## README
Dashboard for the Busbar Mapping of the 2026-2027 TPP Recommended Sensitivity Portfolio |  | Date: 1-14-2025
Dashboard Purpose: | This dashboard provides an overview of busbar mapping results of the sensitivity portfolio for the CPUC IRP Proceeding. Resource-to-busbar mapping (“busbar mapping”) is the process of refining the geographically coarse portfolios produced in the California Public Utilities Commission’s (CPUC) Integrated Resource Plan (IRP) proceeding, into plausible network modeling locations for electrical analysis in the California Independent System Operator’s (CAISO) annual Transmission Planning Process (TPP). The purpose of this workbook is to communicate the results of the busbar mapping results for the proposed 2026-27 TPP recommended sensitivity portfolio.
2026-2027 TPP Portfolios - IRP Proceeding Documents: | The September 30, 2025, Ruling can be accessed from the webpage below:
https://docs.cpuc.ca.gov/PublishedDocs/Efile/G000/M582/K082/582082526.PDF
The November 3, 2025, Ruling can be accessed from the webpage below:
https://www.cpuc.ca.gov/industries-and-topics/electrical-energy/electric-power-procurement/long-term-procurement-planning/2024-26-irp-cycle-events-and-materials/assumptions-for-the-2026-2027-tpp
Busbar Mapping and Portfolio Information: | This dashboard contains mapping results for the 2026-27 TPP recommended sensitivity portfolio. The portfolio utilizes CEC's 2024 IEPR and includes mapping of the 2036 and 2041 model years. All busbar mapping materials, portfolio information, and RESOLVE results can be found at the CPUC Assumptions for the 2026-27 TPP webpage below:
https://www.cpuc.ca.gov/industries-and-topics/electrical-energy/electric-power-procurement/long-term-procurement-planning/2024-26-irp-cycle-events-and-materials/assumptions-for-the-2026-2027-tpp
Busbar Mapping Methodology: | The busbar mapping working group utilized the busbar mapping methodology included with the September 2025 CPUC Ruling, with minor updates to expand Protected Areas Layer Analysis to Western Arizona and Southern Nevada.
See the Busbar Mapping Methodology document for more detail, available at:
https://www.cpuc.ca.gov/-/media/cpuc-website/divisions/energy-division/documents/integrated-resource-plan-and-long-term-procurement-plan-irp-ltpp/2024-2026-irp-cycle-events-and-materials/assumptions-for-the-2026-2027-tpp/mapping_methodology_26-27.pdf
How to Read this Document: | The CPUC staff highly recommends using the Busbar Mapping Methodology document (see above) as a reference and guide to understanding this dashboard.
Busbar Mapping Webinars: | On August 19th, 2025, the CPUC held a virtual MAG webinar that went over possible methodology updates and provided a busbar mapping overview. Links to the recording and the presentations are available at the bottom of the Assumptions for the 2026-2027 TPP webpage:
https://www.cpuc.ca.gov/industries-and-topics/electrical-energy/electric-power-procurement/long-term-procurement-planning/2024-26-irp-cycle-events-and-materials/assumptions-for-the-2026-2027-tpp
On November 12th, 2025, the CPUC held a virtual webianr that familiarized stakeholders with proposed portfolios and the busbar mapping process, with an overview of the draft mapping results for the proposed base case portfolio. Links to the recording and the presentations are available at the Assumptions for the 2026-2027 TPP Webpage.
https://www.cpuc.ca.gov/industries-and-topics/electrical-energy/electric-power-procurement/long-term-procurement-planning/2024-26-irp-cycle-events-and-materials/assumptions-for-the-2026-2027-tpp
Table of Contents
Summary_byCAISO_zone | Summary of Mapping Results by CAISO Study Areas.
Summary_bySub_forTPP | Inventory of all resources (baseline, in-development, and generic) based on relevancy to inclusion in transmission exceedance calculations.
Out-of-CAISO_Summary | Summary of out-of-CAISO resources, their locations, and likely CAISO interties.
Unaccounted for TPD Tabs | Tabs color coded orange are used to show the inventory of unaccounted for Transmission Plan Deliverability (TPD) amounts.
2036 and 2041 Criteria Alignment Tabs | Summary of the criteria alignment for the 2036 and 2041 mapped resources.
Res_by_Sub_Mapping Tab | Contains the complete by substation mapping of resources for the portfolio. This tab contains the full mapping of resource MW amounts to the substations and tracks the adjustments made between initial and final results.
RESOLVE System Build | Tab is color-coded red and used to display the RESOLVE system build.
Tx System Criteria Tabs | Tabs color-coded blue are used to assess the system transmission impacts and criteria analysis.
Interconnection Criteria Tabs | Tabs color-coded purple are used to assess the interconnection criteria analysis.
Land-use & Environmental Impacts Criteria Tabs | Tabs color-coded green are used to assess the land-use analysis and environmental impacts criteria analysis.
Community Environmental Impacts Criteria Tabs | Tabs color-coded light red are used to assess the community-level environmental impacts criteria analysis.
Commercial Development Interest Criteria Tabs | Tabs color-coded yellow are used to assess the commercial development interest criteria analysis.
Previous TPP alignment Criteria Tabs | Tabs color-coded orange are used to assess the alignment with previous TPP portfolio criteria analysis.
Gas Capacity Not Retained | Tabs color-coded blue are used to score each gas generator to identify units for non-retention up to the MW not retained by RESOLVE.
RESOLVE Portfolio Comparisons | Tabs color-coded orange are used to assess the alignment with previous TPP RESOLVE portfolios.

## Summary_byCAISO_zone
Summary of the Recommended Sensitivity Case Portfolio by CAISO zone. Summarizes the mapping results for the 2036 and 2041 TPP portfolio years. Shows the amount of in-development resources identified and mapped in the portfolio and the additional generic resources mapped for the 2036 and 2041 portfolios.
| Recommended Sensitivty Case Portfolio - Modeling Results Summary by RESOLVE Region | [6 empty] | Mapping Results Summary by RESOLVE Region | [17 empty] | 25-26 TPP Base Case - Mapped Portfolio | [5 empty] | 24-25 TPP Base Case - Mapped Portfolio
|  | Model Year 2036 |  |  | Model Year 2041 |  |  | In-Development Resources |  |  | 2036 - Mapped Generic |  |  | 2036 - Mapped Total (In-Dev & Generic) |  |  | 2041 - Generic Additions Incremental to 2036 |  |  | 2041 - Mapped Generic |  |  | 2041 - Mapped Total (In-Dev & Generic) |  |  | Mapped Total (2035) |  |  | Mapped Total (2040) |  |  | Mapped Total (2034) |  |  | Mapped Total (2039)
CAISO Study Area | Resource Type | FCDS (MW) | EODS (MW) | Total (MW) | FCDS (MW) | EODS (MW) | Total (MW) | FCDS (MW) | EODS (MW) | Total (MW) | FCDS (MW) | EODS (MW) | Total (MW) | FCDS (MW) | EODS (MW) | Total (MW) | FCDS (MW) | EODS (MW) | Total (MW) | FCDS (MW) | EODS (MW) | Total (MW) | FCDS (MW) | EODS (MW) | Total (MW) | FCDS (MW) | EODS (MW) | Total (MW) | FCDS (MW) | EODS (MW) | Total (MW) | FCDS (MW) | EODS (MW) | Total (MW) | FCDS (MW) | EODS (MW) | Total (MW)
In-State | Biomass | 0 | 0 | 0 | 0 | 0 | 0 | 0 |  | 0 | 0 |  | 0 | 0 |  | 0 | 0 |  | 0 | 0 |  | 0 | 0 |  | 0 | 171 |  | 171 | 171 |  | 171 | 171 |  | 171 | 171 |  | 171
PG&E North of Greater Bay Study Area | Geothermal | 3.0647 | 0 | 3.0647 | 3.0804 | 0 | 3.0804 | 11.2 |  | 11.2 | 3177.5 |  | 3177.5 | 3188.7 |  | 3188.7 | 0 |  | 0 | 3177.5 |  | 3177.5 | 3188.7 |  | 3188.7 | 123 |  | 123 | 123 |  | 123 | 144 |  | 144 | 144 |  | 144 | PG&E NGBA | PG&E NGBA
PG&E Greater Bay Study Area | Geothermal | 0.58642 | 0 | 0.58642 | 0.58642 | 0 | 0.58642 | 0 |  | 0 | 408 |  | 408 | 408 |  | 408 | 0 |  | 0 | 408 |  | 408 | 408 |  | 408 | 0 |  | 0 | 0 |  | 0 | 0 |  | 0 | 0 |  | 0 | PG&E GBA | PG&E GBA
PG&E Fresno Study Area | Geothermal | 0.31493 | 0 | 0.31493 | 0.31493 | 0 | 0.31493 | 0 |  | 0 | 220 |  | 220 | 220 |  | 220 | 0 |  | 0 | 220 |  | 220 | 220 |  | 220 | 0 |  | 0 | 0 |  | 0 | 0 |  | 0 | 0 |  | 0 | PG&E FRESNO | PG&E FRESNO
PG&E Kern Study Area | Geothermal | 0.0053637 | 0 | 0.0053637 | 0.0053637 | 0 | 0.0053637 | 0 |  | 0 | 0 |  | 0 | 0 |  | 0 | 0 |  | 0 | 0 |  | 0 | 0 |  | 0 | 0 |  | 0 | 0 |  | 0 | 0 |  | 0 | 0 |  | 0 | PG&E KERN | PG&E KERN
SCE Northern Area | Geothermal | 0 | 0 | 0 | 0 | 0 | 0 | 0 |  | 0 | 0 |  | 0 | 0 |  | 0 | 0 |  | 0 | 0 |  | 0 | 0 |  | 0 | 0 |  | 0 | 0 |  | 0 | 0 |  | 0 | 0 |  | 0 | SCE Northern | SCE Northern
SCE Metro Study Area | Geothermal | 0 | 0 | 0 | 0 | 0 | 0 | 203 |  | 203 | 0 |  | 0 | 203 |  | 203 | 0 |  | 0 | 0 |  | 0 | 203 |  | 203 | 389 |  | 389 | 389 |  | 389 | 0 |  | 0 | 0 |  | 0 | SCE Metro | SCE Metro
SCE North of Lugo Study Area | Geothermal | 0.30279 | 0 | 0.30279 | 0.30279 | 0 | 0.30279 | 0 |  | 0 | 293 |  | 293 | 293 |  | 293 | 0 |  | 0 | 293 |  | 293 | 293 |  | 293 | 9.7 |  | 9.7 | 9.7 |  | 9.7 | 0 |  | 0 | 0 |  | 0 | SCE NOL | SCE NOL
East of Pisgah Study Area | Geothermal | 1.6492 | 0 | 1.6492 | 2.9505 | 0 | 2.9505 | 45 |  | 45 | 1604 |  | 1604 | 1649 |  | 1649 | 0 |  | 0 | 1604 |  | 1604 | 1649 |  | 1649 | 517.3 |  | 517.3 | 517.3 |  | 517.3 | 875 |  | 875 | 875 |  | 875 | SCE EOP | EOP
SCE Eastern Study Area | Geothermal | 0.0142 | 0 | 0.0142 | 0.0142 | 0 | 0.0142 | 30 |  | 30 | 0 |  | 0 | 30 |  | 30 | 1317 |  | 1317 | 1317 |  | 1317 | 1347 |  | 1347 | 500 |  | 500 | 500 |  | 500 | 790 |  | 790 | 790 |  | 790 | SCE Eastern | SCE Eastern
SDG&E Study Area | Geothermal | 1.0572 | 0 | 1.0572 | 1.0572 | 0 | 1.0572 | 25 |  | 25 | 975 |  | 975 | 1000 |  | 1000 | 0 |  | 0 | 975 |  | 975 | 1000 |  | 1000 | 100 |  | 100 | 100 |  | 100 | 160 |  | 160 | 160 |  | 160 | SDGE | SDGE
Distributed Solar | Distributed Solar |  | 0 | 0 |  | 0 | 0 |  | 116.384 | 116.384 |  | 0 | 0 |  | 116.384 | 116.384 |  | 0 | 0 |  | 0 | 0 |  | 116.384 | 116.384 |  | 294 | 294 |  | 294 | 294 |  | 260 | 260 |  | 283 | 283
PG&E North of Greater Bay Study Area | Solar | 0 | 2.45 | 2.45 | 0.60097 | 2.45 | 3.051 | 0 | 25 | 25 | 0 | 1457.3 | 1457.3 | 0 | 1482.3 | 1482.3 | 0 | 0 | 0 | 0 | 1457.3 | 1457.3 | 0 | 1482.3 | 1482.3 | 74.5 | 258 | 332.5 | 429.5 | 858 | 1287.5 | 275 | 319.6 | 594.6 | 430 | 1114.6 | 1544.6 | PG&E NGBA | PG&E NGBA
PG&E Greater Bay Study Area | Solar | 0.32856 | 0.82 | 1.1486 | 1.9259 | 0.82 | 2.7459 | 0 | 0 | 0 | 300 | 2089.5 | 2389.5 | 300 | 2089.5 | 2389.5 | 2198 | 0 | 2198 | 2498 | 2089.5 | 4587.5 | 2498 | 2089.5 | 4587.5 | 0 | 250 | 250 | 252 | 1150 | 1402 | 0 | 100 | 100 | 470 | 215 | 685 | PG&E GBA | PG&E GBA
PG&E Fresno Study Area | Solar | 1.5411 | 0.85 | 2.3911 | 5.2007 | 0.85 | 6.0507 | 166 | 987.5 | 1153.5 | 1434 | 478.6 | 1912.6 | 1600 | 1466.1 | 3066.1 | 5167 | 0 | 5167 | 6601 | 478.6 | 7079.6 | 6767 | 1466.1 | 8233.1 | 1471 | 2852.5 | 4323.5 | 5521 | 8012.5 | 13533.5 | 2636.25 | 868.5 | 3504.75 | 3026.5 | 3403.5 | 6430 | PG&E FRESNO | PG&E FRESNO
PG&E Kern Study Area | Solar | 7.8733 | 3.28 | 11.1533 | 7.8944 | 3.28 | 11.1744 | 60 | 440 | 500 | 7740 | 2341.2 | 10081.2 | 7800 | 2781.2 | 10581.2 | 12 | 0 | 12 | 7752 | 2341.2 | 10093.2 | 7812 | 2781.2 | 10593.2 | 830 | 1972 | 2802 | 1810 | 3787 | 5597 | 680 | 1301 | 1981 | 1035.5 | 2060.5 | 3096 | PG&E KERN | PG&E KERN
SCE Northern Area | Solar | 4.9415 | 1.47 | 6.4115 | 7.9243 | 1.47 | 9.3943 | 197 | 1363 | 1560 | 4203 | 1450 | 5653 | 4400 | 2813 | 7213 | 2983 | 0 | 2983 | 7186 | 1450 | 8636 | 7383 | 2813 | 10196 | 1177.5 | 1608 | 2785.5 | 1677.5 | 3718 | 5395.5 | 1633 | 1653 | 3286 | 1634.25 | 3017 | 4651.25 | SCE Northern | SCE Northern
SCE Metro Study Area | Solar | 0.00499 | 0 | 0.00499 | 0.38749 | 0 | 0.38749 | 0 | 0 | 0 | 0 | 0 | 0 | 0 | 0 | 0 | 382 | 0 | 382 | 382 | 0 | 382 | 382 | 0 | 382 | 10 | 10 | 20 | 10 | 10 | 20 | 0 | 0 | 0 | 0 | 0 | 0 | SCE Metro | SCE Metro
SCE North of Lugo Study Area | Solar | 0.32635 | 0 | 0.32635 | 0.69742 | 0.34 | 1.0374 | 70 | 235.8 | 305.8 | 330 | 0 | 330 | 400 | 235.8 | 635.8 | 371 | 300 | 671 | 701 | 300 | 1001 | 771 | 535.8 | 1306.8 | 650 | 523.8 | 1173.8 | 750 | 1242.8 | 1992.8 | 672 | 910 | 1582 | 752 | 1258 | 2010 | SCE NOL | SCE NOL
East of Pisgah Study Area | Solar | 0 | 1.07 | 1.07 | 0 | 1.07 | 1.07 | 65 | 650 | 715 | 0 | 1161.2 | 1161.2 | 65 | 1811.2 | 1876.2 | 0 | 0 | 0 | 0 | 1161.2 | 1161.2 | 65 | 1811.2 | 1876.2 | 886 | 1512 | 2398 | 1666 | 4332 | 5998 | 1075 | 1565 | 2640 | 1200 | 3030 | 4230 | SCE EOP | EOP
SCE Eastern Study Area | Solar | 3.5601 | 7.35 | 10.9101 | 6.2447 | 9.6 | 15.8447 | 175 | 2685 | 2860 | 2735 | 2955 | 5690 | 2910 | 5640 | 8550 | 2684 | 1700 | 4384 | 5419 | 4655 | 10074 | 5594 | 7340 | 12934 | 475 | 3398.5 | 3873.5 | 1375 | 4878.5 | 6253.5 | 810 | 2648.5 | 3458.5 | 1610 | 4223.5 | 5833.5 | SCE Eastern | SCE Eastern
SDG&E Study Area | Solar | 5.4461 | 7.26 | 12.7061 | 6.593 | 10.26 | 16.853 | 237.5 | 388.4 | 625.9 | 5134.5 | 6911.6 | 12046.1 | 5372 | 7300 | 12672 | 1147 | 2100 | 3247 | 6281.5 | 9011.6 | 15293.1 | 6519 | 9400 | 15919 | 419.5 | 1161 | 1580.5 | 797.5 | 2321 | 3118.5 | 700 | 882 | 1582 | 700 | 1219 | 1919 | SDGE | SDGE
PG&E North of Greater Bay Study Area | Wind | 0 | 0.21 | 0.21 | 1.5987 | 0.21 | 1.8087 | 0 | 0 | 0 | 182 | 220 | 402 | 182 | 220 | 402 | 1348 | 0 | 1348 | 1530 | 220 | 1750 | 1530 | 220 | 1750 | 1705 | 97.7 | 1802.7 | 1705 | 97.7 | 1802.7 | 777.5 | 319.5 | 1097 | 1677.9 | 319.5 | 1997.4 | PG&E NGBA | PG&E NGBA
PG&E Greater Bay Study Area | Wind | 0.23443 | 0.01 | 0.24443 | 0.23443 | 0.01 | 0.24443 | 0 | 0 | 0 | 0 | 0 | 0 | 0 | 0 | 0 | 250 | 0 | 250 | 250 | 0 | 250 | 250 | 0 | 250 | 826.6 | 186.95 | 1013.55 | 826.6 | 186.95 | 1013.55 | 688 | 90 | 778 | 688 | 90 | 778 | PG&E GBA | PG&E GBA
PG&E Fresno Study Area | Wind | 0 | 0 | 0 | 0 | 0 | 0 | 0 | 69.3 | 69.3 | 0 | 0 | 0 | 0 | 69.3 | 69.3 | 0 | 0 | 0 | 0 | 0 | 0 | 0 | 69.3 | 69.3 | 490.5 | 70 | 560.5 | 490.5 | 70 | 560.5 | 394 | 96 | 490 | 394 | 96 | 490 | PG&E FRESNO | PG&E FRESNO
PG&E Kern Study Area | Wind | 0 | 0 | 0 | 0 | 0 | 0 | 0 | 0 | 0 | 0 | 0 | 0 | 0 | 0 | 0 | 0 | 0 | 0 | 0 | 0 | 0 | 0 | 0 | 0 | 113.07 | 0 | 113.07 | 113.07 | 0 | 113.07 | 300 | 10 | 310 | 300 | 10 | 310 | PG&E KERN | PG&E KERN
SCE Northern Area | Wind | 0 | 0 | 0 | 0 | 0 | 0 | 0 | 0 | 0 | 0 | 0 | 0 | 0 | 0 | 0 | 0 | 0 | 0 | 0 | 0 | 0 | 0 | 0 | 0 | 674 | 0 | 674 | 674 | 0 | 674 | 564 | 16 | 580 | 564 | 16 | 580 | SCE Northern | SCE Northern
SCE Metro Study Area | Wind | 0 | 0 | 0 | 0 | 0 | 0 | 0 | 0 | 0 | 0 | 0 | 0 | 0 | 0 | 0 | 0 | 0 | 0 | 0 | 0 | 0 | 0 | 0 | 0 | 0 | 0 | 0 | 0 | 0 | 0 | 0 | 0 | 0 | 0 | 0 | 0 | SCE Metro | SCE Metro
SCE North of Lugo Study Area | Wind | 0 | 0 | 0 | 0 | 0 | 0 | 0 | 0 | 0 | 0 | 0 | 0 | 0 | 0 | 0 | 0 | 0 | 0 | 0 | 0 | 0 | 0 | 0 | 0 | 330 | 32.18 | 362.18 | 330 | 32.18 | 362.18 | 310 | 50 | 360 | 310 | 50 | 360 | SCE NOL | SCE NOL
East of Pisgah Study Area | Wind | 0.25472 | 0 | 0.25472 | 0.25472 | 0 | 0.25472 | 0 | 0 | 0 | 250 | 0 | 250 | 250 | 0 | 250 | 0 | 0 | 0 | 250 | 0 | 250 | 250 | 0 | 250 | 1052 | 176.5 | 1228.5 | 1052 | 176.5 | 1228.5 | 620 | 0 | 620 | 620 | 0 | 620 | SCE EOP | EOP
SCE Eastern Study Area | Wind | 0 | 0 | 0 | 0 | 0 | 0 | 0 | 0 | 0 | 0 | 0 | 0 | 0 | 0 | 0 | 0 | 0 | 0 | 0 | 0 | 0 | 0 | 0 | 0 | 287.5 | 37 | 324.5 | 287.5 | 37 | 324.5 | 224 | 100 | 324 | 224 | 100 | 324 | SCE Eastern | SCE Eastern
SDG&E Study Area | Wind | 0.1938 | 0 | 0.1938 | 0.1938 | 0 | 0.1938 | 0 | 0 | 0 | 180 | 0 | 180 | 180 | 0 | 180 | 0 | 0 | 0 | 180 | 0 | 180 | 180 | 0 | 180 | 1260 | 555.8 | 1815.8 | 1260 | 555.8 | 1815.8 | 1325 | 239 | 1564 | 1325 | 239 | 1564 | SDGE | SDGE
PG&E North of Greater Bay Study Area | OOS Wind | 0 | 0 | 0 | 0 | 0 | 0 | 0 | 0 | 0 | 0 | 0 | 0 | 0 | 0 | 0 | 0 | 0 | 0 | 0 | 0 | 0 | 0 | 0 | 0 | 0 | 0 | 0 | 0 | 0 | 0 | 0 | 0 | 0 | 0 | 0 | 0 | PG&E NGBA | PG&E NGBA
PG&E Greater Bay Study Area | OOS Wind | 0 | 0 | 0 | 0 | 0 | 0 | 0 | 0 | 0 | 0 | 0 | 0 | 0 | 0 | 0 | 0 | 0 | 0 | 0 | 0 | 0 | 0 | 0 | 0 | 0 | 0 | 0 | 1707 | 0 | 1707 | 0 | 0 | 0 | 1500 | 0 | 1500 | PG&E GBA | PG&E GBA
PG&E Fresno Study Area | OOS Wind | 0 | 0 | 0 | 0 | 0 | 0 | 0 | 0 | 0 | 0 | 0 | 0 | 0 | 0 | 0 | 0 | 0 | 0 | 0 | 0 | 0 | 0 | 0 | 0 | 0 | 0 | 0 | 0 | 0 | 0 | 0 | 0 | 0 | 0 | 0 | 0 | PG&E FRESNO | PG&E FRESNO
PG&E Kern Study Area | OOS Wind | 0 | 0 | 0 | 0 | 0 | 0 | 0 | 0 | 0 | 0 | 0 | 0 | 0 | 0 | 0 | 0 | 0 | 0 | 0 | 0 | 0 | 0 | 0 | 0 | 0 | 0 | 0 | 0 | 0 | 0 | 0 | 0 | 0 | 0 | 0 | 0 | PG&E KERN | PG&E KERN
SCE Northern Area | OOS Wind | 0 | 0 | 0 | 0 | 0 | 0 | 0 | 0 | 0 | 0 | 0 | 0 | 0 | 0 | 0 | 0 | 0 | 0 | 0 | 0 | 0 | 0 | 0 | 0 | 0 | 0 | 0 | 0 | 0 | 0 | 0 | 0 | 0 | 0 | 0 | 0 | SCE Northern | SCE Northern
SCE Metro Study Area | OOS Wind | 0 | 0 | 0 | 0 | 0 | 0 | 0 | 0 | 0 | 0 | 0 | 0 | 0 | 0 | 0 | 0 | 0 | 0 | 0 | 0 | 0 | 0 | 0 | 0 | 1750 | 0 | 1750 | 1750 | 0 | 1750 | 0 | 0 | 0 | 0 | 0 | 0 | SCE Metro | SCE Metro
SCE North of Lugo Study Area | OOS Wind | 0 | 0 | 0 | 0 | 0 | 0 | 0 | 0 | 0 | 0 | 0 | 0 | 0 | 0 | 0 | 0 | 0 | 0 | 0 | 0 | 0 | 0 | 0 | 0 | 0 | 0 | 0 | 0 | 0 | 0 | 0 | 0 | 0 | 0 | 0 | 0 | SCE NOL | SCE NOL
East of Pisgah Study Area | OOS Wind | 1.5 | 0 | 1.5 | 2.6 | 0 | 2.6 | 0 | 0 | 0 | 1500 | 0 | 1500 | 1500 | 0 | 1500 | 1100 | 0 | 1100 | 2600 | 0 | 2600 | 2600 | 0 | 2600 | 4151 | 0 | 4151 | 4151 | 0 | 4151 | 3964.8 | 0 | 3964.8 | 4060 | 0 | 4060 | SCE EOP | EOP
SCE Eastern Study Area | OOS Wind | 2.546 | 0 | 2.546 | 2.546 | 0 | 2.546 | 285 | 0 | 285 | 2251 | 0 | 2251 | 2536 | 0 | 2536 | 0 | 0 | 0 | 2251 | 0 | 2251 | 2536 | 0 | 2536 | 3099 | 0 | 3099 | 3099 | 0 | 3099 | 2130.8 | 0 | 2130.8 | 3535.6 | 0 | 3535.6 | SCE Eastern | SCE Eastern
SDG&E Study Area | OOS Wind | 0 | 0 | 0 | 0 | 0 | 0 | 0 | 0 | 0 | 0 | 0 | 0 | 0 | 0 | 0 | 0 | 0 | 0 | 0 | 0 | 0 | 0 | 0 | 0 | 0 | 0 | 0 | 0 | 0 | 0 | 0 | 0 | 0 | 0 | 0 | 0 | SDGE | SDGE
PG&E North of Greater Bay Study Area | Offshore Wind | 0 | 0 | 0 | 0 | 0 | 0 | 0 | 0 | 0 | 0 | 0 | 0 | 0 | 0 | 0 | 0 | 0 | 0 | 0 | 0 | 0 | 0 | 0 | 0 | 1607 | 0 | 1607 | 1607 | 0 | 1607 | 931 | 0 | 931 | 1607 | 0 | 1607 | PG&E NGBA | PG&E NGBA
PG&E Greater Bay Study Area | Offshore Wind | 0 | 0 | 0 | 0 | 0 | 0 | 0 | 0 | 0 | 0 | 0 | 0 | 0 | 0 | 0 | 0 | 0 | 0 | 0 | 0 | 0 | 0 | 0 | 0 | 0 | 0 | 0 | 0 | 0 | 0 | 0 | 0 | 0 | 0 | 0 | 0 | PG&E GBA | PG&E GBA
PG&E Fresno Study Area | Offshore Wind | 0 | 0 | 0 | 0 | 0 | 0 | 0 | 0 | 0 | 0 | 0 | 0 | 0 | 0 | 0 | 0 | 0 | 0 | 0 | 0 | 0 | 0 | 0 | 0 | 0 | 0 | 0 | 0 | 0 | 0 | 0 | 0 | 0 | 0 | 0 | 0 | PG&E FRESNO | PG&E FRESNO
PG&E Kern Study Area | Offshore Wind | 0 | 0 | 0 | 0 | 0 | 0 | 0 | 0 | 0 | 0 | 0 | 0 | 0 | 0 | 0 | 0 | 0 | 0 | 0 | 0 | 0 | 0 | 0 | 0 | 2924 | 0 | 2924 | 2924 | 0 | 2924 | 2924 | 0 | 2924 | 2924 | 0 | 2924 | PG&E KERN | PG&E KERN
SCE Northern Area | Offshore Wind | 0 | 0 | 0 | 0 | 0 | 0 | 0 | 0 | 0 | 0 | 0 | 0 | 0 | 0 | 0 | 0 | 0 | 0 | 0 | 0 | 0 | 0 | 0 | 0 | 0 | 0 | 0 | 0 | 0 | 0 | 0 | 0 | 0 | 0 | 0 | 0 | SCE Northern | SCE Northern
SCE Metro Study Area | Offshore Wind | 0 | 0 | 0 | 0 | 0 | 0 | 0 | 0 | 0 | 0 | 0 | 0 | 0 | 0 | 0 | 0 | 0 | 0 | 0 | 0 | 0 | 0 | 0 | 0 | 0 | 0 | 0 | 0 | 0 | 0 | 0 | 0 | 0 | 0 | 0 | 0 | SCE Metro | SCE Metro
SCE North of Lugo Study Area | Offshore Wind | 0 | 0 | 0 | 0 | 0 | 0 | 0 | 0 | 0 | 0 | 0 | 0 | 0 | 0 | 0 | 0 | 0 | 0 | 0 | 0 | 0 | 0 | 0 | 0 | 0 | 0 | 0 | 0 | 0 | 0 | 0 | 0 | 0 | 0 | 0 | 0 | SCE NOL | SCE NOL
East of Pisgah Study Area | Offshore Wind | 0 | 0 | 0 | 0 | 0 | 0 | 0 | 0 | 0 | 0 | 0 | 0 | 0 | 0 | 0 | 0 | 0 | 0 | 0 | 0 | 0 | 0 | 0 | 0 | 0 | 0 | 0 | 0 | 0 | 0 | 0 | 0 | 0 | 0 | 0 | 0 | SCE EOP | EOP
SCE Eastern Study Area | Offshore Wind | 0 | 0 | 0 | 0 | 0 | 0 | 0 | 0 | 0 | 0 | 0 | 0 | 0 | 0 | 0 | 0 | 0 | 0 | 0 | 0 | 0 | 0 | 0 | 0 | 0 | 0 | 0 | 0 | 0 | 0 | 0 | 0 | 0 | 0 | 0 | 0 | SCE Eastern | SCE Eastern
SDG&E Study Area | Offshore Wind | 0 | 0 | 0 | 0 | 0 | 0 | 0 | 0 | 0 | 0 | 0 | 0 | 0 | 0 | 0 | 0 | 0 | 0 | 0 | 0 | 0 | 0 | 0 | 0 | 0 | 0 | 0 | 0 | 0 | 0 | 0 | 0 | 0 | 0 | 0 | 0 | SDGE | SDGE
Renewable Resource Total |  | 35.7458 | 24.77 | 60.5158 | 53.2083 | 30.36 | 83.5683 | 1569.7 | 6960.384 | 8530.084 | 32917 | 19064.4 | 51981.4 | 34486.7 | 26024.784 | 60511.484 | 18959 | 4100 | 23059 | 51876 | 23164.4 | 75040.4 | 53445.7 | 30124.784 | 83570.484 | 28073.17 | 14995.93 | 43069.1 | 38075.17 | 31759.93 | 69835.1 | 25774.35 | 11428.1 | 37202.45 | 32727.75 | 20744.6 | 53472.35
PG&E North of Greater Bay Study Area | Li-ion Battery (4-hr) | 0.31425 | 0 | 0.31425 | 0.31425 | 0 | 0.31425 | 362.7 |  | 362.7 | 0 |  | 0 | 362.7 |  | 362.7 | 0 |  | 0 | 0 |  | 0 | 362.7 |  | 362.7 | 124.95 |  | 124.95 | 124.95 |  | 124.95 | 293.45 |  | 293.45 | 293.45 |  | 293.45 | PG&E NGBA | PG&E NGBA
PG&E Greater Bay Study Area | Li-ion Battery (4-hr) | 0.612 | 0 | 0.612 | 0.612 | 0 | 0.612 | 628 |  | 628 | 0 |  | 0 | 628 |  | 628 | 0 |  | 0 | 0 |  | 0 | 628 |  | 628 | 718.8 |  | 718.8 | 718.8 |  | 718.8 | 828.82 |  | 828.82 | 878.82 |  | 878.82 | PG&E GBA | PG&E GBA
PG&E Fresno Study Area | Li-ion Battery (4-hr) | 0.226 | 0 | 0.226 | 0.226 | 0 | 0.226 | 979.6 |  | 979.6 | 0 |  | 0 | 979.6 |  | 979.6 | 0 |  | 0 | 0 |  | 0 | 979.6 |  | 979.6 | 2307.75 |  | 2307.75 | 2307.75 |  | 2307.75 | 1554.231 |  | 1554.231 | 1669.231 |  | 1669.231 | PG&E FRESNO | PG&E FRESNO
PG&E Kern Study Area | Li-ion Battery (4-hr) | 0.3685 | 0 | 0.3685 | 0.3685 | 0 | 0.3685 | 398.1 |  | 398.1 | 0 |  | 0 | 398.1 |  | 398.1 | 0 |  | 0 | 0 |  | 0 | 398.1 |  | 398.1 | 493 |  | 493 | 493 |  | 493 | 776.8 |  | 776.8 | 776.8 |  | 776.8 | PG&E KERN | PG&E KERN
SCE Northern Area | Li-ion Battery (4-hr) | 0.62255 | 0 | 0.62255 | 0.62255 | 0 | 0.62255 | 1884 |  | 1884 | 0 |  | 0 | 1884 |  | 1884 | 0 |  | 0 | 0 |  | 0 | 1884 |  | 1884 | 3224 |  | 3224 | 3224 |  | 3224 | 3239.9 |  | 3239.9 | 3239.9 |  | 3239.9 | SCE Northern | SCE Northern
SCE Metro Study Area | Li-ion Battery (4-hr) | 1.365 | 0 | 1.365 | 1.365 | 0 | 1.365 | 1589 |  | 1589 | 0 |  | 0 | 1589 |  | 1589 | 0 |  | 0 | 0 |  | 0 | 1589 |  | 1589 | 1890.5 |  | 1890.5 | 1890.5 |  | 1890.5 | 1795 |  | 1795 | 1845 |  | 1845 | SCE Metro | SCE Metro
SCE North of Lugo Study Area | Li-ion Battery (4-hr) | 0.5422 | 0 | 0.5422 | 0.5422 | 0 | 0.5422 | 338.5 |  | 338.5 | 0 |  | 0 | 338.5 |  | 338.5 | 0 |  | 0 | 0 |  | 0 | 338.5 |  | 338.5 | 507.2 |  | 507.2 | 507.2 |  | 507.2 | 716 |  | 716 | 746 |  | 746 | SCE NOL | SCE NOL
East of Pisgah Study Area | Li-ion Battery (4-hr) | 0.638 | 0 | 0.638 | 0.638 | 0 | 0.638 | 685 |  | 685 | 0 |  | 0 | 685 |  | 685 | 0 |  | 0 | 0 |  | 0 | 685 |  | 685 | 1210 |  | 1210 | 1210 |  | 1210 | 1684 |  | 1684 | 2188.1 |  | 2188.1 | SCE EOP | EOP
SCE Eastern Study Area | Li-ion Battery (4-hr) | 1.3736 | 0 | 1.3736 | 1.3736 | 0 | 1.3736 | 1341.516 |  | 1341.516 | 0 |  | 0 | 1341.516 |  | 1341.516 | 0 |  | 0 | 0 |  | 0 | 1341.516 |  | 1341.516 | 3985.4 |  | 3985.4 | 3985.4 |  | 3985.4 | 2680 |  | 2680 | 2680 |  | 2680 | SCE Eastern | SCE Eastern
SDG&E Study Area | Li-ion Battery (4-hr) | 0.7595 | 0 | 0.7595 | 0.7595 | 0 | 0.7595 | 1251.21 |  | 1251.21 | 0 |  | 0 | 1251.21 |  | 1251.21 | 0 |  | 0 | 0 |  | 0 | 1251.21 |  | 1251.21 | 1727.21 |  | 1727.21 | 1727.21 |  | 1727.21 | 1389.72 |  | 1389.72 | 1389.72 |  | 1389.72 | SDGE | SDGE
PG&E North of Greater Bay Study Area | Li-ion Battery (8-hr) | 0 | 0 | 0 | 0 | 0 | 0 | 0 |  | 0 | 0 |  | 0 | 0 |  | 0 | 0 |  | 0 | 0 |  | 0 | 0 |  | 0 | 95 |  | 95 | 305 |  | 305 | 88.4 |  | 88.4 | 488.4 |  | 488.4 | PG&E NGBA | PG&E NGBA
PG&E Greater Bay Study Area | Li-ion Battery (8-hr) | 0.0453 | 0 | 0.0453 | 0.050873 | 0 | 0.050873 | 0 |  | 0 | 13 |  | 13 | 13 |  | 13 | 0 |  | 0 | 13 |  | 13 | 13 |  | 13 | 236.075 |  | 236.075 | 1508.275 |  | 1508.275 | 211.6 |  | 211.6 | 821.6 |  | 821.6 | PG&E GBA | PG&E GBA
PG&E Fresno Study Area | Li-ion Battery (8-hr) | 4.9434 | 0 | 4.9434 | 4.9434 | 0 | 4.9434 | 35 |  | 35 | 5369 |  | 5369 | 5404 |  | 5404 | 0 |  | 0 | 5369 |  | 5369 | 5404 |  | 5404 | 700 |  | 700 | 2765 |  | 2765 | 200 |  | 200 | 1606.5 |  | 1606.5 | PG&E FRESNO | PG&E FRESNO
PG&E Kern Study Area | Li-ion Battery (8-hr) | 0 | 0 | 0 | 0 | 0 | 0 | 0 |  | 0 | 0 |  | 0 | 0 |  | 0 | 0 |  | 0 | 0 |  | 0 | 0 |  | 0 | 410 |  | 410 | 1210 |  | 1210 | 142 |  | 142 | 682 |  | 682 | PG&E KERN | PG&E KERN
SCE Northern Area | Li-ion Battery (8-hr) | 0.63462 | 0 | 0.63462 | 0.63462 | 0 | 0.63462 | 523 |  | 523 | 310 |  | 310 | 833 |  | 833 | 0 |  | 0 | 310 |  | 310 | 833 |  | 833 | 509 |  | 509 | 1584 |  | 1584 | 169.5 |  | 169.5 | 734 |  | 734 | SCE Northern | SCE Northern
SCE Metro Study Area | Li-ion Battery (8-hr) | 7.6039 | 0 | 7.6039 | 7.6039 | 0 | 7.6039 | 10 |  | 10 | 7235 |  | 7235 | 7245 |  | 7245 | 0 |  | 0 | 7235 |  | 7235 | 7245 |  | 7245 | 10 |  | 10 | 610 |  | 610 | 166.5 |  | 166.5 | 446.5 |  | 446.5 | SCE Metro | SCE Metro
SCE North of Lugo Study Area | Li-ion Battery (8-hr) | 0.006 | 0 | 0.006 | 0.006 | 0 | 0.006 | 6 |  | 6 | 0 |  | 0 | 6 |  | 6 | 0 |  | 0 | 0 |  | 0 | 6 |  | 6 | 113 |  | 113 | 463 |  | 463 | 90 |  | 90 | 265 |  | 265 | SCE NOL | SCE NOL
East of Pisgah Study Area | Li-ion Battery (8-hr) | 1.4715 | 0 | 1.4715 | 1.4715 | 0 | 1.4715 | 0 |  | 0 | 476.5 |  | 476.5 | 476.5 |  | 476.5 | 0 |  | 0 | 476.5 |  | 476.5 | 476.5 |  | 476.5 | 320 |  | 320 | 1635 |  | 1635 | 180 |  | 180 | 695.5 |  | 695.5 | SCE EOP | EOP
SCE Eastern Study Area | Li-ion Battery (8-hr) | 1.3702 | 0 | 1.3702 | 1.3702 | 0 | 1.3702 | 100 |  | 100 | 902 |  | 902 | 1002 |  | 1002 | 0 |  | 0 | 902 |  | 902 | 1002 |  | 1002 | 100 |  | 100 | 780 |  | 780 | 270 |  | 270 | 1070 |  | 1070 | SCE Eastern | SCE Eastern
SDG&E Study Area | Li-ion Battery (8-hr) | 1.5967 | 0 | 1.5967 | 1.5967 | 0 | 1.5967 | 50 |  | 50 | 1324.35 |  | 1324.35 | 1374.35 |  | 1374.35 | 0 |  | 0 | 1324.35 |  | 1324.35 | 1374.35 |  | 1374.35 | 100 |  | 100 | 910 |  | 910 | 100 |  | 100 | 305 |  | 305 | SDGE | SDGE
Li-ion Battery Total |  | 24.4932 | 0 | 24.4932 | 24.4988 | 0 | 24.4988 | 10181.626 |  | 10181.626 | 15629.85 |  | 15629.85 | 25811.476 |  | 25811.476 | 0 |  | 0 | 15629.85 |  | 15629.85 | 25811.476 |  | 25811.476 | 18781.885 |  | 18781.885 | 27959.085 |  | 27959.085 | 16575.921 |  | 16575.921 | 22821.521 |  | 22821.521
PG&E North of Greater Bay Study Area | LDES | 0 | 0 | 0 | 0 | 0 | 0 | 0 |  | 0 | 0 |  | 0 | 0 |  | 0 | 0 |  | 0 | 0 |  | 0 | 0 |  | 0 | 5 |  | 5 | 5 |  | 5 | 5 |  | 5 | 5 |  | 5 | PG&E NGBA | PG&E NGBA
PG&E Greater Bay Study Area | LDES | 0.4 | 0 | 0.4 | 0.4056 | 0 | 0.4056 | 0 |  | 0 | 400 |  | 400 | 400 |  | 400 | 0 |  | 0 | 400 |  | 400 | 400 |  | 400 | 310 |  | 310 | 310 |  | 310 | 0 |  | 0 | 0 |  | 0 | PG&E GBA | PG&E GBA
PG&E Fresno Study Area | LDES | 0 | 0 | 0 | 0 | 0 | 0 | 0 |  | 0 | 0 |  | 0 | 0 |  | 0 | 0 |  | 0 | 0 |  | 0 | 0 |  | 0 | 140 |  | 140 | 140 |  | 140 | 130 |  | 130 | 130 |  | 130 | PG&E FRESNO | PG&E FRESNO
PG&E Kern Study Area | LDES | 0.87591 | 0 | 0.87591 | 0.87591 | 0 | 0.87591 | 0 |  | 0 | 900 |  | 900 | 900 |  | 900 | 0 |  | 0 | 900 |  | 900 | 900 |  | 900 | 0 |  | 0 | 0 |  | 0 | 0 |  | 0 | 0 |  | 0 | PG&E KERN | PG&E KERN
SCE Northern Area | LDES | 1.28 | 0 | 1.28 | 3.08 | 0 | 3.08 | 0 |  | 0 | 1280 |  | 1280 | 1280 |  | 1280 | 1806 |  | 1806 | 3086 |  | 3086 | 3086 |  | 3086 | 400 |  | 400 | 400 |  | 400 | 458 |  | 458 | 458 |  | 458 | SCE Northern | SCE Northern
SCE Metro Study Area | LDES | 0 | 0 | 0 | 0 | 0 | 0 | 0 |  | 0 | 0 |  | 0 | 0 |  | 0 | 0 |  | 0 | 0 |  | 0 | 0 |  | 0 | 0 |  | 0 | 0 |  | 0 | 0 |  | 0 | 0 |  | 0 | SCE Metro | SCE Metro
SCE North of Lugo Study Area | LDES | 0.38635 | 0 | 0.38635 | 0.38635 | 0 | 0.38635 | 0 |  | 0 | 362 |  | 362 | 362 |  | 362 | 0 |  | 0 | 362 |  | 362 | 362 |  | 362 | 0 |  | 0 | 0 |  | 0 | 0 |  | 0 | 0 |  | 0 | SCE NOL | SCE NOL
East of Pisgah Study Area | LDES | 0.5 | 0 | 0.5 | 0.5 | 0 | 0.5 | 0 |  | 0 | 1000 |  | 1000 | 1000 |  | 1000 | 0 |  | 0 | 1000 |  | 1000 | 1000 |  | 1000 | 0 |  | 0 | 0 |  | 0 | 0 |  | 0 | 0 |  | 0 | SCE EOP | EOP
SCE Eastern Study Area | LDES | 1.8 | 0 | 1.8 | 1.8 | 0 | 1.8 | 0 |  | 0 | 1300 |  | 1300 | 1300 |  | 1300 | 0 |  | 0 | 1300 |  | 1300 | 1300 |  | 1300 | 0 |  | 0 | 0 |  | 0 | 0 |  | 0 | 0 |  | 0 | SCE Eastern | SCE Eastern
SDG&E Study Area | LDES | 0.5 | 0 | 0.5 | 0.5 | 0 | 0.5 | 0 |  | 0 | 500 |  | 500 | 500 |  | 500 | 0 |  | 0 | 500 |  | 500 | 500 |  | 500 | 409.2 |  | 409.2 | 409.2 |  | 409.2 | 437 |  | 437 | 487 |  | 487 | SDGE | SDGE
Other Storage Total |  | 5.7423 |  | 5.7423 | 7.5478 |  | 7.5478 | 0 |  | 0 | 5742 |  | 5742 | 5742 |  | 5742 | 1806 |  | 1806 | 7548 |  | 7548 | 7548 |  | 7548 | 1264.2 |  | 1264.2 | 1264.2 |  | 1264.2 | 1030 |  | 1030 | 1080 |  | 1080
Storage Total |  | 30.2355 |  | 30.2355 | 32.0467 |  | 32.0467 | 10181.626 |  | 10181.626 | 21371.85 |  | 21371.85 | 31553.476 |  | 31553.476 | 1806 |  | 1806 | 23177.85 |  | 23177.85 | 33359.476 |  | 33359.476 | 20046.085 |  | 20046.085 | 29223.285 |  | 29223.285 | 17605.921 |  | 17605.921 | 23901.521 |  | 23901.521
Total Storage + Resources |  | 65.9813 | 24.77 | 90.7513 | 85.2549 | 30.36 | 115.6149 | 11751.326 | 6960.384 | 18711.71 | 54288.85 | 19064.4 | 73353.25 | 66040.176 | 26024.784 | 92064.96 | 20765 | 4100 | 24865 | 75053.85 | 23164.4 | 98218.25 | 86805.176 | 30124.784 | 116929.96 | 48119.255 | 14995.93 | 63115.185 | 59870.581 | 21956.314 | 81826.895 | 43380.271 | 11428.1 | 54808.371 | 55131.597 | 18388.484 | 73520.081

## Summary_bySub_forTPP
Tab shows all the resources by resource type, substation, and status within the portfolio and relevancy to transmission need calculations. This tab shows the IRP baseline resources, not included in the portfolio that do need to be included in transmission calculations; the in-development resources that do and do not need to be included in the transmission calculations; and the generic resources for the 2036 and 2041 mapped years that all need to be in the transmission calculations.
[10 empty] | Not in White Paper Baseline | [5 empty] | In White Paper Baseline |  |  | Not in White Paper Baseline
[10 empty] | IRP Model Baseline Resources not in Tx Baseline |  |  | In-Development Resources |  |  | In-Development Resources online before 1/1/24 |  |  | In-Development Resources for Transmission Analysis |  |  | 2036 Generic Resourcess Mapped |  |  | Incremental 2041 Generic Resources Mapped |  |  | Total 2041 Generic Resourcess Mapped |  |  | Total 2036 Resources not in Tx Baseline |  |  | Total 2041 Resources not in Tx Baseline
[10 empty] | Resources in baseline so not in portfolio totals, but in-development or online after 1/1/24 |  |  | In-Dev Res. not in IRP Model Baseline, so are included in the portfolio and mapped totals |  |  | Portion of the In-Dev Res. that are online before 1/1/24 or using existing gen-tie so are excluded from the Tx calculations |  |  | Net total In-Dev Res. for the transmission analysis, excluding those online before 1/1/24 |  |  | 2036 portfolio resources beyond those aligned with the In-Dev Res. |  |  | 2041 generic resources beyond those mapped in 2036. |  |  | 2041 portfolio resources beyond those aligned with the In-Dev Res. |  |  | Total 2036 Resources (Baseline, In-Dev, & Generic) not included in White Paper Tx baseline (online before 1/1/24) |  |  | Total 2041 Resources (Baseline, In-Dev, & Generic) not included in White Paper Tx baseline (online before 1/1/24)
CAISO Study Area | CAISO Study Area E3 | IOU | Substation | Voltage | Cluster | Resource Type | Out-of-CAISO | Mapped Res. Note | Has Res. | FCDS (or 4-hr for Battery) | EODS (or 8-hr for Battery) | Total (MW) | FCDS (or 4-hr for Battery) | EODS (or 8-hr for Battery) | Total (MW) | FCDS (or 4-hr for Battery) | EODS (or 8-hr for Battery) | Total (MW) | FCDS (or 4-hr for Battery) | EODS (or 8-hr for Battery) | Total (MW) | FCDS (or 4-hr for Battery) | EODS (or 8-hr for Battery) | Total (MW) | FCDS (or 4-hr for Battery) | EODS (or 8-hr for Battery) | Total (MW) | FCDS (or 4-hr for Battery) | EODS (or 8-hr for Battery) | Total (MW) | FCDS (or 4-hr for Battery) | EODS (or 8-hr for Battery) | Total (MW) | FCDS (or 4-hr for Battery) | EODS (or 8-hr for Battery) | Total (MW)
PG&E KERN | PGE Kern | PGE | 7th Standard | 115 | 109 | Geothermal |  |  | 0 | 0 |  | 0 | 0 |  | 0 | 0 |  | 0 | 0 | 0 | 0 | 0 |  | 0 | 0 | 0 | 0 | 0 |  | 0 | 0 | 0 | 0 | 0 | 0 | 0
SCE Metro | SCE Metro | SCE | Alamitos | 230 | 132 | Geothermal |  |  | 0 | 0 |  | 0 | 0 |  | 0 | 0 |  | 0 | 0 | 0 | 0 | 0 |  | 0 | 0 | 0 | 0 | 0 |  | 0 | 0 | 0 | 0 | 0 | 0 | 0
SCE Eastern | SCE Eastern | SCE | Alberhill | 115 | 156 | Geothermal |  |  | 0 | 0 |  | 0 | 0 |  | 0 | 0 |  | 0 | 0 | 0 | 0 | 0 |  | 0 | 0 | 0 | 0 | 0 |  | 0 | 0 | 0 | 0 | 0 | 0 | 0
SCE Eastern | SCE Eastern | SCE | Alberhill | 500 | 156 | Geothermal |  |  | 0 | 0 |  | 0 | 0 |  | 0 | 0 |  | 0 | 0 | 0 | 0 | 0 |  | 0 | 0 | 0 | 0 | 0 |  | 0 | 0 | 0 | 0 | 0 | 0 | 0
PG&E GBA | PGE GBA | PGE | Alhambra | 115 | 6 | Geothermal |  |  | 0 | 0 |  | 0 | 0 |  | 0 | 0 |  | 0 | 0 | 0 | 0 | 0 |  | 0 | 0 | 0 | 0 | 0 |  | 0 | 0 | 0 | 0 | 0 | 0 | 0
PG&E FRESNO | PGE Fresno | PGE | Alpaugh | 115 | 119 | Geothermal |  |  | 0 | 0 |  | 0 | 0 |  | 0 | 0 |  | 0 | 0 | 0 | 0 | 0 |  | 0 | 0 | 0 | 0 | 0 |  | 0 | 0 | 0 | 0 | 0 | 0 | 0
SDGE | SDGE Imperial | SDGE | Alpine | 69 |  | Geothermal |  |  | 0 | 0 |  | 0 | 0 |  | 0 | 0 |  | 0 | 0 | 0 | 0 | 0 |  | 0 | 0 | 0 | 0 | 0 |  | 0 | 0 | 0 | 0 | 0 | 0 | 0
PG&E GBA | PGE GBA | PGE | Altamont Midway (Sandhill) | 230 | 26 | Geothermal |  |  | 0 | 0 |  | 0 | 0 |  | 0 | 0 |  | 0 | 0 | 0 | 0 | 0 |  | 0 | 0 | 0 | 0 | 0 |  | 0 | 0 | 0 | 0 | 0 | 0 | 0
SCE Northern | SCE Northern | SCE | Antelope | 66 |  | Geothermal |  |  | 0 | 0 |  | 0 | 0 |  | 0 | 0 |  | 0 | 0 | 0 | 0 | 0 |  | 0 | 0 | 0 | 0 | 0 |  | 0 | 0 | 0 | 0 | 0 | 0 | 0
SCE Northern | SCE Northern | SCE | Antelope | 230 | 86 | Geothermal |  |  | 0 | 0 |  | 0 | 0 |  | 0 | 0 |  | 0 | 0 | 0 | 0 | 0 |  | 0 | 0 | 0 | 0 | 0 |  | 0 | 0 | 0 | 0 | 0 | 0 | 0
SCE Northern | SCE Northern | SCE | Antelope | 500 | 124 | Geothermal |  |  | 0 | 0 |  | 0 | 0 |  | 0 | 0 |  | 0 | 0 | 0 | 0 | 0 |  | 0 | 0 | 0 | 0 | 0 |  | 0 | 0 | 0 | 0 | 0 | 0 | 0
PG&E NGBA | PGE NGBA | PGE | Arcata | 60 |  | Geothermal |  |  | 0 | 0 |  | 0 | 0 |  | 0 | 0 |  | 0 | 0 | 0 | 0 | 0 |  | 0 | 0 | 0 | 0 | 0 |  | 0 | 0 | 0 | 0 | 0 | 0 | 0
PG&E KERN | PGE Kern | PGE | Arco | 230 | 93 | Geothermal |  |  | 0 | 0 |  | 0 | 0 |  | 0 | 0 |  | 0 | 0 | 0 | 0 | 0 |  | 0 | 0 | 0 | 0 | 0 |  | 0 | 0 | 0 | 0 | 0 | 0 | 0
PG&E KERN | PGE Kern | PGE | Arco | 70 |  | Geothermal |  |  | 0 | 0 |  | 0 | 0 |  | 0 | 0 |  | 0 | 0 | 0 | 0 | 0 |  | 0 | 0 | 0 | 0 | 0 |  | 0 | 0 | 0 | 0 | 0 | 0 | 0
SCE Metro | SCE Metro | SCE | ArcoGen | 230 | 97 | Geothermal |  |  | 0 | 0 |  | 0 | 0 |  | 0 | 0 |  | 0 | 0 | 0 | 0 | 0 |  | 0 | 0 | 0 | 0 | 0 |  | 0 | 0 | 0 | 0 | 0 | 0 | 0
SDGE | SDGE Imperial | SDGE | Artesian | 230 | 195 | Geothermal |  |  | 0 | 0 |  | 0 | 0 |  | 0 | 0 |  | 0 | 0 | 0 | 0 | 0 |  | 0 | 0 | 0 | 0 | 0 |  | 0 | 0 | 0 | 0 | 0 | 0 | 0
SDGE | SDGE Imperial | SDGE | Artesian | 69 |  | Geothermal |  |  | 0 | 0 |  | 0 | 0 |  | 0 | 0 |  | 0 | 0 | 0 | 0 | 0 |  | 0 | 0 | 0 | 0 | 0 |  | 0 | 0 | 0 | 0 | 0 | 0 | 0
PG&E FRESNO | PGE Fresno | PGE | Ashlan | 230 | 138 | Geothermal |  |  | 0 | 0 |  | 0 | 0 |  | 0 | 0 |  | 0 | 0 | 0 | 0 | 0 |  | 0 | 0 | 0 | 0 | 0 |  | 0 | 0 | 0 | 0 | 0 | 0 | 0
PG&E NGBA | PGE NGBA | PGE | Atlantic | 115 | 16 | Geothermal |  |  | 0 | 0 |  | 0 | 0 |  | 0 | 0 |  | 0 | 0 | 0 | 0 | 0 |  | 0 | 0 | 0 | 0 | 0 |  | 0 | 0 | 0 | 0 | 0 | 0 | 0
PG&E NGBA | PGE NGBA | PGE | Atlantic | 230 | 20 | Geothermal |  |  | 0 | 0 |  | 0 | 0 |  | 0 | 0 |  | 0 | 0 | 0 | 0 | 0 |  | 0 | 0 | 0 | 0 | 0 |  | 0 | 0 | 0 | 0 | 0 | 0 | 0
PG&E NGBA | PGE NGBA | PGE | Atlantic | 60 |  | Geothermal |  |  | 0 | 0 |  | 0 | 0 |  | 0 | 0 |  | 0 | 0 | 0 | 0 | 0 |  | 0 | 0 | 0 | 0 | 0 |  | 0 | 0 | 0 | 0 | 0 | 0 | 0
PG&E FRESNO | PGE Fresno | PGE | Atwater | 115 | 139 | Geothermal |  |  | 0 | 0 |  | 0 | 0 |  | 0 | 0 |  | 0 | 0 | 0 | 0 | 0 |  | 0 | 0 | 0 | 0 | 0 |  | 0 | 0 | 0 | 0 | 0 | 0 | 0
PG&E GBA | PGE GBA | PGE | Avena | 115 | 36 | Geothermal |  |  | 0 | 0 |  | 0 | 0 |  | 0 | 0 |  | 0 | 0 | 0 | 0 | 0 |  | 0 | 0 | 0 | 0 | 0 |  | 0 | 0 | 0 | 0 | 0 | 0 | 0
SDGE | SDGE Imperial | SDGE | Avocado | 69 |  | Geothermal |  |  | 0 | 0 |  | 0 | 0 |  | 0 | 0 |  | 0 | 0 | 0 | 0 | 0 |  | 0 | 0 | 0 | 0 | 0 |  | 0 | 0 | 0 | 0 | 0 | 0 | 0
PG&E NGBA | PGE NGBA | PGE | Bahia | 230 | 60 | Geothermal |  |  | 0 | 0 |  | 0 | 0 |  | 0 | 0 |  | 0 | 0 | 0 | 0 | 0 |  | 0 | 0 | 0 | 0 | 0 |  | 0 | 0 | 0 | 0 | 0 | 0 | 0
SCE Northern | SCE Northern | SCE | Bailey | 230 | 167 | Geothermal |  |  | 0 | 0 |  | 0 | 0 |  | 0 | 0 |  | 0 | 0 | 0 | 0 | 0 |  | 0 | 0 | 0 | 0 | 0 |  | 0 | 0 | 0 | 0 | 0 | 0 | 0
SCE NOL | SCE NOL | SCE | Baker | 115 | 160 | Geothermal |  |  | 0 | 0 |  | 0 | 0 |  | 0 | 0 |  | 0 | 0 | 0 | 0 | 0 |  | 0 | 0 | 0 | 0 | 0 |  | 0 | 0 | 0 | 0 | 0 | 0 | 0
PG&E KERN | PGE Kern | PGE | Bakersfield | 230 | 89 | Geothermal |  |  | 0 | 0 |  | 0 | 0 |  | 0 | 0 |  | 0 | 0 | 0 | 0 | 0 |  | 0 | 0 | 0 | 0 | 0 |  | 0 | 0 | 0 | 0 | 0 | 0 | 0
PG&E FRESNO | PGE Fresno | PGE | Balch | 230 | 117 | Geothermal |  |  | 0 | 0 |  | 0 | 0 |  | 0 | 0 |  | 0 | 0 | 0 | 0 | 0 |  | 0 | 0 | 0 | 0 | 0 |  | 0 | 0 | 0 | 0 | 0 | 0 | 0
SCE Eastern | SCE Eastern | SCE | Bannister | 230 | 174 | Geothermal |  |  | 0 | 0 |  | 0 | 0 |  | 0 | 0 |  | 0 | 0 | 0 | 0 | 0 |  | 0 | 0 | 0 | 0 | 0 |  | 0 | 0 | 0 | 0 | 0 | 0 | 0
SCE Metro | SCE Metro | SCE | Barre | 230 | 97 | Geothermal |  |  | 0 | 0 |  | 0 | 0 |  | 0 | 0 |  | 0 | 0 | 0 | 0 | 0 |  | 0 | 0 | 0 | 0 | 0 |  | 0 | 0 | 0 | 0 | 0 | 0 | 0
SDGE | SDGE Imperial | SDGE | Bay Boulevard | 69 |  | Geothermal |  |  | 0 | 0 |  | 0 | 0 |  | 0 | 0 |  | 0 | 0 | 0 | 0 | 0 |  | 0 | 0 | 0 | 0 | 0 |  | 0 | 0 | 0 | 0 | 0 | 0 | 0
SDGE | SDGE Imperial | SDGE | Bay Boulevard | 230 | 196 | Geothermal |  |  | 0 | 0 |  | 0 | 0 |  | 0 | 0 |  | 0 | 0 | 0 | 0 | 0 |  | 0 | 0 | 0 | 0 | 0 |  | 0 | 0 | 0 | 0 | 0 | 0 | 0
EOP | SCE EOP | SCE | Beatty | 138 | 177 | Geothermal |  |  | 0 | 0 |  | 0 | 0 |  | 0 | 0 |  | 0 | 0 | 0 | 0 | 0 |  | 0 | 0 | 0 | 0 | 0 |  | 0 | 0 | 0 | 0 | 0 | 0 | 0
EOP | SCE EOP | SCE | Beatty | 230 | 177 | Geothermal | YES | Central Nevada | 1 | 0 |  | 0 | 0 |  | 0 | 0 |  | 0 | 0 | 0 | 0 | 436 |  | 436 | 0 | 0 | 0 | 436 |  | 436 | 436 | 0 | 436 | 436 | 0 | 436
PG&E NGBA | PGE NGBA | PGE | Belden | 230 | 24 | Geothermal |  |  | 0 | 0 |  | 0 | 0 |  | 0 | 0 |  | 0 | 0 | 0 | 0 | 0 |  | 0 | 0 | 0 | 0 | 0 |  | 0 | 0 | 0 | 0 | 0 | 0 | 0
PG&E NGBA | PGE NGBA | PGE | Bell | 115 | 16 | Geothermal |  |  | 0 | 0 |  | 0 | 0 |  | 0 | 0 |  | 0 | 0 | 0 | 0 | 0 |  | 0 | 0 | 0 | 0 | 0 |  | 0 | 0 | 0 | 0 | 0 | 0 | 0
PG&E NGBA | PGE NGBA | PGE | Bellevue | 115 | 27 | Geothermal |  |  | 0 | 0 |  | 0 | 0 |  | 0 | 0 |  | 0 | 0 | 0 | 0 | 0 |  | 0 | 0 | 0 | 0 | 0 |  | 0 | 0 | 0 | 0 | 0 | 0 | 0
PG&E GBA | PGE GBA | PGE | Bellota | 115 | 29 | Geothermal |  |  | 0 | 0 |  | 0 | 0 |  | 0 | 0 |  | 0 | 0 | 0 | 0 | 0 |  | 0 | 0 | 0 | 0 | 0 |  | 0 | 0 | 0 | 0 | 0 | 0 | 0
PG&E GBA | PGE GBA | PGE | Bellota | 230 | 15 | Geothermal |  |  | 0 | 0 |  | 0 | 0 |  | 0 | 0 |  | 0 | 0 | 0 | 0 | 0 |  | 0 | 0 | 0 | 0 | 0 |  | 0 | 0 | 0 | 0 | 0 | 0 | 0
SCE Northern | SCE Northern | SCE | Big Creek | 230 | 153 | Geothermal |  |  | 0 | 0 |  | 0 | 0 |  | 0 | 0 |  | 0 | 0 | 0 | 0 | 0 |  | 0 | 0 | 0 | 0 | 0 |  | 0 | 0 | 0 | 0 | 0 | 0 | 0
PG&E FRESNO | PGE Fresno | PGE | Biola | 70 |  | Geothermal |  |  | 0 | 0 |  | 0 | 0 |  | 0 | 0 |  | 0 | 0 | 0 | 0 | 0 |  | 0 | 0 | 0 | 0 | 0 |  | 0 | 0 | 0 | 0 | 0 | 0 | 0
PG&E GBA | PGE GBA | PGE | Birds Landing | 230 | 59 | Geothermal |  |  | 0 | 0 |  | 0 | 0 |  | 0 | 0 |  | 0 | 0 | 0 | 0 | 0 |  | 0 | 0 | 0 | 0 | 0 |  | 0 | 0 | 0 | 0 | 0 | 0 | 0
SCE Northern | SCE Northern | SCE | Bliss | 66 |  | Geothermal |  |  | 0 | 0 |  | 0 | 0 |  | 0 | 0 |  | 0 | 0 | 0 | 0 | 0 |  | 0 | 0 | 0 | 0 | 0 |  | 0 | 0 | 0 | 0 | 0 | 0 | 0
SCE Eastern | SCE Eastern | SCE | Blythe | 161 | 182 | Geothermal |  |  | 0 | 0 |  | 0 | 0 |  | 0 | 0 |  | 0 | 0 | 0 | 0 | 0 |  | 0 | 0 | 0 | 0 | 0 |  | 0 | 0 | 0 | 0 | 0 | 0 | 0
PG&E NGBA | PGE NGBA | PGE | Bogue | 115 | 22 | Geothermal |  |  | 0 | 0 |  | 0 | 0 |  | 0 | 0 |  | 0 | 0 | 0 | 0 | 0 |  | 0 | 0 | 0 | 0 | 0 |  | 0 | 0 | 0 | 0 | 0 | 0 | 0
PG&E FRESNO | PGE Fresno | PGE | Borden | 230 | 168 | Geothermal |  |  | 0 | 0 |  | 0 | 0 |  | 0 | 0 |  | 0 | 0 | 0 | 0 | 0 |  | 0 | 0 | 0 | 0 | 0 |  | 0 | 0 | 0 | 0 | 0 | 0 | 0
PG&E FRESNO | PGE Fresno | PGE | Borden | 70 |  | Geothermal |  |  | 0 | 0 |  | 0 | 0 |  | 0 | 0 |  | 0 | 0 | 0 | 0 | 0 |  | 0 | 0 | 0 | 0 | 0 |  | 0 | 0 | 0 | 0 | 0 | 0 | 0
SDGE | SDGE Imperial | SDGE | Boulevard East | 138 | 192 | Geothermal |  |  | 0 | 0 |  | 0 | 0 |  | 0 | 0 |  | 0 | 0 | 0 | 0 | 0 |  | 0 | 0 | 0 | 0 | 0 |  | 0 | 0 | 0 | 0 | 0 | 0 | 0
SDGE | SDGE Imperial | SDGE | Boulevard East | 69 |  | Geothermal |  |  | 0 | 0 |  | 0 | 0 |  | 0 | 0 |  | 0 | 0 | 0 | 0 | 0 |  | 0 | 0 | 0 | 0 | 0 |  | 0 | 0 | 0 | 0 | 0 | 0 | 0
PG&E GBA | PGE GBA | PGE | Brentwood | 230 | 50 | Geothermal |  |  | 0 | 0 |  | 0 | 0 |  | 0 | 0 |  | 0 | 0 | 0 | 0 | 0 |  | 0 | 0 | 0 | 0 | 0 |  | 0 | 0 | 0 | 0 | 0 | 0 | 0
PG&E NGBA | PGE NGBA | PGE | Bridgeville | 115 | 1 | Geothermal |  |  | 1 | 0 |  | 0 | 0 |  | 0 | 0 |  | 0 | 0 | 0 | 0 | 185.7 |  | 185.7 | 0 | 0 | 0 | 185.7 |  | 185.7 | 185.7 | 0 | 185.7 | 185.7 | 0 | 185.7
PG&E NGBA | PGE NGBA | PGE | Brighton | 115 | 67 | Geothermal |  |  | 0 | 0 |  | 0 | 0 |  | 0 | 0 |  | 0 | 0 | 0 | 0 | 0 |  | 0 | 0 | 0 | 0 | 0 |  | 0 | 0 | 0 | 0 | 0 | 0 | 0
PG&E NGBA | PGE NGBA | PGE | Brighton | 230 | 67 | Geothermal |  |  | 0 | 0 |  | 0 | 0 |  | 0 | 0 |  | 0 | 0 | 0 | 0 | 0 |  | 0 | 0 | 0 | 0 | 0 |  | 0 | 0 | 0 | 0 | 0 | 0 | 0
PG&E NGBA | PGE NGBA | PGE | Brunswick | 115 | 20 | Geothermal |  |  | 0 | 0 |  | 0 | 0 |  | 0 | 0 |  | 0 | 0 | 0 | 0 | 0 |  | 0 | 0 | 0 | 0 | 0 |  | 0 | 0 | 0 | 0 | 0 | 0 | 0
PG&E NGBA | PGE NGBA | PGE | Bucks Creek | 230 | 35 | Geothermal |  |  | 0 | 0 |  | 0 | 0 |  | 0 | 0 |  | 0 | 0 | 0 | 0 | 0 |  | 0 | 0 | 0 | 0 | 0 |  | 0 | 0 | 0 | 0 | 0 | 0 | 0
PG&E KERN | PGE Kern | PGE | Buena Vista | 230 |  | Geothermal |  |  | 0 | 0 |  | 0 | 0 |  | 0 | 0 |  | 0 | 0 | 0 | 0 | 0 |  | 0 | 0 | 0 | 0 | 0 |  | 0 | 0 | 0 | 0 | 0 | 0 | 0
PG&E FRESNO | PGE Fresno | PGE | Bullard | 115 | 165 | Geothermal |  |  | 0 | 0 |  | 0 | 0 |  | 0 | 0 |  | 0 | 0 | 0 | 0 | 0 |  | 0 | 0 | 0 | 0 | 0 |  | 0 | 0 | 0 | 0 | 0 | 0 | 0
PG&E GBA | PGE GBA | PGE | Burlingame | 115 | 3 | Geothermal |  |  | 0 | 0 |  | 0 | 0 |  | 0 | 0 |  | 0 | 0 | 0 | 0 | 0 |  | 0 | 0 | 0 | 0 | 0 |  | 0 | 0 | 0 | 0 | 0 | 0 | 0
PG&E NGBA | PGE NGBA | PGE | Burney Forest | 230 | 2 | Geothermal |  |  | 0 | 0 |  | 0 | 0 |  | 0 | 0 |  | 0 | 0 | 0 | 0 | 0 |  | 0 | 0 | 0 | 0 | 0 |  | 0 | 0 | 0 | 0 | 0 | 0 | 0
PG&E NGBA | PGE NGBA | PGE | Butte | 115 | 1 | Geothermal |  |  | 0 | 0 |  | 0 | 0 |  | 0 | 0 |  | 0 | 0 | 0 | 0 | 0 |  | 0 | 0 | 0 | 0 | 0 |  | 0 | 0 | 0 | 0 | 0 | 0 | 0
PG&E KERN | PGE Kern | PGE | Cabrillo | 115 | 111 | Geothermal |  |  | 0 | 0 |  | 0 | 0 |  | 0 | 0 |  | 0 | 0 | 0 | 0 | 0 |  | 0 | 0 | 0 | 0 | 0 |  | 0 | 0 | 0 | 0 | 0 | 0 | 0
PG&E FRESNO | PGE Fresno | PGE | Cal Flats | 230 | 129 | Geothermal |  |  | 0 | 0 |  | 0 | 0 |  | 0 | 0 |  | 0 | 0 | 0 | 0 | 0 |  | 0 | 0 | 0 | 0 | 0 |  | 0 | 0 | 0 | 0 | 0 | 0 | 0
SCE NOL | SCE NOL | SCE | Calcite | 230 | 141 | Geothermal |  |  | 0 | 0 |  | 0 | 0 |  | 0 | 0 |  | 0 | 0 | 0 | 0 | 0 |  | 0 | 0 | 0 | 0 | 0 |  | 0 | 0 | 0 | 0 | 0 | 0 | 0
PG&E KERN | PGE Kern | PGE | Caliente | 230 | 122 | Geothermal |  |  | 0 | 0 |  | 0 | 0 |  | 0 | 0 |  | 0 | 0 | 0 | 0 | 0 |  | 0 | 0 | 0 | 0 | 0 |  | 0 | 0 | 0 | 0 | 0 | 0 | 0
PG&E FRESNO | PGE Fresno | PGE | California Ave | 115 | 105 | Geothermal |  |  | 0 | 0 |  | 0 | 0 |  | 0 | 0 |  | 0 | 0 | 0 | 0 | 0 |  | 0 | 0 | 0 | 0 | 0 |  | 0 | 0 | 0 | 0 | 0 | 0 | 0
PG&E KERN | PGE Kern | PGE | Callender | 115 | 126 | Geothermal |  |  | 0 | 0 |  | 0 | 0 |  | 0 | 0 |  | 0 | 0 | 0 | 0 | 0 |  | 0 | 0 | 0 | 0 | 0 |  | 0 | 0 | 0 | 0 | 0 | 0 | 0
PG&E NGBA | PGE NGBA | PGE | Calpella | 115 | 37 | Geothermal |  |  | 0 | 0 |  | 0 | 0 |  | 0 | 0 |  | 0 | 0 | 0 | 0 | 0 |  | 0 | 0 | 0 | 0 | 0 |  | 0 | 0 | 0 | 0 | 0 | 0 | 0
PG&E GBA | PGE GBA | PGE | Camanche | 230 | 15 | Geothermal |  |  | 0 | 0 |  | 0 | 0 |  | 0 | 0 |  | 0 | 0 | 0 | 0 | 0 |  | 0 | 0 | 0 | 0 | 0 |  | 0 | 0 | 0 | 0 | 0 | 0 | 0
SDGE | SDGE Imperial | SDGE | Cameron | 69 |  | Geothermal |  |  | 0 | 0 |  | 0 | 0 |  | 0 | 0 |  | 0 | 0 | 0 | 0 | 0 |  | 0 | 0 | 0 | 0 | 0 |  | 0 | 0 | 0 | 0 | 0 | 0 | 0
SDGE | SDGE Imperial | SDGE | Cannon | 69 |  | Geothermal |  |  | 0 | 0 |  | 0 | 0 |  | 0 | 0 |  | 0 | 0 | 0 | 0 | 0 |  | 0 | 0 | 0 | 0 | 0 |  | 0 | 0 | 0 | 0 | 0 | 0 | 0
PG&E FRESNO | PGE Fresno | PGE | Cantua | 115 | 115 | Geothermal |  |  | 0 | 0 |  | 0 | 0 |  | 0 | 0 |  | 0 | 0 | 0 | 0 | 0 |  | 0 | 0 | 0 | 0 | 0 |  | 0 | 0 | 0 | 0 | 0 | 0 | 0
SDGE | SDGE Imperial | SDGE | Capistrano | 138 | 173 | Geothermal |  |  | 0 | 0 |  | 0 | 0 |  | 0 | 0 |  | 0 | 0 | 0 | 0 | 0 |  | 0 | 0 | 0 | 0 | 0 |  | 0 | 0 | 0 | 0 | 0 | 0 | 0
SDGE | SDGE Imperial | SDGE | Capistrano | 230 | 173 | Geothermal |  |  | 0 | 0 |  | 0 | 0 |  | 0 | 0 |  | 0 | 0 | 0 | 0 | 0 |  | 0 | 0 | 0 | 0 | 0 |  | 0 | 0 | 0 | 0 | 0 | 0 | 0
PG&E NGBA | PGE NGBA | PGE | Carberry | 230 | 2 | Geothermal |  |  | 0 | 0 |  | 0 | 0 |  | 0 | 0 |  | 0 | 0 | 0 | 0 | 0 |  | 0 | 0 | 0 | 0 | 0 |  | 0 | 0 | 0 | 0 | 0 | 0 | 0
SCE Eastern | SCE Eastern | SCE | Cardiff | 66 |  | Geothermal |  |  | 0 | 0 |  | 0 | 0 |  | 0 | 0 |  | 0 | 0 | 0 | 0 | 0 |  | 0 | 0 | 0 | 0 | 0 |  | 0 | 0 | 0 | 0 | 0 | 0 | 0
PG&E NGBA | PGE NGBA | PGE | Caribou | 60 |  | Geothermal |  |  | 0 | 0 |  | 0 | 0 |  | 0 | 0 |  | 0 | 0 | 0 | 0 | 0 |  | 0 | 0 | 0 | 0 | 0 |  | 0 | 0 | 0 | 0 | 0 | 0 | 0
PG&E NGBA | PGE NGBA | PGE | Caribou | 115 | 7 | Geothermal |  |  | 0 | 0 |  | 0 | 0 |  | 0 | 0 |  | 0 | 0 | 0 | 0 | 0 |  | 0 | 0 | 0 | 0 | 0 |  | 0 | 0 | 0 | 0 | 0 | 0 | 0
PG&E NGBA | PGE NGBA | PGE | Caribou | 230 | 7 | Geothermal |  |  | 0 | 0 |  | 0 | 0 |  | 0 | 0 |  | 0 | 0 | 0 | 0 | 0 |  | 0 | 0 | 0 | 0 | 0 |  | 0 | 0 | 0 | 0 | 0 | 0 | 0
EOP | SCE EOP | SCE | Carpenter Canyon (fka Gamebird) | 138 | 177 | Geothermal |  |  | 0 | 0 |  | 0 | 0 |  | 0 | 0 |  | 0 | 0 | 0 | 0 | 0 |  | 0 | 0 | 0 | 0 | 0 |  | 0 | 0 | 0 | 0 | 0 | 0 | 0
EOP | SCE EOP | SCE | Carpenter Canyon (fka Gamebird) | 230 | 177 | Geothermal |  |  | 0 | 0 |  | 0 | 0 |  | 0 | 0 |  | 0 | 0 | 0 | 0 | 0 |  | 0 | 0 | 0 | 0 | 0 |  | 0 | 0 | 0 | 0 | 0 | 0 | 0
PG&E NGBA | PGE NGBA | PGE | Carquinez | 115 | 27 | Geothermal |  |  | 0 | 0 |  | 0 | 0 |  | 0 | 0 |  | 0 | 0 | 0 | 0 | 0 |  | 0 | 0 | 0 | 0 | 0 |  | 0 | 0 | 0 | 0 | 0 | 0 | 0
SDGE | SDGE Imperial | SDGE | Carrizo Gorge | 138 | 192 | Geothermal |  |  | 0 | 0 |  | 0 | 0 |  | 0 | 0 |  | 0 | 0 | 0 | 0 | 0 |  | 0 | 0 | 0 | 0 | 0 |  | 0 | 0 | 0 | 0 | 0 | 0 | 0
PG&E KERN | PGE Kern | PGE | Carrizo Plains | 115 | 122 | Geothermal |  |  | 0 | 0 |  | 0 | 0 |  | 0 | 0 |  | 0 | 0 | 0 | 0 | 0 |  | 0 | 0 | 0 | 0 | 0 |  | 0 | 0 | 0 | 0 | 0 | 0 | 0
PG&E KERN | PGE Kern | PGE | Casaloma | 230 | 68 | Geothermal |  |  | 0 | 0 |  | 0 | 0 |  | 0 | 0 |  | 0 | 0 | 0 | 0 | 0 |  | 0 | 0 | 0 | 0 | 0 |  | 0 | 0 | 0 | 0 | 0 | 0 | 0
PG&E GBA | PGE GBA | PGE | Castro Valley | 230 | 42 | Geothermal |  |  | 0 | 0 |  | 0 | 0 |  | 0 | 0 |  | 0 | 0 | 0 | 0 | 0 |  | 0 | 0 | 0 | 0 | 0 |  | 0 | 0 | 0 | 0 | 0 | 0 | 0
PG&E GBA | PGE GBA | PGE | Cayetano | 230 | 50 | Geothermal |  |  | 0 | 0 |  | 0 | 0 |  | 0 | 0 |  | 0 | 0 | 0 | 0 | 0 |  | 0 | 0 | 0 | 0 | 0 |  | 0 | 0 | 0 | 0 | 0 | 0 | 0
SCE Metro | SCE Metro | SCE | Center | 230 | 97 | Geothermal |  |  | 0 | 0 |  | 0 | 0 |  | 0 | 0 |  | 0 | 0 | 0 | 0 | 0 |  | 0 | 0 | 0 | 0 | 0 |  | 0 | 0 | 0 | 0 | 0 | 0 | 0
PG&E KERN | PGE Kern | PGE | Charca | 115 | 74 | Geothermal |  |  | 0 | 0 |  | 0 | 0 |  | 0 | 0 |  | 0 | 0 | 0 | 0 | 0 |  | 0 | 0 | 0 | 0 | 0 |  | 0 | 0 | 0 | 0 | 0 | 0 | 0
EOP | SCE EOP | SCE | Charleston | 138 | 177 | Geothermal |  |  | 0 | 0 |  | 0 | 0 |  | 0 | 0 |  | 0 | 0 | 0 | 0 | 0 |  | 0 | 0 | 0 | 0 | 0 |  | 0 | 0 | 0 | 0 | 0 | 0 | 0
SCE Metro | SCE Metro | SCE | Chevmain | 230 | 97 | Geothermal |  |  | 0 | 0 |  | 0 | 0 |  | 0 | 0 |  | 0 | 0 | 0 | 0 | 0 |  | 0 | 0 | 0 | 0 | 0 |  | 0 | 0 | 0 | 0 | 0 | 0 | 0
SDGE | SDGE Imperial | SDGE | Chicarita | 138 | 186 | Geothermal |  |  | 0 | 0 |  | 0 | 0 |  | 0 | 0 |  | 0 | 0 | 0 | 0 | 0 |  | 0 | 0 | 0 | 0 | 0 |  | 0 | 0 | 0 | 0 | 0 | 0 | 0
SCE Metro | SCE Metro | SCE | Chino | 230 | 97 | Geothermal |  |  | 0 | 0 |  | 0 | 0 |  | 0 | 0 |  | 0 | 0 | 0 | 0 | 0 |  | 0 | 0 | 0 | 0 | 0 |  | 0 | 0 | 0 | 0 | 0 | 0 | 0
PG&E FRESNO | PGE Fresno | PGE | Chowchilla | 115 | 166 | Geothermal |  |  | 0 | 0 |  | 0 | 0 |  | 0 | 0 |  | 0 | 0 | 0 | 0 | 0 |  | 0 | 0 | 0 | 0 | 0 |  | 0 | 0 | 0 | 0 | 0 | 0 | 0
PG&E GBA | PGE GBA | PGE | Christie | 60 |  | Geothermal |  |  | 0 | 0 |  | 0 | 0 |  | 0 | 0 |  | 0 | 0 | 0 | 0 | 0 |  | 0 | 0 | 0 | 0 | 0 |  | 0 | 0 | 0 | 0 | 0 | 0 | 0
PG&E GBA | PGE GBA | PGE | Christie | 115 | 6 | Geothermal |  |  | 0 | 0 |  | 0 | 0 |  | 0 | 0 |  | 0 | 0 | 0 | 0 | 0 |  | 0 | 0 | 0 | 0 | 0 |  | 0 | 0 | 0 | 0 | 0 | 0 | 0
SCE Eastern | SCE Arizona | SCE | Cielo Azul | 500 | 181 | Geothermal |  |  | 0 | 0 |  | 0 | 0 |  | 0 | 0 |  | 0 | 0 | 0 | 0 | 0 |  | 0 | 0 | 0 | 0 | 0 |  | 0 | 0 | 0 | 0 | 0 | 0 | 0
PG&E GBA | PGE GBA | PGE | Clay | 60 |  | Geothermal |  |  | 0 | 0 |  | 0 | 0 |  | 0 | 0 |  | 0 | 0 | 0 | 0 | 0 |  | 0 | 0 | 0 | 0 | 0 |  | 0 | 0 | 0 | 0 | 0 | 0 | 0
PG&E GBA | PGE GBA | PGE | Clayton | 115 | 1 | Geothermal |  |  | 0 | 0 |  | 0 | 0 |  | 0 | 0 |  | 0 | 0 | 0 | 0 | 0 |  | 0 | 0 | 0 | 0 | 0 |  | 0 | 0 | 0 | 0 | 0 | 0 | 0
PG&E NGBA | PGE NGBA | PGE | Cloverdale | 115 | 37 | Geothermal |  |  | 1 | 0 |  | 0 | 4.2 |  | 4.2 | 0 |  | 0 | 4.2 | 0 | 4.2 | 108 |  | 108 | 0 | 0 | 0 | 108 |  | 108 | 112.2 | 0 | 112.2 | 112.2 | 0 | 112.2
PG&E FRESNO | PGE Fresno | PGE | Clovis | 115 | 136 | Geothermal |  |  | 0 | 0 |  | 0 | 0 |  | 0 | 0 |  | 0 | 0 | 0 | 0 | 0 |  | 0 | 0 | 0 | 0 | 0 |  | 0 | 0 | 0 | 0 | 0 | 0 | 0
PG&E GBA | PGE GBA | PGE | Coburn | 230 | 116 | Geothermal |  |  | 0 | 0 |  | 0 | 0 |  | 0 | 0 |  | 0 | 0 | 0 | 0 | 0 |  | 0 | 0 | 0 | 0 | 0 |  | 0 | 0 | 0 | 0 | 0 | 0 | 0
PG&E GBA | PGE GBA | PGE | Coburn | 60 |  | Geothermal |  |  | 0 | 0 |  | 0 | 0 |  | 0 | 0 |  | 0 | 0 | 0 | 0 | 0 |  | 0 | 0 | 0 | 0 | 0 |  | 0 | 0 | 0 | 0 | 0 | 0 | 0
PG&E NGBA | PGE NGBA | PGE | Colgate | 230 | 22 | Geothermal |  |  | 0 | 0 |  | 0 | 0 |  | 0 | 0 |  | 0 | 0 | 0 | 0 | 0 |  | 0 | 0 | 0 | 0 | 0 |  | 0 | 0 | 0 | 0 | 0 | 0 | 0
PG&E GBA | PGE GBA | PGE | Collierville | 230 | 44 | Geothermal |  |  | 0 | 0 |  | 0 | 0 |  | 0 | 0 |  | 0 | 0 | 0 | 0 | 0 |  | 0 | 0 | 0 | 0 | 0 |  | 0 | 0 | 0 | 0 | 0 | 0 | 0
PG&E GBA | PGE GBA | PGE | Collinsville | 230 | 1 | Geothermal |  |  | 0 | 0 |  | 0 | 0 |  | 0 | 0 |  | 0 | 0 | 0 | 0 | 0 |  | 0 | 0 | 0 | 0 | 0 |  | 0 | 0 | 0 | 0 | 0 | 0 | 0
PG&E GBA | PGE GBA | PGE | Collinsville | 500 | 1 | Geothermal |  |  | 0 | 0 |  | 0 | 0 |  | 0 | 0 |  | 0 | 0 | 0 | 0 | 0 |  | 0 | 0 | 0 | 0 | 0 |  | 0 | 0 | 0 | 0 | 0 | 0 | 0
SCE Eastern | SCE Eastern | SCE | Colorado River | 230 | 170 | Geothermal |  |  | 0 | 0 |  | 0 | 0 |  | 0 | 0 |  | 0 | 0 | 0 | 0 | 0 |  | 0 | 0 | 0 | 0 | 0 |  | 0 | 0 | 0 | 0 | 0 | 0 | 0
SCE Eastern | SCE Eastern | SCE | Colorado River | 500 | 154 | Geothermal |  |  | 0 | 0 |  | 0 | 0 |  | 0 | 0 |  | 0 | 0 | 0 | 0 | 0 |  | 0 | 0 | 0 | 0 | 0 |  | 0 | 0 | 0 | 0 | 0 | 0 | 0
PG&E KERN | PGE Kern | PGE | Columbus | 115 | 99 | Geothermal |  |  | 0 | 0 |  | 0 | 0 |  | 0 | 0 |  | 0 | 0 | 0 | 0 | 0 |  | 0 | 0 | 0 | 0 | 0 |  | 0 | 0 | 0 | 0 | 0 | 0 | 0
PG&E GBA | PGE GBA | PGE | Contra Costa | 115 | 63 | Geothermal |  |  | 0 | 0 |  | 0 | 0 |  | 0 | 0 |  | 0 | 0 | 0 | 0 | 0 |  | 0 | 0 | 0 | 0 | 0 |  | 0 | 0 | 0 | 0 | 0 | 0 | 0
PG&E GBA | PGE GBA | PGE | Contra Costa | 230 | 50 | Geothermal |  |  | 0 | 0 |  | 0 | 0 |  | 0 | 0 |  | 0 | 0 | 0 | 0 | 0 |  | 0 | 0 | 0 | 0 | 0 |  | 0 | 0 | 0 | 0 | 0 | 0 | 0
PG&E GBA | PGE GBA | PGE | Contra Costa PP | 230 | 59 | Geothermal |  |  | 0 | 0 |  | 0 | 0 |  | 0 | 0 |  | 0 | 0 | 0 | 0 | 0 |  | 0 | 0 | 0 | 0 | 0 |  | 0 | 0 | 0 | 0 | 0 | 0 | 0
SCE NOL | SCE NOL | SCE | Control | 115 | 175 | Geothermal | YES | Central Nevada | 1 | 0 |  | 0 | 0 |  | 0 | 0 |  | 0 | 0 | 0 | 0 | 177 |  | 177 | 0 | 0 | 0 | 177 |  | 177 | 177 | 0 | 177 | 177 | 0 | 177
SCE NOL | SCE NOL | SCE | Control | 55 |  | Geothermal |  |  | 0 | 0 |  | 0 | 0 |  | 0 | 0 |  | 0 | 0 | 0 | 0 | 0 |  | 0 | 0 | 0 | 0 | 0 |  | 0 | 0 | 0 | 0 | 0 | 0 | 0
PG&E GBA | PGE GBA | PGE | Cooley Landing | 115 | 6 | Geothermal |  |  | 0 | 0 |  | 0 | 0 |  | 0 | 0 |  | 0 | 0 | 0 | 0 | 0 |  | 0 | 0 | 0 | 0 | 0 |  | 0 | 0 | 0 | 0 | 0 | 0 | 0
PG&E GBA | PGE GBA | PGE | Cooley Landing | 60 |  | Geothermal |  |  | 0 | 0 |  | 0 | 0 |  | 0 | 0 |  | 0 | 0 | 0 | 0 | 0 |  | 0 | 0 | 0 | 0 | 0 |  | 0 | 0 | 0 | 0 | 0 | 0 | 0
SCE NOL | SCE NOL | SCE | Coolwater | 230 | 160 | Geothermal |  |  | 0 | 0 |  | 0 | 0 |  | 0 | 0 |  | 0 | 0 | 0 | 0 | 0 |  | 0 | 0 | 0 | 0 | 0 |  | 0 | 0 | 0 | 0 | 0 | 0 | 0
SCE NOL | SCE NOL | SCE | Coolwater | 115 | 160 | Geothermal |  |  | 0 | 0 |  | 0 | 0 |  | 0 | 0 |  | 0 | 0 | 0 | 0 | 0 |  | 0 | 0 | 0 | 0 | 0 |  | 0 | 0 | 0 | 0 | 0 | 0 | 0
PG&E KERN | PGE Kern | PGE | Copus | 70 |  | Geothermal |  |  | 0 | 0 |  | 0 | 0 |  | 0 | 0 |  | 0 | 0 | 0 | 0 | 0 |  | 0 | 0 | 0 | 0 | 0 |  | 0 | 0 | 0 | 0 | 0 | 0 | 0
PG&E FRESNO | PGE Fresno | PGE | Corcoran | 70 |  | Geothermal |  |  | 0 | 0 |  | 0 | 0 |  | 0 | 0 |  | 0 | 0 | 0 | 0 | 0 |  | 0 | 0 | 0 | 0 | 0 |  | 0 | 0 | 0 | 0 | 0 | 0 | 0
PG&E FRESNO | PGE Fresno | PGE | Corcoran | 115 | 148 | Geothermal |  |  | 0 | 0 |  | 0 | 0 |  | 0 | 0 |  | 0 | 0 | 0 | 0 | 0 |  | 0 | 0 | 0 | 0 | 0 |  | 0 | 0 | 0 | 0 | 0 | 0 | 0
PG&E NGBA | PGE NGBA | PGE | Corona | 115 | 27 | Geothermal |  |  | 0 | 0 |  | 0 | 0 |  | 0 | 0 |  | 0 | 0 | 0 | 0 | 0 |  | 0 | 0 | 0 | 0 | 0 |  | 0 | 0 | 0 | 0 | 0 | 0 | 0
PG&E NGBA | PGE NGBA | PGE | Cortina | 230 | 27 | Geothermal |  |  | 0 | 0 |  | 0 | 0 |  | 0 | 0 |  | 0 | 0 | 0 | 0 | 0 |  | 0 | 0 | 0 | 0 | 0 |  | 0 | 0 | 0 | 0 | 0 | 0 | 0
PG&E NGBA | PGE NGBA | PGE | Cortina | 115 | 30 | Geothermal |  |  | 0 | 0 |  | 0 | 0 |  | 0 | 0 |  | 0 | 0 | 0 | 0 | 0 |  | 0 | 0 | 0 | 0 | 0 |  | 0 | 0 | 0 | 0 | 0 | 0 | 0
PG&E GBA | PGE GBA | PGE | Cottle | 230 | 155 | Geothermal |  |  | 0 | 0 |  | 0 | 0 |  | 0 | 0 |  | 0 | 0 | 0 | 0 | 0 |  | 0 | 0 | 0 | 0 | 0 |  | 0 | 0 | 0 | 0 | 0 | 0 | 0
PG&E NGBA | PGE NGBA | PGE | Cottonwood | 115 | 1 | Geothermal |  |  | 0 | 0 |  | 0 | 0 |  | 0 | 0 |  | 0 | 0 | 0 | 0 | 0 |  | 0 | 0 | 0 | 0 | 0 |  | 0 | 0 | 0 | 0 | 0 | 0 | 0
PG&E NGBA | PGE NGBA | PGE | Cottonwood | 230 | 1 | Geothermal |  |  | 0 | 0 |  | 0 | 0 |  | 0 | 0 |  | 0 | 0 | 0 | 0 | 0 |  | 0 | 0 | 0 | 0 | 0 |  | 0 | 0 | 0 | 0 | 0 | 0 | 0
PG&E NGBA | PGE NGBA | PGE | Cottonwood | 60 |  | Geothermal |  |  | 0 | 0 |  | 0 | 0 |  | 0 | 0 |  | 0 | 0 | 0 | 0 | 0 |  | 0 | 0 | 0 | 0 | 0 |  | 0 | 0 | 0 | 0 | 0 | 0 | 0
PG&E NGBA | PGE NGBA | PGE | Cove Road | 230 | 1 | Geothermal |  |  | 0 | 0 |  | 0 | 0 |  | 0 | 0 |  | 0 | 0 | 0 | 0 | 0 |  | 0 | 0 | 0 | 0 | 0 |  | 0 | 0 | 0 | 0 | 0 | 0 | 0
PG&E GBA | PGE GBA | PGE | Coyote | 230 | 11 | Geothermal |  |  | 1 | 0 |  | 0 | 0 |  | 0 | 0 |  | 0 | 0 | 0 | 0 | 37 |  | 37 | 0 | 0 | 0 | 37 |  | 37 | 37 | 0 | 37 | 37 | 0 | 37
PG&E GBA | PGE GBA | PGE | Crazy Horse Canyon | 115 | 84 | Geothermal |  |  | 0 | 0 |  | 0 | 0 |  | 0 | 0 |  | 0 | 0 | 0 | 0 | 0 |  | 0 | 0 | 0 | 0 | 0 |  | 0 | 0 | 0 | 0 | 0 | 0 | 0
SDGE | SDGE Imperial | SDGE | Creelman | 69 |  | Geothermal |  |  | 0 | 0 |  | 0 | 0 |  | 0 | 0 |  | 0 | 0 | 0 | 0 | 0 |  | 0 | 0 | 0 | 0 | 0 |  | 0 | 0 | 0 | 0 | 0 | 0 | 0
PG&E FRESNO | PGE Fresno | PGE | Crescent | 70 |  | Geothermal |  |  | 0 | 0 |  | 0 | 0 |  | 0 | 0 |  | 0 | 0 | 0 | 0 | 0 |  | 0 | 0 | 0 | 0 | 0 |  | 0 | 0 | 0 | 0 | 0 | 0 | 0
PG&E FRESNO | PGE Fresno | PGE | Cressey | 115 | 139 | Geothermal |  |  | 0 | 0 |  | 0 | 0 |  | 0 | 0 |  | 0 | 0 | 0 | 0 | 0 |  | 0 | 0 | 0 | 0 | 0 |  | 0 | 0 | 0 | 0 | 0 | 0 | 0
PG&E NGBA | PGE NGBA | PGE | Cresta | 230 | 24 | Geothermal |  |  | 0 | 0 |  | 0 | 0 |  | 0 | 0 |  | 0 | 0 | 0 | 0 | 0 |  | 0 | 0 | 0 | 0 | 0 |  | 0 | 0 | 0 | 0 | 0 | 0 | 0
SDGE | SDGE Imperial | SDGE | Crestwood | 69 |  | Geothermal |  |  | 0 | 0 |  | 0 | 0 |  | 0 | 0 |  | 0 | 0 | 0 | 0 | 0 |  | 0 | 0 | 0 | 0 | 0 |  | 0 | 0 | 0 | 0 | 0 | 0 | 0
PG&E GBA | PGE GBA | PGE | Crow Creek | 60 |  | Geothermal |  |  | 0 | 0 |  | 0 | 0 |  | 0 | 0 |  | 0 | 0 | 0 | 0 | 0 |  | 0 | 0 | 0 | 0 | 0 |  | 0 | 0 | 0 | 0 | 0 | 0 | 0
PG&E GBA | PGE GBA | PGE | Crows Landing | 60 |  | Geothermal |  |  | 0 | 0 |  | 0 | 0 |  | 0 | 0 |  | 0 | 0 | 0 | 0 | 0 |  | 0 | 0 | 0 | 0 | 0 |  | 0 | 0 | 0 | 0 | 0 | 0 | 0
PG&E GBA | PGE GBA | PGE | Curtis | 115 | 44 | Geothermal |  |  | 0 | 0 |  | 0 | 0 |  | 0 | 0 |  | 0 | 0 | 0 | 0 | 0 |  | 0 | 0 | 0 | 0 | 0 |  | 0 | 0 | 0 | 0 | 0 | 0 | 0
PG&E FRESNO | PGE Fresno | PGE | Dairyland | 115 | 137 | Geothermal |  |  | 0 | 0 |  | 0 | 0 |  | 0 | 0 |  | 0 | 0 | 0 | 0 | 0 |  | 0 | 0 | 0 | 0 | 0 |  | 0 | 0 | 0 | 0 | 0 | 0 | 0
PG&E NGBA | PGE NGBA | PGE | Davis | 115 | 39 | Geothermal |  |  | 0 | 0 |  | 0 | 0 |  | 0 | 0 |  | 0 | 0 | 0 | 0 | 0 |  | 0 | 0 | 0 | 0 | 0 |  | 0 | 0 | 0 | 0 | 0 | 0 | 0
SCE Metro | SCE Metro | SCE | Del Amo | 500 | 97 | Geothermal |  |  | 0 | 0 |  | 0 | 0 |  | 0 | 0 |  | 0 | 0 | 0 | 0 | 0 |  | 0 | 0 | 0 | 0 | 0 |  | 0 | 0 | 0 | 0 | 0 | 0 | 0
SCE Metro | SCE Metro | SCE | Del Amo | 230 | 97 | Geothermal |  |  | 0 | 0 |  | 0 | 0 |  | 0 | 0 |  | 0 | 0 | 0 | 0 | 0 |  | 0 | 0 | 0 | 0 | 0 |  | 0 | 0 | 0 | 0 | 0 | 0 | 0
SCE Eastern | SCE Arizona | SCE | Delaney | 500 | 181 | Geothermal |  |  | 0 | 0 |  | 0 | 0 |  | 0 | 0 |  | 0 | 0 | 0 | 0 | 0 |  | 0 | 0 | 0 | 0 | 0 |  | 0 | 0 | 0 | 0 | 0 | 0 | 0
PG&E NGBA | PGE NGBA | PGE | Delevan | 230 | 25 | Geothermal |  |  | 0 | 0 |  | 0 | 0 |  | 0 | 0 |  | 0 | 0 | 0 | 0 | 0 |  | 0 | 0 | 0 | 0 | 0 |  | 0 | 0 | 0 | 0 | 0 | 0 | 0
PG&E GBA | PGE GBA | PGE | Delta PP | 230 | 32 | Geothermal |  |  | 0 | 0 |  | 0 | 0 |  | 0 | 0 |  | 0 | 0 | 0 | 0 | 0 |  | 0 | 0 | 0 | 0 | 0 |  | 0 | 0 | 0 | 0 | 0 | 0 | 0
EOP | SCE EOP | SCE | Desert View | 230 | 177 | Geothermal |  |  | 0 | 0 |  | 0 | 0 |  | 0 | 0 |  | 0 | 0 | 0 | 0 | 0 |  | 0 | 0 | 0 | 0 | 0 |  | 0 | 0 | 0 | 0 | 0 | 0 | 0
SCE Eastern | SCE Eastern | SCE | Devers | 230 | 156 | Geothermal |  |  | 0 | 0 |  | 0 | 0 |  | 0 | 0 |  | 0 | 0 | 0 | 0 | 0 |  | 0 | 0 | 0 | 0 | 0 |  | 0 | 0 | 0 | 0 | 0 | 0 | 0
SCE Eastern | SCE Eastern | SCE | Devers | 500 | 156 | Geothermal |  |  | 0 | 0 |  | 0 | 0 |  | 0 | 0 |  | 0 | 0 | 0 | 0 | 0 |  | 0 | 0 | 0 | 0 | 0 |  | 0 | 0 | 0 | 0 | 0 | 0 | 0
PG&E KERN | PGE Kern | PGE | Diablo Canyon | 230 | 111 | Geothermal |  |  | 0 | 0 |  | 0 | 0 |  | 0 | 0 |  | 0 | 0 | 0 | 0 | 0 |  | 0 | 0 | 0 | 0 | 0 |  | 0 | 0 | 0 | 0 | 0 | 0 | 0
PG&E KERN | PGE Kern | PGE | Diablo Canyon | 500 | 98 | Geothermal |  |  | 0 | 0 |  | 0 | 0 |  | 0 | 0 |  | 0 | 0 | 0 | 0 | 0 |  | 0 | 0 | 0 | 0 | 0 |  | 0 | 0 | 0 | 0 | 0 | 0 | 0
PG&E KERN | PGE Kern | PGE | Divide | 115 | 111 | Geothermal |  |  | 0 | 0 |  | 0 | 0 |  | 0 | 0 |  | 0 | 0 | 0 | 0 | 0 |  | 0 | 0 | 0 | 0 | 0 |  | 0 | 0 | 0 | 0 | 0 | 0 | 0
PG&E GBA | PGE GBA | PGE | Dixon Landing | 115 | 11 | Geothermal |  |  | 1 | 0 |  | 0 | 0 |  | 0 | 0 |  | 0 | 0 | 0 | 0 | 23 |  | 23 | 0 | 0 | 0 | 23 |  | 23 | 23 | 0 | 23 | 23 | 0 | 23
PG&E FRESNO | PGE Fresno | PGE | Dos Amigos | 230 | 70 | Geothermal |  |  | 1 | 0 |  | 0 | 0 |  | 0 | 0 |  | 0 | 0 | 0 | 0 | 10 |  | 10 | 0 | 0 | 0 | 10 |  | 10 | 10 | 0 | 10 | 10 | 0 | 10
PG&E NGBA | PGE NGBA | PGE | Drum | 115 | 21 | Geothermal |  |  | 0 | 0 |  | 0 | 0 |  | 0 | 0 |  | 0 | 0 | 0 | 0 | 0 |  | 0 | 0 | 0 | 0 | 0 |  | 0 | 0 | 0 | 0 | 0 | 0 | 0
PG&E GBA | PGE GBA | PGE | Dumbarton | 115 | 3 | Geothermal |  |  | 0 | 0 |  | 0 | 0 |  | 0 | 0 |  | 0 | 0 | 0 | 0 | 0 |  | 0 | 0 | 0 | 0 | 0 |  | 0 | 0 | 0 | 0 | 0 | 0 | 0
SCE NOL | SCE NOL | SCE | Dunn Siding | 115 | 160 | Geothermal |  |  | 0 | 0 |  | 0 | 0 |  | 0 | 0 |  | 0 | 0 | 0 | 0 | 0 |  | 0 | 0 | 0 | 0 | 0 |  | 0 | 0 | 0 | 0 | 0 | 0 | 0
SCE Eastern | SCE Eastern | SCE | Eagle Mountain | 230 | 174 | Geothermal |  |  | 0 | 0 |  | 0 | 0 |  | 0 | 0 |  | 0 | 0 | 0 | 0 | 0 |  | 0 | 0 | 0 | 0 | 0 |  | 0 | 0 | 0 | 0 | 0 | 0 | 0
PG&E NGBA | PGE NGBA | PGE | Eagle Rock (PGE) | 60 |  | Geothermal |  |  | 0 | 0 |  | 0 | 0 |  | 0 | 0 |  | 0 | 0 | 0 | 0 | 0 |  | 0 | 0 | 0 | 0 | 0 |  | 0 | 0 | 0 | 0 | 0 | 0 | 0
PG&E NGBA | PGE NGBA | PGE | Eagle Rock (PGE) | 115 | 37 | Geothermal |  |  | 1 | 0 |  | 0 | 7 |  | 7 | 7 |  | 7 | 0 | 0 | 0 | 0 |  | 0 | 0 | 0 | 0 | 0 |  | 0 | 0 | 0 | 0 | 0 | 0 | 0
SCE Metro | SCE Metro | SCE | Eagle Rock (SCE) | 230 | 97 | Geothermal |  |  | 0 | 0 |  | 0 | 0 |  | 0 | 0 |  | 0 | 0 | 0 | 0 | 0 |  | 0 | 0 | 0 | 0 | 0 |  | 0 | 0 | 0 | 0 | 0 | 0 | 0
PG&E NGBA | PGE NGBA | PGE | East Marysville | 115 | 9 | Geothermal |  |  | 0 | 0 |  | 0 | 0 |  | 0 | 0 |  | 0 | 0 | 0 | 0 | 0 |  | 0 | 0 | 0 | 0 | 0 |  | 0 | 0 | 0 | 0 | 0 | 0 | 0
PG&E NGBA | PGE NGBA | PGE | East Nicolaus | 115 | 16 | Geothermal |  |  | 0 | 0 |  | 0 | 0 |  | 0 | 0 |  | 0 | 0 | 0 | 0 | 0 |  | 0 | 0 | 0 | 0 | 0 |  | 0 | 0 | 0 | 0 | 0 | 0 | 0
PG&E NGBA | PGE NGBA | PGE | East Nicolaus | 60 |  | Geothermal |  |  | 0 | 0 |  | 0 | 0 |  | 0 | 0 |  | 0 | 0 | 0 | 0 | 0 |  | 0 | 0 | 0 | 0 | 0 |  | 0 | 0 | 0 | 0 | 0 | 0 | 0
PG&E GBA | PGE GBA | PGE | Eastshore | 115 | 3 | Geothermal |  |  | 0 | 0 |  | 0 | 0 |  | 0 | 0 |  | 0 | 0 | 0 | 0 | 0 |  | 0 | 0 | 0 | 0 | 0 |  | 0 | 0 | 0 | 0 | 0 | 0 | 0
PG&E GBA | PGE GBA | PGE | Eastshore | 230 | 46 | Geothermal |  |  | 0 | 0 |  | 0 | 0 |  | 0 | 0 |  | 0 | 0 | 0 | 0 | 0 |  | 0 | 0 | 0 | 0 | 0 |  | 0 | 0 | 0 | 0 | 0 | 0 | 0
SDGE | SDGE Imperial | SDGE | ECO | 138 | 198 | Geothermal |  |  | 0 | 0 |  | 0 | 0 |  | 0 | 0 |  | 0 | 0 | 0 | 0 | 0 |  | 0 | 0 | 0 | 0 | 0 |  | 0 | 0 | 0 | 0 | 0 | 0 | 0
SDGE | SDGE Imperial | SDGE | ECO | 230 | 198 | Geothermal |  |  | 0 | 0 |  | 0 | 0 |  | 0 | 0 |  | 0 | 0 | 0 | 0 | 0 |  | 0 | 0 | 0 | 0 | 0 |  | 0 | 0 | 0 | 0 | 0 | 0 | 0
SDGE | SDGE Imperial | SDGE | ECO | 500 | 198 | Geothermal |  |  | 0 | 0 |  | 0 | 0 |  | 0 | 0 |  | 0 | 0 | 0 | 0 | 0 |  | 0 | 0 | 0 | 0 | 0 |  | 0 | 0 | 0 | 0 | 0 | 0 | 0
PG&E GBA | PGE GBA | PGE | Edenvale | 115 | 79 | Geothermal |  |  | 0 | 0 |  | 0 | 0 |  | 0 | 0 |  | 0 | 0 | 0 | 0 | 0 |  | 0 | 0 | 0 | 0 | 0 |  | 0 | 0 | 0 | 0 | 0 | 0 | 0
PG&E GBA | PGE GBA | PGE | Edes | 115 | 6 | Geothermal |  |  | 0 | 0 |  | 0 | 0 |  | 0 | 0 |  | 0 | 0 | 0 | 0 | 0 |  | 0 | 0 | 0 | 0 | 0 |  | 0 | 0 | 0 | 0 | 0 | 0 | 0
PG&E GBA | PGE GBA | PGE | Eight Mile | 230 | 16 | Geothermal |  |  | 0 | 0 |  | 0 | 0 |  | 0 | 0 |  | 0 | 0 | 0 | 0 | 0 |  | 0 | 0 | 0 | 0 | 0 |  | 0 | 0 | 0 | 0 | 0 | 0 | 0
SDGE | SDGE Imperial | SDGE | El Cajon | 69 |  | Geothermal |  |  | 0 | 0 |  | 0 | 0 |  | 0 | 0 |  | 0 | 0 | 0 | 0 | 0 |  | 0 | 0 | 0 | 0 | 0 |  | 0 | 0 | 0 | 0 | 0 | 0 | 0
SCE Eastern | SCE Eastern | SCE | El Casco | 230 | 156 | Geothermal |  |  | 0 | 0 |  | 0 | 0 |  | 0 | 0 |  | 0 | 0 | 0 | 0 | 0 |  | 0 | 0 | 0 | 0 | 0 |  | 0 | 0 | 0 | 0 | 0 | 0 | 0
PG&E GBA | PGE GBA | PGE | El Cerrito G | 115 | 6 | Geothermal |  |  | 0 | 0 |  | 0 | 0 |  | 0 | 0 |  | 0 | 0 | 0 | 0 | 0 |  | 0 | 0 | 0 | 0 | 0 |  | 0 | 0 | 0 | 0 | 0 | 0 | 0
PG&E NGBA | PGE NGBA | PGE | El Dorado PH | 115 | 19 | Geothermal |  |  | 0 | 0 |  | 0 | 0 |  | 0 | 0 |  | 0 | 0 | 0 | 0 | 0 |  | 0 | 0 | 0 | 0 | 0 |  | 0 | 0 | 0 | 0 | 0 | 0 | 0
PG&E FRESNO | PGE Fresno | PGE | El Nido (PGE) | 115 | 158 | Geothermal |  |  | 1 | 0 |  | 0 | 0 |  | 0 | 0 |  | 0 | 0 | 0 | 0 | 10 |  | 10 | 0 | 0 | 0 | 10 |  | 10 | 10 | 0 | 10 | 10 | 0 | 10
SCE Metro | SCE Metro | SCE | El Nido (SCE) | 230 | 132 | Geothermal |  |  | 0 | 0 |  | 0 | 0 |  | 0 | 0 |  | 0 | 0 | 0 | 0 | 0 |  | 0 | 0 | 0 | 0 | 0 |  | 0 | 0 | 0 | 0 | 0 | 0 | 0
PG&E GBA | PGE GBA | PGE | El Patio | 115 | 81 | Geothermal |  |  | 0 | 0 |  | 0 | 0 |  | 0 | 0 |  | 0 | 0 | 0 | 0 | 0 |  | 0 | 0 | 0 | 0 | 0 |  | 0 | 0 | 0 | 0 | 0 | 0 | 0
SCE Metro | SCE Metro | SCE | El Segundo | 230 | 97 | Geothermal |  |  | 0 | 0 |  | 0 | 0 |  | 0 | 0 |  | 0 | 0 | 0 | 0 | 0 |  | 0 | 0 | 0 | 0 | 0 |  | 0 | 0 | 0 | 0 | 0 | 0 | 0
EOP | SCE EOP | SCE | Eldorado | 230 | 161 | Geothermal | YES | Central Nevada, Utah | 1 | 0 |  | 0 | 45 |  | 45 | 0 |  | 0 | 45 | 0 | 45 | 427 |  | 427 | 0 | 0 | 0 | 427 |  | 427 | 472 | 0 | 472 | 472 | 0 | 472
EOP | SCE EOP | SCE | Eldorado | 500 | 131 | Geothermal | YES | Utah | 1 | 0 |  | 0 | 0 |  | 0 | 0 |  | 0 | 0 | 0 | 0 | 741 |  | 741 | 0 | 0 | 0 | 741 |  | 741 | 741 | 0 | 741 | 741 | 0 | 741
SCE Northern | SCE Northern | SCE | Elizabeth Lake | 66 |  | Geothermal |  |  | 0 | 0 |  | 0 | 0 |  | 0 | 0 |  | 0 | 0 | 0 | 0 | 0 |  | 0 | 0 | 0 | 0 | 0 |  | 0 | 0 | 0 | 0 | 0 | 0 | 0
PG&E KERN | PGE Kern | PGE | Elk Hills | 230 | 106 | Geothermal |  |  | 0 | 0 |  | 0 | 0 |  | 0 | 0 |  | 0 | 0 | 0 | 0 | 0 |  | 0 | 0 | 0 | 0 | 0 |  | 0 | 0 | 0 | 0 | 0 | 0 | 0
SDGE | SDGE Imperial | SDGE | Elliot | 69 |  | Geothermal |  |  | 0 | 0 |  | 0 | 0 |  | 0 | 0 |  | 0 | 0 | 0 | 0 | 0 |  | 0 | 0 | 0 | 0 | 0 |  | 0 | 0 | 0 | 0 | 0 | 0 | 0
SCE Metro | SCE Metro | SCE | Ellis | 230 | 97 | Geothermal |  |  | 0 | 0 |  | 0 | 0 |  | 0 | 0 |  | 0 | 0 | 0 | 0 | 0 |  | 0 | 0 | 0 | 0 | 0 |  | 0 | 0 | 0 | 0 | 0 | 0 | 0
SDGE | SDGE Imperial | SDGE | Encina | 138 | 171 | Geothermal |  |  | 0 | 0 |  | 0 | 0 |  | 0 | 0 |  | 0 | 0 | 0 | 0 | 0 |  | 0 | 0 | 0 | 0 | 0 |  | 0 | 0 | 0 | 0 | 0 | 0 | 0
SDGE | SDGE Imperial | SDGE | Encina | 230 | 171 | Geothermal |  |  | 0 | 0 |  | 0 | 0 |  | 0 | 0 |  | 0 | 0 | 0 | 0 | 0 |  | 0 | 0 | 0 | 0 | 0 |  | 0 | 0 | 0 | 0 | 0 | 0 | 0
SDGE | SDGE Imperial | SDGE | Escondido | 230 | 195 | Geothermal |  |  | 0 | 0 |  | 0 | 0 |  | 0 | 0 |  | 0 | 0 | 0 | 0 | 0 |  | 0 | 0 | 0 | 0 | 0 |  | 0 | 0 | 0 | 0 | 0 | 0 | 0
SDGE | SDGE Imperial | SDGE | Escondido | 69 |  | Geothermal |  |  | 0 | 0 |  | 0 | 0 |  | 0 | 0 |  | 0 | 0 | 0 | 0 | 0 |  | 0 | 0 | 0 | 0 | 0 |  | 0 | 0 | 0 | 0 | 0 | 0 | 0
PG&E KERN | PGE Kern | PGE | Estrella | 230 | 111 | Geothermal |  |  | 0 | 0 |  | 0 | 0 |  | 0 | 0 |  | 0 | 0 | 0 | 0 | 0 |  | 0 | 0 | 0 | 0 | 0 |  | 0 | 0 | 0 | 0 | 0 | 0 | 0
SCE Eastern | SCE Eastern | SCE | Etiwanda | 230 | 121 | Geothermal |  |  | 0 | 0 |  | 0 | 0 |  | 0 | 0 |  | 0 | 0 | 0 | 0 | 0 |  | 0 | 0 | 0 | 0 | 0 |  | 0 | 0 | 0 | 0 | 0 | 0 | 0
PG&E GBA | PGE GBA | PGE | Evergreen | 115 | 11 | Geothermal |  |  | 0 | 0 |  | 0 | 0 |  | 0 | 0 |  | 0 | 0 | 0 | 0 | 0 |  | 0 | 0 | 0 | 0 | 0 |  | 0 | 0 | 0 | 0 | 0 | 0 | 0
PG&E GBA | PGE GBA | PGE | Evergreen | 60 |  | Geothermal |  |  | 0 | 0 |  | 0 | 0 |  | 0 | 0 |  | 0 | 0 | 0 | 0 | 0 |  | 0 | 0 | 0 | 0 | 0 |  | 0 | 0 | 0 | 0 | 0 | 0 | 0
PG&E FRESNO | PGE Fresno | PGE | Excelsior | 115 | 134 | Geothermal |  |  | 0 | 0 |  | 0 | 0 |  | 0 | 0 |  | 0 | 0 | 0 | 0 | 0 |  | 0 | 0 | 0 | 0 | 0 |  | 0 | 0 | 0 | 0 | 0 | 0 | 0
PG&E FRESNO | PGE Fresno | PGE | Exchequer | 115 | 163 | Geothermal |  |  | 0 | 0 |  | 0 | 0 |  | 0 | 0 |  | 0 | 0 | 0 | 0 | 0 |  | 0 | 0 | 0 | 0 | 0 |  | 0 | 0 | 0 | 0 | 0 | 0 | 0
PG&E KERN | PGE Kern | PGE | Fairway | 115 | 111 | Geothermal |  |  | 0 | 0 |  | 0 | 0 |  | 0 | 0 |  | 0 | 0 | 0 | 0 | 0 |  | 0 | 0 | 0 | 0 | 0 |  | 0 | 0 | 0 | 0 | 0 | 0 | 0
PG&E KERN | PGE Kern | PGE | Famoso | 115 | 74 | Geothermal |  |  | 0 | 0 |  | 0 | 0 |  | 0 | 0 |  | 0 | 0 | 0 | 0 | 0 |  | 0 | 0 | 0 | 0 | 0 |  | 0 | 0 | 0 | 0 | 0 | 0 | 0
PG&E NGBA | PGE NGBA | PGE | Fern Road | 500 | 1 | Geothermal |  |  | 0 | 0 |  | 0 | 0 |  | 0 | 0 |  | 0 | 0 | 0 | 0 | 0 |  | 0 | 0 | 0 | 0 | 0 |  | 0 | 0 | 0 | 0 | 0 | 0 | 0
PG&E GBA | PGE GBA | PGE | Fibreboard (SPI Sonora) | 115 | 44 | Geothermal |  |  | 0 | 0 |  | 0 | 0 |  | 0 | 0 |  | 0 | 0 | 0 | 0 | 0 |  | 0 | 0 | 0 | 0 | 0 |  | 0 | 0 | 0 | 0 | 0 | 0 | 0
PG&E FRESNO | PGE Fresno | PGE | Figarden | 230 | 138 | Geothermal |  |  | 0 | 0 |  | 0 | 0 |  | 0 | 0 |  | 0 | 0 | 0 | 0 | 0 |  | 0 | 0 | 0 | 0 | 0 |  | 0 | 0 | 0 | 0 | 0 | 0 | 0
PG&E FRESNO | PGE Fresno | PGE | Fink | 230 | 64 | Geothermal |  |  | 1 | 0 |  | 0 | 0 |  | 0 | 0 |  | 0 | 0 | 0 | 0 | 70 |  | 70 | 0 | 0 | 0 | 70 |  | 70 | 70 | 0 | 70 | 70 | 0 | 70
PG&E NGBA | PGE NGBA | PGE | Fitch Mountain | 60 |  | Geothermal |  |  | 0 | 0 |  | 0 | 0 |  | 0 | 0 |  | 0 | 0 | 0 | 0 | 0 |  | 0 | 0 | 0 | 0 | 0 |  | 0 | 0 | 0 | 0 | 0 | 0 | 0
PG&E GBA | PGE GBA | PGE | FMC | 115 | 11 | Geothermal |  |  | 0 | 0 |  | 0 | 0 |  | 0 | 0 |  | 0 | 0 | 0 | 0 | 0 |  | 0 | 0 | 0 | 0 | 0 |  | 0 | 0 | 0 | 0 | 0 | 0 | 0
PG&E GBA | PGE GBA | PGE | Fremont | 115 | 5 | Geothermal |  |  | 0 | 0 |  | 0 | 0 |  | 0 | 0 |  | 0 | 0 | 0 | 0 | 0 |  | 0 | 0 | 0 | 0 | 0 |  | 0 | 0 | 0 | 0 | 0 | 0 | 0
PG&E GBA | PGE GBA | PGE | French Camp | 60 |  | Geothermal |  |  | 0 | 0 |  | 0 | 0 |  | 0 | 0 |  | 0 | 0 | 0 | 0 | 0 |  | 0 | 0 | 0 | 0 | 0 |  | 0 | 0 | 0 | 0 | 0 | 0 | 0
PG&E GBA | PGE GBA | PGE | Frogtown | 115 | 12 | Geothermal |  |  | 0 | 0 |  | 0 | 0 |  | 0 | 0 |  | 0 | 0 | 0 | 0 | 0 |  | 0 | 0 | 0 | 0 | 0 |  | 0 | 0 | 0 | 0 | 0 | 0 | 0
PG&E NGBA | PGE NGBA | PGE | Fulton | 115 | 58 | Geothermal |  |  | 0 | 0 |  | 0 | 0 |  | 0 | 0 |  | 0 | 0 | 0 | 0 | 0 |  | 0 | 0 | 0 | 0 | 0 |  | 0 | 0 | 0 | 0 | 0 | 0 | 0
PG&E NGBA | PGE NGBA | PGE | Fulton | 230 | 61 | Geothermal |  |  | 1 | 18 |  | 18 | 0 |  | 0 | 0 |  | 0 | 0 | 0 | 0 | 0 |  | 0 | 0 | 0 | 0 | 0 |  | 0 | 18 | 0 | 18 | 18 | 0 | 18
PG&E NGBA | PGE NGBA | PGE | Fulton | 60 |  | Geothermal |  |  | 0 | 0 |  | 0 | 0 |  | 0 | 0 |  | 0 | 0 | 0 | 0 | 0 |  | 0 | 0 | 0 | 0 | 0 |  | 0 | 0 | 0 | 0 | 0 | 0 | 0
PG&E KERN | PGE Kern | PGE | Ganso | 115 | 83 | Geothermal |  |  | 0 | 0 |  | 0 | 0 |  | 0 | 0 |  | 0 | 0 | 0 | 0 | 0 |  | 0 | 0 | 0 | 0 | 0 |  | 0 | 0 | 0 | 0 | 0 | 0 | 0
PG&E FRESNO | PGE Fresno | PGE | Gates | 230 | 135 | Geothermal |  |  | 0 | 0 |  | 0 | 0 |  | 0 | 0 |  | 0 | 0 | 0 | 0 | 0 |  | 0 | 0 | 0 | 0 | 0 |  | 0 | 0 | 0 | 0 | 0 | 0 | 0
PG&E FRESNO | PGE Fresno | PGE | Gates | 500 | 133 | Geothermal |  |  | 0 | 0 |  | 0 | 0 |  | 0 | 0 |  | 0 | 0 | 0 | 0 | 0 |  | 0 | 0 | 0 | 0 | 0 |  | 0 | 0 | 0 | 0 | 0 | 0 | 0
PG&E NGBA | PGE NGBA | PGE | Geysers 12 | 230 | 61 | Geothermal |  |  | 0 | 0 |  | 0 | 0 |  | 0 | 0 |  | 0 | 0 | 0 | 0 | 0 |  | 0 | 0 | 0 | 0 | 0 |  | 0 | 0 | 0 | 0 | 0 | 0 | 0
PG&E NGBA | PGE NGBA | PGE | Geysers 17 | 230 | 61 | Geothermal |  |  | 0 | 0 |  | 0 | 0 |  | 0 | 0 |  | 0 | 0 | 0 | 0 | 0 |  | 0 | 0 | 0 | 0 | 0 |  | 0 | 0 | 0 | 0 | 0 | 0 | 0
PG&E NGBA | PGE NGBA | PGE | Geysers 3 | 115 | 37 | Geothermal |  |  | 0 | 0 |  | 0 | 0 |  | 0 | 0 |  | 0 | 0 | 0 | 0 | 0 |  | 0 | 0 | 0 | 0 | 0 |  | 0 | 0 | 0 | 0 | 0 | 0 | 0
PG&E NGBA | PGE NGBA | PGE | Glenn | 230 | 1 | Geothermal |  |  | 0 | 0 |  | 0 | 0 |  | 0 | 0 |  | 0 | 0 | 0 | 0 | 0 |  | 0 | 0 | 0 | 0 | 0 |  | 0 | 0 | 0 | 0 | 0 | 0 | 0
PG&E NGBA | PGE NGBA | PGE | Glenn | 60 |  | Geothermal |  |  | 0 | 0 |  | 0 | 0 |  | 0 | 0 |  | 0 | 0 | 0 | 0 | 0 |  | 0 | 0 | 0 | 0 | 0 |  | 0 | 0 | 0 | 0 | 0 | 0 | 0
PG&E NGBA | PGE NGBA | PGE | Gold Hill | 115 | 16 | Geothermal |  |  | 0 | 0 |  | 0 | 0 |  | 0 | 0 |  | 0 | 0 | 0 | 0 | 0 |  | 0 | 0 | 0 | 0 | 0 |  | 0 | 0 | 0 | 0 | 0 | 0 | 0
PG&E NGBA | PGE NGBA | PGE | Gold Hill | 230 | 19 | Geothermal |  |  | 0 | 0 |  | 0 | 0 |  | 0 | 0 |  | 0 | 0 | 0 | 0 | 0 |  | 0 | 0 | 0 | 0 | 0 |  | 0 | 0 | 0 | 0 | 0 | 0 | 0
SCE Northern | SCE Northern | SCE | Goleta | 230 | 157 | Geothermal |  |  | 0 | 0 |  | 0 | 0 |  | 0 | 0 |  | 0 | 0 | 0 | 0 | 0 |  | 0 | 0 | 0 | 0 | 0 |  | 0 | 0 | 0 | 0 | 0 | 0 | 0
SCE Metro | SCE Metro | SCE | Goodrich | 230 | 97 | Geothermal |  |  | 0 | 0 |  | 0 | 0 |  | 0 | 0 |  | 0 | 0 | 0 | 0 | 0 |  | 0 | 0 | 0 | 0 | 0 |  | 0 | 0 | 0 | 0 | 0 | 0 | 0
PG&E KERN | PGE Kern | PGE | Goose Lake | 115 | 74 | Geothermal |  |  | 0 | 0 |  | 0 | 0 |  | 0 | 0 |  | 0 | 0 | 0 | 0 | 0 |  | 0 | 0 | 0 | 0 | 0 |  | 0 | 0 | 0 | 0 | 0 | 0 | 0
SCE Metro | SCE Metro | SCE | Gould | 230 | 97 | Geothermal |  |  | 0 | 0 |  | 0 | 0 |  | 0 | 0 |  | 0 | 0 | 0 | 0 | 0 |  | 0 | 0 | 0 | 0 | 0 |  | 0 | 0 | 0 | 0 | 0 | 0 | 0
PG&E NGBA | PGE NGBA | PGE | Grand Island | 115 | 17 | Geothermal |  |  | 0 | 0 |  | 0 | 0 |  | 0 | 0 |  | 0 | 0 | 0 | 0 | 0 |  | 0 | 0 | 0 | 0 | 0 |  | 0 | 0 | 0 | 0 | 0 | 0 | 0
SDGE | SDGE Imperial | SDGE | Granite | 69 |  | Geothermal |  |  | 0 | 0 |  | 0 | 0 |  | 0 | 0 |  | 0 | 0 | 0 | 0 | 0 |  | 0 | 0 | 0 | 0 | 0 |  | 0 | 0 | 0 | 0 | 0 | 0 | 0
PG&E GBA | PGE GBA | PGE | Grant | 115 | 3 | Geothermal |  |  | 0 | 0 |  | 0 | 0 |  | 0 | 0 |  | 0 | 0 | 0 | 0 | 0 |  | 0 | 0 | 0 | 0 | 0 |  | 0 | 0 | 0 | 0 | 0 | 0 | 0
PG&E GBA | PGE GBA | PGE | Green Valley | 115 | 87 | Geothermal |  |  | 0 | 0 |  | 0 | 0 |  | 0 | 0 |  | 0 | 0 | 0 | 0 | 0 |  | 0 | 0 | 0 | 0 | 0 |  | 0 | 0 | 0 | 0 | 0 | 0 | 0
PG&E NGBA | PGE NGBA | PGE | Greenleaf 1 | 115 | 22 | Geothermal |  |  | 0 | 0 |  | 0 | 0 |  | 0 | 0 |  | 0 | 0 | 0 | 0 | 0 |  | 0 | 0 | 0 | 0 | 0 |  | 0 | 0 | 0 | 0 | 0 | 0 | 0
PG&E FRESNO | PGE Fresno | PGE | Gregg | 230 | 149 | Geothermal |  |  | 0 | 0 |  | 0 | 0 |  | 0 | 0 |  | 0 | 0 | 0 | 0 | 0 |  | 0 | 0 | 0 | 0 | 0 |  | 0 | 0 | 0 | 0 | 0 | 0 | 0
PG&E FRESNO | PGE Fresno | PGE | Grimmway-Malaga | 115 | 117 | Geothermal |  |  | 0 | 0 |  | 0 | 0 |  | 0 | 0 |  | 0 | 0 | 0 | 0 | 0 |  | 0 | 0 | 0 | 0 | 0 |  | 0 | 0 | 0 | 0 | 0 | 0 | 0
PG&E NGBA | PGE NGBA | PGE | Grizzly | 230 | 24 | Geothermal |  |  | 0 | 0 |  | 0 | 0 |  | 0 | 0 |  | 0 | 0 | 0 | 0 | 0 |  | 0 | 0 | 0 | 0 | 0 |  | 0 | 0 | 0 | 0 | 0 | 0 | 0
PG&E FRESNO | PGE Fresno | PGE | Guernsey | 70 |  | Geothermal |  |  | 0 | 0 |  | 0 | 0 |  | 0 | 0 |  | 0 | 0 | 0 | 0 | 0 |  | 0 | 0 | 0 | 0 | 0 |  | 0 | 0 | 0 | 0 | 0 | 0 | 0
PG&E FRESNO | PGE Fresno | PGE | GWF Hanford | 115 | 125 | Geothermal |  |  | 0 | 0 |  | 0 | 0 |  | 0 | 0 |  | 0 | 0 | 0 | 0 | 0 |  | 0 | 0 | 0 | 0 | 0 |  | 0 | 0 | 0 | 0 | 0 | 0 | 0
PG&E FRESNO | PGE Fresno | PGE | Haas | 230 | 117 | Geothermal |  |  | 0 | 0 |  | 0 | 0 |  | 0 | 0 |  | 0 | 0 | 0 | 0 | 0 |  | 0 | 0 | 0 | 0 | 0 |  | 0 | 0 | 0 | 0 | 0 | 0 | 0
PG&E FRESNO | PGE Fresno | PGE | Hammonds | 115 | 114 | Geothermal |  |  | 0 | 0 |  | 0 | 0 |  | 0 | 0 |  | 0 | 0 | 0 | 0 | 0 |  | 0 | 0 | 0 | 0 | 0 |  | 0 | 0 | 0 | 0 | 0 | 0 | 0
SCE Metro | SCE Metro | SCE | HarborGen | 230 | 97 | Geothermal |  |  | 0 | 0 |  | 0 | 0 |  | 0 | 0 |  | 0 | 0 | 0 | 0 | 0 |  | 0 | 0 | 0 | 0 | 0 |  | 0 | 0 | 0 | 0 | 0 | 0 | 0
PG&E NGBA | PGE NGBA | PGE | Harris | 60 |  | Geothermal |  |  | 0 | 0 |  | 0 | 0 |  | 0 | 0 |  | 0 | 0 | 0 | 0 | 0 |  | 0 | 0 | 0 | 0 | 0 |  | 0 | 0 | 0 | 0 | 0 | 0 | 0
EOP | SCE EOP | SCE | Harry Allen | 500 | 161 | Geothermal |  |  | 0 | 0 |  | 0 | 0 |  | 0 | 0 |  | 0 | 0 | 0 | 0 | 0 |  | 0 | 0 | 0 | 0 | 0 |  | 0 | 0 | 0 | 0 | 0 | 0 | 0
PG&E NGBA | PGE NGBA | PGE | Hartley | 60 |  | Geothermal |  |  | 0 | 0 |  | 0 | 0 |  | 0 | 0 |  | 0 | 0 | 0 | 0 | 0 |  | 0 | 0 | 0 | 0 | 0 |  | 0 | 0 | 0 | 0 | 0 | 0 | 0
SCE NOL | SCE NOL | SCE | Harvard | 115 | 160 | Geothermal |  |  | 0 | 0 |  | 0 | 0 |  | 0 | 0 |  | 0 | 0 | 0 | 0 | 0 |  | 0 | 0 | 0 | 0 | 0 |  | 0 | 0 | 0 | 0 | 0 | 0 | 0
SDGE | SDGE Arizona | SDGE | Hassayampa | 500 | 180 | Geothermal |  |  | 0 | 0 |  | 0 | 0 |  | 0 | 0 |  | 0 | 0 | 0 | 0 | 0 |  | 0 | 0 | 0 | 0 | 0 |  | 0 | 0 | 0 | 0 | 0 | 0 | 0
PG&E FRESNO | PGE Fresno | PGE | Helm | 230 | 117 | Geothermal |  |  | 0 | 0 |  | 0 | 0 |  | 0 | 0 |  | 0 | 0 | 0 | 0 | 0 |  | 0 | 0 | 0 | 0 | 0 |  | 0 | 0 | 0 | 0 | 0 | 0 | 0
PG&E FRESNO | PGE Fresno | PGE | Helm | 70 |  | Geothermal |  |  | 0 | 0 |  | 0 | 0 |  | 0 | 0 |  | 0 | 0 | 0 | 0 | 0 |  | 0 | 0 | 0 | 0 | 0 |  | 0 | 0 | 0 | 0 | 0 | 0 | 0
PG&E FRESNO | PGE Fresno | PGE | Henrietta | 115 | 90 | Geothermal |  |  | 0 | 0 |  | 0 | 0 |  | 0 | 0 |  | 0 | 0 | 0 | 0 | 0 |  | 0 | 0 | 0 | 0 | 0 |  | 0 | 0 | 0 | 0 | 0 | 0 | 0
PG&E FRESNO | PGE Fresno | PGE | Henrietta | 230 | 75 | Geothermal |  |  | 0 | 0 |  | 0 | 0 |  | 0 | 0 |  | 0 | 0 | 0 | 0 | 0 |  | 0 | 0 | 0 | 0 | 0 |  | 0 | 0 | 0 | 0 | 0 | 0 | 0
PG&E FRESNO | PGE Fresno | PGE | Henrietta | 70 |  | Geothermal |  |  | 0 | 0 |  | 0 | 0 |  | 0 | 0 |  | 0 | 0 | 0 | 0 | 0 |  | 0 | 0 | 0 | 0 | 0 |  | 0 | 0 | 0 | 0 | 0 | 0 | 0
PG&E FRESNO | PGE Fresno | PGE | Herndon | 115 | 136 | Geothermal |  |  | 0 | 0 |  | 0 | 0 |  | 0 | 0 |  | 0 | 0 | 0 | 0 | 0 |  | 0 | 0 | 0 | 0 | 0 |  | 0 | 0 | 0 | 0 | 0 | 0 | 0
PG&E FRESNO | PGE Fresno | PGE | Herndon | 230 | 138 | Geothermal |  |  | 0 | 0 |  | 0 | 0 |  | 0 | 0 |  | 0 | 0 | 0 | 0 | 0 |  | 0 | 0 | 0 | 0 | 0 |  | 0 | 0 | 0 | 0 | 0 | 0 | 0
PG&E GBA | PGE GBA | PGE | Hicks | 230 | 80 | Geothermal |  |  | 0 | 0 |  | 0 | 0 |  | 0 | 0 |  | 0 | 0 | 0 | 0 | 0 |  | 0 | 0 | 0 | 0 | 0 |  | 0 | 0 | 0 | 0 | 0 | 0 | 0
PG&E NGBA | PGE NGBA | PGE | Higgins | 115 | 20 | Geothermal |  |  | 0 | 0 |  | 0 | 0 |  | 0 | 0 |  | 0 | 0 | 0 | 0 | 0 |  | 0 | 0 | 0 | 0 | 0 |  | 0 | 0 | 0 | 0 | 0 | 0 | 0
PG&E NGBA | PGE NGBA | PGE | Hilltop | 345 | 1 | Geothermal | YES | Northeast CA | 1 | 0 |  | 0 | 0 |  | 0 | 0 |  | 0 | 0 | 0 | 0 | 159 |  | 159 | 0 | 0 | 0 | 159 |  | 159 | 159 | 0 | 159 | 159 | 0 | 159
SCE Metro | SCE Metro | SCE | Hinson | 230 | 132 | Geothermal |  |  | 0 | 0 |  | 0 | 0 |  | 0 | 0 |  | 0 | 0 | 0 | 0 | 0 |  | 0 | 0 | 0 | 0 | 0 |  | 0 | 0 | 0 | 0 | 0 | 0 | 0
PG&E GBA | PGE GBA | PGE | Hollister | 115 | 85 | Geothermal |  |  | 1 | 0 |  | 0 | 0 |  | 0 | 0 |  | 0 | 0 | 0 | 0 | 164 |  | 164 | 0 | 0 | 0 | 164 |  | 164 | 164 | 0 | 164 | 164 | 0 | 164
PG&E NGBA | PGE NGBA | PGE | Homestake | 115 | 37 | Geothermal |  |  | 0 | 0 |  | 0 | 0 |  | 0 | 0 |  | 0 | 0 | 0 | 0 | 0 |  | 0 | 0 | 0 | 0 | 0 |  | 0 | 0 | 0 | 0 | 0 | 0 | 0
PG&E NGBA | PGE NGBA | PGE | Honcut | 115 | 22 | Geothermal |  |  | 0 | 0 |  | 0 | 0 |  | 0 | 0 |  | 0 | 0 | 0 | 0 | 0 |  | 0 | 0 | 0 | 0 | 0 |  | 0 | 0 | 0 | 0 | 0 | 0 | 0
SDGE | SDGE Arizona | SDGE | Hoodoo Wash | 500 | 184 | Geothermal |  |  | 0 | 0 |  | 0 | 0 |  | 0 | 0 |  | 0 | 0 | 0 | 0 | 0 |  | 0 | 0 | 0 | 0 | 0 |  | 0 | 0 | 0 | 0 | 0 | 0 | 0
PG&E NGBA | PGE NGBA | PGE | Hopland | 115 | 27 | Geothermal |  |  | 0 | 0 |  | 0 | 0 |  | 0 | 0 |  | 0 | 0 | 0 | 0 | 0 |  | 0 | 0 | 0 | 0 | 0 |  | 0 | 0 | 0 | 0 | 0 | 0 | 0
PG&E NGBA | PGE NGBA | PGE | Hopland | 60 |  | Geothermal |  |  | 0 | 0 |  | 0 | 0 |  | 0 | 0 |  | 0 | 0 | 0 | 0 | 0 |  | 0 | 0 | 0 | 0 | 0 |  | 0 | 0 | 0 | 0 | 0 | 0 | 0
PG&E NGBA | PGE NGBA | PGE | Humboldt | 115 | 1 | Geothermal |  |  | 0 | 0 |  | 0 | 0 |  | 0 | 0 |  | 0 | 0 | 0 | 0 | 0 |  | 0 | 0 | 0 | 0 | 0 |  | 0 | 0 | 0 | 0 | 0 | 0 | 0
PG&E NGBA | PGE NGBA | PGE | Humboldt | 60 |  | Geothermal |  |  | 0 | 0 |  | 0 | 0 |  | 0 | 0 |  | 0 | 0 | 0 | 0 | 0 |  | 0 | 0 | 0 | 0 | 0 |  | 0 | 0 | 0 | 0 | 0 | 0 | 0
PG&E NGBA | PGE NGBA | PGE | Humboldt | 500 | 1 | Geothermal |  |  | 0 | 0 |  | 0 | 0 |  | 0 | 0 |  | 0 | 0 | 0 | 0 | 0 |  | 0 | 0 | 0 | 0 | 0 |  | 0 | 0 | 0 | 0 | 0 | 0 | 0
SCE Metro | SCE Metro | SCE | Huntington Beach | 230 | 97 | Geothermal |  |  | 0 | 0 |  | 0 | 0 |  | 0 | 0 |  | 0 | 0 | 0 | 0 | 0 |  | 0 | 0 | 0 | 0 | 0 |  | 0 | 0 | 0 | 0 | 0 | 0 | 0
PG&E NGBA | PGE NGBA | PGE | Ignacio | 115 | 47 | Geothermal |  |  | 0 | 0 |  | 0 | 0 |  | 0 | 0 |  | 0 | 0 | 0 | 0 | 0 |  | 0 | 0 | 0 | 0 | 0 |  | 0 | 0 | 0 | 0 | 0 | 0 | 0
PG&E NGBA | PGE NGBA | PGE | Ignacio | 230 | 27 | Geothermal |  |  | 0 | 0 |  | 0 | 0 |  | 0 | 0 |  | 0 | 0 | 0 | 0 | 0 |  | 0 | 0 | 0 | 0 | 0 |  | 0 | 0 | 0 | 0 | 0 | 0 | 0
PG&E NGBA | PGE NGBA | PGE | Ignacio | 60 |  | Geothermal |  |  | 0 | 0 |  | 0 | 0 |  | 0 | 0 |  | 0 | 0 | 0 | 0 | 0 |  | 0 | 0 | 0 | 0 | 0 |  | 0 | 0 | 0 | 0 | 0 | 0 | 0
SDGE | SDGE Imperial | SDGE | Imperial Beach | 69 |  | Geothermal |  |  | 0 | 0 |  | 0 | 0 |  | 0 | 0 |  | 0 | 0 | 0 | 0 | 0 |  | 0 | 0 | 0 | 0 | 0 |  | 0 | 0 | 0 | 0 | 0 | 0 | 0
SDGE | SDGE Imperial | SDGE | Imperial Valley | 230 | 196 | Geothermal | YES | Imperial-IID | 1 | 0 |  | 0 | 25 |  | 25 | 0 |  | 0 | 25 | 0 | 25 | 975 |  | 975 | 0 | 0 | 0 | 975 |  | 975 | 1000 | 0 | 1000 | 1000 | 0 | 1000
SDGE | SDGE Imperial | SDGE | Imperial Valley | 500 | 196 | Geothermal |  |  | 0 | 0 |  | 0 | 0 |  | 0 | 0 |  | 0 | 0 | 0 | 0 | 0 |  | 0 | 0 | 0 | 0 | 0 |  | 0 | 0 | 0 | 0 | 0 | 0 | 0
EOP | SCE EOP | SCE | Innovation | 138 | 177 | Geothermal |  |  | 0 | 0 |  | 0 | 0 |  | 0 | 0 |  | 0 | 0 | 0 | 0 | 0 |  | 0 | 0 | 0 | 0 | 0 |  | 0 | 0 | 0 | 0 | 0 | 0 | 0
EOP | SCE EOP | SCE | Innovation | 230 | 177 | Geothermal |  |  | 0 | 0 |  | 0 | 0 |  | 0 | 0 |  | 0 | 0 | 0 | 0 | 0 |  | 0 | 0 | 0 | 0 | 0 |  | 0 | 0 | 0 | 0 | 0 | 0 | 0
SCE NOL | SCE NOL | SCE | Inyokern | 115 | 160 | Geothermal |  |  | 1 | 0 |  | 0 | 0 |  | 0 | 0 |  | 0 | 0 | 0 | 0 | 116 |  | 116 | 0 | 0 | 0 | 116 |  | 116 | 116 | 0 | 116 | 116 | 0 | 116
EOP | SCE EOP | SCE | IS Tap | 138 | 177 | Geothermal |  |  | 0 | 0 |  | 0 | 0 |  | 0 | 0 |  | 0 | 0 | 0 | 0 | 0 |  | 0 | 0 | 0 | 0 | 0 |  | 0 | 0 | 0 | 0 | 0 | 0 | 0
EOP | SCE EOP | SCE | Ivanpah | 115 | 161 | Geothermal |  |  | 0 | 0 |  | 0 | 0 |  | 0 | 0 |  | 0 | 0 | 0 | 0 | 0 |  | 0 | 0 | 0 | 0 | 0 |  | 0 | 0 | 0 | 0 | 0 | 0 | 0
EOP | SCE EOP | SCE | Ivanpah | 230 | 161 | Geothermal |  |  | 0 | 0 |  | 0 | 0 |  | 0 | 0 |  | 0 | 0 | 0 | 0 | 0 |  | 0 | 0 | 0 | 0 | 0 |  | 0 | 0 | 0 | 0 | 0 | 0 | 0
EOP | SCE EOP | SCE | Jackass (DOE) | 138 | 177 | Geothermal |  |  | 0 | 0 |  | 0 | 0 |  | 0 | 0 |  | 0 | 0 | 0 | 0 | 0 |  | 0 | 0 | 0 | 0 | 0 |  | 0 | 0 | 0 | 0 | 0 | 0 | 0
PG&E NGBA | PGE NGBA | PGE | James B Black | 230 | 1 | Geothermal |  |  | 1 | 0 |  | 0 | 0 |  | 0 | 0 |  | 0 | 0 | 0 | 0 | 131 |  | 131 | 0 | 0 | 0 | 131 |  | 131 | 131 | 0 | 131 | 131 | 0 | 131
PG&E GBA | PGE GBA | PGE | Jefferson | 230 | 80 | Geothermal |  |  | 0 | 0 |  | 0 | 0 |  | 0 | 0 |  | 0 | 0 | 0 | 0 | 0 |  | 0 | 0 | 0 | 0 | 0 |  | 0 | 0 | 0 | 0 | 0 | 0 | 0
PG&E NGBA | PGE NGBA | PGE | Jessup | 115 | 1 | Geothermal |  |  | 1 | 0 |  | 0 | 0 |  | 0 | 0 |  | 0 | 0 | 0 | 0 | 100 |  | 100 | 0 | 0 | 0 | 100 |  | 100 | 100 | 0 | 100 | 100 | 0 | 100
SCE Metro | SCE Metro | SCE | Johanna | 230 | 97 | Geothermal |  |  | 0 | 0 |  | 0 | 0 |  | 0 | 0 |  | 0 | 0 | 0 | 0 | 0 |  | 0 | 0 | 0 | 0 | 0 |  | 0 | 0 | 0 | 0 | 0 | 0 | 0
SCE Eastern | SCE Eastern | SCE | Julian Hinds | 230 | 174 | Geothermal |  |  | 0 | 0 |  | 0 | 0 |  | 0 | 0 |  | 0 | 0 | 0 | 0 | 0 |  | 0 | 0 | 0 | 0 | 0 |  | 0 | 0 | 0 | 0 | 0 | 0 | 0
PG&E GBA | PGE GBA | PGE | Kasson | 115 | 12 | Geothermal |  |  | 0 | 0 |  | 0 | 0 |  | 0 | 0 |  | 0 | 0 | 0 | 0 | 0 |  | 0 | 0 | 0 | 0 | 0 |  | 0 | 0 | 0 | 0 | 0 | 0 | 0
PG&E GBA | PGE GBA | PGE | Kasson | 60 |  | Geothermal |  |  | 0 | 0 |  | 0 | 0 |  | 0 | 0 |  | 0 | 0 | 0 | 0 | 0 |  | 0 | 0 | 0 | 0 | 0 |  | 0 | 0 | 0 | 0 | 0 | 0 | 0
PG&E FRESNO | PGE Fresno | PGE | Kearney | 230 | 140 | Geothermal |  |  | 0 | 0 |  | 0 | 0 |  | 0 | 0 |  | 0 | 0 | 0 | 0 | 0 |  | 0 | 0 | 0 | 0 | 0 |  | 0 | 0 | 0 | 0 | 0 | 0 | 0
PG&E FRESNO | PGE Fresno | PGE | Kearney | 70 |  | Geothermal |  |  | 0 | 0 |  | 0 | 0 |  | 0 | 0 |  | 0 | 0 | 0 | 0 | 0 |  | 0 | 0 | 0 | 0 | 0 |  | 0 | 0 | 0 | 0 | 0 | 0 | 0
PG&E GBA | PGE GBA | PGE | Kelso | 230 | 32 | Geothermal |  |  | 0 | 0 |  | 0 | 0 |  | 0 | 0 |  | 0 | 0 | 0 | 0 | 0 |  | 0 | 0 | 0 | 0 | 0 |  | 0 | 0 | 0 | 0 | 0 | 0 | 0
PG&E FRESNO | PGE Fresno | PGE | Kerchoff 1 | 115 | 150 | Geothermal |  |  | 0 | 0 |  | 0 | 0 |  | 0 | 0 |  | 0 | 0 | 0 | 0 | 0 |  | 0 | 0 | 0 | 0 | 0 |  | 0 | 0 | 0 | 0 | 0 | 0 | 0
PG&E KERN | PGE Kern | PGE | Kern Oil | 115 | 101 | Geothermal |  |  | 0 | 0 |  | 0 | 0 |  | 0 | 0 |  | 0 | 0 | 0 | 0 | 0 |  | 0 | 0 | 0 | 0 | 0 |  | 0 | 0 | 0 | 0 | 0 | 0 | 0
PG&E KERN | PGE Kern | PGE | Kern PP | 115 | 104 | Geothermal |  |  | 0 | 0 |  | 0 | 0 |  | 0 | 0 |  | 0 | 0 | 0 | 0 | 0 |  | 0 | 0 | 0 | 0 | 0 |  | 0 | 0 | 0 | 0 | 0 | 0 | 0
PG&E KERN | PGE Kern | PGE | Kern PP | 230 | 96 | Geothermal |  |  | 0 | 0 |  | 0 | 0 |  | 0 | 0 |  | 0 | 0 | 0 | 0 | 0 |  | 0 | 0 | 0 | 0 | 0 |  | 0 | 0 | 0 | 0 | 0 | 0 | 0
PG&E KERN | PGE Kern | PGE | Kern PP | 70 |  | Geothermal |  |  | 0 | 0 |  | 0 | 0 |  | 0 | 0 |  | 0 | 0 | 0 | 0 | 0 |  | 0 | 0 | 0 | 0 | 0 |  | 0 | 0 | 0 | 0 | 0 | 0 | 0
PG&E KERN | PGE Kern | PGE | Kernridge | 115 | 100 | Geothermal |  |  | 0 | 0 |  | 0 | 0 |  | 0 | 0 |  | 0 | 0 | 0 | 0 | 0 |  | 0 | 0 | 0 | 0 | 0 |  | 0 | 0 | 0 | 0 | 0 | 0 | 0
PG&E FRESNO | PGE Fresno | PGE | Kingsburg | 115 | 148 | Geothermal |  |  | 0 | 0 |  | 0 | 0 |  | 0 | 0 |  | 0 | 0 | 0 | 0 | 0 |  | 0 | 0 | 0 | 0 | 0 |  | 0 | 0 | 0 | 0 | 0 | 0 | 0
PG&E GBA | PGE GBA | PGE | Kirker | 115 | 1 | Geothermal |  |  | 0 | 0 |  | 0 | 0 |  | 0 | 0 |  | 0 | 0 | 0 | 0 | 0 |  | 0 | 0 | 0 | 0 | 0 |  | 0 | 0 | 0 | 0 | 0 | 0 | 0
PG&E NGBA | PGE NGBA | PGE | Knights Landing | 115 | 18 | Geothermal |  |  | 0 | 0 |  | 0 | 0 |  | 0 | 0 |  | 0 | 0 | 0 | 0 | 0 |  | 0 | 0 | 0 | 0 | 0 |  | 0 | 0 | 0 | 0 | 0 | 0 | 0
PG&E NGBA | PGE NGBA | PGE | Konocti | 60 |  | Geothermal |  |  | 0 | 0 |  | 0 | 0 |  | 0 | 0 |  | 0 | 0 | 0 | 0 | 0 |  | 0 | 0 | 0 | 0 | 0 |  | 0 | 0 | 0 | 0 | 0 | 0 | 0
SCE NOL | SCE NOL | SCE | Kramer | 115 | 160 | Geothermal |  |  | 0 | 0 |  | 0 | 0 |  | 0 | 0 |  | 0 | 0 | 0 | 0 | 0 |  | 0 | 0 | 0 | 0 | 0 |  | 0 | 0 | 0 | 0 | 0 | 0 | 0
SCE NOL | SCE NOL | SCE | Kramer | 230 | 160 | Geothermal |  |  | 0 | 0 |  | 0 | 0 |  | 0 | 0 |  | 0 | 0 | 0 | 0 | 0 |  | 0 | 0 | 0 | 0 | 0 |  | 0 | 0 | 0 | 0 | 0 | 0 | 0
SCE Metro | SCE Metro | SCE | La Cienega | 230 | 132 | Geothermal |  |  | 0 | 0 |  | 0 | 0 |  | 0 | 0 |  | 0 | 0 | 0 | 0 | 0 |  | 0 | 0 | 0 | 0 | 0 |  | 0 | 0 | 0 | 0 | 0 | 0 | 0
SCE Metro | SCE Metro | SCE | La Fresa | 230 | 132 | Geothermal |  |  | 0 | 0 |  | 0 | 0 |  | 0 | 0 |  | 0 | 0 | 0 | 0 | 0 |  | 0 | 0 | 0 | 0 | 0 |  | 0 | 0 | 0 | 0 | 0 | 0 | 0
SCE Metro | SCE Metro | SCE | Laguna Bell | 230 | 97 | Geothermal |  |  | 0 | 0 |  | 0 | 0 |  | 0 | 0 |  | 0 | 0 | 0 | 0 | 0 |  | 0 | 0 | 0 | 0 | 0 |  | 0 | 0 | 0 | 0 | 0 | 0 | 0
PG&E KERN | PGE Kern | PGE | Lakeview | 70 |  | Geothermal |  |  | 0 | 0 |  | 0 | 0 |  | 0 | 0 |  | 0 | 0 | 0 | 0 | 0 |  | 0 | 0 | 0 | 0 | 0 |  | 0 | 0 | 0 | 0 | 0 | 0 | 0
PG&E NGBA | PGE NGBA | PGE | Lakeville | 230 | 62 | Geothermal |  |  | 0 | 0 |  | 0 | 0 |  | 0 | 0 |  | 0 | 0 | 0 | 0 | 0 |  | 0 | 0 | 0 | 0 | 0 |  | 0 | 0 | 0 | 0 | 0 | 0 | 0
PG&E NGBA | PGE NGBA | PGE | Lakeville | 60 |  | Geothermal |  |  | 0 | 0 |  | 0 | 0 |  | 0 | 0 |  | 0 | 0 | 0 | 0 | 0 |  | 0 | 0 | 0 | 0 | 0 |  | 0 | 0 | 0 | 0 | 0 | 0 | 0
PG&E NGBA | PGE NGBA | PGE | Lakeville | 115 | 57 | Geothermal |  |  | 1 | 0 |  | 0 | 0 |  | 0 | 0 |  | 0 | 0 | 0 | 0 | 20 |  | 20 | 0 | 0 | 0 | 20 |  | 20 | 20 | 0 | 20 | 20 | 0 | 20
PG&E GBA | PGE GBA | PGE | Lakewood | 115 | 1 | Geothermal |  |  | 0 | 0 |  | 0 | 0 |  | 0 | 0 |  | 0 | 0 | 0 | 0 | 0 |  | 0 | 0 | 0 | 0 | 0 |  | 0 | 0 | 0 | 0 | 0 | 0 | 0
PG&E NGBA | PGE NGBA | PGE | Lambie | 230 | 59 | Geothermal |  |  | 0 | 0 |  | 0 | 0 |  | 0 | 0 |  | 0 | 0 | 0 | 0 | 0 |  | 0 | 0 | 0 | 0 | 0 |  | 0 | 0 | 0 | 0 | 0 | 0 | 0
PG&E GBA | PGE GBA | PGE | Lammers | 115 | 44 | Geothermal |  |  | 0 | 0 |  | 0 | 0 |  | 0 | 0 |  | 0 | 0 | 0 | 0 | 0 |  | 0 | 0 | 0 | 0 | 0 |  | 0 | 0 | 0 | 0 | 0 | 0 | 0
PG&E KERN | PGE Kern | PGE | Lamont | 115 | 108 | Geothermal |  |  | 0 | 0 |  | 0 | 0 |  | 0 | 0 |  | 0 | 0 | 0 | 0 | 0 |  | 0 | 0 | 0 | 0 | 0 |  | 0 | 0 | 0 | 0 | 0 | 0 | 0
PG&E FRESNO | PGE Fresno | PGE | Las Aguilas | 230 | 120 | Geothermal |  |  | 0 | 0 |  | 0 | 0 |  | 0 | 0 |  | 0 | 0 | 0 | 0 | 0 |  | 0 | 0 | 0 | 0 | 0 |  | 0 | 0 | 0 | 0 | 0 | 0 | 0
EOP | SCE EOP | SCE | Lathrop | 138 | 177 | Geothermal |  |  | 0 | 0 |  | 0 | 0 |  | 0 | 0 |  | 0 | 0 | 0 | 0 | 0 |  | 0 | 0 | 0 | 0 | 0 |  | 0 | 0 | 0 | 0 | 0 | 0 | 0
EOP | SCE EOP | SCE | Lathrop | 230 | 177 | Geothermal |  |  | 0 | 0 |  | 0 | 0 |  | 0 | 0 |  | 0 | 0 | 0 | 0 | 0 |  | 0 | 0 | 0 | 0 | 0 |  | 0 | 0 | 0 | 0 | 0 | 0 | 0
PG&E FRESNO | PGE Fresno | PGE | Le Grand | 115 | 166 | Geothermal |  |  | 0 | 0 |  | 0 | 0 |  | 0 | 0 |  | 0 | 0 | 0 | 0 | 0 |  | 0 | 0 | 0 | 0 | 0 |  | 0 | 0 | 0 | 0 | 0 | 0 | 0
PG&E FRESNO | PGE Fresno | PGE | Lemoore | 70 |  | Geothermal |  |  | 0 | 0 |  | 0 | 0 |  | 0 | 0 |  | 0 | 0 | 0 | 0 | 0 |  | 0 | 0 | 0 | 0 | 0 |  | 0 | 0 | 0 | 0 | 0 | 0 | 0
PG&E KERN | PGE Kern | PGE | Lerdo | 115 | 106 | Geothermal |  |  | 0 | 0 |  | 0 | 0 |  | 0 | 0 |  | 0 | 0 | 0 | 0 | 0 |  | 0 | 0 | 0 | 0 | 0 |  | 0 | 0 | 0 | 0 | 0 | 0 | 0
SCE Metro | SCE Metro | SCE | Lewis | 230 | 97 | Geothermal |  |  | 0 | 0 |  | 0 | 0 |  | 0 | 0 |  | 0 | 0 | 0 | 0 | 0 |  | 0 | 0 | 0 | 0 | 0 |  | 0 | 0 | 0 | 0 | 0 | 0 | 0
SCE Metro | SCE Metro | SCE | Lighthipe | 230 | 132 | Geothermal |  |  | 0 | 0 |  | 0 | 0 |  | 0 | 0 |  | 0 | 0 | 0 | 0 | 0 |  | 0 | 0 | 0 | 0 | 0 |  | 0 | 0 | 0 | 0 | 0 | 0 | 0
SDGE | SDGE Imperial | SDGE | Lilac | 69 |  | Geothermal |  |  | 0 | 0 |  | 0 | 0 |  | 0 | 0 |  | 0 | 0 | 0 | 0 | 0 |  | 0 | 0 | 0 | 0 | 0 |  | 0 | 0 | 0 | 0 | 0 | 0 | 0
PG&E NGBA | PGE NGBA | PGE | Lincoln | 115 | 24 | Geothermal |  |  | 0 | 0 |  | 0 | 0 |  | 0 | 0 |  | 0 | 0 | 0 | 0 | 0 |  | 0 | 0 | 0 | 0 | 0 |  | 0 | 0 | 0 | 0 | 0 | 0 | 0
PG&E KERN | PGE Kern | PGE | Live Oak | 115 | 92 | Geothermal |  |  | 0 | 0 |  | 0 | 0 |  | 0 | 0 |  | 0 | 0 | 0 | 0 | 0 |  | 0 | 0 | 0 | 0 | 0 |  | 0 | 0 | 0 | 0 | 0 | 0 | 0
PG&E GBA | PGE GBA | PGE | Llagas | 115 | 40 | Geothermal |  |  | 0 | 0 |  | 0 | 0 |  | 0 | 0 |  | 0 | 0 | 0 | 0 | 0 |  | 0 | 0 | 0 | 0 | 0 |  | 0 | 0 | 0 | 0 | 0 | 0 | 0
PG&E GBA | PGE GBA | PGE | Lockeford | 115 | 15 | Geothermal |  |  | 0 | 0 |  | 0 | 0 |  | 0 | 0 |  | 0 | 0 | 0 | 0 | 0 |  | 0 | 0 | 0 | 0 | 0 |  | 0 | 0 | 0 | 0 | 0 | 0 | 0
PG&E GBA | PGE GBA | PGE | Lockeford | 230 | 66 | Geothermal |  |  | 0 | 0 |  | 0 | 0 |  | 0 | 0 |  | 0 | 0 | 0 | 0 | 0 |  | 0 | 0 | 0 | 0 | 0 |  | 0 | 0 | 0 | 0 | 0 | 0 | 0
PG&E GBA | PGE GBA | PGE | Lockeford | 60 |  | Geothermal |  |  | 0 | 0 |  | 0 | 0 |  | 0 | 0 |  | 0 | 0 | 0 | 0 | 0 |  | 0 | 0 | 0 | 0 | 0 |  | 0 | 0 | 0 | 0 | 0 | 0 | 0
PG&E GBA | PGE GBA | PGE | Lodi | 230 | 16 | Geothermal |  |  | 0 | 0 |  | 0 | 0 |  | 0 | 0 |  | 0 | 0 | 0 | 0 | 0 |  | 0 | 0 | 0 | 0 | 0 |  | 0 | 0 | 0 | 0 | 0 | 0 | 0
PG&E NGBA | PGE NGBA | PGE | Logan Creek | 230 | 25 | Geothermal |  |  | 0 | 0 |  | 0 | 0 |  | 0 | 0 |  | 0 | 0 | 0 | 0 | 0 |  | 0 | 0 | 0 | 0 | 0 |  | 0 | 0 | 0 | 0 | 0 | 0 | 0
PG&E GBA | PGE GBA | PGE | Lone Tree | 230 | 30 | Geothermal |  |  | 0 | 0 |  | 0 | 0 |  | 0 | 0 |  | 0 | 0 | 0 | 0 | 0 |  | 0 | 0 | 0 | 0 | 0 |  | 0 | 0 | 0 | 0 | 0 | 0 | 0
PG&E FRESNO | PGE Fresno | PGE | Los Banos | 230 | 88 | Geothermal |  |  | 1 | 0 |  | 0 | 0 |  | 0 | 0 |  | 0 | 0 | 0 | 0 | 10 |  | 10 | 0 | 0 | 0 | 10 |  | 10 | 10 | 0 | 10 | 10 | 0 | 10
PG&E FRESNO | PGE Fresno | PGE | Los Banos | 500 | 77 | Geothermal |  |  | 0 | 0 |  | 0 | 0 |  | 0 | 0 |  | 0 | 0 | 0 | 0 | 0 |  | 0 | 0 | 0 | 0 | 0 |  | 0 | 0 | 0 | 0 | 0 | 0 | 0
SDGE | SDGE Imperial | SDGE | Los Coches | 138 | 189 | Geothermal |  |  | 0 | 0 |  | 0 | 0 |  | 0 | 0 |  | 0 | 0 | 0 | 0 | 0 |  | 0 | 0 | 0 | 0 | 0 |  | 0 | 0 | 0 | 0 | 0 | 0 | 0
SDGE | SDGE Imperial | SDGE | Los Coches | 69 |  | Geothermal |  |  | 0 | 0 |  | 0 | 0 |  | 0 | 0 |  | 0 | 0 | 0 | 0 | 0 |  | 0 | 0 | 0 | 0 | 0 |  | 0 | 0 | 0 | 0 | 0 | 0 | 0
PG&E GBA | PGE GBA | PGE | Los Esteros | 115 | 38 | Geothermal |  |  | 0 | 0 |  | 0 | 0 |  | 0 | 0 |  | 0 | 0 | 0 | 0 | 0 |  | 0 | 0 | 0 | 0 | 0 |  | 0 | 0 | 0 | 0 | 0 | 0 | 0
PG&E GBA | PGE GBA | PGE | Los Esteros | 230 | 38 | Geothermal |  |  | 0 | 0 |  | 0 | 0 |  | 0 | 0 |  | 0 | 0 | 0 | 0 | 0 |  | 0 | 0 | 0 | 0 | 0 |  | 0 | 0 | 0 | 0 | 0 | 0 | 0
PG&E GBA | PGE GBA | PGE | Los Positas | 230 |  | Geothermal |  |  | 0 | 0 |  | 0 | 0 |  | 0 | 0 |  | 0 | 0 | 0 | 0 | 0 |  | 0 | 0 | 0 | 0 | 0 |  | 0 | 0 | 0 | 0 | 0 | 0 | 0
PG&E GBA | PGE GBA | PGE | Los Positas | 60 |  | Geothermal |  |  | 0 | 0 |  | 0 | 0 |  | 0 | 0 |  | 0 | 0 | 0 | 0 | 0 |  | 0 | 0 | 0 | 0 | 0 |  | 0 | 0 | 0 | 0 | 0 | 0 | 0
SDGE | SDGE Imperial | SDGE | Loveland | 69 |  | Geothermal |  |  | 0 | 0 |  | 0 | 0 |  | 0 | 0 |  | 0 | 0 | 0 | 0 | 0 |  | 0 | 0 | 0 | 0 | 0 |  | 0 | 0 | 0 | 0 | 0 | 0 | 0
SCE NOL | SCE NOL | SCE | Lugo | 230 | 110 | Geothermal |  |  | 0 | 0 |  | 0 | 0 |  | 0 | 0 |  | 0 | 0 | 0 | 0 | 0 |  | 0 | 0 | 0 | 0 | 0 |  | 0 | 0 | 0 | 0 | 0 | 0 | 0
SCE Metro | SCE NOL | SCE | Lugo | 500 | 97 | Geothermal | YES | Utah | 1 | 320 |  | 320 | 203 |  | 203 | 0 |  | 0 | 203 | 0 | 203 | 0 |  | 0 | 0 | 0 | 0 | 0 |  | 0 | 523 | 0 | 523 | 523 | 0 | 523
PG&E FRESNO | PGE Fresno | PGE | Madera | 70 |  | Geothermal |  |  | 0 | 0 |  | 0 | 0 |  | 0 | 0 |  | 0 | 0 | 0 | 0 | 0 |  | 0 | 0 | 0 | 0 | 0 |  | 0 | 0 | 0 | 0 | 0 | 0 | 0
PG&E NGBA | PGE NGBA | PGE | Madison | 115 | 39 | Geothermal |  |  | 0 | 0 |  | 0 | 0 |  | 0 | 0 |  | 0 | 0 | 0 | 0 | 0 |  | 0 | 0 | 0 | 0 | 0 |  | 0 | 0 | 0 | 0 | 0 | 0 | 0
PG&E KERN | PGE Kern | PGE | Magunden | 115 | 99 | Geothermal |  |  | 0 | 0 |  | 0 | 0 |  | 0 | 0 |  | 0 | 0 | 0 | 0 | 0 |  | 0 | 0 | 0 | 0 | 0 |  | 0 | 0 | 0 | 0 | 0 | 0 | 0
SCE Northern | PGE Kern | PGE | Magunden | 230 | 144 | Geothermal |  |  | 0 | 0 |  | 0 | 0 |  | 0 | 0 |  | 0 | 0 | 0 | 0 | 0 |  | 0 | 0 | 0 | 0 | 0 |  | 0 | 0 | 0 | 0 | 0 | 0 | 0
PG&E FRESNO | PGE Fresno | PGE | Malaga | 115 | 148 | Geothermal |  |  | 0 | 0 |  | 0 | 0 |  | 0 | 0 |  | 0 | 0 | 0 | 0 | 0 |  | 0 | 0 | 0 | 0 | 0 |  | 0 | 0 | 0 | 0 | 0 | 0 | 0
PG&E NGBA | PGE NGBA | PGE | Malin | 500 | 1 | Geothermal | YES | Northern Nevada, Oregon | 1 | 0 |  | 0 | 0 |  | 0 | 0 |  | 0 | 0 | 0 | 0 | 2133.8 |  | 2133.8 | 0 | 0 | 0 | 2133.8 |  | 2133.8 | 2133.8 | 0 | 2133.8 | 2133.8 | 0 | 2133.8
SCE Northern | SCE Northern | SCE | Mandalay | 230 | 157 | Geothermal |  |  | 0 | 0 |  | 0 | 0 |  | 0 | 0 |  | 0 | 0 | 0 | 0 | 0 |  | 0 | 0 | 0 | 0 | 0 |  | 0 | 0 | 0 | 0 | 0 | 0 | 0
PG&E FRESNO | PGE Fresno | PGE | Manning | 230 | 69 | Geothermal |  |  | 0 | 0 |  | 0 | 0 |  | 0 | 0 |  | 0 | 0 | 0 | 0 | 0 |  | 0 | 0 | 0 | 0 | 0 |  | 0 | 0 | 0 | 0 | 0 | 0 | 0
PG&E FRESNO | PGE Fresno | PGE | Manning | 500 |  | Geothermal |  |  | 0 | 0 |  | 0 | 0 |  | 0 | 0 |  | 0 | 0 | 0 | 0 | 0 |  | 0 | 0 | 0 | 0 | 0 |  | 0 | 0 | 0 | 0 | 0 | 0 | 0
PG&E GBA | PGE GBA | PGE | Manteca | 115 | 127 | Geothermal |  |  | 0 | 0 |  | 0 | 0 |  | 0 | 0 |  | 0 | 0 | 0 | 0 | 0 |  | 0 | 0 | 0 | 0 | 0 |  | 0 | 0 | 0 | 0 | 0 | 0 | 0
SDGE | SDGE Imperial | SDGE | Margarita | 138 | 187 | Geothermal |  |  | 0 | 0 |  | 0 | 0 |  | 0 | 0 |  | 0 | 0 | 0 | 0 | 0 |  | 0 | 0 | 0 | 0 | 0 |  | 0 | 0 | 0 | 0 | 0 | 0 | 0
PG&E GBA | PGE GBA | PGE | Martin | 230 | 3 | Geothermal |  |  | 0 | 0 |  | 0 | 0 |  | 0 | 0 |  | 0 | 0 | 0 | 0 | 0 |  | 0 | 0 | 0 | 0 | 0 |  | 0 | 0 | 0 | 0 | 0 | 0 | 0
PG&E GBA | PGE GBA | PGE | Martin | 115 | 31 | Geothermal |  |  | 0 | 0 |  | 0 | 0 |  | 0 | 0 |  | 0 | 0 | 0 | 0 | 0 |  | 0 | 0 | 0 | 0 | 0 |  | 0 | 0 | 0 | 0 | 0 | 0 | 0
PG&E GBA | PGE GBA | PGE | Martinez | 115 | 51 | Geothermal |  |  | 0 | 0 |  | 0 | 0 |  | 0 | 0 |  | 0 | 0 | 0 | 0 | 0 |  | 0 | 0 | 0 | 0 | 0 |  | 0 | 0 | 0 | 0 | 0 | 0 | 0
PG&E FRESNO | PGE Fresno | PGE | Mc Mullin | 230 | 117 | Geothermal |  |  | 0 | 0 |  | 0 | 0 |  | 0 | 0 |  | 0 | 0 | 0 | 0 | 0 |  | 0 | 0 | 0 | 0 | 0 |  | 0 | 0 | 0 | 0 | 0 | 0 | 0
PG&E FRESNO | PGE Fresno | PGE | McCall | 115 | 118 | Geothermal |  |  | 0 | 0 |  | 0 | 0 |  | 0 | 0 |  | 0 | 0 | 0 | 0 | 0 |  | 0 | 0 | 0 | 0 | 0 |  | 0 | 0 | 0 | 0 | 0 | 0 | 0
PG&E FRESNO | PGE Fresno | PGE | McCall | 230 | 117 | Geothermal |  |  | 0 | 0 |  | 0 | 0 |  | 0 | 0 |  | 0 | 0 | 0 | 0 | 0 |  | 0 | 0 | 0 | 0 | 0 |  | 0 | 0 | 0 | 0 | 0 | 0 | 0
PG&E GBA | PGE GBA | PGE | Meadow Lane | 115 | 1 | Geothermal |  |  | 0 | 0 |  | 0 | 0 |  | 0 | 0 |  | 0 | 0 | 0 | 0 | 0 |  | 0 | 0 | 0 | 0 | 0 |  | 0 | 0 | 0 | 0 | 0 | 0 | 0
PG&E GBA | PGE GBA | PGE | Melones | 115 | 44 | Geothermal |  |  | 0 | 0 |  | 0 | 0 |  | 0 | 0 |  | 0 | 0 | 0 | 0 | 0 |  | 0 | 0 | 0 | 0 | 0 |  | 0 | 0 | 0 | 0 | 0 | 0 | 0
PG&E GBA | PGE GBA | PGE | Melones | 230 | 44 | Geothermal |  |  | 0 | 0 |  | 0 | 0 |  | 0 | 0 |  | 0 | 0 | 0 | 0 | 0 |  | 0 | 0 | 0 | 0 | 0 |  | 0 | 0 | 0 | 0 | 0 | 0 | 0
SDGE | SDGE Imperial | SDGE | Melrose | 69 |  | Geothermal |  |  | 0 | 0 |  | 0 | 0 |  | 0 | 0 |  | 0 | 0 | 0 | 0 | 0 |  | 0 | 0 | 0 | 0 | 0 |  | 0 | 0 | 0 | 0 | 0 | 0 | 0
PG&E NGBA | PGE NGBA | PGE | Mendocino | 115 | 27 | Geothermal |  |  | 0 | 0 |  | 0 | 0 |  | 0 | 0 |  | 0 | 0 | 0 | 0 | 0 |  | 0 | 0 | 0 | 0 | 0 |  | 0 | 0 | 0 | 0 | 0 | 0 | 0
PG&E NGBA | PGE NGBA | PGE | Mendocino | 60 |  | Geothermal |  |  | 0 | 0 |  | 0 | 0 |  | 0 | 0 |  | 0 | 0 | 0 | 0 | 0 |  | 0 | 0 | 0 | 0 | 0 |  | 0 | 0 | 0 | 0 | 0 | 0 | 0
PG&E FRESNO | PGE Fresno | PGE | Mendota | 115 | 164 | Geothermal |  |  | 0 | 0 |  | 0 | 0 |  | 0 | 0 |  | 0 | 0 | 0 | 0 | 0 |  | 0 | 0 | 0 | 0 | 0 |  | 0 | 0 | 0 | 0 | 0 | 0 | 0
PG&E GBA | PGE GBA | PGE | Menlo | 60 |  | Geothermal |  |  | 0 | 0 |  | 0 | 0 |  | 0 | 0 |  | 0 | 0 | 0 | 0 | 0 |  | 0 | 0 | 0 | 0 | 0 |  | 0 | 0 | 0 | 0 | 0 | 0 | 0
PG&E FRESNO | PGE Fresno | PGE | Merced | 115 | 162 | Geothermal |  |  | 0 | 0 |  | 0 | 0 |  | 0 | 0 |  | 0 | 0 | 0 | 0 | 0 |  | 0 | 0 | 0 | 0 | 0 |  | 0 | 0 | 0 | 0 | 0 | 0 | 0
EOP | SCE EOP | SCE | Mercury | 138 | 177 | Geothermal |  |  | 0 | 0 |  | 0 | 0 |  | 0 | 0 |  | 0 | 0 | 0 | 0 | 0 |  | 0 | 0 | 0 | 0 | 0 |  | 0 | 0 | 0 | 0 | 0 | 0 | 0
PG&E FRESNO | PGE Fresno | PGE | Mercy Springs | 70 |  | Geothermal |  |  | 0 | 0 |  | 0 | 0 |  | 0 | 0 |  | 0 | 0 | 0 | 0 | 0 |  | 0 | 0 | 0 | 0 | 0 |  | 0 | 0 | 0 | 0 | 0 | 0 | 0
PG&E NGBA | PGE NGBA | PGE | Meridian | 60 |  | Geothermal |  |  | 0 | 0 |  | 0 | 0 |  | 0 | 0 |  | 0 | 0 | 0 | 0 | 0 |  | 0 | 0 | 0 | 0 | 0 |  | 0 | 0 | 0 | 0 | 0 | 0 | 0
PG&E KERN | PGE Kern | PGE | Mesa (PGE) | 115 | 111 | Geothermal |  |  | 0 | 0 |  | 0 | 0 |  | 0 | 0 |  | 0 | 0 | 0 | 0 | 0 |  | 0 | 0 | 0 | 0 | 0 |  | 0 | 0 | 0 | 0 | 0 | 0 | 0
PG&E KERN | PGE Kern | PGE | Mesa (PGE) | 230 | 122 | Geothermal |  |  | 0 | 0 |  | 0 | 0 |  | 0 | 0 |  | 0 | 0 | 0 | 0 | 0 |  | 0 | 0 | 0 | 0 | 0 |  | 0 | 0 | 0 | 0 | 0 | 0 | 0
SCE Metro | SCE Metro | SCE | Mesa (SCE) | 230 | 97 | Geothermal |  |  | 0 | 0 |  | 0 | 0 |  | 0 | 0 |  | 0 | 0 | 0 | 0 | 0 |  | 0 | 0 | 0 | 0 | 0 |  | 0 | 0 | 0 | 0 | 0 | 0 | 0
SCE Metro | SCE Metro | SCE | Mesa (SCE) | 500 | 97 | Geothermal |  |  | 0 | 0 |  | 0 | 0 |  | 0 | 0 |  | 0 | 0 | 0 | 0 | 0 |  | 0 | 0 | 0 | 0 | 0 |  | 0 | 0 | 0 | 0 | 0 | 0 | 0
SDGE | SDGE Imperial | SDGE | Mesa Heights | 69 |  | Geothermal |  |  | 0 | 0 |  | 0 | 0 |  | 0 | 0 |  | 0 | 0 | 0 | 0 | 0 |  | 0 | 0 | 0 | 0 | 0 |  | 0 | 0 | 0 | 0 | 0 | 0 | 0
PG&E GBA | PGE GBA | PGE | Metcalf | 115 | 11 | Geothermal |  |  | 0 | 0 |  | 0 | 0 |  | 0 | 0 |  | 0 | 0 | 0 | 0 | 0 |  | 0 | 0 | 0 | 0 | 0 |  | 0 | 0 | 0 | 0 | 0 | 0 | 0
PG&E GBA | PGE GBA | PGE | Metcalf | 230 | 11 | Geothermal |  |  | 0 | 0 |  | 0 | 0 |  | 0 | 0 |  | 0 | 0 | 0 | 0 | 0 |  | 0 | 0 | 0 | 0 | 0 |  | 0 | 0 | 0 | 0 | 0 | 0 | 0
PG&E GBA | PGE GBA | PGE | Metcalf | 500 | 77 | Geothermal |  |  | 0 | 0 |  | 0 | 0 |  | 0 | 0 |  | 0 | 0 | 0 | 0 | 0 |  | 0 | 0 | 0 | 0 | 0 |  | 0 | 0 | 0 | 0 | 0 | 0 | 0
PG&E KERN | PGE Kern | PGE | Midway | 115 | 112 | Geothermal |  |  | 0 | 0 |  | 0 | 0 |  | 0 | 0 |  | 0 | 0 | 0 | 0 | 0 |  | 0 | 0 | 0 | 0 | 0 |  | 0 | 0 | 0 | 0 | 0 | 0 | 0
PG&E KERN | PGE Kern | PGE | Midway | 230 | 102 | Geothermal |  |  | 0 | 0 |  | 0 | 0 |  | 0 | 0 |  | 0 | 0 | 0 | 0 | 0 |  | 0 | 0 | 0 | 0 | 0 |  | 0 | 0 | 0 | 0 | 0 | 0 | 0
PG&E KERN | PGE Kern | PGE | Midway | 500 | 73 | Geothermal |  |  | 0 | 0 |  | 0 | 0 |  | 0 | 0 |  | 0 | 0 | 0 | 0 | 0 |  | 0 | 0 | 0 | 0 | 0 |  | 0 | 0 | 0 | 0 | 0 | 0 | 0
SDGE | SDGE Imperial | SDGE | Miguel | 230 | 196 | Geothermal |  |  | 0 | 0 |  | 0 | 0 |  | 0 | 0 |  | 0 | 0 | 0 | 0 | 0 |  | 0 | 0 | 0 | 0 | 0 |  | 0 | 0 | 0 | 0 | 0 | 0 | 0
SDGE | SDGE Imperial | SDGE | Miguel | 500 | 196 | Geothermal |  |  | 0 | 0 |  | 0 | 0 |  | 0 | 0 |  | 0 | 0 | 0 | 0 | 0 |  | 0 | 0 | 0 | 0 | 0 |  | 0 | 0 | 0 | 0 | 0 | 0 | 0
SDGE | SDGE Imperial | SDGE | Miguel | 69 |  | Geothermal |  |  | 0 | 0 |  | 0 | 0 |  | 0 | 0 |  | 0 | 0 | 0 | 0 | 0 |  | 0 | 0 | 0 | 0 | 0 |  | 0 | 0 | 0 | 0 | 0 | 0 | 0
PG&E GBA | PGE GBA | PGE | Millbrae | 115 | 31 | Geothermal |  |  | 0 | 0 |  | 0 | 0 |  | 0 | 0 |  | 0 | 0 | 0 | 0 | 0 |  | 0 | 0 | 0 | 0 | 0 |  | 0 | 0 | 0 | 0 | 0 | 0 | 0
PG&E GBA | PGE GBA | PGE | Miller | 115 | 44 | Geothermal |  |  | 1 | 0 |  | 0 | 0 |  | 0 | 0 |  | 0 | 0 | 0 | 0 | 100 |  | 100 | 0 | 0 | 0 | 100 |  | 100 | 100 | 0 | 100 | 100 | 0 | 100
SCE Metro | SCE Metro | SCE | Mira Loma | 230 | 97 | Geothermal |  |  | 0 | 0 |  | 0 | 0 |  | 0 | 0 |  | 0 | 0 | 0 | 0 | 0 |  | 0 | 0 | 0 | 0 | 0 |  | 0 | 0 | 0 | 0 | 0 | 0 | 0
SCE Metro | SCE Metro | SCE | Mira Loma | 500 | 97 | Geothermal |  |  | 0 | 0 |  | 0 | 0 |  | 0 | 0 |  | 0 | 0 | 0 | 0 | 0 |  | 0 | 0 | 0 | 0 | 0 |  | 0 | 0 | 0 | 0 | 0 | 0 | 0
SCE Eastern | SCE Eastern | SCE | Mirage | 115 | 174 | Geothermal |  |  | 0 | 0 |  | 0 | 0 |  | 0 | 0 |  | 0 | 0 | 0 | 0 | 0 |  | 0 | 0 | 0 | 0 | 0 |  | 0 | 0 | 0 | 0 | 0 | 0 | 0
SCE Eastern | SCE Eastern | SCE | Mirage | 230 | 174 | Geothermal | YES | Imperial-IID | 1 | 0 |  | 0 | 30 |  | 30 | 0 |  | 0 | 30 | 0 | 30 | 0 |  | 0 | 1317 | 0 | 1317 | 1317 |  | 1317 | 30 | 0 | 30 | 1347 | 0 | 1347
SDGE | SDGE Imperial | SDGE | Mission | 138 | 186 | Geothermal |  |  | 0 | 0 |  | 0 | 0 |  | 0 | 0 |  | 0 | 0 | 0 | 0 | 0 |  | 0 | 0 | 0 | 0 | 0 |  | 0 | 0 | 0 | 0 | 0 | 0 | 0
SDGE | SDGE Imperial | SDGE | Mission | 230 | 186 | Geothermal |  |  | 0 | 0 |  | 0 | 0 |  | 0 | 0 |  | 0 | 0 | 0 | 0 | 0 |  | 0 | 0 | 0 | 0 | 0 |  | 0 | 0 | 0 | 0 | 0 | 0 | 0
SDGE | SDGE Imperial | SDGE | Mission | 69 |  | Geothermal |  |  | 0 | 0 |  | 0 | 0 |  | 0 | 0 |  | 0 | 0 | 0 | 0 | 0 |  | 0 | 0 | 0 | 0 | 0 |  | 0 | 0 | 0 | 0 | 0 | 0 | 0
PG&E GBA | PGE GBA | PGE | Mi-Wuk | 115 | 44 | Geothermal |  |  | 0 | 0 |  | 0 | 0 |  | 0 | 0 |  | 0 | 0 | 0 | 0 | 0 |  | 0 | 0 | 0 | 0 | 0 |  | 0 | 0 | 0 | 0 | 0 | 0 | 0
EOP | SCE EOP | SCE | Mohave | 500 | 131 | Geothermal |  |  | 0 | 0 |  | 0 | 0 |  | 0 | 0 |  | 0 | 0 | 0 | 0 | 0 |  | 0 | 0 | 0 | 0 | 0 |  | 0 | 0 | 0 | 0 | 0 | 0 | 0
PG&E NGBA | PGE NGBA | PGE | Monroe | 115 | 27 | Geothermal |  |  | 0 | 0 |  | 0 | 0 |  | 0 | 0 |  | 0 | 0 | 0 | 0 | 0 |  | 0 | 0 | 0 | 0 | 0 |  | 0 | 0 | 0 | 0 | 0 | 0 | 0
SDGE | SDGE Imperial | SDGE | Monserate | 69 |  | Geothermal |  |  | 0 | 0 |  | 0 | 0 |  | 0 | 0 |  | 0 | 0 | 0 | 0 | 0 |  | 0 | 0 | 0 | 0 | 0 |  | 0 | 0 | 0 | 0 | 0 | 0 | 0
PG&E GBA | PGE GBA | PGE | Monta Vista | 115 | 80 | Geothermal |  |  | 0 | 0 |  | 0 | 0 |  | 0 | 0 |  | 0 | 0 | 0 | 0 | 0 |  | 0 | 0 | 0 | 0 | 0 |  | 0 | 0 | 0 | 0 | 0 | 0 | 0
PG&E GBA | PGE GBA | PGE | Monta Vista | 230 | 10 | Geothermal |  |  | 0 | 0 |  | 0 | 0 |  | 0 | 0 |  | 0 | 0 | 0 | 0 | 0 |  | 0 | 0 | 0 | 0 | 0 |  | 0 | 0 | 0 | 0 | 0 | 0 | 0
PG&E GBA | PGE GBA | PGE | Monta Vista | 60 |  | Geothermal |  |  | 0 | 0 |  | 0 | 0 |  | 0 | 0 |  | 0 | 0 | 0 | 0 | 0 |  | 0 | 0 | 0 | 0 | 0 |  | 0 | 0 | 0 | 0 | 0 | 0 | 0
PG&E NGBA | PGE NGBA | PGE | Monticello | 115 | 55 | Geothermal |  |  | 0 | 0 |  | 0 | 0 |  | 0 | 0 |  | 0 | 0 | 0 | 0 | 0 |  | 0 | 0 | 0 | 0 | 0 |  | 0 | 0 | 0 | 0 | 0 | 0 | 0
SCE Northern | SCE Northern | SCE | Moorpark | 230 | 157 | Geothermal |  |  | 0 | 0 |  | 0 | 0 |  | 0 | 0 |  | 0 | 0 | 0 | 0 | 0 |  | 0 | 0 | 0 | 0 | 0 |  | 0 | 0 | 0 | 0 | 0 | 0 | 0
SCE Northern | SCE Northern | SCE | Moorpark | 66 |  | Geothermal |  |  | 0 | 0 |  | 0 | 0 |  | 0 | 0 |  | 0 | 0 | 0 | 0 | 0 |  | 0 | 0 | 0 | 0 | 0 |  | 0 | 0 | 0 | 0 | 0 | 0 | 0
PG&E GBA | PGE GBA | PGE | Moraga | 115 | 6 | Geothermal |  |  | 0 | 0 |  | 0 | 0 |  | 0 | 0 |  | 0 | 0 | 0 | 0 | 0 |  | 0 | 0 | 0 | 0 | 0 |  | 0 | 0 | 0 | 0 | 0 | 0 | 0
PG&E GBA | PGE GBA | PGE | Moraga | 230 | 53 | Geothermal |  |  | 0 | 0 |  | 0 | 0 |  | 0 | 0 |  | 0 | 0 | 0 | 0 | 0 |  | 0 | 0 | 0 | 0 | 0 |  | 0 | 0 | 0 | 0 | 0 | 0 | 0
PG&E GBA | PGE GBA | PGE | Morgan Hill | 115 | 40 | Geothermal |  |  | 0 | 0 |  | 0 | 0 |  | 0 | 0 |  | 0 | 0 | 0 | 0 | 0 |  | 0 | 0 | 0 | 0 | 0 |  | 0 | 0 | 0 | 0 | 0 | 0 | 0
PG&E KERN | PGE Kern | PGE | Morro Bay | 115 | 111 | Geothermal |  |  | 0 | 0 |  | 0 | 0 |  | 0 | 0 |  | 0 | 0 | 0 | 0 | 0 |  | 0 | 0 | 0 | 0 | 0 |  | 0 | 0 | 0 | 0 | 0 | 0 | 0
PG&E KERN | PGE Kern | PGE | Morro Bay | 230 | 122 | Geothermal |  |  | 0 | 0 |  | 0 | 0 |  | 0 | 0 |  | 0 | 0 | 0 | 0 | 0 |  | 0 | 0 | 0 | 0 | 0 |  | 0 | 0 | 0 | 0 | 0 | 0 | 0
PG&E KERN | PGE Kern | PGE | Morro Bay | 500 | 98 | Geothermal |  |  | 0 | 0 |  | 0 | 0 |  | 0 | 0 |  | 0 | 0 | 0 | 0 | 0 |  | 0 | 0 | 0 | 0 | 0 |  | 0 | 0 | 0 | 0 | 0 | 0 | 0
PG&E GBA | PGE GBA | PGE | Moss Landing | 115 | 85 | Geothermal |  |  | 1 | 0 |  | 0 | 0 |  | 0 | 0 |  | 0 | 0 | 0 | 0 | 50 |  | 50 | 0 | 0 | 0 | 50 |  | 50 | 50 | 0 | 50 | 50 | 0 | 50
PG&E GBA | PGE GBA | PGE | Moss Landing | 230 | 85 | Geothermal |  |  | 0 | 0 |  | 0 | 0 |  | 0 | 0 |  | 0 | 0 | 0 | 0 | 0 |  | 0 | 0 | 0 | 0 | 0 |  | 0 | 0 | 0 | 0 | 0 | 0 | 0
PG&E GBA | PGE GBA | PGE | Moss Landing | 500 | 82 | Geothermal |  |  | 0 | 0 |  | 0 | 0 |  | 0 | 0 |  | 0 | 0 | 0 | 0 | 0 |  | 0 | 0 | 0 | 0 | 0 |  | 0 | 0 | 0 | 0 | 0 | 0 | 0
EOP | SCE EOP | SCE | Mountain Pass | 115 | 161 | Geothermal |  |  | 0 | 0 |  | 0 | 0 |  | 0 | 0 |  | 0 | 0 | 0 | 0 | 0 |  | 0 | 0 | 0 | 0 | 0 |  | 0 | 0 | 0 | 0 | 0 | 0 | 0
PG&E GBA | PGE GBA | PGE | Mountain View | 115 | 78 | Geothermal |  |  | 0 | 0 |  | 0 | 0 |  | 0 | 0 |  | 0 | 0 | 0 | 0 | 0 |  | 0 | 0 | 0 | 0 | 0 |  | 0 | 0 | 0 | 0 | 0 | 0 | 0
PG&E GBA | PGE GBA | PGE | Mt Eden | 115 | 3 | Geothermal |  |  | 0 | 0 |  | 0 | 0 |  | 0 | 0 |  | 0 | 0 | 0 | 0 | 0 |  | 0 | 0 | 0 | 0 | 0 |  | 0 | 0 | 0 | 0 | 0 | 0 | 0
PG&E KERN | PGE Kern | PGE | Mt Poso | 115 | 74 | Geothermal |  |  | 0 | 0 |  | 0 | 0 |  | 0 | 0 |  | 0 | 0 | 0 | 0 | 0 |  | 0 | 0 | 0 | 0 | 0 |  | 0 | 0 | 0 | 0 | 0 | 0 | 0
SDGE | SDGE Imperial | SDGE | Murray | 69 |  | Geothermal |  |  | 0 | 0 |  | 0 | 0 |  | 0 | 0 |  | 0 | 0 | 0 | 0 | 0 |  | 0 | 0 | 0 | 0 | 0 |  | 0 | 0 | 0 | 0 | 0 | 0 | 0
PG&E FRESNO | PGE Fresno | PGE | Mustang | 230 | 145 | Geothermal |  |  | 0 | 0 |  | 0 | 0 |  | 0 | 0 |  | 0 | 0 | 0 | 0 | 0 |  | 0 | 0 | 0 | 0 | 0 |  | 0 | 0 | 0 | 0 | 0 | 0 | 0
SCE Northern | SCE Northern | SCE | Neenach | 66 |  | Geothermal |  |  | 0 | 0 |  | 0 | 0 |  | 0 | 0 |  | 0 | 0 | 0 | 0 | 0 |  | 0 | 0 | 0 | 0 | 0 |  | 0 | 0 | 0 | 0 | 0 | 0 | 0
PG&E KERN | PGE Kern | PGE | New Sub - Gates - Midway (Proposed) | 230 | 93 | Geothermal |  |  | 0 | 0 |  | 0 | 0 |  | 0 | 0 |  | 0 | 0 | 0 | 0 | 0 |  | 0 | 0 | 0 | 0 | 0 |  | 0 | 0 | 0 | 0 | 0 | 0 | 0
PG&E KERN | PGE Kern | PGE | New Sub - Gates - Templeton (Proposed) | 230 | 130 | Geothermal |  |  | 0 | 0 |  | 0 | 0 |  | 0 | 0 |  | 0 | 0 | 0 | 0 | 0 |  | 0 | 0 | 0 | 0 | 0 |  | 0 | 0 | 0 | 0 | 0 | 0 | 0
SCE NOL | SCE NOL | SCE | New Sub - Kramer - Lugo (Proposed) | 230 | 160 | Geothermal |  |  | 0 | 0 |  | 0 | 0 |  | 0 | 0 |  | 0 | 0 | 0 | 0 | 0 |  | 0 | 0 | 0 | 0 | 0 |  | 0 | 0 | 0 | 0 | 0 | 0 | 0
PG&E FRESNO | PGE Fresno | PGE | New Sub - Los Banos - Midway (Proposed) | 500 | 73 | Geothermal |  |  | 0 | 0 |  | 0 | 0 |  | 0 | 0 |  | 0 | 0 | 0 | 0 | 0 |  | 0 | 0 | 0 | 0 | 0 |  | 0 | 0 | 0 | 0 | 0 | 0 | 0
SCE NOL | SCE NOL | SCE | New Sub - Lugo - Pisgah (Proposed) | 230 | 141 | Geothermal |  |  | 0 | 0 |  | 0 | 0 |  | 0 | 0 |  | 0 | 0 | 0 | 0 | 0 |  | 0 | 0 | 0 | 0 | 0 |  | 0 | 0 | 0 | 0 | 0 | 0 | 0
PG&E KERN | PGE Kern | PGE | New Sub - Midway - Wheeler Ridge (Proposed) | 230 | 93 | Geothermal |  |  | 0 | 0 |  | 0 | 0 |  | 0 | 0 |  | 0 | 0 | 0 | 0 | 0 |  | 0 | 0 | 0 | 0 | 0 |  | 0 | 0 | 0 | 0 | 0 | 0 | 0
PG&E NGBA | PGE NGBA | PGE | New Sub - Near existing Leavitt (PSREC) | 345 | 1 | Geothermal | YES | Northeast CA | 1 | 0 |  | 0 | 0 |  | 0 | 0 |  | 0 | 0 | 0 | 0 | 19 |  | 19 | 0 | 0 | 0 | 19 |  | 19 | 19 | 0 | 19 | 19 | 0 | 19
PG&E NGBA | PGE NGBA | PGE | New Sub - Near existing Madeline (NVE) | 345 |  | Geothermal |  |  | 0 | 0 |  | 0 | 0 |  | 0 | 0 |  | 0 | 0 | 0 | 0 | 0 |  | 0 | 0 | 0 | 0 | 0 |  | 0 | 0 | 0 | 0 | 0 | 0 | 0
SDGE | SDGE Imperial | SDGE | New Sub - North Gila - IV (Proposed) | 500 | 185 | Geothermal |  |  | 0 | 0 |  | 0 | 0 |  | 0 | 0 |  | 0 | 0 | 0 | 0 | 0 |  | 0 | 0 | 0 | 0 | 0 |  | 0 | 0 | 0 | 0 | 0 | 0 | 0
PG&E NGBA | PGE NGBA | PGE | New Sub - Pit 1 - Cottonwood (Proposed) | 230 | 2 | Geothermal |  |  | 0 | 0 |  | 0 | 0 |  | 0 | 0 |  | 0 | 0 | 0 | 0 | 0 |  | 0 | 0 | 0 | 0 | 0 |  | 0 | 0 | 0 | 0 | 0 | 0 | 0
PG&E GBA | PGE GBA | PGE | New Sub - Rancho Seco - Bellota (Proposed) | 230 | 15 | Geothermal |  |  | 0 | 0 |  | 0 | 0 |  | 0 | 0 |  | 0 | 0 | 0 | 0 | 0 |  | 0 | 0 | 0 | 0 | 0 |  | 0 | 0 | 0 | 0 | 0 | 0 | 0
SDGE | SDGE Imperial | SDGE | New Sub - Suncrest - Ocotillo (Proposed) | 500 | 183 | Geothermal |  |  | 0 | 0 |  | 0 | 0 |  | 0 | 0 |  | 0 | 0 | 0 | 0 | 0 |  | 0 | 0 | 0 | 0 | 0 |  | 0 | 0 | 0 | 0 | 0 | 0 | 0
PG&E FRESNO | PGE Fresno | PGE | New Sub - Westley - Quinto (Proposed) | 230 | 64 | Geothermal |  |  | 1 | 0 |  | 0 | 0 |  | 0 | 0 |  | 0 | 0 | 0 | 0 | 80 |  | 80 | 0 | 0 | 0 | 80 |  | 80 | 80 | 0 | 80 | 80 | 0 | 80
PG&E GBA | PGE GBA | PGE | Newark | 115 | 38 | Geothermal |  |  | 0 | 0 |  | 0 | 0 |  | 0 | 0 |  | 0 | 0 | 0 | 0 | 0 |  | 0 | 0 | 0 | 0 | 0 |  | 0 | 0 | 0 | 0 | 0 | 0 | 0
PG&E GBA | PGE GBA | PGE | Newark | 230 | 45 | Geothermal |  |  | 0 | 0 |  | 0 | 0 |  | 0 | 0 |  | 0 | 0 | 0 | 0 | 0 |  | 0 | 0 | 0 | 0 | 0 |  | 0 | 0 | 0 | 0 | 0 | 0 | 0
PG&E GBA | PGE GBA | PGE | Newark | 60 |  | Geothermal |  |  | 0 | 0 |  | 0 | 0 |  | 0 | 0 |  | 0 | 0 | 0 | 0 | 0 |  | 0 | 0 | 0 | 0 | 0 |  | 0 | 0 | 0 | 0 | 0 | 0 | 0
PG&E FRESNO | PGE Fresno | PGE | Newhall | 115 | 137 | Geothermal |  |  | 0 | 0 |  | 0 | 0 |  | 0 | 0 |  | 0 | 0 | 0 | 0 | 0 |  | 0 | 0 | 0 | 0 | 0 |  | 0 | 0 | 0 | 0 | 0 | 0 | 0
PG&E KERN | PGE Kern | PGE | Norco | 115 | 95 | Geothermal |  |  | 0 | 0 |  | 0 | 0 |  | 0 | 0 |  | 0 | 0 | 0 | 0 | 0 |  | 0 | 0 | 0 | 0 | 0 |  | 0 | 0 | 0 | 0 | 0 | 0 | 0
PG&E GBA | PGE GBA | PGE | Nortech | 115 | 13 | Geothermal |  |  | 0 | 0 |  | 0 | 0 |  | 0 | 0 |  | 0 | 0 | 0 | 0 | 0 |  | 0 | 0 | 0 | 0 | 0 |  | 0 | 0 | 0 | 0 | 0 | 0 | 0
SDGE | SDGE Imperial | SDGE | North City Metering | 138 | 186 | Geothermal |  |  | 0 | 0 |  | 0 | 0 |  | 0 | 0 |  | 0 | 0 | 0 | 0 | 0 |  | 0 | 0 | 0 | 0 | 0 |  | 0 | 0 | 0 | 0 | 0 | 0 | 0
PG&E GBA | PGE GBA | PGE | North Dublin | 230 | 42 | Geothermal |  |  | 0 | 0 |  | 0 | 0 |  | 0 | 0 |  | 0 | 0 | 0 | 0 | 0 |  | 0 | 0 | 0 | 0 | 0 |  | 0 | 0 | 0 | 0 | 0 | 0 | 0
SDGE | SDGE Arizona | SDGE | North Gila | 500 | 188 | Geothermal |  |  | 0 | 0 |  | 0 | 0 |  | 0 | 0 |  | 0 | 0 | 0 | 0 | 0 |  | 0 | 0 | 0 | 0 | 0 |  | 0 | 0 | 0 | 0 | 0 | 0 | 0
SCE Metro | SCE Metro | SCE | North of SONGS | 230 | 97 | Geothermal |  |  | 0 | 0 |  | 0 | 0 |  | 0 | 0 |  | 0 | 0 | 0 | 0 | 0 |  | 0 | 0 | 0 | 0 | 0 |  | 0 | 0 | 0 | 0 | 0 | 0 | 0
SCE Metro | SCE Metro | SCE | North of SONGS | 500 | 97 | Geothermal |  |  | 0 | 0 |  | 0 | 0 |  | 0 | 0 |  | 0 | 0 | 0 | 0 | 0 |  | 0 | 0 | 0 | 0 | 0 |  | 0 | 0 | 0 | 0 | 0 | 0 | 0
PG&E NGBA | PGE NGBA | PGE | Notre Dame | 115 | 1 | Geothermal |  |  | 0 | 0 |  | 0 | 0 |  | 0 | 0 |  | 0 | 0 | 0 | 0 | 0 |  | 0 | 0 | 0 | 0 | 0 |  | 0 | 0 | 0 | 0 | 0 | 0 | 0
PG&E GBA | PGE GBA | PGE | Oakland C | 115 | 56 | Geothermal |  |  | 0 | 0 |  | 0 | 0 |  | 0 | 0 |  | 0 | 0 | 0 | 0 | 0 |  | 0 | 0 | 0 | 0 | 0 |  | 0 | 0 | 0 | 0 | 0 | 0 | 0
PG&E GBA | PGE GBA | PGE | Oakland J | 115 | 6 | Geothermal |  |  | 0 | 0 |  | 0 | 0 |  | 0 | 0 |  | 0 | 0 | 0 | 0 | 0 |  | 0 | 0 | 0 | 0 | 0 |  | 0 | 0 | 0 | 0 | 0 | 0 | 0
PG&E GBA | PGE GBA | PGE | Oakland L | 115 | 6 | Geothermal |  |  | 0 | 0 |  | 0 | 0 |  | 0 | 0 |  | 0 | 0 | 0 | 0 | 0 |  | 0 | 0 | 0 | 0 | 0 |  | 0 | 0 | 0 | 0 | 0 | 0 | 0
PG&E GBA | PGE GBA | PGE | Oakland X | 115 | 6 | Geothermal |  |  | 0 | 0 |  | 0 | 0 |  | 0 | 0 |  | 0 | 0 | 0 | 0 | 0 |  | 0 | 0 | 0 | 0 | 0 |  | 0 | 0 | 0 | 0 | 0 | 0 | 0
SDGE | SDGE Imperial | SDGE | Ocean Ranch | 69 |  | Geothermal |  |  | 0 | 0 |  | 0 | 0 |  | 0 | 0 |  | 0 | 0 | 0 | 0 | 0 |  | 0 | 0 | 0 | 0 | 0 |  | 0 | 0 | 0 | 0 | 0 | 0 | 0
PG&E KERN | PGE Kern | PGE | Oceano | 115 | 111 | Geothermal |  |  | 0 | 0 |  | 0 | 0 |  | 0 | 0 |  | 0 | 0 | 0 | 0 | 0 |  | 0 | 0 | 0 | 0 | 0 |  | 0 | 0 | 0 | 0 | 0 | 0 | 0
SDGE | SDGE Imperial | SDGE | Ocotillo Express | 500 | 194 | Geothermal |  |  | 0 | 0 |  | 0 | 0 |  | 0 | 0 |  | 0 | 0 | 0 | 0 | 0 |  | 0 | 0 | 0 | 0 | 0 |  | 0 | 0 | 0 | 0 | 0 | 0 | 0
PG&E KERN | PGE Kern | PGE | Old River | 70 |  | Geothermal |  |  | 0 | 0 |  | 0 | 0 |  | 0 | 0 |  | 0 | 0 | 0 | 0 | 0 |  | 0 | 0 | 0 | 0 | 0 |  | 0 | 0 | 0 | 0 | 0 | 0 | 0
SDGE | SDGE Imperial | SDGE | Old Town | 230 | 171 | Geothermal |  |  | 0 | 0 |  | 0 | 0 |  | 0 | 0 |  | 0 | 0 | 0 | 0 | 0 |  | 0 | 0 | 0 | 0 | 0 |  | 0 | 0 | 0 | 0 | 0 | 0 | 0
SCE Metro | SCE Metro | SCE | Olinda | 230 | 97 | Geothermal |  |  | 0 | 0 |  | 0 | 0 |  | 0 | 0 |  | 0 | 0 | 0 | 0 | 0 |  | 0 | 0 | 0 | 0 | 0 |  | 0 | 0 | 0 | 0 | 0 | 0 | 0
PG&E FRESNO | PGE Fresno | PGE | Olive | 115 | 119 | Geothermal |  |  | 0 | 0 |  | 0 | 0 |  | 0 | 0 |  | 0 | 0 | 0 | 0 | 0 |  | 0 | 0 | 0 | 0 | 0 |  | 0 | 0 | 0 | 0 | 0 | 0 | 0
PG&E NGBA | PGE NGBA | PGE | Olivehurst | 115 | 22 | Geothermal |  |  | 0 | 0 |  | 0 | 0 |  | 0 | 0 |  | 0 | 0 | 0 | 0 | 0 |  | 0 | 0 | 0 | 0 | 0 |  | 0 | 0 | 0 | 0 | 0 | 0 | 0
PG&E NGBA | PGE NGBA | PGE | Oregon Trail | 60 |  | Geothermal |  |  | 0 | 0 |  | 0 | 0 |  | 0 | 0 |  | 0 | 0 | 0 | 0 | 0 |  | 0 | 0 | 0 | 0 | 0 |  | 0 | 0 | 0 | 0 | 0 | 0 | 0
SCE Northern | SCE Northern | SCE | Ormond Beach | 230 | 157 | Geothermal |  |  | 0 | 0 |  | 0 | 0 |  | 0 | 0 |  | 0 | 0 | 0 | 0 | 0 |  | 0 | 0 | 0 | 0 | 0 |  | 0 | 0 | 0 | 0 | 0 | 0 | 0
PG&E FRESNO | PGE Fresno | PGE | Oro Loma | 115 | 123 | Geothermal |  |  | 0 | 0 |  | 0 | 0 |  | 0 | 0 |  | 0 | 0 | 0 | 0 | 0 |  | 0 | 0 | 0 | 0 | 0 |  | 0 | 0 | 0 | 0 | 0 | 0 | 0
PG&E FRESNO | PGE Fresno | PGE | Oro Loma | 70 |  | Geothermal |  |  | 0 | 0 |  | 0 | 0 |  | 0 | 0 |  | 0 | 0 | 0 | 0 | 0 |  | 0 | 0 | 0 | 0 | 0 |  | 0 | 0 | 0 | 0 | 0 | 0 | 0
PG&E FRESNO | PGE Fresno | PGE | Orosi | 70 |  | Geothermal |  |  | 0 | 0 |  | 0 | 0 |  | 0 | 0 |  | 0 | 0 | 0 | 0 | 0 |  | 0 | 0 | 0 | 0 | 0 |  | 0 | 0 | 0 | 0 | 0 | 0 | 0
SDGE | SDGE Imperial | SDGE | Otay | 69 |  | Geothermal |  |  | 0 | 0 |  | 0 | 0 |  | 0 | 0 |  | 0 | 0 | 0 | 0 | 0 |  | 0 | 0 | 0 | 0 | 0 |  | 0 | 0 | 0 | 0 | 0 | 0 | 0
SDGE | SDGE Imperial | SDGE | Otay Mesa | 230 | 197 | Geothermal |  |  | 0 | 0 |  | 0 | 0 |  | 0 | 0 |  | 0 | 0 | 0 | 0 | 0 |  | 0 | 0 | 0 | 0 | 0 |  | 0 | 0 | 0 | 0 | 0 | 0 | 0
PG&E FRESNO | PGE Fresno | PGE | Padre Flats SW STA | 230 | 71 | Geothermal |  |  | 1 | 0 |  | 0 | 0 |  | 0 | 0 |  | 0 | 0 | 0 | 0 | 20 |  | 20 | 0 | 0 | 0 | 20 |  | 20 | 20 | 0 | 20 | 20 | 0 | 20
EOP | SCE EOP | SCE | Pahrump | 138 | 177 | Geothermal |  |  | 0 | 0 |  | 0 | 0 |  | 0 | 0 |  | 0 | 0 | 0 | 0 | 0 |  | 0 | 0 | 0 | 0 | 0 |  | 0 | 0 | 0 | 0 | 0 | 0 | 0
EOP | SCE EOP | SCE | Pahrump | 230 | 177 | Geothermal |  |  | 0 | 0 |  | 0 | 0 |  | 0 | 0 |  | 0 | 0 | 0 | 0 | 0 |  | 0 | 0 | 0 | 0 | 0 |  | 0 | 0 | 0 | 0 | 0 | 0 | 0
SDGE | SDGE Imperial | SDGE | Pala | 69 |  | Geothermal |  |  | 0 | 0 |  | 0 | 0 |  | 0 | 0 |  | 0 | 0 | 0 | 0 | 0 |  | 0 | 0 | 0 | 0 | 0 |  | 0 | 0 | 0 | 0 | 0 | 0 | 0
PG&E NGBA | PGE NGBA | PGE | Palermo | 115 | 22 | Geothermal |  |  | 0 | 0 |  | 0 | 0 |  | 0 | 0 |  | 0 | 0 | 0 | 0 | 0 |  | 0 | 0 | 0 | 0 | 0 |  | 0 | 0 | 0 | 0 | 0 | 0 | 0
PG&E NGBA | PGE NGBA | PGE | Palermo | 230 | 19 | Geothermal |  |  | 1 | 0 |  | 0 | 0 |  | 0 | 0 |  | 0 | 0 | 0 | 0 | 20 |  | 20 | 0 | 0 | 0 | 20 |  | 20 | 20 | 0 | 20 | 20 | 0 | 20
SCE Eastern | SCE Arizona | SCE | Palo Verde | 500 | 176 | Geothermal |  |  | 0 | 0 |  | 0 | 0 |  | 0 | 0 |  | 0 | 0 | 0 | 0 | 0 |  | 0 | 0 | 0 | 0 | 0 |  | 0 | 0 | 0 | 0 | 0 | 0 | 0
SDGE | SDGE Imperial | SDGE | Palomar Energy | 230 | 195 | Geothermal |  |  | 0 | 0 |  | 0 | 0 |  | 0 | 0 |  | 0 | 0 | 0 | 0 | 0 |  | 0 | 0 | 0 | 0 | 0 |  | 0 | 0 | 0 | 0 | 0 | 0 | 0
PG&E KERN | PGE Kern | PGE | Panama | 70 |  | Geothermal |  |  | 0 | 0 |  | 0 | 0 |  | 0 | 0 |  | 0 | 0 | 0 | 0 | 0 |  | 0 | 0 | 0 | 0 | 0 |  | 0 | 0 | 0 | 0 | 0 | 0 | 0
PG&E FRESNO | PGE Fresno | PGE | Panoche | 115 | 128 | Geothermal |  |  | 0 | 0 |  | 0 | 0 |  | 0 | 0 |  | 0 | 0 | 0 | 0 | 0 |  | 0 | 0 | 0 | 0 | 0 |  | 0 | 0 | 0 | 0 | 0 | 0 | 0
PG&E FRESNO | PGE Fresno | PGE | Panoche | 230 | 94 | Geothermal |  |  | 0 | 0 |  | 0 | 0 |  | 0 | 0 |  | 0 | 0 | 0 | 0 | 0 |  | 0 | 0 | 0 | 0 | 0 |  | 0 | 0 | 0 | 0 | 0 | 0 | 0
SCE Northern | SCE Northern | SCE | Pardee | 230 | 151 | Geothermal |  |  | 0 | 0 |  | 0 | 0 |  | 0 | 0 |  | 0 | 0 | 0 | 0 | 0 |  | 0 | 0 | 0 | 0 | 0 |  | 0 | 0 | 0 | 0 | 0 | 0 | 0
PG&E NGBA | PGE NGBA | PGE | Parkway | 230 | 30 | Geothermal |  |  | 0 | 0 |  | 0 | 0 |  | 0 | 0 |  | 0 | 0 | 0 | 0 | 0 |  | 0 | 0 | 0 | 0 | 0 |  | 0 | 0 | 0 | 0 | 0 | 0 | 0
SCE Northern | SCE Northern | SCE | Pastoria | 230 | 159 | Geothermal |  |  | 0 | 0 |  | 0 | 0 |  | 0 | 0 |  | 0 | 0 | 0 | 0 | 0 |  | 0 | 0 | 0 | 0 | 0 |  | 0 | 0 | 0 | 0 | 0 | 0 | 0
SCE Metro | SCE Metro | SCE | Pauda | 230 |  | Geothermal |  |  | 0 | 0 |  | 0 | 0 |  | 0 | 0 |  | 0 | 0 | 0 | 0 | 0 |  | 0 | 0 | 0 | 0 | 0 |  | 0 | 0 | 0 | 0 | 0 | 0 | 0
PG&E GBA | PGE GBA | PGE | Paul Sweet | 115 | 14 | Geothermal |  |  | 0 | 0 |  | 0 | 0 |  | 0 | 0 |  | 0 | 0 | 0 | 0 | 0 |  | 0 | 0 | 0 | 0 | 0 |  | 0 | 0 | 0 | 0 | 0 | 0 | 0
PG&E NGBA | PGE NGBA | PGE | Peabody | 230 | 52 | Geothermal |  |  | 0 | 0 |  | 0 | 0 |  | 0 | 0 |  | 0 | 0 | 0 | 0 | 0 |  | 0 | 0 | 0 | 0 | 0 |  | 0 | 0 | 0 | 0 | 0 | 0 | 0
PG&E NGBA | PGE NGBA | PGE | Pease | 115 | 22 | Geothermal |  |  | 0 | 0 |  | 0 | 0 |  | 0 | 0 |  | 0 | 0 | 0 | 0 | 0 |  | 0 | 0 | 0 | 0 | 0 |  | 0 | 0 | 0 | 0 | 0 | 0 | 0
PG&E NGBA | PGE NGBA | PGE | Pease | 60 |  | Geothermal |  |  | 0 | 0 |  | 0 | 0 |  | 0 | 0 |  | 0 | 0 | 0 | 0 | 0 |  | 0 | 0 | 0 | 0 | 0 |  | 0 | 0 | 0 | 0 | 0 | 0 | 0
SDGE | SDGE Imperial | SDGE | Penasquitos | 138 | 171 | Geothermal |  |  | 0 | 0 |  | 0 | 0 |  | 0 | 0 |  | 0 | 0 | 0 | 0 | 0 |  | 0 | 0 | 0 | 0 | 0 |  | 0 | 0 | 0 | 0 | 0 | 0 | 0
SDGE | SDGE Imperial | SDGE | Penasquitos | 230 | 171 | Geothermal |  |  | 0 | 0 |  | 0 | 0 |  | 0 | 0 |  | 0 | 0 | 0 | 0 | 0 |  | 0 | 0 | 0 | 0 | 0 |  | 0 | 0 | 0 | 0 | 0 | 0 | 0
SDGE | SDGE Imperial | SDGE | Penasquitos | 69 |  | Geothermal |  |  | 0 | 0 |  | 0 | 0 |  | 0 | 0 |  | 0 | 0 | 0 | 0 | 0 |  | 0 | 0 | 0 | 0 | 0 |  | 0 | 0 | 0 | 0 | 0 | 0 | 0
SDGE | SDGE Imperial | SDGE | Pendleton | 69 |  | Geothermal |  |  | 0 | 0 |  | 0 | 0 |  | 0 | 0 |  | 0 | 0 | 0 | 0 | 0 |  | 0 | 0 | 0 | 0 | 0 |  | 0 | 0 | 0 | 0 | 0 | 0 | 0
PG&E NGBA | PGE NGBA | PGE | Penngrove | 115 | 27 | Geothermal |  |  | 0 | 0 |  | 0 | 0 |  | 0 | 0 |  | 0 | 0 | 0 | 0 | 0 |  | 0 | 0 | 0 | 0 | 0 |  | 0 | 0 | 0 | 0 | 0 | 0 | 0
PG&E GBA | PGE GBA | PGE | Peoria | 115 | 44 | Geothermal |  |  | 0 | 0 |  | 0 | 0 |  | 0 | 0 |  | 0 | 0 | 0 | 0 | 0 |  | 0 | 0 | 0 | 0 | 0 |  | 0 | 0 | 0 | 0 | 0 | 0 | 0
PG&E GBA | PGE GBA | PGE | Piercy | 115 | 11 | Geothermal |  |  | 0 | 0 |  | 0 | 0 |  | 0 | 0 |  | 0 | 0 | 0 | 0 | 0 |  | 0 | 0 | 0 | 0 | 0 |  | 0 | 0 | 0 | 0 | 0 | 0 | 0
PG&E FRESNO | PGE Fresno | PGE | Pine Flat | 230 | 117 | Geothermal |  |  | 0 | 0 |  | 0 | 0 |  | 0 | 0 |  | 0 | 0 | 0 | 0 | 0 |  | 0 | 0 | 0 | 0 | 0 |  | 0 | 0 | 0 | 0 | 0 | 0 | 0
SCE NOL | SCE NOL | SCE | Pisgah | 230 | 141 | Geothermal |  |  | 0 | 0 |  | 0 | 0 |  | 0 | 0 |  | 0 | 0 | 0 | 0 | 0 |  | 0 | 0 | 0 | 0 | 0 |  | 0 | 0 | 0 | 0 | 0 | 0 | 0
PG&E NGBA | PGE NGBA | PGE | Pit 1 | 230 | 2 | Geothermal |  |  | 0 | 0 |  | 0 | 0 |  | 0 | 0 |  | 0 | 0 | 0 | 0 | 0 |  | 0 | 0 | 0 | 0 | 0 |  | 0 | 0 | 0 | 0 | 0 | 0 | 0
PG&E NGBA | PGE NGBA | PGE | Pit 1 | 60 |  | Geothermal |  |  | 0 | 0 |  | 0 | 0 |  | 0 | 0 |  | 0 | 0 | 0 | 0 | 0 |  | 0 | 0 | 0 | 0 | 0 |  | 0 | 0 | 0 | 0 | 0 | 0 | 0
PG&E NGBA | PGE NGBA | PGE | Pit 3 | 230 | 2 | Geothermal |  |  | 0 | 0 |  | 0 | 0 |  | 0 | 0 |  | 0 | 0 | 0 | 0 | 0 |  | 0 | 0 | 0 | 0 | 0 |  | 0 | 0 | 0 | 0 | 0 | 0 | 0
PG&E NGBA | PGE NGBA | PGE | Pit 4 | 230 | 1 | Geothermal |  |  | 0 | 0 |  | 0 | 0 |  | 0 | 0 |  | 0 | 0 | 0 | 0 | 0 |  | 0 | 0 | 0 | 0 | 0 |  | 0 | 0 | 0 | 0 | 0 | 0 | 0
PG&E GBA | PGE GBA | PGE | Pittsburg | 115 | 49 | Geothermal |  |  | 0 | 0 |  | 0 | 0 |  | 0 | 0 |  | 0 | 0 | 0 | 0 | 0 |  | 0 | 0 | 0 | 0 | 0 |  | 0 | 0 | 0 | 0 | 0 | 0 | 0
PG&E GBA | PGE GBA | PGE | Pittsburg | 230 | 51 | Geothermal |  |  | 0 | 0 |  | 0 | 0 |  | 0 | 0 |  | 0 | 0 | 0 | 0 | 0 |  | 0 | 0 | 0 | 0 | 0 |  | 0 | 0 | 0 | 0 | 0 | 0 | 0
PG&E NGBA | PGE NGBA | PGE | Pleasant Grove | 115 | 23 | Geothermal |  |  | 0 | 0 |  | 0 | 0 |  | 0 | 0 |  | 0 | 0 | 0 | 0 | 0 |  | 0 | 0 | 0 | 0 | 0 |  | 0 | 0 | 0 | 0 | 0 | 0 | 0
PG&E NGBA | PGE NGBA | PGE | POE | 230 | 24 | Geothermal |  |  | 0 | 0 |  | 0 | 0 |  | 0 | 0 |  | 0 | 0 | 0 | 0 | 0 |  | 0 | 0 | 0 | 0 | 0 |  | 0 | 0 | 0 | 0 | 0 | 0 | 0
SDGE | SDGE Imperial | SDGE | Point Loma | 69 |  | Geothermal |  |  | 0 | 0 |  | 0 | 0 |  | 0 | 0 |  | 0 | 0 | 0 | 0 | 0 |  | 0 | 0 | 0 | 0 | 0 |  | 0 | 0 | 0 | 0 | 0 | 0 | 0
SDGE | SDGE Imperial | SDGE | Pomerado | 69 |  | Geothermal |  |  | 0 | 0 |  | 0 | 0 |  | 0 | 0 |  | 0 | 0 | 0 | 0 | 0 |  | 0 | 0 | 0 | 0 | 0 |  | 0 | 0 | 0 | 0 | 0 | 0 | 0
PG&E KERN | PGE Kern | PGE | Poso Mountain | 115 | 101 | Geothermal |  |  | 0 | 0 |  | 0 | 0 |  | 0 | 0 |  | 0 | 0 | 0 | 0 | 0 |  | 0 | 0 | 0 | 0 | 0 |  | 0 | 0 | 0 | 0 | 0 | 0 | 0
EOP | SCE EOP | SCE | Primm | 230 | 161 | Geothermal |  |  | 0 | 0 |  | 0 | 0 |  | 0 | 0 |  | 0 | 0 | 0 | 0 | 0 |  | 0 | 0 | 0 | 0 | 0 |  | 0 | 0 | 0 | 0 | 0 | 0 | 0
PG&E NGBA | PGE NGBA | PGE | Putah Creek | 115 | 39 | Geothermal |  |  | 0 | 0 |  | 0 | 0 |  | 0 | 0 |  | 0 | 0 | 0 | 0 | 0 |  | 0 | 0 | 0 | 0 | 0 |  | 0 | 0 | 0 | 0 | 0 | 0 | 0
SDGE | SDGE Imperial | SDGE | Q1806 | 138 | 178 | Geothermal |  |  | 0 | 0 |  | 0 | 0 |  | 0 | 0 |  | 0 | 0 | 0 | 0 | 0 |  | 0 | 0 | 0 | 0 | 0 |  | 0 | 0 | 0 | 0 | 0 | 0 | 0
PG&E FRESNO | PGE Fresno | PGE | Quinto | 230 | 71 | Geothermal |  |  | 1 | 0 |  | 0 | 0 |  | 0 | 0 |  | 0 | 0 | 0 | 0 | 20 |  | 20 | 0 | 0 | 0 | 20 |  | 20 | 20 | 0 | 20 | 20 | 0 | 20
PG&E GBA | PGE GBA | PGE | Race Track | 115 | 44 | Geothermal |  |  | 0 | 0 |  | 0 | 0 |  | 0 | 0 |  | 0 | 0 | 0 | 0 | 0 |  | 0 | 0 | 0 | 0 | 0 |  | 0 | 0 | 0 | 0 | 0 | 0 | 0
SDGE | SDGE Imperial | SDGE | Rancho Mission Viejo | 138 | 187 | Geothermal |  |  | 0 | 0 |  | 0 | 0 |  | 0 | 0 |  | 0 | 0 | 0 | 0 | 0 |  | 0 | 0 | 0 | 0 | 0 |  | 0 | 0 | 0 | 0 | 0 | 0 | 0
PG&E GBA | PGE GBA | PGE | Rancho Seco | 230 | 15 | Geothermal |  |  | 0 | 0 |  | 0 | 0 |  | 0 | 0 |  | 0 | 0 | 0 | 0 | 0 |  | 0 | 0 | 0 | 0 | 0 |  | 0 | 0 | 0 | 0 | 0 | 0 | 0
SCE Metro | SCE Metro | SCE | Rancho Vista | 230 | 97 | Geothermal |  |  | 0 | 0 |  | 0 | 0 |  | 0 | 0 |  | 0 | 0 | 0 | 0 | 0 |  | 0 | 0 | 0 | 0 | 0 |  | 0 | 0 | 0 | 0 | 0 | 0 | 0
SCE Metro | SCE Metro | SCE | Rancho Vista | 500 | 97 | Geothermal |  |  | 0 | 0 |  | 0 | 0 |  | 0 | 0 |  | 0 | 0 | 0 | 0 | 0 |  | 0 | 0 | 0 | 0 | 0 |  | 0 | 0 | 0 | 0 | 0 | 0 | 0
SCE NOL | SCE NOL | SCE | Ransburg | 115 |  | Geothermal |  |  | 0 | 0 |  | 0 | 0 |  | 0 | 0 |  | 0 | 0 | 0 | 0 | 0 |  | 0 | 0 | 0 | 0 | 0 |  | 0 | 0 | 0 | 0 | 0 | 0 | 0
PG&E GBA | PGE GBA | PGE | Ravenswood | 115 | 6 | Geothermal |  |  | 0 | 0 |  | 0 | 0 |  | 0 | 0 |  | 0 | 0 | 0 | 0 | 0 |  | 0 | 0 | 0 | 0 | 0 |  | 0 | 0 | 0 | 0 | 0 | 0 | 0
PG&E GBA | PGE GBA | PGE | Ravenswood | 230 | 6 | Geothermal |  |  | 0 | 0 |  | 0 | 0 |  | 0 | 0 |  | 0 | 0 | 0 | 0 | 0 |  | 0 | 0 | 0 | 0 | 0 |  | 0 | 0 | 0 | 0 | 0 | 0 | 0
SCE Northern | SCE Northern | SCE | Rector | 230 | 153 | Geothermal |  |  | 0 | 0 |  | 0 | 0 |  | 0 | 0 |  | 0 | 0 | 0 | 0 | 0 |  | 0 | 0 | 0 | 0 | 0 |  | 0 | 0 | 0 | 0 | 0 | 0 | 0
SCE Eastern | SCE Eastern | SCE | Red Bluff | 230 | 179 | Geothermal |  |  | 0 | 0 |  | 0 | 0 |  | 0 | 0 |  | 0 | 0 | 0 | 0 | 0 |  | 0 | 0 | 0 | 0 | 0 |  | 0 | 0 | 0 | 0 | 0 | 0 | 0
SCE Eastern | SCE Eastern | SCE | Red Bluff | 500 | 172 | Geothermal |  |  | 0 | 0 |  | 0 | 0 |  | 0 | 0 |  | 0 | 0 | 0 | 0 | 0 |  | 0 | 0 | 0 | 0 | 0 |  | 0 | 0 | 0 | 0 | 0 | 0 | 0
PG&E NGBA | PGE NGBA | PGE | Redbud | 115 | 27 | Geothermal |  |  | 1 | 0 |  | 0 | 0 |  | 0 | 0 |  | 0 | 0 | 0 | 0 | 241 |  | 241 | 0 | 0 | 0 | 241 |  | 241 | 241 | 0 | 241 | 241 | 0 | 241
SCE Metro | SCE Metro | SCE | Redondo | 230 | 97 | Geothermal |  |  | 0 | 0 |  | 0 | 0 |  | 0 | 0 |  | 0 | 0 | 0 | 0 | 0 |  | 0 | 0 | 0 | 0 | 0 |  | 0 | 0 | 0 | 0 | 0 | 0 | 0
PG&E FRESNO | PGE Fresno | PGE | Reedley | 115 | 142 | Geothermal |  |  | 0 | 0 |  | 0 | 0 |  | 0 | 0 |  | 0 | 0 | 0 | 0 | 0 |  | 0 | 0 | 0 | 0 | 0 |  | 0 | 0 | 0 | 0 | 0 | 0 | 0
PG&E KERN | PGE Kern | PGE | Renfro | 115 | 83 | Geothermal |  |  | 0 | 0 |  | 0 | 0 |  | 0 | 0 |  | 0 | 0 | 0 | 0 | 0 |  | 0 | 0 | 0 | 0 | 0 |  | 0 | 0 | 0 | 0 | 0 | 0 | 0
PG&E GBA | PGE GBA | PGE | Richmond R | 115 | 56 | Geothermal |  |  | 0 | 0 |  | 0 | 0 |  | 0 | 0 |  | 0 | 0 | 0 | 0 | 0 |  | 0 | 0 | 0 | 0 | 0 |  | 0 | 0 | 0 | 0 | 0 | 0 | 0
PG&E NGBA | PGE NGBA | PGE | Rincon | 115 | 55 | Geothermal |  |  | 1 | 0 |  | 0 | 0 |  | 0 | 0 |  | 0 | 0 | 0 | 0 | 50 |  | 50 | 0 | 0 | 0 | 50 |  | 50 | 50 | 0 | 50 | 50 | 0 | 50
PG&E KERN | PGE Kern | PGE | Rio Bravo | 115 | 83 | Geothermal |  |  | 0 | 0 |  | 0 | 0 |  | 0 | 0 |  | 0 | 0 | 0 | 0 | 0 |  | 0 | 0 | 0 | 0 | 0 |  | 0 | 0 | 0 | 0 | 0 | 0 | 0
SCE Metro | SCE Metro | SCE | Rio Hondo | 230 | 97 | Geothermal |  |  | 0 | 0 |  | 0 | 0 |  | 0 | 0 |  | 0 | 0 | 0 | 0 | 0 |  | 0 | 0 | 0 | 0 | 0 |  | 0 | 0 | 0 | 0 | 0 | 0 | 0
PG&E NGBA | PGE NGBA | PGE | Rio Oso | 115 | 24 | Geothermal |  |  | 0 | 0 |  | 0 | 0 |  | 0 | 0 |  | 0 | 0 | 0 | 0 | 0 |  | 0 | 0 | 0 | 0 | 0 |  | 0 | 0 | 0 | 0 | 0 | 0 | 0
PG&E NGBA | PGE NGBA | PGE | Rio Oso | 230 | 24 | Geothermal |  |  | 0 | 0 |  | 0 | 0 |  | 0 | 0 |  | 0 | 0 | 0 | 0 | 0 |  | 0 | 0 | 0 | 0 | 0 |  | 0 | 0 | 0 | 0 | 0 | 0 | 0
PG&E GBA | PGE GBA | PGE | Ripon | 115 | 54 | Geothermal |  |  | 0 | 0 |  | 0 | 0 |  | 0 | 0 |  | 0 | 0 | 0 | 0 | 0 |  | 0 | 0 | 0 | 0 | 0 |  | 0 | 0 | 0 | 0 | 0 | 0 | 0
PG&E GBA | PGE GBA | PGE | Riverbank | 115 | 44 | Geothermal |  |  | 0 | 0 |  | 0 | 0 |  | 0 | 0 |  | 0 | 0 | 0 | 0 | 0 |  | 0 | 0 | 0 | 0 | 0 |  | 0 | 0 | 0 | 0 | 0 | 0 | 0
SCE NOL | SCE NOL | SCE | Roadway | 115 | 146 | Geothermal |  |  | 0 | 0 |  | 0 | 0 |  | 0 | 0 |  | 0 | 0 | 0 | 0 | 0 |  | 0 | 0 | 0 | 0 | 0 |  | 0 | 0 | 0 | 0 | 0 | 0 | 0
PG&E NGBA | PGE NGBA | PGE | Rock Creek 1 | 230 | 16 | Geothermal |  |  | 0 | 0 |  | 0 | 0 |  | 0 | 0 |  | 0 | 0 | 0 | 0 | 0 |  | 0 | 0 | 0 | 0 | 0 |  | 0 | 0 | 0 | 0 | 0 | 0 | 0
SCE Northern | SCE Northern | SCE | Rosamond | 66 |  | Geothermal |  |  | 0 | 0 |  | 0 | 0 |  | 0 | 0 |  | 0 | 0 | 0 | 0 | 0 |  | 0 | 0 | 0 | 0 | 0 |  | 0 | 0 | 0 | 0 | 0 | 0 | 0
PG&E GBA | PGE GBA | PGE | Rossmoor | 230 | 30 | Geothermal |  |  | 0 | 0 |  | 0 | 0 |  | 0 | 0 |  | 0 | 0 | 0 | 0 | 0 |  | 0 | 0 | 0 | 0 | 0 |  | 0 | 0 | 0 | 0 | 0 | 0 | 0
PG&E NGBA | PGE NGBA | PGE | Round Mountain | 230 | 1 | Geothermal |  |  | 0 | 0 |  | 0 | 0 |  | 0 | 0 |  | 0 | 0 | 0 | 0 | 0 |  | 0 | 0 | 0 | 0 | 0 |  | 0 | 0 | 0 | 0 | 0 | 0 | 0
PG&E NGBA | PGE NGBA | PGE | Round Mountain | 500 | 1 | Geothermal |  |  | 0 | 0 |  | 0 | 0 |  | 0 | 0 |  | 0 | 0 | 0 | 0 | 0 |  | 0 | 0 | 0 | 0 | 0 |  | 0 | 0 | 0 | 0 | 0 | 0 | 0
PG&E GBA | PGE GBA | PGE | Salado | 115 | 34 | Geothermal |  |  | 0 | 0 |  | 0 | 0 |  | 0 | 0 |  | 0 | 0 | 0 | 0 | 0 |  | 0 | 0 | 0 | 0 | 0 |  | 0 | 0 | 0 | 0 | 0 | 0 | 0
PG&E GBA | PGE GBA | PGE | Salado | 60 |  | Geothermal |  |  | 0 | 0 |  | 0 | 0 |  | 0 | 0 |  | 0 | 0 | 0 | 0 | 0 |  | 0 | 0 | 0 | 0 | 0 |  | 0 | 0 | 0 | 0 | 0 | 0 | 0
PG&E GBA | PGE GBA | PGE | Salinas | 115 | 84 | Geothermal |  |  | 0 | 0 |  | 0 | 0 |  | 0 | 0 |  | 0 | 0 | 0 | 0 | 0 |  | 0 | 0 | 0 | 0 | 0 |  | 0 | 0 | 0 | 0 | 0 | 0 | 0
SDGE | SDGE Imperial | SDGE | Salt Creek | 69 |  | Geothermal |  |  | 0 | 0 |  | 0 | 0 |  | 0 | 0 |  | 0 | 0 | 0 | 0 | 0 |  | 0 | 0 | 0 | 0 | 0 |  | 0 | 0 | 0 | 0 | 0 | 0 | 0
SCE Eastern | SCE Eastern | SCE | San Bernardino | 230 | 156 | Geothermal |  |  | 0 | 0 |  | 0 | 0 |  | 0 | 0 |  | 0 | 0 | 0 | 0 | 0 |  | 0 | 0 | 0 | 0 | 0 |  | 0 | 0 | 0 | 0 | 0 | 0 | 0
PG&E GBA | PGE GBA | PGE | SAN FRAN A (POTRERO PP) | 115 | 3 | Geothermal |  |  | 0 | 0 |  | 0 | 0 |  | 0 | 0 |  | 0 | 0 | 0 | 0 | 0 |  | 0 | 0 | 0 | 0 | 0 |  | 0 | 0 | 0 | 0 | 0 | 0 | 0
PG&E GBA | PGE GBA | PGE | SAN FRAN A (POTRERO PP) | 230 | 3 | Geothermal |  |  | 0 | 0 |  | 0 | 0 |  | 0 | 0 |  | 0 | 0 | 0 | 0 | 0 |  | 0 | 0 | 0 | 0 | 0 |  | 0 | 0 | 0 | 0 | 0 | 0 | 0
PG&E GBA | PGE GBA | PGE | San Jose A | 115 | 81 | Geothermal |  |  | 0 | 0 |  | 0 | 0 |  | 0 | 0 |  | 0 | 0 | 0 | 0 | 0 |  | 0 | 0 | 0 | 0 | 0 |  | 0 | 0 | 0 | 0 | 0 | 0 | 0
PG&E GBA | PGE GBA | PGE | San Jose B | 115 | 11 | Geothermal |  |  | 0 | 0 |  | 0 | 0 |  | 0 | 0 |  | 0 | 0 | 0 | 0 | 0 |  | 0 | 0 | 0 | 0 | 0 |  | 0 | 0 | 0 | 0 | 0 | 0 | 0
PG&E GBA | PGE GBA | PGE | San Leandro U | 115 | 6 | Geothermal |  |  | 0 | 0 |  | 0 | 0 |  | 0 | 0 |  | 0 | 0 | 0 | 0 | 0 |  | 0 | 0 | 0 | 0 | 0 |  | 0 | 0 | 0 | 0 | 0 | 0 | 0
PG&E KERN | PGE Kern | PGE | San Luis Obispo | 115 | 111 | Geothermal |  |  | 0 | 0 |  | 0 | 0 |  | 0 | 0 |  | 0 | 0 | 0 | 0 | 0 |  | 0 | 0 | 0 | 0 | 0 |  | 0 | 0 | 0 | 0 | 0 | 0 | 0
PG&E KERN | PGE Kern | PGE | San Luis Obispo | 70 |  | Geothermal |  |  | 0 | 0 |  | 0 | 0 |  | 0 | 0 |  | 0 | 0 | 0 | 0 | 0 |  | 0 | 0 | 0 | 0 | 0 |  | 0 | 0 | 0 | 0 | 0 | 0 | 0
SDGE | SDGE Imperial | SDGE | San Luis Rey | 230 | 143 | Geothermal |  |  | 0 | 0 |  | 0 | 0 |  | 0 | 0 |  | 0 | 0 | 0 | 0 | 0 |  | 0 | 0 | 0 | 0 | 0 |  | 0 | 0 | 0 | 0 | 0 | 0 | 0
SDGE | SDGE Imperial | SDGE | San Luis Rey | 69 |  | Geothermal |  |  | 0 | 0 |  | 0 | 0 |  | 0 | 0 |  | 0 | 0 | 0 | 0 | 0 |  | 0 | 0 | 0 | 0 | 0 |  | 0 | 0 | 0 | 0 | 0 | 0 | 0
SDGE | SDGE Imperial | SDGE | San Marcos | 69 |  | Geothermal |  |  | 0 | 0 |  | 0 | 0 |  | 0 | 0 |  | 0 | 0 | 0 | 0 | 0 |  | 0 | 0 | 0 | 0 | 0 |  | 0 | 0 | 0 | 0 | 0 | 0 | 0
SCE Metro | SCE Metro | SCE | San Onofre | 230 | 97 | Geothermal |  |  | 0 | 0 |  | 0 | 0 |  | 0 | 0 |  | 0 | 0 | 0 | 0 | 0 |  | 0 | 0 | 0 | 0 | 0 |  | 0 | 0 | 0 | 0 | 0 | 0 | 0
PG&E GBA | PGE GBA | PGE | San Pablo | 115 | 56 | Geothermal |  |  | 0 | 0 |  | 0 | 0 |  | 0 | 0 |  | 0 | 0 | 0 | 0 | 0 |  | 0 | 0 | 0 | 0 | 0 |  | 0 | 0 | 0 | 0 | 0 | 0 | 0
PG&E GBA | PGE GBA | PGE | San Ramon | 230 | 4 | Geothermal |  |  | 0 | 0 |  | 0 | 0 |  | 0 | 0 |  | 0 | 0 | 0 | 0 | 0 |  | 0 | 0 | 0 | 0 | 0 |  | 0 | 0 | 0 | 0 | 0 | 0 | 0
SDGE | SDGE Imperial | SDGE | San Ysidro | 69 |  | Geothermal |  |  | 0 | 0 |  | 0 | 0 |  | 0 | 0 |  | 0 | 0 | 0 | 0 | 0 |  | 0 | 0 | 0 | 0 | 0 |  | 0 | 0 | 0 | 0 | 0 | 0 | 0
SCE NOL | SCE NOL | SCE | Sandlot | 230 | 160 | Geothermal |  |  | 0 | 0 |  | 0 | 0 |  | 0 | 0 |  | 0 | 0 | 0 | 0 | 0 |  | 0 | 0 | 0 | 0 | 0 |  | 0 | 0 | 0 | 0 | 0 | 0 | 0
EOP | SCE EOP | SCE | Sandy | 138 | 177 | Geothermal |  |  | 0 | 0 |  | 0 | 0 |  | 0 | 0 |  | 0 | 0 | 0 | 0 | 0 |  | 0 | 0 | 0 | 0 | 0 |  | 0 | 0 | 0 | 0 | 0 | 0 | 0
PG&E FRESNO | PGE Fresno | PGE | Sanger | 115 | 152 | Geothermal |  |  | 0 | 0 |  | 0 | 0 |  | 0 | 0 |  | 0 | 0 | 0 | 0 | 0 |  | 0 | 0 | 0 | 0 | 0 |  | 0 | 0 | 0 | 0 | 0 | 0 | 0
SCE Northern | SCE Northern | SCE | Santa Clara | 230 | 157 | Geothermal |  |  | 0 | 0 |  | 0 | 0 |  | 0 | 0 |  | 0 | 0 | 0 | 0 | 0 |  | 0 | 0 | 0 | 0 | 0 |  | 0 | 0 | 0 | 0 | 0 | 0 | 0
PG&E NGBA | PGE NGBA | PGE | Santa Rosa A | 115 | 27 | Geothermal |  |  | 0 | 0 |  | 0 | 0 |  | 0 | 0 |  | 0 | 0 | 0 | 0 | 0 |  | 0 | 0 | 0 | 0 | 0 |  | 0 | 0 | 0 | 0 | 0 | 0 | 0
PG&E GBA | PGE GBA | PGE | Santa Teresa | 115 | 81 | Geothermal |  |  | 0 | 0 |  | 0 | 0 |  | 0 | 0 |  | 0 | 0 | 0 | 0 | 0 |  | 0 | 0 | 0 | 0 | 0 |  | 0 | 0 | 0 | 0 | 0 | 0 | 0
SDGE | SDGE Imperial | SDGE | Santee | 138 | 191 | Geothermal |  |  | 0 | 0 |  | 0 | 0 |  | 0 | 0 |  | 0 | 0 | 0 | 0 | 0 |  | 0 | 0 | 0 | 0 | 0 |  | 0 | 0 | 0 | 0 | 0 | 0 | 0
SCE Metro | SCE Metro | SCE | Santiago | 230 | 97 | Geothermal |  |  | 0 | 0 |  | 0 | 0 |  | 0 | 0 |  | 0 | 0 | 0 | 0 | 0 |  | 0 | 0 | 0 | 0 | 0 |  | 0 | 0 | 0 | 0 | 0 | 0 | 0
PG&E GBA | PGE GBA | PGE | Saratoga | 230 | 13 | Geothermal |  |  | 0 | 0 |  | 0 | 0 |  | 0 | 0 |  | 0 | 0 | 0 | 0 | 0 |  | 0 | 0 | 0 | 0 | 0 |  | 0 | 0 | 0 | 0 | 0 | 0 | 0
SCE Northern | SCE Northern | SCE | Saugus | 230 | 131 | Geothermal |  |  | 0 | 0 |  | 0 | 0 |  | 0 | 0 |  | 0 | 0 | 0 | 0 | 0 |  | 0 | 0 | 0 | 0 | 0 |  | 0 | 0 | 0 | 0 | 0 | 0 | 0
PG&E FRESNO | PGE Fresno | PGE | Schindler | 115 | 76 | Geothermal |  |  | 0 | 0 |  | 0 | 0 |  | 0 | 0 |  | 0 | 0 | 0 | 0 | 0 |  | 0 | 0 | 0 | 0 | 0 |  | 0 | 0 | 0 | 0 | 0 | 0 | 0
PG&E FRESNO | PGE Fresno | PGE | Schindler | 70 |  | Geothermal |  |  | 0 | 0 |  | 0 | 0 |  | 0 | 0 |  | 0 | 0 | 0 | 0 | 0 |  | 0 | 0 | 0 | 0 | 0 |  | 0 | 0 | 0 | 0 | 0 | 0 | 0
PG&E GBA | PGE GBA | PGE | Schulte | 115 | 41 | Geothermal |  |  | 0 | 0 |  | 0 | 0 |  | 0 | 0 |  | 0 | 0 | 0 | 0 | 0 |  | 0 | 0 | 0 | 0 | 0 |  | 0 | 0 | 0 | 0 | 0 | 0 | 0
SDGE | SDGE Imperial | SDGE | Scripps | 69 |  | Geothermal |  |  | 0 | 0 |  | 0 | 0 |  | 0 | 0 |  | 0 | 0 | 0 | 0 | 0 |  | 0 | 0 | 0 | 0 | 0 |  | 0 | 0 | 0 | 0 | 0 | 0 | 0
PG&E KERN | PGE Kern | PGE | Semitropic | 115 | 74 | Geothermal |  |  | 0 | 0 |  | 0 | 0 |  | 0 | 0 |  | 0 | 0 | 0 | 0 | 0 |  | 0 | 0 | 0 | 0 | 0 |  | 0 | 0 | 0 | 0 | 0 | 0 | 0
SCE Metro | SCE Metro | SCE | Serrano | 230 | 97 | Geothermal |  |  | 0 | 0 |  | 0 | 0 |  | 0 | 0 |  | 0 | 0 | 0 | 0 | 0 |  | 0 | 0 | 0 | 0 | 0 |  | 0 | 0 | 0 | 0 | 0 | 0 | 0
SCE Metro | SCE Metro | SCE | Serrano | 500 | 97 | Geothermal |  |  | 0 | 0 |  | 0 | 0 |  | 0 | 0 |  | 0 | 0 | 0 | 0 | 0 |  | 0 | 0 | 0 | 0 | 0 |  | 0 | 0 | 0 | 0 | 0 | 0 | 0
SDGE | SDGE Imperial | SDGE | Shadowridge | 138 | 186 | Geothermal |  |  | 0 | 0 |  | 0 | 0 |  | 0 | 0 |  | 0 | 0 | 0 | 0 | 0 |  | 0 | 0 | 0 | 0 | 0 |  | 0 | 0 | 0 | 0 | 0 | 0 | 0
PG&E KERN | PGE Kern | PGE | Shafter | 115 | 107 | Geothermal |  |  | 0 | 0 |  | 0 | 0 |  | 0 | 0 |  | 0 | 0 | 0 | 0 | 0 |  | 0 | 0 | 0 | 0 | 0 |  | 0 | 0 | 0 | 0 | 0 | 0 | 0
PG&E NGBA | PGE NGBA | PGE | Silverado | 115 | 55 | Geothermal |  |  | 0 | 0 |  | 0 | 0 |  | 0 | 0 |  | 0 | 0 | 0 | 0 | 0 |  | 0 | 0 | 0 | 0 | 0 |  | 0 | 0 | 0 | 0 | 0 | 0 | 0
SDGE | SDGE Imperial | SDGE | Silvergate | 230 | 193 | Geothermal |  |  | 0 | 0 |  | 0 | 0 |  | 0 | 0 |  | 0 | 0 | 0 | 0 | 0 |  | 0 | 0 | 0 | 0 | 0 |  | 0 | 0 | 0 | 0 | 0 | 0 | 0
SDGE | SDGE Imperial | SDGE | Silvergate | 69 |  | Geothermal |  |  | 0 | 0 |  | 0 | 0 |  | 0 | 0 |  | 0 | 0 | 0 | 0 | 0 |  | 0 | 0 | 0 | 0 | 0 |  | 0 | 0 | 0 | 0 | 0 | 0 | 0
PG&E KERN | PGE Kern | PGE | Sisquoc | 115 | 111 | Geothermal |  |  | 0 | 0 |  | 0 | 0 |  | 0 | 0 |  | 0 | 0 | 0 | 0 | 0 |  | 0 | 0 | 0 | 0 | 0 |  | 0 | 0 | 0 | 0 | 0 | 0 | 0
EOP | SCE EOP | SCE | Sloan Canyon | 230 | 161 | Geothermal |  |  | 0 | 0 |  | 0 | 0 |  | 0 | 0 |  | 0 | 0 | 0 | 0 | 0 |  | 0 | 0 | 0 | 0 | 0 |  | 0 | 0 | 0 | 0 | 0 | 0 | 0
EOP | SCE EOP | SCE | Sloan Canyon | 500 | 161 | Geothermal |  |  | 0 | 0 |  | 0 | 0 |  | 0 | 0 |  | 0 | 0 | 0 | 0 | 0 |  | 0 | 0 | 0 | 0 | 0 |  | 0 | 0 | 0 | 0 | 0 | 0 | 0
PG&E KERN | PGE Kern | PGE | Smyrna | 115 | 113 | Geothermal |  |  | 0 | 0 |  | 0 | 0 |  | 0 | 0 |  | 0 | 0 | 0 | 0 | 0 |  | 0 | 0 | 0 | 0 | 0 |  | 0 | 0 | 0 | 0 | 0 | 0 | 0
PG&E GBA | PGE GBA | PGE | Sobrante | 115 | 56 | Geothermal |  |  | 0 | 0 |  | 0 | 0 |  | 0 | 0 |  | 0 | 0 | 0 | 0 | 0 |  | 0 | 0 | 0 | 0 | 0 |  | 0 | 0 | 0 | 0 | 0 | 0 | 0
PG&E GBA | PGE GBA | PGE | Sobrante | 230 | 51 | Geothermal |  |  | 0 | 0 |  | 0 | 0 |  | 0 | 0 |  | 0 | 0 | 0 | 0 | 0 |  | 0 | 0 | 0 | 0 | 0 |  | 0 | 0 | 0 | 0 | 0 | 0 | 0
PG&E KERN | PGE Kern | PGE | Solar | 230 | 122 | Geothermal |  |  | 0 | 0 |  | 0 | 0 |  | 0 | 0 |  | 0 | 0 | 0 | 0 | 0 |  | 0 | 0 | 0 | 0 | 0 |  | 0 | 0 | 0 | 0 | 0 | 0 | 0
PG&E GBA | PGE GBA | PGE | Soledad | 115 | 84 | Geothermal |  |  | 0 | 0 |  | 0 | 0 |  | 0 | 0 |  | 0 | 0 | 0 | 0 | 0 |  | 0 | 0 | 0 | 0 | 0 |  | 0 | 0 | 0 | 0 | 0 | 0 | 0
PG&E GBA | PGE GBA | PGE | Soledad | 60 |  | Geothermal |  |  | 0 | 0 |  | 0 | 0 |  | 0 | 0 |  | 0 | 0 | 0 | 0 | 0 |  | 0 | 0 | 0 | 0 | 0 |  | 0 | 0 | 0 | 0 | 0 | 0 | 0
SDGE | SDGE Imperial | SDGE | Spring Valley | 69 |  | Geothermal |  |  | 0 | 0 |  | 0 | 0 |  | 0 | 0 |  | 0 | 0 | 0 | 0 | 0 |  | 0 | 0 | 0 | 0 | 0 |  | 0 | 0 | 0 | 0 | 0 | 0 | 0
SCE Northern | SCE Northern | SCE | Springville | 230 | 153 | Geothermal |  |  | 0 | 0 |  | 0 | 0 |  | 0 | 0 |  | 0 | 0 | 0 | 0 | 0 |  | 0 | 0 | 0 | 0 | 0 |  | 0 | 0 | 0 | 0 | 0 | 0 | 0
PG&E GBA | PGE GBA | PGE | Stagg | 230 | 43 | Geothermal |  |  | 0 | 0 |  | 0 | 0 |  | 0 | 0 |  | 0 | 0 | 0 | 0 | 0 |  | 0 | 0 | 0 | 0 | 0 |  | 0 | 0 | 0 | 0 | 0 | 0 | 0
PG&E GBA | PGE GBA | PGE | Standard Oil | 115 | 56 | Geothermal |  |  | 0 | 0 |  | 0 | 0 |  | 0 | 0 |  | 0 | 0 | 0 | 0 | 0 |  | 0 | 0 | 0 | 0 | 0 |  | 0 | 0 | 0 | 0 | 0 | 0 | 0
PG&E GBA | PGE GBA | PGE | Stanislaus | 115 | 44 | Geothermal |  |  | 0 | 0 |  | 0 | 0 |  | 0 | 0 |  | 0 | 0 | 0 | 0 | 0 |  | 0 | 0 | 0 | 0 | 0 |  | 0 | 0 | 0 | 0 | 0 | 0 | 0
PG&E KERN | PGE Kern | PGE | Stockdale | 115 | 72 | Geothermal |  |  | 0 | 0 |  | 0 | 0 |  | 0 | 0 |  | 0 | 0 | 0 | 0 | 0 |  | 0 | 0 | 0 | 0 | 0 |  | 0 | 0 | 0 | 0 | 0 | 0 | 0
PG&E KERN | PGE Kern | PGE | Stockdale | 230 | 68 | Geothermal |  |  | 0 | 0 |  | 0 | 0 |  | 0 | 0 |  | 0 | 0 | 0 | 0 | 0 |  | 0 | 0 | 0 | 0 | 0 |  | 0 | 0 | 0 | 0 | 0 | 0 | 0
PG&E GBA | PGE GBA | PGE | Stockton A | 115 | 65 | Geothermal |  |  | 0 | 0 |  | 0 | 0 |  | 0 | 0 |  | 0 | 0 | 0 | 0 | 0 |  | 0 | 0 | 0 | 0 | 0 |  | 0 | 0 | 0 | 0 | 0 | 0 | 0
PG&E GBA | PGE GBA | PGE | Stone | 115 | 79 | Geothermal |  |  | 0 | 0 |  | 0 | 0 |  | 0 | 0 |  | 0 | 0 | 0 | 0 | 0 |  | 0 | 0 | 0 | 0 | 0 |  | 0 | 0 | 0 | 0 | 0 | 0 | 0
PG&E FRESNO | PGE Fresno | PGE | Storey | 230 | 168 | Geothermal |  |  | 0 | 0 |  | 0 | 0 |  | 0 | 0 |  | 0 | 0 | 0 | 0 | 0 |  | 0 | 0 | 0 | 0 | 0 |  | 0 | 0 | 0 | 0 | 0 | 0 | 0
PG&E NGBA | PGE NGBA | PGE | Summit | 115 | 21 | Geothermal |  |  | 1 | 0 |  | 0 | 0 |  | 0 | 0 |  | 0 | 0 | 0 | 0 | 10 |  | 10 | 0 | 0 | 0 | 10 |  | 10 | 10 | 0 | 10 | 10 | 0 | 10
SDGE | SDGE Imperial | SDGE | Suncrest | 230 | 183 | Geothermal |  |  | 0 | 0 |  | 0 | 0 |  | 0 | 0 |  | 0 | 0 | 0 | 0 | 0 |  | 0 | 0 | 0 | 0 | 0 |  | 0 | 0 | 0 | 0 | 0 | 0 | 0
SDGE | SDGE Imperial | SDGE | Suncrest | 500 | 183 | Geothermal |  |  | 0 | 0 |  | 0 | 0 |  | 0 | 0 |  | 0 | 0 | 0 | 0 | 0 |  | 0 | 0 | 0 | 0 | 0 |  | 0 | 0 | 0 | 0 | 0 | 0 | 0
PG&E KERN | PGE Kern | PGE | Sunrise | 230 | 100 | Geothermal |  |  | 0 | 0 |  | 0 | 0 |  | 0 | 0 |  | 0 | 0 | 0 | 0 | 0 |  | 0 | 0 | 0 | 0 | 0 |  | 0 | 0 | 0 | 0 | 0 | 0 | 0
PG&E KERN | PGE Kern | PGE | Sunset | 230 | 106 | Geothermal |  |  | 0 | 0 |  | 0 | 0 |  | 0 | 0 |  | 0 | 0 | 0 | 0 | 0 |  | 0 | 0 | 0 | 0 | 0 |  | 0 | 0 | 0 | 0 | 0 | 0 | 0
PG&E GBA | PGE GBA | PGE | Swift | 115 | 11 | Geothermal |  |  | 1 | 0 |  | 0 | 0 |  | 0 | 0 |  | 0 | 0 | 0 | 0 | 34 |  | 34 | 0 | 0 | 0 | 34 |  | 34 | 34 | 0 | 34 | 34 | 0 | 34
SDGE | SDGE Imperial | SDGE | Sycamore Canyon | 138 | 191 | Geothermal |  |  | 0 | 0 |  | 0 | 0 |  | 0 | 0 |  | 0 | 0 | 0 | 0 | 0 |  | 0 | 0 | 0 | 0 | 0 |  | 0 | 0 | 0 | 0 | 0 | 0 | 0
SDGE | SDGE Imperial | SDGE | Sycamore Canyon | 230 | 190 | Geothermal |  |  | 0 | 0 |  | 0 | 0 |  | 0 | 0 |  | 0 | 0 | 0 | 0 | 0 |  | 0 | 0 | 0 | 0 | 0 |  | 0 | 0 | 0 | 0 | 0 | 0 | 0
SDGE | SDGE Imperial | SDGE | Sycamore Canyon | 69 |  | Geothermal |  |  | 0 | 0 |  | 0 | 0 |  | 0 | 0 |  | 0 | 0 | 0 | 0 | 0 |  | 0 | 0 | 0 | 0 | 0 |  | 0 | 0 | 0 | 0 | 0 | 0 | 0
SCE Northern | SCE Northern | SCE | Sylmar | 230 | 131 | Geothermal |  |  | 0 | 0 |  | 0 | 0 |  | 0 | 0 |  | 0 | 0 | 0 | 0 | 0 |  | 0 | 0 | 0 | 0 | 0 |  | 0 | 0 | 0 | 0 | 0 | 0 | 0
PG&E NGBA | PGE NGBA | PGE | Table Mountain | 115 | 1 | Geothermal |  |  | 0 | 0 |  | 0 | 0 |  | 0 | 0 |  | 0 | 0 | 0 | 0 | 0 |  | 0 | 0 | 0 | 0 | 0 |  | 0 | 0 | 0 | 0 | 0 | 0 | 0
PG&E NGBA | PGE NGBA | PGE | Table Mountain | 230 | 8 | Geothermal |  |  | 0 | 0 |  | 0 | 0 |  | 0 | 0 |  | 0 | 0 | 0 | 0 | 0 |  | 0 | 0 | 0 | 0 | 0 |  | 0 | 0 | 0 | 0 | 0 | 0 | 0
PG&E NGBA | PGE NGBA | PGE | Table Mountain | 500 | 1 | Geothermal |  |  | 0 | 0 |  | 0 | 0 |  | 0 | 0 |  | 0 | 0 | 0 | 0 | 0 |  | 0 | 0 | 0 | 0 | 0 |  | 0 | 0 | 0 | 0 | 0 | 0 | 0
PG&E NGBA | PGE NGBA | PGE | Table Mountain | 60 |  | Geothermal |  |  | 0 | 0 |  | 0 | 0 |  | 0 | 0 |  | 0 | 0 | 0 | 0 | 0 |  | 0 | 0 | 0 | 0 | 0 |  | 0 | 0 | 0 | 0 | 0 | 0 | 0
PG&E KERN | PGE Kern | PGE | Taft | 115 | 106 | Geothermal |  |  | 0 | 0 |  | 0 | 0 |  | 0 | 0 |  | 0 | 0 | 0 | 0 | 0 |  | 0 | 0 | 0 | 0 | 0 |  | 0 | 0 | 0 | 0 | 0 | 0 | 0
SDGE | SDGE Imperial | SDGE | Talega | 138 | 187 | Geothermal |  |  | 0 | 0 |  | 0 | 0 |  | 0 | 0 |  | 0 | 0 | 0 | 0 | 0 |  | 0 | 0 | 0 | 0 | 0 |  | 0 | 0 | 0 | 0 | 0 | 0 | 0
SDGE | SDGE Imperial | SDGE | Talega | 230 | 173 | Geothermal |  |  | 0 | 0 |  | 0 | 0 |  | 0 | 0 |  | 0 | 0 | 0 | 0 | 0 |  | 0 | 0 | 0 | 0 | 0 |  | 0 | 0 | 0 | 0 | 0 | 0 | 0
PG&E GBA | PGE GBA | PGE | Tassajara | 230 | 1 | Geothermal |  |  | 0 | 0 |  | 0 | 0 |  | 0 | 0 |  | 0 | 0 | 0 | 0 | 0 |  | 0 | 0 | 0 | 0 | 0 |  | 0 | 0 | 0 | 0 | 0 | 0 | 0
PG&E KERN | PGE Kern | PGE | Tejon | 70 |  | Geothermal |  |  | 0 | 0 |  | 0 | 0 |  | 0 | 0 |  | 0 | 0 | 0 | 0 | 0 |  | 0 | 0 | 0 | 0 | 0 |  | 0 | 0 | 0 | 0 | 0 | 0 | 0
SDGE | SDGE Imperial | SDGE | Telegraph Canyon | 138 | 192 | Geothermal |  |  | 0 | 0 |  | 0 | 0 |  | 0 | 0 |  | 0 | 0 | 0 | 0 | 0 |  | 0 | 0 | 0 | 0 | 0 |  | 0 | 0 | 0 | 0 | 0 | 0 | 0
PG&E KERN | PGE Kern | PGE | Temblor | 115 | 100 | Geothermal |  |  | 0 | 0 |  | 0 | 0 |  | 0 | 0 |  | 0 | 0 | 0 | 0 | 0 |  | 0 | 0 | 0 | 0 | 0 |  | 0 | 0 | 0 | 0 | 0 | 0 | 0
PG&E KERN | PGE Kern | PGE | Templeton | 230 | 122 | Geothermal |  |  | 0 | 0 |  | 0 | 0 |  | 0 | 0 |  | 0 | 0 | 0 | 0 | 0 |  | 0 | 0 | 0 | 0 | 0 |  | 0 | 0 | 0 | 0 | 0 | 0 | 0
PG&E KERN | PGE Kern | PGE | Templeton | 70 |  | Geothermal |  |  | 0 | 0 |  | 0 | 0 |  | 0 | 0 |  | 0 | 0 | 0 | 0 | 0 |  | 0 | 0 | 0 | 0 | 0 |  | 0 | 0 | 0 | 0 | 0 | 0 | 0
PG&E GBA | PGE GBA | PGE | Tesla | 115 | 38 | Geothermal |  |  | 0 | 0 |  | 0 | 0 |  | 0 | 0 |  | 0 | 0 | 0 | 0 | 0 |  | 0 | 0 | 0 | 0 | 0 |  | 0 | 0 | 0 | 0 | 0 | 0 | 0
PG&E GBA | PGE GBA | PGE | Tesla | 230 | 48 | Geothermal |  |  | 0 | 0 |  | 0 | 0 |  | 0 | 0 |  | 0 | 0 | 0 | 0 | 0 |  | 0 | 0 | 0 | 0 | 0 |  | 0 | 0 | 0 | 0 | 0 | 0 | 0
PG&E GBA | PGE GBA | PGE | Tesla | 500 | 45 | Geothermal |  |  | 0 | 0 |  | 0 | 0 |  | 0 | 0 |  | 0 | 0 | 0 | 0 | 0 |  | 0 | 0 | 0 | 0 | 0 |  | 0 | 0 | 0 | 0 | 0 | 0 | 0
PG&E KERN | PGE Kern | PGE | Tevis | 115 | 99 | Geothermal |  |  | 0 | 0 |  | 0 | 0 |  | 0 | 0 |  | 0 | 0 | 0 | 0 | 0 |  | 0 | 0 | 0 | 0 | 0 |  | 0 | 0 | 0 | 0 | 0 | 0 | 0
EOP | SCE EOP | SCE | Thousandaire | 138 | 177 | Geothermal |  |  | 0 | 0 |  | 0 | 0 |  | 0 | 0 |  | 0 | 0 | 0 | 0 | 0 |  | 0 | 0 | 0 | 0 | 0 |  | 0 | 0 | 0 | 0 | 0 | 0 | 0
PG&E KERN | PGE Kern | PGE | Topaz | 230 | 122 | Geothermal |  |  | 0 | 0 |  | 0 | 0 |  | 0 | 0 |  | 0 | 0 | 0 | 0 | 0 |  | 0 | 0 | 0 | 0 | 0 |  | 0 | 0 | 0 | 0 | 0 | 0 | 0
SCE NOL | SCE NOL | SCE | Tortilla | 115 | 160 | Geothermal |  |  | 0 | 0 |  | 0 | 0 |  | 0 | 0 |  | 0 | 0 | 0 | 0 | 0 |  | 0 | 0 | 0 | 0 | 0 |  | 0 | 0 | 0 | 0 | 0 | 0 | 0
SDGE | SDGE Imperial | SDGE | Trabuco | 138 | 187 | Geothermal |  |  | 0 | 0 |  | 0 | 0 |  | 0 | 0 |  | 0 | 0 | 0 | 0 | 0 |  | 0 | 0 | 0 | 0 | 0 |  | 0 | 0 | 0 | 0 | 0 | 0 | 0
PG&E GBA | PGE GBA | PGE | Tracy | 115 | 12 | Geothermal |  |  | 0 | 0 |  | 0 | 0 |  | 0 | 0 |  | 0 | 0 | 0 | 0 | 0 |  | 0 | 0 | 0 | 0 | 0 |  | 0 | 0 | 0 | 0 | 0 | 0 | 0
PG&E FRESNO | PGE Fresno | PGE | Tranquility | 230 | 117 | Geothermal |  |  | 0 | 0 |  | 0 | 0 |  | 0 | 0 |  | 0 | 0 | 0 | 0 | 0 |  | 0 | 0 | 0 | 0 | 0 |  | 0 | 0 | 0 | 0 | 0 | 0 | 0
PG&E GBA | PGE GBA | PGE | Trimble | 115 | 81 | Geothermal |  |  | 0 | 0 |  | 0 | 0 |  | 0 | 0 |  | 0 | 0 | 0 | 0 | 0 |  | 0 | 0 | 0 | 0 | 0 |  | 0 | 0 | 0 | 0 | 0 | 0 | 0
EOP | SCE EOP | SCE | Trout Canyon | 230 | 177 | Geothermal |  |  | 0 | 0 |  | 0 | 0 |  | 0 | 0 |  | 0 | 0 | 0 | 0 | 0 |  | 0 | 0 | 0 | 0 | 0 |  | 0 | 0 | 0 | 0 | 0 | 0 | 0
EOP | SCE EOP | SCE | Trout Canyon | 500 | 177 | Geothermal |  |  | 0 | 0 |  | 0 | 0 |  | 0 | 0 |  | 0 | 0 | 0 | 0 | 0 |  | 0 | 0 | 0 | 0 | 0 |  | 0 | 0 | 0 | 0 | 0 | 0 | 0
PG&E NGBA | PGE NGBA | PGE | Tulucay | 230 | 27 | Geothermal |  |  | 0 | 0 |  | 0 | 0 |  | 0 | 0 |  | 0 | 0 | 0 | 0 | 0 |  | 0 | 0 | 0 | 0 | 0 |  | 0 | 0 | 0 | 0 | 0 | 0 | 0
PG&E NGBA | PGE NGBA | PGE | Tulucay | 60 |  | Geothermal |  |  | 0 | 0 |  | 0 | 0 |  | 0 | 0 |  | 0 | 0 | 0 | 0 | 0 |  | 0 | 0 | 0 | 0 | 0 |  | 0 | 0 | 0 | 0 | 0 | 0 | 0
PG&E KERN | PGE Kern | PGE | Tupman | 115 | 95 | Geothermal |  |  | 0 | 0 |  | 0 | 0 |  | 0 | 0 |  | 0 | 0 | 0 | 0 | 0 |  | 0 | 0 | 0 | 0 | 0 |  | 0 | 0 | 0 | 0 | 0 | 0 | 0
PG&E NGBA | PGE NGBA | PGE | Ukiah | 115 | 37 | Geothermal |  |  | 0 | 0 |  | 0 | 0 |  | 0 | 0 |  | 0 | 0 | 0 | 0 | 0 |  | 0 | 0 | 0 | 0 | 0 |  | 0 | 0 | 0 | 0 | 0 | 0 | 0
PG&E KERN | PGE Kern | PGE | Union (Estrella) | 70 |  | Geothermal |  |  | 0 | 0 |  | 0 | 0 |  | 0 | 0 |  | 0 | 0 | 0 | 0 | 0 |  | 0 | 0 | 0 | 0 | 0 |  | 0 | 0 | 0 | 0 | 0 | 0 | 0
PG&E NGBA | PGE NGBA | PGE | Vaca Dixon | 115 | 39 | Geothermal |  |  | 0 | 0 |  | 0 | 0 |  | 0 | 0 |  | 0 | 0 | 0 | 0 | 0 |  | 0 | 0 | 0 | 0 | 0 |  | 0 | 0 | 0 | 0 | 0 | 0 | 0
PG&E NGBA | PGE NGBA | PGE | Vaca Dixon | 230 | 33 | Geothermal |  |  | 0 | 0 |  | 0 | 0 |  | 0 | 0 |  | 0 | 0 | 0 | 0 | 0 |  | 0 | 0 | 0 | 0 | 0 |  | 0 | 0 | 0 | 0 | 0 | 0 | 0
PG&E NGBA | PGE NGBA | PGE | Vaca Dixon | 500 | 28 | Geothermal |  |  | 0 | 0 |  | 0 | 0 |  | 0 | 0 |  | 0 | 0 | 0 | 0 | 0 |  | 0 | 0 | 0 | 0 | 0 |  | 0 | 0 | 0 | 0 | 0 | 0 | 0
PG&E NGBA | PGE NGBA | PGE | Vaca Dixon | 60 |  | Geothermal |  |  | 0 | 0 |  | 0 | 0 |  | 0 | 0 |  | 0 | 0 | 0 | 0 | 0 |  | 0 | 0 | 0 | 0 | 0 |  | 0 | 0 | 0 | 0 | 0 | 0 | 0
SCE Eastern | SCE Eastern | SCE | Valley (SCE) | 500 | 156 | Geothermal |  |  | 0 | 0 |  | 0 | 0 |  | 0 | 0 |  | 0 | 0 | 0 | 0 | 0 |  | 0 | 0 | 0 | 0 | 0 |  | 0 | 0 | 0 | 0 | 0 | 0 | 0
EOP | SCE EOP | SCE | Valley (VEA) | 138 | 177 | Geothermal |  |  | 0 | 0 |  | 0 | 0 |  | 0 | 0 |  | 0 | 0 | 0 | 0 | 0 |  | 0 | 0 | 0 | 0 | 0 |  | 0 | 0 | 0 | 0 | 0 | 0 | 0
SDGE | SDGE Imperial | SDGE | Valley Center | 69 |  | Geothermal |  |  | 0 | 0 |  | 0 | 0 |  | 0 | 0 |  | 0 | 0 | 0 | 0 | 0 |  | 0 | 0 | 0 | 0 | 0 |  | 0 | 0 | 0 | 0 | 0 | 0 | 0
PG&E GBA | PGE GBA | PGE | Valley Home | 115 | 36 | Geothermal |  |  | 0 | 0 |  | 0 | 0 |  | 0 | 0 |  | 0 | 0 | 0 | 0 | 0 |  | 0 | 0 | 0 | 0 | 0 |  | 0 | 0 | 0 | 0 | 0 | 0 | 0
PG&E GBA | PGE GBA | PGE | Valley Springs | 230 | 65 | Geothermal |  |  | 0 | 0 |  | 0 | 0 |  | 0 | 0 |  | 0 | 0 | 0 | 0 | 0 |  | 0 | 0 | 0 | 0 | 0 |  | 0 | 0 | 0 | 0 | 0 | 0 | 0
PG&E GBA | PGE GBA | PGE | Valley Springs | 60 |  | Geothermal |  |  | 0 | 0 |  | 0 | 0 |  | 0 | 0 |  | 0 | 0 | 0 | 0 | 0 |  | 0 | 0 | 0 | 0 | 0 |  | 0 | 0 | 0 | 0 | 0 | 0 | 0
EOP | SCE EOP | SCE | Valley Switch | 138 | 177 | Geothermal |  |  | 0 | 0 |  | 0 | 0 |  | 0 | 0 |  | 0 | 0 | 0 | 0 | 0 |  | 0 | 0 | 0 | 0 | 0 |  | 0 | 0 | 0 | 0 | 0 | 0 | 0
EOP | SCE EOP | SCE | Valley Switch | 230 | 177 | Geothermal |  |  | 0 | 0 |  | 0 | 0 |  | 0 | 0 |  | 0 | 0 | 0 | 0 | 0 |  | 0 | 0 | 0 | 0 | 0 |  | 0 | 0 | 0 | 0 | 0 | 0 | 0
PG&E GBA | PGE GBA | PGE | Vasco | 230 | 42 | Geothermal |  |  | 0 | 0 |  | 0 | 0 |  | 0 | 0 |  | 0 | 0 | 0 | 0 | 0 |  | 0 | 0 | 0 | 0 | 0 |  | 0 | 0 | 0 | 0 | 0 | 0 | 0
PG&E GBA | PGE GBA | PGE | Vasona | 230 | 80 | Geothermal |  |  | 0 | 0 |  | 0 | 0 |  | 0 | 0 |  | 0 | 0 | 0 | 0 | 0 |  | 0 | 0 | 0 | 0 | 0 |  | 0 | 0 | 0 | 0 | 0 | 0 | 0
SCE Northern | SCE Northern | SCE | Vestal | 230 | 153 | Geothermal |  |  | 0 | 0 |  | 0 | 0 |  | 0 | 0 |  | 0 | 0 | 0 | 0 | 0 |  | 0 | 0 | 0 | 0 | 0 |  | 0 | 0 | 0 | 0 | 0 | 0 | 0
SCE Northern | SCE Northern | SCE | Vestal | 66 |  | Geothermal |  |  | 0 | 0 |  | 0 | 0 |  | 0 | 0 |  | 0 | 0 | 0 | 0 | 0 |  | 0 | 0 | 0 | 0 | 0 |  | 0 | 0 | 0 | 0 | 0 | 0 | 0
SCE NOL | SCE NOL | SCE | Victor | 115 | 146 | Geothermal |  |  | 0 | 0 |  | 0 | 0 |  | 0 | 0 |  | 0 | 0 | 0 | 0 | 0 |  | 0 | 0 | 0 | 0 | 0 |  | 0 | 0 | 0 | 0 | 0 | 0 | 0
SCE NOL | SCE NOL | SCE | Victor | 230 | 146 | Geothermal |  |  | 0 | 0 |  | 0 | 0 |  | 0 | 0 |  | 0 | 0 | 0 | 0 | 0 |  | 0 | 0 | 0 | 0 | 0 |  | 0 | 0 | 0 | 0 | 0 | 0 | 0
SCE Metro | SCE Metro | SCE | Viejo | 230 | 97 | Geothermal |  |  | 0 | 0 |  | 0 | 0 |  | 0 | 0 |  | 0 | 0 | 0 | 0 | 0 |  | 0 | 0 | 0 | 0 | 0 |  | 0 | 0 | 0 | 0 | 0 | 0 | 0
PG&E GBA | PGE GBA | PGE | Vierra | 115 | 44 | Geothermal |  |  | 0 | 0 |  | 0 | 0 |  | 0 | 0 |  | 0 | 0 | 0 | 0 | 0 |  | 0 | 0 | 0 | 0 | 0 |  | 0 | 0 | 0 | 0 | 0 | 0 | 0
SCE Metro | SCE Metro | SCE | Villa Park | 230 | 97 | Geothermal |  |  | 0 | 0 |  | 0 | 0 |  | 0 | 0 |  | 0 | 0 | 0 | 0 | 0 |  | 0 | 0 | 0 | 0 | 0 |  | 0 | 0 | 0 | 0 | 0 | 0 | 0
SCE Northern | SCE Northern | SCE | Vincent | 230 | 91 | Geothermal |  |  | 0 | 0 |  | 0 | 0 |  | 0 | 0 |  | 0 | 0 | 0 | 0 | 0 |  | 0 | 0 | 0 | 0 | 0 |  | 0 | 0 | 0 | 0 | 0 | 0 | 0
SCE Northern | SCE Northern | SCE | Vincent | 500 | 91 | Geothermal |  |  | 0 | 0 |  | 0 | 0 |  | 0 | 0 |  | 0 | 0 | 0 | 0 | 0 |  | 0 | 0 | 0 | 0 | 0 |  | 0 | 0 | 0 | 0 | 0 | 0 | 0
PG&E GBA | PGE GBA | PGE | Vineyard | 230 | 42 | Geothermal |  |  | 0 | 0 |  | 0 | 0 |  | 0 | 0 |  | 0 | 0 | 0 | 0 | 0 |  | 0 | 0 | 0 | 0 | 0 |  | 0 | 0 | 0 | 0 | 0 | 0 | 0
SDGE | PGE GBA | PGE | Vineyard | 69 |  | Geothermal |  |  | 0 | 0 |  | 0 | 0 |  | 0 | 0 |  | 0 | 0 | 0 | 0 | 0 |  | 0 | 0 | 0 | 0 | 0 |  | 0 | 0 | 0 | 0 | 0 | 0 | 0
SCE Eastern | SCE Eastern | SCE | Vista (SCE) | 230 | 156 | Geothermal |  |  | 0 | 0 |  | 0 | 0 |  | 0 | 0 |  | 0 | 0 | 0 | 0 | 0 |  | 0 | 0 | 0 | 0 | 0 |  | 0 | 0 | 0 | 0 | 0 | 0 | 0
EOP | SCE EOP | SCE | Vista (VEA) | 138 | 177 | Geothermal |  |  | 0 | 0 |  | 0 | 0 |  | 0 | 0 |  | 0 | 0 | 0 | 0 | 0 |  | 0 | 0 | 0 | 0 | 0 |  | 0 | 0 | 0 | 0 | 0 | 0 | 0
EOP | SCE EOP | SCE | Vista (VEA) | 230 | 177 | Geothermal |  |  | 0 | 0 |  | 0 | 0 |  | 0 | 0 |  | 0 | 0 | 0 | 0 | 0 |  | 0 | 0 | 0 | 0 | 0 |  | 0 | 0 | 0 | 0 | 0 | 0 | 0
PG&E FRESNO | PGE Fresno | PGE | Wahtoke | 115 | 105 | Geothermal |  |  | 0 | 0 |  | 0 | 0 |  | 0 | 0 |  | 0 | 0 | 0 | 0 | 0 |  | 0 | 0 | 0 | 0 | 0 |  | 0 | 0 | 0 | 0 | 0 | 0 | 0
SCE Northern | SCE Northern | SCE | Wakefield | 66 |  | Geothermal |  |  | 0 | 0 |  | 0 | 0 |  | 0 | 0 |  | 0 | 0 | 0 | 0 | 0 |  | 0 | 0 | 0 | 0 | 0 |  | 0 | 0 | 0 | 0 | 0 | 0 | 0
SCE Metro | SCE Metro | SCE | Walnut | 230 | 97 | Geothermal |  |  | 0 | 0 |  | 0 | 0 |  | 0 | 0 |  | 0 | 0 | 0 | 0 | 0 |  | 0 | 0 | 0 | 0 | 0 |  | 0 | 0 | 0 | 0 | 0 | 0 | 0
SCE Northern | SCE Northern | SCE | Warne | 230 | 159 | Geothermal |  |  | 0 | 0 |  | 0 | 0 |  | 0 | 0 |  | 0 | 0 | 0 | 0 | 0 |  | 0 | 0 | 0 | 0 | 0 |  | 0 | 0 | 0 | 0 | 0 | 0 | 0
PG&E GBA | PGE GBA | PGE | Warnerville | 230 | 155 | Geothermal |  |  | 0 | 0 |  | 0 | 0 |  | 0 | 0 |  | 0 | 0 | 0 | 0 | 0 |  | 0 | 0 | 0 | 0 | 0 |  | 0 | 0 | 0 | 0 | 0 | 0 | 0
PG&E FRESNO | PGE Fresno | PGE | Waukena | 115 | 105 | Geothermal |  |  | 0 | 0 |  | 0 | 0 |  | 0 | 0 |  | 0 | 0 | 0 | 0 | 0 |  | 0 | 0 | 0 | 0 | 0 |  | 0 | 0 | 0 | 0 | 0 | 0 | 0
PG&E GBA | PGE GBA | PGE | Weber | 230 | 15 | Geothermal |  |  | 0 | 0 |  | 0 | 0 |  | 0 | 0 |  | 0 | 0 | 0 | 0 | 0 |  | 0 | 0 | 0 | 0 | 0 |  | 0 | 0 | 0 | 0 | 0 | 0 | 0
PG&E GBA | PGE GBA | PGE | Weber | 60 |  | Geothermal |  |  | 0 | 0 |  | 0 | 0 |  | 0 | 0 |  | 0 | 0 | 0 | 0 | 0 |  | 0 | 0 | 0 | 0 | 0 |  | 0 | 0 | 0 | 0 | 0 | 0 | 0
PG&E FRESNO | PGE Fresno | PGE | West Fresno | 115 | 117 | Geothermal |  |  | 0 | 0 |  | 0 | 0 |  | 0 | 0 |  | 0 | 0 | 0 | 0 | 0 |  | 0 | 0 | 0 | 0 | 0 |  | 0 | 0 | 0 | 0 | 0 | 0 | 0
PG&E FRESNO | PGE Fresno | PGE | Westley | 230 | 64 | Geothermal |  |  | 0 | 0 |  | 0 | 0 |  | 0 | 0 |  | 0 | 0 | 0 | 0 | 0 |  | 0 | 0 | 0 | 0 | 0 |  | 0 | 0 | 0 | 0 | 0 | 0 | 0
PG&E KERN | PGE Kern | PGE | Westpark | 115 | 68 | Geothermal |  |  | 0 | 0 |  | 0 | 0 |  | 0 | 0 |  | 0 | 0 | 0 | 0 | 0 |  | 0 | 0 | 0 | 0 | 0 |  | 0 | 0 | 0 | 0 | 0 | 0 | 0
PG&E KERN | PGE Kern | PGE | Wheeler Ridge | 230 | 103 | Geothermal |  |  | 0 | 0 |  | 0 | 0 |  | 0 | 0 |  | 0 | 0 | 0 | 0 | 0 |  | 0 | 0 | 0 | 0 | 0 |  | 0 | 0 | 0 | 0 | 0 | 0 | 0
PG&E KERN | PGE Kern | PGE | Wheeler Ridge | 115 | 68 | Geothermal |  |  | 0 | 0 |  | 0 | 0 |  | 0 | 0 |  | 0 | 0 | 0 | 0 | 0 |  | 0 | 0 | 0 | 0 | 0 |  | 0 | 0 | 0 | 0 | 0 | 0 | 0
PG&E KERN | PGE Kern | PGE | Wheeler Ridge | 70 |  | Geothermal |  |  | 0 | 0 |  | 0 | 0 |  | 0 | 0 |  | 0 | 0 | 0 | 0 | 0 |  | 0 | 0 | 0 | 0 | 0 |  | 0 | 0 | 0 | 0 | 0 | 0 | 0
SCE Northern | SCE Northern | SCE | Whirlwind | 230 | 124 | Geothermal |  |  | 0 | 0 |  | 0 | 0 |  | 0 | 0 |  | 0 | 0 | 0 | 0 | 0 |  | 0 | 0 | 0 | 0 | 0 |  | 0 | 0 | 0 | 0 | 0 | 0 | 0
SCE Northern | SCE Northern | SCE | Whirlwind | 500 | 124 | Geothermal |  |  | 0 | 0 |  | 0 | 0 |  | 0 | 0 |  | 0 | 0 | 0 | 0 | 0 |  | 0 | 0 | 0 | 0 | 0 |  | 0 | 0 | 0 | 0 | 0 | 0 | 0
PG&E GBA | PGE GBA | PGE | Whisman | 115 | 78 | Geothermal |  |  | 0 | 0 |  | 0 | 0 |  | 0 | 0 |  | 0 | 0 | 0 | 0 | 0 |  | 0 | 0 | 0 | 0 | 0 |  | 0 | 0 | 0 | 0 | 0 | 0 | 0
SCE Eastern | SCE Eastern | SCE | Wildlife | 230 | 156 | Geothermal |  |  | 0 | 0 |  | 0 | 0 |  | 0 | 0 |  | 0 | 0 | 0 | 0 | 0 |  | 0 | 0 | 0 | 0 | 0 |  | 0 | 0 | 0 | 0 | 0 | 0 | 0
PG&E FRESNO | PGE Fresno | PGE | Wilson | 115 | 158 | Geothermal |  |  | 0 | 0 |  | 0 | 0 |  | 0 | 0 |  | 0 | 0 | 0 | 0 | 0 |  | 0 | 0 | 0 | 0 | 0 |  | 0 | 0 | 0 | 0 | 0 | 0 | 0
PG&E FRESNO | PGE Fresno | PGE | Wilson | 230 | 169 | Geothermal |  |  | 0 | 0 |  | 0 | 0 |  | 0 | 0 |  | 0 | 0 | 0 | 0 | 0 |  | 0 | 0 | 0 | 0 | 0 |  | 0 | 0 | 0 | 0 | 0 | 0 | 0
SCE Northern | SCE Northern | SCE | Windhub | 230 | 147 | Geothermal |  |  | 0 | 0 |  | 0 | 0 |  | 0 | 0 |  | 0 | 0 | 0 | 0 | 0 |  | 0 | 0 | 0 | 0 | 0 |  | 0 | 0 | 0 | 0 | 0 | 0 | 0
SCE Northern | SCE Northern | SCE | Windhub | 500 | 147 | Geothermal |  |  | 0 | 0 |  | 0 | 0 |  | 0 | 0 |  | 0 | 0 | 0 | 0 | 0 |  | 0 | 0 | 0 | 0 | 0 |  | 0 | 0 | 0 | 0 | 0 | 0 | 0
PG&E GBA | PGE GBA | PGE | Windmaster | 230 | 32 | Geothermal |  |  | 0 | 0 |  | 0 | 0 |  | 0 | 0 |  | 0 | 0 | 0 | 0 | 0 |  | 0 | 0 | 0 | 0 | 0 |  | 0 | 0 | 0 | 0 | 0 | 0 | 0
PG&E NGBA | PGE NGBA | PGE | Windsor | 60 |  | Geothermal |  |  | 0 | 0 |  | 0 | 0 |  | 0 | 0 |  | 0 | 0 | 0 | 0 | 0 |  | 0 | 0 | 0 | 0 | 0 |  | 0 | 0 | 0 | 0 | 0 | 0 | 0
PG&E NGBA | PGE NGBA | PGE | Woodland | 115 | 18 | Geothermal |  |  | 0 | 0 |  | 0 | 0 |  | 0 | 0 |  | 0 | 0 | 0 | 0 | 0 |  | 0 | 0 | 0 | 0 | 0 |  | 0 | 0 | 0 | 0 | 0 | 0 | 0
PG&E FRESNO | PGE Fresno | PGE | Woodward | 115 | 136 | Geothermal |  |  | 0 | 0 |  | 0 | 0 |  | 0 | 0 |  | 0 | 0 | 0 | 0 | 0 |  | 0 | 0 | 0 | 0 | 0 |  | 0 | 0 | 0 | 0 | 0 | 0 | 0
PG&E NGBA | PGE NGBA | PGE | Wyandotte | 115 | 22 | Geothermal |  |  | 0 | 0 |  | 0 | 0 |  | 0 | 0 |  | 0 | 0 | 0 | 0 | 0 |  | 0 | 0 | 0 | 0 | 0 |  | 0 | 0 | 0 | 0 | 0 | 0 | 0
PG&E KERN | PGE Kern | PGE | 7th Standard | 115 | 109 | Biomass |  |  | 0 | 0 |  | 0 | 0 |  | 0 | 0 |  | 0 | 0 | 0 | 0 | 0 |  | 0 | 0 | 0 | 0 | 0 |  | 0 | 0 | 0 | 0 | 0 | 0 | 0
SCE Metro | SCE Metro | SCE | Alamitos | 230 | 132 | Biomass |  |  | 0 | 0 |  | 0 | 0 |  | 0 | 0 |  | 0 | 0 | 0 | 0 | 0 |  | 0 | 0 | 0 | 0 | 0 |  | 0 | 0 | 0 | 0 | 0 | 0 | 0
SCE Eastern | SCE Eastern | SCE | Alberhill | 115 | 156 | Biomass |  |  | 0 | 0 |  | 0 | 0 |  | 0 | 0 |  | 0 | 0 | 0 | 0 | 0 |  | 0 | 0 | 0 | 0 | 0 |  | 0 | 0 | 0 | 0 | 0 | 0 | 0
SCE Eastern | SCE Eastern | SCE | Alberhill | 500 | 156 | Biomass |  |  | 0 | 0 |  | 0 | 0 |  | 0 | 0 |  | 0 | 0 | 0 | 0 | 0 |  | 0 | 0 | 0 | 0 | 0 |  | 0 | 0 | 0 | 0 | 0 | 0 | 0
PG&E GBA | PGE GBA | PGE | Alhambra | 115 | 6 | Biomass |  |  | 0 | 0 |  | 0 | 0 |  | 0 | 0 |  | 0 | 0 | 0 | 0 | 0 |  | 0 | 0 | 0 | 0 | 0 |  | 0 | 0 | 0 | 0 | 0 | 0 | 0
PG&E FRESNO | PGE Fresno | PGE | Alpaugh | 115 | 119 | Biomass |  |  | 0 | 0 |  | 0 | 0 |  | 0 | 0 |  | 0 | 0 | 0 | 0 | 0 |  | 0 | 0 | 0 | 0 | 0 |  | 0 | 0 | 0 | 0 | 0 | 0 | 0
SDGE | SDGE Imperial | SDGE | Alpine | 69 |  | Biomass |  |  | 0 | 0 |  | 0 | 0 |  | 0 | 0 |  | 0 | 0 | 0 | 0 | 0 |  | 0 | 0 | 0 | 0 | 0 |  | 0 | 0 | 0 | 0 | 0 | 0 | 0
PG&E GBA | PGE GBA | PGE | Altamont Midway (Sandhill) | 230 | 26 | Biomass |  |  | 0 | 0 |  | 0 | 0 |  | 0 | 0 |  | 0 | 0 | 0 | 0 | 0 |  | 0 | 0 | 0 | 0 | 0 |  | 0 | 0 | 0 | 0 | 0 | 0 | 0
SCE Northern | SCE Northern | SCE | Antelope | 66 |  | Biomass |  |  | 0 | 0 |  | 0 | 0 |  | 0 | 0 |  | 0 | 0 | 0 | 0 | 0 |  | 0 | 0 | 0 | 0 | 0 |  | 0 | 0 | 0 | 0 | 0 | 0 | 0
SCE Northern | SCE Northern | SCE | Antelope | 230 | 86 | Biomass |  |  | 0 | 0 |  | 0 | 0 |  | 0 | 0 |  | 0 | 0 | 0 | 0 | 0 |  | 0 | 0 | 0 | 0 | 0 |  | 0 | 0 | 0 | 0 | 0 | 0 | 0
SCE Northern | SCE Northern | SCE | Antelope | 500 | 124 | Biomass |  |  | 0 | 0 |  | 0 | 0 |  | 0 | 0 |  | 0 | 0 | 0 | 0 | 0 |  | 0 | 0 | 0 | 0 | 0 |  | 0 | 0 | 0 | 0 | 0 | 0 | 0
PG&E NGBA | PGE NGBA | PGE | Arcata | 60 |  | Biomass |  |  | 0 | 0 |  | 0 | 0 |  | 0 | 0 |  | 0 | 0 | 0 | 0 | 0 |  | 0 | 0 | 0 | 0 | 0 |  | 0 | 0 | 0 | 0 | 0 | 0 | 0
PG&E KERN | PGE Kern | PGE | Arco | 230 | 93 | Biomass |  |  | 0 | 0 |  | 0 | 0 |  | 0 | 0 |  | 0 | 0 | 0 | 0 | 0 |  | 0 | 0 | 0 | 0 | 0 |  | 0 | 0 | 0 | 0 | 0 | 0 | 0
PG&E KERN | PGE Kern | PGE | Arco | 70 |  | Biomass |  |  | 0 | 0 |  | 0 | 0 |  | 0 | 0 |  | 0 | 0 | 0 | 0 | 0 |  | 0 | 0 | 0 | 0 | 0 |  | 0 | 0 | 0 | 0 | 0 | 0 | 0
SCE Metro | SCE Metro | SCE | ArcoGen | 230 | 97 | Biomass |  |  | 0 | 0 |  | 0 | 0 |  | 0 | 0 |  | 0 | 0 | 0 | 0 | 0 |  | 0 | 0 | 0 | 0 | 0 |  | 0 | 0 | 0 | 0 | 0 | 0 | 0
SDGE | SDGE Imperial | SDGE | Artesian | 230 | 195 | Biomass |  |  | 0 | 0 |  | 0 | 0 |  | 0 | 0 |  | 0 | 0 | 0 | 0 | 0 |  | 0 | 0 | 0 | 0 | 0 |  | 0 | 0 | 0 | 0 | 0 | 0 | 0
SDGE | SDGE Imperial | SDGE | Artesian | 69 |  | Biomass |  |  | 0 | 0 |  | 0 | 0 |  | 0 | 0 |  | 0 | 0 | 0 | 0 | 0 |  | 0 | 0 | 0 | 0 | 0 |  | 0 | 0 | 0 | 0 | 0 | 0 | 0
PG&E FRESNO | PGE Fresno | PGE | Ashlan | 230 | 138 | Biomass |  |  | 0 | 0 |  | 0 | 0 |  | 0 | 0 |  | 0 | 0 | 0 | 0 | 0 |  | 0 | 0 | 0 | 0 | 0 |  | 0 | 0 | 0 | 0 | 0 | 0 | 0
PG&E NGBA | PGE NGBA | PGE | Atlantic | 115 | 16 | Biomass |  |  | 0 | 0 |  | 0 | 0 |  | 0 | 0 |  | 0 | 0 | 0 | 0 | 0 |  | 0 | 0 | 0 | 0 | 0 |  | 0 | 0 | 0 | 0 | 0 | 0 | 0
PG&E NGBA | PGE NGBA | PGE | Atlantic | 230 | 20 | Biomass |  |  | 0 | 0 |  | 0 | 0 |  | 0 | 0 |  | 0 | 0 | 0 | 0 | 0 |  | 0 | 0 | 0 | 0 | 0 |  | 0 | 0 | 0 | 0 | 0 | 0 | 0
PG&E NGBA | PGE NGBA | PGE | Atlantic | 60 |  | Biomass |  |  | 0 | 0 |  | 0 | 0 |  | 0 | 0 |  | 0 | 0 | 0 | 0 | 0 |  | 0 | 0 | 0 | 0 | 0 |  | 0 | 0 | 0 | 0 | 0 | 0 | 0
PG&E FRESNO | PGE Fresno | PGE | Atwater | 115 | 139 | Biomass |  |  | 0 | 0 |  | 0 | 0 |  | 0 | 0 |  | 0 | 0 | 0 | 0 | 0 |  | 0 | 0 | 0 | 0 | 0 |  | 0 | 0 | 0 | 0 | 0 | 0 | 0
PG&E GBA | PGE GBA | PGE | Avena | 115 | 36 | Biomass |  |  | 0 | 0 |  | 0 | 0 |  | 0 | 0 |  | 0 | 0 | 0 | 0 | 0 |  | 0 | 0 | 0 | 0 | 0 |  | 0 | 0 | 0 | 0 | 0 | 0 | 0
SDGE | SDGE Imperial | SDGE | Avocado | 69 |  | Biomass |  |  | 0 | 0 |  | 0 | 0 |  | 0 | 0 |  | 0 | 0 | 0 | 0 | 0 |  | 0 | 0 | 0 | 0 | 0 |  | 0 | 0 | 0 | 0 | 0 | 0 | 0
PG&E NGBA | PGE NGBA | PGE | Bahia | 230 | 60 | Biomass |  |  | 0 | 0 |  | 0 | 0 |  | 0 | 0 |  | 0 | 0 | 0 | 0 | 0 |  | 0 | 0 | 0 | 0 | 0 |  | 0 | 0 | 0 | 0 | 0 | 0 | 0
SCE Northern | SCE Northern | SCE | Bailey | 230 | 167 | Biomass |  |  | 0 | 0 |  | 0 | 0 |  | 0 | 0 |  | 0 | 0 | 0 | 0 | 0 |  | 0 | 0 | 0 | 0 | 0 |  | 0 | 0 | 0 | 0 | 0 | 0 | 0
SCE NOL | SCE NOL | SCE | Baker | 115 | 160 | Biomass |  |  | 0 | 0 |  | 0 | 0 |  | 0 | 0 |  | 0 | 0 | 0 | 0 | 0 |  | 0 | 0 | 0 | 0 | 0 |  | 0 | 0 | 0 | 0 | 0 | 0 | 0
PG&E KERN | PGE Kern | PGE | Bakersfield | 230 | 89 | Biomass |  |  | 0 | 0 |  | 0 | 0 |  | 0 | 0 |  | 0 | 0 | 0 | 0 | 0 |  | 0 | 0 | 0 | 0 | 0 |  | 0 | 0 | 0 | 0 | 0 | 0 | 0
PG&E FRESNO | PGE Fresno | PGE | Balch | 230 | 117 | Biomass |  |  | 0 | 0 |  | 0 | 0 |  | 0 | 0 |  | 0 | 0 | 0 | 0 | 0 |  | 0 | 0 | 0 | 0 | 0 |  | 0 | 0 | 0 | 0 | 0 | 0 | 0
SCE Eastern | SCE Eastern | SCE | Bannister | 230 | 174 | Biomass |  |  | 0 | 0 |  | 0 | 0 |  | 0 | 0 |  | 0 | 0 | 0 | 0 | 0 |  | 0 | 0 | 0 | 0 | 0 |  | 0 | 0 | 0 | 0 | 0 | 0 | 0
SCE Metro | SCE Metro | SCE | Barre | 230 | 97 | Biomass |  |  | 0 | 0 |  | 0 | 0 |  | 0 | 0 |  | 0 | 0 | 0 | 0 | 0 |  | 0 | 0 | 0 | 0 | 0 |  | 0 | 0 | 0 | 0 | 0 | 0 | 0
SDGE | SDGE Imperial | SDGE | Bay Boulevard | 69 |  | Biomass |  |  | 0 | 0 |  | 0 | 0 |  | 0 | 0 |  | 0 | 0 | 0 | 0 | 0 |  | 0 | 0 | 0 | 0 | 0 |  | 0 | 0 | 0 | 0 | 0 | 0 | 0
SDGE | SDGE Imperial | SDGE | Bay Boulevard | 230 | 196 | Biomass |  |  | 0 | 0 |  | 0 | 0 |  | 0 | 0 |  | 0 | 0 | 0 | 0 | 0 |  | 0 | 0 | 0 | 0 | 0 |  | 0 | 0 | 0 | 0 | 0 | 0 | 0
EOP | SCE EOP | SCE | Beatty | 138 | 177 | Biomass |  |  | 0 | 0 |  | 0 | 0 |  | 0 | 0 |  | 0 | 0 | 0 | 0 | 0 |  | 0 | 0 | 0 | 0 | 0 |  | 0 | 0 | 0 | 0 | 0 | 0 | 0
EOP | SCE EOP | SCE | Beatty | 230 | 177 | Biomass |  |  | 0 | 0 |  | 0 | 0 |  | 0 | 0 |  | 0 | 0 | 0 | 0 | 0 |  | 0 | 0 | 0 | 0 | 0 |  | 0 | 0 | 0 | 0 | 0 | 0 | 0
PG&E NGBA | PGE NGBA | PGE | Belden | 230 | 24 | Biomass |  |  | 0 | 0 |  | 0 | 0 |  | 0 | 0 |  | 0 | 0 | 0 | 0 | 0 |  | 0 | 0 | 0 | 0 | 0 |  | 0 | 0 | 0 | 0 | 0 | 0 | 0
PG&E NGBA | PGE NGBA | PGE | Bell | 115 | 16 | Biomass |  |  | 0 | 0 |  | 0 | 0 |  | 0 | 0 |  | 0 | 0 | 0 | 0 | 0 |  | 0 | 0 | 0 | 0 | 0 |  | 0 | 0 | 0 | 0 | 0 | 0 | 0
PG&E NGBA | PGE NGBA | PGE | Bellevue | 115 | 27 | Biomass |  |  | 0 | 0 |  | 0 | 0 |  | 0 | 0 |  | 0 | 0 | 0 | 0 | 0 |  | 0 | 0 | 0 | 0 | 0 |  | 0 | 0 | 0 | 0 | 0 | 0 | 0
PG&E GBA | PGE GBA | PGE | Bellota | 115 | 29 | Biomass |  |  | 0 | 0 |  | 0 | 0 |  | 0 | 0 |  | 0 | 0 | 0 | 0 | 0 |  | 0 | 0 | 0 | 0 | 0 |  | 0 | 0 | 0 | 0 | 0 | 0 | 0
PG&E GBA | PGE GBA | PGE | Bellota | 230 | 15 | Biomass |  |  | 0 | 0 |  | 0 | 0 |  | 0 | 0 |  | 0 | 0 | 0 | 0 | 0 |  | 0 | 0 | 0 | 0 | 0 |  | 0 | 0 | 0 | 0 | 0 | 0 | 0
SCE Northern | SCE Northern | SCE | Big Creek | 230 | 153 | Biomass |  |  | 0 | 0 |  | 0 | 0 |  | 0 | 0 |  | 0 | 0 | 0 | 0 | 0 |  | 0 | 0 | 0 | 0 | 0 |  | 0 | 0 | 0 | 0 | 0 | 0 | 0
PG&E FRESNO | PGE Fresno | PGE | Biola | 70 |  | Biomass |  |  | 0 | 0 |  | 0 | 0 |  | 0 | 0 |  | 0 | 0 | 0 | 0 | 0 |  | 0 | 0 | 0 | 0 | 0 |  | 0 | 0 | 0 | 0 | 0 | 0 | 0
PG&E GBA | PGE GBA | PGE | Birds Landing | 230 | 59 | Biomass |  |  | 0 | 0 |  | 0 | 0 |  | 0 | 0 |  | 0 | 0 | 0 | 0 | 0 |  | 0 | 0 | 0 | 0 | 0 |  | 0 | 0 | 0 | 0 | 0 | 0 | 0
SCE Northern | SCE Northern | SCE | Bliss | 66 |  | Biomass |  |  | 0 | 0 |  | 0 | 0 |  | 0 | 0 |  | 0 | 0 | 0 | 0 | 0 |  | 0 | 0 | 0 | 0 | 0 |  | 0 | 0 | 0 | 0 | 0 | 0 | 0
SCE Eastern | SCE Eastern | SCE | Blythe | 161 | 182 | Biomass |  |  | 0 | 0 |  | 0 | 0 |  | 0 | 0 |  | 0 | 0 | 0 | 0 | 0 |  | 0 | 0 | 0 | 0 | 0 |  | 0 | 0 | 0 | 0 | 0 | 0 | 0
PG&E NGBA | PGE NGBA | PGE | Bogue | 115 | 22 | Biomass |  |  | 0 | 0 |  | 0 | 0 |  | 0 | 0 |  | 0 | 0 | 0 | 0 | 0 |  | 0 | 0 | 0 | 0 | 0 |  | 0 | 0 | 0 | 0 | 0 | 0 | 0
PG&E FRESNO | PGE Fresno | PGE | Borden | 230 | 168 | Biomass |  |  | 0 | 0 |  | 0 | 0 |  | 0 | 0 |  | 0 | 0 | 0 | 0 | 0 |  | 0 | 0 | 0 | 0 | 0 |  | 0 | 0 | 0 | 0 | 0 | 0 | 0
PG&E FRESNO | PGE Fresno | PGE | Borden | 70 |  | Biomass |  |  | 0 | 0 |  | 0 | 0 |  | 0 | 0 |  | 0 | 0 | 0 | 0 | 0 |  | 0 | 0 | 0 | 0 | 0 |  | 0 | 0 | 0 | 0 | 0 | 0 | 0
SDGE | SDGE Imperial | SDGE | Boulevard East | 138 | 192 | Biomass |  |  | 0 | 0 |  | 0 | 0 |  | 0 | 0 |  | 0 | 0 | 0 | 0 | 0 |  | 0 | 0 | 0 | 0 | 0 |  | 0 | 0 | 0 | 0 | 0 | 0 | 0
SDGE | SDGE Imperial | SDGE | Boulevard East | 69 |  | Biomass |  |  | 0 | 0 |  | 0 | 0 |  | 0 | 0 |  | 0 | 0 | 0 | 0 | 0 |  | 0 | 0 | 0 | 0 | 0 |  | 0 | 0 | 0 | 0 | 0 | 0 | 0
PG&E GBA | PGE GBA | PGE | Brentwood | 230 | 50 | Biomass |  |  | 0 | 0 |  | 0 | 0 |  | 0 | 0 |  | 0 | 0 | 0 | 0 | 0 |  | 0 | 0 | 0 | 0 | 0 |  | 0 | 0 | 0 | 0 | 0 | 0 | 0
PG&E NGBA | PGE NGBA | PGE | Bridgeville | 115 | 1 | Biomass |  |  | 0 | 0 |  | 0 | 0 |  | 0 | 0 |  | 0 | 0 | 0 | 0 | 0 |  | 0 | 0 | 0 | 0 | 0 |  | 0 | 0 | 0 | 0 | 0 | 0 | 0
PG&E NGBA | PGE NGBA | PGE | Brighton | 115 | 67 | Biomass |  |  | 0 | 0 |  | 0 | 0 |  | 0 | 0 |  | 0 | 0 | 0 | 0 | 0 |  | 0 | 0 | 0 | 0 | 0 |  | 0 | 0 | 0 | 0 | 0 | 0 | 0
PG&E NGBA | PGE NGBA | PGE | Brighton | 230 | 67 | Biomass |  |  | 0 | 0 |  | 0 | 0 |  | 0 | 0 |  | 0 | 0 | 0 | 0 | 0 |  | 0 | 0 | 0 | 0 | 0 |  | 0 | 0 | 0 | 0 | 0 | 0 | 0
PG&E NGBA | PGE NGBA | PGE | Brunswick | 115 | 20 | Biomass |  |  | 0 | 0 |  | 0 | 0 |  | 0 | 0 |  | 0 | 0 | 0 | 0 | 0 |  | 0 | 0 | 0 | 0 | 0 |  | 0 | 0 | 0 | 0 | 0 | 0 | 0
PG&E NGBA | PGE NGBA | PGE | Bucks Creek | 230 | 35 | Biomass |  |  | 0 | 0 |  | 0 | 0 |  | 0 | 0 |  | 0 | 0 | 0 | 0 | 0 |  | 0 | 0 | 0 | 0 | 0 |  | 0 | 0 | 0 | 0 | 0 | 0 | 0
PG&E KERN | PGE Kern | PGE | Buena Vista | 230 |  | Biomass |  |  | 0 | 0 |  | 0 | 0 |  | 0 | 0 |  | 0 | 0 | 0 | 0 | 0 |  | 0 | 0 | 0 | 0 | 0 |  | 0 | 0 | 0 | 0 | 0 | 0 | 0
PG&E FRESNO | PGE Fresno | PGE | Bullard | 115 | 165 | Biomass |  |  | 0 | 0 |  | 0 | 0 |  | 0 | 0 |  | 0 | 0 | 0 | 0 | 0 |  | 0 | 0 | 0 | 0 | 0 |  | 0 | 0 | 0 | 0 | 0 | 0 | 0
PG&E GBA | PGE GBA | PGE | Burlingame | 115 | 3 | Biomass |  |  | 0 | 0 |  | 0 | 0 |  | 0 | 0 |  | 0 | 0 | 0 | 0 | 0 |  | 0 | 0 | 0 | 0 | 0 |  | 0 | 0 | 0 | 0 | 0 | 0 | 0
PG&E NGBA | PGE NGBA | PGE | Burney Forest | 230 | 2 | Biomass |  |  | 0 | 0 |  | 0 | 0 |  | 0 | 0 |  | 0 | 0 | 0 | 0 | 0 |  | 0 | 0 | 0 | 0 | 0 |  | 0 | 0 | 0 | 0 | 0 | 0 | 0
PG&E NGBA | PGE NGBA | PGE | Butte | 115 | 1 | Biomass |  |  | 0 | 0 |  | 0 | 0 |  | 0 | 0 |  | 0 | 0 | 0 | 0 | 0 |  | 0 | 0 | 0 | 0 | 0 |  | 0 | 0 | 0 | 0 | 0 | 0 | 0
PG&E KERN | PGE Kern | PGE | Cabrillo | 115 | 111 | Biomass |  |  | 0 | 0 |  | 0 | 0 |  | 0 | 0 |  | 0 | 0 | 0 | 0 | 0 |  | 0 | 0 | 0 | 0 | 0 |  | 0 | 0 | 0 | 0 | 0 | 0 | 0
PG&E FRESNO | PGE Fresno | PGE | Cal Flats | 230 | 129 | Biomass |  |  | 0 | 0 |  | 0 | 0 |  | 0 | 0 |  | 0 | 0 | 0 | 0 | 0 |  | 0 | 0 | 0 | 0 | 0 |  | 0 | 0 | 0 | 0 | 0 | 0 | 0
SCE NOL | SCE NOL | SCE | Calcite | 230 | 141 | Biomass |  |  | 0 | 0 |  | 0 | 0 |  | 0 | 0 |  | 0 | 0 | 0 | 0 | 0 |  | 0 | 0 | 0 | 0 | 0 |  | 0 | 0 | 0 | 0 | 0 | 0 | 0
PG&E KERN | PGE Kern | PGE | Caliente | 230 | 122 | Biomass |  |  | 0 | 0 |  | 0 | 0 |  | 0 | 0 |  | 0 | 0 | 0 | 0 | 0 |  | 0 | 0 | 0 | 0 | 0 |  | 0 | 0 | 0 | 0 | 0 | 0 | 0
PG&E FRESNO | PGE Fresno | PGE | California Ave | 115 | 105 | Biomass |  |  | 0 | 0 |  | 0 | 0 |  | 0 | 0 |  | 0 | 0 | 0 | 0 | 0 |  | 0 | 0 | 0 | 0 | 0 |  | 0 | 0 | 0 | 0 | 0 | 0 | 0
PG&E KERN | PGE Kern | PGE | Callender | 115 | 126 | Biomass |  |  | 0 | 0 |  | 0 | 0 |  | 0 | 0 |  | 0 | 0 | 0 | 0 | 0 |  | 0 | 0 | 0 | 0 | 0 |  | 0 | 0 | 0 | 0 | 0 | 0 | 0
PG&E NGBA | PGE NGBA | PGE | Calpella | 115 | 37 | Biomass |  |  | 0 | 0 |  | 0 | 0 |  | 0 | 0 |  | 0 | 0 | 0 | 0 | 0 |  | 0 | 0 | 0 | 0 | 0 |  | 0 | 0 | 0 | 0 | 0 | 0 | 0
PG&E GBA | PGE GBA | PGE | Camanche | 230 | 15 | Biomass |  |  | 0 | 0 |  | 0 | 0 |  | 0 | 0 |  | 0 | 0 | 0 | 0 | 0 |  | 0 | 0 | 0 | 0 | 0 |  | 0 | 0 | 0 | 0 | 0 | 0 | 0
SDGE | SDGE Imperial | SDGE | Cameron | 69 |  | Biomass |  |  | 0 | 0 |  | 0 | 0 |  | 0 | 0 |  | 0 | 0 | 0 | 0 | 0 |  | 0 | 0 | 0 | 0 | 0 |  | 0 | 0 | 0 | 0 | 0 | 0 | 0
SDGE | SDGE Imperial | SDGE | Cannon | 69 |  | Biomass |  |  | 0 | 0 |  | 0 | 0 |  | 0 | 0 |  | 0 | 0 | 0 | 0 | 0 |  | 0 | 0 | 0 | 0 | 0 |  | 0 | 0 | 0 | 0 | 0 | 0 | 0
PG&E FRESNO | PGE Fresno | PGE | Cantua | 115 | 115 | Biomass |  |  | 0 | 0 |  | 0 | 0 |  | 0 | 0 |  | 0 | 0 | 0 | 0 | 0 |  | 0 | 0 | 0 | 0 | 0 |  | 0 | 0 | 0 | 0 | 0 | 0 | 0
SDGE | SDGE Imperial | SDGE | Capistrano | 138 | 173 | Biomass |  |  | 0 | 0 |  | 0 | 0 |  | 0 | 0 |  | 0 | 0 | 0 | 0 | 0 |  | 0 | 0 | 0 | 0 | 0 |  | 0 | 0 | 0 | 0 | 0 | 0 | 0
SDGE | SDGE Imperial | SDGE | Capistrano | 230 | 173 | Biomass |  |  | 0 | 0 |  | 0 | 0 |  | 0 | 0 |  | 0 | 0 | 0 | 0 | 0 |  | 0 | 0 | 0 | 0 | 0 |  | 0 | 0 | 0 | 0 | 0 | 0 | 0
PG&E NGBA | PGE NGBA | PGE | Carberry | 230 | 2 | Biomass |  |  | 0 | 0 |  | 0 | 0 |  | 0 | 0 |  | 0 | 0 | 0 | 0 | 0 |  | 0 | 0 | 0 | 0 | 0 |  | 0 | 0 | 0 | 0 | 0 | 0 | 0
SCE Eastern | SCE Eastern | SCE | Cardiff | 66 |  | Biomass |  |  | 0 | 0 |  | 0 | 0 |  | 0 | 0 |  | 0 | 0 | 0 | 0 | 0 |  | 0 | 0 | 0 | 0 | 0 |  | 0 | 0 | 0 | 0 | 0 | 0 | 0
PG&E NGBA | PGE NGBA | PGE | Caribou | 60 |  | Biomass |  |  | 0 | 0 |  | 0 | 0 |  | 0 | 0 |  | 0 | 0 | 0 | 0 | 0 |  | 0 | 0 | 0 | 0 | 0 |  | 0 | 0 | 0 | 0 | 0 | 0 | 0
PG&E NGBA | PGE NGBA | PGE | Caribou | 115 | 7 | Biomass |  |  | 0 | 0 |  | 0 | 0 |  | 0 | 0 |  | 0 | 0 | 0 | 0 | 0 |  | 0 | 0 | 0 | 0 | 0 |  | 0 | 0 | 0 | 0 | 0 | 0 | 0
PG&E NGBA | PGE NGBA | PGE | Caribou | 230 | 7 | Biomass |  |  | 0 | 0 |  | 0 | 0 |  | 0 | 0 |  | 0 | 0 | 0 | 0 | 0 |  | 0 | 0 | 0 | 0 | 0 |  | 0 | 0 | 0 | 0 | 0 | 0 | 0
EOP | SCE EOP | SCE | Carpenter Canyon (fka Gamebird) | 138 | 177 | Biomass |  |  | 0 | 0 |  | 0 | 0 |  | 0 | 0 |  | 0 | 0 | 0 | 0 | 0 |  | 0 | 0 | 0 | 0 | 0 |  | 0 | 0 | 0 | 0 | 0 | 0 | 0
EOP | SCE EOP | SCE | Carpenter Canyon (fka Gamebird) | 230 | 177 | Biomass |  |  | 0 | 0 |  | 0 | 0 |  | 0 | 0 |  | 0 | 0 | 0 | 0 | 0 |  | 0 | 0 | 0 | 0 | 0 |  | 0 | 0 | 0 | 0 | 0 | 0 | 0
PG&E NGBA | PGE NGBA | PGE | Carquinez | 115 | 27 | Biomass |  |  | 0 | 0 |  | 0 | 0 |  | 0 | 0 |  | 0 | 0 | 0 | 0 | 0 |  | 0 | 0 | 0 | 0 | 0 |  | 0 | 0 | 0 | 0 | 0 | 0 | 0
SDGE | SDGE Imperial | SDGE | Carrizo Gorge | 138 | 192 | Biomass |  |  | 0 | 0 |  | 0 | 0 |  | 0 | 0 |  | 0 | 0 | 0 | 0 | 0 |  | 0 | 0 | 0 | 0 | 0 |  | 0 | 0 | 0 | 0 | 0 | 0 | 0
PG&E KERN | PGE Kern | PGE | Carrizo Plains | 115 | 122 | Biomass |  |  | 0 | 0 |  | 0 | 0 |  | 0 | 0 |  | 0 | 0 | 0 | 0 | 0 |  | 0 | 0 | 0 | 0 | 0 |  | 0 | 0 | 0 | 0 | 0 | 0 | 0
PG&E KERN | PGE Kern | PGE | Casaloma | 230 | 68 | Biomass |  |  | 0 | 0 |  | 0 | 0 |  | 0 | 0 |  | 0 | 0 | 0 | 0 | 0 |  | 0 | 0 | 0 | 0 | 0 |  | 0 | 0 | 0 | 0 | 0 | 0 | 0
PG&E GBA | PGE GBA | PGE | Castro Valley | 230 | 42 | Biomass |  |  | 0 | 0 |  | 0 | 0 |  | 0 | 0 |  | 0 | 0 | 0 | 0 | 0 |  | 0 | 0 | 0 | 0 | 0 |  | 0 | 0 | 0 | 0 | 0 | 0 | 0
PG&E GBA | PGE GBA | PGE | Cayetano | 230 | 50 | Biomass |  |  | 0 | 0 |  | 0 | 0 |  | 0 | 0 |  | 0 | 0 | 0 | 0 | 0 |  | 0 | 0 | 0 | 0 | 0 |  | 0 | 0 | 0 | 0 | 0 | 0 | 0
SCE Metro | SCE Metro | SCE | Center | 230 | 97 | Biomass |  |  | 0 | 0 |  | 0 | 0 |  | 0 | 0 |  | 0 | 0 | 0 | 0 | 0 |  | 0 | 0 | 0 | 0 | 0 |  | 0 | 0 | 0 | 0 | 0 | 0 | 0
PG&E KERN | PGE Kern | PGE | Charca | 115 | 74 | Biomass |  |  | 0 | 0 |  | 0 | 0 |  | 0 | 0 |  | 0 | 0 | 0 | 0 | 0 |  | 0 | 0 | 0 | 0 | 0 |  | 0 | 0 | 0 | 0 | 0 | 0 | 0
EOP | SCE EOP | SCE | Charleston | 138 | 177 | Biomass |  |  | 0 | 0 |  | 0 | 0 |  | 0 | 0 |  | 0 | 0 | 0 | 0 | 0 |  | 0 | 0 | 0 | 0 | 0 |  | 0 | 0 | 0 | 0 | 0 | 0 | 0
SCE Metro | SCE Metro | SCE | Chevmain | 230 | 97 | Biomass |  |  | 0 | 0 |  | 0 | 0 |  | 0 | 0 |  | 0 | 0 | 0 | 0 | 0 |  | 0 | 0 | 0 | 0 | 0 |  | 0 | 0 | 0 | 0 | 0 | 0 | 0
SDGE | SDGE Imperial | SDGE | Chicarita | 138 | 186 | Biomass |  |  | 0 | 0 |  | 0 | 0 |  | 0 | 0 |  | 0 | 0 | 0 | 0 | 0 |  | 0 | 0 | 0 | 0 | 0 |  | 0 | 0 | 0 | 0 | 0 | 0 | 0
SCE Metro | SCE Metro | SCE | Chino | 230 | 97 | Biomass |  |  | 0 | 0 |  | 0 | 0 |  | 0 | 0 |  | 0 | 0 | 0 | 0 | 0 |  | 0 | 0 | 0 | 0 | 0 |  | 0 | 0 | 0 | 0 | 0 | 0 | 0
PG&E FRESNO | PGE Fresno | PGE | Chowchilla | 115 | 166 | Biomass |  |  | 0 | 0 |  | 0 | 0 |  | 0 | 0 |  | 0 | 0 | 0 | 0 | 0 |  | 0 | 0 | 0 | 0 | 0 |  | 0 | 0 | 0 | 0 | 0 | 0 | 0
PG&E GBA | PGE GBA | PGE | Christie | 60 |  | Biomass |  |  | 0 | 0 |  | 0 | 0 |  | 0 | 0 |  | 0 | 0 | 0 | 0 | 0 |  | 0 | 0 | 0 | 0 | 0 |  | 0 | 0 | 0 | 0 | 0 | 0 | 0
PG&E GBA | PGE GBA | PGE | Christie | 115 | 6 | Biomass |  |  | 0 | 0 |  | 0 | 0 |  | 0 | 0 |  | 0 | 0 | 0 | 0 | 0 |  | 0 | 0 | 0 | 0 | 0 |  | 0 | 0 | 0 | 0 | 0 | 0 | 0
SCE Eastern | SCE Arizona | SCE | Cielo Azul | 500 | 181 | Biomass |  |  | 0 | 0 |  | 0 | 0 |  | 0 | 0 |  | 0 | 0 | 0 | 0 | 0 |  | 0 | 0 | 0 | 0 | 0 |  | 0 | 0 | 0 | 0 | 0 | 0 | 0
PG&E GBA | PGE GBA | PGE | Clay | 60 |  | Biomass |  |  | 0 | 0 |  | 0 | 0 |  | 0 | 0 |  | 0 | 0 | 0 | 0 | 0 |  | 0 | 0 | 0 | 0 | 0 |  | 0 | 0 | 0 | 0 | 0 | 0 | 0
PG&E GBA | PGE GBA | PGE | Clayton | 115 | 1 | Biomass |  |  | 0 | 0 |  | 0 | 0 |  | 0 | 0 |  | 0 | 0 | 0 | 0 | 0 |  | 0 | 0 | 0 | 0 | 0 |  | 0 | 0 | 0 | 0 | 0 | 0 | 0
PG&E NGBA | PGE NGBA | PGE | Cloverdale | 115 | 37 | Biomass |  |  | 0 | 0 |  | 0 | 0 |  | 0 | 0 |  | 0 | 0 | 0 | 0 | 0 |  | 0 | 0 | 0 | 0 | 0 |  | 0 | 0 | 0 | 0 | 0 | 0 | 0
PG&E FRESNO | PGE Fresno | PGE | Clovis | 115 | 136 | Biomass |  |  | 0 | 0 |  | 0 | 0 |  | 0 | 0 |  | 0 | 0 | 0 | 0 | 0 |  | 0 | 0 | 0 | 0 | 0 |  | 0 | 0 | 0 | 0 | 0 | 0 | 0
PG&E GBA | PGE GBA | PGE | Coburn | 230 | 116 | Biomass |  |  | 0 | 0 |  | 0 | 0 |  | 0 | 0 |  | 0 | 0 | 0 | 0 | 0 |  | 0 | 0 | 0 | 0 | 0 |  | 0 | 0 | 0 | 0 | 0 | 0 | 0
PG&E GBA | PGE GBA | PGE | Coburn | 60 |  | Biomass |  |  | 0 | 0 |  | 0 | 0 |  | 0 | 0 |  | 0 | 0 | 0 | 0 | 0 |  | 0 | 0 | 0 | 0 | 0 |  | 0 | 0 | 0 | 0 | 0 | 0 | 0
PG&E NGBA | PGE NGBA | PGE | Colgate | 230 | 22 | Biomass |  |  | 0 | 0 |  | 0 | 0 |  | 0 | 0 |  | 0 | 0 | 0 | 0 | 0 |  | 0 | 0 | 0 | 0 | 0 |  | 0 | 0 | 0 | 0 | 0 | 0 | 0
PG&E GBA | PGE GBA | PGE | Collierville | 230 | 44 | Biomass |  |  | 0 | 0 |  | 0 | 0 |  | 0 | 0 |  | 0 | 0 | 0 | 0 | 0 |  | 0 | 0 | 0 | 0 | 0 |  | 0 | 0 | 0 | 0 | 0 | 0 | 0
PG&E GBA | PGE GBA | PGE | Collinsville | 230 | 1 | Biomass |  |  | 0 | 0 |  | 0 | 0 |  | 0 | 0 |  | 0 | 0 | 0 | 0 | 0 |  | 0 | 0 | 0 | 0 | 0 |  | 0 | 0 | 0 | 0 | 0 | 0 | 0
PG&E GBA | PGE GBA | PGE | Collinsville | 500 | 1 | Biomass |  |  | 0 | 0 |  | 0 | 0 |  | 0 | 0 |  | 0 | 0 | 0 | 0 | 0 |  | 0 | 0 | 0 | 0 | 0 |  | 0 | 0 | 0 | 0 | 0 | 0 | 0
SCE Eastern | SCE Eastern | SCE | Colorado River | 230 | 170 | Biomass |  |  | 0 | 0 |  | 0 | 0 |  | 0 | 0 |  | 0 | 0 | 0 | 0 | 0 |  | 0 | 0 | 0 | 0 | 0 |  | 0 | 0 | 0 | 0 | 0 | 0 | 0
SCE Eastern | SCE Eastern | SCE | Colorado River | 500 | 154 | Biomass |  |  | 0 | 0 |  | 0 | 0 |  | 0 | 0 |  | 0 | 0 | 0 | 0 | 0 |  | 0 | 0 | 0 | 0 | 0 |  | 0 | 0 | 0 | 0 | 0 | 0 | 0
PG&E KERN | PGE Kern | PGE | Columbus | 115 | 99 | Biomass |  |  | 0 | 0 |  | 0 | 0 |  | 0 | 0 |  | 0 | 0 | 0 | 0 | 0 |  | 0 | 0 | 0 | 0 | 0 |  | 0 | 0 | 0 | 0 | 0 | 0 | 0
PG&E GBA | PGE GBA | PGE | Contra Costa | 115 | 63 | Biomass |  |  | 0 | 0 |  | 0 | 0 |  | 0 | 0 |  | 0 | 0 | 0 | 0 | 0 |  | 0 | 0 | 0 | 0 | 0 |  | 0 | 0 | 0 | 0 | 0 | 0 | 0
PG&E GBA | PGE GBA | PGE | Contra Costa | 230 | 50 | Biomass |  |  | 0 | 0 |  | 0 | 0 |  | 0 | 0 |  | 0 | 0 | 0 | 0 | 0 |  | 0 | 0 | 0 | 0 | 0 |  | 0 | 0 | 0 | 0 | 0 | 0 | 0
PG&E GBA | PGE GBA | PGE | Contra Costa PP | 230 | 59 | Biomass |  |  | 0 | 0 |  | 0 | 0 |  | 0 | 0 |  | 0 | 0 | 0 | 0 | 0 |  | 0 | 0 | 0 | 0 | 0 |  | 0 | 0 | 0 | 0 | 0 | 0 | 0
SCE NOL | SCE NOL | SCE | Control | 115 | 175 | Biomass |  |  | 0 | 0 |  | 0 | 0 |  | 0 | 0 |  | 0 | 0 | 0 | 0 | 0 |  | 0 | 0 | 0 | 0 | 0 |  | 0 | 0 | 0 | 0 | 0 | 0 | 0
SCE NOL | SCE NOL | SCE | Control | 55 |  | Biomass |  |  | 0 | 0 |  | 0 | 0 |  | 0 | 0 |  | 0 | 0 | 0 | 0 | 0 |  | 0 | 0 | 0 | 0 | 0 |  | 0 | 0 | 0 | 0 | 0 | 0 | 0
PG&E GBA | PGE GBA | PGE | Cooley Landing | 115 | 6 | Biomass |  |  | 0 | 0 |  | 0 | 0 |  | 0 | 0 |  | 0 | 0 | 0 | 0 | 0 |  | 0 | 0 | 0 | 0 | 0 |  | 0 | 0 | 0 | 0 | 0 | 0 | 0
PG&E GBA | PGE GBA | PGE | Cooley Landing | 60 |  | Biomass |  |  | 0 | 0 |  | 0 | 0 |  | 0 | 0 |  | 0 | 0 | 0 | 0 | 0 |  | 0 | 0 | 0 | 0 | 0 |  | 0 | 0 | 0 | 0 | 0 | 0 | 0
SCE NOL | SCE NOL | SCE | Coolwater | 230 | 160 | Biomass |  |  | 0 | 0 |  | 0 | 0 |  | 0 | 0 |  | 0 | 0 | 0 | 0 | 0 |  | 0 | 0 | 0 | 0 | 0 |  | 0 | 0 | 0 | 0 | 0 | 0 | 0
SCE NOL | SCE NOL | SCE | Coolwater | 115 | 160 | Biomass |  |  | 0 | 0 |  | 0 | 0 |  | 0 | 0 |  | 0 | 0 | 0 | 0 | 0 |  | 0 | 0 | 0 | 0 | 0 |  | 0 | 0 | 0 | 0 | 0 | 0 | 0
PG&E KERN | PGE Kern | PGE | Copus | 70 |  | Biomass |  |  | 0 | 0 |  | 0 | 0 |  | 0 | 0 |  | 0 | 0 | 0 | 0 | 0 |  | 0 | 0 | 0 | 0 | 0 |  | 0 | 0 | 0 | 0 | 0 | 0 | 0
PG&E FRESNO | PGE Fresno | PGE | Corcoran | 70 |  | Biomass |  |  | 0 | 0 |  | 0 | 0 |  | 0 | 0 |  | 0 | 0 | 0 | 0 | 0 |  | 0 | 0 | 0 | 0 | 0 |  | 0 | 0 | 0 | 0 | 0 | 0 | 0
PG&E FRESNO | PGE Fresno | PGE | Corcoran | 115 | 148 | Biomass |  |  | 0 | 0 |  | 0 | 0 |  | 0 | 0 |  | 0 | 0 | 0 | 0 | 0 |  | 0 | 0 | 0 | 0 | 0 |  | 0 | 0 | 0 | 0 | 0 | 0 | 0
PG&E NGBA | PGE NGBA | PGE | Corona | 115 | 27 | Biomass |  |  | 0 | 0 |  | 0 | 0 |  | 0 | 0 |  | 0 | 0 | 0 | 0 | 0 |  | 0 | 0 | 0 | 0 | 0 |  | 0 | 0 | 0 | 0 | 0 | 0 | 0
PG&E NGBA | PGE NGBA | PGE | Cortina | 230 | 27 | Biomass |  |  | 0 | 0 |  | 0 | 0 |  | 0 | 0 |  | 0 | 0 | 0 | 0 | 0 |  | 0 | 0 | 0 | 0 | 0 |  | 0 | 0 | 0 | 0 | 0 | 0 | 0
PG&E NGBA | PGE NGBA | PGE | Cortina | 115 | 30 | Biomass |  |  | 0 | 0 |  | 0 | 0 |  | 0 | 0 |  | 0 | 0 | 0 | 0 | 0 |  | 0 | 0 | 0 | 0 | 0 |  | 0 | 0 | 0 | 0 | 0 | 0 | 0
PG&E GBA | PGE GBA | PGE | Cottle | 230 | 155 | Biomass |  |  | 0 | 0 |  | 0 | 0 |  | 0 | 0 |  | 0 | 0 | 0 | 0 | 0 |  | 0 | 0 | 0 | 0 | 0 |  | 0 | 0 | 0 | 0 | 0 | 0 | 0
PG&E NGBA | PGE NGBA | PGE | Cottonwood | 115 | 1 | Biomass |  |  | 0 | 0 |  | 0 | 0 |  | 0 | 0 |  | 0 | 0 | 0 | 0 | 0 |  | 0 | 0 | 0 | 0 | 0 |  | 0 | 0 | 0 | 0 | 0 | 0 | 0
PG&E NGBA | PGE NGBA | PGE | Cottonwood | 230 | 1 | Biomass |  |  | 0 | 0 |  | 0 | 0 |  | 0 | 0 |  | 0 | 0 | 0 | 0 | 0 |  | 0 | 0 | 0 | 0 | 0 |  | 0 | 0 | 0 | 0 | 0 | 0 | 0
PG&E NGBA | PGE NGBA | PGE | Cottonwood | 60 |  | Biomass |  |  | 0 | 0 |  | 0 | 0 |  | 0 | 0 |  | 0 | 0 | 0 | 0 | 0 |  | 0 | 0 | 0 | 0 | 0 |  | 0 | 0 | 0 | 0 | 0 | 0 | 0
PG&E NGBA | PGE NGBA | PGE | Cove Road | 230 | 1 | Biomass |  |  | 0 | 0 |  | 0 | 0 |  | 0 | 0 |  | 0 | 0 | 0 | 0 | 0 |  | 0 | 0 | 0 | 0 | 0 |  | 0 | 0 | 0 | 0 | 0 | 0 | 0
PG&E GBA | PGE GBA | PGE | Coyote | 230 | 11 | Biomass |  |  | 0 | 0 |  | 0 | 0 |  | 0 | 0 |  | 0 | 0 | 0 | 0 | 0 |  | 0 | 0 | 0 | 0 | 0 |  | 0 | 0 | 0 | 0 | 0 | 0 | 0
PG&E GBA | PGE GBA | PGE | Crazy Horse Canyon | 115 | 84 | Biomass |  |  | 0 | 0 |  | 0 | 0 |  | 0 | 0 |  | 0 | 0 | 0 | 0 | 0 |  | 0 | 0 | 0 | 0 | 0 |  | 0 | 0 | 0 | 0 | 0 | 0 | 0
SDGE | SDGE Imperial | SDGE | Creelman | 69 |  | Biomass |  |  | 0 | 0 |  | 0 | 0 |  | 0 | 0 |  | 0 | 0 | 0 | 0 | 0 |  | 0 | 0 | 0 | 0 | 0 |  | 0 | 0 | 0 | 0 | 0 | 0 | 0
PG&E FRESNO | PGE Fresno | PGE | Crescent | 70 |  | Biomass |  |  | 0 | 0 |  | 0 | 0 |  | 0 | 0 |  | 0 | 0 | 0 | 0 | 0 |  | 0 | 0 | 0 | 0 | 0 |  | 0 | 0 | 0 | 0 | 0 | 0 | 0
PG&E FRESNO | PGE Fresno | PGE | Cressey | 115 | 139 | Biomass |  |  | 0 | 0 |  | 0 | 0 |  | 0 | 0 |  | 0 | 0 | 0 | 0 | 0 |  | 0 | 0 | 0 | 0 | 0 |  | 0 | 0 | 0 | 0 | 0 | 0 | 0
PG&E NGBA | PGE NGBA | PGE | Cresta | 230 | 24 | Biomass |  |  | 0 | 0 |  | 0 | 0 |  | 0 | 0 |  | 0 | 0 | 0 | 0 | 0 |  | 0 | 0 | 0 | 0 | 0 |  | 0 | 0 | 0 | 0 | 0 | 0 | 0
SDGE | SDGE Imperial | SDGE | Crestwood | 69 |  | Biomass |  |  | 0 | 0 |  | 0 | 0 |  | 0 | 0 |  | 0 | 0 | 0 | 0 | 0 |  | 0 | 0 | 0 | 0 | 0 |  | 0 | 0 | 0 | 0 | 0 | 0 | 0
PG&E GBA | PGE GBA | PGE | Crow Creek | 60 |  | Biomass |  |  | 0 | 0 |  | 0 | 0 |  | 0 | 0 |  | 0 | 0 | 0 | 0 | 0 |  | 0 | 0 | 0 | 0 | 0 |  | 0 | 0 | 0 | 0 | 0 | 0 | 0
PG&E GBA | PGE GBA | PGE | Crows Landing | 60 |  | Biomass |  |  | 0 | 0 |  | 0 | 0 |  | 0 | 0 |  | 0 | 0 | 0 | 0 | 0 |  | 0 | 0 | 0 | 0 | 0 |  | 0 | 0 | 0 | 0 | 0 | 0 | 0
PG&E GBA | PGE GBA | PGE | Curtis | 115 | 44 | Biomass |  |  | 0 | 0 |  | 0 | 0 |  | 0 | 0 |  | 0 | 0 | 0 | 0 | 0 |  | 0 | 0 | 0 | 0 | 0 |  | 0 | 0 | 0 | 0 | 0 | 0 | 0
PG&E FRESNO | PGE Fresno | PGE | Dairyland | 115 | 137 | Biomass |  |  | 0 | 0 |  | 0 | 0 |  | 0 | 0 |  | 0 | 0 | 0 | 0 | 0 |  | 0 | 0 | 0 | 0 | 0 |  | 0 | 0 | 0 | 0 | 0 | 0 | 0
PG&E NGBA | PGE NGBA | PGE | Davis | 115 | 39 | Biomass |  |  | 0 | 0 |  | 0 | 0 |  | 0 | 0 |  | 0 | 0 | 0 | 0 | 0 |  | 0 | 0 | 0 | 0 | 0 |  | 0 | 0 | 0 | 0 | 0 | 0 | 0
SCE Metro | SCE Metro | SCE | Del Amo | 500 | 97 | Biomass |  |  | 0 | 0 |  | 0 | 0 |  | 0 | 0 |  | 0 | 0 | 0 | 0 | 0 |  | 0 | 0 | 0 | 0 | 0 |  | 0 | 0 | 0 | 0 | 0 | 0 | 0
SCE Metro | SCE Metro | SCE | Del Amo | 230 | 97 | Biomass |  |  | 0 | 0 |  | 0 | 0 |  | 0 | 0 |  | 0 | 0 | 0 | 0 | 0 |  | 0 | 0 | 0 | 0 | 0 |  | 0 | 0 | 0 | 0 | 0 | 0 | 0
SCE Eastern | SCE Arizona | SCE | Delaney | 500 | 181 | Biomass |  |  | 0 | 0 |  | 0 | 0 |  | 0 | 0 |  | 0 | 0 | 0 | 0 | 0 |  | 0 | 0 | 0 | 0 | 0 |  | 0 | 0 | 0 | 0 | 0 | 0 | 0
PG&E NGBA | PGE NGBA | PGE | Delevan | 230 | 25 | Biomass |  |  | 0 | 0 |  | 0 | 0 |  | 0 | 0 |  | 0 | 0 | 0 | 0 | 0 |  | 0 | 0 | 0 | 0 | 0 |  | 0 | 0 | 0 | 0 | 0 | 0 | 0
PG&E GBA | PGE GBA | PGE | Delta PP | 230 | 32 | Biomass |  |  | 0 | 0 |  | 0 | 0 |  | 0 | 0 |  | 0 | 0 | 0 | 0 | 0 |  | 0 | 0 | 0 | 0 | 0 |  | 0 | 0 | 0 | 0 | 0 | 0 | 0
EOP | SCE EOP | SCE | Desert View | 230 | 177 | Biomass |  |  | 0 | 0 |  | 0 | 0 |  | 0 | 0 |  | 0 | 0 | 0 | 0 | 0 |  | 0 | 0 | 0 | 0 | 0 |  | 0 | 0 | 0 | 0 | 0 | 0 | 0
SCE Eastern | SCE Eastern | SCE | Devers | 230 | 156 | Biomass |  |  | 0 | 0 |  | 0 | 0 |  | 0 | 0 |  | 0 | 0 | 0 | 0 | 0 |  | 0 | 0 | 0 | 0 | 0 |  | 0 | 0 | 0 | 0 | 0 | 0 | 0
SCE Eastern | SCE Eastern | SCE | Devers | 500 | 156 | Biomass |  |  | 0 | 0 |  | 0 | 0 |  | 0 | 0 |  | 0 | 0 | 0 | 0 | 0 |  | 0 | 0 | 0 | 0 | 0 |  | 0 | 0 | 0 | 0 | 0 | 0 | 0
PG&E KERN | PGE Kern | PGE | Diablo Canyon | 230 | 111 | Biomass |  |  | 0 | 0 |  | 0 | 0 |  | 0 | 0 |  | 0 | 0 | 0 | 0 | 0 |  | 0 | 0 | 0 | 0 | 0 |  | 0 | 0 | 0 | 0 | 0 | 0 | 0
PG&E KERN | PGE Kern | PGE | Diablo Canyon | 500 | 98 | Biomass |  |  | 0 | 0 |  | 0 | 0 |  | 0 | 0 |  | 0 | 0 | 0 | 0 | 0 |  | 0 | 0 | 0 | 0 | 0 |  | 0 | 0 | 0 | 0 | 0 | 0 | 0
PG&E KERN | PGE Kern | PGE | Divide | 115 | 111 | Biomass |  |  | 0 | 0 |  | 0 | 0 |  | 0 | 0 |  | 0 | 0 | 0 | 0 | 0 |  | 0 | 0 | 0 | 0 | 0 |  | 0 | 0 | 0 | 0 | 0 | 0 | 0
PG&E GBA | PGE GBA | PGE | Dixon Landing | 115 | 11 | Biomass |  |  | 0 | 0 |  | 0 | 0 |  | 0 | 0 |  | 0 | 0 | 0 | 0 | 0 |  | 0 | 0 | 0 | 0 | 0 |  | 0 | 0 | 0 | 0 | 0 | 0 | 0
PG&E FRESNO | PGE Fresno | PGE | Dos Amigos | 230 | 70 | Biomass |  |  | 0 | 0 |  | 0 | 0 |  | 0 | 0 |  | 0 | 0 | 0 | 0 | 0 |  | 0 | 0 | 0 | 0 | 0 |  | 0 | 0 | 0 | 0 | 0 | 0 | 0
PG&E NGBA | PGE NGBA | PGE | Drum | 115 | 21 | Biomass |  |  | 0 | 0 |  | 0 | 0 |  | 0 | 0 |  | 0 | 0 | 0 | 0 | 0 |  | 0 | 0 | 0 | 0 | 0 |  | 0 | 0 | 0 | 0 | 0 | 0 | 0
PG&E GBA | PGE GBA | PGE | Dumbarton | 115 | 3 | Biomass |  |  | 0 | 0 |  | 0 | 0 |  | 0 | 0 |  | 0 | 0 | 0 | 0 | 0 |  | 0 | 0 | 0 | 0 | 0 |  | 0 | 0 | 0 | 0 | 0 | 0 | 0
SCE NOL | SCE NOL | SCE | Dunn Siding | 115 | 160 | Biomass |  |  | 0 | 0 |  | 0 | 0 |  | 0 | 0 |  | 0 | 0 | 0 | 0 | 0 |  | 0 | 0 | 0 | 0 | 0 |  | 0 | 0 | 0 | 0 | 0 | 0 | 0
SCE Eastern | SCE Eastern | SCE | Eagle Mountain | 230 | 174 | Biomass |  |  | 0 | 0 |  | 0 | 0 |  | 0 | 0 |  | 0 | 0 | 0 | 0 | 0 |  | 0 | 0 | 0 | 0 | 0 |  | 0 | 0 | 0 | 0 | 0 | 0 | 0
PG&E NGBA | PGE NGBA | PGE | Eagle Rock (PGE) | 60 |  | Biomass |  |  | 0 | 0 |  | 0 | 0 |  | 0 | 0 |  | 0 | 0 | 0 | 0 | 0 |  | 0 | 0 | 0 | 0 | 0 |  | 0 | 0 | 0 | 0 | 0 | 0 | 0
PG&E NGBA | PGE NGBA | PGE | Eagle Rock (PGE) | 115 | 37 | Biomass |  |  | 0 | 0 |  | 0 | 0 |  | 0 | 0 |  | 0 | 0 | 0 | 0 | 0 |  | 0 | 0 | 0 | 0 | 0 |  | 0 | 0 | 0 | 0 | 0 | 0 | 0
SCE Metro | SCE Metro | SCE | Eagle Rock (SCE) | 230 | 97 | Biomass |  |  | 0 | 0 |  | 0 | 0 |  | 0 | 0 |  | 0 | 0 | 0 | 0 | 0 |  | 0 | 0 | 0 | 0 | 0 |  | 0 | 0 | 0 | 0 | 0 | 0 | 0
PG&E NGBA | PGE NGBA | PGE | East Marysville | 115 | 9 | Biomass |  |  | 0 | 0 |  | 0 | 0 |  | 0 | 0 |  | 0 | 0 | 0 | 0 | 0 |  | 0 | 0 | 0 | 0 | 0 |  | 0 | 0 | 0 | 0 | 0 | 0 | 0
PG&E NGBA | PGE NGBA | PGE | East Nicolaus | 115 | 16 | Biomass |  |  | 0 | 0 |  | 0 | 0 |  | 0 | 0 |  | 0 | 0 | 0 | 0 | 0 |  | 0 | 0 | 0 | 0 | 0 |  | 0 | 0 | 0 | 0 | 0 | 0 | 0
PG&E NGBA | PGE NGBA | PGE | East Nicolaus | 60 |  | Biomass |  |  | 0 | 0 |  | 0 | 0 |  | 0 | 0 |  | 0 | 0 | 0 | 0 | 0 |  | 0 | 0 | 0 | 0 | 0 |  | 0 | 0 | 0 | 0 | 0 | 0 | 0
PG&E GBA | PGE GBA | PGE | Eastshore | 115 | 3 | Biomass |  |  | 0 | 0 |  | 0 | 0 |  | 0 | 0 |  | 0 | 0 | 0 | 0 | 0 |  | 0 | 0 | 0 | 0 | 0 |  | 0 | 0 | 0 | 0 | 0 | 0 | 0
PG&E GBA | PGE GBA | PGE | Eastshore | 230 | 46 | Biomass |  |  | 0 | 0 |  | 0 | 0 |  | 0 | 0 |  | 0 | 0 | 0 | 0 | 0 |  | 0 | 0 | 0 | 0 | 0 |  | 0 | 0 | 0 | 0 | 0 | 0 | 0
SDGE | SDGE Imperial | SDGE | ECO | 138 | 198 | Biomass |  |  | 0 | 0 |  | 0 | 0 |  | 0 | 0 |  | 0 | 0 | 0 | 0 | 0 |  | 0 | 0 | 0 | 0 | 0 |  | 0 | 0 | 0 | 0 | 0 | 0 | 0
SDGE | SDGE Imperial | SDGE | ECO | 230 | 198 | Biomass |  |  | 0 | 0 |  | 0 | 0 |  | 0 | 0 |  | 0 | 0 | 0 | 0 | 0 |  | 0 | 0 | 0 | 0 | 0 |  | 0 | 0 | 0 | 0 | 0 | 0 | 0
SDGE | SDGE Imperial | SDGE | ECO | 500 | 198 | Biomass |  |  | 0 | 0 |  | 0 | 0 |  | 0 | 0 |  | 0 | 0 | 0 | 0 | 0 |  | 0 | 0 | 0 | 0 | 0 |  | 0 | 0 | 0 | 0 | 0 | 0 | 0
PG&E GBA | PGE GBA | PGE | Edenvale | 115 | 79 | Biomass |  |  | 0 | 0 |  | 0 | 0 |  | 0 | 0 |  | 0 | 0 | 0 | 0 | 0 |  | 0 | 0 | 0 | 0 | 0 |  | 0 | 0 | 0 | 0 | 0 | 0 | 0
PG&E GBA | PGE GBA | PGE | Edes | 115 | 6 | Biomass |  |  | 0 | 0 |  | 0 | 0 |  | 0 | 0 |  | 0 | 0 | 0 | 0 | 0 |  | 0 | 0 | 0 | 0 | 0 |  | 0 | 0 | 0 | 0 | 0 | 0 | 0
PG&E GBA | PGE GBA | PGE | Eight Mile | 230 | 16 | Biomass |  |  | 0 | 0 |  | 0 | 0 |  | 0 | 0 |  | 0 | 0 | 0 | 0 | 0 |  | 0 | 0 | 0 | 0 | 0 |  | 0 | 0 | 0 | 0 | 0 | 0 | 0
SDGE | SDGE Imperial | SDGE | El Cajon | 69 |  | Biomass |  |  | 0 | 0 |  | 0 | 0 |  | 0 | 0 |  | 0 | 0 | 0 | 0 | 0 |  | 0 | 0 | 0 | 0 | 0 |  | 0 | 0 | 0 | 0 | 0 | 0 | 0
SCE Eastern | SCE Eastern | SCE | El Casco | 230 | 156 | Biomass |  |  | 0 | 0 |  | 0 | 0 |  | 0 | 0 |  | 0 | 0 | 0 | 0 | 0 |  | 0 | 0 | 0 | 0 | 0 |  | 0 | 0 | 0 | 0 | 0 | 0 | 0
PG&E GBA | PGE GBA | PGE | El Cerrito G | 115 | 6 | Biomass |  |  | 0 | 0 |  | 0 | 0 |  | 0 | 0 |  | 0 | 0 | 0 | 0 | 0 |  | 0 | 0 | 0 | 0 | 0 |  | 0 | 0 | 0 | 0 | 0 | 0 | 0
PG&E NGBA | PGE NGBA | PGE | El Dorado PH | 115 | 19 | Biomass |  |  | 0 | 0 |  | 0 | 0 |  | 0 | 0 |  | 0 | 0 | 0 | 0 | 0 |  | 0 | 0 | 0 | 0 | 0 |  | 0 | 0 | 0 | 0 | 0 | 0 | 0
PG&E FRESNO | PGE Fresno | PGE | El Nido (PGE) | 115 | 158 | Biomass |  |  | 0 | 0 |  | 0 | 0 |  | 0 | 0 |  | 0 | 0 | 0 | 0 | 0 |  | 0 | 0 | 0 | 0 | 0 |  | 0 | 0 | 0 | 0 | 0 | 0 | 0
SCE Metro | SCE Metro | SCE | El Nido (SCE) | 230 | 132 | Biomass |  |  | 0 | 0 |  | 0 | 0 |  | 0 | 0 |  | 0 | 0 | 0 | 0 | 0 |  | 0 | 0 | 0 | 0 | 0 |  | 0 | 0 | 0 | 0 | 0 | 0 | 0
PG&E GBA | PGE GBA | PGE | El Patio | 115 | 81 | Biomass |  |  | 0 | 0 |  | 0 | 0 |  | 0 | 0 |  | 0 | 0 | 0 | 0 | 0 |  | 0 | 0 | 0 | 0 | 0 |  | 0 | 0 | 0 | 0 | 0 | 0 | 0
SCE Metro | SCE Metro | SCE | El Segundo | 230 | 97 | Biomass |  |  | 0 | 0 |  | 0 | 0 |  | 0 | 0 |  | 0 | 0 | 0 | 0 | 0 |  | 0 | 0 | 0 | 0 | 0 |  | 0 | 0 | 0 | 0 | 0 | 0 | 0
EOP | SCE EOP | SCE | Eldorado | 230 | 161 | Biomass |  |  | 0 | 0 |  | 0 | 0 |  | 0 | 0 |  | 0 | 0 | 0 | 0 | 0 |  | 0 | 0 | 0 | 0 | 0 |  | 0 | 0 | 0 | 0 | 0 | 0 | 0
EOP | SCE EOP | SCE | Eldorado | 500 | 131 | Biomass |  |  | 0 | 0 |  | 0 | 0 |  | 0 | 0 |  | 0 | 0 | 0 | 0 | 0 |  | 0 | 0 | 0 | 0 | 0 |  | 0 | 0 | 0 | 0 | 0 | 0 | 0
SCE Northern | SCE Northern | SCE | Elizabeth Lake | 66 |  | Biomass |  |  | 0 | 0 |  | 0 | 0 |  | 0 | 0 |  | 0 | 0 | 0 | 0 | 0 |  | 0 | 0 | 0 | 0 | 0 |  | 0 | 0 | 0 | 0 | 0 | 0 | 0
PG&E KERN | PGE Kern | PGE | Elk Hills | 230 | 106 | Biomass |  |  | 0 | 0 |  | 0 | 0 |  | 0 | 0 |  | 0 | 0 | 0 | 0 | 0 |  | 0 | 0 | 0 | 0 | 0 |  | 0 | 0 | 0 | 0 | 0 | 0 | 0
SDGE | SDGE Imperial | SDGE | Elliot | 69 |  | Biomass |  |  | 0 | 0 |  | 0 | 0 |  | 0 | 0 |  | 0 | 0 | 0 | 0 | 0 |  | 0 | 0 | 0 | 0 | 0 |  | 0 | 0 | 0 | 0 | 0 | 0 | 0
SCE Metro | SCE Metro | SCE | Ellis | 230 | 97 | Biomass |  |  | 0 | 0 |  | 0 | 0 |  | 0 | 0 |  | 0 | 0 | 0 | 0 | 0 |  | 0 | 0 | 0 | 0 | 0 |  | 0 | 0 | 0 | 0 | 0 | 0 | 0
SDGE | SDGE Imperial | SDGE | Encina | 138 | 171 | Biomass |  |  | 0 | 0 |  | 0 | 0 |  | 0 | 0 |  | 0 | 0 | 0 | 0 | 0 |  | 0 | 0 | 0 | 0 | 0 |  | 0 | 0 | 0 | 0 | 0 | 0 | 0
SDGE | SDGE Imperial | SDGE | Encina | 230 | 171 | Biomass |  |  | 0 | 0 |  | 0 | 0 |  | 0 | 0 |  | 0 | 0 | 0 | 0 | 0 |  | 0 | 0 | 0 | 0 | 0 |  | 0 | 0 | 0 | 0 | 0 | 0 | 0
SDGE | SDGE Imperial | SDGE | Escondido | 230 | 195 | Biomass |  |  | 0 | 0 |  | 0 | 0 |  | 0 | 0 |  | 0 | 0 | 0 | 0 | 0 |  | 0 | 0 | 0 | 0 | 0 |  | 0 | 0 | 0 | 0 | 0 | 0 | 0
SDGE | SDGE Imperial | SDGE | Escondido | 69 |  | Biomass |  |  | 0 | 0 |  | 0 | 0 |  | 0 | 0 |  | 0 | 0 | 0 | 0 | 0 |  | 0 | 0 | 0 | 0 | 0 |  | 0 | 0 | 0 | 0 | 0 | 0 | 0
PG&E KERN | PGE Kern | PGE | Estrella | 230 | 111 | Biomass |  |  | 0 | 0 |  | 0 | 0 |  | 0 | 0 |  | 0 | 0 | 0 | 0 | 0 |  | 0 | 0 | 0 | 0 | 0 |  | 0 | 0 | 0 | 0 | 0 | 0 | 0
SCE Eastern | SCE Eastern | SCE | Etiwanda | 230 | 121 | Biomass |  |  | 0 | 0 |  | 0 | 0 |  | 0 | 0 |  | 0 | 0 | 0 | 0 | 0 |  | 0 | 0 | 0 | 0 | 0 |  | 0 | 0 | 0 | 0 | 0 | 0 | 0
PG&E GBA | PGE GBA | PGE | Evergreen | 115 | 11 | Biomass |  |  | 0 | 0 |  | 0 | 0 |  | 0 | 0 |  | 0 | 0 | 0 | 0 | 0 |  | 0 | 0 | 0 | 0 | 0 |  | 0 | 0 | 0 | 0 | 0 | 0 | 0
PG&E GBA | PGE GBA | PGE | Evergreen | 60 |  | Biomass |  |  | 0 | 0 |  | 0 | 0 |  | 0 | 0 |  | 0 | 0 | 0 | 0 | 0 |  | 0 | 0 | 0 | 0 | 0 |  | 0 | 0 | 0 | 0 | 0 | 0 | 0
PG&E FRESNO | PGE Fresno | PGE | Excelsior | 115 | 134 | Biomass |  |  | 0 | 0 |  | 0 | 0 |  | 0 | 0 |  | 0 | 0 | 0 | 0 | 0 |  | 0 | 0 | 0 | 0 | 0 |  | 0 | 0 | 0 | 0 | 0 | 0 | 0
PG&E FRESNO | PGE Fresno | PGE | Exchequer | 115 | 163 | Biomass |  |  | 0 | 0 |  | 0 | 0 |  | 0 | 0 |  | 0 | 0 | 0 | 0 | 0 |  | 0 | 0 | 0 | 0 | 0 |  | 0 | 0 | 0 | 0 | 0 | 0 | 0
PG&E KERN | PGE Kern | PGE | Fairway | 115 | 111 | Biomass |  |  | 0 | 0 |  | 0 | 0 |  | 0 | 0 |  | 0 | 0 | 0 | 0 | 0 |  | 0 | 0 | 0 | 0 | 0 |  | 0 | 0 | 0 | 0 | 0 | 0 | 0
PG&E KERN | PGE Kern | PGE | Famoso | 115 | 74 | Biomass |  |  | 0 | 0 |  | 0 | 0 |  | 0 | 0 |  | 0 | 0 | 0 | 0 | 0 |  | 0 | 0 | 0 | 0 | 0 |  | 0 | 0 | 0 | 0 | 0 | 0 | 0
PG&E NGBA | PGE NGBA | PGE | Fern Road | 500 | 1 | Biomass |  |  | 0 | 0 |  | 0 | 0 |  | 0 | 0 |  | 0 | 0 | 0 | 0 | 0 |  | 0 | 0 | 0 | 0 | 0 |  | 0 | 0 | 0 | 0 | 0 | 0 | 0
PG&E GBA | PGE GBA | PGE | Fibreboard (SPI Sonora) | 115 | 44 | Biomass |  |  | 0 | 0 |  | 0 | 0 |  | 0 | 0 |  | 0 | 0 | 0 | 0 | 0 |  | 0 | 0 | 0 | 0 | 0 |  | 0 | 0 | 0 | 0 | 0 | 0 | 0
PG&E FRESNO | PGE Fresno | PGE | Figarden | 230 | 138 | Biomass |  |  | 0 | 0 |  | 0 | 0 |  | 0 | 0 |  | 0 | 0 | 0 | 0 | 0 |  | 0 | 0 | 0 | 0 | 0 |  | 0 | 0 | 0 | 0 | 0 | 0 | 0
PG&E FRESNO | PGE Fresno | PGE | Fink | 230 | 64 | Biomass |  |  | 0 | 0 |  | 0 | 0 |  | 0 | 0 |  | 0 | 0 | 0 | 0 | 0 |  | 0 | 0 | 0 | 0 | 0 |  | 0 | 0 | 0 | 0 | 0 | 0 | 0
PG&E NGBA | PGE NGBA | PGE | Fitch Mountain | 60 |  | Biomass |  |  | 0 | 0 |  | 0 | 0 |  | 0 | 0 |  | 0 | 0 | 0 | 0 | 0 |  | 0 | 0 | 0 | 0 | 0 |  | 0 | 0 | 0 | 0 | 0 | 0 | 0
PG&E GBA | PGE GBA | PGE | FMC | 115 | 11 | Biomass |  |  | 0 | 0 |  | 0 | 0 |  | 0 | 0 |  | 0 | 0 | 0 | 0 | 0 |  | 0 | 0 | 0 | 0 | 0 |  | 0 | 0 | 0 | 0 | 0 | 0 | 0
PG&E GBA | PGE GBA | PGE | Fremont | 115 | 5 | Biomass |  |  | 0 | 0 |  | 0 | 0 |  | 0 | 0 |  | 0 | 0 | 0 | 0 | 0 |  | 0 | 0 | 0 | 0 | 0 |  | 0 | 0 | 0 | 0 | 0 | 0 | 0
PG&E GBA | PGE GBA | PGE | French Camp | 60 |  | Biomass |  |  | 0 | 0 |  | 0 | 0 |  | 0 | 0 |  | 0 | 0 | 0 | 0 | 0 |  | 0 | 0 | 0 | 0 | 0 |  | 0 | 0 | 0 | 0 | 0 | 0 | 0
PG&E GBA | PGE GBA | PGE | Frogtown | 115 | 12 | Biomass |  |  | 0 | 0 |  | 0 | 0 |  | 0 | 0 |  | 0 | 0 | 0 | 0 | 0 |  | 0 | 0 | 0 | 0 | 0 |  | 0 | 0 | 0 | 0 | 0 | 0 | 0
PG&E NGBA | PGE NGBA | PGE | Fulton | 115 | 58 | Biomass |  |  | 0 | 0 |  | 0 | 0 |  | 0 | 0 |  | 0 | 0 | 0 | 0 | 0 |  | 0 | 0 | 0 | 0 | 0 |  | 0 | 0 | 0 | 0 | 0 | 0 | 0
PG&E NGBA | PGE NGBA | PGE | Fulton | 230 | 61 | Biomass |  |  | 0 | 0 |  | 0 | 0 |  | 0 | 0 |  | 0 | 0 | 0 | 0 | 0 |  | 0 | 0 | 0 | 0 | 0 |  | 0 | 0 | 0 | 0 | 0 | 0 | 0
PG&E NGBA | PGE NGBA | PGE | Fulton | 60 |  | Biomass |  |  | 0 | 0 |  | 0 | 0 |  | 0 | 0 |  | 0 | 0 | 0 | 0 | 0 |  | 0 | 0 | 0 | 0 | 0 |  | 0 | 0 | 0 | 0 | 0 | 0 | 0
PG&E KERN | PGE Kern | PGE | Ganso | 115 | 83 | Biomass |  |  | 0 | 0 |  | 0 | 0 |  | 0 | 0 |  | 0 | 0 | 0 | 0 | 0 |  | 0 | 0 | 0 | 0 | 0 |  | 0 | 0 | 0 | 0 | 0 | 0 | 0
PG&E FRESNO | PGE Fresno | PGE | Gates | 230 | 135 | Biomass |  |  | 0 | 0 |  | 0 | 0 |  | 0 | 0 |  | 0 | 0 | 0 | 0 | 0 |  | 0 | 0 | 0 | 0 | 0 |  | 0 | 0 | 0 | 0 | 0 | 0 | 0
PG&E FRESNO | PGE Fresno | PGE | Gates | 500 | 133 | Biomass |  |  | 0 | 0 |  | 0 | 0 |  | 0 | 0 |  | 0 | 0 | 0 | 0 | 0 |  | 0 | 0 | 0 | 0 | 0 |  | 0 | 0 | 0 | 0 | 0 | 0 | 0
PG&E NGBA | PGE NGBA | PGE | Geysers 12 | 230 | 61 | Biomass |  |  | 0 | 0 |  | 0 | 0 |  | 0 | 0 |  | 0 | 0 | 0 | 0 | 0 |  | 0 | 0 | 0 | 0 | 0 |  | 0 | 0 | 0 | 0 | 0 | 0 | 0
PG&E NGBA | PGE NGBA | PGE | Geysers 17 | 230 | 61 | Biomass |  |  | 0 | 0 |  | 0 | 0 |  | 0 | 0 |  | 0 | 0 | 0 | 0 | 0 |  | 0 | 0 | 0 | 0 | 0 |  | 0 | 0 | 0 | 0 | 0 | 0 | 0
PG&E NGBA | PGE NGBA | PGE | Geysers 3 | 115 | 37 | Biomass |  |  | 0 | 0 |  | 0 | 0 |  | 0 | 0 |  | 0 | 0 | 0 | 0 | 0 |  | 0 | 0 | 0 | 0 | 0 |  | 0 | 0 | 0 | 0 | 0 | 0 | 0
PG&E NGBA | PGE NGBA | PGE | Glenn | 230 | 1 | Biomass |  |  | 0 | 0 |  | 0 | 0 |  | 0 | 0 |  | 0 | 0 | 0 | 0 | 0 |  | 0 | 0 | 0 | 0 | 0 |  | 0 | 0 | 0 | 0 | 0 | 0 | 0
PG&E NGBA | PGE NGBA | PGE | Glenn | 60 |  | Biomass |  |  | 0 | 0 |  | 0 | 0 |  | 0 | 0 |  | 0 | 0 | 0 | 0 | 0 |  | 0 | 0 | 0 | 0 | 0 |  | 0 | 0 | 0 | 0 | 0 | 0 | 0
PG&E NGBA | PGE NGBA | PGE | Gold Hill | 115 | 16 | Biomass |  |  | 0 | 0 |  | 0 | 0 |  | 0 | 0 |  | 0 | 0 | 0 | 0 | 0 |  | 0 | 0 | 0 | 0 | 0 |  | 0 | 0 | 0 | 0 | 0 | 0 | 0
PG&E NGBA | PGE NGBA | PGE | Gold Hill | 230 | 19 | Biomass |  |  | 0 | 0 |  | 0 | 0 |  | 0 | 0 |  | 0 | 0 | 0 | 0 | 0 |  | 0 | 0 | 0 | 0 | 0 |  | 0 | 0 | 0 | 0 | 0 | 0 | 0
SCE Northern | SCE Northern | SCE | Goleta | 230 | 157 | Biomass |  |  | 0 | 0 |  | 0 | 0 |  | 0 | 0 |  | 0 | 0 | 0 | 0 | 0 |  | 0 | 0 | 0 | 0 | 0 |  | 0 | 0 | 0 | 0 | 0 | 0 | 0
SCE Metro | SCE Metro | SCE | Goodrich | 230 | 97 | Biomass |  |  | 0 | 0 |  | 0 | 0 |  | 0 | 0 |  | 0 | 0 | 0 | 0 | 0 |  | 0 | 0 | 0 | 0 | 0 |  | 0 | 0 | 0 | 0 | 0 | 0 | 0
PG&E KERN | PGE Kern | PGE | Goose Lake | 115 | 74 | Biomass |  |  | 0 | 0 |  | 0 | 0 |  | 0 | 0 |  | 0 | 0 | 0 | 0 | 0 |  | 0 | 0 | 0 | 0 | 0 |  | 0 | 0 | 0 | 0 | 0 | 0 | 0
SCE Metro | SCE Metro | SCE | Gould | 230 | 97 | Biomass |  |  | 0 | 0 |  | 0 | 0 |  | 0 | 0 |  | 0 | 0 | 0 | 0 | 0 |  | 0 | 0 | 0 | 0 | 0 |  | 0 | 0 | 0 | 0 | 0 | 0 | 0
PG&E NGBA | PGE NGBA | PGE | Grand Island | 115 | 17 | Biomass |  |  | 0 | 0 |  | 0 | 0 |  | 0 | 0 |  | 0 | 0 | 0 | 0 | 0 |  | 0 | 0 | 0 | 0 | 0 |  | 0 | 0 | 0 | 0 | 0 | 0 | 0
SDGE | SDGE Imperial | SDGE | Granite | 69 |  | Biomass |  |  | 0 | 0 |  | 0 | 0 |  | 0 | 0 |  | 0 | 0 | 0 | 0 | 0 |  | 0 | 0 | 0 | 0 | 0 |  | 0 | 0 | 0 | 0 | 0 | 0 | 0
PG&E GBA | PGE GBA | PGE | Grant | 115 | 3 | Biomass |  |  | 0 | 0 |  | 0 | 0 |  | 0 | 0 |  | 0 | 0 | 0 | 0 | 0 |  | 0 | 0 | 0 | 0 | 0 |  | 0 | 0 | 0 | 0 | 0 | 0 | 0
PG&E GBA | PGE GBA | PGE | Green Valley | 115 | 87 | Biomass |  |  | 0 | 0 |  | 0 | 0 |  | 0 | 0 |  | 0 | 0 | 0 | 0 | 0 |  | 0 | 0 | 0 | 0 | 0 |  | 0 | 0 | 0 | 0 | 0 | 0 | 0
PG&E NGBA | PGE NGBA | PGE | Greenleaf 1 | 115 | 22 | Biomass |  |  | 0 | 0 |  | 0 | 0 |  | 0 | 0 |  | 0 | 0 | 0 | 0 | 0 |  | 0 | 0 | 0 | 0 | 0 |  | 0 | 0 | 0 | 0 | 0 | 0 | 0
PG&E FRESNO | PGE Fresno | PGE | Gregg | 230 | 149 | Biomass |  |  | 0 | 0 |  | 0 | 0 |  | 0 | 0 |  | 0 | 0 | 0 | 0 | 0 |  | 0 | 0 | 0 | 0 | 0 |  | 0 | 0 | 0 | 0 | 0 | 0 | 0
PG&E FRESNO | PGE Fresno | PGE | Grimmway-Malaga | 115 | 117 | Biomass |  |  | 0 | 0 |  | 0 | 0 |  | 0 | 0 |  | 0 | 0 | 0 | 0 | 0 |  | 0 | 0 | 0 | 0 | 0 |  | 0 | 0 | 0 | 0 | 0 | 0 | 0
PG&E NGBA | PGE NGBA | PGE | Grizzly | 230 | 24 | Biomass |  |  | 0 | 0 |  | 0 | 0 |  | 0 | 0 |  | 0 | 0 | 0 | 0 | 0 |  | 0 | 0 | 0 | 0 | 0 |  | 0 | 0 | 0 | 0 | 0 | 0 | 0
PG&E FRESNO | PGE Fresno | PGE | Guernsey | 70 |  | Biomass |  |  | 0 | 0 |  | 0 | 0 |  | 0 | 0 |  | 0 | 0 | 0 | 0 | 0 |  | 0 | 0 | 0 | 0 | 0 |  | 0 | 0 | 0 | 0 | 0 | 0 | 0
PG&E FRESNO | PGE Fresno | PGE | GWF Hanford | 115 | 125 | Biomass |  |  | 0 | 0 |  | 0 | 0 |  | 0 | 0 |  | 0 | 0 | 0 | 0 | 0 |  | 0 | 0 | 0 | 0 | 0 |  | 0 | 0 | 0 | 0 | 0 | 0 | 0
PG&E FRESNO | PGE Fresno | PGE | Haas | 230 | 117 | Biomass |  |  | 0 | 0 |  | 0 | 0 |  | 0 | 0 |  | 0 | 0 | 0 | 0 | 0 |  | 0 | 0 | 0 | 0 | 0 |  | 0 | 0 | 0 | 0 | 0 | 0 | 0
PG&E FRESNO | PGE Fresno | PGE | Hammonds | 115 | 114 | Biomass |  |  | 0 | 0 |  | 0 | 0 |  | 0 | 0 |  | 0 | 0 | 0 | 0 | 0 |  | 0 | 0 | 0 | 0 | 0 |  | 0 | 0 | 0 | 0 | 0 | 0 | 0
SCE Metro | SCE Metro | SCE | HarborGen | 230 | 97 | Biomass |  |  | 0 | 0 |  | 0 | 0 |  | 0 | 0 |  | 0 | 0 | 0 | 0 | 0 |  | 0 | 0 | 0 | 0 | 0 |  | 0 | 0 | 0 | 0 | 0 | 0 | 0
PG&E NGBA | PGE NGBA | PGE | Harris | 60 |  | Biomass |  |  | 0 | 0 |  | 0 | 0 |  | 0 | 0 |  | 0 | 0 | 0 | 0 | 0 |  | 0 | 0 | 0 | 0 | 0 |  | 0 | 0 | 0 | 0 | 0 | 0 | 0
EOP | SCE EOP | SCE | Harry Allen | 500 | 161 | Biomass |  |  | 0 | 0 |  | 0 | 0 |  | 0 | 0 |  | 0 | 0 | 0 | 0 | 0 |  | 0 | 0 | 0 | 0 | 0 |  | 0 | 0 | 0 | 0 | 0 | 0 | 0
PG&E NGBA | PGE NGBA | PGE | Hartley | 60 |  | Biomass |  |  | 0 | 0 |  | 0 | 0 |  | 0 | 0 |  | 0 | 0 | 0 | 0 | 0 |  | 0 | 0 | 0 | 0 | 0 |  | 0 | 0 | 0 | 0 | 0 | 0 | 0
SCE NOL | SCE NOL | SCE | Harvard | 115 | 160 | Biomass |  |  | 0 | 0 |  | 0 | 0 |  | 0 | 0 |  | 0 | 0 | 0 | 0 | 0 |  | 0 | 0 | 0 | 0 | 0 |  | 0 | 0 | 0 | 0 | 0 | 0 | 0
SDGE | SDGE Arizona | SDGE | Hassayampa | 500 | 180 | Biomass |  |  | 0 | 0 |  | 0 | 0 |  | 0 | 0 |  | 0 | 0 | 0 | 0 | 0 |  | 0 | 0 | 0 | 0 | 0 |  | 0 | 0 | 0 | 0 | 0 | 0 | 0
PG&E FRESNO | PGE Fresno | PGE | Helm | 230 | 117 | Biomass |  |  | 0 | 0 |  | 0 | 0 |  | 0 | 0 |  | 0 | 0 | 0 | 0 | 0 |  | 0 | 0 | 0 | 0 | 0 |  | 0 | 0 | 0 | 0 | 0 | 0 | 0
PG&E FRESNO | PGE Fresno | PGE | Helm | 70 |  | Biomass |  |  | 0 | 0 |  | 0 | 0 |  | 0 | 0 |  | 0 | 0 | 0 | 0 | 0 |  | 0 | 0 | 0 | 0 | 0 |  | 0 | 0 | 0 | 0 | 0 | 0 | 0
PG&E FRESNO | PGE Fresno | PGE | Henrietta | 115 | 90 | Biomass |  |  | 0 | 0 |  | 0 | 0 |  | 0 | 0 |  | 0 | 0 | 0 | 0 | 0 |  | 0 | 0 | 0 | 0 | 0 |  | 0 | 0 | 0 | 0 | 0 | 0 | 0
PG&E FRESNO | PGE Fresno | PGE | Henrietta | 230 | 75 | Biomass |  |  | 0 | 0 |  | 0 | 0 |  | 0 | 0 |  | 0 | 0 | 0 | 0 | 0 |  | 0 | 0 | 0 | 0 | 0 |  | 0 | 0 | 0 | 0 | 0 | 0 | 0
PG&E FRESNO | PGE Fresno | PGE | Henrietta | 70 |  | Biomass |  |  | 0 | 0 |  | 0 | 0 |  | 0 | 0 |  | 0 | 0 | 0 | 0 | 0 |  | 0 | 0 | 0 | 0 | 0 |  | 0 | 0 | 0 | 0 | 0 | 0 | 0
PG&E FRESNO | PGE Fresno | PGE | Herndon | 115 | 136 | Biomass |  |  | 0 | 0 |  | 0 | 0 |  | 0 | 0 |  | 0 | 0 | 0 | 0 | 0 |  | 0 | 0 | 0 | 0 | 0 |  | 0 | 0 | 0 | 0 | 0 | 0 | 0
PG&E FRESNO | PGE Fresno | PGE | Herndon | 230 | 138 | Biomass |  |  | 1 | 2 |  | 2 | 0 |  | 0 | 0 |  | 0 | 0 | 0 | 0 | 0 |  | 0 | 0 | 0 | 0 | 0 |  | 0 | 2 | 0 | 2 | 2 | 0 | 2
PG&E GBA | PGE GBA | PGE | Hicks | 230 | 80 | Biomass |  |  | 0 | 0 |  | 0 | 0 |  | 0 | 0 |  | 0 | 0 | 0 | 0 | 0 |  | 0 | 0 | 0 | 0 | 0 |  | 0 | 0 | 0 | 0 | 0 | 0 | 0
PG&E NGBA | PGE NGBA | PGE | Higgins | 115 | 20 | Biomass |  |  | 0 | 0 |  | 0 | 0 |  | 0 | 0 |  | 0 | 0 | 0 | 0 | 0 |  | 0 | 0 | 0 | 0 | 0 |  | 0 | 0 | 0 | 0 | 0 | 0 | 0
PG&E NGBA | PGE NGBA | PGE | Hilltop | 345 | 1 | Biomass |  |  | 0 | 0 |  | 0 | 0 |  | 0 | 0 |  | 0 | 0 | 0 | 0 | 0 |  | 0 | 0 | 0 | 0 | 0 |  | 0 | 0 | 0 | 0 | 0 | 0 | 0
SCE Metro | SCE Metro | SCE | Hinson | 230 | 132 | Biomass |  |  | 0 | 0 |  | 0 | 0 |  | 0 | 0 |  | 0 | 0 | 0 | 0 | 0 |  | 0 | 0 | 0 | 0 | 0 |  | 0 | 0 | 0 | 0 | 0 | 0 | 0
PG&E GBA | PGE GBA | PGE | Hollister | 115 | 85 | Biomass |  |  | 0 | 0 |  | 0 | 0 |  | 0 | 0 |  | 0 | 0 | 0 | 0 | 0 |  | 0 | 0 | 0 | 0 | 0 |  | 0 | 0 | 0 | 0 | 0 | 0 | 0
PG&E NGBA | PGE NGBA | PGE | Homestake | 115 | 37 | Biomass |  |  | 0 | 0 |  | 0 | 0 |  | 0 | 0 |  | 0 | 0 | 0 | 0 | 0 |  | 0 | 0 | 0 | 0 | 0 |  | 0 | 0 | 0 | 0 | 0 | 0 | 0
PG&E NGBA | PGE NGBA | PGE | Honcut | 115 | 22 | Biomass |  |  | 0 | 0 |  | 0 | 0 |  | 0 | 0 |  | 0 | 0 | 0 | 0 | 0 |  | 0 | 0 | 0 | 0 | 0 |  | 0 | 0 | 0 | 0 | 0 | 0 | 0
SDGE | SDGE Arizona | SDGE | Hoodoo Wash | 500 | 184 | Biomass |  |  | 0 | 0 |  | 0 | 0 |  | 0 | 0 |  | 0 | 0 | 0 | 0 | 0 |  | 0 | 0 | 0 | 0 | 0 |  | 0 | 0 | 0 | 0 | 0 | 0 | 0
PG&E NGBA | PGE NGBA | PGE | Hopland | 115 | 27 | Biomass |  |  | 0 | 0 |  | 0 | 0 |  | 0 | 0 |  | 0 | 0 | 0 | 0 | 0 |  | 0 | 0 | 0 | 0 | 0 |  | 0 | 0 | 0 | 0 | 0 | 0 | 0
PG&E NGBA | PGE NGBA | PGE | Hopland | 60 |  | Biomass |  |  | 0 | 0 |  | 0 | 0 |  | 0 | 0 |  | 0 | 0 | 0 | 0 | 0 |  | 0 | 0 | 0 | 0 | 0 |  | 0 | 0 | 0 | 0 | 0 | 0 | 0
PG&E NGBA | PGE NGBA | PGE | Humboldt | 115 | 1 | Biomass |  |  | 0 | 0 |  | 0 | 0 |  | 0 | 0 |  | 0 | 0 | 0 | 0 | 0 |  | 0 | 0 | 0 | 0 | 0 |  | 0 | 0 | 0 | 0 | 0 | 0 | 0
PG&E NGBA | PGE NGBA | PGE | Humboldt | 60 |  | Biomass |  |  | 0 | 0 |  | 0 | 0 |  | 0 | 0 |  | 0 | 0 | 0 | 0 | 0 |  | 0 | 0 | 0 | 0 | 0 |  | 0 | 0 | 0 | 0 | 0 | 0 | 0
PG&E NGBA | PGE NGBA | PGE | Humboldt | 500 | 1 | Biomass |  |  | 0 | 0 |  | 0 | 0 |  | 0 | 0 |  | 0 | 0 | 0 | 0 | 0 |  | 0 | 0 | 0 | 0 | 0 |  | 0 | 0 | 0 | 0 | 0 | 0 | 0
SCE Metro | SCE Metro | SCE | Huntington Beach | 230 | 97 | Biomass |  |  | 0 | 0 |  | 0 | 0 |  | 0 | 0 |  | 0 | 0 | 0 | 0 | 0 |  | 0 | 0 | 0 | 0 | 0 |  | 0 | 0 | 0 | 0 | 0 | 0 | 0
PG&E NGBA | PGE NGBA | PGE | Ignacio | 115 | 47 | Biomass |  |  | 0 | 0 |  | 0 | 0 |  | 0 | 0 |  | 0 | 0 | 0 | 0 | 0 |  | 0 | 0 | 0 | 0 | 0 |  | 0 | 0 | 0 | 0 | 0 | 0 | 0
PG&E NGBA | PGE NGBA | PGE | Ignacio | 230 | 27 | Biomass |  |  | 0 | 0 |  | 0 | 0 |  | 0 | 0 |  | 0 | 0 | 0 | 0 | 0 |  | 0 | 0 | 0 | 0 | 0 |  | 0 | 0 | 0 | 0 | 0 | 0 | 0
PG&E NGBA | PGE NGBA | PGE | Ignacio | 60 |  | Biomass |  |  | 0 | 0 |  | 0 | 0 |  | 0 | 0 |  | 0 | 0 | 0 | 0 | 0 |  | 0 | 0 | 0 | 0 | 0 |  | 0 | 0 | 0 | 0 | 0 | 0 | 0
SDGE | SDGE Imperial | SDGE | Imperial Beach | 69 |  | Biomass |  |  | 0 | 0 |  | 0 | 0 |  | 0 | 0 |  | 0 | 0 | 0 | 0 | 0 |  | 0 | 0 | 0 | 0 | 0 |  | 0 | 0 | 0 | 0 | 0 | 0 | 0
SDGE | SDGE Imperial | SDGE | Imperial Valley | 230 | 196 | Biomass |  |  | 0 | 0 |  | 0 | 0 |  | 0 | 0 |  | 0 | 0 | 0 | 0 | 0 |  | 0 | 0 | 0 | 0 | 0 |  | 0 | 0 | 0 | 0 | 0 | 0 | 0
SDGE | SDGE Imperial | SDGE | Imperial Valley | 500 | 196 | Biomass |  |  | 0 | 0 |  | 0 | 0 |  | 0 | 0 |  | 0 | 0 | 0 | 0 | 0 |  | 0 | 0 | 0 | 0 | 0 |  | 0 | 0 | 0 | 0 | 0 | 0 | 0
EOP | SCE EOP | SCE | Innovation | 138 | 177 | Biomass |  |  | 0 | 0 |  | 0 | 0 |  | 0 | 0 |  | 0 | 0 | 0 | 0 | 0 |  | 0 | 0 | 0 | 0 | 0 |  | 0 | 0 | 0 | 0 | 0 | 0 | 0
EOP | SCE EOP | SCE | Innovation | 230 | 177 | Biomass |  |  | 0 | 0 |  | 0 | 0 |  | 0 | 0 |  | 0 | 0 | 0 | 0 | 0 |  | 0 | 0 | 0 | 0 | 0 |  | 0 | 0 | 0 | 0 | 0 | 0 | 0
SCE NOL | SCE NOL | SCE | Inyokern | 115 | 160 | Biomass |  |  | 0 | 0 |  | 0 | 0 |  | 0 | 0 |  | 0 | 0 | 0 | 0 | 0 |  | 0 | 0 | 0 | 0 | 0 |  | 0 | 0 | 0 | 0 | 0 | 0 | 0
EOP | SCE EOP | SCE | IS Tap | 138 | 177 | Biomass |  |  | 0 | 0 |  | 0 | 0 |  | 0 | 0 |  | 0 | 0 | 0 | 0 | 0 |  | 0 | 0 | 0 | 0 | 0 |  | 0 | 0 | 0 | 0 | 0 | 0 | 0
EOP | SCE EOP | SCE | Ivanpah | 115 | 161 | Biomass |  |  | 0 | 0 |  | 0 | 0 |  | 0 | 0 |  | 0 | 0 | 0 | 0 | 0 |  | 0 | 0 | 0 | 0 | 0 |  | 0 | 0 | 0 | 0 | 0 | 0 | 0
EOP | SCE EOP | SCE | Ivanpah | 230 | 161 | Biomass |  |  | 0 | 0 |  | 0 | 0 |  | 0 | 0 |  | 0 | 0 | 0 | 0 | 0 |  | 0 | 0 | 0 | 0 | 0 |  | 0 | 0 | 0 | 0 | 0 | 0 | 0
EOP | SCE EOP | SCE | Jackass (DOE) | 138 | 177 | Biomass |  |  | 0 | 0 |  | 0 | 0 |  | 0 | 0 |  | 0 | 0 | 0 | 0 | 0 |  | 0 | 0 | 0 | 0 | 0 |  | 0 | 0 | 0 | 0 | 0 | 0 | 0
PG&E NGBA | PGE NGBA | PGE | James B Black | 230 | 1 | Biomass |  |  | 0 | 0 |  | 0 | 0 |  | 0 | 0 |  | 0 | 0 | 0 | 0 | 0 |  | 0 | 0 | 0 | 0 | 0 |  | 0 | 0 | 0 | 0 | 0 | 0 | 0
PG&E GBA | PGE GBA | PGE | Jefferson | 230 | 80 | Biomass |  |  | 0 | 0 |  | 0 | 0 |  | 0 | 0 |  | 0 | 0 | 0 | 0 | 0 |  | 0 | 0 | 0 | 0 | 0 |  | 0 | 0 | 0 | 0 | 0 | 0 | 0
PG&E NGBA | PGE NGBA | PGE | Jessup | 115 | 1 | Biomass |  |  | 0 | 0 |  | 0 | 0 |  | 0 | 0 |  | 0 | 0 | 0 | 0 | 0 |  | 0 | 0 | 0 | 0 | 0 |  | 0 | 0 | 0 | 0 | 0 | 0 | 0
SCE Metro | SCE Metro | SCE | Johanna | 230 | 97 | Biomass |  |  | 0 | 0 |  | 0 | 0 |  | 0 | 0 |  | 0 | 0 | 0 | 0 | 0 |  | 0 | 0 | 0 | 0 | 0 |  | 0 | 0 | 0 | 0 | 0 | 0 | 0
SCE Eastern | SCE Eastern | SCE | Julian Hinds | 230 | 174 | Biomass |  |  | 0 | 0 |  | 0 | 0 |  | 0 | 0 |  | 0 | 0 | 0 | 0 | 0 |  | 0 | 0 | 0 | 0 | 0 |  | 0 | 0 | 0 | 0 | 0 | 0 | 0
PG&E GBA | PGE GBA | PGE | Kasson | 115 | 12 | Biomass |  |  | 0 | 0 |  | 0 | 0 |  | 0 | 0 |  | 0 | 0 | 0 | 0 | 0 |  | 0 | 0 | 0 | 0 | 0 |  | 0 | 0 | 0 | 0 | 0 | 0 | 0
PG&E GBA | PGE GBA | PGE | Kasson | 60 |  | Biomass |  |  | 0 | 0 |  | 0 | 0 |  | 0 | 0 |  | 0 | 0 | 0 | 0 | 0 |  | 0 | 0 | 0 | 0 | 0 |  | 0 | 0 | 0 | 0 | 0 | 0 | 0
PG&E FRESNO | PGE Fresno | PGE | Kearney | 230 | 140 | Biomass |  |  | 0 | 0 |  | 0 | 0 |  | 0 | 0 |  | 0 | 0 | 0 | 0 | 0 |  | 0 | 0 | 0 | 0 | 0 |  | 0 | 0 | 0 | 0 | 0 | 0 | 0
PG&E FRESNO | PGE Fresno | PGE | Kearney | 70 |  | Biomass |  |  | 1 | 0.55 |  | 0.55 | 0 |  | 0 | 0 |  | 0 | 0 | 0 | 0 | 0 |  | 0 | 0 | 0 | 0 | 0 |  | 0 | 0.55 | 0 | 0.55 | 0.55 | 0 | 0.55
PG&E GBA | PGE GBA | PGE | Kelso | 230 | 32 | Biomass |  |  | 0 | 0 |  | 0 | 0 |  | 0 | 0 |  | 0 | 0 | 0 | 0 | 0 |  | 0 | 0 | 0 | 0 | 0 |  | 0 | 0 | 0 | 0 | 0 | 0 | 0
PG&E FRESNO | PGE Fresno | PGE | Kerchoff 1 | 115 | 150 | Biomass |  |  | 0 | 0 |  | 0 | 0 |  | 0 | 0 |  | 0 | 0 | 0 | 0 | 0 |  | 0 | 0 | 0 | 0 | 0 |  | 0 | 0 | 0 | 0 | 0 | 0 | 0
PG&E KERN | PGE Kern | PGE | Kern Oil | 115 | 101 | Biomass |  |  | 0 | 0 |  | 0 | 0 |  | 0 | 0 |  | 0 | 0 | 0 | 0 | 0 |  | 0 | 0 | 0 | 0 | 0 |  | 0 | 0 | 0 | 0 | 0 | 0 | 0
PG&E KERN | PGE Kern | PGE | Kern PP | 115 | 104 | Biomass |  |  | 0 | 0 |  | 0 | 0 |  | 0 | 0 |  | 0 | 0 | 0 | 0 | 0 |  | 0 | 0 | 0 | 0 | 0 |  | 0 | 0 | 0 | 0 | 0 | 0 | 0
PG&E KERN | PGE Kern | PGE | Kern PP | 230 | 96 | Biomass |  |  | 0 | 0 |  | 0 | 0 |  | 0 | 0 |  | 0 | 0 | 0 | 0 | 0 |  | 0 | 0 | 0 | 0 | 0 |  | 0 | 0 | 0 | 0 | 0 | 0 | 0
PG&E KERN | PGE Kern | PGE | Kern PP | 70 |  | Biomass |  |  | 0 | 0 |  | 0 | 0 |  | 0 | 0 |  | 0 | 0 | 0 | 0 | 0 |  | 0 | 0 | 0 | 0 | 0 |  | 0 | 0 | 0 | 0 | 0 | 0 | 0
PG&E KERN | PGE Kern | PGE | Kernridge | 115 | 100 | Biomass |  |  | 0 | 0 |  | 0 | 0 |  | 0 | 0 |  | 0 | 0 | 0 | 0 | 0 |  | 0 | 0 | 0 | 0 | 0 |  | 0 | 0 | 0 | 0 | 0 | 0 | 0
PG&E FRESNO | PGE Fresno | PGE | Kingsburg | 115 | 148 | Biomass |  |  | 0 | 0 |  | 0 | 0 |  | 0 | 0 |  | 0 | 0 | 0 | 0 | 0 |  | 0 | 0 | 0 | 0 | 0 |  | 0 | 0 | 0 | 0 | 0 | 0 | 0
PG&E GBA | PGE GBA | PGE | Kirker | 115 | 1 | Biomass |  |  | 0 | 0 |  | 0 | 0 |  | 0 | 0 |  | 0 | 0 | 0 | 0 | 0 |  | 0 | 0 | 0 | 0 | 0 |  | 0 | 0 | 0 | 0 | 0 | 0 | 0
PG&E NGBA | PGE NGBA | PGE | Knights Landing | 115 | 18 | Biomass |  |  | 0 | 0 |  | 0 | 0 |  | 0 | 0 |  | 0 | 0 | 0 | 0 | 0 |  | 0 | 0 | 0 | 0 | 0 |  | 0 | 0 | 0 | 0 | 0 | 0 | 0
PG&E NGBA | PGE NGBA | PGE | Konocti | 60 |  | Biomass |  |  | 0 | 0 |  | 0 | 0 |  | 0 | 0 |  | 0 | 0 | 0 | 0 | 0 |  | 0 | 0 | 0 | 0 | 0 |  | 0 | 0 | 0 | 0 | 0 | 0 | 0
SCE NOL | SCE NOL | SCE | Kramer | 115 | 160 | Biomass |  |  | 0 | 0 |  | 0 | 0 |  | 0 | 0 |  | 0 | 0 | 0 | 0 | 0 |  | 0 | 0 | 0 | 0 | 0 |  | 0 | 0 | 0 | 0 | 0 | 0 | 0
SCE NOL | SCE NOL | SCE | Kramer | 230 | 160 | Biomass |  |  | 0 | 0 |  | 0 | 0 |  | 0 | 0 |  | 0 | 0 | 0 | 0 | 0 |  | 0 | 0 | 0 | 0 | 0 |  | 0 | 0 | 0 | 0 | 0 | 0 | 0
SCE Metro | SCE Metro | SCE | La Cienega | 230 | 132 | Biomass |  |  | 0 | 0 |  | 0 | 0 |  | 0 | 0 |  | 0 | 0 | 0 | 0 | 0 |  | 0 | 0 | 0 | 0 | 0 |  | 0 | 0 | 0 | 0 | 0 | 0 | 0
SCE Metro | SCE Metro | SCE | La Fresa | 230 | 132 | Biomass |  |  | 0 | 0 |  | 0 | 0 |  | 0 | 0 |  | 0 | 0 | 0 | 0 | 0 |  | 0 | 0 | 0 | 0 | 0 |  | 0 | 0 | 0 | 0 | 0 | 0 | 0
SCE Metro | SCE Metro | SCE | Laguna Bell | 230 | 97 | Biomass |  |  | 0 | 0 |  | 0 | 0 |  | 0 | 0 |  | 0 | 0 | 0 | 0 | 0 |  | 0 | 0 | 0 | 0 | 0 |  | 0 | 0 | 0 | 0 | 0 | 0 | 0
PG&E KERN | PGE Kern | PGE | Lakeview | 70 |  | Biomass |  |  | 0 | 0 |  | 0 | 0 |  | 0 | 0 |  | 0 | 0 | 0 | 0 | 0 |  | 0 | 0 | 0 | 0 | 0 |  | 0 | 0 | 0 | 0 | 0 | 0 | 0
PG&E NGBA | PGE NGBA | PGE | Lakeville | 230 | 62 | Biomass |  |  | 0 | 0 |  | 0 | 0 |  | 0 | 0 |  | 0 | 0 | 0 | 0 | 0 |  | 0 | 0 | 0 | 0 | 0 |  | 0 | 0 | 0 | 0 | 0 | 0 | 0
PG&E NGBA | PGE NGBA | PGE | Lakeville | 60 |  | Biomass |  |  | 0 | 0 |  | 0 | 0 |  | 0 | 0 |  | 0 | 0 | 0 | 0 | 0 |  | 0 | 0 | 0 | 0 | 0 |  | 0 | 0 | 0 | 0 | 0 | 0 | 0
PG&E NGBA | PGE NGBA | PGE | Lakeville | 115 | 57 | Biomass |  |  | 0 | 0 |  | 0 | 0 |  | 0 | 0 |  | 0 | 0 | 0 | 0 | 0 |  | 0 | 0 | 0 | 0 | 0 |  | 0 | 0 | 0 | 0 | 0 | 0 | 0
PG&E GBA | PGE GBA | PGE | Lakewood | 115 | 1 | Biomass |  |  | 0 | 0 |  | 0 | 0 |  | 0 | 0 |  | 0 | 0 | 0 | 0 | 0 |  | 0 | 0 | 0 | 0 | 0 |  | 0 | 0 | 0 | 0 | 0 | 0 | 0
PG&E NGBA | PGE NGBA | PGE | Lambie | 230 | 59 | Biomass |  |  | 0 | 0 |  | 0 | 0 |  | 0 | 0 |  | 0 | 0 | 0 | 0 | 0 |  | 0 | 0 | 0 | 0 | 0 |  | 0 | 0 | 0 | 0 | 0 | 0 | 0
PG&E GBA | PGE GBA | PGE | Lammers | 115 | 44 | Biomass |  |  | 0 | 0 |  | 0 | 0 |  | 0 | 0 |  | 0 | 0 | 0 | 0 | 0 |  | 0 | 0 | 0 | 0 | 0 |  | 0 | 0 | 0 | 0 | 0 | 0 | 0
PG&E KERN | PGE Kern | PGE | Lamont | 115 | 108 | Biomass |  |  | 0 | 0 |  | 0 | 0 |  | 0 | 0 |  | 0 | 0 | 0 | 0 | 0 |  | 0 | 0 | 0 | 0 | 0 |  | 0 | 0 | 0 | 0 | 0 | 0 | 0
PG&E FRESNO | PGE Fresno | PGE | Las Aguilas | 230 | 120 | Biomass |  |  | 0 | 0 |  | 0 | 0 |  | 0 | 0 |  | 0 | 0 | 0 | 0 | 0 |  | 0 | 0 | 0 | 0 | 0 |  | 0 | 0 | 0 | 0 | 0 | 0 | 0
EOP | SCE EOP | SCE | Lathrop | 138 | 177 | Biomass |  |  | 0 | 0 |  | 0 | 0 |  | 0 | 0 |  | 0 | 0 | 0 | 0 | 0 |  | 0 | 0 | 0 | 0 | 0 |  | 0 | 0 | 0 | 0 | 0 | 0 | 0
EOP | SCE EOP | SCE | Lathrop | 230 | 177 | Biomass |  |  | 0 | 0 |  | 0 | 0 |  | 0 | 0 |  | 0 | 0 | 0 | 0 | 0 |  | 0 | 0 | 0 | 0 | 0 |  | 0 | 0 | 0 | 0 | 0 | 0 | 0
PG&E FRESNO | PGE Fresno | PGE | Le Grand | 115 | 166 | Biomass |  |  | 0 | 0 |  | 0 | 0 |  | 0 | 0 |  | 0 | 0 | 0 | 0 | 0 |  | 0 | 0 | 0 | 0 | 0 |  | 0 | 0 | 0 | 0 | 0 | 0 | 0
PG&E FRESNO | PGE Fresno | PGE | Lemoore | 70 |  | Biomass |  |  | 0 | 0 |  | 0 | 0 |  | 0 | 0 |  | 0 | 0 | 0 | 0 | 0 |  | 0 | 0 | 0 | 0 | 0 |  | 0 | 0 | 0 | 0 | 0 | 0 | 0
PG&E KERN | PGE Kern | PGE | Lerdo | 115 | 106 | Biomass |  |  | 0 | 0 |  | 0 | 0 |  | 0 | 0 |  | 0 | 0 | 0 | 0 | 0 |  | 0 | 0 | 0 | 0 | 0 |  | 0 | 0 | 0 | 0 | 0 | 0 | 0
SCE Metro | SCE Metro | SCE | Lewis | 230 | 97 | Biomass |  |  | 0 | 0 |  | 0 | 0 |  | 0 | 0 |  | 0 | 0 | 0 | 0 | 0 |  | 0 | 0 | 0 | 0 | 0 |  | 0 | 0 | 0 | 0 | 0 | 0 | 0
SCE Metro | SCE Metro | SCE | Lighthipe | 230 | 132 | Biomass |  |  | 0 | 0 |  | 0 | 0 |  | 0 | 0 |  | 0 | 0 | 0 | 0 | 0 |  | 0 | 0 | 0 | 0 | 0 |  | 0 | 0 | 0 | 0 | 0 | 0 | 0
SDGE | SDGE Imperial | SDGE | Lilac | 69 |  | Biomass |  |  | 0 | 0 |  | 0 | 0 |  | 0 | 0 |  | 0 | 0 | 0 | 0 | 0 |  | 0 | 0 | 0 | 0 | 0 |  | 0 | 0 | 0 | 0 | 0 | 0 | 0
PG&E NGBA | PGE NGBA | PGE | Lincoln | 115 | 24 | Biomass |  |  | 0 | 0 |  | 0 | 0 |  | 0 | 0 |  | 0 | 0 | 0 | 0 | 0 |  | 0 | 0 | 0 | 0 | 0 |  | 0 | 0 | 0 | 0 | 0 | 0 | 0
PG&E KERN | PGE Kern | PGE | Live Oak | 115 | 92 | Biomass |  |  | 0 | 0 |  | 0 | 0 |  | 0 | 0 |  | 0 | 0 | 0 | 0 | 0 |  | 0 | 0 | 0 | 0 | 0 |  | 0 | 0 | 0 | 0 | 0 | 0 | 0
PG&E GBA | PGE GBA | PGE | Llagas | 115 | 40 | Biomass |  |  | 0 | 0 |  | 0 | 0 |  | 0 | 0 |  | 0 | 0 | 0 | 0 | 0 |  | 0 | 0 | 0 | 0 | 0 |  | 0 | 0 | 0 | 0 | 0 | 0 | 0
PG&E GBA | PGE GBA | PGE | Lockeford | 115 | 15 | Biomass |  |  | 0 | 0 |  | 0 | 0 |  | 0 | 0 |  | 0 | 0 | 0 | 0 | 0 |  | 0 | 0 | 0 | 0 | 0 |  | 0 | 0 | 0 | 0 | 0 | 0 | 0
PG&E GBA | PGE GBA | PGE | Lockeford | 230 | 66 | Biomass |  |  | 0 | 0 |  | 0 | 0 |  | 0 | 0 |  | 0 | 0 | 0 | 0 | 0 |  | 0 | 0 | 0 | 0 | 0 |  | 0 | 0 | 0 | 0 | 0 | 0 | 0
PG&E GBA | PGE GBA | PGE | Lockeford | 60 |  | Biomass |  |  | 0 | 0 |  | 0 | 0 |  | 0 | 0 |  | 0 | 0 | 0 | 0 | 0 |  | 0 | 0 | 0 | 0 | 0 |  | 0 | 0 | 0 | 0 | 0 | 0 | 0
PG&E GBA | PGE GBA | PGE | Lodi | 230 | 16 | Biomass |  |  | 0 | 0 |  | 0 | 0 |  | 0 | 0 |  | 0 | 0 | 0 | 0 | 0 |  | 0 | 0 | 0 | 0 | 0 |  | 0 | 0 | 0 | 0 | 0 | 0 | 0
PG&E NGBA | PGE NGBA | PGE | Logan Creek | 230 | 25 | Biomass |  |  | 0 | 0 |  | 0 | 0 |  | 0 | 0 |  | 0 | 0 | 0 | 0 | 0 |  | 0 | 0 | 0 | 0 | 0 |  | 0 | 0 | 0 | 0 | 0 | 0 | 0
PG&E GBA | PGE GBA | PGE | Lone Tree | 230 | 30 | Biomass |  |  | 0 | 0 |  | 0 | 0 |  | 0 | 0 |  | 0 | 0 | 0 | 0 | 0 |  | 0 | 0 | 0 | 0 | 0 |  | 0 | 0 | 0 | 0 | 0 | 0 | 0
PG&E FRESNO | PGE Fresno | PGE | Los Banos | 230 | 88 | Biomass |  |  | 0 | 0 |  | 0 | 0 |  | 0 | 0 |  | 0 | 0 | 0 | 0 | 0 |  | 0 | 0 | 0 | 0 | 0 |  | 0 | 0 | 0 | 0 | 0 | 0 | 0
PG&E FRESNO | PGE Fresno | PGE | Los Banos | 500 | 77 | Biomass |  |  | 0 | 0 |  | 0 | 0 |  | 0 | 0 |  | 0 | 0 | 0 | 0 | 0 |  | 0 | 0 | 0 | 0 | 0 |  | 0 | 0 | 0 | 0 | 0 | 0 | 0
SDGE | SDGE Imperial | SDGE | Los Coches | 138 | 189 | Biomass |  |  | 0 | 0 |  | 0 | 0 |  | 0 | 0 |  | 0 | 0 | 0 | 0 | 0 |  | 0 | 0 | 0 | 0 | 0 |  | 0 | 0 | 0 | 0 | 0 | 0 | 0
SDGE | SDGE Imperial | SDGE | Los Coches | 69 |  | Biomass |  |  | 0 | 0 |  | 0 | 0 |  | 0 | 0 |  | 0 | 0 | 0 | 0 | 0 |  | 0 | 0 | 0 | 0 | 0 |  | 0 | 0 | 0 | 0 | 0 | 0 | 0
PG&E GBA | PGE GBA | PGE | Los Esteros | 115 | 38 | Biomass |  |  | 0 | 0 |  | 0 | 0 |  | 0 | 0 |  | 0 | 0 | 0 | 0 | 0 |  | 0 | 0 | 0 | 0 | 0 |  | 0 | 0 | 0 | 0 | 0 | 0 | 0
PG&E GBA | PGE GBA | PGE | Los Esteros | 230 | 38 | Biomass |  |  | 0 | 0 |  | 0 | 0 |  | 0 | 0 |  | 0 | 0 | 0 | 0 | 0 |  | 0 | 0 | 0 | 0 | 0 |  | 0 | 0 | 0 | 0 | 0 | 0 | 0
PG&E GBA | PGE GBA | PGE | Los Positas | 230 |  | Biomass |  |  | 0 | 0 |  | 0 | 0 |  | 0 | 0 |  | 0 | 0 | 0 | 0 | 0 |  | 0 | 0 | 0 | 0 | 0 |  | 0 | 0 | 0 | 0 | 0 | 0 | 0
PG&E GBA | PGE GBA | PGE | Los Positas | 60 |  | Biomass |  |  | 0 | 0 |  | 0 | 0 |  | 0 | 0 |  | 0 | 0 | 0 | 0 | 0 |  | 0 | 0 | 0 | 0 | 0 |  | 0 | 0 | 0 | 0 | 0 | 0 | 0
SDGE | SDGE Imperial | SDGE | Loveland | 69 |  | Biomass |  |  | 0 | 0 |  | 0 | 0 |  | 0 | 0 |  | 0 | 0 | 0 | 0 | 0 |  | 0 | 0 | 0 | 0 | 0 |  | 0 | 0 | 0 | 0 | 0 | 0 | 0
SCE NOL | SCE NOL | SCE | Lugo | 230 | 110 | Biomass |  |  | 0 | 0 |  | 0 | 0 |  | 0 | 0 |  | 0 | 0 | 0 | 0 | 0 |  | 0 | 0 | 0 | 0 | 0 |  | 0 | 0 | 0 | 0 | 0 | 0 | 0
SCE Metro | SCE NOL | SCE | Lugo | 500 | 97 | Biomass |  |  | 0 | 0 |  | 0 | 0 |  | 0 | 0 |  | 0 | 0 | 0 | 0 | 0 |  | 0 | 0 | 0 | 0 | 0 |  | 0 | 0 | 0 | 0 | 0 | 0 | 0
PG&E FRESNO | PGE Fresno | PGE | Madera | 70 |  | Biomass |  |  | 0 | 0 |  | 0 | 0 |  | 0 | 0 |  | 0 | 0 | 0 | 0 | 0 |  | 0 | 0 | 0 | 0 | 0 |  | 0 | 0 | 0 | 0 | 0 | 0 | 0
PG&E NGBA | PGE NGBA | PGE | Madison | 115 | 39 | Biomass |  |  | 0 | 0 |  | 0 | 0 |  | 0 | 0 |  | 0 | 0 | 0 | 0 | 0 |  | 0 | 0 | 0 | 0 | 0 |  | 0 | 0 | 0 | 0 | 0 | 0 | 0
PG&E KERN | PGE Kern | PGE | Magunden | 115 | 99 | Biomass |  |  | 0 | 0 |  | 0 | 0 |  | 0 | 0 |  | 0 | 0 | 0 | 0 | 0 |  | 0 | 0 | 0 | 0 | 0 |  | 0 | 0 | 0 | 0 | 0 | 0 | 0
SCE Northern | PGE Kern | PGE | Magunden | 230 | 144 | Biomass |  |  | 0 | 0 |  | 0 | 0 |  | 0 | 0 |  | 0 | 0 | 0 | 0 | 0 |  | 0 | 0 | 0 | 0 | 0 |  | 0 | 0 | 0 | 0 | 0 | 0 | 0
PG&E FRESNO | PGE Fresno | PGE | Malaga | 115 | 148 | Biomass |  |  | 0 | 0 |  | 0 | 0 |  | 0 | 0 |  | 0 | 0 | 0 | 0 | 0 |  | 0 | 0 | 0 | 0 | 0 |  | 0 | 0 | 0 | 0 | 0 | 0 | 0
PG&E NGBA | PGE NGBA | PGE | Malin | 500 | 1 | Biomass |  |  | 0 | 0 |  | 0 | 0 |  | 0 | 0 |  | 0 | 0 | 0 | 0 | 0 |  | 0 | 0 | 0 | 0 | 0 |  | 0 | 0 | 0 | 0 | 0 | 0 | 0
SCE Northern | SCE Northern | SCE | Mandalay | 230 | 157 | Biomass |  |  | 0 | 0 |  | 0 | 0 |  | 0 | 0 |  | 0 | 0 | 0 | 0 | 0 |  | 0 | 0 | 0 | 0 | 0 |  | 0 | 0 | 0 | 0 | 0 | 0 | 0
PG&E FRESNO | PGE Fresno | PGE | Manning | 230 | 69 | Biomass |  |  | 0 | 0 |  | 0 | 0 |  | 0 | 0 |  | 0 | 0 | 0 | 0 | 0 |  | 0 | 0 | 0 | 0 | 0 |  | 0 | 0 | 0 | 0 | 0 | 0 | 0
PG&E FRESNO | PGE Fresno | PGE | Manning | 500 |  | Biomass |  |  | 0 | 0 |  | 0 | 0 |  | 0 | 0 |  | 0 | 0 | 0 | 0 | 0 |  | 0 | 0 | 0 | 0 | 0 |  | 0 | 0 | 0 | 0 | 0 | 0 | 0
PG&E GBA | PGE GBA | PGE | Manteca | 115 | 127 | Biomass |  |  | 0 | 0 |  | 0 | 0 |  | 0 | 0 |  | 0 | 0 | 0 | 0 | 0 |  | 0 | 0 | 0 | 0 | 0 |  | 0 | 0 | 0 | 0 | 0 | 0 | 0
SDGE | SDGE Imperial | SDGE | Margarita | 138 | 187 | Biomass |  |  | 0 | 0 |  | 0 | 0 |  | 0 | 0 |  | 0 | 0 | 0 | 0 | 0 |  | 0 | 0 | 0 | 0 | 0 |  | 0 | 0 | 0 | 0 | 0 | 0 | 0
PG&E GBA | PGE GBA | PGE | Martin | 230 | 3 | Biomass |  |  | 0 | 0 |  | 0 | 0 |  | 0 | 0 |  | 0 | 0 | 0 | 0 | 0 |  | 0 | 0 | 0 | 0 | 0 |  | 0 | 0 | 0 | 0 | 0 | 0 | 0
PG&E GBA | PGE GBA | PGE | Martin | 115 | 31 | Biomass |  |  | 0 | 0 |  | 0 | 0 |  | 0 | 0 |  | 0 | 0 | 0 | 0 | 0 |  | 0 | 0 | 0 | 0 | 0 |  | 0 | 0 | 0 | 0 | 0 | 0 | 0
PG&E GBA | PGE GBA | PGE | Martinez | 115 | 51 | Biomass |  |  | 0 | 0 |  | 0 | 0 |  | 0 | 0 |  | 0 | 0 | 0 | 0 | 0 |  | 0 | 0 | 0 | 0 | 0 |  | 0 | 0 | 0 | 0 | 0 | 0 | 0
PG&E FRESNO | PGE Fresno | PGE | Mc Mullin | 230 | 117 | Biomass |  |  | 0 | 0 |  | 0 | 0 |  | 0 | 0 |  | 0 | 0 | 0 | 0 | 0 |  | 0 | 0 | 0 | 0 | 0 |  | 0 | 0 | 0 | 0 | 0 | 0 | 0
PG&E FRESNO | PGE Fresno | PGE | McCall | 115 | 118 | Biomass |  |  | 0 | 0 |  | 0 | 0 |  | 0 | 0 |  | 0 | 0 | 0 | 0 | 0 |  | 0 | 0 | 0 | 0 | 0 |  | 0 | 0 | 0 | 0 | 0 | 0 | 0
PG&E FRESNO | PGE Fresno | PGE | McCall | 230 | 117 | Biomass |  |  | 0 | 0 |  | 0 | 0 |  | 0 | 0 |  | 0 | 0 | 0 | 0 | 0 |  | 0 | 0 | 0 | 0 | 0 |  | 0 | 0 | 0 | 0 | 0 | 0 | 0
PG&E GBA | PGE GBA | PGE | Meadow Lane | 115 | 1 | Biomass |  |  | 0 | 0 |  | 0 | 0 |  | 0 | 0 |  | 0 | 0 | 0 | 0 | 0 |  | 0 | 0 | 0 | 0 | 0 |  | 0 | 0 | 0 | 0 | 0 | 0 | 0
PG&E GBA | PGE GBA | PGE | Melones | 115 | 44 | Biomass |  |  | 0 | 0 |  | 0 | 0 |  | 0 | 0 |  | 0 | 0 | 0 | 0 | 0 |  | 0 | 0 | 0 | 0 | 0 |  | 0 | 0 | 0 | 0 | 0 | 0 | 0
PG&E GBA | PGE GBA | PGE | Melones | 230 | 44 | Biomass |  |  | 0 | 0 |  | 0 | 0 |  | 0 | 0 |  | 0 | 0 | 0 | 0 | 0 |  | 0 | 0 | 0 | 0 | 0 |  | 0 | 0 | 0 | 0 | 0 | 0 | 0
SDGE | SDGE Imperial | SDGE | Melrose | 69 |  | Biomass |  |  | 0 | 0 |  | 0 | 0 |  | 0 | 0 |  | 0 | 0 | 0 | 0 | 0 |  | 0 | 0 | 0 | 0 | 0 |  | 0 | 0 | 0 | 0 | 0 | 0 | 0
PG&E NGBA | PGE NGBA | PGE | Mendocino | 115 | 27 | Biomass |  |  | 0 | 0 |  | 0 | 0 |  | 0 | 0 |  | 0 | 0 | 0 | 0 | 0 |  | 0 | 0 | 0 | 0 | 0 |  | 0 | 0 | 0 | 0 | 0 | 0 | 0
PG&E NGBA | PGE NGBA | PGE | Mendocino | 60 |  | Biomass |  |  | 0 | 0 |  | 0 | 0 |  | 0 | 0 |  | 0 | 0 | 0 | 0 | 0 |  | 0 | 0 | 0 | 0 | 0 |  | 0 | 0 | 0 | 0 | 0 | 0 | 0
PG&E FRESNO | PGE Fresno | PGE | Mendota | 115 | 164 | Biomass |  |  | 0 | 0 |  | 0 | 0 |  | 0 | 0 |  | 0 | 0 | 0 | 0 | 0 |  | 0 | 0 | 0 | 0 | 0 |  | 0 | 0 | 0 | 0 | 0 | 0 | 0
PG&E GBA | PGE GBA | PGE | Menlo | 60 |  | Biomass |  |  | 0 | 0 |  | 0 | 0 |  | 0 | 0 |  | 0 | 0 | 0 | 0 | 0 |  | 0 | 0 | 0 | 0 | 0 |  | 0 | 0 | 0 | 0 | 0 | 0 | 0
PG&E FRESNO | PGE Fresno | PGE | Merced | 115 | 162 | Biomass |  |  | 0 | 0 |  | 0 | 0 |  | 0 | 0 |  | 0 | 0 | 0 | 0 | 0 |  | 0 | 0 | 0 | 0 | 0 |  | 0 | 0 | 0 | 0 | 0 | 0 | 0
EOP | SCE EOP | SCE | Mercury | 138 | 177 | Biomass |  |  | 0 | 0 |  | 0 | 0 |  | 0 | 0 |  | 0 | 0 | 0 | 0 | 0 |  | 0 | 0 | 0 | 0 | 0 |  | 0 | 0 | 0 | 0 | 0 | 0 | 0
PG&E FRESNO | PGE Fresno | PGE | Mercy Springs | 70 |  | Biomass |  |  | 0 | 0 |  | 0 | 0 |  | 0 | 0 |  | 0 | 0 | 0 | 0 | 0 |  | 0 | 0 | 0 | 0 | 0 |  | 0 | 0 | 0 | 0 | 0 | 0 | 0
PG&E NGBA | PGE NGBA | PGE | Meridian | 60 |  | Biomass |  |  | 0 | 0 |  | 0 | 0 |  | 0 | 0 |  | 0 | 0 | 0 | 0 | 0 |  | 0 | 0 | 0 | 0 | 0 |  | 0 | 0 | 0 | 0 | 0 | 0 | 0
PG&E KERN | PGE Kern | PGE | Mesa (PGE) | 115 | 111 | Biomass |  |  | 0 | 0 |  | 0 | 0 |  | 0 | 0 |  | 0 | 0 | 0 | 0 | 0 |  | 0 | 0 | 0 | 0 | 0 |  | 0 | 0 | 0 | 0 | 0 | 0 | 0
PG&E KERN | PGE Kern | PGE | Mesa (PGE) | 230 | 122 | Biomass |  |  | 0 | 0 |  | 0 | 0 |  | 0 | 0 |  | 0 | 0 | 0 | 0 | 0 |  | 0 | 0 | 0 | 0 | 0 |  | 0 | 0 | 0 | 0 | 0 | 0 | 0
SCE Metro | SCE Metro | SCE | Mesa (SCE) | 230 | 97 | Biomass |  |  | 0 | 0 |  | 0 | 0 |  | 0 | 0 |  | 0 | 0 | 0 | 0 | 0 |  | 0 | 0 | 0 | 0 | 0 |  | 0 | 0 | 0 | 0 | 0 | 0 | 0
SCE Metro | SCE Metro | SCE | Mesa (SCE) | 500 | 97 | Biomass |  |  | 0 | 0 |  | 0 | 0 |  | 0 | 0 |  | 0 | 0 | 0 | 0 | 0 |  | 0 | 0 | 0 | 0 | 0 |  | 0 | 0 | 0 | 0 | 0 | 0 | 0
SDGE | SDGE Imperial | SDGE | Mesa Heights | 69 |  | Biomass |  |  | 0 | 0 |  | 0 | 0 |  | 0 | 0 |  | 0 | 0 | 0 | 0 | 0 |  | 0 | 0 | 0 | 0 | 0 |  | 0 | 0 | 0 | 0 | 0 | 0 | 0
PG&E GBA | PGE GBA | PGE | Metcalf | 115 | 11 | Biomass |  |  | 0 | 0 |  | 0 | 0 |  | 0 | 0 |  | 0 | 0 | 0 | 0 | 0 |  | 0 | 0 | 0 | 0 | 0 |  | 0 | 0 | 0 | 0 | 0 | 0 | 0
PG&E GBA | PGE GBA | PGE | Metcalf | 230 | 11 | Biomass |  |  | 0 | 0 |  | 0 | 0 |  | 0 | 0 |  | 0 | 0 | 0 | 0 | 0 |  | 0 | 0 | 0 | 0 | 0 |  | 0 | 0 | 0 | 0 | 0 | 0 | 0
PG&E GBA | PGE GBA | PGE | Metcalf | 500 | 77 | Biomass |  |  | 0 | 0 |  | 0 | 0 |  | 0 | 0 |  | 0 | 0 | 0 | 0 | 0 |  | 0 | 0 | 0 | 0 | 0 |  | 0 | 0 | 0 | 0 | 0 | 0 | 0
PG&E KERN | PGE Kern | PGE | Midway | 115 | 112 | Biomass |  |  | 0 | 0 |  | 0 | 0 |  | 0 | 0 |  | 0 | 0 | 0 | 0 | 0 |  | 0 | 0 | 0 | 0 | 0 |  | 0 | 0 | 0 | 0 | 0 | 0 | 0
PG&E KERN | PGE Kern | PGE | Midway | 230 | 102 | Biomass |  |  | 0 | 0 |  | 0 | 0 |  | 0 | 0 |  | 0 | 0 | 0 | 0 | 0 |  | 0 | 0 | 0 | 0 | 0 |  | 0 | 0 | 0 | 0 | 0 | 0 | 0
PG&E KERN | PGE Kern | PGE | Midway | 500 | 73 | Biomass |  |  | 0 | 0 |  | 0 | 0 |  | 0 | 0 |  | 0 | 0 | 0 | 0 | 0 |  | 0 | 0 | 0 | 0 | 0 |  | 0 | 0 | 0 | 0 | 0 | 0 | 0
SDGE | SDGE Imperial | SDGE | Miguel | 230 | 196 | Biomass |  |  | 0 | 0 |  | 0 | 0 |  | 0 | 0 |  | 0 | 0 | 0 | 0 | 0 |  | 0 | 0 | 0 | 0 | 0 |  | 0 | 0 | 0 | 0 | 0 | 0 | 0
SDGE | SDGE Imperial | SDGE | Miguel | 500 | 196 | Biomass |  |  | 0 | 0 |  | 0 | 0 |  | 0 | 0 |  | 0 | 0 | 0 | 0 | 0 |  | 0 | 0 | 0 | 0 | 0 |  | 0 | 0 | 0 | 0 | 0 | 0 | 0
SDGE | SDGE Imperial | SDGE | Miguel | 69 |  | Biomass |  |  | 0 | 0 |  | 0 | 0 |  | 0 | 0 |  | 0 | 0 | 0 | 0 | 0 |  | 0 | 0 | 0 | 0 | 0 |  | 0 | 0 | 0 | 0 | 0 | 0 | 0
PG&E GBA | PGE GBA | PGE | Millbrae | 115 | 31 | Biomass |  |  | 0 | 0 |  | 0 | 0 |  | 0 | 0 |  | 0 | 0 | 0 | 0 | 0 |  | 0 | 0 | 0 | 0 | 0 |  | 0 | 0 | 0 | 0 | 0 | 0 | 0
PG&E GBA | PGE GBA | PGE | Miller | 115 | 44 | Biomass |  |  | 0 | 0 |  | 0 | 0 |  | 0 | 0 |  | 0 | 0 | 0 | 0 | 0 |  | 0 | 0 | 0 | 0 | 0 |  | 0 | 0 | 0 | 0 | 0 | 0 | 0
SCE Metro | SCE Metro | SCE | Mira Loma | 230 | 97 | Biomass |  |  | 0 | 0 |  | 0 | 0 |  | 0 | 0 |  | 0 | 0 | 0 | 0 | 0 |  | 0 | 0 | 0 | 0 | 0 |  | 0 | 0 | 0 | 0 | 0 | 0 | 0
SCE Metro | SCE Metro | SCE | Mira Loma | 500 | 97 | Biomass |  |  | 0 | 0 |  | 0 | 0 |  | 0 | 0 |  | 0 | 0 | 0 | 0 | 0 |  | 0 | 0 | 0 | 0 | 0 |  | 0 | 0 | 0 | 0 | 0 | 0 | 0
SCE Eastern | SCE Eastern | SCE | Mirage | 115 | 174 | Biomass |  |  | 0 | 0 |  | 0 | 0 |  | 0 | 0 |  | 0 | 0 | 0 | 0 | 0 |  | 0 | 0 | 0 | 0 | 0 |  | 0 | 0 | 0 | 0 | 0 | 0 | 0
SCE Eastern | SCE Eastern | SCE | Mirage | 230 |  | Biomass |  |  | 0 | 0 |  | 0 | 0 |  | 0 | 0 |  | 0 | 0 | 0 | 0 | 0 |  | 0 | 0 | 0 | 0 | 0 |  | 0 | 0 | 0 | 0 | 0 | 0 | 0
SDGE | SDGE Imperial | SDGE | Mission | 138 | 186 | Biomass |  |  | 0 | 0 |  | 0 | 0 |  | 0 | 0 |  | 0 | 0 | 0 | 0 | 0 |  | 0 | 0 | 0 | 0 | 0 |  | 0 | 0 | 0 | 0 | 0 | 0 | 0
SDGE | SDGE Imperial | SDGE | Mission | 230 | 186 | Biomass |  |  | 0 | 0 |  | 0 | 0 |  | 0 | 0 |  | 0 | 0 | 0 | 0 | 0 |  | 0 | 0 | 0 | 0 | 0 |  | 0 | 0 | 0 | 0 | 0 | 0 | 0
SDGE | SDGE Imperial | SDGE | Mission | 69 |  | Biomass |  |  | 0 | 0 |  | 0 | 0 |  | 0 | 0 |  | 0 | 0 | 0 | 0 | 0 |  | 0 | 0 | 0 | 0 | 0 |  | 0 | 0 | 0 | 0 | 0 | 0 | 0
PG&E GBA | PGE GBA | PGE | Mi-Wuk | 115 | 44 | Biomass |  |  | 0 | 0 |  | 0 | 0 |  | 0 | 0 |  | 0 | 0 | 0 | 0 | 0 |  | 0 | 0 | 0 | 0 | 0 |  | 0 | 0 | 0 | 0 | 0 | 0 | 0
EOP | SCE EOP | SCE | Mohave | 500 | 131 | Biomass |  |  | 0 | 0 |  | 0 | 0 |  | 0 | 0 |  | 0 | 0 | 0 | 0 | 0 |  | 0 | 0 | 0 | 0 | 0 |  | 0 | 0 | 0 | 0 | 0 | 0 | 0
PG&E NGBA | PGE NGBA | PGE | Monroe | 115 | 27 | Biomass |  |  | 0 | 0 |  | 0 | 0 |  | 0 | 0 |  | 0 | 0 | 0 | 0 | 0 |  | 0 | 0 | 0 | 0 | 0 |  | 0 | 0 | 0 | 0 | 0 | 0 | 0
SDGE | SDGE Imperial | SDGE | Monserate | 69 |  | Biomass |  |  | 0 | 0 |  | 0 | 0 |  | 0 | 0 |  | 0 | 0 | 0 | 0 | 0 |  | 0 | 0 | 0 | 0 | 0 |  | 0 | 0 | 0 | 0 | 0 | 0 | 0
PG&E GBA | PGE GBA | PGE | Monta Vista | 115 | 80 | Biomass |  |  | 0 | 0 |  | 0 | 0 |  | 0 | 0 |  | 0 | 0 | 0 | 0 | 0 |  | 0 | 0 | 0 | 0 | 0 |  | 0 | 0 | 0 | 0 | 0 | 0 | 0
PG&E GBA | PGE GBA | PGE | Monta Vista | 230 | 10 | Biomass |  |  | 0 | 0 |  | 0 | 0 |  | 0 | 0 |  | 0 | 0 | 0 | 0 | 0 |  | 0 | 0 | 0 | 0 | 0 |  | 0 | 0 | 0 | 0 | 0 | 0 | 0
PG&E GBA | PGE GBA | PGE | Monta Vista | 60 |  | Biomass |  |  | 0 | 0 |  | 0 | 0 |  | 0 | 0 |  | 0 | 0 | 0 | 0 | 0 |  | 0 | 0 | 0 | 0 | 0 |  | 0 | 0 | 0 | 0 | 0 | 0 | 0
PG&E NGBA | PGE NGBA | PGE | Monticello | 115 | 55 | Biomass |  |  | 0 | 0 |  | 0 | 0 |  | 0 | 0 |  | 0 | 0 | 0 | 0 | 0 |  | 0 | 0 | 0 | 0 | 0 |  | 0 | 0 | 0 | 0 | 0 | 0 | 0
SCE Northern | SCE Northern | SCE | Moorpark | 230 | 157 | Biomass |  |  | 0 | 0 |  | 0 | 0 |  | 0 | 0 |  | 0 | 0 | 0 | 0 | 0 |  | 0 | 0 | 0 | 0 | 0 |  | 0 | 0 | 0 | 0 | 0 | 0 | 0
SCE Northern | SCE Northern | SCE | Moorpark | 66 |  | Biomass |  |  | 0 | 0 |  | 0 | 0 |  | 0 | 0 |  | 0 | 0 | 0 | 0 | 0 |  | 0 | 0 | 0 | 0 | 0 |  | 0 | 0 | 0 | 0 | 0 | 0 | 0
PG&E GBA | PGE GBA | PGE | Moraga | 115 | 6 | Biomass |  |  | 0 | 0 |  | 0 | 0 |  | 0 | 0 |  | 0 | 0 | 0 | 0 | 0 |  | 0 | 0 | 0 | 0 | 0 |  | 0 | 0 | 0 | 0 | 0 | 0 | 0
PG&E GBA | PGE GBA | PGE | Moraga | 230 | 53 | Biomass |  |  | 0 | 0 |  | 0 | 0 |  | 0 | 0 |  | 0 | 0 | 0 | 0 | 0 |  | 0 | 0 | 0 | 0 | 0 |  | 0 | 0 | 0 | 0 | 0 | 0 | 0
PG&E GBA | PGE GBA | PGE | Morgan Hill | 115 | 40 | Biomass |  |  | 0 | 0 |  | 0 | 0 |  | 0 | 0 |  | 0 | 0 | 0 | 0 | 0 |  | 0 | 0 | 0 | 0 | 0 |  | 0 | 0 | 0 | 0 | 0 | 0 | 0
PG&E KERN | PGE Kern | PGE | Morro Bay | 115 | 111 | Biomass |  |  | 0 | 0 |  | 0 | 0 |  | 0 | 0 |  | 0 | 0 | 0 | 0 | 0 |  | 0 | 0 | 0 | 0 | 0 |  | 0 | 0 | 0 | 0 | 0 | 0 | 0
PG&E KERN | PGE Kern | PGE | Morro Bay | 230 | 122 | Biomass |  |  | 0 | 0 |  | 0 | 0 |  | 0 | 0 |  | 0 | 0 | 0 | 0 | 0 |  | 0 | 0 | 0 | 0 | 0 |  | 0 | 0 | 0 | 0 | 0 | 0 | 0
PG&E KERN | PGE Kern | PGE | Morro Bay | 500 | 98 | Biomass |  |  | 0 | 0 |  | 0 | 0 |  | 0 | 0 |  | 0 | 0 | 0 | 0 | 0 |  | 0 | 0 | 0 | 0 | 0 |  | 0 | 0 | 0 | 0 | 0 | 0 | 0
PG&E GBA | PGE GBA | PGE | Moss Landing | 115 | 85 | Biomass |  |  | 0 | 0 |  | 0 | 0 |  | 0 | 0 |  | 0 | 0 | 0 | 0 | 0 |  | 0 | 0 | 0 | 0 | 0 |  | 0 | 0 | 0 | 0 | 0 | 0 | 0
PG&E GBA | PGE GBA | PGE | Moss Landing | 230 | 85 | Biomass |  |  | 0 | 0 |  | 0 | 0 |  | 0 | 0 |  | 0 | 0 | 0 | 0 | 0 |  | 0 | 0 | 0 | 0 | 0 |  | 0 | 0 | 0 | 0 | 0 | 0 | 0
PG&E GBA | PGE GBA | PGE | Moss Landing | 500 | 82 | Biomass |  |  | 0 | 0 |  | 0 | 0 |  | 0 | 0 |  | 0 | 0 | 0 | 0 | 0 |  | 0 | 0 | 0 | 0 | 0 |  | 0 | 0 | 0 | 0 | 0 | 0 | 0
EOP | SCE EOP | SCE | Mountain Pass | 115 | 161 | Biomass |  |  | 0 | 0 |  | 0 | 0 |  | 0 | 0 |  | 0 | 0 | 0 | 0 | 0 |  | 0 | 0 | 0 | 0 | 0 |  | 0 | 0 | 0 | 0 | 0 | 0 | 0
PG&E GBA | PGE GBA | PGE | Mountain View | 115 | 78 | Biomass |  |  | 0 | 0 |  | 0 | 0 |  | 0 | 0 |  | 0 | 0 | 0 | 0 | 0 |  | 0 | 0 | 0 | 0 | 0 |  | 0 | 0 | 0 | 0 | 0 | 0 | 0
PG&E GBA | PGE GBA | PGE | Mt Eden | 115 | 3 | Biomass |  |  | 0 | 0 |  | 0 | 0 |  | 0 | 0 |  | 0 | 0 | 0 | 0 | 0 |  | 0 | 0 | 0 | 0 | 0 |  | 0 | 0 | 0 | 0 | 0 | 0 | 0
PG&E KERN | PGE Kern | PGE | Mt Poso | 115 | 74 | Biomass |  |  | 0 | 0 |  | 0 | 0 |  | 0 | 0 |  | 0 | 0 | 0 | 0 | 0 |  | 0 | 0 | 0 | 0 | 0 |  | 0 | 0 | 0 | 0 | 0 | 0 | 0
SDGE | SDGE Imperial | SDGE | Murray | 69 |  | Biomass |  |  | 0 | 0 |  | 0 | 0 |  | 0 | 0 |  | 0 | 0 | 0 | 0 | 0 |  | 0 | 0 | 0 | 0 | 0 |  | 0 | 0 | 0 | 0 | 0 | 0 | 0
PG&E FRESNO | PGE Fresno | PGE | Mustang | 230 | 145 | Biomass |  |  | 0 | 0 |  | 0 | 0 |  | 0 | 0 |  | 0 | 0 | 0 | 0 | 0 |  | 0 | 0 | 0 | 0 | 0 |  | 0 | 0 | 0 | 0 | 0 | 0 | 0
SCE Northern | SCE Northern | SCE | Neenach | 66 |  | Biomass |  |  | 0 | 0 |  | 0 | 0 |  | 0 | 0 |  | 0 | 0 | 0 | 0 | 0 |  | 0 | 0 | 0 | 0 | 0 |  | 0 | 0 | 0 | 0 | 0 | 0 | 0
PG&E KERN | PGE Kern | PGE | New Sub - Gates - Midway (Proposed) | 230 | 93 | Biomass |  |  | 0 | 0 |  | 0 | 0 |  | 0 | 0 |  | 0 | 0 | 0 | 0 | 0 |  | 0 | 0 | 0 | 0 | 0 |  | 0 | 0 | 0 | 0 | 0 | 0 | 0
PG&E KERN | PGE Kern | PGE | New Sub - Gates - Templeton (Proposed) | 230 | 130 | Biomass |  |  | 0 | 0 |  | 0 | 0 |  | 0 | 0 |  | 0 | 0 | 0 | 0 | 0 |  | 0 | 0 | 0 | 0 | 0 |  | 0 | 0 | 0 | 0 | 0 | 0 | 0
SCE NOL | SCE NOL | SCE | New Sub - Kramer - Lugo (Proposed) | 230 | 160 | Biomass |  |  | 0 | 0 |  | 0 | 0 |  | 0 | 0 |  | 0 | 0 | 0 | 0 | 0 |  | 0 | 0 | 0 | 0 | 0 |  | 0 | 0 | 0 | 0 | 0 | 0 | 0
PG&E FRESNO | PGE Fresno | PGE | New Sub - Los Banos - Midway (Proposed) | 500 | 73 | Biomass |  |  | 0 | 0 |  | 0 | 0 |  | 0 | 0 |  | 0 | 0 | 0 | 0 | 0 |  | 0 | 0 | 0 | 0 | 0 |  | 0 | 0 | 0 | 0 | 0 | 0 | 0
SCE NOL | SCE NOL | SCE | New Sub - Lugo - Pisgah (Proposed) | 230 | 141 | Biomass |  |  | 0 | 0 |  | 0 | 0 |  | 0 | 0 |  | 0 | 0 | 0 | 0 | 0 |  | 0 | 0 | 0 | 0 | 0 |  | 0 | 0 | 0 | 0 | 0 | 0 | 0
PG&E KERN | PGE Kern | PGE | New Sub - Midway - Wheeler Ridge (Proposed) | 230 | 93 | Biomass |  |  | 0 | 0 |  | 0 | 0 |  | 0 | 0 |  | 0 | 0 | 0 | 0 | 0 |  | 0 | 0 | 0 | 0 | 0 |  | 0 | 0 | 0 | 0 | 0 | 0 | 0
PG&E NGBA | PGE NGBA | PGE | New Sub - Near existing Leavitt (PSREC) | 345 |  | Biomass |  |  | 0 | 0 |  | 0 | 0 |  | 0 | 0 |  | 0 | 0 | 0 | 0 | 0 |  | 0 | 0 | 0 | 0 | 0 |  | 0 | 0 | 0 | 0 | 0 | 0 | 0
PG&E NGBA | PGE NGBA | PGE | New Sub - Near existing Madeline (NVE) | 345 |  | Biomass |  |  | 0 | 0 |  | 0 | 0 |  | 0 | 0 |  | 0 | 0 | 0 | 0 | 0 |  | 0 | 0 | 0 | 0 | 0 |  | 0 | 0 | 0 | 0 | 0 | 0 | 0
SDGE | SDGE Imperial | SDGE | New Sub - North Gila - IV (Proposed) | 500 | 185 | Biomass |  |  | 0 | 0 |  | 0 | 0 |  | 0 | 0 |  | 0 | 0 | 0 | 0 | 0 |  | 0 | 0 | 0 | 0 | 0 |  | 0 | 0 | 0 | 0 | 0 | 0 | 0
PG&E NGBA | PGE NGBA | PGE | New Sub - Pit 1 - Cottonwood (Proposed) | 230 | 2 | Biomass |  |  | 0 | 0 |  | 0 | 0 |  | 0 | 0 |  | 0 | 0 | 0 | 0 | 0 |  | 0 | 0 | 0 | 0 | 0 |  | 0 | 0 | 0 | 0 | 0 | 0 | 0
PG&E GBA | PGE GBA | PGE | New Sub - Rancho Seco - Bellota (Proposed) | 230 | 15 | Biomass |  |  | 0 | 0 |  | 0 | 0 |  | 0 | 0 |  | 0 | 0 | 0 | 0 | 0 |  | 0 | 0 | 0 | 0 | 0 |  | 0 | 0 | 0 | 0 | 0 | 0 | 0
SDGE | SDGE Imperial | SDGE | New Sub - Suncrest - Ocotillo (Proposed) | 500 | 183 | Biomass |  |  | 0 | 0 |  | 0 | 0 |  | 0 | 0 |  | 0 | 0 | 0 | 0 | 0 |  | 0 | 0 | 0 | 0 | 0 |  | 0 | 0 | 0 | 0 | 0 | 0 | 0
PG&E FRESNO | PGE Fresno | PGE | New Sub - Westley - Quinto (Proposed) | 230 | 64 | Biomass |  |  | 0 | 0 |  | 0 | 0 |  | 0 | 0 |  | 0 | 0 | 0 | 0 | 0 |  | 0 | 0 | 0 | 0 | 0 |  | 0 | 0 | 0 | 0 | 0 | 0 | 0
PG&E GBA | PGE GBA | PGE | Newark | 115 | 38 | Biomass |  |  | 0 | 0 |  | 0 | 0 |  | 0 | 0 |  | 0 | 0 | 0 | 0 | 0 |  | 0 | 0 | 0 | 0 | 0 |  | 0 | 0 | 0 | 0 | 0 | 0 | 0
PG&E GBA | PGE GBA | PGE | Newark | 230 | 45 | Biomass |  |  | 0 | 0 |  | 0 | 0 |  | 0 | 0 |  | 0 | 0 | 0 | 0 | 0 |  | 0 | 0 | 0 | 0 | 0 |  | 0 | 0 | 0 | 0 | 0 | 0 | 0
PG&E GBA | PGE GBA | PGE | Newark | 60 |  | Biomass |  |  | 0 | 0 |  | 0 | 0 |  | 0 | 0 |  | 0 | 0 | 0 | 0 | 0 |  | 0 | 0 | 0 | 0 | 0 |  | 0 | 0 | 0 | 0 | 0 | 0 | 0
PG&E FRESNO | PGE Fresno | PGE | Newhall | 115 | 137 | Biomass |  |  | 0 | 0 |  | 0 | 0 |  | 0 | 0 |  | 0 | 0 | 0 | 0 | 0 |  | 0 | 0 | 0 | 0 | 0 |  | 0 | 0 | 0 | 0 | 0 | 0 | 0
PG&E KERN | PGE Kern | PGE | Norco | 115 | 95 | Biomass |  |  | 0 | 0 |  | 0 | 0 |  | 0 | 0 |  | 0 | 0 | 0 | 0 | 0 |  | 0 | 0 | 0 | 0 | 0 |  | 0 | 0 | 0 | 0 | 0 | 0 | 0
PG&E GBA | PGE GBA | PGE | Nortech | 115 | 13 | Biomass |  |  | 0 | 0 |  | 0 | 0 |  | 0 | 0 |  | 0 | 0 | 0 | 0 | 0 |  | 0 | 0 | 0 | 0 | 0 |  | 0 | 0 | 0 | 0 | 0 | 0 | 0
SDGE | SDGE Imperial | SDGE | North City Metering | 138 | 186 | Biomass |  |  | 0 | 0 |  | 0 | 0 |  | 0 | 0 |  | 0 | 0 | 0 | 0 | 0 |  | 0 | 0 | 0 | 0 | 0 |  | 0 | 0 | 0 | 0 | 0 | 0 | 0
PG&E GBA | PGE GBA | PGE | North Dublin | 230 | 42 | Biomass |  |  | 0 | 0 |  | 0 | 0 |  | 0 | 0 |  | 0 | 0 | 0 | 0 | 0 |  | 0 | 0 | 0 | 0 | 0 |  | 0 | 0 | 0 | 0 | 0 | 0 | 0
SDGE | SDGE Arizona | SDGE | North Gila | 500 | 188 | Biomass |  |  | 0 | 0 |  | 0 | 0 |  | 0 | 0 |  | 0 | 0 | 0 | 0 | 0 |  | 0 | 0 | 0 | 0 | 0 |  | 0 | 0 | 0 | 0 | 0 | 0 | 0
SCE Metro | SCE Metro | SCE | North of SONGS | 230 | 97 | Biomass |  |  | 0 | 0 |  | 0 | 0 |  | 0 | 0 |  | 0 | 0 | 0 | 0 | 0 |  | 0 | 0 | 0 | 0 | 0 |  | 0 | 0 | 0 | 0 | 0 | 0 | 0
SCE Metro | SCE Metro | SCE | North of SONGS | 500 | 97 | Biomass |  |  | 0 | 0 |  | 0 | 0 |  | 0 | 0 |  | 0 | 0 | 0 | 0 | 0 |  | 0 | 0 | 0 | 0 | 0 |  | 0 | 0 | 0 | 0 | 0 | 0 | 0
PG&E NGBA | PGE NGBA | PGE | Notre Dame | 115 | 1 | Biomass |  |  | 0 | 0 |  | 0 | 0 |  | 0 | 0 |  | 0 | 0 | 0 | 0 | 0 |  | 0 | 0 | 0 | 0 | 0 |  | 0 | 0 | 0 | 0 | 0 | 0 | 0
PG&E GBA | PGE GBA | PGE | Oakland C | 115 | 56 | Biomass |  |  | 0 | 0 |  | 0 | 0 |  | 0 | 0 |  | 0 | 0 | 0 | 0 | 0 |  | 0 | 0 | 0 | 0 | 0 |  | 0 | 0 | 0 | 0 | 0 | 0 | 0
PG&E GBA | PGE GBA | PGE | Oakland J | 115 | 6 | Biomass |  |  | 0 | 0 |  | 0 | 0 |  | 0 | 0 |  | 0 | 0 | 0 | 0 | 0 |  | 0 | 0 | 0 | 0 | 0 |  | 0 | 0 | 0 | 0 | 0 | 0 | 0
PG&E GBA | PGE GBA | PGE | Oakland L | 115 | 6 | Biomass |  |  | 0 | 0 |  | 0 | 0 |  | 0 | 0 |  | 0 | 0 | 0 | 0 | 0 |  | 0 | 0 | 0 | 0 | 0 |  | 0 | 0 | 0 | 0 | 0 | 0 | 0
PG&E GBA | PGE GBA | PGE | Oakland X | 115 | 6 | Biomass |  |  | 0 | 0 |  | 0 | 0 |  | 0 | 0 |  | 0 | 0 | 0 | 0 | 0 |  | 0 | 0 | 0 | 0 | 0 |  | 0 | 0 | 0 | 0 | 0 | 0 | 0
SDGE | SDGE Imperial | SDGE | Ocean Ranch | 69 |  | Biomass |  |  | 0 | 0 |  | 0 | 0 |  | 0 | 0 |  | 0 | 0 | 0 | 0 | 0 |  | 0 | 0 | 0 | 0 | 0 |  | 0 | 0 | 0 | 0 | 0 | 0 | 0
PG&E KERN | PGE Kern | PGE | Oceano | 115 | 111 | Biomass |  |  | 0 | 0 |  | 0 | 0 |  | 0 | 0 |  | 0 | 0 | 0 | 0 | 0 |  | 0 | 0 | 0 | 0 | 0 |  | 0 | 0 | 0 | 0 | 0 | 0 | 0
SDGE | SDGE Imperial | SDGE | Ocotillo Express | 500 | 194 | Biomass |  |  | 0 | 0 |  | 0 | 0 |  | 0 | 0 |  | 0 | 0 | 0 | 0 | 0 |  | 0 | 0 | 0 | 0 | 0 |  | 0 | 0 | 0 | 0 | 0 | 0 | 0
PG&E KERN | PGE Kern | PGE | Old River | 70 |  | Biomass |  |  | 0 | 0 |  | 0 | 0 |  | 0 | 0 |  | 0 | 0 | 0 | 0 | 0 |  | 0 | 0 | 0 | 0 | 0 |  | 0 | 0 | 0 | 0 | 0 | 0 | 0
SDGE | SDGE Imperial | SDGE | Old Town | 230 | 171 | Biomass |  |  | 0 | 0 |  | 0 | 0 |  | 0 | 0 |  | 0 | 0 | 0 | 0 | 0 |  | 0 | 0 | 0 | 0 | 0 |  | 0 | 0 | 0 | 0 | 0 | 0 | 0
SCE Metro | SCE Metro | SCE | Olinda | 230 | 97 | Biomass |  |  | 0 | 0 |  | 0 | 0 |  | 0 | 0 |  | 0 | 0 | 0 | 0 | 0 |  | 0 | 0 | 0 | 0 | 0 |  | 0 | 0 | 0 | 0 | 0 | 0 | 0
PG&E FRESNO | PGE Fresno | PGE | Olive | 115 | 119 | Biomass |  |  | 0 | 0 |  | 0 | 0 |  | 0 | 0 |  | 0 | 0 | 0 | 0 | 0 |  | 0 | 0 | 0 | 0 | 0 |  | 0 | 0 | 0 | 0 | 0 | 0 | 0
PG&E NGBA | PGE NGBA | PGE | Olivehurst | 115 | 22 | Biomass |  |  | 0 | 0 |  | 0 | 0 |  | 0 | 0 |  | 0 | 0 | 0 | 0 | 0 |  | 0 | 0 | 0 | 0 | 0 |  | 0 | 0 | 0 | 0 | 0 | 0 | 0
PG&E NGBA | PGE NGBA | PGE | Oregon Trail | 60 |  | Biomass |  |  | 0 | 0 |  | 0 | 0 |  | 0 | 0 |  | 0 | 0 | 0 | 0 | 0 |  | 0 | 0 | 0 | 0 | 0 |  | 0 | 0 | 0 | 0 | 0 | 0 | 0
SCE Northern | SCE Northern | SCE | Ormond Beach | 230 | 157 | Biomass |  |  | 0 | 0 |  | 0 | 0 |  | 0 | 0 |  | 0 | 0 | 0 | 0 | 0 |  | 0 | 0 | 0 | 0 | 0 |  | 0 | 0 | 0 | 0 | 0 | 0 | 0
PG&E FRESNO | PGE Fresno | PGE | Oro Loma | 115 | 123 | Biomass |  |  | 0 | 0 |  | 0 | 0 |  | 0 | 0 |  | 0 | 0 | 0 | 0 | 0 |  | 0 | 0 | 0 | 0 | 0 |  | 0 | 0 | 0 | 0 | 0 | 0 | 0
PG&E FRESNO | PGE Fresno | PGE | Oro Loma | 70 |  | Biomass |  |  | 0 | 0 |  | 0 | 0 |  | 0 | 0 |  | 0 | 0 | 0 | 0 | 0 |  | 0 | 0 | 0 | 0 | 0 |  | 0 | 0 | 0 | 0 | 0 | 0 | 0
PG&E FRESNO | PGE Fresno | PGE | Orosi | 70 |  | Biomass |  |  | 0 | 0 |  | 0 | 0 |  | 0 | 0 |  | 0 | 0 | 0 | 0 | 0 |  | 0 | 0 | 0 | 0 | 0 |  | 0 | 0 | 0 | 0 | 0 | 0 | 0
SDGE | SDGE Imperial | SDGE | Otay | 69 |  | Biomass |  |  | 0 | 0 |  | 0 | 0 |  | 0 | 0 |  | 0 | 0 | 0 | 0 | 0 |  | 0 | 0 | 0 | 0 | 0 |  | 0 | 0 | 0 | 0 | 0 | 0 | 0
SDGE | SDGE Imperial | SDGE | Otay Mesa | 230 | 197 | Biomass |  |  | 0 | 0 |  | 0 | 0 |  | 0 | 0 |  | 0 | 0 | 0 | 0 | 0 |  | 0 | 0 | 0 | 0 | 0 |  | 0 | 0 | 0 | 0 | 0 | 0 | 0
PG&E FRESNO | PGE Fresno | PGE | Padre Flats SW STA | 230 | 71 | Biomass |  |  | 0 | 0 |  | 0 | 0 |  | 0 | 0 |  | 0 | 0 | 0 | 0 | 0 |  | 0 | 0 | 0 | 0 | 0 |  | 0 | 0 | 0 | 0 | 0 | 0 | 0
EOP | SCE EOP | SCE | Pahrump | 138 | 177 | Biomass |  |  | 0 | 0 |  | 0 | 0 |  | 0 | 0 |  | 0 | 0 | 0 | 0 | 0 |  | 0 | 0 | 0 | 0 | 0 |  | 0 | 0 | 0 | 0 | 0 | 0 | 0
EOP | SCE EOP | SCE | Pahrump | 230 | 177 | Biomass |  |  | 0 | 0 |  | 0 | 0 |  | 0 | 0 |  | 0 | 0 | 0 | 0 | 0 |  | 0 | 0 | 0 | 0 | 0 |  | 0 | 0 | 0 | 0 | 0 | 0 | 0
SDGE | SDGE Imperial | SDGE | Pala | 69 |  | Biomass |  |  | 0 | 0 |  | 0 | 0 |  | 0 | 0 |  | 0 | 0 | 0 | 0 | 0 |  | 0 | 0 | 0 | 0 | 0 |  | 0 | 0 | 0 | 0 | 0 | 0 | 0
PG&E NGBA | PGE NGBA | PGE | Palermo | 115 | 22 | Biomass |  |  | 0 | 0 |  | 0 | 0 |  | 0 | 0 |  | 0 | 0 | 0 | 0 | 0 |  | 0 | 0 | 0 | 0 | 0 |  | 0 | 0 | 0 | 0 | 0 | 0 | 0
PG&E NGBA | PGE NGBA | PGE | Palermo | 230 | 19 | Biomass |  |  | 0 | 0 |  | 0 | 0 |  | 0 | 0 |  | 0 | 0 | 0 | 0 | 0 |  | 0 | 0 | 0 | 0 | 0 |  | 0 | 0 | 0 | 0 | 0 | 0 | 0
SCE Eastern | SCE Arizona | SCE | Palo Verde | 500 | 176 | Biomass |  |  | 0 | 0 |  | 0 | 0 |  | 0 | 0 |  | 0 | 0 | 0 | 0 | 0 |  | 0 | 0 | 0 | 0 | 0 |  | 0 | 0 | 0 | 0 | 0 | 0 | 0
SDGE | SDGE Imperial | SDGE | Palomar Energy | 230 | 195 | Biomass |  |  | 0 | 0 |  | 0 | 0 |  | 0 | 0 |  | 0 | 0 | 0 | 0 | 0 |  | 0 | 0 | 0 | 0 | 0 |  | 0 | 0 | 0 | 0 | 0 | 0 | 0
PG&E KERN | PGE Kern | PGE | Panama | 70 |  | Biomass |  |  | 0 | 0 |  | 0 | 0 |  | 0 | 0 |  | 0 | 0 | 0 | 0 | 0 |  | 0 | 0 | 0 | 0 | 0 |  | 0 | 0 | 0 | 0 | 0 | 0 | 0
PG&E FRESNO | PGE Fresno | PGE | Panoche | 115 | 128 | Biomass |  |  | 0 | 0 |  | 0 | 0 |  | 0 | 0 |  | 0 | 0 | 0 | 0 | 0 |  | 0 | 0 | 0 | 0 | 0 |  | 0 | 0 | 0 | 0 | 0 | 0 | 0
PG&E FRESNO | PGE Fresno | PGE | Panoche | 230 | 94 | Biomass |  |  | 0 | 0 |  | 0 | 0 |  | 0 | 0 |  | 0 | 0 | 0 | 0 | 0 |  | 0 | 0 | 0 | 0 | 0 |  | 0 | 0 | 0 | 0 | 0 | 0 | 0
SCE Northern | SCE Northern | SCE | Pardee | 230 | 151 | Biomass |  |  | 0 | 0 |  | 0 | 0 |  | 0 | 0 |  | 0 | 0 | 0 | 0 | 0 |  | 0 | 0 | 0 | 0 | 0 |  | 0 | 0 | 0 | 0 | 0 | 0 | 0
PG&E NGBA | PGE NGBA | PGE | Parkway | 230 | 30 | Biomass |  |  | 0 | 0 |  | 0 | 0 |  | 0 | 0 |  | 0 | 0 | 0 | 0 | 0 |  | 0 | 0 | 0 | 0 | 0 |  | 0 | 0 | 0 | 0 | 0 | 0 | 0
SCE Northern | SCE Northern | SCE | Pastoria | 230 | 159 | Biomass |  |  | 0 | 0 |  | 0 | 0 |  | 0 | 0 |  | 0 | 0 | 0 | 0 | 0 |  | 0 | 0 | 0 | 0 | 0 |  | 0 | 0 | 0 | 0 | 0 | 0 | 0
SCE Metro | SCE Metro | SCE | Pauda | 230 |  | Biomass |  |  | 0 | 0 |  | 0 | 0 |  | 0 | 0 |  | 0 | 0 | 0 | 0 | 0 |  | 0 | 0 | 0 | 0 | 0 |  | 0 | 0 | 0 | 0 | 0 | 0 | 0
PG&E GBA | PGE GBA | PGE | Paul Sweet | 115 | 14 | Biomass |  |  | 0 | 0 |  | 0 | 0 |  | 0 | 0 |  | 0 | 0 | 0 | 0 | 0 |  | 0 | 0 | 0 | 0 | 0 |  | 0 | 0 | 0 | 0 | 0 | 0 | 0
PG&E NGBA | PGE NGBA | PGE | Peabody | 230 | 52 | Biomass |  |  | 0 | 0 |  | 0 | 0 |  | 0 | 0 |  | 0 | 0 | 0 | 0 | 0 |  | 0 | 0 | 0 | 0 | 0 |  | 0 | 0 | 0 | 0 | 0 | 0 | 0
PG&E NGBA | PGE NGBA | PGE | Pease | 115 | 22 | Biomass |  |  | 0 | 0 |  | 0 | 0 |  | 0 | 0 |  | 0 | 0 | 0 | 0 | 0 |  | 0 | 0 | 0 | 0 | 0 |  | 0 | 0 | 0 | 0 | 0 | 0 | 0
PG&E NGBA | PGE NGBA | PGE | Pease | 60 |  | Biomass |  |  | 0 | 0 |  | 0 | 0 |  | 0 | 0 |  | 0 | 0 | 0 | 0 | 0 |  | 0 | 0 | 0 | 0 | 0 |  | 0 | 0 | 0 | 0 | 0 | 0 | 0
SDGE | SDGE Imperial | SDGE | Penasquitos | 138 | 171 | Biomass |  |  | 0 | 0 |  | 0 | 0 |  | 0 | 0 |  | 0 | 0 | 0 | 0 | 0 |  | 0 | 0 | 0 | 0 | 0 |  | 0 | 0 | 0 | 0 | 0 | 0 | 0
SDGE | SDGE Imperial | SDGE | Penasquitos | 230 | 171 | Biomass |  |  | 0 | 0 |  | 0 | 0 |  | 0 | 0 |  | 0 | 0 | 0 | 0 | 0 |  | 0 | 0 | 0 | 0 | 0 |  | 0 | 0 | 0 | 0 | 0 | 0 | 0
SDGE | SDGE Imperial | SDGE | Penasquitos | 69 |  | Biomass |  |  | 0 | 0 |  | 0 | 0 |  | 0 | 0 |  | 0 | 0 | 0 | 0 | 0 |  | 0 | 0 | 0 | 0 | 0 |  | 0 | 0 | 0 | 0 | 0 | 0 | 0
SDGE | SDGE Imperial | SDGE | Pendleton | 69 |  | Biomass |  |  | 0 | 0 |  | 0 | 0 |  | 0 | 0 |  | 0 | 0 | 0 | 0 | 0 |  | 0 | 0 | 0 | 0 | 0 |  | 0 | 0 | 0 | 0 | 0 | 0 | 0
PG&E NGBA | PGE NGBA | PGE | Penngrove | 115 | 27 | Biomass |  |  | 0 | 0 |  | 0 | 0 |  | 0 | 0 |  | 0 | 0 | 0 | 0 | 0 |  | 0 | 0 | 0 | 0 | 0 |  | 0 | 0 | 0 | 0 | 0 | 0 | 0
PG&E GBA | PGE GBA | PGE | Peoria | 115 | 44 | Biomass |  |  | 0 | 0 |  | 0 | 0 |  | 0 | 0 |  | 0 | 0 | 0 | 0 | 0 |  | 0 | 0 | 0 | 0 | 0 |  | 0 | 0 | 0 | 0 | 0 | 0 | 0
PG&E GBA | PGE GBA | PGE | Piercy | 115 | 11 | Biomass |  |  | 0 | 0 |  | 0 | 0 |  | 0 | 0 |  | 0 | 0 | 0 | 0 | 0 |  | 0 | 0 | 0 | 0 | 0 |  | 0 | 0 | 0 | 0 | 0 | 0 | 0
PG&E FRESNO | PGE Fresno | PGE | Pine Flat | 230 | 117 | Biomass |  |  | 0 | 0 |  | 0 | 0 |  | 0 | 0 |  | 0 | 0 | 0 | 0 | 0 |  | 0 | 0 | 0 | 0 | 0 |  | 0 | 0 | 0 | 0 | 0 | 0 | 0
SCE NOL | SCE NOL | SCE | Pisgah | 230 | 141 | Biomass |  |  | 0 | 0 |  | 0 | 0 |  | 0 | 0 |  | 0 | 0 | 0 | 0 | 0 |  | 0 | 0 | 0 | 0 | 0 |  | 0 | 0 | 0 | 0 | 0 | 0 | 0
PG&E NGBA | PGE NGBA | PGE | Pit 1 | 230 | 2 | Biomass |  |  | 0 | 0 |  | 0 | 0 |  | 0 | 0 |  | 0 | 0 | 0 | 0 | 0 |  | 0 | 0 | 0 | 0 | 0 |  | 0 | 0 | 0 | 0 | 0 | 0 | 0
PG&E NGBA | PGE NGBA | PGE | Pit 1 | 60 |  | Biomass |  |  | 0 | 0 |  | 0 | 0 |  | 0 | 0 |  | 0 | 0 | 0 | 0 | 0 |  | 0 | 0 | 0 | 0 | 0 |  | 0 | 0 | 0 | 0 | 0 | 0 | 0
PG&E NGBA | PGE NGBA | PGE | Pit 3 | 230 | 2 | Biomass |  |  | 0 | 0 |  | 0 | 0 |  | 0 | 0 |  | 0 | 0 | 0 | 0 | 0 |  | 0 | 0 | 0 | 0 | 0 |  | 0 | 0 | 0 | 0 | 0 | 0 | 0
PG&E NGBA | PGE NGBA | PGE | Pit 4 | 230 | 1 | Biomass |  |  | 0 | 0 |  | 0 | 0 |  | 0 | 0 |  | 0 | 0 | 0 | 0 | 0 |  | 0 | 0 | 0 | 0 | 0 |  | 0 | 0 | 0 | 0 | 0 | 0 | 0
PG&E GBA | PGE GBA | PGE | Pittsburg | 115 | 49 | Biomass |  |  | 0 | 0 |  | 0 | 0 |  | 0 | 0 |  | 0 | 0 | 0 | 0 | 0 |  | 0 | 0 | 0 | 0 | 0 |  | 0 | 0 | 0 | 0 | 0 | 0 | 0
PG&E GBA | PGE GBA | PGE | Pittsburg | 230 | 51 | Biomass |  |  | 0 | 0 |  | 0 | 0 |  | 0 | 0 |  | 0 | 0 | 0 | 0 | 0 |  | 0 | 0 | 0 | 0 | 0 |  | 0 | 0 | 0 | 0 | 0 | 0 | 0
PG&E NGBA | PGE NGBA | PGE | Pleasant Grove | 115 | 23 | Biomass |  |  | 0 | 0 |  | 0 | 0 |  | 0 | 0 |  | 0 | 0 | 0 | 0 | 0 |  | 0 | 0 | 0 | 0 | 0 |  | 0 | 0 | 0 | 0 | 0 | 0 | 0
PG&E NGBA | PGE NGBA | PGE | POE | 230 | 24 | Biomass |  |  | 0 | 0 |  | 0 | 0 |  | 0 | 0 |  | 0 | 0 | 0 | 0 | 0 |  | 0 | 0 | 0 | 0 | 0 |  | 0 | 0 | 0 | 0 | 0 | 0 | 0
SDGE | SDGE Imperial | SDGE | Point Loma | 69 |  | Biomass |  |  | 0 | 0 |  | 0 | 0 |  | 0 | 0 |  | 0 | 0 | 0 | 0 | 0 |  | 0 | 0 | 0 | 0 | 0 |  | 0 | 0 | 0 | 0 | 0 | 0 | 0
SDGE | SDGE Imperial | SDGE | Pomerado | 69 |  | Biomass |  |  | 0 | 0 |  | 0 | 0 |  | 0 | 0 |  | 0 | 0 | 0 | 0 | 0 |  | 0 | 0 | 0 | 0 | 0 |  | 0 | 0 | 0 | 0 | 0 | 0 | 0
PG&E KERN | PGE Kern | PGE | Poso Mountain | 115 | 101 | Biomass |  |  | 0 | 0 |  | 0 | 0 |  | 0 | 0 |  | 0 | 0 | 0 | 0 | 0 |  | 0 | 0 | 0 | 0 | 0 |  | 0 | 0 | 0 | 0 | 0 | 0 | 0
EOP | SCE EOP | SCE | Primm | 230 | 161 | Biomass |  |  | 0 | 0 |  | 0 | 0 |  | 0 | 0 |  | 0 | 0 | 0 | 0 | 0 |  | 0 | 0 | 0 | 0 | 0 |  | 0 | 0 | 0 | 0 | 0 | 0 | 0
PG&E NGBA | PGE NGBA | PGE | Putah Creek | 115 | 39 | Biomass |  |  | 0 | 0 |  | 0 | 0 |  | 0 | 0 |  | 0 | 0 | 0 | 0 | 0 |  | 0 | 0 | 0 | 0 | 0 |  | 0 | 0 | 0 | 0 | 0 | 0 | 0
SDGE | SDGE Imperial | SDGE | Q1806 | 138 | 178 | Biomass |  |  | 0 | 0 |  | 0 | 0 |  | 0 | 0 |  | 0 | 0 | 0 | 0 | 0 |  | 0 | 0 | 0 | 0 | 0 |  | 0 | 0 | 0 | 0 | 0 | 0 | 0
PG&E FRESNO | PGE Fresno | PGE | Quinto | 230 | 71 | Biomass |  |  | 0 | 0 |  | 0 | 0 |  | 0 | 0 |  | 0 | 0 | 0 | 0 | 0 |  | 0 | 0 | 0 | 0 | 0 |  | 0 | 0 | 0 | 0 | 0 | 0 | 0
PG&E GBA | PGE GBA | PGE | Race Track | 115 | 44 | Biomass |  |  | 0 | 0 |  | 0 | 0 |  | 0 | 0 |  | 0 | 0 | 0 | 0 | 0 |  | 0 | 0 | 0 | 0 | 0 |  | 0 | 0 | 0 | 0 | 0 | 0 | 0
SDGE | SDGE Imperial | SDGE | Rancho Mission Viejo | 138 | 187 | Biomass |  |  | 0 | 0 |  | 0 | 0 |  | 0 | 0 |  | 0 | 0 | 0 | 0 | 0 |  | 0 | 0 | 0 | 0 | 0 |  | 0 | 0 | 0 | 0 | 0 | 0 | 0
PG&E GBA | PGE GBA | PGE | Rancho Seco | 230 | 15 | Biomass |  |  | 0 | 0 |  | 0 | 0 |  | 0 | 0 |  | 0 | 0 | 0 | 0 | 0 |  | 0 | 0 | 0 | 0 | 0 |  | 0 | 0 | 0 | 0 | 0 | 0 | 0
SCE Metro | SCE Metro | SCE | Rancho Vista | 230 | 97 | Biomass |  |  | 0 | 0 |  | 0 | 0 |  | 0 | 0 |  | 0 | 0 | 0 | 0 | 0 |  | 0 | 0 | 0 | 0 | 0 |  | 0 | 0 | 0 | 0 | 0 | 0 | 0
SCE Metro | SCE Metro | SCE | Rancho Vista | 500 | 97 | Biomass |  |  | 0 | 0 |  | 0 | 0 |  | 0 | 0 |  | 0 | 0 | 0 | 0 | 0 |  | 0 | 0 | 0 | 0 | 0 |  | 0 | 0 | 0 | 0 | 0 | 0 | 0
SCE NOL | SCE NOL | SCE | Ransburg | 115 |  | Biomass |  |  | 0 | 0 |  | 0 | 0 |  | 0 | 0 |  | 0 | 0 | 0 | 0 | 0 |  | 0 | 0 | 0 | 0 | 0 |  | 0 | 0 | 0 | 0 | 0 | 0 | 0
PG&E GBA | PGE GBA | PGE | Ravenswood | 115 | 6 | Biomass |  |  | 0 | 0 |  | 0 | 0 |  | 0 | 0 |  | 0 | 0 | 0 | 0 | 0 |  | 0 | 0 | 0 | 0 | 0 |  | 0 | 0 | 0 | 0 | 0 | 0 | 0
PG&E GBA | PGE GBA | PGE | Ravenswood | 230 | 6 | Biomass |  |  | 0 | 0 |  | 0 | 0 |  | 0 | 0 |  | 0 | 0 | 0 | 0 | 0 |  | 0 | 0 | 0 | 0 | 0 |  | 0 | 0 | 0 | 0 | 0 | 0 | 0
SCE Northern | SCE Northern | SCE | Rector | 230 | 153 | Biomass |  |  | 0 | 0 |  | 0 | 0 |  | 0 | 0 |  | 0 | 0 | 0 | 0 | 0 |  | 0 | 0 | 0 | 0 | 0 |  | 0 | 0 | 0 | 0 | 0 | 0 | 0
SCE Eastern | SCE Eastern | SCE | Red Bluff | 230 | 179 | Biomass |  |  | 0 | 0 |  | 0 | 0 |  | 0 | 0 |  | 0 | 0 | 0 | 0 | 0 |  | 0 | 0 | 0 | 0 | 0 |  | 0 | 0 | 0 | 0 | 0 | 0 | 0
SCE Eastern | SCE Eastern | SCE | Red Bluff | 500 | 172 | Biomass |  |  | 0 | 0 |  | 0 | 0 |  | 0 | 0 |  | 0 | 0 | 0 | 0 | 0 |  | 0 | 0 | 0 | 0 | 0 |  | 0 | 0 | 0 | 0 | 0 | 0 | 0
PG&E NGBA | PGE NGBA | PGE | Redbud | 115 | 27 | Biomass |  |  | 0 | 0 |  | 0 | 0 |  | 0 | 0 |  | 0 | 0 | 0 | 0 | 0 |  | 0 | 0 | 0 | 0 | 0 |  | 0 | 0 | 0 | 0 | 0 | 0 | 0
SCE Metro | SCE Metro | SCE | Redondo | 230 | 97 | Biomass |  |  | 0 | 0 |  | 0 | 0 |  | 0 | 0 |  | 0 | 0 | 0 | 0 | 0 |  | 0 | 0 | 0 | 0 | 0 |  | 0 | 0 | 0 | 0 | 0 | 0 | 0
PG&E FRESNO | PGE Fresno | PGE | Reedley | 115 | 142 | Biomass |  |  | 0 | 0 |  | 0 | 0 |  | 0 | 0 |  | 0 | 0 | 0 | 0 | 0 |  | 0 | 0 | 0 | 0 | 0 |  | 0 | 0 | 0 | 0 | 0 | 0 | 0
PG&E KERN | PGE Kern | PGE | Renfro | 115 | 83 | Biomass |  |  | 0 | 0 |  | 0 | 0 |  | 0 | 0 |  | 0 | 0 | 0 | 0 | 0 |  | 0 | 0 | 0 | 0 | 0 |  | 0 | 0 | 0 | 0 | 0 | 0 | 0
PG&E GBA | PGE GBA | PGE | Richmond R | 115 | 56 | Biomass |  |  | 0 | 0 |  | 0 | 0 |  | 0 | 0 |  | 0 | 0 | 0 | 0 | 0 |  | 0 | 0 | 0 | 0 | 0 |  | 0 | 0 | 0 | 0 | 0 | 0 | 0
PG&E NGBA | PGE NGBA | PGE | Rincon | 115 | 55 | Biomass |  |  | 0 | 0 |  | 0 | 0 |  | 0 | 0 |  | 0 | 0 | 0 | 0 | 0 |  | 0 | 0 | 0 | 0 | 0 |  | 0 | 0 | 0 | 0 | 0 | 0 | 0
PG&E KERN | PGE Kern | PGE | Rio Bravo | 115 | 83 | Biomass |  |  | 0 | 0 |  | 0 | 0 |  | 0 | 0 |  | 0 | 0 | 0 | 0 | 0 |  | 0 | 0 | 0 | 0 | 0 |  | 0 | 0 | 0 | 0 | 0 | 0 | 0
SCE Metro | SCE Metro | SCE | Rio Hondo | 230 | 97 | Biomass |  |  | 0 | 0 |  | 0 | 0 |  | 0 | 0 |  | 0 | 0 | 0 | 0 | 0 |  | 0 | 0 | 0 | 0 | 0 |  | 0 | 0 | 0 | 0 | 0 | 0 | 0
PG&E NGBA | PGE NGBA | PGE | Rio Oso | 115 | 24 | Biomass |  |  | 0 | 0 |  | 0 | 0 |  | 0 | 0 |  | 0 | 0 | 0 | 0 | 0 |  | 0 | 0 | 0 | 0 | 0 |  | 0 | 0 | 0 | 0 | 0 | 0 | 0
PG&E NGBA | PGE NGBA | PGE | Rio Oso | 230 | 24 | Biomass |  |  | 0 | 0 |  | 0 | 0 |  | 0 | 0 |  | 0 | 0 | 0 | 0 | 0 |  | 0 | 0 | 0 | 0 | 0 |  | 0 | 0 | 0 | 0 | 0 | 0 | 0
PG&E GBA | PGE GBA | PGE | Ripon | 115 | 54 | Biomass |  |  | 0 | 0 |  | 0 | 0 |  | 0 | 0 |  | 0 | 0 | 0 | 0 | 0 |  | 0 | 0 | 0 | 0 | 0 |  | 0 | 0 | 0 | 0 | 0 | 0 | 0
PG&E GBA | PGE GBA | PGE | Riverbank | 115 | 44 | Biomass |  |  | 0 | 0 |  | 0 | 0 |  | 0 | 0 |  | 0 | 0 | 0 | 0 | 0 |  | 0 | 0 | 0 | 0 | 0 |  | 0 | 0 | 0 | 0 | 0 | 0 | 0
SCE NOL | SCE NOL | SCE | Roadway | 115 | 146 | Biomass |  |  | 0 | 0 |  | 0 | 0 |  | 0 | 0 |  | 0 | 0 | 0 | 0 | 0 |  | 0 | 0 | 0 | 0 | 0 |  | 0 | 0 | 0 | 0 | 0 | 0 | 0
PG&E NGBA | PGE NGBA | PGE | Rock Creek 1 | 230 | 16 | Biomass |  |  | 0 | 0 |  | 0 | 0 |  | 0 | 0 |  | 0 | 0 | 0 | 0 | 0 |  | 0 | 0 | 0 | 0 | 0 |  | 0 | 0 | 0 | 0 | 0 | 0 | 0
SCE Northern | SCE Northern | SCE | Rosamond | 66 |  | Biomass |  |  | 0 | 0 |  | 0 | 0 |  | 0 | 0 |  | 0 | 0 | 0 | 0 | 0 |  | 0 | 0 | 0 | 0 | 0 |  | 0 | 0 | 0 | 0 | 0 | 0 | 0
PG&E GBA | PGE GBA | PGE | Rossmoor | 230 | 30 | Biomass |  |  | 0 | 0 |  | 0 | 0 |  | 0 | 0 |  | 0 | 0 | 0 | 0 | 0 |  | 0 | 0 | 0 | 0 | 0 |  | 0 | 0 | 0 | 0 | 0 | 0 | 0
PG&E NGBA | PGE NGBA | PGE | Round Mountain | 230 | 1 | Biomass |  |  | 0 | 0 |  | 0 | 0 |  | 0 | 0 |  | 0 | 0 | 0 | 0 | 0 |  | 0 | 0 | 0 | 0 | 0 |  | 0 | 0 | 0 | 0 | 0 | 0 | 0
PG&E NGBA | PGE NGBA | PGE | Round Mountain | 500 | 1 | Biomass |  |  | 0 | 0 |  | 0 | 0 |  | 0 | 0 |  | 0 | 0 | 0 | 0 | 0 |  | 0 | 0 | 0 | 0 | 0 |  | 0 | 0 | 0 | 0 | 0 | 0 | 0
PG&E GBA | PGE GBA | PGE | Salado | 115 | 34 | Biomass |  |  | 0 | 0 |  | 0 | 0 |  | 0 | 0 |  | 0 | 0 | 0 | 0 | 0 |  | 0 | 0 | 0 | 0 | 0 |  | 0 | 0 | 0 | 0 | 0 | 0 | 0
PG&E GBA | PGE GBA | PGE | Salado | 60 |  | Biomass |  |  | 0 | 0 |  | 0 | 0 |  | 0 | 0 |  | 0 | 0 | 0 | 0 | 0 |  | 0 | 0 | 0 | 0 | 0 |  | 0 | 0 | 0 | 0 | 0 | 0 | 0
PG&E GBA | PGE GBA | PGE | Salinas | 115 | 84 | Biomass |  |  | 0 | 0 |  | 0 | 0 |  | 0 | 0 |  | 0 | 0 | 0 | 0 | 0 |  | 0 | 0 | 0 | 0 | 0 |  | 0 | 0 | 0 | 0 | 0 | 0 | 0
SDGE | SDGE Imperial | SDGE | Salt Creek | 69 |  | Biomass |  |  | 0 | 0 |  | 0 | 0 |  | 0 | 0 |  | 0 | 0 | 0 | 0 | 0 |  | 0 | 0 | 0 | 0 | 0 |  | 0 | 0 | 0 | 0 | 0 | 0 | 0
SCE Eastern | SCE Eastern | SCE | San Bernardino | 230 | 156 | Biomass |  |  | 0 | 0 |  | 0 | 0 |  | 0 | 0 |  | 0 | 0 | 0 | 0 | 0 |  | 0 | 0 | 0 | 0 | 0 |  | 0 | 0 | 0 | 0 | 0 | 0 | 0
PG&E GBA | PGE GBA | PGE | SAN FRAN A (POTRERO PP) | 115 | 3 | Biomass |  |  | 0 | 0 |  | 0 | 0 |  | 0 | 0 |  | 0 | 0 | 0 | 0 | 0 |  | 0 | 0 | 0 | 0 | 0 |  | 0 | 0 | 0 | 0 | 0 | 0 | 0
PG&E GBA | PGE GBA | PGE | SAN FRAN A (POTRERO PP) | 230 | 3 | Biomass |  |  | 0 | 0 |  | 0 | 0 |  | 0 | 0 |  | 0 | 0 | 0 | 0 | 0 |  | 0 | 0 | 0 | 0 | 0 |  | 0 | 0 | 0 | 0 | 0 | 0 | 0
PG&E GBA | PGE GBA | PGE | San Jose A | 115 | 81 | Biomass |  |  | 0 | 0 |  | 0 | 0 |  | 0 | 0 |  | 0 | 0 | 0 | 0 | 0 |  | 0 | 0 | 0 | 0 | 0 |  | 0 | 0 | 0 | 0 | 0 | 0 | 0
PG&E GBA | PGE GBA | PGE | San Jose B | 115 | 11 | Biomass |  |  | 0 | 0 |  | 0 | 0 |  | 0 | 0 |  | 0 | 0 | 0 | 0 | 0 |  | 0 | 0 | 0 | 0 | 0 |  | 0 | 0 | 0 | 0 | 0 | 0 | 0
PG&E GBA | PGE GBA | PGE | San Leandro U | 115 | 6 | Biomass |  |  | 0 | 0 |  | 0 | 0 |  | 0 | 0 |  | 0 | 0 | 0 | 0 | 0 |  | 0 | 0 | 0 | 0 | 0 |  | 0 | 0 | 0 | 0 | 0 | 0 | 0
PG&E KERN | PGE Kern | PGE | San Luis Obispo | 115 | 111 | Biomass |  |  | 0 | 0 |  | 0 | 0 |  | 0 | 0 |  | 0 | 0 | 0 | 0 | 0 |  | 0 | 0 | 0 | 0 | 0 |  | 0 | 0 | 0 | 0 | 0 | 0 | 0
PG&E KERN | PGE Kern | PGE | San Luis Obispo | 70 |  | Biomass |  |  | 0 | 0 |  | 0 | 0 |  | 0 | 0 |  | 0 | 0 | 0 | 0 | 0 |  | 0 | 0 | 0 | 0 | 0 |  | 0 | 0 | 0 | 0 | 0 | 0 | 0
SDGE | SDGE Imperial | SDGE | San Luis Rey | 230 | 143 | Biomass |  |  | 0 | 0 |  | 0 | 0 |  | 0 | 0 |  | 0 | 0 | 0 | 0 | 0 |  | 0 | 0 | 0 | 0 | 0 |  | 0 | 0 | 0 | 0 | 0 | 0 | 0
SDGE | SDGE Imperial | SDGE | San Luis Rey | 69 |  | Biomass |  |  | 0 | 0 |  | 0 | 0 |  | 0 | 0 |  | 0 | 0 | 0 | 0 | 0 |  | 0 | 0 | 0 | 0 | 0 |  | 0 | 0 | 0 | 0 | 0 | 0 | 0
SDGE | SDGE Imperial | SDGE | San Marcos | 69 |  | Biomass |  |  | 0 | 0 |  | 0 | 0 |  | 0 | 0 |  | 0 | 0 | 0 | 0 | 0 |  | 0 | 0 | 0 | 0 | 0 |  | 0 | 0 | 0 | 0 | 0 | 0 | 0
SCE Metro | SCE Metro | SCE | San Onofre | 230 | 97 | Biomass |  |  | 0 | 0 |  | 0 | 0 |  | 0 | 0 |  | 0 | 0 | 0 | 0 | 0 |  | 0 | 0 | 0 | 0 | 0 |  | 0 | 0 | 0 | 0 | 0 | 0 | 0
PG&E GBA | PGE GBA | PGE | San Pablo | 115 | 56 | Biomass |  |  | 0 | 0 |  | 0 | 0 |  | 0 | 0 |  | 0 | 0 | 0 | 0 | 0 |  | 0 | 0 | 0 | 0 | 0 |  | 0 | 0 | 0 | 0 | 0 | 0 | 0
PG&E GBA | PGE GBA | PGE | San Ramon | 230 | 4 | Biomass |  |  | 0 | 0 |  | 0 | 0 |  | 0 | 0 |  | 0 | 0 | 0 | 0 | 0 |  | 0 | 0 | 0 | 0 | 0 |  | 0 | 0 | 0 | 0 | 0 | 0 | 0
SDGE | SDGE Imperial | SDGE | San Ysidro | 69 |  | Biomass |  |  | 0 | 0 |  | 0 | 0 |  | 0 | 0 |  | 0 | 0 | 0 | 0 | 0 |  | 0 | 0 | 0 | 0 | 0 |  | 0 | 0 | 0 | 0 | 0 | 0 | 0
SCE NOL | SCE NOL | SCE | Sandlot | 230 | 160 | Biomass |  |  | 0 | 0 |  | 0 | 0 |  | 0 | 0 |  | 0 | 0 | 0 | 0 | 0 |  | 0 | 0 | 0 | 0 | 0 |  | 0 | 0 | 0 | 0 | 0 | 0 | 0
EOP | SCE EOP | SCE | Sandy | 138 | 177 | Biomass |  |  | 0 | 0 |  | 0 | 0 |  | 0 | 0 |  | 0 | 0 | 0 | 0 | 0 |  | 0 | 0 | 0 | 0 | 0 |  | 0 | 0 | 0 | 0 | 0 | 0 | 0
PG&E FRESNO | PGE Fresno | PGE | Sanger | 115 | 152 | Biomass |  |  | 0 | 0 |  | 0 | 0 |  | 0 | 0 |  | 0 | 0 | 0 | 0 | 0 |  | 0 | 0 | 0 | 0 | 0 |  | 0 | 0 | 0 | 0 | 0 | 0 | 0
SCE Northern | SCE Northern | SCE | Santa Clara | 230 | 157 | Biomass |  |  | 0 | 0 |  | 0 | 0 |  | 0 | 0 |  | 0 | 0 | 0 | 0 | 0 |  | 0 | 0 | 0 | 0 | 0 |  | 0 | 0 | 0 | 0 | 0 | 0 | 0
PG&E NGBA | PGE NGBA | PGE | Santa Rosa A | 115 | 27 | Biomass |  |  | 0 | 0 |  | 0 | 0 |  | 0 | 0 |  | 0 | 0 | 0 | 0 | 0 |  | 0 | 0 | 0 | 0 | 0 |  | 0 | 0 | 0 | 0 | 0 | 0 | 0
PG&E GBA | PGE GBA | PGE | Santa Teresa | 115 | 81 | Biomass |  |  | 0 | 0 |  | 0 | 0 |  | 0 | 0 |  | 0 | 0 | 0 | 0 | 0 |  | 0 | 0 | 0 | 0 | 0 |  | 0 | 0 | 0 | 0 | 0 | 0 | 0
SDGE | SDGE Imperial | SDGE | Santee | 138 | 191 | Biomass |  |  | 0 | 0 |  | 0 | 0 |  | 0 | 0 |  | 0 | 0 | 0 | 0 | 0 |  | 0 | 0 | 0 | 0 | 0 |  | 0 | 0 | 0 | 0 | 0 | 0 | 0
SCE Metro | SCE Metro | SCE | Santiago | 230 | 97 | Biomass |  |  | 0 | 0 |  | 0 | 0 |  | 0 | 0 |  | 0 | 0 | 0 | 0 | 0 |  | 0 | 0 | 0 | 0 | 0 |  | 0 | 0 | 0 | 0 | 0 | 0 | 0
PG&E GBA | PGE GBA | PGE | Saratoga | 230 | 13 | Biomass |  |  | 0 | 0 |  | 0 | 0 |  | 0 | 0 |  | 0 | 0 | 0 | 0 | 0 |  | 0 | 0 | 0 | 0 | 0 |  | 0 | 0 | 0 | 0 | 0 | 0 | 0
SCE Northern | SCE Northern | SCE | Saugus | 230 | 131 | Biomass |  |  | 0 | 0 |  | 0 | 0 |  | 0 | 0 |  | 0 | 0 | 0 | 0 | 0 |  | 0 | 0 | 0 | 0 | 0 |  | 0 | 0 | 0 | 0 | 0 | 0 | 0
PG&E FRESNO | PGE Fresno | PGE | Schindler | 115 | 76 | Biomass |  |  | 0 | 0 |  | 0 | 0 |  | 0 | 0 |  | 0 | 0 | 0 | 0 | 0 |  | 0 | 0 | 0 | 0 | 0 |  | 0 | 0 | 0 | 0 | 0 | 0 | 0
PG&E FRESNO | PGE Fresno | PGE | Schindler | 70 |  | Biomass |  |  | 0 | 0 |  | 0 | 0 |  | 0 | 0 |  | 0 | 0 | 0 | 0 | 0 |  | 0 | 0 | 0 | 0 | 0 |  | 0 | 0 | 0 | 0 | 0 | 0 | 0
PG&E GBA | PGE GBA | PGE | Schulte | 115 | 41 | Biomass |  |  | 0 | 0 |  | 0 | 0 |  | 0 | 0 |  | 0 | 0 | 0 | 0 | 0 |  | 0 | 0 | 0 | 0 | 0 |  | 0 | 0 | 0 | 0 | 0 | 0 | 0
SDGE | SDGE Imperial | SDGE | Scripps | 69 |  | Biomass |  |  | 0 | 0 |  | 0 | 0 |  | 0 | 0 |  | 0 | 0 | 0 | 0 | 0 |  | 0 | 0 | 0 | 0 | 0 |  | 0 | 0 | 0 | 0 | 0 | 0 | 0
PG&E KERN | PGE Kern | PGE | Semitropic | 115 | 74 | Biomass |  |  | 0 | 0 |  | 0 | 0 |  | 0 | 0 |  | 0 | 0 | 0 | 0 | 0 |  | 0 | 0 | 0 | 0 | 0 |  | 0 | 0 | 0 | 0 | 0 | 0 | 0
SCE Metro | SCE Metro | SCE | Serrano | 230 | 97 | Biomass |  |  | 0 | 0 |  | 0 | 0 |  | 0 | 0 |  | 0 | 0 | 0 | 0 | 0 |  | 0 | 0 | 0 | 0 | 0 |  | 0 | 0 | 0 | 0 | 0 | 0 | 0
SCE Metro | SCE Metro | SCE | Serrano | 500 | 97 | Biomass |  |  | 0 | 0 |  | 0 | 0 |  | 0 | 0 |  | 0 | 0 | 0 | 0 | 0 |  | 0 | 0 | 0 | 0 | 0 |  | 0 | 0 | 0 | 0 | 0 | 0 | 0
SDGE | SDGE Imperial | SDGE | Shadowridge | 138 | 186 | Biomass |  |  | 0 | 0 |  | 0 | 0 |  | 0 | 0 |  | 0 | 0 | 0 | 0 | 0 |  | 0 | 0 | 0 | 0 | 0 |  | 0 | 0 | 0 | 0 | 0 | 0 | 0
PG&E KERN | PGE Kern | PGE | Shafter | 115 | 107 | Biomass |  |  | 0 | 0 |  | 0 | 0 |  | 0 | 0 |  | 0 | 0 | 0 | 0 | 0 |  | 0 | 0 | 0 | 0 | 0 |  | 0 | 0 | 0 | 0 | 0 | 0 | 0
PG&E NGBA | PGE NGBA | PGE | Silverado | 115 | 55 | Biomass |  |  | 0 | 0 |  | 0 | 0 |  | 0 | 0 |  | 0 | 0 | 0 | 0 | 0 |  | 0 | 0 | 0 | 0 | 0 |  | 0 | 0 | 0 | 0 | 0 | 0 | 0
SDGE | SDGE Imperial | SDGE | Silvergate | 230 | 193 | Biomass |  |  | 0 | 0 |  | 0 | 0 |  | 0 | 0 |  | 0 | 0 | 0 | 0 | 0 |  | 0 | 0 | 0 | 0 | 0 |  | 0 | 0 | 0 | 0 | 0 | 0 | 0
SDGE | SDGE Imperial | SDGE | Silvergate | 69 |  | Biomass |  |  | 0 | 0 |  | 0 | 0 |  | 0 | 0 |  | 0 | 0 | 0 | 0 | 0 |  | 0 | 0 | 0 | 0 | 0 |  | 0 | 0 | 0 | 0 | 0 | 0 | 0
PG&E KERN | PGE Kern | PGE | Sisquoc | 115 | 111 | Biomass |  |  | 0 | 0 |  | 0 | 0 |  | 0 | 0 |  | 0 | 0 | 0 | 0 | 0 |  | 0 | 0 | 0 | 0 | 0 |  | 0 | 0 | 0 | 0 | 0 | 0 | 0
EOP | SCE EOP | SCE | Sloan Canyon | 230 | 161 | Biomass |  |  | 0 | 0 |  | 0 | 0 |  | 0 | 0 |  | 0 | 0 | 0 | 0 | 0 |  | 0 | 0 | 0 | 0 | 0 |  | 0 | 0 | 0 | 0 | 0 | 0 | 0
EOP | SCE EOP | SCE | Sloan Canyon | 500 | 161 | Biomass |  |  | 0 | 0 |  | 0 | 0 |  | 0 | 0 |  | 0 | 0 | 0 | 0 | 0 |  | 0 | 0 | 0 | 0 | 0 |  | 0 | 0 | 0 | 0 | 0 | 0 | 0
PG&E KERN | PGE Kern | PGE | Smyrna | 115 | 113 | Biomass |  |  | 0 | 0 |  | 0 | 0 |  | 0 | 0 |  | 0 | 0 | 0 | 0 | 0 |  | 0 | 0 | 0 | 0 | 0 |  | 0 | 0 | 0 | 0 | 0 | 0 | 0
PG&E GBA | PGE GBA | PGE | Sobrante | 115 | 56 | Biomass |  |  | 0 | 0 |  | 0 | 0 |  | 0 | 0 |  | 0 | 0 | 0 | 0 | 0 |  | 0 | 0 | 0 | 0 | 0 |  | 0 | 0 | 0 | 0 | 0 | 0 | 0
PG&E GBA | PGE GBA | PGE | Sobrante | 230 | 51 | Biomass |  |  | 0 | 0 |  | 0 | 0 |  | 0 | 0 |  | 0 | 0 | 0 | 0 | 0 |  | 0 | 0 | 0 | 0 | 0 |  | 0 | 0 | 0 | 0 | 0 | 0 | 0
PG&E KERN | PGE Kern | PGE | Solar | 230 | 122 | Biomass |  |  | 0 | 0 |  | 0 | 0 |  | 0 | 0 |  | 0 | 0 | 0 | 0 | 0 |  | 0 | 0 | 0 | 0 | 0 |  | 0 | 0 | 0 | 0 | 0 | 0 | 0
PG&E GBA | PGE GBA | PGE | Soledad | 115 | 84 | Biomass |  |  | 0 | 0 |  | 0 | 0 |  | 0 | 0 |  | 0 | 0 | 0 | 0 | 0 |  | 0 | 0 | 0 | 0 | 0 |  | 0 | 0 | 0 | 0 | 0 | 0 | 0
PG&E GBA | PGE GBA | PGE | Soledad | 60 |  | Biomass |  |  | 0 | 0 |  | 0 | 0 |  | 0 | 0 |  | 0 | 0 | 0 | 0 | 0 |  | 0 | 0 | 0 | 0 | 0 |  | 0 | 0 | 0 | 0 | 0 | 0 | 0
SDGE | SDGE Imperial | SDGE | Spring Valley | 69 |  | Biomass |  |  | 0 | 0 |  | 0 | 0 |  | 0 | 0 |  | 0 | 0 | 0 | 0 | 0 |  | 0 | 0 | 0 | 0 | 0 |  | 0 | 0 | 0 | 0 | 0 | 0 | 0
SCE Northern | SCE Northern | SCE | Springville | 230 | 153 | Biomass |  |  | 0 | 0 |  | 0 | 0 |  | 0 | 0 |  | 0 | 0 | 0 | 0 | 0 |  | 0 | 0 | 0 | 0 | 0 |  | 0 | 0 | 0 | 0 | 0 | 0 | 0
PG&E GBA | PGE GBA | PGE | Stagg | 230 | 43 | Biomass |  |  | 0 | 0 |  | 0 | 0 |  | 0 | 0 |  | 0 | 0 | 0 | 0 | 0 |  | 0 | 0 | 0 | 0 | 0 |  | 0 | 0 | 0 | 0 | 0 | 0 | 0
PG&E GBA | PGE GBA | PGE | Standard Oil | 115 | 56 | Biomass |  |  | 0 | 0 |  | 0 | 0 |  | 0 | 0 |  | 0 | 0 | 0 | 0 | 0 |  | 0 | 0 | 0 | 0 | 0 |  | 0 | 0 | 0 | 0 | 0 | 0 | 0
PG&E GBA | PGE GBA | PGE | Stanislaus | 115 | 44 | Biomass |  |  | 0 | 0 |  | 0 | 0 |  | 0 | 0 |  | 0 | 0 | 0 | 0 | 0 |  | 0 | 0 | 0 | 0 | 0 |  | 0 | 0 | 0 | 0 | 0 | 0 | 0
PG&E KERN | PGE Kern | PGE | Stockdale | 115 | 72 | Biomass |  |  | 0 | 0 |  | 0 | 0 |  | 0 | 0 |  | 0 | 0 | 0 | 0 | 0 |  | 0 | 0 | 0 | 0 | 0 |  | 0 | 0 | 0 | 0 | 0 | 0 | 0
PG&E KERN | PGE Kern | PGE | Stockdale | 230 | 68 | Biomass |  |  | 0 | 0 |  | 0 | 0 |  | 0 | 0 |  | 0 | 0 | 0 | 0 | 0 |  | 0 | 0 | 0 | 0 | 0 |  | 0 | 0 | 0 | 0 | 0 | 0 | 0
PG&E GBA | PGE GBA | PGE | Stockton A | 115 | 65 | Biomass |  |  | 0 | 0 |  | 0 | 0 |  | 0 | 0 |  | 0 | 0 | 0 | 0 | 0 |  | 0 | 0 | 0 | 0 | 0 |  | 0 | 0 | 0 | 0 | 0 | 0 | 0
PG&E GBA | PGE GBA | PGE | Stone | 115 | 79 | Biomass |  |  | 0 | 0 |  | 0 | 0 |  | 0 | 0 |  | 0 | 0 | 0 | 0 | 0 |  | 0 | 0 | 0 | 0 | 0 |  | 0 | 0 | 0 | 0 | 0 | 0 | 0
PG&E FRESNO | PGE Fresno | PGE | Storey | 230 | 168 | Biomass |  |  | 0 | 0 |  | 0 | 0 |  | 0 | 0 |  | 0 | 0 | 0 | 0 | 0 |  | 0 | 0 | 0 | 0 | 0 |  | 0 | 0 | 0 | 0 | 0 | 0 | 0
PG&E NGBA | PGE NGBA | PGE | Summit | 115 | 21 | Biomass |  |  | 0 | 0 |  | 0 | 0 |  | 0 | 0 |  | 0 | 0 | 0 | 0 | 0 |  | 0 | 0 | 0 | 0 | 0 |  | 0 | 0 | 0 | 0 | 0 | 0 | 0
SDGE | SDGE Imperial | SDGE | Suncrest | 230 | 183 | Biomass |  |  | 0 | 0 |  | 0 | 0 |  | 0 | 0 |  | 0 | 0 | 0 | 0 | 0 |  | 0 | 0 | 0 | 0 | 0 |  | 0 | 0 | 0 | 0 | 0 | 0 | 0
SDGE | SDGE Imperial | SDGE | Suncrest | 500 | 183 | Biomass |  |  | 0 | 0 |  | 0 | 0 |  | 0 | 0 |  | 0 | 0 | 0 | 0 | 0 |  | 0 | 0 | 0 | 0 | 0 |  | 0 | 0 | 0 | 0 | 0 | 0 | 0
PG&E KERN | PGE Kern | PGE | Sunrise | 230 | 100 | Biomass |  |  | 0 | 0 |  | 0 | 0 |  | 0 | 0 |  | 0 | 0 | 0 | 0 | 0 |  | 0 | 0 | 0 | 0 | 0 |  | 0 | 0 | 0 | 0 | 0 | 0 | 0
PG&E KERN | PGE Kern | PGE | Sunset | 230 | 106 | Biomass |  |  | 0 | 0 |  | 0 | 0 |  | 0 | 0 |  | 0 | 0 | 0 | 0 | 0 |  | 0 | 0 | 0 | 0 | 0 |  | 0 | 0 | 0 | 0 | 0 | 0 | 0
PG&E GBA | PGE GBA | PGE | Swift | 115 | 11 | Biomass |  |  | 0 | 0 |  | 0 | 0 |  | 0 | 0 |  | 0 | 0 | 0 | 0 | 0 |  | 0 | 0 | 0 | 0 | 0 |  | 0 | 0 | 0 | 0 | 0 | 0 | 0
SDGE | SDGE Imperial | SDGE | Sycamore Canyon | 138 | 191 | Biomass |  |  | 0 | 0 |  | 0 | 0 |  | 0 | 0 |  | 0 | 0 | 0 | 0 | 0 |  | 0 | 0 | 0 | 0 | 0 |  | 0 | 0 | 0 | 0 | 0 | 0 | 0
SDGE | SDGE Imperial | SDGE | Sycamore Canyon | 230 | 190 | Biomass |  |  | 0 | 0 |  | 0 | 0 |  | 0 | 0 |  | 0 | 0 | 0 | 0 | 0 |  | 0 | 0 | 0 | 0 | 0 |  | 0 | 0 | 0 | 0 | 0 | 0 | 0
SDGE | SDGE Imperial | SDGE | Sycamore Canyon | 69 |  | Biomass |  |  | 0 | 0 |  | 0 | 0 |  | 0 | 0 |  | 0 | 0 | 0 | 0 | 0 |  | 0 | 0 | 0 | 0 | 0 |  | 0 | 0 | 0 | 0 | 0 | 0 | 0
SCE Northern | SCE Northern | SCE | Sylmar | 230 | 131 | Biomass |  |  | 0 | 0 |  | 0 | 0 |  | 0 | 0 |  | 0 | 0 | 0 | 0 | 0 |  | 0 | 0 | 0 | 0 | 0 |  | 0 | 0 | 0 | 0 | 0 | 0 | 0
PG&E NGBA | PGE NGBA | PGE | Table Mountain | 115 | 1 | Biomass |  |  | 0 | 0 |  | 0 | 0 |  | 0 | 0 |  | 0 | 0 | 0 | 0 | 0 |  | 0 | 0 | 0 | 0 | 0 |  | 0 | 0 | 0 | 0 | 0 | 0 | 0
PG&E NGBA | PGE NGBA | PGE | Table Mountain | 230 | 8 | Biomass |  |  | 0 | 0 |  | 0 | 0 |  | 0 | 0 |  | 0 | 0 | 0 | 0 | 0 |  | 0 | 0 | 0 | 0 | 0 |  | 0 | 0 | 0 | 0 | 0 | 0 | 0
PG&E NGBA | PGE NGBA | PGE | Table Mountain | 500 | 1 | Biomass |  |  | 0 | 0 |  | 0 | 0 |  | 0 | 0 |  | 0 | 0 | 0 | 0 | 0 |  | 0 | 0 | 0 | 0 | 0 |  | 0 | 0 | 0 | 0 | 0 | 0 | 0
PG&E NGBA | PGE NGBA | PGE | Table Mountain | 60 |  | Biomass |  |  | 0 | 0 |  | 0 | 0 |  | 0 | 0 |  | 0 | 0 | 0 | 0 | 0 |  | 0 | 0 | 0 | 0 | 0 |  | 0 | 0 | 0 | 0 | 0 | 0 | 0
PG&E KERN | PGE Kern | PGE | Taft | 115 | 106 | Biomass |  |  | 0 | 0 |  | 0 | 0 |  | 0 | 0 |  | 0 | 0 | 0 | 0 | 0 |  | 0 | 0 | 0 | 0 | 0 |  | 0 | 0 | 0 | 0 | 0 | 0 | 0
SDGE | SDGE Imperial | SDGE | Talega | 138 | 187 | Biomass |  |  | 0 | 0 |  | 0 | 0 |  | 0 | 0 |  | 0 | 0 | 0 | 0 | 0 |  | 0 | 0 | 0 | 0 | 0 |  | 0 | 0 | 0 | 0 | 0 | 0 | 0
SDGE | SDGE Imperial | SDGE | Talega | 230 | 173 | Biomass |  |  | 0 | 0 |  | 0 | 0 |  | 0 | 0 |  | 0 | 0 | 0 | 0 | 0 |  | 0 | 0 | 0 | 0 | 0 |  | 0 | 0 | 0 | 0 | 0 | 0 | 0
PG&E GBA | PGE GBA | PGE | Tassajara | 230 | 1 | Biomass |  |  | 0 | 0 |  | 0 | 0 |  | 0 | 0 |  | 0 | 0 | 0 | 0 | 0 |  | 0 | 0 | 0 | 0 | 0 |  | 0 | 0 | 0 | 0 | 0 | 0 | 0
PG&E KERN | PGE Kern | PGE | Tejon | 70 |  | Biomass |  |  | 0 | 0 |  | 0 | 0 |  | 0 | 0 |  | 0 | 0 | 0 | 0 | 0 |  | 0 | 0 | 0 | 0 | 0 |  | 0 | 0 | 0 | 0 | 0 | 0 | 0
SDGE | SDGE Imperial | SDGE | Telegraph Canyon | 138 | 192 | Biomass |  |  | 0 | 0 |  | 0 | 0 |  | 0 | 0 |  | 0 | 0 | 0 | 0 | 0 |  | 0 | 0 | 0 | 0 | 0 |  | 0 | 0 | 0 | 0 | 0 | 0 | 0
PG&E KERN | PGE Kern | PGE | Temblor | 115 | 100 | Biomass |  |  | 0 | 0 |  | 0 | 0 |  | 0 | 0 |  | 0 | 0 | 0 | 0 | 0 |  | 0 | 0 | 0 | 0 | 0 |  | 0 | 0 | 0 | 0 | 0 | 0 | 0
PG&E KERN | PGE Kern | PGE | Templeton | 230 | 122 | Biomass |  |  | 0 | 0 |  | 0 | 0 |  | 0 | 0 |  | 0 | 0 | 0 | 0 | 0 |  | 0 | 0 | 0 | 0 | 0 |  | 0 | 0 | 0 | 0 | 0 | 0 | 0
PG&E KERN | PGE Kern | PGE | Templeton | 70 |  | Biomass |  |  | 0 | 0 |  | 0 | 0 |  | 0 | 0 |  | 0 | 0 | 0 | 0 | 0 |  | 0 | 0 | 0 | 0 | 0 |  | 0 | 0 | 0 | 0 | 0 | 0 | 0
PG&E GBA | PGE GBA | PGE | Tesla | 115 | 38 | Biomass |  |  | 0 | 0 |  | 0 | 0 |  | 0 | 0 |  | 0 | 0 | 0 | 0 | 0 |  | 0 | 0 | 0 | 0 | 0 |  | 0 | 0 | 0 | 0 | 0 | 0 | 0
PG&E GBA | PGE GBA | PGE | Tesla | 230 | 48 | Biomass |  |  | 0 | 0 |  | 0 | 0 |  | 0 | 0 |  | 0 | 0 | 0 | 0 | 0 |  | 0 | 0 | 0 | 0 | 0 |  | 0 | 0 | 0 | 0 | 0 | 0 | 0
PG&E GBA | PGE GBA | PGE | Tesla | 500 | 45 | Biomass |  |  | 0 | 0 |  | 0 | 0 |  | 0 | 0 |  | 0 | 0 | 0 | 0 | 0 |  | 0 | 0 | 0 | 0 | 0 |  | 0 | 0 | 0 | 0 | 0 | 0 | 0
PG&E KERN | PGE Kern | PGE | Tevis | 115 | 99 | Biomass |  |  | 0 | 0 |  | 0 | 0 |  | 0 | 0 |  | 0 | 0 | 0 | 0 | 0 |  | 0 | 0 | 0 | 0 | 0 |  | 0 | 0 | 0 | 0 | 0 | 0 | 0
EOP | SCE EOP | SCE | Thousandaire | 138 | 177 | Biomass |  |  | 0 | 0 |  | 0 | 0 |  | 0 | 0 |  | 0 | 0 | 0 | 0 | 0 |  | 0 | 0 | 0 | 0 | 0 |  | 0 | 0 | 0 | 0 | 0 | 0 | 0
PG&E KERN | PGE Kern | PGE | Topaz | 230 | 122 | Biomass |  |  | 0 | 0 |  | 0 | 0 |  | 0 | 0 |  | 0 | 0 | 0 | 0 | 0 |  | 0 | 0 | 0 | 0 | 0 |  | 0 | 0 | 0 | 0 | 0 | 0 | 0
SCE NOL | SCE NOL | SCE | Tortilla | 115 | 160 | Biomass |  |  | 0 | 0 |  | 0 | 0 |  | 0 | 0 |  | 0 | 0 | 0 | 0 | 0 |  | 0 | 0 | 0 | 0 | 0 |  | 0 | 0 | 0 | 0 | 0 | 0 | 0
SDGE | SDGE Imperial | SDGE | Trabuco | 138 | 187 | Biomass |  |  | 0 | 0 |  | 0 | 0 |  | 0 | 0 |  | 0 | 0 | 0 | 0 | 0 |  | 0 | 0 | 0 | 0 | 0 |  | 0 | 0 | 0 | 0 | 0 | 0 | 0
PG&E GBA | PGE GBA | PGE | Tracy | 115 | 12 | Biomass |  |  | 0 | 0 |  | 0 | 0 |  | 0 | 0 |  | 0 | 0 | 0 | 0 | 0 |  | 0 | 0 | 0 | 0 | 0 |  | 0 | 0 | 0 | 0 | 0 | 0 | 0
PG&E FRESNO | PGE Fresno | PGE | Tranquility | 230 | 117 | Biomass |  |  | 0 | 0 |  | 0 | 0 |  | 0 | 0 |  | 0 | 0 | 0 | 0 | 0 |  | 0 | 0 | 0 | 0 | 0 |  | 0 | 0 | 0 | 0 | 0 | 0 | 0
PG&E GBA | PGE GBA | PGE | Trimble | 115 | 81 | Biomass |  |  | 0 | 0 |  | 0 | 0 |  | 0 | 0 |  | 0 | 0 | 0 | 0 | 0 |  | 0 | 0 | 0 | 0 | 0 |  | 0 | 0 | 0 | 0 | 0 | 0 | 0
EOP | SCE EOP | SCE | Trout Canyon | 230 | 177 | Biomass |  |  | 0 | 0 |  | 0 | 0 |  | 0 | 0 |  | 0 | 0 | 0 | 0 | 0 |  | 0 | 0 | 0 | 0 | 0 |  | 0 | 0 | 0 | 0 | 0 | 0 | 0
EOP | SCE EOP | SCE | Trout Canyon | 500 | 177 | Biomass |  |  | 0 | 0 |  | 0 | 0 |  | 0 | 0 |  | 0 | 0 | 0 | 0 | 0 |  | 0 | 0 | 0 | 0 | 0 |  | 0 | 0 | 0 | 0 | 0 | 0 | 0
PG&E NGBA | PGE NGBA | PGE | Tulucay | 230 | 27 | Biomass |  |  | 0 | 0 |  | 0 | 0 |  | 0 | 0 |  | 0 | 0 | 0 | 0 | 0 |  | 0 | 0 | 0 | 0 | 0 |  | 0 | 0 | 0 | 0 | 0 | 0 | 0
PG&E NGBA | PGE NGBA | PGE | Tulucay | 60 |  | Biomass |  |  | 0 | 0 |  | 0 | 0 |  | 0 | 0 |  | 0 | 0 | 0 | 0 | 0 |  | 0 | 0 | 0 | 0 | 0 |  | 0 | 0 | 0 | 0 | 0 | 0 | 0
PG&E KERN | PGE Kern | PGE | Tupman | 115 | 95 | Biomass |  |  | 0 | 0 |  | 0 | 0 |  | 0 | 0 |  | 0 | 0 | 0 | 0 | 0 |  | 0 | 0 | 0 | 0 | 0 |  | 0 | 0 | 0 | 0 | 0 | 0 | 0
PG&E NGBA | PGE NGBA | PGE | Ukiah | 115 | 37 | Biomass |  |  | 0 | 0 |  | 0 | 0 |  | 0 | 0 |  | 0 | 0 | 0 | 0 | 0 |  | 0 | 0 | 0 | 0 | 0 |  | 0 | 0 | 0 | 0 | 0 | 0 | 0
PG&E KERN | PGE Kern | PGE | Union (Estrella) | 70 |  | Biomass |  |  | 0 | 0 |  | 0 | 0 |  | 0 | 0 |  | 0 | 0 | 0 | 0 | 0 |  | 0 | 0 | 0 | 0 | 0 |  | 0 | 0 | 0 | 0 | 0 | 0 | 0
PG&E NGBA | PGE NGBA | PGE | Vaca Dixon | 115 | 39 | Biomass |  |  | 0 | 0 |  | 0 | 0 |  | 0 | 0 |  | 0 | 0 | 0 | 0 | 0 |  | 0 | 0 | 0 | 0 | 0 |  | 0 | 0 | 0 | 0 | 0 | 0 | 0
PG&E NGBA | PGE NGBA | PGE | Vaca Dixon | 230 | 33 | Biomass |  |  | 0 | 0 |  | 0 | 0 |  | 0 | 0 |  | 0 | 0 | 0 | 0 | 0 |  | 0 | 0 | 0 | 0 | 0 |  | 0 | 0 | 0 | 0 | 0 | 0 | 0
PG&E NGBA | PGE NGBA | PGE | Vaca Dixon | 500 | 28 | Biomass |  |  | 0 | 0 |  | 0 | 0 |  | 0 | 0 |  | 0 | 0 | 0 | 0 | 0 |  | 0 | 0 | 0 | 0 | 0 |  | 0 | 0 | 0 | 0 | 0 | 0 | 0
PG&E NGBA | PGE NGBA | PGE | Vaca Dixon | 60 |  | Biomass |  |  | 0 | 0 |  | 0 | 0 |  | 0 | 0 |  | 0 | 0 | 0 | 0 | 0 |  | 0 | 0 | 0 | 0 | 0 |  | 0 | 0 | 0 | 0 | 0 | 0 | 0
SCE Eastern | SCE Eastern | SCE | Valley (SCE) | 500 | 156 | Biomass |  |  | 0 | 0 |  | 0 | 0 |  | 0 | 0 |  | 0 | 0 | 0 | 0 | 0 |  | 0 | 0 | 0 | 0 | 0 |  | 0 | 0 | 0 | 0 | 0 | 0 | 0
EOP | SCE EOP | SCE | Valley (VEA) | 138 | 177 | Biomass |  |  | 0 | 0 |  | 0 | 0 |  | 0 | 0 |  | 0 | 0 | 0 | 0 | 0 |  | 0 | 0 | 0 | 0 | 0 |  | 0 | 0 | 0 | 0 | 0 | 0 | 0
SDGE | SDGE Imperial | SDGE | Valley Center | 69 |  | Biomass |  |  | 0 | 0 |  | 0 | 0 |  | 0 | 0 |  | 0 | 0 | 0 | 0 | 0 |  | 0 | 0 | 0 | 0 | 0 |  | 0 | 0 | 0 | 0 | 0 | 0 | 0
PG&E GBA | PGE GBA | PGE | Valley Home | 115 | 36 | Biomass |  |  | 0 | 0 |  | 0 | 0 |  | 0 | 0 |  | 0 | 0 | 0 | 0 | 0 |  | 0 | 0 | 0 | 0 | 0 |  | 0 | 0 | 0 | 0 | 0 | 0 | 0
PG&E GBA | PGE GBA | PGE | Valley Springs | 230 | 65 | Biomass |  |  | 0 | 0 |  | 0 | 0 |  | 0 | 0 |  | 0 | 0 | 0 | 0 | 0 |  | 0 | 0 | 0 | 0 | 0 |  | 0 | 0 | 0 | 0 | 0 | 0 | 0
PG&E GBA | PGE GBA | PGE | Valley Springs | 60 |  | Biomass |  |  | 0 | 0 |  | 0 | 0 |  | 0 | 0 |  | 0 | 0 | 0 | 0 | 0 |  | 0 | 0 | 0 | 0 | 0 |  | 0 | 0 | 0 | 0 | 0 | 0 | 0
EOP | SCE EOP | SCE | Valley Switch | 138 | 177 | Biomass |  |  | 0 | 0 |  | 0 | 0 |  | 0 | 0 |  | 0 | 0 | 0 | 0 | 0 |  | 0 | 0 | 0 | 0 | 0 |  | 0 | 0 | 0 | 0 | 0 | 0 | 0
EOP | SCE EOP | SCE | Valley Switch | 230 | 177 | Biomass |  |  | 0 | 0 |  | 0 | 0 |  | 0 | 0 |  | 0 | 0 | 0 | 0 | 0 |  | 0 | 0 | 0 | 0 | 0 |  | 0 | 0 | 0 | 0 | 0 | 0 | 0
PG&E GBA | PGE GBA | PGE | Vasco | 230 | 42 | Biomass |  |  | 0 | 0 |  | 0 | 0 |  | 0 | 0 |  | 0 | 0 | 0 | 0 | 0 |  | 0 | 0 | 0 | 0 | 0 |  | 0 | 0 | 0 | 0 | 0 | 0 | 0
PG&E GBA | PGE GBA | PGE | Vasona | 230 | 80 | Biomass |  |  | 0 | 0 |  | 0 | 0 |  | 0 | 0 |  | 0 | 0 | 0 | 0 | 0 |  | 0 | 0 | 0 | 0 | 0 |  | 0 | 0 | 0 | 0 | 0 | 0 | 0
SCE Northern | SCE Northern | SCE | Vestal | 230 | 153 | Biomass |  |  | 0 | 0 |  | 0 | 0 |  | 0 | 0 |  | 0 | 0 | 0 | 0 | 0 |  | 0 | 0 | 0 | 0 | 0 |  | 0 | 0 | 0 | 0 | 0 | 0 | 0
SCE Northern | SCE Northern | SCE | Vestal | 66 |  | Biomass |  |  | 0 | 0 |  | 0 | 0 |  | 0 | 0 |  | 0 | 0 | 0 | 0 | 0 |  | 0 | 0 | 0 | 0 | 0 |  | 0 | 0 | 0 | 0 | 0 | 0 | 0
SCE NOL | SCE NOL | SCE | Victor | 115 | 146 | Biomass |  |  | 0 | 0 |  | 0 | 0 |  | 0 | 0 |  | 0 | 0 | 0 | 0 | 0 |  | 0 | 0 | 0 | 0 | 0 |  | 0 | 0 | 0 | 0 | 0 | 0 | 0
SCE NOL | SCE NOL | SCE | Victor | 230 | 146 | Biomass |  |  | 0 | 0 |  | 0 | 0 |  | 0 | 0 |  | 0 | 0 | 0 | 0 | 0 |  | 0 | 0 | 0 | 0 | 0 |  | 0 | 0 | 0 | 0 | 0 | 0 | 0
SCE Metro | SCE Metro | SCE | Viejo | 230 | 97 | Biomass |  |  | 0 | 0 |  | 0 | 0 |  | 0 | 0 |  | 0 | 0 | 0 | 0 | 0 |  | 0 | 0 | 0 | 0 | 0 |  | 0 | 0 | 0 | 0 | 0 | 0 | 0
PG&E GBA | PGE GBA | PGE | Vierra | 115 | 44 | Biomass |  |  | 0 | 0 |  | 0 | 0 |  | 0 | 0 |  | 0 | 0 | 0 | 0 | 0 |  | 0 | 0 | 0 | 0 | 0 |  | 0 | 0 | 0 | 0 | 0 | 0 | 0
SCE Metro | SCE Metro | SCE | Villa Park | 230 | 97 | Biomass |  |  | 0 | 0 |  | 0 | 0 |  | 0 | 0 |  | 0 | 0 | 0 | 0 | 0 |  | 0 | 0 | 0 | 0 | 0 |  | 0 | 0 | 0 | 0 | 0 | 0 | 0
SCE Northern | SCE Northern | SCE | Vincent | 230 | 91 | Biomass |  |  | 0 | 0 |  | 0 | 0 |  | 0 | 0 |  | 0 | 0 | 0 | 0 | 0 |  | 0 | 0 | 0 | 0 | 0 |  | 0 | 0 | 0 | 0 | 0 | 0 | 0
SCE Northern | SCE Northern | SCE | Vincent | 500 | 91 | Biomass |  |  | 0 | 0 |  | 0 | 0 |  | 0 | 0 |  | 0 | 0 | 0 | 0 | 0 |  | 0 | 0 | 0 | 0 | 0 |  | 0 | 0 | 0 | 0 | 0 | 0 | 0
PG&E GBA | PGE GBA | PGE | Vineyard | 230 | 42 | Biomass |  |  | 0 | 0 |  | 0 | 0 |  | 0 | 0 |  | 0 | 0 | 0 | 0 | 0 |  | 0 | 0 | 0 | 0 | 0 |  | 0 | 0 | 0 | 0 | 0 | 0 | 0
SDGE | PGE GBA | PGE | Vineyard | 69 |  | Biomass |  |  | 0 | 0 |  | 0 | 0 |  | 0 | 0 |  | 0 | 0 | 0 | 0 | 0 |  | 0 | 0 | 0 | 0 | 0 |  | 0 | 0 | 0 | 0 | 0 | 0 | 0
SCE Eastern | SCE Eastern | SCE | Vista (SCE) | 230 | 156 | Biomass |  |  | 0 | 0 |  | 0 | 0 |  | 0 | 0 |  | 0 | 0 | 0 | 0 | 0 |  | 0 | 0 | 0 | 0 | 0 |  | 0 | 0 | 0 | 0 | 0 | 0 | 0
EOP | SCE EOP | SCE | Vista (VEA) | 138 | 177 | Biomass |  |  | 0 | 0 |  | 0 | 0 |  | 0 | 0 |  | 0 | 0 | 0 | 0 | 0 |  | 0 | 0 | 0 | 0 | 0 |  | 0 | 0 | 0 | 0 | 0 | 0 | 0
EOP | SCE EOP | SCE | Vista (VEA) | 230 | 177 | Biomass |  |  | 0 | 0 |  | 0 | 0 |  | 0 | 0 |  | 0 | 0 | 0 | 0 | 0 |  | 0 | 0 | 0 | 0 | 0 |  | 0 | 0 | 0 | 0 | 0 | 0 | 0
PG&E FRESNO | PGE Fresno | PGE | Wahtoke | 115 | 105 | Biomass |  |  | 0 | 0 |  | 0 | 0 |  | 0 | 0 |  | 0 | 0 | 0 | 0 | 0 |  | 0 | 0 | 0 | 0 | 0 |  | 0 | 0 | 0 | 0 | 0 | 0 | 0
SCE Northern | SCE Northern | SCE | Wakefield | 66 |  | Biomass |  |  | 0 | 0 |  | 0 | 0 |  | 0 | 0 |  | 0 | 0 | 0 | 0 | 0 |  | 0 | 0 | 0 | 0 | 0 |  | 0 | 0 | 0 | 0 | 0 | 0 | 0
SCE Metro | SCE Metro | SCE | Walnut | 230 | 97 | Biomass |  |  | 0 | 0 |  | 0 | 0 |  | 0 | 0 |  | 0 | 0 | 0 | 0 | 0 |  | 0 | 0 | 0 | 0 | 0 |  | 0 | 0 | 0 | 0 | 0 | 0 | 0
SCE Northern | SCE Northern | SCE | Warne | 230 | 159 | Biomass |  |  | 0 | 0 |  | 0 | 0 |  | 0 | 0 |  | 0 | 0 | 0 | 0 | 0 |  | 0 | 0 | 0 | 0 | 0 |  | 0 | 0 | 0 | 0 | 0 | 0 | 0
PG&E GBA | PGE GBA | PGE | Warnerville | 230 | 155 | Biomass |  |  | 0 | 0 |  | 0 | 0 |  | 0 | 0 |  | 0 | 0 | 0 | 0 | 0 |  | 0 | 0 | 0 | 0 | 0 |  | 0 | 0 | 0 | 0 | 0 | 0 | 0
PG&E FRESNO | PGE Fresno | PGE | Waukena | 115 | 105 | Biomass |  |  | 0 | 0 |  | 0 | 0 |  | 0 | 0 |  | 0 | 0 | 0 | 0 | 0 |  | 0 | 0 | 0 | 0 | 0 |  | 0 | 0 | 0 | 0 | 0 | 0 | 0
PG&E GBA | PGE GBA | PGE | Weber | 230 | 15 | Biomass |  |  | 0 | 0 |  | 0 | 0 |  | 0 | 0 |  | 0 | 0 | 0 | 0 | 0 |  | 0 | 0 | 0 | 0 | 0 |  | 0 | 0 | 0 | 0 | 0 | 0 | 0
PG&E GBA | PGE GBA | PGE | Weber | 60 |  | Biomass |  |  | 0 | 0 |  | 0 | 0 |  | 0 | 0 |  | 0 | 0 | 0 | 0 | 0 |  | 0 | 0 | 0 | 0 | 0 |  | 0 | 0 | 0 | 0 | 0 | 0 | 0
PG&E FRESNO | PGE Fresno | PGE | West Fresno | 115 | 117 | Biomass |  |  | 0 | 0 |  | 0 | 0 |  | 0 | 0 |  | 0 | 0 | 0 | 0 | 0 |  | 0 | 0 | 0 | 0 | 0 |  | 0 | 0 | 0 | 0 | 0 | 0 | 0
PG&E FRESNO | PGE Fresno | PGE | Westley | 230 | 64 | Biomass |  |  | 0 | 0 |  | 0 | 0 |  | 0 | 0 |  | 0 | 0 | 0 | 0 | 0 |  | 0 | 0 | 0 | 0 | 0 |  | 0 | 0 | 0 | 0 | 0 | 0 | 0
PG&E KERN | PGE Kern | PGE | Westpark | 115 | 68 | Biomass |  |  | 0 | 0 |  | 0 | 0 |  | 0 | 0 |  | 0 | 0 | 0 | 0 | 0 |  | 0 | 0 | 0 | 0 | 0 |  | 0 | 0 | 0 | 0 | 0 | 0 | 0
PG&E KERN | PGE Kern | PGE | Wheeler Ridge | 230 | 103 | Biomass |  |  | 0 | 0 |  | 0 | 0 |  | 0 | 0 |  | 0 | 0 | 0 | 0 | 0 |  | 0 | 0 | 0 | 0 | 0 |  | 0 | 0 | 0 | 0 | 0 | 0 | 0
PG&E KERN | PGE Kern | PGE | Wheeler Ridge | 115 | 68 | Biomass |  |  | 0 | 0 |  | 0 | 0 |  | 0 | 0 |  | 0 | 0 | 0 | 0 | 0 |  | 0 | 0 | 0 | 0 | 0 |  | 0 | 0 | 0 | 0 | 0 | 0 | 0
PG&E KERN | PGE Kern | PGE | Wheeler Ridge | 70 |  | Biomass |  |  | 0 | 0 |  | 0 | 0 |  | 0 | 0 |  | 0 | 0 | 0 | 0 | 0 |  | 0 | 0 | 0 | 0 | 0 |  | 0 | 0 | 0 | 0 | 0 | 0 | 0
SCE Northern | SCE Northern | SCE | Whirlwind | 230 | 124 | Biomass |  |  | 0 | 0 |  | 0 | 0 |  | 0 | 0 |  | 0 | 0 | 0 | 0 | 0 |  | 0 | 0 | 0 | 0 | 0 |  | 0 | 0 | 0 | 0 | 0 | 0 | 0
SCE Northern | SCE Northern | SCE | Whirlwind | 500 | 124 | Biomass |  |  | 0 | 0 |  | 0 | 0 |  | 0 | 0 |  | 0 | 0 | 0 | 0 | 0 |  | 0 | 0 | 0 | 0 | 0 |  | 0 | 0 | 0 | 0 | 0 | 0 | 0
PG&E GBA | PGE GBA | PGE | Whisman | 115 | 78 | Biomass |  |  | 0 | 0 |  | 0 | 0 |  | 0 | 0 |  | 0 | 0 | 0 | 0 | 0 |  | 0 | 0 | 0 | 0 | 0 |  | 0 | 0 | 0 | 0 | 0 | 0 | 0
SCE Eastern | SCE Eastern | SCE | Wildlife | 230 | 156 | Biomass |  |  | 0 | 0 |  | 0 | 0 |  | 0 | 0 |  | 0 | 0 | 0 | 0 | 0 |  | 0 | 0 | 0 | 0 | 0 |  | 0 | 0 | 0 | 0 | 0 | 0 | 0
PG&E FRESNO | PGE Fresno | PGE | Wilson | 115 | 158 | Biomass |  |  | 0 | 0 |  | 0 | 0 |  | 0 | 0 |  | 0 | 0 | 0 | 0 | 0 |  | 0 | 0 | 0 | 0 | 0 |  | 0 | 0 | 0 | 0 | 0 | 0 | 0
PG&E FRESNO | PGE Fresno | PGE | Wilson | 230 | 169 | Biomass |  |  | 0 | 0 |  | 0 | 0 |  | 0 | 0 |  | 0 | 0 | 0 | 0 | 0 |  | 0 | 0 | 0 | 0 | 0 |  | 0 | 0 | 0 | 0 | 0 | 0 | 0
SCE Northern | SCE Northern | SCE | Windhub | 230 | 147 | Biomass |  |  | 0 | 0 |  | 0 | 0 |  | 0 | 0 |  | 0 | 0 | 0 | 0 | 0 |  | 0 | 0 | 0 | 0 | 0 |  | 0 | 0 | 0 | 0 | 0 | 0 | 0
SCE Northern | SCE Northern | SCE | Windhub | 500 | 147 | Biomass |  |  | 0 | 0 |  | 0 | 0 |  | 0 | 0 |  | 0 | 0 | 0 | 0 | 0 |  | 0 | 0 | 0 | 0 | 0 |  | 0 | 0 | 0 | 0 | 0 | 0 | 0
PG&E GBA | PGE GBA | PGE | Windmaster | 230 | 32 | Biomass |  |  | 0 | 0 |  | 0 | 0 |  | 0 | 0 |  | 0 | 0 | 0 | 0 | 0 |  | 0 | 0 | 0 | 0 | 0 |  | 0 | 0 | 0 | 0 | 0 | 0 | 0
PG&E NGBA | PGE NGBA | PGE | Windsor | 60 |  | Biomass |  |  | 0 | 0 |  | 0 | 0 |  | 0 | 0 |  | 0 | 0 | 0 | 0 | 0 |  | 0 | 0 | 0 | 0 | 0 |  | 0 | 0 | 0 | 0 | 0 | 0 | 0
PG&E NGBA | PGE NGBA | PGE | Woodland | 115 | 18 | Biomass |  |  | 0 | 0 |  | 0 | 0 |  | 0 | 0 |  | 0 | 0 | 0 | 0 | 0 |  | 0 | 0 | 0 | 0 | 0 |  | 0 | 0 | 0 | 0 | 0 | 0 | 0
PG&E FRESNO | PGE Fresno | PGE | Woodward | 115 | 136 | Biomass |  |  | 0 | 0 |  | 0 | 0 |  | 0 | 0 |  | 0 | 0 | 0 | 0 | 0 |  | 0 | 0 | 0 | 0 | 0 |  | 0 | 0 | 0 | 0 | 0 | 0 | 0
PG&E NGBA | PGE NGBA | PGE | Wyandotte | 115 | 22 | Biomass |  |  | 0 | 0 |  | 0 | 0 |  | 0 | 0 |  | 0 | 0 | 0 | 0 | 0 |  | 0 | 0 | 0 | 0 | 0 |  | 0 | 0 | 0 | 0 | 0 | 0 | 0
PG&E KERN | PGE Kern | PGE | 7th Standard | 115 | 109 | Wind, Onshore |  |  | 0 | 0 | 0 | 0 | 0 | 0 | 0 | 0 | 0 | 0 | 0 | 0 | 0 | 0 | 0 | 0 | 0 | 0 | 0 | 0 | 0 | 0 | 0 | 0 | 0 | 0 | 0 | 0
SCE Metro | SCE Metro | SCE | Alamitos | 230 | 132 | Wind, Onshore |  |  | 0 | 0 | 0 | 0 | 0 | 0 | 0 | 0 | 0 | 0 | 0 | 0 | 0 | 0 | 0 | 0 | 0 | 0 | 0 | 0 | 0 | 0 | 0 | 0 | 0 | 0 | 0 | 0
SCE Eastern | SCE Eastern | SCE | Alberhill | 115 | 156 | Wind, Onshore |  |  | 0 | 0 | 0 | 0 | 0 | 0 | 0 | 0 | 0 | 0 | 0 | 0 | 0 | 0 | 0 | 0 | 0 | 0 | 0 | 0 | 0 | 0 | 0 | 0 | 0 | 0 | 0 | 0
SCE Eastern | SCE Eastern | SCE | Alberhill | 500 | 156 | Wind, Onshore |  |  | 0 | 0 | 0 | 0 | 0 | 0 | 0 | 0 | 0 | 0 | 0 | 0 | 0 | 0 | 0 | 0 | 0 | 0 | 0 | 0 | 0 | 0 | 0 | 0 | 0 | 0 | 0 | 0
PG&E GBA | PGE GBA | PGE | Alhambra | 115 | 6 | Wind, Onshore |  |  | 0 | 0 | 0 | 0 | 0 | 0 | 0 | 0 | 0 | 0 | 0 | 0 | 0 | 0 | 0 | 0 | 0 | 0 | 0 | 0 | 0 | 0 | 0 | 0 | 0 | 0 | 0 | 0
PG&E FRESNO | PGE Fresno | PGE | Alpaugh | 115 | 119 | Wind, Onshore |  |  | 0 | 0 | 0 | 0 | 0 | 0 | 0 | 0 | 0 | 0 | 0 | 0 | 0 | 0 | 0 | 0 | 0 | 0 | 0 | 0 | 0 | 0 | 0 | 0 | 0 | 0 | 0 | 0
SDGE | SDGE Imperial | SDGE | Alpine | 69 |  | Wind, Onshore |  |  | 0 | 0 | 0 | 0 | 0 | 0 | 0 | 0 | 0 | 0 | 0 | 0 | 0 | 0 | 0 | 0 | 0 | 0 | 0 | 0 | 0 | 0 | 0 | 0 | 0 | 0 | 0 | 0
PG&E GBA | PGE GBA | PGE | Altamont Midway (Sandhill) | 230 | 26 | Wind, Onshore |  |  | 0 | 0 | 0 | 0 | 0 | 0 | 0 | 0 | 0 | 0 | 0 | 0 | 0 | 0 | 0 | 0 | 0 | 0 | 0 | 0 | 0 | 0 | 0 | 0 | 0 | 0 | 0 | 0
SCE Northern | SCE Northern | SCE | Antelope | 66 |  | Wind, Onshore |  |  | 0 | 0 | 0 | 0 | 0 | 0 | 0 | 0 | 0 | 0 | 0 | 0 | 0 | 0 | 0 | 0 | 0 | 0 | 0 | 0 | 0 | 0 | 0 | 0 | 0 | 0 | 0 | 0
SCE Northern | SCE Northern | SCE | Antelope | 230 | 86 | Wind, Onshore |  |  | 0 | 0 | 0 | 0 | 0 | 0 | 0 | 0 | 0 | 0 | 0 | 0 | 0 | 0 | 0 | 0 | 0 | 0 | 0 | 0 | 0 | 0 | 0 | 0 | 0 | 0 | 0 | 0
SCE Northern | SCE Northern | SCE | Antelope | 500 | 124 | Wind, Onshore |  |  | 0 | 0 | 0 | 0 | 0 | 0 | 0 | 0 | 0 | 0 | 0 | 0 | 0 | 0 | 0 | 0 | 0 | 0 | 0 | 0 | 0 | 0 | 0 | 0 | 0 | 0 | 0 | 0
PG&E NGBA | PGE NGBA | PGE | Arcata | 60 |  | Wind, Onshore |  |  | 0 | 0 | 0 | 0 | 0 | 0 | 0 | 0 | 0 | 0 | 0 | 0 | 0 | 0 | 0 | 0 | 0 | 0 | 0 | 0 | 0 | 0 | 0 | 0 | 0 | 0 | 0 | 0
PG&E KERN | PGE Kern | PGE | Arco | 230 | 93 | Wind, Onshore |  |  | 0 | 0 | 0 | 0 | 0 | 0 | 0 | 0 | 0 | 0 | 0 | 0 | 0 | 0 | 0 | 0 | 0 | 0 | 0 | 0 | 0 | 0 | 0 | 0 | 0 | 0 | 0 | 0
PG&E KERN | PGE Kern | PGE | Arco | 70 |  | Wind, Onshore |  |  | 0 | 0 | 0 | 0 | 0 | 0 | 0 | 0 | 0 | 0 | 0 | 0 | 0 | 0 | 0 | 0 | 0 | 0 | 0 | 0 | 0 | 0 | 0 | 0 | 0 | 0 | 0 | 0
SCE Metro | SCE Metro | SCE | ArcoGen | 230 | 97 | Wind, Onshore |  |  | 0 | 0 | 0 | 0 | 0 | 0 | 0 | 0 | 0 | 0 | 0 | 0 | 0 | 0 | 0 | 0 | 0 | 0 | 0 | 0 | 0 | 0 | 0 | 0 | 0 | 0 | 0 | 0
SDGE | SDGE Imperial | SDGE | Artesian | 230 | 195 | Wind, Onshore |  |  | 0 | 0 | 0 | 0 | 0 | 0 | 0 | 0 | 0 | 0 | 0 | 0 | 0 | 0 | 0 | 0 | 0 | 0 | 0 | 0 | 0 | 0 | 0 | 0 | 0 | 0 | 0 | 0
SDGE | SDGE Imperial | SDGE | Artesian | 69 |  | Wind, Onshore |  |  | 0 | 0 | 0 | 0 | 0 | 0 | 0 | 0 | 0 | 0 | 0 | 0 | 0 | 0 | 0 | 0 | 0 | 0 | 0 | 0 | 0 | 0 | 0 | 0 | 0 | 0 | 0 | 0
PG&E FRESNO | PGE Fresno | PGE | Ashlan | 230 | 138 | Wind, Onshore |  |  | 0 | 0 | 0 | 0 | 0 | 0 | 0 | 0 | 0 | 0 | 0 | 0 | 0 | 0 | 0 | 0 | 0 | 0 | 0 | 0 | 0 | 0 | 0 | 0 | 0 | 0 | 0 | 0
PG&E NGBA | PGE NGBA | PGE | Atlantic | 115 | 16 | Wind, Onshore |  |  | 0 | 0 | 0 | 0 | 0 | 0 | 0 | 0 | 0 | 0 | 0 | 0 | 0 | 0 | 0 | 0 | 0 | 0 | 0 | 0 | 0 | 0 | 0 | 0 | 0 | 0 | 0 | 0
PG&E NGBA | PGE NGBA | PGE | Atlantic | 230 | 20 | Wind, Onshore |  |  | 0 | 0 | 0 | 0 | 0 | 0 | 0 | 0 | 0 | 0 | 0 | 0 | 0 | 0 | 0 | 0 | 0 | 0 | 0 | 0 | 0 | 0 | 0 | 0 | 0 | 0 | 0 | 0
PG&E NGBA | PGE NGBA | PGE | Atlantic | 60 |  | Wind, Onshore |  |  | 0 | 0 | 0 | 0 | 0 | 0 | 0 | 0 | 0 | 0 | 0 | 0 | 0 | 0 | 0 | 0 | 0 | 0 | 0 | 0 | 0 | 0 | 0 | 0 | 0 | 0 | 0 | 0
PG&E FRESNO | PGE Fresno | PGE | Atwater | 115 | 139 | Wind, Onshore |  |  | 0 | 0 | 0 | 0 | 0 | 0 | 0 | 0 | 0 | 0 | 0 | 0 | 0 | 0 | 0 | 0 | 0 | 0 | 0 | 0 | 0 | 0 | 0 | 0 | 0 | 0 | 0 | 0
PG&E GBA | PGE GBA | PGE | Avena | 115 | 36 | Wind, Onshore |  |  | 0 | 0 | 0 | 0 | 0 | 0 | 0 | 0 | 0 | 0 | 0 | 0 | 0 | 0 | 0 | 0 | 0 | 0 | 0 | 0 | 0 | 0 | 0 | 0 | 0 | 0 | 0 | 0
SDGE | SDGE Imperial | SDGE | Avocado | 69 |  | Wind, Onshore |  |  | 0 | 0 | 0 | 0 | 0 | 0 | 0 | 0 | 0 | 0 | 0 | 0 | 0 | 0 | 0 | 0 | 0 | 0 | 0 | 0 | 0 | 0 | 0 | 0 | 0 | 0 | 0 | 0
PG&E NGBA | PGE NGBA | PGE | Bahia | 230 | 60 | Wind, Onshore |  |  | 0 | 0 | 0 | 0 | 0 | 0 | 0 | 0 | 0 | 0 | 0 | 0 | 0 | 0 | 0 | 0 | 0 | 0 | 0 | 0 | 0 | 0 | 0 | 0 | 0 | 0 | 0 | 0
SCE Northern | SCE Northern | SCE | Bailey | 230 | 167 | Wind, Onshore |  |  | 0 | 0 | 0 | 0 | 0 | 0 | 0 | 0 | 0 | 0 | 0 | 0 | 0 | 0 | 0 | 0 | 0 | 0 | 0 | 0 | 0 | 0 | 0 | 0 | 0 | 0 | 0 | 0
SCE NOL | SCE NOL | SCE | Baker | 115 | 160 | Wind, Onshore |  |  | 0 | 0 | 0 | 0 | 0 | 0 | 0 | 0 | 0 | 0 | 0 | 0 | 0 | 0 | 0 | 0 | 0 | 0 | 0 | 0 | 0 | 0 | 0 | 0 | 0 | 0 | 0 | 0
PG&E KERN | PGE Kern | PGE | Bakersfield | 230 | 89 | Wind, Onshore |  |  | 0 | 0 | 0 | 0 | 0 | 0 | 0 | 0 | 0 | 0 | 0 | 0 | 0 | 0 | 0 | 0 | 0 | 0 | 0 | 0 | 0 | 0 | 0 | 0 | 0 | 0 | 0 | 0
PG&E FRESNO | PGE Fresno | PGE | Balch | 230 | 117 | Wind, Onshore |  |  | 0 | 0 | 0 | 0 | 0 | 0 | 0 | 0 | 0 | 0 | 0 | 0 | 0 | 0 | 0 | 0 | 0 | 0 | 0 | 0 | 0 | 0 | 0 | 0 | 0 | 0 | 0 | 0
SCE Eastern | SCE Eastern | SCE | Bannister | 230 | 174 | Wind, Onshore |  |  | 0 | 0 | 0 | 0 | 0 | 0 | 0 | 0 | 0 | 0 | 0 | 0 | 0 | 0 | 0 | 0 | 0 | 0 | 0 | 0 | 0 | 0 | 0 | 0 | 0 | 0 | 0 | 0
SCE Metro | SCE Metro | SCE | Barre | 230 | 97 | Wind, Onshore |  |  | 0 | 0 | 0 | 0 | 0 | 0 | 0 | 0 | 0 | 0 | 0 | 0 | 0 | 0 | 0 | 0 | 0 | 0 | 0 | 0 | 0 | 0 | 0 | 0 | 0 | 0 | 0 | 0
SDGE | SDGE Imperial | SDGE | Bay Boulevard | 69 |  | Wind, Onshore |  |  | 0 | 0 | 0 | 0 | 0 | 0 | 0 | 0 | 0 | 0 | 0 | 0 | 0 | 0 | 0 | 0 | 0 | 0 | 0 | 0 | 0 | 0 | 0 | 0 | 0 | 0 | 0 | 0
SDGE | SDGE Imperial | SDGE | Bay Boulevard | 230 | 196 | Wind, Onshore |  |  | 0 | 0 | 0 | 0 | 0 | 0 | 0 | 0 | 0 | 0 | 0 | 0 | 0 | 0 | 0 | 0 | 0 | 0 | 0 | 0 | 0 | 0 | 0 | 0 | 0 | 0 | 0 | 0
EOP | SCE EOP | SCE | Beatty | 138 | 177 | Wind, Onshore |  |  | 0 | 0 | 0 | 0 | 0 | 0 | 0 | 0 | 0 | 0 | 0 | 0 | 0 | 0 | 0 | 0 | 0 | 0 | 0 | 0 | 0 | 0 | 0 | 0 | 0 | 0 | 0 | 0
EOP | SCE EOP | SCE | Beatty | 230 | 177 | Wind, Onshore |  |  | 0 | 0 | 0 | 0 | 0 | 0 | 0 | 0 | 0 | 0 | 0 | 0 | 0 | 0 | 0 | 0 | 0 | 0 | 0 | 0 | 0 | 0 | 0 | 0 | 0 | 0 | 0 | 0
PG&E NGBA | PGE NGBA | PGE | Belden | 230 | 24 | Wind, Onshore |  |  | 0 | 0 | 0 | 0 | 0 | 0 | 0 | 0 | 0 | 0 | 0 | 0 | 0 | 0 | 0 | 0 | 0 | 0 | 0 | 0 | 0 | 0 | 0 | 0 | 0 | 0 | 0 | 0
PG&E NGBA | PGE NGBA | PGE | Bell | 115 | 16 | Wind, Onshore |  |  | 0 | 0 | 0 | 0 | 0 | 0 | 0 | 0 | 0 | 0 | 0 | 0 | 0 | 0 | 0 | 0 | 0 | 0 | 0 | 0 | 0 | 0 | 0 | 0 | 0 | 0 | 0 | 0
PG&E NGBA | PGE NGBA | PGE | Bellevue | 115 | 27 | Wind, Onshore |  |  | 0 | 0 | 0 | 0 | 0 | 0 | 0 | 0 | 0 | 0 | 0 | 0 | 0 | 0 | 0 | 0 | 0 | 0 | 0 | 0 | 0 | 0 | 0 | 0 | 0 | 0 | 0 | 0
PG&E GBA | PGE GBA | PGE | Bellota | 115 | 29 | Wind, Onshore |  |  | 0 | 0 | 0 | 0 | 0 | 0 | 0 | 0 | 0 | 0 | 0 | 0 | 0 | 0 | 0 | 0 | 0 | 0 | 0 | 0 | 0 | 0 | 0 | 0 | 0 | 0 | 0 | 0
PG&E GBA | PGE GBA | PGE | Bellota | 230 | 15 | Wind, Onshore |  |  | 0 | 0 | 0 | 0 | 0 | 0 | 0 | 0 | 0 | 0 | 0 | 0 | 0 | 0 | 0 | 0 | 0 | 0 | 0 | 0 | 0 | 0 | 0 | 0 | 0 | 0 | 0 | 0
SCE Northern | SCE Northern | SCE | Big Creek | 230 | 153 | Wind, Onshore |  |  | 0 | 0 | 0 | 0 | 0 | 0 | 0 | 0 | 0 | 0 | 0 | 0 | 0 | 0 | 0 | 0 | 0 | 0 | 0 | 0 | 0 | 0 | 0 | 0 | 0 | 0 | 0 | 0
PG&E FRESNO | PGE Fresno | PGE | Biola | 70 |  | Wind, Onshore |  |  | 0 | 0 | 0 | 0 | 0 | 0 | 0 | 0 | 0 | 0 | 0 | 0 | 0 | 0 | 0 | 0 | 0 | 0 | 0 | 0 | 0 | 0 | 0 | 0 | 0 | 0 | 0 | 0
PG&E GBA | PGE GBA | PGE | Birds Landing | 230 | 59 | Wind, Onshore |  |  | 1 | 229.98 | 0 | 229.98 | 0 | 0 | 0 | 0 | 0 | 0 | 0 | 0 | 0 | 0 | 0 | 0 | 0 | 0 | 0 | 0 | 0 | 0 | 229.98 | 0 | 229.98 | 229.98 | 0 | 229.98
SCE Northern | SCE Northern | SCE | Bliss | 66 |  | Wind, Onshore |  |  | 0 | 0 | 0 | 0 | 0 | 0 | 0 | 0 | 0 | 0 | 0 | 0 | 0 | 0 | 0 | 0 | 0 | 0 | 0 | 0 | 0 | 0 | 0 | 0 | 0 | 0 | 0 | 0
SCE Eastern | SCE Eastern | SCE | Blythe | 161 | 182 | Wind, Onshore |  |  | 0 | 0 | 0 | 0 | 0 | 0 | 0 | 0 | 0 | 0 | 0 | 0 | 0 | 0 | 0 | 0 | 0 | 0 | 0 | 0 | 0 | 0 | 0 | 0 | 0 | 0 | 0 | 0
PG&E NGBA | PGE NGBA | PGE | Bogue | 115 | 22 | Wind, Onshore |  |  | 0 | 0 | 0 | 0 | 0 | 0 | 0 | 0 | 0 | 0 | 0 | 0 | 0 | 0 | 0 | 0 | 0 | 0 | 0 | 0 | 0 | 0 | 0 | 0 | 0 | 0 | 0 | 0
PG&E FRESNO | PGE Fresno | PGE | Borden | 230 | 168 | Wind, Onshore |  |  | 0 | 0 | 0 | 0 | 0 | 0 | 0 | 0 | 0 | 0 | 0 | 0 | 0 | 0 | 0 | 0 | 0 | 0 | 0 | 0 | 0 | 0 | 0 | 0 | 0 | 0 | 0 | 0
PG&E FRESNO | PGE Fresno | PGE | Borden | 70 |  | Wind, Onshore |  |  | 0 | 0 | 0 | 0 | 0 | 0 | 0 | 0 | 0 | 0 | 0 | 0 | 0 | 0 | 0 | 0 | 0 | 0 | 0 | 0 | 0 | 0 | 0 | 0 | 0 | 0 | 0 | 0
SDGE | SDGE Imperial | SDGE | Boulevard East | 138 | 192 | Wind, Onshore |  |  | 1 | 0 | 0 | 0 | 0 | 0 | 0 | 0 | 0 | 0 | 0 | 0 | 0 | 180 | 0 | 180 | 0 | 0 | 0 | 180 | 0 | 180 | 180 | 0 | 180 | 180 | 0 | 180
SDGE | SDGE Imperial | SDGE | Boulevard East | 69 |  | Wind, Onshore |  |  | 0 | 0 | 0 | 0 | 0 | 0 | 0 | 0 | 0 | 0 | 0 | 0 | 0 | 0 | 0 | 0 | 0 | 0 | 0 | 0 | 0 | 0 | 0 | 0 | 0 | 0 | 0 | 0
PG&E GBA | PGE GBA | PGE | Brentwood | 230 | 50 | Wind, Onshore |  |  | 0 | 0 | 0 | 0 | 0 | 0 | 0 | 0 | 0 | 0 | 0 | 0 | 0 | 0 | 0 | 0 | 0 | 0 | 0 | 0 | 0 | 0 | 0 | 0 | 0 | 0 | 0 | 0
PG&E NGBA | PGE NGBA | PGE | Bridgeville | 115 | 1 | Wind, Onshore |  |  | 1 | 0 | 0 | 0 | 0 | 0 | 0 | 0 | 0 | 0 | 0 | 0 | 0 | 0 | 0 | 0 | 212 | 0 | 212 | 212 | 0 | 212 | 0 | 0 | 0 | 212 | 0 | 212
PG&E NGBA | PGE NGBA | PGE | Brighton | 115 | 67 | Wind, Onshore |  |  | 0 | 0 | 0 | 0 | 0 | 0 | 0 | 0 | 0 | 0 | 0 | 0 | 0 | 0 | 0 | 0 | 0 | 0 | 0 | 0 | 0 | 0 | 0 | 0 | 0 | 0 | 0 | 0
PG&E NGBA | PGE NGBA | PGE | Brighton | 230 | 67 | Wind, Onshore |  |  | 0 | 0 | 0 | 0 | 0 | 0 | 0 | 0 | 0 | 0 | 0 | 0 | 0 | 0 | 0 | 0 | 0 | 0 | 0 | 0 | 0 | 0 | 0 | 0 | 0 | 0 | 0 | 0
PG&E NGBA | PGE NGBA | PGE | Brunswick | 115 | 20 | Wind, Onshore |  |  | 0 | 0 | 0 | 0 | 0 | 0 | 0 | 0 | 0 | 0 | 0 | 0 | 0 | 0 | 0 | 0 | 0 | 0 | 0 | 0 | 0 | 0 | 0 | 0 | 0 | 0 | 0 | 0
PG&E NGBA | PGE NGBA | PGE | Bucks Creek | 230 | 35 | Wind, Onshore |  |  | 0 | 0 | 0 | 0 | 0 | 0 | 0 | 0 | 0 | 0 | 0 | 0 | 0 | 0 | 0 | 0 | 0 | 0 | 0 | 0 | 0 | 0 | 0 | 0 | 0 | 0 | 0 | 0
PG&E KERN | PGE Kern | PGE | Buena Vista | 230 |  | Wind, Onshore |  |  | 0 | 0 | 0 | 0 | 0 | 0 | 0 | 0 | 0 | 0 | 0 | 0 | 0 | 0 | 0 | 0 | 0 | 0 | 0 | 0 | 0 | 0 | 0 | 0 | 0 | 0 | 0 | 0
PG&E FRESNO | PGE Fresno | PGE | Bullard | 115 | 165 | Wind, Onshore |  |  | 0 | 0 | 0 | 0 | 0 | 0 | 0 | 0 | 0 | 0 | 0 | 0 | 0 | 0 | 0 | 0 | 0 | 0 | 0 | 0 | 0 | 0 | 0 | 0 | 0 | 0 | 0 | 0
PG&E GBA | PGE GBA | PGE | Burlingame | 115 | 3 | Wind, Onshore |  |  | 0 | 0 | 0 | 0 | 0 | 0 | 0 | 0 | 0 | 0 | 0 | 0 | 0 | 0 | 0 | 0 | 0 | 0 | 0 | 0 | 0 | 0 | 0 | 0 | 0 | 0 | 0 | 0
PG&E NGBA | PGE NGBA | PGE | Burney Forest | 230 | 2 | Wind, Onshore |  |  | 0 | 0 | 0 | 0 | 0 | 0 | 0 | 0 | 0 | 0 | 0 | 0 | 0 | 0 | 0 | 0 | 0 | 0 | 0 | 0 | 0 | 0 | 0 | 0 | 0 | 0 | 0 | 0
PG&E NGBA | PGE NGBA | PGE | Butte | 115 | 1 | Wind, Onshore |  |  | 0 | 0 | 0 | 0 | 0 | 0 | 0 | 0 | 0 | 0 | 0 | 0 | 0 | 0 | 0 | 0 | 0 | 0 | 0 | 0 | 0 | 0 | 0 | 0 | 0 | 0 | 0 | 0
PG&E KERN | PGE Kern | PGE | Cabrillo | 115 | 111 | Wind, Onshore |  |  | 0 | 0 | 0 | 0 | 0 | 0 | 0 | 0 | 0 | 0 | 0 | 0 | 0 | 0 | 0 | 0 | 0 | 0 | 0 | 0 | 0 | 0 | 0 | 0 | 0 | 0 | 0 | 0
PG&E FRESNO | PGE Fresno | PGE | Cal Flats | 230 | 129 | Wind, Onshore |  |  | 0 | 0 | 0 | 0 | 0 | 0 | 0 | 0 | 0 | 0 | 0 | 0 | 0 | 0 | 0 | 0 | 0 | 0 | 0 | 0 | 0 | 0 | 0 | 0 | 0 | 0 | 0 | 0
SCE NOL | SCE NOL | SCE | Calcite | 230 | 141 | Wind, Onshore |  |  | 0 | 0 | 0 | 0 | 0 | 0 | 0 | 0 | 0 | 0 | 0 | 0 | 0 | 0 | 0 | 0 | 0 | 0 | 0 | 0 | 0 | 0 | 0 | 0 | 0 | 0 | 0 | 0
PG&E KERN | PGE Kern | PGE | Caliente | 230 | 122 | Wind, Onshore |  |  | 0 | 0 | 0 | 0 | 0 | 0 | 0 | 0 | 0 | 0 | 0 | 0 | 0 | 0 | 0 | 0 | 0 | 0 | 0 | 0 | 0 | 0 | 0 | 0 | 0 | 0 | 0 | 0
PG&E FRESNO | PGE Fresno | PGE | California Ave | 115 | 105 | Wind, Onshore |  |  | 0 | 0 | 0 | 0 | 0 | 0 | 0 | 0 | 0 | 0 | 0 | 0 | 0 | 0 | 0 | 0 | 0 | 0 | 0 | 0 | 0 | 0 | 0 | 0 | 0 | 0 | 0 | 0
PG&E KERN | PGE Kern | PGE | Callender | 115 | 126 | Wind, Onshore |  |  | 0 | 0 | 0 | 0 | 0 | 0 | 0 | 0 | 0 | 0 | 0 | 0 | 0 | 0 | 0 | 0 | 0 | 0 | 0 | 0 | 0 | 0 | 0 | 0 | 0 | 0 | 0 | 0
PG&E NGBA | PGE NGBA | PGE | Calpella | 115 | 37 | Wind, Onshore |  |  | 0 | 0 | 0 | 0 | 0 | 0 | 0 | 0 | 0 | 0 | 0 | 0 | 0 | 0 | 0 | 0 | 0 | 0 | 0 | 0 | 0 | 0 | 0 | 0 | 0 | 0 | 0 | 0
PG&E GBA | PGE GBA | PGE | Camanche | 230 | 15 | Wind, Onshore |  |  | 0 | 0 | 0 | 0 | 0 | 0 | 0 | 0 | 0 | 0 | 0 | 0 | 0 | 0 | 0 | 0 | 0 | 0 | 0 | 0 | 0 | 0 | 0 | 0 | 0 | 0 | 0 | 0
SDGE | SDGE Imperial | SDGE | Cameron | 69 |  | Wind, Onshore |  |  | 0 | 0 | 0 | 0 | 0 | 0 | 0 | 0 | 0 | 0 | 0 | 0 | 0 | 0 | 0 | 0 | 0 | 0 | 0 | 0 | 0 | 0 | 0 | 0 | 0 | 0 | 0 | 0
SDGE | SDGE Imperial | SDGE | Cannon | 69 |  | Wind, Onshore |  |  | 0 | 0 | 0 | 0 | 0 | 0 | 0 | 0 | 0 | 0 | 0 | 0 | 0 | 0 | 0 | 0 | 0 | 0 | 0 | 0 | 0 | 0 | 0 | 0 | 0 | 0 | 0 | 0
PG&E FRESNO | PGE Fresno | PGE | Cantua | 115 | 115 | Wind, Onshore |  |  | 0 | 0 | 0 | 0 | 0 | 0 | 0 | 0 | 0 | 0 | 0 | 0 | 0 | 0 | 0 | 0 | 0 | 0 | 0 | 0 | 0 | 0 | 0 | 0 | 0 | 0 | 0 | 0
SDGE | SDGE Imperial | SDGE | Capistrano | 138 | 173 | Wind, Onshore |  |  | 0 | 0 | 0 | 0 | 0 | 0 | 0 | 0 | 0 | 0 | 0 | 0 | 0 | 0 | 0 | 0 | 0 | 0 | 0 | 0 | 0 | 0 | 0 | 0 | 0 | 0 | 0 | 0
SDGE | SDGE Imperial | SDGE | Capistrano | 230 | 173 | Wind, Onshore |  |  | 0 | 0 | 0 | 0 | 0 | 0 | 0 | 0 | 0 | 0 | 0 | 0 | 0 | 0 | 0 | 0 | 0 | 0 | 0 | 0 | 0 | 0 | 0 | 0 | 0 | 0 | 0 | 0
PG&E NGBA | PGE NGBA | PGE | Carberry | 230 | 2 | Wind, Onshore |  |  | 0 | 0 | 0 | 0 | 0 | 0 | 0 | 0 | 0 | 0 | 0 | 0 | 0 | 0 | 0 | 0 | 0 | 0 | 0 | 0 | 0 | 0 | 0 | 0 | 0 | 0 | 0 | 0
SCE Eastern | SCE Eastern | SCE | Cardiff | 66 |  | Wind, Onshore |  |  | 0 | 0 | 0 | 0 | 0 | 0 | 0 | 0 | 0 | 0 | 0 | 0 | 0 | 0 | 0 | 0 | 0 | 0 | 0 | 0 | 0 | 0 | 0 | 0 | 0 | 0 | 0 | 0
PG&E NGBA | PGE NGBA | PGE | Caribou | 60 |  | Wind, Onshore |  |  | 0 | 0 | 0 | 0 | 0 | 0 | 0 | 0 | 0 | 0 | 0 | 0 | 0 | 0 | 0 | 0 | 0 | 0 | 0 | 0 | 0 | 0 | 0 | 0 | 0 | 0 | 0 | 0
PG&E NGBA | PGE NGBA | PGE | Caribou | 115 | 7 | Wind, Onshore |  |  | 0 | 0 | 0 | 0 | 0 | 0 | 0 | 0 | 0 | 0 | 0 | 0 | 0 | 0 | 0 | 0 | 0 | 0 | 0 | 0 | 0 | 0 | 0 | 0 | 0 | 0 | 0 | 0
PG&E NGBA | PGE NGBA | PGE | Caribou | 230 | 7 | Wind, Onshore |  |  | 0 | 0 | 0 | 0 | 0 | 0 | 0 | 0 | 0 | 0 | 0 | 0 | 0 | 0 | 0 | 0 | 0 | 0 | 0 | 0 | 0 | 0 | 0 | 0 | 0 | 0 | 0 | 0
EOP | SCE EOP | SCE | Carpenter Canyon (fka Gamebird) | 138 | 177 | Wind, Onshore |  |  | 0 | 0 | 0 | 0 | 0 | 0 | 0 | 0 | 0 | 0 | 0 | 0 | 0 | 0 | 0 | 0 | 0 | 0 | 0 | 0 | 0 | 0 | 0 | 0 | 0 | 0 | 0 | 0
EOP | SCE EOP | SCE | Carpenter Canyon (fka Gamebird) | 230 | 177 | Wind, Onshore |  |  | 0 | 0 | 0 | 0 | 0 | 0 | 0 | 0 | 0 | 0 | 0 | 0 | 0 | 0 | 0 | 0 | 0 | 0 | 0 | 0 | 0 | 0 | 0 | 0 | 0 | 0 | 0 | 0
PG&E NGBA | PGE NGBA | PGE | Carquinez | 115 | 27 | Wind, Onshore |  |  | 0 | 0 | 0 | 0 | 0 | 0 | 0 | 0 | 0 | 0 | 0 | 0 | 0 | 0 | 0 | 0 | 0 | 0 | 0 | 0 | 0 | 0 | 0 | 0 | 0 | 0 | 0 | 0
SDGE | SDGE Imperial | SDGE | Carrizo Gorge | 138 | 192 | Wind, Onshore |  |  | 0 | 0 | 0 | 0 | 0 | 0 | 0 | 0 | 0 | 0 | 0 | 0 | 0 | 0 | 0 | 0 | 0 | 0 | 0 | 0 | 0 | 0 | 0 | 0 | 0 | 0 | 0 | 0
PG&E KERN | PGE Kern | PGE | Carrizo Plains | 115 | 122 | Wind, Onshore |  |  | 0 | 0 | 0 | 0 | 0 | 0 | 0 | 0 | 0 | 0 | 0 | 0 | 0 | 0 | 0 | 0 | 0 | 0 | 0 | 0 | 0 | 0 | 0 | 0 | 0 | 0 | 0 | 0
PG&E KERN | PGE Kern | PGE | Casaloma | 230 | 68 | Wind, Onshore |  |  | 0 | 0 | 0 | 0 | 0 | 0 | 0 | 0 | 0 | 0 | 0 | 0 | 0 | 0 | 0 | 0 | 0 | 0 | 0 | 0 | 0 | 0 | 0 | 0 | 0 | 0 | 0 | 0
PG&E GBA | PGE GBA | PGE | Castro Valley | 230 | 42 | Wind, Onshore |  |  | 0 | 0 | 0 | 0 | 0 | 0 | 0 | 0 | 0 | 0 | 0 | 0 | 0 | 0 | 0 | 0 | 0 | 0 | 0 | 0 | 0 | 0 | 0 | 0 | 0 | 0 | 0 | 0
PG&E GBA | PGE GBA | PGE | Cayetano | 230 | 50 | Wind, Onshore |  |  | 0 | 0 | 0 | 0 | 0 | 0 | 0 | 0 | 0 | 0 | 0 | 0 | 0 | 0 | 0 | 0 | 0 | 0 | 0 | 0 | 0 | 0 | 0 | 0 | 0 | 0 | 0 | 0
SCE Metro | SCE Metro | SCE | Center | 230 | 97 | Wind, Onshore |  |  | 0 | 0 | 0 | 0 | 0 | 0 | 0 | 0 | 0 | 0 | 0 | 0 | 0 | 0 | 0 | 0 | 0 | 0 | 0 | 0 | 0 | 0 | 0 | 0 | 0 | 0 | 0 | 0
PG&E KERN | PGE Kern | PGE | Charca | 115 | 74 | Wind, Onshore |  |  | 0 | 0 | 0 | 0 | 0 | 0 | 0 | 0 | 0 | 0 | 0 | 0 | 0 | 0 | 0 | 0 | 0 | 0 | 0 | 0 | 0 | 0 | 0 | 0 | 0 | 0 | 0 | 0
EOP | SCE EOP | SCE | Charleston | 138 | 177 | Wind, Onshore |  |  | 0 | 0 | 0 | 0 | 0 | 0 | 0 | 0 | 0 | 0 | 0 | 0 | 0 | 0 | 0 | 0 | 0 | 0 | 0 | 0 | 0 | 0 | 0 | 0 | 0 | 0 | 0 | 0
SCE Metro | SCE Metro | SCE | Chevmain | 230 | 97 | Wind, Onshore |  |  | 0 | 0 | 0 | 0 | 0 | 0 | 0 | 0 | 0 | 0 | 0 | 0 | 0 | 0 | 0 | 0 | 0 | 0 | 0 | 0 | 0 | 0 | 0 | 0 | 0 | 0 | 0 | 0
SDGE | SDGE Imperial | SDGE | Chicarita | 138 | 186 | Wind, Onshore |  |  | 0 | 0 | 0 | 0 | 0 | 0 | 0 | 0 | 0 | 0 | 0 | 0 | 0 | 0 | 0 | 0 | 0 | 0 | 0 | 0 | 0 | 0 | 0 | 0 | 0 | 0 | 0 | 0
SCE Metro | SCE Metro | SCE | Chino | 230 | 97 | Wind, Onshore |  |  | 0 | 0 | 0 | 0 | 0 | 0 | 0 | 0 | 0 | 0 | 0 | 0 | 0 | 0 | 0 | 0 | 0 | 0 | 0 | 0 | 0 | 0 | 0 | 0 | 0 | 0 | 0 | 0
PG&E FRESNO | PGE Fresno | PGE | Chowchilla | 115 | 166 | Wind, Onshore |  |  | 0 | 0 | 0 | 0 | 0 | 0 | 0 | 0 | 0 | 0 | 0 | 0 | 0 | 0 | 0 | 0 | 0 | 0 | 0 | 0 | 0 | 0 | 0 | 0 | 0 | 0 | 0 | 0
PG&E GBA | PGE GBA | PGE | Christie | 60 |  | Wind, Onshore |  |  | 0 | 0 | 0 | 0 | 0 | 0 | 0 | 0 | 0 | 0 | 0 | 0 | 0 | 0 | 0 | 0 | 0 | 0 | 0 | 0 | 0 | 0 | 0 | 0 | 0 | 0 | 0 | 0
PG&E GBA | PGE GBA | PGE | Christie | 115 | 6 | Wind, Onshore |  |  | 0 | 0 | 0 | 0 | 0 | 0 | 0 | 0 | 0 | 0 | 0 | 0 | 0 | 0 | 0 | 0 | 0 | 0 | 0 | 0 | 0 | 0 | 0 | 0 | 0 | 0 | 0 | 0
SCE Eastern | SCE Arizona | SCE | Cielo Azul | 500 | 181 | Wind, Onshore |  |  | 0 | 0 | 0 | 0 | 0 | 0 | 0 | 0 | 0 | 0 | 0 | 0 | 0 | 0 | 0 | 0 | 0 | 0 | 0 | 0 | 0 | 0 | 0 | 0 | 0 | 0 | 0 | 0
PG&E GBA | PGE GBA | PGE | Clay | 60 |  | Wind, Onshore |  |  | 0 | 0 | 0 | 0 | 0 | 0 | 0 | 0 | 0 | 0 | 0 | 0 | 0 | 0 | 0 | 0 | 0 | 0 | 0 | 0 | 0 | 0 | 0 | 0 | 0 | 0 | 0 | 0
PG&E GBA | PGE GBA | PGE | Clayton | 115 | 1 | Wind, Onshore |  |  | 0 | 0 | 0 | 0 | 0 | 0 | 0 | 0 | 0 | 0 | 0 | 0 | 0 | 0 | 0 | 0 | 0 | 0 | 0 | 0 | 0 | 0 | 0 | 0 | 0 | 0 | 0 | 0
PG&E NGBA | PGE NGBA | PGE | Cloverdale | 115 | 37 | Wind, Onshore |  |  | 0 | 0 | 0 | 0 | 0 | 0 | 0 | 0 | 0 | 0 | 0 | 0 | 0 | 0 | 0 | 0 | 0 | 0 | 0 | 0 | 0 | 0 | 0 | 0 | 0 | 0 | 0 | 0
PG&E FRESNO | PGE Fresno | PGE | Clovis | 115 | 136 | Wind, Onshore |  |  | 0 | 0 | 0 | 0 | 0 | 0 | 0 | 0 | 0 | 0 | 0 | 0 | 0 | 0 | 0 | 0 | 0 | 0 | 0 | 0 | 0 | 0 | 0 | 0 | 0 | 0 | 0 | 0
PG&E GBA | PGE GBA | PGE | Coburn | 230 | 116 | Wind, Onshore |  |  | 1 | 0 | 0 | 0 | 0 | 0 | 0 | 0 | 0 | 0 | 0 | 0 | 0 | 0 | 0 | 0 | 100 | 0 | 100 | 100 | 0 | 100 | 0 | 0 | 0 | 100 | 0 | 100
PG&E GBA | PGE GBA | PGE | Coburn | 60 |  | Wind, Onshore |  |  | 0 | 0 | 0 | 0 | 0 | 0 | 0 | 0 | 0 | 0 | 0 | 0 | 0 | 0 | 0 | 0 | 0 | 0 | 0 | 0 | 0 | 0 | 0 | 0 | 0 | 0 | 0 | 0
PG&E NGBA | PGE NGBA | PGE | Colgate | 230 | 22 | Wind, Onshore |  |  | 0 | 0 | 0 | 0 | 0 | 0 | 0 | 0 | 0 | 0 | 0 | 0 | 0 | 0 | 0 | 0 | 0 | 0 | 0 | 0 | 0 | 0 | 0 | 0 | 0 | 0 | 0 | 0
PG&E GBA | PGE GBA | PGE | Collierville | 230 | 44 | Wind, Onshore |  |  | 0 | 0 | 0 | 0 | 0 | 0 | 0 | 0 | 0 | 0 | 0 | 0 | 0 | 0 | 0 | 0 | 0 | 0 | 0 | 0 | 0 | 0 | 0 | 0 | 0 | 0 | 0 | 0
PG&E GBA | PGE GBA | PGE | Collinsville | 230 | 1 | Wind, Onshore |  |  | 0 | 0 | 0 | 0 | 0 | 0 | 0 | 0 | 0 | 0 | 0 | 0 | 0 | 0 | 0 | 0 | 0 | 0 | 0 | 0 | 0 | 0 | 0 | 0 | 0 | 0 | 0 | 0
PG&E GBA | PGE GBA | PGE | Collinsville | 500 | 1 | Wind, Onshore |  |  | 0 | 0 | 0 | 0 | 0 | 0 | 0 | 0 | 0 | 0 | 0 | 0 | 0 | 0 | 0 | 0 | 0 | 0 | 0 | 0 | 0 | 0 | 0 | 0 | 0 | 0 | 0 | 0
SCE Eastern | SCE Eastern | SCE | Colorado River | 230 | 170 | Wind, Onshore |  |  | 0 | 0 | 0 | 0 | 0 | 0 | 0 | 0 | 0 | 0 | 0 | 0 | 0 | 0 | 0 | 0 | 0 | 0 | 0 | 0 | 0 | 0 | 0 | 0 | 0 | 0 | 0 | 0
SCE Eastern | SCE Eastern | SCE | Colorado River | 500 | 154 | Wind, Onshore |  |  | 0 | 0 | 0 | 0 | 0 | 0 | 0 | 0 | 0 | 0 | 0 | 0 | 0 | 0 | 0 | 0 | 0 | 0 | 0 | 0 | 0 | 0 | 0 | 0 | 0 | 0 | 0 | 0
PG&E KERN | PGE Kern | PGE | Columbus | 115 | 99 | Wind, Onshore |  |  | 0 | 0 | 0 | 0 | 0 | 0 | 0 | 0 | 0 | 0 | 0 | 0 | 0 | 0 | 0 | 0 | 0 | 0 | 0 | 0 | 0 | 0 | 0 | 0 | 0 | 0 | 0 | 0
PG&E GBA | PGE GBA | PGE | Contra Costa | 115 | 63 | Wind, Onshore |  |  | 0 | 0 | 0 | 0 | 0 | 0 | 0 | 0 | 0 | 0 | 0 | 0 | 0 | 0 | 0 | 0 | 0 | 0 | 0 | 0 | 0 | 0 | 0 | 0 | 0 | 0 | 0 | 0
PG&E GBA | PGE GBA | PGE | Contra Costa | 230 | 50 | Wind, Onshore |  |  | 0 | 0 | 0 | 0 | 0 | 0 | 0 | 0 | 0 | 0 | 0 | 0 | 0 | 0 | 0 | 0 | 0 | 0 | 0 | 0 | 0 | 0 | 0 | 0 | 0 | 0 | 0 | 0
PG&E GBA | PGE GBA | PGE | Contra Costa PP | 230 | 59 | Wind, Onshore |  |  | 0 | 0 | 0 | 0 | 0 | 0 | 0 | 0 | 0 | 0 | 0 | 0 | 0 | 0 | 0 | 0 | 0 | 0 | 0 | 0 | 0 | 0 | 0 | 0 | 0 | 0 | 0 | 0
SCE NOL | SCE NOL | SCE | Control | 115 | 175 | Wind, Onshore |  |  | 0 | 0 | 0 | 0 | 0 | 0 | 0 | 0 | 0 | 0 | 0 | 0 | 0 | 0 | 0 | 0 | 0 | 0 | 0 | 0 | 0 | 0 | 0 | 0 | 0 | 0 | 0 | 0
SCE NOL | SCE NOL | SCE | Control | 55 |  | Wind, Onshore |  |  | 0 | 0 | 0 | 0 | 0 | 0 | 0 | 0 | 0 | 0 | 0 | 0 | 0 | 0 | 0 | 0 | 0 | 0 | 0 | 0 | 0 | 0 | 0 | 0 | 0 | 0 | 0 | 0
PG&E GBA | PGE GBA | PGE | Cooley Landing | 115 | 6 | Wind, Onshore |  |  | 0 | 0 | 0 | 0 | 0 | 0 | 0 | 0 | 0 | 0 | 0 | 0 | 0 | 0 | 0 | 0 | 0 | 0 | 0 | 0 | 0 | 0 | 0 | 0 | 0 | 0 | 0 | 0
PG&E GBA | PGE GBA | PGE | Cooley Landing | 60 |  | Wind, Onshore |  |  | 0 | 0 | 0 | 0 | 0 | 0 | 0 | 0 | 0 | 0 | 0 | 0 | 0 | 0 | 0 | 0 | 0 | 0 | 0 | 0 | 0 | 0 | 0 | 0 | 0 | 0 | 0 | 0
SCE NOL | SCE NOL | SCE | Coolwater | 230 | 160 | Wind, Onshore |  |  | 0 | 0 | 0 | 0 | 0 | 0 | 0 | 0 | 0 | 0 | 0 | 0 | 0 | 0 | 0 | 0 | 0 | 0 | 0 | 0 | 0 | 0 | 0 | 0 | 0 | 0 | 0 | 0
SCE NOL | SCE NOL | SCE | Coolwater | 115 | 160 | Wind, Onshore |  |  | 0 | 0 | 0 | 0 | 0 | 0 | 0 | 0 | 0 | 0 | 0 | 0 | 0 | 0 | 0 | 0 | 0 | 0 | 0 | 0 | 0 | 0 | 0 | 0 | 0 | 0 | 0 | 0
PG&E KERN | PGE Kern | PGE | Copus | 70 |  | Wind, Onshore |  |  | 0 | 0 | 0 | 0 | 0 | 0 | 0 | 0 | 0 | 0 | 0 | 0 | 0 | 0 | 0 | 0 | 0 | 0 | 0 | 0 | 0 | 0 | 0 | 0 | 0 | 0 | 0 | 0
PG&E FRESNO | PGE Fresno | PGE | Corcoran | 70 |  | Wind, Onshore |  |  | 0 | 0 | 0 | 0 | 0 | 0 | 0 | 0 | 0 | 0 | 0 | 0 | 0 | 0 | 0 | 0 | 0 | 0 | 0 | 0 | 0 | 0 | 0 | 0 | 0 | 0 | 0 | 0
PG&E FRESNO | PGE Fresno | PGE | Corcoran | 115 | 148 | Wind, Onshore |  |  | 0 | 0 | 0 | 0 | 0 | 0 | 0 | 0 | 0 | 0 | 0 | 0 | 0 | 0 | 0 | 0 | 0 | 0 | 0 | 0 | 0 | 0 | 0 | 0 | 0 | 0 | 0 | 0
PG&E NGBA | PGE NGBA | PGE | Corona | 115 | 27 | Wind, Onshore |  |  | 0 | 0 | 0 | 0 | 0 | 0 | 0 | 0 | 0 | 0 | 0 | 0 | 0 | 0 | 0 | 0 | 0 | 0 | 0 | 0 | 0 | 0 | 0 | 0 | 0 | 0 | 0 | 0
PG&E NGBA | PGE NGBA | PGE | Cortina | 230 | 27 | Wind, Onshore |  |  | 0 | 0 | 0 | 0 | 0 | 0 | 0 | 0 | 0 | 0 | 0 | 0 | 0 | 0 | 0 | 0 | 0 | 0 | 0 | 0 | 0 | 0 | 0 | 0 | 0 | 0 | 0 | 0
PG&E NGBA | PGE NGBA | PGE | Cortina | 115 | 30 | Wind, Onshore |  |  | 0 | 0 | 0 | 0 | 0 | 0 | 0 | 0 | 0 | 0 | 0 | 0 | 0 | 0 | 0 | 0 | 0 | 0 | 0 | 0 | 0 | 0 | 0 | 0 | 0 | 0 | 0 | 0
PG&E GBA | PGE GBA | PGE | Cottle | 230 | 155 | Wind, Onshore |  |  | 0 | 0 | 0 | 0 | 0 | 0 | 0 | 0 | 0 | 0 | 0 | 0 | 0 | 0 | 0 | 0 | 0 | 0 | 0 | 0 | 0 | 0 | 0 | 0 | 0 | 0 | 0 | 0
PG&E NGBA | PGE NGBA | PGE | Cottonwood | 115 | 1 | Wind, Onshore |  |  | 0 | 0 | 0 | 0 | 0 | 0 | 0 | 0 | 0 | 0 | 0 | 0 | 0 | 0 | 0 | 0 | 0 | 0 | 0 | 0 | 0 | 0 | 0 | 0 | 0 | 0 | 0 | 0
PG&E NGBA | PGE NGBA | PGE | Cottonwood | 230 | 1 | Wind, Onshore |  |  | 0 | 0 | 0 | 0 | 0 | 0 | 0 | 0 | 0 | 0 | 0 | 0 | 0 | 0 | 0 | 0 | 0 | 0 | 0 | 0 | 0 | 0 | 0 | 0 | 0 | 0 | 0 | 0
PG&E NGBA | PGE NGBA | PGE | Cottonwood | 60 |  | Wind, Onshore |  |  | 0 | 0 | 0 | 0 | 0 | 0 | 0 | 0 | 0 | 0 | 0 | 0 | 0 | 0 | 0 | 0 | 0 | 0 | 0 | 0 | 0 | 0 | 0 | 0 | 0 | 0 | 0 | 0
PG&E NGBA | PGE NGBA | PGE | Cove Road | 230 | 1 | Wind, Onshore |  |  | 0 | 0 | 0 | 0 | 0 | 0 | 0 | 0 | 0 | 0 | 0 | 0 | 0 | 0 | 0 | 0 | 0 | 0 | 0 | 0 | 0 | 0 | 0 | 0 | 0 | 0 | 0 | 0
PG&E GBA | PGE GBA | PGE | Coyote | 230 | 11 | Wind, Onshore |  |  | 0 | 0 | 0 | 0 | 0 | 0 | 0 | 0 | 0 | 0 | 0 | 0 | 0 | 0 | 0 | 0 | 0 | 0 | 0 | 0 | 0 | 0 | 0 | 0 | 0 | 0 | 0 | 0
PG&E GBA | PGE GBA | PGE | Crazy Horse Canyon | 115 | 84 | Wind, Onshore |  |  | 0 | 0 | 0 | 0 | 0 | 0 | 0 | 0 | 0 | 0 | 0 | 0 | 0 | 0 | 0 | 0 | 0 | 0 | 0 | 0 | 0 | 0 | 0 | 0 | 0 | 0 | 0 | 0
SDGE | SDGE Imperial | SDGE | Creelman | 69 |  | Wind, Onshore |  |  | 0 | 0 | 0 | 0 | 0 | 0 | 0 | 0 | 0 | 0 | 0 | 0 | 0 | 0 | 0 | 0 | 0 | 0 | 0 | 0 | 0 | 0 | 0 | 0 | 0 | 0 | 0 | 0
PG&E FRESNO | PGE Fresno | PGE | Crescent | 70 |  | Wind, Onshore |  |  | 0 | 0 | 0 | 0 | 0 | 0 | 0 | 0 | 0 | 0 | 0 | 0 | 0 | 0 | 0 | 0 | 0 | 0 | 0 | 0 | 0 | 0 | 0 | 0 | 0 | 0 | 0 | 0
PG&E FRESNO | PGE Fresno | PGE | Cressey | 115 | 139 | Wind, Onshore |  |  | 0 | 0 | 0 | 0 | 0 | 0 | 0 | 0 | 0 | 0 | 0 | 0 | 0 | 0 | 0 | 0 | 0 | 0 | 0 | 0 | 0 | 0 | 0 | 0 | 0 | 0 | 0 | 0
PG&E NGBA | PGE NGBA | PGE | Cresta | 230 | 24 | Wind, Onshore |  |  | 0 | 0 | 0 | 0 | 0 | 0 | 0 | 0 | 0 | 0 | 0 | 0 | 0 | 0 | 0 | 0 | 0 | 0 | 0 | 0 | 0 | 0 | 0 | 0 | 0 | 0 | 0 | 0
SDGE | SDGE Imperial | SDGE | Crestwood | 69 |  | Wind, Onshore |  |  | 0 | 0 | 0 | 0 | 0 | 0 | 0 | 0 | 0 | 0 | 0 | 0 | 0 | 0 | 0 | 0 | 0 | 0 | 0 | 0 | 0 | 0 | 0 | 0 | 0 | 0 | 0 | 0
PG&E GBA | PGE GBA | PGE | Crow Creek | 60 |  | Wind, Onshore |  |  | 0 | 0 | 0 | 0 | 0 | 0 | 0 | 0 | 0 | 0 | 0 | 0 | 0 | 0 | 0 | 0 | 0 | 0 | 0 | 0 | 0 | 0 | 0 | 0 | 0 | 0 | 0 | 0
PG&E GBA | PGE GBA | PGE | Crows Landing | 60 |  | Wind, Onshore |  |  | 0 | 0 | 0 | 0 | 0 | 0 | 0 | 0 | 0 | 0 | 0 | 0 | 0 | 0 | 0 | 0 | 0 | 0 | 0 | 0 | 0 | 0 | 0 | 0 | 0 | 0 | 0 | 0
PG&E GBA | PGE GBA | PGE | Curtis | 115 | 44 | Wind, Onshore |  |  | 0 | 0 | 0 | 0 | 0 | 0 | 0 | 0 | 0 | 0 | 0 | 0 | 0 | 0 | 0 | 0 | 0 | 0 | 0 | 0 | 0 | 0 | 0 | 0 | 0 | 0 | 0 | 0
PG&E FRESNO | PGE Fresno | PGE | Dairyland | 115 | 137 | Wind, Onshore |  |  | 0 | 0 | 0 | 0 | 0 | 0 | 0 | 0 | 0 | 0 | 0 | 0 | 0 | 0 | 0 | 0 | 0 | 0 | 0 | 0 | 0 | 0 | 0 | 0 | 0 | 0 | 0 | 0
PG&E NGBA | PGE NGBA | PGE | Davis | 115 | 39 | Wind, Onshore |  |  | 0 | 0 | 0 | 0 | 0 | 0 | 0 | 0 | 0 | 0 | 0 | 0 | 0 | 0 | 0 | 0 | 0 | 0 | 0 | 0 | 0 | 0 | 0 | 0 | 0 | 0 | 0 | 0
SCE Metro | SCE Metro | SCE | Del Amo | 500 | 97 | Wind, Onshore |  |  | 0 | 0 | 0 | 0 | 0 | 0 | 0 | 0 | 0 | 0 | 0 | 0 | 0 | 0 | 0 | 0 | 0 | 0 | 0 | 0 | 0 | 0 | 0 | 0 | 0 | 0 | 0 | 0
SCE Metro | SCE Metro | SCE | Del Amo | 230 | 97 | Wind, Onshore |  |  | 0 | 0 | 0 | 0 | 0 | 0 | 0 | 0 | 0 | 0 | 0 | 0 | 0 | 0 | 0 | 0 | 0 | 0 | 0 | 0 | 0 | 0 | 0 | 0 | 0 | 0 | 0 | 0
SCE Eastern | SCE Arizona | SCE | Delaney | 500 | 181 | Wind, Onshore |  |  | 0 | 0 | 0 | 0 | 0 | 0 | 0 | 0 | 0 | 0 | 0 | 0 | 0 | 0 | 0 | 0 | 0 | 0 | 0 | 0 | 0 | 0 | 0 | 0 | 0 | 0 | 0 | 0
PG&E NGBA | PGE NGBA | PGE | Delevan | 230 | 25 | Wind, Onshore |  |  | 0 | 0 | 0 | 0 | 0 | 0 | 0 | 0 | 0 | 0 | 0 | 0 | 0 | 0 | 0 | 0 | 0 | 0 | 0 | 0 | 0 | 0 | 0 | 0 | 0 | 0 | 0 | 0
PG&E GBA | PGE GBA | PGE | Delta PP | 230 | 32 | Wind, Onshore |  |  | 0 | 0 | 0 | 0 | 0 | 0 | 0 | 0 | 0 | 0 | 0 | 0 | 0 | 0 | 0 | 0 | 0 | 0 | 0 | 0 | 0 | 0 | 0 | 0 | 0 | 0 | 0 | 0
EOP | SCE EOP | SCE | Desert View | 230 | 177 | Wind, Onshore |  |  | 0 | 0 | 0 | 0 | 0 | 0 | 0 | 0 | 0 | 0 | 0 | 0 | 0 | 0 | 0 | 0 | 0 | 0 | 0 | 0 | 0 | 0 | 0 | 0 | 0 | 0 | 0 | 0
SCE Eastern | SCE Eastern | SCE | Devers | 230 | 156 | Wind, Onshore |  |  | 1 | 57 | 0 | 57 | 0 | 0 | 0 | 0 | 0 | 0 | 0 | 0 | 0 | 0 | 0 | 0 | 0 | 0 | 0 | 0 | 0 | 0 | 57 | 0 | 57 | 57 | 0 | 57
SCE Eastern | SCE Eastern | SCE | Devers | 500 | 156 | Wind, Onshore |  |  | 0 | 0 | 0 | 0 | 0 | 0 | 0 | 0 | 0 | 0 | 0 | 0 | 0 | 0 | 0 | 0 | 0 | 0 | 0 | 0 | 0 | 0 | 0 | 0 | 0 | 0 | 0 | 0
PG&E KERN | PGE Kern | PGE | Diablo Canyon | 230 | 111 | Wind, Onshore |  |  | 0 | 0 | 0 | 0 | 0 | 0 | 0 | 0 | 0 | 0 | 0 | 0 | 0 | 0 | 0 | 0 | 0 | 0 | 0 | 0 | 0 | 0 | 0 | 0 | 0 | 0 | 0 | 0
PG&E KERN | PGE Kern | PGE | Diablo Canyon | 500 | 98 | Wind, Onshore |  |  | 0 | 0 | 0 | 0 | 0 | 0 | 0 | 0 | 0 | 0 | 0 | 0 | 0 | 0 | 0 | 0 | 0 | 0 | 0 | 0 | 0 | 0 | 0 | 0 | 0 | 0 | 0 | 0
PG&E KERN | PGE Kern | PGE | Divide | 115 | 111 | Wind, Onshore |  |  | 0 | 0 | 0 | 0 | 0 | 0 | 0 | 0 | 0 | 0 | 0 | 0 | 0 | 0 | 0 | 0 | 0 | 0 | 0 | 0 | 0 | 0 | 0 | 0 | 0 | 0 | 0 | 0
PG&E GBA | PGE GBA | PGE | Dixon Landing | 115 | 11 | Wind, Onshore |  |  | 0 | 0 | 0 | 0 | 0 | 0 | 0 | 0 | 0 | 0 | 0 | 0 | 0 | 0 | 0 | 0 | 0 | 0 | 0 | 0 | 0 | 0 | 0 | 0 | 0 | 0 | 0 | 0
PG&E FRESNO | PGE Fresno | PGE | Dos Amigos | 230 | 70 | Wind, Onshore |  |  | 0 | 0 | 0 | 0 | 0 | 0 | 0 | 0 | 0 | 0 | 0 | 0 | 0 | 0 | 0 | 0 | 0 | 0 | 0 | 0 | 0 | 0 | 0 | 0 | 0 | 0 | 0 | 0
PG&E NGBA | PGE NGBA | PGE | Drum | 115 | 21 | Wind, Onshore |  |  | 0 | 0 | 0 | 0 | 0 | 0 | 0 | 0 | 0 | 0 | 0 | 0 | 0 | 0 | 0 | 0 | 0 | 0 | 0 | 0 | 0 | 0 | 0 | 0 | 0 | 0 | 0 | 0
PG&E GBA | PGE GBA | PGE | Dumbarton | 115 | 3 | Wind, Onshore |  |  | 0 | 0 | 0 | 0 | 0 | 0 | 0 | 0 | 0 | 0 | 0 | 0 | 0 | 0 | 0 | 0 | 0 | 0 | 0 | 0 | 0 | 0 | 0 | 0 | 0 | 0 | 0 | 0
SCE NOL | SCE NOL | SCE | Dunn Siding | 115 | 160 | Wind, Onshore |  |  | 0 | 0 | 0 | 0 | 0 | 0 | 0 | 0 | 0 | 0 | 0 | 0 | 0 | 0 | 0 | 0 | 0 | 0 | 0 | 0 | 0 | 0 | 0 | 0 | 0 | 0 | 0 | 0
SCE Eastern | SCE Eastern | SCE | Eagle Mountain | 230 | 174 | Wind, Onshore |  |  | 0 | 0 | 0 | 0 | 0 | 0 | 0 | 0 | 0 | 0 | 0 | 0 | 0 | 0 | 0 | 0 | 0 | 0 | 0 | 0 | 0 | 0 | 0 | 0 | 0 | 0 | 0 | 0
PG&E NGBA | PGE NGBA | PGE | Eagle Rock (PGE) | 60 |  | Wind, Onshore |  |  | 0 | 0 | 0 | 0 | 0 | 0 | 0 | 0 | 0 | 0 | 0 | 0 | 0 | 0 | 0 | 0 | 0 | 0 | 0 | 0 | 0 | 0 | 0 | 0 | 0 | 0 | 0 | 0
PG&E NGBA | PGE NGBA | PGE | Eagle Rock (PGE) | 115 | 37 | Wind, Onshore |  |  | 0 | 0 | 0 | 0 | 0 | 0 | 0 | 0 | 0 | 0 | 0 | 0 | 0 | 0 | 0 | 0 | 0 | 0 | 0 | 0 | 0 | 0 | 0 | 0 | 0 | 0 | 0 | 0
SCE Metro | SCE Metro | SCE | Eagle Rock (SCE) | 230 | 97 | Wind, Onshore |  |  | 0 | 0 | 0 | 0 | 0 | 0 | 0 | 0 | 0 | 0 | 0 | 0 | 0 | 0 | 0 | 0 | 0 | 0 | 0 | 0 | 0 | 0 | 0 | 0 | 0 | 0 | 0 | 0
PG&E NGBA | PGE NGBA | PGE | East Marysville | 115 | 9 | Wind, Onshore |  |  | 0 | 0 | 0 | 0 | 0 | 0 | 0 | 0 | 0 | 0 | 0 | 0 | 0 | 0 | 0 | 0 | 0 | 0 | 0 | 0 | 0 | 0 | 0 | 0 | 0 | 0 | 0 | 0
PG&E NGBA | PGE NGBA | PGE | East Nicolaus | 115 | 16 | Wind, Onshore |  |  | 0 | 0 | 0 | 0 | 0 | 0 | 0 | 0 | 0 | 0 | 0 | 0 | 0 | 0 | 0 | 0 | 0 | 0 | 0 | 0 | 0 | 0 | 0 | 0 | 0 | 0 | 0 | 0
PG&E NGBA | PGE NGBA | PGE | East Nicolaus | 60 |  | Wind, Onshore |  |  | 0 | 0 | 0 | 0 | 0 | 0 | 0 | 0 | 0 | 0 | 0 | 0 | 0 | 0 | 0 | 0 | 0 | 0 | 0 | 0 | 0 | 0 | 0 | 0 | 0 | 0 | 0 | 0
PG&E GBA | PGE GBA | PGE | Eastshore | 115 | 3 | Wind, Onshore |  |  | 0 | 0 | 0 | 0 | 0 | 0 | 0 | 0 | 0 | 0 | 0 | 0 | 0 | 0 | 0 | 0 | 0 | 0 | 0 | 0 | 0 | 0 | 0 | 0 | 0 | 0 | 0 | 0
PG&E GBA | PGE GBA | PGE | Eastshore | 230 | 46 | Wind, Onshore |  |  | 0 | 0 | 0 | 0 | 0 | 0 | 0 | 0 | 0 | 0 | 0 | 0 | 0 | 0 | 0 | 0 | 0 | 0 | 0 | 0 | 0 | 0 | 0 | 0 | 0 | 0 | 0 | 0
SDGE | SDGE Imperial | SDGE | ECO | 138 | 198 | Wind, Onshore |  |  | 0 | 0 | 0 | 0 | 0 | 0 | 0 | 0 | 0 | 0 | 0 | 0 | 0 | 0 | 0 | 0 | 0 | 0 | 0 | 0 | 0 | 0 | 0 | 0 | 0 | 0 | 0 | 0
SDGE | SDGE Imperial | SDGE | ECO | 230 | 198 | Wind, Onshore |  |  | 0 | 0 | 0 | 0 | 0 | 0 | 0 | 0 | 0 | 0 | 0 | 0 | 0 | 0 | 0 | 0 | 0 | 0 | 0 | 0 | 0 | 0 | 0 | 0 | 0 | 0 | 0 | 0
SDGE | SDGE Imperial | SDGE | ECO | 500 | 198 | Wind, Onshore |  |  | 0 | 0 | 0 | 0 | 0 | 0 | 0 | 0 | 0 | 0 | 0 | 0 | 0 | 0 | 0 | 0 | 0 | 0 | 0 | 0 | 0 | 0 | 0 | 0 | 0 | 0 | 0 | 0
PG&E GBA | PGE GBA | PGE | Edenvale | 115 | 79 | Wind, Onshore |  |  | 0 | 0 | 0 | 0 | 0 | 0 | 0 | 0 | 0 | 0 | 0 | 0 | 0 | 0 | 0 | 0 | 0 | 0 | 0 | 0 | 0 | 0 | 0 | 0 | 0 | 0 | 0 | 0
PG&E GBA | PGE GBA | PGE | Edes | 115 | 6 | Wind, Onshore |  |  | 0 | 0 | 0 | 0 | 0 | 0 | 0 | 0 | 0 | 0 | 0 | 0 | 0 | 0 | 0 | 0 | 0 | 0 | 0 | 0 | 0 | 0 | 0 | 0 | 0 | 0 | 0 | 0
PG&E GBA | PGE GBA | PGE | Eight Mile | 230 | 16 | Wind, Onshore |  |  | 0 | 0 | 0 | 0 | 0 | 0 | 0 | 0 | 0 | 0 | 0 | 0 | 0 | 0 | 0 | 0 | 0 | 0 | 0 | 0 | 0 | 0 | 0 | 0 | 0 | 0 | 0 | 0
SDGE | SDGE Imperial | SDGE | El Cajon | 69 |  | Wind, Onshore |  |  | 0 | 0 | 0 | 0 | 0 | 0 | 0 | 0 | 0 | 0 | 0 | 0 | 0 | 0 | 0 | 0 | 0 | 0 | 0 | 0 | 0 | 0 | 0 | 0 | 0 | 0 | 0 | 0
SCE Eastern | SCE Eastern | SCE | El Casco | 230 | 156 | Wind, Onshore |  |  | 0 | 0 | 0 | 0 | 0 | 0 | 0 | 0 | 0 | 0 | 0 | 0 | 0 | 0 | 0 | 0 | 0 | 0 | 0 | 0 | 0 | 0 | 0 | 0 | 0 | 0 | 0 | 0
PG&E GBA | PGE GBA | PGE | El Cerrito G | 115 | 6 | Wind, Onshore |  |  | 0 | 0 | 0 | 0 | 0 | 0 | 0 | 0 | 0 | 0 | 0 | 0 | 0 | 0 | 0 | 0 | 0 | 0 | 0 | 0 | 0 | 0 | 0 | 0 | 0 | 0 | 0 | 0
PG&E NGBA | PGE NGBA | PGE | El Dorado PH | 115 | 19 | Wind, Onshore |  |  | 0 | 0 | 0 | 0 | 0 | 0 | 0 | 0 | 0 | 0 | 0 | 0 | 0 | 0 | 0 | 0 | 0 | 0 | 0 | 0 | 0 | 0 | 0 | 0 | 0 | 0 | 0 | 0
PG&E FRESNO | PGE Fresno | PGE | El Nido (PGE) | 115 | 158 | Wind, Onshore |  |  | 0 | 0 | 0 | 0 | 0 | 0 | 0 | 0 | 0 | 0 | 0 | 0 | 0 | 0 | 0 | 0 | 0 | 0 | 0 | 0 | 0 | 0 | 0 | 0 | 0 | 0 | 0 | 0
SCE Metro | SCE Metro | SCE | El Nido (SCE) | 230 | 132 | Wind, Onshore |  |  | 0 | 0 | 0 | 0 | 0 | 0 | 0 | 0 | 0 | 0 | 0 | 0 | 0 | 0 | 0 | 0 | 0 | 0 | 0 | 0 | 0 | 0 | 0 | 0 | 0 | 0 | 0 | 0
PG&E GBA | PGE GBA | PGE | El Patio | 115 | 81 | Wind, Onshore |  |  | 0 | 0 | 0 | 0 | 0 | 0 | 0 | 0 | 0 | 0 | 0 | 0 | 0 | 0 | 0 | 0 | 0 | 0 | 0 | 0 | 0 | 0 | 0 | 0 | 0 | 0 | 0 | 0
SCE Metro | SCE Metro | SCE | El Segundo | 230 | 97 | Wind, Onshore |  |  | 0 | 0 | 0 | 0 | 0 | 0 | 0 | 0 | 0 | 0 | 0 | 0 | 0 | 0 | 0 | 0 | 0 | 0 | 0 | 0 | 0 | 0 | 0 | 0 | 0 | 0 | 0 | 0
EOP | SCE EOP | SCE | Eldorado | 230 | 161 | Wind, Onshore |  |  | 0 | 0 | 0 | 0 | 0 | 0 | 0 | 0 | 0 | 0 | 0 | 0 | 0 | 0 | 0 | 0 | 0 | 0 | 0 | 0 | 0 | 0 | 0 | 0 | 0 | 0 | 0 | 0
EOP | SCE EOP | SCE | Eldorado | 500 | 131 | Wind, Onshore |  |  | 0 | 0 | 0 | 0 | 0 | 0 | 0 | 0 | 0 | 0 | 0 | 0 | 0 | 0 | 0 | 0 | 0 | 0 | 0 | 0 | 0 | 0 | 0 | 0 | 0 | 0 | 0 | 0
SCE Northern | SCE Northern | SCE | Elizabeth Lake | 66 |  | Wind, Onshore |  |  | 0 | 0 | 0 | 0 | 0 | 0 | 0 | 0 | 0 | 0 | 0 | 0 | 0 | 0 | 0 | 0 | 0 | 0 | 0 | 0 | 0 | 0 | 0 | 0 | 0 | 0 | 0 | 0
PG&E KERN | PGE Kern | PGE | Elk Hills | 230 | 106 | Wind, Onshore |  |  | 0 | 0 | 0 | 0 | 0 | 0 | 0 | 0 | 0 | 0 | 0 | 0 | 0 | 0 | 0 | 0 | 0 | 0 | 0 | 0 | 0 | 0 | 0 | 0 | 0 | 0 | 0 | 0
SDGE | SDGE Imperial | SDGE | Elliot | 69 |  | Wind, Onshore |  |  | 0 | 0 | 0 | 0 | 0 | 0 | 0 | 0 | 0 | 0 | 0 | 0 | 0 | 0 | 0 | 0 | 0 | 0 | 0 | 0 | 0 | 0 | 0 | 0 | 0 | 0 | 0 | 0
SCE Metro | SCE Metro | SCE | Ellis | 230 | 97 | Wind, Onshore |  |  | 0 | 0 | 0 | 0 | 0 | 0 | 0 | 0 | 0 | 0 | 0 | 0 | 0 | 0 | 0 | 0 | 0 | 0 | 0 | 0 | 0 | 0 | 0 | 0 | 0 | 0 | 0 | 0
SDGE | SDGE Imperial | SDGE | Encina | 138 | 171 | Wind, Onshore |  |  | 0 | 0 | 0 | 0 | 0 | 0 | 0 | 0 | 0 | 0 | 0 | 0 | 0 | 0 | 0 | 0 | 0 | 0 | 0 | 0 | 0 | 0 | 0 | 0 | 0 | 0 | 0 | 0
SDGE | SDGE Imperial | SDGE | Encina | 230 | 171 | Wind, Onshore |  |  | 0 | 0 | 0 | 0 | 0 | 0 | 0 | 0 | 0 | 0 | 0 | 0 | 0 | 0 | 0 | 0 | 0 | 0 | 0 | 0 | 0 | 0 | 0 | 0 | 0 | 0 | 0 | 0
SDGE | SDGE Imperial | SDGE | Escondido | 230 | 195 | Wind, Onshore |  |  | 0 | 0 | 0 | 0 | 0 | 0 | 0 | 0 | 0 | 0 | 0 | 0 | 0 | 0 | 0 | 0 | 0 | 0 | 0 | 0 | 0 | 0 | 0 | 0 | 0 | 0 | 0 | 0
SDGE | SDGE Imperial | SDGE | Escondido | 69 |  | Wind, Onshore |  |  | 0 | 0 | 0 | 0 | 0 | 0 | 0 | 0 | 0 | 0 | 0 | 0 | 0 | 0 | 0 | 0 | 0 | 0 | 0 | 0 | 0 | 0 | 0 | 0 | 0 | 0 | 0 | 0
PG&E KERN | PGE Kern | PGE | Estrella | 230 | 111 | Wind, Onshore |  |  | 0 | 0 | 0 | 0 | 0 | 0 | 0 | 0 | 0 | 0 | 0 | 0 | 0 | 0 | 0 | 0 | 0 | 0 | 0 | 0 | 0 | 0 | 0 | 0 | 0 | 0 | 0 | 0
SCE Eastern | SCE Eastern | SCE | Etiwanda | 230 | 121 | Wind, Onshore |  |  | 0 | 0 | 0 | 0 | 0 | 0 | 0 | 0 | 0 | 0 | 0 | 0 | 0 | 0 | 0 | 0 | 0 | 0 | 0 | 0 | 0 | 0 | 0 | 0 | 0 | 0 | 0 | 0
PG&E GBA | PGE GBA | PGE | Evergreen | 115 | 11 | Wind, Onshore |  |  | 0 | 0 | 0 | 0 | 0 | 0 | 0 | 0 | 0 | 0 | 0 | 0 | 0 | 0 | 0 | 0 | 0 | 0 | 0 | 0 | 0 | 0 | 0 | 0 | 0 | 0 | 0 | 0
PG&E GBA | PGE GBA | PGE | Evergreen | 60 |  | Wind, Onshore |  |  | 0 | 0 | 0 | 0 | 0 | 0 | 0 | 0 | 0 | 0 | 0 | 0 | 0 | 0 | 0 | 0 | 0 | 0 | 0 | 0 | 0 | 0 | 0 | 0 | 0 | 0 | 0 | 0
PG&E FRESNO | PGE Fresno | PGE | Excelsior | 115 | 134 | Wind, Onshore |  |  | 0 | 0 | 0 | 0 | 0 | 0 | 0 | 0 | 0 | 0 | 0 | 0 | 0 | 0 | 0 | 0 | 0 | 0 | 0 | 0 | 0 | 0 | 0 | 0 | 0 | 0 | 0 | 0
PG&E FRESNO | PGE Fresno | PGE | Exchequer | 115 | 163 | Wind, Onshore |  |  | 0 | 0 | 0 | 0 | 0 | 0 | 0 | 0 | 0 | 0 | 0 | 0 | 0 | 0 | 0 | 0 | 0 | 0 | 0 | 0 | 0 | 0 | 0 | 0 | 0 | 0 | 0 | 0
PG&E KERN | PGE Kern | PGE | Fairway | 115 | 111 | Wind, Onshore |  |  | 0 | 0 | 0 | 0 | 0 | 0 | 0 | 0 | 0 | 0 | 0 | 0 | 0 | 0 | 0 | 0 | 0 | 0 | 0 | 0 | 0 | 0 | 0 | 0 | 0 | 0 | 0 | 0
PG&E KERN | PGE Kern | PGE | Famoso | 115 | 74 | Wind, Onshore |  |  | 0 | 0 | 0 | 0 | 0 | 0 | 0 | 0 | 0 | 0 | 0 | 0 | 0 | 0 | 0 | 0 | 0 | 0 | 0 | 0 | 0 | 0 | 0 | 0 | 0 | 0 | 0 | 0
PG&E NGBA | PGE NGBA | PGE | Fern Road | 500 | 1 | Wind, Onshore |  |  | 0 | 0 | 0 | 0 | 0 | 0 | 0 | 0 | 0 | 0 | 0 | 0 | 0 | 0 | 0 | 0 | 0 | 0 | 0 | 0 | 0 | 0 | 0 | 0 | 0 | 0 | 0 | 0
PG&E GBA | PGE GBA | PGE | Fibreboard (SPI Sonora) | 115 | 44 | Wind, Onshore |  |  | 0 | 0 | 0 | 0 | 0 | 0 | 0 | 0 | 0 | 0 | 0 | 0 | 0 | 0 | 0 | 0 | 0 | 0 | 0 | 0 | 0 | 0 | 0 | 0 | 0 | 0 | 0 | 0
PG&E FRESNO | PGE Fresno | PGE | Figarden | 230 | 138 | Wind, Onshore |  |  | 0 | 0 | 0 | 0 | 0 | 0 | 0 | 0 | 0 | 0 | 0 | 0 | 0 | 0 | 0 | 0 | 0 | 0 | 0 | 0 | 0 | 0 | 0 | 0 | 0 | 0 | 0 | 0
PG&E FRESNO | PGE Fresno | PGE | Fink | 230 | 64 | Wind, Onshore |  |  | 0 | 0 | 0 | 0 | 0 | 0 | 0 | 0 | 0 | 0 | 0 | 0 | 0 | 0 | 0 | 0 | 0 | 0 | 0 | 0 | 0 | 0 | 0 | 0 | 0 | 0 | 0 | 0
PG&E NGBA | PGE NGBA | PGE | Fitch Mountain | 60 |  | Wind, Onshore |  |  | 0 | 0 | 0 | 0 | 0 | 0 | 0 | 0 | 0 | 0 | 0 | 0 | 0 | 0 | 0 | 0 | 0 | 0 | 0 | 0 | 0 | 0 | 0 | 0 | 0 | 0 | 0 | 0
PG&E GBA | PGE GBA | PGE | FMC | 115 | 11 | Wind, Onshore |  |  | 0 | 0 | 0 | 0 | 0 | 0 | 0 | 0 | 0 | 0 | 0 | 0 | 0 | 0 | 0 | 0 | 0 | 0 | 0 | 0 | 0 | 0 | 0 | 0 | 0 | 0 | 0 | 0
PG&E GBA | PGE GBA | PGE | Fremont | 115 | 5 | Wind, Onshore |  |  | 0 | 0 | 0 | 0 | 0 | 0 | 0 | 0 | 0 | 0 | 0 | 0 | 0 | 0 | 0 | 0 | 0 | 0 | 0 | 0 | 0 | 0 | 0 | 0 | 0 | 0 | 0 | 0
PG&E GBA | PGE GBA | PGE | French Camp | 60 |  | Wind, Onshore |  |  | 0 | 0 | 0 | 0 | 0 | 0 | 0 | 0 | 0 | 0 | 0 | 0 | 0 | 0 | 0 | 0 | 0 | 0 | 0 | 0 | 0 | 0 | 0 | 0 | 0 | 0 | 0 | 0
PG&E GBA | PGE GBA | PGE | Frogtown | 115 | 12 | Wind, Onshore |  |  | 0 | 0 | 0 | 0 | 0 | 0 | 0 | 0 | 0 | 0 | 0 | 0 | 0 | 0 | 0 | 0 | 0 | 0 | 0 | 0 | 0 | 0 | 0 | 0 | 0 | 0 | 0 | 0
PG&E NGBA | PGE NGBA | PGE | Fulton | 115 | 58 | Wind, Onshore |  |  | 0 | 0 | 0 | 0 | 0 | 0 | 0 | 0 | 0 | 0 | 0 | 0 | 0 | 0 | 0 | 0 | 0 | 0 | 0 | 0 | 0 | 0 | 0 | 0 | 0 | 0 | 0 | 0
PG&E NGBA | PGE NGBA | PGE | Fulton | 230 | 61 | Wind, Onshore |  |  | 0 | 0 | 0 | 0 | 0 | 0 | 0 | 0 | 0 | 0 | 0 | 0 | 0 | 0 | 0 | 0 | 0 | 0 | 0 | 0 | 0 | 0 | 0 | 0 | 0 | 0 | 0 | 0
PG&E NGBA | PGE NGBA | PGE | Fulton | 60 |  | Wind, Onshore |  |  | 0 | 0 | 0 | 0 | 0 | 0 | 0 | 0 | 0 | 0 | 0 | 0 | 0 | 0 | 0 | 0 | 0 | 0 | 0 | 0 | 0 | 0 | 0 | 0 | 0 | 0 | 0 | 0
PG&E KERN | PGE Kern | PGE | Ganso | 115 | 83 | Wind, Onshore |  |  | 0 | 0 | 0 | 0 | 0 | 0 | 0 | 0 | 0 | 0 | 0 | 0 | 0 | 0 | 0 | 0 | 0 | 0 | 0 | 0 | 0 | 0 | 0 | 0 | 0 | 0 | 0 | 0
PG&E FRESNO | PGE Fresno | PGE | Gates | 230 | 135 | Wind, Onshore |  |  | 0 | 0 | 0 | 0 | 0 | 0 | 0 | 0 | 0 | 0 | 0 | 0 | 0 | 0 | 0 | 0 | 0 | 0 | 0 | 0 | 0 | 0 | 0 | 0 | 0 | 0 | 0 | 0
PG&E FRESNO | PGE Fresno | PGE | Gates | 500 | 133 | Wind, Onshore |  |  | 0 | 0 | 0 | 0 | 0 | 0 | 0 | 0 | 0 | 0 | 0 | 0 | 0 | 0 | 0 | 0 | 0 | 0 | 0 | 0 | 0 | 0 | 0 | 0 | 0 | 0 | 0 | 0
PG&E NGBA | PGE NGBA | PGE | Geysers 12 | 230 | 61 | Wind, Onshore |  |  | 0 | 0 | 0 | 0 | 0 | 0 | 0 | 0 | 0 | 0 | 0 | 0 | 0 | 0 | 0 | 0 | 0 | 0 | 0 | 0 | 0 | 0 | 0 | 0 | 0 | 0 | 0 | 0
PG&E NGBA | PGE NGBA | PGE | Geysers 17 | 230 | 61 | Wind, Onshore |  |  | 0 | 0 | 0 | 0 | 0 | 0 | 0 | 0 | 0 | 0 | 0 | 0 | 0 | 0 | 0 | 0 | 0 | 0 | 0 | 0 | 0 | 0 | 0 | 0 | 0 | 0 | 0 | 0
PG&E NGBA | PGE NGBA | PGE | Geysers 3 | 115 | 37 | Wind, Onshore |  |  | 0 | 0 | 0 | 0 | 0 | 0 | 0 | 0 | 0 | 0 | 0 | 0 | 0 | 0 | 0 | 0 | 0 | 0 | 0 | 0 | 0 | 0 | 0 | 0 | 0 | 0 | 0 | 0
PG&E NGBA | PGE NGBA | PGE | Glenn | 230 | 1 | Wind, Onshore |  |  | 0 | 0 | 0 | 0 | 0 | 0 | 0 | 0 | 0 | 0 | 0 | 0 | 0 | 0 | 0 | 0 | 0 | 0 | 0 | 0 | 0 | 0 | 0 | 0 | 0 | 0 | 0 | 0
PG&E NGBA | PGE NGBA | PGE | Glenn | 60 |  | Wind, Onshore |  |  | 0 | 0 | 0 | 0 | 0 | 0 | 0 | 0 | 0 | 0 | 0 | 0 | 0 | 0 | 0 | 0 | 0 | 0 | 0 | 0 | 0 | 0 | 0 | 0 | 0 | 0 | 0 | 0
PG&E NGBA | PGE NGBA | PGE | Gold Hill | 115 | 16 | Wind, Onshore |  |  | 0 | 0 | 0 | 0 | 0 | 0 | 0 | 0 | 0 | 0 | 0 | 0 | 0 | 0 | 0 | 0 | 0 | 0 | 0 | 0 | 0 | 0 | 0 | 0 | 0 | 0 | 0 | 0
PG&E NGBA | PGE NGBA | PGE | Gold Hill | 230 | 19 | Wind, Onshore |  |  | 0 | 0 | 0 | 0 | 0 | 0 | 0 | 0 | 0 | 0 | 0 | 0 | 0 | 0 | 0 | 0 | 0 | 0 | 0 | 0 | 0 | 0 | 0 | 0 | 0 | 0 | 0 | 0
SCE Northern | SCE Northern | SCE | Goleta | 230 | 157 | Wind, Onshore |  |  | 0 | 0 | 0 | 0 | 0 | 0 | 0 | 0 | 0 | 0 | 0 | 0 | 0 | 0 | 0 | 0 | 0 | 0 | 0 | 0 | 0 | 0 | 0 | 0 | 0 | 0 | 0 | 0
SCE Metro | SCE Metro | SCE | Goodrich | 230 | 97 | Wind, Onshore |  |  | 0 | 0 | 0 | 0 | 0 | 0 | 0 | 0 | 0 | 0 | 0 | 0 | 0 | 0 | 0 | 0 | 0 | 0 | 0 | 0 | 0 | 0 | 0 | 0 | 0 | 0 | 0 | 0
PG&E KERN | PGE Kern | PGE | Goose Lake | 115 | 74 | Wind, Onshore |  |  | 0 | 0 | 0 | 0 | 0 | 0 | 0 | 0 | 0 | 0 | 0 | 0 | 0 | 0 | 0 | 0 | 0 | 0 | 0 | 0 | 0 | 0 | 0 | 0 | 0 | 0 | 0 | 0
SCE Metro | SCE Metro | SCE | Gould | 230 | 97 | Wind, Onshore |  |  | 0 | 0 | 0 | 0 | 0 | 0 | 0 | 0 | 0 | 0 | 0 | 0 | 0 | 0 | 0 | 0 | 0 | 0 | 0 | 0 | 0 | 0 | 0 | 0 | 0 | 0 | 0 | 0
PG&E NGBA | PGE NGBA | PGE | Grand Island | 115 | 17 | Wind, Onshore |  |  | 0 | 0 | 0 | 0 | 0 | 0 | 0 | 0 | 0 | 0 | 0 | 0 | 0 | 0 | 0 | 0 | 0 | 0 | 0 | 0 | 0 | 0 | 0 | 0 | 0 | 0 | 0 | 0
SDGE | SDGE Imperial | SDGE | Granite | 69 |  | Wind, Onshore |  |  | 0 | 0 | 0 | 0 | 0 | 0 | 0 | 0 | 0 | 0 | 0 | 0 | 0 | 0 | 0 | 0 | 0 | 0 | 0 | 0 | 0 | 0 | 0 | 0 | 0 | 0 | 0 | 0
PG&E GBA | PGE GBA | PGE | Grant | 115 | 3 | Wind, Onshore |  |  | 0 | 0 | 0 | 0 | 0 | 0 | 0 | 0 | 0 | 0 | 0 | 0 | 0 | 0 | 0 | 0 | 0 | 0 | 0 | 0 | 0 | 0 | 0 | 0 | 0 | 0 | 0 | 0
PG&E GBA | PGE GBA | PGE | Green Valley | 115 | 87 | Wind, Onshore |  |  | 0 | 0 | 0 | 0 | 0 | 0 | 0 | 0 | 0 | 0 | 0 | 0 | 0 | 0 | 0 | 0 | 0 | 0 | 0 | 0 | 0 | 0 | 0 | 0 | 0 | 0 | 0 | 0
PG&E NGBA | PGE NGBA | PGE | Greenleaf 1 | 115 | 22 | Wind, Onshore |  |  | 0 | 0 | 0 | 0 | 0 | 0 | 0 | 0 | 0 | 0 | 0 | 0 | 0 | 0 | 0 | 0 | 0 | 0 | 0 | 0 | 0 | 0 | 0 | 0 | 0 | 0 | 0 | 0
PG&E FRESNO | PGE Fresno | PGE | Gregg | 230 | 149 | Wind, Onshore |  |  | 0 | 0 | 0 | 0 | 0 | 0 | 0 | 0 | 0 | 0 | 0 | 0 | 0 | 0 | 0 | 0 | 0 | 0 | 0 | 0 | 0 | 0 | 0 | 0 | 0 | 0 | 0 | 0
PG&E FRESNO | PGE Fresno | PGE | Grimmway-Malaga | 115 | 117 | Wind, Onshore |  |  | 0 | 0 | 0 | 0 | 0 | 0 | 0 | 0 | 0 | 0 | 0 | 0 | 0 | 0 | 0 | 0 | 0 | 0 | 0 | 0 | 0 | 0 | 0 | 0 | 0 | 0 | 0 | 0
PG&E NGBA | PGE NGBA | PGE | Grizzly | 230 | 24 | Wind, Onshore |  |  | 0 | 0 | 0 | 0 | 0 | 0 | 0 | 0 | 0 | 0 | 0 | 0 | 0 | 0 | 0 | 0 | 0 | 0 | 0 | 0 | 0 | 0 | 0 | 0 | 0 | 0 | 0 | 0
PG&E FRESNO | PGE Fresno | PGE | Guernsey | 70 |  | Wind, Onshore |  |  | 0 | 0 | 0 | 0 | 0 | 0 | 0 | 0 | 0 | 0 | 0 | 0 | 0 | 0 | 0 | 0 | 0 | 0 | 0 | 0 | 0 | 0 | 0 | 0 | 0 | 0 | 0 | 0
PG&E FRESNO | PGE Fresno | PGE | GWF Hanford | 115 | 125 | Wind, Onshore |  |  | 0 | 0 | 0 | 0 | 0 | 0 | 0 | 0 | 0 | 0 | 0 | 0 | 0 | 0 | 0 | 0 | 0 | 0 | 0 | 0 | 0 | 0 | 0 | 0 | 0 | 0 | 0 | 0
PG&E FRESNO | PGE Fresno | PGE | Haas | 230 | 117 | Wind, Onshore |  |  | 0 | 0 | 0 | 0 | 0 | 0 | 0 | 0 | 0 | 0 | 0 | 0 | 0 | 0 | 0 | 0 | 0 | 0 | 0 | 0 | 0 | 0 | 0 | 0 | 0 | 0 | 0 | 0
PG&E FRESNO | PGE Fresno | PGE | Hammonds | 115 | 114 | Wind, Onshore |  |  | 0 | 0 | 0 | 0 | 0 | 0 | 0 | 0 | 0 | 0 | 0 | 0 | 0 | 0 | 0 | 0 | 0 | 0 | 0 | 0 | 0 | 0 | 0 | 0 | 0 | 0 | 0 | 0
SCE Metro | SCE Metro | SCE | HarborGen | 230 | 97 | Wind, Onshore |  |  | 0 | 0 | 0 | 0 | 0 | 0 | 0 | 0 | 0 | 0 | 0 | 0 | 0 | 0 | 0 | 0 | 0 | 0 | 0 | 0 | 0 | 0 | 0 | 0 | 0 | 0 | 0 | 0
PG&E NGBA | PGE NGBA | PGE | Harris | 60 |  | Wind, Onshore |  |  | 0 | 0 | 0 | 0 | 0 | 0 | 0 | 0 | 0 | 0 | 0 | 0 | 0 | 0 | 0 | 0 | 0 | 0 | 0 | 0 | 0 | 0 | 0 | 0 | 0 | 0 | 0 | 0
EOP | SCE EOP | SCE | Harry Allen | 500 | 161 | Wind, Onshore |  |  | 0 | 0 | 0 | 0 | 0 | 0 | 0 | 0 | 0 | 0 | 0 | 0 | 0 | 0 | 0 | 0 | 0 | 0 | 0 | 0 | 0 | 0 | 0 | 0 | 0 | 0 | 0 | 0
PG&E NGBA | PGE NGBA | PGE | Hartley | 60 |  | Wind, Onshore |  |  | 0 | 0 | 0 | 0 | 0 | 0 | 0 | 0 | 0 | 0 | 0 | 0 | 0 | 0 | 0 | 0 | 0 | 0 | 0 | 0 | 0 | 0 | 0 | 0 | 0 | 0 | 0 | 0
SCE NOL | SCE NOL | SCE | Harvard | 115 | 160 | Wind, Onshore |  |  | 0 | 0 | 0 | 0 | 0 | 0 | 0 | 0 | 0 | 0 | 0 | 0 | 0 | 0 | 0 | 0 | 0 | 0 | 0 | 0 | 0 | 0 | 0 | 0 | 0 | 0 | 0 | 0
SDGE | SDGE Arizona | SDGE | Hassayampa | 500 | 180 | Wind, Onshore |  |  | 0 | 0 | 0 | 0 | 0 | 0 | 0 | 0 | 0 | 0 | 0 | 0 | 0 | 0 | 0 | 0 | 0 | 0 | 0 | 0 | 0 | 0 | 0 | 0 | 0 | 0 | 0 | 0
PG&E FRESNO | PGE Fresno | PGE | Helm | 230 | 117 | Wind, Onshore |  |  | 0 | 0 | 0 | 0 | 0 | 0 | 0 | 0 | 0 | 0 | 0 | 0 | 0 | 0 | 0 | 0 | 0 | 0 | 0 | 0 | 0 | 0 | 0 | 0 | 0 | 0 | 0 | 0
PG&E FRESNO | PGE Fresno | PGE | Helm | 70 |  | Wind, Onshore |  |  | 0 | 0 | 0 | 0 | 0 | 0 | 0 | 0 | 0 | 0 | 0 | 0 | 0 | 0 | 0 | 0 | 0 | 0 | 0 | 0 | 0 | 0 | 0 | 0 | 0 | 0 | 0 | 0
PG&E FRESNO | PGE Fresno | PGE | Henrietta | 115 | 90 | Wind, Onshore |  |  | 0 | 0 | 0 | 0 | 0 | 0 | 0 | 0 | 0 | 0 | 0 | 0 | 0 | 0 | 0 | 0 | 0 | 0 | 0 | 0 | 0 | 0 | 0 | 0 | 0 | 0 | 0 | 0
PG&E FRESNO | PGE Fresno | PGE | Henrietta | 230 | 75 | Wind, Onshore |  |  | 0 | 0 | 0 | 0 | 0 | 0 | 0 | 0 | 0 | 0 | 0 | 0 | 0 | 0 | 0 | 0 | 0 | 0 | 0 | 0 | 0 | 0 | 0 | 0 | 0 | 0 | 0 | 0
PG&E FRESNO | PGE Fresno | PGE | Henrietta | 70 |  | Wind, Onshore |  |  | 0 | 0 | 0 | 0 | 0 | 0 | 0 | 0 | 0 | 0 | 0 | 0 | 0 | 0 | 0 | 0 | 0 | 0 | 0 | 0 | 0 | 0 | 0 | 0 | 0 | 0 | 0 | 0
PG&E FRESNO | PGE Fresno | PGE | Herndon | 115 | 136 | Wind, Onshore |  |  | 0 | 0 | 0 | 0 | 0 | 0 | 0 | 0 | 0 | 0 | 0 | 0 | 0 | 0 | 0 | 0 | 0 | 0 | 0 | 0 | 0 | 0 | 0 | 0 | 0 | 0 | 0 | 0
PG&E FRESNO | PGE Fresno | PGE | Herndon | 230 | 138 | Wind, Onshore |  |  | 0 | 0 | 0 | 0 | 0 | 0 | 0 | 0 | 0 | 0 | 0 | 0 | 0 | 0 | 0 | 0 | 0 | 0 | 0 | 0 | 0 | 0 | 0 | 0 | 0 | 0 | 0 | 0
PG&E GBA | PGE GBA | PGE | Hicks | 230 | 80 | Wind, Onshore |  |  | 0 | 0 | 0 | 0 | 0 | 0 | 0 | 0 | 0 | 0 | 0 | 0 | 0 | 0 | 0 | 0 | 0 | 0 | 0 | 0 | 0 | 0 | 0 | 0 | 0 | 0 | 0 | 0
PG&E NGBA | PGE NGBA | PGE | Higgins | 115 | 20 | Wind, Onshore |  |  | 0 | 0 | 0 | 0 | 0 | 0 | 0 | 0 | 0 | 0 | 0 | 0 | 0 | 0 | 0 | 0 | 0 | 0 | 0 | 0 | 0 | 0 | 0 | 0 | 0 | 0 | 0 | 0
PG&E NGBA | PGE NGBA | PGE | Hilltop | 345 | 1 | Wind, Onshore | YES | Northern CA Wind Mapped to NVE area | 0 | 0 | 0 | 0 | 0 | 0 | 0 | 0 | 0 | 0 | 0 | 0 | 0 | 0 | 0 | 0 | 0 | 0 | 0 | 0 | 0 | 0 | 0 | 0 | 0 | 0 | 0 | 0
SCE Metro | SCE Metro | SCE | Hinson | 230 | 132 | Wind, Onshore |  |  | 0 | 0 | 0 | 0 | 0 | 0 | 0 | 0 | 0 | 0 | 0 | 0 | 0 | 0 | 0 | 0 | 0 | 0 | 0 | 0 | 0 | 0 | 0 | 0 | 0 | 0 | 0 | 0
PG&E GBA | PGE GBA | PGE | Hollister | 115 | 85 | Wind, Onshore |  |  | 0 | 0 | 0 | 0 | 0 | 0 | 0 | 0 | 0 | 0 | 0 | 0 | 0 | 0 | 0 | 0 | 0 | 0 | 0 | 0 | 0 | 0 | 0 | 0 | 0 | 0 | 0 | 0
PG&E NGBA | PGE NGBA | PGE | Homestake | 115 | 37 | Wind, Onshore |  |  | 0 | 0 | 0 | 0 | 0 | 0 | 0 | 0 | 0 | 0 | 0 | 0 | 0 | 0 | 0 | 0 | 0 | 0 | 0 | 0 | 0 | 0 | 0 | 0 | 0 | 0 | 0 | 0
PG&E NGBA | PGE NGBA | PGE | Honcut | 115 | 22 | Wind, Onshore |  |  | 0 | 0 | 0 | 0 | 0 | 0 | 0 | 0 | 0 | 0 | 0 | 0 | 0 | 0 | 0 | 0 | 0 | 0 | 0 | 0 | 0 | 0 | 0 | 0 | 0 | 0 | 0 | 0
SDGE | SDGE Arizona | SDGE | Hoodoo Wash | 500 | 184 | Wind, Onshore |  |  | 0 | 0 | 0 | 0 | 0 | 0 | 0 | 0 | 0 | 0 | 0 | 0 | 0 | 0 | 0 | 0 | 0 | 0 | 0 | 0 | 0 | 0 | 0 | 0 | 0 | 0 | 0 | 0
PG&E NGBA | PGE NGBA | PGE | Hopland | 115 | 27 | Wind, Onshore |  |  | 0 | 0 | 0 | 0 | 0 | 0 | 0 | 0 | 0 | 0 | 0 | 0 | 0 | 0 | 0 | 0 | 0 | 0 | 0 | 0 | 0 | 0 | 0 | 0 | 0 | 0 | 0 | 0
PG&E NGBA | PGE NGBA | PGE | Hopland | 60 |  | Wind, Onshore |  |  | 0 | 0 | 0 | 0 | 0 | 0 | 0 | 0 | 0 | 0 | 0 | 0 | 0 | 0 | 0 | 0 | 0 | 0 | 0 | 0 | 0 | 0 | 0 | 0 | 0 | 0 | 0 | 0
PG&E NGBA | PGE NGBA | PGE | Humboldt | 115 | 1 | Wind, Onshore |  |  | 0 | 0 | 0 | 0 | 0 | 0 | 0 | 0 | 0 | 0 | 0 | 0 | 0 | 0 | 0 | 0 | 0 | 0 | 0 | 0 | 0 | 0 | 0 | 0 | 0 | 0 | 0 | 0
PG&E NGBA | PGE NGBA | PGE | Humboldt | 60 |  | Wind, Onshore |  |  | 0 | 0 | 0 | 0 | 0 | 0 | 0 | 0 | 0 | 0 | 0 | 0 | 0 | 0 | 0 | 0 | 0 | 0 | 0 | 0 | 0 | 0 | 0 | 0 | 0 | 0 | 0 | 0
PG&E NGBA | PGE NGBA | PGE | Humboldt | 500 | 1 | Wind, Onshore |  |  | 1 | 0 | 0 | 0 | 0 | 0 | 0 | 0 | 0 | 0 | 0 | 0 | 0 | 0 | 0 | 0 | 100 | 0 | 100 | 100 | 0 | 100 | 0 | 0 | 0 | 100 | 0 | 100
SCE Metro | SCE Metro | SCE | Huntington Beach | 230 | 97 | Wind, Onshore |  |  | 0 | 0 | 0 | 0 | 0 | 0 | 0 | 0 | 0 | 0 | 0 | 0 | 0 | 0 | 0 | 0 | 0 | 0 | 0 | 0 | 0 | 0 | 0 | 0 | 0 | 0 | 0 | 0
PG&E NGBA | PGE NGBA | PGE | Ignacio | 115 | 47 | Wind, Onshore |  |  | 0 | 0 | 0 | 0 | 0 | 0 | 0 | 0 | 0 | 0 | 0 | 0 | 0 | 0 | 0 | 0 | 0 | 0 | 0 | 0 | 0 | 0 | 0 | 0 | 0 | 0 | 0 | 0
PG&E NGBA | PGE NGBA | PGE | Ignacio | 230 | 27 | Wind, Onshore |  |  | 0 | 0 | 0 | 0 | 0 | 0 | 0 | 0 | 0 | 0 | 0 | 0 | 0 | 0 | 0 | 0 | 0 | 0 | 0 | 0 | 0 | 0 | 0 | 0 | 0 | 0 | 0 | 0
PG&E NGBA | PGE NGBA | PGE | Ignacio | 60 |  | Wind, Onshore |  |  | 0 | 0 | 0 | 0 | 0 | 0 | 0 | 0 | 0 | 0 | 0 | 0 | 0 | 0 | 0 | 0 | 0 | 0 | 0 | 0 | 0 | 0 | 0 | 0 | 0 | 0 | 0 | 0
SDGE | SDGE Imperial | SDGE | Imperial Beach | 69 |  | Wind, Onshore |  |  | 0 | 0 | 0 | 0 | 0 | 0 | 0 | 0 | 0 | 0 | 0 | 0 | 0 | 0 | 0 | 0 | 0 | 0 | 0 | 0 | 0 | 0 | 0 | 0 | 0 | 0 | 0 | 0
SDGE | SDGE Imperial | SDGE | Imperial Valley | 230 | 196 | Wind, Onshore |  |  | 0 | 0 | 0 | 0 | 0 | 0 | 0 | 0 | 0 | 0 | 0 | 0 | 0 | 0 | 0 | 0 | 0 | 0 | 0 | 0 | 0 | 0 | 0 | 0 | 0 | 0 | 0 | 0
SDGE | SDGE Imperial | SDGE | Imperial Valley | 500 | 196 | Wind, Onshore |  |  | 0 | 0 | 0 | 0 | 0 | 0 | 0 | 0 | 0 | 0 | 0 | 0 | 0 | 0 | 0 | 0 | 0 | 0 | 0 | 0 | 0 | 0 | 0 | 0 | 0 | 0 | 0 | 0
EOP | SCE EOP | SCE | Innovation | 138 | 177 | Wind, Onshore |  |  | 0 | 0 | 0 | 0 | 0 | 0 | 0 | 0 | 0 | 0 | 0 | 0 | 0 | 0 | 0 | 0 | 0 | 0 | 0 | 0 | 0 | 0 | 0 | 0 | 0 | 0 | 0 | 0
EOP | SCE EOP | SCE | Innovation | 230 | 177 | Wind, Onshore |  |  | 0 | 0 | 0 | 0 | 0 | 0 | 0 | 0 | 0 | 0 | 0 | 0 | 0 | 0 | 0 | 0 | 0 | 0 | 0 | 0 | 0 | 0 | 0 | 0 | 0 | 0 | 0 | 0
SCE NOL | SCE NOL | SCE | Inyokern | 115 | 160 | Wind, Onshore |  |  | 0 | 0 | 0 | 0 | 0 | 0 | 0 | 0 | 0 | 0 | 0 | 0 | 0 | 0 | 0 | 0 | 0 | 0 | 0 | 0 | 0 | 0 | 0 | 0 | 0 | 0 | 0 | 0
EOP | SCE EOP | SCE | IS Tap | 138 | 177 | Wind, Onshore |  |  | 0 | 0 | 0 | 0 | 0 | 0 | 0 | 0 | 0 | 0 | 0 | 0 | 0 | 0 | 0 | 0 | 0 | 0 | 0 | 0 | 0 | 0 | 0 | 0 | 0 | 0 | 0 | 0
EOP | SCE EOP | SCE | Ivanpah | 115 | 161 | Wind, Onshore |  |  | 0 | 0 | 0 | 0 | 0 | 0 | 0 | 0 | 0 | 0 | 0 | 0 | 0 | 0 | 0 | 0 | 0 | 0 | 0 | 0 | 0 | 0 | 0 | 0 | 0 | 0 | 0 | 0
EOP | SCE EOP | SCE | Ivanpah | 230 | 161 | Wind, Onshore |  |  | 0 | 0 | 0 | 0 | 0 | 0 | 0 | 0 | 0 | 0 | 0 | 0 | 0 | 0 | 0 | 0 | 0 | 0 | 0 | 0 | 0 | 0 | 0 | 0 | 0 | 0 | 0 | 0
EOP | SCE EOP | SCE | Jackass (DOE) | 138 | 177 | Wind, Onshore |  |  | 0 | 0 | 0 | 0 | 0 | 0 | 0 | 0 | 0 | 0 | 0 | 0 | 0 | 0 | 0 | 0 | 0 | 0 | 0 | 0 | 0 | 0 | 0 | 0 | 0 | 0 | 0 | 0
PG&E NGBA | PGE NGBA | PGE | James B Black | 230 | 1 | Wind, Onshore |  |  | 0 | 0 | 0 | 0 | 0 | 0 | 0 | 0 | 0 | 0 | 0 | 0 | 0 | 0 | 0 | 0 | 0 | 0 | 0 | 0 | 0 | 0 | 0 | 0 | 0 | 0 | 0 | 0
PG&E GBA | PGE GBA | PGE | Jefferson | 230 | 80 | Wind, Onshore |  |  | 0 | 0 | 0 | 0 | 0 | 0 | 0 | 0 | 0 | 0 | 0 | 0 | 0 | 0 | 0 | 0 | 0 | 0 | 0 | 0 | 0 | 0 | 0 | 0 | 0 | 0 | 0 | 0
PG&E NGBA | PGE NGBA | PGE | Jessup | 115 | 1 | Wind, Onshore |  |  | 0 | 0 | 0 | 0 | 0 | 0 | 0 | 0 | 0 | 0 | 0 | 0 | 0 | 0 | 0 | 0 | 0 | 0 | 0 | 0 | 0 | 0 | 0 | 0 | 0 | 0 | 0 | 0
SCE Metro | SCE Metro | SCE | Johanna | 230 | 97 | Wind, Onshore |  |  | 0 | 0 | 0 | 0 | 0 | 0 | 0 | 0 | 0 | 0 | 0 | 0 | 0 | 0 | 0 | 0 | 0 | 0 | 0 | 0 | 0 | 0 | 0 | 0 | 0 | 0 | 0 | 0
SCE Eastern | SCE Eastern | SCE | Julian Hinds | 230 | 174 | Wind, Onshore |  |  | 0 | 0 | 0 | 0 | 0 | 0 | 0 | 0 | 0 | 0 | 0 | 0 | 0 | 0 | 0 | 0 | 0 | 0 | 0 | 0 | 0 | 0 | 0 | 0 | 0 | 0 | 0 | 0
PG&E GBA | PGE GBA | PGE | Kasson | 115 | 12 | Wind, Onshore |  |  | 0 | 0 | 0 | 0 | 0 | 0 | 0 | 0 | 0 | 0 | 0 | 0 | 0 | 0 | 0 | 0 | 0 | 0 | 0 | 0 | 0 | 0 | 0 | 0 | 0 | 0 | 0 | 0
PG&E GBA | PGE GBA | PGE | Kasson | 60 |  | Wind, Onshore |  |  | 0 | 0 | 0 | 0 | 0 | 0 | 0 | 0 | 0 | 0 | 0 | 0 | 0 | 0 | 0 | 0 | 0 | 0 | 0 | 0 | 0 | 0 | 0 | 0 | 0 | 0 | 0 | 0
PG&E FRESNO | PGE Fresno | PGE | Kearney | 230 | 140 | Wind, Onshore |  |  | 0 | 0 | 0 | 0 | 0 | 0 | 0 | 0 | 0 | 0 | 0 | 0 | 0 | 0 | 0 | 0 | 0 | 0 | 0 | 0 | 0 | 0 | 0 | 0 | 0 | 0 | 0 | 0
PG&E FRESNO | PGE Fresno | PGE | Kearney | 70 |  | Wind, Onshore |  |  | 0 | 0 | 0 | 0 | 0 | 0 | 0 | 0 | 0 | 0 | 0 | 0 | 0 | 0 | 0 | 0 | 0 | 0 | 0 | 0 | 0 | 0 | 0 | 0 | 0 | 0 | 0 | 0
PG&E GBA | PGE GBA | PGE | Kelso | 230 | 32 | Wind, Onshore |  |  | 0 | 0 | 0 | 0 | 0 | 0 | 0 | 0 | 0 | 0 | 0 | 0 | 0 | 0 | 0 | 0 | 0 | 0 | 0 | 0 | 0 | 0 | 0 | 0 | 0 | 0 | 0 | 0
PG&E FRESNO | PGE Fresno | PGE | Kerchoff 1 | 115 | 150 | Wind, Onshore |  |  | 0 | 0 | 0 | 0 | 0 | 0 | 0 | 0 | 0 | 0 | 0 | 0 | 0 | 0 | 0 | 0 | 0 | 0 | 0 | 0 | 0 | 0 | 0 | 0 | 0 | 0 | 0 | 0
PG&E KERN | PGE Kern | PGE | Kern Oil | 115 | 101 | Wind, Onshore |  |  | 0 | 0 | 0 | 0 | 0 | 0 | 0 | 0 | 0 | 0 | 0 | 0 | 0 | 0 | 0 | 0 | 0 | 0 | 0 | 0 | 0 | 0 | 0 | 0 | 0 | 0 | 0 | 0
PG&E KERN | PGE Kern | PGE | Kern PP | 115 | 104 | Wind, Onshore |  |  | 0 | 0 | 0 | 0 | 0 | 0 | 0 | 0 | 0 | 0 | 0 | 0 | 0 | 0 | 0 | 0 | 0 | 0 | 0 | 0 | 0 | 0 | 0 | 0 | 0 | 0 | 0 | 0
PG&E KERN | PGE Kern | PGE | Kern PP | 230 | 96 | Wind, Onshore |  |  | 0 | 0 | 0 | 0 | 0 | 0 | 0 | 0 | 0 | 0 | 0 | 0 | 0 | 0 | 0 | 0 | 0 | 0 | 0 | 0 | 0 | 0 | 0 | 0 | 0 | 0 | 0 | 0
PG&E KERN | PGE Kern | PGE | Kern PP | 70 |  | Wind, Onshore |  |  | 0 | 0 | 0 | 0 | 0 | 0 | 0 | 0 | 0 | 0 | 0 | 0 | 0 | 0 | 0 | 0 | 0 | 0 | 0 | 0 | 0 | 0 | 0 | 0 | 0 | 0 | 0 | 0
PG&E KERN | PGE Kern | PGE | Kernridge | 115 | 100 | Wind, Onshore |  |  | 0 | 0 | 0 | 0 | 0 | 0 | 0 | 0 | 0 | 0 | 0 | 0 | 0 | 0 | 0 | 0 | 0 | 0 | 0 | 0 | 0 | 0 | 0 | 0 | 0 | 0 | 0 | 0
PG&E FRESNO | PGE Fresno | PGE | Kingsburg | 115 | 148 | Wind, Onshore |  |  | 0 | 0 | 0 | 0 | 0 | 0 | 0 | 0 | 0 | 0 | 0 | 0 | 0 | 0 | 0 | 0 | 0 | 0 | 0 | 0 | 0 | 0 | 0 | 0 | 0 | 0 | 0 | 0
PG&E GBA | PGE GBA | PGE | Kirker | 115 | 1 | Wind, Onshore |  |  | 0 | 0 | 0 | 0 | 0 | 0 | 0 | 0 | 0 | 0 | 0 | 0 | 0 | 0 | 0 | 0 | 0 | 0 | 0 | 0 | 0 | 0 | 0 | 0 | 0 | 0 | 0 | 0
PG&E NGBA | PGE NGBA | PGE | Knights Landing | 115 | 18 | Wind, Onshore |  |  | 0 | 0 | 0 | 0 | 0 | 0 | 0 | 0 | 0 | 0 | 0 | 0 | 0 | 0 | 0 | 0 | 0 | 0 | 0 | 0 | 0 | 0 | 0 | 0 | 0 | 0 | 0 | 0
PG&E NGBA | PGE NGBA | PGE | Konocti | 60 |  | Wind, Onshore |  |  | 0 | 0 | 0 | 0 | 0 | 0 | 0 | 0 | 0 | 0 | 0 | 0 | 0 | 0 | 0 | 0 | 0 | 0 | 0 | 0 | 0 | 0 | 0 | 0 | 0 | 0 | 0 | 0
SCE NOL | SCE NOL | SCE | Kramer | 115 | 160 | Wind, Onshore |  |  | 0 | 0 | 0 | 0 | 0 | 0 | 0 | 0 | 0 | 0 | 0 | 0 | 0 | 0 | 0 | 0 | 0 | 0 | 0 | 0 | 0 | 0 | 0 | 0 | 0 | 0 | 0 | 0
SCE NOL | SCE NOL | SCE | Kramer | 230 | 160 | Wind, Onshore |  |  | 0 | 0 | 0 | 0 | 0 | 0 | 0 | 0 | 0 | 0 | 0 | 0 | 0 | 0 | 0 | 0 | 0 | 0 | 0 | 0 | 0 | 0 | 0 | 0 | 0 | 0 | 0 | 0
SCE Metro | SCE Metro | SCE | La Cienega | 230 | 132 | Wind, Onshore |  |  | 0 | 0 | 0 | 0 | 0 | 0 | 0 | 0 | 0 | 0 | 0 | 0 | 0 | 0 | 0 | 0 | 0 | 0 | 0 | 0 | 0 | 0 | 0 | 0 | 0 | 0 | 0 | 0
SCE Metro | SCE Metro | SCE | La Fresa | 230 | 132 | Wind, Onshore |  |  | 0 | 0 | 0 | 0 | 0 | 0 | 0 | 0 | 0 | 0 | 0 | 0 | 0 | 0 | 0 | 0 | 0 | 0 | 0 | 0 | 0 | 0 | 0 | 0 | 0 | 0 | 0 | 0
SCE Metro | SCE Metro | SCE | Laguna Bell | 230 | 97 | Wind, Onshore |  |  | 0 | 0 | 0 | 0 | 0 | 0 | 0 | 0 | 0 | 0 | 0 | 0 | 0 | 0 | 0 | 0 | 0 | 0 | 0 | 0 | 0 | 0 | 0 | 0 | 0 | 0 | 0 | 0
PG&E KERN | PGE Kern | PGE | Lakeview | 70 |  | Wind, Onshore |  |  | 0 | 0 | 0 | 0 | 0 | 0 | 0 | 0 | 0 | 0 | 0 | 0 | 0 | 0 | 0 | 0 | 0 | 0 | 0 | 0 | 0 | 0 | 0 | 0 | 0 | 0 | 0 | 0
PG&E NGBA | PGE NGBA | PGE | Lakeville | 230 | 62 | Wind, Onshore |  |  | 0 | 0 | 0 | 0 | 0 | 0 | 0 | 0 | 0 | 0 | 0 | 0 | 0 | 0 | 0 | 0 | 0 | 0 | 0 | 0 | 0 | 0 | 0 | 0 | 0 | 0 | 0 | 0
PG&E NGBA | PGE NGBA | PGE | Lakeville | 60 |  | Wind, Onshore |  |  | 0 | 0 | 0 | 0 | 0 | 0 | 0 | 0 | 0 | 0 | 0 | 0 | 0 | 0 | 0 | 0 | 0 | 0 | 0 | 0 | 0 | 0 | 0 | 0 | 0 | 0 | 0 | 0
PG&E NGBA | PGE NGBA | PGE | Lakeville | 115 | 57 | Wind, Onshore |  |  | 0 | 0 | 0 | 0 | 0 | 0 | 0 | 0 | 0 | 0 | 0 | 0 | 0 | 0 | 0 | 0 | 0 | 0 | 0 | 0 | 0 | 0 | 0 | 0 | 0 | 0 | 0 | 0
PG&E GBA | PGE GBA | PGE | Lakewood | 115 | 1 | Wind, Onshore |  |  | 0 | 0 | 0 | 0 | 0 | 0 | 0 | 0 | 0 | 0 | 0 | 0 | 0 | 0 | 0 | 0 | 0 | 0 | 0 | 0 | 0 | 0 | 0 | 0 | 0 | 0 | 0 | 0
PG&E NGBA | PGE NGBA | PGE | Lambie | 230 | 59 | Wind, Onshore |  |  | 0 | 0 | 0 | 0 | 0 | 0 | 0 | 0 | 0 | 0 | 0 | 0 | 0 | 0 | 0 | 0 | 0 | 0 | 0 | 0 | 0 | 0 | 0 | 0 | 0 | 0 | 0 | 0
PG&E GBA | PGE GBA | PGE | Lammers | 115 | 44 | Wind, Onshore |  |  | 0 | 0 | 0 | 0 | 0 | 0 | 0 | 0 | 0 | 0 | 0 | 0 | 0 | 0 | 0 | 0 | 0 | 0 | 0 | 0 | 0 | 0 | 0 | 0 | 0 | 0 | 0 | 0
PG&E KERN | PGE Kern | PGE | Lamont | 115 | 108 | Wind, Onshore |  |  | 0 | 0 | 0 | 0 | 0 | 0 | 0 | 0 | 0 | 0 | 0 | 0 | 0 | 0 | 0 | 0 | 0 | 0 | 0 | 0 | 0 | 0 | 0 | 0 | 0 | 0 | 0 | 0
PG&E FRESNO | PGE Fresno | PGE | Las Aguilas | 230 | 120 | Wind, Onshore |  |  | 0 | 0 | 0 | 0 | 0 | 0 | 0 | 0 | 0 | 0 | 0 | 0 | 0 | 0 | 0 | 0 | 0 | 0 | 0 | 0 | 0 | 0 | 0 | 0 | 0 | 0 | 0 | 0
EOP | SCE EOP | SCE | Lathrop | 138 | 177 | Wind, Onshore |  |  | 0 | 0 | 0 | 0 | 0 | 0 | 0 | 0 | 0 | 0 | 0 | 0 | 0 | 0 | 0 | 0 | 0 | 0 | 0 | 0 | 0 | 0 | 0 | 0 | 0 | 0 | 0 | 0
EOP | SCE EOP | SCE | Lathrop | 230 | 177 | Wind, Onshore |  |  | 1 | 0 | 0 | 0 | 0 | 0 | 0 | 0 | 0 | 0 | 0 | 0 | 0 | 150 | 0 | 150 | 0 | 0 | 0 | 150 | 0 | 150 | 150 | 0 | 150 | 150 | 0 | 150
PG&E FRESNO | PGE Fresno | PGE | Le Grand | 115 | 166 | Wind, Onshore |  |  | 0 | 0 | 0 | 0 | 0 | 0 | 0 | 0 | 0 | 0 | 0 | 0 | 0 | 0 | 0 | 0 | 0 | 0 | 0 | 0 | 0 | 0 | 0 | 0 | 0 | 0 | 0 | 0
PG&E FRESNO | PGE Fresno | PGE | Lemoore | 70 |  | Wind, Onshore |  |  | 0 | 0 | 0 | 0 | 0 | 0 | 0 | 0 | 0 | 0 | 0 | 0 | 0 | 0 | 0 | 0 | 0 | 0 | 0 | 0 | 0 | 0 | 0 | 0 | 0 | 0 | 0 | 0
PG&E KERN | PGE Kern | PGE | Lerdo | 115 | 106 | Wind, Onshore |  |  | 0 | 0 | 0 | 0 | 0 | 0 | 0 | 0 | 0 | 0 | 0 | 0 | 0 | 0 | 0 | 0 | 0 | 0 | 0 | 0 | 0 | 0 | 0 | 0 | 0 | 0 | 0 | 0
SCE Metro | SCE Metro | SCE | Lewis | 230 | 97 | Wind, Onshore |  |  | 0 | 0 | 0 | 0 | 0 | 0 | 0 | 0 | 0 | 0 | 0 | 0 | 0 | 0 | 0 | 0 | 0 | 0 | 0 | 0 | 0 | 0 | 0 | 0 | 0 | 0 | 0 | 0
SCE Metro | SCE Metro | SCE | Lighthipe | 230 | 132 | Wind, Onshore |  |  | 0 | 0 | 0 | 0 | 0 | 0 | 0 | 0 | 0 | 0 | 0 | 0 | 0 | 0 | 0 | 0 | 0 | 0 | 0 | 0 | 0 | 0 | 0 | 0 | 0 | 0 | 0 | 0
SDGE | SDGE Imperial | SDGE | Lilac | 69 |  | Wind, Onshore |  |  | 0 | 0 | 0 | 0 | 0 | 0 | 0 | 0 | 0 | 0 | 0 | 0 | 0 | 0 | 0 | 0 | 0 | 0 | 0 | 0 | 0 | 0 | 0 | 0 | 0 | 0 | 0 | 0
PG&E NGBA | PGE NGBA | PGE | Lincoln | 115 | 24 | Wind, Onshore |  |  | 0 | 0 | 0 | 0 | 0 | 0 | 0 | 0 | 0 | 0 | 0 | 0 | 0 | 0 | 0 | 0 | 0 | 0 | 0 | 0 | 0 | 0 | 0 | 0 | 0 | 0 | 0 | 0
PG&E KERN | PGE Kern | PGE | Live Oak | 115 | 92 | Wind, Onshore |  |  | 0 | 0 | 0 | 0 | 0 | 0 | 0 | 0 | 0 | 0 | 0 | 0 | 0 | 0 | 0 | 0 | 0 | 0 | 0 | 0 | 0 | 0 | 0 | 0 | 0 | 0 | 0 | 0
PG&E GBA | PGE GBA | PGE | Llagas | 115 | 40 | Wind, Onshore |  |  | 0 | 0 | 0 | 0 | 0 | 0 | 0 | 0 | 0 | 0 | 0 | 0 | 0 | 0 | 0 | 0 | 0 | 0 | 0 | 0 | 0 | 0 | 0 | 0 | 0 | 0 | 0 | 0
PG&E GBA | PGE GBA | PGE | Lockeford | 115 | 15 | Wind, Onshore |  |  | 0 | 0 | 0 | 0 | 0 | 0 | 0 | 0 | 0 | 0 | 0 | 0 | 0 | 0 | 0 | 0 | 0 | 0 | 0 | 0 | 0 | 0 | 0 | 0 | 0 | 0 | 0 | 0
PG&E GBA | PGE GBA | PGE | Lockeford | 230 | 66 | Wind, Onshore |  |  | 0 | 0 | 0 | 0 | 0 | 0 | 0 | 0 | 0 | 0 | 0 | 0 | 0 | 0 | 0 | 0 | 0 | 0 | 0 | 0 | 0 | 0 | 0 | 0 | 0 | 0 | 0 | 0
PG&E GBA | PGE GBA | PGE | Lockeford | 60 |  | Wind, Onshore |  |  | 0 | 0 | 0 | 0 | 0 | 0 | 0 | 0 | 0 | 0 | 0 | 0 | 0 | 0 | 0 | 0 | 0 | 0 | 0 | 0 | 0 | 0 | 0 | 0 | 0 | 0 | 0 | 0
PG&E GBA | PGE GBA | PGE | Lodi | 230 | 16 | Wind, Onshore |  |  | 0 | 0 | 0 | 0 | 0 | 0 | 0 | 0 | 0 | 0 | 0 | 0 | 0 | 0 | 0 | 0 | 0 | 0 | 0 | 0 | 0 | 0 | 0 | 0 | 0 | 0 | 0 | 0
PG&E NGBA | PGE NGBA | PGE | Logan Creek | 230 | 25 | Wind, Onshore |  |  | 0 | 0 | 0 | 0 | 0 | 0 | 0 | 0 | 0 | 0 | 0 | 0 | 0 | 0 | 0 | 0 | 0 | 0 | 0 | 0 | 0 | 0 | 0 | 0 | 0 | 0 | 0 | 0
PG&E GBA | PGE GBA | PGE | Lone Tree | 230 | 30 | Wind, Onshore |  |  | 0 | 0 | 0 | 0 | 0 | 0 | 0 | 0 | 0 | 0 | 0 | 0 | 0 | 0 | 0 | 0 | 0 | 0 | 0 | 0 | 0 | 0 | 0 | 0 | 0 | 0 | 0 | 0
PG&E FRESNO | PGE Kern | PGE | Los Banos | 230 | 88 | Wind, Onshore |  |  | 1 | 0 | 0 | 0 | 0 | 69.3 | 69.3 | 0 | 0 | 0 | 0 | 69.3 | 69.3 | 0 | 0 | 0 | 0 | 0 | 0 | 0 | 0 | 0 | 0 | 69.3 | 69.3 | 0 | 69.3 | 69.3
PG&E FRESNO | PGE Fresno | PGE | Los Banos | 500 | 77 | Wind, Onshore |  |  | 0 | 0 | 0 | 0 | 0 | 0 | 0 | 0 | 0 | 0 | 0 | 0 | 0 | 0 | 0 | 0 | 0 | 0 | 0 | 0 | 0 | 0 | 0 | 0 | 0 | 0 | 0 | 0
SDGE | SDGE Imperial | SDGE | Los Coches | 138 | 189 | Wind, Onshore |  |  | 0 | 0 | 0 | 0 | 0 | 0 | 0 | 0 | 0 | 0 | 0 | 0 | 0 | 0 | 0 | 0 | 0 | 0 | 0 | 0 | 0 | 0 | 0 | 0 | 0 | 0 | 0 | 0
SDGE | SDGE Imperial | SDGE | Los Coches | 69 |  | Wind, Onshore |  |  | 0 | 0 | 0 | 0 | 0 | 0 | 0 | 0 | 0 | 0 | 0 | 0 | 0 | 0 | 0 | 0 | 0 | 0 | 0 | 0 | 0 | 0 | 0 | 0 | 0 | 0 | 0 | 0
PG&E GBA | PGE GBA | PGE | Los Esteros | 115 | 38 | Wind, Onshore |  |  | 0 | 0 | 0 | 0 | 0 | 0 | 0 | 0 | 0 | 0 | 0 | 0 | 0 | 0 | 0 | 0 | 0 | 0 | 0 | 0 | 0 | 0 | 0 | 0 | 0 | 0 | 0 | 0
PG&E GBA | PGE GBA | PGE | Los Esteros | 230 | 38 | Wind, Onshore |  |  | 0 | 0 | 0 | 0 | 0 | 0 | 0 | 0 | 0 | 0 | 0 | 0 | 0 | 0 | 0 | 0 | 0 | 0 | 0 | 0 | 0 | 0 | 0 | 0 | 0 | 0 | 0 | 0
PG&E GBA | PGE GBA | PGE | Los Positas | 230 |  | Wind, Onshore |  |  | 0 | 0 | 0 | 0 | 0 | 0 | 0 | 0 | 0 | 0 | 0 | 0 | 0 | 0 | 0 | 0 | 0 | 0 | 0 | 0 | 0 | 0 | 0 | 0 | 0 | 0 | 0 | 0
PG&E GBA | PGE GBA | PGE | Los Positas | 60 |  | Wind, Onshore |  |  | 0 | 0 | 0 | 0 | 0 | 0 | 0 | 0 | 0 | 0 | 0 | 0 | 0 | 0 | 0 | 0 | 0 | 0 | 0 | 0 | 0 | 0 | 0 | 0 | 0 | 0 | 0 | 0
SDGE | SDGE Imperial | SDGE | Loveland | 69 |  | Wind, Onshore |  |  | 0 | 0 | 0 | 0 | 0 | 0 | 0 | 0 | 0 | 0 | 0 | 0 | 0 | 0 | 0 | 0 | 0 | 0 | 0 | 0 | 0 | 0 | 0 | 0 | 0 | 0 | 0 | 0
SCE NOL | SCE NOL | SCE | Lugo | 230 | 110 | Wind, Onshore |  |  | 0 | 0 | 0 | 0 | 0 | 0 | 0 | 0 | 0 | 0 | 0 | 0 | 0 | 0 | 0 | 0 | 0 | 0 | 0 | 0 | 0 | 0 | 0 | 0 | 0 | 0 | 0 | 0
SCE Metro | SCE NOL | SCE | Lugo | 500 | 97 | Wind, Onshore |  |  | 0 | 0 | 0 | 0 | 0 | 0 | 0 | 0 | 0 | 0 | 0 | 0 | 0 | 0 | 0 | 0 | 0 | 0 | 0 | 0 | 0 | 0 | 0 | 0 | 0 | 0 | 0 | 0
PG&E FRESNO | PGE Fresno | PGE | Madera | 70 |  | Wind, Onshore |  |  | 0 | 0 | 0 | 0 | 0 | 0 | 0 | 0 | 0 | 0 | 0 | 0 | 0 | 0 | 0 | 0 | 0 | 0 | 0 | 0 | 0 | 0 | 0 | 0 | 0 | 0 | 0 | 0
PG&E NGBA | PGE NGBA | PGE | Madison | 115 | 39 | Wind, Onshore |  |  | 0 | 0 | 0 | 0 | 0 | 0 | 0 | 0 | 0 | 0 | 0 | 0 | 0 | 0 | 0 | 0 | 0 | 0 | 0 | 0 | 0 | 0 | 0 | 0 | 0 | 0 | 0 | 0
PG&E KERN | PGE Kern | PGE | Magunden | 115 | 99 | Wind, Onshore |  |  | 0 | 0 | 0 | 0 | 0 | 0 | 0 | 0 | 0 | 0 | 0 | 0 | 0 | 0 | 0 | 0 | 0 | 0 | 0 | 0 | 0 | 0 | 0 | 0 | 0 | 0 | 0 | 0
SCE Northern | PGE Kern | PGE | Magunden | 230 | 144 | Wind, Onshore |  |  | 0 | 0 | 0 | 0 | 0 | 0 | 0 | 0 | 0 | 0 | 0 | 0 | 0 | 0 | 0 | 0 | 0 | 0 | 0 | 0 | 0 | 0 | 0 | 0 | 0 | 0 | 0 | 0
PG&E FRESNO | PGE Fresno | PGE | Malaga | 115 | 148 | Wind, Onshore |  |  | 0 | 0 | 0 | 0 | 0 | 0 | 0 | 0 | 0 | 0 | 0 | 0 | 0 | 0 | 0 | 0 | 0 | 0 | 0 | 0 | 0 | 0 | 0 | 0 | 0 | 0 | 0 | 0
PG&E NGBA | PGE NGBA | PGE | Malin | 500 | 1 | Wind, Onshore |  |  | 0 | 0 | 0 | 0 | 0 | 0 | 0 | 0 | 0 | 0 | 0 | 0 | 0 | 0 | 0 | 0 | 0 | 0 | 0 | 0 | 0 | 0 | 0 | 0 | 0 | 0 | 0 | 0
SCE Northern | SCE Northern | SCE | Mandalay | 230 | 157 | Wind, Onshore |  |  | 0 | 0 | 0 | 0 | 0 | 0 | 0 | 0 | 0 | 0 | 0 | 0 | 0 | 0 | 0 | 0 | 0 | 0 | 0 | 0 | 0 | 0 | 0 | 0 | 0 | 0 | 0 | 0
PG&E FRESNO | PGE Fresno | PGE | Manning | 230 | 69 | Wind, Onshore |  |  | 0 | 0 | 0 | 0 | 0 | 0 | 0 | 0 | 0 | 0 | 0 | 0 | 0 | 0 | 0 | 0 | 0 | 0 | 0 | 0 | 0 | 0 | 0 | 0 | 0 | 0 | 0 | 0
PG&E FRESNO | PGE Fresno | PGE | Manning | 500 |  | Wind, Onshore |  |  | 0 | 0 | 0 | 0 | 0 | 0 | 0 | 0 | 0 | 0 | 0 | 0 | 0 | 0 | 0 | 0 | 0 | 0 | 0 | 0 | 0 | 0 | 0 | 0 | 0 | 0 | 0 | 0
PG&E GBA | PGE GBA | PGE | Manteca | 115 | 127 | Wind, Onshore |  |  | 0 | 0 | 0 | 0 | 0 | 0 | 0 | 0 | 0 | 0 | 0 | 0 | 0 | 0 | 0 | 0 | 0 | 0 | 0 | 0 | 0 | 0 | 0 | 0 | 0 | 0 | 0 | 0
SDGE | SDGE Imperial | SDGE | Margarita | 138 | 187 | Wind, Onshore |  |  | 0 | 0 | 0 | 0 | 0 | 0 | 0 | 0 | 0 | 0 | 0 | 0 | 0 | 0 | 0 | 0 | 0 | 0 | 0 | 0 | 0 | 0 | 0 | 0 | 0 | 0 | 0 | 0
PG&E GBA | PGE GBA | PGE | Martin | 230 | 3 | Wind, Onshore |  |  | 0 | 0 | 0 | 0 | 0 | 0 | 0 | 0 | 0 | 0 | 0 | 0 | 0 | 0 | 0 | 0 | 0 | 0 | 0 | 0 | 0 | 0 | 0 | 0 | 0 | 0 | 0 | 0
PG&E GBA | PGE GBA | PGE | Martin | 115 | 31 | Wind, Onshore |  |  | 0 | 0 | 0 | 0 | 0 | 0 | 0 | 0 | 0 | 0 | 0 | 0 | 0 | 0 | 0 | 0 | 0 | 0 | 0 | 0 | 0 | 0 | 0 | 0 | 0 | 0 | 0 | 0
PG&E GBA | PGE GBA | PGE | Martinez | 115 | 51 | Wind, Onshore |  |  | 0 | 0 | 0 | 0 | 0 | 0 | 0 | 0 | 0 | 0 | 0 | 0 | 0 | 0 | 0 | 0 | 0 | 0 | 0 | 0 | 0 | 0 | 0 | 0 | 0 | 0 | 0 | 0
PG&E FRESNO | PGE Fresno | PGE | Mc Mullin | 230 | 117 | Wind, Onshore |  |  | 0 | 0 | 0 | 0 | 0 | 0 | 0 | 0 | 0 | 0 | 0 | 0 | 0 | 0 | 0 | 0 | 0 | 0 | 0 | 0 | 0 | 0 | 0 | 0 | 0 | 0 | 0 | 0
PG&E FRESNO | PGE Fresno | PGE | McCall | 115 | 118 | Wind, Onshore |  |  | 0 | 0 | 0 | 0 | 0 | 0 | 0 | 0 | 0 | 0 | 0 | 0 | 0 | 0 | 0 | 0 | 0 | 0 | 0 | 0 | 0 | 0 | 0 | 0 | 0 | 0 | 0 | 0
PG&E FRESNO | PGE Fresno | PGE | McCall | 230 | 117 | Wind, Onshore |  |  | 0 | 0 | 0 | 0 | 0 | 0 | 0 | 0 | 0 | 0 | 0 | 0 | 0 | 0 | 0 | 0 | 0 | 0 | 0 | 0 | 0 | 0 | 0 | 0 | 0 | 0 | 0 | 0
PG&E GBA | PGE GBA | PGE | Meadow Lane | 115 | 1 | Wind, Onshore |  |  | 0 | 0 | 0 | 0 | 0 | 0 | 0 | 0 | 0 | 0 | 0 | 0 | 0 | 0 | 0 | 0 | 0 | 0 | 0 | 0 | 0 | 0 | 0 | 0 | 0 | 0 | 0 | 0
PG&E GBA | PGE GBA | PGE | Melones | 115 | 44 | Wind, Onshore |  |  | 0 | 0 | 0 | 0 | 0 | 0 | 0 | 0 | 0 | 0 | 0 | 0 | 0 | 0 | 0 | 0 | 0 | 0 | 0 | 0 | 0 | 0 | 0 | 0 | 0 | 0 | 0 | 0
PG&E GBA | PGE GBA | PGE | Melones | 230 | 44 | Wind, Onshore |  |  | 0 | 0 | 0 | 0 | 0 | 0 | 0 | 0 | 0 | 0 | 0 | 0 | 0 | 0 | 0 | 0 | 0 | 0 | 0 | 0 | 0 | 0 | 0 | 0 | 0 | 0 | 0 | 0
SDGE | SDGE Imperial | SDGE | Melrose | 69 |  | Wind, Onshore |  |  | 0 | 0 | 0 | 0 | 0 | 0 | 0 | 0 | 0 | 0 | 0 | 0 | 0 | 0 | 0 | 0 | 0 | 0 | 0 | 0 | 0 | 0 | 0 | 0 | 0 | 0 | 0 | 0
PG&E NGBA | PGE NGBA | PGE | Mendocino | 115 | 27 | Wind, Onshore |  |  | 0 | 0 | 0 | 0 | 0 | 0 | 0 | 0 | 0 | 0 | 0 | 0 | 0 | 0 | 0 | 0 | 0 | 0 | 0 | 0 | 0 | 0 | 0 | 0 | 0 | 0 | 0 | 0
PG&E NGBA | PGE NGBA | PGE | Mendocino | 60 |  | Wind, Onshore |  |  | 0 | 0 | 0 | 0 | 0 | 0 | 0 | 0 | 0 | 0 | 0 | 0 | 0 | 0 | 0 | 0 | 0 | 0 | 0 | 0 | 0 | 0 | 0 | 0 | 0 | 0 | 0 | 0
PG&E FRESNO | PGE Fresno | PGE | Mendota | 115 | 164 | Wind, Onshore |  |  | 0 | 0 | 0 | 0 | 0 | 0 | 0 | 0 | 0 | 0 | 0 | 0 | 0 | 0 | 0 | 0 | 0 | 0 | 0 | 0 | 0 | 0 | 0 | 0 | 0 | 0 | 0 | 0
PG&E GBA | PGE GBA | PGE | Menlo | 60 |  | Wind, Onshore |  |  | 0 | 0 | 0 | 0 | 0 | 0 | 0 | 0 | 0 | 0 | 0 | 0 | 0 | 0 | 0 | 0 | 0 | 0 | 0 | 0 | 0 | 0 | 0 | 0 | 0 | 0 | 0 | 0
PG&E FRESNO | PGE Fresno | PGE | Merced | 115 | 162 | Wind, Onshore |  |  | 0 | 0 | 0 | 0 | 0 | 0 | 0 | 0 | 0 | 0 | 0 | 0 | 0 | 0 | 0 | 0 | 0 | 0 | 0 | 0 | 0 | 0 | 0 | 0 | 0 | 0 | 0 | 0
EOP | SCE EOP | SCE | Mercury | 138 | 177 | Wind, Onshore |  |  | 0 | 0 | 0 | 0 | 0 | 0 | 0 | 0 | 0 | 0 | 0 | 0 | 0 | 0 | 0 | 0 | 0 | 0 | 0 | 0 | 0 | 0 | 0 | 0 | 0 | 0 | 0 | 0
PG&E FRESNO | PGE Fresno | PGE | Mercy Springs | 70 |  | Wind, Onshore |  |  | 0 | 0 | 0 | 0 | 0 | 0 | 0 | 0 | 0 | 0 | 0 | 0 | 0 | 0 | 0 | 0 | 0 | 0 | 0 | 0 | 0 | 0 | 0 | 0 | 0 | 0 | 0 | 0
PG&E NGBA | PGE NGBA | PGE | Meridian | 60 |  | Wind, Onshore |  |  | 0 | 0 | 0 | 0 | 0 | 0 | 0 | 0 | 0 | 0 | 0 | 0 | 0 | 0 | 0 | 0 | 0 | 0 | 0 | 0 | 0 | 0 | 0 | 0 | 0 | 0 | 0 | 0
PG&E KERN | PGE Kern | PGE | Mesa (PGE) | 115 | 111 | Wind, Onshore |  |  | 0 | 0 | 0 | 0 | 0 | 0 | 0 | 0 | 0 | 0 | 0 | 0 | 0 | 0 | 0 | 0 | 0 | 0 | 0 | 0 | 0 | 0 | 0 | 0 | 0 | 0 | 0 | 0
PG&E KERN | PGE Kern | PGE | Mesa (PGE) | 230 | 122 | Wind, Onshore |  |  | 0 | 0 | 0 | 0 | 0 | 0 | 0 | 0 | 0 | 0 | 0 | 0 | 0 | 0 | 0 | 0 | 0 | 0 | 0 | 0 | 0 | 0 | 0 | 0 | 0 | 0 | 0 | 0
SCE Metro | SCE Metro | SCE | Mesa (SCE) | 230 | 97 | Wind, Onshore |  |  | 0 | 0 | 0 | 0 | 0 | 0 | 0 | 0 | 0 | 0 | 0 | 0 | 0 | 0 | 0 | 0 | 0 | 0 | 0 | 0 | 0 | 0 | 0 | 0 | 0 | 0 | 0 | 0
SCE Metro | SCE Metro | SCE | Mesa (SCE) | 500 | 97 | Wind, Onshore |  |  | 0 | 0 | 0 | 0 | 0 | 0 | 0 | 0 | 0 | 0 | 0 | 0 | 0 | 0 | 0 | 0 | 0 | 0 | 0 | 0 | 0 | 0 | 0 | 0 | 0 | 0 | 0 | 0
SDGE | SDGE Imperial | SDGE | Mesa Heights | 69 |  | Wind, Onshore |  |  | 0 | 0 | 0 | 0 | 0 | 0 | 0 | 0 | 0 | 0 | 0 | 0 | 0 | 0 | 0 | 0 | 0 | 0 | 0 | 0 | 0 | 0 | 0 | 0 | 0 | 0 | 0 | 0
PG&E GBA | PGE GBA | PGE | Metcalf | 115 | 11 | Wind, Onshore |  |  | 0 | 0 | 0 | 0 | 0 | 0 | 0 | 0 | 0 | 0 | 0 | 0 | 0 | 0 | 0 | 0 | 0 | 0 | 0 | 0 | 0 | 0 | 0 | 0 | 0 | 0 | 0 | 0
PG&E GBA | PGE GBA | PGE | Metcalf | 230 | 11 | Wind, Onshore |  |  | 0 | 0 | 0 | 0 | 0 | 0 | 0 | 0 | 0 | 0 | 0 | 0 | 0 | 0 | 0 | 0 | 0 | 0 | 0 | 0 | 0 | 0 | 0 | 0 | 0 | 0 | 0 | 0
PG&E GBA | PGE GBA | PGE | Metcalf | 500 | 77 | Wind, Onshore |  |  | 0 | 0 | 0 | 0 | 0 | 0 | 0 | 0 | 0 | 0 | 0 | 0 | 0 | 0 | 0 | 0 | 0 | 0 | 0 | 0 | 0 | 0 | 0 | 0 | 0 | 0 | 0 | 0
PG&E KERN | PGE Kern | PGE | Midway | 115 | 112 | Wind, Onshore |  |  | 0 | 0 | 0 | 0 | 0 | 0 | 0 | 0 | 0 | 0 | 0 | 0 | 0 | 0 | 0 | 0 | 0 | 0 | 0 | 0 | 0 | 0 | 0 | 0 | 0 | 0 | 0 | 0
PG&E KERN | PGE Kern | PGE | Midway | 230 | 102 | Wind, Onshore |  |  | 0 | 0 | 0 | 0 | 0 | 0 | 0 | 0 | 0 | 0 | 0 | 0 | 0 | 0 | 0 | 0 | 0 | 0 | 0 | 0 | 0 | 0 | 0 | 0 | 0 | 0 | 0 | 0
PG&E KERN | PGE Kern | PGE | Midway | 500 | 73 | Wind, Onshore |  |  | 0 | 0 | 0 | 0 | 0 | 0 | 0 | 0 | 0 | 0 | 0 | 0 | 0 | 0 | 0 | 0 | 0 | 0 | 0 | 0 | 0 | 0 | 0 | 0 | 0 | 0 | 0 | 0
SDGE | SDGE Imperial | SDGE | Miguel | 230 | 196 | Wind, Onshore |  |  | 0 | 0 | 0 | 0 | 0 | 0 | 0 | 0 | 0 | 0 | 0 | 0 | 0 | 0 | 0 | 0 | 0 | 0 | 0 | 0 | 0 | 0 | 0 | 0 | 0 | 0 | 0 | 0
SDGE | SDGE Imperial | SDGE | Miguel | 500 | 196 | Wind, Onshore |  |  | 0 | 0 | 0 | 0 | 0 | 0 | 0 | 0 | 0 | 0 | 0 | 0 | 0 | 0 | 0 | 0 | 0 | 0 | 0 | 0 | 0 | 0 | 0 | 0 | 0 | 0 | 0 | 0
SDGE | SDGE Imperial | SDGE | Miguel | 69 |  | Wind, Onshore |  |  | 0 | 0 | 0 | 0 | 0 | 0 | 0 | 0 | 0 | 0 | 0 | 0 | 0 | 0 | 0 | 0 | 0 | 0 | 0 | 0 | 0 | 0 | 0 | 0 | 0 | 0 | 0 | 0
PG&E GBA | PGE GBA | PGE | Millbrae | 115 | 31 | Wind, Onshore |  |  | 0 | 0 | 0 | 0 | 0 | 0 | 0 | 0 | 0 | 0 | 0 | 0 | 0 | 0 | 0 | 0 | 0 | 0 | 0 | 0 | 0 | 0 | 0 | 0 | 0 | 0 | 0 | 0
PG&E GBA | PGE GBA | PGE | Miller | 115 | 44 | Wind, Onshore |  |  | 0 | 0 | 0 | 0 | 0 | 0 | 0 | 0 | 0 | 0 | 0 | 0 | 0 | 0 | 0 | 0 | 0 | 0 | 0 | 0 | 0 | 0 | 0 | 0 | 0 | 0 | 0 | 0
SCE Metro | SCE Metro | SCE | Mira Loma | 230 | 97 | Wind, Onshore |  |  | 0 | 0 | 0 | 0 | 0 | 0 | 0 | 0 | 0 | 0 | 0 | 0 | 0 | 0 | 0 | 0 | 0 | 0 | 0 | 0 | 0 | 0 | 0 | 0 | 0 | 0 | 0 | 0
SCE Metro | SCE Metro | SCE | Mira Loma | 500 | 97 | Wind, Onshore |  |  | 0 | 0 | 0 | 0 | 0 | 0 | 0 | 0 | 0 | 0 | 0 | 0 | 0 | 0 | 0 | 0 | 0 | 0 | 0 | 0 | 0 | 0 | 0 | 0 | 0 | 0 | 0 | 0
SCE Eastern | SCE Eastern | SCE | Mirage | 115 | 174 | Wind, Onshore |  |  | 0 | 0 | 0 | 0 | 0 | 0 | 0 | 0 | 0 | 0 | 0 | 0 | 0 | 0 | 0 | 0 | 0 | 0 | 0 | 0 | 0 | 0 | 0 | 0 | 0 | 0 | 0 | 0
SCE Eastern | SCE Eastern | SCE | Mirage | 230 |  | Wind, Onshore |  |  | 0 | 0 | 0 | 0 | 0 | 0 | 0 | 0 | 0 | 0 | 0 | 0 | 0 | 0 | 0 | 0 | 0 | 0 | 0 | 0 | 0 | 0 | 0 | 0 | 0 | 0 | 0 | 0
SDGE | SDGE Imperial | SDGE | Mission | 138 | 186 | Wind, Onshore |  |  | 0 | 0 | 0 | 0 | 0 | 0 | 0 | 0 | 0 | 0 | 0 | 0 | 0 | 0 | 0 | 0 | 0 | 0 | 0 | 0 | 0 | 0 | 0 | 0 | 0 | 0 | 0 | 0
SDGE | SDGE Imperial | SDGE | Mission | 230 | 186 | Wind, Onshore |  |  | 0 | 0 | 0 | 0 | 0 | 0 | 0 | 0 | 0 | 0 | 0 | 0 | 0 | 0 | 0 | 0 | 0 | 0 | 0 | 0 | 0 | 0 | 0 | 0 | 0 | 0 | 0 | 0
SDGE | SDGE Imperial | SDGE | Mission | 69 |  | Wind, Onshore |  |  | 0 | 0 | 0 | 0 | 0 | 0 | 0 | 0 | 0 | 0 | 0 | 0 | 0 | 0 | 0 | 0 | 0 | 0 | 0 | 0 | 0 | 0 | 0 | 0 | 0 | 0 | 0 | 0
PG&E GBA | PGE GBA | PGE | Mi-Wuk | 115 | 44 | Wind, Onshore |  |  | 0 | 0 | 0 | 0 | 0 | 0 | 0 | 0 | 0 | 0 | 0 | 0 | 0 | 0 | 0 | 0 | 0 | 0 | 0 | 0 | 0 | 0 | 0 | 0 | 0 | 0 | 0 | 0
EOP | SCE EOP | SCE | Mohave | 500 | 131 | Wind, Onshore |  |  | 1 | 0 | 0 | 0 | 0 | 0 | 0 | 0 | 0 | 0 | 0 | 0 | 0 | 100 | 0 | 100 | 0 | 0 | 0 | 100 | 0 | 100 | 100 | 0 | 100 | 100 | 0 | 100
PG&E NGBA | PGE NGBA | PGE | Monroe | 115 | 27 | Wind, Onshore |  |  | 0 | 0 | 0 | 0 | 0 | 0 | 0 | 0 | 0 | 0 | 0 | 0 | 0 | 0 | 0 | 0 | 0 | 0 | 0 | 0 | 0 | 0 | 0 | 0 | 0 | 0 | 0 | 0
SDGE | SDGE Imperial | SDGE | Monserate | 69 |  | Wind, Onshore |  |  | 0 | 0 | 0 | 0 | 0 | 0 | 0 | 0 | 0 | 0 | 0 | 0 | 0 | 0 | 0 | 0 | 0 | 0 | 0 | 0 | 0 | 0 | 0 | 0 | 0 | 0 | 0 | 0
PG&E GBA | PGE GBA | PGE | Monta Vista | 115 | 80 | Wind, Onshore |  |  | 0 | 0 | 0 | 0 | 0 | 0 | 0 | 0 | 0 | 0 | 0 | 0 | 0 | 0 | 0 | 0 | 0 | 0 | 0 | 0 | 0 | 0 | 0 | 0 | 0 | 0 | 0 | 0
PG&E GBA | PGE GBA | PGE | Monta Vista | 230 | 10 | Wind, Onshore |  |  | 0 | 0 | 0 | 0 | 0 | 0 | 0 | 0 | 0 | 0 | 0 | 0 | 0 | 0 | 0 | 0 | 0 | 0 | 0 | 0 | 0 | 0 | 0 | 0 | 0 | 0 | 0 | 0
PG&E GBA | PGE GBA | PGE | Monta Vista | 60 |  | Wind, Onshore |  |  | 0 | 0 | 0 | 0 | 0 | 0 | 0 | 0 | 0 | 0 | 0 | 0 | 0 | 0 | 0 | 0 | 0 | 0 | 0 | 0 | 0 | 0 | 0 | 0 | 0 | 0 | 0 | 0
PG&E NGBA | PGE NGBA | PGE | Monticello | 115 | 55 | Wind, Onshore |  |  | 0 | 0 | 0 | 0 | 0 | 0 | 0 | 0 | 0 | 0 | 0 | 0 | 0 | 0 | 0 | 0 | 0 | 0 | 0 | 0 | 0 | 0 | 0 | 0 | 0 | 0 | 0 | 0
SCE Northern | SCE Northern | SCE | Moorpark | 230 | 157 | Wind, Onshore |  |  | 0 | 0 | 0 | 0 | 0 | 0 | 0 | 0 | 0 | 0 | 0 | 0 | 0 | 0 | 0 | 0 | 0 | 0 | 0 | 0 | 0 | 0 | 0 | 0 | 0 | 0 | 0 | 0
SCE Northern | SCE Northern | SCE | Moorpark | 66 |  | Wind, Onshore |  |  | 0 | 0 | 0 | 0 | 0 | 0 | 0 | 0 | 0 | 0 | 0 | 0 | 0 | 0 | 0 | 0 | 0 | 0 | 0 | 0 | 0 | 0 | 0 | 0 | 0 | 0 | 0 | 0
PG&E GBA | PGE GBA | PGE | Moraga | 115 | 6 | Wind, Onshore |  |  | 0 | 0 | 0 | 0 | 0 | 0 | 0 | 0 | 0 | 0 | 0 | 0 | 0 | 0 | 0 | 0 | 0 | 0 | 0 | 0 | 0 | 0 | 0 | 0 | 0 | 0 | 0 | 0
PG&E GBA | PGE GBA | PGE | Moraga | 230 | 53 | Wind, Onshore |  |  | 0 | 0 | 0 | 0 | 0 | 0 | 0 | 0 | 0 | 0 | 0 | 0 | 0 | 0 | 0 | 0 | 0 | 0 | 0 | 0 | 0 | 0 | 0 | 0 | 0 | 0 | 0 | 0
PG&E GBA | PGE GBA | PGE | Morgan Hill | 115 | 40 | Wind, Onshore |  |  | 0 | 0 | 0 | 0 | 0 | 0 | 0 | 0 | 0 | 0 | 0 | 0 | 0 | 0 | 0 | 0 | 0 | 0 | 0 | 0 | 0 | 0 | 0 | 0 | 0 | 0 | 0 | 0
PG&E KERN | PGE Kern | PGE | Morro Bay | 115 | 111 | Wind, Onshore |  |  | 0 | 0 | 0 | 0 | 0 | 0 | 0 | 0 | 0 | 0 | 0 | 0 | 0 | 0 | 0 | 0 | 0 | 0 | 0 | 0 | 0 | 0 | 0 | 0 | 0 | 0 | 0 | 0
PG&E KERN | PGE Kern | PGE | Morro Bay | 230 | 122 | Wind, Onshore |  |  | 0 | 0 | 0 | 0 | 0 | 0 | 0 | 0 | 0 | 0 | 0 | 0 | 0 | 0 | 0 | 0 | 0 | 0 | 0 | 0 | 0 | 0 | 0 | 0 | 0 | 0 | 0 | 0
PG&E KERN | PGE Kern | PGE | Morro Bay | 500 | 98 | Wind, Onshore |  |  | 0 | 0 | 0 | 0 | 0 | 0 | 0 | 0 | 0 | 0 | 0 | 0 | 0 | 0 | 0 | 0 | 0 | 0 | 0 | 0 | 0 | 0 | 0 | 0 | 0 | 0 | 0 | 0
PG&E GBA | PGE GBA | PGE | Moss Landing | 115 | 85 | Wind, Onshore |  |  | 0 | 0 | 0 | 0 | 0 | 0 | 0 | 0 | 0 | 0 | 0 | 0 | 0 | 0 | 0 | 0 | 0 | 0 | 0 | 0 | 0 | 0 | 0 | 0 | 0 | 0 | 0 | 0
PG&E GBA | PGE GBA | PGE | Moss Landing | 230 | 85 | Wind, Onshore |  |  | 0 | 0 | 0 | 0 | 0 | 0 | 0 | 0 | 0 | 0 | 0 | 0 | 0 | 0 | 0 | 0 | 0 | 0 | 0 | 0 | 0 | 0 | 0 | 0 | 0 | 0 | 0 | 0
PG&E GBA | PGE GBA | PGE | Moss Landing | 500 | 82 | Wind, Onshore |  |  | 0 | 0 | 0 | 0 | 0 | 0 | 0 | 0 | 0 | 0 | 0 | 0 | 0 | 0 | 0 | 0 | 0 | 0 | 0 | 0 | 0 | 0 | 0 | 0 | 0 | 0 | 0 | 0
EOP | SCE EOP | SCE | Mountain Pass | 115 | 161 | Wind, Onshore |  |  | 0 | 0 | 0 | 0 | 0 | 0 | 0 | 0 | 0 | 0 | 0 | 0 | 0 | 0 | 0 | 0 | 0 | 0 | 0 | 0 | 0 | 0 | 0 | 0 | 0 | 0 | 0 | 0
PG&E GBA | PGE GBA | PGE | Mountain View | 115 | 78 | Wind, Onshore |  |  | 0 | 0 | 0 | 0 | 0 | 0 | 0 | 0 | 0 | 0 | 0 | 0 | 0 | 0 | 0 | 0 | 0 | 0 | 0 | 0 | 0 | 0 | 0 | 0 | 0 | 0 | 0 | 0
PG&E GBA | PGE GBA | PGE | Mt Eden | 115 | 3 | Wind, Onshore |  |  | 0 | 0 | 0 | 0 | 0 | 0 | 0 | 0 | 0 | 0 | 0 | 0 | 0 | 0 | 0 | 0 | 0 | 0 | 0 | 0 | 0 | 0 | 0 | 0 | 0 | 0 | 0 | 0
PG&E KERN | PGE Kern | PGE | Mt Poso | 115 | 74 | Wind, Onshore |  |  | 0 | 0 | 0 | 0 | 0 | 0 | 0 | 0 | 0 | 0 | 0 | 0 | 0 | 0 | 0 | 0 | 0 | 0 | 0 | 0 | 0 | 0 | 0 | 0 | 0 | 0 | 0 | 0
SDGE | SDGE Imperial | SDGE | Murray | 69 |  | Wind, Onshore |  |  | 0 | 0 | 0 | 0 | 0 | 0 | 0 | 0 | 0 | 0 | 0 | 0 | 0 | 0 | 0 | 0 | 0 | 0 | 0 | 0 | 0 | 0 | 0 | 0 | 0 | 0 | 0 | 0
PG&E FRESNO | PGE Fresno | PGE | Mustang | 230 | 145 | Wind, Onshore |  |  | 0 | 0 | 0 | 0 | 0 | 0 | 0 | 0 | 0 | 0 | 0 | 0 | 0 | 0 | 0 | 0 | 0 | 0 | 0 | 0 | 0 | 0 | 0 | 0 | 0 | 0 | 0 | 0
SCE Northern | SCE Northern | SCE | Neenach | 66 |  | Wind, Onshore |  |  | 0 | 0 | 0 | 0 | 0 | 0 | 0 | 0 | 0 | 0 | 0 | 0 | 0 | 0 | 0 | 0 | 0 | 0 | 0 | 0 | 0 | 0 | 0 | 0 | 0 | 0 | 0 | 0
PG&E KERN | PGE Kern | PGE | New Sub - Gates - Midway (Proposed) | 230 | 93 | Wind, Onshore |  |  | 0 | 0 | 0 | 0 | 0 | 0 | 0 | 0 | 0 | 0 | 0 | 0 | 0 | 0 | 0 | 0 | 0 | 0 | 0 | 0 | 0 | 0 | 0 | 0 | 0 | 0 | 0 | 0
PG&E KERN | PGE Kern | PGE | New Sub - Gates - Templeton (Proposed) | 230 | 130 | Wind, Onshore |  |  | 0 | 0 | 0 | 0 | 0 | 0 | 0 | 0 | 0 | 0 | 0 | 0 | 0 | 0 | 0 | 0 | 0 | 0 | 0 | 0 | 0 | 0 | 0 | 0 | 0 | 0 | 0 | 0
SCE NOL | SCE NOL | SCE | New Sub - Kramer - Lugo (Proposed) | 230 | 160 | Wind, Onshore |  |  | 0 | 0 | 0 | 0 | 0 | 0 | 0 | 0 | 0 | 0 | 0 | 0 | 0 | 0 | 0 | 0 | 0 | 0 | 0 | 0 | 0 | 0 | 0 | 0 | 0 | 0 | 0 | 0
PG&E FRESNO | PGE Fresno | PGE | New Sub - Los Banos - Midway (Proposed) | 500 | 73 | Wind, Onshore |  |  | 0 | 0 | 0 | 0 | 0 | 0 | 0 | 0 | 0 | 0 | 0 | 0 | 0 | 0 | 0 | 0 | 0 | 0 | 0 | 0 | 0 | 0 | 0 | 0 | 0 | 0 | 0 | 0
SCE NOL | SCE NOL | SCE | New Sub - Lugo - Pisgah (Proposed) | 230 | 141 | Wind, Onshore |  |  | 0 | 0 | 0 | 0 | 0 | 0 | 0 | 0 | 0 | 0 | 0 | 0 | 0 | 0 | 0 | 0 | 0 | 0 | 0 | 0 | 0 | 0 | 0 | 0 | 0 | 0 | 0 | 0
PG&E KERN | PGE Kern | PGE | New Sub - Midway - Wheeler Ridge (Proposed) | 230 | 93 | Wind, Onshore |  |  | 0 | 0 | 0 | 0 | 0 | 0 | 0 | 0 | 0 | 0 | 0 | 0 | 0 | 0 | 0 | 0 | 0 | 0 | 0 | 0 | 0 | 0 | 0 | 0 | 0 | 0 | 0 | 0
PG&E NGBA | PGE NGBA | PGE | New Sub - Near existing Leavitt (PSREC) | 345 |  | Wind, Onshore | YES | Northern CA Wind Mapped to NVE area | 1 | 0 | 0 | 0 | 0 | 0 | 0 | 0 | 0 | 0 | 0 | 0 | 0 | 102 | 0 | 102 | 346 | 0 | 346 | 448 | 0 | 448 | 102 | 0 | 102 | 448 | 0 | 448
PG&E NGBA | PGE NGBA | PGE | New Sub - Near existing Madeline (NVE) | 345 |  | Wind, Onshore | YES | Northern CA Wind Mapped to NVE area | 1 | 0 | 0 | 0 | 0 | 0 | 0 | 0 | 0 | 0 | 0 | 0 | 0 | 80 | 220 | 300 | 400 | 0 | 400 | 480 | 220 | 700 | 80 | 220 | 300 | 480 | 220 | 700
SDGE | SDGE Imperial | SDGE | New Sub - North Gila - IV (Proposed) | 500 | 185 | Wind, Onshore |  |  | 0 | 0 | 0 | 0 | 0 | 0 | 0 | 0 | 0 | 0 | 0 | 0 | 0 | 0 | 0 | 0 | 0 | 0 | 0 | 0 | 0 | 0 | 0 | 0 | 0 | 0 | 0 | 0
PG&E NGBA | PGE NGBA | PGE | New Sub - Pit 1 - Cottonwood (Proposed) | 230 | 2 | Wind, Onshore |  |  | 0 | 0 | 0 | 0 | 0 | 0 | 0 | 0 | 0 | 0 | 0 | 0 | 0 | 0 | 0 | 0 | 0 | 0 | 0 | 0 | 0 | 0 | 0 | 0 | 0 | 0 | 0 | 0
PG&E GBA | PGE GBA | PGE | New Sub - Rancho Seco - Bellota (Proposed) | 230 | 15 | Wind, Onshore |  |  | 0 | 0 | 0 | 0 | 0 | 0 | 0 | 0 | 0 | 0 | 0 | 0 | 0 | 0 | 0 | 0 | 0 | 0 | 0 | 0 | 0 | 0 | 0 | 0 | 0 | 0 | 0 | 0
SDGE | SDGE Imperial | SDGE | New Sub - Suncrest - Ocotillo (Proposed) | 500 | 183 | Wind, Onshore |  |  | 0 | 0 | 0 | 0 | 0 | 0 | 0 | 0 | 0 | 0 | 0 | 0 | 0 | 0 | 0 | 0 | 0 | 0 | 0 | 0 | 0 | 0 | 0 | 0 | 0 | 0 | 0 | 0
PG&E FRESNO | PGE Fresno | PGE | New Sub - Westley - Quinto (Proposed) | 230 | 64 | Wind, Onshore |  |  | 0 | 0 | 0 | 0 | 0 | 0 | 0 | 0 | 0 | 0 | 0 | 0 | 0 | 0 | 0 | 0 | 0 | 0 | 0 | 0 | 0 | 0 | 0 | 0 | 0 | 0 | 0 | 0
PG&E GBA | PGE GBA | PGE | Newark | 115 | 38 | Wind, Onshore |  |  | 0 | 0 | 0 | 0 | 0 | 0 | 0 | 0 | 0 | 0 | 0 | 0 | 0 | 0 | 0 | 0 | 0 | 0 | 0 | 0 | 0 | 0 | 0 | 0 | 0 | 0 | 0 | 0
PG&E GBA | PGE GBA | PGE | Newark | 230 | 45 | Wind, Onshore |  |  | 0 | 0 | 0 | 0 | 0 | 0 | 0 | 0 | 0 | 0 | 0 | 0 | 0 | 0 | 0 | 0 | 0 | 0 | 0 | 0 | 0 | 0 | 0 | 0 | 0 | 0 | 0 | 0
PG&E GBA | PGE GBA | PGE | Newark | 60 |  | Wind, Onshore |  |  | 0 | 0 | 0 | 0 | 0 | 0 | 0 | 0 | 0 | 0 | 0 | 0 | 0 | 0 | 0 | 0 | 0 | 0 | 0 | 0 | 0 | 0 | 0 | 0 | 0 | 0 | 0 | 0
PG&E FRESNO | PGE Fresno | PGE | Newhall | 115 | 137 | Wind, Onshore |  |  | 0 | 0 | 0 | 0 | 0 | 0 | 0 | 0 | 0 | 0 | 0 | 0 | 0 | 0 | 0 | 0 | 0 | 0 | 0 | 0 | 0 | 0 | 0 | 0 | 0 | 0 | 0 | 0
PG&E KERN | PGE Kern | PGE | Norco | 115 | 95 | Wind, Onshore |  |  | 0 | 0 | 0 | 0 | 0 | 0 | 0 | 0 | 0 | 0 | 0 | 0 | 0 | 0 | 0 | 0 | 0 | 0 | 0 | 0 | 0 | 0 | 0 | 0 | 0 | 0 | 0 | 0
PG&E GBA | PGE GBA | PGE | Nortech | 115 | 13 | Wind, Onshore |  |  | 0 | 0 | 0 | 0 | 0 | 0 | 0 | 0 | 0 | 0 | 0 | 0 | 0 | 0 | 0 | 0 | 0 | 0 | 0 | 0 | 0 | 0 | 0 | 0 | 0 | 0 | 0 | 0
SDGE | SDGE Imperial | SDGE | North City Metering | 138 | 186 | Wind, Onshore |  |  | 0 | 0 | 0 | 0 | 0 | 0 | 0 | 0 | 0 | 0 | 0 | 0 | 0 | 0 | 0 | 0 | 0 | 0 | 0 | 0 | 0 | 0 | 0 | 0 | 0 | 0 | 0 | 0
PG&E GBA | PGE GBA | PGE | North Dublin | 230 | 42 | Wind, Onshore |  |  | 0 | 0 | 0 | 0 | 0 | 0 | 0 | 0 | 0 | 0 | 0 | 0 | 0 | 0 | 0 | 0 | 0 | 0 | 0 | 0 | 0 | 0 | 0 | 0 | 0 | 0 | 0 | 0
SDGE | SDGE Arizona | SDGE | North Gila | 500 | 188 | Wind, Onshore |  |  | 0 | 0 | 0 | 0 | 0 | 0 | 0 | 0 | 0 | 0 | 0 | 0 | 0 | 0 | 0 | 0 | 0 | 0 | 0 | 0 | 0 | 0 | 0 | 0 | 0 | 0 | 0 | 0
SCE Metro | SCE Metro | SCE | North of SONGS | 230 | 97 | Wind, Onshore |  |  | 0 | 0 | 0 | 0 | 0 | 0 | 0 | 0 | 0 | 0 | 0 | 0 | 0 | 0 | 0 | 0 | 0 | 0 | 0 | 0 | 0 | 0 | 0 | 0 | 0 | 0 | 0 | 0
SCE Metro | SCE Metro | SCE | North of SONGS | 500 | 97 | Wind, Onshore |  |  | 0 | 0 | 0 | 0 | 0 | 0 | 0 | 0 | 0 | 0 | 0 | 0 | 0 | 0 | 0 | 0 | 0 | 0 | 0 | 0 | 0 | 0 | 0 | 0 | 0 | 0 | 0 | 0
PG&E NGBA | PGE NGBA | PGE | Notre Dame | 115 | 1 | Wind, Onshore |  |  | 0 | 0 | 0 | 0 | 0 | 0 | 0 | 0 | 0 | 0 | 0 | 0 | 0 | 0 | 0 | 0 | 0 | 0 | 0 | 0 | 0 | 0 | 0 | 0 | 0 | 0 | 0 | 0
PG&E GBA | PGE GBA | PGE | Oakland C | 115 | 56 | Wind, Onshore |  |  | 0 | 0 | 0 | 0 | 0 | 0 | 0 | 0 | 0 | 0 | 0 | 0 | 0 | 0 | 0 | 0 | 0 | 0 | 0 | 0 | 0 | 0 | 0 | 0 | 0 | 0 | 0 | 0
PG&E GBA | PGE GBA | PGE | Oakland J | 115 | 6 | Wind, Onshore |  |  | 0 | 0 | 0 | 0 | 0 | 0 | 0 | 0 | 0 | 0 | 0 | 0 | 0 | 0 | 0 | 0 | 0 | 0 | 0 | 0 | 0 | 0 | 0 | 0 | 0 | 0 | 0 | 0
PG&E GBA | PGE GBA | PGE | Oakland L | 115 | 6 | Wind, Onshore |  |  | 0 | 0 | 0 | 0 | 0 | 0 | 0 | 0 | 0 | 0 | 0 | 0 | 0 | 0 | 0 | 0 | 0 | 0 | 0 | 0 | 0 | 0 | 0 | 0 | 0 | 0 | 0 | 0
PG&E GBA | PGE GBA | PGE | Oakland X | 115 | 6 | Wind, Onshore |  |  | 0 | 0 | 0 | 0 | 0 | 0 | 0 | 0 | 0 | 0 | 0 | 0 | 0 | 0 | 0 | 0 | 0 | 0 | 0 | 0 | 0 | 0 | 0 | 0 | 0 | 0 | 0 | 0
SDGE | SDGE Imperial | SDGE | Ocean Ranch | 69 |  | Wind, Onshore |  |  | 0 | 0 | 0 | 0 | 0 | 0 | 0 | 0 | 0 | 0 | 0 | 0 | 0 | 0 | 0 | 0 | 0 | 0 | 0 | 0 | 0 | 0 | 0 | 0 | 0 | 0 | 0 | 0
PG&E KERN | PGE Kern | PGE | Oceano | 115 | 111 | Wind, Onshore |  |  | 0 | 0 | 0 | 0 | 0 | 0 | 0 | 0 | 0 | 0 | 0 | 0 | 0 | 0 | 0 | 0 | 0 | 0 | 0 | 0 | 0 | 0 | 0 | 0 | 0 | 0 | 0 | 0
SDGE | SDGE Imperial | SDGE | Ocotillo Express | 500 | 194 | Wind, Onshore |  |  | 0 | 0 | 0 | 0 | 0 | 0 | 0 | 0 | 0 | 0 | 0 | 0 | 0 | 0 | 0 | 0 | 0 | 0 | 0 | 0 | 0 | 0 | 0 | 0 | 0 | 0 | 0 | 0
PG&E KERN | PGE Kern | PGE | Old River | 70 |  | Wind, Onshore |  |  | 0 | 0 | 0 | 0 | 0 | 0 | 0 | 0 | 0 | 0 | 0 | 0 | 0 | 0 | 0 | 0 | 0 | 0 | 0 | 0 | 0 | 0 | 0 | 0 | 0 | 0 | 0 | 0
SDGE | SDGE Imperial | SDGE | Old Town | 230 | 171 | Wind, Onshore |  |  | 0 | 0 | 0 | 0 | 0 | 0 | 0 | 0 | 0 | 0 | 0 | 0 | 0 | 0 | 0 | 0 | 0 | 0 | 0 | 0 | 0 | 0 | 0 | 0 | 0 | 0 | 0 | 0
SCE Metro | SCE Metro | SCE | Olinda | 230 | 97 | Wind, Onshore |  |  | 0 | 0 | 0 | 0 | 0 | 0 | 0 | 0 | 0 | 0 | 0 | 0 | 0 | 0 | 0 | 0 | 0 | 0 | 0 | 0 | 0 | 0 | 0 | 0 | 0 | 0 | 0 | 0
PG&E FRESNO | PGE Fresno | PGE | Olive | 115 | 119 | Wind, Onshore |  |  | 0 | 0 | 0 | 0 | 0 | 0 | 0 | 0 | 0 | 0 | 0 | 0 | 0 | 0 | 0 | 0 | 0 | 0 | 0 | 0 | 0 | 0 | 0 | 0 | 0 | 0 | 0 | 0
PG&E NGBA | PGE NGBA | PGE | Olivehurst | 115 | 22 | Wind, Onshore |  |  | 0 | 0 | 0 | 0 | 0 | 0 | 0 | 0 | 0 | 0 | 0 | 0 | 0 | 0 | 0 | 0 | 0 | 0 | 0 | 0 | 0 | 0 | 0 | 0 | 0 | 0 | 0 | 0
PG&E NGBA | PGE NGBA | PGE | Oregon Trail | 60 |  | Wind, Onshore |  |  | 0 | 0 | 0 | 0 | 0 | 0 | 0 | 0 | 0 | 0 | 0 | 0 | 0 | 0 | 0 | 0 | 0 | 0 | 0 | 0 | 0 | 0 | 0 | 0 | 0 | 0 | 0 | 0
SCE Northern | SCE Northern | SCE | Ormond Beach | 230 | 157 | Wind, Onshore |  |  | 0 | 0 | 0 | 0 | 0 | 0 | 0 | 0 | 0 | 0 | 0 | 0 | 0 | 0 | 0 | 0 | 0 | 0 | 0 | 0 | 0 | 0 | 0 | 0 | 0 | 0 | 0 | 0
PG&E FRESNO | PGE Fresno | PGE | Oro Loma | 115 | 123 | Wind, Onshore |  |  | 0 | 0 | 0 | 0 | 0 | 0 | 0 | 0 | 0 | 0 | 0 | 0 | 0 | 0 | 0 | 0 | 0 | 0 | 0 | 0 | 0 | 0 | 0 | 0 | 0 | 0 | 0 | 0
PG&E FRESNO | PGE Fresno | PGE | Oro Loma | 70 |  | Wind, Onshore |  |  | 0 | 0 | 0 | 0 | 0 | 0 | 0 | 0 | 0 | 0 | 0 | 0 | 0 | 0 | 0 | 0 | 0 | 0 | 0 | 0 | 0 | 0 | 0 | 0 | 0 | 0 | 0 | 0
PG&E FRESNO | PGE Fresno | PGE | Orosi | 70 |  | Wind, Onshore |  |  | 0 | 0 | 0 | 0 | 0 | 0 | 0 | 0 | 0 | 0 | 0 | 0 | 0 | 0 | 0 | 0 | 0 | 0 | 0 | 0 | 0 | 0 | 0 | 0 | 0 | 0 | 0 | 0
SDGE | SDGE Imperial | SDGE | Otay | 69 |  | Wind, Onshore |  |  | 0 | 0 | 0 | 0 | 0 | 0 | 0 | 0 | 0 | 0 | 0 | 0 | 0 | 0 | 0 | 0 | 0 | 0 | 0 | 0 | 0 | 0 | 0 | 0 | 0 | 0 | 0 | 0
SDGE | SDGE Imperial | SDGE | Otay Mesa | 230 | 197 | Wind, Onshore |  |  | 0 | 0 | 0 | 0 | 0 | 0 | 0 | 0 | 0 | 0 | 0 | 0 | 0 | 0 | 0 | 0 | 0 | 0 | 0 | 0 | 0 | 0 | 0 | 0 | 0 | 0 | 0 | 0
PG&E FRESNO | PGE Fresno | PGE | Padre Flats SW STA | 230 | 71 | Wind, Onshore |  |  | 0 | 0 | 0 | 0 | 0 | 0 | 0 | 0 | 0 | 0 | 0 | 0 | 0 | 0 | 0 | 0 | 0 | 0 | 0 | 0 | 0 | 0 | 0 | 0 | 0 | 0 | 0 | 0
EOP | SCE EOP | SCE | Pahrump | 138 | 177 | Wind, Onshore |  |  | 0 | 0 | 0 | 0 | 0 | 0 | 0 | 0 | 0 | 0 | 0 | 0 | 0 | 0 | 0 | 0 | 0 | 0 | 0 | 0 | 0 | 0 | 0 | 0 | 0 | 0 | 0 | 0
EOP | SCE EOP | SCE | Pahrump | 230 | 177 | Wind, Onshore |  |  | 0 | 0 | 0 | 0 | 0 | 0 | 0 | 0 | 0 | 0 | 0 | 0 | 0 | 0 | 0 | 0 | 0 | 0 | 0 | 0 | 0 | 0 | 0 | 0 | 0 | 0 | 0 | 0
SDGE | SDGE Imperial | SDGE | Pala | 69 |  | Wind, Onshore |  |  | 0 | 0 | 0 | 0 | 0 | 0 | 0 | 0 | 0 | 0 | 0 | 0 | 0 | 0 | 0 | 0 | 0 | 0 | 0 | 0 | 0 | 0 | 0 | 0 | 0 | 0 | 0 | 0
PG&E NGBA | PGE NGBA | PGE | Palermo | 115 | 22 | Wind, Onshore |  |  | 0 | 0 | 0 | 0 | 0 | 0 | 0 | 0 | 0 | 0 | 0 | 0 | 0 | 0 | 0 | 0 | 0 | 0 | 0 | 0 | 0 | 0 | 0 | 0 | 0 | 0 | 0 | 0
PG&E NGBA | PGE NGBA | PGE | Palermo | 230 | 19 | Wind, Onshore |  |  | 0 | 0 | 0 | 0 | 0 | 0 | 0 | 0 | 0 | 0 | 0 | 0 | 0 | 0 | 0 | 0 | 0 | 0 | 0 | 0 | 0 | 0 | 0 | 0 | 0 | 0 | 0 | 0
SCE Eastern | SCE Arizona | SCE | Palo Verde | 500 | 176 | Wind, Onshore |  |  | 0 | 0 | 0 | 0 | 0 | 0 | 0 | 0 | 0 | 0 | 0 | 0 | 0 | 0 | 0 | 0 | 0 | 0 | 0 | 0 | 0 | 0 | 0 | 0 | 0 | 0 | 0 | 0
SDGE | SDGE Imperial | SDGE | Palomar Energy | 230 | 195 | Wind, Onshore |  |  | 0 | 0 | 0 | 0 | 0 | 0 | 0 | 0 | 0 | 0 | 0 | 0 | 0 | 0 | 0 | 0 | 0 | 0 | 0 | 0 | 0 | 0 | 0 | 0 | 0 | 0 | 0 | 0
PG&E KERN | PGE Kern | PGE | Panama | 70 |  | Wind, Onshore |  |  | 0 | 0 | 0 | 0 | 0 | 0 | 0 | 0 | 0 | 0 | 0 | 0 | 0 | 0 | 0 | 0 | 0 | 0 | 0 | 0 | 0 | 0 | 0 | 0 | 0 | 0 | 0 | 0
PG&E FRESNO | PGE Fresno | PGE | Panoche | 115 | 128 | Wind, Onshore |  |  | 0 | 0 | 0 | 0 | 0 | 0 | 0 | 0 | 0 | 0 | 0 | 0 | 0 | 0 | 0 | 0 | 0 | 0 | 0 | 0 | 0 | 0 | 0 | 0 | 0 | 0 | 0 | 0
PG&E FRESNO | PGE Fresno | PGE | Panoche | 230 | 94 | Wind, Onshore |  |  | 0 | 0 | 0 | 0 | 0 | 0 | 0 | 0 | 0 | 0 | 0 | 0 | 0 | 0 | 0 | 0 | 0 | 0 | 0 | 0 | 0 | 0 | 0 | 0 | 0 | 0 | 0 | 0
SCE Northern | SCE Northern | SCE | Pardee | 230 | 151 | Wind, Onshore |  |  | 0 | 0 | 0 | 0 | 0 | 0 | 0 | 0 | 0 | 0 | 0 | 0 | 0 | 0 | 0 | 0 | 0 | 0 | 0 | 0 | 0 | 0 | 0 | 0 | 0 | 0 | 0 | 0
PG&E NGBA | PGE NGBA | PGE | Parkway | 230 | 30 | Wind, Onshore |  |  | 0 | 0 | 0 | 0 | 0 | 0 | 0 | 0 | 0 | 0 | 0 | 0 | 0 | 0 | 0 | 0 | 0 | 0 | 0 | 0 | 0 | 0 | 0 | 0 | 0 | 0 | 0 | 0
SCE Northern | SCE Northern | SCE | Pastoria | 230 | 159 | Wind, Onshore |  |  | 0 | 0 | 0 | 0 | 0 | 0 | 0 | 0 | 0 | 0 | 0 | 0 | 0 | 0 | 0 | 0 | 0 | 0 | 0 | 0 | 0 | 0 | 0 | 0 | 0 | 0 | 0 | 0
SCE Metro | SCE Metro | SCE | Pauda | 230 |  | Wind, Onshore |  |  | 0 | 0 | 0 | 0 | 0 | 0 | 0 | 0 | 0 | 0 | 0 | 0 | 0 | 0 | 0 | 0 | 0 | 0 | 0 | 0 | 0 | 0 | 0 | 0 | 0 | 0 | 0 | 0
PG&E GBA | PGE GBA | PGE | Paul Sweet | 115 | 14 | Wind, Onshore |  |  | 0 | 0 | 0 | 0 | 0 | 0 | 0 | 0 | 0 | 0 | 0 | 0 | 0 | 0 | 0 | 0 | 0 | 0 | 0 | 0 | 0 | 0 | 0 | 0 | 0 | 0 | 0 | 0
PG&E NGBA | PGE NGBA | PGE | Peabody | 230 | 52 | Wind, Onshore |  |  | 0 | 0 | 0 | 0 | 0 | 0 | 0 | 0 | 0 | 0 | 0 | 0 | 0 | 0 | 0 | 0 | 0 | 0 | 0 | 0 | 0 | 0 | 0 | 0 | 0 | 0 | 0 | 0
PG&E NGBA | PGE NGBA | PGE | Pease | 115 | 22 | Wind, Onshore |  |  | 0 | 0 | 0 | 0 | 0 | 0 | 0 | 0 | 0 | 0 | 0 | 0 | 0 | 0 | 0 | 0 | 0 | 0 | 0 | 0 | 0 | 0 | 0 | 0 | 0 | 0 | 0 | 0
PG&E NGBA | PGE NGBA | PGE | Pease | 60 |  | Wind, Onshore |  |  | 0 | 0 | 0 | 0 | 0 | 0 | 0 | 0 | 0 | 0 | 0 | 0 | 0 | 0 | 0 | 0 | 0 | 0 | 0 | 0 | 0 | 0 | 0 | 0 | 0 | 0 | 0 | 0
SDGE | SDGE Imperial | SDGE | Penasquitos | 138 | 171 | Wind, Onshore |  |  | 0 | 0 | 0 | 0 | 0 | 0 | 0 | 0 | 0 | 0 | 0 | 0 | 0 | 0 | 0 | 0 | 0 | 0 | 0 | 0 | 0 | 0 | 0 | 0 | 0 | 0 | 0 | 0
SDGE | SDGE Imperial | SDGE | Penasquitos | 230 | 171 | Wind, Onshore |  |  | 0 | 0 | 0 | 0 | 0 | 0 | 0 | 0 | 0 | 0 | 0 | 0 | 0 | 0 | 0 | 0 | 0 | 0 | 0 | 0 | 0 | 0 | 0 | 0 | 0 | 0 | 0 | 0
SDGE | SDGE Imperial | SDGE | Penasquitos | 69 |  | Wind, Onshore |  |  | 0 | 0 | 0 | 0 | 0 | 0 | 0 | 0 | 0 | 0 | 0 | 0 | 0 | 0 | 0 | 0 | 0 | 0 | 0 | 0 | 0 | 0 | 0 | 0 | 0 | 0 | 0 | 0
SDGE | SDGE Imperial | SDGE | Pendleton | 69 |  | Wind, Onshore |  |  | 0 | 0 | 0 | 0 | 0 | 0 | 0 | 0 | 0 | 0 | 0 | 0 | 0 | 0 | 0 | 0 | 0 | 0 | 0 | 0 | 0 | 0 | 0 | 0 | 0 | 0 | 0 | 0
PG&E NGBA | PGE NGBA | PGE | Penngrove | 115 | 27 | Wind, Onshore |  |  | 0 | 0 | 0 | 0 | 0 | 0 | 0 | 0 | 0 | 0 | 0 | 0 | 0 | 0 | 0 | 0 | 0 | 0 | 0 | 0 | 0 | 0 | 0 | 0 | 0 | 0 | 0 | 0
PG&E GBA | PGE GBA | PGE | Peoria | 115 | 44 | Wind, Onshore |  |  | 0 | 0 | 0 | 0 | 0 | 0 | 0 | 0 | 0 | 0 | 0 | 0 | 0 | 0 | 0 | 0 | 0 | 0 | 0 | 0 | 0 | 0 | 0 | 0 | 0 | 0 | 0 | 0
PG&E GBA | PGE GBA | PGE | Piercy | 115 | 11 | Wind, Onshore |  |  | 0 | 0 | 0 | 0 | 0 | 0 | 0 | 0 | 0 | 0 | 0 | 0 | 0 | 0 | 0 | 0 | 0 | 0 | 0 | 0 | 0 | 0 | 0 | 0 | 0 | 0 | 0 | 0
PG&E FRESNO | PGE Fresno | PGE | Pine Flat | 230 | 117 | Wind, Onshore |  |  | 0 | 0 | 0 | 0 | 0 | 0 | 0 | 0 | 0 | 0 | 0 | 0 | 0 | 0 | 0 | 0 | 0 | 0 | 0 | 0 | 0 | 0 | 0 | 0 | 0 | 0 | 0 | 0
SCE NOL | SCE NOL | SCE | Pisgah | 230 | 141 | Wind, Onshore |  |  | 0 | 0 | 0 | 0 | 0 | 0 | 0 | 0 | 0 | 0 | 0 | 0 | 0 | 0 | 0 | 0 | 0 | 0 | 0 | 0 | 0 | 0 | 0 | 0 | 0 | 0 | 0 | 0
PG&E NGBA | PGE NGBA | PGE | Pit 1 | 230 | 2 | Wind, Onshore |  |  | 0 | 0 | 0 | 0 | 0 | 0 | 0 | 0 | 0 | 0 | 0 | 0 | 0 | 0 | 0 | 0 | 0 | 0 | 0 | 0 | 0 | 0 | 0 | 0 | 0 | 0 | 0 | 0
PG&E NGBA | PGE NGBA | PGE | Pit 1 | 60 |  | Wind, Onshore |  |  | 0 | 0 | 0 | 0 | 0 | 0 | 0 | 0 | 0 | 0 | 0 | 0 | 0 | 0 | 0 | 0 | 0 | 0 | 0 | 0 | 0 | 0 | 0 | 0 | 0 | 0 | 0 | 0
PG&E NGBA | PGE NGBA | PGE | Pit 3 | 230 | 2 | Wind, Onshore |  |  | 0 | 0 | 0 | 0 | 0 | 0 | 0 | 0 | 0 | 0 | 0 | 0 | 0 | 0 | 0 | 0 | 0 | 0 | 0 | 0 | 0 | 0 | 0 | 0 | 0 | 0 | 0 | 0
PG&E NGBA | PGE NGBA | PGE | Pit 4 | 230 | 1 | Wind, Onshore |  |  | 0 | 0 | 0 | 0 | 0 | 0 | 0 | 0 | 0 | 0 | 0 | 0 | 0 | 0 | 0 | 0 | 0 | 0 | 0 | 0 | 0 | 0 | 0 | 0 | 0 | 0 | 0 | 0
PG&E GBA | PGE GBA | PGE | Pittsburg | 115 | 49 | Wind, Onshore |  |  | 0 | 0 | 0 | 0 | 0 | 0 | 0 | 0 | 0 | 0 | 0 | 0 | 0 | 0 | 0 | 0 | 0 | 0 | 0 | 0 | 0 | 0 | 0 | 0 | 0 | 0 | 0 | 0
PG&E GBA | PGE GBA | PGE | Pittsburg | 230 | 51 | Wind, Onshore |  |  | 0 | 0 | 0 | 0 | 0 | 0 | 0 | 0 | 0 | 0 | 0 | 0 | 0 | 0 | 0 | 0 | 0 | 0 | 0 | 0 | 0 | 0 | 0 | 0 | 0 | 0 | 0 | 0
PG&E NGBA | PGE NGBA | PGE | Pleasant Grove | 115 | 23 | Wind, Onshore |  |  | 0 | 0 | 0 | 0 | 0 | 0 | 0 | 0 | 0 | 0 | 0 | 0 | 0 | 0 | 0 | 0 | 0 | 0 | 0 | 0 | 0 | 0 | 0 | 0 | 0 | 0 | 0 | 0
PG&E NGBA | PGE NGBA | PGE | POE | 230 | 24 | Wind, Onshore |  |  | 0 | 0 | 0 | 0 | 0 | 0 | 0 | 0 | 0 | 0 | 0 | 0 | 0 | 0 | 0 | 0 | 0 | 0 | 0 | 0 | 0 | 0 | 0 | 0 | 0 | 0 | 0 | 0
SDGE | SDGE Imperial | SDGE | Point Loma | 69 |  | Wind, Onshore |  |  | 0 | 0 | 0 | 0 | 0 | 0 | 0 | 0 | 0 | 0 | 0 | 0 | 0 | 0 | 0 | 0 | 0 | 0 | 0 | 0 | 0 | 0 | 0 | 0 | 0 | 0 | 0 | 0
SDGE | SDGE Imperial | SDGE | Pomerado | 69 |  | Wind, Onshore |  |  | 0 | 0 | 0 | 0 | 0 | 0 | 0 | 0 | 0 | 0 | 0 | 0 | 0 | 0 | 0 | 0 | 0 | 0 | 0 | 0 | 0 | 0 | 0 | 0 | 0 | 0 | 0 | 0
PG&E KERN | PGE Kern | PGE | Poso Mountain | 115 | 101 | Wind, Onshore |  |  | 0 | 0 | 0 | 0 | 0 | 0 | 0 | 0 | 0 | 0 | 0 | 0 | 0 | 0 | 0 | 0 | 0 | 0 | 0 | 0 | 0 | 0 | 0 | 0 | 0 | 0 | 0 | 0
EOP | SCE EOP | SCE | Primm | 230 | 161 | Wind, Onshore |  |  | 0 | 0 | 0 | 0 | 0 | 0 | 0 | 0 | 0 | 0 | 0 | 0 | 0 | 0 | 0 | 0 | 0 | 0 | 0 | 0 | 0 | 0 | 0 | 0 | 0 | 0 | 0 | 0
PG&E NGBA | PGE NGBA | PGE | Putah Creek | 115 | 39 | Wind, Onshore |  |  | 0 | 0 | 0 | 0 | 0 | 0 | 0 | 0 | 0 | 0 | 0 | 0 | 0 | 0 | 0 | 0 | 0 | 0 | 0 | 0 | 0 | 0 | 0 | 0 | 0 | 0 | 0 | 0
SDGE | SDGE Imperial | SDGE | Q1806 | 138 | 178 | Wind, Onshore |  |  | 0 | 0 | 0 | 0 | 0 | 0 | 0 | 0 | 0 | 0 | 0 | 0 | 0 | 0 | 0 | 0 | 0 | 0 | 0 | 0 | 0 | 0 | 0 | 0 | 0 | 0 | 0 | 0
PG&E FRESNO | PGE Fresno | PGE | Quinto | 230 | 71 | Wind, Onshore |  |  | 0 | 0 | 0 | 0 | 0 | 0 | 0 | 0 | 0 | 0 | 0 | 0 | 0 | 0 | 0 | 0 | 0 | 0 | 0 | 0 | 0 | 0 | 0 | 0 | 0 | 0 | 0 | 0
PG&E GBA | PGE GBA | PGE | Race Track | 115 | 44 | Wind, Onshore |  |  | 0 | 0 | 0 | 0 | 0 | 0 | 0 | 0 | 0 | 0 | 0 | 0 | 0 | 0 | 0 | 0 | 0 | 0 | 0 | 0 | 0 | 0 | 0 | 0 | 0 | 0 | 0 | 0
SDGE | SDGE Imperial | SDGE | Rancho Mission Viejo | 138 | 187 | Wind, Onshore |  |  | 0 | 0 | 0 | 0 | 0 | 0 | 0 | 0 | 0 | 0 | 0 | 0 | 0 | 0 | 0 | 0 | 0 | 0 | 0 | 0 | 0 | 0 | 0 | 0 | 0 | 0 | 0 | 0
PG&E GBA | PGE GBA | PGE | Rancho Seco | 230 | 15 | Wind, Onshore |  |  | 0 | 0 | 0 | 0 | 0 | 0 | 0 | 0 | 0 | 0 | 0 | 0 | 0 | 0 | 0 | 0 | 0 | 0 | 0 | 0 | 0 | 0 | 0 | 0 | 0 | 0 | 0 | 0
SCE Metro | SCE Metro | SCE | Rancho Vista | 230 | 97 | Wind, Onshore |  |  | 0 | 0 | 0 | 0 | 0 | 0 | 0 | 0 | 0 | 0 | 0 | 0 | 0 | 0 | 0 | 0 | 0 | 0 | 0 | 0 | 0 | 0 | 0 | 0 | 0 | 0 | 0 | 0
SCE Metro | SCE Metro | SCE | Rancho Vista | 500 | 97 | Wind, Onshore |  |  | 0 | 0 | 0 | 0 | 0 | 0 | 0 | 0 | 0 | 0 | 0 | 0 | 0 | 0 | 0 | 0 | 0 | 0 | 0 | 0 | 0 | 0 | 0 | 0 | 0 | 0 | 0 | 0
SCE NOL | SCE NOL | SCE | Ransburg | 115 |  | Wind, Onshore |  |  | 0 | 0 | 0 | 0 | 0 | 0 | 0 | 0 | 0 | 0 | 0 | 0 | 0 | 0 | 0 | 0 | 0 | 0 | 0 | 0 | 0 | 0 | 0 | 0 | 0 | 0 | 0 | 0
PG&E GBA | PGE GBA | PGE | Ravenswood | 115 | 6 | Wind, Onshore |  |  | 0 | 0 | 0 | 0 | 0 | 0 | 0 | 0 | 0 | 0 | 0 | 0 | 0 | 0 | 0 | 0 | 0 | 0 | 0 | 0 | 0 | 0 | 0 | 0 | 0 | 0 | 0 | 0
PG&E GBA | PGE GBA | PGE | Ravenswood | 230 | 6 | Wind, Onshore |  |  | 0 | 0 | 0 | 0 | 0 | 0 | 0 | 0 | 0 | 0 | 0 | 0 | 0 | 0 | 0 | 0 | 0 | 0 | 0 | 0 | 0 | 0 | 0 | 0 | 0 | 0 | 0 | 0
SCE Northern | SCE Northern | SCE | Rector | 230 | 153 | Wind, Onshore |  |  | 0 | 0 | 0 | 0 | 0 | 0 | 0 | 0 | 0 | 0 | 0 | 0 | 0 | 0 | 0 | 0 | 0 | 0 | 0 | 0 | 0 | 0 | 0 | 0 | 0 | 0 | 0 | 0
SCE Eastern | SCE Eastern | SCE | Red Bluff | 230 | 179 | Wind, Onshore |  |  | 0 | 0 | 0 | 0 | 0 | 0 | 0 | 0 | 0 | 0 | 0 | 0 | 0 | 0 | 0 | 0 | 0 | 0 | 0 | 0 | 0 | 0 | 0 | 0 | 0 | 0 | 0 | 0
SCE Eastern | SCE Eastern | SCE | Red Bluff | 500 | 172 | Wind, Onshore |  |  | 0 | 0 | 0 | 0 | 0 | 0 | 0 | 0 | 0 | 0 | 0 | 0 | 0 | 0 | 0 | 0 | 0 | 0 | 0 | 0 | 0 | 0 | 0 | 0 | 0 | 0 | 0 | 0
PG&E NGBA | PGE NGBA | PGE | Redbud | 115 | 27 | Wind, Onshore |  |  | 0 | 0 | 0 | 0 | 0 | 0 | 0 | 0 | 0 | 0 | 0 | 0 | 0 | 0 | 0 | 0 | 0 | 0 | 0 | 0 | 0 | 0 | 0 | 0 | 0 | 0 | 0 | 0
SCE Metro | SCE Metro | SCE | Redondo | 230 | 97 | Wind, Onshore |  |  | 0 | 0 | 0 | 0 | 0 | 0 | 0 | 0 | 0 | 0 | 0 | 0 | 0 | 0 | 0 | 0 | 0 | 0 | 0 | 0 | 0 | 0 | 0 | 0 | 0 | 0 | 0 | 0
PG&E FRESNO | PGE Fresno | PGE | Reedley | 115 | 142 | Wind, Onshore |  |  | 0 | 0 | 0 | 0 | 0 | 0 | 0 | 0 | 0 | 0 | 0 | 0 | 0 | 0 | 0 | 0 | 0 | 0 | 0 | 0 | 0 | 0 | 0 | 0 | 0 | 0 | 0 | 0
PG&E KERN | PGE Kern | PGE | Renfro | 115 | 83 | Wind, Onshore |  |  | 0 | 0 | 0 | 0 | 0 | 0 | 0 | 0 | 0 | 0 | 0 | 0 | 0 | 0 | 0 | 0 | 0 | 0 | 0 | 0 | 0 | 0 | 0 | 0 | 0 | 0 | 0 | 0
PG&E GBA | PGE GBA | PGE | Richmond R | 115 | 56 | Wind, Onshore |  |  | 0 | 0 | 0 | 0 | 0 | 0 | 0 | 0 | 0 | 0 | 0 | 0 | 0 | 0 | 0 | 0 | 0 | 0 | 0 | 0 | 0 | 0 | 0 | 0 | 0 | 0 | 0 | 0
PG&E NGBA | PGE NGBA | PGE | Rincon | 115 | 55 | Wind, Onshore |  |  | 0 | 0 | 0 | 0 | 0 | 0 | 0 | 0 | 0 | 0 | 0 | 0 | 0 | 0 | 0 | 0 | 0 | 0 | 0 | 0 | 0 | 0 | 0 | 0 | 0 | 0 | 0 | 0
PG&E KERN | PGE Kern | PGE | Rio Bravo | 115 | 83 | Wind, Onshore |  |  | 0 | 0 | 0 | 0 | 0 | 0 | 0 | 0 | 0 | 0 | 0 | 0 | 0 | 0 | 0 | 0 | 0 | 0 | 0 | 0 | 0 | 0 | 0 | 0 | 0 | 0 | 0 | 0
SCE Metro | SCE Metro | SCE | Rio Hondo | 230 | 97 | Wind, Onshore |  |  | 0 | 0 | 0 | 0 | 0 | 0 | 0 | 0 | 0 | 0 | 0 | 0 | 0 | 0 | 0 | 0 | 0 | 0 | 0 | 0 | 0 | 0 | 0 | 0 | 0 | 0 | 0 | 0
PG&E NGBA | PGE NGBA | PGE | Rio Oso | 115 | 24 | Wind, Onshore |  |  | 0 | 0 | 0 | 0 | 0 | 0 | 0 | 0 | 0 | 0 | 0 | 0 | 0 | 0 | 0 | 0 | 0 | 0 | 0 | 0 | 0 | 0 | 0 | 0 | 0 | 0 | 0 | 0
PG&E NGBA | PGE NGBA | PGE | Rio Oso | 230 | 24 | Wind, Onshore |  |  | 0 | 0 | 0 | 0 | 0 | 0 | 0 | 0 | 0 | 0 | 0 | 0 | 0 | 0 | 0 | 0 | 0 | 0 | 0 | 0 | 0 | 0 | 0 | 0 | 0 | 0 | 0 | 0
PG&E GBA | PGE GBA | PGE | Ripon | 115 | 54 | Wind, Onshore |  |  | 0 | 0 | 0 | 0 | 0 | 0 | 0 | 0 | 0 | 0 | 0 | 0 | 0 | 0 | 0 | 0 | 0 | 0 | 0 | 0 | 0 | 0 | 0 | 0 | 0 | 0 | 0 | 0
PG&E GBA | PGE GBA | PGE | Riverbank | 115 | 44 | Wind, Onshore |  |  | 0 | 0 | 0 | 0 | 0 | 0 | 0 | 0 | 0 | 0 | 0 | 0 | 0 | 0 | 0 | 0 | 0 | 0 | 0 | 0 | 0 | 0 | 0 | 0 | 0 | 0 | 0 | 0
SCE NOL | SCE NOL | SCE | Roadway | 115 | 146 | Wind, Onshore |  |  | 0 | 0 | 0 | 0 | 0 | 0 | 0 | 0 | 0 | 0 | 0 | 0 | 0 | 0 | 0 | 0 | 0 | 0 | 0 | 0 | 0 | 0 | 0 | 0 | 0 | 0 | 0 | 0
PG&E NGBA | PGE NGBA | PGE | Rock Creek 1 | 230 | 16 | Wind, Onshore |  |  | 0 | 0 | 0 | 0 | 0 | 0 | 0 | 0 | 0 | 0 | 0 | 0 | 0 | 0 | 0 | 0 | 0 | 0 | 0 | 0 | 0 | 0 | 0 | 0 | 0 | 0 | 0 | 0
SCE Northern | SCE Northern | SCE | Rosamond | 66 |  | Wind, Onshore |  |  | 0 | 0 | 0 | 0 | 0 | 0 | 0 | 0 | 0 | 0 | 0 | 0 | 0 | 0 | 0 | 0 | 0 | 0 | 0 | 0 | 0 | 0 | 0 | 0 | 0 | 0 | 0 | 0
PG&E GBA | PGE GBA | PGE | Rossmoor | 230 | 30 | Wind, Onshore |  |  | 0 | 0 | 0 | 0 | 0 | 0 | 0 | 0 | 0 | 0 | 0 | 0 | 0 | 0 | 0 | 0 | 0 | 0 | 0 | 0 | 0 | 0 | 0 | 0 | 0 | 0 | 0 | 0
PG&E NGBA | PGE NGBA | PGE | Round Mountain | 230 | 1 | Wind, Onshore |  |  | 0 | 0 | 0 | 0 | 0 | 0 | 0 | 0 | 0 | 0 | 0 | 0 | 0 | 0 | 0 | 0 | 0 | 0 | 0 | 0 | 0 | 0 | 0 | 0 | 0 | 0 | 0 | 0
PG&E NGBA | PGE NGBA | PGE | Round Mountain | 500 | 1 | Wind, Onshore |  |  | 0 | 0 | 0 | 0 | 0 | 0 | 0 | 0 | 0 | 0 | 0 | 0 | 0 | 0 | 0 | 0 | 0 | 0 | 0 | 0 | 0 | 0 | 0 | 0 | 0 | 0 | 0 | 0
PG&E GBA | PGE GBA | PGE | Salado | 115 | 34 | Wind, Onshore |  |  | 0 | 0 | 0 | 0 | 0 | 0 | 0 | 0 | 0 | 0 | 0 | 0 | 0 | 0 | 0 | 0 | 0 | 0 | 0 | 0 | 0 | 0 | 0 | 0 | 0 | 0 | 0 | 0
PG&E GBA | PGE GBA | PGE | Salado | 60 |  | Wind, Onshore |  |  | 0 | 0 | 0 | 0 | 0 | 0 | 0 | 0 | 0 | 0 | 0 | 0 | 0 | 0 | 0 | 0 | 0 | 0 | 0 | 0 | 0 | 0 | 0 | 0 | 0 | 0 | 0 | 0
PG&E GBA | PGE GBA | PGE | Salinas | 115 | 84 | Wind, Onshore |  |  | 0 | 0 | 0 | 0 | 0 | 0 | 0 | 0 | 0 | 0 | 0 | 0 | 0 | 0 | 0 | 0 | 0 | 0 | 0 | 0 | 0 | 0 | 0 | 0 | 0 | 0 | 0 | 0
SDGE | SDGE Imperial | SDGE | Salt Creek | 69 |  | Wind, Onshore |  |  | 0 | 0 | 0 | 0 | 0 | 0 | 0 | 0 | 0 | 0 | 0 | 0 | 0 | 0 | 0 | 0 | 0 | 0 | 0 | 0 | 0 | 0 | 0 | 0 | 0 | 0 | 0 | 0
SCE Eastern | SCE Eastern | SCE | San Bernardino | 230 | 156 | Wind, Onshore |  |  | 0 | 0 | 0 | 0 | 0 | 0 | 0 | 0 | 0 | 0 | 0 | 0 | 0 | 0 | 0 | 0 | 0 | 0 | 0 | 0 | 0 | 0 | 0 | 0 | 0 | 0 | 0 | 0
PG&E GBA | PGE GBA | PGE | SAN FRAN A (POTRERO PP) | 115 | 3 | Wind, Onshore |  |  | 0 | 0 | 0 | 0 | 0 | 0 | 0 | 0 | 0 | 0 | 0 | 0 | 0 | 0 | 0 | 0 | 0 | 0 | 0 | 0 | 0 | 0 | 0 | 0 | 0 | 0 | 0 | 0
PG&E GBA | PGE GBA | PGE | SAN FRAN A (POTRERO PP) | 230 | 3 | Wind, Onshore |  |  | 0 | 0 | 0 | 0 | 0 | 0 | 0 | 0 | 0 | 0 | 0 | 0 | 0 | 0 | 0 | 0 | 0 | 0 | 0 | 0 | 0 | 0 | 0 | 0 | 0 | 0 | 0 | 0
PG&E GBA | PGE GBA | PGE | San Jose A | 115 | 81 | Wind, Onshore |  |  | 0 | 0 | 0 | 0 | 0 | 0 | 0 | 0 | 0 | 0 | 0 | 0 | 0 | 0 | 0 | 0 | 0 | 0 | 0 | 0 | 0 | 0 | 0 | 0 | 0 | 0 | 0 | 0
PG&E GBA | PGE GBA | PGE | San Jose B | 115 | 11 | Wind, Onshore |  |  | 0 | 0 | 0 | 0 | 0 | 0 | 0 | 0 | 0 | 0 | 0 | 0 | 0 | 0 | 0 | 0 | 0 | 0 | 0 | 0 | 0 | 0 | 0 | 0 | 0 | 0 | 0 | 0
PG&E GBA | PGE GBA | PGE | San Leandro U | 115 | 6 | Wind, Onshore |  |  | 0 | 0 | 0 | 0 | 0 | 0 | 0 | 0 | 0 | 0 | 0 | 0 | 0 | 0 | 0 | 0 | 0 | 0 | 0 | 0 | 0 | 0 | 0 | 0 | 0 | 0 | 0 | 0
PG&E KERN | PGE Kern | PGE | San Luis Obispo | 115 | 111 | Wind, Onshore |  |  | 0 | 0 | 0 | 0 | 0 | 0 | 0 | 0 | 0 | 0 | 0 | 0 | 0 | 0 | 0 | 0 | 0 | 0 | 0 | 0 | 0 | 0 | 0 | 0 | 0 | 0 | 0 | 0
PG&E KERN | PGE Kern | PGE | San Luis Obispo | 70 |  | Wind, Onshore |  |  | 0 | 0 | 0 | 0 | 0 | 0 | 0 | 0 | 0 | 0 | 0 | 0 | 0 | 0 | 0 | 0 | 0 | 0 | 0 | 0 | 0 | 0 | 0 | 0 | 0 | 0 | 0 | 0
SDGE | SDGE Imperial | SDGE | San Luis Rey | 230 | 143 | Wind, Onshore |  |  | 0 | 0 | 0 | 0 | 0 | 0 | 0 | 0 | 0 | 0 | 0 | 0 | 0 | 0 | 0 | 0 | 0 | 0 | 0 | 0 | 0 | 0 | 0 | 0 | 0 | 0 | 0 | 0
SDGE | SDGE Imperial | SDGE | San Luis Rey | 69 |  | Wind, Onshore |  |  | 0 | 0 | 0 | 0 | 0 | 0 | 0 | 0 | 0 | 0 | 0 | 0 | 0 | 0 | 0 | 0 | 0 | 0 | 0 | 0 | 0 | 0 | 0 | 0 | 0 | 0 | 0 | 0
SDGE | SDGE Imperial | SDGE | San Marcos | 69 |  | Wind, Onshore |  |  | 0 | 0 | 0 | 0 | 0 | 0 | 0 | 0 | 0 | 0 | 0 | 0 | 0 | 0 | 0 | 0 | 0 | 0 | 0 | 0 | 0 | 0 | 0 | 0 | 0 | 0 | 0 | 0
SCE Metro | SCE Metro | SCE | San Onofre | 230 | 97 | Wind, Onshore |  |  | 0 | 0 | 0 | 0 | 0 | 0 | 0 | 0 | 0 | 0 | 0 | 0 | 0 | 0 | 0 | 0 | 0 | 0 | 0 | 0 | 0 | 0 | 0 | 0 | 0 | 0 | 0 | 0
PG&E GBA | PGE GBA | PGE | San Pablo | 115 | 56 | Wind, Onshore |  |  | 0 | 0 | 0 | 0 | 0 | 0 | 0 | 0 | 0 | 0 | 0 | 0 | 0 | 0 | 0 | 0 | 0 | 0 | 0 | 0 | 0 | 0 | 0 | 0 | 0 | 0 | 0 | 0
PG&E GBA | PGE GBA | PGE | San Ramon | 230 | 4 | Wind, Onshore |  |  | 0 | 0 | 0 | 0 | 0 | 0 | 0 | 0 | 0 | 0 | 0 | 0 | 0 | 0 | 0 | 0 | 0 | 0 | 0 | 0 | 0 | 0 | 0 | 0 | 0 | 0 | 0 | 0
SDGE | SDGE Imperial | SDGE | San Ysidro | 69 |  | Wind, Onshore |  |  | 0 | 0 | 0 | 0 | 0 | 0 | 0 | 0 | 0 | 0 | 0 | 0 | 0 | 0 | 0 | 0 | 0 | 0 | 0 | 0 | 0 | 0 | 0 | 0 | 0 | 0 | 0 | 0
SCE NOL | SCE NOL | SCE | Sandlot | 230 | 160 | Wind, Onshore |  |  | 0 | 0 | 0 | 0 | 0 | 0 | 0 | 0 | 0 | 0 | 0 | 0 | 0 | 0 | 0 | 0 | 0 | 0 | 0 | 0 | 0 | 0 | 0 | 0 | 0 | 0 | 0 | 0
EOP | SCE EOP | SCE | Sandy | 138 | 177 | Wind, Onshore |  |  | 0 | 0 | 0 | 0 | 0 | 0 | 0 | 0 | 0 | 0 | 0 | 0 | 0 | 0 | 0 | 0 | 0 | 0 | 0 | 0 | 0 | 0 | 0 | 0 | 0 | 0 | 0 | 0
PG&E FRESNO | PGE Fresno | PGE | Sanger | 115 | 152 | Wind, Onshore |  |  | 0 | 0 | 0 | 0 | 0 | 0 | 0 | 0 | 0 | 0 | 0 | 0 | 0 | 0 | 0 | 0 | 0 | 0 | 0 | 0 | 0 | 0 | 0 | 0 | 0 | 0 | 0 | 0
SCE Northern | SCE Northern | SCE | Santa Clara | 230 | 157 | Wind, Onshore |  |  | 0 | 0 | 0 | 0 | 0 | 0 | 0 | 0 | 0 | 0 | 0 | 0 | 0 | 0 | 0 | 0 | 0 | 0 | 0 | 0 | 0 | 0 | 0 | 0 | 0 | 0 | 0 | 0
PG&E NGBA | PGE NGBA | PGE | Santa Rosa A | 115 | 27 | Wind, Onshore |  |  | 0 | 0 | 0 | 0 | 0 | 0 | 0 | 0 | 0 | 0 | 0 | 0 | 0 | 0 | 0 | 0 | 0 | 0 | 0 | 0 | 0 | 0 | 0 | 0 | 0 | 0 | 0 | 0
PG&E GBA | PGE GBA | PGE | Santa Teresa | 115 | 81 | Wind, Onshore |  |  | 0 | 0 | 0 | 0 | 0 | 0 | 0 | 0 | 0 | 0 | 0 | 0 | 0 | 0 | 0 | 0 | 0 | 0 | 0 | 0 | 0 | 0 | 0 | 0 | 0 | 0 | 0 | 0
SDGE | SDGE Imperial | SDGE | Santee | 138 | 191 | Wind, Onshore |  |  | 0 | 0 | 0 | 0 | 0 | 0 | 0 | 0 | 0 | 0 | 0 | 0 | 0 | 0 | 0 | 0 | 0 | 0 | 0 | 0 | 0 | 0 | 0 | 0 | 0 | 0 | 0 | 0
SCE Metro | SCE Metro | SCE | Santiago | 230 | 97 | Wind, Onshore |  |  | 0 | 0 | 0 | 0 | 0 | 0 | 0 | 0 | 0 | 0 | 0 | 0 | 0 | 0 | 0 | 0 | 0 | 0 | 0 | 0 | 0 | 0 | 0 | 0 | 0 | 0 | 0 | 0
PG&E GBA | PGE GBA | PGE | Saratoga | 230 | 13 | Wind, Onshore |  |  | 0 | 0 | 0 | 0 | 0 | 0 | 0 | 0 | 0 | 0 | 0 | 0 | 0 | 0 | 0 | 0 | 0 | 0 | 0 | 0 | 0 | 0 | 0 | 0 | 0 | 0 | 0 | 0
SCE Northern | SCE Northern | SCE | Saugus | 230 | 131 | Wind, Onshore |  |  | 0 | 0 | 0 | 0 | 0 | 0 | 0 | 0 | 0 | 0 | 0 | 0 | 0 | 0 | 0 | 0 | 0 | 0 | 0 | 0 | 0 | 0 | 0 | 0 | 0 | 0 | 0 | 0
PG&E FRESNO | PGE Fresno | PGE | Schindler | 115 | 76 | Wind, Onshore |  |  | 0 | 0 | 0 | 0 | 0 | 0 | 0 | 0 | 0 | 0 | 0 | 0 | 0 | 0 | 0 | 0 | 0 | 0 | 0 | 0 | 0 | 0 | 0 | 0 | 0 | 0 | 0 | 0
PG&E FRESNO | PGE Fresno | PGE | Schindler | 70 |  | Wind, Onshore |  |  | 0 | 0 | 0 | 0 | 0 | 0 | 0 | 0 | 0 | 0 | 0 | 0 | 0 | 0 | 0 | 0 | 0 | 0 | 0 | 0 | 0 | 0 | 0 | 0 | 0 | 0 | 0 | 0
PG&E GBA | PGE GBA | PGE | Schulte | 115 | 41 | Wind, Onshore |  |  | 0 | 0 | 0 | 0 | 0 | 0 | 0 | 0 | 0 | 0 | 0 | 0 | 0 | 0 | 0 | 0 | 0 | 0 | 0 | 0 | 0 | 0 | 0 | 0 | 0 | 0 | 0 | 0
SDGE | SDGE Imperial | SDGE | Scripps | 69 |  | Wind, Onshore |  |  | 0 | 0 | 0 | 0 | 0 | 0 | 0 | 0 | 0 | 0 | 0 | 0 | 0 | 0 | 0 | 0 | 0 | 0 | 0 | 0 | 0 | 0 | 0 | 0 | 0 | 0 | 0 | 0
PG&E KERN | PGE Kern | PGE | Semitropic | 115 | 74 | Wind, Onshore |  |  | 0 | 0 | 0 | 0 | 0 | 0 | 0 | 0 | 0 | 0 | 0 | 0 | 0 | 0 | 0 | 0 | 0 | 0 | 0 | 0 | 0 | 0 | 0 | 0 | 0 | 0 | 0 | 0
SCE Metro | SCE Metro | SCE | Serrano | 230 | 97 | Wind, Onshore |  |  | 0 | 0 | 0 | 0 | 0 | 0 | 0 | 0 | 0 | 0 | 0 | 0 | 0 | 0 | 0 | 0 | 0 | 0 | 0 | 0 | 0 | 0 | 0 | 0 | 0 | 0 | 0 | 0
SCE Metro | SCE Metro | SCE | Serrano | 500 | 97 | Wind, Onshore |  |  | 0 | 0 | 0 | 0 | 0 | 0 | 0 | 0 | 0 | 0 | 0 | 0 | 0 | 0 | 0 | 0 | 0 | 0 | 0 | 0 | 0 | 0 | 0 | 0 | 0 | 0 | 0 | 0
SDGE | SDGE Imperial | SDGE | Shadowridge | 138 | 186 | Wind, Onshore |  |  | 0 | 0 | 0 | 0 | 0 | 0 | 0 | 0 | 0 | 0 | 0 | 0 | 0 | 0 | 0 | 0 | 0 | 0 | 0 | 0 | 0 | 0 | 0 | 0 | 0 | 0 | 0 | 0
PG&E KERN | PGE Kern | PGE | Shafter | 115 | 107 | Wind, Onshore |  |  | 0 | 0 | 0 | 0 | 0 | 0 | 0 | 0 | 0 | 0 | 0 | 0 | 0 | 0 | 0 | 0 | 0 | 0 | 0 | 0 | 0 | 0 | 0 | 0 | 0 | 0 | 0 | 0
PG&E NGBA | PGE NGBA | PGE | Silverado | 115 | 55 | Wind, Onshore |  |  | 0 | 0 | 0 | 0 | 0 | 0 | 0 | 0 | 0 | 0 | 0 | 0 | 0 | 0 | 0 | 0 | 0 | 0 | 0 | 0 | 0 | 0 | 0 | 0 | 0 | 0 | 0 | 0
SDGE | SDGE Imperial | SDGE | Silvergate | 230 | 193 | Wind, Onshore |  |  | 0 | 0 | 0 | 0 | 0 | 0 | 0 | 0 | 0 | 0 | 0 | 0 | 0 | 0 | 0 | 0 | 0 | 0 | 0 | 0 | 0 | 0 | 0 | 0 | 0 | 0 | 0 | 0
SDGE | SDGE Imperial | SDGE | Silvergate | 69 |  | Wind, Onshore |  |  | 0 | 0 | 0 | 0 | 0 | 0 | 0 | 0 | 0 | 0 | 0 | 0 | 0 | 0 | 0 | 0 | 0 | 0 | 0 | 0 | 0 | 0 | 0 | 0 | 0 | 0 | 0 | 0
PG&E KERN | PGE Kern | PGE | Sisquoc | 115 | 111 | Wind, Onshore |  |  | 0 | 0 | 0 | 0 | 0 | 0 | 0 | 0 | 0 | 0 | 0 | 0 | 0 | 0 | 0 | 0 | 0 | 0 | 0 | 0 | 0 | 0 | 0 | 0 | 0 | 0 | 0 | 0
EOP | SCE EOP | SCE | Sloan Canyon | 230 | 161 | Wind, Onshore |  |  | 0 | 0 | 0 | 0 | 0 | 0 | 0 | 0 | 0 | 0 | 0 | 0 | 0 | 0 | 0 | 0 | 0 | 0 | 0 | 0 | 0 | 0 | 0 | 0 | 0 | 0 | 0 | 0
EOP | SCE EOP | SCE | Sloan Canyon | 500 | 161 | Wind, Onshore |  |  | 0 | 0 | 0 | 0 | 0 | 0 | 0 | 0 | 0 | 0 | 0 | 0 | 0 | 0 | 0 | 0 | 0 | 0 | 0 | 0 | 0 | 0 | 0 | 0 | 0 | 0 | 0 | 0
PG&E KERN | PGE Kern | PGE | Smyrna | 115 | 113 | Wind, Onshore |  |  | 0 | 0 | 0 | 0 | 0 | 0 | 0 | 0 | 0 | 0 | 0 | 0 | 0 | 0 | 0 | 0 | 0 | 0 | 0 | 0 | 0 | 0 | 0 | 0 | 0 | 0 | 0 | 0
PG&E GBA | PGE GBA | PGE | Sobrante | 115 | 56 | Wind, Onshore |  |  | 0 | 0 | 0 | 0 | 0 | 0 | 0 | 0 | 0 | 0 | 0 | 0 | 0 | 0 | 0 | 0 | 0 | 0 | 0 | 0 | 0 | 0 | 0 | 0 | 0 | 0 | 0 | 0
PG&E GBA | PGE GBA | PGE | Sobrante | 230 | 51 | Wind, Onshore |  |  | 0 | 0 | 0 | 0 | 0 | 0 | 0 | 0 | 0 | 0 | 0 | 0 | 0 | 0 | 0 | 0 | 0 | 0 | 0 | 0 | 0 | 0 | 0 | 0 | 0 | 0 | 0 | 0
PG&E KERN | PGE Kern | PGE | Solar | 230 | 122 | Wind, Onshore |  |  | 0 | 0 | 0 | 0 | 0 | 0 | 0 | 0 | 0 | 0 | 0 | 0 | 0 | 0 | 0 | 0 | 0 | 0 | 0 | 0 | 0 | 0 | 0 | 0 | 0 | 0 | 0 | 0
PG&E GBA | PGE GBA | PGE | Soledad | 115 | 84 | Wind, Onshore |  |  | 1 | 0 | 0 | 0 | 0 | 0 | 0 | 0 | 0 | 0 | 0 | 0 | 0 | 0 | 0 | 0 | 150 | 0 | 150 | 150 | 0 | 150 | 0 | 0 | 0 | 150 | 0 | 150
PG&E GBA | PGE GBA | PGE | Soledad | 60 |  | Wind, Onshore |  |  | 0 | 0 | 0 | 0 | 0 | 0 | 0 | 0 | 0 | 0 | 0 | 0 | 0 | 0 | 0 | 0 | 0 | 0 | 0 | 0 | 0 | 0 | 0 | 0 | 0 | 0 | 0 | 0
SDGE | SDGE Imperial | SDGE | Spring Valley | 69 |  | Wind, Onshore |  |  | 0 | 0 | 0 | 0 | 0 | 0 | 0 | 0 | 0 | 0 | 0 | 0 | 0 | 0 | 0 | 0 | 0 | 0 | 0 | 0 | 0 | 0 | 0 | 0 | 0 | 0 | 0 | 0
SCE Northern | SCE Northern | SCE | Springville | 230 | 153 | Wind, Onshore |  |  | 0 | 0 | 0 | 0 | 0 | 0 | 0 | 0 | 0 | 0 | 0 | 0 | 0 | 0 | 0 | 0 | 0 | 0 | 0 | 0 | 0 | 0 | 0 | 0 | 0 | 0 | 0 | 0
PG&E GBA | PGE GBA | PGE | Stagg | 230 | 43 | Wind, Onshore |  |  | 0 | 0 | 0 | 0 | 0 | 0 | 0 | 0 | 0 | 0 | 0 | 0 | 0 | 0 | 0 | 0 | 0 | 0 | 0 | 0 | 0 | 0 | 0 | 0 | 0 | 0 | 0 | 0
PG&E GBA | PGE GBA | PGE | Standard Oil | 115 | 56 | Wind, Onshore |  |  | 0 | 0 | 0 | 0 | 0 | 0 | 0 | 0 | 0 | 0 | 0 | 0 | 0 | 0 | 0 | 0 | 0 | 0 | 0 | 0 | 0 | 0 | 0 | 0 | 0 | 0 | 0 | 0
PG&E GBA | PGE GBA | PGE | Stanislaus | 115 | 44 | Wind, Onshore |  |  | 0 | 0 | 0 | 0 | 0 | 0 | 0 | 0 | 0 | 0 | 0 | 0 | 0 | 0 | 0 | 0 | 0 | 0 | 0 | 0 | 0 | 0 | 0 | 0 | 0 | 0 | 0 | 0
PG&E KERN | PGE Kern | PGE | Stockdale | 115 | 72 | Wind, Onshore |  |  | 0 | 0 | 0 | 0 | 0 | 0 | 0 | 0 | 0 | 0 | 0 | 0 | 0 | 0 | 0 | 0 | 0 | 0 | 0 | 0 | 0 | 0 | 0 | 0 | 0 | 0 | 0 | 0
PG&E KERN | PGE Kern | PGE | Stockdale | 230 | 68 | Wind, Onshore |  |  | 0 | 0 | 0 | 0 | 0 | 0 | 0 | 0 | 0 | 0 | 0 | 0 | 0 | 0 | 0 | 0 | 0 | 0 | 0 | 0 | 0 | 0 | 0 | 0 | 0 | 0 | 0 | 0
PG&E GBA | PGE GBA | PGE | Stockton A | 115 | 65 | Wind, Onshore |  |  | 0 | 0 | 0 | 0 | 0 | 0 | 0 | 0 | 0 | 0 | 0 | 0 | 0 | 0 | 0 | 0 | 0 | 0 | 0 | 0 | 0 | 0 | 0 | 0 | 0 | 0 | 0 | 0
PG&E GBA | PGE GBA | PGE | Stone | 115 | 79 | Wind, Onshore |  |  | 0 | 0 | 0 | 0 | 0 | 0 | 0 | 0 | 0 | 0 | 0 | 0 | 0 | 0 | 0 | 0 | 0 | 0 | 0 | 0 | 0 | 0 | 0 | 0 | 0 | 0 | 0 | 0
PG&E FRESNO | PGE Fresno | PGE | Storey | 230 | 168 | Wind, Onshore |  |  | 0 | 0 | 0 | 0 | 0 | 0 | 0 | 0 | 0 | 0 | 0 | 0 | 0 | 0 | 0 | 0 | 0 | 0 | 0 | 0 | 0 | 0 | 0 | 0 | 0 | 0 | 0 | 0
PG&E NGBA | PGE NGBA | PGE | Summit | 115 | 21 | Wind, Onshore |  |  | 1 | 0 | 0 | 0 | 0 | 0 | 0 | 0 | 0 | 0 | 0 | 0 | 0 | 0 | 0 | 0 | 220 | 0 | 220 | 220 | 0 | 220 | 0 | 0 | 0 | 220 | 0 | 220
SDGE | SDGE Imperial | SDGE | Suncrest | 230 | 183 | Wind, Onshore |  |  | 0 | 0 | 0 | 0 | 0 | 0 | 0 | 0 | 0 | 0 | 0 | 0 | 0 | 0 | 0 | 0 | 0 | 0 | 0 | 0 | 0 | 0 | 0 | 0 | 0 | 0 | 0 | 0
SDGE | SDGE Imperial | SDGE | Suncrest | 500 | 183 | Wind, Onshore |  |  | 0 | 0 | 0 | 0 | 0 | 0 | 0 | 0 | 0 | 0 | 0 | 0 | 0 | 0 | 0 | 0 | 0 | 0 | 0 | 0 | 0 | 0 | 0 | 0 | 0 | 0 | 0 | 0
PG&E KERN | PGE Kern | PGE | Sunrise | 230 | 100 | Wind, Onshore |  |  | 0 | 0 | 0 | 0 | 0 | 0 | 0 | 0 | 0 | 0 | 0 | 0 | 0 | 0 | 0 | 0 | 0 | 0 | 0 | 0 | 0 | 0 | 0 | 0 | 0 | 0 | 0 | 0
PG&E KERN | PGE Kern | PGE | Sunset | 230 | 106 | Wind, Onshore |  |  | 0 | 0 | 0 | 0 | 0 | 0 | 0 | 0 | 0 | 0 | 0 | 0 | 0 | 0 | 0 | 0 | 0 | 0 | 0 | 0 | 0 | 0 | 0 | 0 | 0 | 0 | 0 | 0
PG&E GBA | PGE GBA | PGE | Swift | 115 | 11 | Wind, Onshore |  |  | 0 | 0 | 0 | 0 | 0 | 0 | 0 | 0 | 0 | 0 | 0 | 0 | 0 | 0 | 0 | 0 | 0 | 0 | 0 | 0 | 0 | 0 | 0 | 0 | 0 | 0 | 0 | 0
SDGE | SDGE Imperial | SDGE | Sycamore Canyon | 138 | 191 | Wind, Onshore |  |  | 0 | 0 | 0 | 0 | 0 | 0 | 0 | 0 | 0 | 0 | 0 | 0 | 0 | 0 | 0 | 0 | 0 | 0 | 0 | 0 | 0 | 0 | 0 | 0 | 0 | 0 | 0 | 0
SDGE | SDGE Imperial | SDGE | Sycamore Canyon | 230 | 190 | Wind, Onshore |  |  | 0 | 0 | 0 | 0 | 0 | 0 | 0 | 0 | 0 | 0 | 0 | 0 | 0 | 0 | 0 | 0 | 0 | 0 | 0 | 0 | 0 | 0 | 0 | 0 | 0 | 0 | 0 | 0
SDGE | SDGE Imperial | SDGE | Sycamore Canyon | 69 |  | Wind, Onshore |  |  | 0 | 0 | 0 | 0 | 0 | 0 | 0 | 0 | 0 | 0 | 0 | 0 | 0 | 0 | 0 | 0 | 0 | 0 | 0 | 0 | 0 | 0 | 0 | 0 | 0 | 0 | 0 | 0
SCE Northern | SCE Northern | SCE | Sylmar | 230 | 131 | Wind, Onshore |  |  | 0 | 0 | 0 | 0 | 0 | 0 | 0 | 0 | 0 | 0 | 0 | 0 | 0 | 0 | 0 | 0 | 0 | 0 | 0 | 0 | 0 | 0 | 0 | 0 | 0 | 0 | 0 | 0
PG&E NGBA | PGE NGBA | PGE | Table Mountain | 115 | 1 | Wind, Onshore |  |  | 0 | 0 | 0 | 0 | 0 | 0 | 0 | 0 | 0 | 0 | 0 | 0 | 0 | 0 | 0 | 0 | 0 | 0 | 0 | 0 | 0 | 0 | 0 | 0 | 0 | 0 | 0 | 0
PG&E NGBA | PGE NGBA | PGE | Table Mountain | 230 | 8 | Wind, Onshore |  |  | 0 | 0 | 0 | 0 | 0 | 0 | 0 | 0 | 0 | 0 | 0 | 0 | 0 | 0 | 0 | 0 | 0 | 0 | 0 | 0 | 0 | 0 | 0 | 0 | 0 | 0 | 0 | 0
PG&E NGBA | PGE NGBA | PGE | Table Mountain | 500 | 1 | Wind, Onshore |  |  | 0 | 0 | 0 | 0 | 0 | 0 | 0 | 0 | 0 | 0 | 0 | 0 | 0 | 0 | 0 | 0 | 0 | 0 | 0 | 0 | 0 | 0 | 0 | 0 | 0 | 0 | 0 | 0
PG&E NGBA | PGE NGBA | PGE | Table Mountain | 60 |  | Wind, Onshore |  |  | 0 | 0 | 0 | 0 | 0 | 0 | 0 | 0 | 0 | 0 | 0 | 0 | 0 | 0 | 0 | 0 | 0 | 0 | 0 | 0 | 0 | 0 | 0 | 0 | 0 | 0 | 0 | 0
PG&E KERN | PGE Kern | PGE | Taft | 115 | 106 | Wind, Onshore |  |  | 0 | 0 | 0 | 0 | 0 | 0 | 0 | 0 | 0 | 0 | 0 | 0 | 0 | 0 | 0 | 0 | 0 | 0 | 0 | 0 | 0 | 0 | 0 | 0 | 0 | 0 | 0 | 0
SDGE | SDGE Imperial | SDGE | Talega | 138 | 187 | Wind, Onshore |  |  | 0 | 0 | 0 | 0 | 0 | 0 | 0 | 0 | 0 | 0 | 0 | 0 | 0 | 0 | 0 | 0 | 0 | 0 | 0 | 0 | 0 | 0 | 0 | 0 | 0 | 0 | 0 | 0
SDGE | SDGE Imperial | SDGE | Talega | 230 | 173 | Wind, Onshore |  |  | 0 | 0 | 0 | 0 | 0 | 0 | 0 | 0 | 0 | 0 | 0 | 0 | 0 | 0 | 0 | 0 | 0 | 0 | 0 | 0 | 0 | 0 | 0 | 0 | 0 | 0 | 0 | 0
PG&E GBA | PGE GBA | PGE | Tassajara | 230 | 1 | Wind, Onshore |  |  | 0 | 0 | 0 | 0 | 0 | 0 | 0 | 0 | 0 | 0 | 0 | 0 | 0 | 0 | 0 | 0 | 0 | 0 | 0 | 0 | 0 | 0 | 0 | 0 | 0 | 0 | 0 | 0
PG&E KERN | PGE Kern | PGE | Tejon | 70 |  | Wind, Onshore |  |  | 0 | 0 | 0 | 0 | 0 | 0 | 0 | 0 | 0 | 0 | 0 | 0 | 0 | 0 | 0 | 0 | 0 | 0 | 0 | 0 | 0 | 0 | 0 | 0 | 0 | 0 | 0 | 0
SDGE | SDGE Imperial | SDGE | Telegraph Canyon | 138 | 192 | Wind, Onshore |  |  | 0 | 0 | 0 | 0 | 0 | 0 | 0 | 0 | 0 | 0 | 0 | 0 | 0 | 0 | 0 | 0 | 0 | 0 | 0 | 0 | 0 | 0 | 0 | 0 | 0 | 0 | 0 | 0
PG&E KERN | PGE Kern | PGE | Temblor | 115 | 100 | Wind, Onshore |  |  | 0 | 0 | 0 | 0 | 0 | 0 | 0 | 0 | 0 | 0 | 0 | 0 | 0 | 0 | 0 | 0 | 0 | 0 | 0 | 0 | 0 | 0 | 0 | 0 | 0 | 0 | 0 | 0
PG&E KERN | PGE Kern | PGE | Templeton | 230 | 122 | Wind, Onshore |  |  | 0 | 0 | 0 | 0 | 0 | 0 | 0 | 0 | 0 | 0 | 0 | 0 | 0 | 0 | 0 | 0 | 0 | 0 | 0 | 0 | 0 | 0 | 0 | 0 | 0 | 0 | 0 | 0
PG&E KERN | PGE Kern | PGE | Templeton | 70 |  | Wind, Onshore |  |  | 0 | 0 | 0 | 0 | 0 | 0 | 0 | 0 | 0 | 0 | 0 | 0 | 0 | 0 | 0 | 0 | 0 | 0 | 0 | 0 | 0 | 0 | 0 | 0 | 0 | 0 | 0 | 0
PG&E GBA | PGE GBA | PGE | Tesla | 115 | 38 | Wind, Onshore |  |  | 0 | 0 | 0 | 0 | 0 | 0 | 0 | 0 | 0 | 0 | 0 | 0 | 0 | 0 | 0 | 0 | 0 | 0 | 0 | 0 | 0 | 0 | 0 | 0 | 0 | 0 | 0 | 0
PG&E GBA | PGE GBA | PGE | Tesla | 230 | 48 | Wind, Onshore |  |  | 0 | 0 | 0 | 0 | 0 | 0 | 0 | 0 | 0 | 0 | 0 | 0 | 0 | 0 | 0 | 0 | 0 | 0 | 0 | 0 | 0 | 0 | 0 | 0 | 0 | 0 | 0 | 0
PG&E GBA | PGE GBA | PGE | Tesla | 500 | 45 | Wind, Onshore |  |  | 0 | 0 | 0 | 0 | 0 | 0 | 0 | 0 | 0 | 0 | 0 | 0 | 0 | 0 | 0 | 0 | 0 | 0 | 0 | 0 | 0 | 0 | 0 | 0 | 0 | 0 | 0 | 0
PG&E KERN | PGE Kern | PGE | Tevis | 115 | 99 | Wind, Onshore |  |  | 0 | 0 | 0 | 0 | 0 | 0 | 0 | 0 | 0 | 0 | 0 | 0 | 0 | 0 | 0 | 0 | 0 | 0 | 0 | 0 | 0 | 0 | 0 | 0 | 0 | 0 | 0 | 0
EOP | SCE EOP | SCE | Thousandaire | 138 | 177 | Wind, Onshore |  |  | 0 | 0 | 0 | 0 | 0 | 0 | 0 | 0 | 0 | 0 | 0 | 0 | 0 | 0 | 0 | 0 | 0 | 0 | 0 | 0 | 0 | 0 | 0 | 0 | 0 | 0 | 0 | 0
PG&E KERN | PGE Kern | PGE | Topaz | 230 | 122 | Wind, Onshore |  |  | 0 | 0 | 0 | 0 | 0 | 0 | 0 | 0 | 0 | 0 | 0 | 0 | 0 | 0 | 0 | 0 | 0 | 0 | 0 | 0 | 0 | 0 | 0 | 0 | 0 | 0 | 0 | 0
SCE NOL | SCE NOL | SCE | Tortilla | 115 | 160 | Wind, Onshore |  |  | 0 | 0 | 0 | 0 | 0 | 0 | 0 | 0 | 0 | 0 | 0 | 0 | 0 | 0 | 0 | 0 | 0 | 0 | 0 | 0 | 0 | 0 | 0 | 0 | 0 | 0 | 0 | 0
SDGE | SDGE Imperial | SDGE | Trabuco | 138 | 187 | Wind, Onshore |  |  | 0 | 0 | 0 | 0 | 0 | 0 | 0 | 0 | 0 | 0 | 0 | 0 | 0 | 0 | 0 | 0 | 0 | 0 | 0 | 0 | 0 | 0 | 0 | 0 | 0 | 0 | 0 | 0
PG&E GBA | PGE GBA | PGE | Tracy | 115 | 12 | Wind, Onshore |  |  | 0 | 0 | 0 | 0 | 0 | 0 | 0 | 0 | 0 | 0 | 0 | 0 | 0 | 0 | 0 | 0 | 0 | 0 | 0 | 0 | 0 | 0 | 0 | 0 | 0 | 0 | 0 | 0
PG&E FRESNO | PGE Fresno | PGE | Tranquility | 230 | 117 | Wind, Onshore |  |  | 0 | 0 | 0 | 0 | 0 | 0 | 0 | 0 | 0 | 0 | 0 | 0 | 0 | 0 | 0 | 0 | 0 | 0 | 0 | 0 | 0 | 0 | 0 | 0 | 0 | 0 | 0 | 0
PG&E GBA | PGE GBA | PGE | Trimble | 115 | 81 | Wind, Onshore |  |  | 0 | 0 | 0 | 0 | 0 | 0 | 0 | 0 | 0 | 0 | 0 | 0 | 0 | 0 | 0 | 0 | 0 | 0 | 0 | 0 | 0 | 0 | 0 | 0 | 0 | 0 | 0 | 0
EOP | SCE EOP | SCE | Trout Canyon | 230 | 177 | Wind, Onshore |  |  | 0 | 0 | 0 | 0 | 0 | 0 | 0 | 0 | 0 | 0 | 0 | 0 | 0 | 0 | 0 | 0 | 0 | 0 | 0 | 0 | 0 | 0 | 0 | 0 | 0 | 0 | 0 | 0
EOP | SCE EOP | SCE | Trout Canyon | 500 | 177 | Wind, Onshore |  |  | 0 | 0 | 0 | 0 | 0 | 0 | 0 | 0 | 0 | 0 | 0 | 0 | 0 | 0 | 0 | 0 | 0 | 0 | 0 | 0 | 0 | 0 | 0 | 0 | 0 | 0 | 0 | 0
PG&E NGBA | PGE NGBA | PGE | Tulucay | 230 | 27 | Wind, Onshore |  |  | 0 | 0 | 0 | 0 | 0 | 0 | 0 | 0 | 0 | 0 | 0 | 0 | 0 | 0 | 0 | 0 | 0 | 0 | 0 | 0 | 0 | 0 | 0 | 0 | 0 | 0 | 0 | 0
PG&E NGBA | PGE NGBA | PGE | Tulucay | 60 |  | Wind, Onshore |  |  | 0 | 0 | 0 | 0 | 0 | 0 | 0 | 0 | 0 | 0 | 0 | 0 | 0 | 0 | 0 | 0 | 0 | 0 | 0 | 0 | 0 | 0 | 0 | 0 | 0 | 0 | 0 | 0
PG&E KERN | PGE Kern | PGE | Tupman | 115 | 95 | Wind, Onshore |  |  | 0 | 0 | 0 | 0 | 0 | 0 | 0 | 0 | 0 | 0 | 0 | 0 | 0 | 0 | 0 | 0 | 0 | 0 | 0 | 0 | 0 | 0 | 0 | 0 | 0 | 0 | 0 | 0
PG&E NGBA | PGE NGBA | PGE | Ukiah | 115 | 37 | Wind, Onshore |  |  | 0 | 0 | 0 | 0 | 0 | 0 | 0 | 0 | 0 | 0 | 0 | 0 | 0 | 0 | 0 | 0 | 0 | 0 | 0 | 0 | 0 | 0 | 0 | 0 | 0 | 0 | 0 | 0
PG&E KERN | PGE Kern | PGE | Union (Estrella) | 70 |  | Wind, Onshore |  |  | 0 | 0 | 0 | 0 | 0 | 0 | 0 | 0 | 0 | 0 | 0 | 0 | 0 | 0 | 0 | 0 | 0 | 0 | 0 | 0 | 0 | 0 | 0 | 0 | 0 | 0 | 0 | 0
PG&E NGBA | PGE NGBA | PGE | Vaca Dixon | 115 | 39 | Wind, Onshore |  |  | 0 | 0 | 0 | 0 | 0 | 0 | 0 | 0 | 0 | 0 | 0 | 0 | 0 | 0 | 0 | 0 | 0 | 0 | 0 | 0 | 0 | 0 | 0 | 0 | 0 | 0 | 0 | 0
PG&E NGBA | PGE NGBA | PGE | Vaca Dixon | 230 | 33 | Wind, Onshore |  |  | 1 | 0 | 0 | 0 | 0 | 0 | 0 | 0 | 0 | 0 | 0 | 0 | 0 | 0 | 0 | 0 | 70 | 0 | 70 | 70 | 0 | 70 | 0 | 0 | 0 | 70 | 0 | 70
PG&E NGBA | PGE NGBA | PGE | Vaca Dixon | 500 | 28 | Wind, Onshore |  |  | 0 | 0 | 0 | 0 | 0 | 0 | 0 | 0 | 0 | 0 | 0 | 0 | 0 | 0 | 0 | 0 | 0 | 0 | 0 | 0 | 0 | 0 | 0 | 0 | 0 | 0 | 0 | 0
PG&E NGBA | PGE NGBA | PGE | Vaca Dixon | 60 |  | Wind, Onshore |  |  | 0 | 0 | 0 | 0 | 0 | 0 | 0 | 0 | 0 | 0 | 0 | 0 | 0 | 0 | 0 | 0 | 0 | 0 | 0 | 0 | 0 | 0 | 0 | 0 | 0 | 0 | 0 | 0
SCE Eastern | SCE Eastern | SCE | Valley (SCE) | 500 | 156 | Wind, Onshore |  |  | 0 | 0 | 0 | 0 | 0 | 0 | 0 | 0 | 0 | 0 | 0 | 0 | 0 | 0 | 0 | 0 | 0 | 0 | 0 | 0 | 0 | 0 | 0 | 0 | 0 | 0 | 0 | 0
EOP | SCE EOP | SCE | Valley (VEA) | 138 | 177 | Wind, Onshore |  |  | 0 | 0 | 0 | 0 | 0 | 0 | 0 | 0 | 0 | 0 | 0 | 0 | 0 | 0 | 0 | 0 | 0 | 0 | 0 | 0 | 0 | 0 | 0 | 0 | 0 | 0 | 0 | 0
SDGE | SDGE Imperial | SDGE | Valley Center | 69 |  | Wind, Onshore |  |  | 0 | 0 | 0 | 0 | 0 | 0 | 0 | 0 | 0 | 0 | 0 | 0 | 0 | 0 | 0 | 0 | 0 | 0 | 0 | 0 | 0 | 0 | 0 | 0 | 0 | 0 | 0 | 0
PG&E GBA | PGE GBA | PGE | Valley Home | 115 | 36 | Wind, Onshore |  |  | 0 | 0 | 0 | 0 | 0 | 0 | 0 | 0 | 0 | 0 | 0 | 0 | 0 | 0 | 0 | 0 | 0 | 0 | 0 | 0 | 0 | 0 | 0 | 0 | 0 | 0 | 0 | 0
PG&E GBA | PGE GBA | PGE | Valley Springs | 230 | 65 | Wind, Onshore |  |  | 0 | 0 | 0 | 0 | 0 | 0 | 0 | 0 | 0 | 0 | 0 | 0 | 0 | 0 | 0 | 0 | 0 | 0 | 0 | 0 | 0 | 0 | 0 | 0 | 0 | 0 | 0 | 0
PG&E GBA | PGE GBA | PGE | Valley Springs | 60 |  | Wind, Onshore |  |  | 0 | 0 | 0 | 0 | 0 | 0 | 0 | 0 | 0 | 0 | 0 | 0 | 0 | 0 | 0 | 0 | 0 | 0 | 0 | 0 | 0 | 0 | 0 | 0 | 0 | 0 | 0 | 0
EOP | SCE EOP | SCE | Valley Switch | 138 | 177 | Wind, Onshore |  |  | 0 | 0 | 0 | 0 | 0 | 0 | 0 | 0 | 0 | 0 | 0 | 0 | 0 | 0 | 0 | 0 | 0 | 0 | 0 | 0 | 0 | 0 | 0 | 0 | 0 | 0 | 0 | 0
EOP | SCE EOP | SCE | Valley Switch | 230 | 177 | Wind, Onshore |  |  | 0 | 0 | 0 | 0 | 0 | 0 | 0 | 0 | 0 | 0 | 0 | 0 | 0 | 0 | 0 | 0 | 0 | 0 | 0 | 0 | 0 | 0 | 0 | 0 | 0 | 0 | 0 | 0
PG&E GBA | PGE GBA | PGE | Vasco | 230 | 42 | Wind, Onshore |  |  | 0 | 0 | 0 | 0 | 0 | 0 | 0 | 0 | 0 | 0 | 0 | 0 | 0 | 0 | 0 | 0 | 0 | 0 | 0 | 0 | 0 | 0 | 0 | 0 | 0 | 0 | 0 | 0
PG&E GBA | PGE GBA | PGE | Vasona | 230 | 80 | Wind, Onshore |  |  | 0 | 0 | 0 | 0 | 0 | 0 | 0 | 0 | 0 | 0 | 0 | 0 | 0 | 0 | 0 | 0 | 0 | 0 | 0 | 0 | 0 | 0 | 0 | 0 | 0 | 0 | 0 | 0
SCE Northern | SCE Northern | SCE | Vestal | 230 | 153 | Wind, Onshore |  |  | 0 | 0 | 0 | 0 | 0 | 0 | 0 | 0 | 0 | 0 | 0 | 0 | 0 | 0 | 0 | 0 | 0 | 0 | 0 | 0 | 0 | 0 | 0 | 0 | 0 | 0 | 0 | 0
SCE Northern | SCE Northern | SCE | Vestal | 66 |  | Wind, Onshore |  |  | 0 | 0 | 0 | 0 | 0 | 0 | 0 | 0 | 0 | 0 | 0 | 0 | 0 | 0 | 0 | 0 | 0 | 0 | 0 | 0 | 0 | 0 | 0 | 0 | 0 | 0 | 0 | 0
SCE NOL | SCE NOL | SCE | Victor | 115 | 146 | Wind, Onshore |  |  | 0 | 0 | 0 | 0 | 0 | 0 | 0 | 0 | 0 | 0 | 0 | 0 | 0 | 0 | 0 | 0 | 0 | 0 | 0 | 0 | 0 | 0 | 0 | 0 | 0 | 0 | 0 | 0
SCE NOL | SCE NOL | SCE | Victor | 230 | 146 | Wind, Onshore |  |  | 0 | 0 | 0 | 0 | 0 | 0 | 0 | 0 | 0 | 0 | 0 | 0 | 0 | 0 | 0 | 0 | 0 | 0 | 0 | 0 | 0 | 0 | 0 | 0 | 0 | 0 | 0 | 0
SCE Metro | SCE Metro | SCE | Viejo | 230 | 97 | Wind, Onshore |  |  | 0 | 0 | 0 | 0 | 0 | 0 | 0 | 0 | 0 | 0 | 0 | 0 | 0 | 0 | 0 | 0 | 0 | 0 | 0 | 0 | 0 | 0 | 0 | 0 | 0 | 0 | 0 | 0
PG&E GBA | PGE GBA | PGE | Vierra | 115 | 44 | Wind, Onshore |  |  | 0 | 0 | 0 | 0 | 0 | 0 | 0 | 0 | 0 | 0 | 0 | 0 | 0 | 0 | 0 | 0 | 0 | 0 | 0 | 0 | 0 | 0 | 0 | 0 | 0 | 0 | 0 | 0
SCE Metro | SCE Metro | SCE | Villa Park | 230 | 97 | Wind, Onshore |  |  | 0 | 0 | 0 | 0 | 0 | 0 | 0 | 0 | 0 | 0 | 0 | 0 | 0 | 0 | 0 | 0 | 0 | 0 | 0 | 0 | 0 | 0 | 0 | 0 | 0 | 0 | 0 | 0
SCE Northern | SCE Northern | SCE | Vincent | 230 | 91 | Wind, Onshore |  |  | 0 | 0 | 0 | 0 | 0 | 0 | 0 | 0 | 0 | 0 | 0 | 0 | 0 | 0 | 0 | 0 | 0 | 0 | 0 | 0 | 0 | 0 | 0 | 0 | 0 | 0 | 0 | 0
SCE Northern | SCE Northern | SCE | Vincent | 500 | 91 | Wind, Onshore |  |  | 0 | 0 | 0 | 0 | 0 | 0 | 0 | 0 | 0 | 0 | 0 | 0 | 0 | 0 | 0 | 0 | 0 | 0 | 0 | 0 | 0 | 0 | 0 | 0 | 0 | 0 | 0 | 0
PG&E GBA | PGE GBA | PGE | Vineyard | 230 | 42 | Wind, Onshore |  |  | 0 | 0 | 0 | 0 | 0 | 0 | 0 | 0 | 0 | 0 | 0 | 0 | 0 | 0 | 0 | 0 | 0 | 0 | 0 | 0 | 0 | 0 | 0 | 0 | 0 | 0 | 0 | 0
SDGE | PGE GBA | PGE | Vineyard | 69 |  | Wind, Onshore |  |  | 0 | 0 | 0 | 0 | 0 | 0 | 0 | 0 | 0 | 0 | 0 | 0 | 0 | 0 | 0 | 0 | 0 | 0 | 0 | 0 | 0 | 0 | 0 | 0 | 0 | 0 | 0 | 0
SCE Eastern | SCE Eastern | SCE | Vista (SCE) | 230 | 156 | Wind, Onshore |  |  | 0 | 0 | 0 | 0 | 0 | 0 | 0 | 0 | 0 | 0 | 0 | 0 | 0 | 0 | 0 | 0 | 0 | 0 | 0 | 0 | 0 | 0 | 0 | 0 | 0 | 0 | 0 | 0
EOP | SCE EOP | SCE | Vista (VEA) | 138 | 177 | Wind, Onshore |  |  | 0 | 0 | 0 | 0 | 0 | 0 | 0 | 0 | 0 | 0 | 0 | 0 | 0 | 0 | 0 | 0 | 0 | 0 | 0 | 0 | 0 | 0 | 0 | 0 | 0 | 0 | 0 | 0
EOP | SCE EOP | SCE | Vista (VEA) | 230 | 177 | Wind, Onshore |  |  | 0 | 0 | 0 | 0 | 0 | 0 | 0 | 0 | 0 | 0 | 0 | 0 | 0 | 0 | 0 | 0 | 0 | 0 | 0 | 0 | 0 | 0 | 0 | 0 | 0 | 0 | 0 | 0
PG&E FRESNO | PGE Fresno | PGE | Wahtoke | 115 | 105 | Wind, Onshore |  |  | 0 | 0 | 0 | 0 | 0 | 0 | 0 | 0 | 0 | 0 | 0 | 0 | 0 | 0 | 0 | 0 | 0 | 0 | 0 | 0 | 0 | 0 | 0 | 0 | 0 | 0 | 0 | 0
SCE Northern | SCE Northern | SCE | Wakefield | 66 |  | Wind, Onshore |  |  | 0 | 0 | 0 | 0 | 0 | 0 | 0 | 0 | 0 | 0 | 0 | 0 | 0 | 0 | 0 | 0 | 0 | 0 | 0 | 0 | 0 | 0 | 0 | 0 | 0 | 0 | 0 | 0
SCE Metro | SCE Metro | SCE | Walnut | 230 | 97 | Wind, Onshore |  |  | 0 | 0 | 0 | 0 | 0 | 0 | 0 | 0 | 0 | 0 | 0 | 0 | 0 | 0 | 0 | 0 | 0 | 0 | 0 | 0 | 0 | 0 | 0 | 0 | 0 | 0 | 0 | 0
SCE Northern | SCE Northern | SCE | Warne | 230 | 159 | Wind, Onshore |  |  | 0 | 0 | 0 | 0 | 0 | 0 | 0 | 0 | 0 | 0 | 0 | 0 | 0 | 0 | 0 | 0 | 0 | 0 | 0 | 0 | 0 | 0 | 0 | 0 | 0 | 0 | 0 | 0
PG&E GBA | PGE GBA | PGE | Warnerville | 230 | 155 | Wind, Onshore |  |  | 0 | 0 | 0 | 0 | 0 | 0 | 0 | 0 | 0 | 0 | 0 | 0 | 0 | 0 | 0 | 0 | 0 | 0 | 0 | 0 | 0 | 0 | 0 | 0 | 0 | 0 | 0 | 0
PG&E FRESNO | PGE Fresno | PGE | Waukena | 115 | 105 | Wind, Onshore |  |  | 0 | 0 | 0 | 0 | 0 | 0 | 0 | 0 | 0 | 0 | 0 | 0 | 0 | 0 | 0 | 0 | 0 | 0 | 0 | 0 | 0 | 0 | 0 | 0 | 0 | 0 | 0 | 0
PG&E GBA | PGE GBA | PGE | Weber | 230 | 15 | Wind, Onshore |  |  | 0 | 0 | 0 | 0 | 0 | 0 | 0 | 0 | 0 | 0 | 0 | 0 | 0 | 0 | 0 | 0 | 0 | 0 | 0 | 0 | 0 | 0 | 0 | 0 | 0 | 0 | 0 | 0
PG&E GBA | PGE GBA | PGE | Weber | 60 |  | Wind, Onshore |  |  | 0 | 0 | 0 | 0 | 0 | 0 | 0 | 0 | 0 | 0 | 0 | 0 | 0 | 0 | 0 | 0 | 0 | 0 | 0 | 0 | 0 | 0 | 0 | 0 | 0 | 0 | 0 | 0
PG&E FRESNO | PGE Fresno | PGE | West Fresno | 115 | 117 | Wind, Onshore |  |  | 0 | 0 | 0 | 0 | 0 | 0 | 0 | 0 | 0 | 0 | 0 | 0 | 0 | 0 | 0 | 0 | 0 | 0 | 0 | 0 | 0 | 0 | 0 | 0 | 0 | 0 | 0 | 0
PG&E FRESNO | PGE Fresno | PGE | Westley | 230 | 64 | Wind, Onshore |  |  | 0 | 0 | 0 | 0 | 0 | 0 | 0 | 0 | 0 | 0 | 0 | 0 | 0 | 0 | 0 | 0 | 0 | 0 | 0 | 0 | 0 | 0 | 0 | 0 | 0 | 0 | 0 | 0
PG&E KERN | PGE Kern | PGE | Westpark | 115 | 68 | Wind, Onshore |  |  | 0 | 0 | 0 | 0 | 0 | 0 | 0 | 0 | 0 | 0 | 0 | 0 | 0 | 0 | 0 | 0 | 0 | 0 | 0 | 0 | 0 | 0 | 0 | 0 | 0 | 0 | 0 | 0
PG&E KERN | PGE Kern | PGE | Wheeler Ridge | 230 | 103 | Wind, Onshore |  |  | 0 | 0 | 0 | 0 | 0 | 0 | 0 | 0 | 0 | 0 | 0 | 0 | 0 | 0 | 0 | 0 | 0 | 0 | 0 | 0 | 0 | 0 | 0 | 0 | 0 | 0 | 0 | 0
PG&E KERN | PGE Kern | PGE | Wheeler Ridge | 115 | 68 | Wind, Onshore |  |  | 0 | 0 | 0 | 0 | 0 | 0 | 0 | 0 | 0 | 0 | 0 | 0 | 0 | 0 | 0 | 0 | 0 | 0 | 0 | 0 | 0 | 0 | 0 | 0 | 0 | 0 | 0 | 0
PG&E KERN | PGE Kern | PGE | Wheeler Ridge | 70 |  | Wind, Onshore |  |  | 0 | 0 | 0 | 0 | 0 | 0 | 0 | 0 | 0 | 0 | 0 | 0 | 0 | 0 | 0 | 0 | 0 | 0 | 0 | 0 | 0 | 0 | 0 | 0 | 0 | 0 | 0 | 0
SCE Northern | SCE Northern | SCE | Whirlwind | 230 | 124 | Wind, Onshore |  |  | 0 | 0 | 0 | 0 | 0 | 0 | 0 | 0 | 0 | 0 | 0 | 0 | 0 | 0 | 0 | 0 | 0 | 0 | 0 | 0 | 0 | 0 | 0 | 0 | 0 | 0 | 0 | 0
SCE Northern | SCE Northern | SCE | Whirlwind | 500 | 124 | Wind, Onshore |  |  | 0 | 0 | 0 | 0 | 0 | 0 | 0 | 0 | 0 | 0 | 0 | 0 | 0 | 0 | 0 | 0 | 0 | 0 | 0 | 0 | 0 | 0 | 0 | 0 | 0 | 0 | 0 | 0
PG&E GBA | PGE GBA | PGE | Whisman | 115 | 78 | Wind, Onshore |  |  | 0 | 0 | 0 | 0 | 0 | 0 | 0 | 0 | 0 | 0 | 0 | 0 | 0 | 0 | 0 | 0 | 0 | 0 | 0 | 0 | 0 | 0 | 0 | 0 | 0 | 0 | 0 | 0
SCE Eastern | SCE Eastern | SCE | Wildlife | 230 | 156 | Wind, Onshore |  |  | 0 | 0 | 0 | 0 | 0 | 0 | 0 | 0 | 0 | 0 | 0 | 0 | 0 | 0 | 0 | 0 | 0 | 0 | 0 | 0 | 0 | 0 | 0 | 0 | 0 | 0 | 0 | 0
PG&E FRESNO | PGE Fresno | PGE | Wilson | 115 | 158 | Wind, Onshore |  |  | 0 | 0 | 0 | 0 | 0 | 0 | 0 | 0 | 0 | 0 | 0 | 0 | 0 | 0 | 0 | 0 | 0 | 0 | 0 | 0 | 0 | 0 | 0 | 0 | 0 | 0 | 0 | 0
PG&E FRESNO | PGE Fresno | PGE | Wilson | 230 | 169 | Wind, Onshore |  |  | 0 | 0 | 0 | 0 | 0 | 0 | 0 | 0 | 0 | 0 | 0 | 0 | 0 | 0 | 0 | 0 | 0 | 0 | 0 | 0 | 0 | 0 | 0 | 0 | 0 | 0 | 0 | 0
SCE Northern | SCE Northern | SCE | Windhub | 230 | 147 | Wind, Onshore |  |  | 0 | 0 | 0 | 0 | 0 | 0 | 0 | 0 | 0 | 0 | 0 | 0 | 0 | 0 | 0 | 0 | 0 | 0 | 0 | 0 | 0 | 0 | 0 | 0 | 0 | 0 | 0 | 0
SCE Northern | SCE Northern | SCE | Windhub | 500 | 147 | Wind, Onshore |  |  | 0 | 0 | 0 | 0 | 0 | 0 | 0 | 0 | 0 | 0 | 0 | 0 | 0 | 0 | 0 | 0 | 0 | 0 | 0 | 0 | 0 | 0 | 0 | 0 | 0 | 0 | 0 | 0
PG&E GBA | PGE GBA | PGE | Windmaster | 230 | 32 | Wind, Onshore |  |  | 0 | 0 | 0 | 0 | 0 | 0 | 0 | 0 | 0 | 0 | 0 | 0 | 0 | 0 | 0 | 0 | 0 | 0 | 0 | 0 | 0 | 0 | 0 | 0 | 0 | 0 | 0 | 0
PG&E NGBA | PGE NGBA | PGE | Windsor | 60 |  | Wind, Onshore |  |  | 0 | 0 | 0 | 0 | 0 | 0 | 0 | 0 | 0 | 0 | 0 | 0 | 0 | 0 | 0 | 0 | 0 | 0 | 0 | 0 | 0 | 0 | 0 | 0 | 0 | 0 | 0 | 0
PG&E NGBA | PGE NGBA | PGE | Woodland | 115 | 18 | Wind, Onshore |  |  | 0 | 0 | 0 | 0 | 0 | 0 | 0 | 0 | 0 | 0 | 0 | 0 | 0 | 0 | 0 | 0 | 0 | 0 | 0 | 0 | 0 | 0 | 0 | 0 | 0 | 0 | 0 | 0
PG&E FRESNO | PGE Fresno | PGE | Woodward | 115 | 136 | Wind, Onshore |  |  | 0 | 0 | 0 | 0 | 0 | 0 | 0 | 0 | 0 | 0 | 0 | 0 | 0 | 0 | 0 | 0 | 0 | 0 | 0 | 0 | 0 | 0 | 0 | 0 | 0 | 0 | 0 | 0
PG&E NGBA | PGE NGBA | PGE | Wyandotte | 115 | 22 | Wind, Onshore |  |  | 0 | 0 | 0 | 0 | 0 | 0 | 0 | 0 | 0 | 0 | 0 | 0 | 0 | 0 | 0 | 0 | 0 | 0 | 0 | 0 | 0 | 0 | 0 | 0 | 0 | 0 | 0 | 0
PG&E KERN | PGE Kern | PGE | 7th Standard | 115 | 109 | Distributed_Solar |  |  | 0 |  | 0 | 0 |  | 0 | 0 |  | 0 | 0 | 0 | 0 | 0 |  | 0 | 0 | 0 | 0 | 0 |  | 0 | 0 | 0 | 0 | 0 | 0 | 0 | 0
SCE Metro | SCE Metro | SCE | Alamitos | 230 | 132 | Distributed_Solar |  |  | 0 |  | 0 | 0 |  | 0 | 0 |  | 0 | 0 | 0 | 0 | 0 |  | 0 | 0 | 0 | 0 | 0 |  | 0 | 0 | 0 | 0 | 0 | 0 | 0 | 0
SCE Eastern | SCE Eastern | SCE | Alberhill | 115 | 156 | Distributed_Solar |  |  | 0 |  | 0 | 0 |  | 0 | 0 |  | 0 | 0 | 0 | 0 | 0 |  | 0 | 0 | 0 | 0 | 0 |  | 0 | 0 | 0 | 0 | 0 | 0 | 0 | 0
SCE Eastern | SCE Eastern | SCE | Alberhill | 500 | 156 | Distributed_Solar |  |  | 0 |  | 0 | 0 |  | 0 | 0 |  | 0 | 0 | 0 | 0 | 0 |  | 0 | 0 | 0 | 0 | 0 |  | 0 | 0 | 0 | 0 | 0 | 0 | 0 | 0
PG&E GBA | PGE GBA | PGE | Alhambra | 115 | 6 | Distributed_Solar |  |  | 0 |  | 0 | 0 |  | 0 | 0 |  | 0 | 0 | 0 | 0 | 0 |  | 0 | 0 | 0 | 0 | 0 |  | 0 | 0 | 0 | 0 | 0 | 0 | 0 | 0
PG&E FRESNO | PGE Fresno | PGE | Alpaugh | 115 | 119 | Distributed_Solar |  |  | 1 |  | 3 | 3 |  | 0 | 0 |  | 0 | 0 | 0 | 0 | 0 |  | 0 | 0 | 0 | 0 | 0 |  | 0 | 0 | 0 | 3 | 3 | 0 | 3 | 3
SDGE | SDGE Imperial | SDGE | Alpine | 69 |  | Distributed_Solar |  |  | 0 |  | 0 | 0 |  | 0 | 0 |  | 0 | 0 | 0 | 0 | 0 |  | 0 | 0 | 0 | 0 | 0 |  | 0 | 0 | 0 | 0 | 0 | 0 | 0 | 0
PG&E GBA | PGE GBA | PGE | Altamont Midway (Sandhill) | 230 | 26 | Distributed_Solar |  |  | 0 |  | 0 | 0 |  | 0 | 0 |  | 0 | 0 | 0 | 0 | 0 |  | 0 | 0 | 0 | 0 | 0 |  | 0 | 0 | 0 | 0 | 0 | 0 | 0 | 0
SCE Northern | SCE Northern | SCE | Antelope | 66 |  | Distributed_Solar |  |  | 1 |  | 7.5 | 7.5 |  | 6 | 6 |  | 0 | 0 | 0 | 6 | 6 |  | 0 | 0 | 0 | 0 | 0 |  | 0 | 0 | 0 | 13.5 | 13.5 | 0 | 13.5 | 13.5
SCE Northern | SCE Northern | SCE | Antelope | 230 | 86 | Distributed_Solar |  |  | 0 |  | 0 | 0 |  | 0 | 0 |  | 0 | 0 | 0 | 0 | 0 |  | 0 | 0 | 0 | 0 | 0 |  | 0 | 0 | 0 | 0 | 0 | 0 | 0 | 0
SCE Northern | SCE Northern | SCE | Antelope | 500 | 124 | Distributed_Solar |  |  | 0 |  | 0 | 0 |  | 0 | 0 |  | 0 | 0 | 0 | 0 | 0 |  | 0 | 0 | 0 | 0 | 0 |  | 0 | 0 | 0 | 0 | 0 | 0 | 0 | 0
PG&E NGBA | PGE NGBA | PGE | Arcata | 60 |  | Distributed_Solar |  |  | 1 |  | 3 | 3 |  | 4 | 4 |  | 0 | 0 | 0 | 4 | 4 |  | 0 | 0 | 0 | 0 | 0 |  | 0 | 0 | 0 | 7 | 7 | 0 | 7 | 7
PG&E KERN | PGE Kern | PGE | Arco | 230 | 93 | Distributed_Solar |  |  | 1 |  | 0 | 0 |  | 4.79 | 4.79 |  | 0 | 0 | 0 | 4.79 | 4.79 |  | 0 | 0 | 0 | 0 | 0 |  | 0 | 0 | 0 | 4.79 | 4.79 | 0 | 4.79 | 4.79
PG&E KERN | PGE Kern | PGE | Arco | 70 |  | Distributed_Solar |  |  | 0 |  | 0 | 0 |  | 0 | 0 |  | 0 | 0 | 0 | 0 | 0 |  | 0 | 0 | 0 | 0 | 0 |  | 0 | 0 | 0 | 0 | 0 | 0 | 0 | 0
SCE Metro | SCE Metro | SCE | ArcoGen | 230 | 97 | Distributed_Solar |  |  | 0 |  | 0 | 0 |  | 0 | 0 |  | 0 | 0 | 0 | 0 | 0 |  | 0 | 0 | 0 | 0 | 0 |  | 0 | 0 | 0 | 0 | 0 | 0 | 0 | 0
SDGE | SDGE Imperial | SDGE | Artesian | 230 | 195 | Distributed_Solar |  |  | 0 |  | 0 | 0 |  | 0 | 0 |  | 0 | 0 | 0 | 0 | 0 |  | 0 | 0 | 0 | 0 | 0 |  | 0 | 0 | 0 | 0 | 0 | 0 | 0 | 0
SDGE | SDGE Imperial | SDGE | Artesian | 69 |  | Distributed_Solar |  |  | 0 |  | 0 | 0 |  | 0 | 0 |  | 0 | 0 | 0 | 0 | 0 |  | 0 | 0 | 0 | 0 | 0 |  | 0 | 0 | 0 | 0 | 0 | 0 | 0 | 0
PG&E FRESNO | PGE Fresno | PGE | Ashlan | 230 | 138 | Distributed_Solar |  |  | 0 |  | 0 | 0 |  | 0 | 0 |  | 0 | 0 | 0 | 0 | 0 |  | 0 | 0 | 0 | 0 | 0 |  | 0 | 0 | 0 | 0 | 0 | 0 | 0 | 0
PG&E NGBA | PGE NGBA | PGE | Atlantic | 115 | 16 | Distributed_Solar |  |  | 0 |  | 0 | 0 |  | 0 | 0 |  | 0 | 0 | 0 | 0 | 0 |  | 0 | 0 | 0 | 0 | 0 |  | 0 | 0 | 0 | 0 | 0 | 0 | 0 | 0
PG&E NGBA | PGE NGBA | PGE | Atlantic | 230 | 20 | Distributed_Solar |  |  | 0 |  | 0 | 0 |  | 0 | 0 |  | 0 | 0 | 0 | 0 | 0 |  | 0 | 0 | 0 | 0 | 0 |  | 0 | 0 | 0 | 0 | 0 | 0 | 0 | 0
PG&E NGBA | PGE NGBA | PGE | Atlantic | 60 |  | Distributed_Solar |  |  | 0 |  | 0 | 0 |  | 0 | 0 |  | 0 | 0 | 0 | 0 | 0 |  | 0 | 0 | 0 | 0 | 0 |  | 0 | 0 | 0 | 0 | 0 | 0 | 0 | 0
PG&E FRESNO | PGE Fresno | PGE | Atwater | 115 | 139 | Distributed_Solar |  |  | 1 |  | 0 | 0 |  | 2 | 2 |  | 0 | 0 | 0 | 2 | 2 |  | 0 | 0 | 0 | 0 | 0 |  | 0 | 0 | 0 | 2 | 2 | 0 | 2 | 2
PG&E GBA | PGE GBA | PGE | Avena | 115 | 36 | Distributed_Solar |  |  | 0 |  | 0 | 0 |  | 0 | 0 |  | 0 | 0 | 0 | 0 | 0 |  | 0 | 0 | 0 | 0 | 0 |  | 0 | 0 | 0 | 0 | 0 | 0 | 0 | 0
SDGE | SDGE Imperial | SDGE | Avocado | 69 |  | Distributed_Solar |  |  | 0 |  | 0 | 0 |  | 0 | 0 |  | 0 | 0 | 0 | 0 | 0 |  | 0 | 0 | 0 | 0 | 0 |  | 0 | 0 | 0 | 0 | 0 | 0 | 0 | 0
PG&E NGBA | PGE NGBA | PGE | Bahia | 230 | 60 | Distributed_Solar |  |  | 0 |  | 0 | 0 |  | 0 | 0 |  | 0 | 0 | 0 | 0 | 0 |  | 0 | 0 | 0 | 0 | 0 |  | 0 | 0 | 0 | 0 | 0 | 0 | 0 | 0
SCE Northern | SCE Northern | SCE | Bailey | 230 | 167 | Distributed_Solar |  |  | 0 |  | 0 | 0 |  | 0 | 0 |  | 0 | 0 | 0 | 0 | 0 |  | 0 | 0 | 0 | 0 | 0 |  | 0 | 0 | 0 | 0 | 0 | 0 | 0 | 0
SCE NOL | SCE NOL | SCE | Baker | 115 | 160 | Distributed_Solar |  |  | 0 |  | 0 | 0 |  | 0 | 0 |  | 0 | 0 | 0 | 0 | 0 |  | 0 | 0 | 0 | 0 | 0 |  | 0 | 0 | 0 | 0 | 0 | 0 | 0 | 0
PG&E KERN | PGE Kern | PGE | Bakersfield | 230 | 89 | Distributed_Solar |  |  | 0 |  | 0 | 0 |  | 0 | 0 |  | 0 | 0 | 0 | 0 | 0 |  | 0 | 0 | 0 | 0 | 0 |  | 0 | 0 | 0 | 0 | 0 | 0 | 0 | 0
PG&E FRESNO | PGE Fresno | PGE | Balch | 230 | 117 | Distributed_Solar |  |  | 0 |  | 0 | 0 |  | 0 | 0 |  | 0 | 0 | 0 | 0 | 0 |  | 0 | 0 | 0 | 0 | 0 |  | 0 | 0 | 0 | 0 | 0 | 0 | 0 | 0
SCE Eastern | SCE Eastern | SCE | Bannister | 230 | 174 | Distributed_Solar |  |  | 0 |  | 0 | 0 |  | 0 | 0 |  | 0 | 0 | 0 | 0 | 0 |  | 0 | 0 | 0 | 0 | 0 |  | 0 | 0 | 0 | 0 | 0 | 0 | 0 | 0
SCE Metro | SCE Metro | SCE | Barre | 230 | 97 | Distributed_Solar |  |  | 0 |  | 0 | 0 |  | 0 | 0 |  | 0 | 0 | 0 | 0 | 0 |  | 0 | 0 | 0 | 0 | 0 |  | 0 | 0 | 0 | 0 | 0 | 0 | 0 | 0
SDGE | SDGE Imperial | SDGE | Bay Boulevard | 69 |  | Distributed_Solar |  |  | 0 |  | 0 | 0 |  | 0 | 0 |  | 0 | 0 | 0 | 0 | 0 |  | 0 | 0 | 0 | 0 | 0 |  | 0 | 0 | 0 | 0 | 0 | 0 | 0 | 0
SDGE | SDGE Imperial | SDGE | Bay Boulevard | 230 | 196 | Distributed_Solar |  |  | 0 |  | 0 | 0 |  | 0 | 0 |  | 0 | 0 | 0 | 0 | 0 |  | 0 | 0 | 0 | 0 | 0 |  | 0 | 0 | 0 | 0 | 0 | 0 | 0 | 0
EOP | SCE EOP | SCE | Beatty | 138 | 177 | Distributed_Solar |  |  | 0 |  | 0 | 0 |  | 0 | 0 |  | 0 | 0 | 0 | 0 | 0 |  | 0 | 0 | 0 | 0 | 0 |  | 0 | 0 | 0 | 0 | 0 | 0 | 0 | 0
EOP | SCE EOP | SCE | Beatty | 230 | 177 | Distributed_Solar |  |  | 0 |  | 0 | 0 |  | 0 | 0 |  | 0 | 0 | 0 | 0 | 0 |  | 0 | 0 | 0 | 0 | 0 |  | 0 | 0 | 0 | 0 | 0 | 0 | 0 | 0
PG&E NGBA | PGE NGBA | PGE | Belden | 230 | 24 | Distributed_Solar |  |  | 0 |  | 0 | 0 |  | 0 | 0 |  | 0 | 0 | 0 | 0 | 0 |  | 0 | 0 | 0 | 0 | 0 |  | 0 | 0 | 0 | 0 | 0 | 0 | 0 | 0
PG&E NGBA | PGE NGBA | PGE | Bell | 115 | 16 | Distributed_Solar |  |  | 0 |  | 0 | 0 |  | 0 | 0 |  | 0 | 0 | 0 | 0 | 0 |  | 0 | 0 | 0 | 0 | 0 |  | 0 | 0 | 0 | 0 | 0 | 0 | 0 | 0
PG&E NGBA | PGE NGBA | PGE | Bellevue | 115 | 27 | Distributed_Solar |  |  | 0 |  | 0 | 0 |  | 0 | 0 |  | 0 | 0 | 0 | 0 | 0 |  | 0 | 0 | 0 | 0 | 0 |  | 0 | 0 | 0 | 0 | 0 | 0 | 0 | 0
PG&E GBA | PGE GBA | PGE | Bellota | 115 | 29 | Distributed_Solar |  |  | 0 |  | 0 | 0 |  | 0 | 0 |  | 0 | 0 | 0 | 0 | 0 |  | 0 | 0 | 0 | 0 | 0 |  | 0 | 0 | 0 | 0 | 0 | 0 | 0 | 0
PG&E GBA | PGE GBA | PGE | Bellota | 230 | 15 | Distributed_Solar |  |  | 0 |  | 0 | 0 |  | 0 | 0 |  | 0 | 0 | 0 | 0 | 0 |  | 0 | 0 | 0 | 0 | 0 |  | 0 | 0 | 0 | 0 | 0 | 0 | 0 | 0
SCE Northern | SCE Northern | SCE | Big Creek | 230 | 153 | Distributed_Solar |  |  | 0 |  | 0 | 0 |  | 0 | 0 |  | 0 | 0 | 0 | 0 | 0 |  | 0 | 0 | 0 | 0 | 0 |  | 0 | 0 | 0 | 0 | 0 | 0 | 0 | 0
PG&E FRESNO | PGE Fresno | PGE | Biola | 70 |  | Distributed_Solar |  |  | 0 |  | 0 | 0 |  | 0 | 0 |  | 0 | 0 | 0 | 0 | 0 |  | 0 | 0 | 0 | 0 | 0 |  | 0 | 0 | 0 | 0 | 0 | 0 | 0 | 0
PG&E GBA | PGE GBA | PGE | Birds Landing | 230 | 59 | Distributed_Solar |  |  | 0 |  | 0 | 0 |  | 0 | 0 |  | 0 | 0 | 0 | 0 | 0 |  | 0 | 0 | 0 | 0 | 0 |  | 0 | 0 | 0 | 0 | 0 | 0 | 0 | 0
SCE Northern | SCE Northern | SCE | Bliss | 66 |  | Distributed_Solar |  |  | 0 |  | 0 | 0 |  | 0 | 0 |  | 0 | 0 | 0 | 0 | 0 |  | 0 | 0 | 0 | 0 | 0 |  | 0 | 0 | 0 | 0 | 0 | 0 | 0 | 0
SCE Eastern | SCE Eastern | SCE | Blythe | 161 | 182 | Distributed_Solar |  |  | 0 |  | 0 | 0 |  | 0 | 0 |  | 0 | 0 | 0 | 0 | 0 |  | 0 | 0 | 0 | 0 | 0 |  | 0 | 0 | 0 | 0 | 0 | 0 | 0 | 0
PG&E NGBA | PGE NGBA | PGE | Bogue | 115 | 22 | Distributed_Solar |  |  | 0 |  | 0 | 0 |  | 0 | 0 |  | 0 | 0 | 0 | 0 | 0 |  | 0 | 0 | 0 | 0 | 0 |  | 0 | 0 | 0 | 0 | 0 | 0 | 0 | 0
PG&E FRESNO | PGE Fresno | PGE | Borden | 230 | 168 | Distributed_Solar |  |  | 0 |  | 0 | 0 |  | 0 | 0 |  | 0 | 0 | 0 | 0 | 0 |  | 0 | 0 | 0 | 0 | 0 |  | 0 | 0 | 0 | 0 | 0 | 0 | 0 | 0
PG&E FRESNO | PGE Fresno | PGE | Borden | 70 |  | Distributed_Solar |  |  | 0 |  | 0 | 0 |  | 0 | 0 |  | 0 | 0 | 0 | 0 | 0 |  | 0 | 0 | 0 | 0 | 0 |  | 0 | 0 | 0 | 0 | 0 | 0 | 0 | 0
SDGE | SDGE Imperial | SDGE | Boulevard East | 138 | 192 | Distributed_Solar |  |  | 0 |  | 0 | 0 |  | 0 | 0 |  | 0 | 0 | 0 | 0 | 0 |  | 0 | 0 | 0 | 0 | 0 |  | 0 | 0 | 0 | 0 | 0 | 0 | 0 | 0
SDGE | SDGE Imperial | SDGE | Boulevard East | 69 |  | Distributed_Solar |  |  | 0 |  | 0 | 0 |  | 0 | 0 |  | 0 | 0 | 0 | 0 | 0 |  | 0 | 0 | 0 | 0 | 0 |  | 0 | 0 | 0 | 0 | 0 | 0 | 0 | 0
PG&E GBA | PGE GBA | PGE | Brentwood | 230 | 50 | Distributed_Solar |  |  | 1 |  | 0 | 0 |  | 2 | 2 |  | 0 | 0 | 0 | 2 | 2 |  | 0 | 0 | 0 | 0 | 0 |  | 0 | 0 | 0 | 2 | 2 | 0 | 2 | 2
PG&E NGBA | PGE NGBA | PGE | Bridgeville | 115 | 1 | Distributed_Solar |  |  | 0 |  | 0 | 0 |  | 0 | 0 |  | 0 | 0 | 0 | 0 | 0 |  | 0 | 0 | 0 | 0 | 0 |  | 0 | 0 | 0 | 0 | 0 | 0 | 0 | 0
PG&E NGBA | PGE NGBA | PGE | Brighton | 115 | 67 | Distributed_Solar |  |  | 0 |  | 0 | 0 |  | 0 | 0 |  | 0 | 0 | 0 | 0 | 0 |  | 0 | 0 | 0 | 0 | 0 |  | 0 | 0 | 0 | 0 | 0 | 0 | 0 | 0
PG&E NGBA | PGE NGBA | PGE | Brighton | 230 | 67 | Distributed_Solar |  |  | 0 |  | 0 | 0 |  | 0 | 0 |  | 0 | 0 | 0 | 0 | 0 |  | 0 | 0 | 0 | 0 | 0 |  | 0 | 0 | 0 | 0 | 0 | 0 | 0 | 0
PG&E NGBA | PGE NGBA | PGE | Brunswick | 115 | 20 | Distributed_Solar |  |  | 0 |  | 0 | 0 |  | 0 | 0 |  | 0 | 0 | 0 | 0 | 0 |  | 0 | 0 | 0 | 0 | 0 |  | 0 | 0 | 0 | 0 | 0 | 0 | 0 | 0
PG&E NGBA | PGE NGBA | PGE | Bucks Creek | 230 | 35 | Distributed_Solar |  |  | 0 |  | 0 | 0 |  | 0 | 0 |  | 0 | 0 | 0 | 0 | 0 |  | 0 | 0 | 0 | 0 | 0 |  | 0 | 0 | 0 | 0 | 0 | 0 | 0 | 0
PG&E KERN | PGE Kern | PGE | Buena Vista | 230 |  | Distributed_Solar |  |  | 0 |  | 0 | 0 |  | 0 | 0 |  | 0 | 0 | 0 | 0 | 0 |  | 0 | 0 | 0 | 0 | 0 |  | 0 | 0 | 0 | 0 | 0 | 0 | 0 | 0
PG&E FRESNO | PGE Fresno | PGE | Bullard | 115 | 165 | Distributed_Solar |  |  | 0 |  | 0 | 0 |  | 0 | 0 |  | 0 | 0 | 0 | 0 | 0 |  | 0 | 0 | 0 | 0 | 0 |  | 0 | 0 | 0 | 0 | 0 | 0 | 0 | 0
PG&E GBA | PGE GBA | PGE | Burlingame | 115 | 3 | Distributed_Solar |  |  | 0 |  | 0 | 0 |  | 0 | 0 |  | 0 | 0 | 0 | 0 | 0 |  | 0 | 0 | 0 | 0 | 0 |  | 0 | 0 | 0 | 0 | 0 | 0 | 0 | 0
PG&E NGBA | PGE NGBA | PGE | Burney Forest | 230 | 2 | Distributed_Solar |  |  | 0 |  | 0 | 0 |  | 0 | 0 |  | 0 | 0 | 0 | 0 | 0 |  | 0 | 0 | 0 | 0 | 0 |  | 0 | 0 | 0 | 0 | 0 | 0 | 0 | 0
PG&E NGBA | PGE NGBA | PGE | Butte | 115 | 1 | Distributed_Solar |  |  | 0 |  | 0 | 0 |  | 0 | 0 |  | 0 | 0 | 0 | 0 | 0 |  | 0 | 0 | 0 | 0 | 0 |  | 0 | 0 | 0 | 0 | 0 | 0 | 0 | 0
PG&E KERN | PGE Kern | PGE | Cabrillo | 115 | 111 | Distributed_Solar |  |  | 0 |  | 0 | 0 |  | 0 | 0 |  | 0 | 0 | 0 | 0 | 0 |  | 0 | 0 | 0 | 0 | 0 |  | 0 | 0 | 0 | 0 | 0 | 0 | 0 | 0
PG&E FRESNO | PGE Fresno | PGE | Cal Flats | 230 | 129 | Distributed_Solar |  |  | 0 |  | 0 | 0 |  | 0 | 0 |  | 0 | 0 | 0 | 0 | 0 |  | 0 | 0 | 0 | 0 | 0 |  | 0 | 0 | 0 | 0 | 0 | 0 | 0 | 0
SCE NOL | SCE NOL | SCE | Calcite | 230 | 141 | Distributed_Solar |  |  | 0 |  | 0 | 0 |  | 0 | 0 |  | 0 | 0 | 0 | 0 | 0 |  | 0 | 0 | 0 | 0 | 0 |  | 0 | 0 | 0 | 0 | 0 | 0 | 0 | 0
PG&E KERN | PGE Kern | PGE | Caliente | 230 | 122 | Distributed_Solar |  |  | 0 |  | 0 | 0 |  | 0 | 0 |  | 0 | 0 | 0 | 0 | 0 |  | 0 | 0 | 0 | 0 | 0 |  | 0 | 0 | 0 | 0 | 0 | 0 | 0 | 0
PG&E FRESNO | PGE Fresno | PGE | California Ave | 115 | 105 | Distributed_Solar |  |  | 0 |  | 0 | 0 |  | 0 | 0 |  | 0 | 0 | 0 | 0 | 0 |  | 0 | 0 | 0 | 0 | 0 |  | 0 | 0 | 0 | 0 | 0 | 0 | 0 | 0
PG&E KERN | PGE Kern | PGE | Callender | 115 | 126 | Distributed_Solar |  |  | 0 |  | 0 | 0 |  | 0 | 0 |  | 0 | 0 | 0 | 0 | 0 |  | 0 | 0 | 0 | 0 | 0 |  | 0 | 0 | 0 | 0 | 0 | 0 | 0 | 0
PG&E NGBA | PGE NGBA | PGE | Calpella | 115 | 37 | Distributed_Solar |  |  | 1 |  | 0 | 0 |  | 4 | 4 |  | 0 | 0 | 0 | 4 | 4 |  | 0 | 0 | 0 | 0 | 0 |  | 0 | 0 | 0 | 4 | 4 | 0 | 4 | 4
PG&E GBA | PGE GBA | PGE | Camanche | 230 | 15 | Distributed_Solar |  |  | 0 |  | 0 | 0 |  | 0 | 0 |  | 0 | 0 | 0 | 0 | 0 |  | 0 | 0 | 0 | 0 | 0 |  | 0 | 0 | 0 | 0 | 0 | 0 | 0 | 0
SDGE | SDGE Imperial | SDGE | Cameron | 69 |  | Distributed_Solar |  |  | 1 |  | 0.84 | 0.84 |  | 0 | 0 |  | 0 | 0 | 0 | 0 | 0 |  | 0 | 0 | 0 | 0 | 0 |  | 0 | 0 | 0 | 0.84 | 0.84 | 0 | 0.84 | 0.84
SDGE | SDGE Imperial | SDGE | Cannon | 69 |  | Distributed_Solar |  |  | 0 |  | 0 | 0 |  | 0 | 0 |  | 0 | 0 | 0 | 0 | 0 |  | 0 | 0 | 0 | 0 | 0 |  | 0 | 0 | 0 | 0 | 0 | 0 | 0 | 0
PG&E FRESNO | PGE Fresno | PGE | Cantua | 115 | 115 | Distributed_Solar |  |  | 0 |  | 0 | 0 |  | 0 | 0 |  | 0 | 0 | 0 | 0 | 0 |  | 0 | 0 | 0 | 0 | 0 |  | 0 | 0 | 0 | 0 | 0 | 0 | 0 | 0
SDGE | SDGE Imperial | SDGE | Capistrano | 138 | 173 | Distributed_Solar |  |  | 0 |  | 0 | 0 |  | 0 | 0 |  | 0 | 0 | 0 | 0 | 0 |  | 0 | 0 | 0 | 0 | 0 |  | 0 | 0 | 0 | 0 | 0 | 0 | 0 | 0
SDGE | SDGE Imperial | SDGE | Capistrano | 230 | 173 | Distributed_Solar |  |  | 0 |  | 0 | 0 |  | 0 | 0 |  | 0 | 0 | 0 | 0 | 0 |  | 0 | 0 | 0 | 0 | 0 |  | 0 | 0 | 0 | 0 | 0 | 0 | 0 | 0
PG&E NGBA | PGE NGBA | PGE | Carberry | 230 | 2 | Distributed_Solar |  |  | 0 |  | 0 | 0 |  | 0 | 0 |  | 0 | 0 | 0 | 0 | 0 |  | 0 | 0 | 0 | 0 | 0 |  | 0 | 0 | 0 | 0 | 0 | 0 | 0 | 0
SCE Eastern | SCE Eastern | SCE | Cardiff | 66 |  | Distributed_Solar |  |  | 0 |  | 0 | 0 |  | 0 | 0 |  | 0 | 0 | 0 | 0 | 0 |  | 0 | 0 | 0 | 0 | 0 |  | 0 | 0 | 0 | 0 | 0 | 0 | 0 | 0
PG&E NGBA | PGE NGBA | PGE | Caribou | 60 |  | Distributed_Solar |  |  | 0 |  | 0 | 0 |  | 0 | 0 |  | 0 | 0 | 0 | 0 | 0 |  | 0 | 0 | 0 | 0 | 0 |  | 0 | 0 | 0 | 0 | 0 | 0 | 0 | 0
PG&E NGBA | PGE NGBA | PGE | Caribou | 115 | 7 | Distributed_Solar |  |  | 0 |  | 0 | 0 |  | 0 | 0 |  | 0 | 0 | 0 | 0 | 0 |  | 0 | 0 | 0 | 0 | 0 |  | 0 | 0 | 0 | 0 | 0 | 0 | 0 | 0
PG&E NGBA | PGE NGBA | PGE | Caribou | 230 | 7 | Distributed_Solar |  |  | 0 |  | 0 | 0 |  | 0 | 0 |  | 0 | 0 | 0 | 0 | 0 |  | 0 | 0 | 0 | 0 | 0 |  | 0 | 0 | 0 | 0 | 0 | 0 | 0 | 0
EOP | SCE EOP | SCE | Carpenter Canyon (fka Gamebird) | 138 | 177 | Distributed_Solar |  |  | 0 |  | 0 | 0 |  | 0 | 0 |  | 0 | 0 | 0 | 0 | 0 |  | 0 | 0 | 0 | 0 | 0 |  | 0 | 0 | 0 | 0 | 0 | 0 | 0 | 0
EOP | SCE EOP | SCE | Carpenter Canyon (fka Gamebird) | 230 | 177 | Distributed_Solar |  |  | 0 |  | 0 | 0 |  | 0 | 0 |  | 0 | 0 | 0 | 0 | 0 |  | 0 | 0 | 0 | 0 | 0 |  | 0 | 0 | 0 | 0 | 0 | 0 | 0 | 0
PG&E NGBA | PGE NGBA | PGE | Carquinez | 115 | 27 | Distributed_Solar |  |  | 0 |  | 0 | 0 |  | 0 | 0 |  | 0 | 0 | 0 | 0 | 0 |  | 0 | 0 | 0 | 0 | 0 |  | 0 | 0 | 0 | 0 | 0 | 0 | 0 | 0
SDGE | SDGE Imperial | SDGE | Carrizo Gorge | 138 | 192 | Distributed_Solar |  |  | 0 |  | 0 | 0 |  | 0 | 0 |  | 0 | 0 | 0 | 0 | 0 |  | 0 | 0 | 0 | 0 | 0 |  | 0 | 0 | 0 | 0 | 0 | 0 | 0 | 0
PG&E KERN | PGE Kern | PGE | Carrizo Plains | 115 | 122 | Distributed_Solar |  |  | 0 |  | 0 | 0 |  | 0 | 0 |  | 0 | 0 | 0 | 0 | 0 |  | 0 | 0 | 0 | 0 | 0 |  | 0 | 0 | 0 | 0 | 0 | 0 | 0 | 0
PG&E KERN | PGE Kern | PGE | Casaloma | 230 | 68 | Distributed_Solar |  |  | 0 |  | 0 | 0 |  | 0 | 0 |  | 0 | 0 | 0 | 0 | 0 |  | 0 | 0 | 0 | 0 | 0 |  | 0 | 0 | 0 | 0 | 0 | 0 | 0 | 0
PG&E GBA | PGE GBA | PGE | Castro Valley | 230 | 42 | Distributed_Solar |  |  | 0 |  | 0 | 0 |  | 0 | 0 |  | 0 | 0 | 0 | 0 | 0 |  | 0 | 0 | 0 | 0 | 0 |  | 0 | 0 | 0 | 0 | 0 | 0 | 0 | 0
PG&E GBA | PGE GBA | PGE | Cayetano | 230 | 50 | Distributed_Solar |  |  | 0 |  | 0 | 0 |  | 0 | 0 |  | 0 | 0 | 0 | 0 | 0 |  | 0 | 0 | 0 | 0 | 0 |  | 0 | 0 | 0 | 0 | 0 | 0 | 0 | 0
SCE Metro | SCE Metro | SCE | Center | 230 | 97 | Distributed_Solar |  |  | 0 |  | 0 | 0 |  | 0 | 0 |  | 0 | 0 | 0 | 0 | 0 |  | 0 | 0 | 0 | 0 | 0 |  | 0 | 0 | 0 | 0 | 0 | 0 | 0 | 0
PG&E KERN | PGE Kern | PGE | Charca | 115 | 74 | Distributed_Solar |  |  | 1 |  | 0 | 0 |  | 4.62 | 4.62 |  | 0 | 0 | 0 | 4.62 | 4.62 |  | 0 | 0 | 0 | 0 | 0 |  | 0 | 0 | 0 | 4.62 | 4.62 | 0 | 4.62 | 4.62
EOP | SCE EOP | SCE | Charleston | 138 | 177 | Distributed_Solar |  |  | 0 |  | 0 | 0 |  | 0 | 0 |  | 0 | 0 | 0 | 0 | 0 |  | 0 | 0 | 0 | 0 | 0 |  | 0 | 0 | 0 | 0 | 0 | 0 | 0 | 0
SCE Metro | SCE Metro | SCE | Chevmain | 230 | 97 | Distributed_Solar |  |  | 0 |  | 0 | 0 |  | 0 | 0 |  | 0 | 0 | 0 | 0 | 0 |  | 0 | 0 | 0 | 0 | 0 |  | 0 | 0 | 0 | 0 | 0 | 0 | 0 | 0
SDGE | SDGE Imperial | SDGE | Chicarita | 138 | 186 | Distributed_Solar |  |  | 0 |  | 0 | 0 |  | 0 | 0 |  | 0 | 0 | 0 | 0 | 0 |  | 0 | 0 | 0 | 0 | 0 |  | 0 | 0 | 0 | 0 | 0 | 0 | 0 | 0
SCE Metro | SCE Metro | SCE | Chino | 230 | 97 | Distributed_Solar |  |  | 0 |  | 0 | 0 |  | 0 | 0 |  | 0 | 0 | 0 | 0 | 0 |  | 0 | 0 | 0 | 0 | 0 |  | 0 | 0 | 0 | 0 | 0 | 0 | 0 | 0
PG&E FRESNO | PGE Fresno | PGE | Chowchilla | 115 | 166 | Distributed_Solar |  |  | 1 |  | 0 | 0 |  | 7.56 | 7.56 |  | 0 | 0 | 0 | 7.56 | 7.56 |  | 0 | 0 | 0 | 0 | 0 |  | 0 | 0 | 0 | 7.56 | 7.56 | 0 | 7.56 | 7.56
PG&E GBA | PGE GBA | PGE | Christie | 60 |  | Distributed_Solar |  |  | 0 |  | 0 | 0 |  | 0 | 0 |  | 0 | 0 | 0 | 0 | 0 |  | 0 | 0 | 0 | 0 | 0 |  | 0 | 0 | 0 | 0 | 0 | 0 | 0 | 0
PG&E GBA | PGE GBA | PGE | Christie | 115 | 6 | Distributed_Solar |  |  | 0 |  | 0 | 0 |  | 0 | 0 |  | 0 | 0 | 0 | 0 | 0 |  | 0 | 0 | 0 | 0 | 0 |  | 0 | 0 | 0 | 0 | 0 | 0 | 0 | 0
SCE Eastern | SCE Arizona | SCE | Cielo Azul | 500 | 181 | Distributed_Solar |  |  | 0 |  | 0 | 0 |  | 0 | 0 |  | 0 | 0 | 0 | 0 | 0 |  | 0 | 0 | 0 | 0 | 0 |  | 0 | 0 | 0 | 0 | 0 | 0 | 0 | 0
PG&E GBA | PGE GBA | PGE | Clay | 60 |  | Distributed_Solar |  |  | 0 |  | 0 | 0 |  | 0 | 0 |  | 0 | 0 | 0 | 0 | 0 |  | 0 | 0 | 0 | 0 | 0 |  | 0 | 0 | 0 | 0 | 0 | 0 | 0 | 0
PG&E GBA | PGE GBA | PGE | Clayton | 115 | 1 | Distributed_Solar |  |  | 0 |  | 0 | 0 |  | 0 | 0 |  | 0 | 0 | 0 | 0 | 0 |  | 0 | 0 | 0 | 0 | 0 |  | 0 | 0 | 0 | 0 | 0 | 0 | 0 | 0
PG&E NGBA | PGE NGBA | PGE | Cloverdale | 115 | 37 | Distributed_Solar |  |  | 0 |  | 0 | 0 |  | 0 | 0 |  | 0 | 0 | 0 | 0 | 0 |  | 0 | 0 | 0 | 0 | 0 |  | 0 | 0 | 0 | 0 | 0 | 0 | 0 | 0
PG&E FRESNO | PGE Fresno | PGE | Clovis | 115 | 136 | Distributed_Solar |  |  | 0 |  | 0 | 0 |  | 0 | 0 |  | 0 | 0 | 0 | 0 | 0 |  | 0 | 0 | 0 | 0 | 0 |  | 0 | 0 | 0 | 0 | 0 | 0 | 0 | 0
PG&E GBA | PGE GBA | PGE | Coburn | 230 | 116 | Distributed_Solar |  |  | 0 |  | 0 | 0 |  | 0 | 0 |  | 0 | 0 | 0 | 0 | 0 |  | 0 | 0 | 0 | 0 | 0 |  | 0 | 0 | 0 | 0 | 0 | 0 | 0 | 0
PG&E GBA | PGE GBA | PGE | Coburn | 60 |  | Distributed_Solar |  |  | 0 |  | 0 | 0 |  | 0 | 0 |  | 0 | 0 | 0 | 0 | 0 |  | 0 | 0 | 0 | 0 | 0 |  | 0 | 0 | 0 | 0 | 0 | 0 | 0 | 0
PG&E NGBA | PGE NGBA | PGE | Colgate | 230 | 22 | Distributed_Solar |  |  | 0 |  | 0 | 0 |  | 0 | 0 |  | 0 | 0 | 0 | 0 | 0 |  | 0 | 0 | 0 | 0 | 0 |  | 0 | 0 | 0 | 0 | 0 | 0 | 0 | 0
PG&E GBA | PGE GBA | PGE | Collierville | 230 | 44 | Distributed_Solar |  |  | 0 |  | 0 | 0 |  | 0 | 0 |  | 0 | 0 | 0 | 0 | 0 |  | 0 | 0 | 0 | 0 | 0 |  | 0 | 0 | 0 | 0 | 0 | 0 | 0 | 0
PG&E GBA | PGE GBA | PGE | Collinsville | 230 | 1 | Distributed_Solar |  |  | 0 |  | 0 | 0 |  | 0 | 0 |  | 0 | 0 | 0 | 0 | 0 |  | 0 | 0 | 0 | 0 | 0 |  | 0 | 0 | 0 | 0 | 0 | 0 | 0 | 0
PG&E GBA | PGE GBA | PGE | Collinsville | 500 | 1 | Distributed_Solar |  |  | 0 |  | 0 | 0 |  | 0 | 0 |  | 0 | 0 | 0 | 0 | 0 |  | 0 | 0 | 0 | 0 | 0 |  | 0 | 0 | 0 | 0 | 0 | 0 | 0 | 0
SCE Eastern | SCE Eastern | SCE | Colorado River | 230 | 170 | Distributed_Solar |  |  | 0 |  | 0 | 0 |  | 0 | 0 |  | 0 | 0 | 0 | 0 | 0 |  | 0 | 0 | 0 | 0 | 0 |  | 0 | 0 | 0 | 0 | 0 | 0 | 0 | 0
SCE Eastern | SCE Eastern | SCE | Colorado River | 500 | 154 | Distributed_Solar |  |  | 0 |  | 0 | 0 |  | 0 | 0 |  | 0 | 0 | 0 | 0 | 0 |  | 0 | 0 | 0 | 0 | 0 |  | 0 | 0 | 0 | 0 | 0 | 0 | 0 | 0
PG&E KERN | PGE Kern | PGE | Columbus | 115 | 99 | Distributed_Solar |  |  | 0 |  | 0 | 0 |  | 0 | 0 |  | 0 | 0 | 0 | 0 | 0 |  | 0 | 0 | 0 | 0 | 0 |  | 0 | 0 | 0 | 0 | 0 | 0 | 0 | 0
PG&E GBA | PGE GBA | PGE | Contra Costa | 115 | 63 | Distributed_Solar |  |  | 0 |  | 0 | 0 |  | 0 | 0 |  | 0 | 0 | 0 | 0 | 0 |  | 0 | 0 | 0 | 0 | 0 |  | 0 | 0 | 0 | 0 | 0 | 0 | 0 | 0
PG&E GBA | PGE GBA | PGE | Contra Costa | 230 | 50 | Distributed_Solar |  |  | 0 |  | 0 | 0 |  | 0 | 0 |  | 0 | 0 | 0 | 0 | 0 |  | 0 | 0 | 0 | 0 | 0 |  | 0 | 0 | 0 | 0 | 0 | 0 | 0 | 0
PG&E GBA | PGE GBA | PGE | Contra Costa PP | 230 | 59 | Distributed_Solar |  |  | 0 |  | 0 | 0 |  | 0 | 0 |  | 0 | 0 | 0 | 0 | 0 |  | 0 | 0 | 0 | 0 | 0 |  | 0 | 0 | 0 | 0 | 0 | 0 | 0 | 0
SCE NOL | SCE NOL | SCE | Control | 115 | 175 | Distributed_Solar |  |  | 0 |  | 0 | 0 |  | 0 | 0 |  | 0 | 0 | 0 | 0 | 0 |  | 0 | 0 | 0 | 0 | 0 |  | 0 | 0 | 0 | 0 | 0 | 0 | 0 | 0
SCE NOL | SCE NOL | SCE | Control | 55 |  | Distributed_Solar |  |  | 0 |  | 0 | 0 |  | 0 | 0 |  | 0 | 0 | 0 | 0 | 0 |  | 0 | 0 | 0 | 0 | 0 |  | 0 | 0 | 0 | 0 | 0 | 0 | 0 | 0
PG&E GBA | PGE GBA | PGE | Cooley Landing | 115 | 6 | Distributed_Solar |  |  | 0 |  | 0 | 0 |  | 0 | 0 |  | 0 | 0 | 0 | 0 | 0 |  | 0 | 0 | 0 | 0 | 0 |  | 0 | 0 | 0 | 0 | 0 | 0 | 0 | 0
PG&E GBA | PGE GBA | PGE | Cooley Landing | 60 |  | Distributed_Solar |  |  | 0 |  | 0 | 0 |  | 0 | 0 |  | 0 | 0 | 0 | 0 | 0 |  | 0 | 0 | 0 | 0 | 0 |  | 0 | 0 | 0 | 0 | 0 | 0 | 0 | 0
SCE NOL | SCE NOL | SCE | Coolwater | 230 | 160 | Distributed_Solar |  |  | 0 |  | 0 | 0 |  | 0 | 0 |  | 0 | 0 | 0 | 0 | 0 |  | 0 | 0 | 0 | 0 | 0 |  | 0 | 0 | 0 | 0 | 0 | 0 | 0 | 0
SCE NOL | SCE NOL | SCE | Coolwater | 115 | 160 | Distributed_Solar |  |  | 0 |  | 0 | 0 |  | 0 | 0 |  | 0 | 0 | 0 | 0 | 0 |  | 0 | 0 | 0 | 0 | 0 |  | 0 | 0 | 0 | 0 | 0 | 0 | 0 | 0
PG&E KERN | PGE Kern | PGE | Copus | 70 |  | Distributed_Solar |  |  | 0 |  | 0 | 0 |  | 0 | 0 |  | 0 | 0 | 0 | 0 | 0 |  | 0 | 0 | 0 | 0 | 0 |  | 0 | 0 | 0 | 0 | 0 | 0 | 0 | 0
PG&E FRESNO | PGE Fresno | PGE | Corcoran | 70 |  | Distributed_Solar |  |  | 0 |  | 0 | 0 |  | 0 | 0 |  | 0 | 0 | 0 | 0 | 0 |  | 0 | 0 | 0 | 0 | 0 |  | 0 | 0 | 0 | 0 | 0 | 0 | 0 | 0
PG&E FRESNO | PGE Fresno | PGE | Corcoran | 115 | 148 | Distributed_Solar |  |  | 0 |  | 0 | 0 |  | 0 | 0 |  | 0 | 0 | 0 | 0 | 0 |  | 0 | 0 | 0 | 0 | 0 |  | 0 | 0 | 0 | 0 | 0 | 0 | 0 | 0
PG&E NGBA | PGE NGBA | PGE | Corona | 115 | 27 | Distributed_Solar |  |  | 0 |  | 0 | 0 |  | 0 | 0 |  | 0 | 0 | 0 | 0 | 0 |  | 0 | 0 | 0 | 0 | 0 |  | 0 | 0 | 0 | 0 | 0 | 0 | 0 | 0
PG&E NGBA | PGE NGBA | PGE | Cortina | 230 | 27 | Distributed_Solar |  |  | 0 |  | 0 | 0 |  | 0 | 0 |  | 0 | 0 | 0 | 0 | 0 |  | 0 | 0 | 0 | 0 | 0 |  | 0 | 0 | 0 | 0 | 0 | 0 | 0 | 0
PG&E NGBA | PGE NGBA | PGE | Cortina | 115 | 30 | Distributed_Solar |  |  | 0 |  | 0 | 0 |  | 0 | 0 |  | 0 | 0 | 0 | 0 | 0 |  | 0 | 0 | 0 | 0 | 0 |  | 0 | 0 | 0 | 0 | 0 | 0 | 0 | 0
PG&E GBA | PGE GBA | PGE | Cottle | 230 | 155 | Distributed_Solar |  |  | 0 |  | 0 | 0 |  | 0 | 0 |  | 0 | 0 | 0 | 0 | 0 |  | 0 | 0 | 0 | 0 | 0 |  | 0 | 0 | 0 | 0 | 0 | 0 | 0 | 0
PG&E NGBA | PGE NGBA | PGE | Cottonwood | 115 | 1 | Distributed_Solar |  |  | 0 |  | 0 | 0 |  | 0 | 0 |  | 0 | 0 | 0 | 0 | 0 |  | 0 | 0 | 0 | 0 | 0 |  | 0 | 0 | 0 | 0 | 0 | 0 | 0 | 0
PG&E NGBA | PGE NGBA | PGE | Cottonwood | 230 | 1 | Distributed_Solar |  |  | 0 |  | 0 | 0 |  | 0 | 0 |  | 0 | 0 | 0 | 0 | 0 |  | 0 | 0 | 0 | 0 | 0 |  | 0 | 0 | 0 | 0 | 0 | 0 | 0 | 0
PG&E NGBA | PGE NGBA | PGE | Cottonwood | 60 |  | Distributed_Solar |  |  | 0 |  | 0 | 0 |  | 0 | 0 |  | 0 | 0 | 0 | 0 | 0 |  | 0 | 0 | 0 | 0 | 0 |  | 0 | 0 | 0 | 0 | 0 | 0 | 0 | 0
PG&E NGBA | PGE NGBA | PGE | Cove Road | 230 | 1 | Distributed_Solar |  |  | 0 |  | 0 | 0 |  | 0 | 0 |  | 0 | 0 | 0 | 0 | 0 |  | 0 | 0 | 0 | 0 | 0 |  | 0 | 0 | 0 | 0 | 0 | 0 | 0 | 0
PG&E GBA | PGE GBA | PGE | Coyote | 230 | 11 | Distributed_Solar |  |  | 0 |  | 0 | 0 |  | 0 | 0 |  | 0 | 0 | 0 | 0 | 0 |  | 0 | 0 | 0 | 0 | 0 |  | 0 | 0 | 0 | 0 | 0 | 0 | 0 | 0
PG&E GBA | PGE GBA | PGE | Crazy Horse Canyon | 115 | 84 | Distributed_Solar |  |  | 0 |  | 0 | 0 |  | 0 | 0 |  | 0 | 0 | 0 | 0 | 0 |  | 0 | 0 | 0 | 0 | 0 |  | 0 | 0 | 0 | 0 | 0 | 0 | 0 | 0
SDGE | SDGE Imperial | SDGE | Creelman | 69 |  | Distributed_Solar |  |  | 0 |  | 0 | 0 |  | 0 | 0 |  | 0 | 0 | 0 | 0 | 0 |  | 0 | 0 | 0 | 0 | 0 |  | 0 | 0 | 0 | 0 | 0 | 0 | 0 | 0
PG&E FRESNO | PGE Fresno | PGE | Crescent | 70 |  | Distributed_Solar |  |  | 0 |  | 0 | 0 |  | 0 | 0 |  | 0 | 0 | 0 | 0 | 0 |  | 0 | 0 | 0 | 0 | 0 |  | 0 | 0 | 0 | 0 | 0 | 0 | 0 | 0
PG&E FRESNO | PGE Fresno | PGE | Cressey | 115 | 139 | Distributed_Solar |  |  | 0 |  | 0 | 0 |  | 0 | 0 |  | 0 | 0 | 0 | 0 | 0 |  | 0 | 0 | 0 | 0 | 0 |  | 0 | 0 | 0 | 0 | 0 | 0 | 0 | 0
PG&E NGBA | PGE NGBA | PGE | Cresta | 230 | 24 | Distributed_Solar |  |  | 0 |  | 0 | 0 |  | 0 | 0 |  | 0 | 0 | 0 | 0 | 0 |  | 0 | 0 | 0 | 0 | 0 |  | 0 | 0 | 0 | 0 | 0 | 0 | 0 | 0
SDGE | SDGE Imperial | SDGE | Crestwood | 69 |  | Distributed_Solar |  |  | 0 |  | 0 | 0 |  | 0 | 0 |  | 0 | 0 | 0 | 0 | 0 |  | 0 | 0 | 0 | 0 | 0 |  | 0 | 0 | 0 | 0 | 0 | 0 | 0 | 0
PG&E GBA | PGE GBA | PGE | Crow Creek | 60 |  | Distributed_Solar |  |  | 0 |  | 0 | 0 |  | 0 | 0 |  | 0 | 0 | 0 | 0 | 0 |  | 0 | 0 | 0 | 0 | 0 |  | 0 | 0 | 0 | 0 | 0 | 0 | 0 | 0
PG&E GBA | PGE GBA | PGE | Crows Landing | 60 |  | Distributed_Solar |  |  | 0 |  | 0 | 0 |  | 0 | 0 |  | 0 | 0 | 0 | 0 | 0 |  | 0 | 0 | 0 | 0 | 0 |  | 0 | 0 | 0 | 0 | 0 | 0 | 0 | 0
PG&E GBA | PGE GBA | PGE | Curtis | 115 | 44 | Distributed_Solar |  |  | 0 |  | 0 | 0 |  | 0 | 0 |  | 0 | 0 | 0 | 0 | 0 |  | 0 | 0 | 0 | 0 | 0 |  | 0 | 0 | 0 | 0 | 0 | 0 | 0 | 0
PG&E FRESNO | PGE Fresno | PGE | Dairyland | 115 | 137 | Distributed_Solar |  |  | 0 |  | 0 | 0 |  | 0 | 0 |  | 0 | 0 | 0 | 0 | 0 |  | 0 | 0 | 0 | 0 | 0 |  | 0 | 0 | 0 | 0 | 0 | 0 | 0 | 0
PG&E NGBA | PGE NGBA | PGE | Davis | 115 | 39 | Distributed_Solar |  |  | 0 |  | 0 | 0 |  | 0 | 0 |  | 0 | 0 | 0 | 0 | 0 |  | 0 | 0 | 0 | 0 | 0 |  | 0 | 0 | 0 | 0 | 0 | 0 | 0 | 0
SCE Metro | SCE Metro | SCE | Del Amo | 500 | 97 | Distributed_Solar |  |  | 0 |  | 0 | 0 |  | 0 | 0 |  | 0 | 0 | 0 | 0 | 0 |  | 0 | 0 | 0 | 0 | 0 |  | 0 | 0 | 0 | 0 | 0 | 0 | 0 | 0
SCE Metro | SCE Metro | SCE | Del Amo | 230 | 97 | Distributed_Solar |  |  | 0 |  | 0 | 0 |  | 0 | 0 |  | 0 | 0 | 0 | 0 | 0 |  | 0 | 0 | 0 | 0 | 0 |  | 0 | 0 | 0 | 0 | 0 | 0 | 0 | 0
SCE Eastern | SCE Arizona | SCE | Delaney | 500 | 181 | Distributed_Solar |  |  | 0 |  | 0 | 0 |  | 0 | 0 |  | 0 | 0 | 0 | 0 | 0 |  | 0 | 0 | 0 | 0 | 0 |  | 0 | 0 | 0 | 0 | 0 | 0 | 0 | 0
PG&E NGBA | PGE NGBA | PGE | Delevan | 230 | 25 | Distributed_Solar |  |  | 0 |  | 0 | 0 |  | 0 | 0 |  | 0 | 0 | 0 | 0 | 0 |  | 0 | 0 | 0 | 0 | 0 |  | 0 | 0 | 0 | 0 | 0 | 0 | 0 | 0
PG&E GBA | PGE GBA | PGE | Delta PP | 230 | 32 | Distributed_Solar |  |  | 0 |  | 0 | 0 |  | 0 | 0 |  | 0 | 0 | 0 | 0 | 0 |  | 0 | 0 | 0 | 0 | 0 |  | 0 | 0 | 0 | 0 | 0 | 0 | 0 | 0
EOP | SCE EOP | SCE | Desert View | 230 | 177 | Distributed_Solar |  |  | 0 |  | 0 | 0 |  | 0 | 0 |  | 0 | 0 | 0 | 0 | 0 |  | 0 | 0 | 0 | 0 | 0 |  | 0 | 0 | 0 | 0 | 0 | 0 | 0 | 0
SCE Eastern | SCE Eastern | SCE | Devers | 230 | 156 | Distributed_Solar |  |  | 0 |  | 0 | 0 |  | 0 | 0 |  | 0 | 0 | 0 | 0 | 0 |  | 0 | 0 | 0 | 0 | 0 |  | 0 | 0 | 0 | 0 | 0 | 0 | 0 | 0
SCE Eastern | SCE Eastern | SCE | Devers | 500 | 156 | Distributed_Solar |  |  | 0 |  | 0 | 0 |  | 0 | 0 |  | 0 | 0 | 0 | 0 | 0 |  | 0 | 0 | 0 | 0 | 0 |  | 0 | 0 | 0 | 0 | 0 | 0 | 0 | 0
PG&E KERN | PGE Kern | PGE | Diablo Canyon | 230 | 111 | Distributed_Solar |  |  | 0 |  | 0 | 0 |  | 0 | 0 |  | 0 | 0 | 0 | 0 | 0 |  | 0 | 0 | 0 | 0 | 0 |  | 0 | 0 | 0 | 0 | 0 | 0 | 0 | 0
PG&E KERN | PGE Kern | PGE | Diablo Canyon | 500 | 98 | Distributed_Solar |  |  | 0 |  | 0 | 0 |  | 0 | 0 |  | 0 | 0 | 0 | 0 | 0 |  | 0 | 0 | 0 | 0 | 0 |  | 0 | 0 | 0 | 0 | 0 | 0 | 0 | 0
PG&E KERN | PGE Kern | PGE | Divide | 115 | 111 | Distributed_Solar |  |  | 0 |  | 0 | 0 |  | 0 | 0 |  | 0 | 0 | 0 | 0 | 0 |  | 0 | 0 | 0 | 0 | 0 |  | 0 | 0 | 0 | 0 | 0 | 0 | 0 | 0
PG&E GBA | PGE GBA | PGE | Dixon Landing | 115 | 11 | Distributed_Solar |  |  | 0 |  | 0 | 0 |  | 0 | 0 |  | 0 | 0 | 0 | 0 | 0 |  | 0 | 0 | 0 | 0 | 0 |  | 0 | 0 | 0 | 0 | 0 | 0 | 0 | 0
PG&E FRESNO | PGE Fresno | PGE | Dos Amigos | 230 | 70 | Distributed_Solar |  |  | 1 |  | 0 | 0 |  | 3 | 3 |  | 0 | 0 | 0 | 3 | 3 |  | 0 | 0 | 0 | 0 | 0 |  | 0 | 0 | 0 | 3 | 3 | 0 | 3 | 3
PG&E NGBA | PGE NGBA | PGE | Drum | 115 | 21 | Distributed_Solar |  |  | 0 |  | 0 | 0 |  | 0 | 0 |  | 0 | 0 | 0 | 0 | 0 |  | 0 | 0 | 0 | 0 | 0 |  | 0 | 0 | 0 | 0 | 0 | 0 | 0 | 0
PG&E GBA | PGE GBA | PGE | Dumbarton | 115 | 3 | Distributed_Solar |  |  | 0 |  | 0 | 0 |  | 0 | 0 |  | 0 | 0 | 0 | 0 | 0 |  | 0 | 0 | 0 | 0 | 0 |  | 0 | 0 | 0 | 0 | 0 | 0 | 0 | 0
SCE NOL | SCE NOL | SCE | Dunn Siding | 115 | 160 | Distributed_Solar |  |  | 0 |  | 0 | 0 |  | 0 | 0 |  | 0 | 0 | 0 | 0 | 0 |  | 0 | 0 | 0 | 0 | 0 |  | 0 | 0 | 0 | 0 | 0 | 0 | 0 | 0
SCE Eastern | SCE Eastern | SCE | Eagle Mountain | 230 | 174 | Distributed_Solar |  |  | 0 |  | 0 | 0 |  | 0 | 0 |  | 0 | 0 | 0 | 0 | 0 |  | 0 | 0 | 0 | 0 | 0 |  | 0 | 0 | 0 | 0 | 0 | 0 | 0 | 0
PG&E NGBA | PGE NGBA | PGE | Eagle Rock (PGE) | 60 |  | Distributed_Solar |  |  | 0 |  | 0 | 0 |  | 0 | 0 |  | 0 | 0 | 0 | 0 | 0 |  | 0 | 0 | 0 | 0 | 0 |  | 0 | 0 | 0 | 0 | 0 | 0 | 0 | 0
PG&E NGBA | PGE NGBA | PGE | Eagle Rock (PGE) | 115 | 37 | Distributed_Solar |  |  | 0 |  | 0 | 0 |  | 0 | 0 |  | 0 | 0 | 0 | 0 | 0 |  | 0 | 0 | 0 | 0 | 0 |  | 0 | 0 | 0 | 0 | 0 | 0 | 0 | 0
SCE Metro | SCE Metro | SCE | Eagle Rock (SCE) | 230 | 97 | Distributed_Solar |  |  | 0 |  | 0 | 0 |  | 0 | 0 |  | 0 | 0 | 0 | 0 | 0 |  | 0 | 0 | 0 | 0 | 0 |  | 0 | 0 | 0 | 0 | 0 | 0 | 0 | 0
PG&E NGBA | PGE NGBA | PGE | East Marysville | 115 | 9 | Distributed_Solar |  |  | 0 |  | 0 | 0 |  | 0 | 0 |  | 0 | 0 | 0 | 0 | 0 |  | 0 | 0 | 0 | 0 | 0 |  | 0 | 0 | 0 | 0 | 0 | 0 | 0 | 0
PG&E NGBA | PGE NGBA | PGE | East Nicolaus | 115 | 16 | Distributed_Solar |  |  | 0 |  | 0 | 0 |  | 0 | 0 |  | 0 | 0 | 0 | 0 | 0 |  | 0 | 0 | 0 | 0 | 0 |  | 0 | 0 | 0 | 0 | 0 | 0 | 0 | 0
PG&E NGBA | PGE NGBA | PGE | East Nicolaus | 60 |  | Distributed_Solar |  |  | 0 |  | 0 | 0 |  | 0 | 0 |  | 0 | 0 | 0 | 0 | 0 |  | 0 | 0 | 0 | 0 | 0 |  | 0 | 0 | 0 | 0 | 0 | 0 | 0 | 0
PG&E GBA | PGE GBA | PGE | Eastshore | 115 | 3 | Distributed_Solar |  |  | 0 |  | 0 | 0 |  | 0 | 0 |  | 0 | 0 | 0 | 0 | 0 |  | 0 | 0 | 0 | 0 | 0 |  | 0 | 0 | 0 | 0 | 0 | 0 | 0 | 0
PG&E GBA | PGE GBA | PGE | Eastshore | 230 | 46 | Distributed_Solar |  |  | 0 |  | 0 | 0 |  | 0 | 0 |  | 0 | 0 | 0 | 0 | 0 |  | 0 | 0 | 0 | 0 | 0 |  | 0 | 0 | 0 | 0 | 0 | 0 | 0 | 0
SDGE | SDGE Imperial | SDGE | ECO | 138 | 198 | Distributed_Solar |  |  | 0 |  | 0 | 0 |  | 0 | 0 |  | 0 | 0 | 0 | 0 | 0 |  | 0 | 0 | 0 | 0 | 0 |  | 0 | 0 | 0 | 0 | 0 | 0 | 0 | 0
SDGE | SDGE Imperial | SDGE | ECO | 230 | 198 | Distributed_Solar |  |  | 0 |  | 0 | 0 |  | 0 | 0 |  | 0 | 0 | 0 | 0 | 0 |  | 0 | 0 | 0 | 0 | 0 |  | 0 | 0 | 0 | 0 | 0 | 0 | 0 | 0
SDGE | SDGE Imperial | SDGE | ECO | 500 | 198 | Distributed_Solar |  |  | 0 |  | 0 | 0 |  | 0 | 0 |  | 0 | 0 | 0 | 0 | 0 |  | 0 | 0 | 0 | 0 | 0 |  | 0 | 0 | 0 | 0 | 0 | 0 | 0 | 0
PG&E GBA | PGE GBA | PGE | Edenvale | 115 | 79 | Distributed_Solar |  |  | 0 |  | 0 | 0 |  | 0 | 0 |  | 0 | 0 | 0 | 0 | 0 |  | 0 | 0 | 0 | 0 | 0 |  | 0 | 0 | 0 | 0 | 0 | 0 | 0 | 0
PG&E GBA | PGE GBA | PGE | Edes | 115 | 6 | Distributed_Solar |  |  | 0 |  | 0 | 0 |  | 0 | 0 |  | 0 | 0 | 0 | 0 | 0 |  | 0 | 0 | 0 | 0 | 0 |  | 0 | 0 | 0 | 0 | 0 | 0 | 0 | 0
PG&E GBA | PGE GBA | PGE | Eight Mile | 230 | 16 | Distributed_Solar |  |  | 0 |  | 0 | 0 |  | 0 | 0 |  | 0 | 0 | 0 | 0 | 0 |  | 0 | 0 | 0 | 0 | 0 |  | 0 | 0 | 0 | 0 | 0 | 0 | 0 | 0
SDGE | SDGE Imperial | SDGE | El Cajon | 69 |  | Distributed_Solar |  |  | 0 |  | 0 | 0 |  | 0 | 0 |  | 0 | 0 | 0 | 0 | 0 |  | 0 | 0 | 0 | 0 | 0 |  | 0 | 0 | 0 | 0 | 0 | 0 | 0 | 0
SCE Eastern | SCE Eastern | SCE | El Casco | 230 | 156 | Distributed_Solar |  |  | 0 |  | 0 | 0 |  | 0 | 0 |  | 0 | 0 | 0 | 0 | 0 |  | 0 | 0 | 0 | 0 | 0 |  | 0 | 0 | 0 | 0 | 0 | 0 | 0 | 0
PG&E GBA | PGE GBA | PGE | El Cerrito G | 115 | 6 | Distributed_Solar |  |  | 0 |  | 0 | 0 |  | 0 | 0 |  | 0 | 0 | 0 | 0 | 0 |  | 0 | 0 | 0 | 0 | 0 |  | 0 | 0 | 0 | 0 | 0 | 0 | 0 | 0
PG&E NGBA | PGE NGBA | PGE | El Dorado PH | 115 | 19 | Distributed_Solar |  |  | 0 |  | 0 | 0 |  | 0 | 0 |  | 0 | 0 | 0 | 0 | 0 |  | 0 | 0 | 0 | 0 | 0 |  | 0 | 0 | 0 | 0 | 0 | 0 | 0 | 0
PG&E FRESNO | PGE Fresno | PGE | El Nido (PGE) | 115 | 158 | Distributed_Solar |  |  | 1 |  | 0 | 0 |  | 3 | 3 |  | 0 | 0 | 0 | 3 | 3 |  | 0 | 0 | 0 | 0 | 0 |  | 0 | 0 | 0 | 3 | 3 | 0 | 3 | 3
SCE Metro | SCE Metro | SCE | El Nido (SCE) | 230 | 132 | Distributed_Solar |  |  | 0 |  | 0 | 0 |  | 0 | 0 |  | 0 | 0 | 0 | 0 | 0 |  | 0 | 0 | 0 | 0 | 0 |  | 0 | 0 | 0 | 0 | 0 | 0 | 0 | 0
PG&E GBA | PGE GBA | PGE | El Patio | 115 | 81 | Distributed_Solar |  |  | 0 |  | 0 | 0 |  | 0 | 0 |  | 0 | 0 | 0 | 0 | 0 |  | 0 | 0 | 0 | 0 | 0 |  | 0 | 0 | 0 | 0 | 0 | 0 | 0 | 0
SCE Metro | SCE Metro | SCE | El Segundo | 230 | 97 | Distributed_Solar |  |  | 0 |  | 0 | 0 |  | 0 | 0 |  | 0 | 0 | 0 | 0 | 0 |  | 0 | 0 | 0 | 0 | 0 |  | 0 | 0 | 0 | 0 | 0 | 0 | 0 | 0
EOP | SCE EOP | SCE | Eldorado | 230 | 161 | Distributed_Solar |  |  | 0 |  | 0 | 0 |  | 0 | 0 |  | 0 | 0 | 0 | 0 | 0 |  | 0 | 0 | 0 | 0 | 0 |  | 0 | 0 | 0 | 0 | 0 | 0 | 0 | 0
EOP | SCE EOP | SCE | Eldorado | 500 | 131 | Distributed_Solar |  |  | 0 |  | 0 | 0 |  | 0 | 0 |  | 0 | 0 | 0 | 0 | 0 |  | 0 | 0 | 0 | 0 | 0 |  | 0 | 0 | 0 | 0 | 0 | 0 | 0 | 0
SCE Northern | SCE Northern | SCE | Elizabeth Lake | 66 |  | Distributed_Solar |  |  | 0 |  | 0 | 0 |  | 0 | 0 |  | 0 | 0 | 0 | 0 | 0 |  | 0 | 0 | 0 | 0 | 0 |  | 0 | 0 | 0 | 0 | 0 | 0 | 0 | 0
PG&E KERN | PGE Kern | PGE | Elk Hills | 230 | 106 | Distributed_Solar |  |  | 0 |  | 0 | 0 |  | 0 | 0 |  | 0 | 0 | 0 | 0 | 0 |  | 0 | 0 | 0 | 0 | 0 |  | 0 | 0 | 0 | 0 | 0 | 0 | 0 | 0
SDGE | SDGE Imperial | SDGE | Elliot | 69 |  | Distributed_Solar |  |  | 0 |  | 0 | 0 |  | 0 | 0 |  | 0 | 0 | 0 | 0 | 0 |  | 0 | 0 | 0 | 0 | 0 |  | 0 | 0 | 0 | 0 | 0 | 0 | 0 | 0
SCE Metro | SCE Metro | SCE | Ellis | 230 | 97 | Distributed_Solar |  |  | 0 |  | 0 | 0 |  | 0 | 0 |  | 0 | 0 | 0 | 0 | 0 |  | 0 | 0 | 0 | 0 | 0 |  | 0 | 0 | 0 | 0 | 0 | 0 | 0 | 0
SDGE | SDGE Imperial | SDGE | Encina | 138 | 171 | Distributed_Solar |  |  | 0 |  | 0 | 0 |  | 0 | 0 |  | 0 | 0 | 0 | 0 | 0 |  | 0 | 0 | 0 | 0 | 0 |  | 0 | 0 | 0 | 0 | 0 | 0 | 0 | 0
SDGE | SDGE Imperial | SDGE | Encina | 230 | 171 | Distributed_Solar |  |  | 0 |  | 0 | 0 |  | 0 | 0 |  | 0 | 0 | 0 | 0 | 0 |  | 0 | 0 | 0 | 0 | 0 |  | 0 | 0 | 0 | 0 | 0 | 0 | 0 | 0
SDGE | SDGE Imperial | SDGE | Escondido | 230 | 195 | Distributed_Solar |  |  | 0 |  | 0 | 0 |  | 0 | 0 |  | 0 | 0 | 0 | 0 | 0 |  | 0 | 0 | 0 | 0 | 0 |  | 0 | 0 | 0 | 0 | 0 | 0 | 0 | 0
SDGE | SDGE Imperial | SDGE | Escondido | 69 |  | Distributed_Solar |  |  | 0 |  | 0 | 0 |  | 0 | 0 |  | 0 | 0 | 0 | 0 | 0 |  | 0 | 0 | 0 | 0 | 0 |  | 0 | 0 | 0 | 0 | 0 | 0 | 0 | 0
PG&E KERN | PGE Kern | PGE | Estrella | 230 | 111 | Distributed_Solar |  |  | 0 |  | 0 | 0 |  | 0 | 0 |  | 0 | 0 | 0 | 0 | 0 |  | 0 | 0 | 0 | 0 | 0 |  | 0 | 0 | 0 | 0 | 0 | 0 | 0 | 0
SCE Eastern | SCE Eastern | SCE | Etiwanda | 230 | 121 | Distributed_Solar |  |  | 0 |  | 0 | 0 |  | 0 | 0 |  | 0 | 0 | 0 | 0 | 0 |  | 0 | 0 | 0 | 0 | 0 |  | 0 | 0 | 0 | 0 | 0 | 0 | 0 | 0
PG&E GBA | PGE GBA | PGE | Evergreen | 115 | 11 | Distributed_Solar |  |  | 0 |  | 0 | 0 |  | 0 | 0 |  | 0 | 0 | 0 | 0 | 0 |  | 0 | 0 | 0 | 0 | 0 |  | 0 | 0 | 0 | 0 | 0 | 0 | 0 | 0
PG&E GBA | PGE GBA | PGE | Evergreen | 60 |  | Distributed_Solar |  |  | 0 |  | 0 | 0 |  | 0 | 0 |  | 0 | 0 | 0 | 0 | 0 |  | 0 | 0 | 0 | 0 | 0 |  | 0 | 0 | 0 | 0 | 0 | 0 | 0 | 0
PG&E FRESNO | PGE Fresno | PGE | Excelsior | 115 | 134 | Distributed_Solar |  |  | 0 |  | 0 | 0 |  | 0 | 0 |  | 0 | 0 | 0 | 0 | 0 |  | 0 | 0 | 0 | 0 | 0 |  | 0 | 0 | 0 | 0 | 0 | 0 | 0 | 0
PG&E FRESNO | PGE Fresno | PGE | Exchequer | 115 | 163 | Distributed_Solar |  |  | 0 |  | 0 | 0 |  | 0 | 0 |  | 0 | 0 | 0 | 0 | 0 |  | 0 | 0 | 0 | 0 | 0 |  | 0 | 0 | 0 | 0 | 0 | 0 | 0 | 0
PG&E KERN | PGE Kern | PGE | Fairway | 115 | 111 | Distributed_Solar |  |  | 0 |  | 0 | 0 |  | 0 | 0 |  | 0 | 0 | 0 | 0 | 0 |  | 0 | 0 | 0 | 0 | 0 |  | 0 | 0 | 0 | 0 | 0 | 0 | 0 | 0
PG&E KERN | PGE Kern | PGE | Famoso | 115 | 74 | Distributed_Solar |  |  | 0 |  | 0 | 0 |  | 0 | 0 |  | 0 | 0 | 0 | 0 | 0 |  | 0 | 0 | 0 | 0 | 0 |  | 0 | 0 | 0 | 0 | 0 | 0 | 0 | 0
PG&E NGBA | PGE NGBA | PGE | Fern Road | 500 | 1 | Distributed_Solar |  |  | 0 |  | 0 | 0 |  | 0 | 0 |  | 0 | 0 | 0 | 0 | 0 |  | 0 | 0 | 0 | 0 | 0 |  | 0 | 0 | 0 | 0 | 0 | 0 | 0 | 0
PG&E GBA | PGE GBA | PGE | Fibreboard (SPI Sonora) | 115 | 44 | Distributed_Solar |  |  | 0 |  | 0 | 0 |  | 0 | 0 |  | 0 | 0 | 0 | 0 | 0 |  | 0 | 0 | 0 | 0 | 0 |  | 0 | 0 | 0 | 0 | 0 | 0 | 0 | 0
PG&E FRESNO | PGE Fresno | PGE | Figarden | 230 | 138 | Distributed_Solar |  |  | 0 |  | 0 | 0 |  | 0 | 0 |  | 0 | 0 | 0 | 0 | 0 |  | 0 | 0 | 0 | 0 | 0 |  | 0 | 0 | 0 | 0 | 0 | 0 | 0 | 0
PG&E FRESNO | PGE Fresno | PGE | Fink | 230 | 64 | Distributed_Solar |  |  | 0 |  | 0 | 0 |  | 0 | 0 |  | 0 | 0 | 0 | 0 | 0 |  | 0 | 0 | 0 | 0 | 0 |  | 0 | 0 | 0 | 0 | 0 | 0 | 0 | 0
PG&E NGBA | PGE NGBA | PGE | Fitch Mountain | 60 |  | Distributed_Solar |  |  | 0 |  | 0 | 0 |  | 0 | 0 |  | 0 | 0 | 0 | 0 | 0 |  | 0 | 0 | 0 | 0 | 0 |  | 0 | 0 | 0 | 0 | 0 | 0 | 0 | 0
PG&E GBA | PGE GBA | PGE | FMC | 115 | 11 | Distributed_Solar |  |  | 0 |  | 0 | 0 |  | 0 | 0 |  | 0 | 0 | 0 | 0 | 0 |  | 0 | 0 | 0 | 0 | 0 |  | 0 | 0 | 0 | 0 | 0 | 0 | 0 | 0
PG&E GBA | PGE GBA | PGE | Fremont | 115 | 5 | Distributed_Solar |  |  | 0 |  | 0 | 0 |  | 0 | 0 |  | 0 | 0 | 0 | 0 | 0 |  | 0 | 0 | 0 | 0 | 0 |  | 0 | 0 | 0 | 0 | 0 | 0 | 0 | 0
PG&E GBA | PGE GBA | PGE | French Camp | 60 |  | Distributed_Solar |  |  | 0 |  | 0 | 0 |  | 0 | 0 |  | 0 | 0 | 0 | 0 | 0 |  | 0 | 0 | 0 | 0 | 0 |  | 0 | 0 | 0 | 0 | 0 | 0 | 0 | 0
PG&E GBA | PGE GBA | PGE | Frogtown | 115 | 12 | Distributed_Solar |  |  | 0 |  | 0 | 0 |  | 0 | 0 |  | 0 | 0 | 0 | 0 | 0 |  | 0 | 0 | 0 | 0 | 0 |  | 0 | 0 | 0 | 0 | 0 | 0 | 0 | 0
PG&E NGBA | PGE NGBA | PGE | Fulton | 115 | 58 | Distributed_Solar |  |  | 0 |  | 0 | 0 |  | 0 | 0 |  | 0 | 0 | 0 | 0 | 0 |  | 0 | 0 | 0 | 0 | 0 |  | 0 | 0 | 0 | 0 | 0 | 0 | 0 | 0
PG&E NGBA | PGE NGBA | PGE | Fulton | 230 | 61 | Distributed_Solar |  |  | 0 |  | 0 | 0 |  | 0 | 0 |  | 0 | 0 | 0 | 0 | 0 |  | 0 | 0 | 0 | 0 | 0 |  | 0 | 0 | 0 | 0 | 0 | 0 | 0 | 0
PG&E NGBA | PGE NGBA | PGE | Fulton | 60 |  | Distributed_Solar |  |  | 0 |  | 0 | 0 |  | 0 | 0 |  | 0 | 0 | 0 | 0 | 0 |  | 0 | 0 | 0 | 0 | 0 |  | 0 | 0 | 0 | 0 | 0 | 0 | 0 | 0
PG&E KERN | PGE Kern | PGE | Ganso | 115 | 83 | Distributed_Solar |  |  | 0 |  | 0 | 0 |  | 0 | 0 |  | 0 | 0 | 0 | 0 | 0 |  | 0 | 0 | 0 | 0 | 0 |  | 0 | 0 | 0 | 0 | 0 | 0 | 0 | 0
PG&E FRESNO | PGE Fresno | PGE | Gates | 230 | 135 | Distributed_Solar |  |  | 1 |  | 0 | 0 |  | 3 | 3 |  | 0 | 0 | 0 | 3 | 3 |  | 0 | 0 | 0 | 0 | 0 |  | 0 | 0 | 0 | 3 | 3 | 0 | 3 | 3
PG&E FRESNO | PGE Fresno | PGE | Gates | 500 | 133 | Distributed_Solar |  |  | 0 |  | 0 | 0 |  | 0 | 0 |  | 0 | 0 | 0 | 0 | 0 |  | 0 | 0 | 0 | 0 | 0 |  | 0 | 0 | 0 | 0 | 0 | 0 | 0 | 0
PG&E NGBA | PGE NGBA | PGE | Geysers 12 | 230 | 61 | Distributed_Solar |  |  | 0 |  | 0 | 0 |  | 0 | 0 |  | 0 | 0 | 0 | 0 | 0 |  | 0 | 0 | 0 | 0 | 0 |  | 0 | 0 | 0 | 0 | 0 | 0 | 0 | 0
PG&E NGBA | PGE NGBA | PGE | Geysers 17 | 230 | 61 | Distributed_Solar |  |  | 0 |  | 0 | 0 |  | 0 | 0 |  | 0 | 0 | 0 | 0 | 0 |  | 0 | 0 | 0 | 0 | 0 |  | 0 | 0 | 0 | 0 | 0 | 0 | 0 | 0
PG&E NGBA | PGE NGBA | PGE | Geysers 3 | 115 | 37 | Distributed_Solar |  |  | 0 |  | 0 | 0 |  | 0 | 0 |  | 0 | 0 | 0 | 0 | 0 |  | 0 | 0 | 0 | 0 | 0 |  | 0 | 0 | 0 | 0 | 0 | 0 | 0 | 0
PG&E NGBA | PGE NGBA | PGE | Glenn | 230 | 1 | Distributed_Solar |  |  | 0 |  | 0 | 0 |  | 0 | 0 |  | 0 | 0 | 0 | 0 | 0 |  | 0 | 0 | 0 | 0 | 0 |  | 0 | 0 | 0 | 0 | 0 | 0 | 0 | 0
PG&E NGBA | PGE NGBA | PGE | Glenn | 60 |  | Distributed_Solar |  |  | 0 |  | 0 | 0 |  | 0 | 0 |  | 0 | 0 | 0 | 0 | 0 |  | 0 | 0 | 0 | 0 | 0 |  | 0 | 0 | 0 | 0 | 0 | 0 | 0 | 0
PG&E NGBA | PGE NGBA | PGE | Gold Hill | 115 | 16 | Distributed_Solar |  |  | 0 |  | 0 | 0 |  | 0 | 0 |  | 0 | 0 | 0 | 0 | 0 |  | 0 | 0 | 0 | 0 | 0 |  | 0 | 0 | 0 | 0 | 0 | 0 | 0 | 0
PG&E NGBA | PGE NGBA | PGE | Gold Hill | 230 | 19 | Distributed_Solar |  |  | 0 |  | 0 | 0 |  | 0 | 0 |  | 0 | 0 | 0 | 0 | 0 |  | 0 | 0 | 0 | 0 | 0 |  | 0 | 0 | 0 | 0 | 0 | 0 | 0 | 0
SCE Northern | SCE Northern | SCE | Goleta | 230 | 157 | Distributed_Solar |  |  | 0 |  | 0 | 0 |  | 0 | 0 |  | 0 | 0 | 0 | 0 | 0 |  | 0 | 0 | 0 | 0 | 0 |  | 0 | 0 | 0 | 0 | 0 | 0 | 0 | 0
SCE Metro | SCE Metro | SCE | Goodrich | 230 | 97 | Distributed_Solar |  |  | 0 |  | 0 | 0 |  | 0 | 0 |  | 0 | 0 | 0 | 0 | 0 |  | 0 | 0 | 0 | 0 | 0 |  | 0 | 0 | 0 | 0 | 0 | 0 | 0 | 0
PG&E KERN | PGE Kern | PGE | Goose Lake | 115 | 74 | Distributed_Solar |  |  | 0 |  | 0 | 0 |  | 0 | 0 |  | 0 | 0 | 0 | 0 | 0 |  | 0 | 0 | 0 | 0 | 0 |  | 0 | 0 | 0 | 0 | 0 | 0 | 0 | 0
SCE Metro | SCE Metro | SCE | Gould | 230 | 97 | Distributed_Solar |  |  | 0 |  | 0 | 0 |  | 0 | 0 |  | 0 | 0 | 0 | 0 | 0 |  | 0 | 0 | 0 | 0 | 0 |  | 0 | 0 | 0 | 0 | 0 | 0 | 0 | 0
PG&E NGBA | PGE NGBA | PGE | Grand Island | 115 | 17 | Distributed_Solar |  |  | 1 |  | 0 | 0 |  | 2.73 | 2.73 |  | 0 | 0 | 0 | 2.73 | 2.73 |  | 0 | 0 | 0 | 0 | 0 |  | 0 | 0 | 0 | 2.73 | 2.73 | 0 | 2.73 | 2.73
SDGE | SDGE Imperial | SDGE | Granite | 69 |  | Distributed_Solar |  |  | 0 |  | 0 | 0 |  | 0 | 0 |  | 0 | 0 | 0 | 0 | 0 |  | 0 | 0 | 0 | 0 | 0 |  | 0 | 0 | 0 | 0 | 0 | 0 | 0 | 0
PG&E GBA | PGE GBA | PGE | Grant | 115 | 3 | Distributed_Solar |  |  | 0 |  | 0 | 0 |  | 0 | 0 |  | 0 | 0 | 0 | 0 | 0 |  | 0 | 0 | 0 | 0 | 0 |  | 0 | 0 | 0 | 0 | 0 | 0 | 0 | 0
PG&E GBA | PGE GBA | PGE | Green Valley | 115 | 87 | Distributed_Solar |  |  | 0 |  | 0 | 0 |  | 0 | 0 |  | 0 | 0 | 0 | 0 | 0 |  | 0 | 0 | 0 | 0 | 0 |  | 0 | 0 | 0 | 0 | 0 | 0 | 0 | 0
PG&E NGBA | PGE NGBA | PGE | Greenleaf 1 | 115 | 22 | Distributed_Solar |  |  | 0 |  | 0 | 0 |  | 0 | 0 |  | 0 | 0 | 0 | 0 | 0 |  | 0 | 0 | 0 | 0 | 0 |  | 0 | 0 | 0 | 0 | 0 | 0 | 0 | 0
PG&E FRESNO | PGE Fresno | PGE | Gregg | 230 | 149 | Distributed_Solar |  |  | 0 |  | 0 | 0 |  | 0 | 0 |  | 0 | 0 | 0 | 0 | 0 |  | 0 | 0 | 0 | 0 | 0 |  | 0 | 0 | 0 | 0 | 0 | 0 | 0 | 0
PG&E FRESNO | PGE Fresno | PGE | Grimmway-Malaga | 115 | 117 | Distributed_Solar |  |  | 0 |  | 0 | 0 |  | 0 | 0 |  | 0 | 0 | 0 | 0 | 0 |  | 0 | 0 | 0 | 0 | 0 |  | 0 | 0 | 0 | 0 | 0 | 0 | 0 | 0
PG&E NGBA | PGE NGBA | PGE | Grizzly | 230 | 24 | Distributed_Solar |  |  | 0 |  | 0 | 0 |  | 0 | 0 |  | 0 | 0 | 0 | 0 | 0 |  | 0 | 0 | 0 | 0 | 0 |  | 0 | 0 | 0 | 0 | 0 | 0 | 0 | 0
PG&E FRESNO | PGE Fresno | PGE | Guernsey | 70 |  | Distributed_Solar |  |  | 0 |  | 0 | 0 |  | 0 | 0 |  | 0 | 0 | 0 | 0 | 0 |  | 0 | 0 | 0 | 0 | 0 |  | 0 | 0 | 0 | 0 | 0 | 0 | 0 | 0
PG&E FRESNO | PGE Fresno | PGE | GWF Hanford | 115 | 125 | Distributed_Solar |  |  | 0 |  | 0 | 0 |  | 0 | 0 |  | 0 | 0 | 0 | 0 | 0 |  | 0 | 0 | 0 | 0 | 0 |  | 0 | 0 | 0 | 0 | 0 | 0 | 0 | 0
PG&E FRESNO | PGE Fresno | PGE | Haas | 230 | 117 | Distributed_Solar |  |  | 0 |  | 0 | 0 |  | 0 | 0 |  | 0 | 0 | 0 | 0 | 0 |  | 0 | 0 | 0 | 0 | 0 |  | 0 | 0 | 0 | 0 | 0 | 0 | 0 | 0
PG&E FRESNO | PGE Fresno | PGE | Hammonds | 115 | 114 | Distributed_Solar |  |  | 0 |  | 0 | 0 |  | 0 | 0 |  | 0 | 0 | 0 | 0 | 0 |  | 0 | 0 | 0 | 0 | 0 |  | 0 | 0 | 0 | 0 | 0 | 0 | 0 | 0
SCE Metro | SCE Metro | SCE | HarborGen | 230 | 97 | Distributed_Solar |  |  | 0 |  | 0 | 0 |  | 0 | 0 |  | 0 | 0 | 0 | 0 | 0 |  | 0 | 0 | 0 | 0 | 0 |  | 0 | 0 | 0 | 0 | 0 | 0 | 0 | 0
PG&E NGBA | PGE NGBA | PGE | Harris | 60 |  | Distributed_Solar |  |  | 0 |  | 0 | 0 |  | 0 | 0 |  | 0 | 0 | 0 | 0 | 0 |  | 0 | 0 | 0 | 0 | 0 |  | 0 | 0 | 0 | 0 | 0 | 0 | 0 | 0
EOP | SCE EOP | SCE | Harry Allen | 500 | 161 | Distributed_Solar |  |  | 0 |  | 0 | 0 |  | 0 | 0 |  | 0 | 0 | 0 | 0 | 0 |  | 0 | 0 | 0 | 0 | 0 |  | 0 | 0 | 0 | 0 | 0 | 0 | 0 | 0
PG&E NGBA | PGE NGBA | PGE | Hartley | 60 |  | Distributed_Solar |  |  | 0 |  | 0 | 0 |  | 0 | 0 |  | 0 | 0 | 0 | 0 | 0 |  | 0 | 0 | 0 | 0 | 0 |  | 0 | 0 | 0 | 0 | 0 | 0 | 0 | 0
SCE NOL | SCE NOL | SCE | Harvard | 115 | 160 | Distributed_Solar |  |  | 0 |  | 0 | 0 |  | 0 | 0 |  | 0 | 0 | 0 | 0 | 0 |  | 0 | 0 | 0 | 0 | 0 |  | 0 | 0 | 0 | 0 | 0 | 0 | 0 | 0
SDGE | SDGE Arizona | SDGE | Hassayampa | 500 | 180 | Distributed_Solar |  |  | 0 |  | 0 | 0 |  | 0 | 0 |  | 0 | 0 | 0 | 0 | 0 |  | 0 | 0 | 0 | 0 | 0 |  | 0 | 0 | 0 | 0 | 0 | 0 | 0 | 0
PG&E FRESNO | PGE Fresno | PGE | Helm | 230 | 117 | Distributed_Solar |  |  | 0 |  | 0 | 0 |  | 0 | 0 |  | 0 | 0 | 0 | 0 | 0 |  | 0 | 0 | 0 | 0 | 0 |  | 0 | 0 | 0 | 0 | 0 | 0 | 0 | 0
PG&E FRESNO | PGE Fresno | PGE | Helm | 70 |  | Distributed_Solar |  |  | 0 |  | 0 | 0 |  | 0 | 0 |  | 0 | 0 | 0 | 0 | 0 |  | 0 | 0 | 0 | 0 | 0 |  | 0 | 0 | 0 | 0 | 0 | 0 | 0 | 0
PG&E FRESNO | PGE Fresno | PGE | Henrietta | 115 | 90 | Distributed_Solar |  |  | 0 |  | 0 | 0 |  | 0 | 0 |  | 0 | 0 | 0 | 0 | 0 |  | 0 | 0 | 0 | 0 | 0 |  | 0 | 0 | 0 | 0 | 0 | 0 | 0 | 0
PG&E FRESNO | PGE Fresno | PGE | Henrietta | 230 | 75 | Distributed_Solar |  |  | 0 |  | 0 | 0 |  | 0 | 0 |  | 0 | 0 | 0 | 0 | 0 |  | 0 | 0 | 0 | 0 | 0 |  | 0 | 0 | 0 | 0 | 0 | 0 | 0 | 0
PG&E FRESNO | PGE Fresno | PGE | Henrietta | 70 |  | Distributed_Solar |  |  | 1 |  | 3 | 3 |  | 0 | 0 |  | 0 | 0 | 0 | 0 | 0 |  | 0 | 0 | 0 | 0 | 0 |  | 0 | 0 | 0 | 3 | 3 | 0 | 3 | 3
PG&E FRESNO | PGE Fresno | PGE | Herndon | 115 | 136 | Distributed_Solar |  |  | 0 |  | 0 | 0 |  | 0 | 0 |  | 0 | 0 | 0 | 0 | 0 |  | 0 | 0 | 0 | 0 | 0 |  | 0 | 0 | 0 | 0 | 0 | 0 | 0 | 0
PG&E FRESNO | PGE Fresno | PGE | Herndon | 230 | 138 | Distributed_Solar |  |  | 0 |  | 0 | 0 |  | 0 | 0 |  | 0 | 0 | 0 | 0 | 0 |  | 0 | 0 | 0 | 0 | 0 |  | 0 | 0 | 0 | 0 | 0 | 0 | 0 | 0
PG&E GBA | PGE GBA | PGE | Hicks | 230 | 80 | Distributed_Solar |  |  | 0 |  | 0 | 0 |  | 0 | 0 |  | 0 | 0 | 0 | 0 | 0 |  | 0 | 0 | 0 | 0 | 0 |  | 0 | 0 | 0 | 0 | 0 | 0 | 0 | 0
PG&E NGBA | PGE NGBA | PGE | Higgins | 115 | 20 | Distributed_Solar |  |  | 0 |  | 0 | 0 |  | 0 | 0 |  | 0 | 0 | 0 | 0 | 0 |  | 0 | 0 | 0 | 0 | 0 |  | 0 | 0 | 0 | 0 | 0 | 0 | 0 | 0
PG&E NGBA | PGE NGBA | PGE | Hilltop | 345 | 1 | Distributed_Solar |  |  | 0 |  | 0 | 0 |  | 0 | 0 |  | 0 | 0 | 0 | 0 | 0 |  | 0 | 0 | 0 | 0 | 0 |  | 0 | 0 | 0 | 0 | 0 | 0 | 0 | 0
SCE Metro | SCE Metro | SCE | Hinson | 230 | 132 | Distributed_Solar |  |  | 1 |  | 2.4 | 2.4 |  | 0.68 | 0.68 |  | 0 | 0 | 0 | 0.68 | 0.68 |  | 0 | 0 | 0 | 0 | 0 |  | 0 | 0 | 0 | 3.08 | 3.08 | 0 | 3.08 | 3.08
PG&E GBA | PGE GBA | PGE | Hollister | 115 | 85 | Distributed_Solar |  |  | 0 |  | 0 | 0 |  | 0 | 0 |  | 0 | 0 | 0 | 0 | 0 |  | 0 | 0 | 0 | 0 | 0 |  | 0 | 0 | 0 | 0 | 0 | 0 | 0 | 0
PG&E NGBA | PGE NGBA | PGE | Homestake | 115 | 37 | Distributed_Solar |  |  | 0 |  | 0 | 0 |  | 0 | 0 |  | 0 | 0 | 0 | 0 | 0 |  | 0 | 0 | 0 | 0 | 0 |  | 0 | 0 | 0 | 0 | 0 | 0 | 0 | 0
PG&E NGBA | PGE NGBA | PGE | Honcut | 115 | 22 | Distributed_Solar |  |  | 0 |  | 0 | 0 |  | 0 | 0 |  | 0 | 0 | 0 | 0 | 0 |  | 0 | 0 | 0 | 0 | 0 |  | 0 | 0 | 0 | 0 | 0 | 0 | 0 | 0
SDGE | SDGE Arizona | SDGE | Hoodoo Wash | 500 | 184 | Distributed_Solar |  |  | 0 |  | 0 | 0 |  | 0 | 0 |  | 0 | 0 | 0 | 0 | 0 |  | 0 | 0 | 0 | 0 | 0 |  | 0 | 0 | 0 | 0 | 0 | 0 | 0 | 0
PG&E NGBA | PGE NGBA | PGE | Hopland | 115 | 27 | Distributed_Solar |  |  | 0 |  | 0 | 0 |  | 0 | 0 |  | 0 | 0 | 0 | 0 | 0 |  | 0 | 0 | 0 | 0 | 0 |  | 0 | 0 | 0 | 0 | 0 | 0 | 0 | 0
PG&E NGBA | PGE NGBA | PGE | Hopland | 60 |  | Distributed_Solar |  |  | 0 |  | 0 | 0 |  | 0 | 0 |  | 0 | 0 | 0 | 0 | 0 |  | 0 | 0 | 0 | 0 | 0 |  | 0 | 0 | 0 | 0 | 0 | 0 | 0 | 0
PG&E NGBA | PGE NGBA | PGE | Humboldt | 115 | 1 | Distributed_Solar |  |  | 0 |  | 0 | 0 |  | 0 | 0 |  | 0 | 0 | 0 | 0 | 0 |  | 0 | 0 | 0 | 0 | 0 |  | 0 | 0 | 0 | 0 | 0 | 0 | 0 | 0
PG&E NGBA | PGE NGBA | PGE | Humboldt | 60 |  | Distributed_Solar |  |  | 1 |  | 0 | 0 |  | 1.999 | 1.999 |  | 0 | 0 | 0 | 1.999 | 1.999 |  | 0 | 0 | 0 | 0 | 0 |  | 0 | 0 | 0 | 1.999 | 1.999 | 0 | 1.999 | 1.999
PG&E NGBA | PGE NGBA | PGE | Humboldt | 500 | 1 | Distributed_Solar |  |  | 0 |  | 0 | 0 |  | 0 | 0 |  | 0 | 0 | 0 | 0 | 0 |  | 0 | 0 | 0 | 0 | 0 |  | 0 | 0 | 0 | 0 | 0 | 0 | 0 | 0
SCE Metro | SCE Metro | SCE | Huntington Beach | 230 | 97 | Distributed_Solar |  |  | 0 |  | 0 | 0 |  | 0 | 0 |  | 0 | 0 | 0 | 0 | 0 |  | 0 | 0 | 0 | 0 | 0 |  | 0 | 0 | 0 | 0 | 0 | 0 | 0 | 0
PG&E NGBA | PGE NGBA | PGE | Ignacio | 115 | 47 | Distributed_Solar |  |  | 0 |  | 0 | 0 |  | 0 | 0 |  | 0 | 0 | 0 | 0 | 0 |  | 0 | 0 | 0 | 0 | 0 |  | 0 | 0 | 0 | 0 | 0 | 0 | 0 | 0
PG&E NGBA | PGE NGBA | PGE | Ignacio | 230 | 27 | Distributed_Solar |  |  | 0 |  | 0 | 0 |  | 0 | 0 |  | 0 | 0 | 0 | 0 | 0 |  | 0 | 0 | 0 | 0 | 0 |  | 0 | 0 | 0 | 0 | 0 | 0 | 0 | 0
PG&E NGBA | PGE NGBA | PGE | Ignacio | 60 |  | Distributed_Solar |  |  | 0 |  | 0 | 0 |  | 0 | 0 |  | 0 | 0 | 0 | 0 | 0 |  | 0 | 0 | 0 | 0 | 0 |  | 0 | 0 | 0 | 0 | 0 | 0 | 0 | 0
SDGE | SDGE Imperial | SDGE | Imperial Beach | 69 |  | Distributed_Solar |  |  | 0 |  | 0 | 0 |  | 0 | 0 |  | 0 | 0 | 0 | 0 | 0 |  | 0 | 0 | 0 | 0 | 0 |  | 0 | 0 | 0 | 0 | 0 | 0 | 0 | 0
SDGE | SDGE Imperial | SDGE | Imperial Valley | 230 | 196 | Distributed_Solar |  |  | 0 |  | 0 | 0 |  | 0 | 0 |  | 0 | 0 | 0 | 0 | 0 |  | 0 | 0 | 0 | 0 | 0 |  | 0 | 0 | 0 | 0 | 0 | 0 | 0 | 0
SDGE | SDGE Imperial | SDGE | Imperial Valley | 500 | 196 | Distributed_Solar |  |  | 0 |  | 0 | 0 |  | 0 | 0 |  | 0 | 0 | 0 | 0 | 0 |  | 0 | 0 | 0 | 0 | 0 |  | 0 | 0 | 0 | 0 | 0 | 0 | 0 | 0
EOP | SCE EOP | SCE | Innovation | 138 | 177 | Distributed_Solar |  |  | 0 |  | 0 | 0 |  | 0 | 0 |  | 0 | 0 | 0 | 0 | 0 |  | 0 | 0 | 0 | 0 | 0 |  | 0 | 0 | 0 | 0 | 0 | 0 | 0 | 0
EOP | SCE EOP | SCE | Innovation | 230 | 177 | Distributed_Solar |  |  | 0 |  | 0 | 0 |  | 0 | 0 |  | 0 | 0 | 0 | 0 | 0 |  | 0 | 0 | 0 | 0 | 0 |  | 0 | 0 | 0 | 0 | 0 | 0 | 0 | 0
SCE NOL | SCE NOL | SCE | Inyokern | 115 | 160 | Distributed_Solar |  |  | 0 |  | 0 | 0 |  | 0 | 0 |  | 0 | 0 | 0 | 0 | 0 |  | 0 | 0 | 0 | 0 | 0 |  | 0 | 0 | 0 | 0 | 0 | 0 | 0 | 0
EOP | SCE EOP | SCE | IS Tap | 138 | 177 | Distributed_Solar |  |  | 0 |  | 0 | 0 |  | 0 | 0 |  | 0 | 0 | 0 | 0 | 0 |  | 0 | 0 | 0 | 0 | 0 |  | 0 | 0 | 0 | 0 | 0 | 0 | 0 | 0
EOP | SCE EOP | SCE | Ivanpah | 115 | 161 | Distributed_Solar |  |  | 0 |  | 0 | 0 |  | 0 | 0 |  | 0 | 0 | 0 | 0 | 0 |  | 0 | 0 | 0 | 0 | 0 |  | 0 | 0 | 0 | 0 | 0 | 0 | 0 | 0
EOP | SCE EOP | SCE | Ivanpah | 230 | 161 | Distributed_Solar |  |  | 0 |  | 0 | 0 |  | 0 | 0 |  | 0 | 0 | 0 | 0 | 0 |  | 0 | 0 | 0 | 0 | 0 |  | 0 | 0 | 0 | 0 | 0 | 0 | 0 | 0
EOP | SCE EOP | SCE | Jackass (DOE) | 138 | 177 | Distributed_Solar |  |  | 0 |  | 0 | 0 |  | 0 | 0 |  | 0 | 0 | 0 | 0 | 0 |  | 0 | 0 | 0 | 0 | 0 |  | 0 | 0 | 0 | 0 | 0 | 0 | 0 | 0
PG&E NGBA | PGE NGBA | PGE | James B Black | 230 | 1 | Distributed_Solar |  |  | 0 |  | 0 | 0 |  | 0 | 0 |  | 0 | 0 | 0 | 0 | 0 |  | 0 | 0 | 0 | 0 | 0 |  | 0 | 0 | 0 | 0 | 0 | 0 | 0 | 0
PG&E GBA | PGE GBA | PGE | Jefferson | 230 | 80 | Distributed_Solar |  |  | 0 |  | 0 | 0 |  | 0 | 0 |  | 0 | 0 | 0 | 0 | 0 |  | 0 | 0 | 0 | 0 | 0 |  | 0 | 0 | 0 | 0 | 0 | 0 | 0 | 0
PG&E NGBA | PGE NGBA | PGE | Jessup | 115 | 1 | Distributed_Solar |  |  | 0 |  | 0 | 0 |  | 0 | 0 |  | 0 | 0 | 0 | 0 | 0 |  | 0 | 0 | 0 | 0 | 0 |  | 0 | 0 | 0 | 0 | 0 | 0 | 0 | 0
SCE Metro | SCE Metro | SCE | Johanna | 230 | 97 | Distributed_Solar |  |  | 0 |  | 0 | 0 |  | 0 | 0 |  | 0 | 0 | 0 | 0 | 0 |  | 0 | 0 | 0 | 0 | 0 |  | 0 | 0 | 0 | 0 | 0 | 0 | 0 | 0
SCE Eastern | SCE Eastern | SCE | Julian Hinds | 230 | 174 | Distributed_Solar |  |  | 0 |  | 0 | 0 |  | 0 | 0 |  | 0 | 0 | 0 | 0 | 0 |  | 0 | 0 | 0 | 0 | 0 |  | 0 | 0 | 0 | 0 | 0 | 0 | 0 | 0
PG&E GBA | PGE GBA | PGE | Kasson | 115 | 12 | Distributed_Solar |  |  | 0 |  | 0 | 0 |  | 0 | 0 |  | 0 | 0 | 0 | 0 | 0 |  | 0 | 0 | 0 | 0 | 0 |  | 0 | 0 | 0 | 0 | 0 | 0 | 0 | 0
PG&E GBA | PGE GBA | PGE | Kasson | 60 |  | Distributed_Solar |  |  | 0 |  | 0 | 0 |  | 0 | 0 |  | 0 | 0 | 0 | 0 | 0 |  | 0 | 0 | 0 | 0 | 0 |  | 0 | 0 | 0 | 0 | 0 | 0 | 0 | 0
PG&E FRESNO | PGE Fresno | PGE | Kearney | 230 | 140 | Distributed_Solar |  |  | 1 |  | 10 | 10 |  | 0 | 0 |  | 0 | 0 | 0 | 0 | 0 |  | 0 | 0 | 0 | 0 | 0 |  | 0 | 0 | 0 | 10 | 10 | 0 | 10 | 10
PG&E FRESNO | PGE Fresno | PGE | Kearney | 70 |  | Distributed_Solar |  |  | 0 |  | 0 | 0 |  | 0 | 0 |  | 0 | 0 | 0 | 0 | 0 |  | 0 | 0 | 0 | 0 | 0 |  | 0 | 0 | 0 | 0 | 0 | 0 | 0 | 0
PG&E GBA | PGE GBA | PGE | Kelso | 230 | 32 | Distributed_Solar |  |  | 0 |  | 0 | 0 |  | 0 | 0 |  | 0 | 0 | 0 | 0 | 0 |  | 0 | 0 | 0 | 0 | 0 |  | 0 | 0 | 0 | 0 | 0 | 0 | 0 | 0
PG&E FRESNO | PGE Fresno | PGE | Kerchoff 1 | 115 | 150 | Distributed_Solar |  |  | 0 |  | 0 | 0 |  | 0 | 0 |  | 0 | 0 | 0 | 0 | 0 |  | 0 | 0 | 0 | 0 | 0 |  | 0 | 0 | 0 | 0 | 0 | 0 | 0 | 0
PG&E KERN | PGE Kern | PGE | Kern Oil | 115 | 101 | Distributed_Solar |  |  | 0 |  | 0 | 0 |  | 0 | 0 |  | 0 | 0 | 0 | 0 | 0 |  | 0 | 0 | 0 | 0 | 0 |  | 0 | 0 | 0 | 0 | 0 | 0 | 0 | 0
PG&E KERN | PGE Kern | PGE | Kern PP | 115 | 104 | Distributed_Solar |  |  | 0 |  | 0 | 0 |  | 0 | 0 |  | 0 | 0 | 0 | 0 | 0 |  | 0 | 0 | 0 | 0 | 0 |  | 0 | 0 | 0 | 0 | 0 | 0 | 0 | 0
PG&E KERN | PGE Kern | PGE | Kern PP | 230 | 96 | Distributed_Solar |  |  | 0 |  | 0 | 0 |  | 0 | 0 |  | 0 | 0 | 0 | 0 | 0 |  | 0 | 0 | 0 | 0 | 0 |  | 0 | 0 | 0 | 0 | 0 | 0 | 0 | 0
PG&E KERN | PGE Kern | PGE | Kern PP | 70 |  | Distributed_Solar |  |  | 0 |  | 0 | 0 |  | 0 | 0 |  | 0 | 0 | 0 | 0 | 0 |  | 0 | 0 | 0 | 0 | 0 |  | 0 | 0 | 0 | 0 | 0 | 0 | 0 | 0
PG&E KERN | PGE Kern | PGE | Kernridge | 115 | 100 | Distributed_Solar |  |  | 0 |  | 0 | 0 |  | 0 | 0 |  | 0 | 0 | 0 | 0 | 0 |  | 0 | 0 | 0 | 0 | 0 |  | 0 | 0 | 0 | 0 | 0 | 0 | 0 | 0
PG&E FRESNO | PGE Fresno | PGE | Kingsburg | 115 | 148 | Distributed_Solar |  |  | 0 |  | 0 | 0 |  | 0 | 0 |  | 0 | 0 | 0 | 0 | 0 |  | 0 | 0 | 0 | 0 | 0 |  | 0 | 0 | 0 | 0 | 0 | 0 | 0 | 0
PG&E GBA | PGE GBA | PGE | Kirker | 115 | 1 | Distributed_Solar |  |  | 1 |  | 0 | 0 |  | 2.9 | 2.9 |  | 0 | 0 | 0 | 2.9 | 2.9 |  | 0 | 0 | 0 | 0 | 0 |  | 0 | 0 | 0 | 2.9 | 2.9 | 0 | 2.9 | 2.9
PG&E NGBA | PGE NGBA | PGE | Knights Landing | 115 | 18 | Distributed_Solar |  |  | 0 |  | 0 | 0 |  | 0 | 0 |  | 0 | 0 | 0 | 0 | 0 |  | 0 | 0 | 0 | 0 | 0 |  | 0 | 0 | 0 | 0 | 0 | 0 | 0 | 0
PG&E NGBA | PGE NGBA | PGE | Konocti | 60 |  | Distributed_Solar |  |  | 0 |  | 0 | 0 |  | 0 | 0 |  | 0 | 0 | 0 | 0 | 0 |  | 0 | 0 | 0 | 0 | 0 |  | 0 | 0 | 0 | 0 | 0 | 0 | 0 | 0
SCE NOL | SCE NOL | SCE | Kramer | 115 | 160 | Distributed_Solar |  |  | 0 |  | 0 | 0 |  | 0 | 0 |  | 0 | 0 | 0 | 0 | 0 |  | 0 | 0 | 0 | 0 | 0 |  | 0 | 0 | 0 | 0 | 0 | 0 | 0 | 0
SCE NOL | SCE NOL | SCE | Kramer | 230 | 160 | Distributed_Solar |  |  | 0 |  | 0 | 0 |  | 0 | 0 |  | 0 | 0 | 0 | 0 | 0 |  | 0 | 0 | 0 | 0 | 0 |  | 0 | 0 | 0 | 0 | 0 | 0 | 0 | 0
SCE Metro | SCE Metro | SCE | La Cienega | 230 | 132 | Distributed_Solar |  |  | 0 |  | 0 | 0 |  | 0 | 0 |  | 0 | 0 | 0 | 0 | 0 |  | 0 | 0 | 0 | 0 | 0 |  | 0 | 0 | 0 | 0 | 0 | 0 | 0 | 0
SCE Metro | SCE Metro | SCE | La Fresa | 230 | 132 | Distributed_Solar |  |  | 1 |  | 0.64 | 0.64 |  | 0 | 0 |  | 0 | 0 | 0 | 0 | 0 |  | 0 | 0 | 0 | 0 | 0 |  | 0 | 0 | 0 | 0.64 | 0.64 | 0 | 0.64 | 0.64
SCE Metro | SCE Metro | SCE | Laguna Bell | 230 | 97 | Distributed_Solar |  |  | 1 |  | 1.35 | 1.35 |  | 0.68 | 0.68 |  | 0 | 0 | 0 | 0.68 | 0.68 |  | 0 | 0 | 0 | 0 | 0 |  | 0 | 0 | 0 | 2.03 | 2.03 | 0 | 2.03 | 2.03
PG&E KERN | PGE Kern | PGE | Lakeview | 70 |  | Distributed_Solar |  |  | 0 |  | 0 | 0 |  | 0 | 0 |  | 0 | 0 | 0 | 0 | 0 |  | 0 | 0 | 0 | 0 | 0 |  | 0 | 0 | 0 | 0 | 0 | 0 | 0 | 0
PG&E NGBA | PGE NGBA | PGE | Lakeville | 230 | 62 | Distributed_Solar |  |  | 0 |  | 0 | 0 |  | 0 | 0 |  | 0 | 0 | 0 | 0 | 0 |  | 0 | 0 | 0 | 0 | 0 |  | 0 | 0 | 0 | 0 | 0 | 0 | 0 | 0
PG&E NGBA | PGE NGBA | PGE | Lakeville | 60 |  | Distributed_Solar |  |  | 0 |  | 0 | 0 |  | 0 | 0 |  | 0 | 0 | 0 | 0 | 0 |  | 0 | 0 | 0 | 0 | 0 |  | 0 | 0 | 0 | 0 | 0 | 0 | 0 | 0
PG&E NGBA | PGE NGBA | PGE | Lakeville | 115 | 57 | Distributed_Solar |  |  | 0 |  | 0 | 0 |  | 0 | 0 |  | 0 | 0 | 0 | 0 | 0 |  | 0 | 0 | 0 | 0 | 0 |  | 0 | 0 | 0 | 0 | 0 | 0 | 0 | 0
PG&E GBA | PGE GBA | PGE | Lakewood | 115 | 1 | Distributed_Solar |  |  | 0 |  | 0 | 0 |  | 0 | 0 |  | 0 | 0 | 0 | 0 | 0 |  | 0 | 0 | 0 | 0 | 0 |  | 0 | 0 | 0 | 0 | 0 | 0 | 0 | 0
PG&E NGBA | PGE NGBA | PGE | Lambie | 230 | 59 | Distributed_Solar |  |  | 0 |  | 0 | 0 |  | 0 | 0 |  | 0 | 0 | 0 | 0 | 0 |  | 0 | 0 | 0 | 0 | 0 |  | 0 | 0 | 0 | 0 | 0 | 0 | 0 | 0
PG&E GBA | PGE GBA | PGE | Lammers | 115 | 44 | Distributed_Solar |  |  | 0 |  | 0 | 0 |  | 0 | 0 |  | 0 | 0 | 0 | 0 | 0 |  | 0 | 0 | 0 | 0 | 0 |  | 0 | 0 | 0 | 0 | 0 | 0 | 0 | 0
PG&E KERN | PGE Kern | PGE | Lamont | 115 | 108 | Distributed_Solar |  |  | 0 |  | 0 | 0 |  | 0 | 0 |  | 0 | 0 | 0 | 0 | 0 |  | 0 | 0 | 0 | 0 | 0 |  | 0 | 0 | 0 | 0 | 0 | 0 | 0 | 0
PG&E FRESNO | PGE Fresno | PGE | Las Aguilas | 230 | 120 | Distributed_Solar |  |  | 0 |  | 0 | 0 |  | 0 | 0 |  | 0 | 0 | 0 | 0 | 0 |  | 0 | 0 | 0 | 0 | 0 |  | 0 | 0 | 0 | 0 | 0 | 0 | 0 | 0
EOP | SCE EOP | SCE | Lathrop | 138 | 177 | Distributed_Solar |  |  | 0 |  | 0 | 0 |  | 0 | 0 |  | 0 | 0 | 0 | 0 | 0 |  | 0 | 0 | 0 | 0 | 0 |  | 0 | 0 | 0 | 0 | 0 | 0 | 0 | 0
EOP | SCE EOP | SCE | Lathrop | 230 | 177 | Distributed_Solar |  |  | 0 |  | 0 | 0 |  | 0 | 0 |  | 0 | 0 | 0 | 0 | 0 |  | 0 | 0 | 0 | 0 | 0 |  | 0 | 0 | 0 | 0 | 0 | 0 | 0 | 0
PG&E FRESNO | PGE Fresno | PGE | Le Grand | 115 | 166 | Distributed_Solar |  |  | 0 |  | 0 | 0 |  | 0 | 0 |  | 0 | 0 | 0 | 0 | 0 |  | 0 | 0 | 0 | 0 | 0 |  | 0 | 0 | 0 | 0 | 0 | 0 | 0 | 0
PG&E FRESNO | PGE Fresno | PGE | Lemoore | 70 |  | Distributed_Solar |  |  | 0 |  | 0 | 0 |  | 0 | 0 |  | 0 | 0 | 0 | 0 | 0 |  | 0 | 0 | 0 | 0 | 0 |  | 0 | 0 | 0 | 0 | 0 | 0 | 0 | 0
PG&E KERN | PGE Kern | PGE | Lerdo | 115 | 106 | Distributed_Solar |  |  | 0 |  | 0 | 0 |  | 0 | 0 |  | 0 | 0 | 0 | 0 | 0 |  | 0 | 0 | 0 | 0 | 0 |  | 0 | 0 | 0 | 0 | 0 | 0 | 0 | 0
SCE Metro | SCE Metro | SCE | Lewis | 230 | 97 | Distributed_Solar |  |  | 0 |  | 0 | 0 |  | 0 | 0 |  | 0 | 0 | 0 | 0 | 0 |  | 0 | 0 | 0 | 0 | 0 |  | 0 | 0 | 0 | 0 | 0 | 0 | 0 | 0
SCE Metro | SCE Metro | SCE | Lighthipe | 230 | 132 | Distributed_Solar |  |  | 1 |  | 2.34 | 2.34 |  | 1.32 | 1.32 |  | 0 | 0 | 0 | 1.32 | 1.32 |  | 0 | 0 | 0 | 0 | 0 |  | 0 | 0 | 0 | 3.66 | 3.66 | 0 | 3.66 | 3.66
SDGE | SDGE Imperial | SDGE | Lilac | 69 |  | Distributed_Solar |  |  | 0 |  | 0 | 0 |  | 0 | 0 |  | 0 | 0 | 0 | 0 | 0 |  | 0 | 0 | 0 | 0 | 0 |  | 0 | 0 | 0 | 0 | 0 | 0 | 0 | 0
PG&E NGBA | PGE NGBA | PGE | Lincoln | 115 | 24 | Distributed_Solar |  |  | 0 |  | 0 | 0 |  | 0 | 0 |  | 0 | 0 | 0 | 0 | 0 |  | 0 | 0 | 0 | 0 | 0 |  | 0 | 0 | 0 | 0 | 0 | 0 | 0 | 0
PG&E KERN | PGE Kern | PGE | Live Oak | 115 | 92 | Distributed_Solar |  |  | 0 |  | 0 | 0 |  | 0 | 0 |  | 0 | 0 | 0 | 0 | 0 |  | 0 | 0 | 0 | 0 | 0 |  | 0 | 0 | 0 | 0 | 0 | 0 | 0 | 0
PG&E GBA | PGE GBA | PGE | Llagas | 115 | 40 | Distributed_Solar |  |  | 0 |  | 0 | 0 |  | 0 | 0 |  | 0 | 0 | 0 | 0 | 0 |  | 0 | 0 | 0 | 0 | 0 |  | 0 | 0 | 0 | 0 | 0 | 0 | 0 | 0
PG&E GBA | PGE GBA | PGE | Lockeford | 115 | 15 | Distributed_Solar |  |  | 0 |  | 0 | 0 |  | 0 | 0 |  | 0 | 0 | 0 | 0 | 0 |  | 0 | 0 | 0 | 0 | 0 |  | 0 | 0 | 0 | 0 | 0 | 0 | 0 | 0
PG&E GBA | PGE GBA | PGE | Lockeford | 230 | 66 | Distributed_Solar |  |  | 0 |  | 0 | 0 |  | 0 | 0 |  | 0 | 0 | 0 | 0 | 0 |  | 0 | 0 | 0 | 0 | 0 |  | 0 | 0 | 0 | 0 | 0 | 0 | 0 | 0
PG&E GBA | PGE GBA | PGE | Lockeford | 60 |  | Distributed_Solar |  |  | 0 |  | 0 | 0 |  | 0 | 0 |  | 0 | 0 | 0 | 0 | 0 |  | 0 | 0 | 0 | 0 | 0 |  | 0 | 0 | 0 | 0 | 0 | 0 | 0 | 0
PG&E GBA | PGE GBA | PGE | Lodi | 230 | 16 | Distributed_Solar |  |  | 0 |  | 0 | 0 |  | 0 | 0 |  | 0 | 0 | 0 | 0 | 0 |  | 0 | 0 | 0 | 0 | 0 |  | 0 | 0 | 0 | 0 | 0 | 0 | 0 | 0
PG&E NGBA | PGE NGBA | PGE | Logan Creek | 230 | 25 | Distributed_Solar |  |  | 0 |  | 0 | 0 |  | 0 | 0 |  | 0 | 0 | 0 | 0 | 0 |  | 0 | 0 | 0 | 0 | 0 |  | 0 | 0 | 0 | 0 | 0 | 0 | 0 | 0
PG&E GBA | PGE GBA | PGE | Lone Tree | 230 | 30 | Distributed_Solar |  |  | 0 |  | 0 | 0 |  | 0 | 0 |  | 0 | 0 | 0 | 0 | 0 |  | 0 | 0 | 0 | 0 | 0 |  | 0 | 0 | 0 | 0 | 0 | 0 | 0 | 0
PG&E FRESNO | PGE Fresno | PGE | Los Banos | 230 | 88 | Distributed_Solar |  |  | 1 |  | 0 | 0 |  | 5.9 | 5.9 |  | 0 | 0 | 0 | 5.9 | 5.9 |  | 0 | 0 | 0 | 0 | 0 |  | 0 | 0 | 0 | 5.9 | 5.9 | 0 | 5.9 | 5.9
PG&E FRESNO | PGE Fresno | PGE | Los Banos | 500 | 77 | Distributed_Solar |  |  | 0 |  | 0 | 0 |  | 0 | 0 |  | 0 | 0 | 0 | 0 | 0 |  | 0 | 0 | 0 | 0 | 0 |  | 0 | 0 | 0 | 0 | 0 | 0 | 0 | 0
SDGE | SDGE Imperial | SDGE | Los Coches | 138 | 189 | Distributed_Solar |  |  | 0 |  | 0 | 0 |  | 0 | 0 |  | 0 | 0 | 0 | 0 | 0 |  | 0 | 0 | 0 | 0 | 0 |  | 0 | 0 | 0 | 0 | 0 | 0 | 0 | 0
SDGE | SDGE Imperial | SDGE | Los Coches | 69 |  | Distributed_Solar |  |  | 0 |  | 0 | 0 |  | 0 | 0 |  | 0 | 0 | 0 | 0 | 0 |  | 0 | 0 | 0 | 0 | 0 |  | 0 | 0 | 0 | 0 | 0 | 0 | 0 | 0
PG&E GBA | PGE GBA | PGE | Los Esteros | 115 | 38 | Distributed_Solar |  |  | 0 |  | 0 | 0 |  | 0 | 0 |  | 0 | 0 | 0 | 0 | 0 |  | 0 | 0 | 0 | 0 | 0 |  | 0 | 0 | 0 | 0 | 0 | 0 | 0 | 0
PG&E GBA | PGE GBA | PGE | Los Esteros | 230 | 38 | Distributed_Solar |  |  | 0 |  | 0 | 0 |  | 0 | 0 |  | 0 | 0 | 0 | 0 | 0 |  | 0 | 0 | 0 | 0 | 0 |  | 0 | 0 | 0 | 0 | 0 | 0 | 0 | 0
PG&E GBA | PGE GBA | PGE | Los Positas | 230 |  | Distributed_Solar |  |  | 0 |  | 0 | 0 |  | 0 | 0 |  | 0 | 0 | 0 | 0 | 0 |  | 0 | 0 | 0 | 0 | 0 |  | 0 | 0 | 0 | 0 | 0 | 0 | 0 | 0
PG&E GBA | PGE GBA | PGE | Los Positas | 60 |  | Distributed_Solar |  |  | 0 |  | 0 | 0 |  | 0 | 0 |  | 0 | 0 | 0 | 0 | 0 |  | 0 | 0 | 0 | 0 | 0 |  | 0 | 0 | 0 | 0 | 0 | 0 | 0 | 0
SDGE | SDGE Imperial | SDGE | Loveland | 69 |  | Distributed_Solar |  |  | 0 |  | 0 | 0 |  | 0 | 0 |  | 0 | 0 | 0 | 0 | 0 |  | 0 | 0 | 0 | 0 | 0 |  | 0 | 0 | 0 | 0 | 0 | 0 | 0 | 0
SCE NOL | SCE NOL | SCE | Lugo | 230 | 110 | Distributed_Solar |  |  | 0 |  | 0 | 0 |  | 0 | 0 |  | 0 | 0 | 0 | 0 | 0 |  | 0 | 0 | 0 | 0 | 0 |  | 0 | 0 | 0 | 0 | 0 | 0 | 0 | 0
SCE Metro | SCE NOL | SCE | Lugo | 500 | 97 | Distributed_Solar |  |  | 0 |  | 0 | 0 |  | 0 | 0 |  | 0 | 0 | 0 | 0 | 0 |  | 0 | 0 | 0 | 0 | 0 |  | 0 | 0 | 0 | 0 | 0 | 0 | 0 | 0
PG&E FRESNO | PGE Fresno | PGE | Madera | 70 |  | Distributed_Solar |  |  | 0 |  | 0 | 0 |  | 0 | 0 |  | 0 | 0 | 0 | 0 | 0 |  | 0 | 0 | 0 | 0 | 0 |  | 0 | 0 | 0 | 0 | 0 | 0 | 0 | 0
PG&E NGBA | PGE NGBA | PGE | Madison | 115 | 39 | Distributed_Solar |  |  | 0 |  | 0 | 0 |  | 0 | 0 |  | 0 | 0 | 0 | 0 | 0 |  | 0 | 0 | 0 | 0 | 0 |  | 0 | 0 | 0 | 0 | 0 | 0 | 0 | 0
PG&E KERN | PGE Kern | PGE | Magunden | 115 | 99 | Distributed_Solar |  |  | 0 |  | 0 | 0 |  | 0 | 0 |  | 0 | 0 | 0 | 0 | 0 |  | 0 | 0 | 0 | 0 | 0 |  | 0 | 0 | 0 | 0 | 0 | 0 | 0 | 0
SCE Northern | PGE Kern | PGE | Magunden | 230 | 144 | Distributed_Solar |  |  | 0 |  | 0 | 0 |  | 0 | 0 |  | 0 | 0 | 0 | 0 | 0 |  | 0 | 0 | 0 | 0 | 0 |  | 0 | 0 | 0 | 0 | 0 | 0 | 0 | 0
PG&E FRESNO | PGE Fresno | PGE | Malaga | 115 | 148 | Distributed_Solar |  |  | 0 |  | 0 | 0 |  | 0 | 0 |  | 0 | 0 | 0 | 0 | 0 |  | 0 | 0 | 0 | 0 | 0 |  | 0 | 0 | 0 | 0 | 0 | 0 | 0 | 0
PG&E NGBA | PGE NGBA | PGE | Malin | 500 | 1 | Distributed_Solar |  |  | 0 |  | 0 | 0 |  | 0 | 0 |  | 0 | 0 | 0 | 0 | 0 |  | 0 | 0 | 0 | 0 | 0 |  | 0 | 0 | 0 | 0 | 0 | 0 | 0 | 0
SCE Northern | SCE Northern | SCE | Mandalay | 230 | 157 | Distributed_Solar |  |  | 0 |  | 0 | 0 |  | 0 | 0 |  | 0 | 0 | 0 | 0 | 0 |  | 0 | 0 | 0 | 0 | 0 |  | 0 | 0 | 0 | 0 | 0 | 0 | 0 | 0
PG&E FRESNO | PGE Fresno | PGE | Manning | 230 | 69 | Distributed_Solar |  |  | 0 |  | 0 | 0 |  | 0 | 0 |  | 0 | 0 | 0 | 0 | 0 |  | 0 | 0 | 0 | 0 | 0 |  | 0 | 0 | 0 | 0 | 0 | 0 | 0 | 0
PG&E FRESNO | PGE Fresno | PGE | Manning | 500 |  | Distributed_Solar |  |  | 0 |  | 0 | 0 |  | 0 | 0 |  | 0 | 0 | 0 | 0 | 0 |  | 0 | 0 | 0 | 0 | 0 |  | 0 | 0 | 0 | 0 | 0 | 0 | 0 | 0
PG&E GBA | PGE GBA | PGE | Manteca | 115 | 127 | Distributed_Solar |  |  | 0 |  | 0 | 0 |  | 0 | 0 |  | 0 | 0 | 0 | 0 | 0 |  | 0 | 0 | 0 | 0 | 0 |  | 0 | 0 | 0 | 0 | 0 | 0 | 0 | 0
SDGE | SDGE Imperial | SDGE | Margarita | 138 | 187 | Distributed_Solar |  |  | 0 |  | 0 | 0 |  | 0 | 0 |  | 0 | 0 | 0 | 0 | 0 |  | 0 | 0 | 0 | 0 | 0 |  | 0 | 0 | 0 | 0 | 0 | 0 | 0 | 0
PG&E GBA | PGE GBA | PGE | Martin | 230 | 3 | Distributed_Solar |  |  | 0 |  | 0 | 0 |  | 0 | 0 |  | 0 | 0 | 0 | 0 | 0 |  | 0 | 0 | 0 | 0 | 0 |  | 0 | 0 | 0 | 0 | 0 | 0 | 0 | 0
PG&E GBA | PGE GBA | PGE | Martin | 115 | 31 | Distributed_Solar |  |  | 0 |  | 0 | 0 |  | 0 | 0 |  | 0 | 0 | 0 | 0 | 0 |  | 0 | 0 | 0 | 0 | 0 |  | 0 | 0 | 0 | 0 | 0 | 0 | 0 | 0
PG&E GBA | PGE GBA | PGE | Martinez | 115 | 51 | Distributed_Solar |  |  | 0 |  | 0 | 0 |  | 0 | 0 |  | 0 | 0 | 0 | 0 | 0 |  | 0 | 0 | 0 | 0 | 0 |  | 0 | 0 | 0 | 0 | 0 | 0 | 0 | 0
PG&E FRESNO | PGE Fresno | PGE | Mc Mullin | 230 | 117 | Distributed_Solar |  |  | 0 |  | 0 | 0 |  | 0 | 0 |  | 0 | 0 | 0 | 0 | 0 |  | 0 | 0 | 0 | 0 | 0 |  | 0 | 0 | 0 | 0 | 0 | 0 | 0 | 0
PG&E FRESNO | PGE Fresno | PGE | McCall | 115 | 118 | Distributed_Solar |  |  | 0 |  | 0 | 0 |  | 0 | 0 |  | 0 | 0 | 0 | 0 | 0 |  | 0 | 0 | 0 | 0 | 0 |  | 0 | 0 | 0 | 0 | 0 | 0 | 0 | 0
PG&E FRESNO | PGE Fresno | PGE | McCall | 230 | 117 | Distributed_Solar |  |  | 0 |  | 0 | 0 |  | 0 | 0 |  | 0 | 0 | 0 | 0 | 0 |  | 0 | 0 | 0 | 0 | 0 |  | 0 | 0 | 0 | 0 | 0 | 0 | 0 | 0
PG&E GBA | PGE GBA | PGE | Meadow Lane | 115 | 1 | Distributed_Solar |  |  | 0 |  | 0 | 0 |  | 0 | 0 |  | 0 | 0 | 0 | 0 | 0 |  | 0 | 0 | 0 | 0 | 0 |  | 0 | 0 | 0 | 0 | 0 | 0 | 0 | 0
PG&E GBA | PGE GBA | PGE | Melones | 115 | 44 | Distributed_Solar |  |  | 0 |  | 0 | 0 |  | 0 | 0 |  | 0 | 0 | 0 | 0 | 0 |  | 0 | 0 | 0 | 0 | 0 |  | 0 | 0 | 0 | 0 | 0 | 0 | 0 | 0
PG&E GBA | PGE GBA | PGE | Melones | 230 | 44 | Distributed_Solar |  |  | 0 |  | 0 | 0 |  | 0 | 0 |  | 0 | 0 | 0 | 0 | 0 |  | 0 | 0 | 0 | 0 | 0 |  | 0 | 0 | 0 | 0 | 0 | 0 | 0 | 0
SDGE | SDGE Imperial | SDGE | Melrose | 69 |  | Distributed_Solar |  |  | 0 |  | 0 | 0 |  | 0 | 0 |  | 0 | 0 | 0 | 0 | 0 |  | 0 | 0 | 0 | 0 | 0 |  | 0 | 0 | 0 | 0 | 0 | 0 | 0 | 0
PG&E NGBA | PGE NGBA | PGE | Mendocino | 115 | 27 | Distributed_Solar |  |  | 1 |  | 0 | 0 |  | 5 | 5 |  | 0 | 0 | 0 | 5 | 5 |  | 0 | 0 | 0 | 0 | 0 |  | 0 | 0 | 0 | 5 | 5 | 0 | 5 | 5
PG&E NGBA | PGE NGBA | PGE | Mendocino | 60 |  | Distributed_Solar |  |  | 0 |  | 0 | 0 |  | 0 | 0 |  | 0 | 0 | 0 | 0 | 0 |  | 0 | 0 | 0 | 0 | 0 |  | 0 | 0 | 0 | 0 | 0 | 0 | 0 | 0
PG&E FRESNO | PGE Fresno | PGE | Mendota | 115 | 164 | Distributed_Solar |  |  | 0 |  | 0 | 0 |  | 0 | 0 |  | 0 | 0 | 0 | 0 | 0 |  | 0 | 0 | 0 | 0 | 0 |  | 0 | 0 | 0 | 0 | 0 | 0 | 0 | 0
PG&E GBA | PGE GBA | PGE | Menlo | 60 |  | Distributed_Solar |  |  | 0 |  | 0 | 0 |  | 0 | 0 |  | 0 | 0 | 0 | 0 | 0 |  | 0 | 0 | 0 | 0 | 0 |  | 0 | 0 | 0 | 0 | 0 | 0 | 0 | 0
PG&E FRESNO | PGE Fresno | PGE | Merced | 115 | 162 | Distributed_Solar |  |  | 0 |  | 0 | 0 |  | 0 | 0 |  | 0 | 0 | 0 | 0 | 0 |  | 0 | 0 | 0 | 0 | 0 |  | 0 | 0 | 0 | 0 | 0 | 0 | 0 | 0
EOP | SCE EOP | SCE | Mercury | 138 | 177 | Distributed_Solar |  |  | 0 |  | 0 | 0 |  | 0 | 0 |  | 0 | 0 | 0 | 0 | 0 |  | 0 | 0 | 0 | 0 | 0 |  | 0 | 0 | 0 | 0 | 0 | 0 | 0 | 0
PG&E FRESNO | PGE Fresno | PGE | Mercy Springs | 70 |  | Distributed_Solar |  |  | 0 |  | 0 | 0 |  | 0 | 0 |  | 0 | 0 | 0 | 0 | 0 |  | 0 | 0 | 0 | 0 | 0 |  | 0 | 0 | 0 | 0 | 0 | 0 | 0 | 0
PG&E NGBA | PGE NGBA | PGE | Meridian | 60 |  | Distributed_Solar |  |  | 0 |  | 0 | 0 |  | 0 | 0 |  | 0 | 0 | 0 | 0 | 0 |  | 0 | 0 | 0 | 0 | 0 |  | 0 | 0 | 0 | 0 | 0 | 0 | 0 | 0
PG&E KERN | PGE Kern | PGE | Mesa (PGE) | 115 | 111 | Distributed_Solar |  |  | 0 |  | 0 | 0 |  | 0 | 0 |  | 0 | 0 | 0 | 0 | 0 |  | 0 | 0 | 0 | 0 | 0 |  | 0 | 0 | 0 | 0 | 0 | 0 | 0 | 0
PG&E KERN | PGE Kern | PGE | Mesa (PGE) | 230 | 122 | Distributed_Solar |  |  | 0 |  | 0 | 0 |  | 0 | 0 |  | 0 | 0 | 0 | 0 | 0 |  | 0 | 0 | 0 | 0 | 0 |  | 0 | 0 | 0 | 0 | 0 | 0 | 0 | 0
SCE Metro | SCE Metro | SCE | Mesa (SCE) | 230 | 97 | Distributed_Solar |  |  | 1 |  | 0 | 0 |  | 1.92 | 1.92 |  | 0 | 0 | 0 | 1.92 | 1.92 |  | 0 | 0 | 0 | 0 | 0 |  | 0 | 0 | 0 | 1.92 | 1.92 | 0 | 1.92 | 1.92
SCE Metro | SCE Metro | SCE | Mesa (SCE) | 500 | 97 | Distributed_Solar |  |  | 0 |  | 0 | 0 |  | 0 | 0 |  | 0 | 0 | 0 | 0 | 0 |  | 0 | 0 | 0 | 0 | 0 |  | 0 | 0 | 0 | 0 | 0 | 0 | 0 | 0
SDGE | SDGE Imperial | SDGE | Mesa Heights | 69 |  | Distributed_Solar |  |  | 0 |  | 0 | 0 |  | 0 | 0 |  | 0 | 0 | 0 | 0 | 0 |  | 0 | 0 | 0 | 0 | 0 |  | 0 | 0 | 0 | 0 | 0 | 0 | 0 | 0
PG&E GBA | PGE GBA | PGE | Metcalf | 115 | 11 | Distributed_Solar |  |  | 0 |  | 0 | 0 |  | 0 | 0 |  | 0 | 0 | 0 | 0 | 0 |  | 0 | 0 | 0 | 0 | 0 |  | 0 | 0 | 0 | 0 | 0 | 0 | 0 | 0
PG&E GBA | PGE GBA | PGE | Metcalf | 230 | 11 | Distributed_Solar |  |  | 0 |  | 0 | 0 |  | 0 | 0 |  | 0 | 0 | 0 | 0 | 0 |  | 0 | 0 | 0 | 0 | 0 |  | 0 | 0 | 0 | 0 | 0 | 0 | 0 | 0
PG&E GBA | PGE GBA | PGE | Metcalf | 500 | 77 | Distributed_Solar |  |  | 0 |  | 0 | 0 |  | 0 | 0 |  | 0 | 0 | 0 | 0 | 0 |  | 0 | 0 | 0 | 0 | 0 |  | 0 | 0 | 0 | 0 | 0 | 0 | 0 | 0
PG&E KERN | PGE Kern | PGE | Midway | 115 | 112 | Distributed_Solar |  |  | 0 |  | 0 | 0 |  | 0 | 0 |  | 0 | 0 | 0 | 0 | 0 |  | 0 | 0 | 0 | 0 | 0 |  | 0 | 0 | 0 | 0 | 0 | 0 | 0 | 0
PG&E KERN | PGE Kern | PGE | Midway | 230 | 102 | Distributed_Solar |  |  | 0 |  | 0 | 0 |  | 0 | 0 |  | 0 | 0 | 0 | 0 | 0 |  | 0 | 0 | 0 | 0 | 0 |  | 0 | 0 | 0 | 0 | 0 | 0 | 0 | 0
PG&E KERN | PGE Kern | PGE | Midway | 500 | 73 | Distributed_Solar |  |  | 0 |  | 0 | 0 |  | 0 | 0 |  | 0 | 0 | 0 | 0 | 0 |  | 0 | 0 | 0 | 0 | 0 |  | 0 | 0 | 0 | 0 | 0 | 0 | 0 | 0
SDGE | SDGE Imperial | SDGE | Miguel | 230 | 196 | Distributed_Solar |  |  | 0 |  | 0 | 0 |  | 0 | 0 |  | 0 | 0 | 0 | 0 | 0 |  | 0 | 0 | 0 | 0 | 0 |  | 0 | 0 | 0 | 0 | 0 | 0 | 0 | 0
SDGE | SDGE Imperial | SDGE | Miguel | 500 | 196 | Distributed_Solar |  |  | 0 |  | 0 | 0 |  | 0 | 0 |  | 0 | 0 | 0 | 0 | 0 |  | 0 | 0 | 0 | 0 | 0 |  | 0 | 0 | 0 | 0 | 0 | 0 | 0 | 0
SDGE | SDGE Imperial | SDGE | Miguel | 69 |  | Distributed_Solar |  |  | 0 |  | 0 | 0 |  | 0 | 0 |  | 0 | 0 | 0 | 0 | 0 |  | 0 | 0 | 0 | 0 | 0 |  | 0 | 0 | 0 | 0 | 0 | 0 | 0 | 0
PG&E GBA | PGE GBA | PGE | Millbrae | 115 | 31 | Distributed_Solar |  |  | 0 |  | 0 | 0 |  | 0 | 0 |  | 0 | 0 | 0 | 0 | 0 |  | 0 | 0 | 0 | 0 | 0 |  | 0 | 0 | 0 | 0 | 0 | 0 | 0 | 0
PG&E GBA | PGE GBA | PGE | Miller | 115 | 44 | Distributed_Solar |  |  | 0 |  | 0 | 0 |  | 0 | 0 |  | 0 | 0 | 0 | 0 | 0 |  | 0 | 0 | 0 | 0 | 0 |  | 0 | 0 | 0 | 0 | 0 | 0 | 0 | 0
SCE Metro | SCE Metro | SCE | Mira Loma | 230 | 97 | Distributed_Solar |  |  | 0 |  | 0 | 0 |  | 0 | 0 |  | 0 | 0 | 0 | 0 | 0 |  | 0 | 0 | 0 | 0 | 0 |  | 0 | 0 | 0 | 0 | 0 | 0 | 0 | 0
SCE Metro | SCE Metro | SCE | Mira Loma | 500 | 97 | Distributed_Solar |  |  | 0 |  | 0 | 0 |  | 0 | 0 |  | 0 | 0 | 0 | 0 | 0 |  | 0 | 0 | 0 | 0 | 0 |  | 0 | 0 | 0 | 0 | 0 | 0 | 0 | 0
SCE Eastern | SCE Eastern | SCE | Mirage | 115 | 174 | Distributed_Solar |  |  | 0 |  | 0 | 0 |  | 0 | 0 |  | 0 | 0 | 0 | 0 | 0 |  | 0 | 0 | 0 | 0 | 0 |  | 0 | 0 | 0 | 0 | 0 | 0 | 0 | 0
SCE Eastern | SCE Eastern | SCE | Mirage | 230 |  | Distributed_Solar |  |  | 0 |  | 0 | 0 |  | 0 | 0 |  | 0 | 0 | 0 | 0 | 0 |  | 0 | 0 | 0 | 0 | 0 |  | 0 | 0 | 0 | 0 | 0 | 0 | 0 | 0
SDGE | SDGE Imperial | SDGE | Mission | 138 | 186 | Distributed_Solar |  |  | 0 |  | 0 | 0 |  | 0 | 0 |  | 0 | 0 | 0 | 0 | 0 |  | 0 | 0 | 0 | 0 | 0 |  | 0 | 0 | 0 | 0 | 0 | 0 | 0 | 0
SDGE | SDGE Imperial | SDGE | Mission | 230 | 186 | Distributed_Solar |  |  | 0 |  | 0 | 0 |  | 0 | 0 |  | 0 | 0 | 0 | 0 | 0 |  | 0 | 0 | 0 | 0 | 0 |  | 0 | 0 | 0 | 0 | 0 | 0 | 0 | 0
SDGE | SDGE Imperial | SDGE | Mission | 69 |  | Distributed_Solar |  |  | 0 |  | 0 | 0 |  | 0 | 0 |  | 0 | 0 | 0 | 0 | 0 |  | 0 | 0 | 0 | 0 | 0 |  | 0 | 0 | 0 | 0 | 0 | 0 | 0 | 0
PG&E GBA | PGE GBA | PGE | Mi-Wuk | 115 | 44 | Distributed_Solar |  |  | 0 |  | 0 | 0 |  | 0 | 0 |  | 0 | 0 | 0 | 0 | 0 |  | 0 | 0 | 0 | 0 | 0 |  | 0 | 0 | 0 | 0 | 0 | 0 | 0 | 0
EOP | SCE EOP | SCE | Mohave | 500 | 131 | Distributed_Solar |  |  | 0 |  | 0 | 0 |  | 0 | 0 |  | 0 | 0 | 0 | 0 | 0 |  | 0 | 0 | 0 | 0 | 0 |  | 0 | 0 | 0 | 0 | 0 | 0 | 0 | 0
PG&E NGBA | PGE NGBA | PGE | Monroe | 115 | 27 | Distributed_Solar |  |  | 0 |  | 0 | 0 |  | 0 | 0 |  | 0 | 0 | 0 | 0 | 0 |  | 0 | 0 | 0 | 0 | 0 |  | 0 | 0 | 0 | 0 | 0 | 0 | 0 | 0
SDGE | SDGE Imperial | SDGE | Monserate | 69 |  | Distributed_Solar |  |  | 0 |  | 0 | 0 |  | 0 | 0 |  | 0 | 0 | 0 | 0 | 0 |  | 0 | 0 | 0 | 0 | 0 |  | 0 | 0 | 0 | 0 | 0 | 0 | 0 | 0
PG&E GBA | PGE GBA | PGE | Monta Vista | 115 | 80 | Distributed_Solar |  |  | 0 |  | 0 | 0 |  | 0 | 0 |  | 0 | 0 | 0 | 0 | 0 |  | 0 | 0 | 0 | 0 | 0 |  | 0 | 0 | 0 | 0 | 0 | 0 | 0 | 0
PG&E GBA | PGE GBA | PGE | Monta Vista | 230 | 10 | Distributed_Solar |  |  | 0 |  | 0 | 0 |  | 0 | 0 |  | 0 | 0 | 0 | 0 | 0 |  | 0 | 0 | 0 | 0 | 0 |  | 0 | 0 | 0 | 0 | 0 | 0 | 0 | 0
PG&E GBA | PGE GBA | PGE | Monta Vista | 60 |  | Distributed_Solar |  |  | 0 |  | 0 | 0 |  | 0 | 0 |  | 0 | 0 | 0 | 0 | 0 |  | 0 | 0 | 0 | 0 | 0 |  | 0 | 0 | 0 | 0 | 0 | 0 | 0 | 0
PG&E NGBA | PGE NGBA | PGE | Monticello | 115 | 55 | Distributed_Solar |  |  | 0 |  | 0 | 0 |  | 0 | 0 |  | 0 | 0 | 0 | 0 | 0 |  | 0 | 0 | 0 | 0 | 0 |  | 0 | 0 | 0 | 0 | 0 | 0 | 0 | 0
SCE Northern | SCE Northern | SCE | Moorpark | 230 | 157 | Distributed_Solar |  |  | 0 |  | 0 | 0 |  | 0 | 0 |  | 0 | 0 | 0 | 0 | 0 |  | 0 | 0 | 0 | 0 | 0 |  | 0 | 0 | 0 | 0 | 0 | 0 | 0 | 0
SCE Northern | SCE Northern | SCE | Moorpark | 66 |  | Distributed_Solar |  |  | 0 |  | 0 | 0 |  | 0 | 0 |  | 0 | 0 | 0 | 0 | 0 |  | 0 | 0 | 0 | 0 | 0 |  | 0 | 0 | 0 | 0 | 0 | 0 | 0 | 0
PG&E GBA | PGE GBA | PGE | Moraga | 115 | 6 | Distributed_Solar |  |  | 0 |  | 0 | 0 |  | 0 | 0 |  | 0 | 0 | 0 | 0 | 0 |  | 0 | 0 | 0 | 0 | 0 |  | 0 | 0 | 0 | 0 | 0 | 0 | 0 | 0
PG&E GBA | PGE GBA | PGE | Moraga | 230 | 53 | Distributed_Solar |  |  | 0 |  | 0 | 0 |  | 0 | 0 |  | 0 | 0 | 0 | 0 | 0 |  | 0 | 0 | 0 | 0 | 0 |  | 0 | 0 | 0 | 0 | 0 | 0 | 0 | 0
PG&E GBA | PGE GBA | PGE | Morgan Hill | 115 | 40 | Distributed_Solar |  |  | 0 |  | 0 | 0 |  | 0 | 0 |  | 0 | 0 | 0 | 0 | 0 |  | 0 | 0 | 0 | 0 | 0 |  | 0 | 0 | 0 | 0 | 0 | 0 | 0 | 0
PG&E KERN | PGE Kern | PGE | Morro Bay | 115 | 111 | Distributed_Solar |  |  | 0 |  | 0 | 0 |  | 0 | 0 |  | 0 | 0 | 0 | 0 | 0 |  | 0 | 0 | 0 | 0 | 0 |  | 0 | 0 | 0 | 0 | 0 | 0 | 0 | 0
PG&E KERN | PGE Kern | PGE | Morro Bay | 230 | 122 | Distributed_Solar |  |  | 0 |  | 0 | 0 |  | 0 | 0 |  | 0 | 0 | 0 | 0 | 0 |  | 0 | 0 | 0 | 0 | 0 |  | 0 | 0 | 0 | 0 | 0 | 0 | 0 | 0
PG&E KERN | PGE Kern | PGE | Morro Bay | 500 | 98 | Distributed_Solar |  |  | 0 |  | 0 | 0 |  | 0 | 0 |  | 0 | 0 | 0 | 0 | 0 |  | 0 | 0 | 0 | 0 | 0 |  | 0 | 0 | 0 | 0 | 0 | 0 | 0 | 0
PG&E GBA | PGE GBA | PGE | Moss Landing | 115 | 85 | Distributed_Solar |  |  | 0 |  | 0 | 0 |  | 0 | 0 |  | 0 | 0 | 0 | 0 | 0 |  | 0 | 0 | 0 | 0 | 0 |  | 0 | 0 | 0 | 0 | 0 | 0 | 0 | 0
PG&E GBA | PGE GBA | PGE | Moss Landing | 230 | 85 | Distributed_Solar |  |  | 0 |  | 0 | 0 |  | 0 | 0 |  | 0 | 0 | 0 | 0 | 0 |  | 0 | 0 | 0 | 0 | 0 |  | 0 | 0 | 0 | 0 | 0 | 0 | 0 | 0
PG&E GBA | PGE GBA | PGE | Moss Landing | 500 | 82 | Distributed_Solar |  |  | 0 |  | 0 | 0 |  | 0 | 0 |  | 0 | 0 | 0 | 0 | 0 |  | 0 | 0 | 0 | 0 | 0 |  | 0 | 0 | 0 | 0 | 0 | 0 | 0 | 0
EOP | SCE EOP | SCE | Mountain Pass | 115 | 161 | Distributed_Solar |  |  | 0 |  | 0 | 0 |  | 0 | 0 |  | 0 | 0 | 0 | 0 | 0 |  | 0 | 0 | 0 | 0 | 0 |  | 0 | 0 | 0 | 0 | 0 | 0 | 0 | 0
PG&E GBA | PGE GBA | PGE | Mountain View | 115 | 78 | Distributed_Solar |  |  | 0 |  | 0 | 0 |  | 0 | 0 |  | 0 | 0 | 0 | 0 | 0 |  | 0 | 0 | 0 | 0 | 0 |  | 0 | 0 | 0 | 0 | 0 | 0 | 0 | 0
PG&E GBA | PGE GBA | PGE | Mt Eden | 115 | 3 | Distributed_Solar |  |  | 0 |  | 0 | 0 |  | 0 | 0 |  | 0 | 0 | 0 | 0 | 0 |  | 0 | 0 | 0 | 0 | 0 |  | 0 | 0 | 0 | 0 | 0 | 0 | 0 | 0
PG&E KERN | PGE Kern | PGE | Mt Poso | 115 | 74 | Distributed_Solar |  |  | 0 |  | 0 | 0 |  | 0 | 0 |  | 0 | 0 | 0 | 0 | 0 |  | 0 | 0 | 0 | 0 | 0 |  | 0 | 0 | 0 | 0 | 0 | 0 | 0 | 0
SDGE | SDGE Imperial | SDGE | Murray | 69 |  | Distributed_Solar |  |  | 0 |  | 0 | 0 |  | 0 | 0 |  | 0 | 0 | 0 | 0 | 0 |  | 0 | 0 | 0 | 0 | 0 |  | 0 | 0 | 0 | 0 | 0 | 0 | 0 | 0
PG&E FRESNO | PGE Fresno | PGE | Mustang | 230 | 145 | Distributed_Solar |  |  | 0 |  | 0 | 0 |  | 0 | 0 |  | 0 | 0 | 0 | 0 | 0 |  | 0 | 0 | 0 | 0 | 0 |  | 0 | 0 | 0 | 0 | 0 | 0 | 0 | 0
SCE Northern | SCE Northern | SCE | Neenach | 66 |  | Distributed_Solar |  |  | 0 |  | 0 | 0 |  | 0 | 0 |  | 0 | 0 | 0 | 0 | 0 |  | 0 | 0 | 0 | 0 | 0 |  | 0 | 0 | 0 | 0 | 0 | 0 | 0 | 0
PG&E KERN | PGE Kern | PGE | New Sub - Gates - Midway (Proposed) | 230 | 93 | Distributed_Solar |  |  | 0 |  | 0 | 0 |  | 0 | 0 |  | 0 | 0 | 0 | 0 | 0 |  | 0 | 0 | 0 | 0 | 0 |  | 0 | 0 | 0 | 0 | 0 | 0 | 0 | 0
PG&E KERN | PGE Kern | PGE | New Sub - Gates - Templeton (Proposed) | 230 | 130 | Distributed_Solar |  |  | 0 |  | 0 | 0 |  | 0 | 0 |  | 0 | 0 | 0 | 0 | 0 |  | 0 | 0 | 0 | 0 | 0 |  | 0 | 0 | 0 | 0 | 0 | 0 | 0 | 0
SCE NOL | SCE NOL | SCE | New Sub - Kramer - Lugo (Proposed) | 230 | 160 | Distributed_Solar |  |  | 0 |  | 0 | 0 |  | 0 | 0 |  | 0 | 0 | 0 | 0 | 0 |  | 0 | 0 | 0 | 0 | 0 |  | 0 | 0 | 0 | 0 | 0 | 0 | 0 | 0
PG&E FRESNO | PGE Fresno | PGE | New Sub - Los Banos - Midway (Proposed) | 500 | 73 | Distributed_Solar |  |  | 0 |  | 0 | 0 |  | 0 | 0 |  | 0 | 0 | 0 | 0 | 0 |  | 0 | 0 | 0 | 0 | 0 |  | 0 | 0 | 0 | 0 | 0 | 0 | 0 | 0
SCE NOL | SCE NOL | SCE | New Sub - Lugo - Pisgah (Proposed) | 230 | 141 | Distributed_Solar |  |  | 0 |  | 0 | 0 |  | 0 | 0 |  | 0 | 0 | 0 | 0 | 0 |  | 0 | 0 | 0 | 0 | 0 |  | 0 | 0 | 0 | 0 | 0 | 0 | 0 | 0
PG&E KERN | PGE Kern | PGE | New Sub - Midway - Wheeler Ridge (Proposed) | 230 | 93 | Distributed_Solar |  |  | 0 |  | 0 | 0 |  | 0 | 0 |  | 0 | 0 | 0 | 0 | 0 |  | 0 | 0 | 0 | 0 | 0 |  | 0 | 0 | 0 | 0 | 0 | 0 | 0 | 0
PG&E NGBA | PGE NGBA | PGE | New Sub - Near existing Leavitt (PSREC) | 345 |  | Distributed_Solar |  |  | 0 |  | 0 | 0 |  | 0 | 0 |  | 0 | 0 | 0 | 0 | 0 |  | 0 | 0 | 0 | 0 | 0 |  | 0 | 0 | 0 | 0 | 0 | 0 | 0 | 0
PG&E NGBA | PGE NGBA | PGE | New Sub - Near existing Madeline (NVE) | 345 |  | Distributed_Solar |  |  | 0 |  | 0 | 0 |  | 0 | 0 |  | 0 | 0 | 0 | 0 | 0 |  | 0 | 0 | 0 | 0 | 0 |  | 0 | 0 | 0 | 0 | 0 | 0 | 0 | 0
SDGE | SDGE Imperial | SDGE | New Sub - North Gila - IV (Proposed) | 500 | 185 | Distributed_Solar |  |  | 0 |  | 0 | 0 |  | 0 | 0 |  | 0 | 0 | 0 | 0 | 0 |  | 0 | 0 | 0 | 0 | 0 |  | 0 | 0 | 0 | 0 | 0 | 0 | 0 | 0
PG&E NGBA | PGE NGBA | PGE | New Sub - Pit 1 - Cottonwood (Proposed) | 230 | 2 | Distributed_Solar |  |  | 0 |  | 0 | 0 |  | 0 | 0 |  | 0 | 0 | 0 | 0 | 0 |  | 0 | 0 | 0 | 0 | 0 |  | 0 | 0 | 0 | 0 | 0 | 0 | 0 | 0
PG&E GBA | PGE GBA | PGE | New Sub - Rancho Seco - Bellota (Proposed) | 230 | 15 | Distributed_Solar |  |  | 0 |  | 0 | 0 |  | 0 | 0 |  | 0 | 0 | 0 | 0 | 0 |  | 0 | 0 | 0 | 0 | 0 |  | 0 | 0 | 0 | 0 | 0 | 0 | 0 | 0
SDGE | SDGE Imperial | SDGE | New Sub - Suncrest - Ocotillo (Proposed) | 500 | 183 | Distributed_Solar |  |  | 0 |  | 0 | 0 |  | 0 | 0 |  | 0 | 0 | 0 | 0 | 0 |  | 0 | 0 | 0 | 0 | 0 |  | 0 | 0 | 0 | 0 | 0 | 0 | 0 | 0
PG&E FRESNO | PGE Fresno | PGE | New Sub - Westley - Quinto (Proposed) | 230 | 64 | Distributed_Solar |  |  | 0 |  | 0 | 0 |  | 0 | 0 |  | 0 | 0 | 0 | 0 | 0 |  | 0 | 0 | 0 | 0 | 0 |  | 0 | 0 | 0 | 0 | 0 | 0 | 0 | 0
PG&E GBA | PGE GBA | PGE | Newark | 115 | 38 | Distributed_Solar |  |  | 0 |  | 0 | 0 |  | 0 | 0 |  | 0 | 0 | 0 | 0 | 0 |  | 0 | 0 | 0 | 0 | 0 |  | 0 | 0 | 0 | 0 | 0 | 0 | 0 | 0
PG&E GBA | PGE GBA | PGE | Newark | 230 | 45 | Distributed_Solar |  |  | 0 |  | 0 | 0 |  | 0 | 0 |  | 0 | 0 | 0 | 0 | 0 |  | 0 | 0 | 0 | 0 | 0 |  | 0 | 0 | 0 | 0 | 0 | 0 | 0 | 0
PG&E GBA | PGE GBA | PGE | Newark | 60 |  | Distributed_Solar |  |  | 0 |  | 0 | 0 |  | 0 | 0 |  | 0 | 0 | 0 | 0 | 0 |  | 0 | 0 | 0 | 0 | 0 |  | 0 | 0 | 0 | 0 | 0 | 0 | 0 | 0
PG&E FRESNO | PGE Fresno | PGE | Newhall | 115 | 137 | Distributed_Solar |  |  | 0 |  | 0 | 0 |  | 0 | 0 |  | 0 | 0 | 0 | 0 | 0 |  | 0 | 0 | 0 | 0 | 0 |  | 0 | 0 | 0 | 0 | 0 | 0 | 0 | 0
PG&E KERN | PGE Kern | PGE | Norco | 115 | 95 | Distributed_Solar |  |  | 0 |  | 0 | 0 |  | 0 | 0 |  | 0 | 0 | 0 | 0 | 0 |  | 0 | 0 | 0 | 0 | 0 |  | 0 | 0 | 0 | 0 | 0 | 0 | 0 | 0
PG&E GBA | PGE GBA | PGE | Nortech | 115 | 13 | Distributed_Solar |  |  | 0 |  | 0 | 0 |  | 0 | 0 |  | 0 | 0 | 0 | 0 | 0 |  | 0 | 0 | 0 | 0 | 0 |  | 0 | 0 | 0 | 0 | 0 | 0 | 0 | 0
SDGE | SDGE Imperial | SDGE | North City Metering | 138 | 186 | Distributed_Solar |  |  | 0 |  | 0 | 0 |  | 0 | 0 |  | 0 | 0 | 0 | 0 | 0 |  | 0 | 0 | 0 | 0 | 0 |  | 0 | 0 | 0 | 0 | 0 | 0 | 0 | 0
PG&E GBA | PGE GBA | PGE | North Dublin | 230 | 42 | Distributed_Solar |  |  | 0 |  | 0 | 0 |  | 0 | 0 |  | 0 | 0 | 0 | 0 | 0 |  | 0 | 0 | 0 | 0 | 0 |  | 0 | 0 | 0 | 0 | 0 | 0 | 0 | 0
SDGE | SDGE Arizona | SDGE | North Gila | 500 | 188 | Distributed_Solar |  |  | 0 |  | 0 | 0 |  | 0 | 0 |  | 0 | 0 | 0 | 0 | 0 |  | 0 | 0 | 0 | 0 | 0 |  | 0 | 0 | 0 | 0 | 0 | 0 | 0 | 0
SCE Metro | SCE Metro | SCE | North of SONGS | 230 | 97 | Distributed_Solar |  |  | 0 |  | 0 | 0 |  | 0 | 0 |  | 0 | 0 | 0 | 0 | 0 |  | 0 | 0 | 0 | 0 | 0 |  | 0 | 0 | 0 | 0 | 0 | 0 | 0 | 0
SCE Metro | SCE Metro | SCE | North of SONGS | 500 | 97 | Distributed_Solar |  |  | 0 |  | 0 | 0 |  | 0 | 0 |  | 0 | 0 | 0 | 0 | 0 |  | 0 | 0 | 0 | 0 | 0 |  | 0 | 0 | 0 | 0 | 0 | 0 | 0 | 0
PG&E NGBA | PGE NGBA | PGE | Notre Dame | 115 | 1 | Distributed_Solar |  |  | 0 |  | 0 | 0 |  | 0 | 0 |  | 0 | 0 | 0 | 0 | 0 |  | 0 | 0 | 0 | 0 | 0 |  | 0 | 0 | 0 | 0 | 0 | 0 | 0 | 0
PG&E GBA | PGE GBA | PGE | Oakland C | 115 | 56 | Distributed_Solar |  |  | 0 |  | 0 | 0 |  | 0 | 0 |  | 0 | 0 | 0 | 0 | 0 |  | 0 | 0 | 0 | 0 | 0 |  | 0 | 0 | 0 | 0 | 0 | 0 | 0 | 0
PG&E GBA | PGE GBA | PGE | Oakland J | 115 | 6 | Distributed_Solar |  |  | 0 |  | 0 | 0 |  | 0 | 0 |  | 0 | 0 | 0 | 0 | 0 |  | 0 | 0 | 0 | 0 | 0 |  | 0 | 0 | 0 | 0 | 0 | 0 | 0 | 0
PG&E GBA | PGE GBA | PGE | Oakland L | 115 | 6 | Distributed_Solar |  |  | 0 |  | 0 | 0 |  | 0 | 0 |  | 0 | 0 | 0 | 0 | 0 |  | 0 | 0 | 0 | 0 | 0 |  | 0 | 0 | 0 | 0 | 0 | 0 | 0 | 0
PG&E GBA | PGE GBA | PGE | Oakland X | 115 | 6 | Distributed_Solar |  |  | 0 |  | 0 | 0 |  | 0 | 0 |  | 0 | 0 | 0 | 0 | 0 |  | 0 | 0 | 0 | 0 | 0 |  | 0 | 0 | 0 | 0 | 0 | 0 | 0 | 0
SDGE | SDGE Imperial | SDGE | Ocean Ranch | 69 |  | Distributed_Solar |  |  | 0 |  | 0 | 0 |  | 0 | 0 |  | 0 | 0 | 0 | 0 | 0 |  | 0 | 0 | 0 | 0 | 0 |  | 0 | 0 | 0 | 0 | 0 | 0 | 0 | 0
PG&E KERN | PGE Kern | PGE | Oceano | 115 | 111 | Distributed_Solar |  |  | 0 |  | 0 | 0 |  | 0 | 0 |  | 0 | 0 | 0 | 0 | 0 |  | 0 | 0 | 0 | 0 | 0 |  | 0 | 0 | 0 | 0 | 0 | 0 | 0 | 0
SDGE | SDGE Imperial | SDGE | Ocotillo Express | 500 | 194 | Distributed_Solar |  |  | 0 |  | 0 | 0 |  | 0 | 0 |  | 0 | 0 | 0 | 0 | 0 |  | 0 | 0 | 0 | 0 | 0 |  | 0 | 0 | 0 | 0 | 0 | 0 | 0 | 0
PG&E KERN | PGE Kern | PGE | Old River | 70 |  | Distributed_Solar |  |  | 1 |  | 0 | 0 |  | 2.4 | 2.4 |  | 0 | 0 | 0 | 2.4 | 2.4 |  | 0 | 0 | 0 | 0 | 0 |  | 0 | 0 | 0 | 2.4 | 2.4 | 0 | 2.4 | 2.4
SDGE | SDGE Imperial | SDGE | Old Town | 230 | 171 | Distributed_Solar |  |  | 0 |  | 0 | 0 |  | 0 | 0 |  | 0 | 0 | 0 | 0 | 0 |  | 0 | 0 | 0 | 0 | 0 |  | 0 | 0 | 0 | 0 | 0 | 0 | 0 | 0
SCE Metro | SCE Metro | SCE | Olinda | 230 | 97 | Distributed_Solar |  |  | 0 |  | 0 | 0 |  | 0 | 0 |  | 0 | 0 | 0 | 0 | 0 |  | 0 | 0 | 0 | 0 | 0 |  | 0 | 0 | 0 | 0 | 0 | 0 | 0 | 0
PG&E FRESNO | PGE Fresno | PGE | Olive | 115 | 119 | Distributed_Solar |  |  | 0 |  | 0 | 0 |  | 0 | 0 |  | 0 | 0 | 0 | 0 | 0 |  | 0 | 0 | 0 | 0 | 0 |  | 0 | 0 | 0 | 0 | 0 | 0 | 0 | 0
PG&E NGBA | PGE NGBA | PGE | Olivehurst | 115 | 22 | Distributed_Solar |  |  | 0 |  | 0 | 0 |  | 0 | 0 |  | 0 | 0 | 0 | 0 | 0 |  | 0 | 0 | 0 | 0 | 0 |  | 0 | 0 | 0 | 0 | 0 | 0 | 0 | 0
PG&E NGBA | PGE NGBA | PGE | Oregon Trail | 60 |  | Distributed_Solar |  |  | 0 |  | 0 | 0 |  | 0 | 0 |  | 0 | 0 | 0 | 0 | 0 |  | 0 | 0 | 0 | 0 | 0 |  | 0 | 0 | 0 | 0 | 0 | 0 | 0 | 0
SCE Northern | SCE Northern | SCE | Ormond Beach | 230 | 157 | Distributed_Solar |  |  | 0 |  | 0 | 0 |  | 0 | 0 |  | 0 | 0 | 0 | 0 | 0 |  | 0 | 0 | 0 | 0 | 0 |  | 0 | 0 | 0 | 0 | 0 | 0 | 0 | 0
PG&E FRESNO | PGE Fresno | PGE | Oro Loma | 115 | 123 | Distributed_Solar |  |  | 0 |  | 0 | 0 |  | 0 | 0 |  | 0 | 0 | 0 | 0 | 0 |  | 0 | 0 | 0 | 0 | 0 |  | 0 | 0 | 0 | 0 | 0 | 0 | 0 | 0
PG&E FRESNO | PGE Fresno | PGE | Oro Loma | 70 |  | Distributed_Solar |  |  | 1 |  | 0 | 0 |  | 5 | 5 |  | 0 | 0 | 0 | 5 | 5 |  | 0 | 0 | 0 | 0 | 0 |  | 0 | 0 | 0 | 5 | 5 | 0 | 5 | 5
PG&E FRESNO | PGE Fresno | PGE | Orosi | 70 |  | Distributed_Solar |  |  | 0 |  | 0 | 0 |  | 0 | 0 |  | 0 | 0 | 0 | 0 | 0 |  | 0 | 0 | 0 | 0 | 0 |  | 0 | 0 | 0 | 0 | 0 | 0 | 0 | 0
SDGE | SDGE Imperial | SDGE | Otay | 69 |  | Distributed_Solar |  |  | 0 |  | 0 | 0 |  | 0 | 0 |  | 0 | 0 | 0 | 0 | 0 |  | 0 | 0 | 0 | 0 | 0 |  | 0 | 0 | 0 | 0 | 0 | 0 | 0 | 0
SDGE | SDGE Imperial | SDGE | Otay Mesa | 230 | 197 | Distributed_Solar |  |  | 0 |  | 0 | 0 |  | 0 | 0 |  | 0 | 0 | 0 | 0 | 0 |  | 0 | 0 | 0 | 0 | 0 |  | 0 | 0 | 0 | 0 | 0 | 0 | 0 | 0
PG&E FRESNO | PGE Fresno | PGE | Padre Flats SW STA | 230 | 71 | Distributed_Solar |  |  | 0 |  | 0 | 0 |  | 0 | 0 |  | 0 | 0 | 0 | 0 | 0 |  | 0 | 0 | 0 | 0 | 0 |  | 0 | 0 | 0 | 0 | 0 | 0 | 0 | 0
EOP | SCE EOP | SCE | Pahrump | 138 | 177 | Distributed_Solar |  |  | 0 |  | 0 | 0 |  | 0 | 0 |  | 0 | 0 | 0 | 0 | 0 |  | 0 | 0 | 0 | 0 | 0 |  | 0 | 0 | 0 | 0 | 0 | 0 | 0 | 0
EOP | SCE EOP | SCE | Pahrump | 230 | 177 | Distributed_Solar |  |  | 0 |  | 0 | 0 |  | 0 | 0 |  | 0 | 0 | 0 | 0 | 0 |  | 0 | 0 | 0 | 0 | 0 |  | 0 | 0 | 0 | 0 | 0 | 0 | 0 | 0
SDGE | SDGE Imperial | SDGE | Pala | 69 |  | Distributed_Solar |  |  | 0 |  | 0 | 0 |  | 0 | 0 |  | 0 | 0 | 0 | 0 | 0 |  | 0 | 0 | 0 | 0 | 0 |  | 0 | 0 | 0 | 0 | 0 | 0 | 0 | 0
PG&E NGBA | PGE NGBA | PGE | Palermo | 115 | 22 | Distributed_Solar |  |  | 0 |  | 0 | 0 |  | 0 | 0 |  | 0 | 0 | 0 | 0 | 0 |  | 0 | 0 | 0 | 0 | 0 |  | 0 | 0 | 0 | 0 | 0 | 0 | 0 | 0
PG&E NGBA | PGE NGBA | PGE | Palermo | 230 | 19 | Distributed_Solar |  |  | 0 |  | 0 | 0 |  | 0 | 0 |  | 0 | 0 | 0 | 0 | 0 |  | 0 | 0 | 0 | 0 | 0 |  | 0 | 0 | 0 | 0 | 0 | 0 | 0 | 0
SCE Eastern | SCE Arizona | SCE | Palo Verde | 500 | 176 | Distributed_Solar |  |  | 0 |  | 0 | 0 |  | 0 | 0 |  | 0 | 0 | 0 | 0 | 0 |  | 0 | 0 | 0 | 0 | 0 |  | 0 | 0 | 0 | 0 | 0 | 0 | 0 | 0
SDGE | SDGE Imperial | SDGE | Palomar Energy | 230 | 195 | Distributed_Solar |  |  | 0 |  | 0 | 0 |  | 0 | 0 |  | 0 | 0 | 0 | 0 | 0 |  | 0 | 0 | 0 | 0 | 0 |  | 0 | 0 | 0 | 0 | 0 | 0 | 0 | 0
PG&E KERN | PGE Kern | PGE | Panama | 70 |  | Distributed_Solar |  |  | 0 |  | 0 | 0 |  | 0 | 0 |  | 0 | 0 | 0 | 0 | 0 |  | 0 | 0 | 0 | 0 | 0 |  | 0 | 0 | 0 | 0 | 0 | 0 | 0 | 0
PG&E FRESNO | PGE Fresno | PGE | Panoche | 115 | 128 | Distributed_Solar |  |  | 1 |  | 0 | 0 |  | 4.4 | 4.4 |  | 0 | 0 | 0 | 4.4 | 4.4 |  | 0 | 0 | 0 | 0 | 0 |  | 0 | 0 | 0 | 4.4 | 4.4 | 0 | 4.4 | 4.4
PG&E FRESNO | PGE Fresno | PGE | Panoche | 230 | 94 | Distributed_Solar |  |  | 0 |  | 0 | 0 |  | 0 | 0 |  | 0 | 0 | 0 | 0 | 0 |  | 0 | 0 | 0 | 0 | 0 |  | 0 | 0 | 0 | 0 | 0 | 0 | 0 | 0
SCE Northern | SCE Northern | SCE | Pardee | 230 | 151 | Distributed_Solar |  |  | 0 |  | 0 | 0 |  | 0 | 0 |  | 0 | 0 | 0 | 0 | 0 |  | 0 | 0 | 0 | 0 | 0 |  | 0 | 0 | 0 | 0 | 0 | 0 | 0 | 0
PG&E NGBA | PGE NGBA | PGE | Parkway | 230 | 30 | Distributed_Solar |  |  | 0 |  | 0 | 0 |  | 0 | 0 |  | 0 | 0 | 0 | 0 | 0 |  | 0 | 0 | 0 | 0 | 0 |  | 0 | 0 | 0 | 0 | 0 | 0 | 0 | 0
SCE Northern | SCE Northern | SCE | Pastoria | 230 | 159 | Distributed_Solar |  |  | 0 |  | 0 | 0 |  | 0 | 0 |  | 0 | 0 | 0 | 0 | 0 |  | 0 | 0 | 0 | 0 | 0 |  | 0 | 0 | 0 | 0 | 0 | 0 | 0 | 0
SCE Metro | SCE Metro | SCE | Pauda | 230 |  | Distributed_Solar |  |  | 0 |  | 0 | 0 |  | 0 | 0 |  | 0 | 0 | 0 | 0 | 0 |  | 0 | 0 | 0 | 0 | 0 |  | 0 | 0 | 0 | 0 | 0 | 0 | 0 | 0
PG&E GBA | PGE GBA | PGE | Paul Sweet | 115 | 14 | Distributed_Solar |  |  | 0 |  | 0 | 0 |  | 0 | 0 |  | 0 | 0 | 0 | 0 | 0 |  | 0 | 0 | 0 | 0 | 0 |  | 0 | 0 | 0 | 0 | 0 | 0 | 0 | 0
PG&E NGBA | PGE NGBA | PGE | Peabody | 230 | 52 | Distributed_Solar |  |  | 0 |  | 0 | 0 |  | 0 | 0 |  | 0 | 0 | 0 | 0 | 0 |  | 0 | 0 | 0 | 0 | 0 |  | 0 | 0 | 0 | 0 | 0 | 0 | 0 | 0
PG&E NGBA | PGE NGBA | PGE | Pease | 115 | 22 | Distributed_Solar |  |  | 0 |  | 0 | 0 |  | 0 | 0 |  | 0 | 0 | 0 | 0 | 0 |  | 0 | 0 | 0 | 0 | 0 |  | 0 | 0 | 0 | 0 | 0 | 0 | 0 | 0
PG&E NGBA | PGE NGBA | PGE | Pease | 60 |  | Distributed_Solar |  |  | 0 |  | 0 | 0 |  | 0 | 0 |  | 0 | 0 | 0 | 0 | 0 |  | 0 | 0 | 0 | 0 | 0 |  | 0 | 0 | 0 | 0 | 0 | 0 | 0 | 0
SDGE | SDGE Imperial | SDGE | Penasquitos | 138 | 171 | Distributed_Solar |  |  | 0 |  | 0 | 0 |  | 0 | 0 |  | 0 | 0 | 0 | 0 | 0 |  | 0 | 0 | 0 | 0 | 0 |  | 0 | 0 | 0 | 0 | 0 | 0 | 0 | 0
SDGE | SDGE Imperial | SDGE | Penasquitos | 230 | 171 | Distributed_Solar |  |  | 0 |  | 0 | 0 |  | 0 | 0 |  | 0 | 0 | 0 | 0 | 0 |  | 0 | 0 | 0 | 0 | 0 |  | 0 | 0 | 0 | 0 | 0 | 0 | 0 | 0
SDGE | SDGE Imperial | SDGE | Penasquitos | 69 |  | Distributed_Solar |  |  | 0 |  | 0 | 0 |  | 0 | 0 |  | 0 | 0 | 0 | 0 | 0 |  | 0 | 0 | 0 | 0 | 0 |  | 0 | 0 | 0 | 0 | 0 | 0 | 0 | 0
SDGE | SDGE Imperial | SDGE | Pendleton | 69 |  | Distributed_Solar |  |  | 0 |  | 0 | 0 |  | 0 | 0 |  | 0 | 0 | 0 | 0 | 0 |  | 0 | 0 | 0 | 0 | 0 |  | 0 | 0 | 0 | 0 | 0 | 0 | 0 | 0
PG&E NGBA | PGE NGBA | PGE | Penngrove | 115 | 27 | Distributed_Solar |  |  | 0 |  | 0 | 0 |  | 0 | 0 |  | 0 | 0 | 0 | 0 | 0 |  | 0 | 0 | 0 | 0 | 0 |  | 0 | 0 | 0 | 0 | 0 | 0 | 0 | 0
PG&E GBA | PGE GBA | PGE | Peoria | 115 | 44 | Distributed_Solar |  |  | 0 |  | 0 | 0 |  | 0 | 0 |  | 0 | 0 | 0 | 0 | 0 |  | 0 | 0 | 0 | 0 | 0 |  | 0 | 0 | 0 | 0 | 0 | 0 | 0 | 0
PG&E GBA | PGE GBA | PGE | Piercy | 115 | 11 | Distributed_Solar |  |  | 0 |  | 0 | 0 |  | 0 | 0 |  | 0 | 0 | 0 | 0 | 0 |  | 0 | 0 | 0 | 0 | 0 |  | 0 | 0 | 0 | 0 | 0 | 0 | 0 | 0
PG&E FRESNO | PGE Fresno | PGE | Pine Flat | 230 | 117 | Distributed_Solar |  |  | 0 |  | 0 | 0 |  | 0 | 0 |  | 0 | 0 | 0 | 0 | 0 |  | 0 | 0 | 0 | 0 | 0 |  | 0 | 0 | 0 | 0 | 0 | 0 | 0 | 0
SCE NOL | SCE NOL | SCE | Pisgah | 230 | 141 | Distributed_Solar |  |  | 0 |  | 0 | 0 |  | 0 | 0 |  | 0 | 0 | 0 | 0 | 0 |  | 0 | 0 | 0 | 0 | 0 |  | 0 | 0 | 0 | 0 | 0 | 0 | 0 | 0
PG&E NGBA | PGE NGBA | PGE | Pit 1 | 230 | 2 | Distributed_Solar |  |  | 0 |  | 0 | 0 |  | 0 | 0 |  | 0 | 0 | 0 | 0 | 0 |  | 0 | 0 | 0 | 0 | 0 |  | 0 | 0 | 0 | 0 | 0 | 0 | 0 | 0
PG&E NGBA | PGE NGBA | PGE | Pit 1 | 60 |  | Distributed_Solar |  |  | 0 |  | 0 | 0 |  | 0 | 0 |  | 0 | 0 | 0 | 0 | 0 |  | 0 | 0 | 0 | 0 | 0 |  | 0 | 0 | 0 | 0 | 0 | 0 | 0 | 0
PG&E NGBA | PGE NGBA | PGE | Pit 3 | 230 | 2 | Distributed_Solar |  |  | 0 |  | 0 | 0 |  | 0 | 0 |  | 0 | 0 | 0 | 0 | 0 |  | 0 | 0 | 0 | 0 | 0 |  | 0 | 0 | 0 | 0 | 0 | 0 | 0 | 0
PG&E NGBA | PGE NGBA | PGE | Pit 4 | 230 | 1 | Distributed_Solar |  |  | 0 |  | 0 | 0 |  | 0 | 0 |  | 0 | 0 | 0 | 0 | 0 |  | 0 | 0 | 0 | 0 | 0 |  | 0 | 0 | 0 | 0 | 0 | 0 | 0 | 0
PG&E GBA | PGE GBA | PGE | Pittsburg | 115 | 49 | Distributed_Solar |  |  | 0 |  | 0 | 0 |  | 0 | 0 |  | 0 | 0 | 0 | 0 | 0 |  | 0 | 0 | 0 | 0 | 0 |  | 0 | 0 | 0 | 0 | 0 | 0 | 0 | 0
PG&E GBA | PGE GBA | PGE | Pittsburg | 230 | 51 | Distributed_Solar |  |  | 0 |  | 0 | 0 |  | 0 | 0 |  | 0 | 0 | 0 | 0 | 0 |  | 0 | 0 | 0 | 0 | 0 |  | 0 | 0 | 0 | 0 | 0 | 0 | 0 | 0
PG&E NGBA | PGE NGBA | PGE | Pleasant Grove | 115 | 23 | Distributed_Solar |  |  | 0 |  | 0 | 0 |  | 0 | 0 |  | 0 | 0 | 0 | 0 | 0 |  | 0 | 0 | 0 | 0 | 0 |  | 0 | 0 | 0 | 0 | 0 | 0 | 0 | 0
PG&E NGBA | PGE NGBA | PGE | POE | 230 | 24 | Distributed_Solar |  |  | 0 |  | 0 | 0 |  | 0 | 0 |  | 0 | 0 | 0 | 0 | 0 |  | 0 | 0 | 0 | 0 | 0 |  | 0 | 0 | 0 | 0 | 0 | 0 | 0 | 0
SDGE | SDGE Imperial | SDGE | Point Loma | 69 |  | Distributed_Solar |  |  | 0 |  | 0 | 0 |  | 0 | 0 |  | 0 | 0 | 0 | 0 | 0 |  | 0 | 0 | 0 | 0 | 0 |  | 0 | 0 | 0 | 0 | 0 | 0 | 0 | 0
SDGE | SDGE Imperial | SDGE | Pomerado | 69 |  | Distributed_Solar |  |  | 0 |  | 0 | 0 |  | 0 | 0 |  | 0 | 0 | 0 | 0 | 0 |  | 0 | 0 | 0 | 0 | 0 |  | 0 | 0 | 0 | 0 | 0 | 0 | 0 | 0
PG&E KERN | PGE Kern | PGE | Poso Mountain | 115 | 101 | Distributed_Solar |  |  | 0 |  | 0 | 0 |  | 0 | 0 |  | 0 | 0 | 0 | 0 | 0 |  | 0 | 0 | 0 | 0 | 0 |  | 0 | 0 | 0 | 0 | 0 | 0 | 0 | 0
EOP | SCE EOP | SCE | Primm | 230 | 161 | Distributed_Solar |  |  | 0 |  | 0 | 0 |  | 0 | 0 |  | 0 | 0 | 0 | 0 | 0 |  | 0 | 0 | 0 | 0 | 0 |  | 0 | 0 | 0 | 0 | 0 | 0 | 0 | 0
PG&E NGBA | PGE NGBA | PGE | Putah Creek | 115 | 39 | Distributed_Solar |  |  | 0 |  | 0 | 0 |  | 0 | 0 |  | 0 | 0 | 0 | 0 | 0 |  | 0 | 0 | 0 | 0 | 0 |  | 0 | 0 | 0 | 0 | 0 | 0 | 0 | 0
SDGE | SDGE Imperial | SDGE | Q1806 | 138 | 178 | Distributed_Solar |  |  | 0 |  | 0 | 0 |  | 0 | 0 |  | 0 | 0 | 0 | 0 | 0 |  | 0 | 0 | 0 | 0 | 0 |  | 0 | 0 | 0 | 0 | 0 | 0 | 0 | 0
PG&E FRESNO | PGE Fresno | PGE | Quinto | 230 | 71 | Distributed_Solar |  |  | 0 |  | 0 | 0 |  | 0 | 0 |  | 0 | 0 | 0 | 0 | 0 |  | 0 | 0 | 0 | 0 | 0 |  | 0 | 0 | 0 | 0 | 0 | 0 | 0 | 0
PG&E GBA | PGE GBA | PGE | Race Track | 115 | 44 | Distributed_Solar |  |  | 0 |  | 0 | 0 |  | 0 | 0 |  | 0 | 0 | 0 | 0 | 0 |  | 0 | 0 | 0 | 0 | 0 |  | 0 | 0 | 0 | 0 | 0 | 0 | 0 | 0
SDGE | SDGE Imperial | SDGE | Rancho Mission Viejo | 138 | 187 | Distributed_Solar |  |  | 0 |  | 0 | 0 |  | 0 | 0 |  | 0 | 0 | 0 | 0 | 0 |  | 0 | 0 | 0 | 0 | 0 |  | 0 | 0 | 0 | 0 | 0 | 0 | 0 | 0
PG&E GBA | PGE GBA | PGE | Rancho Seco | 230 | 15 | Distributed_Solar |  |  | 0 |  | 0 | 0 |  | 0 | 0 |  | 0 | 0 | 0 | 0 | 0 |  | 0 | 0 | 0 | 0 | 0 |  | 0 | 0 | 0 | 0 | 0 | 0 | 0 | 0
SCE Metro | SCE Metro | SCE | Rancho Vista | 230 | 97 | Distributed_Solar |  |  | 0 |  | 0 | 0 |  | 0 | 0 |  | 0 | 0 | 0 | 0 | 0 |  | 0 | 0 | 0 | 0 | 0 |  | 0 | 0 | 0 | 0 | 0 | 0 | 0 | 0
SCE Metro | SCE Metro | SCE | Rancho Vista | 500 | 97 | Distributed_Solar |  |  | 0 |  | 0 | 0 |  | 0 | 0 |  | 0 | 0 | 0 | 0 | 0 |  | 0 | 0 | 0 | 0 | 0 |  | 0 | 0 | 0 | 0 | 0 | 0 | 0 | 0
SCE NOL | SCE NOL | SCE | Ransburg | 115 |  | Distributed_Solar |  |  | 0 |  | 0 | 0 |  | 0 | 0 |  | 0 | 0 | 0 | 0 | 0 |  | 0 | 0 | 0 | 0 | 0 |  | 0 | 0 | 0 | 0 | 0 | 0 | 0 | 0
PG&E GBA | PGE GBA | PGE | Ravenswood | 115 | 6 | Distributed_Solar |  |  | 0 |  | 0 | 0 |  | 0 | 0 |  | 0 | 0 | 0 | 0 | 0 |  | 0 | 0 | 0 | 0 | 0 |  | 0 | 0 | 0 | 0 | 0 | 0 | 0 | 0
PG&E GBA | PGE GBA | PGE | Ravenswood | 230 | 6 | Distributed_Solar |  |  | 0 |  | 0 | 0 |  | 0 | 0 |  | 0 | 0 | 0 | 0 | 0 |  | 0 | 0 | 0 | 0 | 0 |  | 0 | 0 | 0 | 0 | 0 | 0 | 0 | 0
SCE Northern | SCE Northern | SCE | Rector | 230 | 153 | Distributed_Solar |  |  | 1 |  | 3 | 3 |  | 12 | 12 |  | 0 | 0 | 0 | 12 | 12 |  | 0 | 0 | 0 | 0 | 0 |  | 0 | 0 | 0 | 15 | 15 | 0 | 15 | 15
SCE Eastern | SCE Eastern | SCE | Red Bluff | 230 | 179 | Distributed_Solar |  |  | 0 |  | 0 | 0 |  | 0 | 0 |  | 0 | 0 | 0 | 0 | 0 |  | 0 | 0 | 0 | 0 | 0 |  | 0 | 0 | 0 | 0 | 0 | 0 | 0 | 0
SCE Eastern | SCE Eastern | SCE | Red Bluff | 500 | 172 | Distributed_Solar |  |  | 0 |  | 0 | 0 |  | 0 | 0 |  | 0 | 0 | 0 | 0 | 0 |  | 0 | 0 | 0 | 0 | 0 |  | 0 | 0 | 0 | 0 | 0 | 0 | 0 | 0
PG&E NGBA | PGE NGBA | PGE | Redbud | 115 | 27 | Distributed_Solar |  |  | 0 |  | 0 | 0 |  | 0 | 0 |  | 0 | 0 | 0 | 0 | 0 |  | 0 | 0 | 0 | 0 | 0 |  | 0 | 0 | 0 | 0 | 0 | 0 | 0 | 0
SCE Metro | SCE Metro | SCE | Redondo | 230 | 97 | Distributed_Solar |  |  | 0 |  | 0 | 0 |  | 0 | 0 |  | 0 | 0 | 0 | 0 | 0 |  | 0 | 0 | 0 | 0 | 0 |  | 0 | 0 | 0 | 0 | 0 | 0 | 0 | 0
PG&E FRESNO | PGE Fresno | PGE | Reedley | 115 | 142 | Distributed_Solar |  |  | 0 |  | 0 | 0 |  | 0 | 0 |  | 0 | 0 | 0 | 0 | 0 |  | 0 | 0 | 0 | 0 | 0 |  | 0 | 0 | 0 | 0 | 0 | 0 | 0 | 0
PG&E KERN | PGE Kern | PGE | Renfro | 115 | 83 | Distributed_Solar |  |  | 0 |  | 0 | 0 |  | 0 | 0 |  | 0 | 0 | 0 | 0 | 0 |  | 0 | 0 | 0 | 0 | 0 |  | 0 | 0 | 0 | 0 | 0 | 0 | 0 | 0
PG&E GBA | PGE GBA | PGE | Richmond R | 115 | 56 | Distributed_Solar |  |  | 0 |  | 0 | 0 |  | 0 | 0 |  | 0 | 0 | 0 | 0 | 0 |  | 0 | 0 | 0 | 0 | 0 |  | 0 | 0 | 0 | 0 | 0 | 0 | 0 | 0
PG&E NGBA | PGE NGBA | PGE | Rincon | 115 | 55 | Distributed_Solar |  |  | 0 |  | 0 | 0 |  | 0 | 0 |  | 0 | 0 | 0 | 0 | 0 |  | 0 | 0 | 0 | 0 | 0 |  | 0 | 0 | 0 | 0 | 0 | 0 | 0 | 0
PG&E KERN | PGE Kern | PGE | Rio Bravo | 115 | 83 | Distributed_Solar |  |  | 0 |  | 0 | 0 |  | 0 | 0 |  | 0 | 0 | 0 | 0 | 0 |  | 0 | 0 | 0 | 0 | 0 |  | 0 | 0 | 0 | 0 | 0 | 0 | 0 | 0
SCE Metro | SCE Metro | SCE | Rio Hondo | 230 | 97 | Distributed_Solar |  |  | 0 |  | 0 | 0 |  | 0 | 0 |  | 0 | 0 | 0 | 0 | 0 |  | 0 | 0 | 0 | 0 | 0 |  | 0 | 0 | 0 | 0 | 0 | 0 | 0 | 0
PG&E NGBA | PGE NGBA | PGE | Rio Oso | 115 | 24 | Distributed_Solar |  |  | 0 |  | 0 | 0 |  | 0 | 0 |  | 0 | 0 | 0 | 0 | 0 |  | 0 | 0 | 0 | 0 | 0 |  | 0 | 0 | 0 | 0 | 0 | 0 | 0 | 0
PG&E NGBA | PGE NGBA | PGE | Rio Oso | 230 | 24 | Distributed_Solar |  |  | 0 |  | 0 | 0 |  | 0 | 0 |  | 0 | 0 | 0 | 0 | 0 |  | 0 | 0 | 0 | 0 | 0 |  | 0 | 0 | 0 | 0 | 0 | 0 | 0 | 0
PG&E GBA | PGE GBA | PGE | Ripon | 115 | 54 | Distributed_Solar |  |  | 1 |  | 0 | 0 |  | 2.6 | 2.6 |  | 0 | 0 | 0 | 2.6 | 2.6 |  | 0 | 0 | 0 | 0 | 0 |  | 0 | 0 | 0 | 2.6 | 2.6 | 0 | 2.6 | 2.6
PG&E GBA | PGE GBA | PGE | Riverbank | 115 | 44 | Distributed_Solar |  |  | 0 |  | 0 | 0 |  | 0 | 0 |  | 0 | 0 | 0 | 0 | 0 |  | 0 | 0 | 0 | 0 | 0 |  | 0 | 0 | 0 | 0 | 0 | 0 | 0 | 0
SCE NOL | SCE NOL | SCE | Roadway | 115 | 146 | Distributed_Solar |  |  | 1 |  | 2 | 2 |  | 0 | 0 |  | 0 | 0 | 0 | 0 | 0 |  | 0 | 0 | 0 | 0 | 0 |  | 0 | 0 | 0 | 2 | 2 | 0 | 2 | 2
PG&E NGBA | PGE NGBA | PGE | Rock Creek 1 | 230 | 16 | Distributed_Solar |  |  | 0 |  | 0 | 0 |  | 0 | 0 |  | 0 | 0 | 0 | 0 | 0 |  | 0 | 0 | 0 | 0 | 0 |  | 0 | 0 | 0 | 0 | 0 | 0 | 0 | 0
SCE Northern | SCE Northern | SCE | Rosamond | 66 |  | Distributed_Solar |  |  | 0 |  | 0 | 0 |  | 0 | 0 |  | 0 | 0 | 0 | 0 | 0 |  | 0 | 0 | 0 | 0 | 0 |  | 0 | 0 | 0 | 0 | 0 | 0 | 0 | 0
PG&E GBA | PGE GBA | PGE | Rossmoor | 230 | 30 | Distributed_Solar |  |  | 0 |  | 0 | 0 |  | 0 | 0 |  | 0 | 0 | 0 | 0 | 0 |  | 0 | 0 | 0 | 0 | 0 |  | 0 | 0 | 0 | 0 | 0 | 0 | 0 | 0
PG&E NGBA | PGE NGBA | PGE | Round Mountain | 230 | 1 | Distributed_Solar |  |  | 0 |  | 0 | 0 |  | 0 | 0 |  | 0 | 0 | 0 | 0 | 0 |  | 0 | 0 | 0 | 0 | 0 |  | 0 | 0 | 0 | 0 | 0 | 0 | 0 | 0
PG&E NGBA | PGE NGBA | PGE | Round Mountain | 500 | 1 | Distributed_Solar |  |  | 0 |  | 0 | 0 |  | 0 | 0 |  | 0 | 0 | 0 | 0 | 0 |  | 0 | 0 | 0 | 0 | 0 |  | 0 | 0 | 0 | 0 | 0 | 0 | 0 | 0
PG&E GBA | PGE GBA | PGE | Salado | 115 | 34 | Distributed_Solar |  |  | 0 |  | 0 | 0 |  | 0 | 0 |  | 0 | 0 | 0 | 0 | 0 |  | 0 | 0 | 0 | 0 | 0 |  | 0 | 0 | 0 | 0 | 0 | 0 | 0 | 0
PG&E GBA | PGE GBA | PGE | Salado | 60 |  | Distributed_Solar |  |  | 0 |  | 0 | 0 |  | 0 | 0 |  | 0 | 0 | 0 | 0 | 0 |  | 0 | 0 | 0 | 0 | 0 |  | 0 | 0 | 0 | 0 | 0 | 0 | 0 | 0
PG&E GBA | PGE GBA | PGE | Salinas | 115 | 84 | Distributed_Solar |  |  | 0 |  | 0 | 0 |  | 0 | 0 |  | 0 | 0 | 0 | 0 | 0 |  | 0 | 0 | 0 | 0 | 0 |  | 0 | 0 | 0 | 0 | 0 | 0 | 0 | 0
SDGE | SDGE Imperial | SDGE | Salt Creek | 69 |  | Distributed_Solar |  |  | 0 |  | 0 | 0 |  | 0 | 0 |  | 0 | 0 | 0 | 0 | 0 |  | 0 | 0 | 0 | 0 | 0 |  | 0 | 0 | 0 | 0 | 0 | 0 | 0 | 0
SCE Eastern | SCE Eastern | SCE | San Bernardino | 230 | 156 | Distributed_Solar |  |  | 0 |  | 0 | 0 |  | 0 | 0 |  | 0 | 0 | 0 | 0 | 0 |  | 0 | 0 | 0 | 0 | 0 |  | 0 | 0 | 0 | 0 | 0 | 0 | 0 | 0
PG&E GBA | PGE GBA | PGE | SAN FRAN A (POTRERO PP) | 115 | 3 | Distributed_Solar |  |  | 0 |  | 0 | 0 |  | 0 | 0 |  | 0 | 0 | 0 | 0 | 0 |  | 0 | 0 | 0 | 0 | 0 |  | 0 | 0 | 0 | 0 | 0 | 0 | 0 | 0
PG&E GBA | PGE GBA | PGE | SAN FRAN A (POTRERO PP) | 230 | 3 | Distributed_Solar |  |  | 0 |  | 0 | 0 |  | 0 | 0 |  | 0 | 0 | 0 | 0 | 0 |  | 0 | 0 | 0 | 0 | 0 |  | 0 | 0 | 0 | 0 | 0 | 0 | 0 | 0
PG&E GBA | PGE GBA | PGE | San Jose A | 115 | 81 | Distributed_Solar |  |  | 0 |  | 0 | 0 |  | 0 | 0 |  | 0 | 0 | 0 | 0 | 0 |  | 0 | 0 | 0 | 0 | 0 |  | 0 | 0 | 0 | 0 | 0 | 0 | 0 | 0
PG&E GBA | PGE GBA | PGE | San Jose B | 115 | 11 | Distributed_Solar |  |  | 0 |  | 0 | 0 |  | 0 | 0 |  | 0 | 0 | 0 | 0 | 0 |  | 0 | 0 | 0 | 0 | 0 |  | 0 | 0 | 0 | 0 | 0 | 0 | 0 | 0
PG&E GBA | PGE GBA | PGE | San Leandro U | 115 | 6 | Distributed_Solar |  |  | 0 |  | 0 | 0 |  | 0 | 0 |  | 0 | 0 | 0 | 0 | 0 |  | 0 | 0 | 0 | 0 | 0 |  | 0 | 0 | 0 | 0 | 0 | 0 | 0 | 0
PG&E KERN | PGE Kern | PGE | San Luis Obispo | 115 | 111 | Distributed_Solar |  |  | 0 |  | 0 | 0 |  | 0 | 0 |  | 0 | 0 | 0 | 0 | 0 |  | 0 | 0 | 0 | 0 | 0 |  | 0 | 0 | 0 | 0 | 0 | 0 | 0 | 0
PG&E KERN | PGE Kern | PGE | San Luis Obispo | 70 |  | Distributed_Solar |  |  | 0 |  | 0 | 0 |  | 0 | 0 |  | 0 | 0 | 0 | 0 | 0 |  | 0 | 0 | 0 | 0 | 0 |  | 0 | 0 | 0 | 0 | 0 | 0 | 0 | 0
SDGE | SDGE Imperial | SDGE | San Luis Rey | 230 | 143 | Distributed_Solar |  |  | 0 |  | 0 | 0 |  | 0 | 0 |  | 0 | 0 | 0 | 0 | 0 |  | 0 | 0 | 0 | 0 | 0 |  | 0 | 0 | 0 | 0 | 0 | 0 | 0 | 0
SDGE | SDGE Imperial | SDGE | San Luis Rey | 69 |  | Distributed_Solar |  |  | 0 |  | 0 | 0 |  | 0 | 0 |  | 0 | 0 | 0 | 0 | 0 |  | 0 | 0 | 0 | 0 | 0 |  | 0 | 0 | 0 | 0 | 0 | 0 | 0 | 0
SDGE | SDGE Imperial | SDGE | San Marcos | 69 |  | Distributed_Solar |  |  | 0 |  | 0 | 0 |  | 0 | 0 |  | 0 | 0 | 0 | 0 | 0 |  | 0 | 0 | 0 | 0 | 0 |  | 0 | 0 | 0 | 0 | 0 | 0 | 0 | 0
SCE Metro | SCE Metro | SCE | San Onofre | 230 | 97 | Distributed_Solar |  |  | 0 |  | 0 | 0 |  | 0 | 0 |  | 0 | 0 | 0 | 0 | 0 |  | 0 | 0 | 0 | 0 | 0 |  | 0 | 0 | 0 | 0 | 0 | 0 | 0 | 0
PG&E GBA | PGE GBA | PGE | San Pablo | 115 | 56 | Distributed_Solar |  |  | 0 |  | 0 | 0 |  | 0 | 0 |  | 0 | 0 | 0 | 0 | 0 |  | 0 | 0 | 0 | 0 | 0 |  | 0 | 0 | 0 | 0 | 0 | 0 | 0 | 0
PG&E GBA | PGE GBA | PGE | San Ramon | 230 | 4 | Distributed_Solar |  |  | 0 |  | 0 | 0 |  | 0 | 0 |  | 0 | 0 | 0 | 0 | 0 |  | 0 | 0 | 0 | 0 | 0 |  | 0 | 0 | 0 | 0 | 0 | 0 | 0 | 0
SDGE | SDGE Imperial | SDGE | San Ysidro | 69 |  | Distributed_Solar |  |  | 0 |  | 0 | 0 |  | 0 | 0 |  | 0 | 0 | 0 | 0 | 0 |  | 0 | 0 | 0 | 0 | 0 |  | 0 | 0 | 0 | 0 | 0 | 0 | 0 | 0
SCE NOL | SCE NOL | SCE | Sandlot | 230 | 160 | Distributed_Solar |  |  | 0 |  | 0 | 0 |  | 0 | 0 |  | 0 | 0 | 0 | 0 | 0 |  | 0 | 0 | 0 | 0 | 0 |  | 0 | 0 | 0 | 0 | 0 | 0 | 0 | 0
EOP | SCE EOP | SCE | Sandy | 138 | 177 | Distributed_Solar |  |  | 0 |  | 0 | 0 |  | 0 | 0 |  | 0 | 0 | 0 | 0 | 0 |  | 0 | 0 | 0 | 0 | 0 |  | 0 | 0 | 0 | 0 | 0 | 0 | 0 | 0
PG&E FRESNO | PGE Fresno | PGE | Sanger | 115 | 152 | Distributed_Solar |  |  | 0 |  | 0 | 0 |  | 0 | 0 |  | 0 | 0 | 0 | 0 | 0 |  | 0 | 0 | 0 | 0 | 0 |  | 0 | 0 | 0 | 0 | 0 | 0 | 0 | 0
SCE Northern | SCE Northern | SCE | Santa Clara | 230 | 157 | Distributed_Solar |  |  | 0 |  | 0 | 0 |  | 0 | 0 |  | 0 | 0 | 0 | 0 | 0 |  | 0 | 0 | 0 | 0 | 0 |  | 0 | 0 | 0 | 0 | 0 | 0 | 0 | 0
PG&E NGBA | PGE NGBA | PGE | Santa Rosa A | 115 | 27 | Distributed_Solar |  |  | 0 |  | 0 | 0 |  | 0 | 0 |  | 0 | 0 | 0 | 0 | 0 |  | 0 | 0 | 0 | 0 | 0 |  | 0 | 0 | 0 | 0 | 0 | 0 | 0 | 0
PG&E GBA | PGE GBA | PGE | Santa Teresa | 115 | 81 | Distributed_Solar |  |  | 0 |  | 0 | 0 |  | 0 | 0 |  | 0 | 0 | 0 | 0 | 0 |  | 0 | 0 | 0 | 0 | 0 |  | 0 | 0 | 0 | 0 | 0 | 0 | 0 | 0
SDGE | SDGE Imperial | SDGE | Santee | 138 | 191 | Distributed_Solar |  |  | 0 |  | 0 | 0 |  | 0 | 0 |  | 0 | 0 | 0 | 0 | 0 |  | 0 | 0 | 0 | 0 | 0 |  | 0 | 0 | 0 | 0 | 0 | 0 | 0 | 0
SCE Metro | SCE Metro | SCE | Santiago | 230 | 97 | Distributed_Solar |  |  | 0 |  | 0 | 0 |  | 0 | 0 |  | 0 | 0 | 0 | 0 | 0 |  | 0 | 0 | 0 | 0 | 0 |  | 0 | 0 | 0 | 0 | 0 | 0 | 0 | 0
PG&E GBA | PGE GBA | PGE | Saratoga | 230 | 13 | Distributed_Solar |  |  | 0 |  | 0 | 0 |  | 0 | 0 |  | 0 | 0 | 0 | 0 | 0 |  | 0 | 0 | 0 | 0 | 0 |  | 0 | 0 | 0 | 0 | 0 | 0 | 0 | 0
SCE Northern | SCE Northern | SCE | Saugus | 230 | 131 | Distributed_Solar |  |  | 0 |  | 0 | 0 |  | 0 | 0 |  | 0 | 0 | 0 | 0 | 0 |  | 0 | 0 | 0 | 0 | 0 |  | 0 | 0 | 0 | 0 | 0 | 0 | 0 | 0
PG&E FRESNO | PGE Fresno | PGE | Schindler | 115 | 76 | Distributed_Solar |  |  | 0 |  | 0 | 0 |  | 0 | 0 |  | 0 | 0 | 0 | 0 | 0 |  | 0 | 0 | 0 | 0 | 0 |  | 0 | 0 | 0 | 0 | 0 | 0 | 0 | 0
PG&E FRESNO | PGE Fresno | PGE | Schindler | 70 |  | Distributed_Solar |  |  | 0 |  | 0 | 0 |  | 0 | 0 |  | 0 | 0 | 0 | 0 | 0 |  | 0 | 0 | 0 | 0 | 0 |  | 0 | 0 | 0 | 0 | 0 | 0 | 0 | 0
PG&E GBA | PGE GBA | PGE | Schulte | 115 | 41 | Distributed_Solar |  |  | 0 |  | 0 | 0 |  | 0 | 0 |  | 0 | 0 | 0 | 0 | 0 |  | 0 | 0 | 0 | 0 | 0 |  | 0 | 0 | 0 | 0 | 0 | 0 | 0 | 0
SDGE | SDGE Imperial | SDGE | Scripps | 69 |  | Distributed_Solar |  |  | 0 |  | 0 | 0 |  | 0 | 0 |  | 0 | 0 | 0 | 0 | 0 |  | 0 | 0 | 0 | 0 | 0 |  | 0 | 0 | 0 | 0 | 0 | 0 | 0 | 0
PG&E KERN | PGE Kern | PGE | Semitropic | 115 | 74 | Distributed_Solar |  |  | 1 |  | 0 | 0 |  | 4.66 | 4.66 |  | 0 | 0 | 0 | 4.66 | 4.66 |  | 0 | 0 | 0 | 0 | 0 |  | 0 | 0 | 0 | 4.66 | 4.66 | 0 | 4.66 | 4.66
SCE Metro | SCE Metro | SCE | Serrano | 230 | 97 | Distributed_Solar |  |  | 0 |  | 0 | 0 |  | 0 | 0 |  | 0 | 0 | 0 | 0 | 0 |  | 0 | 0 | 0 | 0 | 0 |  | 0 | 0 | 0 | 0 | 0 | 0 | 0 | 0
SCE Metro | SCE Metro | SCE | Serrano | 500 | 97 | Distributed_Solar |  |  | 0 |  | 0 | 0 |  | 0 | 0 |  | 0 | 0 | 0 | 0 | 0 |  | 0 | 0 | 0 | 0 | 0 |  | 0 | 0 | 0 | 0 | 0 | 0 | 0 | 0
SDGE | SDGE Imperial | SDGE | Shadowridge | 138 | 186 | Distributed_Solar |  |  | 0 |  | 0 | 0 |  | 0 | 0 |  | 0 | 0 | 0 | 0 | 0 |  | 0 | 0 | 0 | 0 | 0 |  | 0 | 0 | 0 | 0 | 0 | 0 | 0 | 0
PG&E KERN | PGE Kern | PGE | Shafter | 115 | 107 | Distributed_Solar |  |  | 1 |  | 0 | 0 |  | 2.25 | 2.25 |  | 0 | 0 | 0 | 2.25 | 2.25 |  | 0 | 0 | 0 | 0 | 0 |  | 0 | 0 | 0 | 2.25 | 2.25 | 0 | 2.25 | 2.25
PG&E NGBA | PGE NGBA | PGE | Silverado | 115 | 55 | Distributed_Solar |  |  | 0 |  | 0 | 0 |  | 0 | 0 |  | 0 | 0 | 0 | 0 | 0 |  | 0 | 0 | 0 | 0 | 0 |  | 0 | 0 | 0 | 0 | 0 | 0 | 0 | 0
SDGE | SDGE Imperial | SDGE | Silvergate | 230 | 193 | Distributed_Solar |  |  | 0 |  | 0 | 0 |  | 0 | 0 |  | 0 | 0 | 0 | 0 | 0 |  | 0 | 0 | 0 | 0 | 0 |  | 0 | 0 | 0 | 0 | 0 | 0 | 0 | 0
SDGE | SDGE Imperial | SDGE | Silvergate | 69 |  | Distributed_Solar |  |  | 0 |  | 0 | 0 |  | 0 | 0 |  | 0 | 0 | 0 | 0 | 0 |  | 0 | 0 | 0 | 0 | 0 |  | 0 | 0 | 0 | 0 | 0 | 0 | 0 | 0
PG&E KERN | PGE Kern | PGE | Sisquoc | 115 | 111 | Distributed_Solar |  |  | 0 |  | 0 | 0 |  | 0 | 0 |  | 0 | 0 | 0 | 0 | 0 |  | 0 | 0 | 0 | 0 | 0 |  | 0 | 0 | 0 | 0 | 0 | 0 | 0 | 0
EOP | SCE EOP | SCE | Sloan Canyon | 230 | 161 | Distributed_Solar |  |  | 0 |  | 0 | 0 |  | 0 | 0 |  | 0 | 0 | 0 | 0 | 0 |  | 0 | 0 | 0 | 0 | 0 |  | 0 | 0 | 0 | 0 | 0 | 0 | 0 | 0
EOP | SCE EOP | SCE | Sloan Canyon | 500 | 161 | Distributed_Solar |  |  | 0 |  | 0 | 0 |  | 0 | 0 |  | 0 | 0 | 0 | 0 | 0 |  | 0 | 0 | 0 | 0 | 0 |  | 0 | 0 | 0 | 0 | 0 | 0 | 0 | 0
PG&E KERN | PGE Kern | PGE | Smyrna | 115 | 113 | Distributed_Solar |  |  | 0 |  | 0 | 0 |  | 0 | 0 |  | 0 | 0 | 0 | 0 | 0 |  | 0 | 0 | 0 | 0 | 0 |  | 0 | 0 | 0 | 0 | 0 | 0 | 0 | 0
PG&E GBA | PGE GBA | PGE | Sobrante | 115 | 56 | Distributed_Solar |  |  | 0 |  | 0 | 0 |  | 0 | 0 |  | 0 | 0 | 0 | 0 | 0 |  | 0 | 0 | 0 | 0 | 0 |  | 0 | 0 | 0 | 0 | 0 | 0 | 0 | 0
PG&E GBA | PGE GBA | PGE | Sobrante | 230 | 51 | Distributed_Solar |  |  | 0 |  | 0 | 0 |  | 0 | 0 |  | 0 | 0 | 0 | 0 | 0 |  | 0 | 0 | 0 | 0 | 0 |  | 0 | 0 | 0 | 0 | 0 | 0 | 0 | 0
PG&E KERN | PGE Kern | PGE | Solar | 230 | 122 | Distributed_Solar |  |  | 0 |  | 0 | 0 |  | 0 | 0 |  | 0 | 0 | 0 | 0 | 0 |  | 0 | 0 | 0 | 0 | 0 |  | 0 | 0 | 0 | 0 | 0 | 0 | 0 | 0
PG&E GBA | PGE GBA | PGE | Soledad | 115 | 84 | Distributed_Solar |  |  | 0 |  | 0 | 0 |  | 0 | 0 |  | 0 | 0 | 0 | 0 | 0 |  | 0 | 0 | 0 | 0 | 0 |  | 0 | 0 | 0 | 0 | 0 | 0 | 0 | 0
PG&E GBA | PGE GBA | PGE | Soledad | 60 |  | Distributed_Solar |  |  | 0 |  | 0 | 0 |  | 0 | 0 |  | 0 | 0 | 0 | 0 | 0 |  | 0 | 0 | 0 | 0 | 0 |  | 0 | 0 | 0 | 0 | 0 | 0 | 0 | 0
SDGE | SDGE Imperial | SDGE | Spring Valley | 69 |  | Distributed_Solar |  |  | 0 |  | 0 | 0 |  | 0 | 0 |  | 0 | 0 | 0 | 0 | 0 |  | 0 | 0 | 0 | 0 | 0 |  | 0 | 0 | 0 | 0 | 0 | 0 | 0 | 0
SCE Northern | SCE Northern | SCE | Springville | 230 | 153 | Distributed_Solar |  |  | 1 |  | 0 | 0 |  | 3 | 3 |  | 0 | 0 | 0 | 3 | 3 |  | 0 | 0 | 0 | 0 | 0 |  | 0 | 0 | 0 | 3 | 3 | 0 | 3 | 3
PG&E GBA | PGE GBA | PGE | Stagg | 230 | 43 | Distributed_Solar |  |  | 0 |  | 0 | 0 |  | 0 | 0 |  | 0 | 0 | 0 | 0 | 0 |  | 0 | 0 | 0 | 0 | 0 |  | 0 | 0 | 0 | 0 | 0 | 0 | 0 | 0
PG&E GBA | PGE GBA | PGE | Standard Oil | 115 | 56 | Distributed_Solar |  |  | 0 |  | 0 | 0 |  | 0 | 0 |  | 0 | 0 | 0 | 0 | 0 |  | 0 | 0 | 0 | 0 | 0 |  | 0 | 0 | 0 | 0 | 0 | 0 | 0 | 0
PG&E GBA | PGE GBA | PGE | Stanislaus | 115 | 44 | Distributed_Solar |  |  | 0 |  | 0 | 0 |  | 0 | 0 |  | 0 | 0 | 0 | 0 | 0 |  | 0 | 0 | 0 | 0 | 0 |  | 0 | 0 | 0 | 0 | 0 | 0 | 0 | 0
PG&E KERN | PGE Kern | PGE | Stockdale | 115 | 72 | Distributed_Solar |  |  | 0 |  | 0 | 0 |  | 0 | 0 |  | 0 | 0 | 0 | 0 | 0 |  | 0 | 0 | 0 | 0 | 0 |  | 0 | 0 | 0 | 0 | 0 | 0 | 0 | 0
PG&E KERN | PGE Kern | PGE | Stockdale | 230 | 68 | Distributed_Solar |  |  | 0 |  | 0 | 0 |  | 0 | 0 |  | 0 | 0 | 0 | 0 | 0 |  | 0 | 0 | 0 | 0 | 0 |  | 0 | 0 | 0 | 0 | 0 | 0 | 0 | 0
PG&E GBA | PGE GBA | PGE | Stockton A | 115 | 65 | Distributed_Solar |  |  | 0 |  | 0 | 0 |  | 0 | 0 |  | 0 | 0 | 0 | 0 | 0 |  | 0 | 0 | 0 | 0 | 0 |  | 0 | 0 | 0 | 0 | 0 | 0 | 0 | 0
PG&E GBA | PGE GBA | PGE | Stone | 115 | 79 | Distributed_Solar |  |  | 0 |  | 0 | 0 |  | 0 | 0 |  | 0 | 0 | 0 | 0 | 0 |  | 0 | 0 | 0 | 0 | 0 |  | 0 | 0 | 0 | 0 | 0 | 0 | 0 | 0
PG&E FRESNO | PGE Fresno | PGE | Storey | 230 | 168 | Distributed_Solar |  |  | 0 |  | 0 | 0 |  | 0 | 0 |  | 0 | 0 | 0 | 0 | 0 |  | 0 | 0 | 0 | 0 | 0 |  | 0 | 0 | 0 | 0 | 0 | 0 | 0 | 0
PG&E NGBA | PGE NGBA | PGE | Summit | 115 | 21 | Distributed_Solar |  |  | 0 |  | 0 | 0 |  | 0 | 0 |  | 0 | 0 | 0 | 0 | 0 |  | 0 | 0 | 0 | 0 | 0 |  | 0 | 0 | 0 | 0 | 0 | 0 | 0 | 0
SDGE | SDGE Imperial | SDGE | Suncrest | 230 | 183 | Distributed_Solar |  |  | 0 |  | 0 | 0 |  | 0 | 0 |  | 0 | 0 | 0 | 0 | 0 |  | 0 | 0 | 0 | 0 | 0 |  | 0 | 0 | 0 | 0 | 0 | 0 | 0 | 0
SDGE | SDGE Imperial | SDGE | Suncrest | 500 | 183 | Distributed_Solar |  |  | 0 |  | 0 | 0 |  | 0 | 0 |  | 0 | 0 | 0 | 0 | 0 |  | 0 | 0 | 0 | 0 | 0 |  | 0 | 0 | 0 | 0 | 0 | 0 | 0 | 0
PG&E KERN | PGE Kern | PGE | Sunrise | 230 | 100 | Distributed_Solar |  |  | 0 |  | 0 | 0 |  | 0 | 0 |  | 0 | 0 | 0 | 0 | 0 |  | 0 | 0 | 0 | 0 | 0 |  | 0 | 0 | 0 | 0 | 0 | 0 | 0 | 0
PG&E KERN | PGE Kern | PGE | Sunset | 230 | 106 | Distributed_Solar |  |  | 0 |  | 0 | 0 |  | 0 | 0 |  | 0 | 0 | 0 | 0 | 0 |  | 0 | 0 | 0 | 0 | 0 |  | 0 | 0 | 0 | 0 | 0 | 0 | 0 | 0
PG&E GBA | PGE GBA | PGE | Swift | 115 | 11 | Distributed_Solar |  |  | 0 |  | 0 | 0 |  | 0 | 0 |  | 0 | 0 | 0 | 0 | 0 |  | 0 | 0 | 0 | 0 | 0 |  | 0 | 0 | 0 | 0 | 0 | 0 | 0 | 0
SDGE | SDGE Imperial | SDGE | Sycamore Canyon | 138 | 191 | Distributed_Solar |  |  | 0 |  | 0 | 0 |  | 0 | 0 |  | 0 | 0 | 0 | 0 | 0 |  | 0 | 0 | 0 | 0 | 0 |  | 0 | 0 | 0 | 0 | 0 | 0 | 0 | 0
SDGE | SDGE Imperial | SDGE | Sycamore Canyon | 230 | 190 | Distributed_Solar |  |  | 0 |  | 0 | 0 |  | 0 | 0 |  | 0 | 0 | 0 | 0 | 0 |  | 0 | 0 | 0 | 0 | 0 |  | 0 | 0 | 0 | 0 | 0 | 0 | 0 | 0
SDGE | SDGE Imperial | SDGE | Sycamore Canyon | 69 |  | Distributed_Solar |  |  | 0 |  | 0 | 0 |  | 0 | 0 |  | 0 | 0 | 0 | 0 | 0 |  | 0 | 0 | 0 | 0 | 0 |  | 0 | 0 | 0 | 0 | 0 | 0 | 0 | 0
SCE Northern | SCE Northern | SCE | Sylmar | 230 | 131 | Distributed_Solar |  |  | 0 |  | 0 | 0 |  | 0 | 0 |  | 0 | 0 | 0 | 0 | 0 |  | 0 | 0 | 0 | 0 | 0 |  | 0 | 0 | 0 | 0 | 0 | 0 | 0 | 0
PG&E NGBA | PGE NGBA | PGE | Table Mountain | 115 | 1 | Distributed_Solar |  |  | 0 |  | 0 | 0 |  | 0 | 0 |  | 0 | 0 | 0 | 0 | 0 |  | 0 | 0 | 0 | 0 | 0 |  | 0 | 0 | 0 | 0 | 0 | 0 | 0 | 0
PG&E NGBA | PGE NGBA | PGE | Table Mountain | 230 | 8 | Distributed_Solar |  |  | 0 |  | 0 | 0 |  | 0 | 0 |  | 0 | 0 | 0 | 0 | 0 |  | 0 | 0 | 0 | 0 | 0 |  | 0 | 0 | 0 | 0 | 0 | 0 | 0 | 0
PG&E NGBA | PGE NGBA | PGE | Table Mountain | 500 | 1 | Distributed_Solar |  |  | 0 |  | 0 | 0 |  | 0 | 0 |  | 0 | 0 | 0 | 0 | 0 |  | 0 | 0 | 0 | 0 | 0 |  | 0 | 0 | 0 | 0 | 0 | 0 | 0 | 0
PG&E NGBA | PGE NGBA | PGE | Table Mountain | 60 |  | Distributed_Solar |  |  | 0 |  | 0 | 0 |  | 0 | 0 |  | 0 | 0 | 0 | 0 | 0 |  | 0 | 0 | 0 | 0 | 0 |  | 0 | 0 | 0 | 0 | 0 | 0 | 0 | 0
PG&E KERN | PGE Kern | PGE | Taft | 115 | 106 | Distributed_Solar |  |  | 0 |  | 0 | 0 |  | 0 | 0 |  | 0 | 0 | 0 | 0 | 0 |  | 0 | 0 | 0 | 0 | 0 |  | 0 | 0 | 0 | 0 | 0 | 0 | 0 | 0
SDGE | SDGE Imperial | SDGE | Talega | 138 | 187 | Distributed_Solar |  |  | 0 |  | 0 | 0 |  | 0 | 0 |  | 0 | 0 | 0 | 0 | 0 |  | 0 | 0 | 0 | 0 | 0 |  | 0 | 0 | 0 | 0 | 0 | 0 | 0 | 0
SDGE | SDGE Imperial | SDGE | Talega | 230 | 173 | Distributed_Solar |  |  | 0 |  | 0 | 0 |  | 0 | 0 |  | 0 | 0 | 0 | 0 | 0 |  | 0 | 0 | 0 | 0 | 0 |  | 0 | 0 | 0 | 0 | 0 | 0 | 0 | 0
PG&E GBA | PGE GBA | PGE | Tassajara | 230 | 1 | Distributed_Solar |  |  | 0 |  | 0 | 0 |  | 0 | 0 |  | 0 | 0 | 0 | 0 | 0 |  | 0 | 0 | 0 | 0 | 0 |  | 0 | 0 | 0 | 0 | 0 | 0 | 0 | 0
PG&E KERN | PGE Kern | PGE | Tejon | 70 |  | Distributed_Solar |  |  | 0 |  | 0 | 0 |  | 0 | 0 |  | 0 | 0 | 0 | 0 | 0 |  | 0 | 0 | 0 | 0 | 0 |  | 0 | 0 | 0 | 0 | 0 | 0 | 0 | 0
SDGE | SDGE Imperial | SDGE | Telegraph Canyon | 138 | 192 | Distributed_Solar |  |  | 0 |  | 0 | 0 |  | 0 | 0 |  | 0 | 0 | 0 | 0 | 0 |  | 0 | 0 | 0 | 0 | 0 |  | 0 | 0 | 0 | 0 | 0 | 0 | 0 | 0
PG&E KERN | PGE Kern | PGE | Temblor | 115 | 100 | Distributed_Solar |  |  | 0 |  | 0 | 0 |  | 0 | 0 |  | 0 | 0 | 0 | 0 | 0 |  | 0 | 0 | 0 | 0 | 0 |  | 0 | 0 | 0 | 0 | 0 | 0 | 0 | 0
PG&E KERN | PGE Kern | PGE | Templeton | 230 | 122 | Distributed_Solar |  |  | 0 |  | 0 | 0 |  | 0 | 0 |  | 0 | 0 | 0 | 0 | 0 |  | 0 | 0 | 0 | 0 | 0 |  | 0 | 0 | 0 | 0 | 0 | 0 | 0 | 0
PG&E KERN | PGE Kern | PGE | Templeton | 70 |  | Distributed_Solar |  |  | 0 |  | 0 | 0 |  | 0 | 0 |  | 0 | 0 | 0 | 0 | 0 |  | 0 | 0 | 0 | 0 | 0 |  | 0 | 0 | 0 | 0 | 0 | 0 | 0 | 0
PG&E GBA | PGE GBA | PGE | Tesla | 115 | 38 | Distributed_Solar |  |  | 0 |  | 0 | 0 |  | 0 | 0 |  | 0 | 0 | 0 | 0 | 0 |  | 0 | 0 | 0 | 0 | 0 |  | 0 | 0 | 0 | 0 | 0 | 0 | 0 | 0
PG&E GBA | PGE GBA | PGE | Tesla | 230 | 48 | Distributed_Solar |  |  | 0 |  | 0 | 0 |  | 0 | 0 |  | 0 | 0 | 0 | 0 | 0 |  | 0 | 0 | 0 | 0 | 0 |  | 0 | 0 | 0 | 0 | 0 | 0 | 0 | 0
PG&E GBA | PGE GBA | PGE | Tesla | 500 | 45 | Distributed_Solar |  |  | 0 |  | 0 | 0 |  | 0 | 0 |  | 0 | 0 | 0 | 0 | 0 |  | 0 | 0 | 0 | 0 | 0 |  | 0 | 0 | 0 | 0 | 0 | 0 | 0 | 0
PG&E KERN | PGE Kern | PGE | Tevis | 115 | 99 | Distributed_Solar |  |  | 0 |  | 0 | 0 |  | 0 | 0 |  | 0 | 0 | 0 | 0 | 0 |  | 0 | 0 | 0 | 0 | 0 |  | 0 | 0 | 0 | 0 | 0 | 0 | 0 | 0
EOP | SCE EOP | SCE | Thousandaire | 138 | 177 | Distributed_Solar |  |  | 0 |  | 0 | 0 |  | 0 | 0 |  | 0 | 0 | 0 | 0 | 0 |  | 0 | 0 | 0 | 0 | 0 |  | 0 | 0 | 0 | 0 | 0 | 0 | 0 | 0
PG&E KERN | PGE Kern | PGE | Topaz | 230 | 122 | Distributed_Solar |  |  | 0 |  | 0 | 0 |  | 0 | 0 |  | 0 | 0 | 0 | 0 | 0 |  | 0 | 0 | 0 | 0 | 0 |  | 0 | 0 | 0 | 0 | 0 | 0 | 0 | 0
SCE NOL | SCE NOL | SCE | Tortilla | 115 | 160 | Distributed_Solar |  |  | 1 |  | 0 | 0 |  | 3 | 3 |  | 0 | 0 | 0 | 3 | 3 |  | 0 | 0 | 0 | 0 | 0 |  | 0 | 0 | 0 | 3 | 3 | 0 | 3 | 3
SDGE | SDGE Imperial | SDGE | Trabuco | 138 | 187 | Distributed_Solar |  |  | 0 |  | 0 | 0 |  | 0 | 0 |  | 0 | 0 | 0 | 0 | 0 |  | 0 | 0 | 0 | 0 | 0 |  | 0 | 0 | 0 | 0 | 0 | 0 | 0 | 0
PG&E GBA | PGE GBA | PGE | Tracy | 115 | 12 | Distributed_Solar |  |  | 0 |  | 0 | 0 |  | 0 | 0 |  | 0 | 0 | 0 | 0 | 0 |  | 0 | 0 | 0 | 0 | 0 |  | 0 | 0 | 0 | 0 | 0 | 0 | 0 | 0
PG&E FRESNO | PGE Fresno | PGE | Tranquility | 230 | 117 | Distributed_Solar |  |  | 0 |  | 0 | 0 |  | 0 | 0 |  | 0 | 0 | 0 | 0 | 0 |  | 0 | 0 | 0 | 0 | 0 |  | 0 | 0 | 0 | 0 | 0 | 0 | 0 | 0
PG&E GBA | PGE GBA | PGE | Trimble | 115 | 81 | Distributed_Solar |  |  | 0 |  | 0 | 0 |  | 0 | 0 |  | 0 | 0 | 0 | 0 | 0 |  | 0 | 0 | 0 | 0 | 0 |  | 0 | 0 | 0 | 0 | 0 | 0 | 0 | 0
EOP | SCE EOP | SCE | Trout Canyon | 230 | 177 | Distributed_Solar |  |  | 0 |  | 0 | 0 |  | 0 | 0 |  | 0 | 0 | 0 | 0 | 0 |  | 0 | 0 | 0 | 0 | 0 |  | 0 | 0 | 0 | 0 | 0 | 0 | 0 | 0
EOP | SCE EOP | SCE | Trout Canyon | 500 | 177 | Distributed_Solar |  |  | 0 |  | 0 | 0 |  | 0 | 0 |  | 0 | 0 | 0 | 0 | 0 |  | 0 | 0 | 0 | 0 | 0 |  | 0 | 0 | 0 | 0 | 0 | 0 | 0 | 0
PG&E NGBA | PGE NGBA | PGE | Tulucay | 230 | 27 | Distributed_Solar |  |  | 0 |  | 0 | 0 |  | 0 | 0 |  | 0 | 0 | 0 | 0 | 0 |  | 0 | 0 | 0 | 0 | 0 |  | 0 | 0 | 0 | 0 | 0 | 0 | 0 | 0
PG&E NGBA | PGE NGBA | PGE | Tulucay | 60 |  | Distributed_Solar |  |  | 0 |  | 0 | 0 |  | 0 | 0 |  | 0 | 0 | 0 | 0 | 0 |  | 0 | 0 | 0 | 0 | 0 |  | 0 | 0 | 0 | 0 | 0 | 0 | 0 | 0
PG&E KERN | PGE Kern | PGE | Tupman | 115 | 95 | Distributed_Solar |  |  | 0 |  | 0 | 0 |  | 0 | 0 |  | 0 | 0 | 0 | 0 | 0 |  | 0 | 0 | 0 | 0 | 0 |  | 0 | 0 | 0 | 0 | 0 | 0 | 0 | 0
PG&E NGBA | PGE NGBA | PGE | Ukiah | 115 | 37 | Distributed_Solar |  |  | 0 |  | 0 | 0 |  | 0 | 0 |  | 0 | 0 | 0 | 0 | 0 |  | 0 | 0 | 0 | 0 | 0 |  | 0 | 0 | 0 | 0 | 0 | 0 | 0 | 0
PG&E KERN | PGE Kern | PGE | Union (Estrella) | 70 |  | Distributed_Solar |  |  | 0 |  | 0 | 0 |  | 0 | 0 |  | 0 | 0 | 0 | 0 | 0 |  | 0 | 0 | 0 | 0 | 0 |  | 0 | 0 | 0 | 0 | 0 | 0 | 0 | 0
PG&E NGBA | PGE NGBA | PGE | Vaca Dixon | 115 | 39 | Distributed_Solar |  |  | 0 |  | 0 | 0 |  | 0 | 0 |  | 0 | 0 | 0 | 0 | 0 |  | 0 | 0 | 0 | 0 | 0 |  | 0 | 0 | 0 | 0 | 0 | 0 | 0 | 0
PG&E NGBA | PGE NGBA | PGE | Vaca Dixon | 230 | 33 | Distributed_Solar |  |  | 0 |  | 0 | 0 |  | 0 | 0 |  | 0 | 0 | 0 | 0 | 0 |  | 0 | 0 | 0 | 0 | 0 |  | 0 | 0 | 0 | 0 | 0 | 0 | 0 | 0
PG&E NGBA | PGE NGBA | PGE | Vaca Dixon | 500 | 28 | Distributed_Solar |  |  | 0 |  | 0 | 0 |  | 0 | 0 |  | 0 | 0 | 0 | 0 | 0 |  | 0 | 0 | 0 | 0 | 0 |  | 0 | 0 | 0 | 0 | 0 | 0 | 0 | 0
PG&E NGBA | PGE NGBA | PGE | Vaca Dixon | 60 |  | Distributed_Solar |  |  | 0 |  | 0 | 0 |  | 0 | 0 |  | 0 | 0 | 0 | 0 | 0 |  | 0 | 0 | 0 | 0 | 0 |  | 0 | 0 | 0 | 0 | 0 | 0 | 0 | 0
SCE Eastern | SCE Eastern | SCE | Valley (SCE) | 500 | 156 | Distributed_Solar |  |  | 0 |  | 0 | 0 |  | 0 | 0 |  | 0 | 0 | 0 | 0 | 0 |  | 0 | 0 | 0 | 0 | 0 |  | 0 | 0 | 0 | 0 | 0 | 0 | 0 | 0
EOP | SCE EOP | SCE | Valley (VEA) | 138 | 177 | Distributed_Solar |  |  | 0 |  | 0 | 0 |  | 0 | 0 |  | 0 | 0 | 0 | 0 | 0 |  | 0 | 0 | 0 | 0 | 0 |  | 0 | 0 | 0 | 0 | 0 | 0 | 0 | 0
SDGE | SDGE Imperial | SDGE | Valley Center | 69 |  | Distributed_Solar |  |  | 0 |  | 0 | 0 |  | 0 | 0 |  | 0 | 0 | 0 | 0 | 0 |  | 0 | 0 | 0 | 0 | 0 |  | 0 | 0 | 0 | 0 | 0 | 0 | 0 | 0
PG&E GBA | PGE GBA | PGE | Valley Home | 115 | 36 | Distributed_Solar |  |  | 0 |  | 0 | 0 |  | 0 | 0 |  | 0 | 0 | 0 | 0 | 0 |  | 0 | 0 | 0 | 0 | 0 |  | 0 | 0 | 0 | 0 | 0 | 0 | 0 | 0
PG&E GBA | PGE GBA | PGE | Valley Springs | 230 | 65 | Distributed_Solar |  |  | 0 |  | 0 | 0 |  | 0 | 0 |  | 0 | 0 | 0 | 0 | 0 |  | 0 | 0 | 0 | 0 | 0 |  | 0 | 0 | 0 | 0 | 0 | 0 | 0 | 0
PG&E GBA | PGE GBA | PGE | Valley Springs | 60 |  | Distributed_Solar |  |  | 0 |  | 0 | 0 |  | 0 | 0 |  | 0 | 0 | 0 | 0 | 0 |  | 0 | 0 | 0 | 0 | 0 |  | 0 | 0 | 0 | 0 | 0 | 0 | 0 | 0
EOP | SCE EOP | SCE | Valley Switch | 138 | 177 | Distributed_Solar |  |  | 0 |  | 0 | 0 |  | 0 | 0 |  | 0 | 0 | 0 | 0 | 0 |  | 0 | 0 | 0 | 0 | 0 |  | 0 | 0 | 0 | 0 | 0 | 0 | 0 | 0
EOP | SCE EOP | SCE | Valley Switch | 230 | 177 | Distributed_Solar |  |  | 0 |  | 0 | 0 |  | 0 | 0 |  | 0 | 0 | 0 | 0 | 0 |  | 0 | 0 | 0 | 0 | 0 |  | 0 | 0 | 0 | 0 | 0 | 0 | 0 | 0
PG&E GBA | PGE GBA | PGE | Vasco | 230 | 42 | Distributed_Solar |  |  | 0 |  | 0 | 0 |  | 0 | 0 |  | 0 | 0 | 0 | 0 | 0 |  | 0 | 0 | 0 | 0 | 0 |  | 0 | 0 | 0 | 0 | 0 | 0 | 0 | 0
PG&E GBA | PGE GBA | PGE | Vasona | 230 | 80 | Distributed_Solar |  |  | 0 |  | 0 | 0 |  | 0 | 0 |  | 0 | 0 | 0 | 0 | 0 |  | 0 | 0 | 0 | 0 | 0 |  | 0 | 0 | 0 | 0 | 0 | 0 | 0 | 0
SCE Northern | SCE Northern | SCE | Vestal | 230 | 153 | Distributed_Solar |  |  | 0 |  | 0 | 0 |  | 0 | 0 |  | 0 | 0 | 0 | 0 | 0 |  | 0 | 0 | 0 | 0 | 0 |  | 0 | 0 | 0 | 0 | 0 | 0 | 0 | 0
SCE Northern | SCE Northern | SCE | Vestal | 66 |  | Distributed_Solar |  |  | 0 |  | 0 | 0 |  | 0 | 0 |  | 0 | 0 | 0 | 0 | 0 |  | 0 | 0 | 0 | 0 | 0 |  | 0 | 0 | 0 | 0 | 0 | 0 | 0 | 0
SCE NOL | SCE NOL | SCE | Victor | 115 | 146 | Distributed_Solar |  |  | 1 |  | 0 | 0 |  | 7 | 7 |  | 0 | 0 | 0 | 7 | 7 |  | 0 | 0 | 0 | 0 | 0 |  | 0 | 0 | 0 | 7 | 7 | 0 | 7 | 7
SCE NOL | SCE NOL | SCE | Victor | 230 | 146 | Distributed_Solar |  |  | 1 |  | 5 | 5 |  | 0 | 0 |  | 0 | 0 | 0 | 0 | 0 |  | 0 | 0 | 0 | 0 | 0 |  | 0 | 0 | 0 | 5 | 5 | 0 | 5 | 5
SCE Metro | SCE Metro | SCE | Viejo | 230 | 97 | Distributed_Solar |  |  | 0 |  | 0 | 0 |  | 0 | 0 |  | 0 | 0 | 0 | 0 | 0 |  | 0 | 0 | 0 | 0 | 0 |  | 0 | 0 | 0 | 0 | 0 | 0 | 0 | 0
PG&E GBA | PGE GBA | PGE | Vierra | 115 | 44 | Distributed_Solar |  |  | 1 |  | 0 | 0 |  | 2.975 | 2.975 |  | 0 | 0 | 0 | 2.975 | 2.975 |  | 0 | 0 | 0 | 0 | 0 |  | 0 | 0 | 0 | 2.975 | 2.975 | 0 | 2.975 | 2.975
SCE Metro | SCE Metro | SCE | Villa Park | 230 | 97 | Distributed_Solar |  |  | 0 |  | 0 | 0 |  | 0 | 0 |  | 0 | 0 | 0 | 0 | 0 |  | 0 | 0 | 0 | 0 | 0 |  | 0 | 0 | 0 | 0 | 0 | 0 | 0 | 0
SCE Northern | SCE Northern | SCE | Vincent | 230 | 91 | Distributed_Solar |  |  | 0 |  | 0 | 0 |  | 0 | 0 |  | 0 | 0 | 0 | 0 | 0 |  | 0 | 0 | 0 | 0 | 0 |  | 0 | 0 | 0 | 0 | 0 | 0 | 0 | 0
SCE Northern | SCE Northern | SCE | Vincent | 500 | 91 | Distributed_Solar |  |  | 0 |  | 0 | 0 |  | 0 | 0 |  | 0 | 0 | 0 | 0 | 0 |  | 0 | 0 | 0 | 0 | 0 |  | 0 | 0 | 0 | 0 | 0 | 0 | 0 | 0
PG&E GBA | PGE GBA | PGE | Vineyard | 230 | 42 | Distributed_Solar |  |  | 0 |  | 0 | 0 |  | 0 | 0 |  | 0 | 0 | 0 | 0 | 0 |  | 0 | 0 | 0 | 0 | 0 |  | 0 | 0 | 0 | 0 | 0 | 0 | 0 | 0
SDGE | PGE GBA | PGE | Vineyard | 69 |  | Distributed_Solar |  |  | 0 |  | 0 | 0 |  | 0 | 0 |  | 0 | 0 | 0 | 0 | 0 |  | 0 | 0 | 0 | 0 | 0 |  | 0 | 0 | 0 | 0 | 0 | 0 | 0 | 0
SCE Eastern | SCE Eastern | SCE | Vista (SCE) | 230 | 156 | Distributed_Solar |  |  | 0 |  | 0 | 0 |  | 0 | 0 |  | 0 | 0 | 0 | 0 | 0 |  | 0 | 0 | 0 | 0 | 0 |  | 0 | 0 | 0 | 0 | 0 | 0 | 0 | 0
EOP | SCE EOP | SCE | Vista (VEA) | 138 | 177 | Distributed_Solar |  |  | 0 |  | 0 | 0 |  | 0 | 0 |  | 0 | 0 | 0 | 0 | 0 |  | 0 | 0 | 0 | 0 | 0 |  | 0 | 0 | 0 | 0 | 0 | 0 | 0 | 0
EOP | SCE EOP | SCE | Vista (VEA) | 230 | 177 | Distributed_Solar |  |  | 0 |  | 0 | 0 |  | 0 | 0 |  | 0 | 0 | 0 | 0 | 0 |  | 0 | 0 | 0 | 0 | 0 |  | 0 | 0 | 0 | 0 | 0 | 0 | 0 | 0
PG&E FRESNO | PGE Fresno | PGE | Wahtoke | 115 | 105 | Distributed_Solar |  |  | 0 |  | 0 | 0 |  | 0 | 0 |  | 0 | 0 | 0 | 0 | 0 |  | 0 | 0 | 0 | 0 | 0 |  | 0 | 0 | 0 | 0 | 0 | 0 | 0 | 0
SCE Northern | SCE Northern | SCE | Wakefield | 66 |  | Distributed_Solar |  |  | 0 |  | 0 | 0 |  | 0 | 0 |  | 0 | 0 | 0 | 0 | 0 |  | 0 | 0 | 0 | 0 | 0 |  | 0 | 0 | 0 | 0 | 0 | 0 | 0 | 0
SCE Metro | SCE Metro | SCE | Walnut | 230 | 97 | Distributed_Solar |  |  | 0 |  | 0 | 0 |  | 0 | 0 |  | 0 | 0 | 0 | 0 | 0 |  | 0 | 0 | 0 | 0 | 0 |  | 0 | 0 | 0 | 0 | 0 | 0 | 0 | 0
SCE Northern | SCE Northern | SCE | Warne | 230 | 159 | Distributed_Solar |  |  | 0 |  | 0 | 0 |  | 0 | 0 |  | 0 | 0 | 0 | 0 | 0 |  | 0 | 0 | 0 | 0 | 0 |  | 0 | 0 | 0 | 0 | 0 | 0 | 0 | 0
PG&E GBA | PGE GBA | PGE | Warnerville | 230 | 155 | Distributed_Solar |  |  | 0 |  | 0 | 0 |  | 0 | 0 |  | 0 | 0 | 0 | 0 | 0 |  | 0 | 0 | 0 | 0 | 0 |  | 0 | 0 | 0 | 0 | 0 | 0 | 0 | 0
PG&E FRESNO | PGE Fresno | PGE | Waukena | 115 | 105 | Distributed_Solar |  |  | 0 |  | 0 | 0 |  | 0 | 0 |  | 0 | 0 | 0 | 0 | 0 |  | 0 | 0 | 0 | 0 | 0 |  | 0 | 0 | 0 | 0 | 0 | 0 | 0 | 0
PG&E GBA | PGE GBA | PGE | Weber | 230 | 15 | Distributed_Solar |  |  | 0 |  | 0 | 0 |  | 0 | 0 |  | 0 | 0 | 0 | 0 | 0 |  | 0 | 0 | 0 | 0 | 0 |  | 0 | 0 | 0 | 0 | 0 | 0 | 0 | 0
PG&E GBA | PGE GBA | PGE | Weber | 60 |  | Distributed_Solar |  |  | 0 |  | 0 | 0 |  | 0 | 0 |  | 0 | 0 | 0 | 0 | 0 |  | 0 | 0 | 0 | 0 | 0 |  | 0 | 0 | 0 | 0 | 0 | 0 | 0 | 0
PG&E FRESNO | PGE Fresno | PGE | West Fresno | 115 | 117 | Distributed_Solar |  |  | 0 |  | 0 | 0 |  | 0 | 0 |  | 0 | 0 | 0 | 0 | 0 |  | 0 | 0 | 0 | 0 | 0 |  | 0 | 0 | 0 | 0 | 0 | 0 | 0 | 0
PG&E FRESNO | PGE Fresno | PGE | Westley | 230 | 64 | Distributed_Solar |  |  | 0 |  | 0 | 0 |  | 0 | 0 |  | 0 | 0 | 0 | 0 | 0 |  | 0 | 0 | 0 | 0 | 0 |  | 0 | 0 | 0 | 0 | 0 | 0 | 0 | 0
PG&E KERN | PGE Kern | PGE | Westpark | 115 | 68 | Distributed_Solar |  |  | 0 |  | 0 | 0 |  | 0 | 0 |  | 0 | 0 | 0 | 0 | 0 |  | 0 | 0 | 0 | 0 | 0 |  | 0 | 0 | 0 | 0 | 0 | 0 | 0 | 0
PG&E KERN | PGE Kern | PGE | Wheeler Ridge | 230 | 103 | Distributed_Solar |  |  | 0 |  | 0 | 0 |  | 0 | 0 |  | 0 | 0 | 0 | 0 | 0 |  | 0 | 0 | 0 | 0 | 0 |  | 0 | 0 | 0 | 0 | 0 | 0 | 0 | 0
PG&E KERN | PGE Kern | PGE | Wheeler Ridge | 115 | 68 | Distributed_Solar |  |  | 0 |  | 0 | 0 |  | 0 | 0 |  | 0 | 0 | 0 | 0 | 0 |  | 0 | 0 | 0 | 0 | 0 |  | 0 | 0 | 0 | 0 | 0 | 0 | 0 | 0
PG&E KERN | PGE Kern | PGE | Wheeler Ridge | 70 |  | Distributed_Solar |  |  | 0 |  | 0 | 0 |  | 0 | 0 |  | 0 | 0 | 0 | 0 | 0 |  | 0 | 0 | 0 | 0 | 0 |  | 0 | 0 | 0 | 0 | 0 | 0 | 0 | 0
SCE Northern | SCE Northern | SCE | Whirlwind | 230 | 124 | Distributed_Solar |  |  | 0 |  | 0 | 0 |  | 0 | 0 |  | 0 | 0 | 0 | 0 | 0 |  | 0 | 0 | 0 | 0 | 0 |  | 0 | 0 | 0 | 0 | 0 | 0 | 0 | 0
SCE Northern | SCE Northern | SCE | Whirlwind | 500 | 124 | Distributed_Solar |  |  | 0 |  | 0 | 0 |  | 0 | 0 |  | 0 | 0 | 0 | 0 | 0 |  | 0 | 0 | 0 | 0 | 0 |  | 0 | 0 | 0 | 0 | 0 | 0 | 0 | 0
PG&E GBA | PGE GBA | PGE | Whisman | 115 | 78 | Distributed_Solar |  |  | 0 |  | 0 | 0 |  | 0 | 0 |  | 0 | 0 | 0 | 0 | 0 |  | 0 | 0 | 0 | 0 | 0 |  | 0 | 0 | 0 | 0 | 0 | 0 | 0 | 0
SCE Eastern | SCE Eastern | SCE | Wildlife | 230 | 156 | Distributed_Solar |  |  | 0 |  | 0 | 0 |  | 0 | 0 |  | 0 | 0 | 0 | 0 | 0 |  | 0 | 0 | 0 | 0 | 0 |  | 0 | 0 | 0 | 0 | 0 | 0 | 0 | 0
PG&E FRESNO | PGE Fresno | PGE | Wilson | 115 | 158 | Distributed_Solar |  |  | 0 |  | 0 | 0 |  | 0 | 0 |  | 0 | 0 | 0 | 0 | 0 |  | 0 | 0 | 0 | 0 | 0 |  | 0 | 0 | 0 | 0 | 0 | 0 | 0 | 0
PG&E FRESNO | PGE Fresno | PGE | Wilson | 230 | 169 | Distributed_Solar |  |  | 0 |  | 0 | 0 |  | 0 | 0 |  | 0 | 0 | 0 | 0 | 0 |  | 0 | 0 | 0 | 0 | 0 |  | 0 | 0 | 0 | 0 | 0 | 0 | 0 | 0
SCE Northern | SCE Northern | SCE | Windhub | 230 | 147 | Distributed_Solar |  |  | 0 |  | 0 | 0 |  | 0 | 0 |  | 0 | 0 | 0 | 0 | 0 |  | 0 | 0 | 0 | 0 | 0 |  | 0 | 0 | 0 | 0 | 0 | 0 | 0 | 0
SCE Northern | SCE Northern | SCE | Windhub | 500 | 147 | Distributed_Solar |  |  | 0 |  | 0 | 0 |  | 0 | 0 |  | 0 | 0 | 0 | 0 | 0 |  | 0 | 0 | 0 | 0 | 0 |  | 0 | 0 | 0 | 0 | 0 | 0 | 0 | 0
PG&E GBA | PGE GBA | PGE | Windmaster | 230 | 32 | Distributed_Solar |  |  | 0 |  | 0 | 0 |  | 0 | 0 |  | 0 | 0 | 0 | 0 | 0 |  | 0 | 0 | 0 | 0 | 0 |  | 0 | 0 | 0 | 0 | 0 | 0 | 0 | 0
PG&E NGBA | PGE NGBA | PGE | Windsor | 60 |  | Distributed_Solar |  |  | 0 |  | 0 | 0 |  | 0 | 0 |  | 0 | 0 | 0 | 0 | 0 |  | 0 | 0 | 0 | 0 | 0 |  | 0 | 0 | 0 | 0 | 0 | 0 | 0 | 0
PG&E NGBA | PGE NGBA | PGE | Woodland | 115 | 18 | Distributed_Solar |  |  | 0 |  | 0 | 0 |  | 0 | 0 |  | 0 | 0 | 0 | 0 | 0 |  | 0 | 0 | 0 | 0 | 0 |  | 0 | 0 | 0 | 0 | 0 | 0 | 0 | 0
PG&E FRESNO | PGE Fresno | PGE | Woodward | 115 | 136 | Distributed_Solar |  |  | 0 |  | 0 | 0 |  | 0 | 0 |  | 0 | 0 | 0 | 0 | 0 |  | 0 | 0 | 0 | 0 | 0 |  | 0 | 0 | 0 | 0 | 0 | 0 | 0 | 0
PG&E NGBA | PGE NGBA | PGE | Wyandotte | 115 | 22 | Distributed_Solar |  |  | 0 |  | 0 | 0 |  | 0 | 0 |  | 0 | 0 | 0 | 0 | 0 |  | 0 | 0 | 0 | 0 | 0 |  | 0 | 0 | 0 | 0 | 0 | 0 | 0 | 0
PG&E KERN | PGE Kern | PGE | 7th Standard | 115 | 109 | Solar |  |  | 1 | 0 | 0 | 0 | 0 | 0 | 0 | 0 | 0 | 0 | 0 | 0 | 0 | 0 | 90 | 90 | 0 | 0 | 0 | 0 | 90 | 90 | 0 | 90 | 90 | 0 | 90 | 90
SCE Metro | SCE Metro | SCE | Alamitos | 230 | 132 | Solar |  |  | 1 | 0 | 0 | 0 | 0 | 0 | 0 | 0 | 0 | 0 | 0 | 0 | 0 | 0 | 0 | 0 | 382 | 0 | 382 | 382 | 0 | 382 | 0 | 0 | 0 | 382 | 0 | 382
SCE Eastern | SCE Eastern | SCE | Alberhill | 115 | 156 | Solar |  |  | 1 | 0 | 0 | 0 | 0 | 0 | 0 | 0 | 0 | 0 | 0 | 0 | 0 | 300 | 0 | 300 | 2684 | 1000 | 3684 | 2984 | 1000 | 3984 | 300 | 0 | 300 | 2984 | 1000 | 3984
SCE Eastern | SCE Eastern | SCE | Alberhill | 500 | 156 | Solar |  |  | 1 | 0 | 0 | 0 | 0 | 0 | 0 | 0 | 0 | 0 | 0 | 0 | 0 | 435 | 0 | 435 | 0 | 0 | 0 | 435 | 0 | 435 | 435 | 0 | 435 | 435 | 0 | 435
PG&E GBA | PGE GBA | PGE | Alhambra | 115 | 6 | Solar |  |  | 0 | 0 | 0 | 0 | 0 | 0 | 0 | 0 | 0 | 0 | 0 | 0 | 0 | 0 | 0 | 0 | 0 | 0 | 0 | 0 | 0 | 0 | 0 | 0 | 0 | 0 | 0 | 0
PG&E FRESNO | PGE Fresno | PGE | Alpaugh | 115 | 119 | Solar |  |  | 0 | 0 | 0 | 0 | 0 | 0 | 0 | 0 | 0 | 0 | 0 | 0 | 0 | 0 | 0 | 0 | 0 | 0 | 0 | 0 | 0 | 0 | 0 | 0 | 0 | 0 | 0 | 0
SDGE | SDGE Imperial | SDGE | Alpine | 69 |  | Solar |  |  | 0 | 0 | 0 | 0 | 0 | 0 | 0 | 0 | 0 | 0 | 0 | 0 | 0 | 0 | 0 | 0 | 0 | 0 | 0 | 0 | 0 | 0 | 0 | 0 | 0 | 0 | 0 | 0
PG&E GBA | PGE GBA | PGE | Altamont Midway (Sandhill) | 230 | 26 | Solar |  |  | 0 | 0 | 0 | 0 | 0 | 0 | 0 | 0 | 0 | 0 | 0 | 0 | 0 | 0 | 0 | 0 | 0 | 0 | 0 | 0 | 0 | 0 | 0 | 0 | 0 | 0 | 0 | 0
SCE Northern | SCE Northern | SCE | Antelope | 66 |  | Solar |  |  | 0 | 0 | 0 | 0 | 0 | 0 | 0 | 0 | 0 | 0 | 0 | 0 | 0 | 0 | 0 | 0 | 0 | 0 | 0 | 0 | 0 | 0 | 0 | 0 | 0 | 0 | 0 | 0
SCE Northern | SCE Northern | SCE | Antelope | 230 | 86 | Solar |  |  | 1 | 125 | 0 | 125 | 0 | 0 | 0 | 0 | 0 | 0 | 0 | 0 | 0 | 0 | 450 | 450 | 933 | 0 | 933 | 933 | 450 | 1383 | 125 | 450 | 575 | 1058 | 450 | 1508
SCE Northern | SCE Northern | SCE | Antelope | 500 | 124 | Solar |  |  | 1 | 0 | 0 | 0 | 0 | 0 | 0 | 0 | 0 | 0 | 0 | 0 | 0 | 0 | 1000 | 1000 | 0 | 0 | 0 | 0 | 1000 | 1000 | 0 | 1000 | 1000 | 0 | 1000 | 1000
PG&E NGBA | PGE NGBA | PGE | Arcata | 60 |  | Solar |  |  | 0 | 0 | 0 | 0 | 0 | 0 | 0 | 0 | 0 | 0 | 0 | 0 | 0 | 0 | 0 | 0 | 0 | 0 | 0 | 0 | 0 | 0 | 0 | 0 | 0 | 0 | 0 | 0
PG&E KERN | PGE Kern | PGE | Arco | 230 | 93 | Solar |  |  | 1 | 43.2 | 21.7 | 64.9 | 0 | 0 | 0 | 0 | 0 | 0 | 0 | 0 | 0 | 1840 | 0 | 1840 | 0 | 0 | 0 | 1840 | 0 | 1840 | 1883.2 | 21.7 | 1904.9 | 1883.2 | 21.7 | 1904.9
PG&E KERN | PGE Kern | PGE | Arco | 70 |  | Solar |  |  | 1 | 0 | 0 | 0 | 60 | 0 | 60 | 0 | 0 | 0 | 60 | 0 | 60 | 0 | 0 | 0 | 0 | 0 | 0 | 0 | 0 | 0 | 60 | 0 | 60 | 60 | 0 | 60
SCE Metro | SCE Metro | SCE | ArcoGen | 230 | 97 | Solar |  |  | 0 | 0 | 0 | 0 | 0 | 0 | 0 | 0 | 0 | 0 | 0 | 0 | 0 | 0 | 0 | 0 | 0 | 0 | 0 | 0 | 0 | 0 | 0 | 0 | 0 | 0 | 0 | 0
SDGE | SDGE Imperial | SDGE | Artesian | 230 | 195 | Solar |  |  | 0 | 0 | 0 | 0 | 0 | 0 | 0 | 0 | 0 | 0 | 0 | 0 | 0 | 0 | 0 | 0 | 0 | 0 | 0 | 0 | 0 | 0 | 0 | 0 | 0 | 0 | 0 | 0
SDGE | SDGE Imperial | SDGE | Artesian | 69 |  | Solar |  |  | 0 | 0 | 0 | 0 | 0 | 0 | 0 | 0 | 0 | 0 | 0 | 0 | 0 | 0 | 0 | 0 | 0 | 0 | 0 | 0 | 0 | 0 | 0 | 0 | 0 | 0 | 0 | 0
PG&E FRESNO | PGE Fresno | PGE | Ashlan | 230 | 138 | Solar |  |  | 0 | 0 | 0 | 0 | 0 | 0 | 0 | 0 | 0 | 0 | 0 | 0 | 0 | 0 | 0 | 0 | 0 | 0 | 0 | 0 | 0 | 0 | 0 | 0 | 0 | 0 | 0 | 0
PG&E NGBA | PGE NGBA | PGE | Atlantic | 115 | 16 | Solar |  |  | 0 | 0 | 0 | 0 | 0 | 0 | 0 | 0 | 0 | 0 | 0 | 0 | 0 | 0 | 0 | 0 | 0 | 0 | 0 | 0 | 0 | 0 | 0 | 0 | 0 | 0 | 0 | 0
PG&E NGBA | PGE NGBA | PGE | Atlantic | 230 | 20 | Solar |  |  | 0 | 0 | 0 | 0 | 0 | 0 | 0 | 0 | 0 | 0 | 0 | 0 | 0 | 0 | 0 | 0 | 0 | 0 | 0 | 0 | 0 | 0 | 0 | 0 | 0 | 0 | 0 | 0
PG&E NGBA | PGE NGBA | PGE | Atlantic | 60 |  | Solar |  |  | 0 | 0 | 0 | 0 | 0 | 0 | 0 | 0 | 0 | 0 | 0 | 0 | 0 | 0 | 0 | 0 | 0 | 0 | 0 | 0 | 0 | 0 | 0 | 0 | 0 | 0 | 0 | 0
PG&E FRESNO | PGE Fresno | PGE | Atwater | 115 | 139 | Solar |  |  | 0 | 0 | 0 | 0 | 0 | 0 | 0 | 0 | 0 | 0 | 0 | 0 | 0 | 0 | 0 | 0 | 0 | 0 | 0 | 0 | 0 | 0 | 0 | 0 | 0 | 0 | 0 | 0
PG&E GBA | PGE GBA | PGE | Avena | 115 | 36 | Solar |  |  | 1 | 0 | 0 | 0 | 0 | 0 | 0 | 0 | 0 | 0 | 0 | 0 | 0 | 100 | 0 | 100 | 0 | 0 | 0 | 100 | 0 | 100 | 100 | 0 | 100 | 100 | 0 | 100
SDGE | SDGE Imperial | SDGE | Avocado | 69 |  | Solar |  |  | 0 | 0 | 0 | 0 | 0 | 0 | 0 | 0 | 0 | 0 | 0 | 0 | 0 | 0 | 0 | 0 | 0 | 0 | 0 | 0 | 0 | 0 | 0 | 0 | 0 | 0 | 0 | 0
PG&E NGBA | PGE NGBA | PGE | Bahia | 230 | 60 | Solar |  |  | 1 | 0 | 0 | 0 | 0 | 0 | 0 | 0 | 0 | 0 | 0 | 0 | 0 | 0 | 200 | 200 | 0 | 0 | 0 | 0 | 200 | 200 | 0 | 200 | 200 | 0 | 200 | 200
SCE Northern | SCE Northern | SCE | Bailey | 230 | 167 | Solar |  |  | 0 | 0 | 0 | 0 | 0 | 0 | 0 | 0 | 0 | 0 | 0 | 0 | 0 | 0 | 0 | 0 | 0 | 0 | 0 | 0 | 0 | 0 | 0 | 0 | 0 | 0 | 0 | 0
SCE NOL | SCE NOL | SCE | Baker | 115 | 160 | Solar |  |  | 0 | 0 | 0 | 0 | 0 | 0 | 0 | 0 | 0 | 0 | 0 | 0 | 0 | 0 | 0 | 0 | 0 | 0 | 0 | 0 | 0 | 0 | 0 | 0 | 0 | 0 | 0 | 0
PG&E KERN | PGE Kern | PGE | Bakersfield | 230 | 89 | Solar |  |  | 0 | 0 | 0 | 0 | 0 | 0 | 0 | 0 | 0 | 0 | 0 | 0 | 0 | 0 | 0 | 0 | 0 | 0 | 0 | 0 | 0 | 0 | 0 | 0 | 0 | 0 | 0 | 0
PG&E FRESNO | PGE Fresno | PGE | Balch | 230 | 117 | Solar |  |  | 0 | 0 | 0 | 0 | 0 | 0 | 0 | 0 | 0 | 0 | 0 | 0 | 0 | 0 | 0 | 0 | 0 | 0 | 0 | 0 | 0 | 0 | 0 | 0 | 0 | 0 | 0 | 0
SCE Eastern | SCE Eastern | SCE | Bannister | 230 | 174 | Solar |  |  | 0 | 0 | 0 | 0 | 0 | 0 | 0 | 0 | 0 | 0 | 0 | 0 | 0 | 0 | 0 | 0 | 0 | 0 | 0 | 0 | 0 | 0 | 0 | 0 | 0 | 0 | 0 | 0
SCE Metro | SCE Metro | SCE | Barre | 230 | 97 | Solar |  |  | 1 | 20 | 0 | 20 | 0 | 0 | 0 | 0 | 0 | 0 | 0 | 0 | 0 | 0 | 0 | 0 | 0 | 0 | 0 | 0 | 0 | 0 | 20 | 0 | 20 | 20 | 0 | 20
SDGE | SDGE Imperial | SDGE | Bay Boulevard | 69 |  | Solar |  |  | 0 | 0 | 0 | 0 | 0 | 0 | 0 | 0 | 0 | 0 | 0 | 0 | 0 | 0 | 0 | 0 | 0 | 0 | 0 | 0 | 0 | 0 | 0 | 0 | 0 | 0 | 0 | 0
SDGE | SDGE Imperial | SDGE | Bay Boulevard | 230 | 196 | Solar |  |  | 0 | 0 | 0 | 0 | 0 | 0 | 0 | 0 | 0 | 0 | 0 | 0 | 0 | 0 | 0 | 0 | 0 | 0 | 0 | 0 | 0 | 0 | 0 | 0 | 0 | 0 | 0 | 0
EOP | SCE EOP | SCE | Beatty | 138 | 177 | Solar |  |  | 0 | 0 | 0 | 0 | 0 | 0 | 0 | 0 | 0 | 0 | 0 | 0 | 0 | 0 | 0 | 0 | 0 | 0 | 0 | 0 | 0 | 0 | 0 | 0 | 0 | 0 | 0 | 0
EOP | SCE EOP | SCE | Beatty | 230 | 177 | Solar |  |  | 0 | 0 | 0 | 0 | 0 | 0 | 0 | 0 | 0 | 0 | 0 | 0 | 0 | 0 | 0 | 0 | 0 | 0 | 0 | 0 | 0 | 0 | 0 | 0 | 0 | 0 | 0 | 0
PG&E NGBA | PGE NGBA | PGE | Belden | 230 | 24 | Solar |  |  | 0 | 0 | 0 | 0 | 0 | 0 | 0 | 0 | 0 | 0 | 0 | 0 | 0 | 0 | 0 | 0 | 0 | 0 | 0 | 0 | 0 | 0 | 0 | 0 | 0 | 0 | 0 | 0
PG&E NGBA | PGE NGBA | PGE | Bell | 115 | 16 | Solar |  |  | 0 | 0 | 0 | 0 | 0 | 0 | 0 | 0 | 0 | 0 | 0 | 0 | 0 | 0 | 0 | 0 | 0 | 0 | 0 | 0 | 0 | 0 | 0 | 0 | 0 | 0 | 0 | 0
PG&E NGBA | PGE NGBA | PGE | Bellevue | 115 | 27 | Solar |  |  | 0 | 0 | 0 | 0 | 0 | 0 | 0 | 0 | 0 | 0 | 0 | 0 | 0 | 0 | 0 | 0 | 0 | 0 | 0 | 0 | 0 | 0 | 0 | 0 | 0 | 0 | 0 | 0
PG&E GBA | PGE GBA | PGE | Bellota | 115 | 29 | Solar |  |  | 0 | 0 | 0 | 0 | 0 | 0 | 0 | 0 | 0 | 0 | 0 | 0 | 0 | 0 | 0 | 0 | 0 | 0 | 0 | 0 | 0 | 0 | 0 | 0 | 0 | 0 | 0 | 0
PG&E GBA | PGE GBA | PGE | Bellota | 230 | 15 | Solar |  |  | 1 | 0 | 0 | 0 | 0 | 0 | 0 | 0 | 0 | 0 | 0 | 0 | 0 | 0 | 0 | 0 | 10 | 0 | 10 | 10 | 0 | 10 | 0 | 0 | 0 | 10 | 0 | 10
SCE Northern | SCE Northern | SCE | Big Creek | 230 | 153 | Solar |  |  | 1 | 0 | 0 | 0 | 0 | 0 | 0 | 0 | 0 | 0 | 0 | 0 | 0 | 200 | 0 | 200 | 0 | 0 | 0 | 200 | 0 | 200 | 200 | 0 | 200 | 200 | 0 | 200
PG&E FRESNO | PGE Fresno | PGE | Biola | 70 |  | Solar |  |  | 0 | 0 | 0 | 0 | 0 | 0 | 0 | 0 | 0 | 0 | 0 | 0 | 0 | 0 | 0 | 0 | 0 | 0 | 0 | 0 | 0 | 0 | 0 | 0 | 0 | 0 | 0 | 0
PG&E GBA | PGE GBA | PGE | Birds Landing | 230 | 59 | Solar |  |  | 1 | 0 | 0 | 0 | 0 | 0 | 0 | 0 | 0 | 0 | 0 | 0 | 0 | 0 | 100 | 100 | 0 | 0 | 0 | 0 | 100 | 100 | 0 | 100 | 100 | 0 | 100 | 100
SCE Northern | SCE Northern | SCE | Bliss | 66 |  | Solar |  |  | 0 | 0 | 0 | 0 | 0 | 0 | 0 | 0 | 0 | 0 | 0 | 0 | 0 | 0 | 0 | 0 | 0 | 0 | 0 | 0 | 0 | 0 | 0 | 0 | 0 | 0 | 0 | 0
SCE Eastern | SCE Eastern | SCE | Blythe | 161 | 182 | Solar |  |  | 1 | 300 | 0 | 300 | 0 | 160 | 160 | 0 | 0 | 0 | 0 | 160 | 160 | 0 | 0 | 0 | 0 | 0 | 0 | 0 | 0 | 0 | 300 | 160 | 460 | 300 | 160 | 460
PG&E NGBA | PGE NGBA | PGE | Bogue | 115 | 22 | Solar |  |  | 0 | 0 | 0 | 0 | 0 | 0 | 0 | 0 | 0 | 0 | 0 | 0 | 0 | 0 | 0 | 0 | 0 | 0 | 0 | 0 | 0 | 0 | 0 | 0 | 0 | 0 | 0 | 0
PG&E FRESNO | PGE Fresno | PGE | Borden | 230 | 168 | Solar |  |  | 0 | 0 | 0 | 0 | 0 | 0 | 0 | 0 | 0 | 0 | 0 | 0 | 0 | 0 | 0 | 0 | 0 | 0 | 0 | 0 | 0 | 0 | 0 | 0 | 0 | 0 | 0 | 0
PG&E FRESNO | PGE Fresno | PGE | Borden | 70 |  | Solar |  |  | 0 | 0 | 0 | 0 | 0 | 0 | 0 | 0 | 0 | 0 | 0 | 0 | 0 | 0 | 0 | 0 | 0 | 0 | 0 | 0 | 0 | 0 | 0 | 0 | 0 | 0 | 0 | 0
SDGE | SDGE Imperial | SDGE | Boulevard East | 138 | 192 | Solar |  |  | 1 | 0 | 0 | 0 | 0 | 0 | 0 | 0 | 0 | 0 | 0 | 0 | 0 | 0 | 82.6 | 82.6 | 0 | 0 | 0 | 0 | 82.6 | 82.6 | 0 | 82.6 | 82.6 | 0 | 82.6 | 82.6
SDGE | SDGE Imperial | SDGE | Boulevard East | 69 |  | Solar |  |  | 1 | 0 | 0 | 0 | 0 | 17.4 | 17.4 | 0 | 0 | 0 | 0 | 17.4 | 17.4 | 0 | 0 | 0 | 0 | 0 | 0 | 0 | 0 | 0 | 0 | 17.4 | 17.4 | 0 | 17.4 | 17.4
PG&E GBA | PGE GBA | PGE | Brentwood | 230 | 50 | Solar |  |  | 1 | 0 | 0 | 0 | 0 | 0 | 0 | 0 | 0 | 0 | 0 | 0 | 0 | 0 | 89.5 | 89.5 | 0 | 0 | 0 | 0 | 89.5 | 89.5 | 0 | 89.5 | 89.5 | 0 | 89.5 | 89.5
PG&E NGBA | PGE NGBA | PGE | Bridgeville | 115 | 1 | Solar |  |  | 0 | 0 | 0 | 0 | 0 | 0 | 0 | 0 | 0 | 0 | 0 | 0 | 0 | 0 | 0 | 0 | 0 | 0 | 0 | 0 | 0 | 0 | 0 | 0 | 0 | 0 | 0 | 0
PG&E NGBA | PGE NGBA | PGE | Brighton | 115 | 67 | Solar |  |  | 0 | 0 | 0 | 0 | 0 | 0 | 0 | 0 | 0 | 0 | 0 | 0 | 0 | 0 | 0 | 0 | 0 | 0 | 0 | 0 | 0 | 0 | 0 | 0 | 0 | 0 | 0 | 0
PG&E NGBA | PGE NGBA | PGE | Brighton | 230 | 67 | Solar |  |  | 0 | 0 | 0 | 0 | 0 | 0 | 0 | 0 | 0 | 0 | 0 | 0 | 0 | 0 | 0 | 0 | 0 | 0 | 0 | 0 | 0 | 0 | 0 | 0 | 0 | 0 | 0 | 0
PG&E NGBA | PGE NGBA | PGE | Brunswick | 115 | 20 | Solar |  |  | 0 | 0 | 0 | 0 | 0 | 0 | 0 | 0 | 0 | 0 | 0 | 0 | 0 | 0 | 0 | 0 | 0 | 0 | 0 | 0 | 0 | 0 | 0 | 0 | 0 | 0 | 0 | 0
PG&E NGBA | PGE NGBA | PGE | Bucks Creek | 230 | 35 | Solar |  |  | 0 | 0 | 0 | 0 | 0 | 0 | 0 | 0 | 0 | 0 | 0 | 0 | 0 | 0 | 0 | 0 | 0 | 0 | 0 | 0 | 0 | 0 | 0 | 0 | 0 | 0 | 0 | 0
PG&E KERN | PGE Kern | PGE | Buena Vista | 230 |  | Solar |  |  | 0 | 0 | 0 | 0 | 0 | 0 | 0 | 0 | 0 | 0 | 0 | 0 | 0 | 0 | 0 | 0 | 0 | 0 | 0 | 0 | 0 | 0 | 0 | 0 | 0 | 0 | 0 | 0
PG&E FRESNO | PGE Fresno | PGE | Bullard | 115 | 165 | Solar |  |  | 0 | 0 | 0 | 0 | 0 | 0 | 0 | 0 | 0 | 0 | 0 | 0 | 0 | 0 | 0 | 0 | 0 | 0 | 0 | 0 | 0 | 0 | 0 | 0 | 0 | 0 | 0 | 0
PG&E GBA | PGE GBA | PGE | Burlingame | 115 | 3 | Solar |  |  | 1 | 0 | 0 | 0 | 0 | 0 | 0 | 0 | 0 | 0 | 0 | 0 | 0 | 0 | 0 | 0 | 88 | 0 | 88 | 88 | 0 | 88 | 0 | 0 | 0 | 88 | 0 | 88
PG&E NGBA | PGE NGBA | PGE | Burney Forest | 230 | 2 | Solar |  |  | 0 | 0 | 0 | 0 | 0 | 0 | 0 | 0 | 0 | 0 | 0 | 0 | 0 | 0 | 0 | 0 | 0 | 0 | 0 | 0 | 0 | 0 | 0 | 0 | 0 | 0 | 0 | 0
PG&E NGBA | PGE NGBA | PGE | Butte | 115 | 1 | Solar |  |  | 0 | 0 | 0 | 0 | 0 | 0 | 0 | 0 | 0 | 0 | 0 | 0 | 0 | 0 | 0 | 0 | 0 | 0 | 0 | 0 | 0 | 0 | 0 | 0 | 0 | 0 | 0 | 0
PG&E KERN | PGE Kern | PGE | Cabrillo | 115 | 111 | Solar |  |  | 0 | 0 | 0 | 0 | 0 | 0 | 0 | 0 | 0 | 0 | 0 | 0 | 0 | 0 | 0 | 0 | 0 | 0 | 0 | 0 | 0 | 0 | 0 | 0 | 0 | 0 | 0 | 0
PG&E FRESNO | PGE Fresno | PGE | Cal Flats | 230 | 129 | Solar |  |  | 0 | 0 | 0 | 0 | 0 | 0 | 0 | 0 | 0 | 0 | 0 | 0 | 0 | 0 | 0 | 0 | 0 | 0 | 0 | 0 | 0 | 0 | 0 | 0 | 0 | 0 | 0 | 0
SCE NOL | SCE NOL | SCE | Calcite | 230 | 141 | Solar |  |  | 1 | 0 | 0 | 0 | 0 | 0 | 0 | 0 | 0 | 0 | 0 | 0 | 0 | 165 | 0 | 165 | 0 | 300 | 300 | 165 | 300 | 465 | 165 | 0 | 165 | 165 | 300 | 465
PG&E KERN | PGE Kern | PGE | Caliente | 230 | 122 | Solar |  |  | 0 | 0 | 0 | 0 | 0 | 0 | 0 | 0 | 0 | 0 | 0 | 0 | 0 | 0 | 0 | 0 | 0 | 0 | 0 | 0 | 0 | 0 | 0 | 0 | 0 | 0 | 0 | 0
PG&E FRESNO | PGE Fresno | PGE | California Ave | 115 | 105 | Solar |  |  | 0 | 0 | 0 | 0 | 0 | 0 | 0 | 0 | 0 | 0 | 0 | 0 | 0 | 0 | 0 | 0 | 0 | 0 | 0 | 0 | 0 | 0 | 0 | 0 | 0 | 0 | 0 | 0
PG&E KERN | PGE Kern | PGE | Callender | 115 | 126 | Solar |  |  | 0 | 0 | 0 | 0 | 0 | 0 | 0 | 0 | 0 | 0 | 0 | 0 | 0 | 0 | 0 | 0 | 0 | 0 | 0 | 0 | 0 | 0 | 0 | 0 | 0 | 0 | 0 | 0
PG&E NGBA | PGE NGBA | PGE | Calpella | 115 | 37 | Solar |  |  | 0 | 0 | 0 | 0 | 0 | 0 | 0 | 0 | 0 | 0 | 0 | 0 | 0 | 0 | 0 | 0 | 0 | 0 | 0 | 0 | 0 | 0 | 0 | 0 | 0 | 0 | 0 | 0
PG&E GBA | PGE GBA | PGE | Camanche | 230 | 15 | Solar |  |  | 0 | 0 | 0 | 0 | 0 | 0 | 0 | 0 | 0 | 0 | 0 | 0 | 0 | 0 | 0 | 0 | 0 | 0 | 0 | 0 | 0 | 0 | 0 | 0 | 0 | 0 | 0 | 0
SDGE | SDGE Imperial | SDGE | Cameron | 69 |  | Solar |  |  | 0 | 0 | 0 | 0 | 0 | 0 | 0 | 0 | 0 | 0 | 0 | 0 | 0 | 0 | 0 | 0 | 0 | 0 | 0 | 0 | 0 | 0 | 0 | 0 | 0 | 0 | 0 | 0
SDGE | SDGE Imperial | SDGE | Cannon | 69 |  | Solar |  |  | 0 | 0 | 0 | 0 | 0 | 0 | 0 | 0 | 0 | 0 | 0 | 0 | 0 | 0 | 0 | 0 | 0 | 0 | 0 | 0 | 0 | 0 | 0 | 0 | 0 | 0 | 0 | 0
PG&E FRESNO | PGE Fresno | PGE | Cantua | 115 | 115 | Solar |  |  | 1 | 0 | 0 | 0 | 0 | 0 | 0 | 0 | 0 | 0 | 0 | 0 | 0 | 0 | 0 | 0 | 100 | 0 | 100 | 100 | 0 | 100 | 0 | 0 | 0 | 100 | 0 | 100
SDGE | SDGE Imperial | SDGE | Capistrano | 138 | 173 | Solar |  |  | 0 | 0 | 0 | 0 | 0 | 0 | 0 | 0 | 0 | 0 | 0 | 0 | 0 | 0 | 0 | 0 | 0 | 0 | 0 | 0 | 0 | 0 | 0 | 0 | 0 | 0 | 0 | 0
SDGE | SDGE Imperial | SDGE | Capistrano | 230 | 173 | Solar |  |  | 0 | 0 | 0 | 0 | 0 | 0 | 0 | 0 | 0 | 0 | 0 | 0 | 0 | 0 | 0 | 0 | 0 | 0 | 0 | 0 | 0 | 0 | 0 | 0 | 0 | 0 | 0 | 0
PG&E NGBA | PGE NGBA | PGE | Carberry | 230 | 2 | Solar |  |  | 0 | 0 | 0 | 0 | 0 | 0 | 0 | 0 | 0 | 0 | 0 | 0 | 0 | 0 | 0 | 0 | 0 | 0 | 0 | 0 | 0 | 0 | 0 | 0 | 0 | 0 | 0 | 0
SCE Eastern | SCE Eastern | SCE | Cardiff | 66 |  | Solar |  |  | 0 | 0 | 0 | 0 | 0 | 0 | 0 | 0 | 0 | 0 | 0 | 0 | 0 | 0 | 0 | 0 | 0 | 0 | 0 | 0 | 0 | 0 | 0 | 0 | 0 | 0 | 0 | 0
PG&E NGBA | PGE NGBA | PGE | Caribou | 60 |  | Solar |  |  | 0 | 0 | 0 | 0 | 0 | 0 | 0 | 0 | 0 | 0 | 0 | 0 | 0 | 0 | 0 | 0 | 0 | 0 | 0 | 0 | 0 | 0 | 0 | 0 | 0 | 0 | 0 | 0
PG&E NGBA | PGE NGBA | PGE | Caribou | 115 | 7 | Solar |  |  | 0 | 0 | 0 | 0 | 0 | 0 | 0 | 0 | 0 | 0 | 0 | 0 | 0 | 0 | 0 | 0 | 0 | 0 | 0 | 0 | 0 | 0 | 0 | 0 | 0 | 0 | 0 | 0
PG&E NGBA | PGE NGBA | PGE | Caribou | 230 | 7 | Solar |  |  | 0 | 0 | 0 | 0 | 0 | 0 | 0 | 0 | 0 | 0 | 0 | 0 | 0 | 0 | 0 | 0 | 0 | 0 | 0 | 0 | 0 | 0 | 0 | 0 | 0 | 0 | 0 | 0
EOP | SCE EOP | SCE | Carpenter Canyon (fka Gamebird) | 138 | 177 | Solar |  |  | 0 | 0 | 0 | 0 | 0 | 0 | 0 | 0 | 0 | 0 | 0 | 0 | 0 | 0 | 0 | 0 | 0 | 0 | 0 | 0 | 0 | 0 | 0 | 0 | 0 | 0 | 0 | 0
EOP | SCE EOP | SCE | Carpenter Canyon (fka Gamebird) | 230 | 177 | Solar |  |  | 0 | 0 | 0 | 0 | 0 | 0 | 0 | 0 | 0 | 0 | 0 | 0 | 0 | 0 | 0 | 0 | 0 | 0 | 0 | 0 | 0 | 0 | 0 | 0 | 0 | 0 | 0 | 0
PG&E NGBA | PGE NGBA | PGE | Carquinez | 115 | 27 | Solar |  |  | 0 | 0 | 0 | 0 | 0 | 0 | 0 | 0 | 0 | 0 | 0 | 0 | 0 | 0 | 0 | 0 | 0 | 0 | 0 | 0 | 0 | 0 | 0 | 0 | 0 | 0 | 0 | 0
SDGE | SDGE Imperial | SDGE | Carrizo Gorge | 138 | 192 | Solar |  |  | 1 | 0 | 90 | 90 | 0 | 0 | 0 | 0 | 0 | 0 | 0 | 0 | 0 | 0 | 0 | 0 | 0 | 0 | 0 | 0 | 0 | 0 | 0 | 90 | 90 | 0 | 90 | 90
PG&E KERN | PGE Kern | PGE | Carrizo Plains | 115 | 122 | Solar |  |  | 0 | 0 | 0 | 0 | 0 | 0 | 0 | 0 | 0 | 0 | 0 | 0 | 0 | 0 | 0 | 0 | 0 | 0 | 0 | 0 | 0 | 0 | 0 | 0 | 0 | 0 | 0 | 0
PG&E KERN | PGE Kern | PGE | Casaloma | 230 | 68 | Solar |  |  | 0 | 0 | 0 | 0 | 0 | 0 | 0 | 0 | 0 | 0 | 0 | 0 | 0 | 0 | 0 | 0 | 0 | 0 | 0 | 0 | 0 | 0 | 0 | 0 | 0 | 0 | 0 | 0
PG&E GBA | PGE GBA | PGE | Castro Valley | 230 | 42 | Solar |  |  | 0 | 0 | 0 | 0 | 0 | 0 | 0 | 0 | 0 | 0 | 0 | 0 | 0 | 0 | 0 | 0 | 0 | 0 | 0 | 0 | 0 | 0 | 0 | 0 | 0 | 0 | 0 | 0
PG&E GBA | PGE GBA | PGE | Cayetano | 230 | 50 | Solar |  |  | 1 | 0 | 100 | 100 | 0 | 0 | 0 | 0 | 0 | 0 | 0 | 0 | 0 | 0 | 0 | 0 | 0 | 0 | 0 | 0 | 0 | 0 | 0 | 100 | 100 | 0 | 100 | 100
SCE Metro | SCE Metro | SCE | Center | 230 | 97 | Solar |  |  | 0 | 0 | 0 | 0 | 0 | 0 | 0 | 0 | 0 | 0 | 0 | 0 | 0 | 0 | 0 | 0 | 0 | 0 | 0 | 0 | 0 | 0 | 0 | 0 | 0 | 0 | 0 | 0
PG&E KERN | PGE Kern | PGE | Charca | 115 | 74 | Solar |  |  | 0 | 0 | 0 | 0 | 0 | 0 | 0 | 0 | 0 | 0 | 0 | 0 | 0 | 0 | 0 | 0 | 0 | 0 | 0 | 0 | 0 | 0 | 0 | 0 | 0 | 0 | 0 | 0
EOP | SCE EOP | SCE | Charleston | 138 | 177 | Solar |  |  | 0 | 0 | 0 | 0 | 0 | 0 | 0 | 0 | 0 | 0 | 0 | 0 | 0 | 0 | 0 | 0 | 0 | 0 | 0 | 0 | 0 | 0 | 0 | 0 | 0 | 0 | 0 | 0
SCE Metro | SCE Metro | SCE | Chevmain | 230 | 97 | Solar |  |  | 0 | 0 | 0 | 0 | 0 | 0 | 0 | 0 | 0 | 0 | 0 | 0 | 0 | 0 | 0 | 0 | 0 | 0 | 0 | 0 | 0 | 0 | 0 | 0 | 0 | 0 | 0 | 0
SDGE | SDGE Imperial | SDGE | Chicarita | 138 | 186 | Solar |  |  | 0 | 0 | 0 | 0 | 0 | 0 | 0 | 0 | 0 | 0 | 0 | 0 | 0 | 0 | 0 | 0 | 0 | 0 | 0 | 0 | 0 | 0 | 0 | 0 | 0 | 0 | 0 | 0
SCE Metro | SCE Metro | SCE | Chino | 230 | 97 | Solar |  |  | 0 | 0 | 0 | 0 | 0 | 0 | 0 | 0 | 0 | 0 | 0 | 0 | 0 | 0 | 0 | 0 | 0 | 0 | 0 | 0 | 0 | 0 | 0 | 0 | 0 | 0 | 0 | 0
PG&E FRESNO | PGE Fresno | PGE | Chowchilla | 115 | 166 | Solar |  |  | 0 | 0 | 0 | 0 | 0 | 0 | 0 | 0 | 0 | 0 | 0 | 0 | 0 | 0 | 0 | 0 | 0 | 0 | 0 | 0 | 0 | 0 | 0 | 0 | 0 | 0 | 0 | 0
PG&E GBA | PGE GBA | PGE | Christie | 60 |  | Solar |  |  | 0 | 0 | 0 | 0 | 0 | 0 | 0 | 0 | 0 | 0 | 0 | 0 | 0 | 0 | 0 | 0 | 0 | 0 | 0 | 0 | 0 | 0 | 0 | 0 | 0 | 0 | 0 | 0
PG&E GBA | PGE GBA | PGE | Christie | 115 | 6 | Solar |  |  | 0 | 0 | 0 | 0 | 0 | 0 | 0 | 0 | 0 | 0 | 0 | 0 | 0 | 0 | 0 | 0 | 0 | 0 | 0 | 0 | 0 | 0 | 0 | 0 | 0 | 0 | 0 | 0
SCE Eastern | SCE Arizona | SCE | Cielo Azul | 500 | 181 | Solar |  |  | 1 | 0 | 0 | 0 | 0 | 2025 | 2025 | 0 | 0 | 0 | 0 | 2025 | 2025 | 0 | 495 | 495 | 0 | 0 | 0 | 0 | 495 | 495 | 0 | 2520 | 2520 | 0 | 2520 | 2520
PG&E GBA | PGE GBA | PGE | Clay | 60 |  | Solar |  |  | 0 | 0 | 0 | 0 | 0 | 0 | 0 | 0 | 0 | 0 | 0 | 0 | 0 | 0 | 0 | 0 | 0 | 0 | 0 | 0 | 0 | 0 | 0 | 0 | 0 | 0 | 0 | 0
PG&E GBA | PGE GBA | PGE | Clayton | 115 | 1 | Solar |  |  | 0 | 0 | 0 | 0 | 0 | 0 | 0 | 0 | 0 | 0 | 0 | 0 | 0 | 0 | 0 | 0 | 0 | 0 | 0 | 0 | 0 | 0 | 0 | 0 | 0 | 0 | 0 | 0
PG&E NGBA | PGE NGBA | PGE | Cloverdale | 115 | 37 | Solar |  |  | 0 | 0 | 0 | 0 | 0 | 0 | 0 | 0 | 0 | 0 | 0 | 0 | 0 | 0 | 0 | 0 | 0 | 0 | 0 | 0 | 0 | 0 | 0 | 0 | 0 | 0 | 0 | 0
PG&E FRESNO | PGE Fresno | PGE | Clovis | 115 | 136 | Solar |  |  | 0 | 0 | 0 | 0 | 0 | 0 | 0 | 0 | 0 | 0 | 0 | 0 | 0 | 0 | 0 | 0 | 0 | 0 | 0 | 0 | 0 | 0 | 0 | 0 | 0 | 0 | 0 | 0
PG&E GBA | PGE GBA | PGE | Coburn | 230 | 116 | Solar |  |  | 1 | 0 | 0 | 0 | 0 | 0 | 0 | 0 | 0 | 0 | 0 | 0 | 0 | 0 | 0 | 0 | 1244 | 0 | 1244 | 1244 | 0 | 1244 | 0 | 0 | 0 | 1244 | 0 | 1244
PG&E GBA | PGE GBA | PGE | Coburn | 60 |  | Solar |  |  | 0 | 0 | 0 | 0 | 0 | 0 | 0 | 0 | 0 | 0 | 0 | 0 | 0 | 0 | 0 | 0 | 0 | 0 | 0 | 0 | 0 | 0 | 0 | 0 | 0 | 0 | 0 | 0
PG&E NGBA | PGE NGBA | PGE | Colgate | 230 | 22 | Solar |  |  | 0 | 0 | 0 | 0 | 0 | 0 | 0 | 0 | 0 | 0 | 0 | 0 | 0 | 0 | 0 | 0 | 0 | 0 | 0 | 0 | 0 | 0 | 0 | 0 | 0 | 0 | 0 | 0
PG&E GBA | PGE GBA | PGE | Collierville | 230 | 44 | Solar |  |  | 0 | 0 | 0 | 0 | 0 | 0 | 0 | 0 | 0 | 0 | 0 | 0 | 0 | 0 | 0 | 0 | 0 | 0 | 0 | 0 | 0 | 0 | 0 | 0 | 0 | 0 | 0 | 0
PG&E GBA | PGE GBA | PGE | Collinsville | 230 | 1 | Solar |  |  | 1 | 0 | 0 | 0 | 0 | 0 | 0 | 0 | 0 | 0 | 0 | 0 | 0 | 0 | 0 | 0 | 601 | 0 | 601 | 601 | 0 | 601 | 0 | 0 | 0 | 601 | 0 | 601
PG&E GBA | PGE GBA | PGE | Collinsville | 500 | 1 | Solar |  |  | 0 | 0 | 0 | 0 | 0 | 0 | 0 | 0 | 0 | 0 | 0 | 0 | 0 | 0 | 0 | 0 | 0 | 0 | 0 | 0 | 0 | 0 | 0 | 0 | 0 | 0 | 0 | 0
SCE Eastern | SCE Eastern | SCE | Colorado River | 230 | 170 | Solar |  |  | 1 | 0 | 0 | 0 | 0 | 500 | 500 | 0 | 0 | 0 | 0 | 500 | 500 | 400 | 0 | 400 | 0 | 0 | 0 | 400 | 0 | 400 | 400 | 500 | 900 | 400 | 500 | 900
SCE Eastern | SCE Eastern | SCE | Colorado River | 500 | 154 | Solar |  |  | 0 | 0 | 0 | 0 | 0 | 0 | 0 | 0 | 0 | 0 | 0 | 0 | 0 | 0 | 0 | 0 | 0 | 0 | 0 | 0 | 0 | 0 | 0 | 0 | 0 | 0 | 0 | 0
PG&E KERN | PGE Kern | PGE | Columbus | 115 | 99 | Solar |  |  | 1 | 0 | 0 | 0 | 0 | 0 | 0 | 0 | 0 | 0 | 0 | 0 | 0 | 100 | 0 | 100 | 0 | 0 | 0 | 100 | 0 | 100 | 100 | 0 | 100 | 100 | 0 | 100
PG&E GBA | PGE GBA | PGE | Contra Costa | 115 | 63 | Solar |  |  | 0 | 0 | 0 | 0 | 0 | 0 | 0 | 0 | 0 | 0 | 0 | 0 | 0 | 0 | 0 | 0 | 0 | 0 | 0 | 0 | 0 | 0 | 0 | 0 | 0 | 0 | 0 | 0
PG&E GBA | PGE GBA | PGE | Contra Costa | 230 | 50 | Solar |  |  | 0 | 0 | 0 | 0 | 0 | 0 | 0 | 0 | 0 | 0 | 0 | 0 | 0 | 0 | 0 | 0 | 0 | 0 | 0 | 0 | 0 | 0 | 0 | 0 | 0 | 0 | 0 | 0
PG&E GBA | PGE GBA | PGE | Contra Costa PP | 230 | 59 | Solar |  |  | 0 | 0 | 0 | 0 | 0 | 0 | 0 | 0 | 0 | 0 | 0 | 0 | 0 | 0 | 0 | 0 | 0 | 0 | 0 | 0 | 0 | 0 | 0 | 0 | 0 | 0 | 0 | 0
SCE NOL | SCE NOL | SCE | Control | 115 | 175 | Solar |  |  | 0 | 0 | 0 | 0 | 0 | 0 | 0 | 0 | 0 | 0 | 0 | 0 | 0 | 0 | 0 | 0 | 0 | 0 | 0 | 0 | 0 | 0 | 0 | 0 | 0 | 0 | 0 | 0
SCE NOL | SCE NOL | SCE | Control | 55 |  | Solar |  |  | 0 | 0 | 0 | 0 | 0 | 0 | 0 | 0 | 0 | 0 | 0 | 0 | 0 | 0 | 0 | 0 | 0 | 0 | 0 | 0 | 0 | 0 | 0 | 0 | 0 | 0 | 0 | 0
PG&E GBA | PGE GBA | PGE | Cooley Landing | 115 | 6 | Solar |  |  | 1 | 0 | 0 | 0 | 0 | 0 | 0 | 0 | 0 | 0 | 0 | 0 | 0 | 0 | 100 | 100 | 0 | 0 | 0 | 0 | 100 | 100 | 0 | 100 | 100 | 0 | 100 | 100
PG&E GBA | PGE GBA | PGE | Cooley Landing | 60 |  | Solar |  |  | 0 | 0 | 0 | 0 | 0 | 0 | 0 | 0 | 0 | 0 | 0 | 0 | 0 | 0 | 0 | 0 | 0 | 0 | 0 | 0 | 0 | 0 | 0 | 0 | 0 | 0 | 0 | 0
SCE NOL | SCE NOL | SCE | Coolwater | 230 | 160 | Solar |  |  | 0 | 0 | 0 | 0 | 0 | 0 | 0 | 0 | 0 | 0 | 0 | 0 | 0 | 0 | 0 | 0 | 0 | 0 | 0 | 0 | 0 | 0 | 0 | 0 | 0 | 0 | 0 | 0
SCE NOL | SCE NOL | SCE | Coolwater | 115 | 160 | Solar |  |  | 0 | 0 | 0 | 0 | 0 | 0 | 0 | 0 | 0 | 0 | 0 | 0 | 0 | 0 | 0 | 0 | 0 | 0 | 0 | 0 | 0 | 0 | 0 | 0 | 0 | 0 | 0 | 0
PG&E KERN | PGE Kern | PGE | Copus | 70 |  | Solar |  |  | 0 | 0 | 0 | 0 | 0 | 0 | 0 | 0 | 0 | 0 | 0 | 0 | 0 | 0 | 0 | 0 | 0 | 0 | 0 | 0 | 0 | 0 | 0 | 0 | 0 | 0 | 0 | 0
PG&E FRESNO | PGE Fresno | PGE | Corcoran | 70 |  | Solar |  |  | 0 | 0 | 0 | 0 | 0 | 0 | 0 | 0 | 0 | 0 | 0 | 0 | 0 | 0 | 0 | 0 | 0 | 0 | 0 | 0 | 0 | 0 | 0 | 0 | 0 | 0 | 0 | 0
PG&E FRESNO | PGE Fresno | PGE | Corcoran | 115 | 148 | Solar |  |  | 0 | 0 | 0 | 0 | 0 | 0 | 0 | 0 | 0 | 0 | 0 | 0 | 0 | 0 | 0 | 0 | 0 | 0 | 0 | 0 | 0 | 0 | 0 | 0 | 0 | 0 | 0 | 0
PG&E NGBA | PGE NGBA | PGE | Corona | 115 | 27 | Solar |  |  | 0 | 0 | 0 | 0 | 0 | 0 | 0 | 0 | 0 | 0 | 0 | 0 | 0 | 0 | 0 | 0 | 0 | 0 | 0 | 0 | 0 | 0 | 0 | 0 | 0 | 0 | 0 | 0
PG&E NGBA | PGE NGBA | PGE | Cortina | 230 | 27 | Solar |  |  | 0 | 0 | 0 | 0 | 0 | 0 | 0 | 0 | 0 | 0 | 0 | 0 | 0 | 0 | 0 | 0 | 0 | 0 | 0 | 0 | 0 | 0 | 0 | 0 | 0 | 0 | 0 | 0
PG&E NGBA | PGE NGBA | PGE | Cortina | 115 | 30 | Solar |  |  | 0 | 0 | 0 | 0 | 0 | 0 | 0 | 0 | 0 | 0 | 0 | 0 | 0 | 0 | 0 | 0 | 0 | 0 | 0 | 0 | 0 | 0 | 0 | 0 | 0 | 0 | 0 | 0
PG&E GBA | PGE GBA | PGE | Cottle | 230 | 155 | Solar |  |  | 0 | 0 | 0 | 0 | 0 | 0 | 0 | 0 | 0 | 0 | 0 | 0 | 0 | 0 | 0 | 0 | 0 | 0 | 0 | 0 | 0 | 0 | 0 | 0 | 0 | 0 | 0 | 0
PG&E NGBA | PGE NGBA | PGE | Cottonwood | 115 | 1 | Solar |  |  | 0 | 0 | 0 | 0 | 0 | 0 | 0 | 0 | 0 | 0 | 0 | 0 | 0 | 0 | 0 | 0 | 0 | 0 | 0 | 0 | 0 | 0 | 0 | 0 | 0 | 0 | 0 | 0
PG&E NGBA | PGE NGBA | PGE | Cottonwood | 230 | 1 | Solar |  |  | 0 | 0 | 0 | 0 | 0 | 0 | 0 | 0 | 0 | 0 | 0 | 0 | 0 | 0 | 0 | 0 | 0 | 0 | 0 | 0 | 0 | 0 | 0 | 0 | 0 | 0 | 0 | 0
PG&E NGBA | PGE NGBA | PGE | Cottonwood | 60 |  | Solar |  |  | 0 | 0 | 0 | 0 | 0 | 0 | 0 | 0 | 0 | 0 | 0 | 0 | 0 | 0 | 0 | 0 | 0 | 0 | 0 | 0 | 0 | 0 | 0 | 0 | 0 | 0 | 0 | 0
PG&E NGBA | PGE NGBA | PGE | Cove Road | 230 | 1 | Solar |  |  | 0 | 0 | 0 | 0 | 0 | 0 | 0 | 0 | 0 | 0 | 0 | 0 | 0 | 0 | 0 | 0 | 0 | 0 | 0 | 0 | 0 | 0 | 0 | 0 | 0 | 0 | 0 | 0
PG&E GBA | PGE GBA | PGE | Coyote | 230 | 11 | Solar |  |  | 1 | 0 | 0 | 0 | 0 | 0 | 0 | 0 | 0 | 0 | 0 | 0 | 0 | 100 | 0 | 100 | 0 | 0 | 0 | 100 | 0 | 100 | 100 | 0 | 100 | 100 | 0 | 100
PG&E GBA | PGE GBA | PGE | Crazy Horse Canyon | 115 | 84 | Solar |  |  | 0 | 0 | 0 | 0 | 0 | 0 | 0 | 0 | 0 | 0 | 0 | 0 | 0 | 0 | 0 | 0 | 0 | 0 | 0 | 0 | 0 | 0 | 0 | 0 | 0 | 0 | 0 | 0
SDGE | SDGE Imperial | SDGE | Creelman | 69 |  | Solar |  |  | 0 | 0 | 0 | 0 | 0 | 0 | 0 | 0 | 0 | 0 | 0 | 0 | 0 | 0 | 0 | 0 | 0 | 0 | 0 | 0 | 0 | 0 | 0 | 0 | 0 | 0 | 0 | 0
PG&E FRESNO | PGE Fresno | PGE | Crescent | 70 |  | Solar |  |  | 1 | 0 | 0 | 0 | 0 | 35 | 35 | 0 | 0 | 0 | 0 | 35 | 35 | 0 | 0 | 0 | 0 | 0 | 0 | 0 | 0 | 0 | 0 | 35 | 35 | 0 | 35 | 35
PG&E FRESNO | PGE Fresno | PGE | Cressey | 115 | 139 | Solar |  |  | 0 | 0 | 0 | 0 | 0 | 0 | 0 | 0 | 0 | 0 | 0 | 0 | 0 | 0 | 0 | 0 | 0 | 0 | 0 | 0 | 0 | 0 | 0 | 0 | 0 | 0 | 0 | 0
PG&E NGBA | PGE NGBA | PGE | Cresta | 230 | 24 | Solar |  |  | 0 | 0 | 0 | 0 | 0 | 0 | 0 | 0 | 0 | 0 | 0 | 0 | 0 | 0 | 0 | 0 | 0 | 0 | 0 | 0 | 0 | 0 | 0 | 0 | 0 | 0 | 0 | 0
SDGE | SDGE Imperial | SDGE | Crestwood | 69 |  | Solar |  |  | 0 | 0 | 0 | 0 | 0 | 0 | 0 | 0 | 0 | 0 | 0 | 0 | 0 | 0 | 0 | 0 | 0 | 0 | 0 | 0 | 0 | 0 | 0 | 0 | 0 | 0 | 0 | 0
PG&E GBA | PGE GBA | PGE | Crow Creek | 60 |  | Solar |  |  | 1 | 6 | 14 | 20 | 0 | 0 | 0 | 0 | 0 | 0 | 0 | 0 | 0 | 0 | 0 | 0 | 0 | 0 | 0 | 0 | 0 | 0 | 6 | 14 | 20 | 6 | 14 | 20
PG&E GBA | PGE GBA | PGE | Crows Landing | 60 |  | Solar |  |  | 0 | 0 | 0 | 0 | 0 | 0 | 0 | 0 | 0 | 0 | 0 | 0 | 0 | 0 | 0 | 0 | 0 | 0 | 0 | 0 | 0 | 0 | 0 | 0 | 0 | 0 | 0 | 0
PG&E GBA | PGE GBA | PGE | Curtis | 115 | 44 | Solar |  |  | 0 | 0 | 0 | 0 | 0 | 0 | 0 | 0 | 0 | 0 | 0 | 0 | 0 | 0 | 0 | 0 | 0 | 0 | 0 | 0 | 0 | 0 | 0 | 0 | 0 | 0 | 0 | 0
PG&E FRESNO | PGE Fresno | PGE | Dairyland | 115 | 137 | Solar |  |  | 0 | 0 | 0 | 0 | 0 | 0 | 0 | 0 | 0 | 0 | 0 | 0 | 0 | 0 | 0 | 0 | 0 | 0 | 0 | 0 | 0 | 0 | 0 | 0 | 0 | 0 | 0 | 0
PG&E NGBA | PGE NGBA | PGE | Davis | 115 | 39 | Solar |  |  | 1 | 0 | 0 | 0 | 0 | 0 | 0 | 0 | 0 | 0 | 0 | 0 | 0 | 0 | 100 | 100 | 0 | 0 | 0 | 0 | 100 | 100 | 0 | 100 | 100 | 0 | 100 | 100
SCE Metro | SCE Metro | SCE | Del Amo | 500 | 97 | Solar |  |  | 0 | 0 | 0 | 0 | 0 | 0 | 0 | 0 | 0 | 0 | 0 | 0 | 0 | 0 | 0 | 0 | 0 | 0 | 0 | 0 | 0 | 0 | 0 | 0 | 0 | 0 | 0 | 0
SCE Metro | SCE Metro | SCE | Del Amo | 230 | 97 | Solar |  |  | 0 | 0 | 0 | 0 | 0 | 0 | 0 | 0 | 0 | 0 | 0 | 0 | 0 | 0 | 0 | 0 | 0 | 0 | 0 | 0 | 0 | 0 | 0 | 0 | 0 | 0 | 0 | 0
SCE Eastern | SCE Arizona | SCE | Delaney | 500 | 181 | Solar |  |  | 1 | 0 | 0 | 0 | 0 | 0 | 0 | 0 | 0 | 0 | 0 | 0 | 0 | 0 | 1860 | 1860 | 0 | 0 | 0 | 0 | 1860 | 1860 | 0 | 1860 | 1860 | 0 | 1860 | 1860
PG&E NGBA | PGE NGBA | PGE | Delevan | 230 | 25 | Solar |  |  | 0 | 0 | 0 | 0 | 0 | 0 | 0 | 0 | 0 | 0 | 0 | 0 | 0 | 0 | 0 | 0 | 0 | 0 | 0 | 0 | 0 | 0 | 0 | 0 | 0 | 0 | 0 | 0
PG&E GBA | PGE GBA | PGE | Delta PP | 230 | 32 | Solar |  |  | 0 | 0 | 0 | 0 | 0 | 0 | 0 | 0 | 0 | 0 | 0 | 0 | 0 | 0 | 0 | 0 | 0 | 0 | 0 | 0 | 0 | 0 | 0 | 0 | 0 | 0 | 0 | 0
EOP | SCE EOP | SCE | Desert View | 230 | 177 | Solar |  |  | 0 | 0 | 0 | 0 | 0 | 0 | 0 | 0 | 0 | 0 | 0 | 0 | 0 | 0 | 0 | 0 | 0 | 0 | 0 | 0 | 0 | 0 | 0 | 0 | 0 | 0 | 0 | 0
SCE Eastern | SCE Eastern | SCE | Devers | 230 | 156 | Solar |  |  | 1 | 0 | 0 | 0 | 0 | 0 | 0 | 0 | 0 | 0 | 0 | 0 | 0 | 300 | 0 | 300 | 0 | 0 | 0 | 300 | 0 | 300 | 300 | 0 | 300 | 300 | 0 | 300
SCE Eastern | SCE Eastern | SCE | Devers | 500 | 156 | Solar |  |  | 0 | 0 | 0 | 0 | 0 | 0 | 0 | 0 | 0 | 0 | 0 | 0 | 0 | 0 | 0 | 0 | 0 | 0 | 0 | 0 | 0 | 0 | 0 | 0 | 0 | 0 | 0 | 0
PG&E KERN | PGE Kern | PGE | Diablo Canyon | 230 | 111 | Solar |  |  | 0 | 0 | 0 | 0 | 0 | 0 | 0 | 0 | 0 | 0 | 0 | 0 | 0 | 0 | 0 | 0 | 0 | 0 | 0 | 0 | 0 | 0 | 0 | 0 | 0 | 0 | 0 | 0
PG&E KERN | PGE Kern | PGE | Diablo Canyon | 500 | 98 | Solar |  |  | 0 | 0 | 0 | 0 | 0 | 0 | 0 | 0 | 0 | 0 | 0 | 0 | 0 | 0 | 0 | 0 | 0 | 0 | 0 | 0 | 0 | 0 | 0 | 0 | 0 | 0 | 0 | 0
PG&E KERN | PGE Kern | PGE | Divide | 115 | 111 | Solar |  |  | 0 | 0 | 0 | 0 | 0 | 0 | 0 | 0 | 0 | 0 | 0 | 0 | 0 | 0 | 0 | 0 | 0 | 0 | 0 | 0 | 0 | 0 | 0 | 0 | 0 | 0 | 0 | 0
PG&E GBA | PGE GBA | PGE | Dixon Landing | 115 | 11 | Solar |  |  | 0 | 0 | 0 | 0 | 0 | 0 | 0 | 0 | 0 | 0 | 0 | 0 | 0 | 0 | 0 | 0 | 0 | 0 | 0 | 0 | 0 | 0 | 0 | 0 | 0 | 0 | 0 | 0
PG&E FRESNO | PGE Fresno | PGE | Dos Amigos | 230 | 70 | Solar |  |  | 1 | 0 | 0 | 0 | 0 | 0 | 0 | 0 | 0 | 0 | 0 | 0 | 0 | 0 | 0 | 0 | 632 | 0 | 632 | 632 | 0 | 632 | 0 | 0 | 0 | 632 | 0 | 632
PG&E NGBA | PGE NGBA | PGE | Drum | 115 | 21 | Solar |  |  | 0 | 0 | 0 | 0 | 0 | 0 | 0 | 0 | 0 | 0 | 0 | 0 | 0 | 0 | 0 | 0 | 0 | 0 | 0 | 0 | 0 | 0 | 0 | 0 | 0 | 0 | 0 | 0
PG&E GBA | PGE GBA | PGE | Dumbarton | 115 | 3 | Solar |  |  | 0 | 0 | 0 | 0 | 0 | 0 | 0 | 0 | 0 | 0 | 0 | 0 | 0 | 0 | 0 | 0 | 0 | 0 | 0 | 0 | 0 | 0 | 0 | 0 | 0 | 0 | 0 | 0
SCE NOL | SCE NOL | SCE | Dunn Siding | 115 | 160 | Solar |  |  | 0 | 0 | 0 | 0 | 0 | 0 | 0 | 0 | 0 | 0 | 0 | 0 | 0 | 0 | 0 | 0 | 0 | 0 | 0 | 0 | 0 | 0 | 0 | 0 | 0 | 0 | 0 | 0
SCE Eastern | SCE Eastern | SCE | Eagle Mountain | 230 | 174 | Solar |  |  | 0 | 0 | 0 | 0 | 0 | 0 | 0 | 0 | 0 | 0 | 0 | 0 | 0 | 0 | 0 | 0 | 0 | 0 | 0 | 0 | 0 | 0 | 0 | 0 | 0 | 0 | 0 | 0
PG&E NGBA | PGE NGBA | PGE | Eagle Rock (PGE) | 60 |  | Solar |  |  | 0 | 0 | 0 | 0 | 0 | 0 | 0 | 0 | 0 | 0 | 0 | 0 | 0 | 0 | 0 | 0 | 0 | 0 | 0 | 0 | 0 | 0 | 0 | 0 | 0 | 0 | 0 | 0
PG&E NGBA | PGE NGBA | PGE | Eagle Rock (PGE) | 115 | 37 | Solar |  |  | 0 | 0 | 0 | 0 | 0 | 0 | 0 | 0 | 0 | 0 | 0 | 0 | 0 | 0 | 0 | 0 | 0 | 0 | 0 | 0 | 0 | 0 | 0 | 0 | 0 | 0 | 0 | 0
SCE Metro | SCE Metro | SCE | Eagle Rock (SCE) | 230 | 97 | Solar |  |  | 0 | 0 | 0 | 0 | 0 | 0 | 0 | 0 | 0 | 0 | 0 | 0 | 0 | 0 | 0 | 0 | 0 | 0 | 0 | 0 | 0 | 0 | 0 | 0 | 0 | 0 | 0 | 0
PG&E NGBA | PGE NGBA | PGE | East Marysville | 115 | 9 | Solar |  |  | 0 | 0 | 0 | 0 | 0 | 0 | 0 | 0 | 0 | 0 | 0 | 0 | 0 | 0 | 0 | 0 | 0 | 0 | 0 | 0 | 0 | 0 | 0 | 0 | 0 | 0 | 0 | 0
PG&E NGBA | PGE NGBA | PGE | East Nicolaus | 115 | 16 | Solar |  |  | 0 | 0 | 0 | 0 | 0 | 0 | 0 | 0 | 0 | 0 | 0 | 0 | 0 | 0 | 0 | 0 | 0 | 0 | 0 | 0 | 0 | 0 | 0 | 0 | 0 | 0 | 0 | 0
PG&E NGBA | PGE NGBA | PGE | East Nicolaus | 60 |  | Solar |  |  | 0 | 0 | 0 | 0 | 0 | 0 | 0 | 0 | 0 | 0 | 0 | 0 | 0 | 0 | 0 | 0 | 0 | 0 | 0 | 0 | 0 | 0 | 0 | 0 | 0 | 0 | 0 | 0
PG&E GBA | PGE GBA | PGE | Eastshore | 115 | 3 | Solar |  |  | 0 | 0 | 0 | 0 | 0 | 0 | 0 | 0 | 0 | 0 | 0 | 0 | 0 | 0 | 0 | 0 | 0 | 0 | 0 | 0 | 0 | 0 | 0 | 0 | 0 | 0 | 0 | 0
PG&E GBA | PGE GBA | PGE | Eastshore | 230 | 46 | Solar |  |  | 0 | 0 | 0 | 0 | 0 | 0 | 0 | 0 | 0 | 0 | 0 | 0 | 0 | 0 | 0 | 0 | 0 | 0 | 0 | 0 | 0 | 0 | 0 | 0 | 0 | 0 | 0 | 0
SDGE | SDGE Imperial | SDGE | ECO | 138 | 198 | Solar |  |  | 1 | 0 | 0 | 0 | 0 | 0 | 0 | 0 | 0 | 0 | 0 | 0 | 0 | 0 | 0 | 0 | 0 | 100 | 100 | 0 | 100 | 100 | 0 | 0 | 0 | 0 | 100 | 100
SDGE | SDGE Imperial | SDGE | ECO | 230 | 198 | Solar |  |  | 0 | 0 | 0 | 0 | 0 | 0 | 0 | 0 | 0 | 0 | 0 | 0 | 0 | 0 | 0 | 0 | 0 | 0 | 0 | 0 | 0 | 0 | 0 | 0 | 0 | 0 | 0 | 0
SDGE | SDGE Imperial | SDGE | ECO | 500 | 198 | Solar |  |  | 0 | 0 | 0 | 0 | 0 | 0 | 0 | 0 | 0 | 0 | 0 | 0 | 0 | 0 | 0 | 0 | 0 | 0 | 0 | 0 | 0 | 0 | 0 | 0 | 0 | 0 | 0 | 0
PG&E GBA | PGE GBA | PGE | Edenvale | 115 | 79 | Solar |  |  | 0 | 0 | 0 | 0 | 0 | 0 | 0 | 0 | 0 | 0 | 0 | 0 | 0 | 0 | 0 | 0 | 0 | 0 | 0 | 0 | 0 | 0 | 0 | 0 | 0 | 0 | 0 | 0
PG&E GBA | PGE GBA | PGE | Edes | 115 | 6 | Solar |  |  | 0 | 0 | 0 | 0 | 0 | 0 | 0 | 0 | 0 | 0 | 0 | 0 | 0 | 0 | 0 | 0 | 0 | 0 | 0 | 0 | 0 | 0 | 0 | 0 | 0 | 0 | 0 | 0
PG&E GBA | PGE GBA | PGE | Eight Mile | 230 | 16 | Solar |  |  | 1 | 0 | 0 | 0 | 0 | 0 | 0 | 0 | 0 | 0 | 0 | 0 | 0 | 0 | 1100 | 1100 | 0 | 0 | 0 | 0 | 1100 | 1100 | 0 | 1100 | 1100 | 0 | 1100 | 1100
SDGE | SDGE Imperial | SDGE | El Cajon | 69 |  | Solar |  |  | 0 | 0 | 0 | 0 | 0 | 0 | 0 | 0 | 0 | 0 | 0 | 0 | 0 | 0 | 0 | 0 | 0 | 0 | 0 | 0 | 0 | 0 | 0 | 0 | 0 | 0 | 0 | 0
SCE Eastern | SCE Eastern | SCE | El Casco | 230 | 156 | Solar |  |  | 0 | 0 | 0 | 0 | 0 | 0 | 0 | 0 | 0 | 0 | 0 | 0 | 0 | 0 | 0 | 0 | 0 | 0 | 0 | 0 | 0 | 0 | 0 | 0 | 0 | 0 | 0 | 0
PG&E GBA | PGE GBA | PGE | El Cerrito G | 115 | 6 | Solar |  |  | 0 | 0 | 0 | 0 | 0 | 0 | 0 | 0 | 0 | 0 | 0 | 0 | 0 | 0 | 0 | 0 | 0 | 0 | 0 | 0 | 0 | 0 | 0 | 0 | 0 | 0 | 0 | 0
PG&E NGBA | PGE NGBA | PGE | El Dorado PH | 115 | 19 | Solar |  |  | 0 | 0 | 0 | 0 | 0 | 0 | 0 | 0 | 0 | 0 | 0 | 0 | 0 | 0 | 0 | 0 | 0 | 0 | 0 | 0 | 0 | 0 | 0 | 0 | 0 | 0 | 0 | 0
PG&E FRESNO | PGE Fresno | PGE | El Nido (PGE) | 115 | 158 | Solar |  |  | 0 | 0 | 0 | 0 | 0 | 0 | 0 | 0 | 0 | 0 | 0 | 0 | 0 | 0 | 0 | 0 | 0 | 0 | 0 | 0 | 0 | 0 | 0 | 0 | 0 | 0 | 0 | 0
SCE Metro | SCE Metro | SCE | El Nido (SCE) | 230 | 132 | Solar |  |  | 0 | 0 | 0 | 0 | 0 | 0 | 0 | 0 | 0 | 0 | 0 | 0 | 0 | 0 | 0 | 0 | 0 | 0 | 0 | 0 | 0 | 0 | 0 | 0 | 0 | 0 | 0 | 0
PG&E GBA | PGE GBA | PGE | El Patio | 115 | 81 | Solar |  |  | 0 | 0 | 0 | 0 | 0 | 0 | 0 | 0 | 0 | 0 | 0 | 0 | 0 | 0 | 0 | 0 | 0 | 0 | 0 | 0 | 0 | 0 | 0 | 0 | 0 | 0 | 0 | 0
SCE Metro | SCE Metro | SCE | El Segundo | 230 | 97 | Solar |  |  | 0 | 0 | 0 | 0 | 0 | 0 | 0 | 0 | 0 | 0 | 0 | 0 | 0 | 0 | 0 | 0 | 0 | 0 | 0 | 0 | 0 | 0 | 0 | 0 | 0 | 0 | 0 | 0
EOP | SCE EOP | SCE | Eldorado | 230 | 161 | Solar |  |  | 0 | 0 | 0 | 0 | 0 | 0 | 0 | 0 | 0 | 0 | 0 | 0 | 0 | 0 | 0 | 0 | 0 | 0 | 0 | 0 | 0 | 0 | 0 | 0 | 0 | 0 | 0 | 0
EOP | SCE EOP | SCE | Eldorado | 500 | 131 | Solar |  |  | 0 | 0 | 0 | 0 | 0 | 0 | 0 | 0 | 0 | 0 | 0 | 0 | 0 | 0 | 0 | 0 | 0 | 0 | 0 | 0 | 0 | 0 | 0 | 0 | 0 | 0 | 0 | 0
SCE Northern | SCE Northern | SCE | Elizabeth Lake | 66 |  | Solar |  |  | 0 | 0 | 0 | 0 | 0 | 0 | 0 | 0 | 0 | 0 | 0 | 0 | 0 | 0 | 0 | 0 | 0 | 0 | 0 | 0 | 0 | 0 | 0 | 0 | 0 | 0 | 0 | 0
PG&E KERN | PGE Kern | PGE | Elk Hills | 230 | 106 | Solar |  |  | 0 | 0 | 0 | 0 | 0 | 0 | 0 | 0 | 0 | 0 | 0 | 0 | 0 | 0 | 0 | 0 | 0 | 0 | 0 | 0 | 0 | 0 | 0 | 0 | 0 | 0 | 0 | 0
SDGE | SDGE Imperial | SDGE | Elliot | 69 |  | Solar |  |  | 0 | 0 | 0 | 0 | 0 | 0 | 0 | 0 | 0 | 0 | 0 | 0 | 0 | 0 | 0 | 0 | 0 | 0 | 0 | 0 | 0 | 0 | 0 | 0 | 0 | 0 | 0 | 0
SCE Metro | SCE Metro | SCE | Ellis | 230 | 97 | Solar |  |  | 0 | 0 | 0 | 0 | 0 | 0 | 0 | 0 | 0 | 0 | 0 | 0 | 0 | 0 | 0 | 0 | 0 | 0 | 0 | 0 | 0 | 0 | 0 | 0 | 0 | 0 | 0 | 0
SDGE | SDGE Imperial | SDGE | Encina | 138 | 171 | Solar |  |  | 0 | 0 | 0 | 0 | 0 | 0 | 0 | 0 | 0 | 0 | 0 | 0 | 0 | 0 | 0 | 0 | 0 | 0 | 0 | 0 | 0 | 0 | 0 | 0 | 0 | 0 | 0 | 0
SDGE | SDGE Imperial | SDGE | Encina | 230 | 171 | Solar |  |  | 0 | 0 | 0 | 0 | 0 | 0 | 0 | 0 | 0 | 0 | 0 | 0 | 0 | 0 | 0 | 0 | 0 | 0 | 0 | 0 | 0 | 0 | 0 | 0 | 0 | 0 | 0 | 0
SDGE | SDGE Imperial | SDGE | Escondido | 230 | 195 | Solar |  |  | 0 | 0 | 0 | 0 | 0 | 0 | 0 | 0 | 0 | 0 | 0 | 0 | 0 | 0 | 0 | 0 | 0 | 0 | 0 | 0 | 0 | 0 | 0 | 0 | 0 | 0 | 0 | 0
SDGE | SDGE Imperial | SDGE | Escondido | 69 |  | Solar |  |  | 0 | 0 | 0 | 0 | 0 | 0 | 0 | 0 | 0 | 0 | 0 | 0 | 0 | 0 | 0 | 0 | 0 | 0 | 0 | 0 | 0 | 0 | 0 | 0 | 0 | 0 | 0 | 0
PG&E KERN | PGE Kern | PGE | Estrella | 230 | 111 | Solar |  |  | 0 | 0 | 0 | 0 | 0 | 0 | 0 | 0 | 0 | 0 | 0 | 0 | 0 | 0 | 0 | 0 | 0 | 0 | 0 | 0 | 0 | 0 | 0 | 0 | 0 | 0 | 0 | 0
SCE Eastern | SCE Eastern | SCE | Etiwanda | 230 | 121 | Solar |  |  | 1 | 0 | 0 | 0 | 0 | 0 | 0 | 0 | 0 | 0 | 0 | 0 | 0 | 500 | 0 | 500 | 0 | 0 | 0 | 500 | 0 | 500 | 500 | 0 | 500 | 500 | 0 | 500
PG&E GBA | PGE GBA | PGE | Evergreen | 115 | 11 | Solar |  |  | 0 | 0 | 0 | 0 | 0 | 0 | 0 | 0 | 0 | 0 | 0 | 0 | 0 | 0 | 0 | 0 | 0 | 0 | 0 | 0 | 0 | 0 | 0 | 0 | 0 | 0 | 0 | 0
PG&E GBA | PGE GBA | PGE | Evergreen | 60 |  | Solar |  |  | 0 | 0 | 0 | 0 | 0 | 0 | 0 | 0 | 0 | 0 | 0 | 0 | 0 | 0 | 0 | 0 | 0 | 0 | 0 | 0 | 0 | 0 | 0 | 0 | 0 | 0 | 0 | 0
PG&E FRESNO | PGE Fresno | PGE | Excelsior | 115 | 134 | Solar |  |  | 0 | 0 | 0 | 0 | 0 | 0 | 0 | 0 | 0 | 0 | 0 | 0 | 0 | 0 | 0 | 0 | 0 | 0 | 0 | 0 | 0 | 0 | 0 | 0 | 0 | 0 | 0 | 0
PG&E FRESNO | PGE Fresno | PGE | Exchequer | 115 | 163 | Solar |  |  | 0 | 0 | 0 | 0 | 0 | 0 | 0 | 0 | 0 | 0 | 0 | 0 | 0 | 0 | 0 | 0 | 0 | 0 | 0 | 0 | 0 | 0 | 0 | 0 | 0 | 0 | 0 | 0
PG&E KERN | PGE Kern | PGE | Fairway | 115 | 111 | Solar |  |  | 0 | 0 | 0 | 0 | 0 | 0 | 0 | 0 | 0 | 0 | 0 | 0 | 0 | 0 | 0 | 0 | 0 | 0 | 0 | 0 | 0 | 0 | 0 | 0 | 0 | 0 | 0 | 0
PG&E KERN | PGE Kern | PGE | Famoso | 115 | 74 | Solar |  |  | 0 | 0 | 0 | 0 | 0 | 0 | 0 | 0 | 0 | 0 | 0 | 0 | 0 | 0 | 0 | 0 | 0 | 0 | 0 | 0 | 0 | 0 | 0 | 0 | 0 | 0 | 0 | 0
PG&E NGBA | PGE NGBA | PGE | Fern Road | 500 | 1 | Solar |  |  | 0 | 0 | 0 | 0 | 0 | 0 | 0 | 0 | 0 | 0 | 0 | 0 | 0 | 0 | 0 | 0 | 0 | 0 | 0 | 0 | 0 | 0 | 0 | 0 | 0 | 0 | 0 | 0
PG&E GBA | PGE GBA | PGE | Fibreboard (SPI Sonora) | 115 | 44 | Solar |  |  | 0 | 0 | 0 | 0 | 0 | 0 | 0 | 0 | 0 | 0 | 0 | 0 | 0 | 0 | 0 | 0 | 0 | 0 | 0 | 0 | 0 | 0 | 0 | 0 | 0 | 0 | 0 | 0
PG&E FRESNO | PGE Fresno | PGE | Figarden | 230 | 138 | Solar |  |  | 0 | 0 | 0 | 0 | 0 | 0 | 0 | 0 | 0 | 0 | 0 | 0 | 0 | 0 | 0 | 0 | 0 | 0 | 0 | 0 | 0 | 0 | 0 | 0 | 0 | 0 | 0 | 0
PG&E FRESNO | PGE Fresno | PGE | Fink | 230 | 64 | Solar |  |  | 1 | 190 | 0 | 190 | 0 | 0 | 0 | 0 | 0 | 0 | 0 | 0 | 0 | 0 | 0 | 0 | 534 | 0 | 534 | 534 | 0 | 534 | 190 | 0 | 190 | 724 | 0 | 724
PG&E NGBA | PGE NGBA | PGE | Fitch Mountain | 60 |  | Solar |  |  | 0 | 0 | 0 | 0 | 0 | 0 | 0 | 0 | 0 | 0 | 0 | 0 | 0 | 0 | 0 | 0 | 0 | 0 | 0 | 0 | 0 | 0 | 0 | 0 | 0 | 0 | 0 | 0
PG&E GBA | PGE GBA | PGE | FMC | 115 | 11 | Solar |  |  | 0 | 0 | 0 | 0 | 0 | 0 | 0 | 0 | 0 | 0 | 0 | 0 | 0 | 0 | 0 | 0 | 0 | 0 | 0 | 0 | 0 | 0 | 0 | 0 | 0 | 0 | 0 | 0
PG&E GBA | PGE GBA | PGE | Fremont | 115 | 5 | Solar |  |  | 0 | 0 | 0 | 0 | 0 | 0 | 0 | 0 | 0 | 0 | 0 | 0 | 0 | 0 | 0 | 0 | 0 | 0 | 0 | 0 | 0 | 0 | 0 | 0 | 0 | 0 | 0 | 0
PG&E GBA | PGE GBA | PGE | French Camp | 60 |  | Solar |  |  | 0 | 0 | 0 | 0 | 0 | 0 | 0 | 0 | 0 | 0 | 0 | 0 | 0 | 0 | 0 | 0 | 0 | 0 | 0 | 0 | 0 | 0 | 0 | 0 | 0 | 0 | 0 | 0
PG&E GBA | PGE GBA | PGE | Frogtown | 115 | 12 | Solar |  |  | 0 | 0 | 0 | 0 | 0 | 0 | 0 | 0 | 0 | 0 | 0 | 0 | 0 | 0 | 0 | 0 | 0 | 0 | 0 | 0 | 0 | 0 | 0 | 0 | 0 | 0 | 0 | 0
PG&E NGBA | PGE NGBA | PGE | Fulton | 115 | 58 | Solar |  |  | 0 | 0 | 0 | 0 | 0 | 0 | 0 | 0 | 0 | 0 | 0 | 0 | 0 | 0 | 0 | 0 | 0 | 0 | 0 | 0 | 0 | 0 | 0 | 0 | 0 | 0 | 0 | 0
PG&E NGBA | PGE NGBA | PGE | Fulton | 230 | 61 | Solar |  |  | 0 | 0 | 0 | 0 | 0 | 0 | 0 | 0 | 0 | 0 | 0 | 0 | 0 | 0 | 0 | 0 | 0 | 0 | 0 | 0 | 0 | 0 | 0 | 0 | 0 | 0 | 0 | 0
PG&E NGBA | PGE NGBA | PGE | Fulton | 60 |  | Solar |  |  | 0 | 0 | 0 | 0 | 0 | 0 | 0 | 0 | 0 | 0 | 0 | 0 | 0 | 0 | 0 | 0 | 0 | 0 | 0 | 0 | 0 | 0 | 0 | 0 | 0 | 0 | 0 | 0
PG&E KERN | PGE Kern | PGE | Ganso | 115 | 83 | Solar |  |  | 0 | 0 | 0 | 0 | 0 | 0 | 0 | 0 | 0 | 0 | 0 | 0 | 0 | 0 | 0 | 0 | 0 | 0 | 0 | 0 | 0 | 0 | 0 | 0 | 0 | 0 | 0 | 0
PG&E FRESNO | PGE Fresno | PGE | Gates | 230 | 135 | Solar |  |  | 1 | 0 | 0 | 0 | 166 | 477.5 | 643.5 | 0 | 0 | 0 | 166 | 477.5 | 643.5 | 0 | 0 | 0 | 0 | 0 | 0 | 0 | 0 | 0 | 166 | 477.5 | 643.5 | 166 | 477.5 | 643.5
PG&E FRESNO | PGE Fresno | PGE | Gates | 500 | 133 | Solar |  |  | 0 | 0 | 0 | 0 | 0 | 0 | 0 | 0 | 0 | 0 | 0 | 0 | 0 | 0 | 0 | 0 | 0 | 0 | 0 | 0 | 0 | 0 | 0 | 0 | 0 | 0 | 0 | 0
PG&E NGBA | PGE NGBA | PGE | Geysers 12 | 230 | 61 | Solar |  |  | 0 | 0 | 0 | 0 | 0 | 0 | 0 | 0 | 0 | 0 | 0 | 0 | 0 | 0 | 0 | 0 | 0 | 0 | 0 | 0 | 0 | 0 | 0 | 0 | 0 | 0 | 0 | 0
PG&E NGBA | PGE NGBA | PGE | Geysers 17 | 230 | 61 | Solar |  |  | 0 | 0 | 0 | 0 | 0 | 0 | 0 | 0 | 0 | 0 | 0 | 0 | 0 | 0 | 0 | 0 | 0 | 0 | 0 | 0 | 0 | 0 | 0 | 0 | 0 | 0 | 0 | 0
PG&E NGBA | PGE NGBA | PGE | Geysers 3 | 115 | 37 | Solar |  |  | 0 | 0 | 0 | 0 | 0 | 0 | 0 | 0 | 0 | 0 | 0 | 0 | 0 | 0 | 0 | 0 | 0 | 0 | 0 | 0 | 0 | 0 | 0 | 0 | 0 | 0 | 0 | 0
PG&E NGBA | PGE NGBA | PGE | Glenn | 230 | 1 | Solar |  |  | 0 | 0 | 0 | 0 | 0 | 0 | 0 | 0 | 0 | 0 | 0 | 0 | 0 | 0 | 0 | 0 | 0 | 0 | 0 | 0 | 0 | 0 | 0 | 0 | 0 | 0 | 0 | 0
PG&E NGBA | PGE NGBA | PGE | Glenn | 60 |  | Solar |  |  | 0 | 0 | 0 | 0 | 0 | 0 | 0 | 0 | 0 | 0 | 0 | 0 | 0 | 0 | 0 | 0 | 0 | 0 | 0 | 0 | 0 | 0 | 0 | 0 | 0 | 0 | 0 | 0
PG&E NGBA | PGE NGBA | PGE | Gold Hill | 115 | 16 | Solar |  |  | 0 | 0 | 0 | 0 | 0 | 0 | 0 | 0 | 0 | 0 | 0 | 0 | 0 | 0 | 0 | 0 | 0 | 0 | 0 | 0 | 0 | 0 | 0 | 0 | 0 | 0 | 0 | 0
PG&E NGBA | PGE NGBA | PGE | Gold Hill | 230 | 19 | Solar |  |  | 0 | 0 | 0 | 0 | 0 | 0 | 0 | 0 | 0 | 0 | 0 | 0 | 0 | 0 | 0 | 0 | 0 | 0 | 0 | 0 | 0 | 0 | 0 | 0 | 0 | 0 | 0 | 0
SCE Northern | SCE Northern | SCE | Goleta | 230 | 157 | Solar |  |  | 0 | 0 | 0 | 0 | 0 | 0 | 0 | 0 | 0 | 0 | 0 | 0 | 0 | 0 | 0 | 0 | 0 | 0 | 0 | 0 | 0 | 0 | 0 | 0 | 0 | 0 | 0 | 0
SCE Metro | SCE Metro | SCE | Goodrich | 230 | 97 | Solar |  |  | 0 | 0 | 0 | 0 | 0 | 0 | 0 | 0 | 0 | 0 | 0 | 0 | 0 | 0 | 0 | 0 | 0 | 0 | 0 | 0 | 0 | 0 | 0 | 0 | 0 | 0 | 0 | 0
PG&E KERN | PGE Kern | PGE | Goose Lake | 115 | 74 | Solar |  |  | 0 | 0 | 0 | 0 | 0 | 0 | 0 | 0 | 0 | 0 | 0 | 0 | 0 | 0 | 0 | 0 | 0 | 0 | 0 | 0 | 0 | 0 | 0 | 0 | 0 | 0 | 0 | 0
SCE Metro | SCE Metro | SCE | Gould | 230 | 97 | Solar |  |  | 0 | 0 | 0 | 0 | 0 | 0 | 0 | 0 | 0 | 0 | 0 | 0 | 0 | 0 | 0 | 0 | 0 | 0 | 0 | 0 | 0 | 0 | 0 | 0 | 0 | 0 | 0 | 0
PG&E NGBA | PGE NGBA | PGE | Grand Island | 115 | 17 | Solar |  |  | 0 | 0 | 0 | 0 | 0 | 0 | 0 | 0 | 0 | 0 | 0 | 0 | 0 | 0 | 0 | 0 | 0 | 0 | 0 | 0 | 0 | 0 | 0 | 0 | 0 | 0 | 0 | 0
SDGE | SDGE Imperial | SDGE | Granite | 69 |  | Solar |  |  | 0 | 0 | 0 | 0 | 0 | 0 | 0 | 0 | 0 | 0 | 0 | 0 | 0 | 0 | 0 | 0 | 0 | 0 | 0 | 0 | 0 | 0 | 0 | 0 | 0 | 0 | 0 | 0
PG&E GBA | PGE GBA | PGE | Grant | 115 | 3 | Solar |  |  | 0 | 0 | 0 | 0 | 0 | 0 | 0 | 0 | 0 | 0 | 0 | 0 | 0 | 0 | 0 | 0 | 0 | 0 | 0 | 0 | 0 | 0 | 0 | 0 | 0 | 0 | 0 | 0
PG&E GBA | PGE GBA | PGE | Green Valley | 115 | 87 | Solar |  |  | 0 | 0 | 0 | 0 | 0 | 0 | 0 | 0 | 0 | 0 | 0 | 0 | 0 | 0 | 0 | 0 | 0 | 0 | 0 | 0 | 0 | 0 | 0 | 0 | 0 | 0 | 0 | 0
PG&E NGBA | PGE NGBA | PGE | Greenleaf 1 | 115 | 22 | Solar |  |  | 0 | 0 | 0 | 0 | 0 | 0 | 0 | 0 | 0 | 0 | 0 | 0 | 0 | 0 | 0 | 0 | 0 | 0 | 0 | 0 | 0 | 0 | 0 | 0 | 0 | 0 | 0 | 0
PG&E FRESNO | PGE Fresno | PGE | Gregg | 230 | 149 | Solar |  |  | 0 | 0 | 0 | 0 | 0 | 0 | 0 | 0 | 0 | 0 | 0 | 0 | 0 | 0 | 0 | 0 | 0 | 0 | 0 | 0 | 0 | 0 | 0 | 0 | 0 | 0 | 0 | 0
PG&E FRESNO | PGE Fresno | PGE | Grimmway-Malaga | 115 | 117 | Solar |  |  | 0 | 0 | 0 | 0 | 0 | 0 | 0 | 0 | 0 | 0 | 0 | 0 | 0 | 0 | 0 | 0 | 0 | 0 | 0 | 0 | 0 | 0 | 0 | 0 | 0 | 0 | 0 | 0
PG&E NGBA | PGE NGBA | PGE | Grizzly | 230 | 24 | Solar |  |  | 0 | 0 | 0 | 0 | 0 | 0 | 0 | 0 | 0 | 0 | 0 | 0 | 0 | 0 | 0 | 0 | 0 | 0 | 0 | 0 | 0 | 0 | 0 | 0 | 0 | 0 | 0 | 0
PG&E FRESNO | PGE Fresno | PGE | Guernsey | 70 |  | Solar |  |  | 0 | 0 | 0 | 0 | 0 | 0 | 0 | 0 | 0 | 0 | 0 | 0 | 0 | 0 | 0 | 0 | 0 | 0 | 0 | 0 | 0 | 0 | 0 | 0 | 0 | 0 | 0 | 0
PG&E FRESNO | PGE Fresno | PGE | GWF Hanford | 115 | 125 | Solar |  |  | 0 | 0 | 0 | 0 | 0 | 0 | 0 | 0 | 0 | 0 | 0 | 0 | 0 | 0 | 0 | 0 | 0 | 0 | 0 | 0 | 0 | 0 | 0 | 0 | 0 | 0 | 0 | 0
PG&E FRESNO | PGE Fresno | PGE | Haas | 230 | 117 | Solar |  |  | 0 | 0 | 0 | 0 | 0 | 0 | 0 | 0 | 0 | 0 | 0 | 0 | 0 | 0 | 0 | 0 | 0 | 0 | 0 | 0 | 0 | 0 | 0 | 0 | 0 | 0 | 0 | 0
PG&E FRESNO | PGE Fresno | PGE | Hammonds | 115 | 114 | Solar |  |  | 1 | 0 | 0 | 0 | 0 | 0 | 0 | 0 | 0 | 0 | 0 | 0 | 0 | 100 | 0 | 100 | 0 | 0 | 0 | 100 | 0 | 100 | 100 | 0 | 100 | 100 | 0 | 100
SCE Metro | SCE Metro | SCE | HarborGen | 230 | 97 | Solar |  |  | 0 | 0 | 0 | 0 | 0 | 0 | 0 | 0 | 0 | 0 | 0 | 0 | 0 | 0 | 0 | 0 | 0 | 0 | 0 | 0 | 0 | 0 | 0 | 0 | 0 | 0 | 0 | 0
PG&E NGBA | PGE NGBA | PGE | Harris | 60 |  | Solar |  |  | 0 | 0 | 0 | 0 | 0 | 0 | 0 | 0 | 0 | 0 | 0 | 0 | 0 | 0 | 0 | 0 | 0 | 0 | 0 | 0 | 0 | 0 | 0 | 0 | 0 | 0 | 0 | 0
EOP | SCE EOP | SCE | Harry Allen | 500 | 161 | Solar |  |  | 1 | 0 | 0 | 0 | 0 | 0 | 0 | 0 | 0 | 0 | 0 | 0 | 0 | 0 | 301.2 | 301.2 | 0 | 0 | 0 | 0 | 301.2 | 301.2 | 0 | 301.2 | 301.2 | 0 | 301.2 | 301.2
PG&E NGBA | PGE NGBA | PGE | Hartley | 60 |  | Solar |  |  | 0 | 0 | 0 | 0 | 0 | 0 | 0 | 0 | 0 | 0 | 0 | 0 | 0 | 0 | 0 | 0 | 0 | 0 | 0 | 0 | 0 | 0 | 0 | 0 | 0 | 0 | 0 | 0
SCE NOL | SCE NOL | SCE | Harvard | 115 | 160 | Solar |  |  | 0 | 0 | 0 | 0 | 0 | 0 | 0 | 0 | 0 | 0 | 0 | 0 | 0 | 0 | 0 | 0 | 0 | 0 | 0 | 0 | 0 | 0 | 0 | 0 | 0 | 0 | 0 | 0
SDGE | SDGE Arizona | SDGE | Hassayampa | 500 | 180 | Solar |  |  | 1 | 52.5 | 0 | 52.5 | 0 | 85 | 85 | 0 | 0 | 0 | 0 | 85 | 85 | 3634.5 | 1915 | 5549.5 | 0 | 500 | 500 | 3634.5 | 2415 | 6049.5 | 3687 | 2000 | 5687 | 3687 | 2500 | 6187
PG&E FRESNO | PGE Fresno | PGE | Helm | 230 | 117 | Solar |  |  | 1 | 0 | 0 | 0 | 0 | 0 | 0 | 0 | 0 | 0 | 0 | 0 | 0 | 0 | 0 | 0 | 749 | 0 | 749 | 749 | 0 | 749 | 0 | 0 | 0 | 749 | 0 | 749
PG&E FRESNO | PGE Fresno | PGE | Helm | 70 |  | Solar |  |  | 0 | 0 | 0 | 0 | 0 | 0 | 0 | 0 | 0 | 0 | 0 | 0 | 0 | 0 | 0 | 0 | 0 | 0 | 0 | 0 | 0 | 0 | 0 | 0 | 0 | 0 | 0 | 0
PG&E FRESNO | PGE Fresno | PGE | Henrietta | 115 | 90 | Solar |  |  | 0 | 0 | 0 | 0 | 0 | 0 | 0 | 0 | 0 | 0 | 0 | 0 | 0 | 0 | 0 | 0 | 0 | 0 | 0 | 0 | 0 | 0 | 0 | 0 | 0 | 0 | 0 | 0
PG&E FRESNO | PGE Fresno | PGE | Henrietta | 230 | 75 | Solar |  |  | 1 | 0 | 0 | 0 | 0 | 0 | 0 | 0 | 0 | 0 | 0 | 0 | 0 | 0 | 0 | 0 | 1186 | 0 | 1186 | 1186 | 0 | 1186 | 0 | 0 | 0 | 1186 | 0 | 1186
PG&E FRESNO | PGE Fresno | PGE | Henrietta | 70 |  | Solar |  |  | 0 | 0 | 0 | 0 | 0 | 0 | 0 | 0 | 0 | 0 | 0 | 0 | 0 | 0 | 0 | 0 | 0 | 0 | 0 | 0 | 0 | 0 | 0 | 0 | 0 | 0 | 0 | 0
PG&E FRESNO | PGE Fresno | PGE | Herndon | 115 | 136 | Solar |  |  | 0 | 0 | 0 | 0 | 0 | 0 | 0 | 0 | 0 | 0 | 0 | 0 | 0 | 0 | 0 | 0 | 0 | 0 | 0 | 0 | 0 | 0 | 0 | 0 | 0 | 0 | 0 | 0
PG&E FRESNO | PGE Fresno | PGE | Herndon | 230 | 138 | Solar |  |  | 0 | 0 | 0 | 0 | 0 | 0 | 0 | 0 | 0 | 0 | 0 | 0 | 0 | 0 | 0 | 0 | 0 | 0 | 0 | 0 | 0 | 0 | 0 | 0 | 0 | 0 | 0 | 0
PG&E GBA | PGE GBA | PGE | Hicks | 230 | 80 | Solar |  |  | 1 | 0 | 0 | 0 | 0 | 0 | 0 | 0 | 0 | 0 | 0 | 0 | 0 | 0 | 0 | 0 | 106 | 0 | 106 | 106 | 0 | 106 | 0 | 0 | 0 | 106 | 0 | 106
PG&E NGBA | PGE NGBA | PGE | Higgins | 115 | 20 | Solar |  |  | 0 | 0 | 0 | 0 | 0 | 0 | 0 | 0 | 0 | 0 | 0 | 0 | 0 | 0 | 0 | 0 | 0 | 0 | 0 | 0 | 0 | 0 | 0 | 0 | 0 | 0 | 0 | 0
PG&E NGBA | PGE NGBA | PGE | Hilltop | 345 | 1 | Solar |  |  | 0 | 0 | 0 | 0 | 0 | 0 | 0 | 0 | 0 | 0 | 0 | 0 | 0 | 0 | 0 | 0 | 0 | 0 | 0 | 0 | 0 | 0 | 0 | 0 | 0 | 0 | 0 | 0
SCE Metro | SCE Metro | SCE | Hinson | 230 | 132 | Solar |  |  | 0 | 0 | 0 | 0 | 0 | 0 | 0 | 0 | 0 | 0 | 0 | 0 | 0 | 0 | 0 | 0 | 0 | 0 | 0 | 0 | 0 | 0 | 0 | 0 | 0 | 0 | 0 | 0
PG&E GBA | PGE GBA | PGE | Hollister | 115 | 85 | Solar |  |  | 0 | 0 | 0 | 0 | 0 | 0 | 0 | 0 | 0 | 0 | 0 | 0 | 0 | 0 | 0 | 0 | 0 | 0 | 0 | 0 | 0 | 0 | 0 | 0 | 0 | 0 | 0 | 0
PG&E NGBA | PGE NGBA | PGE | Homestake | 115 | 37 | Solar |  |  | 0 | 0 | 0 | 0 | 0 | 0 | 0 | 0 | 0 | 0 | 0 | 0 | 0 | 0 | 0 | 0 | 0 | 0 | 0 | 0 | 0 | 0 | 0 | 0 | 0 | 0 | 0 | 0
PG&E NGBA | PGE NGBA | PGE | Honcut | 115 | 22 | Solar |  |  | 0 | 0 | 0 | 0 | 0 | 0 | 0 | 0 | 0 | 0 | 0 | 0 | 0 | 0 | 0 | 0 | 0 | 0 | 0 | 0 | 0 | 0 | 0 | 0 | 0 | 0 | 0 | 0
SDGE | SDGE Arizona | SDGE | Hoodoo Wash | 500 | 184 | Solar |  |  | 1 | 6 | 0 | 6 | 237.5 | 179 | 416.5 | 0 | 0 | 0 | 237.5 | 179 | 416.5 | 0 | 4814 | 4814 | 303 | 500 | 803 | 303 | 5314 | 5617 | 243.5 | 4993 | 5236.5 | 546.5 | 5493 | 6039.5
PG&E NGBA | PGE NGBA | PGE | Hopland | 115 | 27 | Solar |  |  | 0 | 0 | 0 | 0 | 0 | 0 | 0 | 0 | 0 | 0 | 0 | 0 | 0 | 0 | 0 | 0 | 0 | 0 | 0 | 0 | 0 | 0 | 0 | 0 | 0 | 0 | 0 | 0
PG&E NGBA | PGE NGBA | PGE | Hopland | 60 |  | Solar |  |  | 0 | 0 | 0 | 0 | 0 | 0 | 0 | 0 | 0 | 0 | 0 | 0 | 0 | 0 | 0 | 0 | 0 | 0 | 0 | 0 | 0 | 0 | 0 | 0 | 0 | 0 | 0 | 0
PG&E NGBA | PGE NGBA | PGE | Humboldt | 115 | 1 | Solar |  |  | 0 | 0 | 0 | 0 | 0 | 0 | 0 | 0 | 0 | 0 | 0 | 0 | 0 | 0 | 0 | 0 | 0 | 0 | 0 | 0 | 0 | 0 | 0 | 0 | 0 | 0 | 0 | 0
PG&E NGBA | PGE NGBA | PGE | Humboldt | 60 |  | Solar |  |  | 0 | 0 | 0 | 0 | 0 | 0 | 0 | 0 | 0 | 0 | 0 | 0 | 0 | 0 | 0 | 0 | 0 | 0 | 0 | 0 | 0 | 0 | 0 | 0 | 0 | 0 | 0 | 0
PG&E NGBA | PGE NGBA | PGE | Humboldt | 500 | 1 | Solar |  |  | 1 | 0 | 0 | 0 | 0 | 0 | 0 | 0 | 0 | 0 | 0 | 0 | 0 | 0 | 457.3 | 457.3 | 0 | 0 | 0 | 0 | 457.3 | 457.3 | 0 | 457.3 | 457.3 | 0 | 457.3 | 457.3
SCE Metro | SCE Metro | SCE | Huntington Beach | 230 | 97 | Solar |  |  | 0 | 0 | 0 | 0 | 0 | 0 | 0 | 0 | 0 | 0 | 0 | 0 | 0 | 0 | 0 | 0 | 0 | 0 | 0 | 0 | 0 | 0 | 0 | 0 | 0 | 0 | 0 | 0
PG&E NGBA | PGE NGBA | PGE | Ignacio | 115 | 47 | Solar |  |  | 0 | 0 | 0 | 0 | 0 | 0 | 0 | 0 | 0 | 0 | 0 | 0 | 0 | 0 | 0 | 0 | 0 | 0 | 0 | 0 | 0 | 0 | 0 | 0 | 0 | 0 | 0 | 0
PG&E NGBA | PGE NGBA | PGE | Ignacio | 230 | 27 | Solar |  |  | 0 | 0 | 0 | 0 | 0 | 0 | 0 | 0 | 0 | 0 | 0 | 0 | 0 | 0 | 0 | 0 | 0 | 0 | 0 | 0 | 0 | 0 | 0 | 0 | 0 | 0 | 0 | 0
PG&E NGBA | PGE NGBA | PGE | Ignacio | 60 |  | Solar |  |  | 0 | 0 | 0 | 0 | 0 | 0 | 0 | 0 | 0 | 0 | 0 | 0 | 0 | 0 | 0 | 0 | 0 | 0 | 0 | 0 | 0 | 0 | 0 | 0 | 0 | 0 | 0 | 0
SDGE | SDGE Imperial | SDGE | Imperial Beach | 69 |  | Solar |  |  | 0 | 0 | 0 | 0 | 0 | 0 | 0 | 0 | 0 | 0 | 0 | 0 | 0 | 0 | 0 | 0 | 0 | 0 | 0 | 0 | 0 | 0 | 0 | 0 | 0 | 0 | 0 | 0
SDGE | SDGE Imperial | SDGE | Imperial Valley | 230 | 196 | Solar |  |  | 1 | 0 | 0 | 0 | 0 | 107 | 107 | 0 | 0 | 0 | 0 | 107 | 107 | 500 | 0 | 500 | 0 | 0 | 0 | 500 | 0 | 500 | 500 | 107 | 607 | 500 | 107 | 607
SDGE | SDGE Imperial | SDGE | Imperial Valley | 500 | 196 | Solar |  |  | 1 | 0 | 0 | 0 | 0 | 0 | 0 | 0 | 0 | 0 | 0 | 0 | 0 | 0 | 0 | 0 | 250 | 250 | 500 | 250 | 250 | 500 | 0 | 0 | 0 | 250 | 250 | 500
EOP | SCE EOP | SCE | Innovation | 138 | 177 | Solar |  |  | 0 | 0 | 0 | 0 | 0 | 0 | 0 | 0 | 0 | 0 | 0 | 0 | 0 | 0 | 0 | 0 | 0 | 0 | 0 | 0 | 0 | 0 | 0 | 0 | 0 | 0 | 0 | 0
EOP | SCE EOP | SCE | Innovation | 230 | 177 | Solar |  |  | 0 | 0 | 0 | 0 | 0 | 0 | 0 | 0 | 0 | 0 | 0 | 0 | 0 | 0 | 0 | 0 | 0 | 0 | 0 | 0 | 0 | 0 | 0 | 0 | 0 | 0 | 0 | 0
SCE NOL | SCE NOL | SCE | Inyokern | 115 | 160 | Solar |  |  | 1 | 0 | 0 | 0 | 0 | 31.8 | 31.8 | 0 | 0 | 0 | 0 | 31.8 | 31.8 | 0 | 0 | 0 | 0 | 0 | 0 | 0 | 0 | 0 | 0 | 31.8 | 31.8 | 0 | 31.8 | 31.8
EOP | SCE EOP | SCE | IS Tap | 138 | 177 | Solar |  |  | 0 | 0 | 0 | 0 | 0 | 0 | 0 | 0 | 0 | 0 | 0 | 0 | 0 | 0 | 0 | 0 | 0 | 0 | 0 | 0 | 0 | 0 | 0 | 0 | 0 | 0 | 0 | 0
EOP | SCE EOP | SCE | Ivanpah | 115 | 161 | Solar |  |  | 0 | 0 | 0 | 0 | 0 | 0 | 0 | 0 | 0 | 0 | 0 | 0 | 0 | 0 | 0 | 0 | 0 | 0 | 0 | 0 | 0 | 0 | 0 | 0 | 0 | 0 | 0 | 0
EOP | SCE EOP | SCE | Ivanpah | 230 | 161 | Solar |  |  | 0 | 0 | 0 | 0 | 0 | 0 | 0 | 0 | 0 | 0 | 0 | 0 | 0 | 0 | 0 | 0 | 0 | 0 | 0 | 0 | 0 | 0 | 0 | 0 | 0 | 0 | 0 | 0
EOP | SCE EOP | SCE | Jackass (DOE) | 138 | 177 | Solar |  |  | 0 | 0 | 0 | 0 | 0 | 0 | 0 | 0 | 0 | 0 | 0 | 0 | 0 | 0 | 0 | 0 | 0 | 0 | 0 | 0 | 0 | 0 | 0 | 0 | 0 | 0 | 0 | 0
PG&E NGBA | PGE NGBA | PGE | James B Black | 230 | 1 | Solar |  |  | 0 | 0 | 0 | 0 | 0 | 0 | 0 | 0 | 0 | 0 | 0 | 0 | 0 | 0 | 0 | 0 | 0 | 0 | 0 | 0 | 0 | 0 | 0 | 0 | 0 | 0 | 0 | 0
PG&E GBA | PGE GBA | PGE | Jefferson | 230 | 80 | Solar |  |  | 0 | 0 | 0 | 0 | 0 | 0 | 0 | 0 | 0 | 0 | 0 | 0 | 0 | 0 | 0 | 0 | 0 | 0 | 0 | 0 | 0 | 0 | 0 | 0 | 0 | 0 | 0 | 0
PG&E NGBA | PGE NGBA | PGE | Jessup | 115 | 1 | Solar |  |  | 0 | 0 | 0 | 0 | 0 | 0 | 0 | 0 | 0 | 0 | 0 | 0 | 0 | 0 | 0 | 0 | 0 | 0 | 0 | 0 | 0 | 0 | 0 | 0 | 0 | 0 | 0 | 0
SCE Metro | SCE Metro | SCE | Johanna | 230 | 97 | Solar |  |  | 0 | 0 | 0 | 0 | 0 | 0 | 0 | 0 | 0 | 0 | 0 | 0 | 0 | 0 | 0 | 0 | 0 | 0 | 0 | 0 | 0 | 0 | 0 | 0 | 0 | 0 | 0 | 0
SCE Eastern | SCE Eastern | SCE | Julian Hinds | 230 | 174 | Solar |  |  | 0 | 0 | 0 | 0 | 0 | 0 | 0 | 0 | 0 | 0 | 0 | 0 | 0 | 0 | 0 | 0 | 0 | 0 | 0 | 0 | 0 | 0 | 0 | 0 | 0 | 0 | 0 | 0
PG&E GBA | PGE GBA | PGE | Kasson | 115 | 12 | Solar |  |  | 0 | 0 | 0 | 0 | 0 | 0 | 0 | 0 | 0 | 0 | 0 | 0 | 0 | 0 | 0 | 0 | 0 | 0 | 0 | 0 | 0 | 0 | 0 | 0 | 0 | 0 | 0 | 0
PG&E GBA | PGE GBA | PGE | Kasson | 60 |  | Solar |  |  | 0 | 0 | 0 | 0 | 0 | 0 | 0 | 0 | 0 | 0 | 0 | 0 | 0 | 0 | 0 | 0 | 0 | 0 | 0 | 0 | 0 | 0 | 0 | 0 | 0 | 0 | 0 | 0
PG&E FRESNO | PGE Fresno | PGE | Kearney | 230 | 140 | Solar |  |  | 0 | 0 | 0 | 0 | 0 | 0 | 0 | 0 | 0 | 0 | 0 | 0 | 0 | 0 | 0 | 0 | 0 | 0 | 0 | 0 | 0 | 0 | 0 | 0 | 0 | 0 | 0 | 0
PG&E FRESNO | PGE Fresno | PGE | Kearney | 70 |  | Solar |  |  | 0 | 0 | 0 | 0 | 0 | 0 | 0 | 0 | 0 | 0 | 0 | 0 | 0 | 0 | 0 | 0 | 0 | 0 | 0 | 0 | 0 | 0 | 0 | 0 | 0 | 0 | 0 | 0
PG&E GBA | PGE GBA | PGE | Kelso | 230 | 32 | Solar |  |  | 0 | 0 | 0 | 0 | 0 | 0 | 0 | 0 | 0 | 0 | 0 | 0 | 0 | 0 | 0 | 0 | 0 | 0 | 0 | 0 | 0 | 0 | 0 | 0 | 0 | 0 | 0 | 0
PG&E FRESNO | PGE Fresno | PGE | Kerchoff 1 | 115 | 150 | Solar |  |  | 0 | 0 | 0 | 0 | 0 | 0 | 0 | 0 | 0 | 0 | 0 | 0 | 0 | 0 | 0 | 0 | 0 | 0 | 0 | 0 | 0 | 0 | 0 | 0 | 0 | 0 | 0 | 0
PG&E KERN | PGE Kern | PGE | Kern Oil | 115 | 101 | Solar |  |  | 1 | 0 | 0 | 0 | 0 | 0 | 0 | 0 | 0 | 0 | 0 | 0 | 0 | 0 | 100 | 100 | 0 | 0 | 0 | 0 | 100 | 100 | 0 | 100 | 100 | 0 | 100 | 100
PG&E KERN | PGE Kern | PGE | Kern PP | 115 | 104 | Solar |  |  | 1 | 0 | 0 | 0 | 0 | 0 | 0 | 0 | 0 | 0 | 0 | 0 | 0 | 0 | 50 | 50 | 0 | 0 | 0 | 0 | 50 | 50 | 0 | 50 | 50 | 0 | 50 | 50
PG&E KERN | PGE Kern | PGE | Kern PP | 230 | 96 | Solar |  |  | 0 | 0 | 0 | 0 | 0 | 0 | 0 | 0 | 0 | 0 | 0 | 0 | 0 | 0 | 0 | 0 | 0 | 0 | 0 | 0 | 0 | 0 | 0 | 0 | 0 | 0 | 0 | 0
PG&E KERN | PGE Kern | PGE | Kern PP | 70 |  | Solar |  |  | 0 | 0 | 0 | 0 | 0 | 0 | 0 | 0 | 0 | 0 | 0 | 0 | 0 | 0 | 0 | 0 | 0 | 0 | 0 | 0 | 0 | 0 | 0 | 0 | 0 | 0 | 0 | 0
PG&E KERN | PGE Kern | PGE | Kernridge | 115 | 100 | Solar |  |  | 0 | 0 | 0 | 0 | 0 | 0 | 0 | 0 | 0 | 0 | 0 | 0 | 0 | 0 | 0 | 0 | 0 | 0 | 0 | 0 | 0 | 0 | 0 | 0 | 0 | 0 | 0 | 0
PG&E FRESNO | PGE Fresno | PGE | Kingsburg | 115 | 148 | Solar |  |  | 0 | 0 | 0 | 0 | 0 | 0 | 0 | 0 | 0 | 0 | 0 | 0 | 0 | 0 | 0 | 0 | 0 | 0 | 0 | 0 | 0 | 0 | 0 | 0 | 0 | 0 | 0 | 0
PG&E GBA | PGE GBA | PGE | Kirker | 115 | 1 | Solar |  |  | 0 | 0 | 0 | 0 | 0 | 0 | 0 | 0 | 0 | 0 | 0 | 0 | 0 | 0 | 0 | 0 | 0 | 0 | 0 | 0 | 0 | 0 | 0 | 0 | 0 | 0 | 0 | 0
PG&E NGBA | PGE NGBA | PGE | Knights Landing | 115 | 18 | Solar |  |  | 0 | 0 | 0 | 0 | 0 | 0 | 0 | 0 | 0 | 0 | 0 | 0 | 0 | 0 | 0 | 0 | 0 | 0 | 0 | 0 | 0 | 0 | 0 | 0 | 0 | 0 | 0 | 0
PG&E NGBA | PGE NGBA | PGE | Konocti | 60 |  | Solar |  |  | 0 | 0 | 0 | 0 | 0 | 0 | 0 | 0 | 0 | 0 | 0 | 0 | 0 | 0 | 0 | 0 | 0 | 0 | 0 | 0 | 0 | 0 | 0 | 0 | 0 | 0 | 0 | 0
SCE NOL | SCE NOL | SCE | Kramer | 115 | 160 | Solar |  |  | 1 | 0 | 0 | 0 | 0 | 4 | 4 | 0 | 0 | 0 | 0 | 4 | 4 | 0 | 0 | 0 | 0 | 0 | 0 | 0 | 0 | 0 | 0 | 4 | 4 | 0 | 4 | 4
SCE NOL | SCE NOL | SCE | Kramer | 230 | 160 | Solar |  |  | 1 | 0 | 0 | 0 | 70 | 200 | 270 | 0 | 0 | 0 | 70 | 200 | 270 | 0 | 0 | 0 | 0 | 0 | 0 | 0 | 0 | 0 | 70 | 200 | 270 | 70 | 200 | 270
SCE Metro | SCE Metro | SCE | La Cienega | 230 | 132 | Solar |  |  | 0 | 0 | 0 | 0 | 0 | 0 | 0 | 0 | 0 | 0 | 0 | 0 | 0 | 0 | 0 | 0 | 0 | 0 | 0 | 0 | 0 | 0 | 0 | 0 | 0 | 0 | 0 | 0
SCE Metro | SCE Metro | SCE | La Fresa | 230 | 132 | Solar |  |  | 0 | 0 | 0 | 0 | 0 | 0 | 0 | 0 | 0 | 0 | 0 | 0 | 0 | 0 | 0 | 0 | 0 | 0 | 0 | 0 | 0 | 0 | 0 | 0 | 0 | 0 | 0 | 0
SCE Metro | SCE Metro | SCE | Laguna Bell | 230 | 97 | Solar |  |  | 0 | 0 | 0 | 0 | 0 | 0 | 0 | 0 | 0 | 0 | 0 | 0 | 0 | 0 | 0 | 0 | 0 | 0 | 0 | 0 | 0 | 0 | 0 | 0 | 0 | 0 | 0 | 0
PG&E KERN | PGE Kern | PGE | Lakeview | 70 |  | Solar |  |  | 1 | 0 | 89 | 89 | 0 | 0 | 0 | 0 | 0 | 0 | 0 | 0 | 0 | 0 | 0 | 0 | 0 | 0 | 0 | 0 | 0 | 0 | 0 | 89 | 89 | 0 | 89 | 89
PG&E NGBA | PGE NGBA | PGE | Lakeville | 230 | 62 | Solar |  |  | 0 | 0 | 0 | 0 | 0 | 0 | 0 | 0 | 0 | 0 | 0 | 0 | 0 | 0 | 0 | 0 | 0 | 0 | 0 | 0 | 0 | 0 | 0 | 0 | 0 | 0 | 0 | 0
PG&E NGBA | PGE NGBA | PGE | Lakeville | 60 |  | Solar |  |  | 0 | 0 | 0 | 0 | 0 | 0 | 0 | 0 | 0 | 0 | 0 | 0 | 0 | 0 | 0 | 0 | 0 | 0 | 0 | 0 | 0 | 0 | 0 | 0 | 0 | 0 | 0 | 0
PG&E NGBA | PGE NGBA | PGE | Lakeville | 115 | 57 | Solar |  |  | 0 | 0 | 0 | 0 | 0 | 0 | 0 | 0 | 0 | 0 | 0 | 0 | 0 | 0 | 0 | 0 | 0 | 0 | 0 | 0 | 0 | 0 | 0 | 0 | 0 | 0 | 0 | 0
PG&E GBA | PGE GBA | PGE | Lakewood | 115 | 1 | Solar |  |  | 0 | 0 | 0 | 0 | 0 | 0 | 0 | 0 | 0 | 0 | 0 | 0 | 0 | 0 | 0 | 0 | 0 | 0 | 0 | 0 | 0 | 0 | 0 | 0 | 0 | 0 | 0 | 0
PG&E NGBA | PGE NGBA | PGE | Lambie | 230 | 59 | Solar |  |  | 0 | 0 | 0 | 0 | 0 | 0 | 0 | 0 | 0 | 0 | 0 | 0 | 0 | 0 | 0 | 0 | 0 | 0 | 0 | 0 | 0 | 0 | 0 | 0 | 0 | 0 | 0 | 0
PG&E GBA | PGE GBA | PGE | Lammers | 115 | 44 | Solar |  |  | 0 | 0 | 0 | 0 | 0 | 0 | 0 | 0 | 0 | 0 | 0 | 0 | 0 | 0 | 0 | 0 | 0 | 0 | 0 | 0 | 0 | 0 | 0 | 0 | 0 | 0 | 0 | 0
PG&E KERN | PGE Kern | PGE | Lamont | 115 | 108 | Solar |  |  | 1 | 0 | 0 | 0 | 0 | 0 | 0 | 0 | 0 | 0 | 0 | 0 | 0 | 100 | 31.2 | 131.2 | 0 | 0 | 0 | 100 | 31.2 | 131.2 | 100 | 31.2 | 131.2 | 100 | 31.2 | 131.2
PG&E FRESNO | PGE Fresno | PGE | Las Aguilas | 230 | 120 | Solar |  |  | 0 | 0 | 0 | 0 | 0 | 0 | 0 | 0 | 0 | 0 | 0 | 0 | 0 | 0 | 0 | 0 | 0 | 0 | 0 | 0 | 0 | 0 | 0 | 0 | 0 | 0 | 0 | 0
EOP | SCE EOP | SCE | Lathrop | 138 | 177 | Solar |  |  | 0 | 0 | 0 | 0 | 0 | 0 | 0 | 0 | 0 | 0 | 0 | 0 | 0 | 0 | 0 | 0 | 0 | 0 | 0 | 0 | 0 | 0 | 0 | 0 | 0 | 0 | 0 | 0
EOP | SCE EOP | SCE | Lathrop | 230 | 177 | Solar |  |  | 1 | 0 | 0 | 0 | 0 | 0 | 0 | 0 | 0 | 0 | 0 | 0 | 0 | 0 | 560 | 560 | 0 | 0 | 0 | 0 | 560 | 560 | 0 | 560 | 560 | 0 | 560 | 560
PG&E FRESNO | PGE Fresno | PGE | Le Grand | 115 | 166 | Solar |  |  | 0 | 0 | 0 | 0 | 0 | 0 | 0 | 0 | 0 | 0 | 0 | 0 | 0 | 0 | 0 | 0 | 0 | 0 | 0 | 0 | 0 | 0 | 0 | 0 | 0 | 0 | 0 | 0
PG&E FRESNO | PGE Fresno | PGE | Lemoore | 70 |  | Solar |  |  | 0 | 0 | 0 | 0 | 0 | 0 | 0 | 0 | 0 | 0 | 0 | 0 | 0 | 0 | 0 | 0 | 0 | 0 | 0 | 0 | 0 | 0 | 0 | 0 | 0 | 0 | 0 | 0
PG&E KERN | PGE Kern | PGE | Lerdo | 115 | 106 | Solar |  |  | 0 | 0 | 0 | 0 | 0 | 0 | 0 | 0 | 0 | 0 | 0 | 0 | 0 | 0 | 0 | 0 | 0 | 0 | 0 | 0 | 0 | 0 | 0 | 0 | 0 | 0 | 0 | 0
SCE Metro | SCE Metro | SCE | Lewis | 230 | 97 | Solar |  |  | 0 | 0 | 0 | 0 | 0 | 0 | 0 | 0 | 0 | 0 | 0 | 0 | 0 | 0 | 0 | 0 | 0 | 0 | 0 | 0 | 0 | 0 | 0 | 0 | 0 | 0 | 0 | 0
SCE Metro | SCE Metro | SCE | Lighthipe | 230 | 132 | Solar |  |  | 1 | 1.32 | 0 | 1.32 | 0 | 0 | 0 | 0 | 0 | 0 | 0 | 0 | 0 | 0 | 0 | 0 | 0 | 0 | 0 | 0 | 0 | 0 | 1.32 | 0 | 1.32 | 1.32 | 0 | 1.32
SDGE | SDGE Imperial | SDGE | Lilac | 69 |  | Solar |  |  | 0 | 0 | 0 | 0 | 0 | 0 | 0 | 0 | 0 | 0 | 0 | 0 | 0 | 0 | 0 | 0 | 0 | 0 | 0 | 0 | 0 | 0 | 0 | 0 | 0 | 0 | 0 | 0
PG&E NGBA | PGE NGBA | PGE | Lincoln | 115 | 24 | Solar |  |  | 0 | 0 | 0 | 0 | 0 | 0 | 0 | 0 | 0 | 0 | 0 | 0 | 0 | 0 | 0 | 0 | 0 | 0 | 0 | 0 | 0 | 0 | 0 | 0 | 0 | 0 | 0 | 0
PG&E KERN | PGE Kern | PGE | Live Oak | 115 | 92 | Solar |  |  | 1 | 0 | 0 | 0 | 0 | 0 | 0 | 0 | 0 | 0 | 0 | 0 | 0 | 100 | 0 | 100 | 0 | 0 | 0 | 100 | 0 | 100 | 100 | 0 | 100 | 100 | 0 | 100
PG&E GBA | PGE GBA | PGE | Llagas | 115 | 40 | Solar |  |  | 0 | 0 | 0 | 0 | 0 | 0 | 0 | 0 | 0 | 0 | 0 | 0 | 0 | 0 | 0 | 0 | 0 | 0 | 0 | 0 | 0 | 0 | 0 | 0 | 0 | 0 | 0 | 0
PG&E GBA | PGE GBA | PGE | Lockeford | 115 | 15 | Solar |  |  | 0 | 0 | 0 | 0 | 0 | 0 | 0 | 0 | 0 | 0 | 0 | 0 | 0 | 0 | 0 | 0 | 0 | 0 | 0 | 0 | 0 | 0 | 0 | 0 | 0 | 0 | 0 | 0
PG&E GBA | PGE GBA | PGE | Lockeford | 230 | 66 | Solar |  |  | 1 | 0 | 0 | 0 | 0 | 0 | 0 | 0 | 0 | 0 | 0 | 0 | 0 | 0 | 200 | 200 | 0 | 0 | 0 | 0 | 200 | 200 | 0 | 200 | 200 | 0 | 200 | 200
PG&E GBA | PGE GBA | PGE | Lockeford | 60 |  | Solar |  |  | 0 | 0 | 0 | 0 | 0 | 0 | 0 | 0 | 0 | 0 | 0 | 0 | 0 | 0 | 0 | 0 | 0 | 0 | 0 | 0 | 0 | 0 | 0 | 0 | 0 | 0 | 0 | 0
PG&E GBA | PGE GBA | PGE | Lodi | 230 | 16 | Solar |  |  | 0 | 0 | 0 | 0 | 0 | 0 | 0 | 0 | 0 | 0 | 0 | 0 | 0 | 0 | 0 | 0 | 0 | 0 | 0 | 0 | 0 | 0 | 0 | 0 | 0 | 0 | 0 | 0
PG&E NGBA | PGE NGBA | PGE | Logan Creek | 230 | 25 | Solar |  |  | 0 | 0 | 0 | 0 | 0 | 0 | 0 | 0 | 0 | 0 | 0 | 0 | 0 | 0 | 0 | 0 | 0 | 0 | 0 | 0 | 0 | 0 | 0 | 0 | 0 | 0 | 0 | 0
PG&E GBA | PGE GBA | PGE | Lone Tree | 230 | 30 | Solar |  |  | 0 | 0 | 0 | 0 | 0 | 0 | 0 | 0 | 0 | 0 | 0 | 0 | 0 | 0 | 0 | 0 | 0 | 0 | 0 | 0 | 0 | 0 | 0 | 0 | 0 | 0 | 0 | 0
PG&E FRESNO | PGE Fresno | PGE | Los Banos | 230 | 88 | Solar |  |  | 1 | 0 | 0 | 0 | 0 | 0 | 0 | 0 | 0 | 0 | 0 | 0 | 0 | 100 | 0 | 100 | 0 | 0 | 0 | 100 | 0 | 100 | 100 | 0 | 100 | 100 | 0 | 100
PG&E FRESNO | PGE Fresno | PGE | Los Banos | 500 | 77 | Solar |  |  | 1 | 0 | 0 | 0 | 0 | 0 | 0 | 0 | 0 | 0 | 0 | 0 | 0 | 100 | 0 | 100 | 0 | 0 | 0 | 100 | 0 | 100 | 100 | 0 | 100 | 100 | 0 | 100
SDGE | SDGE Imperial | SDGE | Los Coches | 138 | 189 | Solar |  |  | 0 | 0 | 0 | 0 | 0 | 0 | 0 | 0 | 0 | 0 | 0 | 0 | 0 | 0 | 0 | 0 | 0 | 0 | 0 | 0 | 0 | 0 | 0 | 0 | 0 | 0 | 0 | 0
SDGE | SDGE Imperial | SDGE | Los Coches | 69 |  | Solar |  |  | 0 | 0 | 0 | 0 | 0 | 0 | 0 | 0 | 0 | 0 | 0 | 0 | 0 | 0 | 0 | 0 | 0 | 0 | 0 | 0 | 0 | 0 | 0 | 0 | 0 | 0 | 0 | 0
PG&E GBA | PGE GBA | PGE | Los Esteros | 115 | 38 | Solar |  |  | 0 | 0 | 0 | 0 | 0 | 0 | 0 | 0 | 0 | 0 | 0 | 0 | 0 | 0 | 0 | 0 | 0 | 0 | 0 | 0 | 0 | 0 | 0 | 0 | 0 | 0 | 0 | 0
PG&E GBA | PGE GBA | PGE | Los Esteros | 230 | 38 | Solar |  |  | 0 | 0 | 0 | 0 | 0 | 0 | 0 | 0 | 0 | 0 | 0 | 0 | 0 | 0 | 0 | 0 | 0 | 0 | 0 | 0 | 0 | 0 | 0 | 0 | 0 | 0 | 0 | 0
PG&E GBA | PGE GBA | PGE | Los Positas | 230 |  | Solar |  |  | 0 | 0 | 0 | 0 | 0 | 0 | 0 | 0 | 0 | 0 | 0 | 0 | 0 | 0 | 0 | 0 | 0 | 0 | 0 | 0 | 0 | 0 | 0 | 0 | 0 | 0 | 0 | 0
PG&E GBA | PGE GBA | PGE | Los Positas | 60 |  | Solar |  |  | 0 | 0 | 0 | 0 | 0 | 0 | 0 | 0 | 0 | 0 | 0 | 0 | 0 | 0 | 0 | 0 | 0 | 0 | 0 | 0 | 0 | 0 | 0 | 0 | 0 | 0 | 0 | 0
SDGE | SDGE Imperial | SDGE | Loveland | 69 |  | Solar |  |  | 0 | 0 | 0 | 0 | 0 | 0 | 0 | 0 | 0 | 0 | 0 | 0 | 0 | 0 | 0 | 0 | 0 | 0 | 0 | 0 | 0 | 0 | 0 | 0 | 0 | 0 | 0 | 0
SCE NOL | SCE NOL | SCE | Lugo | 230 | 110 | Solar |  |  | 1 | 0 | 0 | 0 | 0 | 0 | 0 | 0 | 0 | 0 | 0 | 0 | 0 | 165 | 0 | 165 | 0 | 0 | 0 | 165 | 0 | 165 | 165 | 0 | 165 | 165 | 0 | 165
SCE Metro | SCE NOL | SCE | Lugo | 500 | 97 | Solar |  |  | 0 | 0 | 0 | 0 | 0 | 0 | 0 | 0 | 0 | 0 | 0 | 0 | 0 | 0 | 0 | 0 | 0 | 0 | 0 | 0 | 0 | 0 | 0 | 0 | 0 | 0 | 0 | 0
PG&E FRESNO | PGE Fresno | PGE | Madera | 70 |  | Solar |  |  | 0 | 0 | 0 | 0 | 0 | 0 | 0 | 0 | 0 | 0 | 0 | 0 | 0 | 0 | 0 | 0 | 0 | 0 | 0 | 0 | 0 | 0 | 0 | 0 | 0 | 0 | 0 | 0
PG&E NGBA | PGE NGBA | PGE | Madison | 115 | 39 | Solar |  |  | 1 | 0 | 0 | 0 | 0 | 13 | 13 | 0 | 0 | 0 | 0 | 13 | 13 | 0 | 0 | 0 | 0 | 0 | 0 | 0 | 0 | 0 | 0 | 13 | 13 | 0 | 13 | 13
PG&E KERN | PGE Kern | PGE | Magunden | 115 | 99 | Solar |  |  | 1 | 0 | 0 | 0 | 0 | 0 | 0 | 0 | 0 | 0 | 0 | 0 | 0 | 100 | 0 | 100 | 0 | 0 | 0 | 100 | 0 | 100 | 100 | 0 | 100 | 100 | 0 | 100
SCE Northern | PGE Kern | PGE | Magunden | 230 | 144 | Solar |  |  | 1 | 0 | 0 | 0 | 0 | 0 | 0 | 0 | 0 | 0 | 0 | 0 | 0 | 100 | 0 | 100 | 0 | 0 | 0 | 100 | 0 | 100 | 100 | 0 | 100 | 100 | 0 | 100
PG&E FRESNO | PGE Fresno | PGE | Malaga | 115 | 148 | Solar |  |  | 0 | 0 | 0 | 0 | 0 | 0 | 0 | 0 | 0 | 0 | 0 | 0 | 0 | 0 | 0 | 0 | 0 | 0 | 0 | 0 | 0 | 0 | 0 | 0 | 0 | 0 | 0 | 0
PG&E NGBA | PGE NGBA | PGE | Malin | 500 | 1 | Solar |  |  | 0 | 0 | 0 | 0 | 0 | 0 | 0 | 0 | 0 | 0 | 0 | 0 | 0 | 0 | 0 | 0 | 0 | 0 | 0 | 0 | 0 | 0 | 0 | 0 | 0 | 0 | 0 | 0
SCE Northern | SCE Northern | SCE | Mandalay | 230 | 157 | Solar |  |  | 0 | 0 | 0 | 0 | 0 | 0 | 0 | 0 | 0 | 0 | 0 | 0 | 0 | 0 | 0 | 0 | 0 | 0 | 0 | 0 | 0 | 0 | 0 | 0 | 0 | 0 | 0 | 0
PG&E FRESNO | PGE Fresno | PGE | Manning | 230 | 69 | Solar |  |  | 1 | 0 | 0 | 0 | 0 | 0 | 0 | 0 | 0 | 0 | 0 | 0 | 0 | 100 | 0 | 100 | 0 | 0 | 0 | 100 | 0 | 100 | 100 | 0 | 100 | 100 | 0 | 100
PG&E FRESNO | PGE Fresno | PGE | Manning | 500 |  | Solar |  |  | 1 | 0 | 0 | 0 | 0 | 0 | 0 | 0 | 0 | 0 | 0 | 0 | 0 | 0 | 278.6 | 278.6 | 1591 | 0 | 1591 | 1591 | 278.6 | 1869.6 | 0 | 278.6 | 278.6 | 1591 | 278.6 | 1869.6
PG&E GBA | PGE GBA | PGE | Manteca | 115 | 127 | Solar |  |  | 0 | 0 | 0 | 0 | 0 | 0 | 0 | 0 | 0 | 0 | 0 | 0 | 0 | 0 | 0 | 0 | 0 | 0 | 0 | 0 | 0 | 0 | 0 | 0 | 0 | 0 | 0 | 0
SDGE | SDGE Imperial | SDGE | Margarita | 138 | 187 | Solar |  |  | 1 | 0 | 0 | 0 | 0 | 0 | 0 | 0 | 0 | 0 | 0 | 0 | 0 | 0 | 0 | 0 | 94 | 0 | 94 | 94 | 0 | 94 | 0 | 0 | 0 | 94 | 0 | 94
PG&E GBA | PGE GBA | PGE | Martin | 230 | 3 | Solar |  |  | 0 | 0 | 0 | 0 | 0 | 0 | 0 | 0 | 0 | 0 | 0 | 0 | 0 | 0 | 0 | 0 | 0 | 0 | 0 | 0 | 0 | 0 | 0 | 0 | 0 | 0 | 0 | 0
PG&E GBA | PGE GBA | PGE | Martin | 115 | 31 | Solar |  |  | 0 | 0 | 0 | 0 | 0 | 0 | 0 | 0 | 0 | 0 | 0 | 0 | 0 | 0 | 0 | 0 | 0 | 0 | 0 | 0 | 0 | 0 | 0 | 0 | 0 | 0 | 0 | 0
PG&E GBA | PGE GBA | PGE | Martinez | 115 | 51 | Solar |  |  | 0 | 0 | 0 | 0 | 0 | 0 | 0 | 0 | 0 | 0 | 0 | 0 | 0 | 0 | 0 | 0 | 0 | 0 | 0 | 0 | 0 | 0 | 0 | 0 | 0 | 0 | 0 | 0
PG&E FRESNO | PGE Fresno | PGE | Mc Mullin | 230 | 117 | Solar |  |  | 0 | 0 | 0 | 0 | 0 | 0 | 0 | 0 | 0 | 0 | 0 | 0 | 0 | 0 | 0 | 0 | 0 | 0 | 0 | 0 | 0 | 0 | 0 | 0 | 0 | 0 | 0 | 0
PG&E FRESNO | PGE Fresno | PGE | McCall | 115 | 118 | Solar |  |  | 0 | 0 | 0 | 0 | 0 | 0 | 0 | 0 | 0 | 0 | 0 | 0 | 0 | 0 | 0 | 0 | 0 | 0 | 0 | 0 | 0 | 0 | 0 | 0 | 0 | 0 | 0 | 0
PG&E FRESNO | PGE Fresno | PGE | McCall | 230 | 117 | Solar |  |  | 0 | 0 | 0 | 0 | 0 | 0 | 0 | 0 | 0 | 0 | 0 | 0 | 0 | 0 | 0 | 0 | 0 | 0 | 0 | 0 | 0 | 0 | 0 | 0 | 0 | 0 | 0 | 0
PG&E GBA | PGE GBA | PGE | Meadow Lane | 115 | 1 | Solar |  |  | 0 | 0 | 0 | 0 | 0 | 0 | 0 | 0 | 0 | 0 | 0 | 0 | 0 | 0 | 0 | 0 | 0 | 0 | 0 | 0 | 0 | 0 | 0 | 0 | 0 | 0 | 0 | 0
PG&E GBA | PGE GBA | PGE | Melones | 115 | 44 | Solar |  |  | 0 | 0 | 0 | 0 | 0 | 0 | 0 | 0 | 0 | 0 | 0 | 0 | 0 | 0 | 0 | 0 | 0 | 0 | 0 | 0 | 0 | 0 | 0 | 0 | 0 | 0 | 0 | 0
PG&E GBA | PGE GBA | PGE | Melones | 230 | 44 | Solar |  |  | 0 | 0 | 0 | 0 | 0 | 0 | 0 | 0 | 0 | 0 | 0 | 0 | 0 | 0 | 0 | 0 | 0 | 0 | 0 | 0 | 0 | 0 | 0 | 0 | 0 | 0 | 0 | 0
SDGE | SDGE Imperial | SDGE | Melrose | 69 |  | Solar |  |  | 0 | 0 | 0 | 0 | 0 | 0 | 0 | 0 | 0 | 0 | 0 | 0 | 0 | 0 | 0 | 0 | 0 | 0 | 0 | 0 | 0 | 0 | 0 | 0 | 0 | 0 | 0 | 0
PG&E NGBA | PGE NGBA | PGE | Mendocino | 115 | 27 | Solar |  |  | 0 | 0 | 0 | 0 | 0 | 0 | 0 | 0 | 0 | 0 | 0 | 0 | 0 | 0 | 0 | 0 | 0 | 0 | 0 | 0 | 0 | 0 | 0 | 0 | 0 | 0 | 0 | 0
PG&E NGBA | PGE NGBA | PGE | Mendocino | 60 |  | Solar |  |  | 0 | 0 | 0 | 0 | 0 | 0 | 0 | 0 | 0 | 0 | 0 | 0 | 0 | 0 | 0 | 0 | 0 | 0 | 0 | 0 | 0 | 0 | 0 | 0 | 0 | 0 | 0 | 0
PG&E FRESNO | PGE Fresno | PGE | Mendota | 115 | 164 | Solar |  |  | 0 | 0 | 0 | 0 | 0 | 0 | 0 | 0 | 0 | 0 | 0 | 0 | 0 | 0 | 0 | 0 | 0 | 0 | 0 | 0 | 0 | 0 | 0 | 0 | 0 | 0 | 0 | 0
PG&E GBA | PGE GBA | PGE | Menlo | 60 |  | Solar |  |  | 0 | 0 | 0 | 0 | 0 | 0 | 0 | 0 | 0 | 0 | 0 | 0 | 0 | 0 | 0 | 0 | 0 | 0 | 0 | 0 | 0 | 0 | 0 | 0 | 0 | 0 | 0 | 0
PG&E FRESNO | PGE Fresno | PGE | Merced | 115 | 162 | Solar |  |  | 0 | 0 | 0 | 0 | 0 | 0 | 0 | 0 | 0 | 0 | 0 | 0 | 0 | 0 | 0 | 0 | 0 | 0 | 0 | 0 | 0 | 0 | 0 | 0 | 0 | 0 | 0 | 0
EOP | SCE EOP | SCE | Mercury | 138 | 177 | Solar |  |  | 0 | 0 | 0 | 0 | 0 | 0 | 0 | 0 | 0 | 0 | 0 | 0 | 0 | 0 | 0 | 0 | 0 | 0 | 0 | 0 | 0 | 0 | 0 | 0 | 0 | 0 | 0 | 0
PG&E FRESNO | PGE Fresno | PGE | Mercy Springs | 70 |  | Solar |  |  | 1 | 0 | 0 | 0 | 0 | 75 | 75 | 0 | 0 | 0 | 0 | 75 | 75 | 0 | 0 | 0 | 0 | 0 | 0 | 0 | 0 | 0 | 0 | 75 | 75 | 0 | 75 | 75
PG&E NGBA | PGE NGBA | PGE | Meridian | 60 |  | Solar |  |  | 0 | 0 | 0 | 0 | 0 | 0 | 0 | 0 | 0 | 0 | 0 | 0 | 0 | 0 | 0 | 0 | 0 | 0 | 0 | 0 | 0 | 0 | 0 | 0 | 0 | 0 | 0 | 0
PG&E KERN | PGE Kern | PGE | Mesa (PGE) | 115 | 111 | Solar |  |  | 0 | 0 | 0 | 0 | 0 | 0 | 0 | 0 | 0 | 0 | 0 | 0 | 0 | 0 | 0 | 0 | 0 | 0 | 0 | 0 | 0 | 0 | 0 | 0 | 0 | 0 | 0 | 0
PG&E KERN | PGE Kern | PGE | Mesa (PGE) | 230 | 122 | Solar |  |  | 0 | 0 | 0 | 0 | 0 | 0 | 0 | 0 | 0 | 0 | 0 | 0 | 0 | 0 | 0 | 0 | 0 | 0 | 0 | 0 | 0 | 0 | 0 | 0 | 0 | 0 | 0 | 0
SCE Metro | SCE Metro | SCE | Mesa (SCE) | 230 | 97 | Solar |  |  | 1 | 1.92 | 0 | 1.92 | 0 | 0 | 0 | 0 | 0 | 0 | 0 | 0 | 0 | 0 | 0 | 0 | 0 | 0 | 0 | 0 | 0 | 0 | 1.92 | 0 | 1.92 | 1.92 | 0 | 1.92
SCE Metro | SCE Metro | SCE | Mesa (SCE) | 500 | 97 | Solar |  |  | 0 | 0 | 0 | 0 | 0 | 0 | 0 | 0 | 0 | 0 | 0 | 0 | 0 | 0 | 0 | 0 | 0 | 0 | 0 | 0 | 0 | 0 | 0 | 0 | 0 | 0 | 0 | 0
SDGE | SDGE Imperial | SDGE | Mesa Heights | 69 |  | Solar |  |  | 0 | 0 | 0 | 0 | 0 | 0 | 0 | 0 | 0 | 0 | 0 | 0 | 0 | 0 | 0 | 0 | 0 | 0 | 0 | 0 | 0 | 0 | 0 | 0 | 0 | 0 | 0 | 0
PG&E GBA | PGE GBA | PGE | Metcalf | 115 | 11 | Solar |  |  | 0 | 0 | 0 | 0 | 0 | 0 | 0 | 0 | 0 | 0 | 0 | 0 | 0 | 0 | 0 | 0 | 0 | 0 | 0 | 0 | 0 | 0 | 0 | 0 | 0 | 0 | 0 | 0
PG&E GBA | PGE GBA | PGE | Metcalf | 230 | 11 | Solar |  |  | 0 | 0 | 0 | 0 | 0 | 0 | 0 | 0 | 0 | 0 | 0 | 0 | 0 | 0 | 0 | 0 | 0 | 0 | 0 | 0 | 0 | 0 | 0 | 0 | 0 | 0 | 0 | 0
PG&E GBA | PGE GBA | PGE | Metcalf | 500 | 77 | Solar |  |  | 0 | 0 | 0 | 0 | 0 | 0 | 0 | 0 | 0 | 0 | 0 | 0 | 0 | 0 | 0 | 0 | 0 | 0 | 0 | 0 | 0 | 0 | 0 | 0 | 0 | 0 | 0 | 0
PG&E KERN | PGE Kern | PGE | Midway | 115 | 112 | Solar |  |  | 0 | 0 | 0 | 0 | 0 | 0 | 0 | 0 | 0 | 0 | 0 | 0 | 0 | 0 | 0 | 0 | 0 | 0 | 0 | 0 | 0 | 0 | 0 | 0 | 0 | 0 | 0 | 0
PG&E KERN | PGE Kern | PGE | Midway | 230 | 102 | Solar |  |  | 0 | 0 | 0 | 0 | 0 | 0 | 0 | 0 | 0 | 0 | 0 | 0 | 0 | 0 | 0 | 0 | 0 | 0 | 0 | 0 | 0 | 0 | 0 | 0 | 0 | 0 | 0 | 0
PG&E KERN | PGE Kern | PGE | Midway | 500 | 73 | Solar |  |  | 1 | 0 | 0 | 0 | 0 | 0 | 0 | 0 | 0 | 0 | 0 | 0 | 0 | 400 | 160 | 560 | 0 | 0 | 0 | 400 | 160 | 560 | 400 | 160 | 560 | 400 | 160 | 560
SDGE | SDGE Imperial | SDGE | Miguel | 230 | 196 | Solar |  |  | 0 | 0 | 0 | 0 | 0 | 0 | 0 | 0 | 0 | 0 | 0 | 0 | 0 | 0 | 0 | 0 | 0 | 0 | 0 | 0 | 0 | 0 | 0 | 0 | 0 | 0 | 0 | 0
SDGE | SDGE Imperial | SDGE | Miguel | 500 | 196 | Solar |  |  | 0 | 0 | 0 | 0 | 0 | 0 | 0 | 0 | 0 | 0 | 0 | 0 | 0 | 0 | 0 | 0 | 0 | 0 | 0 | 0 | 0 | 0 | 0 | 0 | 0 | 0 | 0 | 0
SDGE | SDGE Imperial | SDGE | Miguel | 69 |  | Solar |  |  | 0 | 0 | 0 | 0 | 0 | 0 | 0 | 0 | 0 | 0 | 0 | 0 | 0 | 0 | 0 | 0 | 0 | 0 | 0 | 0 | 0 | 0 | 0 | 0 | 0 | 0 | 0 | 0
PG&E GBA | PGE GBA | PGE | Millbrae | 115 | 31 | Solar |  |  | 0 | 0 | 0 | 0 | 0 | 0 | 0 | 0 | 0 | 0 | 0 | 0 | 0 | 0 | 0 | 0 | 0 | 0 | 0 | 0 | 0 | 0 | 0 | 0 | 0 | 0 | 0 | 0
PG&E GBA | PGE GBA | PGE | Miller | 115 | 44 | Solar |  |  | 0 | 0 | 0 | 0 | 0 | 0 | 0 | 0 | 0 | 0 | 0 | 0 | 0 | 0 | 0 | 0 | 0 | 0 | 0 | 0 | 0 | 0 | 0 | 0 | 0 | 0 | 0 | 0
SCE Metro | SCE Metro | SCE | Mira Loma | 230 | 97 | Solar |  |  | 0 | 0 | 0 | 0 | 0 | 0 | 0 | 0 | 0 | 0 | 0 | 0 | 0 | 0 | 0 | 0 | 0 | 0 | 0 | 0 | 0 | 0 | 0 | 0 | 0 | 0 | 0 | 0
SCE Metro | SCE Metro | SCE | Mira Loma | 500 | 97 | Solar |  |  | 0 | 0 | 0 | 0 | 0 | 0 | 0 | 0 | 0 | 0 | 0 | 0 | 0 | 0 | 0 | 0 | 0 | 0 | 0 | 0 | 0 | 0 | 0 | 0 | 0 | 0 | 0 | 0
SCE Eastern | SCE Eastern | SCE | Mirage | 115 | 174 | Solar |  |  | 0 | 0 | 0 | 0 | 0 | 0 | 0 | 0 | 0 | 0 | 0 | 0 | 0 | 0 | 0 | 0 | 0 | 0 | 0 | 0 | 0 | 0 | 0 | 0 | 0 | 0 | 0 | 0
SCE Eastern | SCE Eastern | SCE | Mirage | 230 |  | Solar |  |  | 1 | 0 | 132 | 132 | 0 | 0 | 0 | 0 | 0 | 0 | 0 | 0 | 0 | 0 | 0 | 0 | 0 | 0 | 0 | 0 | 0 | 0 | 0 | 132 | 132 | 0 | 132 | 132
SDGE | SDGE Imperial | SDGE | Mission | 138 | 186 | Solar |  |  | 0 | 0 | 0 | 0 | 0 | 0 | 0 | 0 | 0 | 0 | 0 | 0 | 0 | 0 | 0 | 0 | 0 | 0 | 0 | 0 | 0 | 0 | 0 | 0 | 0 | 0 | 0 | 0
SDGE | SDGE Imperial | SDGE | Mission | 230 | 186 | Solar |  |  | 0 | 0 | 0 | 0 | 0 | 0 | 0 | 0 | 0 | 0 | 0 | 0 | 0 | 0 | 0 | 0 | 0 | 0 | 0 | 0 | 0 | 0 | 0 | 0 | 0 | 0 | 0 | 0
SDGE | SDGE Imperial | SDGE | Mission | 69 |  | Solar |  |  | 0 | 0 | 0 | 0 | 0 | 0 | 0 | 0 | 0 | 0 | 0 | 0 | 0 | 0 | 0 | 0 | 0 | 0 | 0 | 0 | 0 | 0 | 0 | 0 | 0 | 0 | 0 | 0
PG&E GBA | PGE GBA | PGE | Mi-Wuk | 115 | 44 | Solar |  |  | 0 | 0 | 0 | 0 | 0 | 0 | 0 | 0 | 0 | 0 | 0 | 0 | 0 | 0 | 0 | 0 | 0 | 0 | 0 | 0 | 0 | 0 | 0 | 0 | 0 | 0 | 0 | 0
EOP | SCE EOP | SCE | Mohave | 500 | 131 | Solar |  |  | 0 | 0 | 0 | 0 | 0 | 0 | 0 | 0 | 0 | 0 | 0 | 0 | 0 | 0 | 0 | 0 | 0 | 0 | 0 | 0 | 0 | 0 | 0 | 0 | 0 | 0 | 0 | 0
PG&E NGBA | PGE NGBA | PGE | Monroe | 115 | 27 | Solar |  |  | 0 | 0 | 0 | 0 | 0 | 0 | 0 | 0 | 0 | 0 | 0 | 0 | 0 | 0 | 0 | 0 | 0 | 0 | 0 | 0 | 0 | 0 | 0 | 0 | 0 | 0 | 0 | 0
SDGE | SDGE Imperial | SDGE | Monserate | 69 |  | Solar |  |  | 0 | 0 | 0 | 0 | 0 | 0 | 0 | 0 | 0 | 0 | 0 | 0 | 0 | 0 | 0 | 0 | 0 | 0 | 0 | 0 | 0 | 0 | 0 | 0 | 0 | 0 | 0 | 0
PG&E GBA | PGE GBA | PGE | Monta Vista | 115 | 80 | Solar |  |  | 0 | 0 | 0 | 0 | 0 | 0 | 0 | 0 | 0 | 0 | 0 | 0 | 0 | 0 | 0 | 0 | 0 | 0 | 0 | 0 | 0 | 0 | 0 | 0 | 0 | 0 | 0 | 0
PG&E GBA | PGE GBA | PGE | Monta Vista | 230 | 10 | Solar |  |  | 0 | 0 | 0 | 0 | 0 | 0 | 0 | 0 | 0 | 0 | 0 | 0 | 0 | 0 | 0 | 0 | 0 | 0 | 0 | 0 | 0 | 0 | 0 | 0 | 0 | 0 | 0 | 0
PG&E GBA | PGE GBA | PGE | Monta Vista | 60 |  | Solar |  |  | 0 | 0 | 0 | 0 | 0 | 0 | 0 | 0 | 0 | 0 | 0 | 0 | 0 | 0 | 0 | 0 | 0 | 0 | 0 | 0 | 0 | 0 | 0 | 0 | 0 | 0 | 0 | 0
PG&E NGBA | PGE NGBA | PGE | Monticello | 115 | 55 | Solar |  |  | 0 | 0 | 0 | 0 | 0 | 0 | 0 | 0 | 0 | 0 | 0 | 0 | 0 | 0 | 0 | 0 | 0 | 0 | 0 | 0 | 0 | 0 | 0 | 0 | 0 | 0 | 0 | 0
SCE Northern | SCE Northern | SCE | Moorpark | 230 | 157 | Solar |  |  | 0 | 0 | 0 | 0 | 0 | 0 | 0 | 0 | 0 | 0 | 0 | 0 | 0 | 0 | 0 | 0 | 0 | 0 | 0 | 0 | 0 | 0 | 0 | 0 | 0 | 0 | 0 | 0
SCE Northern | SCE Northern | SCE | Moorpark | 66 |  | Solar |  |  | 0 | 0 | 0 | 0 | 0 | 0 | 0 | 0 | 0 | 0 | 0 | 0 | 0 | 0 | 0 | 0 | 0 | 0 | 0 | 0 | 0 | 0 | 0 | 0 | 0 | 0 | 0 | 0
PG&E GBA | PGE GBA | PGE | Moraga | 115 | 6 | Solar |  |  | 0 | 0 | 0 | 0 | 0 | 0 | 0 | 0 | 0 | 0 | 0 | 0 | 0 | 0 | 0 | 0 | 0 | 0 | 0 | 0 | 0 | 0 | 0 | 0 | 0 | 0 | 0 | 0
PG&E GBA | PGE GBA | PGE | Moraga | 230 | 53 | Solar |  |  | 0 | 0 | 0 | 0 | 0 | 0 | 0 | 0 | 0 | 0 | 0 | 0 | 0 | 0 | 0 | 0 | 0 | 0 | 0 | 0 | 0 | 0 | 0 | 0 | 0 | 0 | 0 | 0
PG&E GBA | PGE GBA | PGE | Morgan Hill | 115 | 40 | Solar |  |  | 0 | 0 | 0 | 0 | 0 | 0 | 0 | 0 | 0 | 0 | 0 | 0 | 0 | 0 | 0 | 0 | 0 | 0 | 0 | 0 | 0 | 0 | 0 | 0 | 0 | 0 | 0 | 0
PG&E KERN | PGE Kern | PGE | Morro Bay | 115 | 111 | Solar |  |  | 0 | 0 | 0 | 0 | 0 | 0 | 0 | 0 | 0 | 0 | 0 | 0 | 0 | 0 | 0 | 0 | 0 | 0 | 0 | 0 | 0 | 0 | 0 | 0 | 0 | 0 | 0 | 0
PG&E KERN | PGE Kern | PGE | Morro Bay | 230 | 122 | Solar |  |  | 0 | 0 | 0 | 0 | 0 | 0 | 0 | 0 | 0 | 0 | 0 | 0 | 0 | 0 | 0 | 0 | 0 | 0 | 0 | 0 | 0 | 0 | 0 | 0 | 0 | 0 | 0 | 0
PG&E KERN | PGE Kern | PGE | Morro Bay | 500 | 98 | Solar |  |  | 1 | 0 | 0 | 0 | 0 | 0 | 0 | 0 | 0 | 0 | 0 | 0 | 0 | 600 | 1110 | 1710 | 0 | 0 | 0 | 600 | 1110 | 1710 | 600 | 1110 | 1710 | 600 | 1110 | 1710
PG&E GBA | PGE GBA | PGE | Moss Landing | 115 | 85 | Solar |  |  | 0 | 0 | 0 | 0 | 0 | 0 | 0 | 0 | 0 | 0 | 0 | 0 | 0 | 0 | 0 | 0 | 0 | 0 | 0 | 0 | 0 | 0 | 0 | 0 | 0 | 0 | 0 | 0
PG&E GBA | PGE GBA | PGE | Moss Landing | 230 | 85 | Solar |  |  | 0 | 0 | 0 | 0 | 0 | 0 | 0 | 0 | 0 | 0 | 0 | 0 | 0 | 0 | 0 | 0 | 0 | 0 | 0 | 0 | 0 | 0 | 0 | 0 | 0 | 0 | 0 | 0
PG&E GBA | PGE GBA | PGE | Moss Landing | 500 | 82 | Solar |  |  | 0 | 0 | 0 | 0 | 0 | 0 | 0 | 0 | 0 | 0 | 0 | 0 | 0 | 0 | 0 | 0 | 0 | 0 | 0 | 0 | 0 | 0 | 0 | 0 | 0 | 0 | 0 | 0
EOP | SCE EOP | SCE | Mountain Pass | 115 | 161 | Solar |  |  | 0 | 0 | 0 | 0 | 0 | 0 | 0 | 0 | 0 | 0 | 0 | 0 | 0 | 0 | 0 | 0 | 0 | 0 | 0 | 0 | 0 | 0 | 0 | 0 | 0 | 0 | 0 | 0
PG&E GBA | PGE GBA | PGE | Mountain View | 115 | 78 | Solar |  |  | 0 | 0 | 0 | 0 | 0 | 0 | 0 | 0 | 0 | 0 | 0 | 0 | 0 | 0 | 0 | 0 | 0 | 0 | 0 | 0 | 0 | 0 | 0 | 0 | 0 | 0 | 0 | 0
PG&E GBA | PGE GBA | PGE | Mt Eden | 115 | 3 | Solar |  |  | 0 | 0 | 0 | 0 | 0 | 0 | 0 | 0 | 0 | 0 | 0 | 0 | 0 | 0 | 0 | 0 | 0 | 0 | 0 | 0 | 0 | 0 | 0 | 0 | 0 | 0 | 0 | 0
PG&E KERN | PGE Kern | PGE | Mt Poso | 115 | 74 | Solar |  |  | 0 | 0 | 0 | 0 | 0 | 0 | 0 | 0 | 0 | 0 | 0 | 0 | 0 | 0 | 0 | 0 | 0 | 0 | 0 | 0 | 0 | 0 | 0 | 0 | 0 | 0 | 0 | 0
SDGE | SDGE Imperial | SDGE | Murray | 69 |  | Solar |  |  | 0 | 0 | 0 | 0 | 0 | 0 | 0 | 0 | 0 | 0 | 0 | 0 | 0 | 0 | 0 | 0 | 0 | 0 | 0 | 0 | 0 | 0 | 0 | 0 | 0 | 0 | 0 | 0
PG&E FRESNO | PGE Fresno | PGE | Mustang | 230 | 145 | Solar |  |  | 0 | 0 | 0 | 0 | 0 | 0 | 0 | 0 | 0 | 0 | 0 | 0 | 0 | 0 | 0 | 0 | 0 | 0 | 0 | 0 | 0 | 0 | 0 | 0 | 0 | 0 | 0 | 0
SCE Northern | SCE Northern | SCE | Neenach | 66 |  | Solar |  |  | 0 | 0 | 0 | 0 | 0 | 0 | 0 | 0 | 0 | 0 | 0 | 0 | 0 | 0 | 0 | 0 | 0 | 0 | 0 | 0 | 0 | 0 | 0 | 0 | 0 | 0 | 0 | 0
PG&E KERN | PGE Kern | PGE | New Sub - Gates - Midway (Proposed) | 230 | 93 | Solar |  |  | 1 | 0 | 0 | 0 | 0 | 440 | 440 | 0 | 0 | 0 | 0 | 440 | 440 | 1900 | 0 | 1900 | 0 | 0 | 0 | 1900 | 0 | 1900 | 1900 | 440 | 2340 | 1900 | 440 | 2340
PG&E KERN | PGE Kern | PGE | New Sub - Gates - Templeton (Proposed) | 230 | 130 | Solar |  |  | 1 | 0 | 0 | 0 | 0 | 0 | 0 | 0 | 0 | 0 | 0 | 0 | 0 | 0 | 600 | 600 | 0 | 0 | 0 | 0 | 600 | 600 | 0 | 600 | 600 | 0 | 600 | 600
SCE NOL | SCE NOL | SCE | New Sub - Kramer - Lugo (Proposed) | 230 | 160 | Solar |  |  | 0 | 0 | 0 | 0 | 0 | 0 | 0 | 0 | 0 | 0 | 0 | 0 | 0 | 0 | 0 | 0 | 0 | 0 | 0 | 0 | 0 | 0 | 0 | 0 | 0 | 0 | 0 | 0
PG&E FRESNO | PGE Fresno | PGE | New Sub - Los Banos - Midway (Proposed) | 500 | 73 | Solar |  |  | 0 | 0 | 0 | 0 | 0 | 0 | 0 | 0 | 0 | 0 | 0 | 0 | 0 | 0 | 0 | 0 | 0 | 0 | 0 | 0 | 0 | 0 | 0 | 0 | 0 | 0 | 0 | 0
SCE NOL | SCE NOL | SCE | New Sub - Lugo - Pisgah (Proposed) | 230 | 141 | Solar |  |  | 0 | 0 | 0 | 0 | 0 | 0 | 0 | 0 | 0 | 0 | 0 | 0 | 0 | 0 | 0 | 0 | 0 | 0 | 0 | 0 | 0 | 0 | 0 | 0 | 0 | 0 | 0 | 0
PG&E KERN | PGE Kern | PGE | New Sub - Midway - Wheeler Ridge (Proposed) | 230 | 93 | Solar |  |  | 1 | 150 | 0 | 150 | 0 | 0 | 0 | 0 | 0 | 0 | 0 | 0 | 0 | 1900 | 0 | 1900 | 0 | 0 | 0 | 1900 | 0 | 1900 | 2050 | 0 | 2050 | 2050 | 0 | 2050
PG&E NGBA | PGE NGBA | PGE | New Sub - Near existing Leavitt (PSREC) | 345 |  | Solar |  |  | 0 | 0 | 0 | 0 | 0 | 0 | 0 | 0 | 0 | 0 | 0 | 0 | 0 | 0 | 0 | 0 | 0 | 0 | 0 | 0 | 0 | 0 | 0 | 0 | 0 | 0 | 0 | 0
PG&E NGBA | PGE NGBA | PGE | New Sub - Near existing Madeline (NVE) | 345 |  | Solar |  |  | 0 | 0 | 0 | 0 | 0 | 0 | 0 | 0 | 0 | 0 | 0 | 0 | 0 | 0 | 0 | 0 | 0 | 0 | 0 | 0 | 0 | 0 | 0 | 0 | 0 | 0 | 0 | 0
SDGE | SDGE Imperial | SDGE | New Sub - North Gila - IV (Proposed) | 500 | 185 | Solar |  |  | 1 | 0 | 0 | 0 | 0 | 0 | 0 | 0 | 0 | 0 | 0 | 0 | 0 | 500 | 0 | 500 | 250 | 250 | 500 | 750 | 250 | 1000 | 500 | 0 | 500 | 750 | 250 | 1000
PG&E NGBA | PGE NGBA | PGE | New Sub - Pit 1 - Cottonwood (Proposed) | 230 | 2 | Solar |  |  | 0 | 0 | 0 | 0 | 0 | 0 | 0 | 0 | 0 | 0 | 0 | 0 | 0 | 0 | 0 | 0 | 0 | 0 | 0 | 0 | 0 | 0 | 0 | 0 | 0 | 0 | 0 | 0
PG&E GBA | PGE GBA | PGE | New Sub - Rancho Seco - Bellota (Proposed) | 230 | 15 | Solar |  |  | 0 | 0 | 0 | 0 | 0 | 0 | 0 | 0 | 0 | 0 | 0 | 0 | 0 | 0 | 0 | 0 | 0 | 0 | 0 | 0 | 0 | 0 | 0 | 0 | 0 | 0 | 0 | 0
SDGE | SDGE Imperial | SDGE | New Sub - Suncrest - Ocotillo (Proposed) | 500 | 183 | Solar |  |  | 0 | 0 | 0 | 0 | 0 | 0 | 0 | 0 | 0 | 0 | 0 | 0 | 0 | 0 | 0 | 0 | 0 | 0 | 0 | 0 | 0 | 0 | 0 | 0 | 0 | 0 | 0 | 0
PG&E FRESNO | PGE Fresno | PGE | New Sub - Westley - Quinto (Proposed) | 230 | 64 | Solar |  |  | 0 | 0 | 0 | 0 | 0 | 0 | 0 | 0 | 0 | 0 | 0 | 0 | 0 | 0 | 0 | 0 | 0 | 0 | 0 | 0 | 0 | 0 | 0 | 0 | 0 | 0 | 0 | 0
PG&E GBA | PGE GBA | PGE | Newark | 115 | 38 | Solar |  |  | 0 | 0 | 0 | 0 | 0 | 0 | 0 | 0 | 0 | 0 | 0 | 0 | 0 | 0 | 0 | 0 | 0 | 0 | 0 | 0 | 0 | 0 | 0 | 0 | 0 | 0 | 0 | 0
PG&E GBA | PGE GBA | PGE | Newark | 230 | 45 | Solar |  |  | 0 | 0 | 0 | 0 | 0 | 0 | 0 | 0 | 0 | 0 | 0 | 0 | 0 | 0 | 0 | 0 | 0 | 0 | 0 | 0 | 0 | 0 | 0 | 0 | 0 | 0 | 0 | 0
PG&E GBA | PGE GBA | PGE | Newark | 60 |  | Solar |  |  | 0 | 0 | 0 | 0 | 0 | 0 | 0 | 0 | 0 | 0 | 0 | 0 | 0 | 0 | 0 | 0 | 0 | 0 | 0 | 0 | 0 | 0 | 0 | 0 | 0 | 0 | 0 | 0
PG&E FRESNO | PGE Fresno | PGE | Newhall | 115 | 137 | Solar |  |  | 0 | 0 | 0 | 0 | 0 | 0 | 0 | 0 | 0 | 0 | 0 | 0 | 0 | 0 | 0 | 0 | 0 | 0 | 0 | 0 | 0 | 0 | 0 | 0 | 0 | 0 | 0 | 0
PG&E KERN | PGE Kern | PGE | Norco | 115 | 95 | Solar |  |  | 0 | 0 | 0 | 0 | 0 | 0 | 0 | 0 | 0 | 0 | 0 | 0 | 0 | 0 | 0 | 0 | 0 | 0 | 0 | 0 | 0 | 0 | 0 | 0 | 0 | 0 | 0 | 0
PG&E GBA | PGE GBA | PGE | Nortech | 115 | 13 | Solar |  |  | 1 | 0 | 0 | 0 | 0 | 0 | 0 | 0 | 0 | 0 | 0 | 0 | 0 | 0 | 0 | 0 | 80 | 0 | 80 | 80 | 0 | 80 | 0 | 0 | 0 | 80 | 0 | 80
SDGE | SDGE Imperial | SDGE | North City Metering | 138 | 186 | Solar |  |  | 0 | 0 | 0 | 0 | 0 | 0 | 0 | 0 | 0 | 0 | 0 | 0 | 0 | 0 | 0 | 0 | 0 | 0 | 0 | 0 | 0 | 0 | 0 | 0 | 0 | 0 | 0 | 0
PG&E GBA | PGE GBA | PGE | North Dublin | 230 | 42 | Solar |  |  | 0 | 0 | 0 | 0 | 0 | 0 | 0 | 0 | 0 | 0 | 0 | 0 | 0 | 0 | 0 | 0 | 0 | 0 | 0 | 0 | 0 | 0 | 0 | 0 | 0 | 0 | 0 | 0
SDGE | SDGE Arizona | SDGE | North Gila | 500 | 188 | Solar |  |  | 1 | 0 | 0 | 0 | 0 | 0 | 0 | 0 | 0 | 0 | 0 | 0 | 0 | 500 | 0 | 500 | 250 | 500 | 750 | 750 | 500 | 1250 | 500 | 0 | 500 | 750 | 500 | 1250
SCE Metro | SCE Metro | SCE | North of SONGS | 230 | 97 | Solar |  |  | 0 | 0 | 0 | 0 | 0 | 0 | 0 | 0 | 0 | 0 | 0 | 0 | 0 | 0 | 0 | 0 | 0 | 0 | 0 | 0 | 0 | 0 | 0 | 0 | 0 | 0 | 0 | 0
SCE Metro | SCE Metro | SCE | North of SONGS | 500 | 97 | Solar |  |  | 0 | 0 | 0 | 0 | 0 | 0 | 0 | 0 | 0 | 0 | 0 | 0 | 0 | 0 | 0 | 0 | 0 | 0 | 0 | 0 | 0 | 0 | 0 | 0 | 0 | 0 | 0 | 0
PG&E NGBA | PGE NGBA | PGE | Notre Dame | 115 | 1 | Solar |  |  | 0 | 0 | 0 | 0 | 0 | 0 | 0 | 0 | 0 | 0 | 0 | 0 | 0 | 0 | 0 | 0 | 0 | 0 | 0 | 0 | 0 | 0 | 0 | 0 | 0 | 0 | 0 | 0
PG&E GBA | PGE GBA | PGE | Oakland C | 115 | 56 | Solar |  |  | 1 | 0 | 0 | 0 | 0 | 0 | 0 | 0 | 0 | 0 | 0 | 0 | 0 | 0 | 200 | 200 | 0 | 0 | 0 | 0 | 200 | 200 | 0 | 200 | 200 | 0 | 200 | 200
PG&E GBA | PGE GBA | PGE | Oakland J | 115 | 6 | Solar |  |  | 0 | 0 | 0 | 0 | 0 | 0 | 0 | 0 | 0 | 0 | 0 | 0 | 0 | 0 | 0 | 0 | 0 | 0 | 0 | 0 | 0 | 0 | 0 | 0 | 0 | 0 | 0 | 0
PG&E GBA | PGE GBA | PGE | Oakland L | 115 | 6 | Solar |  |  | 0 | 0 | 0 | 0 | 0 | 0 | 0 | 0 | 0 | 0 | 0 | 0 | 0 | 0 | 0 | 0 | 0 | 0 | 0 | 0 | 0 | 0 | 0 | 0 | 0 | 0 | 0 | 0
PG&E GBA | PGE GBA | PGE | Oakland X | 115 | 6 | Solar |  |  | 1 | 0 | 0 | 0 | 0 | 0 | 0 | 0 | 0 | 0 | 0 | 0 | 0 | 0 | 100 | 100 | 0 | 0 | 0 | 0 | 100 | 100 | 0 | 100 | 100 | 0 | 100 | 100
SDGE | SDGE Imperial | SDGE | Ocean Ranch | 69 |  | Solar |  |  | 0 | 0 | 0 | 0 | 0 | 0 | 0 | 0 | 0 | 0 | 0 | 0 | 0 | 0 | 0 | 0 | 0 | 0 | 0 | 0 | 0 | 0 | 0 | 0 | 0 | 0 | 0 | 0
PG&E KERN | PGE Kern | PGE | Oceano | 115 | 111 | Solar |  |  | 0 | 0 | 0 | 0 | 0 | 0 | 0 | 0 | 0 | 0 | 0 | 0 | 0 | 0 | 0 | 0 | 0 | 0 | 0 | 0 | 0 | 0 | 0 | 0 | 0 | 0 | 0 | 0
SDGE | SDGE Imperial | SDGE | Ocotillo Express | 500 | 194 | Solar |  |  | 0 | 0 | 0 | 0 | 0 | 0 | 0 | 0 | 0 | 0 | 0 | 0 | 0 | 0 | 0 | 0 | 0 | 0 | 0 | 0 | 0 | 0 | 0 | 0 | 0 | 0 | 0 | 0
PG&E KERN | PGE Kern | PGE | Old River | 70 |  | Solar |  |  | 0 | 0 | 0 | 0 | 0 | 0 | 0 | 0 | 0 | 0 | 0 | 0 | 0 | 0 | 0 | 0 | 0 | 0 | 0 | 0 | 0 | 0 | 0 | 0 | 0 | 0 | 0 | 0
SDGE | SDGE Imperial | SDGE | Old Town | 230 | 171 | Solar |  |  | 0 | 0 | 0 | 0 | 0 | 0 | 0 | 0 | 0 | 0 | 0 | 0 | 0 | 0 | 0 | 0 | 0 | 0 | 0 | 0 | 0 | 0 | 0 | 0 | 0 | 0 | 0 | 0
SCE Metro | SCE Metro | SCE | Olinda | 230 | 97 | Solar |  |  | 0 | 0 | 0 | 0 | 0 | 0 | 0 | 0 | 0 | 0 | 0 | 0 | 0 | 0 | 0 | 0 | 0 | 0 | 0 | 0 | 0 | 0 | 0 | 0 | 0 | 0 | 0 | 0
PG&E FRESNO | PGE Fresno | PGE | Olive | 115 | 119 | Solar |  |  | 1 | 40 | 0 | 40 | 0 | 0 | 0 | 0 | 0 | 0 | 0 | 0 | 0 | 0 | 0 | 0 | 0 | 0 | 0 | 0 | 0 | 0 | 40 | 0 | 40 | 40 | 0 | 40
PG&E NGBA | PGE NGBA | PGE | Olivehurst | 115 | 22 | Solar |  |  | 0 | 0 | 0 | 0 | 0 | 0 | 0 | 0 | 0 | 0 | 0 | 0 | 0 | 0 | 0 | 0 | 0 | 0 | 0 | 0 | 0 | 0 | 0 | 0 | 0 | 0 | 0 | 0
PG&E NGBA | PGE NGBA | PGE | Oregon Trail | 60 |  | Solar |  |  | 0 | 0 | 0 | 0 | 0 | 0 | 0 | 0 | 0 | 0 | 0 | 0 | 0 | 0 | 0 | 0 | 0 | 0 | 0 | 0 | 0 | 0 | 0 | 0 | 0 | 0 | 0 | 0
SCE Northern | SCE Northern | SCE | Ormond Beach | 230 | 157 | Solar |  |  | 0 | 0 | 0 | 0 | 0 | 0 | 0 | 0 | 0 | 0 | 0 | 0 | 0 | 0 | 0 | 0 | 0 | 0 | 0 | 0 | 0 | 0 | 0 | 0 | 0 | 0 | 0 | 0
PG&E FRESNO | PGE Fresno | PGE | Oro Loma | 115 | 123 | Solar |  |  | 1 | 0 | 0 | 0 | 0 | 0 | 0 | 0 | 0 | 0 | 0 | 0 | 0 | 100 | 0 | 100 | 0 | 0 | 0 | 100 | 0 | 100 | 100 | 0 | 100 | 100 | 0 | 100
PG&E FRESNO | PGE Fresno | PGE | Oro Loma | 70 |  | Solar |  |  | 0 | 0 | 0 | 0 | 0 | 0 | 0 | 0 | 0 | 0 | 0 | 0 | 0 | 0 | 0 | 0 | 0 | 0 | 0 | 0 | 0 | 0 | 0 | 0 | 0 | 0 | 0 | 0
PG&E FRESNO | PGE Fresno | PGE | Orosi | 70 |  | Solar |  |  | 0 | 0 | 0 | 0 | 0 | 0 | 0 | 0 | 0 | 0 | 0 | 0 | 0 | 0 | 0 | 0 | 0 | 0 | 0 | 0 | 0 | 0 | 0 | 0 | 0 | 0 | 0 | 0
SDGE | SDGE Imperial | SDGE | Otay | 69 |  | Solar |  |  | 0 | 0 | 0 | 0 | 0 | 0 | 0 | 0 | 0 | 0 | 0 | 0 | 0 | 0 | 0 | 0 | 0 | 0 | 0 | 0 | 0 | 0 | 0 | 0 | 0 | 0 | 0 | 0
SDGE | SDGE Imperial | SDGE | Otay Mesa | 230 | 197 | Solar |  |  | 0 | 0 | 0 | 0 | 0 | 0 | 0 | 0 | 0 | 0 | 0 | 0 | 0 | 0 | 0 | 0 | 0 | 0 | 0 | 0 | 0 | 0 | 0 | 0 | 0 | 0 | 0 | 0
PG&E FRESNO | PGE Fresno | PGE | Padre Flats SW STA | 230 | 71 | Solar |  |  | 1 | 0 | 0 | 0 | 0 | 0 | 0 | 0 | 0 | 0 | 0 | 0 | 0 | 400 | 0 | 400 | 0 | 0 | 0 | 400 | 0 | 400 | 400 | 0 | 400 | 400 | 0 | 400
EOP | SCE EOP | SCE | Pahrump | 138 | 177 | Solar |  |  | 0 | 0 | 0 | 0 | 0 | 0 | 0 | 0 | 0 | 0 | 0 | 0 | 0 | 0 | 0 | 0 | 0 | 0 | 0 | 0 | 0 | 0 | 0 | 0 | 0 | 0 | 0 | 0
EOP | SCE EOP | SCE | Pahrump | 230 | 177 | Solar |  |  | 0 | 0 | 0 | 0 | 0 | 0 | 0 | 0 | 0 | 0 | 0 | 0 | 0 | 0 | 0 | 0 | 0 | 0 | 0 | 0 | 0 | 0 | 0 | 0 | 0 | 0 | 0 | 0
SDGE | SDGE Imperial | SDGE | Pala | 69 |  | Solar |  |  | 0 | 0 | 0 | 0 | 0 | 0 | 0 | 0 | 0 | 0 | 0 | 0 | 0 | 0 | 0 | 0 | 0 | 0 | 0 | 0 | 0 | 0 | 0 | 0 | 0 | 0 | 0 | 0
PG&E NGBA | PGE NGBA | PGE | Palermo | 115 | 22 | Solar |  |  | 0 | 0 | 0 | 0 | 0 | 0 | 0 | 0 | 0 | 0 | 0 | 0 | 0 | 0 | 0 | 0 | 0 | 0 | 0 | 0 | 0 | 0 | 0 | 0 | 0 | 0 | 0 | 0
PG&E NGBA | PGE NGBA | PGE | Palermo | 230 | 19 | Solar |  |  | 0 | 0 | 0 | 0 | 0 | 0 | 0 | 0 | 0 | 0 | 0 | 0 | 0 | 0 | 0 | 0 | 0 | 0 | 0 | 0 | 0 | 0 | 0 | 0 | 0 | 0 | 0 | 0
SCE Eastern | SCE Arizona | SCE | Palo Verde | 500 | 176 | Solar |  |  | 0 | 0 | 0 | 0 | 0 | 0 | 0 | 0 | 0 | 0 | 0 | 0 | 0 | 0 | 0 | 0 | 0 | 0 | 0 | 0 | 0 | 0 | 0 | 0 | 0 | 0 | 0 | 0
SDGE | SDGE Imperial | SDGE | Palomar Energy | 230 | 195 | Solar |  |  | 0 | 0 | 0 | 0 | 0 | 0 | 0 | 0 | 0 | 0 | 0 | 0 | 0 | 0 | 0 | 0 | 0 | 0 | 0 | 0 | 0 | 0 | 0 | 0 | 0 | 0 | 0 | 0
PG&E KERN | PGE Kern | PGE | Panama | 70 |  | Solar |  |  | 0 | 0 | 0 | 0 | 0 | 0 | 0 | 0 | 0 | 0 | 0 | 0 | 0 | 0 | 0 | 0 | 0 | 0 | 0 | 0 | 0 | 0 | 0 | 0 | 0 | 0 | 0 | 0
PG&E FRESNO | PGE Fresno | PGE | Panoche | 115 | 128 | Solar |  |  | 0 | 0 | 0 | 0 | 0 | 0 | 0 | 0 | 0 | 0 | 0 | 0 | 0 | 0 | 0 | 0 | 0 | 0 | 0 | 0 | 0 | 0 | 0 | 0 | 0 | 0 | 0 | 0
PG&E FRESNO | PGE Fresno | PGE | Panoche | 230 | 94 | Solar |  |  | 0 | 0 | 0 | 0 | 0 | 0 | 0 | 0 | 0 | 0 | 0 | 0 | 0 | 0 | 0 | 0 | 0 | 0 | 0 | 0 | 0 | 0 | 0 | 0 | 0 | 0 | 0 | 0
SCE Northern | SCE Northern | SCE | Pardee | 230 | 151 | Solar |  |  | 1 | 0 | 0 | 0 | 0 | 0 | 0 | 0 | 0 | 0 | 0 | 0 | 0 | 700 | 0 | 700 | 0 | 0 | 0 | 700 | 0 | 700 | 700 | 0 | 700 | 700 | 0 | 700
PG&E NGBA | PGE NGBA | PGE | Parkway | 230 | 30 | Solar |  |  | 0 | 0 | 0 | 0 | 0 | 0 | 0 | 0 | 0 | 0 | 0 | 0 | 0 | 0 | 0 | 0 | 0 | 0 | 0 | 0 | 0 | 0 | 0 | 0 | 0 | 0 | 0 | 0
SCE Northern | SCE Northern | SCE | Pastoria | 230 | 159 | Solar |  |  | 1 | 0 | 0 | 0 | 0 | 105 | 105 | 0 | 0 | 0 | 0 | 105 | 105 | 0 | 0 | 0 | 0 | 0 | 0 | 0 | 0 | 0 | 0 | 105 | 105 | 0 | 105 | 105
SCE Metro | SCE Metro | SCE | Pauda | 230 |  | Solar |  |  | 0 | 0 | 0 | 0 | 0 | 0 | 0 | 0 | 0 | 0 | 0 | 0 | 0 | 0 | 0 | 0 | 0 | 0 | 0 | 0 | 0 | 0 | 0 | 0 | 0 | 0 | 0 | 0
PG&E GBA | PGE GBA | PGE | Paul Sweet | 115 | 14 | Solar |  |  | 0 | 0 | 0 | 0 | 0 | 0 | 0 | 0 | 0 | 0 | 0 | 0 | 0 | 0 | 0 | 0 | 0 | 0 | 0 | 0 | 0 | 0 | 0 | 0 | 0 | 0 | 0 | 0
PG&E NGBA | PGE NGBA | PGE | Peabody | 230 | 52 | Solar |  |  | 0 | 0 | 0 | 0 | 0 | 0 | 0 | 0 | 0 | 0 | 0 | 0 | 0 | 0 | 0 | 0 | 0 | 0 | 0 | 0 | 0 | 0 | 0 | 0 | 0 | 0 | 0 | 0
PG&E NGBA | PGE NGBA | PGE | Pease | 115 | 22 | Solar |  |  | 0 | 0 | 0 | 0 | 0 | 0 | 0 | 0 | 0 | 0 | 0 | 0 | 0 | 0 | 0 | 0 | 0 | 0 | 0 | 0 | 0 | 0 | 0 | 0 | 0 | 0 | 0 | 0
PG&E NGBA | PGE NGBA | PGE | Pease | 60 |  | Solar |  |  | 0 | 0 | 0 | 0 | 0 | 0 | 0 | 0 | 0 | 0 | 0 | 0 | 0 | 0 | 0 | 0 | 0 | 0 | 0 | 0 | 0 | 0 | 0 | 0 | 0 | 0 | 0 | 0
SDGE | SDGE Imperial | SDGE | Penasquitos | 138 | 171 | Solar |  |  | 0 | 0 | 0 | 0 | 0 | 0 | 0 | 0 | 0 | 0 | 0 | 0 | 0 | 0 | 0 | 0 | 0 | 0 | 0 | 0 | 0 | 0 | 0 | 0 | 0 | 0 | 0 | 0
SDGE | SDGE Imperial | SDGE | Penasquitos | 230 | 171 | Solar |  |  | 0 | 0 | 0 | 0 | 0 | 0 | 0 | 0 | 0 | 0 | 0 | 0 | 0 | 0 | 0 | 0 | 0 | 0 | 0 | 0 | 0 | 0 | 0 | 0 | 0 | 0 | 0 | 0
SDGE | SDGE Imperial | SDGE | Penasquitos | 69 |  | Solar |  |  | 0 | 0 | 0 | 0 | 0 | 0 | 0 | 0 | 0 | 0 | 0 | 0 | 0 | 0 | 0 | 0 | 0 | 0 | 0 | 0 | 0 | 0 | 0 | 0 | 0 | 0 | 0 | 0
SDGE | SDGE Imperial | SDGE | Pendleton | 69 |  | Solar |  |  | 0 | 0 | 0 | 0 | 0 | 0 | 0 | 0 | 0 | 0 | 0 | 0 | 0 | 0 | 0 | 0 | 0 | 0 | 0 | 0 | 0 | 0 | 0 | 0 | 0 | 0 | 0 | 0
PG&E NGBA | PGE NGBA | PGE | Penngrove | 115 | 27 | Solar |  |  | 0 | 0 | 0 | 0 | 0 | 0 | 0 | 0 | 0 | 0 | 0 | 0 | 0 | 0 | 0 | 0 | 0 | 0 | 0 | 0 | 0 | 0 | 0 | 0 | 0 | 0 | 0 | 0
PG&E GBA | PGE GBA | PGE | Peoria | 115 | 44 | Solar |  |  | 0 | 0 | 0 | 0 | 0 | 0 | 0 | 0 | 0 | 0 | 0 | 0 | 0 | 0 | 0 | 0 | 0 | 0 | 0 | 0 | 0 | 0 | 0 | 0 | 0 | 0 | 0 | 0
PG&E GBA | PGE GBA | PGE | Piercy | 115 | 11 | Solar |  |  | 0 | 0 | 0 | 0 | 0 | 0 | 0 | 0 | 0 | 0 | 0 | 0 | 0 | 0 | 0 | 0 | 0 | 0 | 0 | 0 | 0 | 0 | 0 | 0 | 0 | 0 | 0 | 0
PG&E FRESNO | PGE Fresno | PGE | Pine Flat | 230 | 117 | Solar |  |  | 0 | 0 | 0 | 0 | 0 | 0 | 0 | 0 | 0 | 0 | 0 | 0 | 0 | 0 | 0 | 0 | 0 | 0 | 0 | 0 | 0 | 0 | 0 | 0 | 0 | 0 | 0 | 0
SCE NOL | SCE NOL | SCE | Pisgah | 230 | 141 | Solar |  |  | 1 | 0 | 0 | 0 | 0 | 0 | 0 | 0 | 0 | 0 | 0 | 0 | 0 | 0 | 0 | 0 | 217 | 0 | 217 | 217 | 0 | 217 | 0 | 0 | 0 | 217 | 0 | 217
PG&E NGBA | PGE NGBA | PGE | Pit 1 | 230 | 2 | Solar |  |  | 0 | 0 | 0 | 0 | 0 | 0 | 0 | 0 | 0 | 0 | 0 | 0 | 0 | 0 | 0 | 0 | 0 | 0 | 0 | 0 | 0 | 0 | 0 | 0 | 0 | 0 | 0 | 0
PG&E NGBA | PGE NGBA | PGE | Pit 1 | 60 |  | Solar |  |  | 0 | 0 | 0 | 0 | 0 | 0 | 0 | 0 | 0 | 0 | 0 | 0 | 0 | 0 | 0 | 0 | 0 | 0 | 0 | 0 | 0 | 0 | 0 | 0 | 0 | 0 | 0 | 0
PG&E NGBA | PGE NGBA | PGE | Pit 3 | 230 | 2 | Solar |  |  | 0 | 0 | 0 | 0 | 0 | 0 | 0 | 0 | 0 | 0 | 0 | 0 | 0 | 0 | 0 | 0 | 0 | 0 | 0 | 0 | 0 | 0 | 0 | 0 | 0 | 0 | 0 | 0
PG&E NGBA | PGE NGBA | PGE | Pit 4 | 230 | 1 | Solar |  |  | 0 | 0 | 0 | 0 | 0 | 0 | 0 | 0 | 0 | 0 | 0 | 0 | 0 | 0 | 0 | 0 | 0 | 0 | 0 | 0 | 0 | 0 | 0 | 0 | 0 | 0 | 0 | 0
PG&E GBA | PGE GBA | PGE | Pittsburg | 115 | 49 | Solar |  |  | 0 | 0 | 0 | 0 | 0 | 0 | 0 | 0 | 0 | 0 | 0 | 0 | 0 | 0 | 0 | 0 | 0 | 0 | 0 | 0 | 0 | 0 | 0 | 0 | 0 | 0 | 0 | 0
PG&E GBA | PGE GBA | PGE | Pittsburg | 230 | 51 | Solar |  |  | 0 | 0 | 0 | 0 | 0 | 0 | 0 | 0 | 0 | 0 | 0 | 0 | 0 | 0 | 0 | 0 | 0 | 0 | 0 | 0 | 0 | 0 | 0 | 0 | 0 | 0 | 0 | 0
PG&E NGBA | PGE NGBA | PGE | Pleasant Grove | 115 | 23 | Solar |  |  | 0 | 0 | 0 | 0 | 0 | 0 | 0 | 0 | 0 | 0 | 0 | 0 | 0 | 0 | 0 | 0 | 0 | 0 | 0 | 0 | 0 | 0 | 0 | 0 | 0 | 0 | 0 | 0
PG&E NGBA | PGE NGBA | PGE | POE | 230 | 24 | Solar |  |  | 0 | 0 | 0 | 0 | 0 | 0 | 0 | 0 | 0 | 0 | 0 | 0 | 0 | 0 | 0 | 0 | 0 | 0 | 0 | 0 | 0 | 0 | 0 | 0 | 0 | 0 | 0 | 0
SDGE | SDGE Imperial | SDGE | Point Loma | 69 |  | Solar |  |  | 0 | 0 | 0 | 0 | 0 | 0 | 0 | 0 | 0 | 0 | 0 | 0 | 0 | 0 | 0 | 0 | 0 | 0 | 0 | 0 | 0 | 0 | 0 | 0 | 0 | 0 | 0 | 0
SDGE | SDGE Imperial | SDGE | Pomerado | 69 |  | Solar |  |  | 0 | 0 | 0 | 0 | 0 | 0 | 0 | 0 | 0 | 0 | 0 | 0 | 0 | 0 | 0 | 0 | 0 | 0 | 0 | 0 | 0 | 0 | 0 | 0 | 0 | 0 | 0 | 0
PG&E KERN | PGE Kern | PGE | Poso Mountain | 115 | 101 | Solar |  |  | 1 | 0 | 0 | 0 | 0 | 0 | 0 | 0 | 0 | 0 | 0 | 0 | 0 | 100 | 100 | 200 | 0 | 0 | 0 | 100 | 100 | 200 | 100 | 100 | 200 | 100 | 100 | 200
EOP | SCE EOP | SCE | Primm | 230 | 161 | Solar |  |  | 0 | 0 | 0 | 0 | 0 | 0 | 0 | 0 | 0 | 0 | 0 | 0 | 0 | 0 | 0 | 0 | 0 | 0 | 0 | 0 | 0 | 0 | 0 | 0 | 0 | 0 | 0 | 0
PG&E NGBA | PGE NGBA | PGE | Putah Creek | 115 | 39 | Solar |  |  | 0 | 0 | 0 | 0 | 0 | 0 | 0 | 0 | 0 | 0 | 0 | 0 | 0 | 0 | 0 | 0 | 0 | 0 | 0 | 0 | 0 | 0 | 0 | 0 | 0 | 0 | 0 | 0
SDGE | SDGE Imperial | SDGE | Q1806 | 138 | 178 | Solar |  |  | 0 | 0 | 0 | 0 | 0 | 0 | 0 | 0 | 0 | 0 | 0 | 0 | 0 | 0 | 0 | 0 | 0 | 0 | 0 | 0 | 0 | 0 | 0 | 0 | 0 | 0 | 0 | 0
PG&E FRESNO | PGE Fresno | PGE | Quinto | 230 | 71 | Solar |  |  | 1 | 0 | 0 | 0 | 0 | 0 | 0 | 0 | 0 | 0 | 0 | 0 | 0 | 0 | 0 | 0 | 375 | 0 | 375 | 375 | 0 | 375 | 0 | 0 | 0 | 375 | 0 | 375
PG&E GBA | PGE GBA | PGE | Race Track | 115 | 44 | Solar |  |  | 0 | 0 | 0 | 0 | 0 | 0 | 0 | 0 | 0 | 0 | 0 | 0 | 0 | 0 | 0 | 0 | 0 | 0 | 0 | 0 | 0 | 0 | 0 | 0 | 0 | 0 | 0 | 0
SDGE | SDGE Imperial | SDGE | Rancho Mission Viejo | 138 | 187 | Solar |  |  | 0 | 0 | 0 | 0 | 0 | 0 | 0 | 0 | 0 | 0 | 0 | 0 | 0 | 0 | 0 | 0 | 0 | 0 | 0 | 0 | 0 | 0 | 0 | 0 | 0 | 0 | 0 | 0
PG&E GBA | PGE GBA | PGE | Rancho Seco | 230 | 15 | Solar |  |  | 0 | 0 | 0 | 0 | 0 | 0 | 0 | 0 | 0 | 0 | 0 | 0 | 0 | 0 | 0 | 0 | 0 | 0 | 0 | 0 | 0 | 0 | 0 | 0 | 0 | 0 | 0 | 0
SCE Metro | SCE Metro | SCE | Rancho Vista | 230 | 97 | Solar |  |  | 0 | 0 | 0 | 0 | 0 | 0 | 0 | 0 | 0 | 0 | 0 | 0 | 0 | 0 | 0 | 0 | 0 | 0 | 0 | 0 | 0 | 0 | 0 | 0 | 0 | 0 | 0 | 0
SCE Metro | SCE Metro | SCE | Rancho Vista | 500 | 97 | Solar |  |  | 0 | 0 | 0 | 0 | 0 | 0 | 0 | 0 | 0 | 0 | 0 | 0 | 0 | 0 | 0 | 0 | 0 | 0 | 0 | 0 | 0 | 0 | 0 | 0 | 0 | 0 | 0 | 0
SCE NOL | SCE NOL | SCE | Ransburg | 115 |  | Solar |  |  | 0 | 0 | 0 | 0 | 0 | 0 | 0 | 0 | 0 | 0 | 0 | 0 | 0 | 0 | 0 | 0 | 0 | 0 | 0 | 0 | 0 | 0 | 0 | 0 | 0 | 0 | 0 | 0
PG&E GBA | PGE GBA | PGE | Ravenswood | 115 | 6 | Solar |  |  | 0 | 0 | 0 | 0 | 0 | 0 | 0 | 0 | 0 | 0 | 0 | 0 | 0 | 0 | 0 | 0 | 0 | 0 | 0 | 0 | 0 | 0 | 0 | 0 | 0 | 0 | 0 | 0
PG&E GBA | PGE GBA | PGE | Ravenswood | 230 | 6 | Solar |  |  | 1 | 0 | 0 | 0 | 0 | 0 | 0 | 0 | 0 | 0 | 0 | 0 | 0 | 0 | 100 | 100 | 0 | 0 | 0 | 0 | 100 | 100 | 0 | 100 | 100 | 0 | 100 | 100
SCE Northern | SCE Northern | SCE | Rector | 230 | 153 | Solar |  |  | 0 | 0 | 0 | 0 | 0 | 0 | 0 | 0 | 0 | 0 | 0 | 0 | 0 | 0 | 0 | 0 | 0 | 0 | 0 | 0 | 0 | 0 | 0 | 0 | 0 | 0 | 0 | 0
SCE Eastern | SCE Eastern | SCE | Red Bluff | 230 | 179 | Solar |  |  | 1 | 0 | 463 | 463 | 0 | 0 | 0 | 0 | 0 | 0 | 0 | 0 | 0 | 0 | 200 | 200 | 0 | 0 | 0 | 0 | 200 | 200 | 0 | 663 | 663 | 0 | 663 | 663
SCE Eastern | SCE Eastern | SCE | Red Bluff | 500 | 172 | Solar |  |  | 1 | 0 | 0 | 0 | 175 | 0 | 175 | 0 | 0 | 0 | 175 | 0 | 175 | 0 | 400 | 400 | 0 | 0 | 0 | 0 | 400 | 400 | 175 | 400 | 575 | 175 | 400 | 575
PG&E NGBA | PGE NGBA | PGE | Redbud | 115 | 27 | Solar |  |  | 0 | 0 | 0 | 0 | 0 | 0 | 0 | 0 | 0 | 0 | 0 | 0 | 0 | 0 | 0 | 0 | 0 | 0 | 0 | 0 | 0 | 0 | 0 | 0 | 0 | 0 | 0 | 0
SCE Metro | SCE Metro | SCE | Redondo | 230 | 97 | Solar |  |  | 0 | 0 | 0 | 0 | 0 | 0 | 0 | 0 | 0 | 0 | 0 | 0 | 0 | 0 | 0 | 0 | 0 | 0 | 0 | 0 | 0 | 0 | 0 | 0 | 0 | 0 | 0 | 0
PG&E FRESNO | PGE Fresno | PGE | Reedley | 115 | 142 | Solar |  |  | 0 | 0 | 0 | 0 | 0 | 0 | 0 | 0 | 0 | 0 | 0 | 0 | 0 | 0 | 0 | 0 | 0 | 0 | 0 | 0 | 0 | 0 | 0 | 0 | 0 | 0 | 0 | 0
PG&E KERN | PGE Kern | PGE | Renfro | 115 | 83 | Solar |  |  | 0 | 0 | 0 | 0 | 0 | 0 | 0 | 0 | 0 | 0 | 0 | 0 | 0 | 0 | 0 | 0 | 0 | 0 | 0 | 0 | 0 | 0 | 0 | 0 | 0 | 0 | 0 | 0
PG&E GBA | PGE GBA | PGE | Richmond R | 115 | 56 | Solar |  |  | 0 | 0 | 0 | 0 | 0 | 0 | 0 | 0 | 0 | 0 | 0 | 0 | 0 | 0 | 0 | 0 | 0 | 0 | 0 | 0 | 0 | 0 | 0 | 0 | 0 | 0 | 0 | 0
PG&E NGBA | PGE NGBA | PGE | Rincon | 115 | 55 | Solar |  |  | 0 | 0 | 0 | 0 | 0 | 0 | 0 | 0 | 0 | 0 | 0 | 0 | 0 | 0 | 0 | 0 | 0 | 0 | 0 | 0 | 0 | 0 | 0 | 0 | 0 | 0 | 0 | 0
PG&E KERN | PGE Kern | PGE | Rio Bravo | 115 | 83 | Solar |  |  | 0 | 0 | 0 | 0 | 0 | 0 | 0 | 0 | 0 | 0 | 0 | 0 | 0 | 0 | 0 | 0 | 0 | 0 | 0 | 0 | 0 | 0 | 0 | 0 | 0 | 0 | 0 | 0
SCE Metro | SCE Metro | SCE | Rio Hondo | 230 | 97 | Solar |  |  | 0 | 0 | 0 | 0 | 0 | 0 | 0 | 0 | 0 | 0 | 0 | 0 | 0 | 0 | 0 | 0 | 0 | 0 | 0 | 0 | 0 | 0 | 0 | 0 | 0 | 0 | 0 | 0
PG&E NGBA | PGE NGBA | PGE | Rio Oso | 115 | 24 | Solar |  |  | 0 | 0 | 0 | 0 | 0 | 0 | 0 | 0 | 0 | 0 | 0 | 0 | 0 | 0 | 0 | 0 | 0 | 0 | 0 | 0 | 0 | 0 | 0 | 0 | 0 | 0 | 0 | 0
PG&E NGBA | PGE NGBA | PGE | Rio Oso | 230 | 24 | Solar |  |  | 0 | 0 | 0 | 0 | 0 | 0 | 0 | 0 | 0 | 0 | 0 | 0 | 0 | 0 | 0 | 0 | 0 | 0 | 0 | 0 | 0 | 0 | 0 | 0 | 0 | 0 | 0 | 0
PG&E GBA | PGE GBA | PGE | Ripon | 115 | 54 | Solar |  |  | 0 | 0 | 0 | 0 | 0 | 0 | 0 | 0 | 0 | 0 | 0 | 0 | 0 | 0 | 0 | 0 | 0 | 0 | 0 | 0 | 0 | 0 | 0 | 0 | 0 | 0 | 0 | 0
PG&E GBA | PGE GBA | PGE | Riverbank | 115 | 44 | Solar |  |  | 0 | 0 | 0 | 0 | 0 | 0 | 0 | 0 | 0 | 0 | 0 | 0 | 0 | 0 | 0 | 0 | 0 | 0 | 0 | 0 | 0 | 0 | 0 | 0 | 0 | 0 | 0 | 0
SCE NOL | SCE NOL | SCE | Roadway | 115 | 146 | Solar |  |  | 1 | 150 | 0 | 150 | 0 | 0 | 0 | 0 | 0 | 0 | 0 | 0 | 0 | 0 | 0 | 0 | 0 | 0 | 0 | 0 | 0 | 0 | 150 | 0 | 150 | 150 | 0 | 150
PG&E NGBA | PGE NGBA | PGE | Rock Creek 1 | 230 | 16 | Solar |  |  | 0 | 0 | 0 | 0 | 0 | 0 | 0 | 0 | 0 | 0 | 0 | 0 | 0 | 0 | 0 | 0 | 0 | 0 | 0 | 0 | 0 | 0 | 0 | 0 | 0 | 0 | 0 | 0
SCE Northern | SCE Northern | SCE | Rosamond | 66 |  | Solar |  |  | 0 | 0 | 0 | 0 | 0 | 0 | 0 | 0 | 0 | 0 | 0 | 0 | 0 | 0 | 0 | 0 | 0 | 0 | 0 | 0 | 0 | 0 | 0 | 0 | 0 | 0 | 0 | 0
PG&E GBA | PGE GBA | PGE | Rossmoor | 230 | 30 | Solar |  |  | 0 | 0 | 0 | 0 | 0 | 0 | 0 | 0 | 0 | 0 | 0 | 0 | 0 | 0 | 0 | 0 | 0 | 0 | 0 | 0 | 0 | 0 | 0 | 0 | 0 | 0 | 0 | 0
PG&E NGBA | PGE NGBA | PGE | Round Mountain | 230 | 1 | Solar |  |  | 0 | 0 | 0 | 0 | 0 | 0 | 0 | 0 | 0 | 0 | 0 | 0 | 0 | 0 | 0 | 0 | 0 | 0 | 0 | 0 | 0 | 0 | 0 | 0 | 0 | 0 | 0 | 0
PG&E NGBA | PGE NGBA | PGE | Round Mountain | 500 | 1 | Solar |  |  | 0 | 0 | 0 | 0 | 0 | 0 | 0 | 0 | 0 | 0 | 0 | 0 | 0 | 0 | 0 | 0 | 0 | 0 | 0 | 0 | 0 | 0 | 0 | 0 | 0 | 0 | 0 | 0
PG&E GBA | PGE GBA | PGE | Salado | 115 | 34 | Solar |  |  | 1 | 0 | 0 | 0 | 0 | 0 | 0 | 0 | 0 | 0 | 0 | 0 | 0 | 0 | 0 | 0 | 69 | 0 | 69 | 69 | 0 | 69 | 0 | 0 | 0 | 69 | 0 | 69
PG&E GBA | PGE GBA | PGE | Salado | 60 |  | Solar |  |  | 0 | 0 | 0 | 0 | 0 | 0 | 0 | 0 | 0 | 0 | 0 | 0 | 0 | 0 | 0 | 0 | 0 | 0 | 0 | 0 | 0 | 0 | 0 | 0 | 0 | 0 | 0 | 0
PG&E GBA | PGE GBA | PGE | Salinas | 115 | 84 | Solar |  |  | 0 | 0 | 0 | 0 | 0 | 0 | 0 | 0 | 0 | 0 | 0 | 0 | 0 | 0 | 0 | 0 | 0 | 0 | 0 | 0 | 0 | 0 | 0 | 0 | 0 | 0 | 0 | 0
SDGE | SDGE Imperial | SDGE | Salt Creek | 69 |  | Solar |  |  | 0 | 0 | 0 | 0 | 0 | 0 | 0 | 0 | 0 | 0 | 0 | 0 | 0 | 0 | 0 | 0 | 0 | 0 | 0 | 0 | 0 | 0 | 0 | 0 | 0 | 0 | 0 | 0
SCE Eastern | SCE Eastern | SCE | San Bernardino | 230 | 156 | Solar |  |  | 0 | 0 | 0 | 0 | 0 | 0 | 0 | 0 | 0 | 0 | 0 | 0 | 0 | 0 | 0 | 0 | 0 | 0 | 0 | 0 | 0 | 0 | 0 | 0 | 0 | 0 | 0 | 0
PG&E GBA | PGE GBA | PGE | SAN FRAN A (POTRERO PP) | 115 | 3 | Solar |  |  | 0 | 0 | 0 | 0 | 0 | 0 | 0 | 0 | 0 | 0 | 0 | 0 | 0 | 0 | 0 | 0 | 0 | 0 | 0 | 0 | 0 | 0 | 0 | 0 | 0 | 0 | 0 | 0
PG&E GBA | PGE GBA | PGE | SAN FRAN A (POTRERO PP) | 230 | 3 | Solar |  |  | 0 | 0 | 0 | 0 | 0 | 0 | 0 | 0 | 0 | 0 | 0 | 0 | 0 | 0 | 0 | 0 | 0 | 0 | 0 | 0 | 0 | 0 | 0 | 0 | 0 | 0 | 0 | 0
PG&E GBA | PGE GBA | PGE | San Jose A | 115 | 81 | Solar |  |  | 0 | 0 | 0 | 0 | 0 | 0 | 0 | 0 | 0 | 0 | 0 | 0 | 0 | 0 | 0 | 0 | 0 | 0 | 0 | 0 | 0 | 0 | 0 | 0 | 0 | 0 | 0 | 0
PG&E GBA | PGE GBA | PGE | San Jose B | 115 | 11 | Solar |  |  | 0 | 0 | 0 | 0 | 0 | 0 | 0 | 0 | 0 | 0 | 0 | 0 | 0 | 0 | 0 | 0 | 0 | 0 | 0 | 0 | 0 | 0 | 0 | 0 | 0 | 0 | 0 | 0
PG&E GBA | PGE GBA | PGE | San Leandro U | 115 | 6 | Solar |  |  | 0 | 0 | 0 | 0 | 0 | 0 | 0 | 0 | 0 | 0 | 0 | 0 | 0 | 0 | 0 | 0 | 0 | 0 | 0 | 0 | 0 | 0 | 0 | 0 | 0 | 0 | 0 | 0
PG&E KERN | PGE Kern | PGE | San Luis Obispo | 115 | 111 | Solar |  |  | 0 | 0 | 0 | 0 | 0 | 0 | 0 | 0 | 0 | 0 | 0 | 0 | 0 | 0 | 0 | 0 | 0 | 0 | 0 | 0 | 0 | 0 | 0 | 0 | 0 | 0 | 0 | 0
PG&E KERN | PGE Kern | PGE | San Luis Obispo | 70 |  | Solar |  |  | 0 | 0 | 0 | 0 | 0 | 0 | 0 | 0 | 0 | 0 | 0 | 0 | 0 | 0 | 0 | 0 | 0 | 0 | 0 | 0 | 0 | 0 | 0 | 0 | 0 | 0 | 0 | 0
SDGE | SDGE Imperial | SDGE | San Luis Rey | 230 | 143 | Solar |  |  | 0 | 0 | 0 | 0 | 0 | 0 | 0 | 0 | 0 | 0 | 0 | 0 | 0 | 0 | 0 | 0 | 0 | 0 | 0 | 0 | 0 | 0 | 0 | 0 | 0 | 0 | 0 | 0
SDGE | SDGE Imperial | SDGE | San Luis Rey | 69 |  | Solar |  |  | 0 | 0 | 0 | 0 | 0 | 0 | 0 | 0 | 0 | 0 | 0 | 0 | 0 | 0 | 0 | 0 | 0 | 0 | 0 | 0 | 0 | 0 | 0 | 0 | 0 | 0 | 0 | 0
SDGE | SDGE Imperial | SDGE | San Marcos | 69 |  | Solar |  |  | 0 | 0 | 0 | 0 | 0 | 0 | 0 | 0 | 0 | 0 | 0 | 0 | 0 | 0 | 0 | 0 | 0 | 0 | 0 | 0 | 0 | 0 | 0 | 0 | 0 | 0 | 0 | 0
SCE Metro | SCE Metro | SCE | San Onofre | 230 | 97 | Solar |  |  | 0 | 0 | 0 | 0 | 0 | 0 | 0 | 0 | 0 | 0 | 0 | 0 | 0 | 0 | 0 | 0 | 0 | 0 | 0 | 0 | 0 | 0 | 0 | 0 | 0 | 0 | 0 | 0
PG&E GBA | PGE GBA | PGE | San Pablo | 115 | 56 | Solar |  |  | 0 | 0 | 0 | 0 | 0 | 0 | 0 | 0 | 0 | 0 | 0 | 0 | 0 | 0 | 0 | 0 | 0 | 0 | 0 | 0 | 0 | 0 | 0 | 0 | 0 | 0 | 0 | 0
PG&E GBA | PGE GBA | PGE | San Ramon | 230 | 4 | Solar |  |  | 0 | 0 | 0 | 0 | 0 | 0 | 0 | 0 | 0 | 0 | 0 | 0 | 0 | 0 | 0 | 0 | 0 | 0 | 0 | 0 | 0 | 0 | 0 | 0 | 0 | 0 | 0 | 0
SDGE | SDGE Imperial | SDGE | San Ysidro | 69 |  | Solar |  |  | 0 | 0 | 0 | 0 | 0 | 0 | 0 | 0 | 0 | 0 | 0 | 0 | 0 | 0 | 0 | 0 | 0 | 0 | 0 | 0 | 0 | 0 | 0 | 0 | 0 | 0 | 0 | 0
SCE NOL | SCE NOL | SCE | Sandlot | 230 | 160 | Solar |  |  | 0 | 0 | 0 | 0 | 0 | 0 | 0 | 0 | 0 | 0 | 0 | 0 | 0 | 0 | 0 | 0 | 0 | 0 | 0 | 0 | 0 | 0 | 0 | 0 | 0 | 0 | 0 | 0
EOP | SCE EOP | SCE | Sandy | 138 | 177 | Solar |  |  | 0 | 0 | 0 | 0 | 0 | 0 | 0 | 0 | 0 | 0 | 0 | 0 | 0 | 0 | 0 | 0 | 0 | 0 | 0 | 0 | 0 | 0 | 0 | 0 | 0 | 0 | 0 | 0
PG&E FRESNO | PGE Fresno | PGE | Sanger | 115 | 152 | Solar |  |  | 0 | 0 | 0 | 0 | 0 | 0 | 0 | 0 | 0 | 0 | 0 | 0 | 0 | 0 | 0 | 0 | 0 | 0 | 0 | 0 | 0 | 0 | 0 | 0 | 0 | 0 | 0 | 0
SCE Northern | SCE Northern | SCE | Santa Clara | 230 | 157 | Solar |  |  | 0 | 0 | 0 | 0 | 0 | 0 | 0 | 0 | 0 | 0 | 0 | 0 | 0 | 0 | 0 | 0 | 0 | 0 | 0 | 0 | 0 | 0 | 0 | 0 | 0 | 0 | 0 | 0
PG&E NGBA | PGE NGBA | PGE | Santa Rosa A | 115 | 27 | Solar |  |  | 0 | 0 | 0 | 0 | 0 | 0 | 0 | 0 | 0 | 0 | 0 | 0 | 0 | 0 | 0 | 0 | 0 | 0 | 0 | 0 | 0 | 0 | 0 | 0 | 0 | 0 | 0 | 0
PG&E GBA | PGE GBA | PGE | Santa Teresa | 115 | 81 | Solar |  |  | 0 | 0 | 0 | 0 | 0 | 0 | 0 | 0 | 0 | 0 | 0 | 0 | 0 | 0 | 0 | 0 | 0 | 0 | 0 | 0 | 0 | 0 | 0 | 0 | 0 | 0 | 0 | 0
SDGE | SDGE Imperial | SDGE | Santee | 138 | 191 | Solar |  |  | 0 | 0 | 0 | 0 | 0 | 0 | 0 | 0 | 0 | 0 | 0 | 0 | 0 | 0 | 0 | 0 | 0 | 0 | 0 | 0 | 0 | 0 | 0 | 0 | 0 | 0 | 0 | 0
SCE Metro | SCE Metro | SCE | Santiago | 230 | 97 | Solar |  |  | 0 | 0 | 0 | 0 | 0 | 0 | 0 | 0 | 0 | 0 | 0 | 0 | 0 | 0 | 0 | 0 | 0 | 0 | 0 | 0 | 0 | 0 | 0 | 0 | 0 | 0 | 0 | 0
PG&E GBA | PGE GBA | PGE | Saratoga | 230 | 13 | Solar |  |  | 0 | 0 | 0 | 0 | 0 | 0 | 0 | 0 | 0 | 0 | 0 | 0 | 0 | 0 | 0 | 0 | 0 | 0 | 0 | 0 | 0 | 0 | 0 | 0 | 0 | 0 | 0 | 0
SCE Northern | SCE Northern | SCE | Saugus | 230 | 131 | Solar |  |  | 0 | 0 | 0 | 0 | 0 | 0 | 0 | 0 | 0 | 0 | 0 | 0 | 0 | 0 | 0 | 0 | 0 | 0 | 0 | 0 | 0 | 0 | 0 | 0 | 0 | 0 | 0 | 0
PG&E FRESNO | PGE Fresno | PGE | Schindler | 115 | 76 | Solar |  |  | 1 | 0 | 0 | 0 | 0 | 0 | 0 | 0 | 0 | 0 | 0 | 0 | 0 | 100 | 0 | 100 | 0 | 0 | 0 | 100 | 0 | 100 | 100 | 0 | 100 | 100 | 0 | 100
PG&E FRESNO | PGE Fresno | PGE | Schindler | 70 |  | Solar |  |  | 0 | 0 | 0 | 0 | 0 | 0 | 0 | 0 | 0 | 0 | 0 | 0 | 0 | 0 | 0 | 0 | 0 | 0 | 0 | 0 | 0 | 0 | 0 | 0 | 0 | 0 | 0 | 0
PG&E GBA | PGE GBA | PGE | Schulte | 115 | 41 | Solar |  |  | 1 | 0 | 0 | 0 | 0 | 0 | 0 | 0 | 0 | 0 | 0 | 0 | 0 | 100 | 0 | 100 | 0 | 0 | 0 | 100 | 0 | 100 | 100 | 0 | 100 | 100 | 0 | 100
SDGE | SDGE Imperial | SDGE | Scripps | 69 |  | Solar |  |  | 0 | 0 | 0 | 0 | 0 | 0 | 0 | 0 | 0 | 0 | 0 | 0 | 0 | 0 | 0 | 0 | 0 | 0 | 0 | 0 | 0 | 0 | 0 | 0 | 0 | 0 | 0 | 0
PG&E KERN | PGE Kern | PGE | Semitropic | 115 | 74 | Solar |  |  | 0 | 0 | 0 | 0 | 0 | 0 | 0 | 0 | 0 | 0 | 0 | 0 | 0 | 0 | 0 | 0 | 0 | 0 | 0 | 0 | 0 | 0 | 0 | 0 | 0 | 0 | 0 | 0
SCE Metro | SCE Metro | SCE | Serrano | 230 | 97 | Solar |  |  | 0 | 0 | 0 | 0 | 0 | 0 | 0 | 0 | 0 | 0 | 0 | 0 | 0 | 0 | 0 | 0 | 0 | 0 | 0 | 0 | 0 | 0 | 0 | 0 | 0 | 0 | 0 | 0
SCE Metro | SCE Metro | SCE | Serrano | 500 | 97 | Solar |  |  | 0 | 0 | 0 | 0 | 0 | 0 | 0 | 0 | 0 | 0 | 0 | 0 | 0 | 0 | 0 | 0 | 0 | 0 | 0 | 0 | 0 | 0 | 0 | 0 | 0 | 0 | 0 | 0
SDGE | SDGE Imperial | SDGE | Shadowridge | 138 | 186 | Solar |  |  | 0 | 0 | 0 | 0 | 0 | 0 | 0 | 0 | 0 | 0 | 0 | 0 | 0 | 0 | 0 | 0 | 0 | 0 | 0 | 0 | 0 | 0 | 0 | 0 | 0 | 0 | 0 | 0
PG&E KERN | PGE Kern | PGE | Shafter | 115 | 107 | Solar |  |  | 1 | 0 | 0 | 0 | 0 | 0 | 0 | 0 | 0 | 0 | 0 | 0 | 0 | 0 | 100 | 100 | 0 | 0 | 0 | 0 | 100 | 100 | 0 | 100 | 100 | 0 | 100 | 100
PG&E NGBA | PGE NGBA | PGE | Silverado | 115 | 55 | Solar |  |  | 0 | 0 | 0 | 0 | 0 | 0 | 0 | 0 | 0 | 0 | 0 | 0 | 0 | 0 | 0 | 0 | 0 | 0 | 0 | 0 | 0 | 0 | 0 | 0 | 0 | 0 | 0 | 0
SDGE | SDGE Imperial | SDGE | Silvergate | 230 | 193 | Solar |  |  | 1 | 0 | 0 | 0 | 0 | 0 | 0 | 0 | 0 | 0 | 0 | 0 | 0 | 0 | 100 | 100 | 0 | 0 | 0 | 0 | 100 | 100 | 0 | 100 | 100 | 0 | 100 | 100
SDGE | SDGE Imperial | SDGE | Silvergate | 69 |  | Solar |  |  | 0 | 0 | 0 | 0 | 0 | 0 | 0 | 0 | 0 | 0 | 0 | 0 | 0 | 0 | 0 | 0 | 0 | 0 | 0 | 0 | 0 | 0 | 0 | 0 | 0 | 0 | 0 | 0
PG&E KERN | PGE Kern | PGE | Sisquoc | 115 | 111 | Solar |  |  | 0 | 0 | 0 | 0 | 0 | 0 | 0 | 0 | 0 | 0 | 0 | 0 | 0 | 0 | 0 | 0 | 0 | 0 | 0 | 0 | 0 | 0 | 0 | 0 | 0 | 0 | 0 | 0
EOP | SCE EOP | SCE | Sloan Canyon | 230 | 161 | Solar |  |  | 0 | 0 | 0 | 0 | 0 | 0 | 0 | 0 | 0 | 0 | 0 | 0 | 0 | 0 | 0 | 0 | 0 | 0 | 0 | 0 | 0 | 0 | 0 | 0 | 0 | 0 | 0 | 0
EOP | SCE EOP | SCE | Sloan Canyon | 500 | 161 | Solar |  |  | 0 | 0 | 0 | 0 | 0 | 0 | 0 | 0 | 0 | 0 | 0 | 0 | 0 | 0 | 0 | 0 | 0 | 0 | 0 | 0 | 0 | 0 | 0 | 0 | 0 | 0 | 0 | 0
PG&E KERN | PGE Kern | PGE | Smyrna | 115 | 113 | Solar |  |  | 0 | 0 | 0 | 0 | 0 | 0 | 0 | 0 | 0 | 0 | 0 | 0 | 0 | 0 | 0 | 0 | 0 | 0 | 0 | 0 | 0 | 0 | 0 | 0 | 0 | 0 | 0 | 0
PG&E GBA | PGE GBA | PGE | Sobrante | 115 | 56 | Solar |  |  | 0 | 0 | 0 | 0 | 0 | 0 | 0 | 0 | 0 | 0 | 0 | 0 | 0 | 0 | 0 | 0 | 0 | 0 | 0 | 0 | 0 | 0 | 0 | 0 | 0 | 0 | 0 | 0
PG&E GBA | PGE GBA | PGE | Sobrante | 230 | 51 | Solar |  |  | 0 | 0 | 0 | 0 | 0 | 0 | 0 | 0 | 0 | 0 | 0 | 0 | 0 | 0 | 0 | 0 | 0 | 0 | 0 | 0 | 0 | 0 | 0 | 0 | 0 | 0 | 0 | 0
PG&E KERN | PGE Kern | PGE | Solar | 230 | 122 | Solar |  |  | 0 | 0 | 0 | 0 | 0 | 0 | 0 | 0 | 0 | 0 | 0 | 0 | 0 | 0 | 0 | 0 | 0 | 0 | 0 | 0 | 0 | 0 | 0 | 0 | 0 | 0 | 0 | 0
PG&E GBA | PGE GBA | PGE | Soledad | 115 | 84 | Solar |  |  | 0 | 0 | 0 | 0 | 0 | 0 | 0 | 0 | 0 | 0 | 0 | 0 | 0 | 0 | 0 | 0 | 0 | 0 | 0 | 0 | 0 | 0 | 0 | 0 | 0 | 0 | 0 | 0
PG&E GBA | PGE GBA | PGE | Soledad | 60 |  | Solar |  |  | 0 | 0 | 0 | 0 | 0 | 0 | 0 | 0 | 0 | 0 | 0 | 0 | 0 | 0 | 0 | 0 | 0 | 0 | 0 | 0 | 0 | 0 | 0 | 0 | 0 | 0 | 0 | 0
SDGE | SDGE Imperial | SDGE | Spring Valley | 69 |  | Solar |  |  | 0 | 0 | 0 | 0 | 0 | 0 | 0 | 0 | 0 | 0 | 0 | 0 | 0 | 0 | 0 | 0 | 0 | 0 | 0 | 0 | 0 | 0 | 0 | 0 | 0 | 0 | 0 | 0
SCE Northern | SCE Northern | SCE | Springville | 230 | 153 | Solar |  |  | 0 | 0 | 0 | 0 | 0 | 0 | 0 | 0 | 0 | 0 | 0 | 0 | 0 | 0 | 0 | 0 | 0 | 0 | 0 | 0 | 0 | 0 | 0 | 0 | 0 | 0 | 0 | 0
PG&E GBA | PGE GBA | PGE | Stagg | 230 | 43 | Solar |  |  | 0 | 0 | 0 | 0 | 0 | 0 | 0 | 0 | 0 | 0 | 0 | 0 | 0 | 0 | 0 | 0 | 0 | 0 | 0 | 0 | 0 | 0 | 0 | 0 | 0 | 0 | 0 | 0
PG&E GBA | PGE GBA | PGE | Standard Oil | 115 | 56 | Solar |  |  | 0 | 0 | 0 | 0 | 0 | 0 | 0 | 0 | 0 | 0 | 0 | 0 | 0 | 0 | 0 | 0 | 0 | 0 | 0 | 0 | 0 | 0 | 0 | 0 | 0 | 0 | 0 | 0
PG&E GBA | PGE GBA | PGE | Stanislaus | 115 | 44 | Solar |  |  | 0 | 0 | 0 | 0 | 0 | 0 | 0 | 0 | 0 | 0 | 0 | 0 | 0 | 0 | 0 | 0 | 0 | 0 | 0 | 0 | 0 | 0 | 0 | 0 | 0 | 0 | 0 | 0
PG&E KERN | PGE Kern | PGE | Stockdale | 115 | 72 | Solar |  |  | 0 | 0 | 0 | 0 | 0 | 0 | 0 | 0 | 0 | 0 | 0 | 0 | 0 | 0 | 0 | 0 | 0 | 0 | 0 | 0 | 0 | 0 | 0 | 0 | 0 | 0 | 0 | 0
PG&E KERN | PGE Kern | PGE | Stockdale | 230 | 68 | Solar |  |  | 1 | 0 | 0 | 0 | 0 | 0 | 0 | 0 | 0 | 0 | 0 | 0 | 0 | 0 | 0 | 0 | 12 | 0 | 12 | 12 | 0 | 12 | 0 | 0 | 0 | 12 | 0 | 12
PG&E GBA | PGE GBA | PGE | Stockton A | 115 | 65 | Solar |  |  | 0 | 0 | 0 | 0 | 0 | 0 | 0 | 0 | 0 | 0 | 0 | 0 | 0 | 0 | 0 | 0 | 0 | 0 | 0 | 0 | 0 | 0 | 0 | 0 | 0 | 0 | 0 | 0
PG&E GBA | PGE GBA | PGE | Stone | 115 | 79 | Solar |  |  | 0 | 0 | 0 | 0 | 0 | 0 | 0 | 0 | 0 | 0 | 0 | 0 | 0 | 0 | 0 | 0 | 0 | 0 | 0 | 0 | 0 | 0 | 0 | 0 | 0 | 0 | 0 | 0
PG&E FRESNO | PGE Fresno | PGE | Storey | 230 | 168 | Solar |  |  | 0 | 0 | 0 | 0 | 0 | 0 | 0 | 0 | 0 | 0 | 0 | 0 | 0 | 0 | 0 | 0 | 0 | 0 | 0 | 0 | 0 | 0 | 0 | 0 | 0 | 0 | 0 | 0
PG&E NGBA | PGE NGBA | PGE | Summit | 115 | 21 | Solar |  |  | 0 | 0 | 0 | 0 | 0 | 0 | 0 | 0 | 0 | 0 | 0 | 0 | 0 | 0 | 0 | 0 | 0 | 0 | 0 | 0 | 0 | 0 | 0 | 0 | 0 | 0 | 0 | 0
SDGE | SDGE Imperial | SDGE | Suncrest | 230 | 183 | Solar |  |  | 0 | 0 | 0 | 0 | 0 | 0 | 0 | 0 | 0 | 0 | 0 | 0 | 0 | 0 | 0 | 0 | 0 | 0 | 0 | 0 | 0 | 0 | 0 | 0 | 0 | 0 | 0 | 0
SDGE | SDGE Imperial | SDGE | Suncrest | 500 | 183 | Solar |  |  | 0 | 0 | 0 | 0 | 0 | 0 | 0 | 0 | 0 | 0 | 0 | 0 | 0 | 0 | 0 | 0 | 0 | 0 | 0 | 0 | 0 | 0 | 0 | 0 | 0 | 0 | 0 | 0
PG&E KERN | PGE Kern | PGE | Sunrise | 230 | 100 | Solar |  |  | 0 | 0 | 0 | 0 | 0 | 0 | 0 | 0 | 0 | 0 | 0 | 0 | 0 | 0 | 0 | 0 | 0 | 0 | 0 | 0 | 0 | 0 | 0 | 0 | 0 | 0 | 0 | 0
PG&E KERN | PGE Kern | PGE | Sunset | 230 | 106 | Solar |  |  | 0 | 0 | 0 | 0 | 0 | 0 | 0 | 0 | 0 | 0 | 0 | 0 | 0 | 0 | 0 | 0 | 0 | 0 | 0 | 0 | 0 | 0 | 0 | 0 | 0 | 0 | 0 | 0
PG&E GBA | PGE GBA | PGE | Swift | 115 | 11 | Solar |  |  | 0 | 0 | 0 | 0 | 0 | 0 | 0 | 0 | 0 | 0 | 0 | 0 | 0 | 0 | 0 | 0 | 0 | 0 | 0 | 0 | 0 | 0 | 0 | 0 | 0 | 0 | 0 | 0
SDGE | SDGE Imperial | SDGE | Sycamore Canyon | 138 | 191 | Solar |  |  | 0 | 0 | 0 | 0 | 0 | 0 | 0 | 0 | 0 | 0 | 0 | 0 | 0 | 0 | 0 | 0 | 0 | 0 | 0 | 0 | 0 | 0 | 0 | 0 | 0 | 0 | 0 | 0
SDGE | SDGE Imperial | SDGE | Sycamore Canyon | 230 | 190 | Solar |  |  | 0 | 0 | 0 | 0 | 0 | 0 | 0 | 0 | 0 | 0 | 0 | 0 | 0 | 0 | 0 | 0 | 0 | 0 | 0 | 0 | 0 | 0 | 0 | 0 | 0 | 0 | 0 | 0
SDGE | SDGE Imperial | SDGE | Sycamore Canyon | 69 |  | Solar |  |  | 0 | 0 | 0 | 0 | 0 | 0 | 0 | 0 | 0 | 0 | 0 | 0 | 0 | 0 | 0 | 0 | 0 | 0 | 0 | 0 | 0 | 0 | 0 | 0 | 0 | 0 | 0 | 0
SCE Northern | SCE Northern | SCE | Sylmar | 230 | 131 | Solar |  |  | 1 | 0 | 0 | 0 | 0 | 0 | 0 | 0 | 0 | 0 | 0 | 0 | 0 | 200 | 0 | 200 | 0 | 0 | 0 | 200 | 0 | 200 | 200 | 0 | 200 | 200 | 0 | 200
PG&E NGBA | PGE NGBA | PGE | Table Mountain | 115 | 1 | Solar |  |  | 0 | 0 | 0 | 0 | 0 | 0 | 0 | 0 | 0 | 0 | 0 | 0 | 0 | 0 | 0 | 0 | 0 | 0 | 0 | 0 | 0 | 0 | 0 | 0 | 0 | 0 | 0 | 0
PG&E NGBA | PGE NGBA | PGE | Table Mountain | 230 | 8 | Solar |  |  | 1 | 0 | 0 | 0 | 0 | 0 | 0 | 0 | 0 | 0 | 0 | 0 | 0 | 0 | 200 | 200 | 0 | 0 | 0 | 0 | 200 | 200 | 0 | 200 | 200 | 0 | 200 | 200
PG&E NGBA | PGE NGBA | PGE | Table Mountain | 500 | 1 | Solar |  |  | 0 | 0 | 0 | 0 | 0 | 0 | 0 | 0 | 0 | 0 | 0 | 0 | 0 | 0 | 0 | 0 | 0 | 0 | 0 | 0 | 0 | 0 | 0 | 0 | 0 | 0 | 0 | 0
PG&E NGBA | PGE NGBA | PGE | Table Mountain | 60 |  | Solar |  |  | 0 | 0 | 0 | 0 | 0 | 0 | 0 | 0 | 0 | 0 | 0 | 0 | 0 | 0 | 0 | 0 | 0 | 0 | 0 | 0 | 0 | 0 | 0 | 0 | 0 | 0 | 0 | 0
PG&E KERN | PGE Kern | PGE | Taft | 115 | 106 | Solar |  |  | 1 | 3 | 0 | 3 | 0 | 0 | 0 | 0 | 0 | 0 | 0 | 0 | 0 | 0 | 0 | 0 | 0 | 0 | 0 | 0 | 0 | 0 | 3 | 0 | 3 | 3 | 0 | 3
SDGE | SDGE Imperial | SDGE | Talega | 138 | 187 | Solar |  |  | 0 | 0 | 0 | 0 | 0 | 0 | 0 | 0 | 0 | 0 | 0 | 0 | 0 | 0 | 0 | 0 | 0 | 0 | 0 | 0 | 0 | 0 | 0 | 0 | 0 | 0 | 0 | 0
SDGE | SDGE Imperial | SDGE | Talega | 230 | 173 | Solar |  |  | 0 | 0 | 0 | 0 | 0 | 0 | 0 | 0 | 0 | 0 | 0 | 0 | 0 | 0 | 0 | 0 | 0 | 0 | 0 | 0 | 0 | 0 | 0 | 0 | 0 | 0 | 0 | 0
PG&E GBA | PGE GBA | PGE | Tassajara | 230 | 1 | Solar |  |  | 0 | 0 | 0 | 0 | 0 | 0 | 0 | 0 | 0 | 0 | 0 | 0 | 0 | 0 | 0 | 0 | 0 | 0 | 0 | 0 | 0 | 0 | 0 | 0 | 0 | 0 | 0 | 0
PG&E KERN | PGE Kern | PGE | Tejon | 70 |  | Solar |  |  | 0 | 0 | 0 | 0 | 0 | 0 | 0 | 0 | 0 | 0 | 0 | 0 | 0 | 0 | 0 | 0 | 0 | 0 | 0 | 0 | 0 | 0 | 0 | 0 | 0 | 0 | 0 | 0
SDGE | SDGE Imperial | SDGE | Telegraph Canyon | 138 | 192 | Solar |  |  | 0 | 0 | 0 | 0 | 0 | 0 | 0 | 0 | 0 | 0 | 0 | 0 | 0 | 0 | 0 | 0 | 0 | 0 | 0 | 0 | 0 | 0 | 0 | 0 | 0 | 0 | 0 | 0
PG&E KERN | PGE Kern | PGE | Temblor | 115 | 100 | Solar |  |  | 0 | 0 | 0 | 0 | 0 | 0 | 0 | 0 | 0 | 0 | 0 | 0 | 0 | 0 | 0 | 0 | 0 | 0 | 0 | 0 | 0 | 0 | 0 | 0 | 0 | 0 | 0 | 0
PG&E KERN | PGE Kern | PGE | Templeton | 230 | 122 | Solar |  |  | 0 | 0 | 0 | 0 | 0 | 0 | 0 | 0 | 0 | 0 | 0 | 0 | 0 | 0 | 0 | 0 | 0 | 0 | 0 | 0 | 0 | 0 | 0 | 0 | 0 | 0 | 0 | 0
PG&E KERN | PGE Kern | PGE | Templeton | 70 |  | Solar |  |  | 0 | 0 | 0 | 0 | 0 | 0 | 0 | 0 | 0 | 0 | 0 | 0 | 0 | 0 | 0 | 0 | 0 | 0 | 0 | 0 | 0 | 0 | 0 | 0 | 0 | 0 | 0 | 0
PG&E GBA | PGE GBA | PGE | Tesla | 115 | 38 | Solar |  |  | 0 | 0 | 0 | 0 | 0 | 0 | 0 | 0 | 0 | 0 | 0 | 0 | 0 | 0 | 0 | 0 | 0 | 0 | 0 | 0 | 0 | 0 | 0 | 0 | 0 | 0 | 0 | 0
PG&E GBA | PGE GBA | PGE | Tesla | 230 | 48 | Solar |  |  | 0 | 0 | 0 | 0 | 0 | 0 | 0 | 0 | 0 | 0 | 0 | 0 | 0 | 0 | 0 | 0 | 0 | 0 | 0 | 0 | 0 | 0 | 0 | 0 | 0 | 0 | 0 | 0
PG&E GBA | PGE GBA | PGE | Tesla | 500 | 45 | Solar |  |  | 0 | 0 | 0 | 0 | 0 | 0 | 0 | 0 | 0 | 0 | 0 | 0 | 0 | 0 | 0 | 0 | 0 | 0 | 0 | 0 | 0 | 0 | 0 | 0 | 0 | 0 | 0 | 0
PG&E KERN | PGE Kern | PGE | Tevis | 115 | 99 | Solar |  |  | 1 | 0 | 0 | 0 | 0 | 0 | 0 | 0 | 0 | 0 | 0 | 0 | 0 | 100 | 0 | 100 | 0 | 0 | 0 | 100 | 0 | 100 | 100 | 0 | 100 | 100 | 0 | 100
EOP | SCE EOP | SCE | Thousandaire | 138 | 177 | Solar |  |  | 0 | 0 | 0 | 0 | 0 | 0 | 0 | 0 | 0 | 0 | 0 | 0 | 0 | 0 | 0 | 0 | 0 | 0 | 0 | 0 | 0 | 0 | 0 | 0 | 0 | 0 | 0 | 0
PG&E KERN | PGE Kern | PGE | Topaz | 230 | 122 | Solar |  |  | 0 | 0 | 0 | 0 | 0 | 0 | 0 | 0 | 0 | 0 | 0 | 0 | 0 | 0 | 0 | 0 | 0 | 0 | 0 | 0 | 0 | 0 | 0 | 0 | 0 | 0 | 0 | 0
SCE NOL | SCE NOL | SCE | Tortilla | 115 | 160 | Solar |  |  | 0 | 0 | 0 | 0 | 0 | 0 | 0 | 0 | 0 | 0 | 0 | 0 | 0 | 0 | 0 | 0 | 0 | 0 | 0 | 0 | 0 | 0 | 0 | 0 | 0 | 0 | 0 | 0
SDGE | SDGE Imperial | SDGE | Trabuco | 138 | 187 | Solar |  |  | 0 | 0 | 0 | 0 | 0 | 0 | 0 | 0 | 0 | 0 | 0 | 0 | 0 | 0 | 0 | 0 | 0 | 0 | 0 | 0 | 0 | 0 | 0 | 0 | 0 | 0 | 0 | 0
PG&E GBA | PGE GBA | PGE | Tracy | 115 | 12 | Solar |  |  | 0 | 0 | 0 | 0 | 0 | 0 | 0 | 0 | 0 | 0 | 0 | 0 | 0 | 0 | 0 | 0 | 0 | 0 | 0 | 0 | 0 | 0 | 0 | 0 | 0 | 0 | 0 | 0
PG&E FRESNO | PGE Fresno | PGE | Tranquility | 230 | 117 | Solar |  |  | 1 | 0 | 400 | 400 | 0 | 400 | 400 | 0 | 0 | 0 | 0 | 400 | 400 | 434 | 200 | 634 | 0 | 0 | 0 | 434 | 200 | 634 | 434 | 1000 | 1434 | 434 | 1000 | 1434
PG&E GBA | PGE GBA | PGE | Trimble | 115 | 81 | Solar |  |  | 0 | 0 | 0 | 0 | 0 | 0 | 0 | 0 | 0 | 0 | 0 | 0 | 0 | 0 | 0 | 0 | 0 | 0 | 0 | 0 | 0 | 0 | 0 | 0 | 0 | 0 | 0 | 0
EOP | SCE EOP | SCE | Trout Canyon | 230 | 177 | Solar |  |  | 1 | 60 | 0 | 60 | 65 | 650 | 715 | 0 | 0 | 0 | 65 | 650 | 715 | 0 | 0 | 0 | 0 | 0 | 0 | 0 | 0 | 0 | 125 | 650 | 775 | 125 | 650 | 775
EOP | SCE EOP | SCE | Trout Canyon | 500 | 177 | Solar |  |  | 1 | 0 | 0 | 0 | 0 | 0 | 0 | 0 | 0 | 0 | 0 | 0 | 0 | 0 | 300 | 300 | 0 | 0 | 0 | 0 | 300 | 300 | 0 | 300 | 300 | 0 | 300 | 300
PG&E NGBA | PGE NGBA | PGE | Tulucay | 230 | 27 | Solar |  |  | 0 | 0 | 0 | 0 | 0 | 0 | 0 | 0 | 0 | 0 | 0 | 0 | 0 | 0 | 0 | 0 | 0 | 0 | 0 | 0 | 0 | 0 | 0 | 0 | 0 | 0 | 0 | 0
PG&E NGBA | PGE NGBA | PGE | Tulucay | 60 |  | Solar |  |  | 0 | 0 | 0 | 0 | 0 | 0 | 0 | 0 | 0 | 0 | 0 | 0 | 0 | 0 | 0 | 0 | 0 | 0 | 0 | 0 | 0 | 0 | 0 | 0 | 0 | 0 | 0 | 0
PG&E KERN | PGE Kern | PGE | Tupman | 115 | 95 | Solar |  |  | 0 | 0 | 0 | 0 | 0 | 0 | 0 | 0 | 0 | 0 | 0 | 0 | 0 | 0 | 0 | 0 | 0 | 0 | 0 | 0 | 0 | 0 | 0 | 0 | 0 | 0 | 0 | 0
PG&E NGBA | PGE NGBA | PGE | Ukiah | 115 | 37 | Solar |  |  | 0 | 0 | 0 | 0 | 0 | 0 | 0 | 0 | 0 | 0 | 0 | 0 | 0 | 0 | 0 | 0 | 0 | 0 | 0 | 0 | 0 | 0 | 0 | 0 | 0 | 0 | 0 | 0
PG&E KERN | PGE Kern | PGE | Union (Estrella) | 70 |  | Solar |  |  | 0 | 0 | 0 | 0 | 0 | 0 | 0 | 0 | 0 | 0 | 0 | 0 | 0 | 0 | 0 | 0 | 0 | 0 | 0 | 0 | 0 | 0 | 0 | 0 | 0 | 0 | 0 | 0
PG&E NGBA | PGE NGBA | PGE | Vaca Dixon | 115 | 39 | Solar |  |  | 0 | 0 | 0 | 0 | 0 | 0 | 0 | 0 | 0 | 0 | 0 | 0 | 0 | 0 | 0 | 0 | 0 | 0 | 0 | 0 | 0 | 0 | 0 | 0 | 0 | 0 | 0 | 0
PG&E NGBA | PGE NGBA | PGE | Vaca Dixon | 230 | 33 | Solar |  |  | 1 | 0 | 0 | 0 | 0 | 0 | 0 | 0 | 0 | 0 | 0 | 0 | 0 | 0 | 200 | 200 | 0 | 0 | 0 | 0 | 200 | 200 | 0 | 200 | 200 | 0 | 200 | 200
PG&E NGBA | PGE NGBA | PGE | Vaca Dixon | 500 | 28 | Solar |  |  | 1 | 0 | 0 | 0 | 0 | 0 | 0 | 0 | 0 | 0 | 0 | 0 | 0 | 0 | 300 | 300 | 0 | 0 | 0 | 0 | 300 | 300 | 0 | 300 | 300 | 0 | 300 | 300
PG&E NGBA | PGE NGBA | PGE | Vaca Dixon | 60 |  | Solar |  |  | 0 | 0 | 0 | 0 | 0 | 0 | 0 | 0 | 0 | 0 | 0 | 0 | 0 | 0 | 0 | 0 | 0 | 0 | 0 | 0 | 0 | 0 | 0 | 0 | 0 | 0 | 0 | 0
SCE Eastern | SCE Eastern | SCE | Valley (SCE) | 500 | 156 | Solar |  |  | 1 | 0 | 0 | 0 | 0 | 0 | 0 | 0 | 0 | 0 | 0 | 0 | 0 | 500 | 0 | 500 | 0 | 700 | 700 | 500 | 700 | 1200 | 500 | 0 | 500 | 500 | 700 | 1200
EOP | SCE EOP | SCE | Valley (VEA) | 138 | 177 | Solar |  |  | 0 | 0 | 0 | 0 | 0 | 0 | 0 | 0 | 0 | 0 | 0 | 0 | 0 | 0 | 0 | 0 | 0 | 0 | 0 | 0 | 0 | 0 | 0 | 0 | 0 | 0 | 0 | 0
SDGE | SDGE Imperial | SDGE | Valley Center | 69 |  | Solar |  |  | 0 | 0 | 0 | 0 | 0 | 0 | 0 | 0 | 0 | 0 | 0 | 0 | 0 | 0 | 0 | 0 | 0 | 0 | 0 | 0 | 0 | 0 | 0 | 0 | 0 | 0 | 0 | 0
PG&E GBA | PGE GBA | PGE | Valley Home | 115 | 36 | Solar |  |  | 1 | 0 | 0 | 0 | 0 | 0 | 0 | 0 | 0 | 0 | 0 | 0 | 0 | 0 | 100 | 100 | 0 | 0 | 0 | 0 | 100 | 100 | 0 | 100 | 100 | 0 | 100 | 100
PG&E GBA | PGE GBA | PGE | Valley Springs | 230 | 65 | Solar |  |  | 0 | 0 | 0 | 0 | 0 | 0 | 0 | 0 | 0 | 0 | 0 | 0 | 0 | 0 | 0 | 0 | 0 | 0 | 0 | 0 | 0 | 0 | 0 | 0 | 0 | 0 | 0 | 0
PG&E GBA | PGE GBA | PGE | Valley Springs | 60 |  | Solar |  |  | 0 | 0 | 0 | 0 | 0 | 0 | 0 | 0 | 0 | 0 | 0 | 0 | 0 | 0 | 0 | 0 | 0 | 0 | 0 | 0 | 0 | 0 | 0 | 0 | 0 | 0 | 0 | 0
EOP | SCE EOP | SCE | Valley Switch | 138 | 177 | Solar |  |  | 0 | 0 | 0 | 0 | 0 | 0 | 0 | 0 | 0 | 0 | 0 | 0 | 0 | 0 | 0 | 0 | 0 | 0 | 0 | 0 | 0 | 0 | 0 | 0 | 0 | 0 | 0 | 0
EOP | SCE EOP | SCE | Valley Switch | 230 | 177 | Solar |  |  | 0 | 0 | 0 | 0 | 0 | 0 | 0 | 0 | 0 | 0 | 0 | 0 | 0 | 0 | 0 | 0 | 0 | 0 | 0 | 0 | 0 | 0 | 0 | 0 | 0 | 0 | 0 | 0
PG&E GBA | PGE GBA | PGE | Vasco | 230 | 42 | Solar |  |  | 0 | 0 | 0 | 0 | 0 | 0 | 0 | 0 | 0 | 0 | 0 | 0 | 0 | 0 | 0 | 0 | 0 | 0 | 0 | 0 | 0 | 0 | 0 | 0 | 0 | 0 | 0 | 0
PG&E GBA | PGE GBA | PGE | Vasona | 230 | 80 | Solar |  |  | 0 | 0 | 0 | 0 | 0 | 0 | 0 | 0 | 0 | 0 | 0 | 0 | 0 | 0 | 0 | 0 | 0 | 0 | 0 | 0 | 0 | 0 | 0 | 0 | 0 | 0 | 0 | 0
SCE Northern | SCE Northern | SCE | Vestal | 230 | 153 | Solar |  |  | 1 | 300 | 0 | 300 | 0 | 50 | 50 | 0 | 0 | 0 | 0 | 50 | 50 | 200 | 0 | 200 | 0 | 0 | 0 | 200 | 0 | 200 | 500 | 50 | 550 | 500 | 50 | 550
SCE Northern | SCE Northern | SCE | Vestal | 66 |  | Solar |  |  | 0 | 0 | 0 | 0 | 0 | 0 | 0 | 0 | 0 | 0 | 0 | 0 | 0 | 0 | 0 | 0 | 0 | 0 | 0 | 0 | 0 | 0 | 0 | 0 | 0 | 0 | 0 | 0
SCE NOL | SCE NOL | SCE | Victor | 115 | 146 | Solar |  |  | 1 | 0 | 0 | 0 | 0 | 0 | 0 | 0 | 0 | 0 | 0 | 0 | 0 | 0 | 0 | 0 | 154 | 0 | 154 | 154 | 0 | 154 | 0 | 0 | 0 | 154 | 0 | 154
SCE NOL | SCE NOL | SCE | Victor | 230 | 146 | Solar |  |  | 0 | 0 | 0 | 0 | 0 | 0 | 0 | 0 | 0 | 0 | 0 | 0 | 0 | 0 | 0 | 0 | 0 | 0 | 0 | 0 | 0 | 0 | 0 | 0 | 0 | 0 | 0 | 0
SCE Metro | SCE Metro | SCE | Viejo | 230 | 97 | Solar |  |  | 0 | 0 | 0 | 0 | 0 | 0 | 0 | 0 | 0 | 0 | 0 | 0 | 0 | 0 | 0 | 0 | 0 | 0 | 0 | 0 | 0 | 0 | 0 | 0 | 0 | 0 | 0 | 0
PG&E GBA | PGE GBA | PGE | Vierra | 115 | 44 | Solar |  |  | 0 | 0 | 0 | 0 | 0 | 0 | 0 | 0 | 0 | 0 | 0 | 0 | 0 | 0 | 0 | 0 | 0 | 0 | 0 | 0 | 0 | 0 | 0 | 0 | 0 | 0 | 0 | 0
SCE Metro | SCE Metro | SCE | Villa Park | 230 | 97 | Solar |  |  | 0 | 0 | 0 | 0 | 0 | 0 | 0 | 0 | 0 | 0 | 0 | 0 | 0 | 0 | 0 | 0 | 0 | 0 | 0 | 0 | 0 | 0 | 0 | 0 | 0 | 0 | 0 | 0
SCE Northern | SCE Northern | SCE | Vincent | 230 | 91 | Solar |  |  | 0 | 0 | 0 | 0 | 0 | 0 | 0 | 0 | 0 | 0 | 0 | 0 | 0 | 0 | 0 | 0 | 0 | 0 | 0 | 0 | 0 | 0 | 0 | 0 | 0 | 0 | 0 | 0
SCE Northern | SCE Northern | SCE | Vincent | 500 | 91 | Solar |  |  | 1 | 0 | 0 | 0 | 0 | 0 | 0 | 0 | 0 | 0 | 0 | 0 | 0 | 0 | 0 | 0 | 2050 | 0 | 2050 | 2050 | 0 | 2050 | 0 | 0 | 0 | 2050 | 0 | 2050
PG&E GBA | PGE GBA | PGE | Vineyard | 230 | 42 | Solar |  |  | 0 | 0 | 0 | 0 | 0 | 0 | 0 | 0 | 0 | 0 | 0 | 0 | 0 | 0 | 0 | 0 | 0 | 0 | 0 | 0 | 0 | 0 | 0 | 0 | 0 | 0 | 0 | 0
SDGE | PGE GBA | PGE | Vineyard | 69 |  | Solar |  |  | 0 | 0 | 0 | 0 | 0 | 0 | 0 | 0 | 0 | 0 | 0 | 0 | 0 | 0 | 0 | 0 | 0 | 0 | 0 | 0 | 0 | 0 | 0 | 0 | 0 | 0 | 0 | 0
SCE Eastern | SCE Eastern | SCE | Vista (SCE) | 230 | 156 | Solar |  |  | 1 | 0 | 0 | 0 | 0 | 0 | 0 | 0 | 0 | 0 | 0 | 0 | 0 | 300 | 0 | 300 | 0 | 0 | 0 | 300 | 0 | 300 | 300 | 0 | 300 | 300 | 0 | 300
EOP | SCE EOP | SCE | Vista (VEA) | 138 | 177 | Solar |  |  | 0 | 0 | 0 | 0 | 0 | 0 | 0 | 0 | 0 | 0 | 0 | 0 | 0 | 0 | 0 | 0 | 0 | 0 | 0 | 0 | 0 | 0 | 0 | 0 | 0 | 0 | 0 | 0
EOP | SCE EOP | SCE | Vista (VEA) | 230 | 177 | Solar |  |  | 0 | 0 | 0 | 0 | 0 | 0 | 0 | 0 | 0 | 0 | 0 | 0 | 0 | 0 | 0 | 0 | 0 | 0 | 0 | 0 | 0 | 0 | 0 | 0 | 0 | 0 | 0 | 0
PG&E FRESNO | PGE Fresno | PGE | Wahtoke | 115 | 105 | Solar |  |  | 0 | 0 | 0 | 0 | 0 | 0 | 0 | 0 | 0 | 0 | 0 | 0 | 0 | 0 | 0 | 0 | 0 | 0 | 0 | 0 | 0 | 0 | 0 | 0 | 0 | 0 | 0 | 0
SCE Northern | SCE Northern | SCE | Wakefield | 66 |  | Solar |  |  | 1 | 0 | 0 | 0 | 0 | 0 | 0 | 0 | 0 | 0 | 0 | 0 | 0 | 200 | 0 | 200 | 0 | 0 | 0 | 200 | 0 | 200 | 200 | 0 | 200 | 200 | 0 | 200
SCE Metro | SCE Metro | SCE | Walnut | 230 | 97 | Solar |  |  | 0 | 0 | 0 | 0 | 0 | 0 | 0 | 0 | 0 | 0 | 0 | 0 | 0 | 0 | 0 | 0 | 0 | 0 | 0 | 0 | 0 | 0 | 0 | 0 | 0 | 0 | 0 | 0
SCE Northern | SCE Northern | SCE | Warne | 230 | 159 | Solar |  |  | 0 | 0 | 0 | 0 | 0 | 0 | 0 | 0 | 0 | 0 | 0 | 0 | 0 | 0 | 0 | 0 | 0 | 0 | 0 | 0 | 0 | 0 | 0 | 0 | 0 | 0 | 0 | 0
PG&E GBA | PGE GBA | PGE | Warnerville | 230 | 155 | Solar |  |  | 0 | 0 | 0 | 0 | 0 | 0 | 0 | 0 | 0 | 0 | 0 | 0 | 0 | 0 | 0 | 0 | 0 | 0 | 0 | 0 | 0 | 0 | 0 | 0 | 0 | 0 | 0 | 0
PG&E FRESNO | PGE Fresno | PGE | Waukena | 115 | 105 | Solar |  |  | 0 | 0 | 0 | 0 | 0 | 0 | 0 | 0 | 0 | 0 | 0 | 0 | 0 | 0 | 0 | 0 | 0 | 0 | 0 | 0 | 0 | 0 | 0 | 0 | 0 | 0 | 0 | 0
PG&E GBA | PGE GBA | PGE | Weber | 230 | 15 | Solar |  |  | 0 | 0 | 0 | 0 | 0 | 0 | 0 | 0 | 0 | 0 | 0 | 0 | 0 | 0 | 0 | 0 | 0 | 0 | 0 | 0 | 0 | 0 | 0 | 0 | 0 | 0 | 0 | 0
PG&E GBA | PGE GBA | PGE | Weber | 60 |  | Solar |  |  | 0 | 0 | 0 | 0 | 0 | 0 | 0 | 0 | 0 | 0 | 0 | 0 | 0 | 0 | 0 | 0 | 0 | 0 | 0 | 0 | 0 | 0 | 0 | 0 | 0 | 0 | 0 | 0
PG&E FRESNO | PGE Fresno | PGE | West Fresno | 115 | 117 | Solar |  |  | 0 | 0 | 0 | 0 | 0 | 0 | 0 | 0 | 0 | 0 | 0 | 0 | 0 | 0 | 0 | 0 | 0 | 0 | 0 | 0 | 0 | 0 | 0 | 0 | 0 | 0 | 0 | 0
PG&E FRESNO | PGE Fresno | PGE | Westley | 230 | 64 | Solar |  |  | 0 | 0 | 0 | 0 | 0 | 0 | 0 | 0 | 0 | 0 | 0 | 0 | 0 | 0 | 0 | 0 | 0 | 0 | 0 | 0 | 0 | 0 | 0 | 0 | 0 | 0 | 0 | 0
PG&E KERN | PGE Kern | PGE | Westpark | 115 | 68 | Solar |  |  | 0 | 0 | 0 | 0 | 0 | 0 | 0 | 0 | 0 | 0 | 0 | 0 | 0 | 0 | 0 | 0 | 0 | 0 | 0 | 0 | 0 | 0 | 0 | 0 | 0 | 0 | 0 | 0
PG&E KERN | PGE Kern | PGE | Wheeler Ridge | 230 | 103 | Solar |  |  | 1 | 100 | 0 | 100 | 0 | 0 | 0 | 0 | 0 | 0 | 0 | 0 | 0 | 500 | 0 | 500 | 0 | 0 | 0 | 500 | 0 | 500 | 600 | 0 | 600 | 600 | 0 | 600
PG&E KERN | PGE Kern | PGE | Wheeler Ridge | 115 | 68 | Solar |  |  | 0 | 0 | 0 | 0 | 0 | 0 | 0 | 0 | 0 | 0 | 0 | 0 | 0 | 0 | 0 | 0 | 0 | 0 | 0 | 0 | 0 | 0 | 0 | 0 | 0 | 0 | 0 | 0
PG&E KERN | PGE Kern | PGE | Wheeler Ridge | 70 |  | Solar |  |  | 1 | 100 | 0 | 100 | 0 | 0 | 0 | 0 | 0 | 0 | 0 | 0 | 0 | 0 | 0 | 0 | 0 | 0 | 0 | 0 | 0 | 0 | 100 | 0 | 100 | 100 | 0 | 100
SCE Northern | SCE Northern | SCE | Whirlwind | 230 | 124 | Solar |  |  | 1 | 174 | 0 | 174 | 44 | 188 | 232 | 0 | 0 | 0 | 44 | 188 | 232 | 1356 | 0 | 1356 | 0 | 0 | 0 | 1356 | 0 | 1356 | 1574 | 188 | 1762 | 1574 | 188 | 1762
SCE Northern | SCE Northern | SCE | Whirlwind | 500 | 124 | Solar |  |  | 1 | 0 | 0 | 0 | 0 | 0 | 0 | 0 | 0 | 0 | 0 | 0 | 0 | 1247 | 0 | 1247 | 0 | 0 | 0 | 1247 | 0 | 1247 | 1247 | 0 | 1247 | 1247 | 0 | 1247
PG&E GBA | PGE GBA | PGE | Whisman | 115 | 78 | Solar |  |  | 0 | 0 | 0 | 0 | 0 | 0 | 0 | 0 | 0 | 0 | 0 | 0 | 0 | 0 | 0 | 0 | 0 | 0 | 0 | 0 | 0 | 0 | 0 | 0 | 0 | 0 | 0 | 0
SCE Eastern | SCE Eastern | SCE | Wildlife | 230 | 156 | Solar |  |  | 0 | 0 | 0 | 0 | 0 | 0 | 0 | 0 | 0 | 0 | 0 | 0 | 0 | 0 | 0 | 0 | 0 | 0 | 0 | 0 | 0 | 0 | 0 | 0 | 0 | 0 | 0 | 0
PG&E FRESNO | PGE Fresno | PGE | Wilson | 115 | 158 | Solar |  |  | 0 | 0 | 0 | 0 | 0 | 0 | 0 | 0 | 0 | 0 | 0 | 0 | 0 | 0 | 0 | 0 | 0 | 0 | 0 | 0 | 0 | 0 | 0 | 0 | 0 | 0 | 0 | 0
PG&E FRESNO | PGE Fresno | PGE | Wilson | 230 | 169 | Solar |  |  | 0 | 0 | 0 | 0 | 0 | 0 | 0 | 0 | 0 | 0 | 0 | 0 | 0 | 0 | 0 | 0 | 0 | 0 | 0 | 0 | 0 | 0 | 0 | 0 | 0 | 0 | 0 | 0
SCE Northern | SCE Northern | SCE | Windhub | 230 | 147 | Solar |  |  | 1 | 68 | 0 | 68 | 0 | 1020 | 1020 | 0 | 0 | 0 | 0 | 1020 | 1020 | 0 | 0 | 0 | 0 | 0 | 0 | 0 | 0 | 0 | 68 | 1020 | 1088 | 68 | 1020 | 1088
SCE Northern | SCE Northern | SCE | Windhub | 500 | 147 | Solar |  |  | 1 | 0 | 0 | 0 | 153 | 0 | 153 | 0 | 0 | 0 | 153 | 0 | 153 | 0 | 0 | 0 | 0 | 0 | 0 | 0 | 0 | 0 | 153 | 0 | 153 | 153 | 0 | 153
PG&E GBA | PGE GBA | PGE | Windmaster | 230 | 32 | Solar |  |  | 0 | 0 | 0 | 0 | 0 | 0 | 0 | 0 | 0 | 0 | 0 | 0 | 0 | 0 | 0 | 0 | 0 | 0 | 0 | 0 | 0 | 0 | 0 | 0 | 0 | 0 | 0 | 0
PG&E NGBA | PGE NGBA | PGE | Windsor | 60 |  | Solar |  |  | 0 | 0 | 0 | 0 | 0 | 0 | 0 | 0 | 0 | 0 | 0 | 0 | 0 | 0 | 0 | 0 | 0 | 0 | 0 | 0 | 0 | 0 | 0 | 0 | 0 | 0 | 0 | 0
PG&E NGBA | PGE NGBA | PGE | Woodland | 115 | 18 | Solar |  |  | 1 | 0 | 0 | 0 | 0 | 12 | 12 | 0 | 0 | 0 | 0 | 12 | 12 | 0 | 0 | 0 | 0 | 0 | 0 | 0 | 0 | 0 | 0 | 12 | 12 | 0 | 12 | 12
PG&E FRESNO | PGE Fresno | PGE | Woodward | 115 | 136 | Solar |  |  | 0 | 0 | 0 | 0 | 0 | 0 | 0 | 0 | 0 | 0 | 0 | 0 | 0 | 0 | 0 | 0 | 0 | 0 | 0 | 0 | 0 | 0 | 0 | 0 | 0 | 0 | 0 | 0
PG&E NGBA | PGE NGBA | PGE | Wyandotte | 115 | 22 | Solar |  |  | 0 | 0 | 0 | 0 | 0 | 0 | 0 | 0 | 0 | 0 | 0 | 0 | 0 | 0 | 0 | 0 | 0 | 0 | 0 | 0 | 0 | 0 | 0 | 0 | 0 | 0 | 0 | 0
PG&E KERN | PGE Kern | PGE | 7th Standard | 115 | 109 | Battery |  |  | 0 | 0 | 0 | 0 | 0 | 0 | 0 | 0 | 0 | 0 | 0 | 0 | 0 | 0 | 0 | 0 | 0 | 0 | 0 | 0 | 0 | 0 | 0 | 0 | 0 | 0 | 0 | 0
SCE Metro | SCE Metro | SCE | Alamitos | 230 | 132 | Battery |  |  | 1 | 0 | 0 | 0 | 82 | 0 | 82 | 82 | 0 | 82 | 0 | 0 | 0 | 0 | 188 | 188 | 0 | 0 | 0 | 0 | 188 | 188 | 0 | 188 | 188 | 0 | 188 | 188
SCE Eastern | SCE Eastern | SCE | Alberhill | 115 | 156 | Battery |  |  | 0 | 0 | 0 | 0 | 0 | 0 | 0 | 0 | 0 | 0 | 0 | 0 | 0 | 0 | 0 | 0 | 0 | 0 | 0 | 0 | 0 | 0 | 0 | 0 | 0 | 0 | 0 | 0
SCE Eastern | SCE Eastern | SCE | Alberhill | 500 | 156 | Battery |  |  | 0 | 0 | 0 | 0 | 0 | 0 | 0 | 0 | 0 | 0 | 0 | 0 | 0 | 0 | 0 | 0 | 0 | 0 | 0 | 0 | 0 | 0 | 0 | 0 | 0 | 0 | 0 | 0
PG&E GBA | PGE GBA | PGE | Alhambra | 115 | 6 | Battery |  |  | 0 | 0 | 0 | 0 | 0 | 0 | 0 | 0 | 0 | 0 | 0 | 0 | 0 | 0 | 0 | 0 | 0 | 0 | 0 | 0 | 0 | 0 | 0 | 0 | 0 | 0 | 0 | 0
PG&E FRESNO | PGE Fresno | PGE | Alpaugh | 115 | 119 | Battery |  |  | 0 | 0 | 0 | 0 | 0 | 0 | 0 | 0 | 0 | 0 | 0 | 0 | 0 | 0 | 0 | 0 | 0 | 0 | 0 | 0 | 0 | 0 | 0 | 0 | 0 | 0 | 0 | 0
SDGE | SDGE Imperial | SDGE | Alpine | 69 |  | Battery |  |  | 1 | 0 | 0 | 0 | 6 | 0 | 6 | 0 | 0 | 0 | 6 | 0 | 6 | 0 | 0 | 0 | 0 | 0 | 0 | 0 | 0 | 0 | 6 | 0 | 6 | 6 | 0 | 6
PG&E GBA | PGE GBA | PGE | Altamont Midway (Sandhill) | 230 | 26 | Battery |  |  | 0 | 0 | 0 | 0 | 0 | 0 | 0 | 0 | 0 | 0 | 0 | 0 | 0 | 0 | 0 | 0 | 0 | 0 | 0 | 0 | 0 | 0 | 0 | 0 | 0 | 0 | 0 | 0
SCE Northern | SCE Northern | SCE | Antelope | 66 |  | Battery |  |  | 0 | 0 | 0 | 0 | 0 | 0 | 0 | 0 | 0 | 0 | 0 | 0 | 0 | 0 | 0 | 0 | 0 | 0 | 0 | 0 | 0 | 0 | 0 | 0 | 0 | 0 | 0 | 0
SCE Northern | SCE Northern | SCE | Antelope | 230 | 86 | Battery |  |  | 1 | 80 | 0 | 80 | 0 | 0 | 0 | 0 | 0 | 0 | 0 | 0 | 0 | 0 | 150 | 150 | 0 | 0 | 0 | 0 | 150 | 150 | 80 | 150 | 230 | 80 | 150 | 230
SCE Northern | SCE Northern | SCE | Antelope | 500 | 124 | Battery |  |  | 1 | 0 | 0 | 0 | 0 | 0 | 0 | 0 | 0 | 0 | 0 | 0 | 0 | 0 | 160 | 160 | 0 | 0 | 0 | 0 | 160 | 160 | 0 | 160 | 160 | 0 | 160 | 160
PG&E NGBA | PGE NGBA | PGE | Arcata | 60 |  | Battery |  |  | 1 | 0 | 0 | 0 | 2.5 | 0 | 2.5 | 0 | 0 | 0 | 2.5 | 0 | 2.5 | 0 | 0 | 0 | 0 | 0 | 0 | 0 | 0 | 0 | 2.5 | 0 | 2.5 | 2.5 | 0 | 2.5
PG&E KERN | PGE Kern | PGE | Arco | 230 | 93 | Battery |  |  | 1 | 25 | 0 | 25 | 0 | 0 | 0 | 0 | 0 | 0 | 0 | 0 | 0 | 0 | 0 | 0 | 0 | 0 | 0 | 0 | 0 | 0 | 25 | 0 | 25 | 25 | 0 | 25
PG&E KERN | PGE Kern | PGE | Arco | 70 |  | Battery |  |  | 1 | 55 | 0 | 55 | 2 | 0 | 2 | 0 | 0 | 0 | 2 | 0 | 2 | 0 | 0 | 0 | 0 | 0 | 0 | 0 | 0 | 0 | 57 | 0 | 57 | 57 | 0 | 57
SCE Metro | SCE Metro | SCE | ArcoGen | 230 | 97 | Battery |  |  | 1 | 0 | 0 | 0 | 0 | 0 | 0 | 0 | 0 | 0 | 0 | 0 | 0 | 0 | 920 | 920 | 0 | 0 | 0 | 0 | 920 | 920 | 0 | 920 | 920 | 0 | 920 | 920
SDGE | SDGE Imperial | SDGE | Artesian | 230 | 195 | Battery |  |  | 0 | 0 | 0 | 0 | 0 | 0 | 0 | 0 | 0 | 0 | 0 | 0 | 0 | 0 | 0 | 0 | 0 | 0 | 0 | 0 | 0 | 0 | 0 | 0 | 0 | 0 | 0 | 0
SDGE | SDGE Imperial | SDGE | Artesian | 69 |  | Battery |  |  | 0 | 0 | 0 | 0 | 0 | 0 | 0 | 0 | 0 | 0 | 0 | 0 | 0 | 0 | 0 | 0 | 0 | 0 | 0 | 0 | 0 | 0 | 0 | 0 | 0 | 0 | 0 | 0
PG&E FRESNO | PGE Fresno | PGE | Ashlan | 230 | 138 | Battery |  |  | 0 | 0 | 0 | 0 | 0 | 0 | 0 | 0 | 0 | 0 | 0 | 0 | 0 | 0 | 0 | 0 | 0 | 0 | 0 | 0 | 0 | 0 | 0 | 0 | 0 | 0 | 0 | 0
PG&E NGBA | PGE NGBA | PGE | Atlantic | 115 | 16 | Battery |  |  | 0 | 0 | 0 | 0 | 0 | 0 | 0 | 0 | 0 | 0 | 0 | 0 | 0 | 0 | 0 | 0 | 0 | 0 | 0 | 0 | 0 | 0 | 0 | 0 | 0 | 0 | 0 | 0
PG&E NGBA | PGE NGBA | PGE | Atlantic | 230 | 20 | Battery |  |  | 0 | 0 | 0 | 0 | 0 | 0 | 0 | 0 | 0 | 0 | 0 | 0 | 0 | 0 | 0 | 0 | 0 | 0 | 0 | 0 | 0 | 0 | 0 | 0 | 0 | 0 | 0 | 0
PG&E NGBA | PGE NGBA | PGE | Atlantic | 60 |  | Battery |  |  | 0 | 0 | 0 | 0 | 0 | 0 | 0 | 0 | 0 | 0 | 0 | 0 | 0 | 0 | 0 | 0 | 0 | 0 | 0 | 0 | 0 | 0 | 0 | 0 | 0 | 0 | 0 | 0
PG&E FRESNO | PGE Fresno | PGE | Atwater | 115 | 139 | Battery |  |  | 0 | 0 | 0 | 0 | 0 | 0 | 0 | 0 | 0 | 0 | 0 | 0 | 0 | 0 | 0 | 0 | 0 | 0 | 0 | 0 | 0 | 0 | 0 | 0 | 0 | 0 | 0 | 0
PG&E GBA | PGE GBA | PGE | Avena | 115 | 36 | Battery |  |  | 0 | 0 | 0 | 0 | 0 | 0 | 0 | 0 | 0 | 0 | 0 | 0 | 0 | 0 | 0 | 0 | 0 | 0 | 0 | 0 | 0 | 0 | 0 | 0 | 0 | 0 | 0 | 0
SDGE | SDGE Imperial | SDGE | Avocado | 69 |  | Battery |  |  | 0 | 0 | 0 | 0 | 0 | 0 | 0 | 0 | 0 | 0 | 0 | 0 | 0 | 0 | 0 | 0 | 0 | 0 | 0 | 0 | 0 | 0 | 0 | 0 | 0 | 0 | 0 | 0
PG&E NGBA | PGE NGBA | PGE | Bahia | 230 | 60 | Battery |  |  | 0 | 0 | 0 | 0 | 0 | 0 | 0 | 0 | 0 | 0 | 0 | 0 | 0 | 0 | 0 | 0 | 0 | 0 | 0 | 0 | 0 | 0 | 0 | 0 | 0 | 0 | 0 | 0
SCE Northern | SCE Northern | SCE | Bailey | 230 | 167 | Battery |  |  | 0 | 0 | 0 | 0 | 0 | 0 | 0 | 0 | 0 | 0 | 0 | 0 | 0 | 0 | 0 | 0 | 0 | 0 | 0 | 0 | 0 | 0 | 0 | 0 | 0 | 0 | 0 | 0
SCE NOL | SCE NOL | SCE | Baker | 115 | 160 | Battery |  |  | 0 | 0 | 0 | 0 | 0 | 0 | 0 | 0 | 0 | 0 | 0 | 0 | 0 | 0 | 0 | 0 | 0 | 0 | 0 | 0 | 0 | 0 | 0 | 0 | 0 | 0 | 0 | 0
PG&E KERN | PGE Kern | PGE | Bakersfield | 230 | 89 | Battery |  |  | 0 | 0 | 0 | 0 | 0 | 0 | 0 | 0 | 0 | 0 | 0 | 0 | 0 | 0 | 0 | 0 | 0 | 0 | 0 | 0 | 0 | 0 | 0 | 0 | 0 | 0 | 0 | 0
PG&E FRESNO | PGE Fresno | PGE | Balch | 230 | 117 | Battery |  |  | 0 | 0 | 0 | 0 | 0 | 0 | 0 | 0 | 0 | 0 | 0 | 0 | 0 | 0 | 0 | 0 | 0 | 0 | 0 | 0 | 0 | 0 | 0 | 0 | 0 | 0 | 0 | 0
SCE Eastern | SCE Eastern | SCE | Bannister | 230 | 174 | Battery |  |  | 0 | 0 | 0 | 0 | 0 | 0 | 0 | 0 | 0 | 0 | 0 | 0 | 0 | 0 | 0 | 0 | 0 | 0 | 0 | 0 | 0 | 0 | 0 | 0 | 0 | 0 | 0 | 0
SCE Metro | SCE Metro | SCE | Barre | 230 | 97 | Battery |  |  | 1 | 0 | 0 | 0 | 0 | 0 | 0 | 0 | 0 | 0 | 0 | 0 | 0 | 0 | 935 | 935 | 0 | 0 | 0 | 0 | 935 | 935 | 0 | 935 | 935 | 0 | 935 | 935
SDGE | SDGE Imperial | SDGE | Bay Boulevard | 69 |  | Battery |  |  | 0 | 0 | 0 | 0 | 0 | 0 | 0 | 0 | 0 | 0 | 0 | 0 | 0 | 0 | 0 | 0 | 0 | 0 | 0 | 0 | 0 | 0 | 0 | 0 | 0 | 0 | 0 | 0
SDGE | SDGE Imperial | SDGE | Bay Boulevard | 230 | 196 | Battery |  |  | 0 | 0 | 0 | 0 | 0 | 0 | 0 | 0 | 0 | 0 | 0 | 0 | 0 | 0 | 0 | 0 | 0 | 0 | 0 | 0 | 0 | 0 | 0 | 0 | 0 | 0 | 0 | 0
EOP | SCE EOP | SCE | Beatty | 138 | 177 | Battery |  |  | 0 | 0 | 0 | 0 | 0 | 0 | 0 | 0 | 0 | 0 | 0 | 0 | 0 | 0 | 0 | 0 | 0 | 0 | 0 | 0 | 0 | 0 | 0 | 0 | 0 | 0 | 0 | 0
EOP | SCE EOP | SCE | Beatty | 230 | 177 | Battery |  |  | 1 | 0 | 0 | 0 | 0 | 0 | 0 | 0 | 0 | 0 | 0 | 0 | 0 | 0 | 170 | 170 | 0 | 0 | 0 | 0 | 170 | 170 | 0 | 170 | 170 | 0 | 170 | 170
PG&E NGBA | PGE NGBA | PGE | Belden | 230 | 24 | Battery |  |  | 0 | 0 | 0 | 0 | 0 | 0 | 0 | 0 | 0 | 0 | 0 | 0 | 0 | 0 | 0 | 0 | 0 | 0 | 0 | 0 | 0 | 0 | 0 | 0 | 0 | 0 | 0 | 0
PG&E NGBA | PGE NGBA | PGE | Bell | 115 | 16 | Battery |  |  | 0 | 0 | 0 | 0 | 0 | 0 | 0 | 0 | 0 | 0 | 0 | 0 | 0 | 0 | 0 | 0 | 0 | 0 | 0 | 0 | 0 | 0 | 0 | 0 | 0 | 0 | 0 | 0
PG&E NGBA | PGE NGBA | PGE | Bellevue | 115 | 27 | Battery |  |  | 0 | 0 | 0 | 0 | 0 | 0 | 0 | 0 | 0 | 0 | 0 | 0 | 0 | 0 | 0 | 0 | 0 | 0 | 0 | 0 | 0 | 0 | 0 | 0 | 0 | 0 | 0 | 0
PG&E GBA | PGE GBA | PGE | Bellota | 115 | 29 | Battery |  |  | 0 | 0 | 0 | 0 | 0 | 0 | 0 | 0 | 0 | 0 | 0 | 0 | 0 | 0 | 0 | 0 | 0 | 0 | 0 | 0 | 0 | 0 | 0 | 0 | 0 | 0 | 0 | 0
PG&E GBA | PGE GBA | PGE | Bellota | 230 | 15 | Battery |  |  | 0 | 0 | 0 | 0 | 0 | 0 | 0 | 0 | 0 | 0 | 0 | 0 | 0 | 0 | 0 | 0 | 0 | 0 | 0 | 0 | 0 | 0 | 0 | 0 | 0 | 0 | 0 | 0
SCE Northern | SCE Northern | SCE | Big Creek | 230 | 153 | Battery |  |  | 0 | 0 | 0 | 0 | 0 | 0 | 0 | 0 | 0 | 0 | 0 | 0 | 0 | 0 | 0 | 0 | 0 | 0 | 0 | 0 | 0 | 0 | 0 | 0 | 0 | 0 | 0 | 0
PG&E FRESNO | PGE Fresno | PGE | Biola | 70 |  | Battery |  |  | 0 | 0 | 0 | 0 | 0 | 0 | 0 | 0 | 0 | 0 | 0 | 0 | 0 | 0 | 0 | 0 | 0 | 0 | 0 | 0 | 0 | 0 | 0 | 0 | 0 | 0 | 0 | 0
PG&E GBA | PGE GBA | PGE | Birds Landing | 230 | 59 | Battery |  |  | 0 | 0 | 0 | 0 | 0 | 0 | 0 | 0 | 0 | 0 | 0 | 0 | 0 | 0 | 0 | 0 | 0 | 0 | 0 | 0 | 0 | 0 | 0 | 0 | 0 | 0 | 0 | 0
SCE Northern | SCE Northern | SCE | Bliss | 66 |  | Battery |  |  | 0 | 0 | 0 | 0 | 0 | 0 | 0 | 0 | 0 | 0 | 0 | 0 | 0 | 0 | 0 | 0 | 0 | 0 | 0 | 0 | 0 | 0 | 0 | 0 | 0 | 0 | 0 | 0
SCE Eastern | SCE Eastern | SCE | Blythe | 161 | 182 | Battery |  |  | 1 | 150 | 0 | 150 | 160 | 0 | 160 | 0 | 0 | 0 | 160 | 0 | 160 | 0 | 0 | 0 | 0 | 0 | 0 | 0 | 0 | 0 | 310 | 0 | 310 | 310 | 0 | 310
PG&E NGBA | PGE NGBA | PGE | Bogue | 115 | 22 | Battery |  |  | 0 | 0 | 0 | 0 | 0 | 0 | 0 | 0 | 0 | 0 | 0 | 0 | 0 | 0 | 0 | 0 | 0 | 0 | 0 | 0 | 0 | 0 | 0 | 0 | 0 | 0 | 0 | 0
PG&E FRESNO | PGE Fresno | PGE | Borden | 230 | 168 | Battery |  |  | 0 | 0 | 0 | 0 | 0 | 0 | 0 | 0 | 0 | 0 | 0 | 0 | 0 | 0 | 0 | 0 | 0 | 0 | 0 | 0 | 0 | 0 | 0 | 0 | 0 | 0 | 0 | 0
PG&E FRESNO | PGE Fresno | PGE | Borden | 70 |  | Battery |  |  | 0 | 0 | 0 | 0 | 0 | 0 | 0 | 0 | 0 | 0 | 0 | 0 | 0 | 0 | 0 | 0 | 0 | 0 | 0 | 0 | 0 | 0 | 0 | 0 | 0 | 0 | 0 | 0
SDGE | SDGE Imperial | SDGE | Boulevard East | 138 | 192 | Battery |  |  | 0 | 0 | 0 | 0 | 0 | 0 | 0 | 0 | 0 | 0 | 0 | 0 | 0 | 0 | 0 | 0 | 0 | 0 | 0 | 0 | 0 | 0 | 0 | 0 | 0 | 0 | 0 | 0
SDGE | SDGE Imperial | SDGE | Boulevard East | 69 |  | Battery |  |  | 1 | 9.75 | 0 | 9.75 | 17.4 | 0 | 17.4 | 0 | 0 | 0 | 17.4 | 0 | 17.4 | 0 | 0 | 0 | 0 | 0 | 0 | 0 | 0 | 0 | 27.15 | 0 | 27.15 | 27.15 | 0 | 27.15
PG&E GBA | PGE GBA | PGE | Brentwood | 230 | 50 | Battery |  |  | 0 | 0 | 0 | 0 | 0 | 0 | 0 | 0 | 0 | 0 | 0 | 0 | 0 | 0 | 0 | 0 | 0 | 0 | 0 | 0 | 0 | 0 | 0 | 0 | 0 | 0 | 0 | 0
PG&E NGBA | PGE NGBA | PGE | Bridgeville | 115 | 1 | Battery |  |  | 0 | 0 | 0 | 0 | 0 | 0 | 0 | 0 | 0 | 0 | 0 | 0 | 0 | 0 | 0 | 0 | 0 | 0 | 0 | 0 | 0 | 0 | 0 | 0 | 0 | 0 | 0 | 0
PG&E NGBA | PGE NGBA | PGE | Brighton | 115 | 67 | Battery |  |  | 0 | 0 | 0 | 0 | 0 | 0 | 0 | 0 | 0 | 0 | 0 | 0 | 0 | 0 | 0 | 0 | 0 | 0 | 0 | 0 | 0 | 0 | 0 | 0 | 0 | 0 | 0 | 0
PG&E NGBA | PGE NGBA | PGE | Brighton | 230 | 67 | Battery |  |  | 0 | 0 | 0 | 0 | 0 | 0 | 0 | 0 | 0 | 0 | 0 | 0 | 0 | 0 | 0 | 0 | 0 | 0 | 0 | 0 | 0 | 0 | 0 | 0 | 0 | 0 | 0 | 0
PG&E NGBA | PGE NGBA | PGE | Brunswick | 115 | 20 | Battery |  |  | 0 | 0 | 0 | 0 | 0 | 0 | 0 | 0 | 0 | 0 | 0 | 0 | 0 | 0 | 0 | 0 | 0 | 0 | 0 | 0 | 0 | 0 | 0 | 0 | 0 | 0 | 0 | 0
PG&E NGBA | PGE NGBA | PGE | Bucks Creek | 230 | 35 | Battery |  |  | 0 | 0 | 0 | 0 | 0 | 0 | 0 | 0 | 0 | 0 | 0 | 0 | 0 | 0 | 0 | 0 | 0 | 0 | 0 | 0 | 0 | 0 | 0 | 0 | 0 | 0 | 0 | 0
PG&E KERN | PGE Kern | PGE | Buena Vista | 230 |  | Battery |  |  | 0 | 0 | 0 | 0 | 0 | 0 | 0 | 0 | 0 | 0 | 0 | 0 | 0 | 0 | 0 | 0 | 0 | 0 | 0 | 0 | 0 | 0 | 0 | 0 | 0 | 0 | 0 | 0
PG&E FRESNO | PGE Fresno | PGE | Bullard | 115 | 165 | Battery |  |  | 0 | 0 | 0 | 0 | 0 | 0 | 0 | 0 | 0 | 0 | 0 | 0 | 0 | 0 | 0 | 0 | 0 | 0 | 0 | 0 | 0 | 0 | 0 | 0 | 0 | 0 | 0 | 0
PG&E GBA | PGE GBA | PGE | Burlingame | 115 | 3 | Battery |  |  | 0 | 0 | 0 | 0 | 0 | 0 | 0 | 0 | 0 | 0 | 0 | 0 | 0 | 0 | 0 | 0 | 0 | 0 | 0 | 0 | 0 | 0 | 0 | 0 | 0 | 0 | 0 | 0
PG&E NGBA | PGE NGBA | PGE | Burney Forest | 230 | 2 | Battery |  |  | 0 | 0 | 0 | 0 | 0 | 0 | 0 | 0 | 0 | 0 | 0 | 0 | 0 | 0 | 0 | 0 | 0 | 0 | 0 | 0 | 0 | 0 | 0 | 0 | 0 | 0 | 0 | 0
PG&E NGBA | PGE NGBA | PGE | Butte | 115 | 1 | Battery |  |  | 0 | 0 | 0 | 0 | 0 | 0 | 0 | 0 | 0 | 0 | 0 | 0 | 0 | 0 | 0 | 0 | 0 | 0 | 0 | 0 | 0 | 0 | 0 | 0 | 0 | 0 | 0 | 0
PG&E KERN | PGE Kern | PGE | Cabrillo | 115 | 111 | Battery |  |  | 0 | 0 | 0 | 0 | 0 | 0 | 0 | 0 | 0 | 0 | 0 | 0 | 0 | 0 | 0 | 0 | 0 | 0 | 0 | 0 | 0 | 0 | 0 | 0 | 0 | 0 | 0 | 0
PG&E FRESNO | PGE Fresno | PGE | Cal Flats | 230 | 129 | Battery |  |  | 0 | 0 | 0 | 0 | 0 | 0 | 0 | 0 | 0 | 0 | 0 | 0 | 0 | 0 | 0 | 0 | 0 | 0 | 0 | 0 | 0 | 0 | 0 | 0 | 0 | 0 | 0 | 0
SCE NOL | SCE NOL | SCE | Calcite | 230 | 141 | Battery |  |  | 0 | 0 | 0 | 0 | 0 | 0 | 0 | 0 | 0 | 0 | 0 | 0 | 0 | 0 | 0 | 0 | 0 | 0 | 0 | 0 | 0 | 0 | 0 | 0 | 0 | 0 | 0 | 0
PG&E KERN | PGE Kern | PGE | Caliente | 230 | 122 | Battery |  |  | 0 | 0 | 0 | 0 | 0 | 0 | 0 | 0 | 0 | 0 | 0 | 0 | 0 | 0 | 0 | 0 | 0 | 0 | 0 | 0 | 0 | 0 | 0 | 0 | 0 | 0 | 0 | 0
PG&E FRESNO | PGE Fresno | PGE | California Ave | 115 | 105 | Battery |  |  | 0 | 0 | 0 | 0 | 0 | 0 | 0 | 0 | 0 | 0 | 0 | 0 | 0 | 0 | 0 | 0 | 0 | 0 | 0 | 0 | 0 | 0 | 0 | 0 | 0 | 0 | 0 | 0
PG&E KERN | PGE Kern | PGE | Callender | 115 | 126 | Battery |  |  | 0 | 0 | 0 | 0 | 0 | 0 | 0 | 0 | 0 | 0 | 0 | 0 | 0 | 0 | 0 | 0 | 0 | 0 | 0 | 0 | 0 | 0 | 0 | 0 | 0 | 0 | 0 | 0
PG&E NGBA | PGE NGBA | PGE | Calpella | 115 | 37 | Battery |  |  | 0 | 0 | 0 | 0 | 0 | 0 | 0 | 0 | 0 | 0 | 0 | 0 | 0 | 0 | 0 | 0 | 0 | 0 | 0 | 0 | 0 | 0 | 0 | 0 | 0 | 0 | 0 | 0
PG&E GBA | PGE GBA | PGE | Camanche | 230 | 15 | Battery |  |  | 0 | 0 | 0 | 0 | 0 | 0 | 0 | 0 | 0 | 0 | 0 | 0 | 0 | 0 | 0 | 0 | 0 | 0 | 0 | 0 | 0 | 0 | 0 | 0 | 0 | 0 | 0 | 0
SDGE | SDGE Imperial | SDGE | Cameron | 69 |  | Battery |  |  | 0 | 0 | 0 | 0 | 0 | 0 | 0 | 0 | 0 | 0 | 0 | 0 | 0 | 0 | 0 | 0 | 0 | 0 | 0 | 0 | 0 | 0 | 0 | 0 | 0 | 0 | 0 | 0
SDGE | SDGE Imperial | SDGE | Cannon | 69 |  | Battery |  |  | 0 | 0 | 0 | 0 | 0 | 0 | 0 | 0 | 0 | 0 | 0 | 0 | 0 | 0 | 0 | 0 | 0 | 0 | 0 | 0 | 0 | 0 | 0 | 0 | 0 | 0 | 0 | 0
PG&E FRESNO | PGE Fresno | PGE | Cantua | 115 | 115 | Battery |  |  | 0 | 0 | 0 | 0 | 0 | 0 | 0 | 0 | 0 | 0 | 0 | 0 | 0 | 0 | 0 | 0 | 0 | 0 | 0 | 0 | 0 | 0 | 0 | 0 | 0 | 0 | 0 | 0
SDGE | SDGE Imperial | SDGE | Capistrano | 138 | 173 | Battery |  |  | 1 | 0 | 0 | 0 | 0 | 0 | 0 | 0 | 0 | 0 | 0 | 0 | 0 | 0 | 25 | 25 | 0 | 0 | 0 | 0 | 25 | 25 | 0 | 25 | 25 | 0 | 25 | 25
SDGE | SDGE Imperial | SDGE | Capistrano | 230 | 173 | Battery |  |  | 1 | 0 | 0 | 0 | 0 | 0 | 0 | 0 | 0 | 0 | 0 | 0 | 0 | 0 | 25 | 25 | 0 | 0 | 0 | 0 | 25 | 25 | 0 | 25 | 25 | 0 | 25 | 25
PG&E NGBA | PGE NGBA | PGE | Carberry | 230 | 2 | Battery |  |  | 0 | 0 | 0 | 0 | 0 | 0 | 0 | 0 | 0 | 0 | 0 | 0 | 0 | 0 | 0 | 0 | 0 | 0 | 0 | 0 | 0 | 0 | 0 | 0 | 0 | 0 | 0 | 0
SCE Eastern | SCE Eastern | SCE | Cardiff | 66 |  | Battery |  |  | 0 | 0 | 0 | 0 | 0 | 0 | 0 | 0 | 0 | 0 | 0 | 0 | 0 | 0 | 0 | 0 | 0 | 0 | 0 | 0 | 0 | 0 | 0 | 0 | 0 | 0 | 0 | 0
PG&E NGBA | PGE NGBA | PGE | Caribou | 60 |  | Battery |  |  | 0 | 0 | 0 | 0 | 0 | 0 | 0 | 0 | 0 | 0 | 0 | 0 | 0 | 0 | 0 | 0 | 0 | 0 | 0 | 0 | 0 | 0 | 0 | 0 | 0 | 0 | 0 | 0
PG&E NGBA | PGE NGBA | PGE | Caribou | 115 | 7 | Battery |  |  | 0 | 0 | 0 | 0 | 0 | 0 | 0 | 0 | 0 | 0 | 0 | 0 | 0 | 0 | 0 | 0 | 0 | 0 | 0 | 0 | 0 | 0 | 0 | 0 | 0 | 0 | 0 | 0
PG&E NGBA | PGE NGBA | PGE | Caribou | 230 | 7 | Battery |  |  | 0 | 0 | 0 | 0 | 0 | 0 | 0 | 0 | 0 | 0 | 0 | 0 | 0 | 0 | 0 | 0 | 0 | 0 | 0 | 0 | 0 | 0 | 0 | 0 | 0 | 0 | 0 | 0
EOP | SCE EOP | SCE | Carpenter Canyon (fka Gamebird) | 138 | 177 | Battery |  |  | 0 | 0 | 0 | 0 | 0 | 0 | 0 | 0 | 0 | 0 | 0 | 0 | 0 | 0 | 0 | 0 | 0 | 0 | 0 | 0 | 0 | 0 | 0 | 0 | 0 | 0 | 0 | 0
EOP | SCE EOP | SCE | Carpenter Canyon (fka Gamebird) | 230 | 177 | Battery |  |  | 1 | 0 | 0 | 0 | 0 | 0 | 0 | 0 | 0 | 0 | 0 | 0 | 0 | 0 | 36.5 | 36.5 | 0 | 0 | 0 | 0 | 36.5 | 36.5 | 0 | 36.5 | 36.5 | 0 | 36.5 | 36.5
PG&E NGBA | PGE NGBA | PGE | Carquinez | 115 | 27 | Battery |  |  | 0 | 0 | 0 | 0 | 0 | 0 | 0 | 0 | 0 | 0 | 0 | 0 | 0 | 0 | 0 | 0 | 0 | 0 | 0 | 0 | 0 | 0 | 0 | 0 | 0 | 0 | 0 | 0
SDGE | SDGE Imperial | SDGE | Carrizo Gorge | 138 | 192 | Battery |  |  | 1 | 0 | 0 | 0 | 70 | 0 | 70 | 0 | 0 | 0 | 70 | 0 | 70 | 0 | 0 | 0 | 0 | 0 | 0 | 0 | 0 | 0 | 70 | 0 | 70 | 70 | 0 | 70
PG&E KERN | PGE Kern | PGE | Carrizo Plains | 115 | 122 | Battery |  |  | 0 | 0 | 0 | 0 | 0 | 0 | 0 | 0 | 0 | 0 | 0 | 0 | 0 | 0 | 0 | 0 | 0 | 0 | 0 | 0 | 0 | 0 | 0 | 0 | 0 | 0 | 0 | 0
PG&E KERN | PGE Kern | PGE | Casaloma | 230 | 68 | Battery |  |  | 0 | 0 | 0 | 0 | 0 | 0 | 0 | 0 | 0 | 0 | 0 | 0 | 0 | 0 | 0 | 0 | 0 | 0 | 0 | 0 | 0 | 0 | 0 | 0 | 0 | 0 | 0 | 0
PG&E GBA | PGE GBA | PGE | Castro Valley | 230 | 42 | Battery |  |  | 0 | 0 | 0 | 0 | 0 | 0 | 0 | 0 | 0 | 0 | 0 | 0 | 0 | 0 | 0 | 0 | 0 | 0 | 0 | 0 | 0 | 0 | 0 | 0 | 0 | 0 | 0 | 0
PG&E GBA | PGE GBA | PGE | Cayetano | 230 | 50 | Battery |  |  | 0 | 0 | 0 | 0 | 0 | 0 | 0 | 0 | 0 | 0 | 0 | 0 | 0 | 0 | 0 | 0 | 0 | 0 | 0 | 0 | 0 | 0 | 0 | 0 | 0 | 0 | 0 | 0
SCE Metro | SCE Metro | SCE | Center | 230 | 97 | Battery |  |  | 1 | 90 | 0 | 90 | 0 | 0 | 0 | 0 | 0 | 0 | 0 | 0 | 0 | 0 | 1000 | 1000 | 0 | 0 | 0 | 0 | 1000 | 1000 | 90 | 1000 | 1090 | 90 | 1000 | 1090
PG&E KERN | PGE Kern | PGE | Charca | 115 | 74 | Battery |  |  | 0 | 0 | 0 | 0 | 0 | 0 | 0 | 0 | 0 | 0 | 0 | 0 | 0 | 0 | 0 | 0 | 0 | 0 | 0 | 0 | 0 | 0 | 0 | 0 | 0 | 0 | 0 | 0
EOP | SCE EOP | SCE | Charleston | 138 | 177 | Battery |  |  | 0 | 0 | 0 | 0 | 0 | 0 | 0 | 0 | 0 | 0 | 0 | 0 | 0 | 0 | 0 | 0 | 0 | 0 | 0 | 0 | 0 | 0 | 0 | 0 | 0 | 0 | 0 | 0
SCE Metro | SCE Metro | SCE | Chevmain | 230 | 97 | Battery |  |  | 1 | 0 | 0 | 0 | 0 | 0 | 0 | 0 | 0 | 0 | 0 | 0 | 0 | 0 | 1000 | 1000 | 0 | 0 | 0 | 0 | 1000 | 1000 | 0 | 1000 | 1000 | 0 | 1000 | 1000
SDGE | SDGE Imperial | SDGE | Chicarita | 138 | 186 | Battery |  |  | 0 | 0 | 0 | 0 | 0 | 0 | 0 | 0 | 0 | 0 | 0 | 0 | 0 | 0 | 0 | 0 | 0 | 0 | 0 | 0 | 0 | 0 | 0 | 0 | 0 | 0 | 0 | 0
SCE Metro | SCE Metro | SCE | Chino | 230 | 97 | Battery |  |  | 1 | 0 | 0 | 0 | 225 | 0 | 225 | 0 | 0 | 0 | 225 | 0 | 225 | 0 | 800 | 800 | 0 | 0 | 0 | 0 | 800 | 800 | 225 | 800 | 1025 | 225 | 800 | 1025
PG&E FRESNO | PGE Fresno | PGE | Chowchilla | 115 | 166 | Battery |  |  | 0 | 0 | 0 | 0 | 0 | 0 | 0 | 0 | 0 | 0 | 0 | 0 | 0 | 0 | 0 | 0 | 0 | 0 | 0 | 0 | 0 | 0 | 0 | 0 | 0 | 0 | 0 | 0
PG&E GBA | PGE GBA | PGE | Christie | 60 |  | Battery |  |  | 0 | 0 | 0 | 0 | 0 | 0 | 0 | 0 | 0 | 0 | 0 | 0 | 0 | 0 | 0 | 0 | 0 | 0 | 0 | 0 | 0 | 0 | 0 | 0 | 0 | 0 | 0 | 0
PG&E GBA | PGE GBA | PGE | Christie | 115 | 6 | Battery |  |  | 0 | 0 | 0 | 0 | 0 | 0 | 0 | 0 | 0 | 0 | 0 | 0 | 0 | 0 | 0 | 0 | 0 | 0 | 0 | 0 | 0 | 0 | 0 | 0 | 0 | 0 | 0 | 0
SCE Eastern | SCE Arizona | SCE | Cielo Azul | 500 | 181 | Battery |  |  | 1 | 900 | 0 | 900 | 471.516 | 0 | 471.516 | 0 | 0 | 0 | 471.516 | 0 | 471.516 | 0 | 562 | 562 | 0 | 0 | 0 | 0 | 562 | 562 | 1371.516 | 562 | 1933.516 | 1371.516 | 562 | 1933.516
PG&E GBA | PGE GBA | PGE | Clay | 60 |  | Battery |  |  | 0 | 0 | 0 | 0 | 0 | 0 | 0 | 0 | 0 | 0 | 0 | 0 | 0 | 0 | 0 | 0 | 0 | 0 | 0 | 0 | 0 | 0 | 0 | 0 | 0 | 0 | 0 | 0
PG&E GBA | PGE GBA | PGE | Clayton | 115 | 1 | Battery |  |  | 0 | 0 | 0 | 0 | 0 | 0 | 0 | 0 | 0 | 0 | 0 | 0 | 0 | 0 | 0 | 0 | 0 | 0 | 0 | 0 | 0 | 0 | 0 | 0 | 0 | 0 | 0 | 0
PG&E NGBA | PGE NGBA | PGE | Cloverdale | 115 | 37 | Battery |  |  | 0 | 0 | 0 | 0 | 0 | 0 | 0 | 0 | 0 | 0 | 0 | 0 | 0 | 0 | 0 | 0 | 0 | 0 | 0 | 0 | 0 | 0 | 0 | 0 | 0 | 0 | 0 | 0
PG&E FRESNO | PGE Fresno | PGE | Clovis | 115 | 136 | Battery |  |  | 0 | 0 | 0 | 0 | 0 | 0 | 0 | 0 | 0 | 0 | 0 | 0 | 0 | 0 | 0 | 0 | 0 | 0 | 0 | 0 | 0 | 0 | 0 | 0 | 0 | 0 | 0 | 0
PG&E GBA | PGE GBA | PGE | Coburn | 230 | 116 | Battery |  |  | 0 | 0 | 0 | 0 | 0 | 0 | 0 | 0 | 0 | 0 | 0 | 0 | 0 | 0 | 0 | 0 | 0 | 0 | 0 | 0 | 0 | 0 | 0 | 0 | 0 | 0 | 0 | 0
PG&E GBA | PGE GBA | PGE | Coburn | 60 |  | Battery |  |  | 1 | 0 | 1.5 | 1.5 | 0 | 0 | 0 | 0 | 0 | 0 | 0 | 0 | 0 | 0 | 0 | 0 | 0 | 0 | 0 | 0 | 0 | 0 | 0 | 1.5 | 1.5 | 0 | 1.5 | 1.5
PG&E NGBA | PGE NGBA | PGE | Colgate | 230 | 22 | Battery |  |  | 0 | 0 | 0 | 0 | 0 | 0 | 0 | 0 | 0 | 0 | 0 | 0 | 0 | 0 | 0 | 0 | 0 | 0 | 0 | 0 | 0 | 0 | 0 | 0 | 0 | 0 | 0 | 0
PG&E GBA | PGE GBA | PGE | Collierville | 230 | 44 | Battery |  |  | 0 | 0 | 0 | 0 | 0 | 0 | 0 | 0 | 0 | 0 | 0 | 0 | 0 | 0 | 0 | 0 | 0 | 0 | 0 | 0 | 0 | 0 | 0 | 0 | 0 | 0 | 0 | 0
PG&E GBA | PGE GBA | PGE | Collinsville | 230 | 1 | Battery |  |  | 0 | 0 | 0 | 0 | 0 | 0 | 0 | 0 | 0 | 0 | 0 | 0 | 0 | 0 | 0 | 0 | 0 | 0 | 0 | 0 | 0 | 0 | 0 | 0 | 0 | 0 | 0 | 0
PG&E GBA | PGE GBA | PGE | Collinsville | 500 | 1 | Battery |  |  | 0 | 0 | 0 | 0 | 0 | 0 | 0 | 0 | 0 | 0 | 0 | 0 | 0 | 0 | 0 | 0 | 0 | 0 | 0 | 0 | 0 | 0 | 0 | 0 | 0 | 0 | 0 | 0
SCE Eastern | SCE Eastern | SCE | Colorado River | 230 | 170 | Battery |  |  | 1 | 0 | 0 | 0 | 30 | 0 | 30 | 0 | 0 | 0 | 30 | 0 | 30 | 0 | 0 | 0 | 0 | 0 | 0 | 0 | 0 | 0 | 30 | 0 | 30 | 30 | 0 | 30
SCE Eastern | SCE Eastern | SCE | Colorado River | 500 | 154 | Battery |  |  | 0 | 0 | 0 | 0 | 0 | 0 | 0 | 0 | 0 | 0 | 0 | 0 | 0 | 0 | 0 | 0 | 0 | 0 | 0 | 0 | 0 | 0 | 0 | 0 | 0 | 0 | 0 | 0
PG&E KERN | PGE Kern | PGE | Columbus | 115 | 99 | Battery |  |  | 0 | 0 | 0 | 0 | 0 | 0 | 0 | 0 | 0 | 0 | 0 | 0 | 0 | 0 | 0 | 0 | 0 | 0 | 0 | 0 | 0 | 0 | 0 | 0 | 0 | 0 | 0 | 0
PG&E GBA | PGE GBA | PGE | Contra Costa | 115 | 63 | Battery |  |  | 0 | 0 | 0 | 0 | 0 | 0 | 0 | 0 | 0 | 0 | 0 | 0 | 0 | 0 | 0 | 0 | 0 | 0 | 0 | 0 | 0 | 0 | 0 | 0 | 0 | 0 | 0 | 0
PG&E GBA | PGE GBA | PGE | Contra Costa | 230 | 50 | Battery |  |  | 0 | 0 | 0 | 0 | 0 | 0 | 0 | 0 | 0 | 0 | 0 | 0 | 0 | 0 | 0 | 0 | 0 | 0 | 0 | 0 | 0 | 0 | 0 | 0 | 0 | 0 | 0 | 0
PG&E GBA | PGE GBA | PGE | Contra Costa PP | 230 | 59 | Battery |  |  | 0 | 0 | 0 | 0 | 0 | 0 | 0 | 0 | 0 | 0 | 0 | 0 | 0 | 0 | 0 | 0 | 0 | 0 | 0 | 0 | 0 | 0 | 0 | 0 | 0 | 0 | 0 | 0
SCE NOL | SCE NOL | SCE | Control | 115 | 175 | Battery |  |  | 0 | 0 | 0 | 0 | 0 | 0 | 0 | 0 | 0 | 0 | 0 | 0 | 0 | 0 | 0 | 0 | 0 | 0 | 0 | 0 | 0 | 0 | 0 | 0 | 0 | 0 | 0 | 0
SCE NOL | SCE NOL | SCE | Control | 55 |  | Battery |  |  | 0 | 0 | 0 | 0 | 0 | 0 | 0 | 0 | 0 | 0 | 0 | 0 | 0 | 0 | 0 | 0 | 0 | 0 | 0 | 0 | 0 | 0 | 0 | 0 | 0 | 0 | 0 | 0
PG&E GBA | PGE GBA | PGE | Cooley Landing | 115 | 6 | Battery |  |  | 0 | 0 | 0 | 0 | 0 | 0 | 0 | 0 | 0 | 0 | 0 | 0 | 0 | 0 | 0 | 0 | 0 | 0 | 0 | 0 | 0 | 0 | 0 | 0 | 0 | 0 | 0 | 0
PG&E GBA | PGE GBA | PGE | Cooley Landing | 60 |  | Battery |  |  | 0 | 0 | 0 | 0 | 0 | 0 | 0 | 0 | 0 | 0 | 0 | 0 | 0 | 0 | 0 | 0 | 0 | 0 | 0 | 0 | 0 | 0 | 0 | 0 | 0 | 0 | 0 | 0
SCE NOL | SCE NOL | SCE | Coolwater | 230 | 160 | Battery |  |  | 0 | 0 | 0 | 0 | 0 | 0 | 0 | 0 | 0 | 0 | 0 | 0 | 0 | 0 | 0 | 0 | 0 | 0 | 0 | 0 | 0 | 0 | 0 | 0 | 0 | 0 | 0 | 0
SCE NOL | SCE NOL | SCE | Coolwater | 115 | 160 | Battery |  |  | 1 | 0 | 0 | 0 | 113.5 | 0 | 113.5 | 0 | 0 | 0 | 113.5 | 0 | 113.5 | 0 | 0 | 0 | 0 | 0 | 0 | 0 | 0 | 0 | 113.5 | 0 | 113.5 | 113.5 | 0 | 113.5
PG&E KERN | PGE Kern | PGE | Copus | 70 |  | Battery |  |  | 0 | 0 | 0 | 0 | 0 | 0 | 0 | 0 | 0 | 0 | 0 | 0 | 0 | 0 | 0 | 0 | 0 | 0 | 0 | 0 | 0 | 0 | 0 | 0 | 0 | 0 | 0 | 0
PG&E FRESNO | PGE Fresno | PGE | Corcoran | 70 |  | Battery |  |  | 0 | 0 | 0 | 0 | 0 | 0 | 0 | 0 | 0 | 0 | 0 | 0 | 0 | 0 | 0 | 0 | 0 | 0 | 0 | 0 | 0 | 0 | 0 | 0 | 0 | 0 | 0 | 0
PG&E FRESNO | PGE Fresno | PGE | Corcoran | 115 | 148 | Battery |  |  | 0 | 0 | 0 | 0 | 0 | 0 | 0 | 0 | 0 | 0 | 0 | 0 | 0 | 0 | 0 | 0 | 0 | 0 | 0 | 0 | 0 | 0 | 0 | 0 | 0 | 0 | 0 | 0
PG&E NGBA | PGE NGBA | PGE | Corona | 115 | 27 | Battery |  |  | 0 | 0 | 0 | 0 | 0 | 0 | 0 | 0 | 0 | 0 | 0 | 0 | 0 | 0 | 0 | 0 | 0 | 0 | 0 | 0 | 0 | 0 | 0 | 0 | 0 | 0 | 0 | 0
PG&E NGBA | PGE NGBA | PGE | Cortina | 230 | 27 | Battery |  |  | 0 | 0 | 0 | 0 | 0 | 0 | 0 | 0 | 0 | 0 | 0 | 0 | 0 | 0 | 0 | 0 | 0 | 0 | 0 | 0 | 0 | 0 | 0 | 0 | 0 | 0 | 0 | 0
PG&E NGBA | PGE NGBA | PGE | Cortina | 115 | 30 | Battery |  |  | 0 | 0 | 0 | 0 | 0 | 0 | 0 | 0 | 0 | 0 | 0 | 0 | 0 | 0 | 0 | 0 | 0 | 0 | 0 | 0 | 0 | 0 | 0 | 0 | 0 | 0 | 0 | 0
PG&E GBA | PGE GBA | PGE | Cottle | 230 | 155 | Battery |  |  | 0 | 0 | 0 | 0 | 0 | 0 | 0 | 0 | 0 | 0 | 0 | 0 | 0 | 0 | 0 | 0 | 0 | 0 | 0 | 0 | 0 | 0 | 0 | 0 | 0 | 0 | 0 | 0
PG&E NGBA | PGE NGBA | PGE | Cottonwood | 115 | 1 | Battery |  |  | 0 | 0 | 0 | 0 | 0 | 0 | 0 | 0 | 0 | 0 | 0 | 0 | 0 | 0 | 0 | 0 | 0 | 0 | 0 | 0 | 0 | 0 | 0 | 0 | 0 | 0 | 0 | 0
PG&E NGBA | PGE NGBA | PGE | Cottonwood | 230 | 1 | Battery |  |  | 0 | 0 | 0 | 0 | 0 | 0 | 0 | 0 | 0 | 0 | 0 | 0 | 0 | 0 | 0 | 0 | 0 | 0 | 0 | 0 | 0 | 0 | 0 | 0 | 0 | 0 | 0 | 0
PG&E NGBA | PGE NGBA | PGE | Cottonwood | 60 |  | Battery |  |  | 0 | 0 | 0 | 0 | 0 | 0 | 0 | 0 | 0 | 0 | 0 | 0 | 0 | 0 | 0 | 0 | 0 | 0 | 0 | 0 | 0 | 0 | 0 | 0 | 0 | 0 | 0 | 0
PG&E NGBA | PGE NGBA | PGE | Cove Road | 230 | 1 | Battery |  |  | 0 | 0 | 0 | 0 | 0 | 0 | 0 | 0 | 0 | 0 | 0 | 0 | 0 | 0 | 0 | 0 | 0 | 0 | 0 | 0 | 0 | 0 | 0 | 0 | 0 | 0 | 0 | 0
PG&E GBA | PGE GBA | PGE | Coyote | 230 | 11 | Battery |  |  | 0 | 0 | 0 | 0 | 0 | 0 | 0 | 0 | 0 | 0 | 0 | 0 | 0 | 0 | 0 | 0 | 0 | 0 | 0 | 0 | 0 | 0 | 0 | 0 | 0 | 0 | 0 | 0
PG&E GBA | PGE GBA | PGE | Crazy Horse Canyon | 115 | 84 | Battery |  |  | 0 | 0 | 0 | 0 | 0 | 0 | 0 | 0 | 0 | 0 | 0 | 0 | 0 | 0 | 0 | 0 | 0 | 0 | 0 | 0 | 0 | 0 | 0 | 0 | 0 | 0 | 0 | 0
SDGE | SDGE Imperial | SDGE | Creelman | 69 |  | Battery |  |  | 1 | 0 | 0 | 0 | 7.36 | 0 | 7.36 | 0 | 0 | 0 | 7.36 | 0 | 7.36 | 0 | 0 | 0 | 0 | 0 | 0 | 0 | 0 | 0 | 7.36 | 0 | 7.36 | 7.36 | 0 | 7.36
PG&E FRESNO | PGE Fresno | PGE | Crescent | 70 |  | Battery |  |  | 1 | 0 | 0 | 0 | 35 | 0 | 35 | 0 | 0 | 0 | 35 | 0 | 35 | 0 | 0 | 0 | 0 | 0 | 0 | 0 | 0 | 0 | 35 | 0 | 35 | 35 | 0 | 35
PG&E FRESNO | PGE Fresno | PGE | Cressey | 115 | 139 | Battery |  |  | 0 | 0 | 0 | 0 | 0 | 0 | 0 | 0 | 0 | 0 | 0 | 0 | 0 | 0 | 0 | 0 | 0 | 0 | 0 | 0 | 0 | 0 | 0 | 0 | 0 | 0 | 0 | 0
PG&E NGBA | PGE NGBA | PGE | Cresta | 230 | 24 | Battery |  |  | 0 | 0 | 0 | 0 | 0 | 0 | 0 | 0 | 0 | 0 | 0 | 0 | 0 | 0 | 0 | 0 | 0 | 0 | 0 | 0 | 0 | 0 | 0 | 0 | 0 | 0 | 0 | 0
SDGE | SDGE Imperial | SDGE | Crestwood | 69 |  | Battery |  |  | 0 | 0 | 0 | 0 | 0 | 0 | 0 | 0 | 0 | 0 | 0 | 0 | 0 | 0 | 0 | 0 | 0 | 0 | 0 | 0 | 0 | 0 | 0 | 0 | 0 | 0 | 0 | 0
PG&E GBA | PGE GBA | PGE | Crow Creek | 60 |  | Battery |  |  | 1 | 20 | 0 | 20 | 0 | 0 | 0 | 0 | 0 | 0 | 0 | 0 | 0 | 0 | 0 | 0 | 0 | 0 | 0 | 0 | 0 | 0 | 20 | 0 | 20 | 20 | 0 | 20
PG&E GBA | PGE GBA | PGE | Crows Landing | 60 |  | Battery |  |  | 0 | 0 | 0 | 0 | 0 | 0 | 0 | 0 | 0 | 0 | 0 | 0 | 0 | 0 | 0 | 0 | 0 | 0 | 0 | 0 | 0 | 0 | 0 | 0 | 0 | 0 | 0 | 0
PG&E GBA | PGE GBA | PGE | Curtis | 115 | 44 | Battery |  |  | 0 | 0 | 0 | 0 | 0 | 0 | 0 | 0 | 0 | 0 | 0 | 0 | 0 | 0 | 0 | 0 | 0 | 0 | 0 | 0 | 0 | 0 | 0 | 0 | 0 | 0 | 0 | 0
PG&E FRESNO | PGE Fresno | PGE | Dairyland | 115 | 137 | Battery |  |  | 0 | 0 | 0 | 0 | 0 | 0 | 0 | 0 | 0 | 0 | 0 | 0 | 0 | 0 | 0 | 0 | 0 | 0 | 0 | 0 | 0 | 0 | 0 | 0 | 0 | 0 | 0 | 0
PG&E NGBA | PGE NGBA | PGE | Davis | 115 | 39 | Battery |  |  | 0 | 0 | 0 | 0 | 0 | 0 | 0 | 0 | 0 | 0 | 0 | 0 | 0 | 0 | 0 | 0 | 0 | 0 | 0 | 0 | 0 | 0 | 0 | 0 | 0 | 0 | 0 | 0
SCE Metro | SCE Metro | SCE | Del Amo | 500 | 97 | Battery |  |  | 1 | 0 | 0 | 0 | 0 | 0 | 0 | 0 | 0 | 0 | 0 | 0 | 0 | 0 | 912 | 912 | 0 | 0 | 0 | 0 | 912 | 912 | 0 | 912 | 912 | 0 | 912 | 912
SCE Metro | SCE Metro | SCE | Del Amo | 230 | 97 | Battery |  |  | 1 | 0 | 0 | 0 | 0 | 0 | 0 | 0 | 0 | 0 | 0 | 0 | 0 | 0 | 800 | 800 | 0 | 0 | 0 | 0 | 800 | 800 | 0 | 800 | 800 | 0 | 800 | 800
SCE Eastern | SCE Arizona | SCE | Delaney | 500 | 181 | Battery |  |  | 1 | 0 | 0 | 0 | 0 | 0 | 0 | 0 | 0 | 0 | 0 | 0 | 0 | 0 | 340 | 340 | 0 | 0 | 0 | 0 | 340 | 340 | 0 | 340 | 340 | 0 | 340 | 340
PG&E NGBA | PGE NGBA | PGE | Delevan | 230 | 25 | Battery |  |  | 0 | 0 | 0 | 0 | 0 | 0 | 0 | 0 | 0 | 0 | 0 | 0 | 0 | 0 | 0 | 0 | 0 | 0 | 0 | 0 | 0 | 0 | 0 | 0 | 0 | 0 | 0 | 0
PG&E GBA | PGE GBA | PGE | Delta PP | 230 | 32 | Battery |  |  | 0 | 0 | 0 | 0 | 0 | 0 | 0 | 0 | 0 | 0 | 0 | 0 | 0 | 0 | 0 | 0 | 0 | 0 | 0 | 0 | 0 | 0 | 0 | 0 | 0 | 0 | 0 | 0
EOP | SCE EOP | SCE | Desert View | 230 | 177 | Battery |  |  | 0 | 0 | 0 | 0 | 0 | 0 | 0 | 0 | 0 | 0 | 0 | 0 | 0 | 0 | 0 | 0 | 0 | 0 | 0 | 0 | 0 | 0 | 0 | 0 | 0 | 0 | 0 | 0
SCE Eastern | SCE Eastern | SCE | Devers | 230 | 156 | Battery |  |  | 1 | 345 | 360 | 705 | 200 | 100 | 300 | 0 | 0 | 0 | 200 | 100 | 300 | 0 | 0 | 0 | 0 | 0 | 0 | 0 | 0 | 0 | 545 | 460 | 1005 | 545 | 460 | 1005
SCE Eastern | SCE Eastern | SCE | Devers | 500 | 156 | Battery |  |  | 0 | 0 | 0 | 0 | 0 | 0 | 0 | 0 | 0 | 0 | 0 | 0 | 0 | 0 | 0 | 0 | 0 | 0 | 0 | 0 | 0 | 0 | 0 | 0 | 0 | 0 | 0 | 0
PG&E KERN | PGE Kern | PGE | Diablo Canyon | 230 | 111 | Battery |  |  | 0 | 0 | 0 | 0 | 0 | 0 | 0 | 0 | 0 | 0 | 0 | 0 | 0 | 0 | 0 | 0 | 0 | 0 | 0 | 0 | 0 | 0 | 0 | 0 | 0 | 0 | 0 | 0
PG&E KERN | PGE Kern | PGE | Diablo Canyon | 500 | 98 | Battery |  |  | 0 | 0 | 0 | 0 | 0 | 0 | 0 | 0 | 0 | 0 | 0 | 0 | 0 | 0 | 0 | 0 | 0 | 0 | 0 | 0 | 0 | 0 | 0 | 0 | 0 | 0 | 0 | 0
PG&E KERN | PGE Kern | PGE | Divide | 115 | 111 | Battery |  |  | 0 | 0 | 0 | 0 | 0 | 0 | 0 | 0 | 0 | 0 | 0 | 0 | 0 | 0 | 0 | 0 | 0 | 0 | 0 | 0 | 0 | 0 | 0 | 0 | 0 | 0 | 0 | 0
PG&E GBA | PGE GBA | PGE | Dixon Landing | 115 | 11 | Battery |  |  | 0 | 0 | 0 | 0 | 0 | 0 | 0 | 0 | 0 | 0 | 0 | 0 | 0 | 0 | 0 | 0 | 0 | 0 | 0 | 0 | 0 | 0 | 0 | 0 | 0 | 0 | 0 | 0
PG&E FRESNO | PGE Fresno | PGE | Dos Amigos | 230 | 70 | Battery |  |  | 1 | 0 | 0 | 0 | 0 | 0 | 0 | 0 | 0 | 0 | 0 | 0 | 0 | 0 | 758 | 758 | 0 | 0 | 0 | 0 | 758 | 758 | 0 | 758 | 758 | 0 | 758 | 758
PG&E NGBA | PGE NGBA | PGE | Drum | 115 | 21 | Battery |  |  | 0 | 0 | 0 | 0 | 0 | 0 | 0 | 0 | 0 | 0 | 0 | 0 | 0 | 0 | 0 | 0 | 0 | 0 | 0 | 0 | 0 | 0 | 0 | 0 | 0 | 0 | 0 | 0
PG&E GBA | PGE GBA | PGE | Dumbarton | 115 | 3 | Battery |  |  | 0 | 0 | 0 | 0 | 0 | 0 | 0 | 0 | 0 | 0 | 0 | 0 | 0 | 0 | 0 | 0 | 0 | 0 | 0 | 0 | 0 | 0 | 0 | 0 | 0 | 0 | 0 | 0
SCE NOL | SCE NOL | SCE | Dunn Siding | 115 | 160 | Battery |  |  | 0 | 0 | 0 | 0 | 0 | 0 | 0 | 0 | 0 | 0 | 0 | 0 | 0 | 0 | 0 | 0 | 0 | 0 | 0 | 0 | 0 | 0 | 0 | 0 | 0 | 0 | 0 | 0
SCE Eastern | SCE Eastern | SCE | Eagle Mountain | 230 | 174 | Battery |  |  | 0 | 0 | 0 | 0 | 0 | 0 | 0 | 0 | 0 | 0 | 0 | 0 | 0 | 0 | 0 | 0 | 0 | 0 | 0 | 0 | 0 | 0 | 0 | 0 | 0 | 0 | 0 | 0
PG&E NGBA | PGE NGBA | PGE | Eagle Rock (PGE) | 60 |  | Battery |  |  | 0 | 0 | 0 | 0 | 0 | 0 | 0 | 0 | 0 | 0 | 0 | 0 | 0 | 0 | 0 | 0 | 0 | 0 | 0 | 0 | 0 | 0 | 0 | 0 | 0 | 0 | 0 | 0
PG&E NGBA | PGE NGBA | PGE | Eagle Rock (PGE) | 115 | 37 | Battery |  |  | 0 | 0 | 0 | 0 | 0 | 0 | 0 | 0 | 0 | 0 | 0 | 0 | 0 | 0 | 0 | 0 | 0 | 0 | 0 | 0 | 0 | 0 | 0 | 0 | 0 | 0 | 0 | 0
SCE Metro | SCE Metro | SCE | Eagle Rock (SCE) | 230 | 97 | Battery |  |  | 1 | 0 | 0 | 0 | 0 | 0 | 0 | 0 | 0 | 0 | 0 | 0 | 0 | 0 | 590 | 590 | 0 | 0 | 0 | 0 | 590 | 590 | 0 | 590 | 590 | 0 | 590 | 590
PG&E NGBA | PGE NGBA | PGE | East Marysville | 115 | 9 | Battery |  |  | 0 | 0 | 0 | 0 | 0 | 0 | 0 | 0 | 0 | 0 | 0 | 0 | 0 | 0 | 0 | 0 | 0 | 0 | 0 | 0 | 0 | 0 | 0 | 0 | 0 | 0 | 0 | 0
PG&E NGBA | PGE NGBA | PGE | East Nicolaus | 115 | 16 | Battery |  |  | 0 | 0 | 0 | 0 | 0 | 0 | 0 | 0 | 0 | 0 | 0 | 0 | 0 | 0 | 0 | 0 | 0 | 0 | 0 | 0 | 0 | 0 | 0 | 0 | 0 | 0 | 0 | 0
PG&E NGBA | PGE NGBA | PGE | East Nicolaus | 60 |  | Battery |  |  | 0 | 0 | 0 | 0 | 0 | 0 | 0 | 0 | 0 | 0 | 0 | 0 | 0 | 0 | 0 | 0 | 0 | 0 | 0 | 0 | 0 | 0 | 0 | 0 | 0 | 0 | 0 | 0
PG&E GBA | PGE GBA | PGE | Eastshore | 115 | 3 | Battery |  |  | 0 | 0 | 0 | 0 | 0 | 0 | 0 | 0 | 0 | 0 | 0 | 0 | 0 | 0 | 0 | 0 | 0 | 0 | 0 | 0 | 0 | 0 | 0 | 0 | 0 | 0 | 0 | 0
PG&E GBA | PGE GBA | PGE | Eastshore | 230 | 46 | Battery |  |  | 0 | 0 | 0 | 0 | 0 | 0 | 0 | 0 | 0 | 0 | 0 | 0 | 0 | 0 | 0 | 0 | 0 | 0 | 0 | 0 | 0 | 0 | 0 | 0 | 0 | 0 | 0 | 0
SDGE | SDGE Imperial | SDGE | ECO | 138 | 198 | Battery |  |  | 0 | 0 | 0 | 0 | 0 | 0 | 0 | 0 | 0 | 0 | 0 | 0 | 0 | 0 | 0 | 0 | 0 | 0 | 0 | 0 | 0 | 0 | 0 | 0 | 0 | 0 | 0 | 0
SDGE | SDGE Imperial | SDGE | ECO | 230 | 198 | Battery |  |  | 0 | 0 | 0 | 0 | 0 | 0 | 0 | 0 | 0 | 0 | 0 | 0 | 0 | 0 | 0 | 0 | 0 | 0 | 0 | 0 | 0 | 0 | 0 | 0 | 0 | 0 | 0 | 0
SDGE | SDGE Imperial | SDGE | ECO | 500 | 198 | Battery |  |  | 0 | 0 | 0 | 0 | 0 | 0 | 0 | 0 | 0 | 0 | 0 | 0 | 0 | 0 | 0 | 0 | 0 | 0 | 0 | 0 | 0 | 0 | 0 | 0 | 0 | 0 | 0 | 0
PG&E GBA | PGE GBA | PGE | Edenvale | 115 | 79 | Battery |  |  | 0 | 0 | 0 | 0 | 0 | 0 | 0 | 0 | 0 | 0 | 0 | 0 | 0 | 0 | 0 | 0 | 0 | 0 | 0 | 0 | 0 | 0 | 0 | 0 | 0 | 0 | 0 | 0
PG&E GBA | PGE GBA | PGE | Edes | 115 | 6 | Battery |  |  | 0 | 0 | 0 | 0 | 0 | 0 | 0 | 0 | 0 | 0 | 0 | 0 | 0 | 0 | 0 | 0 | 0 | 0 | 0 | 0 | 0 | 0 | 0 | 0 | 0 | 0 | 0 | 0
PG&E GBA | PGE GBA | PGE | Eight Mile | 230 | 16 | Battery |  |  | 0 | 0 | 0 | 0 | 0 | 0 | 0 | 0 | 0 | 0 | 0 | 0 | 0 | 0 | 0 | 0 | 0 | 0 | 0 | 0 | 0 | 0 | 0 | 0 | 0 | 0 | 0 | 0
SDGE | SDGE Imperial | SDGE | El Cajon | 69 |  | Battery |  |  | 1 | 50 | 0 | 50 | 0 | 0 | 0 | 0 | 0 | 0 | 0 | 0 | 0 | 0 | 0 | 0 | 0 | 0 | 0 | 0 | 0 | 0 | 50 | 0 | 50 | 50 | 0 | 50
SCE Eastern | SCE Eastern | SCE | El Casco | 230 | 156 | Battery |  |  | 1 | 165 | 0 | 165 | 0 | 0 | 0 | 0 | 0 | 0 | 0 | 0 | 0 | 0 | 0 | 0 | 0 | 0 | 0 | 0 | 0 | 0 | 165 | 0 | 165 | 165 | 0 | 165
PG&E GBA | PGE GBA | PGE | El Cerrito G | 115 | 6 | Battery |  |  | 0 | 0 | 0 | 0 | 0 | 0 | 0 | 0 | 0 | 0 | 0 | 0 | 0 | 0 | 0 | 0 | 0 | 0 | 0 | 0 | 0 | 0 | 0 | 0 | 0 | 0 | 0 | 0
PG&E NGBA | PGE NGBA | PGE | El Dorado PH | 115 | 19 | Battery |  |  | 0 | 0 | 0 | 0 | 0 | 0 | 0 | 0 | 0 | 0 | 0 | 0 | 0 | 0 | 0 | 0 | 0 | 0 | 0 | 0 | 0 | 0 | 0 | 0 | 0 | 0 | 0 | 0
PG&E FRESNO | PGE Fresno | PGE | El Nido (PGE) | 115 | 158 | Battery |  |  | 0 | 0 | 0 | 0 | 0 | 0 | 0 | 0 | 0 | 0 | 0 | 0 | 0 | 0 | 0 | 0 | 0 | 0 | 0 | 0 | 0 | 0 | 0 | 0 | 0 | 0 | 0 | 0
SCE Metro | SCE Metro | SCE | El Nido (SCE) | 230 | 132 | Battery |  |  | 1 | 0 | 0 | 0 | 0 | 0 | 0 | 0 | 0 | 0 | 0 | 0 | 0 | 0 | 90 | 90 | 0 | 0 | 0 | 0 | 90 | 90 | 0 | 90 | 90 | 0 | 90 | 90
PG&E GBA | PGE GBA | PGE | El Patio | 115 | 81 | Battery |  |  | 0 | 0 | 0 | 0 | 0 | 0 | 0 | 0 | 0 | 0 | 0 | 0 | 0 | 0 | 0 | 0 | 0 | 0 | 0 | 0 | 0 | 0 | 0 | 0 | 0 | 0 | 0 | 0
SCE Metro | SCE Metro | SCE | El Segundo | 230 | 97 | Battery |  |  | 0 | 0 | 0 | 0 | 0 | 0 | 0 | 0 | 0 | 0 | 0 | 0 | 0 | 0 | 0 | 0 | 0 | 0 | 0 | 0 | 0 | 0 | 0 | 0 | 0 | 0 | 0 | 0
EOP | SCE EOP | SCE | Eldorado | 230 | 161 | Battery |  |  | 1 | 279 | 0 | 279 | 0 | 0 | 0 | 0 | 0 | 0 | 0 | 0 | 0 | 0 | 0 | 0 | 0 | 0 | 0 | 0 | 0 | 0 | 279 | 0 | 279 | 279 | 0 | 279
EOP | SCE EOP | SCE | Eldorado | 500 | 131 | Battery |  |  | 0 | 0 | 0 | 0 | 0 | 0 | 0 | 0 | 0 | 0 | 0 | 0 | 0 | 0 | 0 | 0 | 0 | 0 | 0 | 0 | 0 | 0 | 0 | 0 | 0 | 0 | 0 | 0
SCE Northern | SCE Northern | SCE | Elizabeth Lake | 66 |  | Battery |  |  | 0 | 0 | 0 | 0 | 0 | 0 | 0 | 0 | 0 | 0 | 0 | 0 | 0 | 0 | 0 | 0 | 0 | 0 | 0 | 0 | 0 | 0 | 0 | 0 | 0 | 0 | 0 | 0
PG&E KERN | PGE Kern | PGE | Elk Hills | 230 | 106 | Battery |  |  | 0 | 0 | 0 | 0 | 0 | 0 | 0 | 0 | 0 | 0 | 0 | 0 | 0 | 0 | 0 | 0 | 0 | 0 | 0 | 0 | 0 | 0 | 0 | 0 | 0 | 0 | 0 | 0
SDGE | SDGE Imperial | SDGE | Elliot | 69 |  | Battery |  |  | 1 | 9.75 | 0 | 9.75 | 0 | 0 | 0 | 0 | 0 | 0 | 0 | 0 | 0 | 0 | 0 | 0 | 0 | 0 | 0 | 0 | 0 | 0 | 9.75 | 0 | 9.75 | 9.75 | 0 | 9.75
SCE Metro | SCE Metro | SCE | Ellis | 230 | 97 | Battery |  |  | 0 | 0 | 0 | 0 | 0 | 0 | 0 | 0 | 0 | 0 | 0 | 0 | 0 | 0 | 0 | 0 | 0 | 0 | 0 | 0 | 0 | 0 | 0 | 0 | 0 | 0 | 0 | 0
SDGE | SDGE Imperial | SDGE | Encina | 138 | 171 | Battery |  |  | 0 | 0 | 0 | 0 | 0 | 0 | 0 | 0 | 0 | 0 | 0 | 0 | 0 | 0 | 0 | 0 | 0 | 0 | 0 | 0 | 0 | 0 | 0 | 0 | 0 | 0 | 0 | 0
SDGE | SDGE Imperial | SDGE | Encina | 230 | 171 | Battery |  |  | 0 | 0 | 0 | 0 | 0 | 0 | 0 | 0 | 0 | 0 | 0 | 0 | 0 | 0 | 0 | 0 | 0 | 0 | 0 | 0 | 0 | 0 | 0 | 0 | 0 | 0 | 0 | 0
SDGE | SDGE Imperial | SDGE | Escondido | 230 | 195 | Battery |  |  | 0 | 0 | 0 | 0 | 0 | 0 | 0 | 0 | 0 | 0 | 0 | 0 | 0 | 0 | 0 | 0 | 0 | 0 | 0 | 0 | 0 | 0 | 0 | 0 | 0 | 0 | 0 | 0
SDGE | SDGE Imperial | SDGE | Escondido | 69 |  | Battery |  |  | 1 | 0 | 0 | 0 | 13 | 0 | 13 | 13 | 0 | 13 | 0 | 0 | 0 | 0 | 0 | 0 | 0 | 0 | 0 | 0 | 0 | 0 | 0 | 0 | 0 | 0 | 0 | 0
PG&E KERN | PGE Kern | PGE | Estrella | 230 | 111 | Battery |  |  | 0 | 0 | 0 | 0 | 0 | 0 | 0 | 0 | 0 | 0 | 0 | 0 | 0 | 0 | 0 | 0 | 0 | 0 | 0 | 0 | 0 | 0 | 0 | 0 | 0 | 0 | 0 | 0
SCE Eastern | SCE Eastern | SCE | Etiwanda | 230 | 121 | Battery |  |  | 1 | 100 | 0 | 100 | 70 | 0 | 70 | 0 | 0 | 0 | 70 | 0 | 70 | 0 | 0 | 0 | 0 | 0 | 0 | 0 | 0 | 0 | 170 | 0 | 170 | 170 | 0 | 170
PG&E GBA | PGE GBA | PGE | Evergreen | 115 | 11 | Battery |  |  | 0 | 0 | 0 | 0 | 0 | 0 | 0 | 0 | 0 | 0 | 0 | 0 | 0 | 0 | 0 | 0 | 0 | 0 | 0 | 0 | 0 | 0 | 0 | 0 | 0 | 0 | 0 | 0
PG&E GBA | PGE GBA | PGE | Evergreen | 60 |  | Battery |  |  | 0 | 0 | 0 | 0 | 0 | 0 | 0 | 0 | 0 | 0 | 0 | 0 | 0 | 0 | 0 | 0 | 0 | 0 | 0 | 0 | 0 | 0 | 0 | 0 | 0 | 0 | 0 | 0
PG&E FRESNO | PGE Fresno | PGE | Excelsior | 115 | 134 | Battery |  |  | 0 | 0 | 0 | 0 | 0 | 0 | 0 | 0 | 0 | 0 | 0 | 0 | 0 | 0 | 0 | 0 | 0 | 0 | 0 | 0 | 0 | 0 | 0 | 0 | 0 | 0 | 0 | 0
PG&E FRESNO | PGE Fresno | PGE | Exchequer | 115 | 163 | Battery |  |  | 0 | 0 | 0 | 0 | 0 | 0 | 0 | 0 | 0 | 0 | 0 | 0 | 0 | 0 | 0 | 0 | 0 | 0 | 0 | 0 | 0 | 0 | 0 | 0 | 0 | 0 | 0 | 0
PG&E KERN | PGE Kern | PGE | Fairway | 115 | 111 | Battery |  |  | 0 | 0 | 0 | 0 | 0 | 0 | 0 | 0 | 0 | 0 | 0 | 0 | 0 | 0 | 0 | 0 | 0 | 0 | 0 | 0 | 0 | 0 | 0 | 0 | 0 | 0 | 0 | 0
PG&E KERN | PGE Kern | PGE | Famoso | 115 | 74 | Battery |  |  | 0 | 0 | 0 | 0 | 0 | 0 | 0 | 0 | 0 | 0 | 0 | 0 | 0 | 0 | 0 | 0 | 0 | 0 | 0 | 0 | 0 | 0 | 0 | 0 | 0 | 0 | 0 | 0
PG&E NGBA | PGE NGBA | PGE | Fern Road | 500 | 1 | Battery |  |  | 0 | 0 | 0 | 0 | 0 | 0 | 0 | 0 | 0 | 0 | 0 | 0 | 0 | 0 | 0 | 0 | 0 | 0 | 0 | 0 | 0 | 0 | 0 | 0 | 0 | 0 | 0 | 0
PG&E GBA | PGE GBA | PGE | Fibreboard (SPI Sonora) | 115 | 44 | Battery |  |  | 0 | 0 | 0 | 0 | 0 | 0 | 0 | 0 | 0 | 0 | 0 | 0 | 0 | 0 | 0 | 0 | 0 | 0 | 0 | 0 | 0 | 0 | 0 | 0 | 0 | 0 | 0 | 0
PG&E FRESNO | PGE Fresno | PGE | Figarden | 230 | 138 | Battery |  |  | 0 | 0 | 0 | 0 | 0 | 0 | 0 | 0 | 0 | 0 | 0 | 0 | 0 | 0 | 0 | 0 | 0 | 0 | 0 | 0 | 0 | 0 | 0 | 0 | 0 | 0 | 0 | 0
PG&E FRESNO | PGE Fresno | PGE | Fink | 230 | 64 | Battery |  |  | 1 | 162 | 0 | 162 | 0 | 0 | 0 | 0 | 0 | 0 | 0 | 0 | 0 | 0 | 900 | 900 | 0 | 0 | 0 | 0 | 900 | 900 | 162 | 900 | 1062 | 162 | 900 | 1062
PG&E NGBA | PGE NGBA | PGE | Fitch Mountain | 60 |  | Battery |  |  | 0 | 0 | 0 | 0 | 0 | 0 | 0 | 0 | 0 | 0 | 0 | 0 | 0 | 0 | 0 | 0 | 0 | 0 | 0 | 0 | 0 | 0 | 0 | 0 | 0 | 0 | 0 | 0
PG&E GBA | PGE GBA | PGE | FMC | 115 | 11 | Battery |  |  | 0 | 0 | 0 | 0 | 0 | 0 | 0 | 0 | 0 | 0 | 0 | 0 | 0 | 0 | 0 | 0 | 0 | 0 | 0 | 0 | 0 | 0 | 0 | 0 | 0 | 0 | 0 | 0
PG&E GBA | PGE GBA | PGE | Fremont | 115 | 5 | Battery |  |  | 0 | 0 | 0 | 0 | 0 | 0 | 0 | 0 | 0 | 0 | 0 | 0 | 0 | 0 | 0 | 0 | 0 | 0 | 0 | 0 | 0 | 0 | 0 | 0 | 0 | 0 | 0 | 0
PG&E GBA | PGE GBA | PGE | French Camp | 60 |  | Battery |  |  | 0 | 0 | 0 | 0 | 0 | 0 | 0 | 0 | 0 | 0 | 0 | 0 | 0 | 0 | 0 | 0 | 0 | 0 | 0 | 0 | 0 | 0 | 0 | 0 | 0 | 0 | 0 | 0
PG&E GBA | PGE GBA | PGE | Frogtown | 115 | 12 | Battery |  |  | 0 | 0 | 0 | 0 | 0 | 0 | 0 | 0 | 0 | 0 | 0 | 0 | 0 | 0 | 0 | 0 | 0 | 0 | 0 | 0 | 0 | 0 | 0 | 0 | 0 | 0 | 0 | 0
PG&E NGBA | PGE NGBA | PGE | Fulton | 115 | 58 | Battery |  |  | 0 | 0 | 0 | 0 | 0 | 0 | 0 | 0 | 0 | 0 | 0 | 0 | 0 | 0 | 0 | 0 | 0 | 0 | 0 | 0 | 0 | 0 | 0 | 0 | 0 | 0 | 0 | 0
PG&E NGBA | PGE NGBA | PGE | Fulton | 230 | 61 | Battery |  |  | 1 | 38 | 0 | 38 | 0 | 0 | 0 | 0 | 0 | 0 | 0 | 0 | 0 | 0 | 0 | 0 | 0 | 0 | 0 | 0 | 0 | 0 | 38 | 0 | 38 | 38 | 0 | 38
PG&E NGBA | PGE NGBA | PGE | Fulton | 60 |  | Battery |  |  | 0 | 0 | 0 | 0 | 0 | 0 | 0 | 0 | 0 | 0 | 0 | 0 | 0 | 0 | 0 | 0 | 0 | 0 | 0 | 0 | 0 | 0 | 0 | 0 | 0 | 0 | 0 | 0
PG&E KERN | PGE Kern | PGE | Ganso | 115 | 83 | Battery |  |  | 0 | 0 | 0 | 0 | 0 | 0 | 0 | 0 | 0 | 0 | 0 | 0 | 0 | 0 | 0 | 0 | 0 | 0 | 0 | 0 | 0 | 0 | 0 | 0 | 0 | 0 | 0 | 0
PG&E FRESNO | PGE Fresno | PGE | Gates | 230 | 135 | Battery |  |  | 0 | 0 | 0 | 0 | 0 | 0 | 0 | 0 | 0 | 0 | 0 | 0 | 0 | 0 | 0 | 0 | 0 | 0 | 0 | 0 | 0 | 0 | 0 | 0 | 0 | 0 | 0 | 0
PG&E FRESNO | PGE Fresno | PGE | Gates | 500 | 133 | Battery |  |  | 1 | 0 | 0 | 0 | 190 | 35 | 225 | 0 | 0 | 0 | 190 | 35 | 225 | 0 | 0 | 0 | 0 | 0 | 0 | 0 | 0 | 0 | 190 | 35 | 225 | 190 | 35 | 225
PG&E NGBA | PGE NGBA | PGE | Geysers 12 | 230 | 61 | Battery |  |  | 0 | 0 | 0 | 0 | 0 | 0 | 0 | 0 | 0 | 0 | 0 | 0 | 0 | 0 | 0 | 0 | 0 | 0 | 0 | 0 | 0 | 0 | 0 | 0 | 0 | 0 | 0 | 0
PG&E NGBA | PGE NGBA | PGE | Geysers 17 | 230 | 61 | Battery |  |  | 0 | 0 | 0 | 0 | 0 | 0 | 0 | 0 | 0 | 0 | 0 | 0 | 0 | 0 | 0 | 0 | 0 | 0 | 0 | 0 | 0 | 0 | 0 | 0 | 0 | 0 | 0 | 0
PG&E NGBA | PGE NGBA | PGE | Geysers 3 | 115 | 37 | Battery |  |  | 0 | 0 | 0 | 0 | 0 | 0 | 0 | 0 | 0 | 0 | 0 | 0 | 0 | 0 | 0 | 0 | 0 | 0 | 0 | 0 | 0 | 0 | 0 | 0 | 0 | 0 | 0 | 0
PG&E NGBA | PGE NGBA | PGE | Glenn | 230 | 1 | Battery |  |  | 0 | 0 | 0 | 0 | 0 | 0 | 0 | 0 | 0 | 0 | 0 | 0 | 0 | 0 | 0 | 0 | 0 | 0 | 0 | 0 | 0 | 0 | 0 | 0 | 0 | 0 | 0 | 0
PG&E NGBA | PGE NGBA | PGE | Glenn | 60 |  | Battery |  |  | 0 | 0 | 0 | 0 | 0 | 0 | 0 | 0 | 0 | 0 | 0 | 0 | 0 | 0 | 0 | 0 | 0 | 0 | 0 | 0 | 0 | 0 | 0 | 0 | 0 | 0 | 0 | 0
PG&E NGBA | PGE NGBA | PGE | Gold Hill | 115 | 16 | Battery |  |  | 0 | 0 | 0 | 0 | 0 | 0 | 0 | 0 | 0 | 0 | 0 | 0 | 0 | 0 | 0 | 0 | 0 | 0 | 0 | 0 | 0 | 0 | 0 | 0 | 0 | 0 | 0 | 0
PG&E NGBA | PGE NGBA | PGE | Gold Hill | 230 | 19 | Battery |  |  | 0 | 0 | 0 | 0 | 0 | 0 | 0 | 0 | 0 | 0 | 0 | 0 | 0 | 0 | 0 | 0 | 0 | 0 | 0 | 0 | 0 | 0 | 0 | 0 | 0 | 0 | 0 | 0
SCE Northern | SCE Northern | SCE | Goleta | 230 | 157 | Battery |  |  | 1 | 60 | 0 | 60 | 10 | 0 | 10 | 0 | 0 | 0 | 10 | 0 | 10 | 0 | 0 | 0 | 0 | 0 | 0 | 0 | 0 | 0 | 70 | 0 | 70 | 70 | 0 | 70
SCE Metro | SCE Metro | SCE | Goodrich | 230 | 97 | Battery |  |  | 0 | 0 | 0 | 0 | 0 | 0 | 0 | 0 | 0 | 0 | 0 | 0 | 0 | 0 | 0 | 0 | 0 | 0 | 0 | 0 | 0 | 0 | 0 | 0 | 0 | 0 | 0 | 0
PG&E KERN | PGE Kern | PGE | Goose Lake | 115 | 74 | Battery |  |  | 0 | 0 | 0 | 0 | 0 | 0 | 0 | 0 | 0 | 0 | 0 | 0 | 0 | 0 | 0 | 0 | 0 | 0 | 0 | 0 | 0 | 0 | 0 | 0 | 0 | 0 | 0 | 0
SCE Metro | SCE Metro | SCE | Gould | 230 | 97 | Battery |  |  | 0 | 0 | 0 | 0 | 0 | 0 | 0 | 0 | 0 | 0 | 0 | 0 | 0 | 0 | 0 | 0 | 0 | 0 | 0 | 0 | 0 | 0 | 0 | 0 | 0 | 0 | 0 | 0
PG&E NGBA | PGE NGBA | PGE | Grand Island | 115 | 17 | Battery |  |  | 0 | 0 | 0 | 0 | 0 | 0 | 0 | 0 | 0 | 0 | 0 | 0 | 0 | 0 | 0 | 0 | 0 | 0 | 0 | 0 | 0 | 0 | 0 | 0 | 0 | 0 | 0 | 0
SDGE | SDGE Imperial | SDGE | Granite | 69 |  | Battery |  |  | 1 | 0 | 0 | 0 | 2.25 | 0 | 2.25 | 0 | 0 | 0 | 2.25 | 0 | 2.25 | 0 | 0 | 0 | 0 | 0 | 0 | 0 | 0 | 0 | 2.25 | 0 | 2.25 | 2.25 | 0 | 2.25
PG&E GBA | PGE GBA | PGE | Grant | 115 | 3 | Battery |  |  | 0 | 0 | 0 | 0 | 0 | 0 | 0 | 0 | 0 | 0 | 0 | 0 | 0 | 0 | 0 | 0 | 0 | 0 | 0 | 0 | 0 | 0 | 0 | 0 | 0 | 0 | 0 | 0
PG&E GBA | PGE GBA | PGE | Green Valley | 115 | 87 | Battery |  |  | 0 | 0 | 0 | 0 | 0 | 0 | 0 | 0 | 0 | 0 | 0 | 0 | 0 | 0 | 0 | 0 | 0 | 0 | 0 | 0 | 0 | 0 | 0 | 0 | 0 | 0 | 0 | 0
PG&E NGBA | PGE NGBA | PGE | Greenleaf 1 | 115 | 22 | Battery |  |  | 0 | 0 | 0 | 0 | 0 | 0 | 0 | 0 | 0 | 0 | 0 | 0 | 0 | 0 | 0 | 0 | 0 | 0 | 0 | 0 | 0 | 0 | 0 | 0 | 0 | 0 | 0 | 0
PG&E FRESNO | PGE Fresno | PGE | Gregg | 230 | 149 | Battery |  |  | 0 | 0 | 0 | 0 | 0 | 0 | 0 | 0 | 0 | 0 | 0 | 0 | 0 | 0 | 0 | 0 | 0 | 0 | 0 | 0 | 0 | 0 | 0 | 0 | 0 | 0 | 0 | 0
PG&E FRESNO | PGE Fresno | PGE | Grimmway-Malaga | 115 | 117 | Battery |  |  | 0 | 0 | 0 | 0 | 0 | 0 | 0 | 0 | 0 | 0 | 0 | 0 | 0 | 0 | 0 | 0 | 0 | 0 | 0 | 0 | 0 | 0 | 0 | 0 | 0 | 0 | 0 | 0
PG&E NGBA | PGE NGBA | PGE | Grizzly | 230 | 24 | Battery |  |  | 0 | 0 | 0 | 0 | 0 | 0 | 0 | 0 | 0 | 0 | 0 | 0 | 0 | 0 | 0 | 0 | 0 | 0 | 0 | 0 | 0 | 0 | 0 | 0 | 0 | 0 | 0 | 0
PG&E FRESNO | PGE Fresno | PGE | Guernsey | 70 |  | Battery |  |  | 0 | 0 | 0 | 0 | 0 | 0 | 0 | 0 | 0 | 0 | 0 | 0 | 0 | 0 | 0 | 0 | 0 | 0 | 0 | 0 | 0 | 0 | 0 | 0 | 0 | 0 | 0 | 0
PG&E FRESNO | PGE Fresno | PGE | GWF Hanford | 115 | 125 | Battery |  |  | 1 | 48 | 0 | 48 | 131.4 | 0 | 131.4 | 99.4 | 0 | 99.4 | 32 | 0 | 32 | 0 | 0 | 0 | 0 | 0 | 0 | 0 | 0 | 0 | 80 | 0 | 80 | 80 | 0 | 80
PG&E FRESNO | PGE Fresno | PGE | Haas | 230 | 117 | Battery |  |  | 0 | 0 | 0 | 0 | 0 | 0 | 0 | 0 | 0 | 0 | 0 | 0 | 0 | 0 | 0 | 0 | 0 | 0 | 0 | 0 | 0 | 0 | 0 | 0 | 0 | 0 | 0 | 0
PG&E FRESNO | PGE Fresno | PGE | Hammonds | 115 | 114 | Battery |  |  | 0 | 0 | 0 | 0 | 0 | 0 | 0 | 0 | 0 | 0 | 0 | 0 | 0 | 0 | 0 | 0 | 0 | 0 | 0 | 0 | 0 | 0 | 0 | 0 | 0 | 0 | 0 | 0
SCE Metro | SCE Metro | SCE | HarborGen | 230 | 97 | Battery |  |  | 0 | 0 | 0 | 0 | 0 | 0 | 0 | 0 | 0 | 0 | 0 | 0 | 0 | 0 | 0 | 0 | 0 | 0 | 0 | 0 | 0 | 0 | 0 | 0 | 0 | 0 | 0 | 0
PG&E NGBA | PGE NGBA | PGE | Harris | 60 |  | Battery |  |  | 0 | 0 | 0 | 0 | 0 | 0 | 0 | 0 | 0 | 0 | 0 | 0 | 0 | 0 | 0 | 0 | 0 | 0 | 0 | 0 | 0 | 0 | 0 | 0 | 0 | 0 | 0 | 0
EOP | SCE EOP | SCE | Harry Allen | 500 | 161 | Battery |  |  | 0 | 0 | 0 | 0 | 0 | 0 | 0 | 0 | 0 | 0 | 0 | 0 | 0 | 0 | 0 | 0 | 0 | 0 | 0 | 0 | 0 | 0 | 0 | 0 | 0 | 0 | 0 | 0
PG&E NGBA | PGE NGBA | PGE | Hartley | 60 |  | Battery |  |  | 0 | 0 | 0 | 0 | 0 | 0 | 0 | 0 | 0 | 0 | 0 | 0 | 0 | 0 | 0 | 0 | 0 | 0 | 0 | 0 | 0 | 0 | 0 | 0 | 0 | 0 | 0 | 0
SCE NOL | SCE NOL | SCE | Harvard | 115 | 160 | Battery |  |  | 0 | 0 | 0 | 0 | 0 | 0 | 0 | 0 | 0 | 0 | 0 | 0 | 0 | 0 | 0 | 0 | 0 | 0 | 0 | 0 | 0 | 0 | 0 | 0 | 0 | 0 | 0 | 0
SDGE | SDGE Arizona | SDGE | Hassayampa | 500 | 180 | Battery |  |  | 1 | 10 | 0 | 10 | 85 | 0 | 85 | 0 | 0 | 0 | 85 | 0 | 85 | 0 | 815 | 815 | 0 | 0 | 0 | 0 | 815 | 815 | 95 | 815 | 910 | 95 | 815 | 910
PG&E FRESNO | PGE Fresno | PGE | Helm | 230 | 117 | Battery |  |  | 0 | 0 | 0 | 0 | 0 | 0 | 0 | 0 | 0 | 0 | 0 | 0 | 0 | 0 | 0 | 0 | 0 | 0 | 0 | 0 | 0 | 0 | 0 | 0 | 0 | 0 | 0 | 0
PG&E FRESNO | PGE Fresno | PGE | Helm | 70 |  | Battery |  |  | 0 | 0 | 0 | 0 | 0 | 0 | 0 | 0 | 0 | 0 | 0 | 0 | 0 | 0 | 0 | 0 | 0 | 0 | 0 | 0 | 0 | 0 | 0 | 0 | 0 | 0 | 0 | 0
PG&E FRESNO | PGE Fresno | PGE | Henrietta | 115 | 90 | Battery |  |  | 1 | 0 | 0 | 0 | 0 | 0 | 0 | 0 | 0 | 0 | 0 | 0 | 0 | 0 | 20 | 20 | 0 | 0 | 0 | 0 | 20 | 20 | 0 | 20 | 20 | 0 | 20 | 20
PG&E FRESNO | PGE Fresno | PGE | Henrietta | 230 | 75 | Battery |  |  | 1 | 0 | 0 | 0 | 0 | 0 | 0 | 0 | 0 | 0 | 0 | 0 | 0 | 0 | 314 | 314 | 0 | 0 | 0 | 0 | 314 | 314 | 0 | 314 | 314 | 0 | 314 | 314
PG&E FRESNO | PGE Fresno | PGE | Henrietta | 70 |  | Battery |  |  | 1 | 0 | 0 | 0 | 173.2 | 0 | 173.2 | 99.4 | 0 | 99.4 | 73.8 | 0 | 73.8 | 0 | 0 | 0 | 0 | 0 | 0 | 0 | 0 | 0 | 73.8 | 0 | 73.8 | 73.8 | 0 | 73.8
PG&E FRESNO | PGE Fresno | PGE | Herndon | 115 | 136 | Battery |  |  | 0 | 0 | 0 | 0 | 0 | 0 | 0 | 0 | 0 | 0 | 0 | 0 | 0 | 0 | 0 | 0 | 0 | 0 | 0 | 0 | 0 | 0 | 0 | 0 | 0 | 0 | 0 | 0
PG&E FRESNO | PGE Fresno | PGE | Herndon | 230 | 138 | Battery |  |  | 0 | 0 | 0 | 0 | 0 | 0 | 0 | 0 | 0 | 0 | 0 | 0 | 0 | 0 | 0 | 0 | 0 | 0 | 0 | 0 | 0 | 0 | 0 | 0 | 0 | 0 | 0 | 0
PG&E GBA | PGE GBA | PGE | Hicks | 230 | 80 | Battery |  |  | 0 | 0 | 0 | 0 | 0 | 0 | 0 | 0 | 0 | 0 | 0 | 0 | 0 | 0 | 0 | 0 | 0 | 0 | 0 | 0 | 0 | 0 | 0 | 0 | 0 | 0 | 0 | 0
PG&E NGBA | PGE NGBA | PGE | Higgins | 115 | 20 | Battery |  |  | 0 | 0 | 0 | 0 | 0 | 0 | 0 | 0 | 0 | 0 | 0 | 0 | 0 | 0 | 0 | 0 | 0 | 0 | 0 | 0 | 0 | 0 | 0 | 0 | 0 | 0 | 0 | 0
PG&E NGBA | PGE NGBA | PGE | Hilltop | 345 | 1 | Battery |  |  | 0 | 0 | 0 | 0 | 0 | 0 | 0 | 0 | 0 | 0 | 0 | 0 | 0 | 0 | 0 | 0 | 0 | 0 | 0 | 0 | 0 | 0 | 0 | 0 | 0 | 0 | 0 | 0
SCE Metro | SCE Metro | SCE | Hinson | 230 | 132 | Battery |  |  | 1 | 200 | 0 | 200 | 325 | 0 | 325 | 0 | 0 | 0 | 325 | 0 | 325 | 0 | 0 | 0 | 0 | 0 | 0 | 0 | 0 | 0 | 525 | 0 | 525 | 525 | 0 | 525
PG&E GBA | PGE GBA | PGE | Hollister | 115 | 85 | Battery |  |  | 0 | 0 | 0 | 0 | 0 | 0 | 0 | 0 | 0 | 0 | 0 | 0 | 0 | 0 | 0 | 0 | 0 | 0 | 0 | 0 | 0 | 0 | 0 | 0 | 0 | 0 | 0 | 0
PG&E NGBA | PGE NGBA | PGE | Homestake | 115 | 37 | Battery |  |  | 0 | 0 | 0 | 0 | 0 | 0 | 0 | 0 | 0 | 0 | 0 | 0 | 0 | 0 | 0 | 0 | 0 | 0 | 0 | 0 | 0 | 0 | 0 | 0 | 0 | 0 | 0 | 0
PG&E NGBA | PGE NGBA | PGE | Honcut | 115 | 22 | Battery |  |  | 0 | 0 | 0 | 0 | 0 | 0 | 0 | 0 | 0 | 0 | 0 | 0 | 0 | 0 | 0 | 0 | 0 | 0 | 0 | 0 | 0 | 0 | 0 | 0 | 0 | 0 | 0 | 0
SDGE | SDGE Arizona | SDGE | Hoodoo Wash | 500 | 184 | Battery |  |  | 1 | 0 | 0 | 0 | 297.5 | 0 | 297.5 | 0 | 0 | 0 | 297.5 | 0 | 297.5 | 0 | 365 | 365 | 0 | 0 | 0 | 0 | 365 | 365 | 297.5 | 365 | 662.5 | 297.5 | 365 | 662.5
PG&E NGBA | PGE NGBA | PGE | Hopland | 115 | 27 | Battery |  |  | 0 | 0 | 0 | 0 | 0 | 0 | 0 | 0 | 0 | 0 | 0 | 0 | 0 | 0 | 0 | 0 | 0 | 0 | 0 | 0 | 0 | 0 | 0 | 0 | 0 | 0 | 0 | 0
PG&E NGBA | PGE NGBA | PGE | Hopland | 60 |  | Battery |  |  | 0 | 0 | 0 | 0 | 0 | 0 | 0 | 0 | 0 | 0 | 0 | 0 | 0 | 0 | 0 | 0 | 0 | 0 | 0 | 0 | 0 | 0 | 0 | 0 | 0 | 0 | 0 | 0
PG&E NGBA | PGE NGBA | PGE | Humboldt | 115 | 1 | Battery |  |  | 0 | 0 | 0 | 0 | 0 | 0 | 0 | 0 | 0 | 0 | 0 | 0 | 0 | 0 | 0 | 0 | 0 | 0 | 0 | 0 | 0 | 0 | 0 | 0 | 0 | 0 | 0 | 0
PG&E NGBA | PGE NGBA | PGE | Humboldt | 60 |  | Battery |  |  | 1 | 17.25 | 0 | 17.25 | 0 | 0 | 0 | 0 | 0 | 0 | 0 | 0 | 0 | 0 | 0 | 0 | 0 | 0 | 0 | 0 | 0 | 0 | 17.25 | 0 | 17.25 | 17.25 | 0 | 17.25
PG&E NGBA | PGE NGBA | PGE | Humboldt | 500 | 1 | Battery |  |  | 0 | 0 | 0 | 0 | 0 | 0 | 0 | 0 | 0 | 0 | 0 | 0 | 0 | 0 | 0 | 0 | 0 | 0 | 0 | 0 | 0 | 0 | 0 | 0 | 0 | 0 | 0 | 0
SCE Metro | SCE Metro | SCE | Huntington Beach | 230 | 97 | Battery |  |  | 0 | 0 | 0 | 0 | 0 | 0 | 0 | 0 | 0 | 0 | 0 | 0 | 0 | 0 | 0 | 0 | 0 | 0 | 0 | 0 | 0 | 0 | 0 | 0 | 0 | 0 | 0 | 0
PG&E NGBA | PGE NGBA | PGE | Ignacio | 115 | 47 | Battery |  |  | 0 | 0 | 0 | 0 | 0 | 0 | 0 | 0 | 0 | 0 | 0 | 0 | 0 | 0 | 0 | 0 | 0 | 0 | 0 | 0 | 0 | 0 | 0 | 0 | 0 | 0 | 0 | 0
PG&E NGBA | PGE NGBA | PGE | Ignacio | 230 | 27 | Battery |  |  | 0 | 0 | 0 | 0 | 0 | 0 | 0 | 0 | 0 | 0 | 0 | 0 | 0 | 0 | 0 | 0 | 0 | 0 | 0 | 0 | 0 | 0 | 0 | 0 | 0 | 0 | 0 | 0
PG&E NGBA | PGE NGBA | PGE | Ignacio | 60 |  | Battery |  |  | 0 | 0 | 0 | 0 | 0 | 0 | 0 | 0 | 0 | 0 | 0 | 0 | 0 | 0 | 0 | 0 | 0 | 0 | 0 | 0 | 0 | 0 | 0 | 0 | 0 | 0 | 0 | 0
SDGE | SDGE Imperial | SDGE | Imperial Beach | 69 |  | Battery |  |  | 1 | 3 | 0 | 3 | 0 | 0 | 0 | 0 | 0 | 0 | 0 | 0 | 0 | 0 | 0 | 0 | 0 | 0 | 0 | 0 | 0 | 0 | 3 | 0 | 3 | 3 | 0 | 3
SDGE | SDGE Imperial | SDGE | Imperial Valley | 230 | 196 | Battery |  |  | 1 | 0 | 0 | 0 | 528 | 0 | 528 | 0 | 0 | 0 | 528 | 0 | 528 | 0 | 0 | 0 | 0 | 0 | 0 | 0 | 0 | 0 | 528 | 0 | 528 | 528 | 0 | 528
SDGE | SDGE Imperial | SDGE | Imperial Valley | 500 | 196 | Battery |  |  | 0 | 0 | 0 | 0 | 0 | 0 | 0 | 0 | 0 | 0 | 0 | 0 | 0 | 0 | 0 | 0 | 0 | 0 | 0 | 0 | 0 | 0 | 0 | 0 | 0 | 0 | 0 | 0
EOP | SCE EOP | SCE | Innovation | 138 | 177 | Battery |  |  | 0 | 0 | 0 | 0 | 0 | 0 | 0 | 0 | 0 | 0 | 0 | 0 | 0 | 0 | 0 | 0 | 0 | 0 | 0 | 0 | 0 | 0 | 0 | 0 | 0 | 0 | 0 | 0
EOP | SCE EOP | SCE | Innovation | 230 | 177 | Battery |  |  | 0 | 0 | 0 | 0 | 0 | 0 | 0 | 0 | 0 | 0 | 0 | 0 | 0 | 0 | 0 | 0 | 0 | 0 | 0 | 0 | 0 | 0 | 0 | 0 | 0 | 0 | 0 | 0
SCE NOL | SCE NOL | SCE | Inyokern | 115 | 160 | Battery |  |  | 1 | 25 | 0 | 25 | 0 | 0 | 0 | 0 | 0 | 0 | 0 | 0 | 0 | 0 | 0 | 0 | 0 | 0 | 0 | 0 | 0 | 0 | 25 | 0 | 25 | 25 | 0 | 25
EOP | SCE EOP | SCE | IS Tap | 138 | 177 | Battery |  |  | 0 | 0 | 0 | 0 | 0 | 0 | 0 | 0 | 0 | 0 | 0 | 0 | 0 | 0 | 0 | 0 | 0 | 0 | 0 | 0 | 0 | 0 | 0 | 0 | 0 | 0 | 0 | 0
EOP | SCE EOP | SCE | Ivanpah | 115 | 161 | Battery |  |  | 0 | 0 | 0 | 0 | 0 | 0 | 0 | 0 | 0 | 0 | 0 | 0 | 0 | 0 | 0 | 0 | 0 | 0 | 0 | 0 | 0 | 0 | 0 | 0 | 0 | 0 | 0 | 0
EOP | SCE EOP | SCE | Ivanpah | 230 | 161 | Battery |  |  | 0 | 0 | 0 | 0 | 0 | 0 | 0 | 0 | 0 | 0 | 0 | 0 | 0 | 0 | 0 | 0 | 0 | 0 | 0 | 0 | 0 | 0 | 0 | 0 | 0 | 0 | 0 | 0
EOP | SCE EOP | SCE | Jackass (DOE) | 138 | 177 | Battery |  |  | 0 | 0 | 0 | 0 | 0 | 0 | 0 | 0 | 0 | 0 | 0 | 0 | 0 | 0 | 0 | 0 | 0 | 0 | 0 | 0 | 0 | 0 | 0 | 0 | 0 | 0 | 0 | 0
PG&E NGBA | PGE NGBA | PGE | James B Black | 230 | 1 | Battery |  |  | 0 | 0 | 0 | 0 | 0 | 0 | 0 | 0 | 0 | 0 | 0 | 0 | 0 | 0 | 0 | 0 | 0 | 0 | 0 | 0 | 0 | 0 | 0 | 0 | 0 | 0 | 0 | 0
PG&E GBA | PGE GBA | PGE | Jefferson | 230 | 80 | Battery |  |  | 0 | 0 | 0 | 0 | 0 | 0 | 0 | 0 | 0 | 0 | 0 | 0 | 0 | 0 | 0 | 0 | 0 | 0 | 0 | 0 | 0 | 0 | 0 | 0 | 0 | 0 | 0 | 0
PG&E NGBA | PGE NGBA | PGE | Jessup | 115 | 1 | Battery |  |  | 0 | 0 | 0 | 0 | 0 | 0 | 0 | 0 | 0 | 0 | 0 | 0 | 0 | 0 | 0 | 0 | 0 | 0 | 0 | 0 | 0 | 0 | 0 | 0 | 0 | 0 | 0 | 0
SCE Metro | SCE Metro | SCE | Johanna | 230 | 97 | Battery |  |  | 1 | 1.4 | 0 | 1.4 | 0 | 0 | 0 | 0 | 0 | 0 | 0 | 0 | 0 | 0 | 0 | 0 | 0 | 0 | 0 | 0 | 0 | 0 | 1.4 | 0 | 1.4 | 1.4 | 0 | 1.4
SCE Eastern | SCE Eastern | SCE | Julian Hinds | 230 | 174 | Battery |  |  | 0 | 0 | 0 | 0 | 0 | 0 | 0 | 0 | 0 | 0 | 0 | 0 | 0 | 0 | 0 | 0 | 0 | 0 | 0 | 0 | 0 | 0 | 0 | 0 | 0 | 0 | 0 | 0
PG&E GBA | PGE GBA | PGE | Kasson | 115 | 12 | Battery |  |  | 0 | 0 | 0 | 0 | 0 | 0 | 0 | 0 | 0 | 0 | 0 | 0 | 0 | 0 | 0 | 0 | 0 | 0 | 0 | 0 | 0 | 0 | 0 | 0 | 0 | 0 | 0 | 0
PG&E GBA | PGE GBA | PGE | Kasson | 60 |  | Battery |  |  | 0 | 0 | 0 | 0 | 0 | 0 | 0 | 0 | 0 | 0 | 0 | 0 | 0 | 0 | 0 | 0 | 0 | 0 | 0 | 0 | 0 | 0 | 0 | 0 | 0 | 0 | 0 | 0
PG&E FRESNO | PGE Fresno | PGE | Kearney | 230 | 140 | Battery |  |  | 0 | 0 | 0 | 0 | 0 | 0 | 0 | 0 | 0 | 0 | 0 | 0 | 0 | 0 | 0 | 0 | 0 | 0 | 0 | 0 | 0 | 0 | 0 | 0 | 0 | 0 | 0 | 0
PG&E FRESNO | PGE Fresno | PGE | Kearney | 70 |  | Battery |  |  | 0 | 0 | 0 | 0 | 0 | 0 | 0 | 0 | 0 | 0 | 0 | 0 | 0 | 0 | 0 | 0 | 0 | 0 | 0 | 0 | 0 | 0 | 0 | 0 | 0 | 0 | 0 | 0
PG&E GBA | PGE GBA | PGE | Kelso | 230 | 32 | Battery |  |  | 1 | 0 | 0 | 0 | 90.7 | 0 | 90.7 | 0 | 0 | 0 | 90.7 | 0 | 90.7 | 0 | 0 | 0 | 0 | 0 | 0 | 0 | 0 | 0 | 90.7 | 0 | 90.7 | 90.7 | 0 | 90.7
PG&E FRESNO | PGE Fresno | PGE | Kerchoff 1 | 115 | 150 | Battery |  |  | 0 | 0 | 0 | 0 | 0 | 0 | 0 | 0 | 0 | 0 | 0 | 0 | 0 | 0 | 0 | 0 | 0 | 0 | 0 | 0 | 0 | 0 | 0 | 0 | 0 | 0 | 0 | 0
PG&E KERN | PGE Kern | PGE | Kern Oil | 115 | 101 | Battery |  |  | 0 | 0 | 0 | 0 | 0 | 0 | 0 | 0 | 0 | 0 | 0 | 0 | 0 | 0 | 0 | 0 | 0 | 0 | 0 | 0 | 0 | 0 | 0 | 0 | 0 | 0 | 0 | 0
PG&E KERN | PGE Kern | PGE | Kern PP | 115 | 104 | Battery |  |  | 0 | 0 | 0 | 0 | 0 | 0 | 0 | 0 | 0 | 0 | 0 | 0 | 0 | 0 | 0 | 0 | 0 | 0 | 0 | 0 | 0 | 0 | 0 | 0 | 0 | 0 | 0 | 0
PG&E KERN | PGE Kern | PGE | Kern PP | 230 | 96 | Battery |  |  | 0 | 0 | 0 | 0 | 0 | 0 | 0 | 0 | 0 | 0 | 0 | 0 | 0 | 0 | 0 | 0 | 0 | 0 | 0 | 0 | 0 | 0 | 0 | 0 | 0 | 0 | 0 | 0
PG&E KERN | PGE Kern | PGE | Kern PP | 70 |  | Battery |  |  | 0 | 0 | 0 | 0 | 0 | 0 | 0 | 0 | 0 | 0 | 0 | 0 | 0 | 0 | 0 | 0 | 0 | 0 | 0 | 0 | 0 | 0 | 0 | 0 | 0 | 0 | 0 | 0
PG&E KERN | PGE Kern | PGE | Kernridge | 115 | 100 | Battery |  |  | 0 | 0 | 0 | 0 | 0 | 0 | 0 | 0 | 0 | 0 | 0 | 0 | 0 | 0 | 0 | 0 | 0 | 0 | 0 | 0 | 0 | 0 | 0 | 0 | 0 | 0 | 0 | 0
PG&E FRESNO | PGE Fresno | PGE | Kingsburg | 115 | 148 | Battery |  |  | 0 | 0 | 0 | 0 | 0 | 0 | 0 | 0 | 0 | 0 | 0 | 0 | 0 | 0 | 0 | 0 | 0 | 0 | 0 | 0 | 0 | 0 | 0 | 0 | 0 | 0 | 0 | 0
PG&E GBA | PGE GBA | PGE | Kirker | 115 | 1 | Battery |  |  | 0 | 0 | 0 | 0 | 0 | 0 | 0 | 0 | 0 | 0 | 0 | 0 | 0 | 0 | 0 | 0 | 0 | 0 | 0 | 0 | 0 | 0 | 0 | 0 | 0 | 0 | 0 | 0
PG&E NGBA | PGE NGBA | PGE | Knights Landing | 115 | 18 | Battery |  |  | 0 | 0 | 0 | 0 | 0 | 0 | 0 | 0 | 0 | 0 | 0 | 0 | 0 | 0 | 0 | 0 | 0 | 0 | 0 | 0 | 0 | 0 | 0 | 0 | 0 | 0 | 0 | 0
PG&E NGBA | PGE NGBA | PGE | Konocti | 60 |  | Battery |  |  | 0 | 0 | 0 | 0 | 0 | 0 | 0 | 0 | 0 | 0 | 0 | 0 | 0 | 0 | 0 | 0 | 0 | 0 | 0 | 0 | 0 | 0 | 0 | 0 | 0 | 0 | 0 | 0
SCE NOL | SCE NOL | SCE | Kramer | 115 | 160 | Battery |  |  | 1 | 0 | 0 | 0 | 0 | 6 | 6 | 0 | 0 | 0 | 0 | 6 | 6 | 0 | 0 | 0 | 0 | 0 | 0 | 0 | 0 | 0 | 0 | 6 | 6 | 0 | 6 | 6
SCE NOL | SCE NOL | SCE | Kramer | 230 | 160 | Battery |  |  | 1 | 65 | 0 | 65 | 225 | 0 | 225 | 0 | 0 | 0 | 225 | 0 | 225 | 0 | 0 | 0 | 0 | 0 | 0 | 0 | 0 | 0 | 290 | 0 | 290 | 290 | 0 | 290
SCE Metro | SCE Metro | SCE | La Cienega | 230 | 132 | Battery |  |  | 0 | 0 | 0 | 0 | 0 | 0 | 0 | 0 | 0 | 0 | 0 | 0 | 0 | 0 | 0 | 0 | 0 | 0 | 0 | 0 | 0 | 0 | 0 | 0 | 0 | 0 | 0 | 0
SCE Metro | SCE Metro | SCE | La Fresa | 230 | 132 | Battery |  |  | 0 | 0 | 0 | 0 | 0 | 0 | 0 | 0 | 0 | 0 | 0 | 0 | 0 | 0 | 0 | 0 | 0 | 0 | 0 | 0 | 0 | 0 | 0 | 0 | 0 | 0 | 0 | 0
SCE Metro | SCE Metro | SCE | Laguna Bell | 230 | 97 | Battery |  |  | 1 | 100 | 0 | 100 | 250 | 0 | 250 | 0 | 0 | 0 | 250 | 0 | 250 | 0 | 0 | 0 | 0 | 0 | 0 | 0 | 0 | 0 | 350 | 0 | 350 | 350 | 0 | 350
PG&E KERN | PGE Kern | PGE | Lakeview | 70 |  | Battery |  |  | 1 | 0 | 0 | 0 | 65.6 | 0 | 65.6 | 0 | 0 | 0 | 65.6 | 0 | 65.6 | 0 | 0 | 0 | 0 | 0 | 0 | 0 | 0 | 0 | 65.6 | 0 | 65.6 | 65.6 | 0 | 65.6
PG&E NGBA | PGE NGBA | PGE | Lakeville | 230 | 62 | Battery |  |  | 0 | 0 | 0 | 0 | 0 | 0 | 0 | 0 | 0 | 0 | 0 | 0 | 0 | 0 | 0 | 0 | 0 | 0 | 0 | 0 | 0 | 0 | 0 | 0 | 0 | 0 | 0 | 0
PG&E NGBA | PGE NGBA | PGE | Lakeville | 60 |  | Battery |  |  | 0 | 0 | 0 | 0 | 0 | 0 | 0 | 0 | 0 | 0 | 0 | 0 | 0 | 0 | 0 | 0 | 0 | 0 | 0 | 0 | 0 | 0 | 0 | 0 | 0 | 0 | 0 | 0
PG&E NGBA | PGE NGBA | PGE | Lakeville | 115 | 57 | Battery |  |  | 1 | 0 | 0 | 0 | 50 | 0 | 50 | 0 | 0 | 0 | 50 | 0 | 50 | 0 | 0 | 0 | 0 | 0 | 0 | 0 | 0 | 0 | 50 | 0 | 50 | 50 | 0 | 50
PG&E GBA | PGE GBA | PGE | Lakewood | 115 | 1 | Battery |  |  | 0 | 0 | 0 | 0 | 0 | 0 | 0 | 0 | 0 | 0 | 0 | 0 | 0 | 0 | 0 | 0 | 0 | 0 | 0 | 0 | 0 | 0 | 0 | 0 | 0 | 0 | 0 | 0
PG&E NGBA | PGE NGBA | PGE | Lambie | 230 | 59 | Battery |  |  | 0 | 0 | 0 | 0 | 0 | 0 | 0 | 0 | 0 | 0 | 0 | 0 | 0 | 0 | 0 | 0 | 0 | 0 | 0 | 0 | 0 | 0 | 0 | 0 | 0 | 0 | 0 | 0
PG&E GBA | PGE GBA | PGE | Lammers | 115 | 44 | Battery |  |  | 0 | 0 | 0 | 0 | 0 | 0 | 0 | 0 | 0 | 0 | 0 | 0 | 0 | 0 | 0 | 0 | 0 | 0 | 0 | 0 | 0 | 0 | 0 | 0 | 0 | 0 | 0 | 0
PG&E KERN | PGE Kern | PGE | Lamont | 115 | 108 | Battery |  |  | 0 | 0 | 0 | 0 | 0 | 0 | 0 | 0 | 0 | 0 | 0 | 0 | 0 | 0 | 0 | 0 | 0 | 0 | 0 | 0 | 0 | 0 | 0 | 0 | 0 | 0 | 0 | 0
PG&E FRESNO | PGE Fresno | PGE | Las Aguilas | 230 | 120 | Battery |  |  | 0 | 0 | 0 | 0 | 0 | 0 | 0 | 0 | 0 | 0 | 0 | 0 | 0 | 0 | 0 | 0 | 0 | 0 | 0 | 0 | 0 | 0 | 0 | 0 | 0 | 0 | 0 | 0
EOP | SCE EOP | SCE | Lathrop | 138 | 177 | Battery |  |  | 0 | 0 | 0 | 0 | 0 | 0 | 0 | 0 | 0 | 0 | 0 | 0 | 0 | 0 | 0 | 0 | 0 | 0 | 0 | 0 | 0 | 0 | 0 | 0 | 0 | 0 | 0 | 0
EOP | SCE EOP | SCE | Lathrop | 230 | 177 | Battery |  |  | 1 | 0 | 0 | 0 | 0 | 0 | 0 | 0 | 0 | 0 | 0 | 0 | 0 | 0 | 190 | 190 | 0 | 0 | 0 | 0 | 190 | 190 | 0 | 190 | 190 | 0 | 190 | 190
PG&E FRESNO | PGE Fresno | PGE | Le Grand | 115 | 166 | Battery |  |  | 0 | 0 | 0 | 0 | 0 | 0 | 0 | 0 | 0 | 0 | 0 | 0 | 0 | 0 | 0 | 0 | 0 | 0 | 0 | 0 | 0 | 0 | 0 | 0 | 0 | 0 | 0 | 0
PG&E FRESNO | PGE Fresno | PGE | Lemoore | 70 |  | Battery |  |  | 0 | 0 | 0 | 0 | 0 | 0 | 0 | 0 | 0 | 0 | 0 | 0 | 0 | 0 | 0 | 0 | 0 | 0 | 0 | 0 | 0 | 0 | 0 | 0 | 0 | 0 | 0 | 0
PG&E KERN | PGE Kern | PGE | Lerdo | 115 | 106 | Battery |  |  | 0 | 0 | 0 | 0 | 0 | 0 | 0 | 0 | 0 | 0 | 0 | 0 | 0 | 0 | 0 | 0 | 0 | 0 | 0 | 0 | 0 | 0 | 0 | 0 | 0 | 0 | 0 | 0
SCE Metro | SCE Metro | SCE | Lewis | 230 | 97 | Battery |  |  | 0 | 0 | 0 | 0 | 0 | 0 | 0 | 0 | 0 | 0 | 0 | 0 | 0 | 0 | 0 | 0 | 0 | 0 | 0 | 0 | 0 | 0 | 0 | 0 | 0 | 0 | 0 | 0
SCE Metro | SCE Metro | SCE | Lighthipe | 230 | 132 | Battery |  |  | 0 | 0 | 0 | 0 | 0 | 0 | 0 | 0 | 0 | 0 | 0 | 0 | 0 | 0 | 0 | 0 | 0 | 0 | 0 | 0 | 0 | 0 | 0 | 0 | 0 | 0 | 0 | 0
SDGE | SDGE Imperial | SDGE | Lilac | 69 |  | Battery |  |  | 0 | 0 | 0 | 0 | 0 | 0 | 0 | 0 | 0 | 0 | 0 | 0 | 0 | 0 | 0 | 0 | 0 | 0 | 0 | 0 | 0 | 0 | 0 | 0 | 0 | 0 | 0 | 0
PG&E NGBA | PGE NGBA | PGE | Lincoln | 115 | 24 | Battery |  |  | 0 | 0 | 0 | 0 | 0 | 0 | 0 | 0 | 0 | 0 | 0 | 0 | 0 | 0 | 0 | 0 | 0 | 0 | 0 | 0 | 0 | 0 | 0 | 0 | 0 | 0 | 0 | 0
PG&E KERN | PGE Kern | PGE | Live Oak | 115 | 92 | Battery |  |  | 0 | 0 | 0 | 0 | 0 | 0 | 0 | 0 | 0 | 0 | 0 | 0 | 0 | 0 | 0 | 0 | 0 | 0 | 0 | 0 | 0 | 0 | 0 | 0 | 0 | 0 | 0 | 0
PG&E GBA | PGE GBA | PGE | Llagas | 115 | 40 | Battery |  |  | 0 | 0 | 0 | 0 | 0 | 0 | 0 | 0 | 0 | 0 | 0 | 0 | 0 | 0 | 0 | 0 | 0 | 0 | 0 | 0 | 0 | 0 | 0 | 0 | 0 | 0 | 0 | 0
PG&E GBA | PGE GBA | PGE | Lockeford | 115 | 15 | Battery |  |  | 0 | 0 | 0 | 0 | 0 | 0 | 0 | 0 | 0 | 0 | 0 | 0 | 0 | 0 | 0 | 0 | 0 | 0 | 0 | 0 | 0 | 0 | 0 | 0 | 0 | 0 | 0 | 0
PG&E GBA | PGE GBA | PGE | Lockeford | 230 | 66 | Battery |  |  | 0 | 0 | 0 | 0 | 0 | 0 | 0 | 0 | 0 | 0 | 0 | 0 | 0 | 0 | 0 | 0 | 0 | 0 | 0 | 0 | 0 | 0 | 0 | 0 | 0 | 0 | 0 | 0
PG&E GBA | PGE GBA | PGE | Lockeford | 60 |  | Battery |  |  | 0 | 0 | 0 | 0 | 0 | 0 | 0 | 0 | 0 | 0 | 0 | 0 | 0 | 0 | 0 | 0 | 0 | 0 | 0 | 0 | 0 | 0 | 0 | 0 | 0 | 0 | 0 | 0
PG&E GBA | PGE GBA | PGE | Lodi | 230 | 16 | Battery |  |  | 0 | 0 | 0 | 0 | 0 | 0 | 0 | 0 | 0 | 0 | 0 | 0 | 0 | 0 | 0 | 0 | 0 | 0 | 0 | 0 | 0 | 0 | 0 | 0 | 0 | 0 | 0 | 0
PG&E NGBA | PGE NGBA | PGE | Logan Creek | 230 | 25 | Battery |  |  | 0 | 0 | 0 | 0 | 0 | 0 | 0 | 0 | 0 | 0 | 0 | 0 | 0 | 0 | 0 | 0 | 0 | 0 | 0 | 0 | 0 | 0 | 0 | 0 | 0 | 0 | 0 | 0
PG&E GBA | PGE GBA | PGE | Lone Tree | 230 | 30 | Battery |  |  | 0 | 0 | 0 | 0 | 0 | 0 | 0 | 0 | 0 | 0 | 0 | 0 | 0 | 0 | 0 | 0 | 0 | 0 | 0 | 0 | 0 | 0 | 0 | 0 | 0 | 0 | 0 | 0
PG&E FRESNO | PGE Fresno | PGE | Los Banos | 230 | 88 | Battery |  |  | 1 | 0 | 0 | 0 | 0 | 0 | 0 | 0 | 0 | 0 | 0 | 0 | 0 | 0 | 300 | 300 | 0 | 0 | 0 | 0 | 300 | 300 | 0 | 300 | 300 | 0 | 300 | 300
PG&E FRESNO | PGE Fresno | PGE | Los Banos | 500 | 77 | Battery |  |  | 1 | 0 | 0 | 0 | 0 | 0 | 0 | 0 | 0 | 0 | 0 | 0 | 0 | 0 | 477 | 477 | 0 | 0 | 0 | 0 | 477 | 477 | 0 | 477 | 477 | 0 | 477 | 477
SDGE | SDGE Imperial | SDGE | Los Coches | 138 | 189 | Battery |  |  | 0 | 0 | 0 | 0 | 0 | 0 | 0 | 0 | 0 | 0 | 0 | 0 | 0 | 0 | 0 | 0 | 0 | 0 | 0 | 0 | 0 | 0 | 0 | 0 | 0 | 0 | 0 | 0
SDGE | SDGE Imperial | SDGE | Los Coches | 69 |  | Battery |  |  | 1 | 1.5 | 0 | 1.5 | 0 | 0 | 0 | 0 | 0 | 0 | 0 | 0 | 0 | 0 | 0 | 0 | 0 | 0 | 0 | 0 | 0 | 0 | 1.5 | 0 | 1.5 | 1.5 | 0 | 1.5
PG&E GBA | PGE GBA | PGE | Los Esteros | 115 | 38 | Battery |  |  | 0 | 0 | 0 | 0 | 0 | 0 | 0 | 0 | 0 | 0 | 0 | 0 | 0 | 0 | 0 | 0 | 0 | 0 | 0 | 0 | 0 | 0 | 0 | 0 | 0 | 0 | 0 | 0
PG&E GBA | PGE GBA | PGE | Los Esteros | 230 | 38 | Battery |  |  | 0 | 0 | 0 | 0 | 0 | 0 | 0 | 0 | 0 | 0 | 0 | 0 | 0 | 0 | 0 | 0 | 0 | 0 | 0 | 0 | 0 | 0 | 0 | 0 | 0 | 0 | 0 | 0
PG&E GBA | PGE GBA | PGE | Los Positas | 230 |  | Battery |  |  | 0 | 0 | 0 | 0 | 0 | 0 | 0 | 0 | 0 | 0 | 0 | 0 | 0 | 0 | 0 | 0 | 0 | 0 | 0 | 0 | 0 | 0 | 0 | 0 | 0 | 0 | 0 | 0
PG&E GBA | PGE GBA | PGE | Los Positas | 60 |  | Battery |  |  | 0 | 0 | 0 | 0 | 0 | 0 | 0 | 0 | 0 | 0 | 0 | 0 | 0 | 0 | 0 | 0 | 0 | 0 | 0 | 0 | 0 | 0 | 0 | 0 | 0 | 0 | 0 | 0
SDGE | SDGE Imperial | SDGE | Loveland | 69 |  | Battery |  |  | 0 | 0 | 0 | 0 | 0 | 0 | 0 | 0 | 0 | 0 | 0 | 0 | 0 | 0 | 0 | 0 | 0 | 0 | 0 | 0 | 0 | 0 | 0 | 0 | 0 | 0 | 0 | 0
SCE NOL | SCE NOL | SCE | Lugo | 230 | 110 | Battery |  |  | 0 | 0 | 0 | 0 | 0 | 0 | 0 | 0 | 0 | 0 | 0 | 0 | 0 | 0 | 0 | 0 | 0 | 0 | 0 | 0 | 0 | 0 | 0 | 0 | 0 | 0 | 0 | 0
SCE Metro | SCE NOL | SCE | Lugo | 500 | 97 | Battery |  |  | 0 | 0 | 0 | 0 | 0 | 0 | 0 | 0 | 0 | 0 | 0 | 0 | 0 | 0 | 0 | 0 | 0 | 0 | 0 | 0 | 0 | 0 | 0 | 0 | 0 | 0 | 0 | 0
PG&E FRESNO | PGE Fresno | PGE | Madera | 70 |  | Battery |  |  | 0 | 0 | 0 | 0 | 0 | 0 | 0 | 0 | 0 | 0 | 0 | 0 | 0 | 0 | 0 | 0 | 0 | 0 | 0 | 0 | 0 | 0 | 0 | 0 | 0 | 0 | 0 | 0
PG&E NGBA | PGE NGBA | PGE | Madison | 115 | 39 | Battery |  |  | 1 | 0 | 0 | 0 | 10.2 | 0 | 10.2 | 0 | 0 | 0 | 10.2 | 0 | 10.2 | 0 | 0 | 0 | 0 | 0 | 0 | 0 | 0 | 0 | 10.2 | 0 | 10.2 | 10.2 | 0 | 10.2
PG&E KERN | PGE Kern | PGE | Magunden | 115 | 99 | Battery |  |  | 0 | 0 | 0 | 0 | 0 | 0 | 0 | 0 | 0 | 0 | 0 | 0 | 0 | 0 | 0 | 0 | 0 | 0 | 0 | 0 | 0 | 0 | 0 | 0 | 0 | 0 | 0 | 0
SCE Northern | PGE Kern | PGE | Magunden | 230 | 144 | Battery |  |  | 0 | 0 | 0 | 0 | 0 | 0 | 0 | 0 | 0 | 0 | 0 | 0 | 0 | 0 | 0 | 0 | 0 | 0 | 0 | 0 | 0 | 0 | 0 | 0 | 0 | 0 | 0 | 0
PG&E FRESNO | PGE Fresno | PGE | Malaga | 115 | 148 | Battery |  |  | 0 | 0 | 0 | 0 | 0 | 0 | 0 | 0 | 0 | 0 | 0 | 0 | 0 | 0 | 0 | 0 | 0 | 0 | 0 | 0 | 0 | 0 | 0 | 0 | 0 | 0 | 0 | 0
PG&E NGBA | PGE NGBA | PGE | Malin | 500 | 1 | Battery |  |  | 0 | 0 | 0 | 0 | 0 | 0 | 0 | 0 | 0 | 0 | 0 | 0 | 0 | 0 | 0 | 0 | 0 | 0 | 0 | 0 | 0 | 0 | 0 | 0 | 0 | 0 | 0 | 0
SCE Northern | SCE Northern | SCE | Mandalay | 230 | 157 | Battery |  |  | 0 | 0 | 0 | 0 | 0 | 0 | 0 | 0 | 0 | 0 | 0 | 0 | 0 | 0 | 0 | 0 | 0 | 0 | 0 | 0 | 0 | 0 | 0 | 0 | 0 | 0 | 0 | 0
PG&E FRESNO | PGE Fresno | PGE | Manning | 230 | 69 | Battery |  |  | 0 | 0 | 0 | 0 | 0 | 0 | 0 | 0 | 0 | 0 | 0 | 0 | 0 | 0 | 0 | 0 | 0 | 0 | 0 | 0 | 0 | 0 | 0 | 0 | 0 | 0 | 0 | 0
PG&E FRESNO | PGE Fresno | PGE | Manning | 500 |  | Battery |  |  | 1 | 0 | 0 | 0 | 0 | 0 | 0 | 0 | 0 | 0 | 0 | 0 | 0 | 0 | 800 | 800 | 0 | 0 | 0 | 0 | 800 | 800 | 0 | 800 | 800 | 0 | 800 | 800
PG&E GBA | PGE GBA | PGE | Manteca | 115 | 127 | Battery |  |  | 0 | 0 | 0 | 0 | 0 | 0 | 0 | 0 | 0 | 0 | 0 | 0 | 0 | 0 | 0 | 0 | 0 | 0 | 0 | 0 | 0 | 0 | 0 | 0 | 0 | 0 | 0 | 0
SDGE | SDGE Imperial | SDGE | Margarita | 138 | 187 | Battery |  |  | 0 | 0 | 0 | 0 | 0 | 0 | 0 | 0 | 0 | 0 | 0 | 0 | 0 | 0 | 0 | 0 | 0 | 0 | 0 | 0 | 0 | 0 | 0 | 0 | 0 | 0 | 0 | 0
PG&E GBA | PGE GBA | PGE | Martin | 230 | 3 | Battery |  |  | 0 | 0 | 0 | 0 | 0 | 0 | 0 | 0 | 0 | 0 | 0 | 0 | 0 | 0 | 0 | 0 | 0 | 0 | 0 | 0 | 0 | 0 | 0 | 0 | 0 | 0 | 0 | 0
PG&E GBA | PGE GBA | PGE | Martin | 115 | 31 | Battery |  |  | 1 | 0 | 0 | 0 | 188 | 0 | 188 | 0 | 0 | 0 | 188 | 0 | 188 | 0 | 0 | 0 | 0 | 0 | 0 | 0 | 0 | 0 | 188 | 0 | 188 | 188 | 0 | 188
PG&E GBA | PGE GBA | PGE | Martinez | 115 | 51 | Battery |  |  | 0 | 0 | 0 | 0 | 0 | 0 | 0 | 0 | 0 | 0 | 0 | 0 | 0 | 0 | 0 | 0 | 0 | 0 | 0 | 0 | 0 | 0 | 0 | 0 | 0 | 0 | 0 | 0
PG&E FRESNO | PGE Fresno | PGE | Mc Mullin | 230 | 117 | Battery |  |  | 0 | 0 | 0 | 0 | 0 | 0 | 0 | 0 | 0 | 0 | 0 | 0 | 0 | 0 | 0 | 0 | 0 | 0 | 0 | 0 | 0 | 0 | 0 | 0 | 0 | 0 | 0 | 0
PG&E FRESNO | PGE Fresno | PGE | McCall | 115 | 118 | Battery |  |  | 0 | 0 | 0 | 0 | 0 | 0 | 0 | 0 | 0 | 0 | 0 | 0 | 0 | 0 | 0 | 0 | 0 | 0 | 0 | 0 | 0 | 0 | 0 | 0 | 0 | 0 | 0 | 0
PG&E FRESNO | PGE Fresno | PGE | McCall | 230 | 117 | Battery |  |  | 0 | 0 | 0 | 0 | 0 | 0 | 0 | 0 | 0 | 0 | 0 | 0 | 0 | 0 | 0 | 0 | 0 | 0 | 0 | 0 | 0 | 0 | 0 | 0 | 0 | 0 | 0 | 0
PG&E GBA | PGE GBA | PGE | Meadow Lane | 115 | 1 | Battery |  |  | 0 | 0 | 0 | 0 | 0 | 0 | 0 | 0 | 0 | 0 | 0 | 0 | 0 | 0 | 0 | 0 | 0 | 0 | 0 | 0 | 0 | 0 | 0 | 0 | 0 | 0 | 0 | 0
PG&E GBA | PGE GBA | PGE | Melones | 115 | 44 | Battery |  |  | 0 | 0 | 0 | 0 | 0 | 0 | 0 | 0 | 0 | 0 | 0 | 0 | 0 | 0 | 0 | 0 | 0 | 0 | 0 | 0 | 0 | 0 | 0 | 0 | 0 | 0 | 0 | 0
PG&E GBA | PGE GBA | PGE | Melones | 230 | 44 | Battery |  |  | 0 | 0 | 0 | 0 | 0 | 0 | 0 | 0 | 0 | 0 | 0 | 0 | 0 | 0 | 0 | 0 | 0 | 0 | 0 | 0 | 0 | 0 | 0 | 0 | 0 | 0 | 0 | 0
SDGE | SDGE Imperial | SDGE | Melrose | 69 |  | Battery |  |  | 1 | 20 | 0 | 20 | 0 | 0 | 0 | 0 | 0 | 0 | 0 | 0 | 0 | 0 | 0 | 0 | 0 | 0 | 0 | 0 | 0 | 0 | 20 | 0 | 20 | 20 | 0 | 20
PG&E NGBA | PGE NGBA | PGE | Mendocino | 115 | 27 | Battery |  |  | 0 | 0 | 0 | 0 | 0 | 0 | 0 | 0 | 0 | 0 | 0 | 0 | 0 | 0 | 0 | 0 | 0 | 0 | 0 | 0 | 0 | 0 | 0 | 0 | 0 | 0 | 0 | 0
PG&E NGBA | PGE NGBA | PGE | Mendocino | 60 |  | Battery |  |  | 0 | 0 | 0 | 0 | 0 | 0 | 0 | 0 | 0 | 0 | 0 | 0 | 0 | 0 | 0 | 0 | 0 | 0 | 0 | 0 | 0 | 0 | 0 | 0 | 0 | 0 | 0 | 0
PG&E FRESNO | PGE Fresno | PGE | Mendota | 115 | 164 | Battery |  |  | 0 | 0 | 0 | 0 | 0 | 0 | 0 | 0 | 0 | 0 | 0 | 0 | 0 | 0 | 0 | 0 | 0 | 0 | 0 | 0 | 0 | 0 | 0 | 0 | 0 | 0 | 0 | 0
PG&E GBA | PGE GBA | PGE | Menlo | 60 |  | Battery |  |  | 0 | 0 | 0 | 0 | 0 | 0 | 0 | 0 | 0 | 0 | 0 | 0 | 0 | 0 | 0 | 0 | 0 | 0 | 0 | 0 | 0 | 0 | 0 | 0 | 0 | 0 | 0 | 0
PG&E FRESNO | PGE Fresno | PGE | Merced | 115 | 162 | Battery |  |  | 0 | 0 | 0 | 0 | 0 | 0 | 0 | 0 | 0 | 0 | 0 | 0 | 0 | 0 | 0 | 0 | 0 | 0 | 0 | 0 | 0 | 0 | 0 | 0 | 0 | 0 | 0 | 0
EOP | SCE EOP | SCE | Mercury | 138 | 177 | Battery |  |  | 0 | 0 | 0 | 0 | 0 | 0 | 0 | 0 | 0 | 0 | 0 | 0 | 0 | 0 | 0 | 0 | 0 | 0 | 0 | 0 | 0 | 0 | 0 | 0 | 0 | 0 | 0 | 0
PG&E FRESNO | PGE Fresno | PGE | Mercy Springs | 70 |  | Battery |  |  | 1 | 0 | 0 | 0 | 78 | 0 | 78 | 0 | 0 | 0 | 78 | 0 | 78 | 0 | 0 | 0 | 0 | 0 | 0 | 0 | 0 | 0 | 78 | 0 | 78 | 78 | 0 | 78
PG&E NGBA | PGE NGBA | PGE | Meridian | 60 |  | Battery |  |  | 0 | 0 | 0 | 0 | 0 | 0 | 0 | 0 | 0 | 0 | 0 | 0 | 0 | 0 | 0 | 0 | 0 | 0 | 0 | 0 | 0 | 0 | 0 | 0 | 0 | 0 | 0 | 0
PG&E KERN | PGE Kern | PGE | Mesa (PGE) | 115 | 111 | Battery |  |  | 0 | 0 | 0 | 0 | 0 | 0 | 0 | 0 | 0 | 0 | 0 | 0 | 0 | 0 | 0 | 0 | 0 | 0 | 0 | 0 | 0 | 0 | 0 | 0 | 0 | 0 | 0 | 0
PG&E KERN | PGE Kern | PGE | Mesa (PGE) | 230 | 122 | Battery |  |  | 0 | 0 | 0 | 0 | 0 | 0 | 0 | 0 | 0 | 0 | 0 | 0 | 0 | 0 | 0 | 0 | 0 | 0 | 0 | 0 | 0 | 0 | 0 | 0 | 0 | 0 | 0 | 0
SCE Metro | SCE Metro | SCE | Mesa (SCE) | 230 | 97 | Battery |  |  | 1 | 106.2 | 0 | 106.2 | 0 | 0 | 0 | 0 | 0 | 0 | 0 | 0 | 0 | 0 | 0 | 0 | 0 | 0 | 0 | 0 | 0 | 0 | 106.2 | 0 | 106.2 | 106.2 | 0 | 106.2
SCE Metro | SCE Metro | SCE | Mesa (SCE) | 500 | 97 | Battery |  |  | 0 | 0 | 0 | 0 | 0 | 0 | 0 | 0 | 0 | 0 | 0 | 0 | 0 | 0 | 0 | 0 | 0 | 0 | 0 | 0 | 0 | 0 | 0 | 0 | 0 | 0 | 0 | 0
SDGE | SDGE Imperial | SDGE | Mesa Heights | 69 |  | Battery |  |  | 1 | 9 | 0 | 9 | 0 | 0 | 0 | 0 | 0 | 0 | 0 | 0 | 0 | 0 | 0 | 0 | 0 | 0 | 0 | 0 | 0 | 0 | 9 | 0 | 9 | 9 | 0 | 9
PG&E GBA | PGE GBA | PGE | Metcalf | 115 | 11 | Battery |  |  | 0 | 0 | 0 | 0 | 0 | 0 | 0 | 0 | 0 | 0 | 0 | 0 | 0 | 0 | 0 | 0 | 0 | 0 | 0 | 0 | 0 | 0 | 0 | 0 | 0 | 0 | 0 | 0
PG&E GBA | PGE GBA | PGE | Metcalf | 230 | 11 | Battery |  |  | 0 | 0 | 0 | 0 | 0 | 0 | 0 | 0 | 0 | 0 | 0 | 0 | 0 | 0 | 0 | 0 | 0 | 0 | 0 | 0 | 0 | 0 | 0 | 0 | 0 | 0 | 0 | 0
PG&E GBA | PGE GBA | PGE | Metcalf | 500 | 77 | Battery |  |  | 0 | 0 | 0 | 0 | 0 | 0 | 0 | 0 | 0 | 0 | 0 | 0 | 0 | 0 | 0 | 0 | 0 | 0 | 0 | 0 | 0 | 0 | 0 | 0 | 0 | 0 | 0 | 0
PG&E KERN | PGE Kern | PGE | Midway | 115 | 112 | Battery |  |  | 0 | 0 | 0 | 0 | 0 | 0 | 0 | 0 | 0 | 0 | 0 | 0 | 0 | 0 | 0 | 0 | 0 | 0 | 0 | 0 | 0 | 0 | 0 | 0 | 0 | 0 | 0 | 0
PG&E KERN | PGE Kern | PGE | Midway | 230 | 102 | Battery |  |  | 0 | 0 | 0 | 0 | 0 | 0 | 0 | 0 | 0 | 0 | 0 | 0 | 0 | 0 | 0 | 0 | 0 | 0 | 0 | 0 | 0 | 0 | 0 | 0 | 0 | 0 | 0 | 0
PG&E KERN | PGE Kern | PGE | Midway | 500 | 73 | Battery |  |  | 0 | 0 | 0 | 0 | 0 | 0 | 0 | 0 | 0 | 0 | 0 | 0 | 0 | 0 | 0 | 0 | 0 | 0 | 0 | 0 | 0 | 0 | 0 | 0 | 0 | 0 | 0 | 0
SDGE | SDGE Imperial | SDGE | Miguel | 230 | 196 | Battery |  |  | 0 | 0 | 0 | 0 | 0 | 0 | 0 | 0 | 0 | 0 | 0 | 0 | 0 | 0 | 0 | 0 | 0 | 0 | 0 | 0 | 0 | 0 | 0 | 0 | 0 | 0 | 0 | 0
SDGE | SDGE Imperial | SDGE | Miguel | 500 | 196 | Battery |  |  | 0 | 0 | 0 | 0 | 0 | 0 | 0 | 0 | 0 | 0 | 0 | 0 | 0 | 0 | 0 | 0 | 0 | 0 | 0 | 0 | 0 | 0 | 0 | 0 | 0 | 0 | 0 | 0
SDGE | SDGE Imperial | SDGE | Miguel | 69 |  | Battery |  |  | 1 | 9.75 | 0 | 9.75 | 0 | 0 | 0 | 0 | 0 | 0 | 0 | 0 | 0 | 0 | 0 | 0 | 0 | 0 | 0 | 0 | 0 | 0 | 9.75 | 0 | 9.75 | 9.75 | 0 | 9.75
PG&E GBA | PGE GBA | PGE | Millbrae | 115 | 31 | Battery |  |  | 0 | 0 | 0 | 0 | 0 | 0 | 0 | 0 | 0 | 0 | 0 | 0 | 0 | 0 | 0 | 0 | 0 | 0 | 0 | 0 | 0 | 0 | 0 | 0 | 0 | 0 | 0 | 0
PG&E GBA | PGE GBA | PGE | Miller | 115 | 44 | Battery |  |  | 0 | 0 | 0 | 0 | 0 | 0 | 0 | 0 | 0 | 0 | 0 | 0 | 0 | 0 | 0 | 0 | 0 | 0 | 0 | 0 | 0 | 0 | 0 | 0 | 0 | 0 | 0 | 0
SCE Metro | SCE Metro | SCE | Mira Loma | 230 | 97 | Battery |  |  | 1 | 0 | 0 | 0 | 42 | 0 | 42 | 0 | 0 | 0 | 42 | 0 | 42 | 0 | 0 | 0 | 0 | 0 | 0 | 0 | 0 | 0 | 42 | 0 | 42 | 42 | 0 | 42
SCE Metro | SCE Metro | SCE | Mira Loma | 500 | 97 | Battery |  |  | 0 | 0 | 0 | 0 | 0 | 0 | 0 | 0 | 0 | 0 | 0 | 0 | 0 | 0 | 0 | 0 | 0 | 0 | 0 | 0 | 0 | 0 | 0 | 0 | 0 | 0 | 0 | 0
SCE Eastern | SCE Eastern | SCE | Mirage | 115 | 174 | Battery |  |  | 0 | 0 | 0 | 0 | 0 | 0 | 0 | 0 | 0 | 0 | 0 | 0 | 0 | 0 | 0 | 0 | 0 | 0 | 0 | 0 | 0 | 0 | 0 | 0 | 0 | 0 | 0 | 0
SCE Eastern | SCE Eastern | SCE | Mirage | 230 |  | Battery |  |  | 1 | 150 | 0 | 150 | 0 | 0 | 0 | 0 | 0 | 0 | 0 | 0 | 0 | 0 | 0 | 0 | 0 | 0 | 0 | 0 | 0 | 0 | 150 | 0 | 150 | 150 | 0 | 150
SDGE | SDGE Imperial | SDGE | Mission | 138 | 186 | Battery |  |  | 0 | 0 | 0 | 0 | 0 | 0 | 0 | 0 | 0 | 0 | 0 | 0 | 0 | 0 | 0 | 0 | 0 | 0 | 0 | 0 | 0 | 0 | 0 | 0 | 0 | 0 | 0 | 0
SDGE | SDGE Imperial | SDGE | Mission | 230 | 186 | Battery |  |  | 0 | 0 | 0 | 0 | 0 | 0 | 0 | 0 | 0 | 0 | 0 | 0 | 0 | 0 | 0 | 0 | 0 | 0 | 0 | 0 | 0 | 0 | 0 | 0 | 0 | 0 | 0 | 0
SDGE | SDGE Imperial | SDGE | Mission | 69 |  | Battery |  |  | 0 | 0 | 0 | 0 | 0 | 0 | 0 | 0 | 0 | 0 | 0 | 0 | 0 | 0 | 0 | 0 | 0 | 0 | 0 | 0 | 0 | 0 | 0 | 0 | 0 | 0 | 0 | 0
PG&E GBA | PGE GBA | PGE | Mi-Wuk | 115 | 44 | Battery |  |  | 0 | 0 | 0 | 0 | 0 | 0 | 0 | 0 | 0 | 0 | 0 | 0 | 0 | 0 | 0 | 0 | 0 | 0 | 0 | 0 | 0 | 0 | 0 | 0 | 0 | 0 | 0 | 0
EOP | SCE EOP | SCE | Mohave | 500 | 131 | Battery |  |  | 0 | 0 | 0 | 0 | 0 | 0 | 0 | 0 | 0 | 0 | 0 | 0 | 0 | 0 | 0 | 0 | 0 | 0 | 0 | 0 | 0 | 0 | 0 | 0 | 0 | 0 | 0 | 0
PG&E NGBA | PGE NGBA | PGE | Monroe | 115 | 27 | Battery |  |  | 0 | 0 | 0 | 0 | 0 | 0 | 0 | 0 | 0 | 0 | 0 | 0 | 0 | 0 | 0 | 0 | 0 | 0 | 0 | 0 | 0 | 0 | 0 | 0 | 0 | 0 | 0 | 0
SDGE | SDGE Imperial | SDGE | Monserate | 69 |  | Battery |  |  | 0 | 0 | 0 | 0 | 0 | 0 | 0 | 0 | 0 | 0 | 0 | 0 | 0 | 0 | 0 | 0 | 0 | 0 | 0 | 0 | 0 | 0 | 0 | 0 | 0 | 0 | 0 | 0
PG&E GBA | PGE GBA | PGE | Monta Vista | 115 | 80 | Battery |  |  | 0 | 0 | 0 | 0 | 0 | 0 | 0 | 0 | 0 | 0 | 0 | 0 | 0 | 0 | 0 | 0 | 0 | 0 | 0 | 0 | 0 | 0 | 0 | 0 | 0 | 0 | 0 | 0
PG&E GBA | PGE GBA | PGE | Monta Vista | 230 | 10 | Battery |  |  | 0 | 0 | 0 | 0 | 0 | 0 | 0 | 0 | 0 | 0 | 0 | 0 | 0 | 0 | 0 | 0 | 0 | 0 | 0 | 0 | 0 | 0 | 0 | 0 | 0 | 0 | 0 | 0
PG&E GBA | PGE GBA | PGE | Monta Vista | 60 |  | Battery |  |  | 0 | 0 | 0 | 0 | 0 | 0 | 0 | 0 | 0 | 0 | 0 | 0 | 0 | 0 | 0 | 0 | 0 | 0 | 0 | 0 | 0 | 0 | 0 | 0 | 0 | 0 | 0 | 0
PG&E NGBA | PGE NGBA | PGE | Monticello | 115 | 55 | Battery |  |  | 0 | 0 | 0 | 0 | 0 | 0 | 0 | 0 | 0 | 0 | 0 | 0 | 0 | 0 | 0 | 0 | 0 | 0 | 0 | 0 | 0 | 0 | 0 | 0 | 0 | 0 | 0 | 0
SCE Northern | SCE Northern | SCE | Moorpark | 230 | 157 | Battery |  |  | 1 | 0 | 0 | 0 | 350 | 0 | 350 | 0 | 0 | 0 | 350 | 0 | 350 | 0 | 0 | 0 | 0 | 0 | 0 | 0 | 0 | 0 | 350 | 0 | 350 | 350 | 0 | 350
SCE Northern | SCE Northern | SCE | Moorpark | 66 |  | Battery |  |  | 0 | 0 | 0 | 0 | 0 | 0 | 0 | 0 | 0 | 0 | 0 | 0 | 0 | 0 | 0 | 0 | 0 | 0 | 0 | 0 | 0 | 0 | 0 | 0 | 0 | 0 | 0 | 0
PG&E GBA | PGE GBA | PGE | Moraga | 115 | 6 | Battery |  |  | 0 | 0 | 0 | 0 | 0 | 0 | 0 | 0 | 0 | 0 | 0 | 0 | 0 | 0 | 0 | 0 | 0 | 0 | 0 | 0 | 0 | 0 | 0 | 0 | 0 | 0 | 0 | 0
PG&E GBA | PGE GBA | PGE | Moraga | 230 | 53 | Battery |  |  | 0 | 0 | 0 | 0 | 0 | 0 | 0 | 0 | 0 | 0 | 0 | 0 | 0 | 0 | 0 | 0 | 0 | 0 | 0 | 0 | 0 | 0 | 0 | 0 | 0 | 0 | 0 | 0
PG&E GBA | PGE GBA | PGE | Morgan Hill | 115 | 40 | Battery |  |  | 0 | 0 | 0 | 0 | 0 | 0 | 0 | 0 | 0 | 0 | 0 | 0 | 0 | 0 | 0 | 0 | 0 | 0 | 0 | 0 | 0 | 0 | 0 | 0 | 0 | 0 | 0 | 0
PG&E KERN | PGE Kern | PGE | Morro Bay | 115 | 111 | Battery |  |  | 0 | 0 | 0 | 0 | 0 | 0 | 0 | 0 | 0 | 0 | 0 | 0 | 0 | 0 | 0 | 0 | 0 | 0 | 0 | 0 | 0 | 0 | 0 | 0 | 0 | 0 | 0 | 0
PG&E KERN | PGE Kern | PGE | Morro Bay | 230 | 122 | Battery |  |  | 0 | 0 | 0 | 0 | 0 | 0 | 0 | 0 | 0 | 0 | 0 | 0 | 0 | 0 | 0 | 0 | 0 | 0 | 0 | 0 | 0 | 0 | 0 | 0 | 0 | 0 | 0 | 0
PG&E KERN | PGE Kern | PGE | Morro Bay | 500 | 98 | Battery |  |  | 0 | 0 | 0 | 0 | 0 | 0 | 0 | 0 | 0 | 0 | 0 | 0 | 0 | 0 | 0 | 0 | 0 | 0 | 0 | 0 | 0 | 0 | 0 | 0 | 0 | 0 | 0 | 0
PG&E GBA | PGE GBA | PGE | Moss Landing | 115 | 85 | Battery |  |  | 0 | 0 | 0 | 0 | 0 | 0 | 0 | 0 | 0 | 0 | 0 | 0 | 0 | 0 | 0 | 0 | 0 | 0 | 0 | 0 | 0 | 0 | 0 | 0 | 0 | 0 | 0 | 0
PG&E GBA | PGE GBA | PGE | Moss Landing | 230 | 85 | Battery |  |  | 0 | 0 | 0 | 0 | 0 | 0 | 0 | 0 | 0 | 0 | 0 | 0 | 0 | 0 | 0 | 0 | 0 | 0 | 0 | 0 | 0 | 0 | 0 | 0 | 0 | 0 | 0 | 0
PG&E GBA | PGE GBA | PGE | Moss Landing | 500 | 82 | Battery |  |  | 0 | 0 | 0 | 0 | 0 | 0 | 0 | 0 | 0 | 0 | 0 | 0 | 0 | 0 | 0 | 0 | 0 | 0 | 0 | 0 | 0 | 0 | 0 | 0 | 0 | 0 | 0 | 0
EOP | SCE EOP | SCE | Mountain Pass | 115 | 161 | Battery |  |  | 0 | 0 | 0 | 0 | 0 | 0 | 0 | 0 | 0 | 0 | 0 | 0 | 0 | 0 | 0 | 0 | 0 | 0 | 0 | 0 | 0 | 0 | 0 | 0 | 0 | 0 | 0 | 0
PG&E GBA | PGE GBA | PGE | Mountain View | 115 | 78 | Battery |  |  | 0 | 0 | 0 | 0 | 0 | 0 | 0 | 0 | 0 | 0 | 0 | 0 | 0 | 0 | 0 | 0 | 0 | 0 | 0 | 0 | 0 | 0 | 0 | 0 | 0 | 0 | 0 | 0
PG&E GBA | PGE GBA | PGE | Mt Eden | 115 | 3 | Battery |  |  | 0 | 0 | 0 | 0 | 0 | 0 | 0 | 0 | 0 | 0 | 0 | 0 | 0 | 0 | 0 | 0 | 0 | 0 | 0 | 0 | 0 | 0 | 0 | 0 | 0 | 0 | 0 | 0
PG&E KERN | PGE Kern | PGE | Mt Poso | 115 | 74 | Battery |  |  | 0 | 0 | 0 | 0 | 0 | 0 | 0 | 0 | 0 | 0 | 0 | 0 | 0 | 0 | 0 | 0 | 0 | 0 | 0 | 0 | 0 | 0 | 0 | 0 | 0 | 0 | 0 | 0
SDGE | SDGE Imperial | SDGE | Murray | 69 |  | Battery |  |  | 0 | 0 | 0 | 0 | 0 | 0 | 0 | 0 | 0 | 0 | 0 | 0 | 0 | 0 | 0 | 0 | 0 | 0 | 0 | 0 | 0 | 0 | 0 | 0 | 0 | 0 | 0 | 0
PG&E FRESNO | PGE Fresno | PGE | Mustang | 230 | 145 | Battery |  |  | 0 | 0 | 0 | 0 | 0 | 0 | 0 | 0 | 0 | 0 | 0 | 0 | 0 | 0 | 0 | 0 | 0 | 0 | 0 | 0 | 0 | 0 | 0 | 0 | 0 | 0 | 0 | 0
SCE Northern | SCE Northern | SCE | Neenach | 66 |  | Battery |  |  | 0 | 0 | 0 | 0 | 0 | 0 | 0 | 0 | 0 | 0 | 0 | 0 | 0 | 0 | 0 | 0 | 0 | 0 | 0 | 0 | 0 | 0 | 0 | 0 | 0 | 0 | 0 | 0
PG&E KERN | PGE Kern | PGE | New Sub - Gates - Midway (Proposed) | 230 | 93 | Battery |  |  | 1 | 0 | 0 | 0 | 238.5 | 0 | 238.5 | 0 | 0 | 0 | 238.5 | 0 | 238.5 | 0 | 0 | 0 | 0 | 0 | 0 | 0 | 0 | 0 | 238.5 | 0 | 238.5 | 238.5 | 0 | 238.5
PG&E KERN | PGE Kern | PGE | New Sub - Gates - Templeton (Proposed) | 230 | 130 | Battery |  |  | 0 | 0 | 0 | 0 | 0 | 0 | 0 | 0 | 0 | 0 | 0 | 0 | 0 | 0 | 0 | 0 | 0 | 0 | 0 | 0 | 0 | 0 | 0 | 0 | 0 | 0 | 0 | 0
SCE NOL | SCE NOL | SCE | New Sub - Kramer - Lugo (Proposed) | 230 | 160 | Battery |  |  | 0 | 0 | 0 | 0 | 0 | 0 | 0 | 0 | 0 | 0 | 0 | 0 | 0 | 0 | 0 | 0 | 0 | 0 | 0 | 0 | 0 | 0 | 0 | 0 | 0 | 0 | 0 | 0
PG&E FRESNO | PGE Fresno | PGE | New Sub - Los Banos - Midway (Proposed) | 500 | 73 | Battery |  |  | 0 | 0 | 0 | 0 | 0 | 0 | 0 | 0 | 0 | 0 | 0 | 0 | 0 | 0 | 0 | 0 | 0 | 0 | 0 | 0 | 0 | 0 | 0 | 0 | 0 | 0 | 0 | 0
SCE NOL | SCE NOL | SCE | New Sub - Lugo - Pisgah (Proposed) | 230 | 141 | Battery |  |  | 0 | 0 | 0 | 0 | 0 | 0 | 0 | 0 | 0 | 0 | 0 | 0 | 0 | 0 | 0 | 0 | 0 | 0 | 0 | 0 | 0 | 0 | 0 | 0 | 0 | 0 | 0 | 0
PG&E KERN | PGE Kern | PGE | New Sub - Midway - Wheeler Ridge (Proposed) | 230 | 93 | Battery |  |  | 1 | 150 | 0 | 150 | 0 | 0 | 0 | 0 | 0 | 0 | 0 | 0 | 0 | 0 | 0 | 0 | 0 | 0 | 0 | 0 | 0 | 0 | 150 | 0 | 150 | 150 | 0 | 150
PG&E NGBA | PGE NGBA | PGE | New Sub - Near existing Leavitt (PSREC) | 345 |  | Battery |  |  | 0 | 0 | 0 | 0 | 0 | 0 | 0 | 0 | 0 | 0 | 0 | 0 | 0 | 0 | 0 | 0 | 0 | 0 | 0 | 0 | 0 | 0 | 0 | 0 | 0 | 0 | 0 | 0
PG&E NGBA | PGE NGBA | PGE | New Sub - Near existing Madeline (NVE) | 345 |  | Battery |  |  | 0 | 0 | 0 | 0 | 0 | 0 | 0 | 0 | 0 | 0 | 0 | 0 | 0 | 0 | 0 | 0 | 0 | 0 | 0 | 0 | 0 | 0 | 0 | 0 | 0 | 0 | 0 | 0
SDGE | SDGE Imperial | SDGE | New Sub - North Gila - IV (Proposed) | 500 | 185 | Battery |  |  | 0 | 0 | 0 | 0 | 0 | 0 | 0 | 0 | 0 | 0 | 0 | 0 | 0 | 0 | 0 | 0 | 0 | 0 | 0 | 0 | 0 | 0 | 0 | 0 | 0 | 0 | 0 | 0
PG&E NGBA | PGE NGBA | PGE | New Sub - Pit 1 - Cottonwood (Proposed) | 230 | 2 | Battery |  |  | 0 | 0 | 0 | 0 | 0 | 0 | 0 | 0 | 0 | 0 | 0 | 0 | 0 | 0 | 0 | 0 | 0 | 0 | 0 | 0 | 0 | 0 | 0 | 0 | 0 | 0 | 0 | 0
PG&E GBA | PGE GBA | PGE | New Sub - Rancho Seco - Bellota (Proposed) | 230 | 15 | Battery |  |  | 0 | 0 | 0 | 0 | 0 | 0 | 0 | 0 | 0 | 0 | 0 | 0 | 0 | 0 | 0 | 0 | 0 | 0 | 0 | 0 | 0 | 0 | 0 | 0 | 0 | 0 | 0 | 0
SDGE | SDGE Imperial | SDGE | New Sub - Suncrest - Ocotillo (Proposed) | 500 | 183 | Battery |  |  | 0 | 0 | 0 | 0 | 0 | 0 | 0 | 0 | 0 | 0 | 0 | 0 | 0 | 0 | 0 | 0 | 0 | 0 | 0 | 0 | 0 | 0 | 0 | 0 | 0 | 0 | 0 | 0
PG&E FRESNO | PGE Fresno | PGE | New Sub - Westley - Quinto (Proposed) | 230 | 64 | Battery |  |  | 1 | 0 | 0 | 0 | 0 | 0 | 0 | 0 | 0 | 0 | 0 | 0 | 0 | 0 | 900 | 900 | 0 | 0 | 0 | 0 | 900 | 900 | 0 | 900 | 900 | 0 | 900 | 900
PG&E GBA | PGE GBA | PGE | Newark | 115 | 38 | Battery |  |  | 0 | 0 | 0 | 0 | 0 | 0 | 0 | 0 | 0 | 0 | 0 | 0 | 0 | 0 | 0 | 0 | 0 | 0 | 0 | 0 | 0 | 0 | 0 | 0 | 0 | 0 | 0 | 0
PG&E GBA | PGE GBA | PGE | Newark | 230 | 45 | Battery |  |  | 0 | 0 | 0 | 0 | 0 | 0 | 0 | 0 | 0 | 0 | 0 | 0 | 0 | 0 | 0 | 0 | 0 | 0 | 0 | 0 | 0 | 0 | 0 | 0 | 0 | 0 | 0 | 0
PG&E GBA | PGE GBA | PGE | Newark | 60 |  | Battery |  |  | 0 | 0 | 0 | 0 | 0 | 0 | 0 | 0 | 0 | 0 | 0 | 0 | 0 | 0 | 0 | 0 | 0 | 0 | 0 | 0 | 0 | 0 | 0 | 0 | 0 | 0 | 0 | 0
PG&E FRESNO | PGE Fresno | PGE | Newhall | 115 | 137 | Battery |  |  | 0 | 0 | 0 | 0 | 0 | 0 | 0 | 0 | 0 | 0 | 0 | 0 | 0 | 0 | 0 | 0 | 0 | 0 | 0 | 0 | 0 | 0 | 0 | 0 | 0 | 0 | 0 | 0
PG&E KERN | PGE Kern | PGE | Norco | 115 | 95 | Battery |  |  | 0 | 0 | 0 | 0 | 0 | 0 | 0 | 0 | 0 | 0 | 0 | 0 | 0 | 0 | 0 | 0 | 0 | 0 | 0 | 0 | 0 | 0 | 0 | 0 | 0 | 0 | 0 | 0
PG&E GBA | PGE GBA | PGE | Nortech | 115 | 13 | Battery |  |  | 0 | 0 | 0 | 0 | 0 | 0 | 0 | 0 | 0 | 0 | 0 | 0 | 0 | 0 | 0 | 0 | 0 | 0 | 0 | 0 | 0 | 0 | 0 | 0 | 0 | 0 | 0 | 0
SDGE | SDGE Imperial | SDGE | North City Metering | 138 | 186 | Battery |  |  | 0 | 0 | 0 | 0 | 0 | 0 | 0 | 0 | 0 | 0 | 0 | 0 | 0 | 0 | 0 | 0 | 0 | 0 | 0 | 0 | 0 | 0 | 0 | 0 | 0 | 0 | 0 | 0
PG&E GBA | PGE GBA | PGE | North Dublin | 230 | 42 | Battery |  |  | 0 | 0 | 0 | 0 | 0 | 0 | 0 | 0 | 0 | 0 | 0 | 0 | 0 | 0 | 0 | 0 | 0 | 0 | 0 | 0 | 0 | 0 | 0 | 0 | 0 | 0 | 0 | 0
SDGE | SDGE Arizona | SDGE | North Gila | 500 | 188 | Battery |  |  | 1 | 0 | 0 | 0 | 0 | 0 | 0 | 0 | 0 | 0 | 0 | 0 | 0 | 0 | 94.35 | 94.35 | 0 | 0 | 0 | 0 | 94.35 | 94.35 | 0 | 94.35 | 94.35 | 0 | 94.35 | 94.35
SCE Metro | SCE Metro | SCE | North of SONGS | 230 | 97 | Battery |  |  | 0 | 0 | 0 | 0 | 0 | 0 | 0 | 0 | 0 | 0 | 0 | 0 | 0 | 0 | 0 | 0 | 0 | 0 | 0 | 0 | 0 | 0 | 0 | 0 | 0 | 0 | 0 | 0
SCE Metro | SCE Metro | SCE | North of SONGS | 500 | 97 | Battery |  |  | 0 | 0 | 0 | 0 | 0 | 0 | 0 | 0 | 0 | 0 | 0 | 0 | 0 | 0 | 0 | 0 | 0 | 0 | 0 | 0 | 0 | 0 | 0 | 0 | 0 | 0 | 0 | 0
PG&E NGBA | PGE NGBA | PGE | Notre Dame | 115 | 1 | Battery |  |  | 0 | 0 | 0 | 0 | 0 | 0 | 0 | 0 | 0 | 0 | 0 | 0 | 0 | 0 | 0 | 0 | 0 | 0 | 0 | 0 | 0 | 0 | 0 | 0 | 0 | 0 | 0 | 0
PG&E GBA | PGE GBA | PGE | Oakland C | 115 | 56 | Battery |  |  | 0 | 0 | 0 | 0 | 0 | 0 | 0 | 0 | 0 | 0 | 0 | 0 | 0 | 0 | 0 | 0 | 0 | 0 | 0 | 0 | 0 | 0 | 0 | 0 | 0 | 0 | 0 | 0
PG&E GBA | PGE GBA | PGE | Oakland J | 115 | 6 | Battery |  |  | 0 | 0 | 0 | 0 | 0 | 0 | 0 | 0 | 0 | 0 | 0 | 0 | 0 | 0 | 0 | 0 | 0 | 0 | 0 | 0 | 0 | 0 | 0 | 0 | 0 | 0 | 0 | 0
PG&E GBA | PGE GBA | PGE | Oakland L | 115 | 6 | Battery |  |  | 0 | 0 | 0 | 0 | 0 | 0 | 0 | 0 | 0 | 0 | 0 | 0 | 0 | 0 | 0 | 0 | 0 | 0 | 0 | 0 | 0 | 0 | 0 | 0 | 0 | 0 | 0 | 0
PG&E GBA | PGE GBA | PGE | Oakland X | 115 | 6 | Battery |  |  | 0 | 0 | 0 | 0 | 0 | 0 | 0 | 0 | 0 | 0 | 0 | 0 | 0 | 0 | 0 | 0 | 0 | 0 | 0 | 0 | 0 | 0 | 0 | 0 | 0 | 0 | 0 | 0
SDGE | SDGE Imperial | SDGE | Ocean Ranch | 69 |  | Battery |  |  | 0 | 0 | 0 | 0 | 0 | 0 | 0 | 0 | 0 | 0 | 0 | 0 | 0 | 0 | 0 | 0 | 0 | 0 | 0 | 0 | 0 | 0 | 0 | 0 | 0 | 0 | 0 | 0
PG&E KERN | PGE Kern | PGE | Oceano | 115 | 111 | Battery |  |  | 0 | 0 | 0 | 0 | 0 | 0 | 0 | 0 | 0 | 0 | 0 | 0 | 0 | 0 | 0 | 0 | 0 | 0 | 0 | 0 | 0 | 0 | 0 | 0 | 0 | 0 | 0 | 0
SDGE | SDGE Imperial | SDGE | Ocotillo Express | 500 | 194 | Battery |  |  | 0 | 0 | 0 | 0 | 0 | 0 | 0 | 0 | 0 | 0 | 0 | 0 | 0 | 0 | 0 | 0 | 0 | 0 | 0 | 0 | 0 | 0 | 0 | 0 | 0 | 0 | 0 | 0
PG&E KERN | PGE Kern | PGE | Old River | 70 |  | Battery |  |  | 0 | 0 | 0 | 0 | 0 | 0 | 0 | 0 | 0 | 0 | 0 | 0 | 0 | 0 | 0 | 0 | 0 | 0 | 0 | 0 | 0 | 0 | 0 | 0 | 0 | 0 | 0 | 0
SDGE | SDGE Imperial | SDGE | Old Town | 230 | 171 | Battery |  |  | 0 | 0 | 0 | 0 | 0 | 0 | 0 | 0 | 0 | 0 | 0 | 0 | 0 | 0 | 0 | 0 | 0 | 0 | 0 | 0 | 0 | 0 | 0 | 0 | 0 | 0 | 0 | 0
SCE Metro | SCE Metro | SCE | Olinda | 230 | 97 | Battery |  |  | 0 | 0 | 0 | 0 | 0 | 0 | 0 | 0 | 0 | 0 | 0 | 0 | 0 | 0 | 0 | 0 | 0 | 0 | 0 | 0 | 0 | 0 | 0 | 0 | 0 | 0 | 0 | 0
PG&E FRESNO | PGE Fresno | PGE | Olive | 115 | 119 | Battery |  |  | 1 | 0 | 0 | 0 | 20 | 0 | 20 | 0 | 0 | 0 | 20 | 0 | 20 | 0 | 0 | 0 | 0 | 0 | 0 | 0 | 0 | 0 | 20 | 0 | 20 | 20 | 0 | 20
PG&E NGBA | PGE NGBA | PGE | Olivehurst | 115 | 22 | Battery |  |  | 0 | 0 | 0 | 0 | 0 | 0 | 0 | 0 | 0 | 0 | 0 | 0 | 0 | 0 | 0 | 0 | 0 | 0 | 0 | 0 | 0 | 0 | 0 | 0 | 0 | 0 | 0 | 0
PG&E NGBA | PGE NGBA | PGE | Oregon Trail | 60 |  | Battery |  |  | 0 | 0 | 0 | 0 | 0 | 0 | 0 | 0 | 0 | 0 | 0 | 0 | 0 | 0 | 0 | 0 | 0 | 0 | 0 | 0 | 0 | 0 | 0 | 0 | 0 | 0 | 0 | 0
SCE Northern | SCE Northern | SCE | Ormond Beach | 230 | 157 | Battery |  |  | 0 | 0 | 0 | 0 | 0 | 0 | 0 | 0 | 0 | 0 | 0 | 0 | 0 | 0 | 0 | 0 | 0 | 0 | 0 | 0 | 0 | 0 | 0 | 0 | 0 | 0 | 0 | 0
PG&E FRESNO | PGE Fresno | PGE | Oro Loma | 115 | 123 | Battery |  |  | 0 | 0 | 0 | 0 | 0 | 0 | 0 | 0 | 0 | 0 | 0 | 0 | 0 | 0 | 0 | 0 | 0 | 0 | 0 | 0 | 0 | 0 | 0 | 0 | 0 | 0 | 0 | 0
PG&E FRESNO | PGE Fresno | PGE | Oro Loma | 70 |  | Battery |  |  | 0 | 0 | 0 | 0 | 0 | 0 | 0 | 0 | 0 | 0 | 0 | 0 | 0 | 0 | 0 | 0 | 0 | 0 | 0 | 0 | 0 | 0 | 0 | 0 | 0 | 0 | 0 | 0
PG&E FRESNO | PGE Fresno | PGE | Orosi | 70 |  | Battery |  |  | 0 | 0 | 0 | 0 | 0 | 0 | 0 | 0 | 0 | 0 | 0 | 0 | 0 | 0 | 0 | 0 | 0 | 0 | 0 | 0 | 0 | 0 | 0 | 0 | 0 | 0 | 0 | 0
SDGE | SDGE Imperial | SDGE | Otay | 69 |  | Battery |  |  | 1 | 6 | 0 | 6 | 49.7 | 0 | 49.7 | 0 | 0 | 0 | 49.7 | 0 | 49.7 | 0 | 0 | 0 | 0 | 0 | 0 | 0 | 0 | 0 | 55.7 | 0 | 55.7 | 55.7 | 0 | 55.7
SDGE | SDGE Imperial | SDGE | Otay Mesa | 230 | 197 | Battery |  |  | 1 | 0 | 0 | 0 | 65 | 0 | 65 | 65 | 0 | 65 | 0 | 0 | 0 | 0 | 0 | 0 | 0 | 0 | 0 | 0 | 0 | 0 | 0 | 0 | 0 | 0 | 0 | 0
PG&E FRESNO | PGE Fresno | PGE | Padre Flats SW STA | 230 | 71 | Battery |  |  | 0 | 0 | 0 | 0 | 0 | 0 | 0 | 0 | 0 | 0 | 0 | 0 | 0 | 0 | 0 | 0 | 0 | 0 | 0 | 0 | 0 | 0 | 0 | 0 | 0 | 0 | 0 | 0
EOP | SCE EOP | SCE | Pahrump | 138 | 177 | Battery |  |  | 0 | 0 | 0 | 0 | 0 | 0 | 0 | 0 | 0 | 0 | 0 | 0 | 0 | 0 | 0 | 0 | 0 | 0 | 0 | 0 | 0 | 0 | 0 | 0 | 0 | 0 | 0 | 0
EOP | SCE EOP | SCE | Pahrump | 230 | 177 | Battery |  |  | 0 | 0 | 0 | 0 | 0 | 0 | 0 | 0 | 0 | 0 | 0 | 0 | 0 | 0 | 0 | 0 | 0 | 0 | 0 | 0 | 0 | 0 | 0 | 0 | 0 | 0 | 0 | 0
SDGE | SDGE Imperial | SDGE | Pala | 69 |  | Battery |  |  | 1 | 10 | 0 | 10 | 0 | 0 | 0 | 0 | 0 | 0 | 0 | 0 | 0 | 0 | 0 | 0 | 0 | 0 | 0 | 0 | 0 | 0 | 10 | 0 | 10 | 10 | 0 | 10
PG&E NGBA | PGE NGBA | PGE | Palermo | 115 | 22 | Battery |  |  | 0 | 0 | 0 | 0 | 0 | 0 | 0 | 0 | 0 | 0 | 0 | 0 | 0 | 0 | 0 | 0 | 0 | 0 | 0 | 0 | 0 | 0 | 0 | 0 | 0 | 0 | 0 | 0
PG&E NGBA | PGE NGBA | PGE | Palermo | 230 | 19 | Battery |  |  | 0 | 0 | 0 | 0 | 0 | 0 | 0 | 0 | 0 | 0 | 0 | 0 | 0 | 0 | 0 | 0 | 0 | 0 | 0 | 0 | 0 | 0 | 0 | 0 | 0 | 0 | 0 | 0
SCE Eastern | SCE Arizona | SCE | Palo Verde | 500 | 176 | Battery |  |  | 0 | 0 | 0 | 0 | 0 | 0 | 0 | 0 | 0 | 0 | 0 | 0 | 0 | 0 | 0 | 0 | 0 | 0 | 0 | 0 | 0 | 0 | 0 | 0 | 0 | 0 | 0 | 0
SDGE | SDGE Imperial | SDGE | Palomar Energy | 230 | 195 | Battery |  |  | 0 | 0 | 0 | 0 | 0 | 0 | 0 | 0 | 0 | 0 | 0 | 0 | 0 | 0 | 0 | 0 | 0 | 0 | 0 | 0 | 0 | 0 | 0 | 0 | 0 | 0 | 0 | 0
PG&E KERN | PGE Kern | PGE | Panama | 70 |  | Battery |  |  | 0 | 0 | 0 | 0 | 0 | 0 | 0 | 0 | 0 | 0 | 0 | 0 | 0 | 0 | 0 | 0 | 0 | 0 | 0 | 0 | 0 | 0 | 0 | 0 | 0 | 0 | 0 | 0
PG&E FRESNO | PGE Fresno | PGE | Panoche | 115 | 128 | Battery |  |  | 0 | 0 | 0 | 0 | 0 | 0 | 0 | 0 | 0 | 0 | 0 | 0 | 0 | 0 | 0 | 0 | 0 | 0 | 0 | 0 | 0 | 0 | 0 | 0 | 0 | 0 | 0 | 0
PG&E FRESNO | PGE Fresno | PGE | Panoche | 230 | 94 | Battery |  |  | 0 | 0 | 0 | 0 | 0 | 0 | 0 | 0 | 0 | 0 | 0 | 0 | 0 | 0 | 0 | 0 | 0 | 0 | 0 | 0 | 0 | 0 | 0 | 0 | 0 | 0 | 0 | 0
SCE Northern | SCE Northern | SCE | Pardee | 230 | 151 | Battery |  |  | 1 | 80 | 0 | 80 | 15 | 0 | 15 | 0 | 0 | 0 | 15 | 0 | 15 | 0 | 0 | 0 | 0 | 0 | 0 | 0 | 0 | 0 | 95 | 0 | 95 | 95 | 0 | 95
PG&E NGBA | PGE NGBA | PGE | Parkway | 230 | 30 | Battery |  |  | 0 | 0 | 0 | 0 | 0 | 0 | 0 | 0 | 0 | 0 | 0 | 0 | 0 | 0 | 0 | 0 | 0 | 0 | 0 | 0 | 0 | 0 | 0 | 0 | 0 | 0 | 0 | 0
SCE Northern | SCE Northern | SCE | Pastoria | 230 | 159 | Battery |  |  | 1 | 0 | 0 | 0 | 80 | 0 | 80 | 0 | 0 | 0 | 80 | 0 | 80 | 0 | 0 | 0 | 0 | 0 | 0 | 0 | 0 | 0 | 80 | 0 | 80 | 80 | 0 | 80
SCE Metro | SCE Metro | SCE | Pauda | 230 |  | Battery |  |  | 1 | 120 | 0 | 120 | 0 | 0 | 0 | 0 | 0 | 0 | 0 | 0 | 0 | 0 | 0 | 0 | 0 | 0 | 0 | 0 | 0 | 0 | 120 | 0 | 120 | 120 | 0 | 120
PG&E GBA | PGE GBA | PGE | Paul Sweet | 115 | 14 | Battery |  |  | 1 | 0 | 0 | 0 | 0 | 0 | 0 | 0 | 0 | 0 | 0 | 0 | 0 | 0 | 13 | 13 | 0 | 0 | 0 | 0 | 13 | 13 | 0 | 13 | 13 | 0 | 13 | 13
PG&E NGBA | PGE NGBA | PGE | Peabody | 230 | 52 | Battery |  |  | 0 | 0 | 0 | 0 | 0 | 0 | 0 | 0 | 0 | 0 | 0 | 0 | 0 | 0 | 0 | 0 | 0 | 0 | 0 | 0 | 0 | 0 | 0 | 0 | 0 | 0 | 0 | 0
PG&E NGBA | PGE NGBA | PGE | Pease | 115 | 22 | Battery |  |  | 0 | 0 | 0 | 0 | 0 | 0 | 0 | 0 | 0 | 0 | 0 | 0 | 0 | 0 | 0 | 0 | 0 | 0 | 0 | 0 | 0 | 0 | 0 | 0 | 0 | 0 | 0 | 0
PG&E NGBA | PGE NGBA | PGE | Pease | 60 |  | Battery |  |  | 0 | 0 | 0 | 0 | 0 | 0 | 0 | 0 | 0 | 0 | 0 | 0 | 0 | 0 | 0 | 0 | 0 | 0 | 0 | 0 | 0 | 0 | 0 | 0 | 0 | 0 | 0 | 0
SDGE | SDGE Imperial | SDGE | Penasquitos | 138 | 171 | Battery |  |  | 0 | 0 | 0 | 0 | 0 | 0 | 0 | 0 | 0 | 0 | 0 | 0 | 0 | 0 | 0 | 0 | 0 | 0 | 0 | 0 | 0 | 0 | 0 | 0 | 0 | 0 | 0 | 0
SDGE | SDGE Imperial | SDGE | Penasquitos | 230 | 171 | Battery |  |  | 0 | 0 | 0 | 0 | 0 | 0 | 0 | 0 | 0 | 0 | 0 | 0 | 0 | 0 | 0 | 0 | 0 | 0 | 0 | 0 | 0 | 0 | 0 | 0 | 0 | 0 | 0 | 0
SDGE | SDGE Imperial | SDGE | Penasquitos | 69 |  | Battery |  |  | 0 | 0 | 0 | 0 | 0 | 0 | 0 | 0 | 0 | 0 | 0 | 0 | 0 | 0 | 0 | 0 | 0 | 0 | 0 | 0 | 0 | 0 | 0 | 0 | 0 | 0 | 0 | 0
SDGE | SDGE Imperial | SDGE | Pendleton | 69 |  | Battery |  |  | 1 | 0 | 0 | 0 | 0 | 50 | 50 | 0 | 0 | 0 | 0 | 50 | 50 | 0 | 0 | 0 | 0 | 0 | 0 | 0 | 0 | 0 | 0 | 50 | 50 | 0 | 50 | 50
PG&E NGBA | PGE NGBA | PGE | Penngrove | 115 | 27 | Battery |  |  | 0 | 0 | 0 | 0 | 0 | 0 | 0 | 0 | 0 | 0 | 0 | 0 | 0 | 0 | 0 | 0 | 0 | 0 | 0 | 0 | 0 | 0 | 0 | 0 | 0 | 0 | 0 | 0
PG&E GBA | PGE GBA | PGE | Peoria | 115 | 44 | Battery |  |  | 1 | 10 | 0 | 10 | 0 | 0 | 0 | 0 | 0 | 0 | 0 | 0 | 0 | 0 | 0 | 0 | 0 | 0 | 0 | 0 | 0 | 0 | 10 | 0 | 10 | 10 | 0 | 10
PG&E GBA | PGE GBA | PGE | Piercy | 115 | 11 | Battery |  |  | 0 | 0 | 0 | 0 | 0 | 0 | 0 | 0 | 0 | 0 | 0 | 0 | 0 | 0 | 0 | 0 | 0 | 0 | 0 | 0 | 0 | 0 | 0 | 0 | 0 | 0 | 0 | 0
PG&E FRESNO | PGE Fresno | PGE | Pine Flat | 230 | 117 | Battery |  |  | 0 | 0 | 0 | 0 | 0 | 0 | 0 | 0 | 0 | 0 | 0 | 0 | 0 | 0 | 0 | 0 | 0 | 0 | 0 | 0 | 0 | 0 | 0 | 0 | 0 | 0 | 0 | 0
SCE NOL | SCE NOL | SCE | Pisgah | 230 | 141 | Battery |  |  | 0 | 0 | 0 | 0 | 0 | 0 | 0 | 0 | 0 | 0 | 0 | 0 | 0 | 0 | 0 | 0 | 0 | 0 | 0 | 0 | 0 | 0 | 0 | 0 | 0 | 0 | 0 | 0
PG&E NGBA | PGE NGBA | PGE | Pit 1 | 230 | 2 | Battery |  |  | 0 | 0 | 0 | 0 | 0 | 0 | 0 | 0 | 0 | 0 | 0 | 0 | 0 | 0 | 0 | 0 | 0 | 0 | 0 | 0 | 0 | 0 | 0 | 0 | 0 | 0 | 0 | 0
PG&E NGBA | PGE NGBA | PGE | Pit 1 | 60 |  | Battery |  |  | 0 | 0 | 0 | 0 | 0 | 0 | 0 | 0 | 0 | 0 | 0 | 0 | 0 | 0 | 0 | 0 | 0 | 0 | 0 | 0 | 0 | 0 | 0 | 0 | 0 | 0 | 0 | 0
PG&E NGBA | PGE NGBA | PGE | Pit 3 | 230 | 2 | Battery |  |  | 0 | 0 | 0 | 0 | 0 | 0 | 0 | 0 | 0 | 0 | 0 | 0 | 0 | 0 | 0 | 0 | 0 | 0 | 0 | 0 | 0 | 0 | 0 | 0 | 0 | 0 | 0 | 0
PG&E NGBA | PGE NGBA | PGE | Pit 4 | 230 | 1 | Battery |  |  | 0 | 0 | 0 | 0 | 0 | 0 | 0 | 0 | 0 | 0 | 0 | 0 | 0 | 0 | 0 | 0 | 0 | 0 | 0 | 0 | 0 | 0 | 0 | 0 | 0 | 0 | 0 | 0
PG&E GBA | PGE GBA | PGE | Pittsburg | 115 | 49 | Battery |  |  | 0 | 0 | 0 | 0 | 0 | 0 | 0 | 0 | 0 | 0 | 0 | 0 | 0 | 0 | 0 | 0 | 0 | 0 | 0 | 0 | 0 | 0 | 0 | 0 | 0 | 0 | 0 | 0
PG&E GBA | PGE GBA | PGE | Pittsburg | 230 | 51 | Battery |  |  | 0 | 0 | 0 | 0 | 0 | 0 | 0 | 0 | 0 | 0 | 0 | 0 | 0 | 0 | 0 | 0 | 0 | 0 | 0 | 0 | 0 | 0 | 0 | 0 | 0 | 0 | 0 | 0
PG&E NGBA | PGE NGBA | PGE | Pleasant Grove | 115 | 23 | Battery |  |  | 0 | 0 | 0 | 0 | 0 | 0 | 0 | 0 | 0 | 0 | 0 | 0 | 0 | 0 | 0 | 0 | 0 | 0 | 0 | 0 | 0 | 0 | 0 | 0 | 0 | 0 | 0 | 0
PG&E NGBA | PGE NGBA | PGE | POE | 230 | 24 | Battery |  |  | 0 | 0 | 0 | 0 | 0 | 0 | 0 | 0 | 0 | 0 | 0 | 0 | 0 | 0 | 0 | 0 | 0 | 0 | 0 | 0 | 0 | 0 | 0 | 0 | 0 | 0 | 0 | 0
SDGE | SDGE Imperial | SDGE | Point Loma | 69 |  | Battery |  |  | 0 | 0 | 0 | 0 | 0 | 0 | 0 | 0 | 0 | 0 | 0 | 0 | 0 | 0 | 0 | 0 | 0 | 0 | 0 | 0 | 0 | 0 | 0 | 0 | 0 | 0 | 0 | 0
SDGE | SDGE Imperial | SDGE | Pomerado | 69 |  | Battery |  |  | 1 | 0 | 0 | 0 | 100 | 0 | 100 | 0 | 0 | 0 | 100 | 0 | 100 | 0 | 0 | 0 | 0 | 0 | 0 | 0 | 0 | 0 | 100 | 0 | 100 | 100 | 0 | 100
PG&E KERN | PGE Kern | PGE | Poso Mountain | 115 | 101 | Battery |  |  | 0 | 0 | 0 | 0 | 0 | 0 | 0 | 0 | 0 | 0 | 0 | 0 | 0 | 0 | 0 | 0 | 0 | 0 | 0 | 0 | 0 | 0 | 0 | 0 | 0 | 0 | 0 | 0
EOP | SCE EOP | SCE | Primm | 230 | 161 | Battery |  |  | 1 | 0 | 0 | 0 | 200 | 0 | 200 | 0 | 0 | 0 | 200 | 0 | 200 | 0 | 0 | 0 | 0 | 0 | 0 | 0 | 0 | 0 | 200 | 0 | 200 | 200 | 0 | 200
PG&E NGBA | PGE NGBA | PGE | Putah Creek | 115 | 39 | Battery |  |  | 0 | 0 | 0 | 0 | 0 | 0 | 0 | 0 | 0 | 0 | 0 | 0 | 0 | 0 | 0 | 0 | 0 | 0 | 0 | 0 | 0 | 0 | 0 | 0 | 0 | 0 | 0 | 0
SDGE | SDGE Imperial | SDGE | Q1806 | 138 | 178 | Battery |  |  | 0 | 0 | 0 | 0 | 0 | 0 | 0 | 0 | 0 | 0 | 0 | 0 | 0 | 0 | 0 | 0 | 0 | 0 | 0 | 0 | 0 | 0 | 0 | 0 | 0 | 0 | 0 | 0
PG&E FRESNO | PGE Fresno | PGE | Quinto | 230 | 71 | Battery |  |  | 0 | 0 | 0 | 0 | 0 | 0 | 0 | 0 | 0 | 0 | 0 | 0 | 0 | 0 | 0 | 0 | 0 | 0 | 0 | 0 | 0 | 0 | 0 | 0 | 0 | 0 | 0 | 0
PG&E GBA | PGE GBA | PGE | Race Track | 115 | 44 | Battery |  |  | 0 | 0 | 0 | 0 | 0 | 0 | 0 | 0 | 0 | 0 | 0 | 0 | 0 | 0 | 0 | 0 | 0 | 0 | 0 | 0 | 0 | 0 | 0 | 0 | 0 | 0 | 0 | 0
SDGE | SDGE Imperial | SDGE | Rancho Mission Viejo | 138 | 187 | Battery |  |  | 0 | 0 | 0 | 0 | 0 | 0 | 0 | 0 | 0 | 0 | 0 | 0 | 0 | 0 | 0 | 0 | 0 | 0 | 0 | 0 | 0 | 0 | 0 | 0 | 0 | 0 | 0 | 0
PG&E GBA | PGE GBA | PGE | Rancho Seco | 230 | 15 | Battery |  |  | 0 | 0 | 0 | 0 | 0 | 0 | 0 | 0 | 0 | 0 | 0 | 0 | 0 | 0 | 0 | 0 | 0 | 0 | 0 | 0 | 0 | 0 | 0 | 0 | 0 | 0 | 0 | 0
SCE Metro | SCE Metro | SCE | Rancho Vista | 230 | 97 | Battery |  |  | 0 | 0 | 0 | 0 | 0 | 0 | 0 | 0 | 0 | 0 | 0 | 0 | 0 | 0 | 0 | 0 | 0 | 0 | 0 | 0 | 0 | 0 | 0 | 0 | 0 | 0 | 0 | 0
SCE Metro | SCE Metro | SCE | Rancho Vista | 500 | 97 | Battery |  |  | 0 | 0 | 0 | 0 | 0 | 0 | 0 | 0 | 0 | 0 | 0 | 0 | 0 | 0 | 0 | 0 | 0 | 0 | 0 | 0 | 0 | 0 | 0 | 0 | 0 | 0 | 0 | 0
SCE NOL | SCE NOL | SCE | Ransburg | 115 |  | Battery |  |  | 0 | 0 | 0 | 0 | 0 | 0 | 0 | 0 | 0 | 0 | 0 | 0 | 0 | 0 | 0 | 0 | 0 | 0 | 0 | 0 | 0 | 0 | 0 | 0 | 0 | 0 | 0 | 0
PG&E GBA | PGE GBA | PGE | Ravenswood | 115 | 6 | Battery |  |  | 0 | 0 | 0 | 0 | 0 | 0 | 0 | 0 | 0 | 0 | 0 | 0 | 0 | 0 | 0 | 0 | 0 | 0 | 0 | 0 | 0 | 0 | 0 | 0 | 0 | 0 | 0 | 0
PG&E GBA | PGE GBA | PGE | Ravenswood | 230 | 6 | Battery |  |  | 0 | 0 | 0 | 0 | 0 | 0 | 0 | 0 | 0 | 0 | 0 | 0 | 0 | 0 | 0 | 0 | 0 | 0 | 0 | 0 | 0 | 0 | 0 | 0 | 0 | 0 | 0 | 0
SCE Northern | SCE Northern | SCE | Rector | 230 | 153 | Battery |  |  | 0 | 0 | 0 | 0 | 0 | 0 | 0 | 0 | 0 | 0 | 0 | 0 | 0 | 0 | 0 | 0 | 0 | 0 | 0 | 0 | 0 | 0 | 0 | 0 | 0 | 0 | 0 | 0
SCE Eastern | SCE Eastern | SCE | Red Bluff | 230 | 179 | Battery |  |  | 1 | 416 | 0 | 416 | 0 | 0 | 0 | 0 | 0 | 0 | 0 | 0 | 0 | 0 | 0 | 0 | 0 | 0 | 0 | 0 | 0 | 0 | 416 | 0 | 416 | 416 | 0 | 416
SCE Eastern | SCE Eastern | SCE | Red Bluff | 500 | 172 | Battery |  |  | 1 | 0 | 0 | 0 | 100 | 0 | 100 | 0 | 0 | 0 | 100 | 0 | 100 | 0 | 0 | 0 | 0 | 0 | 0 | 0 | 0 | 0 | 100 | 0 | 100 | 100 | 0 | 100
PG&E NGBA | PGE NGBA | PGE | Redbud | 115 | 27 | Battery |  |  | 0 | 0 | 0 | 0 | 0 | 0 | 0 | 0 | 0 | 0 | 0 | 0 | 0 | 0 | 0 | 0 | 0 | 0 | 0 | 0 | 0 | 0 | 0 | 0 | 0 | 0 | 0 | 0
SCE Metro | SCE Metro | SCE | Redondo | 230 | 97 | Battery |  |  | 0 | 0 | 0 | 0 | 0 | 0 | 0 | 0 | 0 | 0 | 0 | 0 | 0 | 0 | 0 | 0 | 0 | 0 | 0 | 0 | 0 | 0 | 0 | 0 | 0 | 0 | 0 | 0
PG&E FRESNO | PGE Fresno | PGE | Reedley | 115 | 142 | Battery |  |  | 0 | 0 | 0 | 0 | 0 | 0 | 0 | 0 | 0 | 0 | 0 | 0 | 0 | 0 | 0 | 0 | 0 | 0 | 0 | 0 | 0 | 0 | 0 | 0 | 0 | 0 | 0 | 0
PG&E KERN | PGE Kern | PGE | Renfro | 115 | 83 | Battery |  |  | 0 | 0 | 0 | 0 | 0 | 0 | 0 | 0 | 0 | 0 | 0 | 0 | 0 | 0 | 0 | 0 | 0 | 0 | 0 | 0 | 0 | 0 | 0 | 0 | 0 | 0 | 0 | 0
PG&E GBA | PGE GBA | PGE | Richmond R | 115 | 56 | Battery |  |  | 0 | 0 | 0 | 0 | 0 | 0 | 0 | 0 | 0 | 0 | 0 | 0 | 0 | 0 | 0 | 0 | 0 | 0 | 0 | 0 | 0 | 0 | 0 | 0 | 0 | 0 | 0 | 0
PG&E NGBA | PGE NGBA | PGE | Rincon | 115 | 55 | Battery |  |  | 0 | 0 | 0 | 0 | 0 | 0 | 0 | 0 | 0 | 0 | 0 | 0 | 0 | 0 | 0 | 0 | 0 | 0 | 0 | 0 | 0 | 0 | 0 | 0 | 0 | 0 | 0 | 0
PG&E KERN | PGE Kern | PGE | Rio Bravo | 115 | 83 | Battery |  |  | 0 | 0 | 0 | 0 | 0 | 0 | 0 | 0 | 0 | 0 | 0 | 0 | 0 | 0 | 0 | 0 | 0 | 0 | 0 | 0 | 0 | 0 | 0 | 0 | 0 | 0 | 0 | 0
SCE Metro | SCE Metro | SCE | Rio Hondo | 230 | 97 | Battery |  |  | 1 | 0 | 0 | 0 | 265 | 10 | 275 | 0 | 0 | 0 | 265 | 10 | 275 | 0 | 0 | 0 | 0 | 0 | 0 | 0 | 0 | 0 | 265 | 10 | 275 | 265 | 10 | 275
PG&E NGBA | PGE NGBA | PGE | Rio Oso | 115 | 24 | Battery |  |  | 0 | 0 | 0 | 0 | 0 | 0 | 0 | 0 | 0 | 0 | 0 | 0 | 0 | 0 | 0 | 0 | 0 | 0 | 0 | 0 | 0 | 0 | 0 | 0 | 0 | 0 | 0 | 0
PG&E NGBA | PGE NGBA | PGE | Rio Oso | 230 | 24 | Battery |  |  | 0 | 0 | 0 | 0 | 0 | 0 | 0 | 0 | 0 | 0 | 0 | 0 | 0 | 0 | 0 | 0 | 0 | 0 | 0 | 0 | 0 | 0 | 0 | 0 | 0 | 0 | 0 | 0
PG&E GBA | PGE GBA | PGE | Ripon | 115 | 54 | Battery |  |  | 1 | 0 | 0 | 0 | 99 | 0 | 99 | 0 | 0 | 0 | 99 | 0 | 99 | 0 | 0 | 0 | 0 | 0 | 0 | 0 | 0 | 0 | 99 | 0 | 99 | 99 | 0 | 99
PG&E GBA | PGE GBA | PGE | Riverbank | 115 | 44 | Battery |  |  | 0 | 0 | 0 | 0 | 0 | 0 | 0 | 0 | 0 | 0 | 0 | 0 | 0 | 0 | 0 | 0 | 0 | 0 | 0 | 0 | 0 | 0 | 0 | 0 | 0 | 0 | 0 | 0
SCE NOL | SCE NOL | SCE | Roadway | 115 | 146 | Battery |  |  | 1 | 75 | 0 | 75 | 0 | 0 | 0 | 0 | 0 | 0 | 0 | 0 | 0 | 0 | 0 | 0 | 0 | 0 | 0 | 0 | 0 | 0 | 75 | 0 | 75 | 75 | 0 | 75
PG&E NGBA | PGE NGBA | PGE | Rock Creek 1 | 230 | 16 | Battery |  |  | 0 | 0 | 0 | 0 | 0 | 0 | 0 | 0 | 0 | 0 | 0 | 0 | 0 | 0 | 0 | 0 | 0 | 0 | 0 | 0 | 0 | 0 | 0 | 0 | 0 | 0 | 0 | 0
SCE Northern | SCE Northern | SCE | Rosamond | 66 |  | Battery |  |  | 0 | 0 | 0 | 0 | 0 | 0 | 0 | 0 | 0 | 0 | 0 | 0 | 0 | 0 | 0 | 0 | 0 | 0 | 0 | 0 | 0 | 0 | 0 | 0 | 0 | 0 | 0 | 0
PG&E GBA | PGE GBA | PGE | Rossmoor | 230 | 30 | Battery |  |  | 0 | 0 | 0 | 0 | 0 | 0 | 0 | 0 | 0 | 0 | 0 | 0 | 0 | 0 | 0 | 0 | 0 | 0 | 0 | 0 | 0 | 0 | 0 | 0 | 0 | 0 | 0 | 0
PG&E NGBA | PGE NGBA | PGE | Round Mountain | 230 | 1 | Battery |  |  | 0 | 0 | 0 | 0 | 0 | 0 | 0 | 0 | 0 | 0 | 0 | 0 | 0 | 0 | 0 | 0 | 0 | 0 | 0 | 0 | 0 | 0 | 0 | 0 | 0 | 0 | 0 | 0
PG&E NGBA | PGE NGBA | PGE | Round Mountain | 500 | 1 | Battery |  |  | 0 | 0 | 0 | 0 | 0 | 0 | 0 | 0 | 0 | 0 | 0 | 0 | 0 | 0 | 0 | 0 | 0 | 0 | 0 | 0 | 0 | 0 | 0 | 0 | 0 | 0 | 0 | 0
PG&E GBA | PGE GBA | PGE | Salado | 115 | 34 | Battery |  |  | 0 | 0 | 0 | 0 | 0 | 0 | 0 | 0 | 0 | 0 | 0 | 0 | 0 | 0 | 0 | 0 | 0 | 0 | 0 | 0 | 0 | 0 | 0 | 0 | 0 | 0 | 0 | 0
PG&E GBA | PGE GBA | PGE | Salado | 60 |  | Battery |  |  | 0 | 0 | 0 | 0 | 0 | 0 | 0 | 0 | 0 | 0 | 0 | 0 | 0 | 0 | 0 | 0 | 0 | 0 | 0 | 0 | 0 | 0 | 0 | 0 | 0 | 0 | 0 | 0
PG&E GBA | PGE GBA | PGE | Salinas | 115 | 84 | Battery |  |  | 0 | 0 | 0 | 0 | 0 | 0 | 0 | 0 | 0 | 0 | 0 | 0 | 0 | 0 | 0 | 0 | 0 | 0 | 0 | 0 | 0 | 0 | 0 | 0 | 0 | 0 | 0 | 0
SDGE | SDGE Imperial | SDGE | Salt Creek | 69 |  | Battery |  |  | 0 | 0 | 0 | 0 | 0 | 0 | 0 | 0 | 0 | 0 | 0 | 0 | 0 | 0 | 0 | 0 | 0 | 0 | 0 | 0 | 0 | 0 | 0 | 0 | 0 | 0 | 0 | 0
SCE Eastern | SCE Eastern | SCE | San Bernardino | 230 | 156 | Battery |  |  | 0 | 0 | 0 | 0 | 0 | 0 | 0 | 0 | 0 | 0 | 0 | 0 | 0 | 0 | 0 | 0 | 0 | 0 | 0 | 0 | 0 | 0 | 0 | 0 | 0 | 0 | 0 | 0
PG&E GBA | PGE GBA | PGE | SAN FRAN A (POTRERO PP) | 115 | 3 | Battery |  |  | 0 | 0 | 0 | 0 | 0 | 0 | 0 | 0 | 0 | 0 | 0 | 0 | 0 | 0 | 0 | 0 | 0 | 0 | 0 | 0 | 0 | 0 | 0 | 0 | 0 | 0 | 0 | 0
PG&E GBA | PGE GBA | PGE | SAN FRAN A (POTRERO PP) | 230 | 3 | Battery |  |  | 0 | 0 | 0 | 0 | 0 | 0 | 0 | 0 | 0 | 0 | 0 | 0 | 0 | 0 | 0 | 0 | 0 | 0 | 0 | 0 | 0 | 0 | 0 | 0 | 0 | 0 | 0 | 0
PG&E GBA | PGE GBA | PGE | San Jose A | 115 | 81 | Battery |  |  | 0 | 0 | 0 | 0 | 0 | 0 | 0 | 0 | 0 | 0 | 0 | 0 | 0 | 0 | 0 | 0 | 0 | 0 | 0 | 0 | 0 | 0 | 0 | 0 | 0 | 0 | 0 | 0
PG&E GBA | PGE GBA | PGE | San Jose B | 115 | 11 | Battery |  |  | 0 | 0 | 0 | 0 | 0 | 0 | 0 | 0 | 0 | 0 | 0 | 0 | 0 | 0 | 0 | 0 | 0 | 0 | 0 | 0 | 0 | 0 | 0 | 0 | 0 | 0 | 0 | 0
PG&E GBA | PGE GBA | PGE | San Leandro U | 115 | 6 | Battery |  |  | 0 | 0 | 0 | 0 | 0 | 0 | 0 | 0 | 0 | 0 | 0 | 0 | 0 | 0 | 0 | 0 | 0 | 0 | 0 | 0 | 0 | 0 | 0 | 0 | 0 | 0 | 0 | 0
PG&E KERN | PGE Kern | PGE | San Luis Obispo | 115 | 111 | Battery |  |  | 0 | 0 | 0 | 0 | 0 | 0 | 0 | 0 | 0 | 0 | 0 | 0 | 0 | 0 | 0 | 0 | 0 | 0 | 0 | 0 | 0 | 0 | 0 | 0 | 0 | 0 | 0 | 0
PG&E KERN | PGE Kern | PGE | San Luis Obispo | 70 |  | Battery |  |  | 0 | 0 | 0 | 0 | 0 | 0 | 0 | 0 | 0 | 0 | 0 | 0 | 0 | 0 | 0 | 0 | 0 | 0 | 0 | 0 | 0 | 0 | 0 | 0 | 0 | 0 | 0 | 0
SDGE | SDGE Imperial | SDGE | San Luis Rey | 230 | 143 | Battery |  |  | 0 | 0 | 0 | 0 | 0 | 0 | 0 | 0 | 0 | 0 | 0 | 0 | 0 | 0 | 0 | 0 | 0 | 0 | 0 | 0 | 0 | 0 | 0 | 0 | 0 | 0 | 0 | 0
SDGE | SDGE Imperial | SDGE | San Luis Rey | 69 |  | Battery |  |  | 0 | 0 | 0 | 0 | 0 | 0 | 0 | 0 | 0 | 0 | 0 | 0 | 0 | 0 | 0 | 0 | 0 | 0 | 0 | 0 | 0 | 0 | 0 | 0 | 0 | 0 | 0 | 0
SDGE | SDGE Imperial | SDGE | San Marcos | 69 |  | Battery |  |  | 0 | 0 | 0 | 0 | 0 | 0 | 0 | 0 | 0 | 0 | 0 | 0 | 0 | 0 | 0 | 0 | 0 | 0 | 0 | 0 | 0 | 0 | 0 | 0 | 0 | 0 | 0 | 0
SCE Metro | SCE Metro | SCE | San Onofre | 230 | 97 | Battery |  |  | 0 | 0 | 0 | 0 | 0 | 0 | 0 | 0 | 0 | 0 | 0 | 0 | 0 | 0 | 0 | 0 | 0 | 0 | 0 | 0 | 0 | 0 | 0 | 0 | 0 | 0 | 0 | 0
PG&E GBA | PGE GBA | PGE | San Pablo | 115 | 56 | Battery |  |  | 0 | 0 | 0 | 0 | 0 | 0 | 0 | 0 | 0 | 0 | 0 | 0 | 0 | 0 | 0 | 0 | 0 | 0 | 0 | 0 | 0 | 0 | 0 | 0 | 0 | 0 | 0 | 0
PG&E GBA | PGE GBA | PGE | San Ramon | 230 | 4 | Battery |  |  | 0 | 0 | 0 | 0 | 0 | 0 | 0 | 0 | 0 | 0 | 0 | 0 | 0 | 0 | 0 | 0 | 0 | 0 | 0 | 0 | 0 | 0 | 0 | 0 | 0 | 0 | 0 | 0
SDGE | SDGE Imperial | SDGE | San Ysidro | 69 |  | Battery |  |  | 0 | 0 | 0 | 0 | 0 | 0 | 0 | 0 | 0 | 0 | 0 | 0 | 0 | 0 | 0 | 0 | 0 | 0 | 0 | 0 | 0 | 0 | 0 | 0 | 0 | 0 | 0 | 0
SCE NOL | SCE NOL | SCE | Sandlot | 230 | 160 | Battery |  |  | 0 | 0 | 0 | 0 | 0 | 0 | 0 | 0 | 0 | 0 | 0 | 0 | 0 | 0 | 0 | 0 | 0 | 0 | 0 | 0 | 0 | 0 | 0 | 0 | 0 | 0 | 0 | 0
EOP | SCE EOP | SCE | Sandy | 138 | 177 | Battery |  |  | 0 | 0 | 0 | 0 | 0 | 0 | 0 | 0 | 0 | 0 | 0 | 0 | 0 | 0 | 0 | 0 | 0 | 0 | 0 | 0 | 0 | 0 | 0 | 0 | 0 | 0 | 0 | 0
PG&E FRESNO | PGE Fresno | PGE | Sanger | 115 | 152 | Battery |  |  | 0 | 0 | 0 | 0 | 0 | 0 | 0 | 0 | 0 | 0 | 0 | 0 | 0 | 0 | 0 | 0 | 0 | 0 | 0 | 0 | 0 | 0 | 0 | 0 | 0 | 0 | 0 | 0
SCE Northern | SCE Northern | SCE | Santa Clara | 230 | 157 | Battery |  |  | 0 | 0 | 0 | 0 | 0 | 0 | 0 | 0 | 0 | 0 | 0 | 0 | 0 | 0 | 0 | 0 | 0 | 0 | 0 | 0 | 0 | 0 | 0 | 0 | 0 | 0 | 0 | 0
PG&E NGBA | PGE NGBA | PGE | Santa Rosa A | 115 | 27 | Battery |  |  | 0 | 0 | 0 | 0 | 0 | 0 | 0 | 0 | 0 | 0 | 0 | 0 | 0 | 0 | 0 | 0 | 0 | 0 | 0 | 0 | 0 | 0 | 0 | 0 | 0 | 0 | 0 | 0
PG&E GBA | PGE GBA | PGE | Santa Teresa | 115 | 81 | Battery |  |  | 0 | 0 | 0 | 0 | 0 | 0 | 0 | 0 | 0 | 0 | 0 | 0 | 0 | 0 | 0 | 0 | 0 | 0 | 0 | 0 | 0 | 0 | 0 | 0 | 0 | 0 | 0 | 0
SDGE | SDGE Imperial | SDGE | Santee | 138 | 191 | Battery |  |  | 1 | 0 | 0 | 0 | 10 | 0 | 10 | 0 | 0 | 0 | 10 | 0 | 10 | 0 | 0 | 0 | 0 | 0 | 0 | 0 | 0 | 0 | 10 | 0 | 10 | 10 | 0 | 10
SCE Metro | SCE Metro | SCE | Santiago | 230 | 97 | Battery |  |  | 0 | 0 | 0 | 0 | 0 | 0 | 0 | 0 | 0 | 0 | 0 | 0 | 0 | 0 | 0 | 0 | 0 | 0 | 0 | 0 | 0 | 0 | 0 | 0 | 0 | 0 | 0 | 0
PG&E GBA | PGE GBA | PGE | Saratoga | 230 | 13 | Battery |  |  | 0 | 0 | 0 | 0 | 0 | 0 | 0 | 0 | 0 | 0 | 0 | 0 | 0 | 0 | 0 | 0 | 0 | 0 | 0 | 0 | 0 | 0 | 0 | 0 | 0 | 0 | 0 | 0
SCE Northern | SCE Northern | SCE | Saugus | 230 | 131 | Battery |  |  | 0 | 0 | 0 | 0 | 0 | 0 | 0 | 0 | 0 | 0 | 0 | 0 | 0 | 0 | 0 | 0 | 0 | 0 | 0 | 0 | 0 | 0 | 0 | 0 | 0 | 0 | 0 | 0
PG&E FRESNO | PGE Fresno | PGE | Schindler | 115 | 76 | Battery |  |  | 0 | 0 | 0 | 0 | 0 | 0 | 0 | 0 | 0 | 0 | 0 | 0 | 0 | 0 | 0 | 0 | 0 | 0 | 0 | 0 | 0 | 0 | 0 | 0 | 0 | 0 | 0 | 0
PG&E FRESNO | PGE Fresno | PGE | Schindler | 70 |  | Battery |  |  | 0 | 0 | 0 | 0 | 0 | 0 | 0 | 0 | 0 | 0 | 0 | 0 | 0 | 0 | 0 | 0 | 0 | 0 | 0 | 0 | 0 | 0 | 0 | 0 | 0 | 0 | 0 | 0
PG&E GBA | PGE GBA | PGE | Schulte | 115 | 41 | Battery |  |  | 1 | 0 | 0 | 0 | 13.3 | 0 | 13.3 | 0 | 0 | 0 | 13.3 | 0 | 13.3 | 0 | 0 | 0 | 0 | 0 | 0 | 0 | 0 | 0 | 13.3 | 0 | 13.3 | 13.3 | 0 | 13.3
SDGE | SDGE Imperial | SDGE | Scripps | 69 |  | Battery |  |  | 0 | 0 | 0 | 0 | 0 | 0 | 0 | 0 | 0 | 0 | 0 | 0 | 0 | 0 | 0 | 0 | 0 | 0 | 0 | 0 | 0 | 0 | 0 | 0 | 0 | 0 | 0 | 0
PG&E KERN | PGE Kern | PGE | Semitropic | 115 | 74 | Battery |  |  | 0 | 0 | 0 | 0 | 0 | 0 | 0 | 0 | 0 | 0 | 0 | 0 | 0 | 0 | 0 | 0 | 0 | 0 | 0 | 0 | 0 | 0 | 0 | 0 | 0 | 0 | 0 | 0
SCE Metro | SCE Metro | SCE | Serrano | 230 | 97 | Battery |  |  | 0 | 0 | 0 | 0 | 0 | 0 | 0 | 0 | 0 | 0 | 0 | 0 | 0 | 0 | 0 | 0 | 0 | 0 | 0 | 0 | 0 | 0 | 0 | 0 | 0 | 0 | 0 | 0
SCE Metro | SCE Metro | SCE | Serrano | 500 | 97 | Battery |  |  | 0 | 0 | 0 | 0 | 0 | 0 | 0 | 0 | 0 | 0 | 0 | 0 | 0 | 0 | 0 | 0 | 0 | 0 | 0 | 0 | 0 | 0 | 0 | 0 | 0 | 0 | 0 | 0
SDGE | SDGE Imperial | SDGE | Shadowridge | 138 | 186 | Battery |  |  | 0 | 0 | 0 | 0 | 0 | 0 | 0 | 0 | 0 | 0 | 0 | 0 | 0 | 0 | 0 | 0 | 0 | 0 | 0 | 0 | 0 | 0 | 0 | 0 | 0 | 0 | 0 | 0
PG&E KERN | PGE Kern | PGE | Shafter | 115 | 107 | Battery |  |  | 0 | 0 | 0 | 0 | 0 | 0 | 0 | 0 | 0 | 0 | 0 | 0 | 0 | 0 | 0 | 0 | 0 | 0 | 0 | 0 | 0 | 0 | 0 | 0 | 0 | 0 | 0 | 0
PG&E NGBA | PGE NGBA | PGE | Silverado | 115 | 55 | Battery |  |  | 0 | 0 | 0 | 0 | 0 | 0 | 0 | 0 | 0 | 0 | 0 | 0 | 0 | 0 | 0 | 0 | 0 | 0 | 0 | 0 | 0 | 0 | 0 | 0 | 0 | 0 | 0 | 0
SDGE | SDGE Imperial | SDGE | Silvergate | 230 | 193 | Battery |  |  | 1 | 200 | 0 | 200 | 0 | 0 | 0 | 0 | 0 | 0 | 0 | 0 | 0 | 0 | 0 | 0 | 0 | 0 | 0 | 0 | 0 | 0 | 200 | 0 | 200 | 200 | 0 | 200
SDGE | SDGE Imperial | SDGE | Silvergate | 69 |  | Battery |  |  | 0 | 0 | 0 | 0 | 0 | 0 | 0 | 0 | 0 | 0 | 0 | 0 | 0 | 0 | 0 | 0 | 0 | 0 | 0 | 0 | 0 | 0 | 0 | 0 | 0 | 0 | 0 | 0
PG&E KERN | PGE Kern | PGE | Sisquoc | 115 | 111 | Battery |  |  | 0 | 0 | 0 | 0 | 0 | 0 | 0 | 0 | 0 | 0 | 0 | 0 | 0 | 0 | 0 | 0 | 0 | 0 | 0 | 0 | 0 | 0 | 0 | 0 | 0 | 0 | 0 | 0
EOP | SCE EOP | SCE | Sloan Canyon | 230 | 161 | Battery |  |  | 0 | 0 | 0 | 0 | 0 | 0 | 0 | 0 | 0 | 0 | 0 | 0 | 0 | 0 | 0 | 0 | 0 | 0 | 0 | 0 | 0 | 0 | 0 | 0 | 0 | 0 | 0 | 0
EOP | SCE EOP | SCE | Sloan Canyon | 500 | 161 | Battery |  |  | 0 | 0 | 0 | 0 | 0 | 0 | 0 | 0 | 0 | 0 | 0 | 0 | 0 | 0 | 0 | 0 | 0 | 0 | 0 | 0 | 0 | 0 | 0 | 0 | 0 | 0 | 0 | 0
PG&E KERN | PGE Kern | PGE | Smyrna | 115 | 113 | Battery |  |  | 0 | 0 | 0 | 0 | 0 | 0 | 0 | 0 | 0 | 0 | 0 | 0 | 0 | 0 | 0 | 0 | 0 | 0 | 0 | 0 | 0 | 0 | 0 | 0 | 0 | 0 | 0 | 0
PG&E GBA | PGE GBA | PGE | Sobrante | 115 | 56 | Battery |  |  | 0 | 0 | 0 | 0 | 0 | 0 | 0 | 0 | 0 | 0 | 0 | 0 | 0 | 0 | 0 | 0 | 0 | 0 | 0 | 0 | 0 | 0 | 0 | 0 | 0 | 0 | 0 | 0
PG&E GBA | PGE GBA | PGE | Sobrante | 230 | 51 | Battery |  |  | 0 | 0 | 0 | 0 | 0 | 0 | 0 | 0 | 0 | 0 | 0 | 0 | 0 | 0 | 0 | 0 | 0 | 0 | 0 | 0 | 0 | 0 | 0 | 0 | 0 | 0 | 0 | 0
PG&E KERN | PGE Kern | PGE | Solar | 230 | 122 | Battery |  |  | 0 | 0 | 0 | 0 | 0 | 0 | 0 | 0 | 0 | 0 | 0 | 0 | 0 | 0 | 0 | 0 | 0 | 0 | 0 | 0 | 0 | 0 | 0 | 0 | 0 | 0 | 0 | 0
PG&E GBA | PGE GBA | PGE | Soledad | 115 | 84 | Battery |  |  | 0 | 0 | 0 | 0 | 0 | 0 | 0 | 0 | 0 | 0 | 0 | 0 | 0 | 0 | 0 | 0 | 0 | 0 | 0 | 0 | 0 | 0 | 0 | 0 | 0 | 0 | 0 | 0
PG&E GBA | PGE GBA | PGE | Soledad | 60 |  | Battery |  |  | 0 | 0 | 0 | 0 | 0 | 0 | 0 | 0 | 0 | 0 | 0 | 0 | 0 | 0 | 0 | 0 | 0 | 0 | 0 | 0 | 0 | 0 | 0 | 0 | 0 | 0 | 0 | 0
SDGE | SDGE Imperial | SDGE | Spring Valley | 69 |  | Battery |  |  | 0 | 0 | 0 | 0 | 0 | 0 | 0 | 0 | 0 | 0 | 0 | 0 | 0 | 0 | 0 | 0 | 0 | 0 | 0 | 0 | 0 | 0 | 0 | 0 | 0 | 0 | 0 | 0
SCE Northern | SCE Northern | SCE | Springville | 230 | 153 | Battery |  |  | 1 | 0 | 0 | 0 | 225 | 0 | 225 | 0 | 0 | 0 | 225 | 0 | 225 | 0 | 0 | 0 | 0 | 0 | 0 | 0 | 0 | 0 | 225 | 0 | 225 | 225 | 0 | 225
PG&E GBA | PGE GBA | PGE | Stagg | 230 | 43 | Battery |  |  | 0 | 0 | 0 | 0 | 0 | 0 | 0 | 0 | 0 | 0 | 0 | 0 | 0 | 0 | 0 | 0 | 0 | 0 | 0 | 0 | 0 | 0 | 0 | 0 | 0 | 0 | 0 | 0
PG&E GBA | PGE GBA | PGE | Standard Oil | 115 | 56 | Battery |  |  | 0 | 0 | 0 | 0 | 0 | 0 | 0 | 0 | 0 | 0 | 0 | 0 | 0 | 0 | 0 | 0 | 0 | 0 | 0 | 0 | 0 | 0 | 0 | 0 | 0 | 0 | 0 | 0
PG&E GBA | PGE GBA | PGE | Stanislaus | 115 | 44 | Battery |  |  | 0 | 0 | 0 | 0 | 0 | 0 | 0 | 0 | 0 | 0 | 0 | 0 | 0 | 0 | 0 | 0 | 0 | 0 | 0 | 0 | 0 | 0 | 0 | 0 | 0 | 0 | 0 | 0
PG&E KERN | PGE Kern | PGE | Stockdale | 115 | 72 | Battery |  |  | 0 | 0 | 0 | 0 | 0 | 0 | 0 | 0 | 0 | 0 | 0 | 0 | 0 | 0 | 0 | 0 | 0 | 0 | 0 | 0 | 0 | 0 | 0 | 0 | 0 | 0 | 0 | 0
PG&E KERN | PGE Kern | PGE | Stockdale | 230 | 68 | Battery |  |  | 0 | 0 | 0 | 0 | 0 | 0 | 0 | 0 | 0 | 0 | 0 | 0 | 0 | 0 | 0 | 0 | 0 | 0 | 0 | 0 | 0 | 0 | 0 | 0 | 0 | 0 | 0 | 0
PG&E GBA | PGE GBA | PGE | Stockton A | 115 | 65 | Battery |  |  | 0 | 0 | 0 | 0 | 0 | 0 | 0 | 0 | 0 | 0 | 0 | 0 | 0 | 0 | 0 | 0 | 0 | 0 | 0 | 0 | 0 | 0 | 0 | 0 | 0 | 0 | 0 | 0
PG&E GBA | PGE GBA | PGE | Stone | 115 | 79 | Battery |  |  | 0 | 0 | 0 | 0 | 0 | 0 | 0 | 0 | 0 | 0 | 0 | 0 | 0 | 0 | 0 | 0 | 0 | 0 | 0 | 0 | 0 | 0 | 0 | 0 | 0 | 0 | 0 | 0
PG&E FRESNO | PGE Fresno | PGE | Storey | 230 | 168 | Battery |  |  | 0 | 0 | 0 | 0 | 0 | 0 | 0 | 0 | 0 | 0 | 0 | 0 | 0 | 0 | 0 | 0 | 0 | 0 | 0 | 0 | 0 | 0 | 0 | 0 | 0 | 0 | 0 | 0
PG&E NGBA | PGE NGBA | PGE | Summit | 115 | 21 | Battery |  |  | 0 | 0 | 0 | 0 | 0 | 0 | 0 | 0 | 0 | 0 | 0 | 0 | 0 | 0 | 0 | 0 | 0 | 0 | 0 | 0 | 0 | 0 | 0 | 0 | 0 | 0 | 0 | 0
SDGE | SDGE Imperial | SDGE | Suncrest | 230 | 183 | Battery |  |  | 0 | 0 | 0 | 0 | 0 | 0 | 0 | 0 | 0 | 0 | 0 | 0 | 0 | 0 | 0 | 0 | 0 | 0 | 0 | 0 | 0 | 0 | 0 | 0 | 0 | 0 | 0 | 0
SDGE | SDGE Imperial | SDGE | Suncrest | 500 | 183 | Battery |  |  | 0 | 0 | 0 | 0 | 0 | 0 | 0 | 0 | 0 | 0 | 0 | 0 | 0 | 0 | 0 | 0 | 0 | 0 | 0 | 0 | 0 | 0 | 0 | 0 | 0 | 0 | 0 | 0
PG&E KERN | PGE Kern | PGE | Sunrise | 230 | 100 | Battery |  |  | 0 | 0 | 0 | 0 | 0 | 0 | 0 | 0 | 0 | 0 | 0 | 0 | 0 | 0 | 0 | 0 | 0 | 0 | 0 | 0 | 0 | 0 | 0 | 0 | 0 | 0 | 0 | 0
PG&E KERN | PGE Kern | PGE | Sunset | 230 | 106 | Battery |  |  | 0 | 0 | 0 | 0 | 0 | 0 | 0 | 0 | 0 | 0 | 0 | 0 | 0 | 0 | 0 | 0 | 0 | 0 | 0 | 0 | 0 | 0 | 0 | 0 | 0 | 0 | 0 | 0
PG&E GBA | PGE GBA | PGE | Swift | 115 | 11 | Battery |  |  | 0 | 0 | 0 | 0 | 0 | 0 | 0 | 0 | 0 | 0 | 0 | 0 | 0 | 0 | 0 | 0 | 0 | 0 | 0 | 0 | 0 | 0 | 0 | 0 | 0 | 0 | 0 | 0
SDGE | SDGE Imperial | SDGE | Sycamore Canyon | 138 | 191 | Battery |  |  | 0 | 0 | 0 | 0 | 0 | 0 | 0 | 0 | 0 | 0 | 0 | 0 | 0 | 0 | 0 | 0 | 0 | 0 | 0 | 0 | 0 | 0 | 0 | 0 | 0 | 0 | 0 | 0
SDGE | SDGE Imperial | SDGE | Sycamore Canyon | 230 | 190 | Battery |  |  | 0 | 0 | 0 | 0 | 0 | 0 | 0 | 0 | 0 | 0 | 0 | 0 | 0 | 0 | 0 | 0 | 0 | 0 | 0 | 0 | 0 | 0 | 0 | 0 | 0 | 0 | 0 | 0
SDGE | SDGE Imperial | SDGE | Sycamore Canyon | 69 |  | Battery |  |  | 0 | 0 | 0 | 0 | 0 | 0 | 0 | 0 | 0 | 0 | 0 | 0 | 0 | 0 | 0 | 0 | 0 | 0 | 0 | 0 | 0 | 0 | 0 | 0 | 0 | 0 | 0 | 0
SCE Northern | SCE Northern | SCE | Sylmar | 230 | 131 | Battery |  |  | 0 | 0 | 0 | 0 | 0 | 0 | 0 | 0 | 0 | 0 | 0 | 0 | 0 | 0 | 0 | 0 | 0 | 0 | 0 | 0 | 0 | 0 | 0 | 0 | 0 | 0 | 0 | 0
PG&E NGBA | PGE NGBA | PGE | Table Mountain | 115 | 1 | Battery |  |  | 0 | 0 | 0 | 0 | 0 | 0 | 0 | 0 | 0 | 0 | 0 | 0 | 0 | 0 | 0 | 0 | 0 | 0 | 0 | 0 | 0 | 0 | 0 | 0 | 0 | 0 | 0 | 0
PG&E NGBA | PGE NGBA | PGE | Table Mountain | 230 | 8 | Battery |  |  | 0 | 0 | 0 | 0 | 0 | 0 | 0 | 0 | 0 | 0 | 0 | 0 | 0 | 0 | 0 | 0 | 0 | 0 | 0 | 0 | 0 | 0 | 0 | 0 | 0 | 0 | 0 | 0
PG&E NGBA | PGE NGBA | PGE | Table Mountain | 500 | 1 | Battery |  |  | 0 | 0 | 0 | 0 | 0 | 0 | 0 | 0 | 0 | 0 | 0 | 0 | 0 | 0 | 0 | 0 | 0 | 0 | 0 | 0 | 0 | 0 | 0 | 0 | 0 | 0 | 0 | 0
PG&E NGBA | PGE NGBA | PGE | Table Mountain | 60 |  | Battery |  |  | 0 | 0 | 0 | 0 | 0 | 0 | 0 | 0 | 0 | 0 | 0 | 0 | 0 | 0 | 0 | 0 | 0 | 0 | 0 | 0 | 0 | 0 | 0 | 0 | 0 | 0 | 0 | 0
PG&E KERN | PGE Kern | PGE | Taft | 115 | 106 | Battery |  |  | 1 | 0 | 3 | 3 | 0 | 0 | 0 | 0 | 0 | 0 | 0 | 0 | 0 | 0 | 0 | 0 | 0 | 0 | 0 | 0 | 0 | 0 | 0 | 3 | 3 | 0 | 3 | 3
SDGE | SDGE Imperial | SDGE | Talega | 138 | 187 | Battery |  |  | 0 | 0 | 0 | 0 | 0 | 0 | 0 | 0 | 0 | 0 | 0 | 0 | 0 | 0 | 0 | 0 | 0 | 0 | 0 | 0 | 0 | 0 | 0 | 0 | 0 | 0 | 0 | 0
SDGE | SDGE Imperial | SDGE | Talega | 230 | 173 | Battery |  |  | 0 | 0 | 0 | 0 | 0 | 0 | 0 | 0 | 0 | 0 | 0 | 0 | 0 | 0 | 0 | 0 | 0 | 0 | 0 | 0 | 0 | 0 | 0 | 0 | 0 | 0 | 0 | 0
PG&E GBA | PGE GBA | PGE | Tassajara | 230 | 1 | Battery |  |  | 0 | 0 | 0 | 0 | 0 | 0 | 0 | 0 | 0 | 0 | 0 | 0 | 0 | 0 | 0 | 0 | 0 | 0 | 0 | 0 | 0 | 0 | 0 | 0 | 0 | 0 | 0 | 0
PG&E KERN | PGE Kern | PGE | Tejon | 70 |  | Battery |  |  | 0 | 0 | 0 | 0 | 0 | 0 | 0 | 0 | 0 | 0 | 0 | 0 | 0 | 0 | 0 | 0 | 0 | 0 | 0 | 0 | 0 | 0 | 0 | 0 | 0 | 0 | 0 | 0
SDGE | SDGE Imperial | SDGE | Telegraph Canyon | 138 | 192 | Battery |  |  | 0 | 0 | 0 | 0 | 0 | 0 | 0 | 0 | 0 | 0 | 0 | 0 | 0 | 0 | 0 | 0 | 0 | 0 | 0 | 0 | 0 | 0 | 0 | 0 | 0 | 0 | 0 | 0
PG&E KERN | PGE Kern | PGE | Temblor | 115 | 100 | Battery |  |  | 0 | 0 | 0 | 0 | 0 | 0 | 0 | 0 | 0 | 0 | 0 | 0 | 0 | 0 | 0 | 0 | 0 | 0 | 0 | 0 | 0 | 0 | 0 | 0 | 0 | 0 | 0 | 0
PG&E KERN | PGE Kern | PGE | Templeton | 230 | 122 | Battery |  |  | 0 | 0 | 0 | 0 | 0 | 0 | 0 | 0 | 0 | 0 | 0 | 0 | 0 | 0 | 0 | 0 | 0 | 0 | 0 | 0 | 0 | 0 | 0 | 0 | 0 | 0 | 0 | 0
PG&E KERN | PGE Kern | PGE | Templeton | 70 |  | Battery |  |  | 0 | 0 | 0 | 0 | 0 | 0 | 0 | 0 | 0 | 0 | 0 | 0 | 0 | 0 | 0 | 0 | 0 | 0 | 0 | 0 | 0 | 0 | 0 | 0 | 0 | 0 | 0 | 0
PG&E GBA | PGE GBA | PGE | Tesla | 115 | 38 | Battery |  |  | 0 | 0 | 0 | 0 | 0 | 0 | 0 | 0 | 0 | 0 | 0 | 0 | 0 | 0 | 0 | 0 | 0 | 0 | 0 | 0 | 0 | 0 | 0 | 0 | 0 | 0 | 0 | 0
PG&E GBA | PGE GBA | PGE | Tesla | 230 | 48 | Battery |  |  | 1 | 0 | 0 | 0 | 125 | 0 | 125 | 0 | 0 | 0 | 125 | 0 | 125 | 0 | 0 | 0 | 0 | 0 | 0 | 0 | 0 | 0 | 125 | 0 | 125 | 125 | 0 | 125
PG&E GBA | PGE GBA | PGE | Tesla | 500 | 45 | Battery |  |  | 0 | 0 | 0 | 0 | 0 | 0 | 0 | 0 | 0 | 0 | 0 | 0 | 0 | 0 | 0 | 0 | 0 | 0 | 0 | 0 | 0 | 0 | 0 | 0 | 0 | 0 | 0 | 0
PG&E KERN | PGE Kern | PGE | Tevis | 115 | 99 | Battery |  |  | 0 | 0 | 0 | 0 | 0 | 0 | 0 | 0 | 0 | 0 | 0 | 0 | 0 | 0 | 0 | 0 | 0 | 0 | 0 | 0 | 0 | 0 | 0 | 0 | 0 | 0 | 0 | 0
EOP | SCE EOP | SCE | Thousandaire | 138 | 177 | Battery |  |  | 0 | 0 | 0 | 0 | 0 | 0 | 0 | 0 | 0 | 0 | 0 | 0 | 0 | 0 | 0 | 0 | 0 | 0 | 0 | 0 | 0 | 0 | 0 | 0 | 0 | 0 | 0 | 0
PG&E KERN | PGE Kern | PGE | Topaz | 230 | 122 | Battery |  |  | 0 | 0 | 0 | 0 | 0 | 0 | 0 | 0 | 0 | 0 | 0 | 0 | 0 | 0 | 0 | 0 | 0 | 0 | 0 | 0 | 0 | 0 | 0 | 0 | 0 | 0 | 0 | 0
SCE NOL | SCE NOL | SCE | Tortilla | 115 | 160 | Battery |  |  | 0 | 0 | 0 | 0 | 0 | 0 | 0 | 0 | 0 | 0 | 0 | 0 | 0 | 0 | 0 | 0 | 0 | 0 | 0 | 0 | 0 | 0 | 0 | 0 | 0 | 0 | 0 | 0
SDGE | SDGE Imperial | SDGE | Trabuco | 138 | 187 | Battery |  |  | 0 | 0 | 0 | 0 | 0 | 0 | 0 | 0 | 0 | 0 | 0 | 0 | 0 | 0 | 0 | 0 | 0 | 0 | 0 | 0 | 0 | 0 | 0 | 0 | 0 | 0 | 0 | 0
PG&E GBA | PGE GBA | PGE | Tracy | 115 | 12 | Battery |  |  | 0 | 0 | 0 | 0 | 0 | 0 | 0 | 0 | 0 | 0 | 0 | 0 | 0 | 0 | 0 | 0 | 0 | 0 | 0 | 0 | 0 | 0 | 0 | 0 | 0 | 0 | 0 | 0
PG&E FRESNO | PGE Fresno | PGE | Tranquility | 230 | 117 | Battery |  |  | 1 | 200 | 0 | 200 | 352 | 0 | 352 | 0 | 0 | 0 | 352 | 0 | 352 | 0 | 0 | 0 | 0 | 0 | 0 | 0 | 0 | 0 | 552 | 0 | 552 | 552 | 0 | 552
PG&E GBA | PGE GBA | PGE | Trimble | 115 | 81 | Battery |  |  | 0 | 0 | 0 | 0 | 0 | 0 | 0 | 0 | 0 | 0 | 0 | 0 | 0 | 0 | 0 | 0 | 0 | 0 | 0 | 0 | 0 | 0 | 0 | 0 | 0 | 0 | 0 | 0
EOP | SCE EOP | SCE | Trout Canyon | 230 | 177 | Battery |  |  | 1 | 25 | 0 | 25 | 485 | 0 | 485 | 0 | 0 | 0 | 485 | 0 | 485 | 0 | 0 | 0 | 0 | 0 | 0 | 0 | 0 | 0 | 510 | 0 | 510 | 510 | 0 | 510
EOP | SCE EOP | SCE | Trout Canyon | 500 | 177 | Battery |  |  | 1 | 0 | 0 | 0 | 0 | 0 | 0 | 0 | 0 | 0 | 0 | 0 | 0 | 0 | 80 | 80 | 0 | 0 | 0 | 0 | 80 | 80 | 0 | 80 | 80 | 0 | 80 | 80
PG&E NGBA | PGE NGBA | PGE | Tulucay | 230 | 27 | Battery |  |  | 0 | 0 | 0 | 0 | 0 | 0 | 0 | 0 | 0 | 0 | 0 | 0 | 0 | 0 | 0 | 0 | 0 | 0 | 0 | 0 | 0 | 0 | 0 | 0 | 0 | 0 | 0 | 0
PG&E NGBA | PGE NGBA | PGE | Tulucay | 60 |  | Battery |  |  | 0 | 0 | 0 | 0 | 0 | 0 | 0 | 0 | 0 | 0 | 0 | 0 | 0 | 0 | 0 | 0 | 0 | 0 | 0 | 0 | 0 | 0 | 0 | 0 | 0 | 0 | 0 | 0
PG&E KERN | PGE Kern | PGE | Tupman | 115 | 95 | Battery |  |  | 0 | 0 | 0 | 0 | 0 | 0 | 0 | 0 | 0 | 0 | 0 | 0 | 0 | 0 | 0 | 0 | 0 | 0 | 0 | 0 | 0 | 0 | 0 | 0 | 0 | 0 | 0 | 0
PG&E NGBA | PGE NGBA | PGE | Ukiah | 115 | 37 | Battery |  |  | 0 | 0 | 0 | 0 | 0 | 0 | 0 | 0 | 0 | 0 | 0 | 0 | 0 | 0 | 0 | 0 | 0 | 0 | 0 | 0 | 0 | 0 | 0 | 0 | 0 | 0 | 0 | 0
PG&E KERN | PGE Kern | PGE | Union (Estrella) | 70 |  | Battery |  |  | 0 | 0 | 0 | 0 | 0 | 0 | 0 | 0 | 0 | 0 | 0 | 0 | 0 | 0 | 0 | 0 | 0 | 0 | 0 | 0 | 0 | 0 | 0 | 0 | 0 | 0 | 0 | 0
PG&E NGBA | PGE NGBA | PGE | Vaca Dixon | 115 | 39 | Battery |  |  | 0 | 0 | 0 | 0 | 0 | 0 | 0 | 0 | 0 | 0 | 0 | 0 | 0 | 0 | 0 | 0 | 0 | 0 | 0 | 0 | 0 | 0 | 0 | 0 | 0 | 0 | 0 | 0
PG&E NGBA | PGE NGBA | PGE | Vaca Dixon | 230 | 33 | Battery |  |  | 1 | 0 | 0 | 0 | 300 | 0 | 300 | 0 | 0 | 0 | 300 | 0 | 300 | 0 | 0 | 0 | 0 | 0 | 0 | 0 | 0 | 0 | 300 | 0 | 300 | 300 | 0 | 300
PG&E NGBA | PGE NGBA | PGE | Vaca Dixon | 500 | 28 | Battery |  |  | 0 | 0 | 0 | 0 | 0 | 0 | 0 | 0 | 0 | 0 | 0 | 0 | 0 | 0 | 0 | 0 | 0 | 0 | 0 | 0 | 0 | 0 | 0 | 0 | 0 | 0 | 0 | 0
PG&E NGBA | PGE NGBA | PGE | Vaca Dixon | 60 |  | Battery |  |  | 0 | 0 | 0 | 0 | 0 | 0 | 0 | 0 | 0 | 0 | 0 | 0 | 0 | 0 | 0 | 0 | 0 | 0 | 0 | 0 | 0 | 0 | 0 | 0 | 0 | 0 | 0 | 0
SCE Eastern | SCE Eastern | SCE | Valley (SCE) | 500 | 156 | Battery |  |  | 1 | 640 | 0 | 640 | 310 | 0 | 310 | 0 | 0 | 0 | 310 | 0 | 310 | 0 | 0 | 0 | 0 | 0 | 0 | 0 | 0 | 0 | 950 | 0 | 950 | 950 | 0 | 950
EOP | SCE EOP | SCE | Valley (VEA) | 138 | 177 | Battery |  |  | 0 | 0 | 0 | 0 | 0 | 0 | 0 | 0 | 0 | 0 | 0 | 0 | 0 | 0 | 0 | 0 | 0 | 0 | 0 | 0 | 0 | 0 | 0 | 0 | 0 | 0 | 0 | 0
SDGE | SDGE Imperial | SDGE | Valley Center | 69 |  | Battery |  |  | 0 | 0 | 0 | 0 | 0 | 0 | 0 | 0 | 0 | 0 | 0 | 0 | 0 | 0 | 0 | 0 | 0 | 0 | 0 | 0 | 0 | 0 | 0 | 0 | 0 | 0 | 0 | 0
PG&E GBA | PGE GBA | PGE | Valley Home | 115 | 36 | Battery |  |  | 0 | 0 | 0 | 0 | 0 | 0 | 0 | 0 | 0 | 0 | 0 | 0 | 0 | 0 | 0 | 0 | 0 | 0 | 0 | 0 | 0 | 0 | 0 | 0 | 0 | 0 | 0 | 0
PG&E GBA | PGE GBA | PGE | Valley Springs | 230 | 65 | Battery |  |  | 0 | 0 | 0 | 0 | 0 | 0 | 0 | 0 | 0 | 0 | 0 | 0 | 0 | 0 | 0 | 0 | 0 | 0 | 0 | 0 | 0 | 0 | 0 | 0 | 0 | 0 | 0 | 0
PG&E GBA | PGE GBA | PGE | Valley Springs | 60 |  | Battery |  |  | 0 | 0 | 0 | 0 | 0 | 0 | 0 | 0 | 0 | 0 | 0 | 0 | 0 | 0 | 0 | 0 | 0 | 0 | 0 | 0 | 0 | 0 | 0 | 0 | 0 | 0 | 0 | 0
EOP | SCE EOP | SCE | Valley Switch | 138 | 177 | Battery |  |  | 0 | 0 | 0 | 0 | 0 | 0 | 0 | 0 | 0 | 0 | 0 | 0 | 0 | 0 | 0 | 0 | 0 | 0 | 0 | 0 | 0 | 0 | 0 | 0 | 0 | 0 | 0 | 0
EOP | SCE EOP | SCE | Valley Switch | 230 | 177 | Battery |  |  | 0 | 0 | 0 | 0 | 0 | 0 | 0 | 0 | 0 | 0 | 0 | 0 | 0 | 0 | 0 | 0 | 0 | 0 | 0 | 0 | 0 | 0 | 0 | 0 | 0 | 0 | 0 | 0
PG&E GBA | PGE GBA | PGE | Vasco | 230 | 42 | Battery |  |  | 0 | 0 | 0 | 0 | 0 | 0 | 0 | 0 | 0 | 0 | 0 | 0 | 0 | 0 | 0 | 0 | 0 | 0 | 0 | 0 | 0 | 0 | 0 | 0 | 0 | 0 | 0 | 0
PG&E GBA | PGE GBA | PGE | Vasona | 230 | 80 | Battery |  |  | 0 | 0 | 0 | 0 | 0 | 0 | 0 | 0 | 0 | 0 | 0 | 0 | 0 | 0 | 0 | 0 | 0 | 0 | 0 | 0 | 0 | 0 | 0 | 0 | 0 | 0 | 0 | 0
SCE Northern | SCE Northern | SCE | Vestal | 230 | 153 | Battery |  |  | 1 | 180 | 0 | 180 | 50 | 0 | 50 | 0 | 0 | 0 | 50 | 0 | 50 | 0 | 0 | 0 | 0 | 0 | 0 | 0 | 0 | 0 | 230 | 0 | 230 | 230 | 0 | 230
SCE Northern | SCE Northern | SCE | Vestal | 66 |  | Battery |  |  | 1 | 80 | 0 | 80 | 0 | 0 | 0 | 0 | 0 | 0 | 0 | 0 | 0 | 0 | 0 | 0 | 0 | 0 | 0 | 0 | 0 | 0 | 80 | 0 | 80 | 80 | 0 | 80
SCE NOL | SCE NOL | SCE | Victor | 115 | 146 | Battery |  |  | 0 | 0 | 0 | 0 | 0 | 0 | 0 | 0 | 0 | 0 | 0 | 0 | 0 | 0 | 0 | 0 | 0 | 0 | 0 | 0 | 0 | 0 | 0 | 0 | 0 | 0 | 0 | 0
SCE NOL | SCE NOL | SCE | Victor | 230 | 146 | Battery |  |  | 0 | 0 | 0 | 0 | 0 | 0 | 0 | 0 | 0 | 0 | 0 | 0 | 0 | 0 | 0 | 0 | 0 | 0 | 0 | 0 | 0 | 0 | 0 | 0 | 0 | 0 | 0 | 0
SCE Metro | SCE Metro | SCE | Viejo | 230 | 97 | Battery |  |  | 0 | 0 | 0 | 0 | 0 | 0 | 0 | 0 | 0 | 0 | 0 | 0 | 0 | 0 | 0 | 0 | 0 | 0 | 0 | 0 | 0 | 0 | 0 | 0 | 0 | 0 | 0 | 0
PG&E GBA | PGE GBA | PGE | Vierra | 115 | 44 | Battery |  |  | 1 | 0 | 0 | 0 | 92 | 0 | 92 | 0 | 0 | 0 | 92 | 0 | 92 | 0 | 0 | 0 | 0 | 0 | 0 | 0 | 0 | 0 | 92 | 0 | 92 | 92 | 0 | 92
SCE Metro | SCE Metro | SCE | Villa Park | 230 | 97 | Battery |  |  | 0 | 0 | 0 | 0 | 0 | 0 | 0 | 0 | 0 | 0 | 0 | 0 | 0 | 0 | 0 | 0 | 0 | 0 | 0 | 0 | 0 | 0 | 0 | 0 | 0 | 0 | 0 | 0
SCE Northern | SCE Northern | SCE | Vincent | 230 | 91 | Battery |  |  | 1 | 340 | 0 | 340 | 59 | 0 | 59 | 0 | 0 | 0 | 59 | 0 | 59 | 0 | 0 | 0 | 0 | 0 | 0 | 0 | 0 | 0 | 399 | 0 | 399 | 399 | 0 | 399
SCE Northern | SCE Northern | SCE | Vincent | 500 | 91 | Battery |  |  | 0 | 0 | 0 | 0 | 0 | 0 | 0 | 0 | 0 | 0 | 0 | 0 | 0 | 0 | 0 | 0 | 0 | 0 | 0 | 0 | 0 | 0 | 0 | 0 | 0 | 0 | 0 | 0
PG&E GBA | PGE GBA | PGE | Vineyard | 230 | 42 | Battery |  |  | 0 | 0 | 0 | 0 | 0 | 0 | 0 | 0 | 0 | 0 | 0 | 0 | 0 | 0 | 0 | 0 | 0 | 0 | 0 | 0 | 0 | 0 | 0 | 0 | 0 | 0 | 0 | 0
SDGE | PGE GBA | PGE | Vineyard | 69 |  | Battery |  |  | 0 | 0 | 0 | 0 | 0 | 0 | 0 | 0 | 0 | 0 | 0 | 0 | 0 | 0 | 0 | 0 | 0 | 0 | 0 | 0 | 0 | 0 | 0 | 0 | 0 | 0 | 0 | 0
SCE Eastern | SCE Eastern | SCE | Vista (SCE) | 230 | 156 | Battery |  |  | 0 | 0 | 0 | 0 | 0 | 0 | 0 | 0 | 0 | 0 | 0 | 0 | 0 | 0 | 0 | 0 | 0 | 0 | 0 | 0 | 0 | 0 | 0 | 0 | 0 | 0 | 0 | 0
EOP | SCE EOP | SCE | Vista (VEA) | 138 | 177 | Battery |  |  | 0 | 0 | 0 | 0 | 0 | 0 | 0 | 0 | 0 | 0 | 0 | 0 | 0 | 0 | 0 | 0 | 0 | 0 | 0 | 0 | 0 | 0 | 0 | 0 | 0 | 0 | 0 | 0
EOP | SCE EOP | SCE | Vista (VEA) | 230 | 177 | Battery |  |  | 0 | 0 | 0 | 0 | 0 | 0 | 0 | 0 | 0 | 0 | 0 | 0 | 0 | 0 | 0 | 0 | 0 | 0 | 0 | 0 | 0 | 0 | 0 | 0 | 0 | 0 | 0 | 0
PG&E FRESNO | PGE Fresno | PGE | Wahtoke | 115 | 105 | Battery |  |  | 0 | 0 | 0 | 0 | 0 | 0 | 0 | 0 | 0 | 0 | 0 | 0 | 0 | 0 | 0 | 0 | 0 | 0 | 0 | 0 | 0 | 0 | 0 | 0 | 0 | 0 | 0 | 0
SCE Northern | SCE Northern | SCE | Wakefield | 66 |  | Battery |  |  | 1 | 30 | 0 | 30 | 30 | 0 | 30 | 0 | 0 | 0 | 30 | 0 | 30 | 0 | 0 | 0 | 0 | 0 | 0 | 0 | 0 | 0 | 60 | 0 | 60 | 60 | 0 | 60
SCE Metro | SCE Metro | SCE | Walnut | 230 | 97 | Battery |  |  | 1 | 0 | 0 | 0 | 400 | 0 | 400 | 0 | 0 | 0 | 400 | 0 | 400 | 0 | 0 | 0 | 0 | 0 | 0 | 0 | 0 | 0 | 400 | 0 | 400 | 400 | 0 | 400
SCE Northern | SCE Northern | SCE | Warne | 230 | 159 | Battery |  |  | 0 | 0 | 0 | 0 | 0 | 0 | 0 | 0 | 0 | 0 | 0 | 0 | 0 | 0 | 0 | 0 | 0 | 0 | 0 | 0 | 0 | 0 | 0 | 0 | 0 | 0 | 0 | 0
PG&E GBA | PGE GBA | PGE | Warnerville | 230 | 155 | Battery |  |  | 0 | 0 | 0 | 0 | 0 | 0 | 0 | 0 | 0 | 0 | 0 | 0 | 0 | 0 | 0 | 0 | 0 | 0 | 0 | 0 | 0 | 0 | 0 | 0 | 0 | 0 | 0 | 0
PG&E FRESNO | PGE Fresno | PGE | Waukena | 115 | 105 | Battery |  |  | 0 | 0 | 0 | 0 | 0 | 0 | 0 | 0 | 0 | 0 | 0 | 0 | 0 | 0 | 0 | 0 | 0 | 0 | 0 | 0 | 0 | 0 | 0 | 0 | 0 | 0 | 0 | 0
PG&E GBA | PGE GBA | PGE | Weber | 230 | 15 | Battery |  |  | 0 | 0 | 0 | 0 | 0 | 0 | 0 | 0 | 0 | 0 | 0 | 0 | 0 | 0 | 0 | 0 | 0 | 0 | 0 | 0 | 0 | 0 | 0 | 0 | 0 | 0 | 0 | 0
PG&E GBA | PGE GBA | PGE | Weber | 60 |  | Battery |  |  | 1 | 0 | 0 | 0 | 20 | 0 | 20 | 0 | 0 | 0 | 20 | 0 | 20 | 0 | 0 | 0 | 0 | 0 | 0 | 0 | 0 | 0 | 20 | 0 | 20 | 20 | 0 | 20
PG&E FRESNO | PGE Fresno | PGE | West Fresno | 115 | 117 | Battery |  |  | 0 | 0 | 0 | 0 | 0 | 0 | 0 | 0 | 0 | 0 | 0 | 0 | 0 | 0 | 0 | 0 | 0 | 0 | 0 | 0 | 0 | 0 | 0 | 0 | 0 | 0 | 0 | 0
PG&E FRESNO | PGE Fresno | PGE | Westley | 230 | 64 | Battery |  |  | 1 | 0 | 0 | 0 | 0 | 0 | 0 | 0 | 0 | 0 | 0 | 0 | 0 | 0 | 900 | 900 | 0 | 0 | 0 | 0 | 900 | 900 | 0 | 900 | 900 | 0 | 900 | 900
PG&E KERN | PGE Kern | PGE | Westpark | 115 | 68 | Battery |  |  | 0 | 0 | 0 | 0 | 0 | 0 | 0 | 0 | 0 | 0 | 0 | 0 | 0 | 0 | 0 | 0 | 0 | 0 | 0 | 0 | 0 | 0 | 0 | 0 | 0 | 0 | 0 | 0
PG&E KERN | PGE Kern | PGE | Wheeler Ridge | 230 | 103 | Battery |  |  | 0 | 0 | 0 | 0 | 0 | 0 | 0 | 0 | 0 | 0 | 0 | 0 | 0 | 0 | 0 | 0 | 0 | 0 | 0 | 0 | 0 | 0 | 0 | 0 | 0 | 0 | 0 | 0
PG&E KERN | PGE Kern | PGE | Wheeler Ridge | 115 | 68 | Battery |  |  | 0 | 0 | 0 | 0 | 0 | 0 | 0 | 0 | 0 | 0 | 0 | 0 | 0 | 0 | 0 | 0 | 0 | 0 | 0 | 0 | 0 | 0 | 0 | 0 | 0 | 0 | 0 | 0
PG&E KERN | PGE Kern | PGE | Wheeler Ridge | 70 |  | Battery |  |  | 1 | 0 | 0 | 0 | 92 | 0 | 92 | 0 | 0 | 0 | 92 | 0 | 92 | 0 | 0 | 0 | 0 | 0 | 0 | 0 | 0 | 0 | 92 | 0 | 92 | 92 | 0 | 92
SCE Northern | SCE Northern | SCE | Whirlwind | 230 | 124 | Battery |  |  | 1 | 235 | 0 | 235 | 550 | 523 | 1073 | 0 | 0 | 0 | 550 | 523 | 1073 | 0 | 0 | 0 | 0 | 0 | 0 | 0 | 0 | 0 | 785 | 523 | 1308 | 785 | 523 | 1308
SCE Northern | SCE Northern | SCE | Whirlwind | 500 | 124 | Battery |  |  | 0 | 0 | 0 | 0 | 0 | 0 | 0 | 0 | 0 | 0 | 0 | 0 | 0 | 0 | 0 | 0 | 0 | 0 | 0 | 0 | 0 | 0 | 0 | 0 | 0 | 0 | 0 | 0
PG&E GBA | PGE GBA | PGE | Whisman | 115 | 78 | Battery |  |  | 0 | 0 | 0 | 0 | 0 | 0 | 0 | 0 | 0 | 0 | 0 | 0 | 0 | 0 | 0 | 0 | 0 | 0 | 0 | 0 | 0 | 0 | 0 | 0 | 0 | 0 | 0 | 0
SCE Eastern | SCE Eastern | SCE | Wildlife | 230 | 156 | Battery |  |  | 0 | 0 | 0 | 0 | 0 | 0 | 0 | 0 | 0 | 0 | 0 | 0 | 0 | 0 | 0 | 0 | 0 | 0 | 0 | 0 | 0 | 0 | 0 | 0 | 0 | 0 | 0 | 0
PG&E FRESNO | PGE Fresno | PGE | Wilson | 115 | 158 | Battery |  |  | 0 | 0 | 0 | 0 | 0 | 0 | 0 | 0 | 0 | 0 | 0 | 0 | 0 | 0 | 0 | 0 | 0 | 0 | 0 | 0 | 0 | 0 | 0 | 0 | 0 | 0 | 0 | 0
PG&E FRESNO | PGE Fresno | PGE | Wilson | 230 | 169 | Battery |  |  | 0 | 0 | 0 | 0 | 0 | 0 | 0 | 0 | 0 | 0 | 0 | 0 | 0 | 0 | 0 | 0 | 0 | 0 | 0 | 0 | 0 | 0 | 0 | 0 | 0 | 0 | 0 | 0
SCE Northern | SCE Northern | SCE | Windhub | 230 | 147 | Battery |  |  | 1 | 547 | 0 | 547 | 500 | 0 | 500 | 0 | 0 | 0 | 500 | 0 | 500 | 0 | 0 | 0 | 0 | 0 | 0 | 0 | 0 | 0 | 1047 | 0 | 1047 | 1047 | 0 | 1047
SCE Northern | SCE Northern | SCE | Windhub | 500 | 147 | Battery |  |  | 1 | 0 | 0 | 0 | 15 | 0 | 15 | 0 | 0 | 0 | 15 | 0 | 15 | 0 | 0 | 0 | 0 | 0 | 0 | 0 | 0 | 0 | 15 | 0 | 15 | 15 | 0 | 15
PG&E GBA | PGE GBA | PGE | Windmaster | 230 | 32 | Battery |  |  | 0 | 0 | 0 | 0 | 0 | 0 | 0 | 0 | 0 | 0 | 0 | 0 | 0 | 0 | 0 | 0 | 0 | 0 | 0 | 0 | 0 | 0 | 0 | 0 | 0 | 0 | 0 | 0
PG&E NGBA | PGE NGBA | PGE | Windsor | 60 |  | Battery |  |  | 0 | 0 | 0 | 0 | 0 | 0 | 0 | 0 | 0 | 0 | 0 | 0 | 0 | 0 | 0 | 0 | 0 | 0 | 0 | 0 | 0 | 0 | 0 | 0 | 0 | 0 | 0 | 0
PG&E NGBA | PGE NGBA | PGE | Woodland | 115 | 18 | Battery |  |  | 0 | 0 | 0 | 0 | 0 | 0 | 0 | 0 | 0 | 0 | 0 | 0 | 0 | 0 | 0 | 0 | 0 | 0 | 0 | 0 | 0 | 0 | 0 | 0 | 0 | 0 | 0 | 0
PG&E FRESNO | PGE Fresno | PGE | Woodward | 115 | 136 | Battery |  |  | 0 | 0 | 0 | 0 | 0 | 0 | 0 | 0 | 0 | 0 | 0 | 0 | 0 | 0 | 0 | 0 | 0 | 0 | 0 | 0 | 0 | 0 | 0 | 0 | 0 | 0 | 0 | 0
PG&E NGBA | PGE NGBA | PGE | Wyandotte | 115 | 22 | Battery |  |  | 0 | 0 | 0 | 0 | 0 | 0 | 0 | 0 | 0 | 0 | 0 | 0 | 0 | 0 | 0 | 0 | 0 | 0 | 0 | 0 | 0 | 0 | 0 | 0 | 0 | 0 | 0 | 0
PG&E KERN | PGE Kern | PGE | 7th Standard | 115 | 109 | LDES |  |  | 0 | 0 |  | 0 | 0 |  | 0 | 0 |  | 0 | 0 | 0 | 0 | 0 |  | 0 | 0 | 0 | 0 | 0 |  | 0 | 0 | 0 | 0 | 0 | 0 | 0
SCE Metro | SCE Metro | SCE | Alamitos | 230 | 132 | LDES |  |  | 0 | 0 |  | 0 | 0 |  | 0 | 0 |  | 0 | 0 | 0 | 0 | 0 |  | 0 | 0 | 0 | 0 | 0 |  | 0 | 0 | 0 | 0 | 0 | 0 | 0
SCE Eastern | SCE Eastern | SCE | Alberhill | 115 | 156 | LDES |  |  | 0 | 0 |  | 0 | 0 |  | 0 | 0 |  | 0 | 0 | 0 | 0 | 0 |  | 0 | 0 | 0 | 0 | 0 |  | 0 | 0 | 0 | 0 | 0 | 0 | 0
SCE Eastern | SCE Eastern | SCE | Alberhill | 500 | 156 | LDES |  |  | 1 | 0 |  | 0 | 0 |  | 0 | 0 |  | 0 | 0 | 0 | 0 | 500 |  | 500 | 0 | 0 | 0 | 500 |  | 500 | 500 | 0 | 500 | 500 | 0 | 500
PG&E GBA | PGE GBA | PGE | Alhambra | 115 | 6 | LDES |  |  | 0 | 0 |  | 0 | 0 |  | 0 | 0 |  | 0 | 0 | 0 | 0 | 0 |  | 0 | 0 | 0 | 0 | 0 |  | 0 | 0 | 0 | 0 | 0 | 0 | 0
PG&E FRESNO | PGE Fresno | PGE | Alpaugh | 115 | 119 | LDES |  |  | 0 | 0 |  | 0 | 0 |  | 0 | 0 |  | 0 | 0 | 0 | 0 | 0 |  | 0 | 0 | 0 | 0 | 0 |  | 0 | 0 | 0 | 0 | 0 | 0 | 0
SDGE | SDGE Imperial | SDGE | Alpine | 69 |  | LDES |  |  | 0 | 0 |  | 0 | 0 |  | 0 | 0 |  | 0 | 0 | 0 | 0 | 0 |  | 0 | 0 | 0 | 0 | 0 |  | 0 | 0 | 0 | 0 | 0 | 0 | 0
PG&E GBA | PGE GBA | PGE | Altamont Midway (Sandhill) | 230 | 26 | LDES |  |  | 0 | 0 |  | 0 | 0 |  | 0 | 0 |  | 0 | 0 | 0 | 0 | 0 |  | 0 | 0 | 0 | 0 | 0 |  | 0 | 0 | 0 | 0 | 0 | 0 | 0
SCE Northern | SCE Northern | SCE | Antelope | 66 |  | LDES |  |  | 0 | 0 |  | 0 | 0 |  | 0 | 0 |  | 0 | 0 | 0 | 0 | 0 |  | 0 | 0 | 0 | 0 | 0 |  | 0 | 0 | 0 | 0 | 0 | 0 | 0
SCE Northern | SCE Northern | SCE | Antelope | 230 | 86 | LDES |  |  | 1 | 0 |  | 0 | 0 |  | 0 | 0 |  | 0 | 0 | 0 | 0 | 0 |  | 0 | 900 | 0 | 900 | 900 |  | 900 | 0 | 0 | 0 | 900 | 0 | 900
SCE Northern | SCE Northern | SCE | Antelope | 500 | 124 | LDES |  |  | 0 | 0 |  | 0 | 0 |  | 0 | 0 |  | 0 | 0 | 0 | 0 | 0 |  | 0 | 0 | 0 | 0 | 0 |  | 0 | 0 | 0 | 0 | 0 | 0 | 0
PG&E NGBA | PGE NGBA | PGE | Arcata | 60 |  | LDES |  |  | 0 | 0 |  | 0 | 0 |  | 0 | 0 |  | 0 | 0 | 0 | 0 | 0 |  | 0 | 0 | 0 | 0 | 0 |  | 0 | 0 | 0 | 0 | 0 | 0 | 0
PG&E KERN | PGE Kern | PGE | Arco | 230 | 93 | LDES |  |  | 1 | 0 |  | 0 | 0 |  | 0 | 0 |  | 0 | 0 | 0 | 0 | 150 |  | 150 | 0 | 0 | 0 | 150 |  | 150 | 150 | 0 | 150 | 150 | 0 | 150
PG&E KERN | PGE Kern | PGE | Arco | 70 |  | LDES |  |  | 0 | 0 |  | 0 | 0 |  | 0 | 0 |  | 0 | 0 | 0 | 0 | 0 |  | 0 | 0 | 0 | 0 | 0 |  | 0 | 0 | 0 | 0 | 0 | 0 | 0
SCE Metro | SCE Metro | SCE | ArcoGen | 230 | 97 | LDES |  |  | 0 | 0 |  | 0 | 0 |  | 0 | 0 |  | 0 | 0 | 0 | 0 | 0 |  | 0 | 0 | 0 | 0 | 0 |  | 0 | 0 | 0 | 0 | 0 | 0 | 0
SDGE | SDGE Imperial | SDGE | Artesian | 230 | 195 | LDES |  |  | 0 | 0 |  | 0 | 0 |  | 0 | 0 |  | 0 | 0 | 0 | 0 | 0 |  | 0 | 0 | 0 | 0 | 0 |  | 0 | 0 | 0 | 0 | 0 | 0 | 0
SDGE | SDGE Imperial | SDGE | Artesian | 69 |  | LDES |  |  | 0 | 0 |  | 0 | 0 |  | 0 | 0 |  | 0 | 0 | 0 | 0 | 0 |  | 0 | 0 | 0 | 0 | 0 |  | 0 | 0 | 0 | 0 | 0 | 0 | 0
PG&E FRESNO | PGE Fresno | PGE | Ashlan | 230 | 138 | LDES |  |  | 0 | 0 |  | 0 | 0 |  | 0 | 0 |  | 0 | 0 | 0 | 0 | 0 |  | 0 | 0 | 0 | 0 | 0 |  | 0 | 0 | 0 | 0 | 0 | 0 | 0
PG&E NGBA | PGE NGBA | PGE | Atlantic | 115 | 16 | LDES |  |  | 0 | 0 |  | 0 | 0 |  | 0 | 0 |  | 0 | 0 | 0 | 0 | 0 |  | 0 | 0 | 0 | 0 | 0 |  | 0 | 0 | 0 | 0 | 0 | 0 | 0
PG&E NGBA | PGE NGBA | PGE | Atlantic | 230 | 20 | LDES |  |  | 0 | 0 |  | 0 | 0 |  | 0 | 0 |  | 0 | 0 | 0 | 0 | 0 |  | 0 | 0 | 0 | 0 | 0 |  | 0 | 0 | 0 | 0 | 0 | 0 | 0
PG&E NGBA | PGE NGBA | PGE | Atlantic | 60 |  | LDES |  |  | 0 | 0 |  | 0 | 0 |  | 0 | 0 |  | 0 | 0 | 0 | 0 | 0 |  | 0 | 0 | 0 | 0 | 0 |  | 0 | 0 | 0 | 0 | 0 | 0 | 0
PG&E FRESNO | PGE Fresno | PGE | Atwater | 115 | 139 | LDES |  |  | 0 | 0 |  | 0 | 0 |  | 0 | 0 |  | 0 | 0 | 0 | 0 | 0 |  | 0 | 0 | 0 | 0 | 0 |  | 0 | 0 | 0 | 0 | 0 | 0 | 0
PG&E GBA | PGE GBA | PGE | Avena | 115 | 36 | LDES |  |  | 0 | 0 |  | 0 | 0 |  | 0 | 0 |  | 0 | 0 | 0 | 0 | 0 |  | 0 | 0 | 0 | 0 | 0 |  | 0 | 0 | 0 | 0 | 0 | 0 | 0
SDGE | SDGE Imperial | SDGE | Avocado | 69 |  | LDES |  |  | 0 | 0 |  | 0 | 0 |  | 0 | 0 |  | 0 | 0 | 0 | 0 | 0 |  | 0 | 0 | 0 | 0 | 0 |  | 0 | 0 | 0 | 0 | 0 | 0 | 0
PG&E NGBA | PGE NGBA | PGE | Bahia | 230 | 60 | LDES |  |  | 0 | 0 |  | 0 | 0 |  | 0 | 0 |  | 0 | 0 | 0 | 0 | 0 |  | 0 | 0 | 0 | 0 | 0 |  | 0 | 0 | 0 | 0 | 0 | 0 | 0
SCE Northern | SCE Northern | SCE | Bailey | 230 | 167 | LDES |  |  | 0 | 0 |  | 0 | 0 |  | 0 | 0 |  | 0 | 0 | 0 | 0 | 0 |  | 0 | 0 | 0 | 0 | 0 |  | 0 | 0 | 0 | 0 | 0 | 0 | 0
SCE NOL | SCE NOL | SCE | Baker | 115 | 160 | LDES |  |  | 0 | 0 |  | 0 | 0 |  | 0 | 0 |  | 0 | 0 | 0 | 0 | 0 |  | 0 | 0 | 0 | 0 | 0 |  | 0 | 0 | 0 | 0 | 0 | 0 | 0
PG&E KERN | PGE Kern | PGE | Bakersfield | 230 | 89 | LDES |  |  | 0 | 0 |  | 0 | 0 |  | 0 | 0 |  | 0 | 0 | 0 | 0 | 0 |  | 0 | 0 | 0 | 0 | 0 |  | 0 | 0 | 0 | 0 | 0 | 0 | 0
PG&E FRESNO | PGE Fresno | PGE | Balch | 230 | 117 | LDES |  |  | 0 | 0 |  | 0 | 0 |  | 0 | 0 |  | 0 | 0 | 0 | 0 | 0 |  | 0 | 0 | 0 | 0 | 0 |  | 0 | 0 | 0 | 0 | 0 | 0 | 0
SCE Eastern | SCE Eastern | SCE | Bannister | 230 | 174 | LDES |  |  | 0 | 0 |  | 0 | 0 |  | 0 | 0 |  | 0 | 0 | 0 | 0 | 0 |  | 0 | 0 | 0 | 0 | 0 |  | 0 | 0 | 0 | 0 | 0 | 0 | 0
SCE Metro | SCE Metro | SCE | Barre | 230 | 97 | LDES |  |  | 0 | 0 |  | 0 | 0 |  | 0 | 0 |  | 0 | 0 | 0 | 0 | 0 |  | 0 | 0 | 0 | 0 | 0 |  | 0 | 0 | 0 | 0 | 0 | 0 | 0
SDGE | SDGE Imperial | SDGE | Bay Boulevard | 69 |  | LDES |  |  | 0 | 0 |  | 0 | 0 |  | 0 | 0 |  | 0 | 0 | 0 | 0 | 0 |  | 0 | 0 | 0 | 0 | 0 |  | 0 | 0 | 0 | 0 | 0 | 0 | 0
SDGE | SDGE Imperial | SDGE | Bay Boulevard | 230 | 196 | LDES |  |  | 0 | 0 |  | 0 | 0 |  | 0 | 0 |  | 0 | 0 | 0 | 0 | 0 |  | 0 | 0 | 0 | 0 | 0 |  | 0 | 0 | 0 | 0 | 0 | 0 | 0
EOP | SCE EOP | SCE | Beatty | 138 | 177 | LDES |  |  | 0 | 0 |  | 0 | 0 |  | 0 | 0 |  | 0 | 0 | 0 | 0 | 0 |  | 0 | 0 | 0 | 0 | 0 |  | 0 | 0 | 0 | 0 | 0 | 0 | 0
EOP | SCE EOP | SCE | Beatty | 230 | 177 | LDES |  |  | 1 | 0 |  | 0 | 0 |  | 0 | 0 |  | 0 | 0 | 0 | 0 | 500 |  | 500 | 0 | 0 | 0 | 500 |  | 500 | 500 | 0 | 500 | 500 | 0 | 500
PG&E NGBA | PGE NGBA | PGE | Belden | 230 | 24 | LDES |  |  | 0 | 0 |  | 0 | 0 |  | 0 | 0 |  | 0 | 0 | 0 | 0 | 0 |  | 0 | 0 | 0 | 0 | 0 |  | 0 | 0 | 0 | 0 | 0 | 0 | 0
PG&E NGBA | PGE NGBA | PGE | Bell | 115 | 16 | LDES |  |  | 0 | 0 |  | 0 | 0 |  | 0 | 0 |  | 0 | 0 | 0 | 0 | 0 |  | 0 | 0 | 0 | 0 | 0 |  | 0 | 0 | 0 | 0 | 0 | 0 | 0
PG&E NGBA | PGE NGBA | PGE | Bellevue | 115 | 27 | LDES |  |  | 0 | 0 |  | 0 | 0 |  | 0 | 0 |  | 0 | 0 | 0 | 0 | 0 |  | 0 | 0 | 0 | 0 | 0 |  | 0 | 0 | 0 | 0 | 0 | 0 | 0
PG&E GBA | PGE GBA | PGE | Bellota | 115 | 29 | LDES |  |  | 0 | 0 |  | 0 | 0 |  | 0 | 0 |  | 0 | 0 | 0 | 0 | 0 |  | 0 | 0 | 0 | 0 | 0 |  | 0 | 0 | 0 | 0 | 0 | 0 | 0
PG&E GBA | PGE GBA | PGE | Bellota | 230 | 15 | LDES |  | Mapped as PSH | 1 | 0 |  | 0 | 0 |  | 0 | 0 |  | 0 | 0 | 0 | 0 | 400 |  | 400 | 0 | 0 | 0 | 400 |  | 400 | 400 | 0 | 400 | 400 | 0 | 400
SCE Northern | SCE Northern | SCE | Big Creek | 230 | 153 | LDES |  |  | 0 | 0 |  | 0 | 0 |  | 0 | 0 |  | 0 | 0 | 0 | 0 | 0 |  | 0 | 0 | 0 | 0 | 0 |  | 0 | 0 | 0 | 0 | 0 | 0 | 0
PG&E FRESNO | PGE Fresno | PGE | Biola | 70 |  | LDES |  |  | 0 | 0 |  | 0 | 0 |  | 0 | 0 |  | 0 | 0 | 0 | 0 | 0 |  | 0 | 0 | 0 | 0 | 0 |  | 0 | 0 | 0 | 0 | 0 | 0 | 0
PG&E GBA | PGE GBA | PGE | Birds Landing | 230 | 59 | LDES |  |  | 0 | 0 |  | 0 | 0 |  | 0 | 0 |  | 0 | 0 | 0 | 0 | 0 |  | 0 | 0 | 0 | 0 | 0 |  | 0 | 0 | 0 | 0 | 0 | 0 | 0
SCE Northern | SCE Northern | SCE | Bliss | 66 |  | LDES |  |  | 0 | 0 |  | 0 | 0 |  | 0 | 0 |  | 0 | 0 | 0 | 0 | 0 |  | 0 | 0 | 0 | 0 | 0 |  | 0 | 0 | 0 | 0 | 0 | 0 | 0
SCE Eastern | SCE Eastern | SCE | Blythe | 161 | 182 | LDES |  |  | 0 | 0 |  | 0 | 0 |  | 0 | 0 |  | 0 | 0 | 0 | 0 | 0 |  | 0 | 0 | 0 | 0 | 0 |  | 0 | 0 | 0 | 0 | 0 | 0 | 0
PG&E NGBA | PGE NGBA | PGE | Bogue | 115 | 22 | LDES |  |  | 0 | 0 |  | 0 | 0 |  | 0 | 0 |  | 0 | 0 | 0 | 0 | 0 |  | 0 | 0 | 0 | 0 | 0 |  | 0 | 0 | 0 | 0 | 0 | 0 | 0
PG&E FRESNO | PGE Fresno | PGE | Borden | 230 | 168 | LDES |  |  | 0 | 0 |  | 0 | 0 |  | 0 | 0 |  | 0 | 0 | 0 | 0 | 0 |  | 0 | 0 | 0 | 0 | 0 |  | 0 | 0 | 0 | 0 | 0 | 0 | 0
PG&E FRESNO | PGE Fresno | PGE | Borden | 70 |  | LDES |  |  | 0 | 0 |  | 0 | 0 |  | 0 | 0 |  | 0 | 0 | 0 | 0 | 0 |  | 0 | 0 | 0 | 0 | 0 |  | 0 | 0 | 0 | 0 | 0 | 0 | 0
SDGE | SDGE Imperial | SDGE | Boulevard East | 138 | 192 | LDES |  |  | 0 | 0 |  | 0 | 0 |  | 0 | 0 |  | 0 | 0 | 0 | 0 | 0 |  | 0 | 0 | 0 | 0 | 0 |  | 0 | 0 | 0 | 0 | 0 | 0 | 0
SDGE | SDGE Imperial | SDGE | Boulevard East | 69 |  | LDES |  |  | 0 | 0 |  | 0 | 0 |  | 0 | 0 |  | 0 | 0 | 0 | 0 | 0 |  | 0 | 0 | 0 | 0 | 0 |  | 0 | 0 | 0 | 0 | 0 | 0 | 0
PG&E GBA | PGE GBA | PGE | Brentwood | 230 | 50 | LDES |  |  | 0 | 0 |  | 0 | 0 |  | 0 | 0 |  | 0 | 0 | 0 | 0 | 0 |  | 0 | 0 | 0 | 0 | 0 |  | 0 | 0 | 0 | 0 | 0 | 0 | 0
PG&E NGBA | PGE NGBA | PGE | Bridgeville | 115 | 1 | LDES |  |  | 0 | 0 |  | 0 | 0 |  | 0 | 0 |  | 0 | 0 | 0 | 0 | 0 |  | 0 | 0 | 0 | 0 | 0 |  | 0 | 0 | 0 | 0 | 0 | 0 | 0
PG&E NGBA | PGE NGBA | PGE | Brighton | 115 | 67 | LDES |  |  | 0 | 0 |  | 0 | 0 |  | 0 | 0 |  | 0 | 0 | 0 | 0 | 0 |  | 0 | 0 | 0 | 0 | 0 |  | 0 | 0 | 0 | 0 | 0 | 0 | 0
PG&E NGBA | PGE NGBA | PGE | Brighton | 230 | 67 | LDES |  |  | 0 | 0 |  | 0 | 0 |  | 0 | 0 |  | 0 | 0 | 0 | 0 | 0 |  | 0 | 0 | 0 | 0 | 0 |  | 0 | 0 | 0 | 0 | 0 | 0 | 0
PG&E NGBA | PGE NGBA | PGE | Brunswick | 115 | 20 | LDES |  |  | 0 | 0 |  | 0 | 0 |  | 0 | 0 |  | 0 | 0 | 0 | 0 | 0 |  | 0 | 0 | 0 | 0 | 0 |  | 0 | 0 | 0 | 0 | 0 | 0 | 0
PG&E NGBA | PGE NGBA | PGE | Bucks Creek | 230 | 35 | LDES |  |  | 0 | 0 |  | 0 | 0 |  | 0 | 0 |  | 0 | 0 | 0 | 0 | 0 |  | 0 | 0 | 0 | 0 | 0 |  | 0 | 0 | 0 | 0 | 0 | 0 | 0
PG&E KERN | PGE Kern | PGE | Buena Vista | 230 |  | LDES |  |  | 0 | 0 |  | 0 | 0 |  | 0 | 0 |  | 0 | 0 | 0 | 0 | 0 |  | 0 | 0 | 0 | 0 | 0 |  | 0 | 0 | 0 | 0 | 0 | 0 | 0
PG&E FRESNO | PGE Fresno | PGE | Bullard | 115 | 165 | LDES |  |  | 0 | 0 |  | 0 | 0 |  | 0 | 0 |  | 0 | 0 | 0 | 0 | 0 |  | 0 | 0 | 0 | 0 | 0 |  | 0 | 0 | 0 | 0 | 0 | 0 | 0
PG&E GBA | PGE GBA | PGE | Burlingame | 115 | 3 | LDES |  |  | 0 | 0 |  | 0 | 0 |  | 0 | 0 |  | 0 | 0 | 0 | 0 | 0 |  | 0 | 0 | 0 | 0 | 0 |  | 0 | 0 | 0 | 0 | 0 | 0 | 0
PG&E NGBA | PGE NGBA | PGE | Burney Forest | 230 | 2 | LDES |  |  | 0 | 0 |  | 0 | 0 |  | 0 | 0 |  | 0 | 0 | 0 | 0 | 0 |  | 0 | 0 | 0 | 0 | 0 |  | 0 | 0 | 0 | 0 | 0 | 0 | 0
PG&E NGBA | PGE NGBA | PGE | Butte | 115 | 1 | LDES |  |  | 0 | 0 |  | 0 | 0 |  | 0 | 0 |  | 0 | 0 | 0 | 0 | 0 |  | 0 | 0 | 0 | 0 | 0 |  | 0 | 0 | 0 | 0 | 0 | 0 | 0
PG&E KERN | PGE Kern | PGE | Cabrillo | 115 | 111 | LDES |  |  | 0 | 0 |  | 0 | 0 |  | 0 | 0 |  | 0 | 0 | 0 | 0 | 0 |  | 0 | 0 | 0 | 0 | 0 |  | 0 | 0 | 0 | 0 | 0 | 0 | 0
PG&E FRESNO | PGE Fresno | PGE | Cal Flats | 230 | 129 | LDES |  |  | 0 | 0 |  | 0 | 0 |  | 0 | 0 |  | 0 | 0 | 0 | 0 | 0 |  | 0 | 0 | 0 | 0 | 0 |  | 0 | 0 | 0 | 0 | 0 | 0 | 0
SCE NOL | SCE NOL | SCE | Calcite | 230 | 141 | LDES |  |  | 0 | 0 |  | 0 | 0 |  | 0 | 0 |  | 0 | 0 | 0 | 0 | 0 |  | 0 | 0 | 0 | 0 | 0 |  | 0 | 0 | 0 | 0 | 0 | 0 | 0
PG&E KERN | PGE Kern | PGE | Caliente | 230 | 122 | LDES |  |  | 1 | 0 |  | 0 | 0 |  | 0 | 0 |  | 0 | 0 | 0 | 0 | 150 |  | 150 | 0 | 0 | 0 | 150 |  | 150 | 150 | 0 | 150 | 150 | 0 | 150
PG&E FRESNO | PGE Fresno | PGE | California Ave | 115 | 105 | LDES |  |  | 0 | 0 |  | 0 | 0 |  | 0 | 0 |  | 0 | 0 | 0 | 0 | 0 |  | 0 | 0 | 0 | 0 | 0 |  | 0 | 0 | 0 | 0 | 0 | 0 | 0
PG&E KERN | PGE Kern | PGE | Callender | 115 | 126 | LDES |  |  | 0 | 0 |  | 0 | 0 |  | 0 | 0 |  | 0 | 0 | 0 | 0 | 0 |  | 0 | 0 | 0 | 0 | 0 |  | 0 | 0 | 0 | 0 | 0 | 0 | 0
PG&E NGBA | PGE NGBA | PGE | Calpella | 115 | 37 | LDES |  |  | 0 | 0 |  | 0 | 0 |  | 0 | 0 |  | 0 | 0 | 0 | 0 | 0 |  | 0 | 0 | 0 | 0 | 0 |  | 0 | 0 | 0 | 0 | 0 | 0 | 0
PG&E GBA | PGE GBA | PGE | Camanche | 230 | 15 | LDES |  |  | 0 | 0 |  | 0 | 0 |  | 0 | 0 |  | 0 | 0 | 0 | 0 | 0 |  | 0 | 0 | 0 | 0 | 0 |  | 0 | 0 | 0 | 0 | 0 | 0 | 0
SDGE | SDGE Imperial | SDGE | Cameron | 69 |  | LDES |  |  | 0 | 0 |  | 0 | 0 |  | 0 | 0 |  | 0 | 0 | 0 | 0 | 0 |  | 0 | 0 | 0 | 0 | 0 |  | 0 | 0 | 0 | 0 | 0 | 0 | 0
SDGE | SDGE Imperial | SDGE | Cannon | 69 |  | LDES |  |  | 0 | 0 |  | 0 | 0 |  | 0 | 0 |  | 0 | 0 | 0 | 0 | 0 |  | 0 | 0 | 0 | 0 | 0 |  | 0 | 0 | 0 | 0 | 0 | 0 | 0
PG&E FRESNO | PGE Fresno | PGE | Cantua | 115 | 115 | LDES |  |  | 0 | 0 |  | 0 | 0 |  | 0 | 0 |  | 0 | 0 | 0 | 0 | 0 |  | 0 | 0 | 0 | 0 | 0 |  | 0 | 0 | 0 | 0 | 0 | 0 | 0
SDGE | SDGE Imperial | SDGE | Capistrano | 138 | 173 | LDES |  |  | 0 | 0 |  | 0 | 0 |  | 0 | 0 |  | 0 | 0 | 0 | 0 | 0 |  | 0 | 0 | 0 | 0 | 0 |  | 0 | 0 | 0 | 0 | 0 | 0 | 0
SDGE | SDGE Imperial | SDGE | Capistrano | 230 | 173 | LDES |  |  | 0 | 0 |  | 0 | 0 |  | 0 | 0 |  | 0 | 0 | 0 | 0 | 0 |  | 0 | 0 | 0 | 0 | 0 |  | 0 | 0 | 0 | 0 | 0 | 0 | 0
PG&E NGBA | PGE NGBA | PGE | Carberry | 230 | 2 | LDES |  |  | 0 | 0 |  | 0 | 0 |  | 0 | 0 |  | 0 | 0 | 0 | 0 | 0 |  | 0 | 0 | 0 | 0 | 0 |  | 0 | 0 | 0 | 0 | 0 | 0 | 0
SCE Eastern | SCE Eastern | SCE | Cardiff | 66 |  | LDES |  |  | 0 | 0 |  | 0 | 0 |  | 0 | 0 |  | 0 | 0 | 0 | 0 | 0 |  | 0 | 0 | 0 | 0 | 0 |  | 0 | 0 | 0 | 0 | 0 | 0 | 0
PG&E NGBA | PGE NGBA | PGE | Caribou | 60 |  | LDES |  |  | 0 | 0 |  | 0 | 0 |  | 0 | 0 |  | 0 | 0 | 0 | 0 | 0 |  | 0 | 0 | 0 | 0 | 0 |  | 0 | 0 | 0 | 0 | 0 | 0 | 0
PG&E NGBA | PGE NGBA | PGE | Caribou | 115 | 7 | LDES |  |  | 0 | 0 |  | 0 | 0 |  | 0 | 0 |  | 0 | 0 | 0 | 0 | 0 |  | 0 | 0 | 0 | 0 | 0 |  | 0 | 0 | 0 | 0 | 0 | 0 | 0
PG&E NGBA | PGE NGBA | PGE | Caribou | 230 | 7 | LDES |  |  | 0 | 0 |  | 0 | 0 |  | 0 | 0 |  | 0 | 0 | 0 | 0 | 0 |  | 0 | 0 | 0 | 0 | 0 |  | 0 | 0 | 0 | 0 | 0 | 0 | 0
EOP | SCE EOP | SCE | Carpenter Canyon (fka Gamebird) | 138 | 177 | LDES |  |  | 0 | 0 |  | 0 | 0 |  | 0 | 0 |  | 0 | 0 | 0 | 0 | 0 |  | 0 | 0 | 0 | 0 | 0 |  | 0 | 0 | 0 | 0 | 0 | 0 | 0
EOP | SCE EOP | SCE | Carpenter Canyon (fka Gamebird) | 230 | 177 | LDES |  |  | 0 | 0 |  | 0 | 0 |  | 0 | 0 |  | 0 | 0 | 0 | 0 | 0 |  | 0 | 0 | 0 | 0 | 0 |  | 0 | 0 | 0 | 0 | 0 | 0 | 0
PG&E NGBA | PGE NGBA | PGE | Carquinez | 115 | 27 | LDES |  |  | 0 | 0 |  | 0 | 0 |  | 0 | 0 |  | 0 | 0 | 0 | 0 | 0 |  | 0 | 0 | 0 | 0 | 0 |  | 0 | 0 | 0 | 0 | 0 | 0 | 0
SDGE | SDGE Imperial | SDGE | Carrizo Gorge | 138 | 192 | LDES |  |  | 0 | 0 |  | 0 | 0 |  | 0 | 0 |  | 0 | 0 | 0 | 0 | 0 |  | 0 | 0 | 0 | 0 | 0 |  | 0 | 0 | 0 | 0 | 0 | 0 | 0
PG&E KERN | PGE Kern | PGE | Carrizo Plains | 115 | 122 | LDES |  |  | 0 | 0 |  | 0 | 0 |  | 0 | 0 |  | 0 | 0 | 0 | 0 | 0 |  | 0 | 0 | 0 | 0 | 0 |  | 0 | 0 | 0 | 0 | 0 | 0 | 0
PG&E KERN | PGE Kern | PGE | Casaloma | 230 | 68 | LDES |  |  | 0 | 0 |  | 0 | 0 |  | 0 | 0 |  | 0 | 0 | 0 | 0 | 0 |  | 0 | 0 | 0 | 0 | 0 |  | 0 | 0 | 0 | 0 | 0 | 0 | 0
PG&E GBA | PGE GBA | PGE | Castro Valley | 230 | 42 | LDES |  |  | 0 | 0 |  | 0 | 0 |  | 0 | 0 |  | 0 | 0 | 0 | 0 | 0 |  | 0 | 0 | 0 | 0 | 0 |  | 0 | 0 | 0 | 0 | 0 | 0 | 0
PG&E GBA | PGE GBA | PGE | Cayetano | 230 | 50 | LDES |  |  | 0 | 0 |  | 0 | 0 |  | 0 | 0 |  | 0 | 0 | 0 | 0 | 0 |  | 0 | 0 | 0 | 0 | 0 |  | 0 | 0 | 0 | 0 | 0 | 0 | 0
SCE Metro | SCE Metro | SCE | Center | 230 | 97 | LDES |  |  | 0 | 0 |  | 0 | 0 |  | 0 | 0 |  | 0 | 0 | 0 | 0 | 0 |  | 0 | 0 | 0 | 0 | 0 |  | 0 | 0 | 0 | 0 | 0 | 0 | 0
PG&E KERN | PGE Kern | PGE | Charca | 115 | 74 | LDES |  |  | 0 | 0 |  | 0 | 0 |  | 0 | 0 |  | 0 | 0 | 0 | 0 | 0 |  | 0 | 0 | 0 | 0 | 0 |  | 0 | 0 | 0 | 0 | 0 | 0 | 0
EOP | SCE EOP | SCE | Charleston | 138 | 177 | LDES |  |  | 0 | 0 |  | 0 | 0 |  | 0 | 0 |  | 0 | 0 | 0 | 0 | 0 |  | 0 | 0 | 0 | 0 | 0 |  | 0 | 0 | 0 | 0 | 0 | 0 | 0
SCE Metro | SCE Metro | SCE | Chevmain | 230 | 97 | LDES |  |  | 0 | 0 |  | 0 | 0 |  | 0 | 0 |  | 0 | 0 | 0 | 0 | 0 |  | 0 | 0 | 0 | 0 | 0 |  | 0 | 0 | 0 | 0 | 0 | 0 | 0
SDGE | SDGE Imperial | SDGE | Chicarita | 138 | 186 | LDES |  |  | 0 | 0 |  | 0 | 0 |  | 0 | 0 |  | 0 | 0 | 0 | 0 | 0 |  | 0 | 0 | 0 | 0 | 0 |  | 0 | 0 | 0 | 0 | 0 | 0 | 0
SCE Metro | SCE Metro | SCE | Chino | 230 | 97 | LDES |  |  | 0 | 0 |  | 0 | 0 |  | 0 | 0 |  | 0 | 0 | 0 | 0 | 0 |  | 0 | 0 | 0 | 0 | 0 |  | 0 | 0 | 0 | 0 | 0 | 0 | 0
PG&E FRESNO | PGE Fresno | PGE | Chowchilla | 115 | 166 | LDES |  |  | 0 | 0 |  | 0 | 0 |  | 0 | 0 |  | 0 | 0 | 0 | 0 | 0 |  | 0 | 0 | 0 | 0 | 0 |  | 0 | 0 | 0 | 0 | 0 | 0 | 0
PG&E GBA | PGE GBA | PGE | Christie | 60 |  | LDES |  |  | 0 | 0 |  | 0 | 0 |  | 0 | 0 |  | 0 | 0 | 0 | 0 | 0 |  | 0 | 0 | 0 | 0 | 0 |  | 0 | 0 | 0 | 0 | 0 | 0 | 0
PG&E GBA | PGE GBA | PGE | Christie | 115 | 6 | LDES |  |  | 0 | 0 |  | 0 | 0 |  | 0 | 0 |  | 0 | 0 | 0 | 0 | 0 |  | 0 | 0 | 0 | 0 | 0 |  | 0 | 0 | 0 | 0 | 0 | 0 | 0
SCE Eastern | SCE Arizona | SCE | Cielo Azul | 500 | 181 | LDES |  |  | 0 | 0 |  | 0 | 0 |  | 0 | 0 |  | 0 | 0 | 0 | 0 | 0 |  | 0 | 0 | 0 | 0 | 0 |  | 0 | 0 | 0 | 0 | 0 | 0 | 0
PG&E GBA | PGE GBA | PGE | Clay | 60 |  | LDES |  |  | 0 | 0 |  | 0 | 0 |  | 0 | 0 |  | 0 | 0 | 0 | 0 | 0 |  | 0 | 0 | 0 | 0 | 0 |  | 0 | 0 | 0 | 0 | 0 | 0 | 0
PG&E GBA | PGE GBA | PGE | Clayton | 115 | 1 | LDES |  |  | 0 | 0 |  | 0 | 0 |  | 0 | 0 |  | 0 | 0 | 0 | 0 | 0 |  | 0 | 0 | 0 | 0 | 0 |  | 0 | 0 | 0 | 0 | 0 | 0 | 0
PG&E NGBA | PGE NGBA | PGE | Cloverdale | 115 | 37 | LDES |  |  | 0 | 0 |  | 0 | 0 |  | 0 | 0 |  | 0 | 0 | 0 | 0 | 0 |  | 0 | 0 | 0 | 0 | 0 |  | 0 | 0 | 0 | 0 | 0 | 0 | 0
PG&E FRESNO | PGE Fresno | PGE | Clovis | 115 | 136 | LDES |  |  | 0 | 0 |  | 0 | 0 |  | 0 | 0 |  | 0 | 0 | 0 | 0 | 0 |  | 0 | 0 | 0 | 0 | 0 |  | 0 | 0 | 0 | 0 | 0 | 0 | 0
PG&E GBA | PGE GBA | PGE | Coburn | 230 | 116 | LDES |  |  | 0 | 0 |  | 0 | 0 |  | 0 | 0 |  | 0 | 0 | 0 | 0 | 0 |  | 0 | 0 | 0 | 0 | 0 |  | 0 | 0 | 0 | 0 | 0 | 0 | 0
PG&E GBA | PGE GBA | PGE | Coburn | 60 |  | LDES |  |  | 0 | 0 |  | 0 | 0 |  | 0 | 0 |  | 0 | 0 | 0 | 0 | 0 |  | 0 | 0 | 0 | 0 | 0 |  | 0 | 0 | 0 | 0 | 0 | 0 | 0
PG&E NGBA | PGE NGBA | PGE | Colgate | 230 | 22 | LDES |  |  | 0 | 0 |  | 0 | 0 |  | 0 | 0 |  | 0 | 0 | 0 | 0 | 0 |  | 0 | 0 | 0 | 0 | 0 |  | 0 | 0 | 0 | 0 | 0 | 0 | 0
PG&E GBA | PGE GBA | PGE | Collierville | 230 | 44 | LDES |  |  | 0 | 0 |  | 0 | 0 |  | 0 | 0 |  | 0 | 0 | 0 | 0 | 0 |  | 0 | 0 | 0 | 0 | 0 |  | 0 | 0 | 0 | 0 | 0 | 0 | 0
PG&E GBA | PGE GBA | PGE | Collinsville | 230 | 1 | LDES |  |  | 0 | 0 |  | 0 | 0 |  | 0 | 0 |  | 0 | 0 | 0 | 0 | 0 |  | 0 | 0 | 0 | 0 | 0 |  | 0 | 0 | 0 | 0 | 0 | 0 | 0
PG&E GBA | PGE GBA | PGE | Collinsville | 500 | 1 | LDES |  |  | 0 | 0 |  | 0 | 0 |  | 0 | 0 |  | 0 | 0 | 0 | 0 | 0 |  | 0 | 0 | 0 | 0 | 0 |  | 0 | 0 | 0 | 0 | 0 | 0 | 0
SCE Eastern | SCE Eastern | SCE | Colorado River | 230 | 170 | LDES |  |  | 0 | 0 |  | 0 | 0 |  | 0 | 0 |  | 0 | 0 | 0 | 0 | 0 |  | 0 | 0 | 0 | 0 | 0 |  | 0 | 0 | 0 | 0 | 0 | 0 | 0
SCE Eastern | SCE Eastern | SCE | Colorado River | 500 | 154 | LDES |  |  | 0 | 0 |  | 0 | 0 |  | 0 | 0 |  | 0 | 0 | 0 | 0 | 0 |  | 0 | 0 | 0 | 0 | 0 |  | 0 | 0 | 0 | 0 | 0 | 0 | 0
PG&E KERN | PGE Kern | PGE | Columbus | 115 | 99 | LDES |  |  | 0 | 0 |  | 0 | 0 |  | 0 | 0 |  | 0 | 0 | 0 | 0 | 0 |  | 0 | 0 | 0 | 0 | 0 |  | 0 | 0 | 0 | 0 | 0 | 0 | 0
PG&E GBA | PGE GBA | PGE | Contra Costa | 115 | 63 | LDES |  |  | 0 | 0 |  | 0 | 0 |  | 0 | 0 |  | 0 | 0 | 0 | 0 | 0 |  | 0 | 0 | 0 | 0 | 0 |  | 0 | 0 | 0 | 0 | 0 | 0 | 0
PG&E GBA | PGE GBA | PGE | Contra Costa | 230 | 50 | LDES |  |  | 0 | 0 |  | 0 | 0 |  | 0 | 0 |  | 0 | 0 | 0 | 0 | 0 |  | 0 | 0 | 0 | 0 | 0 |  | 0 | 0 | 0 | 0 | 0 | 0 | 0
PG&E GBA | PGE GBA | PGE | Contra Costa PP | 230 | 59 | LDES |  |  | 0 | 0 |  | 0 | 0 |  | 0 | 0 |  | 0 | 0 | 0 | 0 | 0 |  | 0 | 0 | 0 | 0 | 0 |  | 0 | 0 | 0 | 0 | 0 | 0 | 0
SCE NOL | SCE NOL | SCE | Control | 115 | 175 | LDES |  |  | 0 | 0 |  | 0 | 0 |  | 0 | 0 |  | 0 | 0 | 0 | 0 | 0 |  | 0 | 0 | 0 | 0 | 0 |  | 0 | 0 | 0 | 0 | 0 | 0 | 0
SCE NOL | SCE NOL | SCE | Control | 55 |  | LDES |  |  | 0 | 0 |  | 0 | 0 |  | 0 | 0 |  | 0 | 0 | 0 | 0 | 0 |  | 0 | 0 | 0 | 0 | 0 |  | 0 | 0 | 0 | 0 | 0 | 0 | 0
PG&E GBA | PGE GBA | PGE | Cooley Landing | 115 | 6 | LDES |  |  | 0 | 0 |  | 0 | 0 |  | 0 | 0 |  | 0 | 0 | 0 | 0 | 0 |  | 0 | 0 | 0 | 0 | 0 |  | 0 | 0 | 0 | 0 | 0 | 0 | 0
PG&E GBA | PGE GBA | PGE | Cooley Landing | 60 |  | LDES |  |  | 0 | 0 |  | 0 | 0 |  | 0 | 0 |  | 0 | 0 | 0 | 0 | 0 |  | 0 | 0 | 0 | 0 | 0 |  | 0 | 0 | 0 | 0 | 0 | 0 | 0
SCE NOL | SCE NOL | SCE | Coolwater | 230 | 160 | LDES |  |  | 0 | 0 |  | 0 | 0 |  | 0 | 0 |  | 0 | 0 | 0 | 0 | 0 |  | 0 | 0 | 0 | 0 | 0 |  | 0 | 0 | 0 | 0 | 0 | 0 | 0
SCE NOL | SCE NOL | SCE | Coolwater | 115 | 160 | LDES |  |  | 0 | 0 |  | 0 | 0 |  | 0 | 0 |  | 0 | 0 | 0 | 0 | 0 |  | 0 | 0 | 0 | 0 | 0 |  | 0 | 0 | 0 | 0 | 0 | 0 | 0
PG&E KERN | PGE Kern | PGE | Copus | 70 |  | LDES |  |  | 0 | 0 |  | 0 | 0 |  | 0 | 0 |  | 0 | 0 | 0 | 0 | 0 |  | 0 | 0 | 0 | 0 | 0 |  | 0 | 0 | 0 | 0 | 0 | 0 | 0
PG&E FRESNO | PGE Fresno | PGE | Corcoran | 70 |  | LDES |  |  | 0 | 0 |  | 0 | 0 |  | 0 | 0 |  | 0 | 0 | 0 | 0 | 0 |  | 0 | 0 | 0 | 0 | 0 |  | 0 | 0 | 0 | 0 | 0 | 0 | 0
PG&E FRESNO | PGE Fresno | PGE | Corcoran | 115 | 148 | LDES |  |  | 0 | 0 |  | 0 | 0 |  | 0 | 0 |  | 0 | 0 | 0 | 0 | 0 |  | 0 | 0 | 0 | 0 | 0 |  | 0 | 0 | 0 | 0 | 0 | 0 | 0
PG&E NGBA | PGE NGBA | PGE | Corona | 115 | 27 | LDES |  |  | 0 | 0 |  | 0 | 0 |  | 0 | 0 |  | 0 | 0 | 0 | 0 | 0 |  | 0 | 0 | 0 | 0 | 0 |  | 0 | 0 | 0 | 0 | 0 | 0 | 0
PG&E NGBA | PGE NGBA | PGE | Cortina | 230 | 27 | LDES |  |  | 0 | 0 |  | 0 | 0 |  | 0 | 0 |  | 0 | 0 | 0 | 0 | 0 |  | 0 | 0 | 0 | 0 | 0 |  | 0 | 0 | 0 | 0 | 0 | 0 | 0
PG&E NGBA | PGE NGBA | PGE | Cortina | 115 | 30 | LDES |  |  | 0 | 0 |  | 0 | 0 |  | 0 | 0 |  | 0 | 0 | 0 | 0 | 0 |  | 0 | 0 | 0 | 0 | 0 |  | 0 | 0 | 0 | 0 | 0 | 0 | 0
PG&E GBA | PGE GBA | PGE | Cottle | 230 | 155 | LDES |  |  | 0 | 0 |  | 0 | 0 |  | 0 | 0 |  | 0 | 0 | 0 | 0 | 0 |  | 0 | 0 | 0 | 0 | 0 |  | 0 | 0 | 0 | 0 | 0 | 0 | 0
PG&E NGBA | PGE NGBA | PGE | Cottonwood | 115 | 1 | LDES |  |  | 0 | 0 |  | 0 | 0 |  | 0 | 0 |  | 0 | 0 | 0 | 0 | 0 |  | 0 | 0 | 0 | 0 | 0 |  | 0 | 0 | 0 | 0 | 0 | 0 | 0
PG&E NGBA | PGE NGBA | PGE | Cottonwood | 230 | 1 | LDES |  |  | 0 | 0 |  | 0 | 0 |  | 0 | 0 |  | 0 | 0 | 0 | 0 | 0 |  | 0 | 0 | 0 | 0 | 0 |  | 0 | 0 | 0 | 0 | 0 | 0 | 0
PG&E NGBA | PGE NGBA | PGE | Cottonwood | 60 |  | LDES |  |  | 0 | 0 |  | 0 | 0 |  | 0 | 0 |  | 0 | 0 | 0 | 0 | 0 |  | 0 | 0 | 0 | 0 | 0 |  | 0 | 0 | 0 | 0 | 0 | 0 | 0
PG&E NGBA | PGE NGBA | PGE | Cove Road | 230 | 1 | LDES |  |  | 0 | 0 |  | 0 | 0 |  | 0 | 0 |  | 0 | 0 | 0 | 0 | 0 |  | 0 | 0 | 0 | 0 | 0 |  | 0 | 0 | 0 | 0 | 0 | 0 | 0
PG&E GBA | PGE GBA | PGE | Coyote | 230 | 11 | LDES |  |  | 0 | 0 |  | 0 | 0 |  | 0 | 0 |  | 0 | 0 | 0 | 0 | 0 |  | 0 | 0 | 0 | 0 | 0 |  | 0 | 0 | 0 | 0 | 0 | 0 | 0
PG&E GBA | PGE GBA | PGE | Crazy Horse Canyon | 115 | 84 | LDES |  |  | 0 | 0 |  | 0 | 0 |  | 0 | 0 |  | 0 | 0 | 0 | 0 | 0 |  | 0 | 0 | 0 | 0 | 0 |  | 0 | 0 | 0 | 0 | 0 | 0 | 0
SDGE | SDGE Imperial | SDGE | Creelman | 69 |  | LDES |  |  | 0 | 0 |  | 0 | 0 |  | 0 | 0 |  | 0 | 0 | 0 | 0 | 0 |  | 0 | 0 | 0 | 0 | 0 |  | 0 | 0 | 0 | 0 | 0 | 0 | 0
PG&E FRESNO | PGE Fresno | PGE | Crescent | 70 |  | LDES |  |  | 0 | 0 |  | 0 | 0 |  | 0 | 0 |  | 0 | 0 | 0 | 0 | 0 |  | 0 | 0 | 0 | 0 | 0 |  | 0 | 0 | 0 | 0 | 0 | 0 | 0
PG&E FRESNO | PGE Fresno | PGE | Cressey | 115 | 139 | LDES |  |  | 0 | 0 |  | 0 | 0 |  | 0 | 0 |  | 0 | 0 | 0 | 0 | 0 |  | 0 | 0 | 0 | 0 | 0 |  | 0 | 0 | 0 | 0 | 0 | 0 | 0
PG&E NGBA | PGE NGBA | PGE | Cresta | 230 | 24 | LDES |  |  | 0 | 0 |  | 0 | 0 |  | 0 | 0 |  | 0 | 0 | 0 | 0 | 0 |  | 0 | 0 | 0 | 0 | 0 |  | 0 | 0 | 0 | 0 | 0 | 0 | 0
SDGE | SDGE Imperial | SDGE | Crestwood | 69 |  | LDES |  |  | 0 | 0 |  | 0 | 0 |  | 0 | 0 |  | 0 | 0 | 0 | 0 | 0 |  | 0 | 0 | 0 | 0 | 0 |  | 0 | 0 | 0 | 0 | 0 | 0 | 0
PG&E GBA | PGE GBA | PGE | Crow Creek | 60 |  | LDES |  |  | 0 | 0 |  | 0 | 0 |  | 0 | 0 |  | 0 | 0 | 0 | 0 | 0 |  | 0 | 0 | 0 | 0 | 0 |  | 0 | 0 | 0 | 0 | 0 | 0 | 0
PG&E GBA | PGE GBA | PGE | Crows Landing | 60 |  | LDES |  |  | 0 | 0 |  | 0 | 0 |  | 0 | 0 |  | 0 | 0 | 0 | 0 | 0 |  | 0 | 0 | 0 | 0 | 0 |  | 0 | 0 | 0 | 0 | 0 | 0 | 0
PG&E GBA | PGE GBA | PGE | Curtis | 115 | 44 | LDES |  |  | 0 | 0 |  | 0 | 0 |  | 0 | 0 |  | 0 | 0 | 0 | 0 | 0 |  | 0 | 0 | 0 | 0 | 0 |  | 0 | 0 | 0 | 0 | 0 | 0 | 0
PG&E FRESNO | PGE Fresno | PGE | Dairyland | 115 | 137 | LDES |  |  | 0 | 0 |  | 0 | 0 |  | 0 | 0 |  | 0 | 0 | 0 | 0 | 0 |  | 0 | 0 | 0 | 0 | 0 |  | 0 | 0 | 0 | 0 | 0 | 0 | 0
PG&E NGBA | PGE NGBA | PGE | Davis | 115 | 39 | LDES |  |  | 0 | 0 |  | 0 | 0 |  | 0 | 0 |  | 0 | 0 | 0 | 0 | 0 |  | 0 | 0 | 0 | 0 | 0 |  | 0 | 0 | 0 | 0 | 0 | 0 | 0
SCE Metro | SCE Metro | SCE | Del Amo | 500 | 97 | LDES |  |  | 0 | 0 |  | 0 | 0 |  | 0 | 0 |  | 0 | 0 | 0 | 0 | 0 |  | 0 | 0 | 0 | 0 | 0 |  | 0 | 0 | 0 | 0 | 0 | 0 | 0
SCE Metro | SCE Metro | SCE | Del Amo | 230 | 97 | LDES |  |  | 0 | 0 |  | 0 | 0 |  | 0 | 0 |  | 0 | 0 | 0 | 0 | 0 |  | 0 | 0 | 0 | 0 | 0 |  | 0 | 0 | 0 | 0 | 0 | 0 | 0
SCE Eastern | SCE Arizona | SCE | Delaney | 500 | 181 | LDES |  |  | 0 | 0 |  | 0 | 0 |  | 0 | 0 |  | 0 | 0 | 0 | 0 | 0 |  | 0 | 0 | 0 | 0 | 0 |  | 0 | 0 | 0 | 0 | 0 | 0 | 0
PG&E NGBA | PGE NGBA | PGE | Delevan | 230 | 25 | LDES |  |  | 0 | 0 |  | 0 | 0 |  | 0 | 0 |  | 0 | 0 | 0 | 0 | 0 |  | 0 | 0 | 0 | 0 | 0 |  | 0 | 0 | 0 | 0 | 0 | 0 | 0
PG&E GBA | PGE GBA | PGE | Delta PP | 230 | 32 | LDES |  |  | 0 | 0 |  | 0 | 0 |  | 0 | 0 |  | 0 | 0 | 0 | 0 | 0 |  | 0 | 0 | 0 | 0 | 0 |  | 0 | 0 | 0 | 0 | 0 | 0 | 0
EOP | SCE EOP | SCE | Desert View | 230 | 177 | LDES |  |  | 0 | 0 |  | 0 | 0 |  | 0 | 0 |  | 0 | 0 | 0 | 0 | 0 |  | 0 | 0 | 0 | 0 | 0 |  | 0 | 0 | 0 | 0 | 0 | 0 | 0
SCE Eastern | SCE Eastern | SCE | Devers | 230 | 156 | LDES |  |  | 0 | 0 |  | 0 | 0 |  | 0 | 0 |  | 0 | 0 | 0 | 0 | 0 |  | 0 | 0 | 0 | 0 | 0 |  | 0 | 0 | 0 | 0 | 0 | 0 | 0
SCE Eastern | SCE Eastern | SCE | Devers | 500 | 156 | LDES |  |  | 0 | 0 |  | 0 | 0 |  | 0 | 0 |  | 0 | 0 | 0 | 0 | 0 |  | 0 | 0 | 0 | 0 | 0 |  | 0 | 0 | 0 | 0 | 0 | 0 | 0
PG&E KERN | PGE Kern | PGE | Diablo Canyon | 230 | 111 | LDES |  |  | 0 | 0 |  | 0 | 0 |  | 0 | 0 |  | 0 | 0 | 0 | 0 | 0 |  | 0 | 0 | 0 | 0 | 0 |  | 0 | 0 | 0 | 0 | 0 | 0 | 0
PG&E KERN | PGE Kern | PGE | Diablo Canyon | 500 | 98 | LDES |  |  | 0 | 0 |  | 0 | 0 |  | 0 | 0 |  | 0 | 0 | 0 | 0 | 0 |  | 0 | 0 | 0 | 0 | 0 |  | 0 | 0 | 0 | 0 | 0 | 0 | 0
PG&E KERN | PGE Kern | PGE | Divide | 115 | 111 | LDES |  |  | 0 | 0 |  | 0 | 0 |  | 0 | 0 |  | 0 | 0 | 0 | 0 | 0 |  | 0 | 0 | 0 | 0 | 0 |  | 0 | 0 | 0 | 0 | 0 | 0 | 0
PG&E GBA | PGE GBA | PGE | Dixon Landing | 115 | 11 | LDES |  |  | 0 | 0 |  | 0 | 0 |  | 0 | 0 |  | 0 | 0 | 0 | 0 | 0 |  | 0 | 0 | 0 | 0 | 0 |  | 0 | 0 | 0 | 0 | 0 | 0 | 0
PG&E FRESNO | PGE Fresno | PGE | Dos Amigos | 230 | 70 | LDES |  |  | 0 | 0 |  | 0 | 0 |  | 0 | 0 |  | 0 | 0 | 0 | 0 | 0 |  | 0 | 0 | 0 | 0 | 0 |  | 0 | 0 | 0 | 0 | 0 | 0 | 0
PG&E NGBA | PGE NGBA | PGE | Drum | 115 | 21 | LDES |  |  | 0 | 0 |  | 0 | 0 |  | 0 | 0 |  | 0 | 0 | 0 | 0 | 0 |  | 0 | 0 | 0 | 0 | 0 |  | 0 | 0 | 0 | 0 | 0 | 0 | 0
PG&E GBA | PGE GBA | PGE | Dumbarton | 115 | 3 | LDES |  |  | 0 | 0 |  | 0 | 0 |  | 0 | 0 |  | 0 | 0 | 0 | 0 | 0 |  | 0 | 0 | 0 | 0 | 0 |  | 0 | 0 | 0 | 0 | 0 | 0 | 0
SCE NOL | SCE NOL | SCE | Dunn Siding | 115 | 160 | LDES |  |  | 0 | 0 |  | 0 | 0 |  | 0 | 0 |  | 0 | 0 | 0 | 0 | 0 |  | 0 | 0 | 0 | 0 | 0 |  | 0 | 0 | 0 | 0 | 0 | 0 | 0
SCE Eastern | SCE Eastern | SCE | Eagle Mountain | 230 | 174 | LDES |  |  | 0 | 0 |  | 0 | 0 |  | 0 | 0 |  | 0 | 0 | 0 | 0 | 0 |  | 0 | 0 | 0 | 0 | 0 |  | 0 | 0 | 0 | 0 | 0 | 0 | 0
PG&E NGBA | PGE NGBA | PGE | Eagle Rock (PGE) | 60 |  | LDES |  |  | 0 | 0 |  | 0 | 0 |  | 0 | 0 |  | 0 | 0 | 0 | 0 | 0 |  | 0 | 0 | 0 | 0 | 0 |  | 0 | 0 | 0 | 0 | 0 | 0 | 0
PG&E NGBA | PGE NGBA | PGE | Eagle Rock (PGE) | 115 | 37 | LDES |  |  | 0 | 0 |  | 0 | 0 |  | 0 | 0 |  | 0 | 0 | 0 | 0 | 0 |  | 0 | 0 | 0 | 0 | 0 |  | 0 | 0 | 0 | 0 | 0 | 0 | 0
SCE Metro | SCE Metro | SCE | Eagle Rock (SCE) | 230 | 97 | LDES |  |  | 0 | 0 |  | 0 | 0 |  | 0 | 0 |  | 0 | 0 | 0 | 0 | 0 |  | 0 | 0 | 0 | 0 | 0 |  | 0 | 0 | 0 | 0 | 0 | 0 | 0
PG&E NGBA | PGE NGBA | PGE | East Marysville | 115 | 9 | LDES |  |  | 0 | 0 |  | 0 | 0 |  | 0 | 0 |  | 0 | 0 | 0 | 0 | 0 |  | 0 | 0 | 0 | 0 | 0 |  | 0 | 0 | 0 | 0 | 0 | 0 | 0
PG&E NGBA | PGE NGBA | PGE | East Nicolaus | 115 | 16 | LDES |  |  | 0 | 0 |  | 0 | 0 |  | 0 | 0 |  | 0 | 0 | 0 | 0 | 0 |  | 0 | 0 | 0 | 0 | 0 |  | 0 | 0 | 0 | 0 | 0 | 0 | 0
PG&E NGBA | PGE NGBA | PGE | East Nicolaus | 60 |  | LDES |  |  | 0 | 0 |  | 0 | 0 |  | 0 | 0 |  | 0 | 0 | 0 | 0 | 0 |  | 0 | 0 | 0 | 0 | 0 |  | 0 | 0 | 0 | 0 | 0 | 0 | 0
PG&E GBA | PGE GBA | PGE | Eastshore | 115 | 3 | LDES |  |  | 0 | 0 |  | 0 | 0 |  | 0 | 0 |  | 0 | 0 | 0 | 0 | 0 |  | 0 | 0 | 0 | 0 | 0 |  | 0 | 0 | 0 | 0 | 0 | 0 | 0
PG&E GBA | PGE GBA | PGE | Eastshore | 230 | 46 | LDES |  |  | 0 | 0 |  | 0 | 0 |  | 0 | 0 |  | 0 | 0 | 0 | 0 | 0 |  | 0 | 0 | 0 | 0 | 0 |  | 0 | 0 | 0 | 0 | 0 | 0 | 0
SDGE | SDGE Imperial | SDGE | ECO | 138 | 198 | LDES |  |  | 0 | 0 |  | 0 | 0 |  | 0 | 0 |  | 0 | 0 | 0 | 0 | 0 |  | 0 | 0 | 0 | 0 | 0 |  | 0 | 0 | 0 | 0 | 0 | 0 | 0
SDGE | SDGE Imperial | SDGE | ECO | 230 | 198 | LDES |  |  | 0 | 0 |  | 0 | 0 |  | 0 | 0 |  | 0 | 0 | 0 | 0 | 0 |  | 0 | 0 | 0 | 0 | 0 |  | 0 | 0 | 0 | 0 | 0 | 0 | 0
SDGE | SDGE Imperial | SDGE | ECO | 500 | 198 | LDES |  |  | 0 | 0 |  | 0 | 0 |  | 0 | 0 |  | 0 | 0 | 0 | 0 | 0 |  | 0 | 0 | 0 | 0 | 0 |  | 0 | 0 | 0 | 0 | 0 | 0 | 0
PG&E GBA | PGE GBA | PGE | Edenvale | 115 | 79 | LDES |  |  | 0 | 0 |  | 0 | 0 |  | 0 | 0 |  | 0 | 0 | 0 | 0 | 0 |  | 0 | 0 | 0 | 0 | 0 |  | 0 | 0 | 0 | 0 | 0 | 0 | 0
PG&E GBA | PGE GBA | PGE | Edes | 115 | 6 | LDES |  |  | 0 | 0 |  | 0 | 0 |  | 0 | 0 |  | 0 | 0 | 0 | 0 | 0 |  | 0 | 0 | 0 | 0 | 0 |  | 0 | 0 | 0 | 0 | 0 | 0 | 0
PG&E GBA | PGE GBA | PGE | Eight Mile | 230 | 16 | LDES |  |  | 0 | 0 |  | 0 | 0 |  | 0 | 0 |  | 0 | 0 | 0 | 0 | 0 |  | 0 | 0 | 0 | 0 | 0 |  | 0 | 0 | 0 | 0 | 0 | 0 | 0
SDGE | SDGE Imperial | SDGE | El Cajon | 69 |  | LDES |  |  | 0 | 0 |  | 0 | 0 |  | 0 | 0 |  | 0 | 0 | 0 | 0 | 0 |  | 0 | 0 | 0 | 0 | 0 |  | 0 | 0 | 0 | 0 | 0 | 0 | 0
SCE Eastern | SCE Eastern | SCE | El Casco | 230 | 156 | LDES |  |  | 0 | 0 |  | 0 | 0 |  | 0 | 0 |  | 0 | 0 | 0 | 0 | 0 |  | 0 | 0 | 0 | 0 | 0 |  | 0 | 0 | 0 | 0 | 0 | 0 | 0
PG&E GBA | PGE GBA | PGE | El Cerrito G | 115 | 6 | LDES |  |  | 0 | 0 |  | 0 | 0 |  | 0 | 0 |  | 0 | 0 | 0 | 0 | 0 |  | 0 | 0 | 0 | 0 | 0 |  | 0 | 0 | 0 | 0 | 0 | 0 | 0
PG&E NGBA | PGE NGBA | PGE | El Dorado PH | 115 | 19 | LDES |  |  | 0 | 0 |  | 0 | 0 |  | 0 | 0 |  | 0 | 0 | 0 | 0 | 0 |  | 0 | 0 | 0 | 0 | 0 |  | 0 | 0 | 0 | 0 | 0 | 0 | 0
PG&E FRESNO | PGE Fresno | PGE | El Nido (PGE) | 115 | 158 | LDES |  |  | 0 | 0 |  | 0 | 0 |  | 0 | 0 |  | 0 | 0 | 0 | 0 | 0 |  | 0 | 0 | 0 | 0 | 0 |  | 0 | 0 | 0 | 0 | 0 | 0 | 0
SCE Metro | SCE Metro | SCE | El Nido (SCE) | 230 | 132 | LDES |  |  | 0 | 0 |  | 0 | 0 |  | 0 | 0 |  | 0 | 0 | 0 | 0 | 0 |  | 0 | 0 | 0 | 0 | 0 |  | 0 | 0 | 0 | 0 | 0 | 0 | 0
PG&E GBA | PGE GBA | PGE | El Patio | 115 | 81 | LDES |  |  | 0 | 0 |  | 0 | 0 |  | 0 | 0 |  | 0 | 0 | 0 | 0 | 0 |  | 0 | 0 | 0 | 0 | 0 |  | 0 | 0 | 0 | 0 | 0 | 0 | 0
SCE Metro | SCE Metro | SCE | El Segundo | 230 | 97 | LDES |  |  | 0 | 0 |  | 0 | 0 |  | 0 | 0 |  | 0 | 0 | 0 | 0 | 0 |  | 0 | 0 | 0 | 0 | 0 |  | 0 | 0 | 0 | 0 | 0 | 0 | 0
EOP | SCE EOP | SCE | Eldorado | 230 | 161 | LDES |  |  | 1 | 0 |  | 0 | 0 |  | 0 | 0 |  | 0 | 0 | 0 | 0 | 500 |  | 500 | 0 | 0 | 0 | 500 |  | 500 | 500 | 0 | 500 | 500 | 0 | 500
EOP | SCE EOP | SCE | Eldorado | 500 | 131 | LDES |  |  | 0 | 0 |  | 0 | 0 |  | 0 | 0 |  | 0 | 0 | 0 | 0 | 0 |  | 0 | 0 | 0 | 0 | 0 |  | 0 | 0 | 0 | 0 | 0 | 0 | 0
SCE Northern | SCE Northern | SCE | Elizabeth Lake | 66 |  | LDES |  |  | 0 | 0 |  | 0 | 0 |  | 0 | 0 |  | 0 | 0 | 0 | 0 | 0 |  | 0 | 0 | 0 | 0 | 0 |  | 0 | 0 | 0 | 0 | 0 | 0 | 0
PG&E KERN | PGE Kern | PGE | Elk Hills | 230 | 106 | LDES |  |  | 0 | 0 |  | 0 | 0 |  | 0 | 0 |  | 0 | 0 | 0 | 0 | 0 |  | 0 | 0 | 0 | 0 | 0 |  | 0 | 0 | 0 | 0 | 0 | 0 | 0
SDGE | SDGE Imperial | SDGE | Elliot | 69 |  | LDES |  |  | 0 | 0 |  | 0 | 0 |  | 0 | 0 |  | 0 | 0 | 0 | 0 | 0 |  | 0 | 0 | 0 | 0 | 0 |  | 0 | 0 | 0 | 0 | 0 | 0 | 0
SCE Metro | SCE Metro | SCE | Ellis | 230 | 97 | LDES |  |  | 0 | 0 |  | 0 | 0 |  | 0 | 0 |  | 0 | 0 | 0 | 0 | 0 |  | 0 | 0 | 0 | 0 | 0 |  | 0 | 0 | 0 | 0 | 0 | 0 | 0
SDGE | SDGE Imperial | SDGE | Encina | 138 | 171 | LDES |  |  | 0 | 0 |  | 0 | 0 |  | 0 | 0 |  | 0 | 0 | 0 | 0 | 0 |  | 0 | 0 | 0 | 0 | 0 |  | 0 | 0 | 0 | 0 | 0 | 0 | 0
SDGE | SDGE Imperial | SDGE | Encina | 230 | 171 | LDES |  |  | 0 | 0 |  | 0 | 0 |  | 0 | 0 |  | 0 | 0 | 0 | 0 | 0 |  | 0 | 0 | 0 | 0 | 0 |  | 0 | 0 | 0 | 0 | 0 | 0 | 0
SDGE | SDGE Imperial | SDGE | Escondido | 230 | 195 | LDES |  |  | 0 | 0 |  | 0 | 0 |  | 0 | 0 |  | 0 | 0 | 0 | 0 | 0 |  | 0 | 0 | 0 | 0 | 0 |  | 0 | 0 | 0 | 0 | 0 | 0 | 0
SDGE | SDGE Imperial | SDGE | Escondido | 69 |  | LDES |  |  | 0 | 0 |  | 0 | 0 |  | 0 | 0 |  | 0 | 0 | 0 | 0 | 0 |  | 0 | 0 | 0 | 0 | 0 |  | 0 | 0 | 0 | 0 | 0 | 0 | 0
PG&E KERN | PGE Kern | PGE | Estrella | 230 | 111 | LDES |  |  | 0 | 0 |  | 0 | 0 |  | 0 | 0 |  | 0 | 0 | 0 | 0 | 0 |  | 0 | 0 | 0 | 0 | 0 |  | 0 | 0 | 0 | 0 | 0 | 0 | 0
SCE Eastern | SCE Eastern | SCE | Etiwanda | 230 | 121 | LDES |  |  | 0 | 0 |  | 0 | 0 |  | 0 | 0 |  | 0 | 0 | 0 | 0 | 0 |  | 0 | 0 | 0 | 0 | 0 |  | 0 | 0 | 0 | 0 | 0 | 0 | 0
PG&E GBA | PGE GBA | PGE | Evergreen | 115 | 11 | LDES |  |  | 0 | 0 |  | 0 | 0 |  | 0 | 0 |  | 0 | 0 | 0 | 0 | 0 |  | 0 | 0 | 0 | 0 | 0 |  | 0 | 0 | 0 | 0 | 0 | 0 | 0
PG&E GBA | PGE GBA | PGE | Evergreen | 60 |  | LDES |  |  | 0 | 0 |  | 0 | 0 |  | 0 | 0 |  | 0 | 0 | 0 | 0 | 0 |  | 0 | 0 | 0 | 0 | 0 |  | 0 | 0 | 0 | 0 | 0 | 0 | 0
PG&E FRESNO | PGE Fresno | PGE | Excelsior | 115 | 134 | LDES |  |  | 0 | 0 |  | 0 | 0 |  | 0 | 0 |  | 0 | 0 | 0 | 0 | 0 |  | 0 | 0 | 0 | 0 | 0 |  | 0 | 0 | 0 | 0 | 0 | 0 | 0
PG&E FRESNO | PGE Fresno | PGE | Exchequer | 115 | 163 | LDES |  |  | 0 | 0 |  | 0 | 0 |  | 0 | 0 |  | 0 | 0 | 0 | 0 | 0 |  | 0 | 0 | 0 | 0 | 0 |  | 0 | 0 | 0 | 0 | 0 | 0 | 0
PG&E KERN | PGE Kern | PGE | Fairway | 115 | 111 | LDES |  |  | 0 | 0 |  | 0 | 0 |  | 0 | 0 |  | 0 | 0 | 0 | 0 | 0 |  | 0 | 0 | 0 | 0 | 0 |  | 0 | 0 | 0 | 0 | 0 | 0 | 0
PG&E KERN | PGE Kern | PGE | Famoso | 115 | 74 | LDES |  |  | 0 | 0 |  | 0 | 0 |  | 0 | 0 |  | 0 | 0 | 0 | 0 | 0 |  | 0 | 0 | 0 | 0 | 0 |  | 0 | 0 | 0 | 0 | 0 | 0 | 0
PG&E NGBA | PGE NGBA | PGE | Fern Road | 500 | 1 | LDES |  |  | 0 | 0 |  | 0 | 0 |  | 0 | 0 |  | 0 | 0 | 0 | 0 | 0 |  | 0 | 0 | 0 | 0 | 0 |  | 0 | 0 | 0 | 0 | 0 | 0 | 0
PG&E GBA | PGE GBA | PGE | Fibreboard (SPI Sonora) | 115 | 44 | LDES |  |  | 0 | 0 |  | 0 | 0 |  | 0 | 0 |  | 0 | 0 | 0 | 0 | 0 |  | 0 | 0 | 0 | 0 | 0 |  | 0 | 0 | 0 | 0 | 0 | 0 | 0
PG&E FRESNO | PGE Fresno | PGE | Figarden | 230 | 138 | LDES |  |  | 0 | 0 |  | 0 | 0 |  | 0 | 0 |  | 0 | 0 | 0 | 0 | 0 |  | 0 | 0 | 0 | 0 | 0 |  | 0 | 0 | 0 | 0 | 0 | 0 | 0
PG&E FRESNO | PGE Fresno | PGE | Fink | 230 | 64 | LDES |  |  | 0 | 0 |  | 0 | 0 |  | 0 | 0 |  | 0 | 0 | 0 | 0 | 0 |  | 0 | 0 | 0 | 0 | 0 |  | 0 | 0 | 0 | 0 | 0 | 0 | 0
PG&E NGBA | PGE NGBA | PGE | Fitch Mountain | 60 |  | LDES |  |  | 0 | 0 |  | 0 | 0 |  | 0 | 0 |  | 0 | 0 | 0 | 0 | 0 |  | 0 | 0 | 0 | 0 | 0 |  | 0 | 0 | 0 | 0 | 0 | 0 | 0
PG&E GBA | PGE GBA | PGE | FMC | 115 | 11 | LDES |  |  | 0 | 0 |  | 0 | 0 |  | 0 | 0 |  | 0 | 0 | 0 | 0 | 0 |  | 0 | 0 | 0 | 0 | 0 |  | 0 | 0 | 0 | 0 | 0 | 0 | 0
PG&E GBA | PGE GBA | PGE | Fremont | 115 | 5 | LDES |  |  | 0 | 0 |  | 0 | 0 |  | 0 | 0 |  | 0 | 0 | 0 | 0 | 0 |  | 0 | 0 | 0 | 0 | 0 |  | 0 | 0 | 0 | 0 | 0 | 0 | 0
PG&E GBA | PGE GBA | PGE | French Camp | 60 |  | LDES |  |  | 0 | 0 |  | 0 | 0 |  | 0 | 0 |  | 0 | 0 | 0 | 0 | 0 |  | 0 | 0 | 0 | 0 | 0 |  | 0 | 0 | 0 | 0 | 0 | 0 | 0
PG&E GBA | PGE GBA | PGE | Frogtown | 115 | 12 | LDES |  |  | 0 | 0 |  | 0 | 0 |  | 0 | 0 |  | 0 | 0 | 0 | 0 | 0 |  | 0 | 0 | 0 | 0 | 0 |  | 0 | 0 | 0 | 0 | 0 | 0 | 0
PG&E NGBA | PGE NGBA | PGE | Fulton | 115 | 58 | LDES |  |  | 0 | 0 |  | 0 | 0 |  | 0 | 0 |  | 0 | 0 | 0 | 0 | 0 |  | 0 | 0 | 0 | 0 | 0 |  | 0 | 0 | 0 | 0 | 0 | 0 | 0
PG&E NGBA | PGE NGBA | PGE | Fulton | 230 | 61 | LDES |  |  | 0 | 0 |  | 0 | 0 |  | 0 | 0 |  | 0 | 0 | 0 | 0 | 0 |  | 0 | 0 | 0 | 0 | 0 |  | 0 | 0 | 0 | 0 | 0 | 0 | 0
PG&E NGBA | PGE NGBA | PGE | Fulton | 60 |  | LDES |  |  | 0 | 0 |  | 0 | 0 |  | 0 | 0 |  | 0 | 0 | 0 | 0 | 0 |  | 0 | 0 | 0 | 0 | 0 |  | 0 | 0 | 0 | 0 | 0 | 0 | 0
PG&E KERN | PGE Kern | PGE | Ganso | 115 | 83 | LDES |  |  | 0 | 0 |  | 0 | 0 |  | 0 | 0 |  | 0 | 0 | 0 | 0 | 0 |  | 0 | 0 | 0 | 0 | 0 |  | 0 | 0 | 0 | 0 | 0 | 0 | 0
PG&E FRESNO | PGE Fresno | PGE | Gates | 230 | 135 | LDES |  |  | 0 | 0 |  | 0 | 0 |  | 0 | 0 |  | 0 | 0 | 0 | 0 | 0 |  | 0 | 0 | 0 | 0 | 0 |  | 0 | 0 | 0 | 0 | 0 | 0 | 0
PG&E FRESNO | PGE Fresno | PGE | Gates | 500 | 133 | LDES |  |  | 0 | 0 |  | 0 | 0 |  | 0 | 0 |  | 0 | 0 | 0 | 0 | 0 |  | 0 | 0 | 0 | 0 | 0 |  | 0 | 0 | 0 | 0 | 0 | 0 | 0
PG&E NGBA | PGE NGBA | PGE | Geysers 12 | 230 | 61 | LDES |  |  | 0 | 0 |  | 0 | 0 |  | 0 | 0 |  | 0 | 0 | 0 | 0 | 0 |  | 0 | 0 | 0 | 0 | 0 |  | 0 | 0 | 0 | 0 | 0 | 0 | 0
PG&E NGBA | PGE NGBA | PGE | Geysers 17 | 230 | 61 | LDES |  |  | 0 | 0 |  | 0 | 0 |  | 0 | 0 |  | 0 | 0 | 0 | 0 | 0 |  | 0 | 0 | 0 | 0 | 0 |  | 0 | 0 | 0 | 0 | 0 | 0 | 0
PG&E NGBA | PGE NGBA | PGE | Geysers 3 | 115 | 37 | LDES |  |  | 0 | 0 |  | 0 | 0 |  | 0 | 0 |  | 0 | 0 | 0 | 0 | 0 |  | 0 | 0 | 0 | 0 | 0 |  | 0 | 0 | 0 | 0 | 0 | 0 | 0
PG&E NGBA | PGE NGBA | PGE | Glenn | 230 | 1 | LDES |  |  | 0 | 0 |  | 0 | 0 |  | 0 | 0 |  | 0 | 0 | 0 | 0 | 0 |  | 0 | 0 | 0 | 0 | 0 |  | 0 | 0 | 0 | 0 | 0 | 0 | 0
PG&E NGBA | PGE NGBA | PGE | Glenn | 60 |  | LDES |  |  | 0 | 0 |  | 0 | 0 |  | 0 | 0 |  | 0 | 0 | 0 | 0 | 0 |  | 0 | 0 | 0 | 0 | 0 |  | 0 | 0 | 0 | 0 | 0 | 0 | 0
PG&E NGBA | PGE NGBA | PGE | Gold Hill | 115 | 16 | LDES |  |  | 0 | 0 |  | 0 | 0 |  | 0 | 0 |  | 0 | 0 | 0 | 0 | 0 |  | 0 | 0 | 0 | 0 | 0 |  | 0 | 0 | 0 | 0 | 0 | 0 | 0
PG&E NGBA | PGE NGBA | PGE | Gold Hill | 230 | 19 | LDES |  |  | 0 | 0 |  | 0 | 0 |  | 0 | 0 |  | 0 | 0 | 0 | 0 | 0 |  | 0 | 0 | 0 | 0 | 0 |  | 0 | 0 | 0 | 0 | 0 | 0 | 0
SCE Northern | SCE Northern | SCE | Goleta | 230 | 157 | LDES |  |  | 0 | 0 |  | 0 | 0 |  | 0 | 0 |  | 0 | 0 | 0 | 0 | 0 |  | 0 | 0 | 0 | 0 | 0 |  | 0 | 0 | 0 | 0 | 0 | 0 | 0
SCE Metro | SCE Metro | SCE | Goodrich | 230 | 97 | LDES |  |  | 0 | 0 |  | 0 | 0 |  | 0 | 0 |  | 0 | 0 | 0 | 0 | 0 |  | 0 | 0 | 0 | 0 | 0 |  | 0 | 0 | 0 | 0 | 0 | 0 | 0
PG&E KERN | PGE Kern | PGE | Goose Lake | 115 | 74 | LDES |  |  | 0 | 0 |  | 0 | 0 |  | 0 | 0 |  | 0 | 0 | 0 | 0 | 0 |  | 0 | 0 | 0 | 0 | 0 |  | 0 | 0 | 0 | 0 | 0 | 0 | 0
SCE Metro | SCE Metro | SCE | Gould | 230 | 97 | LDES |  |  | 0 | 0 |  | 0 | 0 |  | 0 | 0 |  | 0 | 0 | 0 | 0 | 0 |  | 0 | 0 | 0 | 0 | 0 |  | 0 | 0 | 0 | 0 | 0 | 0 | 0
PG&E NGBA | PGE NGBA | PGE | Grand Island | 115 | 17 | LDES |  |  | 0 | 0 |  | 0 | 0 |  | 0 | 0 |  | 0 | 0 | 0 | 0 | 0 |  | 0 | 0 | 0 | 0 | 0 |  | 0 | 0 | 0 | 0 | 0 | 0 | 0
SDGE | SDGE Imperial | SDGE | Granite | 69 |  | LDES |  |  | 0 | 0 |  | 0 | 0 |  | 0 | 0 |  | 0 | 0 | 0 | 0 | 0 |  | 0 | 0 | 0 | 0 | 0 |  | 0 | 0 | 0 | 0 | 0 | 0 | 0
PG&E GBA | PGE GBA | PGE | Grant | 115 | 3 | LDES |  |  | 0 | 0 |  | 0 | 0 |  | 0 | 0 |  | 0 | 0 | 0 | 0 | 0 |  | 0 | 0 | 0 | 0 | 0 |  | 0 | 0 | 0 | 0 | 0 | 0 | 0
PG&E GBA | PGE GBA | PGE | Green Valley | 115 | 87 | LDES |  |  | 0 | 0 |  | 0 | 0 |  | 0 | 0 |  | 0 | 0 | 0 | 0 | 0 |  | 0 | 0 | 0 | 0 | 0 |  | 0 | 0 | 0 | 0 | 0 | 0 | 0
PG&E NGBA | PGE NGBA | PGE | Greenleaf 1 | 115 | 22 | LDES |  |  | 0 | 0 |  | 0 | 0 |  | 0 | 0 |  | 0 | 0 | 0 | 0 | 0 |  | 0 | 0 | 0 | 0 | 0 |  | 0 | 0 | 0 | 0 | 0 | 0 | 0
PG&E FRESNO | PGE Fresno | PGE | Gregg | 230 | 149 | LDES |  | Mapped as PSH | 0 | 0 |  | 0 | 0 |  | 0 | 0 |  | 0 | 0 | 0 | 0 | 0 |  | 0 | 0 | 0 | 0 | 0 |  | 0 | 0 | 0 | 0 | 0 | 0 | 0
PG&E FRESNO | PGE Fresno | PGE | Grimmway-Malaga | 115 | 117 | LDES |  |  | 0 | 0 |  | 0 | 0 |  | 0 | 0 |  | 0 | 0 | 0 | 0 | 0 |  | 0 | 0 | 0 | 0 | 0 |  | 0 | 0 | 0 | 0 | 0 | 0 | 0
PG&E NGBA | PGE NGBA | PGE | Grizzly | 230 | 24 | LDES |  |  | 0 | 0 |  | 0 | 0 |  | 0 | 0 |  | 0 | 0 | 0 | 0 | 0 |  | 0 | 0 | 0 | 0 | 0 |  | 0 | 0 | 0 | 0 | 0 | 0 | 0
PG&E FRESNO | PGE Fresno | PGE | Guernsey | 70 |  | LDES |  |  | 0 | 0 |  | 0 | 0 |  | 0 | 0 |  | 0 | 0 | 0 | 0 | 0 |  | 0 | 0 | 0 | 0 | 0 |  | 0 | 0 | 0 | 0 | 0 | 0 | 0
PG&E FRESNO | PGE Fresno | PGE | GWF Hanford | 115 | 125 | LDES |  |  | 0 | 0 |  | 0 | 0 |  | 0 | 0 |  | 0 | 0 | 0 | 0 | 0 |  | 0 | 0 | 0 | 0 | 0 |  | 0 | 0 | 0 | 0 | 0 | 0 | 0
PG&E FRESNO | PGE Fresno | PGE | Haas | 230 | 117 | LDES |  |  | 0 | 0 |  | 0 | 0 |  | 0 | 0 |  | 0 | 0 | 0 | 0 | 0 |  | 0 | 0 | 0 | 0 | 0 |  | 0 | 0 | 0 | 0 | 0 | 0 | 0
PG&E FRESNO | PGE Fresno | PGE | Hammonds | 115 | 114 | LDES |  |  | 0 | 0 |  | 0 | 0 |  | 0 | 0 |  | 0 | 0 | 0 | 0 | 0 |  | 0 | 0 | 0 | 0 | 0 |  | 0 | 0 | 0 | 0 | 0 | 0 | 0
SCE Metro | SCE Metro | SCE | HarborGen | 230 | 97 | LDES |  |  | 0 | 0 |  | 0 | 0 |  | 0 | 0 |  | 0 | 0 | 0 | 0 | 0 |  | 0 | 0 | 0 | 0 | 0 |  | 0 | 0 | 0 | 0 | 0 | 0 | 0
PG&E NGBA | PGE NGBA | PGE | Harris | 60 |  | LDES |  |  | 0 | 0 |  | 0 | 0 |  | 0 | 0 |  | 0 | 0 | 0 | 0 | 0 |  | 0 | 0 | 0 | 0 | 0 |  | 0 | 0 | 0 | 0 | 0 | 0 | 0
EOP | SCE EOP | SCE | Harry Allen | 500 | 161 | LDES |  |  | 0 | 0 |  | 0 | 0 |  | 0 | 0 |  | 0 | 0 | 0 | 0 | 0 |  | 0 | 0 | 0 | 0 | 0 |  | 0 | 0 | 0 | 0 | 0 | 0 | 0
PG&E NGBA | PGE NGBA | PGE | Hartley | 60 |  | LDES |  |  | 0 | 0 |  | 0 | 0 |  | 0 | 0 |  | 0 | 0 | 0 | 0 | 0 |  | 0 | 0 | 0 | 0 | 0 |  | 0 | 0 | 0 | 0 | 0 | 0 | 0
SCE NOL | SCE NOL | SCE | Harvard | 115 | 160 | LDES |  |  | 0 | 0 |  | 0 | 0 |  | 0 | 0 |  | 0 | 0 | 0 | 0 | 0 |  | 0 | 0 | 0 | 0 | 0 |  | 0 | 0 | 0 | 0 | 0 | 0 | 0
SDGE | SDGE Arizona | SDGE | Hassayampa | 500 | 180 | LDES |  |  | 0 | 0 |  | 0 | 0 |  | 0 | 0 |  | 0 | 0 | 0 | 0 | 0 |  | 0 | 0 | 0 | 0 | 0 |  | 0 | 0 | 0 | 0 | 0 | 0 | 0
PG&E FRESNO | PGE Fresno | PGE | Helm | 230 | 117 | LDES |  |  | 0 | 0 |  | 0 | 0 |  | 0 | 0 |  | 0 | 0 | 0 | 0 | 0 |  | 0 | 0 | 0 | 0 | 0 |  | 0 | 0 | 0 | 0 | 0 | 0 | 0
PG&E FRESNO | PGE Fresno | PGE | Helm | 70 |  | LDES |  |  | 0 | 0 |  | 0 | 0 |  | 0 | 0 |  | 0 | 0 | 0 | 0 | 0 |  | 0 | 0 | 0 | 0 | 0 |  | 0 | 0 | 0 | 0 | 0 | 0 | 0
PG&E FRESNO | PGE Fresno | PGE | Henrietta | 115 | 90 | LDES |  |  | 0 | 0 |  | 0 | 0 |  | 0 | 0 |  | 0 | 0 | 0 | 0 | 0 |  | 0 | 0 | 0 | 0 | 0 |  | 0 | 0 | 0 | 0 | 0 | 0 | 0
PG&E FRESNO | PGE Fresno | PGE | Henrietta | 230 | 75 | LDES |  |  | 0 | 0 |  | 0 | 0 |  | 0 | 0 |  | 0 | 0 | 0 | 0 | 0 |  | 0 | 0 | 0 | 0 | 0 |  | 0 | 0 | 0 | 0 | 0 | 0 | 0
PG&E FRESNO | PGE Fresno | PGE | Henrietta | 70 |  | LDES |  |  | 0 | 0 |  | 0 | 0 |  | 0 | 0 |  | 0 | 0 | 0 | 0 | 0 |  | 0 | 0 | 0 | 0 | 0 |  | 0 | 0 | 0 | 0 | 0 | 0 | 0
PG&E FRESNO | PGE Fresno | PGE | Herndon | 115 | 136 | LDES |  |  | 0 | 0 |  | 0 | 0 |  | 0 | 0 |  | 0 | 0 | 0 | 0 | 0 |  | 0 | 0 | 0 | 0 | 0 |  | 0 | 0 | 0 | 0 | 0 | 0 | 0
PG&E FRESNO | PGE Fresno | PGE | Herndon | 230 | 138 | LDES |  |  | 0 | 0 |  | 0 | 0 |  | 0 | 0 |  | 0 | 0 | 0 | 0 | 0 |  | 0 | 0 | 0 | 0 | 0 |  | 0 | 0 | 0 | 0 | 0 | 0 | 0
PG&E GBA | PGE GBA | PGE | Hicks | 230 | 80 | LDES |  |  | 0 | 0 |  | 0 | 0 |  | 0 | 0 |  | 0 | 0 | 0 | 0 | 0 |  | 0 | 0 | 0 | 0 | 0 |  | 0 | 0 | 0 | 0 | 0 | 0 | 0
PG&E NGBA | PGE NGBA | PGE | Higgins | 115 | 20 | LDES |  |  | 0 | 0 |  | 0 | 0 |  | 0 | 0 |  | 0 | 0 | 0 | 0 | 0 |  | 0 | 0 | 0 | 0 | 0 |  | 0 | 0 | 0 | 0 | 0 | 0 | 0
PG&E NGBA | PGE NGBA | PGE | Hilltop | 345 | 1 | LDES |  |  | 0 | 0 |  | 0 | 0 |  | 0 | 0 |  | 0 | 0 | 0 | 0 | 0 |  | 0 | 0 | 0 | 0 | 0 |  | 0 | 0 | 0 | 0 | 0 | 0 | 0
SCE Metro | SCE Metro | SCE | Hinson | 230 | 132 | LDES |  |  | 0 | 0 |  | 0 | 0 |  | 0 | 0 |  | 0 | 0 | 0 | 0 | 0 |  | 0 | 0 | 0 | 0 | 0 |  | 0 | 0 | 0 | 0 | 0 | 0 | 0
PG&E GBA | PGE GBA | PGE | Hollister | 115 | 85 | LDES |  |  | 0 | 0 |  | 0 | 0 |  | 0 | 0 |  | 0 | 0 | 0 | 0 | 0 |  | 0 | 0 | 0 | 0 | 0 |  | 0 | 0 | 0 | 0 | 0 | 0 | 0
PG&E NGBA | PGE NGBA | PGE | Homestake | 115 | 37 | LDES |  |  | 0 | 0 |  | 0 | 0 |  | 0 | 0 |  | 0 | 0 | 0 | 0 | 0 |  | 0 | 0 | 0 | 0 | 0 |  | 0 | 0 | 0 | 0 | 0 | 0 | 0
PG&E NGBA | PGE NGBA | PGE | Honcut | 115 | 22 | LDES |  |  | 0 | 0 |  | 0 | 0 |  | 0 | 0 |  | 0 | 0 | 0 | 0 | 0 |  | 0 | 0 | 0 | 0 | 0 |  | 0 | 0 | 0 | 0 | 0 | 0 | 0
SDGE | SDGE Arizona | SDGE | Hoodoo Wash | 500 | 184 | LDES |  |  | 0 | 0 |  | 0 | 0 |  | 0 | 0 |  | 0 | 0 | 0 | 0 | 0 |  | 0 | 0 | 0 | 0 | 0 |  | 0 | 0 | 0 | 0 | 0 | 0 | 0
PG&E NGBA | PGE NGBA | PGE | Hopland | 115 | 27 | LDES |  |  | 0 | 0 |  | 0 | 0 |  | 0 | 0 |  | 0 | 0 | 0 | 0 | 0 |  | 0 | 0 | 0 | 0 | 0 |  | 0 | 0 | 0 | 0 | 0 | 0 | 0
PG&E NGBA | PGE NGBA | PGE | Hopland | 60 |  | LDES |  |  | 0 | 0 |  | 0 | 0 |  | 0 | 0 |  | 0 | 0 | 0 | 0 | 0 |  | 0 | 0 | 0 | 0 | 0 |  | 0 | 0 | 0 | 0 | 0 | 0 | 0
PG&E NGBA | PGE NGBA | PGE | Humboldt | 115 | 1 | LDES |  |  | 0 | 0 |  | 0 | 0 |  | 0 | 0 |  | 0 | 0 | 0 | 0 | 0 |  | 0 | 0 | 0 | 0 | 0 |  | 0 | 0 | 0 | 0 | 0 | 0 | 0
PG&E NGBA | PGE NGBA | PGE | Humboldt | 60 |  | LDES |  |  | 0 | 0 |  | 0 | 0 |  | 0 | 0 |  | 0 | 0 | 0 | 0 | 0 |  | 0 | 0 | 0 | 0 | 0 |  | 0 | 0 | 0 | 0 | 0 | 0 | 0
PG&E NGBA | PGE NGBA | PGE | Humboldt | 500 | 1 | LDES |  |  | 0 | 0 |  | 0 | 0 |  | 0 | 0 |  | 0 | 0 | 0 | 0 | 0 |  | 0 | 0 | 0 | 0 | 0 |  | 0 | 0 | 0 | 0 | 0 | 0 | 0
SCE Metro | SCE Metro | SCE | Huntington Beach | 230 | 97 | LDES |  |  | 0 | 0 |  | 0 | 0 |  | 0 | 0 |  | 0 | 0 | 0 | 0 | 0 |  | 0 | 0 | 0 | 0 | 0 |  | 0 | 0 | 0 | 0 | 0 | 0 | 0
PG&E NGBA | PGE NGBA | PGE | Ignacio | 115 | 47 | LDES |  |  | 0 | 0 |  | 0 | 0 |  | 0 | 0 |  | 0 | 0 | 0 | 0 | 0 |  | 0 | 0 | 0 | 0 | 0 |  | 0 | 0 | 0 | 0 | 0 | 0 | 0
PG&E NGBA | PGE NGBA | PGE | Ignacio | 230 | 27 | LDES |  |  | 0 | 0 |  | 0 | 0 |  | 0 | 0 |  | 0 | 0 | 0 | 0 | 0 |  | 0 | 0 | 0 | 0 | 0 |  | 0 | 0 | 0 | 0 | 0 | 0 | 0
PG&E NGBA | PGE NGBA | PGE | Ignacio | 60 |  | LDES |  |  | 0 | 0 |  | 0 | 0 |  | 0 | 0 |  | 0 | 0 | 0 | 0 | 0 |  | 0 | 0 | 0 | 0 | 0 |  | 0 | 0 | 0 | 0 | 0 | 0 | 0
SDGE | SDGE Imperial | SDGE | Imperial Beach | 69 |  | LDES |  |  | 0 | 0 |  | 0 | 0 |  | 0 | 0 |  | 0 | 0 | 0 | 0 | 0 |  | 0 | 0 | 0 | 0 | 0 |  | 0 | 0 | 0 | 0 | 0 | 0 | 0
SDGE | SDGE Imperial | SDGE | Imperial Valley | 230 | 196 | LDES |  |  | 0 | 0 |  | 0 | 0 |  | 0 | 0 |  | 0 | 0 | 0 | 0 | 0 |  | 0 | 0 | 0 | 0 | 0 |  | 0 | 0 | 0 | 0 | 0 | 0 | 0
SDGE | SDGE Imperial | SDGE | Imperial Valley | 500 | 196 | LDES |  |  | 0 | 0 |  | 0 | 0 |  | 0 | 0 |  | 0 | 0 | 0 | 0 | 0 |  | 0 | 0 | 0 | 0 | 0 |  | 0 | 0 | 0 | 0 | 0 | 0 | 0
EOP | SCE EOP | SCE | Innovation | 138 | 177 | LDES |  |  | 0 | 0 |  | 0 | 0 |  | 0 | 0 |  | 0 | 0 | 0 | 0 | 0 |  | 0 | 0 | 0 | 0 | 0 |  | 0 | 0 | 0 | 0 | 0 | 0 | 0
EOP | SCE EOP | SCE | Innovation | 230 | 177 | LDES |  |  | 0 | 0 |  | 0 | 0 |  | 0 | 0 |  | 0 | 0 | 0 | 0 | 0 |  | 0 | 0 | 0 | 0 | 0 |  | 0 | 0 | 0 | 0 | 0 | 0 | 0
SCE NOL | SCE NOL | SCE | Inyokern | 115 | 160 | LDES |  |  | 0 | 0 |  | 0 | 0 |  | 0 | 0 |  | 0 | 0 | 0 | 0 | 0 |  | 0 | 0 | 0 | 0 | 0 |  | 0 | 0 | 0 | 0 | 0 | 0 | 0
EOP | SCE EOP | SCE | IS Tap | 138 | 177 | LDES |  |  | 0 | 0 |  | 0 | 0 |  | 0 | 0 |  | 0 | 0 | 0 | 0 | 0 |  | 0 | 0 | 0 | 0 | 0 |  | 0 | 0 | 0 | 0 | 0 | 0 | 0
EOP | SCE EOP | SCE | Ivanpah | 115 | 161 | LDES |  |  | 0 | 0 |  | 0 | 0 |  | 0 | 0 |  | 0 | 0 | 0 | 0 | 0 |  | 0 | 0 | 0 | 0 | 0 |  | 0 | 0 | 0 | 0 | 0 | 0 | 0
EOP | SCE EOP | SCE | Ivanpah | 230 | 161 | LDES |  |  | 0 | 0 |  | 0 | 0 |  | 0 | 0 |  | 0 | 0 | 0 | 0 | 0 |  | 0 | 0 | 0 | 0 | 0 |  | 0 | 0 | 0 | 0 | 0 | 0 | 0
EOP | SCE EOP | SCE | Jackass (DOE) | 138 | 177 | LDES |  |  | 0 | 0 |  | 0 | 0 |  | 0 | 0 |  | 0 | 0 | 0 | 0 | 0 |  | 0 | 0 | 0 | 0 | 0 |  | 0 | 0 | 0 | 0 | 0 | 0 | 0
PG&E NGBA | PGE NGBA | PGE | James B Black | 230 | 1 | LDES |  |  | 0 | 0 |  | 0 | 0 |  | 0 | 0 |  | 0 | 0 | 0 | 0 | 0 |  | 0 | 0 | 0 | 0 | 0 |  | 0 | 0 | 0 | 0 | 0 | 0 | 0
PG&E GBA | PGE GBA | PGE | Jefferson | 230 | 80 | LDES |  |  | 0 | 0 |  | 0 | 0 |  | 0 | 0 |  | 0 | 0 | 0 | 0 | 0 |  | 0 | 0 | 0 | 0 | 0 |  | 0 | 0 | 0 | 0 | 0 | 0 | 0
PG&E NGBA | PGE NGBA | PGE | Jessup | 115 | 1 | LDES |  |  | 0 | 0 |  | 0 | 0 |  | 0 | 0 |  | 0 | 0 | 0 | 0 | 0 |  | 0 | 0 | 0 | 0 | 0 |  | 0 | 0 | 0 | 0 | 0 | 0 | 0
SCE Metro | SCE Metro | SCE | Johanna | 230 | 97 | LDES |  |  | 0 | 0 |  | 0 | 0 |  | 0 | 0 |  | 0 | 0 | 0 | 0 | 0 |  | 0 | 0 | 0 | 0 | 0 |  | 0 | 0 | 0 | 0 | 0 | 0 | 0
SCE Eastern | SCE Eastern | SCE | Julian Hinds | 230 | 174 | LDES |  |  | 0 | 0 |  | 0 | 0 |  | 0 | 0 |  | 0 | 0 | 0 | 0 | 0 |  | 0 | 0 | 0 | 0 | 0 |  | 0 | 0 | 0 | 0 | 0 | 0 | 0
PG&E GBA | PGE GBA | PGE | Kasson | 115 | 12 | LDES |  |  | 0 | 0 |  | 0 | 0 |  | 0 | 0 |  | 0 | 0 | 0 | 0 | 0 |  | 0 | 0 | 0 | 0 | 0 |  | 0 | 0 | 0 | 0 | 0 | 0 | 0
PG&E GBA | PGE GBA | PGE | Kasson | 60 |  | LDES |  |  | 0 | 0 |  | 0 | 0 |  | 0 | 0 |  | 0 | 0 | 0 | 0 | 0 |  | 0 | 0 | 0 | 0 | 0 |  | 0 | 0 | 0 | 0 | 0 | 0 | 0
PG&E FRESNO | PGE Fresno | PGE | Kearney | 230 | 140 | LDES |  |  | 0 | 0 |  | 0 | 0 |  | 0 | 0 |  | 0 | 0 | 0 | 0 | 0 |  | 0 | 0 | 0 | 0 | 0 |  | 0 | 0 | 0 | 0 | 0 | 0 | 0
PG&E FRESNO | PGE Fresno | PGE | Kearney | 70 |  | LDES |  |  | 0 | 0 |  | 0 | 0 |  | 0 | 0 |  | 0 | 0 | 0 | 0 | 0 |  | 0 | 0 | 0 | 0 | 0 |  | 0 | 0 | 0 | 0 | 0 | 0 | 0
PG&E GBA | PGE GBA | PGE | Kelso | 230 | 32 | LDES |  |  | 0 | 0 |  | 0 | 0 |  | 0 | 0 |  | 0 | 0 | 0 | 0 | 0 |  | 0 | 0 | 0 | 0 | 0 |  | 0 | 0 | 0 | 0 | 0 | 0 | 0
PG&E FRESNO | PGE Fresno | PGE | Kerchoff 1 | 115 | 150 | LDES |  |  | 0 | 0 |  | 0 | 0 |  | 0 | 0 |  | 0 | 0 | 0 | 0 | 0 |  | 0 | 0 | 0 | 0 | 0 |  | 0 | 0 | 0 | 0 | 0 | 0 | 0
PG&E KERN | PGE Kern | PGE | Kern Oil | 115 | 101 | LDES |  |  | 0 | 0 |  | 0 | 0 |  | 0 | 0 |  | 0 | 0 | 0 | 0 | 0 |  | 0 | 0 | 0 | 0 | 0 |  | 0 | 0 | 0 | 0 | 0 | 0 | 0
PG&E KERN | PGE Kern | PGE | Kern PP | 115 | 104 | LDES |  |  | 0 | 0 |  | 0 | 0 |  | 0 | 0 |  | 0 | 0 | 0 | 0 | 0 |  | 0 | 0 | 0 | 0 | 0 |  | 0 | 0 | 0 | 0 | 0 | 0 | 0
PG&E KERN | PGE Kern | PGE | Kern PP | 230 | 96 | LDES |  |  | 0 | 0 |  | 0 | 0 |  | 0 | 0 |  | 0 | 0 | 0 | 0 | 0 |  | 0 | 0 | 0 | 0 | 0 |  | 0 | 0 | 0 | 0 | 0 | 0 | 0
PG&E KERN | PGE Kern | PGE | Kern PP | 70 |  | LDES |  |  | 0 | 0 |  | 0 | 0 |  | 0 | 0 |  | 0 | 0 | 0 | 0 | 0 |  | 0 | 0 | 0 | 0 | 0 |  | 0 | 0 | 0 | 0 | 0 | 0 | 0
PG&E KERN | PGE Kern | PGE | Kernridge | 115 | 100 | LDES |  |  | 0 | 0 |  | 0 | 0 |  | 0 | 0 |  | 0 | 0 | 0 | 0 | 0 |  | 0 | 0 | 0 | 0 | 0 |  | 0 | 0 | 0 | 0 | 0 | 0 | 0
PG&E FRESNO | PGE Fresno | PGE | Kingsburg | 115 | 148 | LDES |  |  | 0 | 0 |  | 0 | 0 |  | 0 | 0 |  | 0 | 0 | 0 | 0 | 0 |  | 0 | 0 | 0 | 0 | 0 |  | 0 | 0 | 0 | 0 | 0 | 0 | 0
PG&E GBA | PGE GBA | PGE | Kirker | 115 | 1 | LDES |  |  | 0 | 0 |  | 0 | 0 |  | 0 | 0 |  | 0 | 0 | 0 | 0 | 0 |  | 0 | 0 | 0 | 0 | 0 |  | 0 | 0 | 0 | 0 | 0 | 0 | 0
PG&E NGBA | PGE NGBA | PGE | Knights Landing | 115 | 18 | LDES |  |  | 0 | 0 |  | 0 | 0 |  | 0 | 0 |  | 0 | 0 | 0 | 0 | 0 |  | 0 | 0 | 0 | 0 | 0 |  | 0 | 0 | 0 | 0 | 0 | 0 | 0
PG&E NGBA | PGE NGBA | PGE | Konocti | 60 |  | LDES |  |  | 0 | 0 |  | 0 | 0 |  | 0 | 0 |  | 0 | 0 | 0 | 0 | 0 |  | 0 | 0 | 0 | 0 | 0 |  | 0 | 0 | 0 | 0 | 0 | 0 | 0
SCE NOL | SCE NOL | SCE | Kramer | 115 | 160 | LDES |  |  | 0 | 0 |  | 0 | 0 |  | 0 | 0 |  | 0 | 0 | 0 | 0 | 0 |  | 0 | 0 | 0 | 0 | 0 |  | 0 | 0 | 0 | 0 | 0 | 0 | 0
SCE NOL | SCE NOL | SCE | Kramer | 230 | 160 | LDES |  |  | 0 | 0 |  | 0 | 0 |  | 0 | 0 |  | 0 | 0 | 0 | 0 | 0 |  | 0 | 0 | 0 | 0 | 0 |  | 0 | 0 | 0 | 0 | 0 | 0 | 0
SCE Metro | SCE Metro | SCE | La Cienega | 230 | 132 | LDES |  |  | 0 | 0 |  | 0 | 0 |  | 0 | 0 |  | 0 | 0 | 0 | 0 | 0 |  | 0 | 0 | 0 | 0 | 0 |  | 0 | 0 | 0 | 0 | 0 | 0 | 0
SCE Metro | SCE Metro | SCE | La Fresa | 230 | 132 | LDES |  |  | 0 | 0 |  | 0 | 0 |  | 0 | 0 |  | 0 | 0 | 0 | 0 | 0 |  | 0 | 0 | 0 | 0 | 0 |  | 0 | 0 | 0 | 0 | 0 | 0 | 0
SCE Metro | SCE Metro | SCE | Laguna Bell | 230 | 97 | LDES |  |  | 0 | 0 |  | 0 | 0 |  | 0 | 0 |  | 0 | 0 | 0 | 0 | 0 |  | 0 | 0 | 0 | 0 | 0 |  | 0 | 0 | 0 | 0 | 0 | 0 | 0
PG&E KERN | PGE Kern | PGE | Lakeview | 70 |  | LDES |  |  | 0 | 0 |  | 0 | 0 |  | 0 | 0 |  | 0 | 0 | 0 | 0 | 0 |  | 0 | 0 | 0 | 0 | 0 |  | 0 | 0 | 0 | 0 | 0 | 0 | 0
PG&E NGBA | PGE NGBA | PGE | Lakeville | 230 | 62 | LDES |  |  | 0 | 0 |  | 0 | 0 |  | 0 | 0 |  | 0 | 0 | 0 | 0 | 0 |  | 0 | 0 | 0 | 0 | 0 |  | 0 | 0 | 0 | 0 | 0 | 0 | 0
PG&E NGBA | PGE NGBA | PGE | Lakeville | 60 |  | LDES |  |  | 0 | 0 |  | 0 | 0 |  | 0 | 0 |  | 0 | 0 | 0 | 0 | 0 |  | 0 | 0 | 0 | 0 | 0 |  | 0 | 0 | 0 | 0 | 0 | 0 | 0
PG&E NGBA | PGE NGBA | PGE | Lakeville | 115 | 57 | LDES |  |  | 0 | 0 |  | 0 | 0 |  | 0 | 0 |  | 0 | 0 | 0 | 0 | 0 |  | 0 | 0 | 0 | 0 | 0 |  | 0 | 0 | 0 | 0 | 0 | 0 | 0
PG&E GBA | PGE GBA | PGE | Lakewood | 115 | 1 | LDES |  |  | 0 | 0 |  | 0 | 0 |  | 0 | 0 |  | 0 | 0 | 0 | 0 | 0 |  | 0 | 0 | 0 | 0 | 0 |  | 0 | 0 | 0 | 0 | 0 | 0 | 0
PG&E NGBA | PGE NGBA | PGE | Lambie | 230 | 59 | LDES |  |  | 0 | 0 |  | 0 | 0 |  | 0 | 0 |  | 0 | 0 | 0 | 0 | 0 |  | 0 | 0 | 0 | 0 | 0 |  | 0 | 0 | 0 | 0 | 0 | 0 | 0
PG&E GBA | PGE GBA | PGE | Lammers | 115 | 44 | LDES |  |  | 0 | 0 |  | 0 | 0 |  | 0 | 0 |  | 0 | 0 | 0 | 0 | 0 |  | 0 | 0 | 0 | 0 | 0 |  | 0 | 0 | 0 | 0 | 0 | 0 | 0
PG&E KERN | PGE Kern | PGE | Lamont | 115 | 108 | LDES |  |  | 0 | 0 |  | 0 | 0 |  | 0 | 0 |  | 0 | 0 | 0 | 0 | 0 |  | 0 | 0 | 0 | 0 | 0 |  | 0 | 0 | 0 | 0 | 0 | 0 | 0
PG&E FRESNO | PGE Fresno | PGE | Las Aguilas | 230 | 120 | LDES |  |  | 0 | 0 |  | 0 | 0 |  | 0 | 0 |  | 0 | 0 | 0 | 0 | 0 |  | 0 | 0 | 0 | 0 | 0 |  | 0 | 0 | 0 | 0 | 0 | 0 | 0
EOP | SCE EOP | SCE | Lathrop | 138 | 177 | LDES |  |  | 0 | 0 |  | 0 | 0 |  | 0 | 0 |  | 0 | 0 | 0 | 0 | 0 |  | 0 | 0 | 0 | 0 | 0 |  | 0 | 0 | 0 | 0 | 0 | 0 | 0
EOP | SCE EOP | SCE | Lathrop | 230 | 177 | LDES |  |  | 0 | 0 |  | 0 | 0 |  | 0 | 0 |  | 0 | 0 | 0 | 0 | 0 |  | 0 | 0 | 0 | 0 | 0 |  | 0 | 0 | 0 | 0 | 0 | 0 | 0
PG&E FRESNO | PGE Fresno | PGE | Le Grand | 115 | 166 | LDES |  |  | 0 | 0 |  | 0 | 0 |  | 0 | 0 |  | 0 | 0 | 0 | 0 | 0 |  | 0 | 0 | 0 | 0 | 0 |  | 0 | 0 | 0 | 0 | 0 | 0 | 0
PG&E FRESNO | PGE Fresno | PGE | Lemoore | 70 |  | LDES |  |  | 0 | 0 |  | 0 | 0 |  | 0 | 0 |  | 0 | 0 | 0 | 0 | 0 |  | 0 | 0 | 0 | 0 | 0 |  | 0 | 0 | 0 | 0 | 0 | 0 | 0
PG&E KERN | PGE Kern | PGE | Lerdo | 115 | 106 | LDES |  |  | 0 | 0 |  | 0 | 0 |  | 0 | 0 |  | 0 | 0 | 0 | 0 | 0 |  | 0 | 0 | 0 | 0 | 0 |  | 0 | 0 | 0 | 0 | 0 | 0 | 0
SCE Metro | SCE Metro | SCE | Lewis | 230 | 97 | LDES |  |  | 0 | 0 |  | 0 | 0 |  | 0 | 0 |  | 0 | 0 | 0 | 0 | 0 |  | 0 | 0 | 0 | 0 | 0 |  | 0 | 0 | 0 | 0 | 0 | 0 | 0
SCE Metro | SCE Metro | SCE | Lighthipe | 230 | 132 | LDES |  |  | 0 | 0 |  | 0 | 0 |  | 0 | 0 |  | 0 | 0 | 0 | 0 | 0 |  | 0 | 0 | 0 | 0 | 0 |  | 0 | 0 | 0 | 0 | 0 | 0 | 0
SDGE | SDGE Imperial | SDGE | Lilac | 69 |  | LDES |  |  | 0 | 0 |  | 0 | 0 |  | 0 | 0 |  | 0 | 0 | 0 | 0 | 0 |  | 0 | 0 | 0 | 0 | 0 |  | 0 | 0 | 0 | 0 | 0 | 0 | 0
PG&E NGBA | PGE NGBA | PGE | Lincoln | 115 | 24 | LDES |  |  | 0 | 0 |  | 0 | 0 |  | 0 | 0 |  | 0 | 0 | 0 | 0 | 0 |  | 0 | 0 | 0 | 0 | 0 |  | 0 | 0 | 0 | 0 | 0 | 0 | 0
PG&E KERN | PGE Kern | PGE | Live Oak | 115 | 92 | LDES |  |  | 0 | 0 |  | 0 | 0 |  | 0 | 0 |  | 0 | 0 | 0 | 0 | 0 |  | 0 | 0 | 0 | 0 | 0 |  | 0 | 0 | 0 | 0 | 0 | 0 | 0
PG&E GBA | PGE GBA | PGE | Llagas | 115 | 40 | LDES |  |  | 0 | 0 |  | 0 | 0 |  | 0 | 0 |  | 0 | 0 | 0 | 0 | 0 |  | 0 | 0 | 0 | 0 | 0 |  | 0 | 0 | 0 | 0 | 0 | 0 | 0
PG&E GBA | PGE GBA | PGE | Lockeford | 115 | 15 | LDES |  |  | 0 | 0 |  | 0 | 0 |  | 0 | 0 |  | 0 | 0 | 0 | 0 | 0 |  | 0 | 0 | 0 | 0 | 0 |  | 0 | 0 | 0 | 0 | 0 | 0 | 0
PG&E GBA | PGE GBA | PGE | Lockeford | 230 | 66 | LDES |  |  | 0 | 0 |  | 0 | 0 |  | 0 | 0 |  | 0 | 0 | 0 | 0 | 0 |  | 0 | 0 | 0 | 0 | 0 |  | 0 | 0 | 0 | 0 | 0 | 0 | 0
PG&E GBA | PGE GBA | PGE | Lockeford | 60 |  | LDES |  |  | 0 | 0 |  | 0 | 0 |  | 0 | 0 |  | 0 | 0 | 0 | 0 | 0 |  | 0 | 0 | 0 | 0 | 0 |  | 0 | 0 | 0 | 0 | 0 | 0 | 0
PG&E GBA | PGE GBA | PGE | Lodi | 230 | 16 | LDES |  |  | 0 | 0 |  | 0 | 0 |  | 0 | 0 |  | 0 | 0 | 0 | 0 | 0 |  | 0 | 0 | 0 | 0 | 0 |  | 0 | 0 | 0 | 0 | 0 | 0 | 0
PG&E NGBA | PGE NGBA | PGE | Logan Creek | 230 | 25 | LDES |  |  | 0 | 0 |  | 0 | 0 |  | 0 | 0 |  | 0 | 0 | 0 | 0 | 0 |  | 0 | 0 | 0 | 0 | 0 |  | 0 | 0 | 0 | 0 | 0 | 0 | 0
PG&E GBA | PGE GBA | PGE | Lone Tree | 230 | 30 | LDES |  |  | 0 | 0 |  | 0 | 0 |  | 0 | 0 |  | 0 | 0 | 0 | 0 | 0 |  | 0 | 0 | 0 | 0 | 0 |  | 0 | 0 | 0 | 0 | 0 | 0 | 0
PG&E FRESNO | PGE Fresno | PGE | Los Banos | 230 | 88 | LDES |  |  | 0 | 0 |  | 0 | 0 |  | 0 | 0 |  | 0 | 0 | 0 | 0 | 0 |  | 0 | 0 | 0 | 0 | 0 |  | 0 | 0 | 0 | 0 | 0 | 0 | 0
PG&E FRESNO | PGE Fresno | PGE | Los Banos | 500 | 77 | LDES |  |  | 0 | 0 |  | 0 | 0 |  | 0 | 0 |  | 0 | 0 | 0 | 0 | 0 |  | 0 | 0 | 0 | 0 | 0 |  | 0 | 0 | 0 | 0 | 0 | 0 | 0
SDGE | SDGE Imperial | SDGE | Los Coches | 138 | 189 | LDES |  |  | 0 | 0 |  | 0 | 0 |  | 0 | 0 |  | 0 | 0 | 0 | 0 | 0 |  | 0 | 0 | 0 | 0 | 0 |  | 0 | 0 | 0 | 0 | 0 | 0 | 0
SDGE | SDGE Imperial | SDGE | Los Coches | 69 |  | LDES |  |  | 0 | 0 |  | 0 | 0 |  | 0 | 0 |  | 0 | 0 | 0 | 0 | 0 |  | 0 | 0 | 0 | 0 | 0 |  | 0 | 0 | 0 | 0 | 0 | 0 | 0
PG&E GBA | PGE GBA | PGE | Los Esteros | 115 | 38 | LDES |  |  | 0 | 0 |  | 0 | 0 |  | 0 | 0 |  | 0 | 0 | 0 | 0 | 0 |  | 0 | 0 | 0 | 0 | 0 |  | 0 | 0 | 0 | 0 | 0 | 0 | 0
PG&E GBA | PGE GBA | PGE | Los Esteros | 230 | 38 | LDES |  |  | 0 | 0 |  | 0 | 0 |  | 0 | 0 |  | 0 | 0 | 0 | 0 | 0 |  | 0 | 0 | 0 | 0 | 0 |  | 0 | 0 | 0 | 0 | 0 | 0 | 0
PG&E GBA | PGE GBA | PGE | Los Positas | 230 |  | LDES |  |  | 0 | 0 |  | 0 | 0 |  | 0 | 0 |  | 0 | 0 | 0 | 0 | 0 |  | 0 | 0 | 0 | 0 | 0 |  | 0 | 0 | 0 | 0 | 0 | 0 | 0
PG&E GBA | PGE GBA | PGE | Los Positas | 60 |  | LDES |  |  | 0 | 0 |  | 0 | 0 |  | 0 | 0 |  | 0 | 0 | 0 | 0 | 0 |  | 0 | 0 | 0 | 0 | 0 |  | 0 | 0 | 0 | 0 | 0 | 0 | 0
SDGE | SDGE Imperial | SDGE | Loveland | 69 |  | LDES |  |  | 0 | 0 |  | 0 | 0 |  | 0 | 0 |  | 0 | 0 | 0 | 0 | 0 |  | 0 | 0 | 0 | 0 | 0 |  | 0 | 0 | 0 | 0 | 0 | 0 | 0
SCE NOL | SCE NOL | SCE | Lugo | 230 | 110 | LDES |  |  | 1 | 0 |  | 0 | 0 |  | 0 | 0 |  | 0 | 0 | 0 | 0 | 362 |  | 362 | 0 | 0 | 0 | 362 |  | 362 | 362 | 0 | 362 | 362 | 0 | 362
SCE Metro | SCE NOL | SCE | Lugo | 500 | 97 | LDES |  |  | 0 | 0 |  | 0 | 0 |  | 0 | 0 |  | 0 | 0 | 0 | 0 | 0 |  | 0 | 0 | 0 | 0 | 0 |  | 0 | 0 | 0 | 0 | 0 | 0 | 0
PG&E FRESNO | PGE Fresno | PGE | Madera | 70 |  | LDES |  |  | 0 | 0 |  | 0 | 0 |  | 0 | 0 |  | 0 | 0 | 0 | 0 | 0 |  | 0 | 0 | 0 | 0 | 0 |  | 0 | 0 | 0 | 0 | 0 | 0 | 0
PG&E NGBA | PGE NGBA | PGE | Madison | 115 | 39 | LDES |  |  | 0 | 0 |  | 0 | 0 |  | 0 | 0 |  | 0 | 0 | 0 | 0 | 0 |  | 0 | 0 | 0 | 0 | 0 |  | 0 | 0 | 0 | 0 | 0 | 0 | 0
PG&E KERN | PGE Kern | PGE | Magunden | 115 | 99 | LDES |  |  | 0 | 0 |  | 0 | 0 |  | 0 | 0 |  | 0 | 0 | 0 | 0 | 0 |  | 0 | 0 | 0 | 0 | 0 |  | 0 | 0 | 0 | 0 | 0 | 0 | 0
SCE Northern | PGE Kern | PGE | Magunden | 230 | 144 | LDES |  |  | 0 | 0 |  | 0 | 0 |  | 0 | 0 |  | 0 | 0 | 0 | 0 | 0 |  | 0 | 0 | 0 | 0 | 0 |  | 0 | 0 | 0 | 0 | 0 | 0 | 0
PG&E FRESNO | PGE Fresno | PGE | Malaga | 115 | 148 | LDES |  |  | 0 | 0 |  | 0 | 0 |  | 0 | 0 |  | 0 | 0 | 0 | 0 | 0 |  | 0 | 0 | 0 | 0 | 0 |  | 0 | 0 | 0 | 0 | 0 | 0 | 0
PG&E NGBA | PGE NGBA | PGE | Malin | 500 | 1 | LDES |  |  | 0 | 0 |  | 0 | 0 |  | 0 | 0 |  | 0 | 0 | 0 | 0 | 0 |  | 0 | 0 | 0 | 0 | 0 |  | 0 | 0 | 0 | 0 | 0 | 0 | 0
SCE Northern | SCE Northern | SCE | Mandalay | 230 | 157 | LDES |  |  | 0 | 0 |  | 0 | 0 |  | 0 | 0 |  | 0 | 0 | 0 | 0 | 0 |  | 0 | 0 | 0 | 0 | 0 |  | 0 | 0 | 0 | 0 | 0 | 0 | 0
PG&E FRESNO | PGE Fresno | PGE | Manning | 230 | 69 | LDES |  |  | 0 | 0 |  | 0 | 0 |  | 0 | 0 |  | 0 | 0 | 0 | 0 | 0 |  | 0 | 0 | 0 | 0 | 0 |  | 0 | 0 | 0 | 0 | 0 | 0 | 0
PG&E FRESNO | PGE Fresno | PGE | Manning | 500 |  | LDES |  |  | 0 | 0 |  | 0 | 0 |  | 0 | 0 |  | 0 | 0 | 0 | 0 | 0 |  | 0 | 0 | 0 | 0 | 0 |  | 0 | 0 | 0 | 0 | 0 | 0 | 0
PG&E GBA | PGE GBA | PGE | Manteca | 115 | 127 | LDES |  |  | 0 | 0 |  | 0 | 0 |  | 0 | 0 |  | 0 | 0 | 0 | 0 | 0 |  | 0 | 0 | 0 | 0 | 0 |  | 0 | 0 | 0 | 0 | 0 | 0 | 0
SDGE | SDGE Imperial | SDGE | Margarita | 138 | 187 | LDES |  |  | 0 | 0 |  | 0 | 0 |  | 0 | 0 |  | 0 | 0 | 0 | 0 | 0 |  | 0 | 0 | 0 | 0 | 0 |  | 0 | 0 | 0 | 0 | 0 | 0 | 0
PG&E GBA | PGE GBA | PGE | Martin | 230 | 3 | LDES |  |  | 0 | 0 |  | 0 | 0 |  | 0 | 0 |  | 0 | 0 | 0 | 0 | 0 |  | 0 | 0 | 0 | 0 | 0 |  | 0 | 0 | 0 | 0 | 0 | 0 | 0
PG&E GBA | PGE GBA | PGE | Martin | 115 | 31 | LDES |  |  | 0 | 0 |  | 0 | 0 |  | 0 | 0 |  | 0 | 0 | 0 | 0 | 0 |  | 0 | 0 | 0 | 0 | 0 |  | 0 | 0 | 0 | 0 | 0 | 0 | 0
PG&E GBA | PGE GBA | PGE | Martinez | 115 | 51 | LDES |  |  | 0 | 0 |  | 0 | 0 |  | 0 | 0 |  | 0 | 0 | 0 | 0 | 0 |  | 0 | 0 | 0 | 0 | 0 |  | 0 | 0 | 0 | 0 | 0 | 0 | 0
PG&E FRESNO | PGE Fresno | PGE | Mc Mullin | 230 | 117 | LDES |  |  | 0 | 0 |  | 0 | 0 |  | 0 | 0 |  | 0 | 0 | 0 | 0 | 0 |  | 0 | 0 | 0 | 0 | 0 |  | 0 | 0 | 0 | 0 | 0 | 0 | 0
PG&E FRESNO | PGE Fresno | PGE | McCall | 115 | 118 | LDES |  |  | 0 | 0 |  | 0 | 0 |  | 0 | 0 |  | 0 | 0 | 0 | 0 | 0 |  | 0 | 0 | 0 | 0 | 0 |  | 0 | 0 | 0 | 0 | 0 | 0 | 0
PG&E FRESNO | PGE Fresno | PGE | McCall | 230 | 117 | LDES |  |  | 0 | 0 |  | 0 | 0 |  | 0 | 0 |  | 0 | 0 | 0 | 0 | 0 |  | 0 | 0 | 0 | 0 | 0 |  | 0 | 0 | 0 | 0 | 0 | 0 | 0
PG&E GBA | PGE GBA | PGE | Meadow Lane | 115 | 1 | LDES |  |  | 0 | 0 |  | 0 | 0 |  | 0 | 0 |  | 0 | 0 | 0 | 0 | 0 |  | 0 | 0 | 0 | 0 | 0 |  | 0 | 0 | 0 | 0 | 0 | 0 | 0
PG&E GBA | PGE GBA | PGE | Melones | 115 | 44 | LDES |  |  | 0 | 0 |  | 0 | 0 |  | 0 | 0 |  | 0 | 0 | 0 | 0 | 0 |  | 0 | 0 | 0 | 0 | 0 |  | 0 | 0 | 0 | 0 | 0 | 0 | 0
PG&E GBA | PGE GBA | PGE | Melones | 230 | 44 | LDES |  |  | 0 | 0 |  | 0 | 0 |  | 0 | 0 |  | 0 | 0 | 0 | 0 | 0 |  | 0 | 0 | 0 | 0 | 0 |  | 0 | 0 | 0 | 0 | 0 | 0 | 0
SDGE | SDGE Imperial | SDGE | Melrose | 69 |  | LDES |  |  | 0 | 0 |  | 0 | 0 |  | 0 | 0 |  | 0 | 0 | 0 | 0 | 0 |  | 0 | 0 | 0 | 0 | 0 |  | 0 | 0 | 0 | 0 | 0 | 0 | 0
PG&E NGBA | PGE NGBA | PGE | Mendocino | 115 | 27 | LDES |  |  | 0 | 0 |  | 0 | 0 |  | 0 | 0 |  | 0 | 0 | 0 | 0 | 0 |  | 0 | 0 | 0 | 0 | 0 |  | 0 | 0 | 0 | 0 | 0 | 0 | 0
PG&E NGBA | PGE NGBA | PGE | Mendocino | 60 |  | LDES |  | Mapped as Flow-Battery | 0 | 0 |  | 0 | 0 |  | 0 | 0 |  | 0 | 0 | 0 | 0 | 0 |  | 0 | 0 | 0 | 0 | 0 |  | 0 | 0 | 0 | 0 | 0 | 0 | 0
PG&E FRESNO | PGE Fresno | PGE | Mendota | 115 | 164 | LDES |  |  | 0 | 0 |  | 0 | 0 |  | 0 | 0 |  | 0 | 0 | 0 | 0 | 0 |  | 0 | 0 | 0 | 0 | 0 |  | 0 | 0 | 0 | 0 | 0 | 0 | 0
PG&E GBA | PGE GBA | PGE | Menlo | 60 |  | LDES |  |  | 0 | 0 |  | 0 | 0 |  | 0 | 0 |  | 0 | 0 | 0 | 0 | 0 |  | 0 | 0 | 0 | 0 | 0 |  | 0 | 0 | 0 | 0 | 0 | 0 | 0
PG&E FRESNO | PGE Fresno | PGE | Merced | 115 | 162 | LDES |  |  | 0 | 0 |  | 0 | 0 |  | 0 | 0 |  | 0 | 0 | 0 | 0 | 0 |  | 0 | 0 | 0 | 0 | 0 |  | 0 | 0 | 0 | 0 | 0 | 0 | 0
EOP | SCE EOP | SCE | Mercury | 138 | 177 | LDES |  |  | 0 | 0 |  | 0 | 0 |  | 0 | 0 |  | 0 | 0 | 0 | 0 | 0 |  | 0 | 0 | 0 | 0 | 0 |  | 0 | 0 | 0 | 0 | 0 | 0 | 0
PG&E FRESNO | PGE Fresno | PGE | Mercy Springs | 70 |  | LDES |  |  | 0 | 0 |  | 0 | 0 |  | 0 | 0 |  | 0 | 0 | 0 | 0 | 0 |  | 0 | 0 | 0 | 0 | 0 |  | 0 | 0 | 0 | 0 | 0 | 0 | 0
PG&E NGBA | PGE NGBA | PGE | Meridian | 60 |  | LDES |  |  | 0 | 0 |  | 0 | 0 |  | 0 | 0 |  | 0 | 0 | 0 | 0 | 0 |  | 0 | 0 | 0 | 0 | 0 |  | 0 | 0 | 0 | 0 | 0 | 0 | 0
PG&E KERN | PGE Kern | PGE | Mesa (PGE) | 115 | 111 | LDES |  |  | 0 | 0 |  | 0 | 0 |  | 0 | 0 |  | 0 | 0 | 0 | 0 | 0 |  | 0 | 0 | 0 | 0 | 0 |  | 0 | 0 | 0 | 0 | 0 | 0 | 0
PG&E KERN | PGE Kern | PGE | Mesa (PGE) | 230 | 122 | LDES |  |  | 1 | 0 |  | 0 | 0 |  | 0 | 0 |  | 0 | 0 | 0 | 0 | 100 |  | 100 | 0 | 0 | 0 | 100 |  | 100 | 100 | 0 | 100 | 100 | 0 | 100
SCE Metro | SCE Metro | SCE | Mesa (SCE) | 230 | 97 | LDES |  |  | 0 | 0 |  | 0 | 0 |  | 0 | 0 |  | 0 | 0 | 0 | 0 | 0 |  | 0 | 0 | 0 | 0 | 0 |  | 0 | 0 | 0 | 0 | 0 | 0 | 0
SCE Metro | SCE Metro | SCE | Mesa (SCE) | 500 | 97 | LDES |  |  | 0 | 0 |  | 0 | 0 |  | 0 | 0 |  | 0 | 0 | 0 | 0 | 0 |  | 0 | 0 | 0 | 0 | 0 |  | 0 | 0 | 0 | 0 | 0 | 0 | 0
SDGE | SDGE Imperial | SDGE | Mesa Heights | 69 |  | LDES |  |  | 0 | 0 |  | 0 | 0 |  | 0 | 0 |  | 0 | 0 | 0 | 0 | 0 |  | 0 | 0 | 0 | 0 | 0 |  | 0 | 0 | 0 | 0 | 0 | 0 | 0
PG&E GBA | PGE GBA | PGE | Metcalf | 115 | 11 | LDES |  |  | 0 | 0 |  | 0 | 0 |  | 0 | 0 |  | 0 | 0 | 0 | 0 | 0 |  | 0 | 0 | 0 | 0 | 0 |  | 0 | 0 | 0 | 0 | 0 | 0 | 0
PG&E GBA | PGE GBA | PGE | Metcalf | 230 | 11 | LDES |  |  | 0 | 0 |  | 0 | 0 |  | 0 | 0 |  | 0 | 0 | 0 | 0 | 0 |  | 0 | 0 | 0 | 0 | 0 |  | 0 | 0 | 0 | 0 | 0 | 0 | 0
PG&E GBA | PGE GBA | PGE | Metcalf | 500 | 77 | LDES |  |  | 0 | 0 |  | 0 | 0 |  | 0 | 0 |  | 0 | 0 | 0 | 0 | 0 |  | 0 | 0 | 0 | 0 | 0 |  | 0 | 0 | 0 | 0 | 0 | 0 | 0
PG&E KERN | PGE Kern | PGE | Midway | 115 | 112 | LDES |  |  | 0 | 0 |  | 0 | 0 |  | 0 | 0 |  | 0 | 0 | 0 | 0 | 0 |  | 0 | 0 | 0 | 0 | 0 |  | 0 | 0 | 0 | 0 | 0 | 0 | 0
PG&E KERN | PGE Kern | PGE | Midway | 230 | 102 | LDES |  |  | 0 | 0 |  | 0 | 0 |  | 0 | 0 |  | 0 | 0 | 0 | 0 | 0 |  | 0 | 0 | 0 | 0 | 0 |  | 0 | 0 | 0 | 0 | 0 | 0 | 0
PG&E KERN | PGE Kern | PGE | Midway | 500 | 73 | LDES |  |  | 0 | 0 |  | 0 | 0 |  | 0 | 0 |  | 0 | 0 | 0 | 0 | 0 |  | 0 | 0 | 0 | 0 | 0 |  | 0 | 0 | 0 | 0 | 0 | 0 | 0
SDGE | SDGE Imperial | SDGE | Miguel | 230 | 196 | LDES |  |  | 0 | 0 |  | 0 | 0 |  | 0 | 0 |  | 0 | 0 | 0 | 0 | 0 |  | 0 | 0 | 0 | 0 | 0 |  | 0 | 0 | 0 | 0 | 0 | 0 | 0
SDGE | SDGE Imperial | SDGE | Miguel | 500 | 196 | LDES |  |  | 0 | 0 |  | 0 | 0 |  | 0 | 0 |  | 0 | 0 | 0 | 0 | 0 |  | 0 | 0 | 0 | 0 | 0 |  | 0 | 0 | 0 | 0 | 0 | 0 | 0
SDGE | SDGE Imperial | SDGE | Miguel | 69 |  | LDES |  |  | 0 | 0 |  | 0 | 0 |  | 0 | 0 |  | 0 | 0 | 0 | 0 | 0 |  | 0 | 0 | 0 | 0 | 0 |  | 0 | 0 | 0 | 0 | 0 | 0 | 0
PG&E GBA | PGE GBA | PGE | Millbrae | 115 | 31 | LDES |  |  | 0 | 0 |  | 0 | 0 |  | 0 | 0 |  | 0 | 0 | 0 | 0 | 0 |  | 0 | 0 | 0 | 0 | 0 |  | 0 | 0 | 0 | 0 | 0 | 0 | 0
PG&E GBA | PGE GBA | PGE | Miller | 115 | 44 | LDES |  |  | 0 | 0 |  | 0 | 0 |  | 0 | 0 |  | 0 | 0 | 0 | 0 | 0 |  | 0 | 0 | 0 | 0 | 0 |  | 0 | 0 | 0 | 0 | 0 | 0 | 0
SCE Metro | SCE Metro | SCE | Mira Loma | 230 | 97 | LDES |  |  | 0 | 0 |  | 0 | 0 |  | 0 | 0 |  | 0 | 0 | 0 | 0 | 0 |  | 0 | 0 | 0 | 0 | 0 |  | 0 | 0 | 0 | 0 | 0 | 0 | 0
SCE Metro | SCE Metro | SCE | Mira Loma | 500 | 97 | LDES |  |  | 0 | 0 |  | 0 | 0 |  | 0 | 0 |  | 0 | 0 | 0 | 0 | 0 |  | 0 | 0 | 0 | 0 | 0 |  | 0 | 0 | 0 | 0 | 0 | 0 | 0
SCE Eastern | SCE Eastern | SCE | Mirage | 115 | 174 | LDES |  |  | 0 | 0 |  | 0 | 0 |  | 0 | 0 |  | 0 | 0 | 0 | 0 | 0 |  | 0 | 0 | 0 | 0 | 0 |  | 0 | 0 | 0 | 0 | 0 | 0 | 0
SCE Eastern | SCE Eastern | SCE | Mirage | 230 |  | LDES |  |  | 0 | 0 |  | 0 | 0 |  | 0 | 0 |  | 0 | 0 | 0 | 0 | 0 |  | 0 | 0 | 0 | 0 | 0 |  | 0 | 0 | 0 | 0 | 0 | 0 | 0
SDGE | SDGE Imperial | SDGE | Mission | 138 | 186 | LDES |  |  | 0 | 0 |  | 0 | 0 |  | 0 | 0 |  | 0 | 0 | 0 | 0 | 0 |  | 0 | 0 | 0 | 0 | 0 |  | 0 | 0 | 0 | 0 | 0 | 0 | 0
SDGE | SDGE Imperial | SDGE | Mission | 230 | 186 | LDES |  |  | 0 | 0 |  | 0 | 0 |  | 0 | 0 |  | 0 | 0 | 0 | 0 | 0 |  | 0 | 0 | 0 | 0 | 0 |  | 0 | 0 | 0 | 0 | 0 | 0 | 0
SDGE | SDGE Imperial | SDGE | Mission | 69 |  | LDES |  |  | 0 | 0 |  | 0 | 0 |  | 0 | 0 |  | 0 | 0 | 0 | 0 | 0 |  | 0 | 0 | 0 | 0 | 0 |  | 0 | 0 | 0 | 0 | 0 | 0 | 0
PG&E GBA | PGE GBA | PGE | Mi-Wuk | 115 | 44 | LDES |  |  | 0 | 0 |  | 0 | 0 |  | 0 | 0 |  | 0 | 0 | 0 | 0 | 0 |  | 0 | 0 | 0 | 0 | 0 |  | 0 | 0 | 0 | 0 | 0 | 0 | 0
EOP | SCE EOP | SCE | Mohave | 500 | 131 | LDES |  |  | 0 | 0 |  | 0 | 0 |  | 0 | 0 |  | 0 | 0 | 0 | 0 | 0 |  | 0 | 0 | 0 | 0 | 0 |  | 0 | 0 | 0 | 0 | 0 | 0 | 0
PG&E NGBA | PGE NGBA | PGE | Monroe | 115 | 27 | LDES |  |  | 0 | 0 |  | 0 | 0 |  | 0 | 0 |  | 0 | 0 | 0 | 0 | 0 |  | 0 | 0 | 0 | 0 | 0 |  | 0 | 0 | 0 | 0 | 0 | 0 | 0
SDGE | SDGE Imperial | SDGE | Monserate | 69 |  | LDES |  |  | 0 | 0 |  | 0 | 0 |  | 0 | 0 |  | 0 | 0 | 0 | 0 | 0 |  | 0 | 0 | 0 | 0 | 0 |  | 0 | 0 | 0 | 0 | 0 | 0 | 0
PG&E GBA | PGE GBA | PGE | Monta Vista | 115 | 80 | LDES |  |  | 0 | 0 |  | 0 | 0 |  | 0 | 0 |  | 0 | 0 | 0 | 0 | 0 |  | 0 | 0 | 0 | 0 | 0 |  | 0 | 0 | 0 | 0 | 0 | 0 | 0
PG&E GBA | PGE GBA | PGE | Monta Vista | 230 | 10 | LDES |  |  | 0 | 0 |  | 0 | 0 |  | 0 | 0 |  | 0 | 0 | 0 | 0 | 0 |  | 0 | 0 | 0 | 0 | 0 |  | 0 | 0 | 0 | 0 | 0 | 0 | 0
PG&E GBA | PGE GBA | PGE | Monta Vista | 60 |  | LDES |  |  | 0 | 0 |  | 0 | 0 |  | 0 | 0 |  | 0 | 0 | 0 | 0 | 0 |  | 0 | 0 | 0 | 0 | 0 |  | 0 | 0 | 0 | 0 | 0 | 0 | 0
PG&E NGBA | PGE NGBA | PGE | Monticello | 115 | 55 | LDES |  |  | 0 | 0 |  | 0 | 0 |  | 0 | 0 |  | 0 | 0 | 0 | 0 | 0 |  | 0 | 0 | 0 | 0 | 0 |  | 0 | 0 | 0 | 0 | 0 | 0 | 0
SCE Northern | SCE Northern | SCE | Moorpark | 230 | 157 | LDES |  |  | 0 | 0 |  | 0 | 0 |  | 0 | 0 |  | 0 | 0 | 0 | 0 | 0 |  | 0 | 0 | 0 | 0 | 0 |  | 0 | 0 | 0 | 0 | 0 | 0 | 0
SCE Northern | SCE Northern | SCE | Moorpark | 66 |  | LDES |  |  | 0 | 0 |  | 0 | 0 |  | 0 | 0 |  | 0 | 0 | 0 | 0 | 0 |  | 0 | 0 | 0 | 0 | 0 |  | 0 | 0 | 0 | 0 | 0 | 0 | 0
PG&E GBA | PGE GBA | PGE | Moraga | 115 | 6 | LDES |  |  | 0 | 0 |  | 0 | 0 |  | 0 | 0 |  | 0 | 0 | 0 | 0 | 0 |  | 0 | 0 | 0 | 0 | 0 |  | 0 | 0 | 0 | 0 | 0 | 0 | 0
PG&E GBA | PGE GBA | PGE | Moraga | 230 | 53 | LDES |  |  | 0 | 0 |  | 0 | 0 |  | 0 | 0 |  | 0 | 0 | 0 | 0 | 0 |  | 0 | 0 | 0 | 0 | 0 |  | 0 | 0 | 0 | 0 | 0 | 0 | 0
PG&E GBA | PGE GBA | PGE | Morgan Hill | 115 | 40 | LDES |  |  | 0 | 0 |  | 0 | 0 |  | 0 | 0 |  | 0 | 0 | 0 | 0 | 0 |  | 0 | 0 | 0 | 0 | 0 |  | 0 | 0 | 0 | 0 | 0 | 0 | 0
PG&E KERN | PGE Kern | PGE | Morro Bay | 115 | 111 | LDES |  |  | 0 | 0 |  | 0 | 0 |  | 0 | 0 |  | 0 | 0 | 0 | 0 | 0 |  | 0 | 0 | 0 | 0 | 0 |  | 0 | 0 | 0 | 0 | 0 | 0 | 0
PG&E KERN | PGE Kern | PGE | Morro Bay | 230 | 122 | LDES |  |  | 1 | 0 |  | 0 | 0 |  | 0 | 0 |  | 0 | 0 | 0 | 0 | 500 |  | 500 | 0 | 0 | 0 | 500 |  | 500 | 500 | 0 | 500 | 500 | 0 | 500
PG&E KERN | PGE Kern | PGE | Morro Bay | 500 | 98 | LDES |  |  | 0 | 0 |  | 0 | 0 |  | 0 | 0 |  | 0 | 0 | 0 | 0 | 0 |  | 0 | 0 | 0 | 0 | 0 |  | 0 | 0 | 0 | 0 | 0 | 0 | 0
PG&E GBA | PGE GBA | PGE | Moss Landing | 115 | 85 | LDES |  |  | 0 | 0 |  | 0 | 0 |  | 0 | 0 |  | 0 | 0 | 0 | 0 | 0 |  | 0 | 0 | 0 | 0 | 0 |  | 0 | 0 | 0 | 0 | 0 | 0 | 0
PG&E GBA | PGE GBA | PGE | Moss Landing | 230 | 85 | LDES |  |  | 0 | 0 |  | 0 | 0 |  | 0 | 0 |  | 0 | 0 | 0 | 0 | 0 |  | 0 | 0 | 0 | 0 | 0 |  | 0 | 0 | 0 | 0 | 0 | 0 | 0
PG&E GBA | PGE GBA | PGE | Moss Landing | 500 | 82 | LDES |  |  | 0 | 0 |  | 0 | 0 |  | 0 | 0 |  | 0 | 0 | 0 | 0 | 0 |  | 0 | 0 | 0 | 0 | 0 |  | 0 | 0 | 0 | 0 | 0 | 0 | 0
EOP | SCE EOP | SCE | Mountain Pass | 115 | 161 | LDES |  |  | 0 | 0 |  | 0 | 0 |  | 0 | 0 |  | 0 | 0 | 0 | 0 | 0 |  | 0 | 0 | 0 | 0 | 0 |  | 0 | 0 | 0 | 0 | 0 | 0 | 0
PG&E GBA | PGE GBA | PGE | Mountain View | 115 | 78 | LDES |  |  | 0 | 0 |  | 0 | 0 |  | 0 | 0 |  | 0 | 0 | 0 | 0 | 0 |  | 0 | 0 | 0 | 0 | 0 |  | 0 | 0 | 0 | 0 | 0 | 0 | 0
PG&E GBA | PGE GBA | PGE | Mt Eden | 115 | 3 | LDES |  |  | 0 | 0 |  | 0 | 0 |  | 0 | 0 |  | 0 | 0 | 0 | 0 | 0 |  | 0 | 0 | 0 | 0 | 0 |  | 0 | 0 | 0 | 0 | 0 | 0 | 0
PG&E KERN | PGE Kern | PGE | Mt Poso | 115 | 74 | LDES |  |  | 0 | 0 |  | 0 | 0 |  | 0 | 0 |  | 0 | 0 | 0 | 0 | 0 |  | 0 | 0 | 0 | 0 | 0 |  | 0 | 0 | 0 | 0 | 0 | 0 | 0
SDGE | SDGE Imperial | SDGE | Murray | 69 |  | LDES |  |  | 0 | 0 |  | 0 | 0 |  | 0 | 0 |  | 0 | 0 | 0 | 0 | 0 |  | 0 | 0 | 0 | 0 | 0 |  | 0 | 0 | 0 | 0 | 0 | 0 | 0
PG&E FRESNO | PGE Fresno | PGE | Mustang | 230 | 145 | LDES |  |  | 0 | 0 |  | 0 | 0 |  | 0 | 0 |  | 0 | 0 | 0 | 0 | 0 |  | 0 | 0 | 0 | 0 | 0 |  | 0 | 0 | 0 | 0 | 0 | 0 | 0
SCE Northern | SCE Northern | SCE | Neenach | 66 |  | LDES |  |  | 0 | 0 |  | 0 | 0 |  | 0 | 0 |  | 0 | 0 | 0 | 0 | 0 |  | 0 | 0 | 0 | 0 | 0 |  | 0 | 0 | 0 | 0 | 0 | 0 | 0
PG&E KERN | PGE Kern | PGE | New Sub - Gates - Midway (Proposed) | 230 | 93 | LDES |  |  | 0 | 0 |  | 0 | 0 |  | 0 | 0 |  | 0 | 0 | 0 | 0 | 0 |  | 0 | 0 | 0 | 0 | 0 |  | 0 | 0 | 0 | 0 | 0 | 0 | 0
PG&E KERN | PGE Kern | PGE | New Sub - Gates - Templeton (Proposed) | 230 | 130 | LDES |  |  | 0 | 0 |  | 0 | 0 |  | 0 | 0 |  | 0 | 0 | 0 | 0 | 0 |  | 0 | 0 | 0 | 0 | 0 |  | 0 | 0 | 0 | 0 | 0 | 0 | 0
SCE NOL | SCE NOL | SCE | New Sub - Kramer - Lugo (Proposed) | 230 | 160 | LDES |  |  | 0 | 0 |  | 0 | 0 |  | 0 | 0 |  | 0 | 0 | 0 | 0 | 0 |  | 0 | 0 | 0 | 0 | 0 |  | 0 | 0 | 0 | 0 | 0 | 0 | 0
PG&E FRESNO | PGE Fresno | PGE | New Sub - Los Banos - Midway (Proposed) | 500 | 73 | LDES |  |  | 0 | 0 |  | 0 | 0 |  | 0 | 0 |  | 0 | 0 | 0 | 0 | 0 |  | 0 | 0 | 0 | 0 | 0 |  | 0 | 0 | 0 | 0 | 0 | 0 | 0
SCE NOL | SCE NOL | SCE | New Sub - Lugo - Pisgah (Proposed) | 230 | 141 | LDES |  |  | 0 | 0 |  | 0 | 0 |  | 0 | 0 |  | 0 | 0 | 0 | 0 | 0 |  | 0 | 0 | 0 | 0 | 0 |  | 0 | 0 | 0 | 0 | 0 | 0 | 0
PG&E KERN | PGE Kern | PGE | New Sub - Midway - Wheeler Ridge (Proposed) | 230 | 93 | LDES |  |  | 0 | 0 |  | 0 | 0 |  | 0 | 0 |  | 0 | 0 | 0 | 0 | 0 |  | 0 | 0 | 0 | 0 | 0 |  | 0 | 0 | 0 | 0 | 0 | 0 | 0
PG&E NGBA | PGE NGBA | PGE | New Sub - Near existing Leavitt (PSREC) | 345 |  | LDES |  |  | 0 | 0 |  | 0 | 0 |  | 0 | 0 |  | 0 | 0 | 0 | 0 | 0 |  | 0 | 0 | 0 | 0 | 0 |  | 0 | 0 | 0 | 0 | 0 | 0 | 0
PG&E NGBA | PGE NGBA | PGE | New Sub - Near existing Madeline (NVE) | 345 |  | LDES |  |  | 0 | 0 |  | 0 | 0 |  | 0 | 0 |  | 0 | 0 | 0 | 0 | 0 |  | 0 | 0 | 0 | 0 | 0 |  | 0 | 0 | 0 | 0 | 0 | 0 | 0
SDGE | SDGE Imperial | SDGE | New Sub - North Gila - IV (Proposed) | 500 | 185 | LDES |  |  | 0 | 0 |  | 0 | 0 |  | 0 | 0 |  | 0 | 0 | 0 | 0 | 0 |  | 0 | 0 | 0 | 0 | 0 |  | 0 | 0 | 0 | 0 | 0 | 0 | 0
PG&E NGBA | PGE NGBA | PGE | New Sub - Pit 1 - Cottonwood (Proposed) | 230 | 2 | LDES |  |  | 0 | 0 |  | 0 | 0 |  | 0 | 0 |  | 0 | 0 | 0 | 0 | 0 |  | 0 | 0 | 0 | 0 | 0 |  | 0 | 0 | 0 | 0 | 0 | 0 | 0
PG&E GBA | PGE GBA | PGE | New Sub - Rancho Seco - Bellota (Proposed) | 230 | 15 | LDES |  |  | 0 | 0 |  | 0 | 0 |  | 0 | 0 |  | 0 | 0 | 0 | 0 | 0 |  | 0 | 0 | 0 | 0 | 0 |  | 0 | 0 | 0 | 0 | 0 | 0 | 0
SDGE | SDGE Imperial | SDGE | New Sub - Suncrest - Ocotillo (Proposed) | 500 | 183 | LDES |  |  | 0 | 0 |  | 0 | 0 |  | 0 | 0 |  | 0 | 0 | 0 | 0 | 0 |  | 0 | 0 | 0 | 0 | 0 |  | 0 | 0 | 0 | 0 | 0 | 0 | 0
PG&E FRESNO | PGE Fresno | PGE | New Sub - Westley - Quinto (Proposed) | 230 | 64 | LDES |  |  | 0 | 0 |  | 0 | 0 |  | 0 | 0 |  | 0 | 0 | 0 | 0 | 0 |  | 0 | 0 | 0 | 0 | 0 |  | 0 | 0 | 0 | 0 | 0 | 0 | 0
PG&E GBA | PGE GBA | PGE | Newark | 115 | 38 | LDES |  |  | 0 | 0 |  | 0 | 0 |  | 0 | 0 |  | 0 | 0 | 0 | 0 | 0 |  | 0 | 0 | 0 | 0 | 0 |  | 0 | 0 | 0 | 0 | 0 | 0 | 0
PG&E GBA | PGE GBA | PGE | Newark | 230 | 45 | LDES |  |  | 0 | 0 |  | 0 | 0 |  | 0 | 0 |  | 0 | 0 | 0 | 0 | 0 |  | 0 | 0 | 0 | 0 | 0 |  | 0 | 0 | 0 | 0 | 0 | 0 | 0
PG&E GBA | PGE GBA | PGE | Newark | 60 |  | LDES |  |  | 0 | 0 |  | 0 | 0 |  | 0 | 0 |  | 0 | 0 | 0 | 0 | 0 |  | 0 | 0 | 0 | 0 | 0 |  | 0 | 0 | 0 | 0 | 0 | 0 | 0
PG&E FRESNO | PGE Fresno | PGE | Newhall | 115 | 137 | LDES |  |  | 0 | 0 |  | 0 | 0 |  | 0 | 0 |  | 0 | 0 | 0 | 0 | 0 |  | 0 | 0 | 0 | 0 | 0 |  | 0 | 0 | 0 | 0 | 0 | 0 | 0
PG&E KERN | PGE Kern | PGE | Norco | 115 | 95 | LDES |  |  | 0 | 0 |  | 0 | 0 |  | 0 | 0 |  | 0 | 0 | 0 | 0 | 0 |  | 0 | 0 | 0 | 0 | 0 |  | 0 | 0 | 0 | 0 | 0 | 0 | 0
PG&E GBA | PGE GBA | PGE | Nortech | 115 | 13 | LDES |  |  | 0 | 0 |  | 0 | 0 |  | 0 | 0 |  | 0 | 0 | 0 | 0 | 0 |  | 0 | 0 | 0 | 0 | 0 |  | 0 | 0 | 0 | 0 | 0 | 0 | 0
SDGE | SDGE Imperial | SDGE | North City Metering | 138 | 186 | LDES |  |  | 0 | 0 |  | 0 | 0 |  | 0 | 0 |  | 0 | 0 | 0 | 0 | 0 |  | 0 | 0 | 0 | 0 | 0 |  | 0 | 0 | 0 | 0 | 0 | 0 | 0
PG&E GBA | PGE GBA | PGE | North Dublin | 230 | 42 | LDES |  |  | 0 | 0 |  | 0 | 0 |  | 0 | 0 |  | 0 | 0 | 0 | 0 | 0 |  | 0 | 0 | 0 | 0 | 0 |  | 0 | 0 | 0 | 0 | 0 | 0 | 0
SDGE | SDGE Arizona | SDGE | North Gila | 500 | 188 | LDES |  |  | 0 | 0 |  | 0 | 0 |  | 0 | 0 |  | 0 | 0 | 0 | 0 | 0 |  | 0 | 0 | 0 | 0 | 0 |  | 0 | 0 | 0 | 0 | 0 | 0 | 0
SCE Metro | SCE Metro | SCE | North of SONGS | 230 | 97 | LDES |  |  | 0 | 0 |  | 0 | 0 |  | 0 | 0 |  | 0 | 0 | 0 | 0 | 0 |  | 0 | 0 | 0 | 0 | 0 |  | 0 | 0 | 0 | 0 | 0 | 0 | 0
SCE Metro | SCE Metro | SCE | North of SONGS | 500 | 97 | LDES |  |  | 0 | 0 |  | 0 | 0 |  | 0 | 0 |  | 0 | 0 | 0 | 0 | 0 |  | 0 | 0 | 0 | 0 | 0 |  | 0 | 0 | 0 | 0 | 0 | 0 | 0
PG&E NGBA | PGE NGBA | PGE | Notre Dame | 115 | 1 | LDES |  |  | 0 | 0 |  | 0 | 0 |  | 0 | 0 |  | 0 | 0 | 0 | 0 | 0 |  | 0 | 0 | 0 | 0 | 0 |  | 0 | 0 | 0 | 0 | 0 | 0 | 0
PG&E GBA | PGE GBA | PGE | Oakland C | 115 | 56 | LDES |  |  | 0 | 0 |  | 0 | 0 |  | 0 | 0 |  | 0 | 0 | 0 | 0 | 0 |  | 0 | 0 | 0 | 0 | 0 |  | 0 | 0 | 0 | 0 | 0 | 0 | 0
PG&E GBA | PGE GBA | PGE | Oakland J | 115 | 6 | LDES |  |  | 0 | 0 |  | 0 | 0 |  | 0 | 0 |  | 0 | 0 | 0 | 0 | 0 |  | 0 | 0 | 0 | 0 | 0 |  | 0 | 0 | 0 | 0 | 0 | 0 | 0
PG&E GBA | PGE GBA | PGE | Oakland L | 115 | 6 | LDES |  |  | 0 | 0 |  | 0 | 0 |  | 0 | 0 |  | 0 | 0 | 0 | 0 | 0 |  | 0 | 0 | 0 | 0 | 0 |  | 0 | 0 | 0 | 0 | 0 | 0 | 0
PG&E GBA | PGE GBA | PGE | Oakland X | 115 | 6 | LDES |  |  | 0 | 0 |  | 0 | 0 |  | 0 | 0 |  | 0 | 0 | 0 | 0 | 0 |  | 0 | 0 | 0 | 0 | 0 |  | 0 | 0 | 0 | 0 | 0 | 0 | 0
SDGE | SDGE Imperial | SDGE | Ocean Ranch | 69 |  | LDES |  |  | 0 | 0 |  | 0 | 0 |  | 0 | 0 |  | 0 | 0 | 0 | 0 | 0 |  | 0 | 0 | 0 | 0 | 0 |  | 0 | 0 | 0 | 0 | 0 | 0 | 0
PG&E KERN | PGE Kern | PGE | Oceano | 115 | 111 | LDES |  |  | 0 | 0 |  | 0 | 0 |  | 0 | 0 |  | 0 | 0 | 0 | 0 | 0 |  | 0 | 0 | 0 | 0 | 0 |  | 0 | 0 | 0 | 0 | 0 | 0 | 0
SDGE | SDGE Imperial | SDGE | Ocotillo Express | 500 | 194 | LDES |  |  | 0 | 0 |  | 0 | 0 |  | 0 | 0 |  | 0 | 0 | 0 | 0 | 0 |  | 0 | 0 | 0 | 0 | 0 |  | 0 | 0 | 0 | 0 | 0 | 0 | 0
PG&E KERN | PGE Kern | PGE | Old River | 70 |  | LDES |  |  | 0 | 0 |  | 0 | 0 |  | 0 | 0 |  | 0 | 0 | 0 | 0 | 0 |  | 0 | 0 | 0 | 0 | 0 |  | 0 | 0 | 0 | 0 | 0 | 0 | 0
SDGE | SDGE Imperial | SDGE | Old Town | 230 | 171 | LDES |  |  | 0 | 0 |  | 0 | 0 |  | 0 | 0 |  | 0 | 0 | 0 | 0 | 0 |  | 0 | 0 | 0 | 0 | 0 |  | 0 | 0 | 0 | 0 | 0 | 0 | 0
SCE Metro | SCE Metro | SCE | Olinda | 230 | 97 | LDES |  |  | 0 | 0 |  | 0 | 0 |  | 0 | 0 |  | 0 | 0 | 0 | 0 | 0 |  | 0 | 0 | 0 | 0 | 0 |  | 0 | 0 | 0 | 0 | 0 | 0 | 0
PG&E FRESNO | PGE Fresno | PGE | Olive | 115 | 119 | LDES |  |  | 0 | 0 |  | 0 | 0 |  | 0 | 0 |  | 0 | 0 | 0 | 0 | 0 |  | 0 | 0 | 0 | 0 | 0 |  | 0 | 0 | 0 | 0 | 0 | 0 | 0
PG&E NGBA | PGE NGBA | PGE | Olivehurst | 115 | 22 | LDES |  |  | 0 | 0 |  | 0 | 0 |  | 0 | 0 |  | 0 | 0 | 0 | 0 | 0 |  | 0 | 0 | 0 | 0 | 0 |  | 0 | 0 | 0 | 0 | 0 | 0 | 0
PG&E NGBA | PGE NGBA | PGE | Oregon Trail | 60 |  | LDES |  |  | 0 | 0 |  | 0 | 0 |  | 0 | 0 |  | 0 | 0 | 0 | 0 | 0 |  | 0 | 0 | 0 | 0 | 0 |  | 0 | 0 | 0 | 0 | 0 | 0 | 0
SCE Northern | SCE Northern | SCE | Ormond Beach | 230 | 157 | LDES |  |  | 0 | 0 |  | 0 | 0 |  | 0 | 0 |  | 0 | 0 | 0 | 0 | 0 |  | 0 | 0 | 0 | 0 | 0 |  | 0 | 0 | 0 | 0 | 0 | 0 | 0
PG&E FRESNO | PGE Fresno | PGE | Oro Loma | 115 | 123 | LDES |  |  | 0 | 0 |  | 0 | 0 |  | 0 | 0 |  | 0 | 0 | 0 | 0 | 0 |  | 0 | 0 | 0 | 0 | 0 |  | 0 | 0 | 0 | 0 | 0 | 0 | 0
PG&E FRESNO | PGE Fresno | PGE | Oro Loma | 70 |  | LDES |  |  | 0 | 0 |  | 0 | 0 |  | 0 | 0 |  | 0 | 0 | 0 | 0 | 0 |  | 0 | 0 | 0 | 0 | 0 |  | 0 | 0 | 0 | 0 | 0 | 0 | 0
PG&E FRESNO | PGE Fresno | PGE | Orosi | 70 |  | LDES |  |  | 0 | 0 |  | 0 | 0 |  | 0 | 0 |  | 0 | 0 | 0 | 0 | 0 |  | 0 | 0 | 0 | 0 | 0 |  | 0 | 0 | 0 | 0 | 0 | 0 | 0
SDGE | SDGE Imperial | SDGE | Otay | 69 |  | LDES |  |  | 0 | 0 |  | 0 | 0 |  | 0 | 0 |  | 0 | 0 | 0 | 0 | 0 |  | 0 | 0 | 0 | 0 | 0 |  | 0 | 0 | 0 | 0 | 0 | 0 | 0
SDGE | SDGE Imperial | SDGE | Otay Mesa | 230 | 197 | LDES |  |  | 0 | 0 |  | 0 | 0 |  | 0 | 0 |  | 0 | 0 | 0 | 0 | 0 |  | 0 | 0 | 0 | 0 | 0 |  | 0 | 0 | 0 | 0 | 0 | 0 | 0
PG&E FRESNO | PGE Fresno | PGE | Padre Flats SW STA | 230 | 71 | LDES |  |  | 0 | 0 |  | 0 | 0 |  | 0 | 0 |  | 0 | 0 | 0 | 0 | 0 |  | 0 | 0 | 0 | 0 | 0 |  | 0 | 0 | 0 | 0 | 0 | 0 | 0
EOP | SCE EOP | SCE | Pahrump | 138 | 177 | LDES |  |  | 0 | 0 |  | 0 | 0 |  | 0 | 0 |  | 0 | 0 | 0 | 0 | 0 |  | 0 | 0 | 0 | 0 | 0 |  | 0 | 0 | 0 | 0 | 0 | 0 | 0
EOP | SCE EOP | SCE | Pahrump | 230 | 177 | LDES |  |  | 0 | 0 |  | 0 | 0 |  | 0 | 0 |  | 0 | 0 | 0 | 0 | 0 |  | 0 | 0 | 0 | 0 | 0 |  | 0 | 0 | 0 | 0 | 0 | 0 | 0
SDGE | SDGE Imperial | SDGE | Pala | 69 |  | LDES |  |  | 0 | 0 |  | 0 | 0 |  | 0 | 0 |  | 0 | 0 | 0 | 0 | 0 |  | 0 | 0 | 0 | 0 | 0 |  | 0 | 0 | 0 | 0 | 0 | 0 | 0
PG&E NGBA | PGE NGBA | PGE | Palermo | 115 | 22 | LDES |  |  | 0 | 0 |  | 0 | 0 |  | 0 | 0 |  | 0 | 0 | 0 | 0 | 0 |  | 0 | 0 | 0 | 0 | 0 |  | 0 | 0 | 0 | 0 | 0 | 0 | 0
PG&E NGBA | PGE NGBA | PGE | Palermo | 230 | 19 | LDES |  |  | 0 | 0 |  | 0 | 0 |  | 0 | 0 |  | 0 | 0 | 0 | 0 | 0 |  | 0 | 0 | 0 | 0 | 0 |  | 0 | 0 | 0 | 0 | 0 | 0 | 0
SCE Eastern | SCE Arizona | SCE | Palo Verde | 500 | 176 | LDES |  |  | 0 | 0 |  | 0 | 0 |  | 0 | 0 |  | 0 | 0 | 0 | 0 | 0 |  | 0 | 0 | 0 | 0 | 0 |  | 0 | 0 | 0 | 0 | 0 | 0 | 0
SDGE | SDGE Imperial | SDGE | Palomar Energy | 230 | 195 | LDES |  |  | 0 | 0 |  | 0 | 0 |  | 0 | 0 |  | 0 | 0 | 0 | 0 | 0 |  | 0 | 0 | 0 | 0 | 0 |  | 0 | 0 | 0 | 0 | 0 | 0 | 0
PG&E KERN | PGE Kern | PGE | Panama | 70 |  | LDES |  |  | 0 | 0 |  | 0 | 0 |  | 0 | 0 |  | 0 | 0 | 0 | 0 | 0 |  | 0 | 0 | 0 | 0 | 0 |  | 0 | 0 | 0 | 0 | 0 | 0 | 0
PG&E FRESNO | PGE Fresno | PGE | Panoche | 115 | 128 | LDES |  |  | 0 | 0 |  | 0 | 0 |  | 0 | 0 |  | 0 | 0 | 0 | 0 | 0 |  | 0 | 0 | 0 | 0 | 0 |  | 0 | 0 | 0 | 0 | 0 | 0 | 0
PG&E FRESNO | PGE Fresno | PGE | Panoche | 230 | 94 | LDES |  |  | 0 | 0 |  | 0 | 0 |  | 0 | 0 |  | 0 | 0 | 0 | 0 | 0 |  | 0 | 0 | 0 | 0 | 0 |  | 0 | 0 | 0 | 0 | 0 | 0 | 0
SCE Northern | SCE Northern | SCE | Pardee | 230 | 151 | LDES |  |  | 1 | 0 |  | 0 | 0 |  | 0 | 0 |  | 0 | 0 | 0 | 0 | 250 |  | 250 | 0 | 0 | 0 | 250 |  | 250 | 250 | 0 | 250 | 250 | 0 | 250
PG&E NGBA | PGE NGBA | PGE | Parkway | 230 | 30 | LDES |  |  | 0 | 0 |  | 0 | 0 |  | 0 | 0 |  | 0 | 0 | 0 | 0 | 0 |  | 0 | 0 | 0 | 0 | 0 |  | 0 | 0 | 0 | 0 | 0 | 0 | 0
SCE Northern | SCE Northern | SCE | Pastoria | 230 | 159 | LDES |  |  | 0 | 0 |  | 0 | 0 |  | 0 | 0 |  | 0 | 0 | 0 | 0 | 0 |  | 0 | 0 | 0 | 0 | 0 |  | 0 | 0 | 0 | 0 | 0 | 0 | 0
SCE Metro | SCE Metro | SCE | Pauda | 230 |  | LDES |  |  | 0 | 0 |  | 0 | 0 |  | 0 | 0 |  | 0 | 0 | 0 | 0 | 0 |  | 0 | 0 | 0 | 0 | 0 |  | 0 | 0 | 0 | 0 | 0 | 0 | 0
PG&E GBA | PGE GBA | PGE | Paul Sweet | 115 | 14 | LDES |  |  | 0 | 0 |  | 0 | 0 |  | 0 | 0 |  | 0 | 0 | 0 | 0 | 0 |  | 0 | 0 | 0 | 0 | 0 |  | 0 | 0 | 0 | 0 | 0 | 0 | 0
PG&E NGBA | PGE NGBA | PGE | Peabody | 230 | 52 | LDES |  |  | 0 | 0 |  | 0 | 0 |  | 0 | 0 |  | 0 | 0 | 0 | 0 | 0 |  | 0 | 0 | 0 | 0 | 0 |  | 0 | 0 | 0 | 0 | 0 | 0 | 0
PG&E NGBA | PGE NGBA | PGE | Pease | 115 | 22 | LDES |  |  | 0 | 0 |  | 0 | 0 |  | 0 | 0 |  | 0 | 0 | 0 | 0 | 0 |  | 0 | 0 | 0 | 0 | 0 |  | 0 | 0 | 0 | 0 | 0 | 0 | 0
PG&E NGBA | PGE NGBA | PGE | Pease | 60 |  | LDES |  |  | 0 | 0 |  | 0 | 0 |  | 0 | 0 |  | 0 | 0 | 0 | 0 | 0 |  | 0 | 0 | 0 | 0 | 0 |  | 0 | 0 | 0 | 0 | 0 | 0 | 0
SDGE | SDGE Imperial | SDGE | Penasquitos | 138 | 171 | LDES |  |  | 0 | 0 |  | 0 | 0 |  | 0 | 0 |  | 0 | 0 | 0 | 0 | 0 |  | 0 | 0 | 0 | 0 | 0 |  | 0 | 0 | 0 | 0 | 0 | 0 | 0
SDGE | SDGE Imperial | SDGE | Penasquitos | 230 | 171 | LDES |  |  | 0 | 0 |  | 0 | 0 |  | 0 | 0 |  | 0 | 0 | 0 | 0 | 0 |  | 0 | 0 | 0 | 0 | 0 |  | 0 | 0 | 0 | 0 | 0 | 0 | 0
SDGE | SDGE Imperial | SDGE | Penasquitos | 69 |  | LDES |  |  | 0 | 0 |  | 0 | 0 |  | 0 | 0 |  | 0 | 0 | 0 | 0 | 0 |  | 0 | 0 | 0 | 0 | 0 |  | 0 | 0 | 0 | 0 | 0 | 0 | 0
SDGE | SDGE Imperial | SDGE | Pendleton | 69 |  | LDES |  |  | 0 | 0 |  | 0 | 0 |  | 0 | 0 |  | 0 | 0 | 0 | 0 | 0 |  | 0 | 0 | 0 | 0 | 0 |  | 0 | 0 | 0 | 0 | 0 | 0 | 0
PG&E NGBA | PGE NGBA | PGE | Penngrove | 115 | 27 | LDES |  |  | 0 | 0 |  | 0 | 0 |  | 0 | 0 |  | 0 | 0 | 0 | 0 | 0 |  | 0 | 0 | 0 | 0 | 0 |  | 0 | 0 | 0 | 0 | 0 | 0 | 0
PG&E GBA | PGE GBA | PGE | Peoria | 115 | 44 | LDES |  |  | 0 | 0 |  | 0 | 0 |  | 0 | 0 |  | 0 | 0 | 0 | 0 | 0 |  | 0 | 0 | 0 | 0 | 0 |  | 0 | 0 | 0 | 0 | 0 | 0 | 0
PG&E GBA | PGE GBA | PGE | Piercy | 115 | 11 | LDES |  |  | 0 | 0 |  | 0 | 0 |  | 0 | 0 |  | 0 | 0 | 0 | 0 | 0 |  | 0 | 0 | 0 | 0 | 0 |  | 0 | 0 | 0 | 0 | 0 | 0 | 0
PG&E FRESNO | PGE Fresno | PGE | Pine Flat | 230 | 117 | LDES |  |  | 0 | 0 |  | 0 | 0 |  | 0 | 0 |  | 0 | 0 | 0 | 0 | 0 |  | 0 | 0 | 0 | 0 | 0 |  | 0 | 0 | 0 | 0 | 0 | 0 | 0
SCE NOL | SCE NOL | SCE | Pisgah | 230 | 141 | LDES |  |  | 0 | 0 |  | 0 | 0 |  | 0 | 0 |  | 0 | 0 | 0 | 0 | 0 |  | 0 | 0 | 0 | 0 | 0 |  | 0 | 0 | 0 | 0 | 0 | 0 | 0
PG&E NGBA | PGE NGBA | PGE | Pit 1 | 230 | 2 | LDES |  |  | 0 | 0 |  | 0 | 0 |  | 0 | 0 |  | 0 | 0 | 0 | 0 | 0 |  | 0 | 0 | 0 | 0 | 0 |  | 0 | 0 | 0 | 0 | 0 | 0 | 0
PG&E NGBA | PGE NGBA | PGE | Pit 1 | 60 |  | LDES |  |  | 0 | 0 |  | 0 | 0 |  | 0 | 0 |  | 0 | 0 | 0 | 0 | 0 |  | 0 | 0 | 0 | 0 | 0 |  | 0 | 0 | 0 | 0 | 0 | 0 | 0
PG&E NGBA | PGE NGBA | PGE | Pit 3 | 230 | 2 | LDES |  |  | 0 | 0 |  | 0 | 0 |  | 0 | 0 |  | 0 | 0 | 0 | 0 | 0 |  | 0 | 0 | 0 | 0 | 0 |  | 0 | 0 | 0 | 0 | 0 | 0 | 0
PG&E NGBA | PGE NGBA | PGE | Pit 4 | 230 | 1 | LDES |  |  | 0 | 0 |  | 0 | 0 |  | 0 | 0 |  | 0 | 0 | 0 | 0 | 0 |  | 0 | 0 | 0 | 0 | 0 |  | 0 | 0 | 0 | 0 | 0 | 0 | 0
PG&E GBA | PGE GBA | PGE | Pittsburg | 115 | 49 | LDES |  |  | 0 | 0 |  | 0 | 0 |  | 0 | 0 |  | 0 | 0 | 0 | 0 | 0 |  | 0 | 0 | 0 | 0 | 0 |  | 0 | 0 | 0 | 0 | 0 | 0 | 0
PG&E GBA | PGE GBA | PGE | Pittsburg | 230 | 51 | LDES |  |  | 0 | 0 |  | 0 | 0 |  | 0 | 0 |  | 0 | 0 | 0 | 0 | 0 |  | 0 | 0 | 0 | 0 | 0 |  | 0 | 0 | 0 | 0 | 0 | 0 | 0
PG&E NGBA | PGE NGBA | PGE | Pleasant Grove | 115 | 23 | LDES |  |  | 0 | 0 |  | 0 | 0 |  | 0 | 0 |  | 0 | 0 | 0 | 0 | 0 |  | 0 | 0 | 0 | 0 | 0 |  | 0 | 0 | 0 | 0 | 0 | 0 | 0
PG&E NGBA | PGE NGBA | PGE | POE | 230 | 24 | LDES |  |  | 0 | 0 |  | 0 | 0 |  | 0 | 0 |  | 0 | 0 | 0 | 0 | 0 |  | 0 | 0 | 0 | 0 | 0 |  | 0 | 0 | 0 | 0 | 0 | 0 | 0
SDGE | SDGE Imperial | SDGE | Point Loma | 69 |  | LDES |  |  | 0 | 0 |  | 0 | 0 |  | 0 | 0 |  | 0 | 0 | 0 | 0 | 0 |  | 0 | 0 | 0 | 0 | 0 |  | 0 | 0 | 0 | 0 | 0 | 0 | 0
SDGE | SDGE Imperial | SDGE | Pomerado | 69 |  | LDES |  |  | 0 | 0 |  | 0 | 0 |  | 0 | 0 |  | 0 | 0 | 0 | 0 | 0 |  | 0 | 0 | 0 | 0 | 0 |  | 0 | 0 | 0 | 0 | 0 | 0 | 0
PG&E KERN | PGE Kern | PGE | Poso Mountain | 115 | 101 | LDES |  |  | 0 | 0 |  | 0 | 0 |  | 0 | 0 |  | 0 | 0 | 0 | 0 | 0 |  | 0 | 0 | 0 | 0 | 0 |  | 0 | 0 | 0 | 0 | 0 | 0 | 0
EOP | SCE EOP | SCE | Primm | 230 | 161 | LDES |  |  | 0 | 0 |  | 0 | 0 |  | 0 | 0 |  | 0 | 0 | 0 | 0 | 0 |  | 0 | 0 | 0 | 0 | 0 |  | 0 | 0 | 0 | 0 | 0 | 0 | 0
PG&E NGBA | PGE NGBA | PGE | Putah Creek | 115 | 39 | LDES |  |  | 0 | 0 |  | 0 | 0 |  | 0 | 0 |  | 0 | 0 | 0 | 0 | 0 |  | 0 | 0 | 0 | 0 | 0 |  | 0 | 0 | 0 | 0 | 0 | 0 | 0
SDGE | SDGE Imperial | SDGE | Q1806 | 138 | 178 | LDES |  |  | 0 | 0 |  | 0 | 0 |  | 0 | 0 |  | 0 | 0 | 0 | 0 | 0 |  | 0 | 0 | 0 | 0 | 0 |  | 0 | 0 | 0 | 0 | 0 | 0 | 0
PG&E FRESNO | PGE Fresno | PGE | Quinto | 230 | 71 | LDES |  |  | 0 | 0 |  | 0 | 0 |  | 0 | 0 |  | 0 | 0 | 0 | 0 | 0 |  | 0 | 0 | 0 | 0 | 0 |  | 0 | 0 | 0 | 0 | 0 | 0 | 0
PG&E GBA | PGE GBA | PGE | Race Track | 115 | 44 | LDES |  |  | 0 | 0 |  | 0 | 0 |  | 0 | 0 |  | 0 | 0 | 0 | 0 | 0 |  | 0 | 0 | 0 | 0 | 0 |  | 0 | 0 | 0 | 0 | 0 | 0 | 0
SDGE | SDGE Imperial | SDGE | Rancho Mission Viejo | 138 | 187 | LDES |  |  | 0 | 0 |  | 0 | 0 |  | 0 | 0 |  | 0 | 0 | 0 | 0 | 0 |  | 0 | 0 | 0 | 0 | 0 |  | 0 | 0 | 0 | 0 | 0 | 0 | 0
PG&E GBA | PGE GBA | PGE | Rancho Seco | 230 | 15 | LDES |  |  | 0 | 0 |  | 0 | 0 |  | 0 | 0 |  | 0 | 0 | 0 | 0 | 0 |  | 0 | 0 | 0 | 0 | 0 |  | 0 | 0 | 0 | 0 | 0 | 0 | 0
SCE Metro | SCE Metro | SCE | Rancho Vista | 230 | 97 | LDES |  |  | 0 | 0 |  | 0 | 0 |  | 0 | 0 |  | 0 | 0 | 0 | 0 | 0 |  | 0 | 0 | 0 | 0 | 0 |  | 0 | 0 | 0 | 0 | 0 | 0 | 0
SCE Metro | SCE Metro | SCE | Rancho Vista | 500 | 97 | LDES |  |  | 0 | 0 |  | 0 | 0 |  | 0 | 0 |  | 0 | 0 | 0 | 0 | 0 |  | 0 | 0 | 0 | 0 | 0 |  | 0 | 0 | 0 | 0 | 0 | 0 | 0
SCE NOL | SCE NOL | SCE | Ransburg | 115 |  | LDES |  |  | 0 | 0 |  | 0 | 0 |  | 0 | 0 |  | 0 | 0 | 0 | 0 | 0 |  | 0 | 0 | 0 | 0 | 0 |  | 0 | 0 | 0 | 0 | 0 | 0 | 0
PG&E GBA | PGE GBA | PGE | Ravenswood | 115 | 6 | LDES |  |  | 0 | 0 |  | 0 | 0 |  | 0 | 0 |  | 0 | 0 | 0 | 0 | 0 |  | 0 | 0 | 0 | 0 | 0 |  | 0 | 0 | 0 | 0 | 0 | 0 | 0
PG&E GBA | PGE GBA | PGE | Ravenswood | 230 | 6 | LDES |  |  | 0 | 0 |  | 0 | 0 |  | 0 | 0 |  | 0 | 0 | 0 | 0 | 0 |  | 0 | 0 | 0 | 0 | 0 |  | 0 | 0 | 0 | 0 | 0 | 0 | 0
SCE Northern | SCE Northern | SCE | Rector | 230 | 153 | LDES |  |  | 0 | 0 |  | 0 | 0 |  | 0 | 0 |  | 0 | 0 | 0 | 0 | 0 |  | 0 | 0 | 0 | 0 | 0 |  | 0 | 0 | 0 | 0 | 0 | 0 | 0
SCE Eastern | SCE Eastern | SCE | Red Bluff | 230 | 179 | LDES |  |  | 0 | 0 |  | 0 | 0 |  | 0 | 0 |  | 0 | 0 | 0 | 0 | 0 |  | 0 | 0 | 0 | 0 | 0 |  | 0 | 0 | 0 | 0 | 0 | 0 | 0
SCE Eastern | SCE Eastern | SCE | Red Bluff | 500 | 172 | LDES |  |  | 1 | 0 |  | 0 | 0 |  | 0 | 0 |  | 0 | 0 | 0 | 0 | 800 |  | 800 | 0 | 0 | 0 | 800 |  | 800 | 800 | 0 | 800 | 800 | 0 | 800
PG&E NGBA | PGE NGBA | PGE | Redbud | 115 | 27 | LDES |  |  | 0 | 0 |  | 0 | 0 |  | 0 | 0 |  | 0 | 0 | 0 | 0 | 0 |  | 0 | 0 | 0 | 0 | 0 |  | 0 | 0 | 0 | 0 | 0 | 0 | 0
SCE Metro | SCE Metro | SCE | Redondo | 230 | 97 | LDES |  |  | 0 | 0 |  | 0 | 0 |  | 0 | 0 |  | 0 | 0 | 0 | 0 | 0 |  | 0 | 0 | 0 | 0 | 0 |  | 0 | 0 | 0 | 0 | 0 | 0 | 0
PG&E FRESNO | PGE Fresno | PGE | Reedley | 115 | 142 | LDES |  |  | 0 | 0 |  | 0 | 0 |  | 0 | 0 |  | 0 | 0 | 0 | 0 | 0 |  | 0 | 0 | 0 | 0 | 0 |  | 0 | 0 | 0 | 0 | 0 | 0 | 0
PG&E KERN | PGE Kern | PGE | Renfro | 115 | 83 | LDES |  |  | 0 | 0 |  | 0 | 0 |  | 0 | 0 |  | 0 | 0 | 0 | 0 | 0 |  | 0 | 0 | 0 | 0 | 0 |  | 0 | 0 | 0 | 0 | 0 | 0 | 0
PG&E GBA | PGE GBA | PGE | Richmond R | 115 | 56 | LDES |  |  | 0 | 0 |  | 0 | 0 |  | 0 | 0 |  | 0 | 0 | 0 | 0 | 0 |  | 0 | 0 | 0 | 0 | 0 |  | 0 | 0 | 0 | 0 | 0 | 0 | 0
PG&E NGBA | PGE NGBA | PGE | Rincon | 115 | 55 | LDES |  |  | 0 | 0 |  | 0 | 0 |  | 0 | 0 |  | 0 | 0 | 0 | 0 | 0 |  | 0 | 0 | 0 | 0 | 0 |  | 0 | 0 | 0 | 0 | 0 | 0 | 0
PG&E KERN | PGE Kern | PGE | Rio Bravo | 115 | 83 | LDES |  |  | 0 | 0 |  | 0 | 0 |  | 0 | 0 |  | 0 | 0 | 0 | 0 | 0 |  | 0 | 0 | 0 | 0 | 0 |  | 0 | 0 | 0 | 0 | 0 | 0 | 0
SCE Metro | SCE Metro | SCE | Rio Hondo | 230 | 97 | LDES |  |  | 0 | 0 |  | 0 | 0 |  | 0 | 0 |  | 0 | 0 | 0 | 0 | 0 |  | 0 | 0 | 0 | 0 | 0 |  | 0 | 0 | 0 | 0 | 0 | 0 | 0
PG&E NGBA | PGE NGBA | PGE | Rio Oso | 115 | 24 | LDES |  |  | 0 | 0 |  | 0 | 0 |  | 0 | 0 |  | 0 | 0 | 0 | 0 | 0 |  | 0 | 0 | 0 | 0 | 0 |  | 0 | 0 | 0 | 0 | 0 | 0 | 0
PG&E NGBA | PGE NGBA | PGE | Rio Oso | 230 | 24 | LDES |  |  | 0 | 0 |  | 0 | 0 |  | 0 | 0 |  | 0 | 0 | 0 | 0 | 0 |  | 0 | 0 | 0 | 0 | 0 |  | 0 | 0 | 0 | 0 | 0 | 0 | 0
PG&E GBA | PGE GBA | PGE | Ripon | 115 | 54 | LDES |  |  | 0 | 0 |  | 0 | 0 |  | 0 | 0 |  | 0 | 0 | 0 | 0 | 0 |  | 0 | 0 | 0 | 0 | 0 |  | 0 | 0 | 0 | 0 | 0 | 0 | 0
PG&E GBA | PGE GBA | PGE | Riverbank | 115 | 44 | LDES |  |  | 0 | 0 |  | 0 | 0 |  | 0 | 0 |  | 0 | 0 | 0 | 0 | 0 |  | 0 | 0 | 0 | 0 | 0 |  | 0 | 0 | 0 | 0 | 0 | 0 | 0
SCE NOL | SCE NOL | SCE | Roadway | 115 | 146 | LDES |  |  | 0 | 0 |  | 0 | 0 |  | 0 | 0 |  | 0 | 0 | 0 | 0 | 0 |  | 0 | 0 | 0 | 0 | 0 |  | 0 | 0 | 0 | 0 | 0 | 0 | 0
PG&E NGBA | PGE NGBA | PGE | Rock Creek 1 | 230 | 16 | LDES |  |  | 0 | 0 |  | 0 | 0 |  | 0 | 0 |  | 0 | 0 | 0 | 0 | 0 |  | 0 | 0 | 0 | 0 | 0 |  | 0 | 0 | 0 | 0 | 0 | 0 | 0
SCE Northern | SCE Northern | SCE | Rosamond | 66 |  | LDES |  |  | 0 | 0 |  | 0 | 0 |  | 0 | 0 |  | 0 | 0 | 0 | 0 | 0 |  | 0 | 0 | 0 | 0 | 0 |  | 0 | 0 | 0 | 0 | 0 | 0 | 0
PG&E GBA | PGE GBA | PGE | Rossmoor | 230 | 30 | LDES |  |  | 0 | 0 |  | 0 | 0 |  | 0 | 0 |  | 0 | 0 | 0 | 0 | 0 |  | 0 | 0 | 0 | 0 | 0 |  | 0 | 0 | 0 | 0 | 0 | 0 | 0
PG&E NGBA | PGE NGBA | PGE | Round Mountain | 230 | 1 | LDES |  |  | 0 | 0 |  | 0 | 0 |  | 0 | 0 |  | 0 | 0 | 0 | 0 | 0 |  | 0 | 0 | 0 | 0 | 0 |  | 0 | 0 | 0 | 0 | 0 | 0 | 0
PG&E NGBA | PGE NGBA | PGE | Round Mountain | 500 | 1 | LDES |  |  | 0 | 0 |  | 0 | 0 |  | 0 | 0 |  | 0 | 0 | 0 | 0 | 0 |  | 0 | 0 | 0 | 0 | 0 |  | 0 | 0 | 0 | 0 | 0 | 0 | 0
PG&E GBA | PGE GBA | PGE | Salado | 115 | 34 | LDES |  |  | 0 | 0 |  | 0 | 0 |  | 0 | 0 |  | 0 | 0 | 0 | 0 | 0 |  | 0 | 0 | 0 | 0 | 0 |  | 0 | 0 | 0 | 0 | 0 | 0 | 0
PG&E GBA | PGE GBA | PGE | Salado | 60 |  | LDES |  |  | 0 | 0 |  | 0 | 0 |  | 0 | 0 |  | 0 | 0 | 0 | 0 | 0 |  | 0 | 0 | 0 | 0 | 0 |  | 0 | 0 | 0 | 0 | 0 | 0 | 0
PG&E GBA | PGE GBA | PGE | Salinas | 115 | 84 | LDES |  |  | 0 | 0 |  | 0 | 0 |  | 0 | 0 |  | 0 | 0 | 0 | 0 | 0 |  | 0 | 0 | 0 | 0 | 0 |  | 0 | 0 | 0 | 0 | 0 | 0 | 0
SDGE | SDGE Imperial | SDGE | Salt Creek | 69 |  | LDES |  |  | 0 | 0 |  | 0 | 0 |  | 0 | 0 |  | 0 | 0 | 0 | 0 | 0 |  | 0 | 0 | 0 | 0 | 0 |  | 0 | 0 | 0 | 0 | 0 | 0 | 0
SCE Eastern | SCE Eastern | SCE | San Bernardino | 230 | 156 | LDES |  |  | 0 | 0 |  | 0 | 0 |  | 0 | 0 |  | 0 | 0 | 0 | 0 | 0 |  | 0 | 0 | 0 | 0 | 0 |  | 0 | 0 | 0 | 0 | 0 | 0 | 0
PG&E GBA | PGE GBA | PGE | SAN FRAN A (POTRERO PP) | 115 | 3 | LDES |  |  | 0 | 0 |  | 0 | 0 |  | 0 | 0 |  | 0 | 0 | 0 | 0 | 0 |  | 0 | 0 | 0 | 0 | 0 |  | 0 | 0 | 0 | 0 | 0 | 0 | 0
PG&E GBA | PGE GBA | PGE | SAN FRAN A (POTRERO PP) | 230 | 3 | LDES |  |  | 0 | 0 |  | 0 | 0 |  | 0 | 0 |  | 0 | 0 | 0 | 0 | 0 |  | 0 | 0 | 0 | 0 | 0 |  | 0 | 0 | 0 | 0 | 0 | 0 | 0
PG&E GBA | PGE GBA | PGE | San Jose A | 115 | 81 | LDES |  |  | 0 | 0 |  | 0 | 0 |  | 0 | 0 |  | 0 | 0 | 0 | 0 | 0 |  | 0 | 0 | 0 | 0 | 0 |  | 0 | 0 | 0 | 0 | 0 | 0 | 0
PG&E GBA | PGE GBA | PGE | San Jose B | 115 | 11 | LDES |  |  | 0 | 0 |  | 0 | 0 |  | 0 | 0 |  | 0 | 0 | 0 | 0 | 0 |  | 0 | 0 | 0 | 0 | 0 |  | 0 | 0 | 0 | 0 | 0 | 0 | 0
PG&E GBA | PGE GBA | PGE | San Leandro U | 115 | 6 | LDES |  |  | 0 | 0 |  | 0 | 0 |  | 0 | 0 |  | 0 | 0 | 0 | 0 | 0 |  | 0 | 0 | 0 | 0 | 0 |  | 0 | 0 | 0 | 0 | 0 | 0 | 0
PG&E KERN | PGE Kern | PGE | San Luis Obispo | 115 | 111 | LDES |  |  | 0 | 0 |  | 0 | 0 |  | 0 | 0 |  | 0 | 0 | 0 | 0 | 0 |  | 0 | 0 | 0 | 0 | 0 |  | 0 | 0 | 0 | 0 | 0 | 0 | 0
PG&E KERN | PGE Kern | PGE | San Luis Obispo | 70 |  | LDES |  |  | 0 | 0 |  | 0 | 0 |  | 0 | 0 |  | 0 | 0 | 0 | 0 | 0 |  | 0 | 0 | 0 | 0 | 0 |  | 0 | 0 | 0 | 0 | 0 | 0 | 0
SDGE | SDGE Imperial | SDGE | San Luis Rey | 230 | 143 | LDES |  |  | 0 | 0 |  | 0 | 0 |  | 0 | 0 |  | 0 | 0 | 0 | 0 | 0 |  | 0 | 0 | 0 | 0 | 0 |  | 0 | 0 | 0 | 0 | 0 | 0 | 0
SDGE | SDGE Imperial | SDGE | San Luis Rey | 69 |  | LDES |  |  | 0 | 0 |  | 0 | 0 |  | 0 | 0 |  | 0 | 0 | 0 | 0 | 0 |  | 0 | 0 | 0 | 0 | 0 |  | 0 | 0 | 0 | 0 | 0 | 0 | 0
SDGE | SDGE Imperial | SDGE | San Marcos | 69 |  | LDES |  |  | 0 | 0 |  | 0 | 0 |  | 0 | 0 |  | 0 | 0 | 0 | 0 | 0 |  | 0 | 0 | 0 | 0 | 0 |  | 0 | 0 | 0 | 0 | 0 | 0 | 0
SCE Metro | SCE Metro | SCE | San Onofre | 230 | 97 | LDES |  |  | 0 | 0 |  | 0 | 0 |  | 0 | 0 |  | 0 | 0 | 0 | 0 | 0 |  | 0 | 0 | 0 | 0 | 0 |  | 0 | 0 | 0 | 0 | 0 | 0 | 0
PG&E GBA | PGE GBA | PGE | San Pablo | 115 | 56 | LDES |  |  | 0 | 0 |  | 0 | 0 |  | 0 | 0 |  | 0 | 0 | 0 | 0 | 0 |  | 0 | 0 | 0 | 0 | 0 |  | 0 | 0 | 0 | 0 | 0 | 0 | 0
PG&E GBA | PGE GBA | PGE | San Ramon | 230 | 4 | LDES |  |  | 0 | 0 |  | 0 | 0 |  | 0 | 0 |  | 0 | 0 | 0 | 0 | 0 |  | 0 | 0 | 0 | 0 | 0 |  | 0 | 0 | 0 | 0 | 0 | 0 | 0
SDGE | SDGE Imperial | SDGE | San Ysidro | 69 |  | LDES |  |  | 0 | 0 |  | 0 | 0 |  | 0 | 0 |  | 0 | 0 | 0 | 0 | 0 |  | 0 | 0 | 0 | 0 | 0 |  | 0 | 0 | 0 | 0 | 0 | 0 | 0
SCE NOL | SCE NOL | SCE | Sandlot | 230 | 160 | LDES |  |  | 0 | 0 |  | 0 | 0 |  | 0 | 0 |  | 0 | 0 | 0 | 0 | 0 |  | 0 | 0 | 0 | 0 | 0 |  | 0 | 0 | 0 | 0 | 0 | 0 | 0
EOP | SCE EOP | SCE | Sandy | 138 | 177 | LDES |  |  | 0 | 0 |  | 0 | 0 |  | 0 | 0 |  | 0 | 0 | 0 | 0 | 0 |  | 0 | 0 | 0 | 0 | 0 |  | 0 | 0 | 0 | 0 | 0 | 0 | 0
PG&E FRESNO | PGE Fresno | PGE | Sanger | 115 | 152 | LDES |  |  | 0 | 0 |  | 0 | 0 |  | 0 | 0 |  | 0 | 0 | 0 | 0 | 0 |  | 0 | 0 | 0 | 0 | 0 |  | 0 | 0 | 0 | 0 | 0 | 0 | 0
SCE Northern | SCE Northern | SCE | Santa Clara | 230 | 157 | LDES |  |  | 0 | 0 |  | 0 | 0 |  | 0 | 0 |  | 0 | 0 | 0 | 0 | 0 |  | 0 | 0 | 0 | 0 | 0 |  | 0 | 0 | 0 | 0 | 0 | 0 | 0
PG&E NGBA | PGE NGBA | PGE | Santa Rosa A | 115 | 27 | LDES |  |  | 0 | 0 |  | 0 | 0 |  | 0 | 0 |  | 0 | 0 | 0 | 0 | 0 |  | 0 | 0 | 0 | 0 | 0 |  | 0 | 0 | 0 | 0 | 0 | 0 | 0
PG&E GBA | PGE GBA | PGE | Santa Teresa | 115 | 81 | LDES |  |  | 0 | 0 |  | 0 | 0 |  | 0 | 0 |  | 0 | 0 | 0 | 0 | 0 |  | 0 | 0 | 0 | 0 | 0 |  | 0 | 0 | 0 | 0 | 0 | 0 | 0
SDGE | SDGE Imperial | SDGE | Santee | 138 | 191 | LDES |  |  | 0 | 0 |  | 0 | 0 |  | 0 | 0 |  | 0 | 0 | 0 | 0 | 0 |  | 0 | 0 | 0 | 0 | 0 |  | 0 | 0 | 0 | 0 | 0 | 0 | 0
SCE Metro | SCE Metro | SCE | Santiago | 230 | 97 | LDES |  |  | 0 | 0 |  | 0 | 0 |  | 0 | 0 |  | 0 | 0 | 0 | 0 | 0 |  | 0 | 0 | 0 | 0 | 0 |  | 0 | 0 | 0 | 0 | 0 | 0 | 0
PG&E GBA | PGE GBA | PGE | Saratoga | 230 | 13 | LDES |  |  | 0 | 0 |  | 0 | 0 |  | 0 | 0 |  | 0 | 0 | 0 | 0 | 0 |  | 0 | 0 | 0 | 0 | 0 |  | 0 | 0 | 0 | 0 | 0 | 0 | 0
SCE Northern | SCE Northern | SCE | Saugus | 230 | 131 | LDES |  |  | 0 | 0 |  | 0 | 0 |  | 0 | 0 |  | 0 | 0 | 0 | 0 | 0 |  | 0 | 0 | 0 | 0 | 0 |  | 0 | 0 | 0 | 0 | 0 | 0 | 0
PG&E FRESNO | PGE Fresno | PGE | Schindler | 115 | 76 | LDES |  |  | 0 | 0 |  | 0 | 0 |  | 0 | 0 |  | 0 | 0 | 0 | 0 | 0 |  | 0 | 0 | 0 | 0 | 0 |  | 0 | 0 | 0 | 0 | 0 | 0 | 0
PG&E FRESNO | PGE Fresno | PGE | Schindler | 70 |  | LDES |  |  | 0 | 0 |  | 0 | 0 |  | 0 | 0 |  | 0 | 0 | 0 | 0 | 0 |  | 0 | 0 | 0 | 0 | 0 |  | 0 | 0 | 0 | 0 | 0 | 0 | 0
PG&E GBA | PGE GBA | PGE | Schulte | 115 | 41 | LDES |  |  | 0 | 0 |  | 0 | 0 |  | 0 | 0 |  | 0 | 0 | 0 | 0 | 0 |  | 0 | 0 | 0 | 0 | 0 |  | 0 | 0 | 0 | 0 | 0 | 0 | 0
SDGE | SDGE Imperial | SDGE | Scripps | 69 |  | LDES |  |  | 0 | 0 |  | 0 | 0 |  | 0 | 0 |  | 0 | 0 | 0 | 0 | 0 |  | 0 | 0 | 0 | 0 | 0 |  | 0 | 0 | 0 | 0 | 0 | 0 | 0
PG&E KERN | PGE Kern | PGE | Semitropic | 115 | 74 | LDES |  |  | 0 | 0 |  | 0 | 0 |  | 0 | 0 |  | 0 | 0 | 0 | 0 | 0 |  | 0 | 0 | 0 | 0 | 0 |  | 0 | 0 | 0 | 0 | 0 | 0 | 0
SCE Metro | SCE Metro | SCE | Serrano | 230 | 97 | LDES |  |  | 0 | 0 |  | 0 | 0 |  | 0 | 0 |  | 0 | 0 | 0 | 0 | 0 |  | 0 | 0 | 0 | 0 | 0 |  | 0 | 0 | 0 | 0 | 0 | 0 | 0
SCE Metro | SCE Metro | SCE | Serrano | 500 | 97 | LDES |  |  | 0 | 0 |  | 0 | 0 |  | 0 | 0 |  | 0 | 0 | 0 | 0 | 0 |  | 0 | 0 | 0 | 0 | 0 |  | 0 | 0 | 0 | 0 | 0 | 0 | 0
SDGE | SDGE Imperial | SDGE | Shadowridge | 138 | 186 | LDES |  |  | 0 | 0 |  | 0 | 0 |  | 0 | 0 |  | 0 | 0 | 0 | 0 | 0 |  | 0 | 0 | 0 | 0 | 0 |  | 0 | 0 | 0 | 0 | 0 | 0 | 0
PG&E KERN | PGE Kern | PGE | Shafter | 115 | 107 | LDES |  |  | 0 | 0 |  | 0 | 0 |  | 0 | 0 |  | 0 | 0 | 0 | 0 | 0 |  | 0 | 0 | 0 | 0 | 0 |  | 0 | 0 | 0 | 0 | 0 | 0 | 0
PG&E NGBA | PGE NGBA | PGE | Silverado | 115 | 55 | LDES |  |  | 0 | 0 |  | 0 | 0 |  | 0 | 0 |  | 0 | 0 | 0 | 0 | 0 |  | 0 | 0 | 0 | 0 | 0 |  | 0 | 0 | 0 | 0 | 0 | 0 | 0
SDGE | SDGE Imperial | SDGE | Silvergate | 230 | 193 | LDES |  |  | 0 | 0 |  | 0 | 0 |  | 0 | 0 |  | 0 | 0 | 0 | 0 | 0 |  | 0 | 0 | 0 | 0 | 0 |  | 0 | 0 | 0 | 0 | 0 | 0 | 0
SDGE | SDGE Imperial | SDGE | Silvergate | 69 |  | LDES |  |  | 0 | 0 |  | 0 | 0 |  | 0 | 0 |  | 0 | 0 | 0 | 0 | 0 |  | 0 | 0 | 0 | 0 | 0 |  | 0 | 0 | 0 | 0 | 0 | 0 | 0
PG&E KERN | PGE Kern | PGE | Sisquoc | 115 | 111 | LDES |  |  | 0 | 0 |  | 0 | 0 |  | 0 | 0 |  | 0 | 0 | 0 | 0 | 0 |  | 0 | 0 | 0 | 0 | 0 |  | 0 | 0 | 0 | 0 | 0 | 0 | 0
EOP | SCE EOP | SCE | Sloan Canyon | 230 | 161 | LDES |  |  | 0 | 0 |  | 0 | 0 |  | 0 | 0 |  | 0 | 0 | 0 | 0 | 0 |  | 0 | 0 | 0 | 0 | 0 |  | 0 | 0 | 0 | 0 | 0 | 0 | 0
EOP | SCE EOP | SCE | Sloan Canyon | 500 | 161 | LDES |  |  | 0 | 0 |  | 0 | 0 |  | 0 | 0 |  | 0 | 0 | 0 | 0 | 0 |  | 0 | 0 | 0 | 0 | 0 |  | 0 | 0 | 0 | 0 | 0 | 0 | 0
PG&E KERN | PGE Kern | PGE | Smyrna | 115 | 113 | LDES |  |  | 0 | 0 |  | 0 | 0 |  | 0 | 0 |  | 0 | 0 | 0 | 0 | 0 |  | 0 | 0 | 0 | 0 | 0 |  | 0 | 0 | 0 | 0 | 0 | 0 | 0
PG&E GBA | PGE GBA | PGE | Sobrante | 115 | 56 | LDES |  |  | 0 | 0 |  | 0 | 0 |  | 0 | 0 |  | 0 | 0 | 0 | 0 | 0 |  | 0 | 0 | 0 | 0 | 0 |  | 0 | 0 | 0 | 0 | 0 | 0 | 0
PG&E GBA | PGE GBA | PGE | Sobrante | 230 | 51 | LDES |  |  | 0 | 0 |  | 0 | 0 |  | 0 | 0 |  | 0 | 0 | 0 | 0 | 0 |  | 0 | 0 | 0 | 0 | 0 |  | 0 | 0 | 0 | 0 | 0 | 0 | 0
PG&E KERN | PGE Kern | PGE | Solar | 230 | 122 | LDES |  |  | 0 | 0 |  | 0 | 0 |  | 0 | 0 |  | 0 | 0 | 0 | 0 | 0 |  | 0 | 0 | 0 | 0 | 0 |  | 0 | 0 | 0 | 0 | 0 | 0 | 0
PG&E GBA | PGE GBA | PGE | Soledad | 115 | 84 | LDES |  |  | 0 | 0 |  | 0 | 0 |  | 0 | 0 |  | 0 | 0 | 0 | 0 | 0 |  | 0 | 0 | 0 | 0 | 0 |  | 0 | 0 | 0 | 0 | 0 | 0 | 0
PG&E GBA | PGE GBA | PGE | Soledad | 60 |  | LDES |  |  | 0 | 0 |  | 0 | 0 |  | 0 | 0 |  | 0 | 0 | 0 | 0 | 0 |  | 0 | 0 | 0 | 0 | 0 |  | 0 | 0 | 0 | 0 | 0 | 0 | 0
SDGE | SDGE Imperial | SDGE | Spring Valley | 69 |  | LDES |  |  | 0 | 0 |  | 0 | 0 |  | 0 | 0 |  | 0 | 0 | 0 | 0 | 0 |  | 0 | 0 | 0 | 0 | 0 |  | 0 | 0 | 0 | 0 | 0 | 0 | 0
SCE Northern | SCE Northern | SCE | Springville | 230 | 153 | LDES |  |  | 0 | 0 |  | 0 | 0 |  | 0 | 0 |  | 0 | 0 | 0 | 0 | 0 |  | 0 | 0 | 0 | 0 | 0 |  | 0 | 0 | 0 | 0 | 0 | 0 | 0
PG&E GBA | PGE GBA | PGE | Stagg | 230 | 43 | LDES |  |  | 0 | 0 |  | 0 | 0 |  | 0 | 0 |  | 0 | 0 | 0 | 0 | 0 |  | 0 | 0 | 0 | 0 | 0 |  | 0 | 0 | 0 | 0 | 0 | 0 | 0
PG&E GBA | PGE GBA | PGE | Standard Oil | 115 | 56 | LDES |  |  | 0 | 0 |  | 0 | 0 |  | 0 | 0 |  | 0 | 0 | 0 | 0 | 0 |  | 0 | 0 | 0 | 0 | 0 |  | 0 | 0 | 0 | 0 | 0 | 0 | 0
PG&E GBA | PGE GBA | PGE | Stanislaus | 115 | 44 | LDES |  |  | 0 | 0 |  | 0 | 0 |  | 0 | 0 |  | 0 | 0 | 0 | 0 | 0 |  | 0 | 0 | 0 | 0 | 0 |  | 0 | 0 | 0 | 0 | 0 | 0 | 0
PG&E KERN | PGE Kern | PGE | Stockdale | 115 | 72 | LDES |  |  | 0 | 0 |  | 0 | 0 |  | 0 | 0 |  | 0 | 0 | 0 | 0 | 0 |  | 0 | 0 | 0 | 0 | 0 |  | 0 | 0 | 0 | 0 | 0 | 0 | 0
PG&E KERN | PGE Kern | PGE | Stockdale | 230 | 68 | LDES |  |  | 0 | 0 |  | 0 | 0 |  | 0 | 0 |  | 0 | 0 | 0 | 0 | 0 |  | 0 | 0 | 0 | 0 | 0 |  | 0 | 0 | 0 | 0 | 0 | 0 | 0
PG&E GBA | PGE GBA | PGE | Stockton A | 115 | 65 | LDES |  |  | 0 | 0 |  | 0 | 0 |  | 0 | 0 |  | 0 | 0 | 0 | 0 | 0 |  | 0 | 0 | 0 | 0 | 0 |  | 0 | 0 | 0 | 0 | 0 | 0 | 0
PG&E GBA | PGE GBA | PGE | Stone | 115 | 79 | LDES |  |  | 0 | 0 |  | 0 | 0 |  | 0 | 0 |  | 0 | 0 | 0 | 0 | 0 |  | 0 | 0 | 0 | 0 | 0 |  | 0 | 0 | 0 | 0 | 0 | 0 | 0
PG&E FRESNO | PGE Fresno | PGE | Storey | 230 | 168 | LDES |  |  | 0 | 0 |  | 0 | 0 |  | 0 | 0 |  | 0 | 0 | 0 | 0 | 0 |  | 0 | 0 | 0 | 0 | 0 |  | 0 | 0 | 0 | 0 | 0 | 0 | 0
PG&E NGBA | PGE NGBA | PGE | Summit | 115 | 21 | LDES |  |  | 0 | 0 |  | 0 | 0 |  | 0 | 0 |  | 0 | 0 | 0 | 0 | 0 |  | 0 | 0 | 0 | 0 | 0 |  | 0 | 0 | 0 | 0 | 0 | 0 | 0
SDGE | SDGE Imperial | SDGE | Suncrest | 230 | 183 | LDES |  |  | 0 | 0 |  | 0 | 0 |  | 0 | 0 |  | 0 | 0 | 0 | 0 | 0 |  | 0 | 0 | 0 | 0 | 0 |  | 0 | 0 | 0 | 0 | 0 | 0 | 0
SDGE | SDGE Imperial | SDGE | Suncrest | 500 | 183 | LDES |  |  | 0 | 0 |  | 0 | 0 |  | 0 | 0 |  | 0 | 0 | 0 | 0 | 0 |  | 0 | 0 | 0 | 0 | 0 |  | 0 | 0 | 0 | 0 | 0 | 0 | 0
PG&E KERN | PGE Kern | PGE | Sunrise | 230 | 100 | LDES |  |  | 0 | 0 |  | 0 | 0 |  | 0 | 0 |  | 0 | 0 | 0 | 0 | 0 |  | 0 | 0 | 0 | 0 | 0 |  | 0 | 0 | 0 | 0 | 0 | 0 | 0
PG&E KERN | PGE Kern | PGE | Sunset | 230 | 106 | LDES |  |  | 0 | 0 |  | 0 | 0 |  | 0 | 0 |  | 0 | 0 | 0 | 0 | 0 |  | 0 | 0 | 0 | 0 | 0 |  | 0 | 0 | 0 | 0 | 0 | 0 | 0
PG&E GBA | PGE GBA | PGE | Swift | 115 | 11 | LDES |  |  | 0 | 0 |  | 0 | 0 |  | 0 | 0 |  | 0 | 0 | 0 | 0 | 0 |  | 0 | 0 | 0 | 0 | 0 |  | 0 | 0 | 0 | 0 | 0 | 0 | 0
SDGE | SDGE Imperial | SDGE | Sycamore Canyon | 138 | 191 | LDES |  |  | 0 | 0 |  | 0 | 0 |  | 0 | 0 |  | 0 | 0 | 0 | 0 | 0 |  | 0 | 0 | 0 | 0 | 0 |  | 0 | 0 | 0 | 0 | 0 | 0 | 0
SDGE | SDGE Imperial | SDGE | Sycamore Canyon | 230 | 190 | LDES |  | Mapped as PSH | 1 | 0 |  | 0 | 0 |  | 0 | 0 |  | 0 | 0 | 0 | 0 | 500 |  | 500 | 0 | 0 | 0 | 500 |  | 500 | 500 | 0 | 500 | 500 | 0 | 500
SDGE | SDGE Imperial | SDGE | Sycamore Canyon | 69 |  | LDES |  |  | 0 | 0 |  | 0 | 0 |  | 0 | 0 |  | 0 | 0 | 0 | 0 | 0 |  | 0 | 0 | 0 | 0 | 0 |  | 0 | 0 | 0 | 0 | 0 | 0 | 0
SCE Northern | SCE Northern | SCE | Sylmar | 230 | 131 | LDES |  |  | 1 | 0 |  | 0 | 0 |  | 0 | 0 |  | 0 | 0 | 0 | 0 | 250 |  | 250 | 0 | 0 | 0 | 250 |  | 250 | 250 | 0 | 250 | 250 | 0 | 250
PG&E NGBA | PGE NGBA | PGE | Table Mountain | 115 | 1 | LDES |  |  | 0 | 0 |  | 0 | 0 |  | 0 | 0 |  | 0 | 0 | 0 | 0 | 0 |  | 0 | 0 | 0 | 0 | 0 |  | 0 | 0 | 0 | 0 | 0 | 0 | 0
PG&E NGBA | PGE NGBA | PGE | Table Mountain | 230 | 8 | LDES |  |  | 0 | 0 |  | 0 | 0 |  | 0 | 0 |  | 0 | 0 | 0 | 0 | 0 |  | 0 | 0 | 0 | 0 | 0 |  | 0 | 0 | 0 | 0 | 0 | 0 | 0
PG&E NGBA | PGE NGBA | PGE | Table Mountain | 500 | 1 | LDES |  |  | 0 | 0 |  | 0 | 0 |  | 0 | 0 |  | 0 | 0 | 0 | 0 | 0 |  | 0 | 0 | 0 | 0 | 0 |  | 0 | 0 | 0 | 0 | 0 | 0 | 0
PG&E NGBA | PGE NGBA | PGE | Table Mountain | 60 |  | LDES |  |  | 0 | 0 |  | 0 | 0 |  | 0 | 0 |  | 0 | 0 | 0 | 0 | 0 |  | 0 | 0 | 0 | 0 | 0 |  | 0 | 0 | 0 | 0 | 0 | 0 | 0
PG&E KERN | PGE Kern | PGE | Taft | 115 | 106 | LDES |  |  | 0 | 0 |  | 0 | 0 |  | 0 | 0 |  | 0 | 0 | 0 | 0 | 0 |  | 0 | 0 | 0 | 0 | 0 |  | 0 | 0 | 0 | 0 | 0 | 0 | 0
SDGE | SDGE Imperial | SDGE | Talega | 138 | 187 | LDES |  |  | 0 | 0 |  | 0 | 0 |  | 0 | 0 |  | 0 | 0 | 0 | 0 | 0 |  | 0 | 0 | 0 | 0 | 0 |  | 0 | 0 | 0 | 0 | 0 | 0 | 0
SDGE | SDGE Imperial | SDGE | Talega | 230 | 173 | LDES |  |  | 0 | 0 |  | 0 | 0 |  | 0 | 0 |  | 0 | 0 | 0 | 0 | 0 |  | 0 | 0 | 0 | 0 | 0 |  | 0 | 0 | 0 | 0 | 0 | 0 | 0
PG&E GBA | PGE GBA | PGE | Tassajara | 230 | 1 | LDES |  |  | 0 | 0 |  | 0 | 0 |  | 0 | 0 |  | 0 | 0 | 0 | 0 | 0 |  | 0 | 0 | 0 | 0 | 0 |  | 0 | 0 | 0 | 0 | 0 | 0 | 0
PG&E KERN | PGE Kern | PGE | Tejon | 70 |  | LDES |  |  | 0 | 0 |  | 0 | 0 |  | 0 | 0 |  | 0 | 0 | 0 | 0 | 0 |  | 0 | 0 | 0 | 0 | 0 |  | 0 | 0 | 0 | 0 | 0 | 0 | 0
SDGE | SDGE Imperial | SDGE | Telegraph Canyon | 138 | 192 | LDES |  |  | 0 | 0 |  | 0 | 0 |  | 0 | 0 |  | 0 | 0 | 0 | 0 | 0 |  | 0 | 0 | 0 | 0 | 0 |  | 0 | 0 | 0 | 0 | 0 | 0 | 0
PG&E KERN | PGE Kern | PGE | Temblor | 115 | 100 | LDES |  |  | 0 | 0 |  | 0 | 0 |  | 0 | 0 |  | 0 | 0 | 0 | 0 | 0 |  | 0 | 0 | 0 | 0 | 0 |  | 0 | 0 | 0 | 0 | 0 | 0 | 0
PG&E KERN | PGE Kern | PGE | Templeton | 230 | 122 | LDES |  |  | 0 | 0 |  | 0 | 0 |  | 0 | 0 |  | 0 | 0 | 0 | 0 | 0 |  | 0 | 0 | 0 | 0 | 0 |  | 0 | 0 | 0 | 0 | 0 | 0 | 0
PG&E KERN | PGE Kern | PGE | Templeton | 70 |  | LDES |  |  | 0 | 0 |  | 0 | 0 |  | 0 | 0 |  | 0 | 0 | 0 | 0 | 0 |  | 0 | 0 | 0 | 0 | 0 |  | 0 | 0 | 0 | 0 | 0 | 0 | 0
PG&E GBA | PGE GBA | PGE | Tesla | 115 | 38 | LDES |  |  | 0 | 0 |  | 0 | 0 |  | 0 | 0 |  | 0 | 0 | 0 | 0 | 0 |  | 0 | 0 | 0 | 0 | 0 |  | 0 | 0 | 0 | 0 | 0 | 0 | 0
PG&E GBA | PGE GBA | PGE | Tesla | 230 | 48 | LDES |  |  | 0 | 0 |  | 0 | 0 |  | 0 | 0 |  | 0 | 0 | 0 | 0 | 0 |  | 0 | 0 | 0 | 0 | 0 |  | 0 | 0 | 0 | 0 | 0 | 0 | 0
PG&E GBA | PGE GBA | PGE | Tesla | 500 | 45 | LDES |  |  | 0 | 0 |  | 0 | 0 |  | 0 | 0 |  | 0 | 0 | 0 | 0 | 0 |  | 0 | 0 | 0 | 0 | 0 |  | 0 | 0 | 0 | 0 | 0 | 0 | 0
PG&E KERN | PGE Kern | PGE | Tevis | 115 | 99 | LDES |  |  | 0 | 0 |  | 0 | 0 |  | 0 | 0 |  | 0 | 0 | 0 | 0 | 0 |  | 0 | 0 | 0 | 0 | 0 |  | 0 | 0 | 0 | 0 | 0 | 0 | 0
EOP | SCE EOP | SCE | Thousandaire | 138 | 177 | LDES |  |  | 0 | 0 |  | 0 | 0 |  | 0 | 0 |  | 0 | 0 | 0 | 0 | 0 |  | 0 | 0 | 0 | 0 | 0 |  | 0 | 0 | 0 | 0 | 0 | 0 | 0
PG&E KERN | PGE Kern | PGE | Topaz | 230 | 122 | LDES |  |  | 0 | 0 |  | 0 | 0 |  | 0 | 0 |  | 0 | 0 | 0 | 0 | 0 |  | 0 | 0 | 0 | 0 | 0 |  | 0 | 0 | 0 | 0 | 0 | 0 | 0
SCE NOL | SCE NOL | SCE | Tortilla | 115 | 160 | LDES |  |  | 0 | 0 |  | 0 | 0 |  | 0 | 0 |  | 0 | 0 | 0 | 0 | 0 |  | 0 | 0 | 0 | 0 | 0 |  | 0 | 0 | 0 | 0 | 0 | 0 | 0
SDGE | SDGE Imperial | SDGE | Trabuco | 138 | 187 | LDES |  |  | 0 | 0 |  | 0 | 0 |  | 0 | 0 |  | 0 | 0 | 0 | 0 | 0 |  | 0 | 0 | 0 | 0 | 0 |  | 0 | 0 | 0 | 0 | 0 | 0 | 0
PG&E GBA | PGE GBA | PGE | Tracy | 115 | 12 | LDES |  |  | 0 | 0 |  | 0 | 0 |  | 0 | 0 |  | 0 | 0 | 0 | 0 | 0 |  | 0 | 0 | 0 | 0 | 0 |  | 0 | 0 | 0 | 0 | 0 | 0 | 0
PG&E FRESNO | PGE Fresno | PGE | Tranquility | 230 | 117 | LDES |  |  | 0 | 0 |  | 0 | 0 |  | 0 | 0 |  | 0 | 0 | 0 | 0 | 0 |  | 0 | 0 | 0 | 0 | 0 |  | 0 | 0 | 0 | 0 | 0 | 0 | 0
PG&E GBA | PGE GBA | PGE | Trimble | 115 | 81 | LDES |  |  | 0 | 0 |  | 0 | 0 |  | 0 | 0 |  | 0 | 0 | 0 | 0 | 0 |  | 0 | 0 | 0 | 0 | 0 |  | 0 | 0 | 0 | 0 | 0 | 0 | 0
EOP | SCE EOP | SCE | Trout Canyon | 230 | 177 | LDES |  |  | 0 | 0 |  | 0 | 0 |  | 0 | 0 |  | 0 | 0 | 0 | 0 | 0 |  | 0 | 0 | 0 | 0 | 0 |  | 0 | 0 | 0 | 0 | 0 | 0 | 0
EOP | SCE EOP | SCE | Trout Canyon | 500 | 177 | LDES |  |  | 0 | 0 |  | 0 | 0 |  | 0 | 0 |  | 0 | 0 | 0 | 0 | 0 |  | 0 | 0 | 0 | 0 | 0 |  | 0 | 0 | 0 | 0 | 0 | 0 | 0
PG&E NGBA | PGE NGBA | PGE | Tulucay | 230 | 27 | LDES |  |  | 0 | 0 |  | 0 | 0 |  | 0 | 0 |  | 0 | 0 | 0 | 0 | 0 |  | 0 | 0 | 0 | 0 | 0 |  | 0 | 0 | 0 | 0 | 0 | 0 | 0
PG&E NGBA | PGE NGBA | PGE | Tulucay | 60 |  | LDES |  |  | 0 | 0 |  | 0 | 0 |  | 0 | 0 |  | 0 | 0 | 0 | 0 | 0 |  | 0 | 0 | 0 | 0 | 0 |  | 0 | 0 | 0 | 0 | 0 | 0 | 0
PG&E KERN | PGE Kern | PGE | Tupman | 115 | 95 | LDES |  |  | 0 | 0 |  | 0 | 0 |  | 0 | 0 |  | 0 | 0 | 0 | 0 | 0 |  | 0 | 0 | 0 | 0 | 0 |  | 0 | 0 | 0 | 0 | 0 | 0 | 0
PG&E NGBA | PGE NGBA | PGE | Ukiah | 115 | 37 | LDES |  |  | 0 | 0 |  | 0 | 0 |  | 0 | 0 |  | 0 | 0 | 0 | 0 | 0 |  | 0 | 0 | 0 | 0 | 0 |  | 0 | 0 | 0 | 0 | 0 | 0 | 0
PG&E KERN | PGE Kern | PGE | Union (Estrella) | 70 |  | LDES |  |  | 0 | 0 |  | 0 | 0 |  | 0 | 0 |  | 0 | 0 | 0 | 0 | 0 |  | 0 | 0 | 0 | 0 | 0 |  | 0 | 0 | 0 | 0 | 0 | 0 | 0
PG&E NGBA | PGE NGBA | PGE | Vaca Dixon | 115 | 39 | LDES |  |  | 0 | 0 |  | 0 | 0 |  | 0 | 0 |  | 0 | 0 | 0 | 0 | 0 |  | 0 | 0 | 0 | 0 | 0 |  | 0 | 0 | 0 | 0 | 0 | 0 | 0
PG&E NGBA | PGE NGBA | PGE | Vaca Dixon | 230 | 33 | LDES |  |  | 0 | 0 |  | 0 | 0 |  | 0 | 0 |  | 0 | 0 | 0 | 0 | 0 |  | 0 | 0 | 0 | 0 | 0 |  | 0 | 0 | 0 | 0 | 0 | 0 | 0
PG&E NGBA | PGE NGBA | PGE | Vaca Dixon | 500 | 28 | LDES |  |  | 0 | 0 |  | 0 | 0 |  | 0 | 0 |  | 0 | 0 | 0 | 0 | 0 |  | 0 | 0 | 0 | 0 | 0 |  | 0 | 0 | 0 | 0 | 0 | 0 | 0
PG&E NGBA | PGE NGBA | PGE | Vaca Dixon | 60 |  | LDES |  |  | 0 | 0 |  | 0 | 0 |  | 0 | 0 |  | 0 | 0 | 0 | 0 | 0 |  | 0 | 0 | 0 | 0 | 0 |  | 0 | 0 | 0 | 0 | 0 | 0 | 0
SCE Eastern | SCE Eastern | SCE | Valley (SCE) | 500 | 156 | LDES |  |  | 0 | 0 |  | 0 | 0 |  | 0 | 0 |  | 0 | 0 | 0 | 0 | 0 |  | 0 | 0 | 0 | 0 | 0 |  | 0 | 0 | 0 | 0 | 0 | 0 | 0
EOP | SCE EOP | SCE | Valley (VEA) | 138 | 177 | LDES |  |  | 0 | 0 |  | 0 | 0 |  | 0 | 0 |  | 0 | 0 | 0 | 0 | 0 |  | 0 | 0 | 0 | 0 | 0 |  | 0 | 0 | 0 | 0 | 0 | 0 | 0
SDGE | SDGE Imperial | SDGE | Valley Center | 69 |  | LDES |  |  | 0 | 0 |  | 0 | 0 |  | 0 | 0 |  | 0 | 0 | 0 | 0 | 0 |  | 0 | 0 | 0 | 0 | 0 |  | 0 | 0 | 0 | 0 | 0 | 0 | 0
PG&E GBA | PGE GBA | PGE | Valley Home | 115 | 36 | LDES |  |  | 0 | 0 |  | 0 | 0 |  | 0 | 0 |  | 0 | 0 | 0 | 0 | 0 |  | 0 | 0 | 0 | 0 | 0 |  | 0 | 0 | 0 | 0 | 0 | 0 | 0
PG&E GBA | PGE GBA | PGE | Valley Springs | 230 | 65 | LDES |  |  | 0 | 0 |  | 0 | 0 |  | 0 | 0 |  | 0 | 0 | 0 | 0 | 0 |  | 0 | 0 | 0 | 0 | 0 |  | 0 | 0 | 0 | 0 | 0 | 0 | 0
PG&E GBA | PGE GBA | PGE | Valley Springs | 60 |  | LDES |  |  | 0 | 0 |  | 0 | 0 |  | 0 | 0 |  | 0 | 0 | 0 | 0 | 0 |  | 0 | 0 | 0 | 0 | 0 |  | 0 | 0 | 0 | 0 | 0 | 0 | 0
EOP | SCE EOP | SCE | Valley Switch | 138 | 177 | LDES |  |  | 0 | 0 |  | 0 | 0 |  | 0 | 0 |  | 0 | 0 | 0 | 0 | 0 |  | 0 | 0 | 0 | 0 | 0 |  | 0 | 0 | 0 | 0 | 0 | 0 | 0
EOP | SCE EOP | SCE | Valley Switch | 230 | 177 | LDES |  |  | 0 | 0 |  | 0 | 0 |  | 0 | 0 |  | 0 | 0 | 0 | 0 | 0 |  | 0 | 0 | 0 | 0 | 0 |  | 0 | 0 | 0 | 0 | 0 | 0 | 0
PG&E GBA | PGE GBA | PGE | Vasco | 230 | 42 | LDES |  |  | 0 | 0 |  | 0 | 0 |  | 0 | 0 |  | 0 | 0 | 0 | 0 | 0 |  | 0 | 0 | 0 | 0 | 0 |  | 0 | 0 | 0 | 0 | 0 | 0 | 0
PG&E GBA | PGE GBA | PGE | Vasona | 230 | 80 | LDES |  |  | 0 | 0 |  | 0 | 0 |  | 0 | 0 |  | 0 | 0 | 0 | 0 | 0 |  | 0 | 0 | 0 | 0 | 0 |  | 0 | 0 | 0 | 0 | 0 | 0 | 0
SCE Northern | SCE Northern | SCE | Vestal | 230 | 153 | LDES |  |  | 0 | 0 |  | 0 | 0 |  | 0 | 0 |  | 0 | 0 | 0 | 0 | 0 |  | 0 | 0 | 0 | 0 | 0 |  | 0 | 0 | 0 | 0 | 0 | 0 | 0
SCE Northern | SCE Northern | SCE | Vestal | 66 |  | LDES |  |  | 0 | 0 |  | 0 | 0 |  | 0 | 0 |  | 0 | 0 | 0 | 0 | 0 |  | 0 | 0 | 0 | 0 | 0 |  | 0 | 0 | 0 | 0 | 0 | 0 | 0
SCE NOL | SCE NOL | SCE | Victor | 115 | 146 | LDES |  |  | 0 | 0 |  | 0 | 0 |  | 0 | 0 |  | 0 | 0 | 0 | 0 | 0 |  | 0 | 0 | 0 | 0 | 0 |  | 0 | 0 | 0 | 0 | 0 | 0 | 0
SCE NOL | SCE NOL | SCE | Victor | 230 | 146 | LDES |  |  | 0 | 0 |  | 0 | 0 |  | 0 | 0 |  | 0 | 0 | 0 | 0 | 0 |  | 0 | 0 | 0 | 0 | 0 |  | 0 | 0 | 0 | 0 | 0 | 0 | 0
SCE Metro | SCE Metro | SCE | Viejo | 230 | 97 | LDES |  |  | 0 | 0 |  | 0 | 0 |  | 0 | 0 |  | 0 | 0 | 0 | 0 | 0 |  | 0 | 0 | 0 | 0 | 0 |  | 0 | 0 | 0 | 0 | 0 | 0 | 0
PG&E GBA | PGE GBA | PGE | Vierra | 115 | 44 | LDES |  |  | 0 | 0 |  | 0 | 0 |  | 0 | 0 |  | 0 | 0 | 0 | 0 | 0 |  | 0 | 0 | 0 | 0 | 0 |  | 0 | 0 | 0 | 0 | 0 | 0 | 0
SCE Metro | SCE Metro | SCE | Villa Park | 230 | 97 | LDES |  |  | 0 | 0 |  | 0 | 0 |  | 0 | 0 |  | 0 | 0 | 0 | 0 | 0 |  | 0 | 0 | 0 | 0 | 0 |  | 0 | 0 | 0 | 0 | 0 | 0 | 0
SCE Northern | SCE Northern | SCE | Vincent | 230 | 91 | LDES |  |  | 0 | 0 |  | 0 | 0 |  | 0 | 0 |  | 0 | 0 | 0 | 0 | 0 |  | 0 | 0 | 0 | 0 | 0 |  | 0 | 0 | 0 | 0 | 0 | 0 | 0
SCE Northern | SCE Northern | SCE | Vincent | 500 | 91 | LDES |  |  | 0 | 0 |  | 0 | 0 |  | 0 | 0 |  | 0 | 0 | 0 | 0 | 0 |  | 0 | 0 | 0 | 0 | 0 |  | 0 | 0 | 0 | 0 | 0 | 0 | 0
PG&E GBA | PGE GBA | PGE | Vineyard | 230 | 42 | LDES |  |  | 0 | 0 |  | 0 | 0 |  | 0 | 0 |  | 0 | 0 | 0 | 0 | 0 |  | 0 | 0 | 0 | 0 | 0 |  | 0 | 0 | 0 | 0 | 0 | 0 | 0
SDGE | PGE GBA | PGE | Vineyard | 69 |  | LDES |  |  | 0 | 0 |  | 0 | 0 |  | 0 | 0 |  | 0 | 0 | 0 | 0 | 0 |  | 0 | 0 | 0 | 0 | 0 |  | 0 | 0 | 0 | 0 | 0 | 0 | 0
SCE Eastern | SCE Eastern | SCE | Vista (SCE) | 230 | 156 | LDES |  |  | 0 | 0 |  | 0 | 0 |  | 0 | 0 |  | 0 | 0 | 0 | 0 | 0 |  | 0 | 0 | 0 | 0 | 0 |  | 0 | 0 | 0 | 0 | 0 | 0 | 0
EOP | SCE EOP | SCE | Vista (VEA) | 138 | 177 | LDES |  |  | 0 | 0 |  | 0 | 0 |  | 0 | 0 |  | 0 | 0 | 0 | 0 | 0 |  | 0 | 0 | 0 | 0 | 0 |  | 0 | 0 | 0 | 0 | 0 | 0 | 0
EOP | SCE EOP | SCE | Vista (VEA) | 230 | 177 | LDES |  |  | 0 | 0 |  | 0 | 0 |  | 0 | 0 |  | 0 | 0 | 0 | 0 | 0 |  | 0 | 0 | 0 | 0 | 0 |  | 0 | 0 | 0 | 0 | 0 | 0 | 0
PG&E FRESNO | PGE Fresno | PGE | Wahtoke | 115 | 105 | LDES |  |  | 0 | 0 |  | 0 | 0 |  | 0 | 0 |  | 0 | 0 | 0 | 0 | 0 |  | 0 | 0 | 0 | 0 | 0 |  | 0 | 0 | 0 | 0 | 0 | 0 | 0
SCE Northern | SCE Northern | SCE | Wakefield | 66 |  | LDES |  |  | 0 | 0 |  | 0 | 0 |  | 0 | 0 |  | 0 | 0 | 0 | 0 | 0 |  | 0 | 0 | 0 | 0 | 0 |  | 0 | 0 | 0 | 0 | 0 | 0 | 0
SCE Metro | SCE Metro | SCE | Walnut | 230 | 97 | LDES |  |  | 0 | 0 |  | 0 | 0 |  | 0 | 0 |  | 0 | 0 | 0 | 0 | 0 |  | 0 | 0 | 0 | 0 | 0 |  | 0 | 0 | 0 | 0 | 0 | 0 | 0
SCE Northern | SCE Northern | SCE | Warne | 230 | 159 | LDES |  |  | 0 | 0 |  | 0 | 0 |  | 0 | 0 |  | 0 | 0 | 0 | 0 | 0 |  | 0 | 0 | 0 | 0 | 0 |  | 0 | 0 | 0 | 0 | 0 | 0 | 0
PG&E GBA | PGE GBA | PGE | Warnerville | 230 | 155 | LDES |  |  | 0 | 0 |  | 0 | 0 |  | 0 | 0 |  | 0 | 0 | 0 | 0 | 0 |  | 0 | 0 | 0 | 0 | 0 |  | 0 | 0 | 0 | 0 | 0 | 0 | 0
PG&E FRESNO | PGE Fresno | PGE | Waukena | 115 | 105 | LDES |  |  | 0 | 0 |  | 0 | 0 |  | 0 | 0 |  | 0 | 0 | 0 | 0 | 0 |  | 0 | 0 | 0 | 0 | 0 |  | 0 | 0 | 0 | 0 | 0 | 0 | 0
PG&E GBA | PGE GBA | PGE | Weber | 230 | 15 | LDES |  |  | 0 | 0 |  | 0 | 0 |  | 0 | 0 |  | 0 | 0 | 0 | 0 | 0 |  | 0 | 0 | 0 | 0 | 0 |  | 0 | 0 | 0 | 0 | 0 | 0 | 0
PG&E GBA | PGE GBA | PGE | Weber | 60 |  | LDES |  |  | 0 | 0 |  | 0 | 0 |  | 0 | 0 |  | 0 | 0 | 0 | 0 | 0 |  | 0 | 0 | 0 | 0 | 0 |  | 0 | 0 | 0 | 0 | 0 | 0 | 0
PG&E FRESNO | PGE Fresno | PGE | West Fresno | 115 | 117 | LDES |  |  | 0 | 0 |  | 0 | 0 |  | 0 | 0 |  | 0 | 0 | 0 | 0 | 0 |  | 0 | 0 | 0 | 0 | 0 |  | 0 | 0 | 0 | 0 | 0 | 0 | 0
PG&E FRESNO | PGE Fresno | PGE | Westley | 230 | 64 | LDES |  |  | 0 | 0 |  | 0 | 0 |  | 0 | 0 |  | 0 | 0 | 0 | 0 | 0 |  | 0 | 0 | 0 | 0 | 0 |  | 0 | 0 | 0 | 0 | 0 | 0 | 0
PG&E KERN | PGE Kern | PGE | Westpark | 115 | 68 | LDES |  |  | 0 | 0 |  | 0 | 0 |  | 0 | 0 |  | 0 | 0 | 0 | 0 | 0 |  | 0 | 0 | 0 | 0 | 0 |  | 0 | 0 | 0 | 0 | 0 | 0 | 0
PG&E KERN | PGE Kern | PGE | Wheeler Ridge | 230 | 103 | LDES |  |  | 0 | 0 |  | 0 | 0 |  | 0 | 0 |  | 0 | 0 | 0 | 0 | 0 |  | 0 | 0 | 0 | 0 | 0 |  | 0 | 0 | 0 | 0 | 0 | 0 | 0
PG&E KERN | PGE Kern | PGE | Wheeler Ridge | 115 | 68 | LDES |  |  | 0 | 0 |  | 0 | 0 |  | 0 | 0 |  | 0 | 0 | 0 | 0 | 0 |  | 0 | 0 | 0 | 0 | 0 |  | 0 | 0 | 0 | 0 | 0 | 0 | 0
PG&E KERN | PGE Kern | PGE | Wheeler Ridge | 70 |  | LDES |  |  | 0 | 0 |  | 0 | 0 |  | 0 | 0 |  | 0 | 0 | 0 | 0 | 0 |  | 0 | 0 | 0 | 0 | 0 |  | 0 | 0 | 0 | 0 | 0 | 0 | 0
SCE Northern | SCE Northern | SCE | Whirlwind | 230 | 124 | LDES |  | Mapped as A-CAES | 1 | 200 |  | 200 | 0 |  | 0 | 0 |  | 0 | 0 | 0 | 0 | 300 |  | 300 | 0 | 0 | 0 | 300 |  | 300 | 500 | 0 | 500 | 500 | 0 | 500
SCE Northern | SCE Northern | SCE | Whirlwind | 500 | 124 | LDES |  |  | 1 | 0 |  | 0 | 0 |  | 0 | 0 |  | 0 | 0 | 0 | 0 | 0 |  | 0 | 906 | 0 | 906 | 906 |  | 906 | 0 | 0 | 0 | 906 | 0 | 906
PG&E GBA | PGE GBA | PGE | Whisman | 115 | 78 | LDES |  |  | 0 | 0 |  | 0 | 0 |  | 0 | 0 |  | 0 | 0 | 0 | 0 | 0 |  | 0 | 0 | 0 | 0 | 0 |  | 0 | 0 | 0 | 0 | 0 | 0 | 0
SCE Eastern | SCE Eastern | SCE | Wildlife | 230 | 156 | LDES |  |  | 0 | 0 |  | 0 | 0 |  | 0 | 0 |  | 0 | 0 | 0 | 0 | 0 |  | 0 | 0 | 0 | 0 | 0 |  | 0 | 0 | 0 | 0 | 0 | 0 | 0
PG&E FRESNO | PGE Fresno | PGE | Wilson | 115 | 158 | LDES |  |  | 0 | 0 |  | 0 | 0 |  | 0 | 0 |  | 0 | 0 | 0 | 0 | 0 |  | 0 | 0 | 0 | 0 | 0 |  | 0 | 0 | 0 | 0 | 0 | 0 | 0
PG&E FRESNO | PGE Fresno | PGE | Wilson | 230 | 169 | LDES |  |  | 0 | 0 |  | 0 | 0 |  | 0 | 0 |  | 0 | 0 | 0 | 0 | 0 |  | 0 | 0 | 0 | 0 | 0 |  | 0 | 0 | 0 | 0 | 0 | 0 | 0
SCE Northern | SCE Northern | SCE | Windhub | 230 | 147 | LDES |  |  | 0 | 0 |  | 0 | 0 |  | 0 | 0 |  | 0 | 0 | 0 | 0 | 0 |  | 0 | 0 | 0 | 0 | 0 |  | 0 | 0 | 0 | 0 | 0 | 0 | 0
SCE Northern | SCE Northern | SCE | Windhub | 500 | 147 | LDES |  |  | 1 | 0 |  | 0 | 0 |  | 0 | 0 |  | 0 | 0 | 0 | 0 | 480 |  | 480 | 0 | 0 | 0 | 480 |  | 480 | 480 | 0 | 480 | 480 | 0 | 480
PG&E GBA | PGE GBA | PGE | Windmaster | 230 | 32 | LDES |  |  | 0 | 0 |  | 0 | 0 |  | 0 | 0 |  | 0 | 0 | 0 | 0 | 0 |  | 0 | 0 | 0 | 0 | 0 |  | 0 | 0 | 0 | 0 | 0 | 0 | 0
PG&E NGBA | PGE NGBA | PGE | Windsor | 60 |  | LDES |  |  | 0 | 0 |  | 0 | 0 |  | 0 | 0 |  | 0 | 0 | 0 | 0 | 0 |  | 0 | 0 | 0 | 0 | 0 |  | 0 | 0 | 0 | 0 | 0 | 0 | 0
PG&E NGBA | PGE NGBA | PGE | Woodland | 115 | 18 | LDES |  |  | 0 | 0 |  | 0 | 0 |  | 0 | 0 |  | 0 | 0 | 0 | 0 | 0 |  | 0 | 0 | 0 | 0 | 0 |  | 0 | 0 | 0 | 0 | 0 | 0 | 0
PG&E FRESNO | PGE Fresno | PGE | Woodward | 115 | 136 | LDES |  |  | 0 | 0 |  | 0 | 0 |  | 0 | 0 |  | 0 | 0 | 0 | 0 | 0 |  | 0 | 0 | 0 | 0 | 0 |  | 0 | 0 | 0 | 0 | 0 | 0 | 0
PG&E NGBA | PGE NGBA | PGE | Wyandotte | 115 | 22 | LDES |  |  | 0 | 0 |  | 0 | 0 |  | 0 | 0 |  | 0 | 0 | 0 | 0 | 0 |  | 0 | 0 | 0 | 0 | 0 |  | 0 | 0 | 0 | 0 | 0 | 0 | 0
PG&E KERN | PGE Kern | PGE | 7th Standard | 115 | 109 | OOS_Wind |  |  | 0 | 0 | 0 | 0 | 0 | 0 | 0 | 0 | 0 | 0 | 0 | 0 | 0 | 0 | 0 | 0 | 0 | 0 | 0 | 0 | 0 | 0 | 0 | 0 | 0 | 0 | 0 | 0
SCE Metro | SCE Metro | SCE | Alamitos | 230 | 132 | OOS_Wind |  |  | 0 | 0 | 0 | 0 | 0 | 0 | 0 | 0 | 0 | 0 | 0 | 0 | 0 | 0 | 0 | 0 | 0 | 0 | 0 | 0 | 0 | 0 | 0 | 0 | 0 | 0 | 0 | 0
SCE Eastern | SCE Eastern | SCE | Alberhill | 115 | 156 | OOS_Wind |  |  | 0 | 0 | 0 | 0 | 0 | 0 | 0 | 0 | 0 | 0 | 0 | 0 | 0 | 0 | 0 | 0 | 0 | 0 | 0 | 0 | 0 | 0 | 0 | 0 | 0 | 0 | 0 | 0
SCE Eastern | SCE Eastern | SCE | Alberhill | 500 | 156 | OOS_Wind |  |  | 0 | 0 | 0 | 0 | 0 | 0 | 0 | 0 | 0 | 0 | 0 | 0 | 0 | 0 | 0 | 0 | 0 | 0 | 0 | 0 | 0 | 0 | 0 | 0 | 0 | 0 | 0 | 0
PG&E GBA | PGE GBA | PGE | Alhambra | 115 | 6 | OOS_Wind |  |  | 0 | 0 | 0 | 0 | 0 | 0 | 0 | 0 | 0 | 0 | 0 | 0 | 0 | 0 | 0 | 0 | 0 | 0 | 0 | 0 | 0 | 0 | 0 | 0 | 0 | 0 | 0 | 0
PG&E FRESNO | PGE Fresno | PGE | Alpaugh | 115 | 119 | OOS_Wind |  |  | 0 | 0 | 0 | 0 | 0 | 0 | 0 | 0 | 0 | 0 | 0 | 0 | 0 | 0 | 0 | 0 | 0 | 0 | 0 | 0 | 0 | 0 | 0 | 0 | 0 | 0 | 0 | 0
PG&E GBA | PGE GBA | PGE | Altamont Midway (Sandhill) | 230 | 26 | OOS_Wind |  |  | 0 | 0 | 0 | 0 | 0 | 0 | 0 | 0 | 0 | 0 | 0 | 0 | 0 | 0 | 0 | 0 | 0 | 0 | 0 | 0 | 0 | 0 | 0 | 0 | 0 | 0 | 0 | 0
SCE Northern | SCE Northern | SCE | Antelope | 230 | 86 | OOS_Wind |  |  | 0 | 0 | 0 | 0 | 0 | 0 | 0 | 0 | 0 | 0 | 0 | 0 | 0 | 0 | 0 | 0 | 0 | 0 | 0 | 0 | 0 | 0 | 0 | 0 | 0 | 0 | 0 | 0
SCE Northern | SCE Northern | SCE | Antelope | 500 | 124 | OOS_Wind |  |  | 0 | 0 | 0 | 0 | 0 | 0 | 0 | 0 | 0 | 0 | 0 | 0 | 0 | 0 | 0 | 0 | 0 | 0 | 0 | 0 | 0 | 0 | 0 | 0 | 0 | 0 | 0 | 0
PG&E KERN | PGE Kern | PGE | Arco | 230 | 93 | OOS_Wind |  |  | 0 | 0 | 0 | 0 | 0 | 0 | 0 | 0 | 0 | 0 | 0 | 0 | 0 | 0 | 0 | 0 | 0 | 0 | 0 | 0 | 0 | 0 | 0 | 0 | 0 | 0 | 0 | 0
SCE Metro | SCE Metro | SCE | ArcoGen | 230 | 97 | OOS_Wind |  |  | 0 | 0 | 0 | 0 | 0 | 0 | 0 | 0 | 0 | 0 | 0 | 0 | 0 | 0 | 0 | 0 | 0 | 0 | 0 | 0 | 0 | 0 | 0 | 0 | 0 | 0 | 0 | 0
SDGE | SDGE Imperial | SDGE | Artesian | 230 | 195 | OOS_Wind |  |  | 0 | 0 | 0 | 0 | 0 | 0 | 0 | 0 | 0 | 0 | 0 | 0 | 0 | 0 | 0 | 0 | 0 | 0 | 0 | 0 | 0 | 0 | 0 | 0 | 0 | 0 | 0 | 0
PG&E FRESNO | PGE Fresno | PGE | Ashlan | 230 | 138 | OOS_Wind |  |  | 0 | 0 | 0 | 0 | 0 | 0 | 0 | 0 | 0 | 0 | 0 | 0 | 0 | 0 | 0 | 0 | 0 | 0 | 0 | 0 | 0 | 0 | 0 | 0 | 0 | 0 | 0 | 0
PG&E NGBA | PGE NGBA | PGE | Atlantic | 115 | 16 | OOS_Wind |  |  | 0 | 0 | 0 | 0 | 0 | 0 | 0 | 0 | 0 | 0 | 0 | 0 | 0 | 0 | 0 | 0 | 0 | 0 | 0 | 0 | 0 | 0 | 0 | 0 | 0 | 0 | 0 | 0
PG&E NGBA | PGE NGBA | PGE | Atlantic | 230 | 20 | OOS_Wind |  |  | 0 | 0 | 0 | 0 | 0 | 0 | 0 | 0 | 0 | 0 | 0 | 0 | 0 | 0 | 0 | 0 | 0 | 0 | 0 | 0 | 0 | 0 | 0 | 0 | 0 | 0 | 0 | 0
PG&E FRESNO | PGE Fresno | PGE | Atwater | 115 | 139 | OOS_Wind |  |  | 0 | 0 | 0 | 0 | 0 | 0 | 0 | 0 | 0 | 0 | 0 | 0 | 0 | 0 | 0 | 0 | 0 | 0 | 0 | 0 | 0 | 0 | 0 | 0 | 0 | 0 | 0 | 0
PG&E GBA | PGE GBA | PGE | Avena | 115 | 36 | OOS_Wind |  |  | 0 | 0 | 0 | 0 | 0 | 0 | 0 | 0 | 0 | 0 | 0 | 0 | 0 | 0 | 0 | 0 | 0 | 0 | 0 | 0 | 0 | 0 | 0 | 0 | 0 | 0 | 0 | 0
PG&E NGBA | PGE NGBA | PGE | Bahia | 230 | 60 | OOS_Wind |  |  | 0 | 0 | 0 | 0 | 0 | 0 | 0 | 0 | 0 | 0 | 0 | 0 | 0 | 0 | 0 | 0 | 0 | 0 | 0 | 0 | 0 | 0 | 0 | 0 | 0 | 0 | 0 | 0
SCE Northern | SCE Northern | SCE | Bailey | 230 | 167 | OOS_Wind |  |  | 0 | 0 | 0 | 0 | 0 | 0 | 0 | 0 | 0 | 0 | 0 | 0 | 0 | 0 | 0 | 0 | 0 | 0 | 0 | 0 | 0 | 0 | 0 | 0 | 0 | 0 | 0 | 0
SCE NOL | SCE NOL | SCE | Baker | 115 | 160 | OOS_Wind |  |  | 0 | 0 | 0 | 0 | 0 | 0 | 0 | 0 | 0 | 0 | 0 | 0 | 0 | 0 | 0 | 0 | 0 | 0 | 0 | 0 | 0 | 0 | 0 | 0 | 0 | 0 | 0 | 0
PG&E KERN | PGE Kern | PGE | Bakersfield | 230 | 89 | OOS_Wind |  |  | 0 | 0 | 0 | 0 | 0 | 0 | 0 | 0 | 0 | 0 | 0 | 0 | 0 | 0 | 0 | 0 | 0 | 0 | 0 | 0 | 0 | 0 | 0 | 0 | 0 | 0 | 0 | 0
PG&E FRESNO | PGE Fresno | PGE | Balch | 230 | 117 | OOS_Wind |  |  | 0 | 0 | 0 | 0 | 0 | 0 | 0 | 0 | 0 | 0 | 0 | 0 | 0 | 0 | 0 | 0 | 0 | 0 | 0 | 0 | 0 | 0 | 0 | 0 | 0 | 0 | 0 | 0
SCE Eastern | SCE Eastern | SCE | Bannister | 230 | 174 | OOS_Wind |  |  | 0 | 0 | 0 | 0 | 0 | 0 | 0 | 0 | 0 | 0 | 0 | 0 | 0 | 0 | 0 | 0 | 0 | 0 | 0 | 0 | 0 | 0 | 0 | 0 | 0 | 0 | 0 | 0
SCE Metro | SCE Metro | SCE | Barre | 230 | 97 | OOS_Wind |  |  | 0 | 0 | 0 | 0 | 0 | 0 | 0 | 0 | 0 | 0 | 0 | 0 | 0 | 0 | 0 | 0 | 0 | 0 | 0 | 0 | 0 | 0 | 0 | 0 | 0 | 0 | 0 | 0
SDGE | SDGE Imperial | SDGE | Bay Boulevard | 230 | 196 | OOS_Wind |  |  | 0 | 0 | 0 | 0 | 0 | 0 | 0 | 0 | 0 | 0 | 0 | 0 | 0 | 0 | 0 | 0 | 0 | 0 | 0 | 0 | 0 | 0 | 0 | 0 | 0 | 0 | 0 | 0
EOP | SCE EOP | SCE | Beatty | 138 | 177 | OOS_Wind |  |  | 0 | 0 | 0 | 0 | 0 | 0 | 0 | 0 | 0 | 0 | 0 | 0 | 0 | 0 | 0 | 0 | 0 | 0 | 0 | 0 | 0 | 0 | 0 | 0 | 0 | 0 | 0 | 0
EOP | SCE EOP | SCE | Beatty | 230 | 177 | OOS_Wind |  |  | 0 | 0 | 0 | 0 | 0 | 0 | 0 | 0 | 0 | 0 | 0 | 0 | 0 | 0 | 0 | 0 | 0 | 0 | 0 | 0 | 0 | 0 | 0 | 0 | 0 | 0 | 0 | 0
PG&E NGBA | PGE NGBA | PGE | Belden | 230 | 24 | OOS_Wind |  |  | 0 | 0 | 0 | 0 | 0 | 0 | 0 | 0 | 0 | 0 | 0 | 0 | 0 | 0 | 0 | 0 | 0 | 0 | 0 | 0 | 0 | 0 | 0 | 0 | 0 | 0 | 0 | 0
PG&E NGBA | PGE NGBA | PGE | Bell | 115 | 16 | OOS_Wind |  |  | 0 | 0 | 0 | 0 | 0 | 0 | 0 | 0 | 0 | 0 | 0 | 0 | 0 | 0 | 0 | 0 | 0 | 0 | 0 | 0 | 0 | 0 | 0 | 0 | 0 | 0 | 0 | 0
PG&E NGBA | PGE NGBA | PGE | Bellevue | 115 | 27 | OOS_Wind |  |  | 0 | 0 | 0 | 0 | 0 | 0 | 0 | 0 | 0 | 0 | 0 | 0 | 0 | 0 | 0 | 0 | 0 | 0 | 0 | 0 | 0 | 0 | 0 | 0 | 0 | 0 | 0 | 0
PG&E GBA | PGE GBA | PGE | Bellota | 115 | 29 | OOS_Wind |  |  | 0 | 0 | 0 | 0 | 0 | 0 | 0 | 0 | 0 | 0 | 0 | 0 | 0 | 0 | 0 | 0 | 0 | 0 | 0 | 0 | 0 | 0 | 0 | 0 | 0 | 0 | 0 | 0
PG&E GBA | PGE GBA | PGE | Bellota | 230 | 15 | OOS_Wind |  |  | 0 | 0 | 0 | 0 | 0 | 0 | 0 | 0 | 0 | 0 | 0 | 0 | 0 | 0 | 0 | 0 | 0 | 0 | 0 | 0 | 0 | 0 | 0 | 0 | 0 | 0 | 0 | 0
SCE Northern | SCE Northern | SCE | Big Creek | 230 | 153 | OOS_Wind |  |  | 0 | 0 | 0 | 0 | 0 | 0 | 0 | 0 | 0 | 0 | 0 | 0 | 0 | 0 | 0 | 0 | 0 | 0 | 0 | 0 | 0 | 0 | 0 | 0 | 0 | 0 | 0 | 0
PG&E GBA | PGE GBA | PGE | Birds Landing | 230 | 59 | OOS_Wind |  |  | 0 | 0 | 0 | 0 | 0 | 0 | 0 | 0 | 0 | 0 | 0 | 0 | 0 | 0 | 0 | 0 | 0 | 0 | 0 | 0 | 0 | 0 | 0 | 0 | 0 | 0 | 0 | 0
SCE Eastern | SCE Eastern | SCE | Blythe | 161 | 182 | OOS_Wind |  |  | 0 | 0 | 0 | 0 | 0 | 0 | 0 | 0 | 0 | 0 | 0 | 0 | 0 | 0 | 0 | 0 | 0 | 0 | 0 | 0 | 0 | 0 | 0 | 0 | 0 | 0 | 0 | 0
PG&E NGBA | PGE NGBA | PGE | Bogue | 115 | 22 | OOS_Wind |  |  | 0 | 0 | 0 | 0 | 0 | 0 | 0 | 0 | 0 | 0 | 0 | 0 | 0 | 0 | 0 | 0 | 0 | 0 | 0 | 0 | 0 | 0 | 0 | 0 | 0 | 0 | 0 | 0
PG&E FRESNO | PGE Fresno | PGE | Borden | 230 | 168 | OOS_Wind |  |  | 0 | 0 | 0 | 0 | 0 | 0 | 0 | 0 | 0 | 0 | 0 | 0 | 0 | 0 | 0 | 0 | 0 | 0 | 0 | 0 | 0 | 0 | 0 | 0 | 0 | 0 | 0 | 0
SDGE | SDGE Imperial | SDGE | Boulevard East | 138 | 192 | OOS_Wind |  |  | 0 | 0 | 0 | 0 | 0 | 0 | 0 | 0 | 0 | 0 | 0 | 0 | 0 | 0 | 0 | 0 | 0 | 0 | 0 | 0 | 0 | 0 | 0 | 0 | 0 | 0 | 0 | 0
PG&E GBA | PGE GBA | PGE | Brentwood | 230 | 50 | OOS_Wind |  |  | 0 | 0 | 0 | 0 | 0 | 0 | 0 | 0 | 0 | 0 | 0 | 0 | 0 | 0 | 0 | 0 | 0 | 0 | 0 | 0 | 0 | 0 | 0 | 0 | 0 | 0 | 0 | 0
PG&E NGBA | PGE NGBA | PGE | Bridgeville | 115 | 1 | OOS_Wind |  |  | 0 | 0 | 0 | 0 | 0 | 0 | 0 | 0 | 0 | 0 | 0 | 0 | 0 | 0 | 0 | 0 | 0 | 0 | 0 | 0 | 0 | 0 | 0 | 0 | 0 | 0 | 0 | 0
PG&E NGBA | PGE NGBA | PGE | Brighton | 115 | 67 | OOS_Wind |  |  | 0 | 0 | 0 | 0 | 0 | 0 | 0 | 0 | 0 | 0 | 0 | 0 | 0 | 0 | 0 | 0 | 0 | 0 | 0 | 0 | 0 | 0 | 0 | 0 | 0 | 0 | 0 | 0
PG&E NGBA | PGE NGBA | PGE | Brighton | 230 | 67 | OOS_Wind |  |  | 0 | 0 | 0 | 0 | 0 | 0 | 0 | 0 | 0 | 0 | 0 | 0 | 0 | 0 | 0 | 0 | 0 | 0 | 0 | 0 | 0 | 0 | 0 | 0 | 0 | 0 | 0 | 0
PG&E NGBA | PGE NGBA | PGE | Brunswick | 115 | 20 | OOS_Wind |  |  | 0 | 0 | 0 | 0 | 0 | 0 | 0 | 0 | 0 | 0 | 0 | 0 | 0 | 0 | 0 | 0 | 0 | 0 | 0 | 0 | 0 | 0 | 0 | 0 | 0 | 0 | 0 | 0
PG&E NGBA | PGE NGBA | PGE | Bucks Creek | 230 | 35 | OOS_Wind |  |  | 0 | 0 | 0 | 0 | 0 | 0 | 0 | 0 | 0 | 0 | 0 | 0 | 0 | 0 | 0 | 0 | 0 | 0 | 0 | 0 | 0 | 0 | 0 | 0 | 0 | 0 | 0 | 0
PG&E KERN | PGE Kern | PGE | Buena Vista | 230 |  | OOS_Wind |  |  | 0 | 0 | 0 | 0 | 0 | 0 | 0 | 0 | 0 | 0 | 0 | 0 | 0 | 0 | 0 | 0 | 0 | 0 | 0 | 0 | 0 | 0 | 0 | 0 | 0 | 0 | 0 | 0
PG&E FRESNO | PGE Fresno | PGE | Bullard | 115 | 165 | OOS_Wind |  |  | 0 | 0 | 0 | 0 | 0 | 0 | 0 | 0 | 0 | 0 | 0 | 0 | 0 | 0 | 0 | 0 | 0 | 0 | 0 | 0 | 0 | 0 | 0 | 0 | 0 | 0 | 0 | 0
PG&E GBA | PGE GBA | PGE | Burlingame | 115 | 3 | OOS_Wind |  |  | 0 | 0 | 0 | 0 | 0 | 0 | 0 | 0 | 0 | 0 | 0 | 0 | 0 | 0 | 0 | 0 | 0 | 0 | 0 | 0 | 0 | 0 | 0 | 0 | 0 | 0 | 0 | 0
PG&E NGBA | PGE NGBA | PGE | Burney Forest | 230 | 2 | OOS_Wind |  |  | 0 | 0 | 0 | 0 | 0 | 0 | 0 | 0 | 0 | 0 | 0 | 0 | 0 | 0 | 0 | 0 | 0 | 0 | 0 | 0 | 0 | 0 | 0 | 0 | 0 | 0 | 0 | 0
PG&E NGBA | PGE NGBA | PGE | Butte | 115 | 1 | OOS_Wind |  |  | 0 | 0 | 0 | 0 | 0 | 0 | 0 | 0 | 0 | 0 | 0 | 0 | 0 | 0 | 0 | 0 | 0 | 0 | 0 | 0 | 0 | 0 | 0 | 0 | 0 | 0 | 0 | 0
PG&E KERN | PGE Kern | PGE | Cabrillo | 115 | 111 | OOS_Wind |  |  | 0 | 0 | 0 | 0 | 0 | 0 | 0 | 0 | 0 | 0 | 0 | 0 | 0 | 0 | 0 | 0 | 0 | 0 | 0 | 0 | 0 | 0 | 0 | 0 | 0 | 0 | 0 | 0
PG&E FRESNO | PGE Fresno | PGE | Cal Flats | 230 | 129 | OOS_Wind |  |  | 0 | 0 | 0 | 0 | 0 | 0 | 0 | 0 | 0 | 0 | 0 | 0 | 0 | 0 | 0 | 0 | 0 | 0 | 0 | 0 | 0 | 0 | 0 | 0 | 0 | 0 | 0 | 0
SCE NOL | SCE NOL | SCE | Calcite | 230 | 141 | OOS_Wind |  |  | 0 | 0 | 0 | 0 | 0 | 0 | 0 | 0 | 0 | 0 | 0 | 0 | 0 | 0 | 0 | 0 | 0 | 0 | 0 | 0 | 0 | 0 | 0 | 0 | 0 | 0 | 0 | 0
PG&E KERN | PGE Kern | PGE | Caliente | 230 | 122 | OOS_Wind |  |  | 0 | 0 | 0 | 0 | 0 | 0 | 0 | 0 | 0 | 0 | 0 | 0 | 0 | 0 | 0 | 0 | 0 | 0 | 0 | 0 | 0 | 0 | 0 | 0 | 0 | 0 | 0 | 0
PG&E FRESNO | PGE Fresno | PGE | California Ave | 115 | 105 | OOS_Wind |  |  | 0 | 0 | 0 | 0 | 0 | 0 | 0 | 0 | 0 | 0 | 0 | 0 | 0 | 0 | 0 | 0 | 0 | 0 | 0 | 0 | 0 | 0 | 0 | 0 | 0 | 0 | 0 | 0
PG&E KERN | PGE Kern | PGE | Callender | 115 | 126 | OOS_Wind |  |  | 0 | 0 | 0 | 0 | 0 | 0 | 0 | 0 | 0 | 0 | 0 | 0 | 0 | 0 | 0 | 0 | 0 | 0 | 0 | 0 | 0 | 0 | 0 | 0 | 0 | 0 | 0 | 0
PG&E NGBA | PGE NGBA | PGE | Calpella | 115 | 37 | OOS_Wind |  |  | 0 | 0 | 0 | 0 | 0 | 0 | 0 | 0 | 0 | 0 | 0 | 0 | 0 | 0 | 0 | 0 | 0 | 0 | 0 | 0 | 0 | 0 | 0 | 0 | 0 | 0 | 0 | 0
PG&E GBA | PGE GBA | PGE | Camanche | 230 | 15 | OOS_Wind |  |  | 0 | 0 | 0 | 0 | 0 | 0 | 0 | 0 | 0 | 0 | 0 | 0 | 0 | 0 | 0 | 0 | 0 | 0 | 0 | 0 | 0 | 0 | 0 | 0 | 0 | 0 | 0 | 0
PG&E FRESNO | PGE Fresno | PGE | Cantua | 115 | 115 | OOS_Wind |  |  | 0 | 0 | 0 | 0 | 0 | 0 | 0 | 0 | 0 | 0 | 0 | 0 | 0 | 0 | 0 | 0 | 0 | 0 | 0 | 0 | 0 | 0 | 0 | 0 | 0 | 0 | 0 | 0
SDGE | SDGE Imperial | SDGE | Capistrano | 138 | 173 | OOS_Wind |  |  | 0 | 0 | 0 | 0 | 0 | 0 | 0 | 0 | 0 | 0 | 0 | 0 | 0 | 0 | 0 | 0 | 0 | 0 | 0 | 0 | 0 | 0 | 0 | 0 | 0 | 0 | 0 | 0
SDGE | SDGE Imperial | SDGE | Capistrano | 230 | 173 | OOS_Wind |  |  | 0 | 0 | 0 | 0 | 0 | 0 | 0 | 0 | 0 | 0 | 0 | 0 | 0 | 0 | 0 | 0 | 0 | 0 | 0 | 0 | 0 | 0 | 0 | 0 | 0 | 0 | 0 | 0
PG&E NGBA | PGE NGBA | PGE | Carberry | 230 | 2 | OOS_Wind |  |  | 0 | 0 | 0 | 0 | 0 | 0 | 0 | 0 | 0 | 0 | 0 | 0 | 0 | 0 | 0 | 0 | 0 | 0 | 0 | 0 | 0 | 0 | 0 | 0 | 0 | 0 | 0 | 0
PG&E NGBA | PGE NGBA | PGE | Caribou | 115 | 7 | OOS_Wind |  |  | 0 | 0 | 0 | 0 | 0 | 0 | 0 | 0 | 0 | 0 | 0 | 0 | 0 | 0 | 0 | 0 | 0 | 0 | 0 | 0 | 0 | 0 | 0 | 0 | 0 | 0 | 0 | 0
PG&E NGBA | PGE NGBA | PGE | Caribou | 230 | 7 | OOS_Wind |  |  | 0 | 0 | 0 | 0 | 0 | 0 | 0 | 0 | 0 | 0 | 0 | 0 | 0 | 0 | 0 | 0 | 0 | 0 | 0 | 0 | 0 | 0 | 0 | 0 | 0 | 0 | 0 | 0
EOP | SCE EOP | SCE | Carpenter Canyon (fka Gamebird) | 138 | 177 | OOS_Wind |  |  | 0 | 0 | 0 | 0 | 0 | 0 | 0 | 0 | 0 | 0 | 0 | 0 | 0 | 0 | 0 | 0 | 0 | 0 | 0 | 0 | 0 | 0 | 0 | 0 | 0 | 0 | 0 | 0
EOP | SCE EOP | SCE | Carpenter Canyon (fka Gamebird) | 230 | 177 | OOS_Wind |  |  | 0 | 0 | 0 | 0 | 0 | 0 | 0 | 0 | 0 | 0 | 0 | 0 | 0 | 0 | 0 | 0 | 0 | 0 | 0 | 0 | 0 | 0 | 0 | 0 | 0 | 0 | 0 | 0
PG&E NGBA | PGE NGBA | PGE | Carquinez | 115 | 27 | OOS_Wind |  |  | 0 | 0 | 0 | 0 | 0 | 0 | 0 | 0 | 0 | 0 | 0 | 0 | 0 | 0 | 0 | 0 | 0 | 0 | 0 | 0 | 0 | 0 | 0 | 0 | 0 | 0 | 0 | 0
SDGE | SDGE Imperial | SDGE | Carrizo Gorge | 138 | 192 | OOS_Wind |  |  | 0 | 0 | 0 | 0 | 0 | 0 | 0 | 0 | 0 | 0 | 0 | 0 | 0 | 0 | 0 | 0 | 0 | 0 | 0 | 0 | 0 | 0 | 0 | 0 | 0 | 0 | 0 | 0
PG&E KERN | PGE Kern | PGE | Carrizo Plains | 115 | 122 | OOS_Wind |  |  | 0 | 0 | 0 | 0 | 0 | 0 | 0 | 0 | 0 | 0 | 0 | 0 | 0 | 0 | 0 | 0 | 0 | 0 | 0 | 0 | 0 | 0 | 0 | 0 | 0 | 0 | 0 | 0
PG&E KERN | PGE Kern | PGE | Casaloma | 230 | 68 | OOS_Wind |  |  | 0 | 0 | 0 | 0 | 0 | 0 | 0 | 0 | 0 | 0 | 0 | 0 | 0 | 0 | 0 | 0 | 0 | 0 | 0 | 0 | 0 | 0 | 0 | 0 | 0 | 0 | 0 | 0
PG&E GBA | PGE GBA | PGE | Castro Valley | 230 | 42 | OOS_Wind |  |  | 0 | 0 | 0 | 0 | 0 | 0 | 0 | 0 | 0 | 0 | 0 | 0 | 0 | 0 | 0 | 0 | 0 | 0 | 0 | 0 | 0 | 0 | 0 | 0 | 0 | 0 | 0 | 0
PG&E GBA | PGE GBA | PGE | Cayetano | 230 | 50 | OOS_Wind |  |  | 0 | 0 | 0 | 0 | 0 | 0 | 0 | 0 | 0 | 0 | 0 | 0 | 0 | 0 | 0 | 0 | 0 | 0 | 0 | 0 | 0 | 0 | 0 | 0 | 0 | 0 | 0 | 0
SCE Metro | SCE Metro | SCE | Center | 230 | 97 | OOS_Wind |  |  | 0 | 0 | 0 | 0 | 0 | 0 | 0 | 0 | 0 | 0 | 0 | 0 | 0 | 0 | 0 | 0 | 0 | 0 | 0 | 0 | 0 | 0 | 0 | 0 | 0 | 0 | 0 | 0
PG&E KERN | PGE Kern | PGE | Charca | 115 | 74 | OOS_Wind |  |  | 0 | 0 | 0 | 0 | 0 | 0 | 0 | 0 | 0 | 0 | 0 | 0 | 0 | 0 | 0 | 0 | 0 | 0 | 0 | 0 | 0 | 0 | 0 | 0 | 0 | 0 | 0 | 0
EOP | SCE EOP | SCE | Charleston | 138 | 177 | OOS_Wind |  |  | 0 | 0 | 0 | 0 | 0 | 0 | 0 | 0 | 0 | 0 | 0 | 0 | 0 | 0 | 0 | 0 | 0 | 0 | 0 | 0 | 0 | 0 | 0 | 0 | 0 | 0 | 0 | 0
SCE Metro | SCE Metro | SCE | Chevmain | 230 | 97 | OOS_Wind |  |  | 0 | 0 | 0 | 0 | 0 | 0 | 0 | 0 | 0 | 0 | 0 | 0 | 0 | 0 | 0 | 0 | 0 | 0 | 0 | 0 | 0 | 0 | 0 | 0 | 0 | 0 | 0 | 0
SDGE | SDGE Imperial | SDGE | Chicarita | 138 | 186 | OOS_Wind |  |  | 0 | 0 | 0 | 0 | 0 | 0 | 0 | 0 | 0 | 0 | 0 | 0 | 0 | 0 | 0 | 0 | 0 | 0 | 0 | 0 | 0 | 0 | 0 | 0 | 0 | 0 | 0 | 0
SCE Metro | SCE Metro | SCE | Chino | 230 | 97 | OOS_Wind |  |  | 0 | 0 | 0 | 0 | 0 | 0 | 0 | 0 | 0 | 0 | 0 | 0 | 0 | 0 | 0 | 0 | 0 | 0 | 0 | 0 | 0 | 0 | 0 | 0 | 0 | 0 | 0 | 0
PG&E FRESNO | PGE Fresno | PGE | Chowchilla | 115 | 166 | OOS_Wind |  |  | 0 | 0 | 0 | 0 | 0 | 0 | 0 | 0 | 0 | 0 | 0 | 0 | 0 | 0 | 0 | 0 | 0 | 0 | 0 | 0 | 0 | 0 | 0 | 0 | 0 | 0 | 0 | 0
PG&E GBA | PGE GBA | PGE | Christie | 115 | 6 | OOS_Wind |  |  | 0 | 0 | 0 | 0 | 0 | 0 | 0 | 0 | 0 | 0 | 0 | 0 | 0 | 0 | 0 | 0 | 0 | 0 | 0 | 0 | 0 | 0 | 0 | 0 | 0 | 0 | 0 | 0
SCE Eastern | SCE Arizona | SCE | Cielo Azul | 500 | 181 | OOS_Wind |  |  | 0 | 0 | 0 | 0 | 0 | 0 | 0 | 0 | 0 | 0 | 0 | 0 | 0 | 0 | 0 | 0 | 0 | 0 | 0 | 0 | 0 | 0 | 0 | 0 | 0 | 0 | 0 | 0
PG&E GBA | PGE GBA | PGE | Clayton | 115 | 1 | OOS_Wind |  |  | 0 | 0 | 0 | 0 | 0 | 0 | 0 | 0 | 0 | 0 | 0 | 0 | 0 | 0 | 0 | 0 | 0 | 0 | 0 | 0 | 0 | 0 | 0 | 0 | 0 | 0 | 0 | 0
PG&E NGBA | PGE NGBA | PGE | Cloverdale | 115 | 37 | OOS_Wind |  |  | 0 | 0 | 0 | 0 | 0 | 0 | 0 | 0 | 0 | 0 | 0 | 0 | 0 | 0 | 0 | 0 | 0 | 0 | 0 | 0 | 0 | 0 | 0 | 0 | 0 | 0 | 0 | 0
PG&E FRESNO | PGE Fresno | PGE | Clovis | 115 | 136 | OOS_Wind |  |  | 0 | 0 | 0 | 0 | 0 | 0 | 0 | 0 | 0 | 0 | 0 | 0 | 0 | 0 | 0 | 0 | 0 | 0 | 0 | 0 | 0 | 0 | 0 | 0 | 0 | 0 | 0 | 0
PG&E GBA | PGE GBA | PGE | Coburn | 230 | 116 | OOS_Wind |  |  | 0 | 0 | 0 | 0 | 0 | 0 | 0 | 0 | 0 | 0 | 0 | 0 | 0 | 0 | 0 | 0 | 0 | 0 | 0 | 0 | 0 | 0 | 0 | 0 | 0 | 0 | 0 | 0
PG&E NGBA | PGE NGBA | PGE | Colgate | 230 | 22 | OOS_Wind |  |  | 0 | 0 | 0 | 0 | 0 | 0 | 0 | 0 | 0 | 0 | 0 | 0 | 0 | 0 | 0 | 0 | 0 | 0 | 0 | 0 | 0 | 0 | 0 | 0 | 0 | 0 | 0 | 0
PG&E GBA | PGE GBA | PGE | Collierville | 230 | 44 | OOS_Wind |  |  | 0 | 0 | 0 | 0 | 0 | 0 | 0 | 0 | 0 | 0 | 0 | 0 | 0 | 0 | 0 | 0 | 0 | 0 | 0 | 0 | 0 | 0 | 0 | 0 | 0 | 0 | 0 | 0
PG&E GBA | PGE GBA | PGE | Collinsville | 230 | 1 | OOS_Wind |  |  | 0 | 0 | 0 | 0 | 0 | 0 | 0 | 0 | 0 | 0 | 0 | 0 | 0 | 0 | 0 | 0 | 0 | 0 | 0 | 0 | 0 | 0 | 0 | 0 | 0 | 0 | 0 | 0
PG&E GBA | PGE GBA | PGE | Collinsville | 500 | 1 | OOS_Wind |  |  | 0 | 0 | 0 | 0 | 0 | 0 | 0 | 0 | 0 | 0 | 0 | 0 | 0 | 0 | 0 | 0 | 0 | 0 | 0 | 0 | 0 | 0 | 0 | 0 | 0 | 0 | 0 | 0
SCE Eastern | SCE Eastern | SCE | Colorado River | 230 | 170 | OOS_Wind |  |  | 0 | 0 | 0 | 0 | 0 | 0 | 0 | 0 | 0 | 0 | 0 | 0 | 0 | 0 | 0 | 0 | 0 | 0 | 0 | 0 | 0 | 0 | 0 | 0 | 0 | 0 | 0 | 0
SCE Eastern | SCE Eastern | SCE | Colorado River | 500 | 154 | OOS_Wind |  |  | 0 | 0 | 0 | 0 | 0 | 0 | 0 | 0 | 0 | 0 | 0 | 0 | 0 | 0 | 0 | 0 | 0 | 0 | 0 | 0 | 0 | 0 | 0 | 0 | 0 | 0 | 0 | 0
PG&E KERN | PGE Kern | PGE | Columbus | 115 | 99 | OOS_Wind |  |  | 0 | 0 | 0 | 0 | 0 | 0 | 0 | 0 | 0 | 0 | 0 | 0 | 0 | 0 | 0 | 0 | 0 | 0 | 0 | 0 | 0 | 0 | 0 | 0 | 0 | 0 | 0 | 0
PG&E GBA | PGE GBA | PGE | Contra Costa | 115 | 63 | OOS_Wind |  |  | 0 | 0 | 0 | 0 | 0 | 0 | 0 | 0 | 0 | 0 | 0 | 0 | 0 | 0 | 0 | 0 | 0 | 0 | 0 | 0 | 0 | 0 | 0 | 0 | 0 | 0 | 0 | 0
PG&E GBA | PGE GBA | PGE | Contra Costa | 230 | 50 | OOS_Wind |  |  | 0 | 0 | 0 | 0 | 0 | 0 | 0 | 0 | 0 | 0 | 0 | 0 | 0 | 0 | 0 | 0 | 0 | 0 | 0 | 0 | 0 | 0 | 0 | 0 | 0 | 0 | 0 | 0
PG&E GBA | PGE GBA | PGE | Contra Costa PP | 230 | 59 | OOS_Wind |  |  | 0 | 0 | 0 | 0 | 0 | 0 | 0 | 0 | 0 | 0 | 0 | 0 | 0 | 0 | 0 | 0 | 0 | 0 | 0 | 0 | 0 | 0 | 0 | 0 | 0 | 0 | 0 | 0
SCE NOL | SCE NOL | SCE | Control | 115 | 175 | OOS_Wind |  |  | 0 | 0 | 0 | 0 | 0 | 0 | 0 | 0 | 0 | 0 | 0 | 0 | 0 | 0 | 0 | 0 | 0 | 0 | 0 | 0 | 0 | 0 | 0 | 0 | 0 | 0 | 0 | 0
PG&E GBA | PGE GBA | PGE | Cooley Landing | 115 | 6 | OOS_Wind |  |  | 0 | 0 | 0 | 0 | 0 | 0 | 0 | 0 | 0 | 0 | 0 | 0 | 0 | 0 | 0 | 0 | 0 | 0 | 0 | 0 | 0 | 0 | 0 | 0 | 0 | 0 | 0 | 0
SCE NOL | SCE NOL | SCE | Coolwater | 230 | 160 | OOS_Wind |  |  | 0 | 0 | 0 | 0 | 0 | 0 | 0 | 0 | 0 | 0 | 0 | 0 | 0 | 0 | 0 | 0 | 0 | 0 | 0 | 0 | 0 | 0 | 0 | 0 | 0 | 0 | 0 | 0
SCE NOL | SCE NOL | SCE | Coolwater | 115 | 160 | OOS_Wind |  |  | 0 | 0 | 0 | 0 | 0 | 0 | 0 | 0 | 0 | 0 | 0 | 0 | 0 | 0 | 0 | 0 | 0 | 0 | 0 | 0 | 0 | 0 | 0 | 0 | 0 | 0 | 0 | 0
PG&E FRESNO | PGE Fresno | PGE | Corcoran | 115 | 148 | OOS_Wind |  |  | 0 | 0 | 0 | 0 | 0 | 0 | 0 | 0 | 0 | 0 | 0 | 0 | 0 | 0 | 0 | 0 | 0 | 0 | 0 | 0 | 0 | 0 | 0 | 0 | 0 | 0 | 0 | 0
PG&E NGBA | PGE NGBA | PGE | Corona | 115 | 27 | OOS_Wind |  |  | 0 | 0 | 0 | 0 | 0 | 0 | 0 | 0 | 0 | 0 | 0 | 0 | 0 | 0 | 0 | 0 | 0 | 0 | 0 | 0 | 0 | 0 | 0 | 0 | 0 | 0 | 0 | 0
PG&E NGBA | PGE NGBA | PGE | Cortina | 230 | 27 | OOS_Wind |  |  | 0 | 0 | 0 | 0 | 0 | 0 | 0 | 0 | 0 | 0 | 0 | 0 | 0 | 0 | 0 | 0 | 0 | 0 | 0 | 0 | 0 | 0 | 0 | 0 | 0 | 0 | 0 | 0
PG&E NGBA | PGE NGBA | PGE | Cortina | 115 | 30 | OOS_Wind |  |  | 0 | 0 | 0 | 0 | 0 | 0 | 0 | 0 | 0 | 0 | 0 | 0 | 0 | 0 | 0 | 0 | 0 | 0 | 0 | 0 | 0 | 0 | 0 | 0 | 0 | 0 | 0 | 0
PG&E GBA | PGE GBA | PGE | Cottle | 230 | 155 | OOS_Wind |  |  | 0 | 0 | 0 | 0 | 0 | 0 | 0 | 0 | 0 | 0 | 0 | 0 | 0 | 0 | 0 | 0 | 0 | 0 | 0 | 0 | 0 | 0 | 0 | 0 | 0 | 0 | 0 | 0
PG&E NGBA | PGE NGBA | PGE | Cottonwood | 115 | 1 | OOS_Wind |  |  | 0 | 0 | 0 | 0 | 0 | 0 | 0 | 0 | 0 | 0 | 0 | 0 | 0 | 0 | 0 | 0 | 0 | 0 | 0 | 0 | 0 | 0 | 0 | 0 | 0 | 0 | 0 | 0
PG&E NGBA | PGE NGBA | PGE | Cottonwood | 230 | 1 | OOS_Wind |  |  | 0 | 0 | 0 | 0 | 0 | 0 | 0 | 0 | 0 | 0 | 0 | 0 | 0 | 0 | 0 | 0 | 0 | 0 | 0 | 0 | 0 | 0 | 0 | 0 | 0 | 0 | 0 | 0
PG&E NGBA | PGE NGBA | PGE | Cove Road | 230 | 1 | OOS_Wind |  |  | 0 | 0 | 0 | 0 | 0 | 0 | 0 | 0 | 0 | 0 | 0 | 0 | 0 | 0 | 0 | 0 | 0 | 0 | 0 | 0 | 0 | 0 | 0 | 0 | 0 | 0 | 0 | 0
PG&E GBA | PGE GBA | PGE | Coyote | 230 | 11 | OOS_Wind |  |  | 0 | 0 | 0 | 0 | 0 | 0 | 0 | 0 | 0 | 0 | 0 | 0 | 0 | 0 | 0 | 0 | 0 | 0 | 0 | 0 | 0 | 0 | 0 | 0 | 0 | 0 | 0 | 0
PG&E GBA | PGE GBA | PGE | Crazy Horse Canyon | 115 | 84 | OOS_Wind |  |  | 0 | 0 | 0 | 0 | 0 | 0 | 0 | 0 | 0 | 0 | 0 | 0 | 0 | 0 | 0 | 0 | 0 | 0 | 0 | 0 | 0 | 0 | 0 | 0 | 0 | 0 | 0 | 0
PG&E FRESNO | PGE Fresno | PGE | Cressey | 115 | 139 | OOS_Wind |  |  | 0 | 0 | 0 | 0 | 0 | 0 | 0 | 0 | 0 | 0 | 0 | 0 | 0 | 0 | 0 | 0 | 0 | 0 | 0 | 0 | 0 | 0 | 0 | 0 | 0 | 0 | 0 | 0
PG&E NGBA | PGE NGBA | PGE | Cresta | 230 | 24 | OOS_Wind |  |  | 0 | 0 | 0 | 0 | 0 | 0 | 0 | 0 | 0 | 0 | 0 | 0 | 0 | 0 | 0 | 0 | 0 | 0 | 0 | 0 | 0 | 0 | 0 | 0 | 0 | 0 | 0 | 0
PG&E GBA | PGE GBA | PGE | Curtis | 115 | 44 | OOS_Wind |  |  | 0 | 0 | 0 | 0 | 0 | 0 | 0 | 0 | 0 | 0 | 0 | 0 | 0 | 0 | 0 | 0 | 0 | 0 | 0 | 0 | 0 | 0 | 0 | 0 | 0 | 0 | 0 | 0
PG&E FRESNO | PGE Fresno | PGE | Dairyland | 115 | 137 | OOS_Wind |  |  | 0 | 0 | 0 | 0 | 0 | 0 | 0 | 0 | 0 | 0 | 0 | 0 | 0 | 0 | 0 | 0 | 0 | 0 | 0 | 0 | 0 | 0 | 0 | 0 | 0 | 0 | 0 | 0
PG&E NGBA | PGE NGBA | PGE | Davis | 115 | 39 | OOS_Wind |  |  | 0 | 0 | 0 | 0 | 0 | 0 | 0 | 0 | 0 | 0 | 0 | 0 | 0 | 0 | 0 | 0 | 0 | 0 | 0 | 0 | 0 | 0 | 0 | 0 | 0 | 0 | 0 | 0
SCE Metro | SCE Metro | SCE | Del Amo | 500 | 97 | OOS_Wind |  |  | 0 | 0 | 0 | 0 | 0 | 0 | 0 | 0 | 0 | 0 | 0 | 0 | 0 | 0 | 0 | 0 | 0 | 0 | 0 | 0 | 0 | 0 | 0 | 0 | 0 | 0 | 0 | 0
SCE Metro | SCE Metro | SCE | Del Amo | 230 | 97 | OOS_Wind |  |  | 0 | 0 | 0 | 0 | 0 | 0 | 0 | 0 | 0 | 0 | 0 | 0 | 0 | 0 | 0 | 0 | 0 | 0 | 0 | 0 | 0 | 0 | 0 | 0 | 0 | 0 | 0 | 0
SCE Eastern | SCE Arizona | SCE | Delaney | 500 | 181 | OOS_Wind |  |  | 0 | 0 | 0 | 0 | 0 | 0 | 0 | 0 | 0 | 0 | 0 | 0 | 0 | 0 | 0 | 0 | 0 | 0 | 0 | 0 | 0 | 0 | 0 | 0 | 0 | 0 | 0 | 0
PG&E NGBA | PGE NGBA | PGE | Delevan | 230 | 25 | OOS_Wind |  |  | 0 | 0 | 0 | 0 | 0 | 0 | 0 | 0 | 0 | 0 | 0 | 0 | 0 | 0 | 0 | 0 | 0 | 0 | 0 | 0 | 0 | 0 | 0 | 0 | 0 | 0 | 0 | 0
PG&E GBA | PGE GBA | PGE | Delta PP | 230 | 32 | OOS_Wind |  |  | 0 | 0 | 0 | 0 | 0 | 0 | 0 | 0 | 0 | 0 | 0 | 0 | 0 | 0 | 0 | 0 | 0 | 0 | 0 | 0 | 0 | 0 | 0 | 0 | 0 | 0 | 0 | 0
EOP | SCE EOP | SCE | Desert View | 230 | 177 | OOS_Wind |  |  | 0 | 0 | 0 | 0 | 0 | 0 | 0 | 0 | 0 | 0 | 0 | 0 | 0 | 0 | 0 | 0 | 0 | 0 | 0 | 0 | 0 | 0 | 0 | 0 | 0 | 0 | 0 | 0
SCE Eastern | SCE Eastern | SCE | Devers | 230 | 156 | OOS_Wind |  |  | 0 | 0 | 0 | 0 | 0 | 0 | 0 | 0 | 0 | 0 | 0 | 0 | 0 | 0 | 0 | 0 | 0 | 0 | 0 | 0 | 0 | 0 | 0 | 0 | 0 | 0 | 0 | 0
SCE Eastern | SCE Eastern | SCE | Devers | 500 | 156 | OOS_Wind |  |  | 0 | 0 | 0 | 0 | 0 | 0 | 0 | 0 | 0 | 0 | 0 | 0 | 0 | 0 | 0 | 0 | 0 | 0 | 0 | 0 | 0 | 0 | 0 | 0 | 0 | 0 | 0 | 0
PG&E KERN | PGE Kern | PGE | Diablo Canyon | 230 | 111 | OOS_Wind |  |  | 0 | 0 | 0 | 0 | 0 | 0 | 0 | 0 | 0 | 0 | 0 | 0 | 0 | 0 | 0 | 0 | 0 | 0 | 0 | 0 | 0 | 0 | 0 | 0 | 0 | 0 | 0 | 0
PG&E KERN | PGE Kern | PGE | Diablo Canyon | 500 | 98 | OOS_Wind |  |  | 0 | 0 | 0 | 0 | 0 | 0 | 0 | 0 | 0 | 0 | 0 | 0 | 0 | 0 | 0 | 0 | 0 | 0 | 0 | 0 | 0 | 0 | 0 | 0 | 0 | 0 | 0 | 0
PG&E KERN | PGE Kern | PGE | Divide | 115 | 111 | OOS_Wind |  |  | 0 | 0 | 0 | 0 | 0 | 0 | 0 | 0 | 0 | 0 | 0 | 0 | 0 | 0 | 0 | 0 | 0 | 0 | 0 | 0 | 0 | 0 | 0 | 0 | 0 | 0 | 0 | 0
PG&E GBA | PGE GBA | PGE | Dixon Landing | 115 | 11 | OOS_Wind |  |  | 0 | 0 | 0 | 0 | 0 | 0 | 0 | 0 | 0 | 0 | 0 | 0 | 0 | 0 | 0 | 0 | 0 | 0 | 0 | 0 | 0 | 0 | 0 | 0 | 0 | 0 | 0 | 0
PG&E FRESNO | PGE Fresno | PGE | Dos Amigos | 230 | 70 | OOS_Wind |  |  | 0 | 0 | 0 | 0 | 0 | 0 | 0 | 0 | 0 | 0 | 0 | 0 | 0 | 0 | 0 | 0 | 0 | 0 | 0 | 0 | 0 | 0 | 0 | 0 | 0 | 0 | 0 | 0
PG&E NGBA | PGE NGBA | PGE | Drum | 115 | 21 | OOS_Wind |  |  | 0 | 0 | 0 | 0 | 0 | 0 | 0 | 0 | 0 | 0 | 0 | 0 | 0 | 0 | 0 | 0 | 0 | 0 | 0 | 0 | 0 | 0 | 0 | 0 | 0 | 0 | 0 | 0
PG&E GBA | PGE GBA | PGE | Dumbarton | 115 | 3 | OOS_Wind |  |  | 0 | 0 | 0 | 0 | 0 | 0 | 0 | 0 | 0 | 0 | 0 | 0 | 0 | 0 | 0 | 0 | 0 | 0 | 0 | 0 | 0 | 0 | 0 | 0 | 0 | 0 | 0 | 0
SCE NOL | SCE NOL | SCE | Dunn Siding | 115 | 160 | OOS_Wind |  |  | 0 | 0 | 0 | 0 | 0 | 0 | 0 | 0 | 0 | 0 | 0 | 0 | 0 | 0 | 0 | 0 | 0 | 0 | 0 | 0 | 0 | 0 | 0 | 0 | 0 | 0 | 0 | 0
SCE Eastern | SCE Eastern | SCE | Eagle Mountain | 230 | 174 | OOS_Wind |  |  | 0 | 0 | 0 | 0 | 0 | 0 | 0 | 0 | 0 | 0 | 0 | 0 | 0 | 0 | 0 | 0 | 0 | 0 | 0 | 0 | 0 | 0 | 0 | 0 | 0 | 0 | 0 | 0
PG&E NGBA | PGE NGBA | PGE | Eagle Rock (PGE) | 115 | 37 | OOS_Wind |  |  | 0 | 0 | 0 | 0 | 0 | 0 | 0 | 0 | 0 | 0 | 0 | 0 | 0 | 0 | 0 | 0 | 0 | 0 | 0 | 0 | 0 | 0 | 0 | 0 | 0 | 0 | 0 | 0
SCE Metro | SCE Metro | SCE | Eagle Rock (SCE) | 230 | 97 | OOS_Wind |  |  | 0 | 0 | 0 | 0 | 0 | 0 | 0 | 0 | 0 | 0 | 0 | 0 | 0 | 0 | 0 | 0 | 0 | 0 | 0 | 0 | 0 | 0 | 0 | 0 | 0 | 0 | 0 | 0
PG&E NGBA | PGE NGBA | PGE | East Marysville | 115 | 9 | OOS_Wind |  |  | 0 | 0 | 0 | 0 | 0 | 0 | 0 | 0 | 0 | 0 | 0 | 0 | 0 | 0 | 0 | 0 | 0 | 0 | 0 | 0 | 0 | 0 | 0 | 0 | 0 | 0 | 0 | 0
PG&E NGBA | PGE NGBA | PGE | East Nicolaus | 115 | 16 | OOS_Wind |  |  | 0 | 0 | 0 | 0 | 0 | 0 | 0 | 0 | 0 | 0 | 0 | 0 | 0 | 0 | 0 | 0 | 0 | 0 | 0 | 0 | 0 | 0 | 0 | 0 | 0 | 0 | 0 | 0
PG&E GBA | PGE GBA | PGE | Eastshore | 115 | 3 | OOS_Wind |  |  | 0 | 0 | 0 | 0 | 0 | 0 | 0 | 0 | 0 | 0 | 0 | 0 | 0 | 0 | 0 | 0 | 0 | 0 | 0 | 0 | 0 | 0 | 0 | 0 | 0 | 0 | 0 | 0
PG&E GBA | PGE GBA | PGE | Eastshore | 230 | 46 | OOS_Wind |  |  | 0 | 0 | 0 | 0 | 0 | 0 | 0 | 0 | 0 | 0 | 0 | 0 | 0 | 0 | 0 | 0 | 0 | 0 | 0 | 0 | 0 | 0 | 0 | 0 | 0 | 0 | 0 | 0
SDGE | SDGE Imperial | SDGE | ECO | 138 | 198 | OOS_Wind |  |  | 0 | 0 | 0 | 0 | 0 | 0 | 0 | 0 | 0 | 0 | 0 | 0 | 0 | 0 | 0 | 0 | 0 | 0 | 0 | 0 | 0 | 0 | 0 | 0 | 0 | 0 | 0 | 0
SDGE | SDGE Imperial | SDGE | ECO | 230 | 198 | OOS_Wind |  |  | 0 | 0 | 0 | 0 | 0 | 0 | 0 | 0 | 0 | 0 | 0 | 0 | 0 | 0 | 0 | 0 | 0 | 0 | 0 | 0 | 0 | 0 | 0 | 0 | 0 | 0 | 0 | 0
SDGE | SDGE Imperial | SDGE | ECO | 500 | 198 | OOS_Wind |  |  | 0 | 0 | 0 | 0 | 0 | 0 | 0 | 0 | 0 | 0 | 0 | 0 | 0 | 0 | 0 | 0 | 0 | 0 | 0 | 0 | 0 | 0 | 0 | 0 | 0 | 0 | 0 | 0
PG&E GBA | PGE GBA | PGE | Edenvale | 115 | 79 | OOS_Wind |  |  | 0 | 0 | 0 | 0 | 0 | 0 | 0 | 0 | 0 | 0 | 0 | 0 | 0 | 0 | 0 | 0 | 0 | 0 | 0 | 0 | 0 | 0 | 0 | 0 | 0 | 0 | 0 | 0
PG&E GBA | PGE GBA | PGE | Edes | 115 | 6 | OOS_Wind |  |  | 0 | 0 | 0 | 0 | 0 | 0 | 0 | 0 | 0 | 0 | 0 | 0 | 0 | 0 | 0 | 0 | 0 | 0 | 0 | 0 | 0 | 0 | 0 | 0 | 0 | 0 | 0 | 0
PG&E GBA | PGE GBA | PGE | Eight Mile | 230 | 16 | OOS_Wind |  |  | 0 | 0 | 0 | 0 | 0 | 0 | 0 | 0 | 0 | 0 | 0 | 0 | 0 | 0 | 0 | 0 | 0 | 0 | 0 | 0 | 0 | 0 | 0 | 0 | 0 | 0 | 0 | 0
SCE Eastern | SCE Eastern | SCE | El Casco | 230 | 156 | OOS_Wind |  |  | 0 | 0 | 0 | 0 | 0 | 0 | 0 | 0 | 0 | 0 | 0 | 0 | 0 | 0 | 0 | 0 | 0 | 0 | 0 | 0 | 0 | 0 | 0 | 0 | 0 | 0 | 0 | 0
PG&E GBA | PGE GBA | PGE | El Cerrito G | 115 | 6 | OOS_Wind |  |  | 0 | 0 | 0 | 0 | 0 | 0 | 0 | 0 | 0 | 0 | 0 | 0 | 0 | 0 | 0 | 0 | 0 | 0 | 0 | 0 | 0 | 0 | 0 | 0 | 0 | 0 | 0 | 0
PG&E NGBA | PGE NGBA | PGE | El Dorado PH | 115 | 19 | OOS_Wind |  |  | 0 | 0 | 0 | 0 | 0 | 0 | 0 | 0 | 0 | 0 | 0 | 0 | 0 | 0 | 0 | 0 | 0 | 0 | 0 | 0 | 0 | 0 | 0 | 0 | 0 | 0 | 0 | 0
PG&E FRESNO | PGE Fresno | PGE | El Nido (PGE) | 115 | 158 | OOS_Wind |  |  | 0 | 0 | 0 | 0 | 0 | 0 | 0 | 0 | 0 | 0 | 0 | 0 | 0 | 0 | 0 | 0 | 0 | 0 | 0 | 0 | 0 | 0 | 0 | 0 | 0 | 0 | 0 | 0
SCE Metro | SCE Metro | SCE | El Nido (SCE) | 230 | 132 | OOS_Wind |  |  | 0 | 0 | 0 | 0 | 0 | 0 | 0 | 0 | 0 | 0 | 0 | 0 | 0 | 0 | 0 | 0 | 0 | 0 | 0 | 0 | 0 | 0 | 0 | 0 | 0 | 0 | 0 | 0
PG&E GBA | PGE GBA | PGE | El Patio | 115 | 81 | OOS_Wind |  |  | 0 | 0 | 0 | 0 | 0 | 0 | 0 | 0 | 0 | 0 | 0 | 0 | 0 | 0 | 0 | 0 | 0 | 0 | 0 | 0 | 0 | 0 | 0 | 0 | 0 | 0 | 0 | 0
SCE Metro | SCE Metro | SCE | El Segundo | 230 | 97 | OOS_Wind |  |  | 0 | 0 | 0 | 0 | 0 | 0 | 0 | 0 | 0 | 0 | 0 | 0 | 0 | 0 | 0 | 0 | 0 | 0 | 0 | 0 | 0 | 0 | 0 | 0 | 0 | 0 | 0 | 0
EOP | SCE EOP | SCE | Eldorado | 230 | 161 | OOS_Wind | YES | SW_ExtTx_Wind | 0 | 0 | 0 | 0 | 0 | 0 | 0 | 0 | 0 | 0 | 0 | 0 | 0 | 0 | 0 | 0 | 0 | 0 | 0 | 0 | 0 | 0 | 0 | 0 | 0 | 0 | 0 | 0
EOP | SCE EOP | SCE | Eldorado | 500 | 131 | OOS_Wind | YES | Wyoming Wind | 1 | 0 | 0 | 0 | 0 | 0 | 0 | 0 | 0 | 0 | 0 | 0 | 0 | 1500 | 0 | 1500 | 0 | 0 | 0 | 1500 | 0 | 1500 | 1500 | 0 | 1500 | 1500 | 0 | 1500
PG&E KERN | PGE Kern | PGE | Elk Hills | 230 | 106 | OOS_Wind |  |  | 0 | 0 | 0 | 0 | 0 | 0 | 0 | 0 | 0 | 0 | 0 | 0 | 0 | 0 | 0 | 0 | 0 | 0 | 0 | 0 | 0 | 0 | 0 | 0 | 0 | 0 | 0 | 0
SCE Metro | SCE Metro | SCE | Ellis | 230 | 97 | OOS_Wind |  |  | 0 | 0 | 0 | 0 | 0 | 0 | 0 | 0 | 0 | 0 | 0 | 0 | 0 | 0 | 0 | 0 | 0 | 0 | 0 | 0 | 0 | 0 | 0 | 0 | 0 | 0 | 0 | 0
SDGE | SDGE Imperial | SDGE | Encina | 138 | 171 | OOS_Wind |  |  | 0 | 0 | 0 | 0 | 0 | 0 | 0 | 0 | 0 | 0 | 0 | 0 | 0 | 0 | 0 | 0 | 0 | 0 | 0 | 0 | 0 | 0 | 0 | 0 | 0 | 0 | 0 | 0
SDGE | SDGE Imperial | SDGE | Encina | 230 | 171 | OOS_Wind |  |  | 0 | 0 | 0 | 0 | 0 | 0 | 0 | 0 | 0 | 0 | 0 | 0 | 0 | 0 | 0 | 0 | 0 | 0 | 0 | 0 | 0 | 0 | 0 | 0 | 0 | 0 | 0 | 0
SDGE | SDGE Imperial | SDGE | Escondido | 230 | 195 | OOS_Wind |  |  | 0 | 0 | 0 | 0 | 0 | 0 | 0 | 0 | 0 | 0 | 0 | 0 | 0 | 0 | 0 | 0 | 0 | 0 | 0 | 0 | 0 | 0 | 0 | 0 | 0 | 0 | 0 | 0
PG&E KERN | PGE Kern | PGE | Estrella | 230 | 111 | OOS_Wind |  |  | 0 | 0 | 0 | 0 | 0 | 0 | 0 | 0 | 0 | 0 | 0 | 0 | 0 | 0 | 0 | 0 | 0 | 0 | 0 | 0 | 0 | 0 | 0 | 0 | 0 | 0 | 0 | 0
SCE Eastern | SCE Eastern | SCE | Etiwanda | 230 | 121 | OOS_Wind |  |  | 0 | 0 | 0 | 0 | 0 | 0 | 0 | 0 | 0 | 0 | 0 | 0 | 0 | 0 | 0 | 0 | 0 | 0 | 0 | 0 | 0 | 0 | 0 | 0 | 0 | 0 | 0 | 0
PG&E GBA | PGE GBA | PGE | Evergreen | 115 | 11 | OOS_Wind |  |  | 0 | 0 | 0 | 0 | 0 | 0 | 0 | 0 | 0 | 0 | 0 | 0 | 0 | 0 | 0 | 0 | 0 | 0 | 0 | 0 | 0 | 0 | 0 | 0 | 0 | 0 | 0 | 0
PG&E FRESNO | PGE Fresno | PGE | Excelsior | 115 | 134 | OOS_Wind |  |  | 0 | 0 | 0 | 0 | 0 | 0 | 0 | 0 | 0 | 0 | 0 | 0 | 0 | 0 | 0 | 0 | 0 | 0 | 0 | 0 | 0 | 0 | 0 | 0 | 0 | 0 | 0 | 0
PG&E FRESNO | PGE Fresno | PGE | Exchequer | 115 | 163 | OOS_Wind |  |  | 0 | 0 | 0 | 0 | 0 | 0 | 0 | 0 | 0 | 0 | 0 | 0 | 0 | 0 | 0 | 0 | 0 | 0 | 0 | 0 | 0 | 0 | 0 | 0 | 0 | 0 | 0 | 0
PG&E KERN | PGE Kern | PGE | Fairway | 115 | 111 | OOS_Wind |  |  | 0 | 0 | 0 | 0 | 0 | 0 | 0 | 0 | 0 | 0 | 0 | 0 | 0 | 0 | 0 | 0 | 0 | 0 | 0 | 0 | 0 | 0 | 0 | 0 | 0 | 0 | 0 | 0
PG&E KERN | PGE Kern | PGE | Famoso | 115 | 74 | OOS_Wind |  |  | 0 | 0 | 0 | 0 | 0 | 0 | 0 | 0 | 0 | 0 | 0 | 0 | 0 | 0 | 0 | 0 | 0 | 0 | 0 | 0 | 0 | 0 | 0 | 0 | 0 | 0 | 0 | 0
PG&E NGBA | PGE NGBA | PGE | Fern Road | 500 | 1 | OOS_Wind |  |  | 0 | 0 | 0 | 0 | 0 | 0 | 0 | 0 | 0 | 0 | 0 | 0 | 0 | 0 | 0 | 0 | 0 | 0 | 0 | 0 | 0 | 0 | 0 | 0 | 0 | 0 | 0 | 0
PG&E GBA | PGE GBA | PGE | Fibreboard (SPI Sonora) | 115 | 44 | OOS_Wind |  |  | 0 | 0 | 0 | 0 | 0 | 0 | 0 | 0 | 0 | 0 | 0 | 0 | 0 | 0 | 0 | 0 | 0 | 0 | 0 | 0 | 0 | 0 | 0 | 0 | 0 | 0 | 0 | 0
PG&E FRESNO | PGE Fresno | PGE | Figarden | 230 | 138 | OOS_Wind |  |  | 0 | 0 | 0 | 0 | 0 | 0 | 0 | 0 | 0 | 0 | 0 | 0 | 0 | 0 | 0 | 0 | 0 | 0 | 0 | 0 | 0 | 0 | 0 | 0 | 0 | 0 | 0 | 0
PG&E FRESNO | PGE Fresno | PGE | Fink | 230 | 64 | OOS_Wind |  |  | 0 | 0 | 0 | 0 | 0 | 0 | 0 | 0 | 0 | 0 | 0 | 0 | 0 | 0 | 0 | 0 | 0 | 0 | 0 | 0 | 0 | 0 | 0 | 0 | 0 | 0 | 0 | 0
PG&E GBA | PGE GBA | PGE | FMC | 115 | 11 | OOS_Wind |  |  | 0 | 0 | 0 | 0 | 0 | 0 | 0 | 0 | 0 | 0 | 0 | 0 | 0 | 0 | 0 | 0 | 0 | 0 | 0 | 0 | 0 | 0 | 0 | 0 | 0 | 0 | 0 | 0
PG&E GBA | PGE GBA | PGE | Fremont | 115 | 5 | OOS_Wind |  |  | 0 | 0 | 0 | 0 | 0 | 0 | 0 | 0 | 0 | 0 | 0 | 0 | 0 | 0 | 0 | 0 | 0 | 0 | 0 | 0 | 0 | 0 | 0 | 0 | 0 | 0 | 0 | 0
PG&E GBA | PGE GBA | PGE | Frogtown | 115 | 12 | OOS_Wind |  |  | 0 | 0 | 0 | 0 | 0 | 0 | 0 | 0 | 0 | 0 | 0 | 0 | 0 | 0 | 0 | 0 | 0 | 0 | 0 | 0 | 0 | 0 | 0 | 0 | 0 | 0 | 0 | 0
PG&E NGBA | PGE NGBA | PGE | Fulton | 115 | 58 | OOS_Wind |  |  | 0 | 0 | 0 | 0 | 0 | 0 | 0 | 0 | 0 | 0 | 0 | 0 | 0 | 0 | 0 | 0 | 0 | 0 | 0 | 0 | 0 | 0 | 0 | 0 | 0 | 0 | 0 | 0
PG&E NGBA | PGE NGBA | PGE | Fulton | 230 | 61 | OOS_Wind |  |  | 0 | 0 | 0 | 0 | 0 | 0 | 0 | 0 | 0 | 0 | 0 | 0 | 0 | 0 | 0 | 0 | 0 | 0 | 0 | 0 | 0 | 0 | 0 | 0 | 0 | 0 | 0 | 0
PG&E KERN | PGE Kern | PGE | Ganso | 115 | 83 | OOS_Wind |  |  | 0 | 0 | 0 | 0 | 0 | 0 | 0 | 0 | 0 | 0 | 0 | 0 | 0 | 0 | 0 | 0 | 0 | 0 | 0 | 0 | 0 | 0 | 0 | 0 | 0 | 0 | 0 | 0
PG&E FRESNO | PGE Fresno | PGE | Gates | 230 | 135 | OOS_Wind |  |  | 0 | 0 | 0 | 0 | 0 | 0 | 0 | 0 | 0 | 0 | 0 | 0 | 0 | 0 | 0 | 0 | 0 | 0 | 0 | 0 | 0 | 0 | 0 | 0 | 0 | 0 | 0 | 0
PG&E FRESNO | PGE Fresno | PGE | Gates | 500 | 133 | OOS_Wind |  |  | 0 | 0 | 0 | 0 | 0 | 0 | 0 | 0 | 0 | 0 | 0 | 0 | 0 | 0 | 0 | 0 | 0 | 0 | 0 | 0 | 0 | 0 | 0 | 0 | 0 | 0 | 0 | 0
PG&E NGBA | PGE NGBA | PGE | Geysers 12 | 230 | 61 | OOS_Wind |  |  | 0 | 0 | 0 | 0 | 0 | 0 | 0 | 0 | 0 | 0 | 0 | 0 | 0 | 0 | 0 | 0 | 0 | 0 | 0 | 0 | 0 | 0 | 0 | 0 | 0 | 0 | 0 | 0
PG&E NGBA | PGE NGBA | PGE | Geysers 17 | 230 | 61 | OOS_Wind |  |  | 0 | 0 | 0 | 0 | 0 | 0 | 0 | 0 | 0 | 0 | 0 | 0 | 0 | 0 | 0 | 0 | 0 | 0 | 0 | 0 | 0 | 0 | 0 | 0 | 0 | 0 | 0 | 0
PG&E NGBA | PGE NGBA | PGE | Geysers 3 | 115 | 37 | OOS_Wind |  |  | 0 | 0 | 0 | 0 | 0 | 0 | 0 | 0 | 0 | 0 | 0 | 0 | 0 | 0 | 0 | 0 | 0 | 0 | 0 | 0 | 0 | 0 | 0 | 0 | 0 | 0 | 0 | 0
PG&E NGBA | PGE NGBA | PGE | Glenn | 230 | 1 | OOS_Wind |  |  | 0 | 0 | 0 | 0 | 0 | 0 | 0 | 0 | 0 | 0 | 0 | 0 | 0 | 0 | 0 | 0 | 0 | 0 | 0 | 0 | 0 | 0 | 0 | 0 | 0 | 0 | 0 | 0
PG&E NGBA | PGE NGBA | PGE | Gold Hill | 115 | 16 | OOS_Wind |  |  | 0 | 0 | 0 | 0 | 0 | 0 | 0 | 0 | 0 | 0 | 0 | 0 | 0 | 0 | 0 | 0 | 0 | 0 | 0 | 0 | 0 | 0 | 0 | 0 | 0 | 0 | 0 | 0
PG&E NGBA | PGE NGBA | PGE | Gold Hill | 230 | 19 | OOS_Wind |  |  | 0 | 0 | 0 | 0 | 0 | 0 | 0 | 0 | 0 | 0 | 0 | 0 | 0 | 0 | 0 | 0 | 0 | 0 | 0 | 0 | 0 | 0 | 0 | 0 | 0 | 0 | 0 | 0
SCE Northern | SCE Northern | SCE | Goleta | 230 | 157 | OOS_Wind |  |  | 0 | 0 | 0 | 0 | 0 | 0 | 0 | 0 | 0 | 0 | 0 | 0 | 0 | 0 | 0 | 0 | 0 | 0 | 0 | 0 | 0 | 0 | 0 | 0 | 0 | 0 | 0 | 0
SCE Metro | SCE Metro | SCE | Goodrich | 230 | 97 | OOS_Wind |  |  | 0 | 0 | 0 | 0 | 0 | 0 | 0 | 0 | 0 | 0 | 0 | 0 | 0 | 0 | 0 | 0 | 0 | 0 | 0 | 0 | 0 | 0 | 0 | 0 | 0 | 0 | 0 | 0
PG&E KERN | PGE Kern | PGE | Goose Lake | 115 | 74 | OOS_Wind |  |  | 0 | 0 | 0 | 0 | 0 | 0 | 0 | 0 | 0 | 0 | 0 | 0 | 0 | 0 | 0 | 0 | 0 | 0 | 0 | 0 | 0 | 0 | 0 | 0 | 0 | 0 | 0 | 0
SCE Metro | SCE Metro | SCE | Gould | 230 | 97 | OOS_Wind |  |  | 0 | 0 | 0 | 0 | 0 | 0 | 0 | 0 | 0 | 0 | 0 | 0 | 0 | 0 | 0 | 0 | 0 | 0 | 0 | 0 | 0 | 0 | 0 | 0 | 0 | 0 | 0 | 0
PG&E NGBA | PGE NGBA | PGE | Grand Island | 115 | 17 | OOS_Wind |  |  | 0 | 0 | 0 | 0 | 0 | 0 | 0 | 0 | 0 | 0 | 0 | 0 | 0 | 0 | 0 | 0 | 0 | 0 | 0 | 0 | 0 | 0 | 0 | 0 | 0 | 0 | 0 | 0
PG&E GBA | PGE GBA | PGE | Grant | 115 | 3 | OOS_Wind |  |  | 0 | 0 | 0 | 0 | 0 | 0 | 0 | 0 | 0 | 0 | 0 | 0 | 0 | 0 | 0 | 0 | 0 | 0 | 0 | 0 | 0 | 0 | 0 | 0 | 0 | 0 | 0 | 0
PG&E GBA | PGE GBA | PGE | Green Valley | 115 | 87 | OOS_Wind |  |  | 0 | 0 | 0 | 0 | 0 | 0 | 0 | 0 | 0 | 0 | 0 | 0 | 0 | 0 | 0 | 0 | 0 | 0 | 0 | 0 | 0 | 0 | 0 | 0 | 0 | 0 | 0 | 0
PG&E NGBA | PGE NGBA | PGE | Greenleaf 1 | 115 | 22 | OOS_Wind |  |  | 0 | 0 | 0 | 0 | 0 | 0 | 0 | 0 | 0 | 0 | 0 | 0 | 0 | 0 | 0 | 0 | 0 | 0 | 0 | 0 | 0 | 0 | 0 | 0 | 0 | 0 | 0 | 0
PG&E FRESNO | PGE Fresno | PGE | Gregg | 230 | 149 | OOS_Wind |  |  | 0 | 0 | 0 | 0 | 0 | 0 | 0 | 0 | 0 | 0 | 0 | 0 | 0 | 0 | 0 | 0 | 0 | 0 | 0 | 0 | 0 | 0 | 0 | 0 | 0 | 0 | 0 | 0
PG&E FRESNO | PGE Fresno | PGE | Grimmway-Malaga | 115 | 117 | OOS_Wind |  |  | 0 | 0 | 0 | 0 | 0 | 0 | 0 | 0 | 0 | 0 | 0 | 0 | 0 | 0 | 0 | 0 | 0 | 0 | 0 | 0 | 0 | 0 | 0 | 0 | 0 | 0 | 0 | 0
PG&E NGBA | PGE NGBA | PGE | Grizzly | 230 | 24 | OOS_Wind |  |  | 0 | 0 | 0 | 0 | 0 | 0 | 0 | 0 | 0 | 0 | 0 | 0 | 0 | 0 | 0 | 0 | 0 | 0 | 0 | 0 | 0 | 0 | 0 | 0 | 0 | 0 | 0 | 0
PG&E FRESNO | PGE Fresno | PGE | GWF Hanford | 115 | 125 | OOS_Wind |  |  | 0 | 0 | 0 | 0 | 0 | 0 | 0 | 0 | 0 | 0 | 0 | 0 | 0 | 0 | 0 | 0 | 0 | 0 | 0 | 0 | 0 | 0 | 0 | 0 | 0 | 0 | 0 | 0
PG&E FRESNO | PGE Fresno | PGE | Haas | 230 | 117 | OOS_Wind |  |  | 0 | 0 | 0 | 0 | 0 | 0 | 0 | 0 | 0 | 0 | 0 | 0 | 0 | 0 | 0 | 0 | 0 | 0 | 0 | 0 | 0 | 0 | 0 | 0 | 0 | 0 | 0 | 0
PG&E FRESNO | PGE Fresno | PGE | Hammonds | 115 | 114 | OOS_Wind |  |  | 0 | 0 | 0 | 0 | 0 | 0 | 0 | 0 | 0 | 0 | 0 | 0 | 0 | 0 | 0 | 0 | 0 | 0 | 0 | 0 | 0 | 0 | 0 | 0 | 0 | 0 | 0 | 0
SCE Metro | SCE Metro | SCE | HarborGen | 230 | 97 | OOS_Wind |  |  | 0 | 0 | 0 | 0 | 0 | 0 | 0 | 0 | 0 | 0 | 0 | 0 | 0 | 0 | 0 | 0 | 0 | 0 | 0 | 0 | 0 | 0 | 0 | 0 | 0 | 0 | 0 | 0
EOP | SCE EOP | SCE | Harry Allen | 500 | 161 | OOS_Wind | YES | Idaho Windo | 1 | 0 | 0 | 0 | 0 | 0 | 0 | 0 | 0 | 0 | 0 | 0 | 0 | 0 | 0 | 0 | 1100 | 0 | 1100 | 1100 | 0 | 1100 | 0 | 0 | 0 | 1100 | 0 | 1100
SCE NOL | SCE NOL | SCE | Harvard | 115 | 160 | OOS_Wind |  |  | 0 | 0 | 0 | 0 | 0 | 0 | 0 | 0 | 0 | 0 | 0 | 0 | 0 | 0 | 0 | 0 | 0 | 0 | 0 | 0 | 0 | 0 | 0 | 0 | 0 | 0 | 0 | 0
SDGE | SDGE Arizona | SDGE | Hassayampa | 500 | 180 | OOS_Wind |  |  | 0 | 0 | 0 | 0 | 0 | 0 | 0 | 0 | 0 | 0 | 0 | 0 | 0 | 0 | 0 | 0 | 0 | 0 | 0 | 0 | 0 | 0 | 0 | 0 | 0 | 0 | 0 | 0
PG&E FRESNO | PGE Fresno | PGE | Helm | 230 | 117 | OOS_Wind |  |  | 0 | 0 | 0 | 0 | 0 | 0 | 0 | 0 | 0 | 0 | 0 | 0 | 0 | 0 | 0 | 0 | 0 | 0 | 0 | 0 | 0 | 0 | 0 | 0 | 0 | 0 | 0 | 0
PG&E FRESNO | PGE Fresno | PGE | Henrietta | 115 | 90 | OOS_Wind |  |  | 0 | 0 | 0 | 0 | 0 | 0 | 0 | 0 | 0 | 0 | 0 | 0 | 0 | 0 | 0 | 0 | 0 | 0 | 0 | 0 | 0 | 0 | 0 | 0 | 0 | 0 | 0 | 0
PG&E FRESNO | PGE Fresno | PGE | Henrietta | 230 | 75 | OOS_Wind |  |  | 0 | 0 | 0 | 0 | 0 | 0 | 0 | 0 | 0 | 0 | 0 | 0 | 0 | 0 | 0 | 0 | 0 | 0 | 0 | 0 | 0 | 0 | 0 | 0 | 0 | 0 | 0 | 0
PG&E FRESNO | PGE Fresno | PGE | Herndon | 115 | 136 | OOS_Wind |  |  | 0 | 0 | 0 | 0 | 0 | 0 | 0 | 0 | 0 | 0 | 0 | 0 | 0 | 0 | 0 | 0 | 0 | 0 | 0 | 0 | 0 | 0 | 0 | 0 | 0 | 0 | 0 | 0
PG&E FRESNO | PGE Fresno | PGE | Herndon | 230 | 138 | OOS_Wind |  |  | 0 | 0 | 0 | 0 | 0 | 0 | 0 | 0 | 0 | 0 | 0 | 0 | 0 | 0 | 0 | 0 | 0 | 0 | 0 | 0 | 0 | 0 | 0 | 0 | 0 | 0 | 0 | 0
PG&E GBA | PGE GBA | PGE | Hicks | 230 | 80 | OOS_Wind |  |  | 0 | 0 | 0 | 0 | 0 | 0 | 0 | 0 | 0 | 0 | 0 | 0 | 0 | 0 | 0 | 0 | 0 | 0 | 0 | 0 | 0 | 0 | 0 | 0 | 0 | 0 | 0 | 0
PG&E NGBA | PGE NGBA | PGE | Higgins | 115 | 20 | OOS_Wind |  |  | 0 | 0 | 0 | 0 | 0 | 0 | 0 | 0 | 0 | 0 | 0 | 0 | 0 | 0 | 0 | 0 | 0 | 0 | 0 | 0 | 0 | 0 | 0 | 0 | 0 | 0 | 0 | 0
PG&E NGBA | PGE NGBA | PGE | Hilltop | 345 | 1 | OOS_Wind |  |  | 0 | 0 | 0 | 0 | 0 | 0 | 0 | 0 | 0 | 0 | 0 | 0 | 0 | 0 | 0 | 0 | 0 | 0 | 0 | 0 | 0 | 0 | 0 | 0 | 0 | 0 | 0 | 0
SCE Metro | SCE Metro | SCE | Hinson | 230 | 132 | OOS_Wind |  |  | 0 | 0 | 0 | 0 | 0 | 0 | 0 | 0 | 0 | 0 | 0 | 0 | 0 | 0 | 0 | 0 | 0 | 0 | 0 | 0 | 0 | 0 | 0 | 0 | 0 | 0 | 0 | 0
PG&E GBA | PGE GBA | PGE | Hollister | 115 | 85 | OOS_Wind |  |  | 0 | 0 | 0 | 0 | 0 | 0 | 0 | 0 | 0 | 0 | 0 | 0 | 0 | 0 | 0 | 0 | 0 | 0 | 0 | 0 | 0 | 0 | 0 | 0 | 0 | 0 | 0 | 0
PG&E NGBA | PGE NGBA | PGE | Homestake | 115 | 37 | OOS_Wind |  |  | 0 | 0 | 0 | 0 | 0 | 0 | 0 | 0 | 0 | 0 | 0 | 0 | 0 | 0 | 0 | 0 | 0 | 0 | 0 | 0 | 0 | 0 | 0 | 0 | 0 | 0 | 0 | 0
PG&E NGBA | PGE NGBA | PGE | Honcut | 115 | 22 | OOS_Wind |  |  | 0 | 0 | 0 | 0 | 0 | 0 | 0 | 0 | 0 | 0 | 0 | 0 | 0 | 0 | 0 | 0 | 0 | 0 | 0 | 0 | 0 | 0 | 0 | 0 | 0 | 0 | 0 | 0
SDGE | SDGE Arizona | SDGE | Hoodoo Wash | 500 | 184 | OOS_Wind |  |  | 0 | 0 | 0 | 0 | 0 | 0 | 0 | 0 | 0 | 0 | 0 | 0 | 0 | 0 | 0 | 0 | 0 | 0 | 0 | 0 | 0 | 0 | 0 | 0 | 0 | 0 | 0 | 0
PG&E NGBA | PGE NGBA | PGE | Hopland | 115 | 27 | OOS_Wind |  |  | 0 | 0 | 0 | 0 | 0 | 0 | 0 | 0 | 0 | 0 | 0 | 0 | 0 | 0 | 0 | 0 | 0 | 0 | 0 | 0 | 0 | 0 | 0 | 0 | 0 | 0 | 0 | 0
PG&E NGBA | PGE NGBA | PGE | Humboldt | 115 | 1 | OOS_Wind |  |  | 0 | 0 | 0 | 0 | 0 | 0 | 0 | 0 | 0 | 0 | 0 | 0 | 0 | 0 | 0 | 0 | 0 | 0 | 0 | 0 | 0 | 0 | 0 | 0 | 0 | 0 | 0 | 0
PG&E NGBA | PGE NGBA | PGE | Humboldt | 500 | 1 | OOS_Wind |  |  | 0 | 0 | 0 | 0 | 0 | 0 | 0 | 0 | 0 | 0 | 0 | 0 | 0 | 0 | 0 | 0 | 0 | 0 | 0 | 0 | 0 | 0 | 0 | 0 | 0 | 0 | 0 | 0
SCE Metro | SCE Metro | SCE | Huntington Beach | 230 | 97 | OOS_Wind |  |  | 0 | 0 | 0 | 0 | 0 | 0 | 0 | 0 | 0 | 0 | 0 | 0 | 0 | 0 | 0 | 0 | 0 | 0 | 0 | 0 | 0 | 0 | 0 | 0 | 0 | 0 | 0 | 0
PG&E NGBA | PGE NGBA | PGE | Ignacio | 115 | 47 | OOS_Wind |  |  | 0 | 0 | 0 | 0 | 0 | 0 | 0 | 0 | 0 | 0 | 0 | 0 | 0 | 0 | 0 | 0 | 0 | 0 | 0 | 0 | 0 | 0 | 0 | 0 | 0 | 0 | 0 | 0
PG&E NGBA | PGE NGBA | PGE | Ignacio | 230 | 27 | OOS_Wind |  |  | 0 | 0 | 0 | 0 | 0 | 0 | 0 | 0 | 0 | 0 | 0 | 0 | 0 | 0 | 0 | 0 | 0 | 0 | 0 | 0 | 0 | 0 | 0 | 0 | 0 | 0 | 0 | 0
SDGE | SDGE Imperial | SDGE | Imperial Valley | 230 | 196 | OOS_Wind |  |  | 0 | 0 | 0 | 0 | 0 | 0 | 0 | 0 | 0 | 0 | 0 | 0 | 0 | 0 | 0 | 0 | 0 | 0 | 0 | 0 | 0 | 0 | 0 | 0 | 0 | 0 | 0 | 0
SDGE | SDGE Imperial | SDGE | Imperial Valley | 500 | 196 | OOS_Wind |  |  | 0 | 0 | 0 | 0 | 0 | 0 | 0 | 0 | 0 | 0 | 0 | 0 | 0 | 0 | 0 | 0 | 0 | 0 | 0 | 0 | 0 | 0 | 0 | 0 | 0 | 0 | 0 | 0
EOP | SCE EOP | SCE | Innovation | 138 | 177 | OOS_Wind |  |  | 0 | 0 | 0 | 0 | 0 | 0 | 0 | 0 | 0 | 0 | 0 | 0 | 0 | 0 | 0 | 0 | 0 | 0 | 0 | 0 | 0 | 0 | 0 | 0 | 0 | 0 | 0 | 0
EOP | SCE EOP | SCE | Innovation | 230 | 177 | OOS_Wind |  |  | 0 | 0 | 0 | 0 | 0 | 0 | 0 | 0 | 0 | 0 | 0 | 0 | 0 | 0 | 0 | 0 | 0 | 0 | 0 | 0 | 0 | 0 | 0 | 0 | 0 | 0 | 0 | 0
SCE NOL | SCE NOL | SCE | Inyokern | 115 | 160 | OOS_Wind |  |  | 0 | 0 | 0 | 0 | 0 | 0 | 0 | 0 | 0 | 0 | 0 | 0 | 0 | 0 | 0 | 0 | 0 | 0 | 0 | 0 | 0 | 0 | 0 | 0 | 0 | 0 | 0 | 0
EOP | SCE EOP | SCE | IS Tap | 138 | 177 | OOS_Wind |  |  | 0 | 0 | 0 | 0 | 0 | 0 | 0 | 0 | 0 | 0 | 0 | 0 | 0 | 0 | 0 | 0 | 0 | 0 | 0 | 0 | 0 | 0 | 0 | 0 | 0 | 0 | 0 | 0
EOP | SCE EOP | SCE | Ivanpah | 115 | 161 | OOS_Wind |  |  | 0 | 0 | 0 | 0 | 0 | 0 | 0 | 0 | 0 | 0 | 0 | 0 | 0 | 0 | 0 | 0 | 0 | 0 | 0 | 0 | 0 | 0 | 0 | 0 | 0 | 0 | 0 | 0
EOP | SCE EOP | SCE | Ivanpah | 230 | 161 | OOS_Wind |  |  | 0 | 0 | 0 | 0 | 0 | 0 | 0 | 0 | 0 | 0 | 0 | 0 | 0 | 0 | 0 | 0 | 0 | 0 | 0 | 0 | 0 | 0 | 0 | 0 | 0 | 0 | 0 | 0
EOP | SCE EOP | SCE | Jackass (DOE) | 138 | 177 | OOS_Wind |  |  | 0 | 0 | 0 | 0 | 0 | 0 | 0 | 0 | 0 | 0 | 0 | 0 | 0 | 0 | 0 | 0 | 0 | 0 | 0 | 0 | 0 | 0 | 0 | 0 | 0 | 0 | 0 | 0
PG&E NGBA | PGE NGBA | PGE | James B Black | 230 | 1 | OOS_Wind |  |  | 0 | 0 | 0 | 0 | 0 | 0 | 0 | 0 | 0 | 0 | 0 | 0 | 0 | 0 | 0 | 0 | 0 | 0 | 0 | 0 | 0 | 0 | 0 | 0 | 0 | 0 | 0 | 0
PG&E GBA | PGE GBA | PGE | Jefferson | 230 | 80 | OOS_Wind |  |  | 0 | 0 | 0 | 0 | 0 | 0 | 0 | 0 | 0 | 0 | 0 | 0 | 0 | 0 | 0 | 0 | 0 | 0 | 0 | 0 | 0 | 0 | 0 | 0 | 0 | 0 | 0 | 0
PG&E NGBA | PGE NGBA | PGE | Jessup | 115 | 1 | OOS_Wind |  |  | 0 | 0 | 0 | 0 | 0 | 0 | 0 | 0 | 0 | 0 | 0 | 0 | 0 | 0 | 0 | 0 | 0 | 0 | 0 | 0 | 0 | 0 | 0 | 0 | 0 | 0 | 0 | 0
SCE Metro | SCE Metro | SCE | Johanna | 230 | 97 | OOS_Wind |  |  | 0 | 0 | 0 | 0 | 0 | 0 | 0 | 0 | 0 | 0 | 0 | 0 | 0 | 0 | 0 | 0 | 0 | 0 | 0 | 0 | 0 | 0 | 0 | 0 | 0 | 0 | 0 | 0
SCE Eastern | SCE Eastern | SCE | Julian Hinds | 230 | 174 | OOS_Wind |  |  | 0 | 0 | 0 | 0 | 0 | 0 | 0 | 0 | 0 | 0 | 0 | 0 | 0 | 0 | 0 | 0 | 0 | 0 | 0 | 0 | 0 | 0 | 0 | 0 | 0 | 0 | 0 | 0
PG&E GBA | PGE GBA | PGE | Kasson | 115 | 12 | OOS_Wind |  |  | 0 | 0 | 0 | 0 | 0 | 0 | 0 | 0 | 0 | 0 | 0 | 0 | 0 | 0 | 0 | 0 | 0 | 0 | 0 | 0 | 0 | 0 | 0 | 0 | 0 | 0 | 0 | 0
PG&E FRESNO | PGE Fresno | PGE | Kearney | 230 | 140 | OOS_Wind |  |  | 0 | 0 | 0 | 0 | 0 | 0 | 0 | 0 | 0 | 0 | 0 | 0 | 0 | 0 | 0 | 0 | 0 | 0 | 0 | 0 | 0 | 0 | 0 | 0 | 0 | 0 | 0 | 0
PG&E GBA | PGE GBA | PGE | Kelso | 230 | 32 | OOS_Wind |  |  | 0 | 0 | 0 | 0 | 0 | 0 | 0 | 0 | 0 | 0 | 0 | 0 | 0 | 0 | 0 | 0 | 0 | 0 | 0 | 0 | 0 | 0 | 0 | 0 | 0 | 0 | 0 | 0
PG&E FRESNO | PGE Fresno | PGE | Kerchoff 1 | 115 | 150 | OOS_Wind |  |  | 0 | 0 | 0 | 0 | 0 | 0 | 0 | 0 | 0 | 0 | 0 | 0 | 0 | 0 | 0 | 0 | 0 | 0 | 0 | 0 | 0 | 0 | 0 | 0 | 0 | 0 | 0 | 0
PG&E KERN | PGE Kern | PGE | Kern Oil | 115 | 101 | OOS_Wind |  |  | 0 | 0 | 0 | 0 | 0 | 0 | 0 | 0 | 0 | 0 | 0 | 0 | 0 | 0 | 0 | 0 | 0 | 0 | 0 | 0 | 0 | 0 | 0 | 0 | 0 | 0 | 0 | 0
PG&E KERN | PGE Kern | PGE | Kern PP | 115 | 104 | OOS_Wind |  |  | 0 | 0 | 0 | 0 | 0 | 0 | 0 | 0 | 0 | 0 | 0 | 0 | 0 | 0 | 0 | 0 | 0 | 0 | 0 | 0 | 0 | 0 | 0 | 0 | 0 | 0 | 0 | 0
PG&E KERN | PGE Kern | PGE | Kern PP | 230 | 96 | OOS_Wind |  |  | 0 | 0 | 0 | 0 | 0 | 0 | 0 | 0 | 0 | 0 | 0 | 0 | 0 | 0 | 0 | 0 | 0 | 0 | 0 | 0 | 0 | 0 | 0 | 0 | 0 | 0 | 0 | 0
PG&E KERN | PGE Kern | PGE | Kernridge | 115 | 100 | OOS_Wind |  |  | 0 | 0 | 0 | 0 | 0 | 0 | 0 | 0 | 0 | 0 | 0 | 0 | 0 | 0 | 0 | 0 | 0 | 0 | 0 | 0 | 0 | 0 | 0 | 0 | 0 | 0 | 0 | 0
PG&E FRESNO | PGE Fresno | PGE | Kingsburg | 115 | 148 | OOS_Wind |  |  | 0 | 0 | 0 | 0 | 0 | 0 | 0 | 0 | 0 | 0 | 0 | 0 | 0 | 0 | 0 | 0 | 0 | 0 | 0 | 0 | 0 | 0 | 0 | 0 | 0 | 0 | 0 | 0
PG&E GBA | PGE GBA | PGE | Kirker | 115 | 1 | OOS_Wind |  |  | 0 | 0 | 0 | 0 | 0 | 0 | 0 | 0 | 0 | 0 | 0 | 0 | 0 | 0 | 0 | 0 | 0 | 0 | 0 | 0 | 0 | 0 | 0 | 0 | 0 | 0 | 0 | 0
PG&E NGBA | PGE NGBA | PGE | Knights Landing | 115 | 18 | OOS_Wind |  |  | 0 | 0 | 0 | 0 | 0 | 0 | 0 | 0 | 0 | 0 | 0 | 0 | 0 | 0 | 0 | 0 | 0 | 0 | 0 | 0 | 0 | 0 | 0 | 0 | 0 | 0 | 0 | 0
SCE NOL | SCE NOL | SCE | Kramer | 115 | 160 | OOS_Wind |  |  | 0 | 0 | 0 | 0 | 0 | 0 | 0 | 0 | 0 | 0 | 0 | 0 | 0 | 0 | 0 | 0 | 0 | 0 | 0 | 0 | 0 | 0 | 0 | 0 | 0 | 0 | 0 | 0
SCE NOL | SCE NOL | SCE | Kramer | 230 | 160 | OOS_Wind |  |  | 0 | 0 | 0 | 0 | 0 | 0 | 0 | 0 | 0 | 0 | 0 | 0 | 0 | 0 | 0 | 0 | 0 | 0 | 0 | 0 | 0 | 0 | 0 | 0 | 0 | 0 | 0 | 0
SCE Metro | SCE Metro | SCE | La Cienega | 230 | 132 | OOS_Wind |  |  | 0 | 0 | 0 | 0 | 0 | 0 | 0 | 0 | 0 | 0 | 0 | 0 | 0 | 0 | 0 | 0 | 0 | 0 | 0 | 0 | 0 | 0 | 0 | 0 | 0 | 0 | 0 | 0
SCE Metro | SCE Metro | SCE | La Fresa | 230 | 132 | OOS_Wind |  |  | 0 | 0 | 0 | 0 | 0 | 0 | 0 | 0 | 0 | 0 | 0 | 0 | 0 | 0 | 0 | 0 | 0 | 0 | 0 | 0 | 0 | 0 | 0 | 0 | 0 | 0 | 0 | 0
SCE Metro | SCE Metro | SCE | Laguna Bell | 230 | 97 | OOS_Wind |  |  | 0 | 0 | 0 | 0 | 0 | 0 | 0 | 0 | 0 | 0 | 0 | 0 | 0 | 0 | 0 | 0 | 0 | 0 | 0 | 0 | 0 | 0 | 0 | 0 | 0 | 0 | 0 | 0
PG&E NGBA | PGE NGBA | PGE | Lakeville | 230 | 62 | OOS_Wind |  |  | 0 | 0 | 0 | 0 | 0 | 0 | 0 | 0 | 0 | 0 | 0 | 0 | 0 | 0 | 0 | 0 | 0 | 0 | 0 | 0 | 0 | 0 | 0 | 0 | 0 | 0 | 0 | 0
PG&E NGBA | PGE NGBA | PGE | Lakeville | 115 | 57 | OOS_Wind |  |  | 0 | 0 | 0 | 0 | 0 | 0 | 0 | 0 | 0 | 0 | 0 | 0 | 0 | 0 | 0 | 0 | 0 | 0 | 0 | 0 | 0 | 0 | 0 | 0 | 0 | 0 | 0 | 0
PG&E GBA | PGE GBA | PGE | Lakewood | 115 | 1 | OOS_Wind |  |  | 0 | 0 | 0 | 0 | 0 | 0 | 0 | 0 | 0 | 0 | 0 | 0 | 0 | 0 | 0 | 0 | 0 | 0 | 0 | 0 | 0 | 0 | 0 | 0 | 0 | 0 | 0 | 0
PG&E NGBA | PGE NGBA | PGE | Lambie | 230 | 59 | OOS_Wind |  |  | 0 | 0 | 0 | 0 | 0 | 0 | 0 | 0 | 0 | 0 | 0 | 0 | 0 | 0 | 0 | 0 | 0 | 0 | 0 | 0 | 0 | 0 | 0 | 0 | 0 | 0 | 0 | 0
PG&E GBA | PGE GBA | PGE | Lammers | 115 | 44 | OOS_Wind |  |  | 0 | 0 | 0 | 0 | 0 | 0 | 0 | 0 | 0 | 0 | 0 | 0 | 0 | 0 | 0 | 0 | 0 | 0 | 0 | 0 | 0 | 0 | 0 | 0 | 0 | 0 | 0 | 0
PG&E KERN | PGE Kern | PGE | Lamont | 115 | 108 | OOS_Wind |  |  | 0 | 0 | 0 | 0 | 0 | 0 | 0 | 0 | 0 | 0 | 0 | 0 | 0 | 0 | 0 | 0 | 0 | 0 | 0 | 0 | 0 | 0 | 0 | 0 | 0 | 0 | 0 | 0
PG&E FRESNO | PGE Fresno | PGE | Las Aguilas | 230 | 120 | OOS_Wind |  |  | 0 | 0 | 0 | 0 | 0 | 0 | 0 | 0 | 0 | 0 | 0 | 0 | 0 | 0 | 0 | 0 | 0 | 0 | 0 | 0 | 0 | 0 | 0 | 0 | 0 | 0 | 0 | 0
EOP | SCE EOP | SCE | Lathrop | 138 | 177 | OOS_Wind |  |  | 0 | 0 | 0 | 0 | 0 | 0 | 0 | 0 | 0 | 0 | 0 | 0 | 0 | 0 | 0 | 0 | 0 | 0 | 0 | 0 | 0 | 0 | 0 | 0 | 0 | 0 | 0 | 0
EOP | SCE EOP | SCE | Lathrop | 230 | 177 | OOS_Wind |  |  | 0 | 0 | 0 | 0 | 0 | 0 | 0 | 0 | 0 | 0 | 0 | 0 | 0 | 0 | 0 | 0 | 0 | 0 | 0 | 0 | 0 | 0 | 0 | 0 | 0 | 0 | 0 | 0
PG&E FRESNO | PGE Fresno | PGE | Le Grand | 115 | 166 | OOS_Wind |  |  | 0 | 0 | 0 | 0 | 0 | 0 | 0 | 0 | 0 | 0 | 0 | 0 | 0 | 0 | 0 | 0 | 0 | 0 | 0 | 0 | 0 | 0 | 0 | 0 | 0 | 0 | 0 | 0
PG&E KERN | PGE Kern | PGE | Lerdo | 115 | 106 | OOS_Wind |  |  | 0 | 0 | 0 | 0 | 0 | 0 | 0 | 0 | 0 | 0 | 0 | 0 | 0 | 0 | 0 | 0 | 0 | 0 | 0 | 0 | 0 | 0 | 0 | 0 | 0 | 0 | 0 | 0
SCE Metro | SCE Metro | SCE | Lewis | 230 | 97 | OOS_Wind |  |  | 0 | 0 | 0 | 0 | 0 | 0 | 0 | 0 | 0 | 0 | 0 | 0 | 0 | 0 | 0 | 0 | 0 | 0 | 0 | 0 | 0 | 0 | 0 | 0 | 0 | 0 | 0 | 0
SCE Metro | SCE Metro | SCE | Lighthipe | 230 | 132 | OOS_Wind |  |  | 0 | 0 | 0 | 0 | 0 | 0 | 0 | 0 | 0 | 0 | 0 | 0 | 0 | 0 | 0 | 0 | 0 | 0 | 0 | 0 | 0 | 0 | 0 | 0 | 0 | 0 | 0 | 0
PG&E NGBA | PGE NGBA | PGE | Lincoln | 115 | 24 | OOS_Wind |  |  | 0 | 0 | 0 | 0 | 0 | 0 | 0 | 0 | 0 | 0 | 0 | 0 | 0 | 0 | 0 | 0 | 0 | 0 | 0 | 0 | 0 | 0 | 0 | 0 | 0 | 0 | 0 | 0
PG&E KERN | PGE Kern | PGE | Live Oak | 115 | 92 | OOS_Wind |  |  | 0 | 0 | 0 | 0 | 0 | 0 | 0 | 0 | 0 | 0 | 0 | 0 | 0 | 0 | 0 | 0 | 0 | 0 | 0 | 0 | 0 | 0 | 0 | 0 | 0 | 0 | 0 | 0
PG&E GBA | PGE GBA | PGE | Llagas | 115 | 40 | OOS_Wind |  |  | 0 | 0 | 0 | 0 | 0 | 0 | 0 | 0 | 0 | 0 | 0 | 0 | 0 | 0 | 0 | 0 | 0 | 0 | 0 | 0 | 0 | 0 | 0 | 0 | 0 | 0 | 0 | 0
PG&E GBA | PGE GBA | PGE | Lockeford | 115 | 15 | OOS_Wind |  |  | 0 | 0 | 0 | 0 | 0 | 0 | 0 | 0 | 0 | 0 | 0 | 0 | 0 | 0 | 0 | 0 | 0 | 0 | 0 | 0 | 0 | 0 | 0 | 0 | 0 | 0 | 0 | 0
PG&E GBA | PGE GBA | PGE | Lockeford | 230 | 66 | OOS_Wind |  |  | 0 | 0 | 0 | 0 | 0 | 0 | 0 | 0 | 0 | 0 | 0 | 0 | 0 | 0 | 0 | 0 | 0 | 0 | 0 | 0 | 0 | 0 | 0 | 0 | 0 | 0 | 0 | 0
PG&E GBA | PGE GBA | PGE | Lodi | 230 | 16 | OOS_Wind |  |  | 0 | 0 | 0 | 0 | 0 | 0 | 0 | 0 | 0 | 0 | 0 | 0 | 0 | 0 | 0 | 0 | 0 | 0 | 0 | 0 | 0 | 0 | 0 | 0 | 0 | 0 | 0 | 0
PG&E NGBA | PGE NGBA | PGE | Logan Creek | 230 | 25 | OOS_Wind |  |  | 0 | 0 | 0 | 0 | 0 | 0 | 0 | 0 | 0 | 0 | 0 | 0 | 0 | 0 | 0 | 0 | 0 | 0 | 0 | 0 | 0 | 0 | 0 | 0 | 0 | 0 | 0 | 0
PG&E GBA | PGE GBA | PGE | Lone Tree | 230 | 30 | OOS_Wind |  |  | 0 | 0 | 0 | 0 | 0 | 0 | 0 | 0 | 0 | 0 | 0 | 0 | 0 | 0 | 0 | 0 | 0 | 0 | 0 | 0 | 0 | 0 | 0 | 0 | 0 | 0 | 0 | 0
PG&E FRESNO | PGE Fresno | PGE | Los Banos | 230 | 88 | OOS_Wind |  |  | 0 | 0 | 0 | 0 | 0 | 0 | 0 | 0 | 0 | 0 | 0 | 0 | 0 | 0 | 0 | 0 | 0 | 0 | 0 | 0 | 0 | 0 | 0 | 0 | 0 | 0 | 0 | 0
PG&E FRESNO | PGE Fresno | PGE | Los Banos | 500 | 77 | OOS_Wind |  |  | 0 | 0 | 0 | 0 | 0 | 0 | 0 | 0 | 0 | 0 | 0 | 0 | 0 | 0 | 0 | 0 | 0 | 0 | 0 | 0 | 0 | 0 | 0 | 0 | 0 | 0 | 0 | 0
SDGE | SDGE Imperial | SDGE | Los Coches | 138 | 189 | OOS_Wind |  |  | 0 | 0 | 0 | 0 | 0 | 0 | 0 | 0 | 0 | 0 | 0 | 0 | 0 | 0 | 0 | 0 | 0 | 0 | 0 | 0 | 0 | 0 | 0 | 0 | 0 | 0 | 0 | 0
PG&E GBA | PGE GBA | PGE | Los Esteros | 115 | 38 | OOS_Wind |  |  | 0 | 0 | 0 | 0 | 0 | 0 | 0 | 0 | 0 | 0 | 0 | 0 | 0 | 0 | 0 | 0 | 0 | 0 | 0 | 0 | 0 | 0 | 0 | 0 | 0 | 0 | 0 | 0
PG&E GBA | PGE GBA | PGE | Los Esteros | 230 | 38 | OOS_Wind |  |  | 0 | 0 | 0 | 0 | 0 | 0 | 0 | 0 | 0 | 0 | 0 | 0 | 0 | 0 | 0 | 0 | 0 | 0 | 0 | 0 | 0 | 0 | 0 | 0 | 0 | 0 | 0 | 0
PG&E GBA | PGE GBA | PGE | Los Positas | 230 |  | OOS_Wind |  |  | 0 | 0 | 0 | 0 | 0 | 0 | 0 | 0 | 0 | 0 | 0 | 0 | 0 | 0 | 0 | 0 | 0 | 0 | 0 | 0 | 0 | 0 | 0 | 0 | 0 | 0 | 0 | 0
SCE NOL | SCE NOL | SCE | Lugo | 230 | 110 | OOS_Wind |  |  | 0 | 0 | 0 | 0 | 0 | 0 | 0 | 0 | 0 | 0 | 0 | 0 | 0 | 0 | 0 | 0 | 0 | 0 | 0 | 0 | 0 | 0 | 0 | 0 | 0 | 0 | 0 | 0
SCE Metro | SCE NOL | SCE | Lugo | 500 | 97 | OOS_Wind | YES | New Mexico Wind | 0 | 0 | 0 | 0 | 0 | 0 | 0 | 0 | 0 | 0 | 0 | 0 | 0 | 0 | 0 | 0 | 0 | 0 | 0 | 0 | 0 | 0 | 0 | 0 | 0 | 0 | 0 | 0
PG&E NGBA | PGE NGBA | PGE | Madison | 115 | 39 | OOS_Wind |  |  | 0 | 0 | 0 | 0 | 0 | 0 | 0 | 0 | 0 | 0 | 0 | 0 | 0 | 0 | 0 | 0 | 0 | 0 | 0 | 0 | 0 | 0 | 0 | 0 | 0 | 0 | 0 | 0
PG&E KERN | PGE Kern | PGE | Magunden | 115 | 99 | OOS_Wind |  |  | 0 | 0 | 0 | 0 | 0 | 0 | 0 | 0 | 0 | 0 | 0 | 0 | 0 | 0 | 0 | 0 | 0 | 0 | 0 | 0 | 0 | 0 | 0 | 0 | 0 | 0 | 0 | 0
SCE Northern | PGE Kern | PGE | Magunden | 230 | 144 | OOS_Wind |  |  | 0 | 0 | 0 | 0 | 0 | 0 | 0 | 0 | 0 | 0 | 0 | 0 | 0 | 0 | 0 | 0 | 0 | 0 | 0 | 0 | 0 | 0 | 0 | 0 | 0 | 0 | 0 | 0
PG&E FRESNO | PGE Fresno | PGE | Malaga | 115 | 148 | OOS_Wind |  |  | 0 | 0 | 0 | 0 | 0 | 0 | 0 | 0 | 0 | 0 | 0 | 0 | 0 | 0 | 0 | 0 | 0 | 0 | 0 | 0 | 0 | 0 | 0 | 0 | 0 | 0 | 0 | 0
PG&E NGBA | PGE NGBA | PGE | Malin | 500 | 1 | OOS_Wind |  |  | 0 | 0 | 0 | 0 | 0 | 0 | 0 | 0 | 0 | 0 | 0 | 0 | 0 | 0 | 0 | 0 | 0 | 0 | 0 | 0 | 0 | 0 | 0 | 0 | 0 | 0 | 0 | 0
SCE Northern | SCE Northern | SCE | Mandalay | 230 | 157 | OOS_Wind |  |  | 0 | 0 | 0 | 0 | 0 | 0 | 0 | 0 | 0 | 0 | 0 | 0 | 0 | 0 | 0 | 0 | 0 | 0 | 0 | 0 | 0 | 0 | 0 | 0 | 0 | 0 | 0 | 0
PG&E FRESNO | PGE Fresno | PGE | Manning | 230 | 69 | OOS_Wind |  |  | 0 | 0 | 0 | 0 | 0 | 0 | 0 | 0 | 0 | 0 | 0 | 0 | 0 | 0 | 0 | 0 | 0 | 0 | 0 | 0 | 0 | 0 | 0 | 0 | 0 | 0 | 0 | 0
PG&E FRESNO | PGE Fresno | PGE | Manning | 500 |  | OOS_Wind |  |  | 0 | 0 | 0 | 0 | 0 | 0 | 0 | 0 | 0 | 0 | 0 | 0 | 0 | 0 | 0 | 0 | 0 | 0 | 0 | 0 | 0 | 0 | 0 | 0 | 0 | 0 | 0 | 0
PG&E GBA | PGE GBA | PGE | Manteca | 115 | 127 | OOS_Wind |  |  | 0 | 0 | 0 | 0 | 0 | 0 | 0 | 0 | 0 | 0 | 0 | 0 | 0 | 0 | 0 | 0 | 0 | 0 | 0 | 0 | 0 | 0 | 0 | 0 | 0 | 0 | 0 | 0
SDGE | SDGE Imperial | SDGE | Margarita | 138 | 187 | OOS_Wind |  |  | 0 | 0 | 0 | 0 | 0 | 0 | 0 | 0 | 0 | 0 | 0 | 0 | 0 | 0 | 0 | 0 | 0 | 0 | 0 | 0 | 0 | 0 | 0 | 0 | 0 | 0 | 0 | 0
PG&E GBA | PGE GBA | PGE | Martin | 230 | 3 | OOS_Wind |  |  | 0 | 0 | 0 | 0 | 0 | 0 | 0 | 0 | 0 | 0 | 0 | 0 | 0 | 0 | 0 | 0 | 0 | 0 | 0 | 0 | 0 | 0 | 0 | 0 | 0 | 0 | 0 | 0
PG&E GBA | PGE GBA | PGE | Martin | 115 | 31 | OOS_Wind |  |  | 0 | 0 | 0 | 0 | 0 | 0 | 0 | 0 | 0 | 0 | 0 | 0 | 0 | 0 | 0 | 0 | 0 | 0 | 0 | 0 | 0 | 0 | 0 | 0 | 0 | 0 | 0 | 0
PG&E GBA | PGE GBA | PGE | Martinez | 115 | 51 | OOS_Wind |  |  | 0 | 0 | 0 | 0 | 0 | 0 | 0 | 0 | 0 | 0 | 0 | 0 | 0 | 0 | 0 | 0 | 0 | 0 | 0 | 0 | 0 | 0 | 0 | 0 | 0 | 0 | 0 | 0
PG&E FRESNO | PGE Fresno | PGE | Mc Mullin | 230 | 117 | OOS_Wind |  |  | 0 | 0 | 0 | 0 | 0 | 0 | 0 | 0 | 0 | 0 | 0 | 0 | 0 | 0 | 0 | 0 | 0 | 0 | 0 | 0 | 0 | 0 | 0 | 0 | 0 | 0 | 0 | 0
PG&E FRESNO | PGE Fresno | PGE | McCall | 115 | 118 | OOS_Wind |  |  | 0 | 0 | 0 | 0 | 0 | 0 | 0 | 0 | 0 | 0 | 0 | 0 | 0 | 0 | 0 | 0 | 0 | 0 | 0 | 0 | 0 | 0 | 0 | 0 | 0 | 0 | 0 | 0
PG&E FRESNO | PGE Fresno | PGE | McCall | 230 | 117 | OOS_Wind |  |  | 0 | 0 | 0 | 0 | 0 | 0 | 0 | 0 | 0 | 0 | 0 | 0 | 0 | 0 | 0 | 0 | 0 | 0 | 0 | 0 | 0 | 0 | 0 | 0 | 0 | 0 | 0 | 0
PG&E GBA | PGE GBA | PGE | Meadow Lane | 115 | 1 | OOS_Wind |  |  | 0 | 0 | 0 | 0 | 0 | 0 | 0 | 0 | 0 | 0 | 0 | 0 | 0 | 0 | 0 | 0 | 0 | 0 | 0 | 0 | 0 | 0 | 0 | 0 | 0 | 0 | 0 | 0
PG&E GBA | PGE GBA | PGE | Melones | 115 | 44 | OOS_Wind |  |  | 0 | 0 | 0 | 0 | 0 | 0 | 0 | 0 | 0 | 0 | 0 | 0 | 0 | 0 | 0 | 0 | 0 | 0 | 0 | 0 | 0 | 0 | 0 | 0 | 0 | 0 | 0 | 0
PG&E GBA | PGE GBA | PGE | Melones | 230 | 44 | OOS_Wind |  |  | 0 | 0 | 0 | 0 | 0 | 0 | 0 | 0 | 0 | 0 | 0 | 0 | 0 | 0 | 0 | 0 | 0 | 0 | 0 | 0 | 0 | 0 | 0 | 0 | 0 | 0 | 0 | 0
PG&E NGBA | PGE NGBA | PGE | Mendocino | 115 | 27 | OOS_Wind |  |  | 0 | 0 | 0 | 0 | 0 | 0 | 0 | 0 | 0 | 0 | 0 | 0 | 0 | 0 | 0 | 0 | 0 | 0 | 0 | 0 | 0 | 0 | 0 | 0 | 0 | 0 | 0 | 0
PG&E FRESNO | PGE Fresno | PGE | Mendota | 115 | 164 | OOS_Wind |  |  | 0 | 0 | 0 | 0 | 0 | 0 | 0 | 0 | 0 | 0 | 0 | 0 | 0 | 0 | 0 | 0 | 0 | 0 | 0 | 0 | 0 | 0 | 0 | 0 | 0 | 0 | 0 | 0
PG&E FRESNO | PGE Fresno | PGE | Merced | 115 | 162 | OOS_Wind |  |  | 0 | 0 | 0 | 0 | 0 | 0 | 0 | 0 | 0 | 0 | 0 | 0 | 0 | 0 | 0 | 0 | 0 | 0 | 0 | 0 | 0 | 0 | 0 | 0 | 0 | 0 | 0 | 0
EOP | SCE EOP | SCE | Mercury | 138 | 177 | OOS_Wind |  |  | 0 | 0 | 0 | 0 | 0 | 0 | 0 | 0 | 0 | 0 | 0 | 0 | 0 | 0 | 0 | 0 | 0 | 0 | 0 | 0 | 0 | 0 | 0 | 0 | 0 | 0 | 0 | 0
PG&E KERN | PGE Kern | PGE | Mesa (PGE) | 115 | 111 | OOS_Wind |  |  | 0 | 0 | 0 | 0 | 0 | 0 | 0 | 0 | 0 | 0 | 0 | 0 | 0 | 0 | 0 | 0 | 0 | 0 | 0 | 0 | 0 | 0 | 0 | 0 | 0 | 0 | 0 | 0
PG&E KERN | PGE Kern | PGE | Mesa (PGE) | 230 | 122 | OOS_Wind |  |  | 0 | 0 | 0 | 0 | 0 | 0 | 0 | 0 | 0 | 0 | 0 | 0 | 0 | 0 | 0 | 0 | 0 | 0 | 0 | 0 | 0 | 0 | 0 | 0 | 0 | 0 | 0 | 0
SCE Metro | SCE Metro | SCE | Mesa (SCE) | 230 | 97 | OOS_Wind |  |  | 0 | 0 | 0 | 0 | 0 | 0 | 0 | 0 | 0 | 0 | 0 | 0 | 0 | 0 | 0 | 0 | 0 | 0 | 0 | 0 | 0 | 0 | 0 | 0 | 0 | 0 | 0 | 0
SCE Metro | SCE Metro | SCE | Mesa (SCE) | 500 | 97 | OOS_Wind |  |  | 0 | 0 | 0 | 0 | 0 | 0 | 0 | 0 | 0 | 0 | 0 | 0 | 0 | 0 | 0 | 0 | 0 | 0 | 0 | 0 | 0 | 0 | 0 | 0 | 0 | 0 | 0 | 0
PG&E GBA | PGE GBA | PGE | Metcalf | 115 | 11 | OOS_Wind |  |  | 0 | 0 | 0 | 0 | 0 | 0 | 0 | 0 | 0 | 0 | 0 | 0 | 0 | 0 | 0 | 0 | 0 | 0 | 0 | 0 | 0 | 0 | 0 | 0 | 0 | 0 | 0 | 0
PG&E GBA | PGE GBA | PGE | Metcalf | 230 | 11 | OOS_Wind |  |  | 0 | 0 | 0 | 0 | 0 | 0 | 0 | 0 | 0 | 0 | 0 | 0 | 0 | 0 | 0 | 0 | 0 | 0 | 0 | 0 | 0 | 0 | 0 | 0 | 0 | 0 | 0 | 0
PG&E GBA | PGE GBA | PGE | Metcalf | 500 | 77 | OOS_Wind |  |  | 0 | 0 | 0 | 0 | 0 | 0 | 0 | 0 | 0 | 0 | 0 | 0 | 0 | 0 | 0 | 0 | 0 | 0 | 0 | 0 | 0 | 0 | 0 | 0 | 0 | 0 | 0 | 0
PG&E KERN | PGE Kern | PGE | Midway | 115 | 112 | OOS_Wind |  |  | 0 | 0 | 0 | 0 | 0 | 0 | 0 | 0 | 0 | 0 | 0 | 0 | 0 | 0 | 0 | 0 | 0 | 0 | 0 | 0 | 0 | 0 | 0 | 0 | 0 | 0 | 0 | 0
PG&E KERN | PGE Kern | PGE | Midway | 230 | 102 | OOS_Wind |  |  | 0 | 0 | 0 | 0 | 0 | 0 | 0 | 0 | 0 | 0 | 0 | 0 | 0 | 0 | 0 | 0 | 0 | 0 | 0 | 0 | 0 | 0 | 0 | 0 | 0 | 0 | 0 | 0
PG&E KERN | PGE Kern | PGE | Midway | 500 | 73 | OOS_Wind |  |  | 0 | 0 | 0 | 0 | 0 | 0 | 0 | 0 | 0 | 0 | 0 | 0 | 0 | 0 | 0 | 0 | 0 | 0 | 0 | 0 | 0 | 0 | 0 | 0 | 0 | 0 | 0 | 0
SDGE | SDGE Imperial | SDGE | Miguel | 230 | 196 | OOS_Wind |  |  | 0 | 0 | 0 | 0 | 0 | 0 | 0 | 0 | 0 | 0 | 0 | 0 | 0 | 0 | 0 | 0 | 0 | 0 | 0 | 0 | 0 | 0 | 0 | 0 | 0 | 0 | 0 | 0
SDGE | SDGE Imperial | SDGE | Miguel | 500 | 196 | OOS_Wind |  |  | 0 | 0 | 0 | 0 | 0 | 0 | 0 | 0 | 0 | 0 | 0 | 0 | 0 | 0 | 0 | 0 | 0 | 0 | 0 | 0 | 0 | 0 | 0 | 0 | 0 | 0 | 0 | 0
PG&E GBA | PGE GBA | PGE | Millbrae | 115 | 31 | OOS_Wind |  |  | 0 | 0 | 0 | 0 | 0 | 0 | 0 | 0 | 0 | 0 | 0 | 0 | 0 | 0 | 0 | 0 | 0 | 0 | 0 | 0 | 0 | 0 | 0 | 0 | 0 | 0 | 0 | 0
PG&E GBA | PGE GBA | PGE | Miller | 115 | 44 | OOS_Wind |  |  | 0 | 0 | 0 | 0 | 0 | 0 | 0 | 0 | 0 | 0 | 0 | 0 | 0 | 0 | 0 | 0 | 0 | 0 | 0 | 0 | 0 | 0 | 0 | 0 | 0 | 0 | 0 | 0
SCE Metro | SCE Metro | SCE | Mira Loma | 230 | 97 | OOS_Wind |  |  | 0 | 0 | 0 | 0 | 0 | 0 | 0 | 0 | 0 | 0 | 0 | 0 | 0 | 0 | 0 | 0 | 0 | 0 | 0 | 0 | 0 | 0 | 0 | 0 | 0 | 0 | 0 | 0
SCE Metro | SCE Metro | SCE | Mira Loma | 500 | 97 | OOS_Wind |  |  | 0 | 0 | 0 | 0 | 0 | 0 | 0 | 0 | 0 | 0 | 0 | 0 | 0 | 0 | 0 | 0 | 0 | 0 | 0 | 0 | 0 | 0 | 0 | 0 | 0 | 0 | 0 | 0
SCE Eastern | SCE Eastern | SCE | Mirage | 115 | 174 | OOS_Wind |  |  | 0 | 0 | 0 | 0 | 0 | 0 | 0 | 0 | 0 | 0 | 0 | 0 | 0 | 0 | 0 | 0 | 0 | 0 | 0 | 0 | 0 | 0 | 0 | 0 | 0 | 0 | 0 | 0
SCE Eastern | SCE Eastern | SCE | Mirage | 230 |  | OOS_Wind |  |  | 0 | 0 | 0 | 0 | 0 | 0 | 0 | 0 | 0 | 0 | 0 | 0 | 0 | 0 | 0 | 0 | 0 | 0 | 0 | 0 | 0 | 0 | 0 | 0 | 0 | 0 | 0 | 0
SDGE | SDGE Imperial | SDGE | Mission | 138 | 186 | OOS_Wind |  |  | 0 | 0 | 0 | 0 | 0 | 0 | 0 | 0 | 0 | 0 | 0 | 0 | 0 | 0 | 0 | 0 | 0 | 0 | 0 | 0 | 0 | 0 | 0 | 0 | 0 | 0 | 0 | 0
SDGE | SDGE Imperial | SDGE | Mission | 230 | 186 | OOS_Wind |  |  | 0 | 0 | 0 | 0 | 0 | 0 | 0 | 0 | 0 | 0 | 0 | 0 | 0 | 0 | 0 | 0 | 0 | 0 | 0 | 0 | 0 | 0 | 0 | 0 | 0 | 0 | 0 | 0
PG&E GBA | PGE GBA | PGE | Mi-Wuk | 115 | 44 | OOS_Wind |  |  | 0 | 0 | 0 | 0 | 0 | 0 | 0 | 0 | 0 | 0 | 0 | 0 | 0 | 0 | 0 | 0 | 0 | 0 | 0 | 0 | 0 | 0 | 0 | 0 | 0 | 0 | 0 | 0
EOP | SCE EOP | SCE | Mohave | 500 | 131 | OOS_Wind |  |  | 0 | 0 | 0 | 0 | 0 | 0 | 0 | 0 | 0 | 0 | 0 | 0 | 0 | 0 | 0 | 0 | 0 | 0 | 0 | 0 | 0 | 0 | 0 | 0 | 0 | 0 | 0 | 0
PG&E NGBA | PGE NGBA | PGE | Monroe | 115 | 27 | OOS_Wind |  |  | 0 | 0 | 0 | 0 | 0 | 0 | 0 | 0 | 0 | 0 | 0 | 0 | 0 | 0 | 0 | 0 | 0 | 0 | 0 | 0 | 0 | 0 | 0 | 0 | 0 | 0 | 0 | 0
PG&E GBA | PGE GBA | PGE | Monta Vista | 115 | 80 | OOS_Wind |  |  | 0 | 0 | 0 | 0 | 0 | 0 | 0 | 0 | 0 | 0 | 0 | 0 | 0 | 0 | 0 | 0 | 0 | 0 | 0 | 0 | 0 | 0 | 0 | 0 | 0 | 0 | 0 | 0
PG&E GBA | PGE GBA | PGE | Monta Vista | 230 | 10 | OOS_Wind |  |  | 0 | 0 | 0 | 0 | 0 | 0 | 0 | 0 | 0 | 0 | 0 | 0 | 0 | 0 | 0 | 0 | 0 | 0 | 0 | 0 | 0 | 0 | 0 | 0 | 0 | 0 | 0 | 0
PG&E NGBA | PGE NGBA | PGE | Monticello | 115 | 55 | OOS_Wind |  |  | 0 | 0 | 0 | 0 | 0 | 0 | 0 | 0 | 0 | 0 | 0 | 0 | 0 | 0 | 0 | 0 | 0 | 0 | 0 | 0 | 0 | 0 | 0 | 0 | 0 | 0 | 0 | 0
SCE Northern | SCE Northern | SCE | Moorpark | 230 | 157 | OOS_Wind |  |  | 0 | 0 | 0 | 0 | 0 | 0 | 0 | 0 | 0 | 0 | 0 | 0 | 0 | 0 | 0 | 0 | 0 | 0 | 0 | 0 | 0 | 0 | 0 | 0 | 0 | 0 | 0 | 0
PG&E GBA | PGE GBA | PGE | Moraga | 115 | 6 | OOS_Wind |  |  | 0 | 0 | 0 | 0 | 0 | 0 | 0 | 0 | 0 | 0 | 0 | 0 | 0 | 0 | 0 | 0 | 0 | 0 | 0 | 0 | 0 | 0 | 0 | 0 | 0 | 0 | 0 | 0
PG&E GBA | PGE GBA | PGE | Moraga | 230 | 53 | OOS_Wind |  |  | 0 | 0 | 0 | 0 | 0 | 0 | 0 | 0 | 0 | 0 | 0 | 0 | 0 | 0 | 0 | 0 | 0 | 0 | 0 | 0 | 0 | 0 | 0 | 0 | 0 | 0 | 0 | 0
PG&E GBA | PGE GBA | PGE | Morgan Hill | 115 | 40 | OOS_Wind |  |  | 0 | 0 | 0 | 0 | 0 | 0 | 0 | 0 | 0 | 0 | 0 | 0 | 0 | 0 | 0 | 0 | 0 | 0 | 0 | 0 | 0 | 0 | 0 | 0 | 0 | 0 | 0 | 0
PG&E KERN | PGE Kern | PGE | Morro Bay | 115 | 111 | OOS_Wind |  |  | 0 | 0 | 0 | 0 | 0 | 0 | 0 | 0 | 0 | 0 | 0 | 0 | 0 | 0 | 0 | 0 | 0 | 0 | 0 | 0 | 0 | 0 | 0 | 0 | 0 | 0 | 0 | 0
PG&E KERN | PGE Kern | PGE | Morro Bay | 230 | 122 | OOS_Wind |  |  | 0 | 0 | 0 | 0 | 0 | 0 | 0 | 0 | 0 | 0 | 0 | 0 | 0 | 0 | 0 | 0 | 0 | 0 | 0 | 0 | 0 | 0 | 0 | 0 | 0 | 0 | 0 | 0
PG&E KERN | PGE Kern | PGE | Morro Bay | 500 | 98 | OOS_Wind |  |  | 0 | 0 | 0 | 0 | 0 | 0 | 0 | 0 | 0 | 0 | 0 | 0 | 0 | 0 | 0 | 0 | 0 | 0 | 0 | 0 | 0 | 0 | 0 | 0 | 0 | 0 | 0 | 0
PG&E GBA | PGE GBA | PGE | Moss Landing | 115 | 85 | OOS_Wind |  |  | 0 | 0 | 0 | 0 | 0 | 0 | 0 | 0 | 0 | 0 | 0 | 0 | 0 | 0 | 0 | 0 | 0 | 0 | 0 | 0 | 0 | 0 | 0 | 0 | 0 | 0 | 0 | 0
PG&E GBA | PGE GBA | PGE | Moss Landing | 230 | 85 | OOS_Wind |  |  | 0 | 0 | 0 | 0 | 0 | 0 | 0 | 0 | 0 | 0 | 0 | 0 | 0 | 0 | 0 | 0 | 0 | 0 | 0 | 0 | 0 | 0 | 0 | 0 | 0 | 0 | 0 | 0
PG&E GBA | PGE GBA | PGE | Moss Landing | 500 | 82 | OOS_Wind |  |  | 0 | 0 | 0 | 0 | 0 | 0 | 0 | 0 | 0 | 0 | 0 | 0 | 0 | 0 | 0 | 0 | 0 | 0 | 0 | 0 | 0 | 0 | 0 | 0 | 0 | 0 | 0 | 0
EOP | SCE EOP | SCE | Mountain Pass | 115 | 161 | OOS_Wind |  |  | 0 | 0 | 0 | 0 | 0 | 0 | 0 | 0 | 0 | 0 | 0 | 0 | 0 | 0 | 0 | 0 | 0 | 0 | 0 | 0 | 0 | 0 | 0 | 0 | 0 | 0 | 0 | 0
PG&E GBA | PGE GBA | PGE | Mountain View | 115 | 78 | OOS_Wind |  |  | 0 | 0 | 0 | 0 | 0 | 0 | 0 | 0 | 0 | 0 | 0 | 0 | 0 | 0 | 0 | 0 | 0 | 0 | 0 | 0 | 0 | 0 | 0 | 0 | 0 | 0 | 0 | 0
PG&E GBA | PGE GBA | PGE | Mt Eden | 115 | 3 | OOS_Wind |  |  | 0 | 0 | 0 | 0 | 0 | 0 | 0 | 0 | 0 | 0 | 0 | 0 | 0 | 0 | 0 | 0 | 0 | 0 | 0 | 0 | 0 | 0 | 0 | 0 | 0 | 0 | 0 | 0
PG&E KERN | PGE Kern | PGE | Mt Poso | 115 | 74 | OOS_Wind |  |  | 0 | 0 | 0 | 0 | 0 | 0 | 0 | 0 | 0 | 0 | 0 | 0 | 0 | 0 | 0 | 0 | 0 | 0 | 0 | 0 | 0 | 0 | 0 | 0 | 0 | 0 | 0 | 0
PG&E FRESNO | PGE Fresno | PGE | Mustang | 230 | 145 | OOS_Wind |  |  | 0 | 0 | 0 | 0 | 0 | 0 | 0 | 0 | 0 | 0 | 0 | 0 | 0 | 0 | 0 | 0 | 0 | 0 | 0 | 0 | 0 | 0 | 0 | 0 | 0 | 0 | 0 | 0
PG&E KERN | PGE Kern | PGE | New Sub - Gates - Midway (Proposed) | 230 | 93 | OOS_Wind |  |  | 0 | 0 | 0 | 0 | 0 | 0 | 0 | 0 | 0 | 0 | 0 | 0 | 0 | 0 | 0 | 0 | 0 | 0 | 0 | 0 | 0 | 0 | 0 | 0 | 0 | 0 | 0 | 0
PG&E KERN | PGE Kern | PGE | New Sub - Gates - Templeton (Proposed) | 230 | 130 | OOS_Wind |  |  | 0 | 0 | 0 | 0 | 0 | 0 | 0 | 0 | 0 | 0 | 0 | 0 | 0 | 0 | 0 | 0 | 0 | 0 | 0 | 0 | 0 | 0 | 0 | 0 | 0 | 0 | 0 | 0
SCE NOL | SCE NOL | SCE | New Sub - Kramer - Lugo (Proposed) | 230 | 160 | OOS_Wind |  |  | 0 | 0 | 0 | 0 | 0 | 0 | 0 | 0 | 0 | 0 | 0 | 0 | 0 | 0 | 0 | 0 | 0 | 0 | 0 | 0 | 0 | 0 | 0 | 0 | 0 | 0 | 0 | 0
PG&E FRESNO | PGE Fresno | PGE | New Sub - Los Banos - Midway (Proposed) | 500 | 73 | OOS_Wind |  |  | 0 | 0 | 0 | 0 | 0 | 0 | 0 | 0 | 0 | 0 | 0 | 0 | 0 | 0 | 0 | 0 | 0 | 0 | 0 | 0 | 0 | 0 | 0 | 0 | 0 | 0 | 0 | 0
SCE NOL | SCE NOL | SCE | New Sub - Lugo - Pisgah (Proposed) | 230 | 141 | OOS_Wind |  |  | 0 | 0 | 0 | 0 | 0 | 0 | 0 | 0 | 0 | 0 | 0 | 0 | 0 | 0 | 0 | 0 | 0 | 0 | 0 | 0 | 0 | 0 | 0 | 0 | 0 | 0 | 0 | 0
PG&E KERN | PGE Kern | PGE | New Sub - Midway - Wheeler Ridge (Proposed) | 230 | 93 | OOS_Wind |  |  | 0 | 0 | 0 | 0 | 0 | 0 | 0 | 0 | 0 | 0 | 0 | 0 | 0 | 0 | 0 | 0 | 0 | 0 | 0 | 0 | 0 | 0 | 0 | 0 | 0 | 0 | 0 | 0
PG&E NGBA | PGE NGBA | PGE | New Sub - Near existing Leavitt (PSREC) | 345 |  | OOS_Wind |  |  | 0 | 0 | 0 | 0 | 0 | 0 | 0 | 0 | 0 | 0 | 0 | 0 | 0 | 0 | 0 | 0 | 0 | 0 | 0 | 0 | 0 | 0 | 0 | 0 | 0 | 0 | 0 | 0
PG&E NGBA | PGE NGBA | PGE | New Sub - Near existing Madeline (NVE) | 345 |  | OOS_Wind |  |  | 0 | 0 | 0 | 0 | 0 | 0 | 0 | 0 | 0 | 0 | 0 | 0 | 0 | 0 | 0 | 0 | 0 | 0 | 0 | 0 | 0 | 0 | 0 | 0 | 0 | 0 | 0 | 0
SDGE | SDGE Imperial | SDGE | New Sub - North Gila - IV (Proposed) | 500 | 185 | OOS_Wind |  |  | 0 | 0 | 0 | 0 | 0 | 0 | 0 | 0 | 0 | 0 | 0 | 0 | 0 | 0 | 0 | 0 | 0 | 0 | 0 | 0 | 0 | 0 | 0 | 0 | 0 | 0 | 0 | 0
PG&E NGBA | PGE NGBA | PGE | New Sub - Pit 1 - Cottonwood (Proposed) | 230 | 2 | OOS_Wind |  |  | 0 | 0 | 0 | 0 | 0 | 0 | 0 | 0 | 0 | 0 | 0 | 0 | 0 | 0 | 0 | 0 | 0 | 0 | 0 | 0 | 0 | 0 | 0 | 0 | 0 | 0 | 0 | 0
PG&E GBA | PGE GBA | PGE | New Sub - Rancho Seco - Bellota (Proposed) | 230 | 15 | OOS_Wind |  |  | 0 | 0 | 0 | 0 | 0 | 0 | 0 | 0 | 0 | 0 | 0 | 0 | 0 | 0 | 0 | 0 | 0 | 0 | 0 | 0 | 0 | 0 | 0 | 0 | 0 | 0 | 0 | 0
SDGE | SDGE Imperial | SDGE | New Sub - Suncrest - Ocotillo (Proposed) | 500 | 183 | OOS_Wind |  |  | 0 | 0 | 0 | 0 | 0 | 0 | 0 | 0 | 0 | 0 | 0 | 0 | 0 | 0 | 0 | 0 | 0 | 0 | 0 | 0 | 0 | 0 | 0 | 0 | 0 | 0 | 0 | 0
PG&E FRESNO | PGE Fresno | PGE | New Sub - Westley - Quinto (Proposed) | 230 | 64 | OOS_Wind |  |  | 0 | 0 | 0 | 0 | 0 | 0 | 0 | 0 | 0 | 0 | 0 | 0 | 0 | 0 | 0 | 0 | 0 | 0 | 0 | 0 | 0 | 0 | 0 | 0 | 0 | 0 | 0 | 0
PG&E GBA | PGE GBA | PGE | Newark | 115 | 38 | OOS_Wind |  |  | 0 | 0 | 0 | 0 | 0 | 0 | 0 | 0 | 0 | 0 | 0 | 0 | 0 | 0 | 0 | 0 | 0 | 0 | 0 | 0 | 0 | 0 | 0 | 0 | 0 | 0 | 0 | 0
PG&E GBA | PGE GBA | PGE | Newark | 230 | 45 | OOS_Wind |  |  | 0 | 0 | 0 | 0 | 0 | 0 | 0 | 0 | 0 | 0 | 0 | 0 | 0 | 0 | 0 | 0 | 0 | 0 | 0 | 0 | 0 | 0 | 0 | 0 | 0 | 0 | 0 | 0
PG&E FRESNO | PGE Fresno | PGE | Newhall | 115 | 137 | OOS_Wind |  |  | 0 | 0 | 0 | 0 | 0 | 0 | 0 | 0 | 0 | 0 | 0 | 0 | 0 | 0 | 0 | 0 | 0 | 0 | 0 | 0 | 0 | 0 | 0 | 0 | 0 | 0 | 0 | 0
PG&E KERN | PGE Kern | PGE | Norco | 115 | 95 | OOS_Wind |  |  | 0 | 0 | 0 | 0 | 0 | 0 | 0 | 0 | 0 | 0 | 0 | 0 | 0 | 0 | 0 | 0 | 0 | 0 | 0 | 0 | 0 | 0 | 0 | 0 | 0 | 0 | 0 | 0
PG&E GBA | PGE GBA | PGE | Nortech | 115 | 13 | OOS_Wind |  |  | 0 | 0 | 0 | 0 | 0 | 0 | 0 | 0 | 0 | 0 | 0 | 0 | 0 | 0 | 0 | 0 | 0 | 0 | 0 | 0 | 0 | 0 | 0 | 0 | 0 | 0 | 0 | 0
SDGE | SDGE Imperial | SDGE | North City Metering | 138 | 186 | OOS_Wind |  |  | 0 | 0 | 0 | 0 | 0 | 0 | 0 | 0 | 0 | 0 | 0 | 0 | 0 | 0 | 0 | 0 | 0 | 0 | 0 | 0 | 0 | 0 | 0 | 0 | 0 | 0 | 0 | 0
PG&E GBA | PGE GBA | PGE | North Dublin | 230 | 42 | OOS_Wind |  |  | 0 | 0 | 0 | 0 | 0 | 0 | 0 | 0 | 0 | 0 | 0 | 0 | 0 | 0 | 0 | 0 | 0 | 0 | 0 | 0 | 0 | 0 | 0 | 0 | 0 | 0 | 0 | 0
SDGE | SDGE Arizona | SDGE | North Gila | 500 | 188 | OOS_Wind |  |  | 0 | 0 | 0 | 0 | 0 | 0 | 0 | 0 | 0 | 0 | 0 | 0 | 0 | 0 | 0 | 0 | 0 | 0 | 0 | 0 | 0 | 0 | 0 | 0 | 0 | 0 | 0 | 0
SCE Metro | SCE Metro | SCE | North of SONGS | 230 | 97 | OOS_Wind |  |  | 0 | 0 | 0 | 0 | 0 | 0 | 0 | 0 | 0 | 0 | 0 | 0 | 0 | 0 | 0 | 0 | 0 | 0 | 0 | 0 | 0 | 0 | 0 | 0 | 0 | 0 | 0 | 0
SCE Metro | SCE Metro | SCE | North of SONGS | 500 | 97 | OOS_Wind |  |  | 0 | 0 | 0 | 0 | 0 | 0 | 0 | 0 | 0 | 0 | 0 | 0 | 0 | 0 | 0 | 0 | 0 | 0 | 0 | 0 | 0 | 0 | 0 | 0 | 0 | 0 | 0 | 0
PG&E NGBA | PGE NGBA | PGE | Notre Dame | 115 | 1 | OOS_Wind |  |  | 0 | 0 | 0 | 0 | 0 | 0 | 0 | 0 | 0 | 0 | 0 | 0 | 0 | 0 | 0 | 0 | 0 | 0 | 0 | 0 | 0 | 0 | 0 | 0 | 0 | 0 | 0 | 0
PG&E GBA | PGE GBA | PGE | Oakland C | 115 | 56 | OOS_Wind |  |  | 0 | 0 | 0 | 0 | 0 | 0 | 0 | 0 | 0 | 0 | 0 | 0 | 0 | 0 | 0 | 0 | 0 | 0 | 0 | 0 | 0 | 0 | 0 | 0 | 0 | 0 | 0 | 0
PG&E GBA | PGE GBA | PGE | Oakland J | 115 | 6 | OOS_Wind |  |  | 0 | 0 | 0 | 0 | 0 | 0 | 0 | 0 | 0 | 0 | 0 | 0 | 0 | 0 | 0 | 0 | 0 | 0 | 0 | 0 | 0 | 0 | 0 | 0 | 0 | 0 | 0 | 0
PG&E GBA | PGE GBA | PGE | Oakland L | 115 | 6 | OOS_Wind |  |  | 0 | 0 | 0 | 0 | 0 | 0 | 0 | 0 | 0 | 0 | 0 | 0 | 0 | 0 | 0 | 0 | 0 | 0 | 0 | 0 | 0 | 0 | 0 | 0 | 0 | 0 | 0 | 0
PG&E GBA | PGE GBA | PGE | Oakland X | 115 | 6 | OOS_Wind |  |  | 0 | 0 | 0 | 0 | 0 | 0 | 0 | 0 | 0 | 0 | 0 | 0 | 0 | 0 | 0 | 0 | 0 | 0 | 0 | 0 | 0 | 0 | 0 | 0 | 0 | 0 | 0 | 0
PG&E KERN | PGE Kern | PGE | Oceano | 115 | 111 | OOS_Wind |  |  | 0 | 0 | 0 | 0 | 0 | 0 | 0 | 0 | 0 | 0 | 0 | 0 | 0 | 0 | 0 | 0 | 0 | 0 | 0 | 0 | 0 | 0 | 0 | 0 | 0 | 0 | 0 | 0
SDGE | SDGE Imperial | SDGE | Ocotillo Express | 500 | 194 | OOS_Wind |  |  | 0 | 0 | 0 | 0 | 0 | 0 | 0 | 0 | 0 | 0 | 0 | 0 | 0 | 0 | 0 | 0 | 0 | 0 | 0 | 0 | 0 | 0 | 0 | 0 | 0 | 0 | 0 | 0
SDGE | SDGE Imperial | SDGE | Old Town | 230 | 171 | OOS_Wind |  |  | 0 | 0 | 0 | 0 | 0 | 0 | 0 | 0 | 0 | 0 | 0 | 0 | 0 | 0 | 0 | 0 | 0 | 0 | 0 | 0 | 0 | 0 | 0 | 0 | 0 | 0 | 0 | 0
SCE Metro | SCE Metro | SCE | Olinda | 230 | 97 | OOS_Wind |  |  | 0 | 0 | 0 | 0 | 0 | 0 | 0 | 0 | 0 | 0 | 0 | 0 | 0 | 0 | 0 | 0 | 0 | 0 | 0 | 0 | 0 | 0 | 0 | 0 | 0 | 0 | 0 | 0
PG&E FRESNO | PGE Fresno | PGE | Olive | 115 | 119 | OOS_Wind |  |  | 0 | 0 | 0 | 0 | 0 | 0 | 0 | 0 | 0 | 0 | 0 | 0 | 0 | 0 | 0 | 0 | 0 | 0 | 0 | 0 | 0 | 0 | 0 | 0 | 0 | 0 | 0 | 0
PG&E NGBA | PGE NGBA | PGE | Olivehurst | 115 | 22 | OOS_Wind |  |  | 0 | 0 | 0 | 0 | 0 | 0 | 0 | 0 | 0 | 0 | 0 | 0 | 0 | 0 | 0 | 0 | 0 | 0 | 0 | 0 | 0 | 0 | 0 | 0 | 0 | 0 | 0 | 0
SCE Northern | SCE Northern | SCE | Ormond Beach | 230 | 157 | OOS_Wind |  |  | 0 | 0 | 0 | 0 | 0 | 0 | 0 | 0 | 0 | 0 | 0 | 0 | 0 | 0 | 0 | 0 | 0 | 0 | 0 | 0 | 0 | 0 | 0 | 0 | 0 | 0 | 0 | 0
PG&E FRESNO | PGE Fresno | PGE | Oro Loma | 115 | 123 | OOS_Wind |  |  | 0 | 0 | 0 | 0 | 0 | 0 | 0 | 0 | 0 | 0 | 0 | 0 | 0 | 0 | 0 | 0 | 0 | 0 | 0 | 0 | 0 | 0 | 0 | 0 | 0 | 0 | 0 | 0
SDGE | SDGE Imperial | SDGE | Otay Mesa | 230 | 197 | OOS_Wind |  |  | 0 | 0 | 0 | 0 | 0 | 0 | 0 | 0 | 0 | 0 | 0 | 0 | 0 | 0 | 0 | 0 | 0 | 0 | 0 | 0 | 0 | 0 | 0 | 0 | 0 | 0 | 0 | 0
PG&E FRESNO | PGE Fresno | PGE | Padre Flats SW STA | 230 | 71 | OOS_Wind |  |  | 0 | 0 | 0 | 0 | 0 | 0 | 0 | 0 | 0 | 0 | 0 | 0 | 0 | 0 | 0 | 0 | 0 | 0 | 0 | 0 | 0 | 0 | 0 | 0 | 0 | 0 | 0 | 0
EOP | SCE EOP | SCE | Pahrump | 138 | 177 | OOS_Wind |  |  | 0 | 0 | 0 | 0 | 0 | 0 | 0 | 0 | 0 | 0 | 0 | 0 | 0 | 0 | 0 | 0 | 0 | 0 | 0 | 0 | 0 | 0 | 0 | 0 | 0 | 0 | 0 | 0
EOP | SCE EOP | SCE | Pahrump | 230 | 177 | OOS_Wind |  |  | 0 | 0 | 0 | 0 | 0 | 0 | 0 | 0 | 0 | 0 | 0 | 0 | 0 | 0 | 0 | 0 | 0 | 0 | 0 | 0 | 0 | 0 | 0 | 0 | 0 | 0 | 0 | 0
PG&E NGBA | PGE NGBA | PGE | Palermo | 115 | 22 | OOS_Wind |  |  | 0 | 0 | 0 | 0 | 0 | 0 | 0 | 0 | 0 | 0 | 0 | 0 | 0 | 0 | 0 | 0 | 0 | 0 | 0 | 0 | 0 | 0 | 0 | 0 | 0 | 0 | 0 | 0
PG&E NGBA | PGE NGBA | PGE | Palermo | 230 | 19 | OOS_Wind |  |  | 0 | 0 | 0 | 0 | 0 | 0 | 0 | 0 | 0 | 0 | 0 | 0 | 0 | 0 | 0 | 0 | 0 | 0 | 0 | 0 | 0 | 0 | 0 | 0 | 0 | 0 | 0 | 0
SCE Eastern | SCE Arizona | SCE | Palo Verde | 500 | 176 | OOS_Wind | YES | New Mexico Wind | 1 | 1585 | 0 | 1585 | 285 | 0 | 285 | 0 | 0 | 0 | 285 | 0 | 285 | 2251 | 0 | 2251 | 0 | 0 | 0 | 2251 | 0 | 2251 | 4121 | 0 | 4121 | 4121 | 0 | 4121
SDGE | SDGE Imperial | SDGE | Palomar Energy | 230 | 195 | OOS_Wind |  |  | 0 | 0 | 0 | 0 | 0 | 0 | 0 | 0 | 0 | 0 | 0 | 0 | 0 | 0 | 0 | 0 | 0 | 0 | 0 | 0 | 0 | 0 | 0 | 0 | 0 | 0 | 0 | 0
PG&E FRESNO | PGE Fresno | PGE | Panoche | 115 | 128 | OOS_Wind |  |  | 0 | 0 | 0 | 0 | 0 | 0 | 0 | 0 | 0 | 0 | 0 | 0 | 0 | 0 | 0 | 0 | 0 | 0 | 0 | 0 | 0 | 0 | 0 | 0 | 0 | 0 | 0 | 0
PG&E FRESNO | PGE Fresno | PGE | Panoche | 230 | 94 | OOS_Wind |  |  | 0 | 0 | 0 | 0 | 0 | 0 | 0 | 0 | 0 | 0 | 0 | 0 | 0 | 0 | 0 | 0 | 0 | 0 | 0 | 0 | 0 | 0 | 0 | 0 | 0 | 0 | 0 | 0
SCE Northern | SCE Northern | SCE | Pardee | 230 | 151 | OOS_Wind |  |  | 0 | 0 | 0 | 0 | 0 | 0 | 0 | 0 | 0 | 0 | 0 | 0 | 0 | 0 | 0 | 0 | 0 | 0 | 0 | 0 | 0 | 0 | 0 | 0 | 0 | 0 | 0 | 0
PG&E NGBA | PGE NGBA | PGE | Parkway | 230 | 30 | OOS_Wind |  |  | 0 | 0 | 0 | 0 | 0 | 0 | 0 | 0 | 0 | 0 | 0 | 0 | 0 | 0 | 0 | 0 | 0 | 0 | 0 | 0 | 0 | 0 | 0 | 0 | 0 | 0 | 0 | 0
SCE Northern | SCE Northern | SCE | Pastoria | 230 | 159 | OOS_Wind |  |  | 0 | 0 | 0 | 0 | 0 | 0 | 0 | 0 | 0 | 0 | 0 | 0 | 0 | 0 | 0 | 0 | 0 | 0 | 0 | 0 | 0 | 0 | 0 | 0 | 0 | 0 | 0 | 0
SCE Metro | SCE Metro | SCE | Pauda | 230 |  | OOS_Wind |  |  | 0 | 0 | 0 | 0 | 0 | 0 | 0 | 0 | 0 | 0 | 0 | 0 | 0 | 0 | 0 | 0 | 0 | 0 | 0 | 0 | 0 | 0 | 0 | 0 | 0 | 0 | 0 | 0
PG&E GBA | PGE GBA | PGE | Paul Sweet | 115 | 14 | OOS_Wind |  |  | 0 | 0 | 0 | 0 | 0 | 0 | 0 | 0 | 0 | 0 | 0 | 0 | 0 | 0 | 0 | 0 | 0 | 0 | 0 | 0 | 0 | 0 | 0 | 0 | 0 | 0 | 0 | 0
PG&E NGBA | PGE NGBA | PGE | Peabody | 230 | 52 | OOS_Wind |  |  | 0 | 0 | 0 | 0 | 0 | 0 | 0 | 0 | 0 | 0 | 0 | 0 | 0 | 0 | 0 | 0 | 0 | 0 | 0 | 0 | 0 | 0 | 0 | 0 | 0 | 0 | 0 | 0
PG&E NGBA | PGE NGBA | PGE | Pease | 115 | 22 | OOS_Wind |  |  | 0 | 0 | 0 | 0 | 0 | 0 | 0 | 0 | 0 | 0 | 0 | 0 | 0 | 0 | 0 | 0 | 0 | 0 | 0 | 0 | 0 | 0 | 0 | 0 | 0 | 0 | 0 | 0
SDGE | SDGE Imperial | SDGE | Penasquitos | 138 | 171 | OOS_Wind |  |  | 0 | 0 | 0 | 0 | 0 | 0 | 0 | 0 | 0 | 0 | 0 | 0 | 0 | 0 | 0 | 0 | 0 | 0 | 0 | 0 | 0 | 0 | 0 | 0 | 0 | 0 | 0 | 0
SDGE | SDGE Imperial | SDGE | Penasquitos | 230 | 171 | OOS_Wind |  |  | 0 | 0 | 0 | 0 | 0 | 0 | 0 | 0 | 0 | 0 | 0 | 0 | 0 | 0 | 0 | 0 | 0 | 0 | 0 | 0 | 0 | 0 | 0 | 0 | 0 | 0 | 0 | 0
PG&E NGBA | PGE NGBA | PGE | Penngrove | 115 | 27 | OOS_Wind |  |  | 0 | 0 | 0 | 0 | 0 | 0 | 0 | 0 | 0 | 0 | 0 | 0 | 0 | 0 | 0 | 0 | 0 | 0 | 0 | 0 | 0 | 0 | 0 | 0 | 0 | 0 | 0 | 0
PG&E GBA | PGE GBA | PGE | Peoria | 115 | 44 | OOS_Wind |  |  | 0 | 0 | 0 | 0 | 0 | 0 | 0 | 0 | 0 | 0 | 0 | 0 | 0 | 0 | 0 | 0 | 0 | 0 | 0 | 0 | 0 | 0 | 0 | 0 | 0 | 0 | 0 | 0
PG&E GBA | PGE GBA | PGE | Piercy | 115 | 11 | OOS_Wind |  |  | 0 | 0 | 0 | 0 | 0 | 0 | 0 | 0 | 0 | 0 | 0 | 0 | 0 | 0 | 0 | 0 | 0 | 0 | 0 | 0 | 0 | 0 | 0 | 0 | 0 | 0 | 0 | 0
PG&E FRESNO | PGE Fresno | PGE | Pine Flat | 230 | 117 | OOS_Wind |  |  | 0 | 0 | 0 | 0 | 0 | 0 | 0 | 0 | 0 | 0 | 0 | 0 | 0 | 0 | 0 | 0 | 0 | 0 | 0 | 0 | 0 | 0 | 0 | 0 | 0 | 0 | 0 | 0
SCE NOL | SCE NOL | SCE | Pisgah | 230 | 141 | OOS_Wind |  |  | 0 | 0 | 0 | 0 | 0 | 0 | 0 | 0 | 0 | 0 | 0 | 0 | 0 | 0 | 0 | 0 | 0 | 0 | 0 | 0 | 0 | 0 | 0 | 0 | 0 | 0 | 0 | 0
PG&E NGBA | PGE NGBA | PGE | Pit 1 | 230 | 2 | OOS_Wind |  |  | 0 | 0 | 0 | 0 | 0 | 0 | 0 | 0 | 0 | 0 | 0 | 0 | 0 | 0 | 0 | 0 | 0 | 0 | 0 | 0 | 0 | 0 | 0 | 0 | 0 | 0 | 0 | 0
PG&E NGBA | PGE NGBA | PGE | Pit 3 | 230 | 2 | OOS_Wind |  |  | 0 | 0 | 0 | 0 | 0 | 0 | 0 | 0 | 0 | 0 | 0 | 0 | 0 | 0 | 0 | 0 | 0 | 0 | 0 | 0 | 0 | 0 | 0 | 0 | 0 | 0 | 0 | 0
PG&E NGBA | PGE NGBA | PGE | Pit 4 | 230 | 1 | OOS_Wind |  |  | 0 | 0 | 0 | 0 | 0 | 0 | 0 | 0 | 0 | 0 | 0 | 0 | 0 | 0 | 0 | 0 | 0 | 0 | 0 | 0 | 0 | 0 | 0 | 0 | 0 | 0 | 0 | 0
PG&E GBA | PGE GBA | PGE | Pittsburg | 115 | 49 | OOS_Wind |  |  | 0 | 0 | 0 | 0 | 0 | 0 | 0 | 0 | 0 | 0 | 0 | 0 | 0 | 0 | 0 | 0 | 0 | 0 | 0 | 0 | 0 | 0 | 0 | 0 | 0 | 0 | 0 | 0
PG&E GBA | PGE GBA | PGE | Pittsburg | 230 | 51 | OOS_Wind |  |  | 0 | 0 | 0 | 0 | 0 | 0 | 0 | 0 | 0 | 0 | 0 | 0 | 0 | 0 | 0 | 0 | 0 | 0 | 0 | 0 | 0 | 0 | 0 | 0 | 0 | 0 | 0 | 0
PG&E NGBA | PGE NGBA | PGE | Pleasant Grove | 115 | 23 | OOS_Wind |  |  | 0 | 0 | 0 | 0 | 0 | 0 | 0 | 0 | 0 | 0 | 0 | 0 | 0 | 0 | 0 | 0 | 0 | 0 | 0 | 0 | 0 | 0 | 0 | 0 | 0 | 0 | 0 | 0
PG&E NGBA | PGE NGBA | PGE | POE | 230 | 24 | OOS_Wind |  |  | 0 | 0 | 0 | 0 | 0 | 0 | 0 | 0 | 0 | 0 | 0 | 0 | 0 | 0 | 0 | 0 | 0 | 0 | 0 | 0 | 0 | 0 | 0 | 0 | 0 | 0 | 0 | 0
PG&E KERN | PGE Kern | PGE | Poso Mountain | 115 | 101 | OOS_Wind |  |  | 0 | 0 | 0 | 0 | 0 | 0 | 0 | 0 | 0 | 0 | 0 | 0 | 0 | 0 | 0 | 0 | 0 | 0 | 0 | 0 | 0 | 0 | 0 | 0 | 0 | 0 | 0 | 0
EOP | SCE EOP | SCE | Primm | 230 | 161 | OOS_Wind |  |  | 0 | 0 | 0 | 0 | 0 | 0 | 0 | 0 | 0 | 0 | 0 | 0 | 0 | 0 | 0 | 0 | 0 | 0 | 0 | 0 | 0 | 0 | 0 | 0 | 0 | 0 | 0 | 0
PG&E NGBA | PGE NGBA | PGE | Putah Creek | 115 | 39 | OOS_Wind |  |  | 0 | 0 | 0 | 0 | 0 | 0 | 0 | 0 | 0 | 0 | 0 | 0 | 0 | 0 | 0 | 0 | 0 | 0 | 0 | 0 | 0 | 0 | 0 | 0 | 0 | 0 | 0 | 0
SDGE | SDGE Imperial | SDGE | Q1806 | 138 | 178 | OOS_Wind |  |  | 0 | 0 | 0 | 0 | 0 | 0 | 0 | 0 | 0 | 0 | 0 | 0 | 0 | 0 | 0 | 0 | 0 | 0 | 0 | 0 | 0 | 0 | 0 | 0 | 0 | 0 | 0 | 0
PG&E FRESNO | PGE Fresno | PGE | Quinto | 230 | 71 | OOS_Wind |  |  | 0 | 0 | 0 | 0 | 0 | 0 | 0 | 0 | 0 | 0 | 0 | 0 | 0 | 0 | 0 | 0 | 0 | 0 | 0 | 0 | 0 | 0 | 0 | 0 | 0 | 0 | 0 | 0
PG&E GBA | PGE GBA | PGE | Race Track | 115 | 44 | OOS_Wind |  |  | 0 | 0 | 0 | 0 | 0 | 0 | 0 | 0 | 0 | 0 | 0 | 0 | 0 | 0 | 0 | 0 | 0 | 0 | 0 | 0 | 0 | 0 | 0 | 0 | 0 | 0 | 0 | 0
SDGE | SDGE Imperial | SDGE | Rancho Mission Viejo | 138 | 187 | OOS_Wind |  |  | 0 | 0 | 0 | 0 | 0 | 0 | 0 | 0 | 0 | 0 | 0 | 0 | 0 | 0 | 0 | 0 | 0 | 0 | 0 | 0 | 0 | 0 | 0 | 0 | 0 | 0 | 0 | 0
PG&E GBA | PGE GBA | PGE | Rancho Seco | 230 | 15 | OOS_Wind |  |  | 0 | 0 | 0 | 0 | 0 | 0 | 0 | 0 | 0 | 0 | 0 | 0 | 0 | 0 | 0 | 0 | 0 | 0 | 0 | 0 | 0 | 0 | 0 | 0 | 0 | 0 | 0 | 0
SCE Metro | SCE Metro | SCE | Rancho Vista | 230 | 97 | OOS_Wind |  |  | 0 | 0 | 0 | 0 | 0 | 0 | 0 | 0 | 0 | 0 | 0 | 0 | 0 | 0 | 0 | 0 | 0 | 0 | 0 | 0 | 0 | 0 | 0 | 0 | 0 | 0 | 0 | 0
SCE Metro | SCE Metro | SCE | Rancho Vista | 500 | 97 | OOS_Wind |  |  | 0 | 0 | 0 | 0 | 0 | 0 | 0 | 0 | 0 | 0 | 0 | 0 | 0 | 0 | 0 | 0 | 0 | 0 | 0 | 0 | 0 | 0 | 0 | 0 | 0 | 0 | 0 | 0
SCE NOL | SCE NOL | SCE | Ransburg | 115 |  | OOS_Wind |  |  | 0 | 0 | 0 | 0 | 0 | 0 | 0 | 0 | 0 | 0 | 0 | 0 | 0 | 0 | 0 | 0 | 0 | 0 | 0 | 0 | 0 | 0 | 0 | 0 | 0 | 0 | 0 | 0
PG&E GBA | PGE GBA | PGE | Ravenswood | 115 | 6 | OOS_Wind |  |  | 0 | 0 | 0 | 0 | 0 | 0 | 0 | 0 | 0 | 0 | 0 | 0 | 0 | 0 | 0 | 0 | 0 | 0 | 0 | 0 | 0 | 0 | 0 | 0 | 0 | 0 | 0 | 0
PG&E GBA | PGE GBA | PGE | Ravenswood | 230 | 6 | OOS_Wind |  |  | 0 | 0 | 0 | 0 | 0 | 0 | 0 | 0 | 0 | 0 | 0 | 0 | 0 | 0 | 0 | 0 | 0 | 0 | 0 | 0 | 0 | 0 | 0 | 0 | 0 | 0 | 0 | 0
SCE Northern | SCE Northern | SCE | Rector | 230 | 153 | OOS_Wind |  |  | 0 | 0 | 0 | 0 | 0 | 0 | 0 | 0 | 0 | 0 | 0 | 0 | 0 | 0 | 0 | 0 | 0 | 0 | 0 | 0 | 0 | 0 | 0 | 0 | 0 | 0 | 0 | 0
SCE Eastern | SCE Eastern | SCE | Red Bluff | 230 | 179 | OOS_Wind |  |  | 0 | 0 | 0 | 0 | 0 | 0 | 0 | 0 | 0 | 0 | 0 | 0 | 0 | 0 | 0 | 0 | 0 | 0 | 0 | 0 | 0 | 0 | 0 | 0 | 0 | 0 | 0 | 0
SCE Eastern | SCE Eastern | SCE | Red Bluff | 500 | 172 | OOS_Wind |  |  | 0 | 0 | 0 | 0 | 0 | 0 | 0 | 0 | 0 | 0 | 0 | 0 | 0 | 0 | 0 | 0 | 0 | 0 | 0 | 0 | 0 | 0 | 0 | 0 | 0 | 0 | 0 | 0
PG&E NGBA | PGE NGBA | PGE | Redbud | 115 | 27 | OOS_Wind |  |  | 0 | 0 | 0 | 0 | 0 | 0 | 0 | 0 | 0 | 0 | 0 | 0 | 0 | 0 | 0 | 0 | 0 | 0 | 0 | 0 | 0 | 0 | 0 | 0 | 0 | 0 | 0 | 0
SCE Metro | SCE Metro | SCE | Redondo | 230 | 97 | OOS_Wind |  |  | 0 | 0 | 0 | 0 | 0 | 0 | 0 | 0 | 0 | 0 | 0 | 0 | 0 | 0 | 0 | 0 | 0 | 0 | 0 | 0 | 0 | 0 | 0 | 0 | 0 | 0 | 0 | 0
PG&E FRESNO | PGE Fresno | PGE | Reedley | 115 | 142 | OOS_Wind |  |  | 0 | 0 | 0 | 0 | 0 | 0 | 0 | 0 | 0 | 0 | 0 | 0 | 0 | 0 | 0 | 0 | 0 | 0 | 0 | 0 | 0 | 0 | 0 | 0 | 0 | 0 | 0 | 0
PG&E KERN | PGE Kern | PGE | Renfro | 115 | 83 | OOS_Wind |  |  | 0 | 0 | 0 | 0 | 0 | 0 | 0 | 0 | 0 | 0 | 0 | 0 | 0 | 0 | 0 | 0 | 0 | 0 | 0 | 0 | 0 | 0 | 0 | 0 | 0 | 0 | 0 | 0
PG&E GBA | PGE GBA | PGE | Richmond R | 115 | 56 | OOS_Wind |  |  | 0 | 0 | 0 | 0 | 0 | 0 | 0 | 0 | 0 | 0 | 0 | 0 | 0 | 0 | 0 | 0 | 0 | 0 | 0 | 0 | 0 | 0 | 0 | 0 | 0 | 0 | 0 | 0
PG&E NGBA | PGE NGBA | PGE | Rincon | 115 | 55 | OOS_Wind |  |  | 0 | 0 | 0 | 0 | 0 | 0 | 0 | 0 | 0 | 0 | 0 | 0 | 0 | 0 | 0 | 0 | 0 | 0 | 0 | 0 | 0 | 0 | 0 | 0 | 0 | 0 | 0 | 0
PG&E KERN | PGE Kern | PGE | Rio Bravo | 115 | 83 | OOS_Wind |  |  | 0 | 0 | 0 | 0 | 0 | 0 | 0 | 0 | 0 | 0 | 0 | 0 | 0 | 0 | 0 | 0 | 0 | 0 | 0 | 0 | 0 | 0 | 0 | 0 | 0 | 0 | 0 | 0
SCE Metro | SCE Metro | SCE | Rio Hondo | 230 | 97 | OOS_Wind |  |  | 0 | 0 | 0 | 0 | 0 | 0 | 0 | 0 | 0 | 0 | 0 | 0 | 0 | 0 | 0 | 0 | 0 | 0 | 0 | 0 | 0 | 0 | 0 | 0 | 0 | 0 | 0 | 0
PG&E NGBA | PGE NGBA | PGE | Rio Oso | 115 | 24 | OOS_Wind |  |  | 0 | 0 | 0 | 0 | 0 | 0 | 0 | 0 | 0 | 0 | 0 | 0 | 0 | 0 | 0 | 0 | 0 | 0 | 0 | 0 | 0 | 0 | 0 | 0 | 0 | 0 | 0 | 0
PG&E NGBA | PGE NGBA | PGE | Rio Oso | 230 | 24 | OOS_Wind |  |  | 0 | 0 | 0 | 0 | 0 | 0 | 0 | 0 | 0 | 0 | 0 | 0 | 0 | 0 | 0 | 0 | 0 | 0 | 0 | 0 | 0 | 0 | 0 | 0 | 0 | 0 | 0 | 0
PG&E GBA | PGE GBA | PGE | Ripon | 115 | 54 | OOS_Wind |  |  | 0 | 0 | 0 | 0 | 0 | 0 | 0 | 0 | 0 | 0 | 0 | 0 | 0 | 0 | 0 | 0 | 0 | 0 | 0 | 0 | 0 | 0 | 0 | 0 | 0 | 0 | 0 | 0
PG&E GBA | PGE GBA | PGE | Riverbank | 115 | 44 | OOS_Wind |  |  | 0 | 0 | 0 | 0 | 0 | 0 | 0 | 0 | 0 | 0 | 0 | 0 | 0 | 0 | 0 | 0 | 0 | 0 | 0 | 0 | 0 | 0 | 0 | 0 | 0 | 0 | 0 | 0
SCE NOL | SCE NOL | SCE | Roadway | 115 | 146 | OOS_Wind |  |  | 0 | 0 | 0 | 0 | 0 | 0 | 0 | 0 | 0 | 0 | 0 | 0 | 0 | 0 | 0 | 0 | 0 | 0 | 0 | 0 | 0 | 0 | 0 | 0 | 0 | 0 | 0 | 0
PG&E NGBA | PGE NGBA | PGE | Rock Creek 1 | 230 | 16 | OOS_Wind |  |  | 0 | 0 | 0 | 0 | 0 | 0 | 0 | 0 | 0 | 0 | 0 | 0 | 0 | 0 | 0 | 0 | 0 | 0 | 0 | 0 | 0 | 0 | 0 | 0 | 0 | 0 | 0 | 0
PG&E GBA | PGE GBA | PGE | Rossmoor | 230 | 30 | OOS_Wind |  |  | 0 | 0 | 0 | 0 | 0 | 0 | 0 | 0 | 0 | 0 | 0 | 0 | 0 | 0 | 0 | 0 | 0 | 0 | 0 | 0 | 0 | 0 | 0 | 0 | 0 | 0 | 0 | 0
PG&E NGBA | PGE NGBA | PGE | Round Mountain | 230 | 1 | OOS_Wind |  |  | 0 | 0 | 0 | 0 | 0 | 0 | 0 | 0 | 0 | 0 | 0 | 0 | 0 | 0 | 0 | 0 | 0 | 0 | 0 | 0 | 0 | 0 | 0 | 0 | 0 | 0 | 0 | 0
PG&E NGBA | PGE NGBA | PGE | Round Mountain | 500 | 1 | OOS_Wind |  |  | 0 | 0 | 0 | 0 | 0 | 0 | 0 | 0 | 0 | 0 | 0 | 0 | 0 | 0 | 0 | 0 | 0 | 0 | 0 | 0 | 0 | 0 | 0 | 0 | 0 | 0 | 0 | 0
PG&E GBA | PGE GBA | PGE | Salado | 115 | 34 | OOS_Wind |  |  | 0 | 0 | 0 | 0 | 0 | 0 | 0 | 0 | 0 | 0 | 0 | 0 | 0 | 0 | 0 | 0 | 0 | 0 | 0 | 0 | 0 | 0 | 0 | 0 | 0 | 0 | 0 | 0
PG&E GBA | PGE GBA | PGE | Salinas | 115 | 84 | OOS_Wind |  |  | 0 | 0 | 0 | 0 | 0 | 0 | 0 | 0 | 0 | 0 | 0 | 0 | 0 | 0 | 0 | 0 | 0 | 0 | 0 | 0 | 0 | 0 | 0 | 0 | 0 | 0 | 0 | 0
SCE Eastern | SCE Eastern | SCE | San Bernardino | 230 | 156 | OOS_Wind |  |  | 0 | 0 | 0 | 0 | 0 | 0 | 0 | 0 | 0 | 0 | 0 | 0 | 0 | 0 | 0 | 0 | 0 | 0 | 0 | 0 | 0 | 0 | 0 | 0 | 0 | 0 | 0 | 0
PG&E GBA | PGE GBA | PGE | SAN FRAN A (POTRERO PP) | 115 | 3 | OOS_Wind |  |  | 0 | 0 | 0 | 0 | 0 | 0 | 0 | 0 | 0 | 0 | 0 | 0 | 0 | 0 | 0 | 0 | 0 | 0 | 0 | 0 | 0 | 0 | 0 | 0 | 0 | 0 | 0 | 0
PG&E GBA | PGE GBA | PGE | SAN FRAN A (POTRERO PP) | 230 | 3 | OOS_Wind |  |  | 0 | 0 | 0 | 0 | 0 | 0 | 0 | 0 | 0 | 0 | 0 | 0 | 0 | 0 | 0 | 0 | 0 | 0 | 0 | 0 | 0 | 0 | 0 | 0 | 0 | 0 | 0 | 0
PG&E GBA | PGE GBA | PGE | San Jose A | 115 | 81 | OOS_Wind |  |  | 0 | 0 | 0 | 0 | 0 | 0 | 0 | 0 | 0 | 0 | 0 | 0 | 0 | 0 | 0 | 0 | 0 | 0 | 0 | 0 | 0 | 0 | 0 | 0 | 0 | 0 | 0 | 0
PG&E GBA | PGE GBA | PGE | San Jose B | 115 | 11 | OOS_Wind |  |  | 0 | 0 | 0 | 0 | 0 | 0 | 0 | 0 | 0 | 0 | 0 | 0 | 0 | 0 | 0 | 0 | 0 | 0 | 0 | 0 | 0 | 0 | 0 | 0 | 0 | 0 | 0 | 0
PG&E GBA | PGE GBA | PGE | San Leandro U | 115 | 6 | OOS_Wind |  |  | 0 | 0 | 0 | 0 | 0 | 0 | 0 | 0 | 0 | 0 | 0 | 0 | 0 | 0 | 0 | 0 | 0 | 0 | 0 | 0 | 0 | 0 | 0 | 0 | 0 | 0 | 0 | 0
PG&E KERN | PGE Kern | PGE | San Luis Obispo | 115 | 111 | OOS_Wind |  |  | 0 | 0 | 0 | 0 | 0 | 0 | 0 | 0 | 0 | 0 | 0 | 0 | 0 | 0 | 0 | 0 | 0 | 0 | 0 | 0 | 0 | 0 | 0 | 0 | 0 | 0 | 0 | 0
SDGE | SDGE Imperial | SDGE | San Luis Rey | 230 | 143 | OOS_Wind |  |  | 0 | 0 | 0 | 0 | 0 | 0 | 0 | 0 | 0 | 0 | 0 | 0 | 0 | 0 | 0 | 0 | 0 | 0 | 0 | 0 | 0 | 0 | 0 | 0 | 0 | 0 | 0 | 0
SCE Metro | SCE Metro | SCE | San Onofre | 230 | 97 | OOS_Wind |  |  | 0 | 0 | 0 | 0 | 0 | 0 | 0 | 0 | 0 | 0 | 0 | 0 | 0 | 0 | 0 | 0 | 0 | 0 | 0 | 0 | 0 | 0 | 0 | 0 | 0 | 0 | 0 | 0
PG&E GBA | PGE GBA | PGE | San Pablo | 115 | 56 | OOS_Wind |  |  | 0 | 0 | 0 | 0 | 0 | 0 | 0 | 0 | 0 | 0 | 0 | 0 | 0 | 0 | 0 | 0 | 0 | 0 | 0 | 0 | 0 | 0 | 0 | 0 | 0 | 0 | 0 | 0
PG&E GBA | PGE GBA | PGE | San Ramon | 230 | 4 | OOS_Wind |  |  | 0 | 0 | 0 | 0 | 0 | 0 | 0 | 0 | 0 | 0 | 0 | 0 | 0 | 0 | 0 | 0 | 0 | 0 | 0 | 0 | 0 | 0 | 0 | 0 | 0 | 0 | 0 | 0
SCE NOL | SCE NOL | SCE | Sandlot | 230 | 160 | OOS_Wind |  |  | 0 | 0 | 0 | 0 | 0 | 0 | 0 | 0 | 0 | 0 | 0 | 0 | 0 | 0 | 0 | 0 | 0 | 0 | 0 | 0 | 0 | 0 | 0 | 0 | 0 | 0 | 0 | 0
EOP | SCE EOP | SCE | Sandy | 138 | 177 | OOS_Wind |  |  | 0 | 0 | 0 | 0 | 0 | 0 | 0 | 0 | 0 | 0 | 0 | 0 | 0 | 0 | 0 | 0 | 0 | 0 | 0 | 0 | 0 | 0 | 0 | 0 | 0 | 0 | 0 | 0
PG&E FRESNO | PGE Fresno | PGE | Sanger | 115 | 152 | OOS_Wind |  |  | 0 | 0 | 0 | 0 | 0 | 0 | 0 | 0 | 0 | 0 | 0 | 0 | 0 | 0 | 0 | 0 | 0 | 0 | 0 | 0 | 0 | 0 | 0 | 0 | 0 | 0 | 0 | 0
SCE Northern | SCE Northern | SCE | Santa Clara | 230 | 157 | OOS_Wind |  |  | 0 | 0 | 0 | 0 | 0 | 0 | 0 | 0 | 0 | 0 | 0 | 0 | 0 | 0 | 0 | 0 | 0 | 0 | 0 | 0 | 0 | 0 | 0 | 0 | 0 | 0 | 0 | 0
PG&E NGBA | PGE NGBA | PGE | Santa Rosa A | 115 | 27 | OOS_Wind |  |  | 0 | 0 | 0 | 0 | 0 | 0 | 0 | 0 | 0 | 0 | 0 | 0 | 0 | 0 | 0 | 0 | 0 | 0 | 0 | 0 | 0 | 0 | 0 | 0 | 0 | 0 | 0 | 0
PG&E GBA | PGE GBA | PGE | Santa Teresa | 115 | 81 | OOS_Wind |  |  | 0 | 0 | 0 | 0 | 0 | 0 | 0 | 0 | 0 | 0 | 0 | 0 | 0 | 0 | 0 | 0 | 0 | 0 | 0 | 0 | 0 | 0 | 0 | 0 | 0 | 0 | 0 | 0
SDGE | SDGE Imperial | SDGE | Santee | 138 | 191 | OOS_Wind |  |  | 0 | 0 | 0 | 0 | 0 | 0 | 0 | 0 | 0 | 0 | 0 | 0 | 0 | 0 | 0 | 0 | 0 | 0 | 0 | 0 | 0 | 0 | 0 | 0 | 0 | 0 | 0 | 0
SCE Metro | SCE Metro | SCE | Santiago | 230 | 97 | OOS_Wind |  |  | 0 | 0 | 0 | 0 | 0 | 0 | 0 | 0 | 0 | 0 | 0 | 0 | 0 | 0 | 0 | 0 | 0 | 0 | 0 | 0 | 0 | 0 | 0 | 0 | 0 | 0 | 0 | 0
PG&E GBA | PGE GBA | PGE | Saratoga | 230 | 13 | OOS_Wind |  |  | 0 | 0 | 0 | 0 | 0 | 0 | 0 | 0 | 0 | 0 | 0 | 0 | 0 | 0 | 0 | 0 | 0 | 0 | 0 | 0 | 0 | 0 | 0 | 0 | 0 | 0 | 0 | 0
SCE Northern | SCE Northern | SCE | Saugus | 230 | 131 | OOS_Wind |  |  | 0 | 0 | 0 | 0 | 0 | 0 | 0 | 0 | 0 | 0 | 0 | 0 | 0 | 0 | 0 | 0 | 0 | 0 | 0 | 0 | 0 | 0 | 0 | 0 | 0 | 0 | 0 | 0
PG&E FRESNO | PGE Fresno | PGE | Schindler | 115 | 76 | OOS_Wind |  |  | 0 | 0 | 0 | 0 | 0 | 0 | 0 | 0 | 0 | 0 | 0 | 0 | 0 | 0 | 0 | 0 | 0 | 0 | 0 | 0 | 0 | 0 | 0 | 0 | 0 | 0 | 0 | 0
PG&E GBA | PGE GBA | PGE | Schulte | 115 | 41 | OOS_Wind |  |  | 0 | 0 | 0 | 0 | 0 | 0 | 0 | 0 | 0 | 0 | 0 | 0 | 0 | 0 | 0 | 0 | 0 | 0 | 0 | 0 | 0 | 0 | 0 | 0 | 0 | 0 | 0 | 0
PG&E KERN | PGE Kern | PGE | Semitropic | 115 | 74 | OOS_Wind |  |  | 0 | 0 | 0 | 0 | 0 | 0 | 0 | 0 | 0 | 0 | 0 | 0 | 0 | 0 | 0 | 0 | 0 | 0 | 0 | 0 | 0 | 0 | 0 | 0 | 0 | 0 | 0 | 0
SCE Metro | SCE Metro | SCE | Serrano | 230 | 97 | OOS_Wind |  |  | 0 | 0 | 0 | 0 | 0 | 0 | 0 | 0 | 0 | 0 | 0 | 0 | 0 | 0 | 0 | 0 | 0 | 0 | 0 | 0 | 0 | 0 | 0 | 0 | 0 | 0 | 0 | 0
SCE Metro | SCE Metro | SCE | Serrano | 500 | 97 | OOS_Wind |  |  | 0 | 0 | 0 | 0 | 0 | 0 | 0 | 0 | 0 | 0 | 0 | 0 | 0 | 0 | 0 | 0 | 0 | 0 | 0 | 0 | 0 | 0 | 0 | 0 | 0 | 0 | 0 | 0
SDGE | SDGE Imperial | SDGE | Shadowridge | 138 | 186 | OOS_Wind |  |  | 0 | 0 | 0 | 0 | 0 | 0 | 0 | 0 | 0 | 0 | 0 | 0 | 0 | 0 | 0 | 0 | 0 | 0 | 0 | 0 | 0 | 0 | 0 | 0 | 0 | 0 | 0 | 0
PG&E KERN | PGE Kern | PGE | Shafter | 115 | 107 | OOS_Wind |  |  | 0 | 0 | 0 | 0 | 0 | 0 | 0 | 0 | 0 | 0 | 0 | 0 | 0 | 0 | 0 | 0 | 0 | 0 | 0 | 0 | 0 | 0 | 0 | 0 | 0 | 0 | 0 | 0
PG&E NGBA | PGE NGBA | PGE | Silverado | 115 | 55 | OOS_Wind |  |  | 0 | 0 | 0 | 0 | 0 | 0 | 0 | 0 | 0 | 0 | 0 | 0 | 0 | 0 | 0 | 0 | 0 | 0 | 0 | 0 | 0 | 0 | 0 | 0 | 0 | 0 | 0 | 0
SDGE | SDGE Imperial | SDGE | Silvergate | 230 | 193 | OOS_Wind |  |  | 0 | 0 | 0 | 0 | 0 | 0 | 0 | 0 | 0 | 0 | 0 | 0 | 0 | 0 | 0 | 0 | 0 | 0 | 0 | 0 | 0 | 0 | 0 | 0 | 0 | 0 | 0 | 0
PG&E KERN | PGE Kern | PGE | Sisquoc | 115 | 111 | OOS_Wind |  |  | 0 | 0 | 0 | 0 | 0 | 0 | 0 | 0 | 0 | 0 | 0 | 0 | 0 | 0 | 0 | 0 | 0 | 0 | 0 | 0 | 0 | 0 | 0 | 0 | 0 | 0 | 0 | 0
EOP | SCE EOP | SCE | Sloan Canyon | 230 | 161 | OOS_Wind |  |  | 0 | 0 | 0 | 0 | 0 | 0 | 0 | 0 | 0 | 0 | 0 | 0 | 0 | 0 | 0 | 0 | 0 | 0 | 0 | 0 | 0 | 0 | 0 | 0 | 0 | 0 | 0 | 0
EOP | SCE EOP | SCE | Sloan Canyon | 500 | 161 | OOS_Wind |  |  | 0 | 0 | 0 | 0 | 0 | 0 | 0 | 0 | 0 | 0 | 0 | 0 | 0 | 0 | 0 | 0 | 0 | 0 | 0 | 0 | 0 | 0 | 0 | 0 | 0 | 0 | 0 | 0
PG&E KERN | PGE Kern | PGE | Smyrna | 115 | 113 | OOS_Wind |  |  | 0 | 0 | 0 | 0 | 0 | 0 | 0 | 0 | 0 | 0 | 0 | 0 | 0 | 0 | 0 | 0 | 0 | 0 | 0 | 0 | 0 | 0 | 0 | 0 | 0 | 0 | 0 | 0
PG&E GBA | PGE GBA | PGE | Sobrante | 115 | 56 | OOS_Wind |  |  | 0 | 0 | 0 | 0 | 0 | 0 | 0 | 0 | 0 | 0 | 0 | 0 | 0 | 0 | 0 | 0 | 0 | 0 | 0 | 0 | 0 | 0 | 0 | 0 | 0 | 0 | 0 | 0
PG&E GBA | PGE GBA | PGE | Sobrante | 230 | 51 | OOS_Wind |  |  | 0 | 0 | 0 | 0 | 0 | 0 | 0 | 0 | 0 | 0 | 0 | 0 | 0 | 0 | 0 | 0 | 0 | 0 | 0 | 0 | 0 | 0 | 0 | 0 | 0 | 0 | 0 | 0
PG&E KERN | PGE Kern | PGE | Solar | 230 | 122 | OOS_Wind |  |  | 0 | 0 | 0 | 0 | 0 | 0 | 0 | 0 | 0 | 0 | 0 | 0 | 0 | 0 | 0 | 0 | 0 | 0 | 0 | 0 | 0 | 0 | 0 | 0 | 0 | 0 | 0 | 0
PG&E GBA | PGE GBA | PGE | Soledad | 115 | 84 | OOS_Wind |  |  | 0 | 0 | 0 | 0 | 0 | 0 | 0 | 0 | 0 | 0 | 0 | 0 | 0 | 0 | 0 | 0 | 0 | 0 | 0 | 0 | 0 | 0 | 0 | 0 | 0 | 0 | 0 | 0
SCE Northern | SCE Northern | SCE | Springville | 230 | 153 | OOS_Wind |  |  | 0 | 0 | 0 | 0 | 0 | 0 | 0 | 0 | 0 | 0 | 0 | 0 | 0 | 0 | 0 | 0 | 0 | 0 | 0 | 0 | 0 | 0 | 0 | 0 | 0 | 0 | 0 | 0
PG&E GBA | PGE GBA | PGE | Stagg | 230 | 43 | OOS_Wind |  |  | 0 | 0 | 0 | 0 | 0 | 0 | 0 | 0 | 0 | 0 | 0 | 0 | 0 | 0 | 0 | 0 | 0 | 0 | 0 | 0 | 0 | 0 | 0 | 0 | 0 | 0 | 0 | 0
PG&E GBA | PGE GBA | PGE | Standard Oil | 115 | 56 | OOS_Wind |  |  | 0 | 0 | 0 | 0 | 0 | 0 | 0 | 0 | 0 | 0 | 0 | 0 | 0 | 0 | 0 | 0 | 0 | 0 | 0 | 0 | 0 | 0 | 0 | 0 | 0 | 0 | 0 | 0
PG&E GBA | PGE GBA | PGE | Stanislaus | 115 | 44 | OOS_Wind |  |  | 0 | 0 | 0 | 0 | 0 | 0 | 0 | 0 | 0 | 0 | 0 | 0 | 0 | 0 | 0 | 0 | 0 | 0 | 0 | 0 | 0 | 0 | 0 | 0 | 0 | 0 | 0 | 0
PG&E KERN | PGE Kern | PGE | Stockdale | 115 | 72 | OOS_Wind |  |  | 0 | 0 | 0 | 0 | 0 | 0 | 0 | 0 | 0 | 0 | 0 | 0 | 0 | 0 | 0 | 0 | 0 | 0 | 0 | 0 | 0 | 0 | 0 | 0 | 0 | 0 | 0 | 0
PG&E KERN | PGE Kern | PGE | Stockdale | 230 | 68 | OOS_Wind |  |  | 0 | 0 | 0 | 0 | 0 | 0 | 0 | 0 | 0 | 0 | 0 | 0 | 0 | 0 | 0 | 0 | 0 | 0 | 0 | 0 | 0 | 0 | 0 | 0 | 0 | 0 | 0 | 0
PG&E GBA | PGE GBA | PGE | Stockton A | 115 | 65 | OOS_Wind |  |  | 0 | 0 | 0 | 0 | 0 | 0 | 0 | 0 | 0 | 0 | 0 | 0 | 0 | 0 | 0 | 0 | 0 | 0 | 0 | 0 | 0 | 0 | 0 | 0 | 0 | 0 | 0 | 0
PG&E GBA | PGE GBA | PGE | Stone | 115 | 79 | OOS_Wind |  |  | 0 | 0 | 0 | 0 | 0 | 0 | 0 | 0 | 0 | 0 | 0 | 0 | 0 | 0 | 0 | 0 | 0 | 0 | 0 | 0 | 0 | 0 | 0 | 0 | 0 | 0 | 0 | 0
PG&E FRESNO | PGE Fresno | PGE | Storey | 230 | 168 | OOS_Wind |  |  | 0 | 0 | 0 | 0 | 0 | 0 | 0 | 0 | 0 | 0 | 0 | 0 | 0 | 0 | 0 | 0 | 0 | 0 | 0 | 0 | 0 | 0 | 0 | 0 | 0 | 0 | 0 | 0
PG&E NGBA | PGE NGBA | PGE | Summit | 115 | 21 | OOS_Wind |  |  | 0 | 0 | 0 | 0 | 0 | 0 | 0 | 0 | 0 | 0 | 0 | 0 | 0 | 0 | 0 | 0 | 0 | 0 | 0 | 0 | 0 | 0 | 0 | 0 | 0 | 0 | 0 | 0
SDGE | SDGE Imperial | SDGE | Suncrest | 230 | 183 | OOS_Wind |  |  | 0 | 0 | 0 | 0 | 0 | 0 | 0 | 0 | 0 | 0 | 0 | 0 | 0 | 0 | 0 | 0 | 0 | 0 | 0 | 0 | 0 | 0 | 0 | 0 | 0 | 0 | 0 | 0
SDGE | SDGE Imperial | SDGE | Suncrest | 500 | 183 | OOS_Wind |  |  | 0 | 0 | 0 | 0 | 0 | 0 | 0 | 0 | 0 | 0 | 0 | 0 | 0 | 0 | 0 | 0 | 0 | 0 | 0 | 0 | 0 | 0 | 0 | 0 | 0 | 0 | 0 | 0
PG&E KERN | PGE Kern | PGE | Sunrise | 230 | 100 | OOS_Wind |  |  | 0 | 0 | 0 | 0 | 0 | 0 | 0 | 0 | 0 | 0 | 0 | 0 | 0 | 0 | 0 | 0 | 0 | 0 | 0 | 0 | 0 | 0 | 0 | 0 | 0 | 0 | 0 | 0
PG&E KERN | PGE Kern | PGE | Sunset | 230 | 106 | OOS_Wind |  |  | 0 | 0 | 0 | 0 | 0 | 0 | 0 | 0 | 0 | 0 | 0 | 0 | 0 | 0 | 0 | 0 | 0 | 0 | 0 | 0 | 0 | 0 | 0 | 0 | 0 | 0 | 0 | 0
PG&E GBA | PGE GBA | PGE | Swift | 115 | 11 | OOS_Wind |  |  | 0 | 0 | 0 | 0 | 0 | 0 | 0 | 0 | 0 | 0 | 0 | 0 | 0 | 0 | 0 | 0 | 0 | 0 | 0 | 0 | 0 | 0 | 0 | 0 | 0 | 0 | 0 | 0
SDGE | SDGE Imperial | SDGE | Sycamore Canyon | 138 | 191 | OOS_Wind |  |  | 0 | 0 | 0 | 0 | 0 | 0 | 0 | 0 | 0 | 0 | 0 | 0 | 0 | 0 | 0 | 0 | 0 | 0 | 0 | 0 | 0 | 0 | 0 | 0 | 0 | 0 | 0 | 0
SDGE | SDGE Imperial | SDGE | Sycamore Canyon | 230 | 190 | OOS_Wind |  |  | 0 | 0 | 0 | 0 | 0 | 0 | 0 | 0 | 0 | 0 | 0 | 0 | 0 | 0 | 0 | 0 | 0 | 0 | 0 | 0 | 0 | 0 | 0 | 0 | 0 | 0 | 0 | 0
SCE Northern | SCE Northern | SCE | Sylmar | 230 | 131 | OOS_Wind |  |  | 0 | 0 | 0 | 0 | 0 | 0 | 0 | 0 | 0 | 0 | 0 | 0 | 0 | 0 | 0 | 0 | 0 | 0 | 0 | 0 | 0 | 0 | 0 | 0 | 0 | 0 | 0 | 0
PG&E NGBA | PGE NGBA | PGE | Table Mountain | 115 | 1 | OOS_Wind |  |  | 0 | 0 | 0 | 0 | 0 | 0 | 0 | 0 | 0 | 0 | 0 | 0 | 0 | 0 | 0 | 0 | 0 | 0 | 0 | 0 | 0 | 0 | 0 | 0 | 0 | 0 | 0 | 0
PG&E NGBA | PGE NGBA | PGE | Table Mountain | 230 | 8 | OOS_Wind |  |  | 0 | 0 | 0 | 0 | 0 | 0 | 0 | 0 | 0 | 0 | 0 | 0 | 0 | 0 | 0 | 0 | 0 | 0 | 0 | 0 | 0 | 0 | 0 | 0 | 0 | 0 | 0 | 0
PG&E NGBA | PGE NGBA | PGE | Table Mountain | 500 | 1 | OOS_Wind |  |  | 0 | 0 | 0 | 0 | 0 | 0 | 0 | 0 | 0 | 0 | 0 | 0 | 0 | 0 | 0 | 0 | 0 | 0 | 0 | 0 | 0 | 0 | 0 | 0 | 0 | 0 | 0 | 0
PG&E KERN | PGE Kern | PGE | Taft | 115 | 106 | OOS_Wind |  |  | 0 | 0 | 0 | 0 | 0 | 0 | 0 | 0 | 0 | 0 | 0 | 0 | 0 | 0 | 0 | 0 | 0 | 0 | 0 | 0 | 0 | 0 | 0 | 0 | 0 | 0 | 0 | 0
SDGE | SDGE Imperial | SDGE | Talega | 138 | 187 | OOS_Wind |  |  | 0 | 0 | 0 | 0 | 0 | 0 | 0 | 0 | 0 | 0 | 0 | 0 | 0 | 0 | 0 | 0 | 0 | 0 | 0 | 0 | 0 | 0 | 0 | 0 | 0 | 0 | 0 | 0
SDGE | SDGE Imperial | SDGE | Talega | 230 | 173 | OOS_Wind |  |  | 0 | 0 | 0 | 0 | 0 | 0 | 0 | 0 | 0 | 0 | 0 | 0 | 0 | 0 | 0 | 0 | 0 | 0 | 0 | 0 | 0 | 0 | 0 | 0 | 0 | 0 | 0 | 0
PG&E GBA | PGE GBA | PGE | Tassajara | 230 | 1 | OOS_Wind |  |  | 0 | 0 | 0 | 0 | 0 | 0 | 0 | 0 | 0 | 0 | 0 | 0 | 0 | 0 | 0 | 0 | 0 | 0 | 0 | 0 | 0 | 0 | 0 | 0 | 0 | 0 | 0 | 0
SDGE | SDGE Imperial | SDGE | Telegraph Canyon | 138 | 192 | OOS_Wind |  |  | 0 | 0 | 0 | 0 | 0 | 0 | 0 | 0 | 0 | 0 | 0 | 0 | 0 | 0 | 0 | 0 | 0 | 0 | 0 | 0 | 0 | 0 | 0 | 0 | 0 | 0 | 0 | 0
PG&E KERN | PGE Kern | PGE | Temblor | 115 | 100 | OOS_Wind |  |  | 0 | 0 | 0 | 0 | 0 | 0 | 0 | 0 | 0 | 0 | 0 | 0 | 0 | 0 | 0 | 0 | 0 | 0 | 0 | 0 | 0 | 0 | 0 | 0 | 0 | 0 | 0 | 0
PG&E KERN | PGE Kern | PGE | Templeton | 230 | 122 | OOS_Wind |  |  | 0 | 0 | 0 | 0 | 0 | 0 | 0 | 0 | 0 | 0 | 0 | 0 | 0 | 0 | 0 | 0 | 0 | 0 | 0 | 0 | 0 | 0 | 0 | 0 | 0 | 0 | 0 | 0
PG&E GBA | PGE GBA | PGE | Tesla | 115 | 38 | OOS_Wind |  |  | 0 | 0 | 0 | 0 | 0 | 0 | 0 | 0 | 0 | 0 | 0 | 0 | 0 | 0 | 0 | 0 | 0 | 0 | 0 | 0 | 0 | 0 | 0 | 0 | 0 | 0 | 0 | 0
PG&E GBA | PGE GBA | PGE | Tesla | 230 | 48 | OOS_Wind |  |  | 0 | 0 | 0 | 0 | 0 | 0 | 0 | 0 | 0 | 0 | 0 | 0 | 0 | 0 | 0 | 0 | 0 | 0 | 0 | 0 | 0 | 0 | 0 | 0 | 0 | 0 | 0 | 0
PG&E GBA | PGE GBA | PGE | Tesla | 500 | 45 | OOS_Wind |  |  | 0 | 0 | 0 | 0 | 0 | 0 | 0 | 0 | 0 | 0 | 0 | 0 | 0 | 0 | 0 | 0 | 0 | 0 | 0 | 0 | 0 | 0 | 0 | 0 | 0 | 0 | 0 | 0
PG&E KERN | PGE Kern | PGE | Tevis | 115 | 99 | OOS_Wind |  |  | 0 | 0 | 0 | 0 | 0 | 0 | 0 | 0 | 0 | 0 | 0 | 0 | 0 | 0 | 0 | 0 | 0 | 0 | 0 | 0 | 0 | 0 | 0 | 0 | 0 | 0 | 0 | 0
EOP | SCE EOP | SCE | Thousandaire | 138 | 177 | OOS_Wind |  |  | 0 | 0 | 0 | 0 | 0 | 0 | 0 | 0 | 0 | 0 | 0 | 0 | 0 | 0 | 0 | 0 | 0 | 0 | 0 | 0 | 0 | 0 | 0 | 0 | 0 | 0 | 0 | 0
PG&E KERN | PGE Kern | PGE | Topaz | 230 | 122 | OOS_Wind |  |  | 0 | 0 | 0 | 0 | 0 | 0 | 0 | 0 | 0 | 0 | 0 | 0 | 0 | 0 | 0 | 0 | 0 | 0 | 0 | 0 | 0 | 0 | 0 | 0 | 0 | 0 | 0 | 0
SCE NOL | SCE NOL | SCE | Tortilla | 115 | 160 | OOS_Wind |  |  | 0 | 0 | 0 | 0 | 0 | 0 | 0 | 0 | 0 | 0 | 0 | 0 | 0 | 0 | 0 | 0 | 0 | 0 | 0 | 0 | 0 | 0 | 0 | 0 | 0 | 0 | 0 | 0
SDGE | SDGE Imperial | SDGE | Trabuco | 138 | 187 | OOS_Wind |  |  | 0 | 0 | 0 | 0 | 0 | 0 | 0 | 0 | 0 | 0 | 0 | 0 | 0 | 0 | 0 | 0 | 0 | 0 | 0 | 0 | 0 | 0 | 0 | 0 | 0 | 0 | 0 | 0
PG&E GBA | PGE GBA | PGE | Tracy | 115 | 12 | OOS_Wind |  |  | 0 | 0 | 0 | 0 | 0 | 0 | 0 | 0 | 0 | 0 | 0 | 0 | 0 | 0 | 0 | 0 | 0 | 0 | 0 | 0 | 0 | 0 | 0 | 0 | 0 | 0 | 0 | 0
PG&E FRESNO | PGE Fresno | PGE | Tranquility | 230 | 117 | OOS_Wind |  |  | 0 | 0 | 0 | 0 | 0 | 0 | 0 | 0 | 0 | 0 | 0 | 0 | 0 | 0 | 0 | 0 | 0 | 0 | 0 | 0 | 0 | 0 | 0 | 0 | 0 | 0 | 0 | 0
PG&E GBA | PGE GBA | PGE | Trimble | 115 | 81 | OOS_Wind |  |  | 0 | 0 | 0 | 0 | 0 | 0 | 0 | 0 | 0 | 0 | 0 | 0 | 0 | 0 | 0 | 0 | 0 | 0 | 0 | 0 | 0 | 0 | 0 | 0 | 0 | 0 | 0 | 0
EOP | SCE EOP | SCE | Trout Canyon | 230 | 177 | OOS_Wind |  |  | 0 | 0 | 0 | 0 | 0 | 0 | 0 | 0 | 0 | 0 | 0 | 0 | 0 | 0 | 0 | 0 | 0 | 0 | 0 | 0 | 0 | 0 | 0 | 0 | 0 | 0 | 0 | 0
EOP | SCE EOP | SCE | Trout Canyon | 500 | 177 | OOS_Wind |  |  | 0 | 0 | 0 | 0 | 0 | 0 | 0 | 0 | 0 | 0 | 0 | 0 | 0 | 0 | 0 | 0 | 0 | 0 | 0 | 0 | 0 | 0 | 0 | 0 | 0 | 0 | 0 | 0
PG&E NGBA | PGE NGBA | PGE | Tulucay | 230 | 27 | OOS_Wind |  |  | 0 | 0 | 0 | 0 | 0 | 0 | 0 | 0 | 0 | 0 | 0 | 0 | 0 | 0 | 0 | 0 | 0 | 0 | 0 | 0 | 0 | 0 | 0 | 0 | 0 | 0 | 0 | 0
PG&E KERN | PGE Kern | PGE | Tupman | 115 | 95 | OOS_Wind |  |  | 0 | 0 | 0 | 0 | 0 | 0 | 0 | 0 | 0 | 0 | 0 | 0 | 0 | 0 | 0 | 0 | 0 | 0 | 0 | 0 | 0 | 0 | 0 | 0 | 0 | 0 | 0 | 0
PG&E NGBA | PGE NGBA | PGE | Ukiah | 115 | 37 | OOS_Wind |  |  | 0 | 0 | 0 | 0 | 0 | 0 | 0 | 0 | 0 | 0 | 0 | 0 | 0 | 0 | 0 | 0 | 0 | 0 | 0 | 0 | 0 | 0 | 0 | 0 | 0 | 0 | 0 | 0
PG&E NGBA | PGE NGBA | PGE | Vaca Dixon | 115 | 39 | OOS_Wind |  |  | 0 | 0 | 0 | 0 | 0 | 0 | 0 | 0 | 0 | 0 | 0 | 0 | 0 | 0 | 0 | 0 | 0 | 0 | 0 | 0 | 0 | 0 | 0 | 0 | 0 | 0 | 0 | 0
PG&E NGBA | PGE NGBA | PGE | Vaca Dixon | 230 | 33 | OOS_Wind |  |  | 0 | 0 | 0 | 0 | 0 | 0 | 0 | 0 | 0 | 0 | 0 | 0 | 0 | 0 | 0 | 0 | 0 | 0 | 0 | 0 | 0 | 0 | 0 | 0 | 0 | 0 | 0 | 0
PG&E NGBA | PGE NGBA | PGE | Vaca Dixon | 500 | 28 | OOS_Wind |  |  | 0 | 0 | 0 | 0 | 0 | 0 | 0 | 0 | 0 | 0 | 0 | 0 | 0 | 0 | 0 | 0 | 0 | 0 | 0 | 0 | 0 | 0 | 0 | 0 | 0 | 0 | 0 | 0
SCE Eastern | SCE Eastern | SCE | Valley (SCE) | 500 | 156 | OOS_Wind |  |  | 0 | 0 | 0 | 0 | 0 | 0 | 0 | 0 | 0 | 0 | 0 | 0 | 0 | 0 | 0 | 0 | 0 | 0 | 0 | 0 | 0 | 0 | 0 | 0 | 0 | 0 | 0 | 0
EOP | SCE EOP | SCE | Valley (VEA) | 138 | 177 | OOS_Wind |  |  | 0 | 0 | 0 | 0 | 0 | 0 | 0 | 0 | 0 | 0 | 0 | 0 | 0 | 0 | 0 | 0 | 0 | 0 | 0 | 0 | 0 | 0 | 0 | 0 | 0 | 0 | 0 | 0
PG&E GBA | PGE GBA | PGE | Valley Home | 115 | 36 | OOS_Wind |  |  | 0 | 0 | 0 | 0 | 0 | 0 | 0 | 0 | 0 | 0 | 0 | 0 | 0 | 0 | 0 | 0 | 0 | 0 | 0 | 0 | 0 | 0 | 0 | 0 | 0 | 0 | 0 | 0
PG&E GBA | PGE GBA | PGE | Valley Springs | 230 | 65 | OOS_Wind |  |  | 0 | 0 | 0 | 0 | 0 | 0 | 0 | 0 | 0 | 0 | 0 | 0 | 0 | 0 | 0 | 0 | 0 | 0 | 0 | 0 | 0 | 0 | 0 | 0 | 0 | 0 | 0 | 0
EOP | SCE EOP | SCE | Valley Switch | 138 | 177 | OOS_Wind |  |  | 0 | 0 | 0 | 0 | 0 | 0 | 0 | 0 | 0 | 0 | 0 | 0 | 0 | 0 | 0 | 0 | 0 | 0 | 0 | 0 | 0 | 0 | 0 | 0 | 0 | 0 | 0 | 0
EOP | SCE EOP | SCE | Valley Switch | 230 | 177 | OOS_Wind |  |  | 0 | 0 | 0 | 0 | 0 | 0 | 0 | 0 | 0 | 0 | 0 | 0 | 0 | 0 | 0 | 0 | 0 | 0 | 0 | 0 | 0 | 0 | 0 | 0 | 0 | 0 | 0 | 0
PG&E GBA | PGE GBA | PGE | Vasco | 230 | 42 | OOS_Wind |  |  | 0 | 0 | 0 | 0 | 0 | 0 | 0 | 0 | 0 | 0 | 0 | 0 | 0 | 0 | 0 | 0 | 0 | 0 | 0 | 0 | 0 | 0 | 0 | 0 | 0 | 0 | 0 | 0
PG&E GBA | PGE GBA | PGE | Vasona | 230 | 80 | OOS_Wind |  |  | 0 | 0 | 0 | 0 | 0 | 0 | 0 | 0 | 0 | 0 | 0 | 0 | 0 | 0 | 0 | 0 | 0 | 0 | 0 | 0 | 0 | 0 | 0 | 0 | 0 | 0 | 0 | 0
SCE Northern | SCE Northern | SCE | Vestal | 230 | 153 | OOS_Wind |  |  | 0 | 0 | 0 | 0 | 0 | 0 | 0 | 0 | 0 | 0 | 0 | 0 | 0 | 0 | 0 | 0 | 0 | 0 | 0 | 0 | 0 | 0 | 0 | 0 | 0 | 0 | 0 | 0
SCE NOL | SCE NOL | SCE | Victor | 115 | 146 | OOS_Wind |  |  | 0 | 0 | 0 | 0 | 0 | 0 | 0 | 0 | 0 | 0 | 0 | 0 | 0 | 0 | 0 | 0 | 0 | 0 | 0 | 0 | 0 | 0 | 0 | 0 | 0 | 0 | 0 | 0
SCE NOL | SCE NOL | SCE | Victor | 230 | 146 | OOS_Wind |  |  | 0 | 0 | 0 | 0 | 0 | 0 | 0 | 0 | 0 | 0 | 0 | 0 | 0 | 0 | 0 | 0 | 0 | 0 | 0 | 0 | 0 | 0 | 0 | 0 | 0 | 0 | 0 | 0
SCE Metro | SCE Metro | SCE | Viejo | 230 | 97 | OOS_Wind |  |  | 0 | 0 | 0 | 0 | 0 | 0 | 0 | 0 | 0 | 0 | 0 | 0 | 0 | 0 | 0 | 0 | 0 | 0 | 0 | 0 | 0 | 0 | 0 | 0 | 0 | 0 | 0 | 0
PG&E GBA | PGE GBA | PGE | Vierra | 115 | 44 | OOS_Wind |  |  | 0 | 0 | 0 | 0 | 0 | 0 | 0 | 0 | 0 | 0 | 0 | 0 | 0 | 0 | 0 | 0 | 0 | 0 | 0 | 0 | 0 | 0 | 0 | 0 | 0 | 0 | 0 | 0
SCE Metro | SCE Metro | SCE | Villa Park | 230 | 97 | OOS_Wind |  |  | 0 | 0 | 0 | 0 | 0 | 0 | 0 | 0 | 0 | 0 | 0 | 0 | 0 | 0 | 0 | 0 | 0 | 0 | 0 | 0 | 0 | 0 | 0 | 0 | 0 | 0 | 0 | 0
SCE Northern | SCE Northern | SCE | Vincent | 230 | 91 | OOS_Wind |  |  | 0 | 0 | 0 | 0 | 0 | 0 | 0 | 0 | 0 | 0 | 0 | 0 | 0 | 0 | 0 | 0 | 0 | 0 | 0 | 0 | 0 | 0 | 0 | 0 | 0 | 0 | 0 | 0
SCE Northern | SCE Northern | SCE | Vincent | 500 | 91 | OOS_Wind |  |  | 0 | 0 | 0 | 0 | 0 | 0 | 0 | 0 | 0 | 0 | 0 | 0 | 0 | 0 | 0 | 0 | 0 | 0 | 0 | 0 | 0 | 0 | 0 | 0 | 0 | 0 | 0 | 0
PG&E GBA | PGE GBA | PGE | Vineyard | 230 | 42 | OOS_Wind |  |  | 0 | 0 | 0 | 0 | 0 | 0 | 0 | 0 | 0 | 0 | 0 | 0 | 0 | 0 | 0 | 0 | 0 | 0 | 0 | 0 | 0 | 0 | 0 | 0 | 0 | 0 | 0 | 0
SCE Eastern | SCE Eastern | SCE | Vista (SCE) | 230 | 156 | OOS_Wind |  |  | 0 | 0 | 0 | 0 | 0 | 0 | 0 | 0 | 0 | 0 | 0 | 0 | 0 | 0 | 0 | 0 | 0 | 0 | 0 | 0 | 0 | 0 | 0 | 0 | 0 | 0 | 0 | 0
EOP | SCE EOP | SCE | Vista (VEA) | 138 | 177 | OOS_Wind |  |  | 0 | 0 | 0 | 0 | 0 | 0 | 0 | 0 | 0 | 0 | 0 | 0 | 0 | 0 | 0 | 0 | 0 | 0 | 0 | 0 | 0 | 0 | 0 | 0 | 0 | 0 | 0 | 0
EOP | SCE EOP | SCE | Vista (VEA) | 230 | 177 | OOS_Wind |  |  | 0 | 0 | 0 | 0 | 0 | 0 | 0 | 0 | 0 | 0 | 0 | 0 | 0 | 0 | 0 | 0 | 0 | 0 | 0 | 0 | 0 | 0 | 0 | 0 | 0 | 0 | 0 | 0
PG&E FRESNO | PGE Fresno | PGE | Wahtoke | 115 | 105 | OOS_Wind |  |  | 0 | 0 | 0 | 0 | 0 | 0 | 0 | 0 | 0 | 0 | 0 | 0 | 0 | 0 | 0 | 0 | 0 | 0 | 0 | 0 | 0 | 0 | 0 | 0 | 0 | 0 | 0 | 0
SCE Metro | SCE Metro | SCE | Walnut | 230 | 97 | OOS_Wind |  |  | 0 | 0 | 0 | 0 | 0 | 0 | 0 | 0 | 0 | 0 | 0 | 0 | 0 | 0 | 0 | 0 | 0 | 0 | 0 | 0 | 0 | 0 | 0 | 0 | 0 | 0 | 0 | 0
SCE Northern | SCE Northern | SCE | Warne | 230 | 159 | OOS_Wind |  |  | 0 | 0 | 0 | 0 | 0 | 0 | 0 | 0 | 0 | 0 | 0 | 0 | 0 | 0 | 0 | 0 | 0 | 0 | 0 | 0 | 0 | 0 | 0 | 0 | 0 | 0 | 0 | 0
PG&E GBA | PGE GBA | PGE | Warnerville | 230 | 155 | OOS_Wind |  |  | 0 | 0 | 0 | 0 | 0 | 0 | 0 | 0 | 0 | 0 | 0 | 0 | 0 | 0 | 0 | 0 | 0 | 0 | 0 | 0 | 0 | 0 | 0 | 0 | 0 | 0 | 0 | 0
PG&E FRESNO | PGE Fresno | PGE | Waukena | 115 | 105 | OOS_Wind |  |  | 0 | 0 | 0 | 0 | 0 | 0 | 0 | 0 | 0 | 0 | 0 | 0 | 0 | 0 | 0 | 0 | 0 | 0 | 0 | 0 | 0 | 0 | 0 | 0 | 0 | 0 | 0 | 0
PG&E GBA | PGE GBA | PGE | Weber | 230 | 15 | OOS_Wind |  |  | 0 | 0 | 0 | 0 | 0 | 0 | 0 | 0 | 0 | 0 | 0 | 0 | 0 | 0 | 0 | 0 | 0 | 0 | 0 | 0 | 0 | 0 | 0 | 0 | 0 | 0 | 0 | 0
PG&E FRESNO | PGE Fresno | PGE | West Fresno | 115 | 117 | OOS_Wind |  |  | 0 | 0 | 0 | 0 | 0 | 0 | 0 | 0 | 0 | 0 | 0 | 0 | 0 | 0 | 0 | 0 | 0 | 0 | 0 | 0 | 0 | 0 | 0 | 0 | 0 | 0 | 0 | 0
PG&E FRESNO | PGE Fresno | PGE | Westley | 230 | 64 | OOS_Wind |  |  | 0 | 0 | 0 | 0 | 0 | 0 | 0 | 0 | 0 | 0 | 0 | 0 | 0 | 0 | 0 | 0 | 0 | 0 | 0 | 0 | 0 | 0 | 0 | 0 | 0 | 0 | 0 | 0
PG&E KERN | PGE Kern | PGE | Westpark | 115 | 68 | OOS_Wind |  |  | 0 | 0 | 0 | 0 | 0 | 0 | 0 | 0 | 0 | 0 | 0 | 0 | 0 | 0 | 0 | 0 | 0 | 0 | 0 | 0 | 0 | 0 | 0 | 0 | 0 | 0 | 0 | 0
PG&E KERN | PGE Kern | PGE | Wheeler Ridge | 230 | 103 | OOS_Wind |  |  | 0 | 0 | 0 | 0 | 0 | 0 | 0 | 0 | 0 | 0 | 0 | 0 | 0 | 0 | 0 | 0 | 0 | 0 | 0 | 0 | 0 | 0 | 0 | 0 | 0 | 0 | 0 | 0
PG&E KERN | PGE Kern | PGE | Wheeler Ridge | 115 | 68 | OOS_Wind |  |  | 0 | 0 | 0 | 0 | 0 | 0 | 0 | 0 | 0 | 0 | 0 | 0 | 0 | 0 | 0 | 0 | 0 | 0 | 0 | 0 | 0 | 0 | 0 | 0 | 0 | 0 | 0 | 0
SCE Northern | SCE Northern | SCE | Whirlwind | 230 | 124 | OOS_Wind |  |  | 0 | 0 | 0 | 0 | 0 | 0 | 0 | 0 | 0 | 0 | 0 | 0 | 0 | 0 | 0 | 0 | 0 | 0 | 0 | 0 | 0 | 0 | 0 | 0 | 0 | 0 | 0 | 0
SCE Northern | SCE Northern | SCE | Whirlwind | 500 | 124 | OOS_Wind |  |  | 0 | 0 | 0 | 0 | 0 | 0 | 0 | 0 | 0 | 0 | 0 | 0 | 0 | 0 | 0 | 0 | 0 | 0 | 0 | 0 | 0 | 0 | 0 | 0 | 0 | 0 | 0 | 0
PG&E GBA | PGE GBA | PGE | Whisman | 115 | 78 | OOS_Wind |  |  | 0 | 0 | 0 | 0 | 0 | 0 | 0 | 0 | 0 | 0 | 0 | 0 | 0 | 0 | 0 | 0 | 0 | 0 | 0 | 0 | 0 | 0 | 0 | 0 | 0 | 0 | 0 | 0
SCE Eastern | SCE Eastern | SCE | Wildlife | 230 | 156 | OOS_Wind |  |  | 0 | 0 | 0 | 0 | 0 | 0 | 0 | 0 | 0 | 0 | 0 | 0 | 0 | 0 | 0 | 0 | 0 | 0 | 0 | 0 | 0 | 0 | 0 | 0 | 0 | 0 | 0 | 0
PG&E FRESNO | PGE Fresno | PGE | Wilson | 115 | 158 | OOS_Wind |  |  | 0 | 0 | 0 | 0 | 0 | 0 | 0 | 0 | 0 | 0 | 0 | 0 | 0 | 0 | 0 | 0 | 0 | 0 | 0 | 0 | 0 | 0 | 0 | 0 | 0 | 0 | 0 | 0
PG&E FRESNO | PGE Fresno | PGE | Wilson | 230 | 169 | OOS_Wind |  |  | 0 | 0 | 0 | 0 | 0 | 0 | 0 | 0 | 0 | 0 | 0 | 0 | 0 | 0 | 0 | 0 | 0 | 0 | 0 | 0 | 0 | 0 | 0 | 0 | 0 | 0 | 0 | 0
SCE Northern | SCE Northern | SCE | Windhub | 230 | 147 | OOS_Wind |  |  | 0 | 0 | 0 | 0 | 0 | 0 | 0 | 0 | 0 | 0 | 0 | 0 | 0 | 0 | 0 | 0 | 0 | 0 | 0 | 0 | 0 | 0 | 0 | 0 | 0 | 0 | 0 | 0
SCE Northern | SCE Northern | SCE | Windhub | 500 | 147 | OOS_Wind |  |  | 0 | 0 | 0 | 0 | 0 | 0 | 0 | 0 | 0 | 0 | 0 | 0 | 0 | 0 | 0 | 0 | 0 | 0 | 0 | 0 | 0 | 0 | 0 | 0 | 0 | 0 | 0 | 0
PG&E GBA | PGE GBA | PGE | Windmaster | 230 | 32 | OOS_Wind |  |  | 0 | 0 | 0 | 0 | 0 | 0 | 0 | 0 | 0 | 0 | 0 | 0 | 0 | 0 | 0 | 0 | 0 | 0 | 0 | 0 | 0 | 0 | 0 | 0 | 0 | 0 | 0 | 0
PG&E NGBA | PGE NGBA | PGE | Woodland | 115 | 18 | OOS_Wind |  |  | 0 | 0 | 0 | 0 | 0 | 0 | 0 | 0 | 0 | 0 | 0 | 0 | 0 | 0 | 0 | 0 | 0 | 0 | 0 | 0 | 0 | 0 | 0 | 0 | 0 | 0 | 0 | 0
PG&E FRESNO | PGE Fresno | PGE | Woodward | 115 | 136 | OOS_Wind |  |  | 0 | 0 | 0 | 0 | 0 | 0 | 0 | 0 | 0 | 0 | 0 | 0 | 0 | 0 | 0 | 0 | 0 | 0 | 0 | 0 | 0 | 0 | 0 | 0 | 0 | 0 | 0 | 0
PG&E NGBA | PGE NGBA | PGE | Wyandotte | 115 | 22 | OOS_Wind |  |  | 0 | 0 | 0 | 0 | 0 | 0 | 0 | 0 | 0 | 0 | 0 | 0 | 0 | 0 | 0 | 0 | 0 | 0 | 0 | 0 | 0 | 0 | 0 | 0 | 0 | 0 | 0 | 0
PG&E KERN | PGE Kern | PGE | 7th Standard | 115 | 109 | Offshore_Wind |  |  | 0 | 0 | 0 | 0 | 0 | 0 | 0 | 0 | 0 | 0 | 0 | 0 | 0 | 0 | 0 | 0 | 0 | 0 | 0 | 0 | 0 | 0 | 0 | 0 | 0 | 0 | 0 | 0
SCE Metro | SCE Metro | SCE | Alamitos | 230 | 132 | Offshore_Wind |  |  | 0 | 0 | 0 | 0 | 0 | 0 | 0 | 0 | 0 | 0 | 0 | 0 | 0 | 0 | 0 | 0 | 0 | 0 | 0 | 0 | 0 | 0 | 0 | 0 | 0 | 0 | 0 | 0
SCE Eastern | SCE Eastern | SCE | Alberhill | 115 | 156 | Offshore_Wind |  |  | 0 | 0 | 0 | 0 | 0 | 0 | 0 | 0 | 0 | 0 | 0 | 0 | 0 | 0 | 0 | 0 | 0 | 0 | 0 | 0 | 0 | 0 | 0 | 0 | 0 | 0 | 0 | 0
SCE Eastern | SCE Eastern | SCE | Alberhill | 500 | 156 | Offshore_Wind |  |  | 0 | 0 | 0 | 0 | 0 | 0 | 0 | 0 | 0 | 0 | 0 | 0 | 0 | 0 | 0 | 0 | 0 | 0 | 0 | 0 | 0 | 0 | 0 | 0 | 0 | 0 | 0 | 0
PG&E GBA | PGE GBA | PGE | Alhambra | 115 | 6 | Offshore_Wind |  |  | 0 | 0 | 0 | 0 | 0 | 0 | 0 | 0 | 0 | 0 | 0 | 0 | 0 | 0 | 0 | 0 | 0 | 0 | 0 | 0 | 0 | 0 | 0 | 0 | 0 | 0 | 0 | 0
PG&E FRESNO | PGE Fresno | PGE | Alpaugh | 115 | 119 | Offshore_Wind |  |  | 0 | 0 | 0 | 0 | 0 | 0 | 0 | 0 | 0 | 0 | 0 | 0 | 0 | 0 | 0 | 0 | 0 | 0 | 0 | 0 | 0 | 0 | 0 | 0 | 0 | 0 | 0 | 0
PG&E GBA | PGE GBA | PGE | Altamont Midway (Sandhill) | 230 | 26 | Offshore_Wind |  |  | 0 | 0 | 0 | 0 | 0 | 0 | 0 | 0 | 0 | 0 | 0 | 0 | 0 | 0 | 0 | 0 | 0 | 0 | 0 | 0 | 0 | 0 | 0 | 0 | 0 | 0 | 0 | 0
SCE Northern | SCE Northern | SCE | Antelope | 230 | 86 | Offshore_Wind |  |  | 0 | 0 | 0 | 0 | 0 | 0 | 0 | 0 | 0 | 0 | 0 | 0 | 0 | 0 | 0 | 0 | 0 | 0 | 0 | 0 | 0 | 0 | 0 | 0 | 0 | 0 | 0 | 0
SCE Northern | SCE Northern | SCE | Antelope | 500 | 124 | Offshore_Wind |  |  | 0 | 0 | 0 | 0 | 0 | 0 | 0 | 0 | 0 | 0 | 0 | 0 | 0 | 0 | 0 | 0 | 0 | 0 | 0 | 0 | 0 | 0 | 0 | 0 | 0 | 0 | 0 | 0
PG&E KERN | PGE Kern | PGE | Arco | 230 | 93 | Offshore_Wind |  |  | 0 | 0 | 0 | 0 | 0 | 0 | 0 | 0 | 0 | 0 | 0 | 0 | 0 | 0 | 0 | 0 | 0 | 0 | 0 | 0 | 0 | 0 | 0 | 0 | 0 | 0 | 0 | 0
SCE Metro | SCE Metro | SCE | ArcoGen | 230 | 97 | Offshore_Wind |  |  | 0 | 0 | 0 | 0 | 0 | 0 | 0 | 0 | 0 | 0 | 0 | 0 | 0 | 0 | 0 | 0 | 0 | 0 | 0 | 0 | 0 | 0 | 0 | 0 | 0 | 0 | 0 | 0
SDGE | SDGE Imperial | SDGE | Artesian | 230 | 195 | Offshore_Wind |  |  | 0 | 0 | 0 | 0 | 0 | 0 | 0 | 0 | 0 | 0 | 0 | 0 | 0 | 0 | 0 | 0 | 0 | 0 | 0 | 0 | 0 | 0 | 0 | 0 | 0 | 0 | 0 | 0
PG&E FRESNO | PGE Fresno | PGE | Ashlan | 230 | 138 | Offshore_Wind |  |  | 0 | 0 | 0 | 0 | 0 | 0 | 0 | 0 | 0 | 0 | 0 | 0 | 0 | 0 | 0 | 0 | 0 | 0 | 0 | 0 | 0 | 0 | 0 | 0 | 0 | 0 | 0 | 0
PG&E NGBA | PGE NGBA | PGE | Atlantic | 115 | 16 | Offshore_Wind |  |  | 0 | 0 | 0 | 0 | 0 | 0 | 0 | 0 | 0 | 0 | 0 | 0 | 0 | 0 | 0 | 0 | 0 | 0 | 0 | 0 | 0 | 0 | 0 | 0 | 0 | 0 | 0 | 0
PG&E NGBA | PGE NGBA | PGE | Atlantic | 230 | 20 | Offshore_Wind |  |  | 0 | 0 | 0 | 0 | 0 | 0 | 0 | 0 | 0 | 0 | 0 | 0 | 0 | 0 | 0 | 0 | 0 | 0 | 0 | 0 | 0 | 0 | 0 | 0 | 0 | 0 | 0 | 0
PG&E FRESNO | PGE Fresno | PGE | Atwater | 115 | 139 | Offshore_Wind |  |  | 0 | 0 | 0 | 0 | 0 | 0 | 0 | 0 | 0 | 0 | 0 | 0 | 0 | 0 | 0 | 0 | 0 | 0 | 0 | 0 | 0 | 0 | 0 | 0 | 0 | 0 | 0 | 0
PG&E GBA | PGE GBA | PGE | Avena | 115 | 36 | Offshore_Wind |  |  | 0 | 0 | 0 | 0 | 0 | 0 | 0 | 0 | 0 | 0 | 0 | 0 | 0 | 0 | 0 | 0 | 0 | 0 | 0 | 0 | 0 | 0 | 0 | 0 | 0 | 0 | 0 | 0
PG&E NGBA | PGE NGBA | PGE | Bahia | 230 | 60 | Offshore_Wind |  |  | 0 | 0 | 0 | 0 | 0 | 0 | 0 | 0 | 0 | 0 | 0 | 0 | 0 | 0 | 0 | 0 | 0 | 0 | 0 | 0 | 0 | 0 | 0 | 0 | 0 | 0 | 0 | 0
SCE Northern | SCE Northern | SCE | Bailey | 230 | 167 | Offshore_Wind |  |  | 0 | 0 | 0 | 0 | 0 | 0 | 0 | 0 | 0 | 0 | 0 | 0 | 0 | 0 | 0 | 0 | 0 | 0 | 0 | 0 | 0 | 0 | 0 | 0 | 0 | 0 | 0 | 0
SCE NOL | SCE NOL | SCE | Baker | 115 | 160 | Offshore_Wind |  |  | 0 | 0 | 0 | 0 | 0 | 0 | 0 | 0 | 0 | 0 | 0 | 0 | 0 | 0 | 0 | 0 | 0 | 0 | 0 | 0 | 0 | 0 | 0 | 0 | 0 | 0 | 0 | 0
PG&E KERN | PGE Kern | PGE | Bakersfield | 230 | 89 | Offshore_Wind |  |  | 0 | 0 | 0 | 0 | 0 | 0 | 0 | 0 | 0 | 0 | 0 | 0 | 0 | 0 | 0 | 0 | 0 | 0 | 0 | 0 | 0 | 0 | 0 | 0 | 0 | 0 | 0 | 0
PG&E FRESNO | PGE Fresno | PGE | Balch | 230 | 117 | Offshore_Wind |  |  | 0 | 0 | 0 | 0 | 0 | 0 | 0 | 0 | 0 | 0 | 0 | 0 | 0 | 0 | 0 | 0 | 0 | 0 | 0 | 0 | 0 | 0 | 0 | 0 | 0 | 0 | 0 | 0
SCE Eastern | SCE Eastern | SCE | Bannister | 230 | 174 | Offshore_Wind |  |  | 0 | 0 | 0 | 0 | 0 | 0 | 0 | 0 | 0 | 0 | 0 | 0 | 0 | 0 | 0 | 0 | 0 | 0 | 0 | 0 | 0 | 0 | 0 | 0 | 0 | 0 | 0 | 0
SCE Metro | SCE Metro | SCE | Barre | 230 | 97 | Offshore_Wind |  |  | 0 | 0 | 0 | 0 | 0 | 0 | 0 | 0 | 0 | 0 | 0 | 0 | 0 | 0 | 0 | 0 | 0 | 0 | 0 | 0 | 0 | 0 | 0 | 0 | 0 | 0 | 0 | 0
SDGE | SDGE Imperial | SDGE | Bay Boulevard | 230 | 196 | Offshore_Wind |  |  | 0 | 0 | 0 | 0 | 0 | 0 | 0 | 0 | 0 | 0 | 0 | 0 | 0 | 0 | 0 | 0 | 0 | 0 | 0 | 0 | 0 | 0 | 0 | 0 | 0 | 0 | 0 | 0
EOP | SCE EOP | SCE | Beatty | 138 | 177 | Offshore_Wind |  |  | 0 | 0 | 0 | 0 | 0 | 0 | 0 | 0 | 0 | 0 | 0 | 0 | 0 | 0 | 0 | 0 | 0 | 0 | 0 | 0 | 0 | 0 | 0 | 0 | 0 | 0 | 0 | 0
EOP | SCE EOP | SCE | Beatty | 230 | 177 | Offshore_Wind |  |  | 0 | 0 | 0 | 0 | 0 | 0 | 0 | 0 | 0 | 0 | 0 | 0 | 0 | 0 | 0 | 0 | 0 | 0 | 0 | 0 | 0 | 0 | 0 | 0 | 0 | 0 | 0 | 0
PG&E NGBA | PGE NGBA | PGE | Belden | 230 | 24 | Offshore_Wind |  |  | 0 | 0 | 0 | 0 | 0 | 0 | 0 | 0 | 0 | 0 | 0 | 0 | 0 | 0 | 0 | 0 | 0 | 0 | 0 | 0 | 0 | 0 | 0 | 0 | 0 | 0 | 0 | 0
PG&E NGBA | PGE NGBA | PGE | Bell | 115 | 16 | Offshore_Wind |  |  | 0 | 0 | 0 | 0 | 0 | 0 | 0 | 0 | 0 | 0 | 0 | 0 | 0 | 0 | 0 | 0 | 0 | 0 | 0 | 0 | 0 | 0 | 0 | 0 | 0 | 0 | 0 | 0
PG&E NGBA | PGE NGBA | PGE | Bellevue | 115 | 27 | Offshore_Wind |  |  | 0 | 0 | 0 | 0 | 0 | 0 | 0 | 0 | 0 | 0 | 0 | 0 | 0 | 0 | 0 | 0 | 0 | 0 | 0 | 0 | 0 | 0 | 0 | 0 | 0 | 0 | 0 | 0
PG&E GBA | PGE GBA | PGE | Bellota | 115 | 29 | Offshore_Wind |  |  | 0 | 0 | 0 | 0 | 0 | 0 | 0 | 0 | 0 | 0 | 0 | 0 | 0 | 0 | 0 | 0 | 0 | 0 | 0 | 0 | 0 | 0 | 0 | 0 | 0 | 0 | 0 | 0
PG&E GBA | PGE GBA | PGE | Bellota | 230 | 15 | Offshore_Wind |  |  | 0 | 0 | 0 | 0 | 0 | 0 | 0 | 0 | 0 | 0 | 0 | 0 | 0 | 0 | 0 | 0 | 0 | 0 | 0 | 0 | 0 | 0 | 0 | 0 | 0 | 0 | 0 | 0
SCE Northern | SCE Northern | SCE | Big Creek | 230 | 153 | Offshore_Wind |  |  | 0 | 0 | 0 | 0 | 0 | 0 | 0 | 0 | 0 | 0 | 0 | 0 | 0 | 0 | 0 | 0 | 0 | 0 | 0 | 0 | 0 | 0 | 0 | 0 | 0 | 0 | 0 | 0
PG&E GBA | PGE GBA | PGE | Birds Landing | 230 | 59 | Offshore_Wind |  |  | 0 | 0 | 0 | 0 | 0 | 0 | 0 | 0 | 0 | 0 | 0 | 0 | 0 | 0 | 0 | 0 | 0 | 0 | 0 | 0 | 0 | 0 | 0 | 0 | 0 | 0 | 0 | 0
SCE Eastern | SCE Eastern | SCE | Blythe | 161 | 182 | Offshore_Wind |  |  | 0 | 0 | 0 | 0 | 0 | 0 | 0 | 0 | 0 | 0 | 0 | 0 | 0 | 0 | 0 | 0 | 0 | 0 | 0 | 0 | 0 | 0 | 0 | 0 | 0 | 0 | 0 | 0
PG&E NGBA | PGE NGBA | PGE | Bogue | 115 | 22 | Offshore_Wind |  |  | 0 | 0 | 0 | 0 | 0 | 0 | 0 | 0 | 0 | 0 | 0 | 0 | 0 | 0 | 0 | 0 | 0 | 0 | 0 | 0 | 0 | 0 | 0 | 0 | 0 | 0 | 0 | 0
PG&E FRESNO | PGE Fresno | PGE | Borden | 230 | 168 | Offshore_Wind |  |  | 0 | 0 | 0 | 0 | 0 | 0 | 0 | 0 | 0 | 0 | 0 | 0 | 0 | 0 | 0 | 0 | 0 | 0 | 0 | 0 | 0 | 0 | 0 | 0 | 0 | 0 | 0 | 0
SDGE | SDGE Imperial | SDGE | Boulevard East | 138 | 192 | Offshore_Wind |  |  | 0 | 0 | 0 | 0 | 0 | 0 | 0 | 0 | 0 | 0 | 0 | 0 | 0 | 0 | 0 | 0 | 0 | 0 | 0 | 0 | 0 | 0 | 0 | 0 | 0 | 0 | 0 | 0
PG&E GBA | PGE GBA | PGE | Brentwood | 230 | 50 | Offshore_Wind |  |  | 0 | 0 | 0 | 0 | 0 | 0 | 0 | 0 | 0 | 0 | 0 | 0 | 0 | 0 | 0 | 0 | 0 | 0 | 0 | 0 | 0 | 0 | 0 | 0 | 0 | 0 | 0 | 0
PG&E NGBA | PGE NGBA | PGE | Bridgeville | 115 | 1 | Offshore_Wind |  |  | 0 | 0 | 0 | 0 | 0 | 0 | 0 | 0 | 0 | 0 | 0 | 0 | 0 | 0 | 0 | 0 | 0 | 0 | 0 | 0 | 0 | 0 | 0 | 0 | 0 | 0 | 0 | 0
PG&E NGBA | PGE NGBA | PGE | Brighton | 115 | 67 | Offshore_Wind |  |  | 0 | 0 | 0 | 0 | 0 | 0 | 0 | 0 | 0 | 0 | 0 | 0 | 0 | 0 | 0 | 0 | 0 | 0 | 0 | 0 | 0 | 0 | 0 | 0 | 0 | 0 | 0 | 0
PG&E NGBA | PGE NGBA | PGE | Brighton | 230 | 67 | Offshore_Wind |  |  | 0 | 0 | 0 | 0 | 0 | 0 | 0 | 0 | 0 | 0 | 0 | 0 | 0 | 0 | 0 | 0 | 0 | 0 | 0 | 0 | 0 | 0 | 0 | 0 | 0 | 0 | 0 | 0
PG&E NGBA | PGE NGBA | PGE | Brunswick | 115 | 20 | Offshore_Wind |  |  | 0 | 0 | 0 | 0 | 0 | 0 | 0 | 0 | 0 | 0 | 0 | 0 | 0 | 0 | 0 | 0 | 0 | 0 | 0 | 0 | 0 | 0 | 0 | 0 | 0 | 0 | 0 | 0
PG&E NGBA | PGE NGBA | PGE | Bucks Creek | 230 | 35 | Offshore_Wind |  |  | 0 | 0 | 0 | 0 | 0 | 0 | 0 | 0 | 0 | 0 | 0 | 0 | 0 | 0 | 0 | 0 | 0 | 0 | 0 | 0 | 0 | 0 | 0 | 0 | 0 | 0 | 0 | 0
PG&E KERN | PGE Kern | PGE | Buena Vista | 230 |  | Offshore_Wind |  |  | 0 | 0 | 0 | 0 | 0 | 0 | 0 | 0 | 0 | 0 | 0 | 0 | 0 | 0 | 0 | 0 | 0 | 0 | 0 | 0 | 0 | 0 | 0 | 0 | 0 | 0 | 0 | 0
PG&E FRESNO | PGE Fresno | PGE | Bullard | 115 | 165 | Offshore_Wind |  |  | 0 | 0 | 0 | 0 | 0 | 0 | 0 | 0 | 0 | 0 | 0 | 0 | 0 | 0 | 0 | 0 | 0 | 0 | 0 | 0 | 0 | 0 | 0 | 0 | 0 | 0 | 0 | 0
PG&E GBA | PGE GBA | PGE | Burlingame | 115 | 3 | Offshore_Wind |  |  | 0 | 0 | 0 | 0 | 0 | 0 | 0 | 0 | 0 | 0 | 0 | 0 | 0 | 0 | 0 | 0 | 0 | 0 | 0 | 0 | 0 | 0 | 0 | 0 | 0 | 0 | 0 | 0
PG&E NGBA | PGE NGBA | PGE | Burney Forest | 230 | 2 | Offshore_Wind |  |  | 0 | 0 | 0 | 0 | 0 | 0 | 0 | 0 | 0 | 0 | 0 | 0 | 0 | 0 | 0 | 0 | 0 | 0 | 0 | 0 | 0 | 0 | 0 | 0 | 0 | 0 | 0 | 0
PG&E NGBA | PGE NGBA | PGE | Butte | 115 | 1 | Offshore_Wind |  |  | 0 | 0 | 0 | 0 | 0 | 0 | 0 | 0 | 0 | 0 | 0 | 0 | 0 | 0 | 0 | 0 | 0 | 0 | 0 | 0 | 0 | 0 | 0 | 0 | 0 | 0 | 0 | 0
PG&E KERN | PGE Kern | PGE | Cabrillo | 115 | 111 | Offshore_Wind |  |  | 0 | 0 | 0 | 0 | 0 | 0 | 0 | 0 | 0 | 0 | 0 | 0 | 0 | 0 | 0 | 0 | 0 | 0 | 0 | 0 | 0 | 0 | 0 | 0 | 0 | 0 | 0 | 0
PG&E FRESNO | PGE Fresno | PGE | Cal Flats | 230 | 129 | Offshore_Wind |  |  | 0 | 0 | 0 | 0 | 0 | 0 | 0 | 0 | 0 | 0 | 0 | 0 | 0 | 0 | 0 | 0 | 0 | 0 | 0 | 0 | 0 | 0 | 0 | 0 | 0 | 0 | 0 | 0
SCE NOL | SCE NOL | SCE | Calcite | 230 | 141 | Offshore_Wind |  |  | 0 | 0 | 0 | 0 | 0 | 0 | 0 | 0 | 0 | 0 | 0 | 0 | 0 | 0 | 0 | 0 | 0 | 0 | 0 | 0 | 0 | 0 | 0 | 0 | 0 | 0 | 0 | 0
PG&E KERN | PGE Kern | PGE | Caliente | 230 | 122 | Offshore_Wind |  |  | 0 | 0 | 0 | 0 | 0 | 0 | 0 | 0 | 0 | 0 | 0 | 0 | 0 | 0 | 0 | 0 | 0 | 0 | 0 | 0 | 0 | 0 | 0 | 0 | 0 | 0 | 0 | 0
PG&E FRESNO | PGE Fresno | PGE | California Ave | 115 | 105 | Offshore_Wind |  |  | 0 | 0 | 0 | 0 | 0 | 0 | 0 | 0 | 0 | 0 | 0 | 0 | 0 | 0 | 0 | 0 | 0 | 0 | 0 | 0 | 0 | 0 | 0 | 0 | 0 | 0 | 0 | 0
PG&E KERN | PGE Kern | PGE | Callender | 115 | 126 | Offshore_Wind |  |  | 0 | 0 | 0 | 0 | 0 | 0 | 0 | 0 | 0 | 0 | 0 | 0 | 0 | 0 | 0 | 0 | 0 | 0 | 0 | 0 | 0 | 0 | 0 | 0 | 0 | 0 | 0 | 0
PG&E NGBA | PGE NGBA | PGE | Calpella | 115 | 37 | Offshore_Wind |  |  | 0 | 0 | 0 | 0 | 0 | 0 | 0 | 0 | 0 | 0 | 0 | 0 | 0 | 0 | 0 | 0 | 0 | 0 | 0 | 0 | 0 | 0 | 0 | 0 | 0 | 0 | 0 | 0
PG&E GBA | PGE GBA | PGE | Camanche | 230 | 15 | Offshore_Wind |  |  | 0 | 0 | 0 | 0 | 0 | 0 | 0 | 0 | 0 | 0 | 0 | 0 | 0 | 0 | 0 | 0 | 0 | 0 | 0 | 0 | 0 | 0 | 0 | 0 | 0 | 0 | 0 | 0
PG&E FRESNO | PGE Fresno | PGE | Cantua | 115 | 115 | Offshore_Wind |  |  | 0 | 0 | 0 | 0 | 0 | 0 | 0 | 0 | 0 | 0 | 0 | 0 | 0 | 0 | 0 | 0 | 0 | 0 | 0 | 0 | 0 | 0 | 0 | 0 | 0 | 0 | 0 | 0
SDGE | SDGE Imperial | SDGE | Capistrano | 138 | 173 | Offshore_Wind |  |  | 0 | 0 | 0 | 0 | 0 | 0 | 0 | 0 | 0 | 0 | 0 | 0 | 0 | 0 | 0 | 0 | 0 | 0 | 0 | 0 | 0 | 0 | 0 | 0 | 0 | 0 | 0 | 0
SDGE | SDGE Imperial | SDGE | Capistrano | 230 | 173 | Offshore_Wind |  |  | 0 | 0 | 0 | 0 | 0 | 0 | 0 | 0 | 0 | 0 | 0 | 0 | 0 | 0 | 0 | 0 | 0 | 0 | 0 | 0 | 0 | 0 | 0 | 0 | 0 | 0 | 0 | 0
PG&E NGBA | PGE NGBA | PGE | Carberry | 230 | 2 | Offshore_Wind |  |  | 0 | 0 | 0 | 0 | 0 | 0 | 0 | 0 | 0 | 0 | 0 | 0 | 0 | 0 | 0 | 0 | 0 | 0 | 0 | 0 | 0 | 0 | 0 | 0 | 0 | 0 | 0 | 0
PG&E NGBA | PGE NGBA | PGE | Caribou | 115 | 7 | Offshore_Wind |  |  | 0 | 0 | 0 | 0 | 0 | 0 | 0 | 0 | 0 | 0 | 0 | 0 | 0 | 0 | 0 | 0 | 0 | 0 | 0 | 0 | 0 | 0 | 0 | 0 | 0 | 0 | 0 | 0
PG&E NGBA | PGE NGBA | PGE | Caribou | 230 | 7 | Offshore_Wind |  |  | 0 | 0 | 0 | 0 | 0 | 0 | 0 | 0 | 0 | 0 | 0 | 0 | 0 | 0 | 0 | 0 | 0 | 0 | 0 | 0 | 0 | 0 | 0 | 0 | 0 | 0 | 0 | 0
EOP | SCE EOP | SCE | Carpenter Canyon (fka Gamebird) | 138 | 177 | Offshore_Wind |  |  | 0 | 0 | 0 | 0 | 0 | 0 | 0 | 0 | 0 | 0 | 0 | 0 | 0 | 0 | 0 | 0 | 0 | 0 | 0 | 0 | 0 | 0 | 0 | 0 | 0 | 0 | 0 | 0
EOP | SCE EOP | SCE | Carpenter Canyon (fka Gamebird) | 230 | 177 | Offshore_Wind |  |  | 0 | 0 | 0 | 0 | 0 | 0 | 0 | 0 | 0 | 0 | 0 | 0 | 0 | 0 | 0 | 0 | 0 | 0 | 0 | 0 | 0 | 0 | 0 | 0 | 0 | 0 | 0 | 0
PG&E NGBA | PGE NGBA | PGE | Carquinez | 115 | 27 | Offshore_Wind |  |  | 0 | 0 | 0 | 0 | 0 | 0 | 0 | 0 | 0 | 0 | 0 | 0 | 0 | 0 | 0 | 0 | 0 | 0 | 0 | 0 | 0 | 0 | 0 | 0 | 0 | 0 | 0 | 0
SDGE | SDGE Imperial | SDGE | Carrizo Gorge | 138 | 192 | Offshore_Wind |  |  | 0 | 0 | 0 | 0 | 0 | 0 | 0 | 0 | 0 | 0 | 0 | 0 | 0 | 0 | 0 | 0 | 0 | 0 | 0 | 0 | 0 | 0 | 0 | 0 | 0 | 0 | 0 | 0
PG&E KERN | PGE Kern | PGE | Carrizo Plains | 115 | 122 | Offshore_Wind |  |  | 0 | 0 | 0 | 0 | 0 | 0 | 0 | 0 | 0 | 0 | 0 | 0 | 0 | 0 | 0 | 0 | 0 | 0 | 0 | 0 | 0 | 0 | 0 | 0 | 0 | 0 | 0 | 0
PG&E KERN | PGE Kern | PGE | Casaloma | 230 | 68 | Offshore_Wind |  |  | 0 | 0 | 0 | 0 | 0 | 0 | 0 | 0 | 0 | 0 | 0 | 0 | 0 | 0 | 0 | 0 | 0 | 0 | 0 | 0 | 0 | 0 | 0 | 0 | 0 | 0 | 0 | 0
PG&E GBA | PGE GBA | PGE | Castro Valley | 230 | 42 | Offshore_Wind |  |  | 0 | 0 | 0 | 0 | 0 | 0 | 0 | 0 | 0 | 0 | 0 | 0 | 0 | 0 | 0 | 0 | 0 | 0 | 0 | 0 | 0 | 0 | 0 | 0 | 0 | 0 | 0 | 0
PG&E GBA | PGE GBA | PGE | Cayetano | 230 | 50 | Offshore_Wind |  |  | 0 | 0 | 0 | 0 | 0 | 0 | 0 | 0 | 0 | 0 | 0 | 0 | 0 | 0 | 0 | 0 | 0 | 0 | 0 | 0 | 0 | 0 | 0 | 0 | 0 | 0 | 0 | 0
SCE Metro | SCE Metro | SCE | Center | 230 | 97 | Offshore_Wind |  |  | 0 | 0 | 0 | 0 | 0 | 0 | 0 | 0 | 0 | 0 | 0 | 0 | 0 | 0 | 0 | 0 | 0 | 0 | 0 | 0 | 0 | 0 | 0 | 0 | 0 | 0 | 0 | 0
PG&E KERN | PGE Kern | PGE | Charca | 115 | 74 | Offshore_Wind |  |  | 0 | 0 | 0 | 0 | 0 | 0 | 0 | 0 | 0 | 0 | 0 | 0 | 0 | 0 | 0 | 0 | 0 | 0 | 0 | 0 | 0 | 0 | 0 | 0 | 0 | 0 | 0 | 0
EOP | SCE EOP | SCE | Charleston | 138 | 177 | Offshore_Wind |  |  | 0 | 0 | 0 | 0 | 0 | 0 | 0 | 0 | 0 | 0 | 0 | 0 | 0 | 0 | 0 | 0 | 0 | 0 | 0 | 0 | 0 | 0 | 0 | 0 | 0 | 0 | 0 | 0
SCE Metro | SCE Metro | SCE | Chevmain | 230 | 97 | Offshore_Wind |  |  | 0 | 0 | 0 | 0 | 0 | 0 | 0 | 0 | 0 | 0 | 0 | 0 | 0 | 0 | 0 | 0 | 0 | 0 | 0 | 0 | 0 | 0 | 0 | 0 | 0 | 0 | 0 | 0
SDGE | SDGE Imperial | SDGE | Chicarita | 138 | 186 | Offshore_Wind |  |  | 0 | 0 | 0 | 0 | 0 | 0 | 0 | 0 | 0 | 0 | 0 | 0 | 0 | 0 | 0 | 0 | 0 | 0 | 0 | 0 | 0 | 0 | 0 | 0 | 0 | 0 | 0 | 0
SCE Metro | SCE Metro | SCE | Chino | 230 | 97 | Offshore_Wind |  |  | 0 | 0 | 0 | 0 | 0 | 0 | 0 | 0 | 0 | 0 | 0 | 0 | 0 | 0 | 0 | 0 | 0 | 0 | 0 | 0 | 0 | 0 | 0 | 0 | 0 | 0 | 0 | 0
PG&E FRESNO | PGE Fresno | PGE | Chowchilla | 115 | 166 | Offshore_Wind |  |  | 0 | 0 | 0 | 0 | 0 | 0 | 0 | 0 | 0 | 0 | 0 | 0 | 0 | 0 | 0 | 0 | 0 | 0 | 0 | 0 | 0 | 0 | 0 | 0 | 0 | 0 | 0 | 0
PG&E GBA | PGE GBA | PGE | Christie | 115 | 6 | Offshore_Wind |  |  | 0 | 0 | 0 | 0 | 0 | 0 | 0 | 0 | 0 | 0 | 0 | 0 | 0 | 0 | 0 | 0 | 0 | 0 | 0 | 0 | 0 | 0 | 0 | 0 | 0 | 0 | 0 | 0
SCE Eastern | SCE Arizona | SCE | Cielo Azul | 500 | 181 | Offshore_Wind |  |  | 0 | 0 | 0 | 0 | 0 | 0 | 0 | 0 | 0 | 0 | 0 | 0 | 0 | 0 | 0 | 0 | 0 | 0 | 0 | 0 | 0 | 0 | 0 | 0 | 0 | 0 | 0 | 0
PG&E GBA | PGE GBA | PGE | Clayton | 115 | 1 | Offshore_Wind |  |  | 0 | 0 | 0 | 0 | 0 | 0 | 0 | 0 | 0 | 0 | 0 | 0 | 0 | 0 | 0 | 0 | 0 | 0 | 0 | 0 | 0 | 0 | 0 | 0 | 0 | 0 | 0 | 0
PG&E NGBA | PGE NGBA | PGE | Cloverdale | 115 | 37 | Offshore_Wind |  |  | 0 | 0 | 0 | 0 | 0 | 0 | 0 | 0 | 0 | 0 | 0 | 0 | 0 | 0 | 0 | 0 | 0 | 0 | 0 | 0 | 0 | 0 | 0 | 0 | 0 | 0 | 0 | 0
PG&E FRESNO | PGE Fresno | PGE | Clovis | 115 | 136 | Offshore_Wind |  |  | 0 | 0 | 0 | 0 | 0 | 0 | 0 | 0 | 0 | 0 | 0 | 0 | 0 | 0 | 0 | 0 | 0 | 0 | 0 | 0 | 0 | 0 | 0 | 0 | 0 | 0 | 0 | 0
PG&E GBA | PGE GBA | PGE | Coburn | 230 | 116 | Offshore_Wind |  |  | 0 | 0 | 0 | 0 | 0 | 0 | 0 | 0 | 0 | 0 | 0 | 0 | 0 | 0 | 0 | 0 | 0 | 0 | 0 | 0 | 0 | 0 | 0 | 0 | 0 | 0 | 0 | 0
PG&E NGBA | PGE NGBA | PGE | Colgate | 230 | 22 | Offshore_Wind |  |  | 0 | 0 | 0 | 0 | 0 | 0 | 0 | 0 | 0 | 0 | 0 | 0 | 0 | 0 | 0 | 0 | 0 | 0 | 0 | 0 | 0 | 0 | 0 | 0 | 0 | 0 | 0 | 0
PG&E GBA | PGE GBA | PGE | Collierville | 230 | 44 | Offshore_Wind |  |  | 0 | 0 | 0 | 0 | 0 | 0 | 0 | 0 | 0 | 0 | 0 | 0 | 0 | 0 | 0 | 0 | 0 | 0 | 0 | 0 | 0 | 0 | 0 | 0 | 0 | 0 | 0 | 0
PG&E GBA | PGE GBA | PGE | Collinsville | 230 | 1 | Offshore_Wind |  |  | 0 | 0 | 0 | 0 | 0 | 0 | 0 | 0 | 0 | 0 | 0 | 0 | 0 | 0 | 0 | 0 | 0 | 0 | 0 | 0 | 0 | 0 | 0 | 0 | 0 | 0 | 0 | 0
PG&E GBA | PGE GBA | PGE | Collinsville | 500 | 1 | Offshore_Wind |  |  | 0 | 0 | 0 | 0 | 0 | 0 | 0 | 0 | 0 | 0 | 0 | 0 | 0 | 0 | 0 | 0 | 0 | 0 | 0 | 0 | 0 | 0 | 0 | 0 | 0 | 0 | 0 | 0
SCE Eastern | SCE Eastern | SCE | Colorado River | 230 | 170 | Offshore_Wind |  |  | 0 | 0 | 0 | 0 | 0 | 0 | 0 | 0 | 0 | 0 | 0 | 0 | 0 | 0 | 0 | 0 | 0 | 0 | 0 | 0 | 0 | 0 | 0 | 0 | 0 | 0 | 0 | 0
SCE Eastern | SCE Eastern | SCE | Colorado River | 500 | 154 | Offshore_Wind |  |  | 0 | 0 | 0 | 0 | 0 | 0 | 0 | 0 | 0 | 0 | 0 | 0 | 0 | 0 | 0 | 0 | 0 | 0 | 0 | 0 | 0 | 0 | 0 | 0 | 0 | 0 | 0 | 0
PG&E KERN | PGE Kern | PGE | Columbus | 115 | 99 | Offshore_Wind |  |  | 0 | 0 | 0 | 0 | 0 | 0 | 0 | 0 | 0 | 0 | 0 | 0 | 0 | 0 | 0 | 0 | 0 | 0 | 0 | 0 | 0 | 0 | 0 | 0 | 0 | 0 | 0 | 0
PG&E GBA | PGE GBA | PGE | Contra Costa | 115 | 63 | Offshore_Wind |  |  | 0 | 0 | 0 | 0 | 0 | 0 | 0 | 0 | 0 | 0 | 0 | 0 | 0 | 0 | 0 | 0 | 0 | 0 | 0 | 0 | 0 | 0 | 0 | 0 | 0 | 0 | 0 | 0
PG&E GBA | PGE GBA | PGE | Contra Costa | 230 | 50 | Offshore_Wind |  |  | 0 | 0 | 0 | 0 | 0 | 0 | 0 | 0 | 0 | 0 | 0 | 0 | 0 | 0 | 0 | 0 | 0 | 0 | 0 | 0 | 0 | 0 | 0 | 0 | 0 | 0 | 0 | 0
PG&E GBA | PGE GBA | PGE | Contra Costa PP | 230 | 59 | Offshore_Wind |  |  | 0 | 0 | 0 | 0 | 0 | 0 | 0 | 0 | 0 | 0 | 0 | 0 | 0 | 0 | 0 | 0 | 0 | 0 | 0 | 0 | 0 | 0 | 0 | 0 | 0 | 0 | 0 | 0
SCE NOL | SCE NOL | SCE | Control | 115 | 175 | Offshore_Wind |  |  | 0 | 0 | 0 | 0 | 0 | 0 | 0 | 0 | 0 | 0 | 0 | 0 | 0 | 0 | 0 | 0 | 0 | 0 | 0 | 0 | 0 | 0 | 0 | 0 | 0 | 0 | 0 | 0
PG&E GBA | PGE GBA | PGE | Cooley Landing | 115 | 6 | Offshore_Wind |  |  | 0 | 0 | 0 | 0 | 0 | 0 | 0 | 0 | 0 | 0 | 0 | 0 | 0 | 0 | 0 | 0 | 0 | 0 | 0 | 0 | 0 | 0 | 0 | 0 | 0 | 0 | 0 | 0
SCE NOL | SCE NOL | SCE | Coolwater | 230 | 160 | Offshore_Wind |  |  | 0 | 0 | 0 | 0 | 0 | 0 | 0 | 0 | 0 | 0 | 0 | 0 | 0 | 0 | 0 | 0 | 0 | 0 | 0 | 0 | 0 | 0 | 0 | 0 | 0 | 0 | 0 | 0
SCE NOL | SCE NOL | SCE | Coolwater | 115 | 160 | Offshore_Wind |  |  | 0 | 0 | 0 | 0 | 0 | 0 | 0 | 0 | 0 | 0 | 0 | 0 | 0 | 0 | 0 | 0 | 0 | 0 | 0 | 0 | 0 | 0 | 0 | 0 | 0 | 0 | 0 | 0
PG&E FRESNO | PGE Fresno | PGE | Corcoran | 115 | 148 | Offshore_Wind |  |  | 0 | 0 | 0 | 0 | 0 | 0 | 0 | 0 | 0 | 0 | 0 | 0 | 0 | 0 | 0 | 0 | 0 | 0 | 0 | 0 | 0 | 0 | 0 | 0 | 0 | 0 | 0 | 0
PG&E NGBA | PGE NGBA | PGE | Corona | 115 | 27 | Offshore_Wind |  |  | 0 | 0 | 0 | 0 | 0 | 0 | 0 | 0 | 0 | 0 | 0 | 0 | 0 | 0 | 0 | 0 | 0 | 0 | 0 | 0 | 0 | 0 | 0 | 0 | 0 | 0 | 0 | 0
PG&E NGBA | PGE NGBA | PGE | Cortina | 230 | 27 | Offshore_Wind |  |  | 0 | 0 | 0 | 0 | 0 | 0 | 0 | 0 | 0 | 0 | 0 | 0 | 0 | 0 | 0 | 0 | 0 | 0 | 0 | 0 | 0 | 0 | 0 | 0 | 0 | 0 | 0 | 0
PG&E NGBA | PGE NGBA | PGE | Cortina | 115 | 30 | Offshore_Wind |  |  | 0 | 0 | 0 | 0 | 0 | 0 | 0 | 0 | 0 | 0 | 0 | 0 | 0 | 0 | 0 | 0 | 0 | 0 | 0 | 0 | 0 | 0 | 0 | 0 | 0 | 0 | 0 | 0
PG&E GBA | PGE GBA | PGE | Cottle | 230 | 155 | Offshore_Wind |  |  | 0 | 0 | 0 | 0 | 0 | 0 | 0 | 0 | 0 | 0 | 0 | 0 | 0 | 0 | 0 | 0 | 0 | 0 | 0 | 0 | 0 | 0 | 0 | 0 | 0 | 0 | 0 | 0
PG&E NGBA | PGE NGBA | PGE | Cottonwood | 115 | 1 | Offshore_Wind |  |  | 0 | 0 | 0 | 0 | 0 | 0 | 0 | 0 | 0 | 0 | 0 | 0 | 0 | 0 | 0 | 0 | 0 | 0 | 0 | 0 | 0 | 0 | 0 | 0 | 0 | 0 | 0 | 0
PG&E NGBA | PGE NGBA | PGE | Cottonwood | 230 | 1 | Offshore_Wind |  |  | 0 | 0 | 0 | 0 | 0 | 0 | 0 | 0 | 0 | 0 | 0 | 0 | 0 | 0 | 0 | 0 | 0 | 0 | 0 | 0 | 0 | 0 | 0 | 0 | 0 | 0 | 0 | 0
PG&E NGBA | PGE NGBA | PGE | Cove Road | 230 | 1 | Offshore_Wind |  |  | 0 | 0 | 0 | 0 | 0 | 0 | 0 | 0 | 0 | 0 | 0 | 0 | 0 | 0 | 0 | 0 | 0 | 0 | 0 | 0 | 0 | 0 | 0 | 0 | 0 | 0 | 0 | 0
PG&E GBA | PGE GBA | PGE | Coyote | 230 | 11 | Offshore_Wind |  |  | 0 | 0 | 0 | 0 | 0 | 0 | 0 | 0 | 0 | 0 | 0 | 0 | 0 | 0 | 0 | 0 | 0 | 0 | 0 | 0 | 0 | 0 | 0 | 0 | 0 | 0 | 0 | 0
PG&E GBA | PGE GBA | PGE | Crazy Horse Canyon | 115 | 84 | Offshore_Wind |  |  | 0 | 0 | 0 | 0 | 0 | 0 | 0 | 0 | 0 | 0 | 0 | 0 | 0 | 0 | 0 | 0 | 0 | 0 | 0 | 0 | 0 | 0 | 0 | 0 | 0 | 0 | 0 | 0
PG&E FRESNO | PGE Fresno | PGE | Cressey | 115 | 139 | Offshore_Wind |  |  | 0 | 0 | 0 | 0 | 0 | 0 | 0 | 0 | 0 | 0 | 0 | 0 | 0 | 0 | 0 | 0 | 0 | 0 | 0 | 0 | 0 | 0 | 0 | 0 | 0 | 0 | 0 | 0
PG&E NGBA | PGE NGBA | PGE | Cresta | 230 | 24 | Offshore_Wind |  |  | 0 | 0 | 0 | 0 | 0 | 0 | 0 | 0 | 0 | 0 | 0 | 0 | 0 | 0 | 0 | 0 | 0 | 0 | 0 | 0 | 0 | 0 | 0 | 0 | 0 | 0 | 0 | 0
PG&E GBA | PGE GBA | PGE | Curtis | 115 | 44 | Offshore_Wind |  |  | 0 | 0 | 0 | 0 | 0 | 0 | 0 | 0 | 0 | 0 | 0 | 0 | 0 | 0 | 0 | 0 | 0 | 0 | 0 | 0 | 0 | 0 | 0 | 0 | 0 | 0 | 0 | 0
PG&E FRESNO | PGE Fresno | PGE | Dairyland | 115 | 137 | Offshore_Wind |  |  | 0 | 0 | 0 | 0 | 0 | 0 | 0 | 0 | 0 | 0 | 0 | 0 | 0 | 0 | 0 | 0 | 0 | 0 | 0 | 0 | 0 | 0 | 0 | 0 | 0 | 0 | 0 | 0
PG&E NGBA | PGE NGBA | PGE | Davis | 115 | 39 | Offshore_Wind |  |  | 0 | 0 | 0 | 0 | 0 | 0 | 0 | 0 | 0 | 0 | 0 | 0 | 0 | 0 | 0 | 0 | 0 | 0 | 0 | 0 | 0 | 0 | 0 | 0 | 0 | 0 | 0 | 0
SCE Metro | SCE Metro | SCE | Del Amo | 500 | 97 | Offshore_Wind |  |  | 0 | 0 | 0 | 0 | 0 | 0 | 0 | 0 | 0 | 0 | 0 | 0 | 0 | 0 | 0 | 0 | 0 | 0 | 0 | 0 | 0 | 0 | 0 | 0 | 0 | 0 | 0 | 0
SCE Metro | SCE Metro | SCE | Del Amo | 230 | 97 | Offshore_Wind |  |  | 0 | 0 | 0 | 0 | 0 | 0 | 0 | 0 | 0 | 0 | 0 | 0 | 0 | 0 | 0 | 0 | 0 | 0 | 0 | 0 | 0 | 0 | 0 | 0 | 0 | 0 | 0 | 0
SCE Eastern | SCE Arizona | SCE | Delaney | 500 | 181 | Offshore_Wind |  |  | 0 | 0 | 0 | 0 | 0 | 0 | 0 | 0 | 0 | 0 | 0 | 0 | 0 | 0 | 0 | 0 | 0 | 0 | 0 | 0 | 0 | 0 | 0 | 0 | 0 | 0 | 0 | 0
PG&E NGBA | PGE NGBA | PGE | Delevan | 230 | 25 | Offshore_Wind |  |  | 0 | 0 | 0 | 0 | 0 | 0 | 0 | 0 | 0 | 0 | 0 | 0 | 0 | 0 | 0 | 0 | 0 | 0 | 0 | 0 | 0 | 0 | 0 | 0 | 0 | 0 | 0 | 0
PG&E GBA | PGE GBA | PGE | Delta PP | 230 | 32 | Offshore_Wind |  |  | 0 | 0 | 0 | 0 | 0 | 0 | 0 | 0 | 0 | 0 | 0 | 0 | 0 | 0 | 0 | 0 | 0 | 0 | 0 | 0 | 0 | 0 | 0 | 0 | 0 | 0 | 0 | 0
EOP | SCE EOP | SCE | Desert View | 230 | 177 | Offshore_Wind |  |  | 0 | 0 | 0 | 0 | 0 | 0 | 0 | 0 | 0 | 0 | 0 | 0 | 0 | 0 | 0 | 0 | 0 | 0 | 0 | 0 | 0 | 0 | 0 | 0 | 0 | 0 | 0 | 0
SCE Eastern | SCE Eastern | SCE | Devers | 230 | 156 | Offshore_Wind |  |  | 0 | 0 | 0 | 0 | 0 | 0 | 0 | 0 | 0 | 0 | 0 | 0 | 0 | 0 | 0 | 0 | 0 | 0 | 0 | 0 | 0 | 0 | 0 | 0 | 0 | 0 | 0 | 0
SCE Eastern | SCE Eastern | SCE | Devers | 500 | 156 | Offshore_Wind |  |  | 0 | 0 | 0 | 0 | 0 | 0 | 0 | 0 | 0 | 0 | 0 | 0 | 0 | 0 | 0 | 0 | 0 | 0 | 0 | 0 | 0 | 0 | 0 | 0 | 0 | 0 | 0 | 0
PG&E KERN | PGE Kern | PGE | Diablo Canyon | 230 | 111 | Offshore_Wind |  |  | 0 | 0 | 0 | 0 | 0 | 0 | 0 | 0 | 0 | 0 | 0 | 0 | 0 | 0 | 0 | 0 | 0 | 0 | 0 | 0 | 0 | 0 | 0 | 0 | 0 | 0 | 0 | 0
PG&E KERN | PGE Kern | PGE | Diablo Canyon | 500 | 98 | Offshore_Wind |  |  | 0 | 0 | 0 | 0 | 0 | 0 | 0 | 0 | 0 | 0 | 0 | 0 | 0 | 0 | 0 | 0 | 0 | 0 | 0 | 0 | 0 | 0 | 0 | 0 | 0 | 0 | 0 | 0
PG&E KERN | PGE Kern | PGE | Divide | 115 | 111 | Offshore_Wind |  |  | 0 | 0 | 0 | 0 | 0 | 0 | 0 | 0 | 0 | 0 | 0 | 0 | 0 | 0 | 0 | 0 | 0 | 0 | 0 | 0 | 0 | 0 | 0 | 0 | 0 | 0 | 0 | 0
PG&E GBA | PGE GBA | PGE | Dixon Landing | 115 | 11 | Offshore_Wind |  |  | 0 | 0 | 0 | 0 | 0 | 0 | 0 | 0 | 0 | 0 | 0 | 0 | 0 | 0 | 0 | 0 | 0 | 0 | 0 | 0 | 0 | 0 | 0 | 0 | 0 | 0 | 0 | 0
PG&E FRESNO | PGE Fresno | PGE | Dos Amigos | 230 | 70 | Offshore_Wind |  |  | 0 | 0 | 0 | 0 | 0 | 0 | 0 | 0 | 0 | 0 | 0 | 0 | 0 | 0 | 0 | 0 | 0 | 0 | 0 | 0 | 0 | 0 | 0 | 0 | 0 | 0 | 0 | 0
PG&E NGBA | PGE NGBA | PGE | Drum | 115 | 21 | Offshore_Wind |  |  | 0 | 0 | 0 | 0 | 0 | 0 | 0 | 0 | 0 | 0 | 0 | 0 | 0 | 0 | 0 | 0 | 0 | 0 | 0 | 0 | 0 | 0 | 0 | 0 | 0 | 0 | 0 | 0
PG&E GBA | PGE GBA | PGE | Dumbarton | 115 | 3 | Offshore_Wind |  |  | 0 | 0 | 0 | 0 | 0 | 0 | 0 | 0 | 0 | 0 | 0 | 0 | 0 | 0 | 0 | 0 | 0 | 0 | 0 | 0 | 0 | 0 | 0 | 0 | 0 | 0 | 0 | 0
SCE NOL | SCE NOL | SCE | Dunn Siding | 115 | 160 | Offshore_Wind |  |  | 0 | 0 | 0 | 0 | 0 | 0 | 0 | 0 | 0 | 0 | 0 | 0 | 0 | 0 | 0 | 0 | 0 | 0 | 0 | 0 | 0 | 0 | 0 | 0 | 0 | 0 | 0 | 0
SCE Eastern | SCE Eastern | SCE | Eagle Mountain | 230 | 174 | Offshore_Wind |  |  | 0 | 0 | 0 | 0 | 0 | 0 | 0 | 0 | 0 | 0 | 0 | 0 | 0 | 0 | 0 | 0 | 0 | 0 | 0 | 0 | 0 | 0 | 0 | 0 | 0 | 0 | 0 | 0
PG&E NGBA | PGE NGBA | PGE | Eagle Rock (PGE) | 115 | 37 | Offshore_Wind |  |  | 0 | 0 | 0 | 0 | 0 | 0 | 0 | 0 | 0 | 0 | 0 | 0 | 0 | 0 | 0 | 0 | 0 | 0 | 0 | 0 | 0 | 0 | 0 | 0 | 0 | 0 | 0 | 0
SCE Metro | SCE Metro | SCE | Eagle Rock (SCE) | 230 | 97 | Offshore_Wind |  |  | 0 | 0 | 0 | 0 | 0 | 0 | 0 | 0 | 0 | 0 | 0 | 0 | 0 | 0 | 0 | 0 | 0 | 0 | 0 | 0 | 0 | 0 | 0 | 0 | 0 | 0 | 0 | 0
PG&E NGBA | PGE NGBA | PGE | East Marysville | 115 | 9 | Offshore_Wind |  |  | 0 | 0 | 0 | 0 | 0 | 0 | 0 | 0 | 0 | 0 | 0 | 0 | 0 | 0 | 0 | 0 | 0 | 0 | 0 | 0 | 0 | 0 | 0 | 0 | 0 | 0 | 0 | 0
PG&E NGBA | PGE NGBA | PGE | East Nicolaus | 115 | 16 | Offshore_Wind |  |  | 0 | 0 | 0 | 0 | 0 | 0 | 0 | 0 | 0 | 0 | 0 | 0 | 0 | 0 | 0 | 0 | 0 | 0 | 0 | 0 | 0 | 0 | 0 | 0 | 0 | 0 | 0 | 0
PG&E GBA | PGE GBA | PGE | Eastshore | 115 | 3 | Offshore_Wind |  |  | 0 | 0 | 0 | 0 | 0 | 0 | 0 | 0 | 0 | 0 | 0 | 0 | 0 | 0 | 0 | 0 | 0 | 0 | 0 | 0 | 0 | 0 | 0 | 0 | 0 | 0 | 0 | 0
PG&E GBA | PGE GBA | PGE | Eastshore | 230 | 46 | Offshore_Wind |  |  | 0 | 0 | 0 | 0 | 0 | 0 | 0 | 0 | 0 | 0 | 0 | 0 | 0 | 0 | 0 | 0 | 0 | 0 | 0 | 0 | 0 | 0 | 0 | 0 | 0 | 0 | 0 | 0
SDGE | SDGE Imperial | SDGE | ECO | 138 | 198 | Offshore_Wind |  |  | 0 | 0 | 0 | 0 | 0 | 0 | 0 | 0 | 0 | 0 | 0 | 0 | 0 | 0 | 0 | 0 | 0 | 0 | 0 | 0 | 0 | 0 | 0 | 0 | 0 | 0 | 0 | 0
SDGE | SDGE Imperial | SDGE | ECO | 230 | 198 | Offshore_Wind |  |  | 0 | 0 | 0 | 0 | 0 | 0 | 0 | 0 | 0 | 0 | 0 | 0 | 0 | 0 | 0 | 0 | 0 | 0 | 0 | 0 | 0 | 0 | 0 | 0 | 0 | 0 | 0 | 0
SDGE | SDGE Imperial | SDGE | ECO | 500 | 198 | Offshore_Wind |  |  | 0 | 0 | 0 | 0 | 0 | 0 | 0 | 0 | 0 | 0 | 0 | 0 | 0 | 0 | 0 | 0 | 0 | 0 | 0 | 0 | 0 | 0 | 0 | 0 | 0 | 0 | 0 | 0
PG&E GBA | PGE GBA | PGE | Edenvale | 115 | 79 | Offshore_Wind |  |  | 0 | 0 | 0 | 0 | 0 | 0 | 0 | 0 | 0 | 0 | 0 | 0 | 0 | 0 | 0 | 0 | 0 | 0 | 0 | 0 | 0 | 0 | 0 | 0 | 0 | 0 | 0 | 0
PG&E GBA | PGE GBA | PGE | Edes | 115 | 6 | Offshore_Wind |  |  | 0 | 0 | 0 | 0 | 0 | 0 | 0 | 0 | 0 | 0 | 0 | 0 | 0 | 0 | 0 | 0 | 0 | 0 | 0 | 0 | 0 | 0 | 0 | 0 | 0 | 0 | 0 | 0
PG&E GBA | PGE GBA | PGE | Eight Mile | 230 | 16 | Offshore_Wind |  |  | 0 | 0 | 0 | 0 | 0 | 0 | 0 | 0 | 0 | 0 | 0 | 0 | 0 | 0 | 0 | 0 | 0 | 0 | 0 | 0 | 0 | 0 | 0 | 0 | 0 | 0 | 0 | 0
SCE Eastern | SCE Eastern | SCE | El Casco | 230 | 156 | Offshore_Wind |  |  | 0 | 0 | 0 | 0 | 0 | 0 | 0 | 0 | 0 | 0 | 0 | 0 | 0 | 0 | 0 | 0 | 0 | 0 | 0 | 0 | 0 | 0 | 0 | 0 | 0 | 0 | 0 | 0
PG&E GBA | PGE GBA | PGE | El Cerrito G | 115 | 6 | Offshore_Wind |  |  | 0 | 0 | 0 | 0 | 0 | 0 | 0 | 0 | 0 | 0 | 0 | 0 | 0 | 0 | 0 | 0 | 0 | 0 | 0 | 0 | 0 | 0 | 0 | 0 | 0 | 0 | 0 | 0
PG&E NGBA | PGE NGBA | PGE | El Dorado PH | 115 | 19 | Offshore_Wind |  |  | 0 | 0 | 0 | 0 | 0 | 0 | 0 | 0 | 0 | 0 | 0 | 0 | 0 | 0 | 0 | 0 | 0 | 0 | 0 | 0 | 0 | 0 | 0 | 0 | 0 | 0 | 0 | 0
PG&E FRESNO | PGE Fresno | PGE | El Nido (PGE) | 115 | 158 | Offshore_Wind |  |  | 0 | 0 | 0 | 0 | 0 | 0 | 0 | 0 | 0 | 0 | 0 | 0 | 0 | 0 | 0 | 0 | 0 | 0 | 0 | 0 | 0 | 0 | 0 | 0 | 0 | 0 | 0 | 0
SCE Metro | SCE Metro | SCE | El Nido (SCE) | 230 | 132 | Offshore_Wind |  |  | 0 | 0 | 0 | 0 | 0 | 0 | 0 | 0 | 0 | 0 | 0 | 0 | 0 | 0 | 0 | 0 | 0 | 0 | 0 | 0 | 0 | 0 | 0 | 0 | 0 | 0 | 0 | 0
PG&E GBA | PGE GBA | PGE | El Patio | 115 | 81 | Offshore_Wind |  |  | 0 | 0 | 0 | 0 | 0 | 0 | 0 | 0 | 0 | 0 | 0 | 0 | 0 | 0 | 0 | 0 | 0 | 0 | 0 | 0 | 0 | 0 | 0 | 0 | 0 | 0 | 0 | 0
SCE Metro | SCE Metro | SCE | El Segundo | 230 | 97 | Offshore_Wind |  |  | 0 | 0 | 0 | 0 | 0 | 0 | 0 | 0 | 0 | 0 | 0 | 0 | 0 | 0 | 0 | 0 | 0 | 0 | 0 | 0 | 0 | 0 | 0 | 0 | 0 | 0 | 0 | 0
EOP | SCE EOP | SCE | Eldorado | 230 | 161 | Offshore_Wind |  |  | 0 | 0 | 0 | 0 | 0 | 0 | 0 | 0 | 0 | 0 | 0 | 0 | 0 | 0 | 0 | 0 | 0 | 0 | 0 | 0 | 0 | 0 | 0 | 0 | 0 | 0 | 0 | 0
EOP | SCE EOP | SCE | Eldorado | 500 | 131 | Offshore_Wind |  |  | 0 | 0 | 0 | 0 | 0 | 0 | 0 | 0 | 0 | 0 | 0 | 0 | 0 | 0 | 0 | 0 | 0 | 0 | 0 | 0 | 0 | 0 | 0 | 0 | 0 | 0 | 0 | 0
PG&E KERN | PGE Kern | PGE | Elk Hills | 230 | 106 | Offshore_Wind |  |  | 0 | 0 | 0 | 0 | 0 | 0 | 0 | 0 | 0 | 0 | 0 | 0 | 0 | 0 | 0 | 0 | 0 | 0 | 0 | 0 | 0 | 0 | 0 | 0 | 0 | 0 | 0 | 0
SCE Metro | SCE Metro | SCE | Ellis | 230 | 97 | Offshore_Wind |  |  | 0 | 0 | 0 | 0 | 0 | 0 | 0 | 0 | 0 | 0 | 0 | 0 | 0 | 0 | 0 | 0 | 0 | 0 | 0 | 0 | 0 | 0 | 0 | 0 | 0 | 0 | 0 | 0
SDGE | SDGE Imperial | SDGE | Encina | 138 | 171 | Offshore_Wind |  |  | 0 | 0 | 0 | 0 | 0 | 0 | 0 | 0 | 0 | 0 | 0 | 0 | 0 | 0 | 0 | 0 | 0 | 0 | 0 | 0 | 0 | 0 | 0 | 0 | 0 | 0 | 0 | 0
SDGE | SDGE Imperial | SDGE | Encina | 230 | 171 | Offshore_Wind |  |  | 0 | 0 | 0 | 0 | 0 | 0 | 0 | 0 | 0 | 0 | 0 | 0 | 0 | 0 | 0 | 0 | 0 | 0 | 0 | 0 | 0 | 0 | 0 | 0 | 0 | 0 | 0 | 0
SDGE | SDGE Imperial | SDGE | Escondido | 230 | 195 | Offshore_Wind |  |  | 0 | 0 | 0 | 0 | 0 | 0 | 0 | 0 | 0 | 0 | 0 | 0 | 0 | 0 | 0 | 0 | 0 | 0 | 0 | 0 | 0 | 0 | 0 | 0 | 0 | 0 | 0 | 0
PG&E KERN | PGE Kern | PGE | Estrella | 230 | 111 | Offshore_Wind |  |  | 0 | 0 | 0 | 0 | 0 | 0 | 0 | 0 | 0 | 0 | 0 | 0 | 0 | 0 | 0 | 0 | 0 | 0 | 0 | 0 | 0 | 0 | 0 | 0 | 0 | 0 | 0 | 0
SCE Eastern | SCE Eastern | SCE | Etiwanda | 230 | 121 | Offshore_Wind |  |  | 0 | 0 | 0 | 0 | 0 | 0 | 0 | 0 | 0 | 0 | 0 | 0 | 0 | 0 | 0 | 0 | 0 | 0 | 0 | 0 | 0 | 0 | 0 | 0 | 0 | 0 | 0 | 0
PG&E GBA | PGE GBA | PGE | Evergreen | 115 | 11 | Offshore_Wind |  |  | 0 | 0 | 0 | 0 | 0 | 0 | 0 | 0 | 0 | 0 | 0 | 0 | 0 | 0 | 0 | 0 | 0 | 0 | 0 | 0 | 0 | 0 | 0 | 0 | 0 | 0 | 0 | 0
PG&E FRESNO | PGE Fresno | PGE | Excelsior | 115 | 134 | Offshore_Wind |  |  | 0 | 0 | 0 | 0 | 0 | 0 | 0 | 0 | 0 | 0 | 0 | 0 | 0 | 0 | 0 | 0 | 0 | 0 | 0 | 0 | 0 | 0 | 0 | 0 | 0 | 0 | 0 | 0
PG&E FRESNO | PGE Fresno | PGE | Exchequer | 115 | 163 | Offshore_Wind |  |  | 0 | 0 | 0 | 0 | 0 | 0 | 0 | 0 | 0 | 0 | 0 | 0 | 0 | 0 | 0 | 0 | 0 | 0 | 0 | 0 | 0 | 0 | 0 | 0 | 0 | 0 | 0 | 0
PG&E KERN | PGE Kern | PGE | Fairway | 115 | 111 | Offshore_Wind |  |  | 0 | 0 | 0 | 0 | 0 | 0 | 0 | 0 | 0 | 0 | 0 | 0 | 0 | 0 | 0 | 0 | 0 | 0 | 0 | 0 | 0 | 0 | 0 | 0 | 0 | 0 | 0 | 0
PG&E KERN | PGE Kern | PGE | Famoso | 115 | 74 | Offshore_Wind |  |  | 0 | 0 | 0 | 0 | 0 | 0 | 0 | 0 | 0 | 0 | 0 | 0 | 0 | 0 | 0 | 0 | 0 | 0 | 0 | 0 | 0 | 0 | 0 | 0 | 0 | 0 | 0 | 0
PG&E NGBA | PGE NGBA | PGE | Fern Road | 500 | 1 | Offshore_Wind |  |  | 0 | 0 | 0 | 0 | 0 | 0 | 0 | 0 | 0 | 0 | 0 | 0 | 0 | 0 | 0 | 0 | 0 | 0 | 0 | 0 | 0 | 0 | 0 | 0 | 0 | 0 | 0 | 0
PG&E GBA | PGE GBA | PGE | Fibreboard (SPI Sonora) | 115 | 44 | Offshore_Wind |  |  | 0 | 0 | 0 | 0 | 0 | 0 | 0 | 0 | 0 | 0 | 0 | 0 | 0 | 0 | 0 | 0 | 0 | 0 | 0 | 0 | 0 | 0 | 0 | 0 | 0 | 0 | 0 | 0
PG&E FRESNO | PGE Fresno | PGE | Figarden | 230 | 138 | Offshore_Wind |  |  | 0 | 0 | 0 | 0 | 0 | 0 | 0 | 0 | 0 | 0 | 0 | 0 | 0 | 0 | 0 | 0 | 0 | 0 | 0 | 0 | 0 | 0 | 0 | 0 | 0 | 0 | 0 | 0
PG&E FRESNO | PGE Fresno | PGE | Fink | 230 | 64 | Offshore_Wind |  |  | 0 | 0 | 0 | 0 | 0 | 0 | 0 | 0 | 0 | 0 | 0 | 0 | 0 | 0 | 0 | 0 | 0 | 0 | 0 | 0 | 0 | 0 | 0 | 0 | 0 | 0 | 0 | 0
PG&E GBA | PGE GBA | PGE | FMC | 115 | 11 | Offshore_Wind |  |  | 0 | 0 | 0 | 0 | 0 | 0 | 0 | 0 | 0 | 0 | 0 | 0 | 0 | 0 | 0 | 0 | 0 | 0 | 0 | 0 | 0 | 0 | 0 | 0 | 0 | 0 | 0 | 0
PG&E GBA | PGE GBA | PGE | Fremont | 115 | 5 | Offshore_Wind |  |  | 0 | 0 | 0 | 0 | 0 | 0 | 0 | 0 | 0 | 0 | 0 | 0 | 0 | 0 | 0 | 0 | 0 | 0 | 0 | 0 | 0 | 0 | 0 | 0 | 0 | 0 | 0 | 0
PG&E GBA | PGE GBA | PGE | Frogtown | 115 | 12 | Offshore_Wind |  |  | 0 | 0 | 0 | 0 | 0 | 0 | 0 | 0 | 0 | 0 | 0 | 0 | 0 | 0 | 0 | 0 | 0 | 0 | 0 | 0 | 0 | 0 | 0 | 0 | 0 | 0 | 0 | 0
PG&E NGBA | PGE NGBA | PGE | Fulton | 115 | 58 | Offshore_Wind |  |  | 0 | 0 | 0 | 0 | 0 | 0 | 0 | 0 | 0 | 0 | 0 | 0 | 0 | 0 | 0 | 0 | 0 | 0 | 0 | 0 | 0 | 0 | 0 | 0 | 0 | 0 | 0 | 0
PG&E NGBA | PGE NGBA | PGE | Fulton | 230 | 61 | Offshore_Wind |  |  | 0 | 0 | 0 | 0 | 0 | 0 | 0 | 0 | 0 | 0 | 0 | 0 | 0 | 0 | 0 | 0 | 0 | 0 | 0 | 0 | 0 | 0 | 0 | 0 | 0 | 0 | 0 | 0
PG&E KERN | PGE Kern | PGE | Ganso | 115 | 83 | Offshore_Wind |  |  | 0 | 0 | 0 | 0 | 0 | 0 | 0 | 0 | 0 | 0 | 0 | 0 | 0 | 0 | 0 | 0 | 0 | 0 | 0 | 0 | 0 | 0 | 0 | 0 | 0 | 0 | 0 | 0
PG&E FRESNO | PGE Fresno | PGE | Gates | 230 | 135 | Offshore_Wind |  |  | 0 | 0 | 0 | 0 | 0 | 0 | 0 | 0 | 0 | 0 | 0 | 0 | 0 | 0 | 0 | 0 | 0 | 0 | 0 | 0 | 0 | 0 | 0 | 0 | 0 | 0 | 0 | 0
PG&E FRESNO | PGE Fresno | PGE | Gates | 500 | 133 | Offshore_Wind |  |  | 0 | 0 | 0 | 0 | 0 | 0 | 0 | 0 | 0 | 0 | 0 | 0 | 0 | 0 | 0 | 0 | 0 | 0 | 0 | 0 | 0 | 0 | 0 | 0 | 0 | 0 | 0 | 0
PG&E NGBA | PGE NGBA | PGE | Geysers 12 | 230 | 61 | Offshore_Wind |  |  | 0 | 0 | 0 | 0 | 0 | 0 | 0 | 0 | 0 | 0 | 0 | 0 | 0 | 0 | 0 | 0 | 0 | 0 | 0 | 0 | 0 | 0 | 0 | 0 | 0 | 0 | 0 | 0
PG&E NGBA | PGE NGBA | PGE | Geysers 17 | 230 | 61 | Offshore_Wind |  |  | 0 | 0 | 0 | 0 | 0 | 0 | 0 | 0 | 0 | 0 | 0 | 0 | 0 | 0 | 0 | 0 | 0 | 0 | 0 | 0 | 0 | 0 | 0 | 0 | 0 | 0 | 0 | 0
PG&E NGBA | PGE NGBA | PGE | Geysers 3 | 115 | 37 | Offshore_Wind |  |  | 0 | 0 | 0 | 0 | 0 | 0 | 0 | 0 | 0 | 0 | 0 | 0 | 0 | 0 | 0 | 0 | 0 | 0 | 0 | 0 | 0 | 0 | 0 | 0 | 0 | 0 | 0 | 0
PG&E NGBA | PGE NGBA | PGE | Glenn | 230 | 1 | Offshore_Wind |  |  | 0 | 0 | 0 | 0 | 0 | 0 | 0 | 0 | 0 | 0 | 0 | 0 | 0 | 0 | 0 | 0 | 0 | 0 | 0 | 0 | 0 | 0 | 0 | 0 | 0 | 0 | 0 | 0
PG&E NGBA | PGE NGBA | PGE | Gold Hill | 115 | 16 | Offshore_Wind |  |  | 0 | 0 | 0 | 0 | 0 | 0 | 0 | 0 | 0 | 0 | 0 | 0 | 0 | 0 | 0 | 0 | 0 | 0 | 0 | 0 | 0 | 0 | 0 | 0 | 0 | 0 | 0 | 0
PG&E NGBA | PGE NGBA | PGE | Gold Hill | 230 | 19 | Offshore_Wind |  |  | 0 | 0 | 0 | 0 | 0 | 0 | 0 | 0 | 0 | 0 | 0 | 0 | 0 | 0 | 0 | 0 | 0 | 0 | 0 | 0 | 0 | 0 | 0 | 0 | 0 | 0 | 0 | 0
SCE Northern | SCE Northern | SCE | Goleta | 230 | 157 | Offshore_Wind |  |  | 0 | 0 | 0 | 0 | 0 | 0 | 0 | 0 | 0 | 0 | 0 | 0 | 0 | 0 | 0 | 0 | 0 | 0 | 0 | 0 | 0 | 0 | 0 | 0 | 0 | 0 | 0 | 0
SCE Metro | SCE Metro | SCE | Goodrich | 230 | 97 | Offshore_Wind |  |  | 0 | 0 | 0 | 0 | 0 | 0 | 0 | 0 | 0 | 0 | 0 | 0 | 0 | 0 | 0 | 0 | 0 | 0 | 0 | 0 | 0 | 0 | 0 | 0 | 0 | 0 | 0 | 0
PG&E KERN | PGE Kern | PGE | Goose Lake | 115 | 74 | Offshore_Wind |  |  | 0 | 0 | 0 | 0 | 0 | 0 | 0 | 0 | 0 | 0 | 0 | 0 | 0 | 0 | 0 | 0 | 0 | 0 | 0 | 0 | 0 | 0 | 0 | 0 | 0 | 0 | 0 | 0
SCE Metro | SCE Metro | SCE | Gould | 230 | 97 | Offshore_Wind |  |  | 0 | 0 | 0 | 0 | 0 | 0 | 0 | 0 | 0 | 0 | 0 | 0 | 0 | 0 | 0 | 0 | 0 | 0 | 0 | 0 | 0 | 0 | 0 | 0 | 0 | 0 | 0 | 0
PG&E NGBA | PGE NGBA | PGE | Grand Island | 115 | 17 | Offshore_Wind |  |  | 0 | 0 | 0 | 0 | 0 | 0 | 0 | 0 | 0 | 0 | 0 | 0 | 0 | 0 | 0 | 0 | 0 | 0 | 0 | 0 | 0 | 0 | 0 | 0 | 0 | 0 | 0 | 0
PG&E GBA | PGE GBA | PGE | Grant | 115 | 3 | Offshore_Wind |  |  | 0 | 0 | 0 | 0 | 0 | 0 | 0 | 0 | 0 | 0 | 0 | 0 | 0 | 0 | 0 | 0 | 0 | 0 | 0 | 0 | 0 | 0 | 0 | 0 | 0 | 0 | 0 | 0
PG&E GBA | PGE GBA | PGE | Green Valley | 115 | 87 | Offshore_Wind |  |  | 0 | 0 | 0 | 0 | 0 | 0 | 0 | 0 | 0 | 0 | 0 | 0 | 0 | 0 | 0 | 0 | 0 | 0 | 0 | 0 | 0 | 0 | 0 | 0 | 0 | 0 | 0 | 0
PG&E NGBA | PGE NGBA | PGE | Greenleaf 1 | 115 | 22 | Offshore_Wind |  |  | 0 | 0 | 0 | 0 | 0 | 0 | 0 | 0 | 0 | 0 | 0 | 0 | 0 | 0 | 0 | 0 | 0 | 0 | 0 | 0 | 0 | 0 | 0 | 0 | 0 | 0 | 0 | 0
PG&E FRESNO | PGE Fresno | PGE | Gregg | 230 | 149 | Offshore_Wind |  |  | 0 | 0 | 0 | 0 | 0 | 0 | 0 | 0 | 0 | 0 | 0 | 0 | 0 | 0 | 0 | 0 | 0 | 0 | 0 | 0 | 0 | 0 | 0 | 0 | 0 | 0 | 0 | 0
PG&E FRESNO | PGE Fresno | PGE | Grimmway-Malaga | 115 | 117 | Offshore_Wind |  |  | 0 | 0 | 0 | 0 | 0 | 0 | 0 | 0 | 0 | 0 | 0 | 0 | 0 | 0 | 0 | 0 | 0 | 0 | 0 | 0 | 0 | 0 | 0 | 0 | 0 | 0 | 0 | 0
PG&E NGBA | PGE NGBA | PGE | Grizzly | 230 | 24 | Offshore_Wind |  |  | 0 | 0 | 0 | 0 | 0 | 0 | 0 | 0 | 0 | 0 | 0 | 0 | 0 | 0 | 0 | 0 | 0 | 0 | 0 | 0 | 0 | 0 | 0 | 0 | 0 | 0 | 0 | 0
PG&E FRESNO | PGE Fresno | PGE | GWF Hanford | 115 | 125 | Offshore_Wind |  |  | 0 | 0 | 0 | 0 | 0 | 0 | 0 | 0 | 0 | 0 | 0 | 0 | 0 | 0 | 0 | 0 | 0 | 0 | 0 | 0 | 0 | 0 | 0 | 0 | 0 | 0 | 0 | 0
PG&E FRESNO | PGE Fresno | PGE | Haas | 230 | 117 | Offshore_Wind |  |  | 0 | 0 | 0 | 0 | 0 | 0 | 0 | 0 | 0 | 0 | 0 | 0 | 0 | 0 | 0 | 0 | 0 | 0 | 0 | 0 | 0 | 0 | 0 | 0 | 0 | 0 | 0 | 0
PG&E FRESNO | PGE Fresno | PGE | Hammonds | 115 | 114 | Offshore_Wind |  |  | 0 | 0 | 0 | 0 | 0 | 0 | 0 | 0 | 0 | 0 | 0 | 0 | 0 | 0 | 0 | 0 | 0 | 0 | 0 | 0 | 0 | 0 | 0 | 0 | 0 | 0 | 0 | 0
SCE Metro | SCE Metro | SCE | HarborGen | 230 | 97 | Offshore_Wind |  |  | 0 | 0 | 0 | 0 | 0 | 0 | 0 | 0 | 0 | 0 | 0 | 0 | 0 | 0 | 0 | 0 | 0 | 0 | 0 | 0 | 0 | 0 | 0 | 0 | 0 | 0 | 0 | 0
EOP | SCE EOP | SCE | Harry Allen | 500 | 161 | Offshore_Wind |  |  | 0 | 0 | 0 | 0 | 0 | 0 | 0 | 0 | 0 | 0 | 0 | 0 | 0 | 0 | 0 | 0 | 0 | 0 | 0 | 0 | 0 | 0 | 0 | 0 | 0 | 0 | 0 | 0
SCE NOL | SCE NOL | SCE | Harvard | 115 | 160 | Offshore_Wind |  |  | 0 | 0 | 0 | 0 | 0 | 0 | 0 | 0 | 0 | 0 | 0 | 0 | 0 | 0 | 0 | 0 | 0 | 0 | 0 | 0 | 0 | 0 | 0 | 0 | 0 | 0 | 0 | 0
SDGE | SDGE Arizona | SDGE | Hassayampa | 500 | 180 | Offshore_Wind |  |  | 0 | 0 | 0 | 0 | 0 | 0 | 0 | 0 | 0 | 0 | 0 | 0 | 0 | 0 | 0 | 0 | 0 | 0 | 0 | 0 | 0 | 0 | 0 | 0 | 0 | 0 | 0 | 0
PG&E FRESNO | PGE Fresno | PGE | Helm | 230 | 117 | Offshore_Wind |  |  | 0 | 0 | 0 | 0 | 0 | 0 | 0 | 0 | 0 | 0 | 0 | 0 | 0 | 0 | 0 | 0 | 0 | 0 | 0 | 0 | 0 | 0 | 0 | 0 | 0 | 0 | 0 | 0
PG&E FRESNO | PGE Fresno | PGE | Henrietta | 115 | 90 | Offshore_Wind |  |  | 0 | 0 | 0 | 0 | 0 | 0 | 0 | 0 | 0 | 0 | 0 | 0 | 0 | 0 | 0 | 0 | 0 | 0 | 0 | 0 | 0 | 0 | 0 | 0 | 0 | 0 | 0 | 0
PG&E FRESNO | PGE Fresno | PGE | Henrietta | 230 | 75 | Offshore_Wind |  |  | 0 | 0 | 0 | 0 | 0 | 0 | 0 | 0 | 0 | 0 | 0 | 0 | 0 | 0 | 0 | 0 | 0 | 0 | 0 | 0 | 0 | 0 | 0 | 0 | 0 | 0 | 0 | 0
PG&E FRESNO | PGE Fresno | PGE | Herndon | 115 | 136 | Offshore_Wind |  |  | 0 | 0 | 0 | 0 | 0 | 0 | 0 | 0 | 0 | 0 | 0 | 0 | 0 | 0 | 0 | 0 | 0 | 0 | 0 | 0 | 0 | 0 | 0 | 0 | 0 | 0 | 0 | 0
PG&E FRESNO | PGE Fresno | PGE | Herndon | 230 | 138 | Offshore_Wind |  |  | 0 | 0 | 0 | 0 | 0 | 0 | 0 | 0 | 0 | 0 | 0 | 0 | 0 | 0 | 0 | 0 | 0 | 0 | 0 | 0 | 0 | 0 | 0 | 0 | 0 | 0 | 0 | 0
PG&E GBA | PGE GBA | PGE | Hicks | 230 | 80 | Offshore_Wind |  |  | 0 | 0 | 0 | 0 | 0 | 0 | 0 | 0 | 0 | 0 | 0 | 0 | 0 | 0 | 0 | 0 | 0 | 0 | 0 | 0 | 0 | 0 | 0 | 0 | 0 | 0 | 0 | 0
PG&E NGBA | PGE NGBA | PGE | Higgins | 115 | 20 | Offshore_Wind |  |  | 0 | 0 | 0 | 0 | 0 | 0 | 0 | 0 | 0 | 0 | 0 | 0 | 0 | 0 | 0 | 0 | 0 | 0 | 0 | 0 | 0 | 0 | 0 | 0 | 0 | 0 | 0 | 0
PG&E NGBA | PGE NGBA | PGE | Hilltop | 345 | 1 | Offshore_Wind |  |  | 0 | 0 | 0 | 0 | 0 | 0 | 0 | 0 | 0 | 0 | 0 | 0 | 0 | 0 | 0 | 0 | 0 | 0 | 0 | 0 | 0 | 0 | 0 | 0 | 0 | 0 | 0 | 0
SCE Metro | SCE Metro | SCE | Hinson | 230 | 132 | Offshore_Wind |  |  | 0 | 0 | 0 | 0 | 0 | 0 | 0 | 0 | 0 | 0 | 0 | 0 | 0 | 0 | 0 | 0 | 0 | 0 | 0 | 0 | 0 | 0 | 0 | 0 | 0 | 0 | 0 | 0
PG&E GBA | PGE GBA | PGE | Hollister | 115 | 85 | Offshore_Wind |  |  | 0 | 0 | 0 | 0 | 0 | 0 | 0 | 0 | 0 | 0 | 0 | 0 | 0 | 0 | 0 | 0 | 0 | 0 | 0 | 0 | 0 | 0 | 0 | 0 | 0 | 0 | 0 | 0
PG&E NGBA | PGE NGBA | PGE | Homestake | 115 | 37 | Offshore_Wind |  |  | 0 | 0 | 0 | 0 | 0 | 0 | 0 | 0 | 0 | 0 | 0 | 0 | 0 | 0 | 0 | 0 | 0 | 0 | 0 | 0 | 0 | 0 | 0 | 0 | 0 | 0 | 0 | 0
PG&E NGBA | PGE NGBA | PGE | Honcut | 115 | 22 | Offshore_Wind |  |  | 0 | 0 | 0 | 0 | 0 | 0 | 0 | 0 | 0 | 0 | 0 | 0 | 0 | 0 | 0 | 0 | 0 | 0 | 0 | 0 | 0 | 0 | 0 | 0 | 0 | 0 | 0 | 0
SDGE | SDGE Arizona | SDGE | Hoodoo Wash | 500 | 184 | Offshore_Wind |  |  | 0 | 0 | 0 | 0 | 0 | 0 | 0 | 0 | 0 | 0 | 0 | 0 | 0 | 0 | 0 | 0 | 0 | 0 | 0 | 0 | 0 | 0 | 0 | 0 | 0 | 0 | 0 | 0
PG&E NGBA | PGE NGBA | PGE | Hopland | 115 | 27 | Offshore_Wind |  |  | 0 | 0 | 0 | 0 | 0 | 0 | 0 | 0 | 0 | 0 | 0 | 0 | 0 | 0 | 0 | 0 | 0 | 0 | 0 | 0 | 0 | 0 | 0 | 0 | 0 | 0 | 0 | 0
PG&E NGBA | PGE NGBA | PGE | Humboldt | 115 | 1 | Offshore_Wind |  |  | 0 | 0 | 0 | 0 | 0 | 0 | 0 | 0 | 0 | 0 | 0 | 0 | 0 | 0 | 0 | 0 | 0 | 0 | 0 | 0 | 0 | 0 | 0 | 0 | 0 | 0 | 0 | 0
PG&E NGBA | PGE NGBA | PGE | Humboldt | 500 | 1 | Offshore_Wind |  |  | 0 | 0 | 0 | 0 | 0 | 0 | 0 | 0 | 0 | 0 | 0 | 0 | 0 | 0 | 0 | 0 | 0 | 0 | 0 | 0 | 0 | 0 | 0 | 0 | 0 | 0 | 0 | 0
SCE Metro | SCE Metro | SCE | Huntington Beach | 230 | 97 | Offshore_Wind |  |  | 0 | 0 | 0 | 0 | 0 | 0 | 0 | 0 | 0 | 0 | 0 | 0 | 0 | 0 | 0 | 0 | 0 | 0 | 0 | 0 | 0 | 0 | 0 | 0 | 0 | 0 | 0 | 0
PG&E NGBA | PGE NGBA | PGE | Ignacio | 115 | 47 | Offshore_Wind |  |  | 0 | 0 | 0 | 0 | 0 | 0 | 0 | 0 | 0 | 0 | 0 | 0 | 0 | 0 | 0 | 0 | 0 | 0 | 0 | 0 | 0 | 0 | 0 | 0 | 0 | 0 | 0 | 0
PG&E NGBA | PGE NGBA | PGE | Ignacio | 230 | 27 | Offshore_Wind |  |  | 0 | 0 | 0 | 0 | 0 | 0 | 0 | 0 | 0 | 0 | 0 | 0 | 0 | 0 | 0 | 0 | 0 | 0 | 0 | 0 | 0 | 0 | 0 | 0 | 0 | 0 | 0 | 0
SDGE | SDGE Imperial | SDGE | Imperial Valley | 230 | 196 | Offshore_Wind |  |  | 0 | 0 | 0 | 0 | 0 | 0 | 0 | 0 | 0 | 0 | 0 | 0 | 0 | 0 | 0 | 0 | 0 | 0 | 0 | 0 | 0 | 0 | 0 | 0 | 0 | 0 | 0 | 0
SDGE | SDGE Imperial | SDGE | Imperial Valley | 500 | 196 | Offshore_Wind |  |  | 0 | 0 | 0 | 0 | 0 | 0 | 0 | 0 | 0 | 0 | 0 | 0 | 0 | 0 | 0 | 0 | 0 | 0 | 0 | 0 | 0 | 0 | 0 | 0 | 0 | 0 | 0 | 0
EOP | SCE EOP | SCE | Innovation | 138 | 177 | Offshore_Wind |  |  | 0 | 0 | 0 | 0 | 0 | 0 | 0 | 0 | 0 | 0 | 0 | 0 | 0 | 0 | 0 | 0 | 0 | 0 | 0 | 0 | 0 | 0 | 0 | 0 | 0 | 0 | 0 | 0
EOP | SCE EOP | SCE | Innovation | 230 | 177 | Offshore_Wind |  |  | 0 | 0 | 0 | 0 | 0 | 0 | 0 | 0 | 0 | 0 | 0 | 0 | 0 | 0 | 0 | 0 | 0 | 0 | 0 | 0 | 0 | 0 | 0 | 0 | 0 | 0 | 0 | 0
SCE NOL | SCE NOL | SCE | Inyokern | 115 | 160 | Offshore_Wind |  |  | 0 | 0 | 0 | 0 | 0 | 0 | 0 | 0 | 0 | 0 | 0 | 0 | 0 | 0 | 0 | 0 | 0 | 0 | 0 | 0 | 0 | 0 | 0 | 0 | 0 | 0 | 0 | 0
EOP | SCE EOP | SCE | IS Tap | 138 | 177 | Offshore_Wind |  |  | 0 | 0 | 0 | 0 | 0 | 0 | 0 | 0 | 0 | 0 | 0 | 0 | 0 | 0 | 0 | 0 | 0 | 0 | 0 | 0 | 0 | 0 | 0 | 0 | 0 | 0 | 0 | 0
EOP | SCE EOP | SCE | Ivanpah | 115 | 161 | Offshore_Wind |  |  | 0 | 0 | 0 | 0 | 0 | 0 | 0 | 0 | 0 | 0 | 0 | 0 | 0 | 0 | 0 | 0 | 0 | 0 | 0 | 0 | 0 | 0 | 0 | 0 | 0 | 0 | 0 | 0
EOP | SCE EOP | SCE | Ivanpah | 230 | 161 | Offshore_Wind |  |  | 0 | 0 | 0 | 0 | 0 | 0 | 0 | 0 | 0 | 0 | 0 | 0 | 0 | 0 | 0 | 0 | 0 | 0 | 0 | 0 | 0 | 0 | 0 | 0 | 0 | 0 | 0 | 0
EOP | SCE EOP | SCE | Jackass (DOE) | 138 | 177 | Offshore_Wind |  |  | 0 | 0 | 0 | 0 | 0 | 0 | 0 | 0 | 0 | 0 | 0 | 0 | 0 | 0 | 0 | 0 | 0 | 0 | 0 | 0 | 0 | 0 | 0 | 0 | 0 | 0 | 0 | 0
PG&E NGBA | PGE NGBA | PGE | James B Black | 230 | 1 | Offshore_Wind |  |  | 0 | 0 | 0 | 0 | 0 | 0 | 0 | 0 | 0 | 0 | 0 | 0 | 0 | 0 | 0 | 0 | 0 | 0 | 0 | 0 | 0 | 0 | 0 | 0 | 0 | 0 | 0 | 0
PG&E GBA | PGE GBA | PGE | Jefferson | 230 | 80 | Offshore_Wind |  |  | 0 | 0 | 0 | 0 | 0 | 0 | 0 | 0 | 0 | 0 | 0 | 0 | 0 | 0 | 0 | 0 | 0 | 0 | 0 | 0 | 0 | 0 | 0 | 0 | 0 | 0 | 0 | 0
PG&E NGBA | PGE NGBA | PGE | Jessup | 115 | 1 | Offshore_Wind |  |  | 0 | 0 | 0 | 0 | 0 | 0 | 0 | 0 | 0 | 0 | 0 | 0 | 0 | 0 | 0 | 0 | 0 | 0 | 0 | 0 | 0 | 0 | 0 | 0 | 0 | 0 | 0 | 0
SCE Metro | SCE Metro | SCE | Johanna | 230 | 97 | Offshore_Wind |  |  | 0 | 0 | 0 | 0 | 0 | 0 | 0 | 0 | 0 | 0 | 0 | 0 | 0 | 0 | 0 | 0 | 0 | 0 | 0 | 0 | 0 | 0 | 0 | 0 | 0 | 0 | 0 | 0
SCE Eastern | SCE Eastern | SCE | Julian Hinds | 230 | 174 | Offshore_Wind |  |  | 0 | 0 | 0 | 0 | 0 | 0 | 0 | 0 | 0 | 0 | 0 | 0 | 0 | 0 | 0 | 0 | 0 | 0 | 0 | 0 | 0 | 0 | 0 | 0 | 0 | 0 | 0 | 0
PG&E GBA | PGE GBA | PGE | Kasson | 115 | 12 | Offshore_Wind |  |  | 0 | 0 | 0 | 0 | 0 | 0 | 0 | 0 | 0 | 0 | 0 | 0 | 0 | 0 | 0 | 0 | 0 | 0 | 0 | 0 | 0 | 0 | 0 | 0 | 0 | 0 | 0 | 0
PG&E FRESNO | PGE Fresno | PGE | Kearney | 230 | 140 | Offshore_Wind |  |  | 0 | 0 | 0 | 0 | 0 | 0 | 0 | 0 | 0 | 0 | 0 | 0 | 0 | 0 | 0 | 0 | 0 | 0 | 0 | 0 | 0 | 0 | 0 | 0 | 0 | 0 | 0 | 0
PG&E GBA | PGE GBA | PGE | Kelso | 230 | 32 | Offshore_Wind |  |  | 0 | 0 | 0 | 0 | 0 | 0 | 0 | 0 | 0 | 0 | 0 | 0 | 0 | 0 | 0 | 0 | 0 | 0 | 0 | 0 | 0 | 0 | 0 | 0 | 0 | 0 | 0 | 0
PG&E FRESNO | PGE Fresno | PGE | Kerchoff 1 | 115 | 150 | Offshore_Wind |  |  | 0 | 0 | 0 | 0 | 0 | 0 | 0 | 0 | 0 | 0 | 0 | 0 | 0 | 0 | 0 | 0 | 0 | 0 | 0 | 0 | 0 | 0 | 0 | 0 | 0 | 0 | 0 | 0
PG&E KERN | PGE Kern | PGE | Kern Oil | 115 | 101 | Offshore_Wind |  |  | 0 | 0 | 0 | 0 | 0 | 0 | 0 | 0 | 0 | 0 | 0 | 0 | 0 | 0 | 0 | 0 | 0 | 0 | 0 | 0 | 0 | 0 | 0 | 0 | 0 | 0 | 0 | 0
PG&E KERN | PGE Kern | PGE | Kern PP | 115 | 104 | Offshore_Wind |  |  | 0 | 0 | 0 | 0 | 0 | 0 | 0 | 0 | 0 | 0 | 0 | 0 | 0 | 0 | 0 | 0 | 0 | 0 | 0 | 0 | 0 | 0 | 0 | 0 | 0 | 0 | 0 | 0
PG&E KERN | PGE Kern | PGE | Kern PP | 230 | 96 | Offshore_Wind |  |  | 0 | 0 | 0 | 0 | 0 | 0 | 0 | 0 | 0 | 0 | 0 | 0 | 0 | 0 | 0 | 0 | 0 | 0 | 0 | 0 | 0 | 0 | 0 | 0 | 0 | 0 | 0 | 0
PG&E KERN | PGE Kern | PGE | Kernridge | 115 | 100 | Offshore_Wind |  |  | 0 | 0 | 0 | 0 | 0 | 0 | 0 | 0 | 0 | 0 | 0 | 0 | 0 | 0 | 0 | 0 | 0 | 0 | 0 | 0 | 0 | 0 | 0 | 0 | 0 | 0 | 0 | 0
PG&E FRESNO | PGE Fresno | PGE | Kingsburg | 115 | 148 | Offshore_Wind |  |  | 0 | 0 | 0 | 0 | 0 | 0 | 0 | 0 | 0 | 0 | 0 | 0 | 0 | 0 | 0 | 0 | 0 | 0 | 0 | 0 | 0 | 0 | 0 | 0 | 0 | 0 | 0 | 0
PG&E GBA | PGE GBA | PGE | Kirker | 115 | 1 | Offshore_Wind |  |  | 0 | 0 | 0 | 0 | 0 | 0 | 0 | 0 | 0 | 0 | 0 | 0 | 0 | 0 | 0 | 0 | 0 | 0 | 0 | 0 | 0 | 0 | 0 | 0 | 0 | 0 | 0 | 0
PG&E NGBA | PGE NGBA | PGE | Knights Landing | 115 | 18 | Offshore_Wind |  |  | 0 | 0 | 0 | 0 | 0 | 0 | 0 | 0 | 0 | 0 | 0 | 0 | 0 | 0 | 0 | 0 | 0 | 0 | 0 | 0 | 0 | 0 | 0 | 0 | 0 | 0 | 0 | 0
SCE NOL | SCE NOL | SCE | Kramer | 115 | 160 | Offshore_Wind |  |  | 0 | 0 | 0 | 0 | 0 | 0 | 0 | 0 | 0 | 0 | 0 | 0 | 0 | 0 | 0 | 0 | 0 | 0 | 0 | 0 | 0 | 0 | 0 | 0 | 0 | 0 | 0 | 0
SCE NOL | SCE NOL | SCE | Kramer | 230 | 160 | Offshore_Wind |  |  | 0 | 0 | 0 | 0 | 0 | 0 | 0 | 0 | 0 | 0 | 0 | 0 | 0 | 0 | 0 | 0 | 0 | 0 | 0 | 0 | 0 | 0 | 0 | 0 | 0 | 0 | 0 | 0
SCE Metro | SCE Metro | SCE | La Cienega | 230 | 132 | Offshore_Wind |  |  | 0 | 0 | 0 | 0 | 0 | 0 | 0 | 0 | 0 | 0 | 0 | 0 | 0 | 0 | 0 | 0 | 0 | 0 | 0 | 0 | 0 | 0 | 0 | 0 | 0 | 0 | 0 | 0
SCE Metro | SCE Metro | SCE | La Fresa | 230 | 132 | Offshore_Wind |  |  | 0 | 0 | 0 | 0 | 0 | 0 | 0 | 0 | 0 | 0 | 0 | 0 | 0 | 0 | 0 | 0 | 0 | 0 | 0 | 0 | 0 | 0 | 0 | 0 | 0 | 0 | 0 | 0
SCE Metro | SCE Metro | SCE | Laguna Bell | 230 | 97 | Offshore_Wind |  |  | 0 | 0 | 0 | 0 | 0 | 0 | 0 | 0 | 0 | 0 | 0 | 0 | 0 | 0 | 0 | 0 | 0 | 0 | 0 | 0 | 0 | 0 | 0 | 0 | 0 | 0 | 0 | 0
PG&E NGBA | PGE NGBA | PGE | Lakeville | 230 | 62 | Offshore_Wind |  |  | 0 | 0 | 0 | 0 | 0 | 0 | 0 | 0 | 0 | 0 | 0 | 0 | 0 | 0 | 0 | 0 | 0 | 0 | 0 | 0 | 0 | 0 | 0 | 0 | 0 | 0 | 0 | 0
PG&E NGBA | PGE NGBA | PGE | Lakeville | 115 | 57 | Offshore_Wind |  |  | 0 | 0 | 0 | 0 | 0 | 0 | 0 | 0 | 0 | 0 | 0 | 0 | 0 | 0 | 0 | 0 | 0 | 0 | 0 | 0 | 0 | 0 | 0 | 0 | 0 | 0 | 0 | 0
PG&E GBA | PGE GBA | PGE | Lakewood | 115 | 1 | Offshore_Wind |  |  | 0 | 0 | 0 | 0 | 0 | 0 | 0 | 0 | 0 | 0 | 0 | 0 | 0 | 0 | 0 | 0 | 0 | 0 | 0 | 0 | 0 | 0 | 0 | 0 | 0 | 0 | 0 | 0
PG&E NGBA | PGE NGBA | PGE | Lambie | 230 | 59 | Offshore_Wind |  |  | 0 | 0 | 0 | 0 | 0 | 0 | 0 | 0 | 0 | 0 | 0 | 0 | 0 | 0 | 0 | 0 | 0 | 0 | 0 | 0 | 0 | 0 | 0 | 0 | 0 | 0 | 0 | 0
PG&E GBA | PGE GBA | PGE | Lammers | 115 | 44 | Offshore_Wind |  |  | 0 | 0 | 0 | 0 | 0 | 0 | 0 | 0 | 0 | 0 | 0 | 0 | 0 | 0 | 0 | 0 | 0 | 0 | 0 | 0 | 0 | 0 | 0 | 0 | 0 | 0 | 0 | 0
PG&E KERN | PGE Kern | PGE | Lamont | 115 | 108 | Offshore_Wind |  |  | 0 | 0 | 0 | 0 | 0 | 0 | 0 | 0 | 0 | 0 | 0 | 0 | 0 | 0 | 0 | 0 | 0 | 0 | 0 | 0 | 0 | 0 | 0 | 0 | 0 | 0 | 0 | 0
PG&E FRESNO | PGE Fresno | PGE | Las Aguilas | 230 | 120 | Offshore_Wind |  |  | 0 | 0 | 0 | 0 | 0 | 0 | 0 | 0 | 0 | 0 | 0 | 0 | 0 | 0 | 0 | 0 | 0 | 0 | 0 | 0 | 0 | 0 | 0 | 0 | 0 | 0 | 0 | 0
EOP | SCE EOP | SCE | Lathrop | 138 | 177 | Offshore_Wind |  |  | 0 | 0 | 0 | 0 | 0 | 0 | 0 | 0 | 0 | 0 | 0 | 0 | 0 | 0 | 0 | 0 | 0 | 0 | 0 | 0 | 0 | 0 | 0 | 0 | 0 | 0 | 0 | 0
EOP | SCE EOP | SCE | Lathrop | 230 | 177 | Offshore_Wind |  |  | 0 | 0 | 0 | 0 | 0 | 0 | 0 | 0 | 0 | 0 | 0 | 0 | 0 | 0 | 0 | 0 | 0 | 0 | 0 | 0 | 0 | 0 | 0 | 0 | 0 | 0 | 0 | 0
PG&E FRESNO | PGE Fresno | PGE | Le Grand | 115 | 166 | Offshore_Wind |  |  | 0 | 0 | 0 | 0 | 0 | 0 | 0 | 0 | 0 | 0 | 0 | 0 | 0 | 0 | 0 | 0 | 0 | 0 | 0 | 0 | 0 | 0 | 0 | 0 | 0 | 0 | 0 | 0
PG&E KERN | PGE Kern | PGE | Lerdo | 115 | 106 | Offshore_Wind |  |  | 0 | 0 | 0 | 0 | 0 | 0 | 0 | 0 | 0 | 0 | 0 | 0 | 0 | 0 | 0 | 0 | 0 | 0 | 0 | 0 | 0 | 0 | 0 | 0 | 0 | 0 | 0 | 0
SCE Metro | SCE Metro | SCE | Lewis | 230 | 97 | Offshore_Wind |  |  | 0 | 0 | 0 | 0 | 0 | 0 | 0 | 0 | 0 | 0 | 0 | 0 | 0 | 0 | 0 | 0 | 0 | 0 | 0 | 0 | 0 | 0 | 0 | 0 | 0 | 0 | 0 | 0
SCE Metro | SCE Metro | SCE | Lighthipe | 230 | 132 | Offshore_Wind |  |  | 0 | 0 | 0 | 0 | 0 | 0 | 0 | 0 | 0 | 0 | 0 | 0 | 0 | 0 | 0 | 0 | 0 | 0 | 0 | 0 | 0 | 0 | 0 | 0 | 0 | 0 | 0 | 0
PG&E NGBA | PGE NGBA | PGE | Lincoln | 115 | 24 | Offshore_Wind |  |  | 0 | 0 | 0 | 0 | 0 | 0 | 0 | 0 | 0 | 0 | 0 | 0 | 0 | 0 | 0 | 0 | 0 | 0 | 0 | 0 | 0 | 0 | 0 | 0 | 0 | 0 | 0 | 0
PG&E KERN | PGE Kern | PGE | Live Oak | 115 | 92 | Offshore_Wind |  |  | 0 | 0 | 0 | 0 | 0 | 0 | 0 | 0 | 0 | 0 | 0 | 0 | 0 | 0 | 0 | 0 | 0 | 0 | 0 | 0 | 0 | 0 | 0 | 0 | 0 | 0 | 0 | 0
PG&E GBA | PGE GBA | PGE | Llagas | 115 | 40 | Offshore_Wind |  |  | 0 | 0 | 0 | 0 | 0 | 0 | 0 | 0 | 0 | 0 | 0 | 0 | 0 | 0 | 0 | 0 | 0 | 0 | 0 | 0 | 0 | 0 | 0 | 0 | 0 | 0 | 0 | 0
PG&E GBA | PGE GBA | PGE | Lockeford | 115 | 15 | Offshore_Wind |  |  | 0 | 0 | 0 | 0 | 0 | 0 | 0 | 0 | 0 | 0 | 0 | 0 | 0 | 0 | 0 | 0 | 0 | 0 | 0 | 0 | 0 | 0 | 0 | 0 | 0 | 0 | 0 | 0
PG&E GBA | PGE GBA | PGE | Lockeford | 230 | 66 | Offshore_Wind |  |  | 0 | 0 | 0 | 0 | 0 | 0 | 0 | 0 | 0 | 0 | 0 | 0 | 0 | 0 | 0 | 0 | 0 | 0 | 0 | 0 | 0 | 0 | 0 | 0 | 0 | 0 | 0 | 0
PG&E GBA | PGE GBA | PGE | Lodi | 230 | 16 | Offshore_Wind |  |  | 0 | 0 | 0 | 0 | 0 | 0 | 0 | 0 | 0 | 0 | 0 | 0 | 0 | 0 | 0 | 0 | 0 | 0 | 0 | 0 | 0 | 0 | 0 | 0 | 0 | 0 | 0 | 0
PG&E NGBA | PGE NGBA | PGE | Logan Creek | 230 | 25 | Offshore_Wind |  |  | 0 | 0 | 0 | 0 | 0 | 0 | 0 | 0 | 0 | 0 | 0 | 0 | 0 | 0 | 0 | 0 | 0 | 0 | 0 | 0 | 0 | 0 | 0 | 0 | 0 | 0 | 0 | 0
PG&E GBA | PGE GBA | PGE | Lone Tree | 230 | 30 | Offshore_Wind |  |  | 0 | 0 | 0 | 0 | 0 | 0 | 0 | 0 | 0 | 0 | 0 | 0 | 0 | 0 | 0 | 0 | 0 | 0 | 0 | 0 | 0 | 0 | 0 | 0 | 0 | 0 | 0 | 0
PG&E FRESNO | PGE Fresno | PGE | Los Banos | 230 | 88 | Offshore_Wind |  |  | 0 | 0 | 0 | 0 | 0 | 0 | 0 | 0 | 0 | 0 | 0 | 0 | 0 | 0 | 0 | 0 | 0 | 0 | 0 | 0 | 0 | 0 | 0 | 0 | 0 | 0 | 0 | 0
PG&E FRESNO | PGE Fresno | PGE | Los Banos | 500 | 77 | Offshore_Wind |  |  | 0 | 0 | 0 | 0 | 0 | 0 | 0 | 0 | 0 | 0 | 0 | 0 | 0 | 0 | 0 | 0 | 0 | 0 | 0 | 0 | 0 | 0 | 0 | 0 | 0 | 0 | 0 | 0
SDGE | SDGE Imperial | SDGE | Los Coches | 138 | 189 | Offshore_Wind |  |  | 0 | 0 | 0 | 0 | 0 | 0 | 0 | 0 | 0 | 0 | 0 | 0 | 0 | 0 | 0 | 0 | 0 | 0 | 0 | 0 | 0 | 0 | 0 | 0 | 0 | 0 | 0 | 0
PG&E GBA | PGE GBA | PGE | Los Esteros | 115 | 38 | Offshore_Wind |  |  | 0 | 0 | 0 | 0 | 0 | 0 | 0 | 0 | 0 | 0 | 0 | 0 | 0 | 0 | 0 | 0 | 0 | 0 | 0 | 0 | 0 | 0 | 0 | 0 | 0 | 0 | 0 | 0
PG&E GBA | PGE GBA | PGE | Los Esteros | 230 | 38 | Offshore_Wind |  |  | 0 | 0 | 0 | 0 | 0 | 0 | 0 | 0 | 0 | 0 | 0 | 0 | 0 | 0 | 0 | 0 | 0 | 0 | 0 | 0 | 0 | 0 | 0 | 0 | 0 | 0 | 0 | 0
PG&E GBA | PGE GBA | PGE | Los Positas | 230 |  | Offshore_Wind |  |  | 0 | 0 | 0 | 0 | 0 | 0 | 0 | 0 | 0 | 0 | 0 | 0 | 0 | 0 | 0 | 0 | 0 | 0 | 0 | 0 | 0 | 0 | 0 | 0 | 0 | 0 | 0 | 0
SCE NOL | SCE NOL | SCE | Lugo | 230 | 110 | Offshore_Wind |  |  | 0 | 0 | 0 | 0 | 0 | 0 | 0 | 0 | 0 | 0 | 0 | 0 | 0 | 0 | 0 | 0 | 0 | 0 | 0 | 0 | 0 | 0 | 0 | 0 | 0 | 0 | 0 | 0
SCE Metro | SCE NOL | SCE | Lugo | 500 | 97 | Offshore_Wind |  |  | 0 | 0 | 0 | 0 | 0 | 0 | 0 | 0 | 0 | 0 | 0 | 0 | 0 | 0 | 0 | 0 | 0 | 0 | 0 | 0 | 0 | 0 | 0 | 0 | 0 | 0 | 0 | 0
PG&E NGBA | PGE NGBA | PGE | Madison | 115 | 39 | Offshore_Wind |  |  | 0 | 0 | 0 | 0 | 0 | 0 | 0 | 0 | 0 | 0 | 0 | 0 | 0 | 0 | 0 | 0 | 0 | 0 | 0 | 0 | 0 | 0 | 0 | 0 | 0 | 0 | 0 | 0
PG&E KERN | PGE Kern | PGE | Magunden | 115 | 99 | Offshore_Wind |  |  | 0 | 0 | 0 | 0 | 0 | 0 | 0 | 0 | 0 | 0 | 0 | 0 | 0 | 0 | 0 | 0 | 0 | 0 | 0 | 0 | 0 | 0 | 0 | 0 | 0 | 0 | 0 | 0
SCE Northern | PGE Kern | PGE | Magunden | 230 | 144 | Offshore_Wind |  |  | 0 | 0 | 0 | 0 | 0 | 0 | 0 | 0 | 0 | 0 | 0 | 0 | 0 | 0 | 0 | 0 | 0 | 0 | 0 | 0 | 0 | 0 | 0 | 0 | 0 | 0 | 0 | 0
PG&E FRESNO | PGE Fresno | PGE | Malaga | 115 | 148 | Offshore_Wind |  |  | 0 | 0 | 0 | 0 | 0 | 0 | 0 | 0 | 0 | 0 | 0 | 0 | 0 | 0 | 0 | 0 | 0 | 0 | 0 | 0 | 0 | 0 | 0 | 0 | 0 | 0 | 0 | 0
PG&E NGBA | PGE NGBA | PGE | Malin | 500 | 1 | Offshore_Wind |  |  | 0 | 0 | 0 | 0 | 0 | 0 | 0 | 0 | 0 | 0 | 0 | 0 | 0 | 0 | 0 | 0 | 0 | 0 | 0 | 0 | 0 | 0 | 0 | 0 | 0 | 0 | 0 | 0
SCE Northern | SCE Northern | SCE | Mandalay | 230 | 157 | Offshore_Wind |  |  | 0 | 0 | 0 | 0 | 0 | 0 | 0 | 0 | 0 | 0 | 0 | 0 | 0 | 0 | 0 | 0 | 0 | 0 | 0 | 0 | 0 | 0 | 0 | 0 | 0 | 0 | 0 | 0
PG&E FRESNO | PGE Fresno | PGE | Manning | 230 | 69 | Offshore_Wind |  |  | 0 | 0 | 0 | 0 | 0 | 0 | 0 | 0 | 0 | 0 | 0 | 0 | 0 | 0 | 0 | 0 | 0 | 0 | 0 | 0 | 0 | 0 | 0 | 0 | 0 | 0 | 0 | 0
PG&E FRESNO | PGE Fresno | PGE | Manning | 500 |  | Offshore_Wind |  |  | 0 | 0 | 0 | 0 | 0 | 0 | 0 | 0 | 0 | 0 | 0 | 0 | 0 | 0 | 0 | 0 | 0 | 0 | 0 | 0 | 0 | 0 | 0 | 0 | 0 | 0 | 0 | 0
PG&E GBA | PGE GBA | PGE | Manteca | 115 | 127 | Offshore_Wind |  |  | 0 | 0 | 0 | 0 | 0 | 0 | 0 | 0 | 0 | 0 | 0 | 0 | 0 | 0 | 0 | 0 | 0 | 0 | 0 | 0 | 0 | 0 | 0 | 0 | 0 | 0 | 0 | 0
SDGE | SDGE Imperial | SDGE | Margarita | 138 | 187 | Offshore_Wind |  |  | 0 | 0 | 0 | 0 | 0 | 0 | 0 | 0 | 0 | 0 | 0 | 0 | 0 | 0 | 0 | 0 | 0 | 0 | 0 | 0 | 0 | 0 | 0 | 0 | 0 | 0 | 0 | 0
PG&E GBA | PGE GBA | PGE | Martin | 230 | 3 | Offshore_Wind |  |  | 0 | 0 | 0 | 0 | 0 | 0 | 0 | 0 | 0 | 0 | 0 | 0 | 0 | 0 | 0 | 0 | 0 | 0 | 0 | 0 | 0 | 0 | 0 | 0 | 0 | 0 | 0 | 0
PG&E GBA | PGE GBA | PGE | Martin | 115 | 31 | Offshore_Wind |  |  | 0 | 0 | 0 | 0 | 0 | 0 | 0 | 0 | 0 | 0 | 0 | 0 | 0 | 0 | 0 | 0 | 0 | 0 | 0 | 0 | 0 | 0 | 0 | 0 | 0 | 0 | 0 | 0
PG&E GBA | PGE GBA | PGE | Martinez | 115 | 51 | Offshore_Wind |  |  | 0 | 0 | 0 | 0 | 0 | 0 | 0 | 0 | 0 | 0 | 0 | 0 | 0 | 0 | 0 | 0 | 0 | 0 | 0 | 0 | 0 | 0 | 0 | 0 | 0 | 0 | 0 | 0
PG&E FRESNO | PGE Fresno | PGE | Mc Mullin | 230 | 117 | Offshore_Wind |  |  | 0 | 0 | 0 | 0 | 0 | 0 | 0 | 0 | 0 | 0 | 0 | 0 | 0 | 0 | 0 | 0 | 0 | 0 | 0 | 0 | 0 | 0 | 0 | 0 | 0 | 0 | 0 | 0
PG&E FRESNO | PGE Fresno | PGE | McCall | 115 | 118 | Offshore_Wind |  |  | 0 | 0 | 0 | 0 | 0 | 0 | 0 | 0 | 0 | 0 | 0 | 0 | 0 | 0 | 0 | 0 | 0 | 0 | 0 | 0 | 0 | 0 | 0 | 0 | 0 | 0 | 0 | 0
PG&E FRESNO | PGE Fresno | PGE | McCall | 230 | 117 | Offshore_Wind |  |  | 0 | 0 | 0 | 0 | 0 | 0 | 0 | 0 | 0 | 0 | 0 | 0 | 0 | 0 | 0 | 0 | 0 | 0 | 0 | 0 | 0 | 0 | 0 | 0 | 0 | 0 | 0 | 0
PG&E GBA | PGE GBA | PGE | Meadow Lane | 115 | 1 | Offshore_Wind |  |  | 0 | 0 | 0 | 0 | 0 | 0 | 0 | 0 | 0 | 0 | 0 | 0 | 0 | 0 | 0 | 0 | 0 | 0 | 0 | 0 | 0 | 0 | 0 | 0 | 0 | 0 | 0 | 0
PG&E GBA | PGE GBA | PGE | Melones | 115 | 44 | Offshore_Wind |  |  | 0 | 0 | 0 | 0 | 0 | 0 | 0 | 0 | 0 | 0 | 0 | 0 | 0 | 0 | 0 | 0 | 0 | 0 | 0 | 0 | 0 | 0 | 0 | 0 | 0 | 0 | 0 | 0
PG&E GBA | PGE GBA | PGE | Melones | 230 | 44 | Offshore_Wind |  |  | 0 | 0 | 0 | 0 | 0 | 0 | 0 | 0 | 0 | 0 | 0 | 0 | 0 | 0 | 0 | 0 | 0 | 0 | 0 | 0 | 0 | 0 | 0 | 0 | 0 | 0 | 0 | 0
PG&E NGBA | PGE NGBA | PGE | Mendocino | 115 | 27 | Offshore_Wind |  |  | 0 | 0 | 0 | 0 | 0 | 0 | 0 | 0 | 0 | 0 | 0 | 0 | 0 | 0 | 0 | 0 | 0 | 0 | 0 | 0 | 0 | 0 | 0 | 0 | 0 | 0 | 0 | 0
PG&E FRESNO | PGE Fresno | PGE | Mendota | 115 | 164 | Offshore_Wind |  |  | 0 | 0 | 0 | 0 | 0 | 0 | 0 | 0 | 0 | 0 | 0 | 0 | 0 | 0 | 0 | 0 | 0 | 0 | 0 | 0 | 0 | 0 | 0 | 0 | 0 | 0 | 0 | 0
PG&E FRESNO | PGE Fresno | PGE | Merced | 115 | 162 | Offshore_Wind |  |  | 0 | 0 | 0 | 0 | 0 | 0 | 0 | 0 | 0 | 0 | 0 | 0 | 0 | 0 | 0 | 0 | 0 | 0 | 0 | 0 | 0 | 0 | 0 | 0 | 0 | 0 | 0 | 0
EOP | SCE EOP | SCE | Mercury | 138 | 177 | Offshore_Wind |  |  | 0 | 0 | 0 | 0 | 0 | 0 | 0 | 0 | 0 | 0 | 0 | 0 | 0 | 0 | 0 | 0 | 0 | 0 | 0 | 0 | 0 | 0 | 0 | 0 | 0 | 0 | 0 | 0
PG&E KERN | PGE Kern | PGE | Mesa (PGE) | 115 | 111 | Offshore_Wind |  |  | 0 | 0 | 0 | 0 | 0 | 0 | 0 | 0 | 0 | 0 | 0 | 0 | 0 | 0 | 0 | 0 | 0 | 0 | 0 | 0 | 0 | 0 | 0 | 0 | 0 | 0 | 0 | 0
PG&E KERN | PGE Kern | PGE | Mesa (PGE) | 230 | 122 | Offshore_Wind |  |  | 0 | 0 | 0 | 0 | 0 | 0 | 0 | 0 | 0 | 0 | 0 | 0 | 0 | 0 | 0 | 0 | 0 | 0 | 0 | 0 | 0 | 0 | 0 | 0 | 0 | 0 | 0 | 0
SCE Metro | SCE Metro | SCE | Mesa (SCE) | 230 | 97 | Offshore_Wind |  |  | 0 | 0 | 0 | 0 | 0 | 0 | 0 | 0 | 0 | 0 | 0 | 0 | 0 | 0 | 0 | 0 | 0 | 0 | 0 | 0 | 0 | 0 | 0 | 0 | 0 | 0 | 0 | 0
SCE Metro | SCE Metro | SCE | Mesa (SCE) | 500 | 97 | Offshore_Wind |  |  | 0 | 0 | 0 | 0 | 0 | 0 | 0 | 0 | 0 | 0 | 0 | 0 | 0 | 0 | 0 | 0 | 0 | 0 | 0 | 0 | 0 | 0 | 0 | 0 | 0 | 0 | 0 | 0
PG&E GBA | PGE GBA | PGE | Metcalf | 115 | 11 | Offshore_Wind |  |  | 0 | 0 | 0 | 0 | 0 | 0 | 0 | 0 | 0 | 0 | 0 | 0 | 0 | 0 | 0 | 0 | 0 | 0 | 0 | 0 | 0 | 0 | 0 | 0 | 0 | 0 | 0 | 0
PG&E GBA | PGE GBA | PGE | Metcalf | 230 | 11 | Offshore_Wind |  |  | 0 | 0 | 0 | 0 | 0 | 0 | 0 | 0 | 0 | 0 | 0 | 0 | 0 | 0 | 0 | 0 | 0 | 0 | 0 | 0 | 0 | 0 | 0 | 0 | 0 | 0 | 0 | 0
PG&E GBA | PGE GBA | PGE | Metcalf | 500 | 77 | Offshore_Wind |  |  | 0 | 0 | 0 | 0 | 0 | 0 | 0 | 0 | 0 | 0 | 0 | 0 | 0 | 0 | 0 | 0 | 0 | 0 | 0 | 0 | 0 | 0 | 0 | 0 | 0 | 0 | 0 | 0
PG&E KERN | PGE Kern | PGE | Midway | 115 | 112 | Offshore_Wind |  |  | 0 | 0 | 0 | 0 | 0 | 0 | 0 | 0 | 0 | 0 | 0 | 0 | 0 | 0 | 0 | 0 | 0 | 0 | 0 | 0 | 0 | 0 | 0 | 0 | 0 | 0 | 0 | 0
PG&E KERN | PGE Kern | PGE | Midway | 230 | 102 | Offshore_Wind |  |  | 0 | 0 | 0 | 0 | 0 | 0 | 0 | 0 | 0 | 0 | 0 | 0 | 0 | 0 | 0 | 0 | 0 | 0 | 0 | 0 | 0 | 0 | 0 | 0 | 0 | 0 | 0 | 0
PG&E KERN | PGE Kern | PGE | Midway | 500 | 73 | Offshore_Wind |  |  | 0 | 0 | 0 | 0 | 0 | 0 | 0 | 0 | 0 | 0 | 0 | 0 | 0 | 0 | 0 | 0 | 0 | 0 | 0 | 0 | 0 | 0 | 0 | 0 | 0 | 0 | 0 | 0
SDGE | SDGE Imperial | SDGE | Miguel | 230 | 196 | Offshore_Wind |  |  | 0 | 0 | 0 | 0 | 0 | 0 | 0 | 0 | 0 | 0 | 0 | 0 | 0 | 0 | 0 | 0 | 0 | 0 | 0 | 0 | 0 | 0 | 0 | 0 | 0 | 0 | 0 | 0
SDGE | SDGE Imperial | SDGE | Miguel | 500 | 196 | Offshore_Wind |  |  | 0 | 0 | 0 | 0 | 0 | 0 | 0 | 0 | 0 | 0 | 0 | 0 | 0 | 0 | 0 | 0 | 0 | 0 | 0 | 0 | 0 | 0 | 0 | 0 | 0 | 0 | 0 | 0
PG&E GBA | PGE GBA | PGE | Millbrae | 115 | 31 | Offshore_Wind |  |  | 0 | 0 | 0 | 0 | 0 | 0 | 0 | 0 | 0 | 0 | 0 | 0 | 0 | 0 | 0 | 0 | 0 | 0 | 0 | 0 | 0 | 0 | 0 | 0 | 0 | 0 | 0 | 0
PG&E GBA | PGE GBA | PGE | Miller | 115 | 44 | Offshore_Wind |  |  | 0 | 0 | 0 | 0 | 0 | 0 | 0 | 0 | 0 | 0 | 0 | 0 | 0 | 0 | 0 | 0 | 0 | 0 | 0 | 0 | 0 | 0 | 0 | 0 | 0 | 0 | 0 | 0
SCE Metro | SCE Metro | SCE | Mira Loma | 230 | 97 | Offshore_Wind |  |  | 0 | 0 | 0 | 0 | 0 | 0 | 0 | 0 | 0 | 0 | 0 | 0 | 0 | 0 | 0 | 0 | 0 | 0 | 0 | 0 | 0 | 0 | 0 | 0 | 0 | 0 | 0 | 0
SCE Metro | SCE Metro | SCE | Mira Loma | 500 | 97 | Offshore_Wind |  |  | 0 | 0 | 0 | 0 | 0 | 0 | 0 | 0 | 0 | 0 | 0 | 0 | 0 | 0 | 0 | 0 | 0 | 0 | 0 | 0 | 0 | 0 | 0 | 0 | 0 | 0 | 0 | 0
SCE Eastern | SCE Eastern | SCE | Mirage | 115 | 174 | Offshore_Wind |  |  | 0 | 0 | 0 | 0 | 0 | 0 | 0 | 0 | 0 | 0 | 0 | 0 | 0 | 0 | 0 | 0 | 0 | 0 | 0 | 0 | 0 | 0 | 0 | 0 | 0 | 0 | 0 | 0
SCE Eastern | SCE Eastern | SCE | Mirage | 230 |  | Offshore_Wind |  |  | 0 | 0 | 0 | 0 | 0 | 0 | 0 | 0 | 0 | 0 | 0 | 0 | 0 | 0 | 0 | 0 | 0 | 0 | 0 | 0 | 0 | 0 | 0 | 0 | 0 | 0 | 0 | 0
SDGE | SDGE Imperial | SDGE | Mission | 138 | 186 | Offshore_Wind |  |  | 0 | 0 | 0 | 0 | 0 | 0 | 0 | 0 | 0 | 0 | 0 | 0 | 0 | 0 | 0 | 0 | 0 | 0 | 0 | 0 | 0 | 0 | 0 | 0 | 0 | 0 | 0 | 0
SDGE | SDGE Imperial | SDGE | Mission | 230 | 186 | Offshore_Wind |  |  | 0 | 0 | 0 | 0 | 0 | 0 | 0 | 0 | 0 | 0 | 0 | 0 | 0 | 0 | 0 | 0 | 0 | 0 | 0 | 0 | 0 | 0 | 0 | 0 | 0 | 0 | 0 | 0
PG&E GBA | PGE GBA | PGE | Mi-Wuk | 115 | 44 | Offshore_Wind |  |  | 0 | 0 | 0 | 0 | 0 | 0 | 0 | 0 | 0 | 0 | 0 | 0 | 0 | 0 | 0 | 0 | 0 | 0 | 0 | 0 | 0 | 0 | 0 | 0 | 0 | 0 | 0 | 0
EOP | SCE EOP | SCE | Mohave | 500 | 131 | Offshore_Wind |  |  | 0 | 0 | 0 | 0 | 0 | 0 | 0 | 0 | 0 | 0 | 0 | 0 | 0 | 0 | 0 | 0 | 0 | 0 | 0 | 0 | 0 | 0 | 0 | 0 | 0 | 0 | 0 | 0
PG&E NGBA | PGE NGBA | PGE | Monroe | 115 | 27 | Offshore_Wind |  |  | 0 | 0 | 0 | 0 | 0 | 0 | 0 | 0 | 0 | 0 | 0 | 0 | 0 | 0 | 0 | 0 | 0 | 0 | 0 | 0 | 0 | 0 | 0 | 0 | 0 | 0 | 0 | 0
PG&E GBA | PGE GBA | PGE | Monta Vista | 115 | 80 | Offshore_Wind |  |  | 0 | 0 | 0 | 0 | 0 | 0 | 0 | 0 | 0 | 0 | 0 | 0 | 0 | 0 | 0 | 0 | 0 | 0 | 0 | 0 | 0 | 0 | 0 | 0 | 0 | 0 | 0 | 0
PG&E GBA | PGE GBA | PGE | Monta Vista | 230 | 10 | Offshore_Wind |  |  | 0 | 0 | 0 | 0 | 0 | 0 | 0 | 0 | 0 | 0 | 0 | 0 | 0 | 0 | 0 | 0 | 0 | 0 | 0 | 0 | 0 | 0 | 0 | 0 | 0 | 0 | 0 | 0
PG&E NGBA | PGE NGBA | PGE | Monticello | 115 | 55 | Offshore_Wind |  |  | 0 | 0 | 0 | 0 | 0 | 0 | 0 | 0 | 0 | 0 | 0 | 0 | 0 | 0 | 0 | 0 | 0 | 0 | 0 | 0 | 0 | 0 | 0 | 0 | 0 | 0 | 0 | 0
SCE Northern | SCE Northern | SCE | Moorpark | 230 | 157 | Offshore_Wind |  |  | 0 | 0 | 0 | 0 | 0 | 0 | 0 | 0 | 0 | 0 | 0 | 0 | 0 | 0 | 0 | 0 | 0 | 0 | 0 | 0 | 0 | 0 | 0 | 0 | 0 | 0 | 0 | 0
PG&E GBA | PGE GBA | PGE | Moraga | 115 | 6 | Offshore_Wind |  |  | 0 | 0 | 0 | 0 | 0 | 0 | 0 | 0 | 0 | 0 | 0 | 0 | 0 | 0 | 0 | 0 | 0 | 0 | 0 | 0 | 0 | 0 | 0 | 0 | 0 | 0 | 0 | 0
PG&E GBA | PGE GBA | PGE | Moraga | 230 | 53 | Offshore_Wind |  |  | 0 | 0 | 0 | 0 | 0 | 0 | 0 | 0 | 0 | 0 | 0 | 0 | 0 | 0 | 0 | 0 | 0 | 0 | 0 | 0 | 0 | 0 | 0 | 0 | 0 | 0 | 0 | 0
PG&E GBA | PGE GBA | PGE | Morgan Hill | 115 | 40 | Offshore_Wind |  |  | 0 | 0 | 0 | 0 | 0 | 0 | 0 | 0 | 0 | 0 | 0 | 0 | 0 | 0 | 0 | 0 | 0 | 0 | 0 | 0 | 0 | 0 | 0 | 0 | 0 | 0 | 0 | 0
PG&E KERN | PGE Kern | PGE | Morro Bay | 115 | 111 | Offshore_Wind |  |  | 0 | 0 | 0 | 0 | 0 | 0 | 0 | 0 | 0 | 0 | 0 | 0 | 0 | 0 | 0 | 0 | 0 | 0 | 0 | 0 | 0 | 0 | 0 | 0 | 0 | 0 | 0 | 0
PG&E KERN | PGE Kern | PGE | Morro Bay | 230 | 122 | Offshore_Wind |  |  | 0 | 0 | 0 | 0 | 0 | 0 | 0 | 0 | 0 | 0 | 0 | 0 | 0 | 0 | 0 | 0 | 0 | 0 | 0 | 0 | 0 | 0 | 0 | 0 | 0 | 0 | 0 | 0
PG&E KERN | PGE Kern | PGE | Morro Bay | 500 | 98 | Offshore_Wind |  |  | 0 | 0 | 0 | 0 | 0 | 0 | 0 | 0 | 0 | 0 | 0 | 0 | 0 | 0 | 0 | 0 | 0 | 0 | 0 | 0 | 0 | 0 | 0 | 0 | 0 | 0 | 0 | 0
PG&E GBA | PGE GBA | PGE | Moss Landing | 115 | 85 | Offshore_Wind |  |  | 0 | 0 | 0 | 0 | 0 | 0 | 0 | 0 | 0 | 0 | 0 | 0 | 0 | 0 | 0 | 0 | 0 | 0 | 0 | 0 | 0 | 0 | 0 | 0 | 0 | 0 | 0 | 0
PG&E GBA | PGE GBA | PGE | Moss Landing | 230 | 85 | Offshore_Wind |  |  | 0 | 0 | 0 | 0 | 0 | 0 | 0 | 0 | 0 | 0 | 0 | 0 | 0 | 0 | 0 | 0 | 0 | 0 | 0 | 0 | 0 | 0 | 0 | 0 | 0 | 0 | 0 | 0
PG&E GBA | PGE GBA | PGE | Moss Landing | 500 | 82 | Offshore_Wind |  |  | 0 | 0 | 0 | 0 | 0 | 0 | 0 | 0 | 0 | 0 | 0 | 0 | 0 | 0 | 0 | 0 | 0 | 0 | 0 | 0 | 0 | 0 | 0 | 0 | 0 | 0 | 0 | 0
EOP | SCE EOP | SCE | Mountain Pass | 115 | 161 | Offshore_Wind |  |  | 0 | 0 | 0 | 0 | 0 | 0 | 0 | 0 | 0 | 0 | 0 | 0 | 0 | 0 | 0 | 0 | 0 | 0 | 0 | 0 | 0 | 0 | 0 | 0 | 0 | 0 | 0 | 0
PG&E GBA | PGE GBA | PGE | Mountain View | 115 | 78 | Offshore_Wind |  |  | 0 | 0 | 0 | 0 | 0 | 0 | 0 | 0 | 0 | 0 | 0 | 0 | 0 | 0 | 0 | 0 | 0 | 0 | 0 | 0 | 0 | 0 | 0 | 0 | 0 | 0 | 0 | 0
PG&E GBA | PGE GBA | PGE | Mt Eden | 115 | 3 | Offshore_Wind |  |  | 0 | 0 | 0 | 0 | 0 | 0 | 0 | 0 | 0 | 0 | 0 | 0 | 0 | 0 | 0 | 0 | 0 | 0 | 0 | 0 | 0 | 0 | 0 | 0 | 0 | 0 | 0 | 0
PG&E KERN | PGE Kern | PGE | Mt Poso | 115 | 74 | Offshore_Wind |  |  | 0 | 0 | 0 | 0 | 0 | 0 | 0 | 0 | 0 | 0 | 0 | 0 | 0 | 0 | 0 | 0 | 0 | 0 | 0 | 0 | 0 | 0 | 0 | 0 | 0 | 0 | 0 | 0
PG&E FRESNO | PGE Fresno | PGE | Mustang | 230 | 145 | Offshore_Wind |  |  | 0 | 0 | 0 | 0 | 0 | 0 | 0 | 0 | 0 | 0 | 0 | 0 | 0 | 0 | 0 | 0 | 0 | 0 | 0 | 0 | 0 | 0 | 0 | 0 | 0 | 0 | 0 | 0
PG&E KERN | PGE Kern | PGE | New Sub - Gates - Midway (Proposed) | 230 | 93 | Offshore_Wind |  |  | 0 | 0 | 0 | 0 | 0 | 0 | 0 | 0 | 0 | 0 | 0 | 0 | 0 | 0 | 0 | 0 | 0 | 0 | 0 | 0 | 0 | 0 | 0 | 0 | 0 | 0 | 0 | 0
PG&E KERN | PGE Kern | PGE | New Sub - Gates - Templeton (Proposed) | 230 | 130 | Offshore_Wind |  |  | 0 | 0 | 0 | 0 | 0 | 0 | 0 | 0 | 0 | 0 | 0 | 0 | 0 | 0 | 0 | 0 | 0 | 0 | 0 | 0 | 0 | 0 | 0 | 0 | 0 | 0 | 0 | 0
SCE NOL | SCE NOL | SCE | New Sub - Kramer - Lugo (Proposed) | 230 | 160 | Offshore_Wind |  |  | 0 | 0 | 0 | 0 | 0 | 0 | 0 | 0 | 0 | 0 | 0 | 0 | 0 | 0 | 0 | 0 | 0 | 0 | 0 | 0 | 0 | 0 | 0 | 0 | 0 | 0 | 0 | 0
PG&E FRESNO | PGE Fresno | PGE | New Sub - Los Banos - Midway (Proposed) | 500 | 73 | Offshore_Wind |  |  | 0 | 0 | 0 | 0 | 0 | 0 | 0 | 0 | 0 | 0 | 0 | 0 | 0 | 0 | 0 | 0 | 0 | 0 | 0 | 0 | 0 | 0 | 0 | 0 | 0 | 0 | 0 | 0
SCE NOL | SCE NOL | SCE | New Sub - Lugo - Pisgah (Proposed) | 230 | 141 | Offshore_Wind |  |  | 0 | 0 | 0 | 0 | 0 | 0 | 0 | 0 | 0 | 0 | 0 | 0 | 0 | 0 | 0 | 0 | 0 | 0 | 0 | 0 | 0 | 0 | 0 | 0 | 0 | 0 | 0 | 0
PG&E KERN | PGE Kern | PGE | New Sub - Midway - Wheeler Ridge (Proposed) | 230 | 93 | Offshore_Wind |  |  | 0 | 0 | 0 | 0 | 0 | 0 | 0 | 0 | 0 | 0 | 0 | 0 | 0 | 0 | 0 | 0 | 0 | 0 | 0 | 0 | 0 | 0 | 0 | 0 | 0 | 0 | 0 | 0
PG&E NGBA | PGE NGBA | PGE | New Sub - Near existing Leavitt (PSREC) | 345 |  | Offshore_Wind |  |  | 0 | 0 | 0 | 0 | 0 | 0 | 0 | 0 | 0 | 0 | 0 | 0 | 0 | 0 | 0 | 0 | 0 | 0 | 0 | 0 | 0 | 0 | 0 | 0 | 0 | 0 | 0 | 0
PG&E NGBA | PGE NGBA | PGE | New Sub - Near existing Madeline (NVE) | 345 |  | Offshore_Wind |  |  | 0 | 0 | 0 | 0 | 0 | 0 | 0 | 0 | 0 | 0 | 0 | 0 | 0 | 0 | 0 | 0 | 0 | 0 | 0 | 0 | 0 | 0 | 0 | 0 | 0 | 0 | 0 | 0
SDGE | SDGE Imperial | SDGE | New Sub - North Gila - IV (Proposed) | 500 | 185 | Offshore_Wind |  |  | 0 | 0 | 0 | 0 | 0 | 0 | 0 | 0 | 0 | 0 | 0 | 0 | 0 | 0 | 0 | 0 | 0 | 0 | 0 | 0 | 0 | 0 | 0 | 0 | 0 | 0 | 0 | 0
PG&E NGBA | PGE NGBA | PGE | New Sub - Pit 1 - Cottonwood (Proposed) | 230 | 2 | Offshore_Wind |  |  | 0 | 0 | 0 | 0 | 0 | 0 | 0 | 0 | 0 | 0 | 0 | 0 | 0 | 0 | 0 | 0 | 0 | 0 | 0 | 0 | 0 | 0 | 0 | 0 | 0 | 0 | 0 | 0
PG&E GBA | PGE GBA | PGE | New Sub - Rancho Seco - Bellota (Proposed) | 230 | 15 | Offshore_Wind |  |  | 0 | 0 | 0 | 0 | 0 | 0 | 0 | 0 | 0 | 0 | 0 | 0 | 0 | 0 | 0 | 0 | 0 | 0 | 0 | 0 | 0 | 0 | 0 | 0 | 0 | 0 | 0 | 0
SDGE | SDGE Imperial | SDGE | New Sub - Suncrest - Ocotillo (Proposed) | 500 | 183 | Offshore_Wind |  |  | 0 | 0 | 0 | 0 | 0 | 0 | 0 | 0 | 0 | 0 | 0 | 0 | 0 | 0 | 0 | 0 | 0 | 0 | 0 | 0 | 0 | 0 | 0 | 0 | 0 | 0 | 0 | 0
PG&E FRESNO | PGE Fresno | PGE | New Sub - Westley - Quinto (Proposed) | 230 | 64 | Offshore_Wind |  |  | 0 | 0 | 0 | 0 | 0 | 0 | 0 | 0 | 0 | 0 | 0 | 0 | 0 | 0 | 0 | 0 | 0 | 0 | 0 | 0 | 0 | 0 | 0 | 0 | 0 | 0 | 0 | 0
PG&E GBA | PGE GBA | PGE | Newark | 115 | 38 | Offshore_Wind |  |  | 0 | 0 | 0 | 0 | 0 | 0 | 0 | 0 | 0 | 0 | 0 | 0 | 0 | 0 | 0 | 0 | 0 | 0 | 0 | 0 | 0 | 0 | 0 | 0 | 0 | 0 | 0 | 0
PG&E GBA | PGE GBA | PGE | Newark | 230 | 45 | Offshore_Wind |  |  | 0 | 0 | 0 | 0 | 0 | 0 | 0 | 0 | 0 | 0 | 0 | 0 | 0 | 0 | 0 | 0 | 0 | 0 | 0 | 0 | 0 | 0 | 0 | 0 | 0 | 0 | 0 | 0
PG&E FRESNO | PGE Fresno | PGE | Newhall | 115 | 137 | Offshore_Wind |  |  | 0 | 0 | 0 | 0 | 0 | 0 | 0 | 0 | 0 | 0 | 0 | 0 | 0 | 0 | 0 | 0 | 0 | 0 | 0 | 0 | 0 | 0 | 0 | 0 | 0 | 0 | 0 | 0
PG&E KERN | PGE Kern | PGE | Norco | 115 | 95 | Offshore_Wind |  |  | 0 | 0 | 0 | 0 | 0 | 0 | 0 | 0 | 0 | 0 | 0 | 0 | 0 | 0 | 0 | 0 | 0 | 0 | 0 | 0 | 0 | 0 | 0 | 0 | 0 | 0 | 0 | 0
PG&E GBA | PGE GBA | PGE | Nortech | 115 | 13 | Offshore_Wind |  |  | 0 | 0 | 0 | 0 | 0 | 0 | 0 | 0 | 0 | 0 | 0 | 0 | 0 | 0 | 0 | 0 | 0 | 0 | 0 | 0 | 0 | 0 | 0 | 0 | 0 | 0 | 0 | 0
SDGE | SDGE Imperial | SDGE | North City Metering | 138 | 186 | Offshore_Wind |  |  | 0 | 0 | 0 | 0 | 0 | 0 | 0 | 0 | 0 | 0 | 0 | 0 | 0 | 0 | 0 | 0 | 0 | 0 | 0 | 0 | 0 | 0 | 0 | 0 | 0 | 0 | 0 | 0
PG&E GBA | PGE GBA | PGE | North Dublin | 230 | 42 | Offshore_Wind |  |  | 0 | 0 | 0 | 0 | 0 | 0 | 0 | 0 | 0 | 0 | 0 | 0 | 0 | 0 | 0 | 0 | 0 | 0 | 0 | 0 | 0 | 0 | 0 | 0 | 0 | 0 | 0 | 0
SDGE | SDGE Arizona | SDGE | North Gila | 500 | 188 | Offshore_Wind |  |  | 0 | 0 | 0 | 0 | 0 | 0 | 0 | 0 | 0 | 0 | 0 | 0 | 0 | 0 | 0 | 0 | 0 | 0 | 0 | 0 | 0 | 0 | 0 | 0 | 0 | 0 | 0 | 0
SCE Metro | SCE Metro | SCE | North of SONGS | 230 | 97 | Offshore_Wind |  |  | 0 | 0 | 0 | 0 | 0 | 0 | 0 | 0 | 0 | 0 | 0 | 0 | 0 | 0 | 0 | 0 | 0 | 0 | 0 | 0 | 0 | 0 | 0 | 0 | 0 | 0 | 0 | 0
SCE Metro | SCE Metro | SCE | North of SONGS | 500 | 97 | Offshore_Wind |  |  | 0 | 0 | 0 | 0 | 0 | 0 | 0 | 0 | 0 | 0 | 0 | 0 | 0 | 0 | 0 | 0 | 0 | 0 | 0 | 0 | 0 | 0 | 0 | 0 | 0 | 0 | 0 | 0
PG&E NGBA | PGE NGBA | PGE | Notre Dame | 115 | 1 | Offshore_Wind |  |  | 0 | 0 | 0 | 0 | 0 | 0 | 0 | 0 | 0 | 0 | 0 | 0 | 0 | 0 | 0 | 0 | 0 | 0 | 0 | 0 | 0 | 0 | 0 | 0 | 0 | 0 | 0 | 0
PG&E GBA | PGE GBA | PGE | Oakland C | 115 | 56 | Offshore_Wind |  |  | 0 | 0 | 0 | 0 | 0 | 0 | 0 | 0 | 0 | 0 | 0 | 0 | 0 | 0 | 0 | 0 | 0 | 0 | 0 | 0 | 0 | 0 | 0 | 0 | 0 | 0 | 0 | 0
PG&E GBA | PGE GBA | PGE | Oakland J | 115 | 6 | Offshore_Wind |  |  | 0 | 0 | 0 | 0 | 0 | 0 | 0 | 0 | 0 | 0 | 0 | 0 | 0 | 0 | 0 | 0 | 0 | 0 | 0 | 0 | 0 | 0 | 0 | 0 | 0 | 0 | 0 | 0
PG&E GBA | PGE GBA | PGE | Oakland L | 115 | 6 | Offshore_Wind |  |  | 0 | 0 | 0 | 0 | 0 | 0 | 0 | 0 | 0 | 0 | 0 | 0 | 0 | 0 | 0 | 0 | 0 | 0 | 0 | 0 | 0 | 0 | 0 | 0 | 0 | 0 | 0 | 0
PG&E GBA | PGE GBA | PGE | Oakland X | 115 | 6 | Offshore_Wind |  |  | 0 | 0 | 0 | 0 | 0 | 0 | 0 | 0 | 0 | 0 | 0 | 0 | 0 | 0 | 0 | 0 | 0 | 0 | 0 | 0 | 0 | 0 | 0 | 0 | 0 | 0 | 0 | 0
PG&E KERN | PGE Kern | PGE | Oceano | 115 | 111 | Offshore_Wind |  |  | 0 | 0 | 0 | 0 | 0 | 0 | 0 | 0 | 0 | 0 | 0 | 0 | 0 | 0 | 0 | 0 | 0 | 0 | 0 | 0 | 0 | 0 | 0 | 0 | 0 | 0 | 0 | 0
SDGE | SDGE Imperial | SDGE | Ocotillo Express | 500 | 194 | Offshore_Wind |  |  | 0 | 0 | 0 | 0 | 0 | 0 | 0 | 0 | 0 | 0 | 0 | 0 | 0 | 0 | 0 | 0 | 0 | 0 | 0 | 0 | 0 | 0 | 0 | 0 | 0 | 0 | 0 | 0
SDGE | SDGE Imperial | SDGE | Old Town | 230 | 171 | Offshore_Wind |  |  | 0 | 0 | 0 | 0 | 0 | 0 | 0 | 0 | 0 | 0 | 0 | 0 | 0 | 0 | 0 | 0 | 0 | 0 | 0 | 0 | 0 | 0 | 0 | 0 | 0 | 0 | 0 | 0
SCE Metro | SCE Metro | SCE | Olinda | 230 | 97 | Offshore_Wind |  |  | 0 | 0 | 0 | 0 | 0 | 0 | 0 | 0 | 0 | 0 | 0 | 0 | 0 | 0 | 0 | 0 | 0 | 0 | 0 | 0 | 0 | 0 | 0 | 0 | 0 | 0 | 0 | 0
PG&E FRESNO | PGE Fresno | PGE | Olive | 115 | 119 | Offshore_Wind |  |  | 0 | 0 | 0 | 0 | 0 | 0 | 0 | 0 | 0 | 0 | 0 | 0 | 0 | 0 | 0 | 0 | 0 | 0 | 0 | 0 | 0 | 0 | 0 | 0 | 0 | 0 | 0 | 0
PG&E NGBA | PGE NGBA | PGE | Olivehurst | 115 | 22 | Offshore_Wind |  |  | 0 | 0 | 0 | 0 | 0 | 0 | 0 | 0 | 0 | 0 | 0 | 0 | 0 | 0 | 0 | 0 | 0 | 0 | 0 | 0 | 0 | 0 | 0 | 0 | 0 | 0 | 0 | 0
SCE Northern | SCE Northern | SCE | Ormond Beach | 230 | 157 | Offshore_Wind |  |  | 0 | 0 | 0 | 0 | 0 | 0 | 0 | 0 | 0 | 0 | 0 | 0 | 0 | 0 | 0 | 0 | 0 | 0 | 0 | 0 | 0 | 0 | 0 | 0 | 0 | 0 | 0 | 0
PG&E FRESNO | PGE Fresno | PGE | Oro Loma | 115 | 123 | Offshore_Wind |  |  | 0 | 0 | 0 | 0 | 0 | 0 | 0 | 0 | 0 | 0 | 0 | 0 | 0 | 0 | 0 | 0 | 0 | 0 | 0 | 0 | 0 | 0 | 0 | 0 | 0 | 0 | 0 | 0
SDGE | SDGE Imperial | SDGE | Otay Mesa | 230 | 197 | Offshore_Wind |  |  | 0 | 0 | 0 | 0 | 0 | 0 | 0 | 0 | 0 | 0 | 0 | 0 | 0 | 0 | 0 | 0 | 0 | 0 | 0 | 0 | 0 | 0 | 0 | 0 | 0 | 0 | 0 | 0
PG&E FRESNO | PGE Fresno | PGE | Padre Flats SW STA | 230 | 71 | Offshore_Wind |  |  | 0 | 0 | 0 | 0 | 0 | 0 | 0 | 0 | 0 | 0 | 0 | 0 | 0 | 0 | 0 | 0 | 0 | 0 | 0 | 0 | 0 | 0 | 0 | 0 | 0 | 0 | 0 | 0
EOP | SCE EOP | SCE | Pahrump | 138 | 177 | Offshore_Wind |  |  | 0 | 0 | 0 | 0 | 0 | 0 | 0 | 0 | 0 | 0 | 0 | 0 | 0 | 0 | 0 | 0 | 0 | 0 | 0 | 0 | 0 | 0 | 0 | 0 | 0 | 0 | 0 | 0
EOP | SCE EOP | SCE | Pahrump | 230 | 177 | Offshore_Wind |  |  | 0 | 0 | 0 | 0 | 0 | 0 | 0 | 0 | 0 | 0 | 0 | 0 | 0 | 0 | 0 | 0 | 0 | 0 | 0 | 0 | 0 | 0 | 0 | 0 | 0 | 0 | 0 | 0
PG&E NGBA | PGE NGBA | PGE | Palermo | 115 | 22 | Offshore_Wind |  |  | 0 | 0 | 0 | 0 | 0 | 0 | 0 | 0 | 0 | 0 | 0 | 0 | 0 | 0 | 0 | 0 | 0 | 0 | 0 | 0 | 0 | 0 | 0 | 0 | 0 | 0 | 0 | 0
PG&E NGBA | PGE NGBA | PGE | Palermo | 230 | 19 | Offshore_Wind |  |  | 0 | 0 | 0 | 0 | 0 | 0 | 0 | 0 | 0 | 0 | 0 | 0 | 0 | 0 | 0 | 0 | 0 | 0 | 0 | 0 | 0 | 0 | 0 | 0 | 0 | 0 | 0 | 0
SCE Eastern | SCE Arizona | SCE | Palo Verde | 500 | 176 | Offshore_Wind |  |  | 0 | 0 | 0 | 0 | 0 | 0 | 0 | 0 | 0 | 0 | 0 | 0 | 0 | 0 | 0 | 0 | 0 | 0 | 0 | 0 | 0 | 0 | 0 | 0 | 0 | 0 | 0 | 0
SDGE | SDGE Imperial | SDGE | Palomar Energy | 230 | 195 | Offshore_Wind |  |  | 0 | 0 | 0 | 0 | 0 | 0 | 0 | 0 | 0 | 0 | 0 | 0 | 0 | 0 | 0 | 0 | 0 | 0 | 0 | 0 | 0 | 0 | 0 | 0 | 0 | 0 | 0 | 0
PG&E FRESNO | PGE Fresno | PGE | Panoche | 115 | 128 | Offshore_Wind |  |  | 0 | 0 | 0 | 0 | 0 | 0 | 0 | 0 | 0 | 0 | 0 | 0 | 0 | 0 | 0 | 0 | 0 | 0 | 0 | 0 | 0 | 0 | 0 | 0 | 0 | 0 | 0 | 0
PG&E FRESNO | PGE Fresno | PGE | Panoche | 230 | 94 | Offshore_Wind |  |  | 0 | 0 | 0 | 0 | 0 | 0 | 0 | 0 | 0 | 0 | 0 | 0 | 0 | 0 | 0 | 0 | 0 | 0 | 0 | 0 | 0 | 0 | 0 | 0 | 0 | 0 | 0 | 0
SCE Northern | SCE Northern | SCE | Pardee | 230 | 151 | Offshore_Wind |  |  | 0 | 0 | 0 | 0 | 0 | 0 | 0 | 0 | 0 | 0 | 0 | 0 | 0 | 0 | 0 | 0 | 0 | 0 | 0 | 0 | 0 | 0 | 0 | 0 | 0 | 0 | 0 | 0
PG&E NGBA | PGE NGBA | PGE | Parkway | 230 | 30 | Offshore_Wind |  |  | 0 | 0 | 0 | 0 | 0 | 0 | 0 | 0 | 0 | 0 | 0 | 0 | 0 | 0 | 0 | 0 | 0 | 0 | 0 | 0 | 0 | 0 | 0 | 0 | 0 | 0 | 0 | 0
SCE Northern | SCE Northern | SCE | Pastoria | 230 | 159 | Offshore_Wind |  |  | 0 | 0 | 0 | 0 | 0 | 0 | 0 | 0 | 0 | 0 | 0 | 0 | 0 | 0 | 0 | 0 | 0 | 0 | 0 | 0 | 0 | 0 | 0 | 0 | 0 | 0 | 0 | 0
SCE Metro | SCE Metro | SCE | Pauda | 230 |  | Offshore_Wind |  |  | 0 | 0 | 0 | 0 | 0 | 0 | 0 | 0 | 0 | 0 | 0 | 0 | 0 | 0 | 0 | 0 | 0 | 0 | 0 | 0 | 0 | 0 | 0 | 0 | 0 | 0 | 0 | 0
PG&E GBA | PGE GBA | PGE | Paul Sweet | 115 | 14 | Offshore_Wind |  |  | 0 | 0 | 0 | 0 | 0 | 0 | 0 | 0 | 0 | 0 | 0 | 0 | 0 | 0 | 0 | 0 | 0 | 0 | 0 | 0 | 0 | 0 | 0 | 0 | 0 | 0 | 0 | 0
PG&E NGBA | PGE NGBA | PGE | Peabody | 230 | 52 | Offshore_Wind |  |  | 0 | 0 | 0 | 0 | 0 | 0 | 0 | 0 | 0 | 0 | 0 | 0 | 0 | 0 | 0 | 0 | 0 | 0 | 0 | 0 | 0 | 0 | 0 | 0 | 0 | 0 | 0 | 0
PG&E NGBA | PGE NGBA | PGE | Pease | 115 | 22 | Offshore_Wind |  |  | 0 | 0 | 0 | 0 | 0 | 0 | 0 | 0 | 0 | 0 | 0 | 0 | 0 | 0 | 0 | 0 | 0 | 0 | 0 | 0 | 0 | 0 | 0 | 0 | 0 | 0 | 0 | 0
SDGE | SDGE Imperial | SDGE | Penasquitos | 138 | 171 | Offshore_Wind |  |  | 0 | 0 | 0 | 0 | 0 | 0 | 0 | 0 | 0 | 0 | 0 | 0 | 0 | 0 | 0 | 0 | 0 | 0 | 0 | 0 | 0 | 0 | 0 | 0 | 0 | 0 | 0 | 0
SDGE | SDGE Imperial | SDGE | Penasquitos | 230 | 171 | Offshore_Wind |  |  | 0 | 0 | 0 | 0 | 0 | 0 | 0 | 0 | 0 | 0 | 0 | 0 | 0 | 0 | 0 | 0 | 0 | 0 | 0 | 0 | 0 | 0 | 0 | 0 | 0 | 0 | 0 | 0
PG&E NGBA | PGE NGBA | PGE | Penngrove | 115 | 27 | Offshore_Wind |  |  | 0 | 0 | 0 | 0 | 0 | 0 | 0 | 0 | 0 | 0 | 0 | 0 | 0 | 0 | 0 | 0 | 0 | 0 | 0 | 0 | 0 | 0 | 0 | 0 | 0 | 0 | 0 | 0
PG&E GBA | PGE GBA | PGE | Peoria | 115 | 44 | Offshore_Wind |  |  | 0 | 0 | 0 | 0 | 0 | 0 | 0 | 0 | 0 | 0 | 0 | 0 | 0 | 0 | 0 | 0 | 0 | 0 | 0 | 0 | 0 | 0 | 0 | 0 | 0 | 0 | 0 | 0
PG&E GBA | PGE GBA | PGE | Piercy | 115 | 11 | Offshore_Wind |  |  | 0 | 0 | 0 | 0 | 0 | 0 | 0 | 0 | 0 | 0 | 0 | 0 | 0 | 0 | 0 | 0 | 0 | 0 | 0 | 0 | 0 | 0 | 0 | 0 | 0 | 0 | 0 | 0
PG&E FRESNO | PGE Fresno | PGE | Pine Flat | 230 | 117 | Offshore_Wind |  |  | 0 | 0 | 0 | 0 | 0 | 0 | 0 | 0 | 0 | 0 | 0 | 0 | 0 | 0 | 0 | 0 | 0 | 0 | 0 | 0 | 0 | 0 | 0 | 0 | 0 | 0 | 0 | 0
SCE NOL | SCE NOL | SCE | Pisgah | 230 | 141 | Offshore_Wind |  |  | 0 | 0 | 0 | 0 | 0 | 0 | 0 | 0 | 0 | 0 | 0 | 0 | 0 | 0 | 0 | 0 | 0 | 0 | 0 | 0 | 0 | 0 | 0 | 0 | 0 | 0 | 0 | 0
PG&E NGBA | PGE NGBA | PGE | Pit 1 | 230 | 2 | Offshore_Wind |  |  | 0 | 0 | 0 | 0 | 0 | 0 | 0 | 0 | 0 | 0 | 0 | 0 | 0 | 0 | 0 | 0 | 0 | 0 | 0 | 0 | 0 | 0 | 0 | 0 | 0 | 0 | 0 | 0
PG&E NGBA | PGE NGBA | PGE | Pit 3 | 230 | 2 | Offshore_Wind |  |  | 0 | 0 | 0 | 0 | 0 | 0 | 0 | 0 | 0 | 0 | 0 | 0 | 0 | 0 | 0 | 0 | 0 | 0 | 0 | 0 | 0 | 0 | 0 | 0 | 0 | 0 | 0 | 0
PG&E NGBA | PGE NGBA | PGE | Pit 4 | 230 | 1 | Offshore_Wind |  |  | 0 | 0 | 0 | 0 | 0 | 0 | 0 | 0 | 0 | 0 | 0 | 0 | 0 | 0 | 0 | 0 | 0 | 0 | 0 | 0 | 0 | 0 | 0 | 0 | 0 | 0 | 0 | 0
PG&E GBA | PGE GBA | PGE | Pittsburg | 115 | 49 | Offshore_Wind |  |  | 0 | 0 | 0 | 0 | 0 | 0 | 0 | 0 | 0 | 0 | 0 | 0 | 0 | 0 | 0 | 0 | 0 | 0 | 0 | 0 | 0 | 0 | 0 | 0 | 0 | 0 | 0 | 0
PG&E GBA | PGE GBA | PGE | Pittsburg | 230 | 51 | Offshore_Wind |  |  | 0 | 0 | 0 | 0 | 0 | 0 | 0 | 0 | 0 | 0 | 0 | 0 | 0 | 0 | 0 | 0 | 0 | 0 | 0 | 0 | 0 | 0 | 0 | 0 | 0 | 0 | 0 | 0
PG&E NGBA | PGE NGBA | PGE | Pleasant Grove | 115 | 23 | Offshore_Wind |  |  | 0 | 0 | 0 | 0 | 0 | 0 | 0 | 0 | 0 | 0 | 0 | 0 | 0 | 0 | 0 | 0 | 0 | 0 | 0 | 0 | 0 | 0 | 0 | 0 | 0 | 0 | 0 | 0
PG&E NGBA | PGE NGBA | PGE | POE | 230 | 24 | Offshore_Wind |  |  | 0 | 0 | 0 | 0 | 0 | 0 | 0 | 0 | 0 | 0 | 0 | 0 | 0 | 0 | 0 | 0 | 0 | 0 | 0 | 0 | 0 | 0 | 0 | 0 | 0 | 0 | 0 | 0
PG&E KERN | PGE Kern | PGE | Poso Mountain | 115 | 101 | Offshore_Wind |  |  | 0 | 0 | 0 | 0 | 0 | 0 | 0 | 0 | 0 | 0 | 0 | 0 | 0 | 0 | 0 | 0 | 0 | 0 | 0 | 0 | 0 | 0 | 0 | 0 | 0 | 0 | 0 | 0
EOP | SCE EOP | SCE | Primm | 230 | 161 | Offshore_Wind |  |  | 0 | 0 | 0 | 0 | 0 | 0 | 0 | 0 | 0 | 0 | 0 | 0 | 0 | 0 | 0 | 0 | 0 | 0 | 0 | 0 | 0 | 0 | 0 | 0 | 0 | 0 | 0 | 0
PG&E NGBA | PGE NGBA | PGE | Putah Creek | 115 | 39 | Offshore_Wind |  |  | 0 | 0 | 0 | 0 | 0 | 0 | 0 | 0 | 0 | 0 | 0 | 0 | 0 | 0 | 0 | 0 | 0 | 0 | 0 | 0 | 0 | 0 | 0 | 0 | 0 | 0 | 0 | 0
SDGE | SDGE Imperial | SDGE | Q1806 | 138 | 178 | Offshore_Wind |  |  | 0 | 0 | 0 | 0 | 0 | 0 | 0 | 0 | 0 | 0 | 0 | 0 | 0 | 0 | 0 | 0 | 0 | 0 | 0 | 0 | 0 | 0 | 0 | 0 | 0 | 0 | 0 | 0
PG&E FRESNO | PGE Fresno | PGE | Quinto | 230 | 71 | Offshore_Wind |  |  | 0 | 0 | 0 | 0 | 0 | 0 | 0 | 0 | 0 | 0 | 0 | 0 | 0 | 0 | 0 | 0 | 0 | 0 | 0 | 0 | 0 | 0 | 0 | 0 | 0 | 0 | 0 | 0
PG&E GBA | PGE GBA | PGE | Race Track | 115 | 44 | Offshore_Wind |  |  | 0 | 0 | 0 | 0 | 0 | 0 | 0 | 0 | 0 | 0 | 0 | 0 | 0 | 0 | 0 | 0 | 0 | 0 | 0 | 0 | 0 | 0 | 0 | 0 | 0 | 0 | 0 | 0
SDGE | SDGE Imperial | SDGE | Rancho Mission Viejo | 138 | 187 | Offshore_Wind |  |  | 0 | 0 | 0 | 0 | 0 | 0 | 0 | 0 | 0 | 0 | 0 | 0 | 0 | 0 | 0 | 0 | 0 | 0 | 0 | 0 | 0 | 0 | 0 | 0 | 0 | 0 | 0 | 0
PG&E GBA | PGE GBA | PGE | Rancho Seco | 230 | 15 | Offshore_Wind |  |  | 0 | 0 | 0 | 0 | 0 | 0 | 0 | 0 | 0 | 0 | 0 | 0 | 0 | 0 | 0 | 0 | 0 | 0 | 0 | 0 | 0 | 0 | 0 | 0 | 0 | 0 | 0 | 0
SCE Metro | SCE Metro | SCE | Rancho Vista | 230 | 97 | Offshore_Wind |  |  | 0 | 0 | 0 | 0 | 0 | 0 | 0 | 0 | 0 | 0 | 0 | 0 | 0 | 0 | 0 | 0 | 0 | 0 | 0 | 0 | 0 | 0 | 0 | 0 | 0 | 0 | 0 | 0
SCE Metro | SCE Metro | SCE | Rancho Vista | 500 | 97 | Offshore_Wind |  |  | 0 | 0 | 0 | 0 | 0 | 0 | 0 | 0 | 0 | 0 | 0 | 0 | 0 | 0 | 0 | 0 | 0 | 0 | 0 | 0 | 0 | 0 | 0 | 0 | 0 | 0 | 0 | 0
SCE NOL | SCE NOL | SCE | Ransburg | 115 |  | Offshore_Wind |  |  | 0 | 0 | 0 | 0 | 0 | 0 | 0 | 0 | 0 | 0 | 0 | 0 | 0 | 0 | 0 | 0 | 0 | 0 | 0 | 0 | 0 | 0 | 0 | 0 | 0 | 0 | 0 | 0
PG&E GBA | PGE GBA | PGE | Ravenswood | 115 | 6 | Offshore_Wind |  |  | 0 | 0 | 0 | 0 | 0 | 0 | 0 | 0 | 0 | 0 | 0 | 0 | 0 | 0 | 0 | 0 | 0 | 0 | 0 | 0 | 0 | 0 | 0 | 0 | 0 | 0 | 0 | 0
PG&E GBA | PGE GBA | PGE | Ravenswood | 230 | 6 | Offshore_Wind |  |  | 0 | 0 | 0 | 0 | 0 | 0 | 0 | 0 | 0 | 0 | 0 | 0 | 0 | 0 | 0 | 0 | 0 | 0 | 0 | 0 | 0 | 0 | 0 | 0 | 0 | 0 | 0 | 0
SCE Northern | SCE Northern | SCE | Rector | 230 | 153 | Offshore_Wind |  |  | 0 | 0 | 0 | 0 | 0 | 0 | 0 | 0 | 0 | 0 | 0 | 0 | 0 | 0 | 0 | 0 | 0 | 0 | 0 | 0 | 0 | 0 | 0 | 0 | 0 | 0 | 0 | 0
SCE Eastern | SCE Eastern | SCE | Red Bluff | 230 | 179 | Offshore_Wind |  |  | 0 | 0 | 0 | 0 | 0 | 0 | 0 | 0 | 0 | 0 | 0 | 0 | 0 | 0 | 0 | 0 | 0 | 0 | 0 | 0 | 0 | 0 | 0 | 0 | 0 | 0 | 0 | 0
SCE Eastern | SCE Eastern | SCE | Red Bluff | 500 | 172 | Offshore_Wind |  |  | 0 | 0 | 0 | 0 | 0 | 0 | 0 | 0 | 0 | 0 | 0 | 0 | 0 | 0 | 0 | 0 | 0 | 0 | 0 | 0 | 0 | 0 | 0 | 0 | 0 | 0 | 0 | 0
PG&E NGBA | PGE NGBA | PGE | Redbud | 115 | 27 | Offshore_Wind |  |  | 0 | 0 | 0 | 0 | 0 | 0 | 0 | 0 | 0 | 0 | 0 | 0 | 0 | 0 | 0 | 0 | 0 | 0 | 0 | 0 | 0 | 0 | 0 | 0 | 0 | 0 | 0 | 0
SCE Metro | SCE Metro | SCE | Redondo | 230 | 97 | Offshore_Wind |  |  | 0 | 0 | 0 | 0 | 0 | 0 | 0 | 0 | 0 | 0 | 0 | 0 | 0 | 0 | 0 | 0 | 0 | 0 | 0 | 0 | 0 | 0 | 0 | 0 | 0 | 0 | 0 | 0
PG&E FRESNO | PGE Fresno | PGE | Reedley | 115 | 142 | Offshore_Wind |  |  | 0 | 0 | 0 | 0 | 0 | 0 | 0 | 0 | 0 | 0 | 0 | 0 | 0 | 0 | 0 | 0 | 0 | 0 | 0 | 0 | 0 | 0 | 0 | 0 | 0 | 0 | 0 | 0
PG&E KERN | PGE Kern | PGE | Renfro | 115 | 83 | Offshore_Wind |  |  | 0 | 0 | 0 | 0 | 0 | 0 | 0 | 0 | 0 | 0 | 0 | 0 | 0 | 0 | 0 | 0 | 0 | 0 | 0 | 0 | 0 | 0 | 0 | 0 | 0 | 0 | 0 | 0
PG&E GBA | PGE GBA | PGE | Richmond R | 115 | 56 | Offshore_Wind |  |  | 0 | 0 | 0 | 0 | 0 | 0 | 0 | 0 | 0 | 0 | 0 | 0 | 0 | 0 | 0 | 0 | 0 | 0 | 0 | 0 | 0 | 0 | 0 | 0 | 0 | 0 | 0 | 0
PG&E NGBA | PGE NGBA | PGE | Rincon | 115 | 55 | Offshore_Wind |  |  | 0 | 0 | 0 | 0 | 0 | 0 | 0 | 0 | 0 | 0 | 0 | 0 | 0 | 0 | 0 | 0 | 0 | 0 | 0 | 0 | 0 | 0 | 0 | 0 | 0 | 0 | 0 | 0
PG&E KERN | PGE Kern | PGE | Rio Bravo | 115 | 83 | Offshore_Wind |  |  | 0 | 0 | 0 | 0 | 0 | 0 | 0 | 0 | 0 | 0 | 0 | 0 | 0 | 0 | 0 | 0 | 0 | 0 | 0 | 0 | 0 | 0 | 0 | 0 | 0 | 0 | 0 | 0
SCE Metro | SCE Metro | SCE | Rio Hondo | 230 | 97 | Offshore_Wind |  |  | 0 | 0 | 0 | 0 | 0 | 0 | 0 | 0 | 0 | 0 | 0 | 0 | 0 | 0 | 0 | 0 | 0 | 0 | 0 | 0 | 0 | 0 | 0 | 0 | 0 | 0 | 0 | 0
PG&E NGBA | PGE NGBA | PGE | Rio Oso | 115 | 24 | Offshore_Wind |  |  | 0 | 0 | 0 | 0 | 0 | 0 | 0 | 0 | 0 | 0 | 0 | 0 | 0 | 0 | 0 | 0 | 0 | 0 | 0 | 0 | 0 | 0 | 0 | 0 | 0 | 0 | 0 | 0
PG&E NGBA | PGE NGBA | PGE | Rio Oso | 230 | 24 | Offshore_Wind |  |  | 0 | 0 | 0 | 0 | 0 | 0 | 0 | 0 | 0 | 0 | 0 | 0 | 0 | 0 | 0 | 0 | 0 | 0 | 0 | 0 | 0 | 0 | 0 | 0 | 0 | 0 | 0 | 0
PG&E GBA | PGE GBA | PGE | Ripon | 115 | 54 | Offshore_Wind |  |  | 0 | 0 | 0 | 0 | 0 | 0 | 0 | 0 | 0 | 0 | 0 | 0 | 0 | 0 | 0 | 0 | 0 | 0 | 0 | 0 | 0 | 0 | 0 | 0 | 0 | 0 | 0 | 0
PG&E GBA | PGE GBA | PGE | Riverbank | 115 | 44 | Offshore_Wind |  |  | 0 | 0 | 0 | 0 | 0 | 0 | 0 | 0 | 0 | 0 | 0 | 0 | 0 | 0 | 0 | 0 | 0 | 0 | 0 | 0 | 0 | 0 | 0 | 0 | 0 | 0 | 0 | 0
SCE NOL | SCE NOL | SCE | Roadway | 115 | 146 | Offshore_Wind |  |  | 0 | 0 | 0 | 0 | 0 | 0 | 0 | 0 | 0 | 0 | 0 | 0 | 0 | 0 | 0 | 0 | 0 | 0 | 0 | 0 | 0 | 0 | 0 | 0 | 0 | 0 | 0 | 0
PG&E NGBA | PGE NGBA | PGE | Rock Creek 1 | 230 | 16 | Offshore_Wind |  |  | 0 | 0 | 0 | 0 | 0 | 0 | 0 | 0 | 0 | 0 | 0 | 0 | 0 | 0 | 0 | 0 | 0 | 0 | 0 | 0 | 0 | 0 | 0 | 0 | 0 | 0 | 0 | 0
PG&E GBA | PGE GBA | PGE | Rossmoor | 230 | 30 | Offshore_Wind |  |  | 0 | 0 | 0 | 0 | 0 | 0 | 0 | 0 | 0 | 0 | 0 | 0 | 0 | 0 | 0 | 0 | 0 | 0 | 0 | 0 | 0 | 0 | 0 | 0 | 0 | 0 | 0 | 0
PG&E NGBA | PGE NGBA | PGE | Round Mountain | 230 | 1 | Offshore_Wind |  |  | 0 | 0 | 0 | 0 | 0 | 0 | 0 | 0 | 0 | 0 | 0 | 0 | 0 | 0 | 0 | 0 | 0 | 0 | 0 | 0 | 0 | 0 | 0 | 0 | 0 | 0 | 0 | 0
PG&E NGBA | PGE NGBA | PGE | Round Mountain | 500 | 1 | Offshore_Wind |  |  | 0 | 0 | 0 | 0 | 0 | 0 | 0 | 0 | 0 | 0 | 0 | 0 | 0 | 0 | 0 | 0 | 0 | 0 | 0 | 0 | 0 | 0 | 0 | 0 | 0 | 0 | 0 | 0
PG&E GBA | PGE GBA | PGE | Salado | 115 | 34 | Offshore_Wind |  |  | 0 | 0 | 0 | 0 | 0 | 0 | 0 | 0 | 0 | 0 | 0 | 0 | 0 | 0 | 0 | 0 | 0 | 0 | 0 | 0 | 0 | 0 | 0 | 0 | 0 | 0 | 0 | 0
PG&E GBA | PGE GBA | PGE | Salinas | 115 | 84 | Offshore_Wind |  |  | 0 | 0 | 0 | 0 | 0 | 0 | 0 | 0 | 0 | 0 | 0 | 0 | 0 | 0 | 0 | 0 | 0 | 0 | 0 | 0 | 0 | 0 | 0 | 0 | 0 | 0 | 0 | 0
SCE Eastern | SCE Eastern | SCE | San Bernardino | 230 | 156 | Offshore_Wind |  |  | 0 | 0 | 0 | 0 | 0 | 0 | 0 | 0 | 0 | 0 | 0 | 0 | 0 | 0 | 0 | 0 | 0 | 0 | 0 | 0 | 0 | 0 | 0 | 0 | 0 | 0 | 0 | 0
PG&E GBA | PGE GBA | PGE | SAN FRAN A (POTRERO PP) | 115 | 3 | Offshore_Wind |  |  | 0 | 0 | 0 | 0 | 0 | 0 | 0 | 0 | 0 | 0 | 0 | 0 | 0 | 0 | 0 | 0 | 0 | 0 | 0 | 0 | 0 | 0 | 0 | 0 | 0 | 0 | 0 | 0
PG&E GBA | PGE GBA | PGE | SAN FRAN A (POTRERO PP) | 230 | 3 | Offshore_Wind |  |  | 0 | 0 | 0 | 0 | 0 | 0 | 0 | 0 | 0 | 0 | 0 | 0 | 0 | 0 | 0 | 0 | 0 | 0 | 0 | 0 | 0 | 0 | 0 | 0 | 0 | 0 | 0 | 0
PG&E GBA | PGE GBA | PGE | San Jose A | 115 | 81 | Offshore_Wind |  |  | 0 | 0 | 0 | 0 | 0 | 0 | 0 | 0 | 0 | 0 | 0 | 0 | 0 | 0 | 0 | 0 | 0 | 0 | 0 | 0 | 0 | 0 | 0 | 0 | 0 | 0 | 0 | 0
PG&E GBA | PGE GBA | PGE | San Jose B | 115 | 11 | Offshore_Wind |  |  | 0 | 0 | 0 | 0 | 0 | 0 | 0 | 0 | 0 | 0 | 0 | 0 | 0 | 0 | 0 | 0 | 0 | 0 | 0 | 0 | 0 | 0 | 0 | 0 | 0 | 0 | 0 | 0
PG&E GBA | PGE GBA | PGE | San Leandro U | 115 | 6 | Offshore_Wind |  |  | 0 | 0 | 0 | 0 | 0 | 0 | 0 | 0 | 0 | 0 | 0 | 0 | 0 | 0 | 0 | 0 | 0 | 0 | 0 | 0 | 0 | 0 | 0 | 0 | 0 | 0 | 0 | 0
PG&E KERN | PGE Kern | PGE | San Luis Obispo | 115 | 111 | Offshore_Wind |  |  | 0 | 0 | 0 | 0 | 0 | 0 | 0 | 0 | 0 | 0 | 0 | 0 | 0 | 0 | 0 | 0 | 0 | 0 | 0 | 0 | 0 | 0 | 0 | 0 | 0 | 0 | 0 | 0
SDGE | SDGE Imperial | SDGE | San Luis Rey | 230 | 143 | Offshore_Wind |  |  | 0 | 0 | 0 | 0 | 0 | 0 | 0 | 0 | 0 | 0 | 0 | 0 | 0 | 0 | 0 | 0 | 0 | 0 | 0 | 0 | 0 | 0 | 0 | 0 | 0 | 0 | 0 | 0
SCE Metro | SCE Metro | SCE | San Onofre | 230 | 97 | Offshore_Wind |  |  | 0 | 0 | 0 | 0 | 0 | 0 | 0 | 0 | 0 | 0 | 0 | 0 | 0 | 0 | 0 | 0 | 0 | 0 | 0 | 0 | 0 | 0 | 0 | 0 | 0 | 0 | 0 | 0
PG&E GBA | PGE GBA | PGE | San Pablo | 115 | 56 | Offshore_Wind |  |  | 0 | 0 | 0 | 0 | 0 | 0 | 0 | 0 | 0 | 0 | 0 | 0 | 0 | 0 | 0 | 0 | 0 | 0 | 0 | 0 | 0 | 0 | 0 | 0 | 0 | 0 | 0 | 0
PG&E GBA | PGE GBA | PGE | San Ramon | 230 | 4 | Offshore_Wind |  |  | 0 | 0 | 0 | 0 | 0 | 0 | 0 | 0 | 0 | 0 | 0 | 0 | 0 | 0 | 0 | 0 | 0 | 0 | 0 | 0 | 0 | 0 | 0 | 0 | 0 | 0 | 0 | 0
SCE NOL | SCE NOL | SCE | Sandlot | 230 | 160 | Offshore_Wind |  |  | 0 | 0 | 0 | 0 | 0 | 0 | 0 | 0 | 0 | 0 | 0 | 0 | 0 | 0 | 0 | 0 | 0 | 0 | 0 | 0 | 0 | 0 | 0 | 0 | 0 | 0 | 0 | 0
EOP | SCE EOP | SCE | Sandy | 138 | 177 | Offshore_Wind |  |  | 0 | 0 | 0 | 0 | 0 | 0 | 0 | 0 | 0 | 0 | 0 | 0 | 0 | 0 | 0 | 0 | 0 | 0 | 0 | 0 | 0 | 0 | 0 | 0 | 0 | 0 | 0 | 0
PG&E FRESNO | PGE Fresno | PGE | Sanger | 115 | 152 | Offshore_Wind |  |  | 0 | 0 | 0 | 0 | 0 | 0 | 0 | 0 | 0 | 0 | 0 | 0 | 0 | 0 | 0 | 0 | 0 | 0 | 0 | 0 | 0 | 0 | 0 | 0 | 0 | 0 | 0 | 0
SCE Northern | SCE Northern | SCE | Santa Clara | 230 | 157 | Offshore_Wind |  |  | 0 | 0 | 0 | 0 | 0 | 0 | 0 | 0 | 0 | 0 | 0 | 0 | 0 | 0 | 0 | 0 | 0 | 0 | 0 | 0 | 0 | 0 | 0 | 0 | 0 | 0 | 0 | 0
PG&E NGBA | PGE NGBA | PGE | Santa Rosa A | 115 | 27 | Offshore_Wind |  |  | 0 | 0 | 0 | 0 | 0 | 0 | 0 | 0 | 0 | 0 | 0 | 0 | 0 | 0 | 0 | 0 | 0 | 0 | 0 | 0 | 0 | 0 | 0 | 0 | 0 | 0 | 0 | 0
PG&E GBA | PGE GBA | PGE | Santa Teresa | 115 | 81 | Offshore_Wind |  |  | 0 | 0 | 0 | 0 | 0 | 0 | 0 | 0 | 0 | 0 | 0 | 0 | 0 | 0 | 0 | 0 | 0 | 0 | 0 | 0 | 0 | 0 | 0 | 0 | 0 | 0 | 0 | 0
SDGE | SDGE Imperial | SDGE | Santee | 138 | 191 | Offshore_Wind |  |  | 0 | 0 | 0 | 0 | 0 | 0 | 0 | 0 | 0 | 0 | 0 | 0 | 0 | 0 | 0 | 0 | 0 | 0 | 0 | 0 | 0 | 0 | 0 | 0 | 0 | 0 | 0 | 0
SCE Metro | SCE Metro | SCE | Santiago | 230 | 97 | Offshore_Wind |  |  | 0 | 0 | 0 | 0 | 0 | 0 | 0 | 0 | 0 | 0 | 0 | 0 | 0 | 0 | 0 | 0 | 0 | 0 | 0 | 0 | 0 | 0 | 0 | 0 | 0 | 0 | 0 | 0
PG&E GBA | PGE GBA | PGE | Saratoga | 230 | 13 | Offshore_Wind |  |  | 0 | 0 | 0 | 0 | 0 | 0 | 0 | 0 | 0 | 0 | 0 | 0 | 0 | 0 | 0 | 0 | 0 | 0 | 0 | 0 | 0 | 0 | 0 | 0 | 0 | 0 | 0 | 0
SCE Northern | SCE Northern | SCE | Saugus | 230 | 131 | Offshore_Wind |  |  | 0 | 0 | 0 | 0 | 0 | 0 | 0 | 0 | 0 | 0 | 0 | 0 | 0 | 0 | 0 | 0 | 0 | 0 | 0 | 0 | 0 | 0 | 0 | 0 | 0 | 0 | 0 | 0
PG&E FRESNO | PGE Fresno | PGE | Schindler | 115 | 76 | Offshore_Wind |  |  | 0 | 0 | 0 | 0 | 0 | 0 | 0 | 0 | 0 | 0 | 0 | 0 | 0 | 0 | 0 | 0 | 0 | 0 | 0 | 0 | 0 | 0 | 0 | 0 | 0 | 0 | 0 | 0
PG&E GBA | PGE GBA | PGE | Schulte | 115 | 41 | Offshore_Wind |  |  | 0 | 0 | 0 | 0 | 0 | 0 | 0 | 0 | 0 | 0 | 0 | 0 | 0 | 0 | 0 | 0 | 0 | 0 | 0 | 0 | 0 | 0 | 0 | 0 | 0 | 0 | 0 | 0
PG&E KERN | PGE Kern | PGE | Semitropic | 115 | 74 | Offshore_Wind |  |  | 0 | 0 | 0 | 0 | 0 | 0 | 0 | 0 | 0 | 0 | 0 | 0 | 0 | 0 | 0 | 0 | 0 | 0 | 0 | 0 | 0 | 0 | 0 | 0 | 0 | 0 | 0 | 0
SCE Metro | SCE Metro | SCE | Serrano | 230 | 97 | Offshore_Wind |  |  | 0 | 0 | 0 | 0 | 0 | 0 | 0 | 0 | 0 | 0 | 0 | 0 | 0 | 0 | 0 | 0 | 0 | 0 | 0 | 0 | 0 | 0 | 0 | 0 | 0 | 0 | 0 | 0
SCE Metro | SCE Metro | SCE | Serrano | 500 | 97 | Offshore_Wind |  |  | 0 | 0 | 0 | 0 | 0 | 0 | 0 | 0 | 0 | 0 | 0 | 0 | 0 | 0 | 0 | 0 | 0 | 0 | 0 | 0 | 0 | 0 | 0 | 0 | 0 | 0 | 0 | 0
SDGE | SDGE Imperial | SDGE | Shadowridge | 138 | 186 | Offshore_Wind |  |  | 0 | 0 | 0 | 0 | 0 | 0 | 0 | 0 | 0 | 0 | 0 | 0 | 0 | 0 | 0 | 0 | 0 | 0 | 0 | 0 | 0 | 0 | 0 | 0 | 0 | 0 | 0 | 0
PG&E KERN | PGE Kern | PGE | Shafter | 115 | 107 | Offshore_Wind |  |  | 0 | 0 | 0 | 0 | 0 | 0 | 0 | 0 | 0 | 0 | 0 | 0 | 0 | 0 | 0 | 0 | 0 | 0 | 0 | 0 | 0 | 0 | 0 | 0 | 0 | 0 | 0 | 0
PG&E NGBA | PGE NGBA | PGE | Silverado | 115 | 55 | Offshore_Wind |  |  | 0 | 0 | 0 | 0 | 0 | 0 | 0 | 0 | 0 | 0 | 0 | 0 | 0 | 0 | 0 | 0 | 0 | 0 | 0 | 0 | 0 | 0 | 0 | 0 | 0 | 0 | 0 | 0
SDGE | SDGE Imperial | SDGE | Silvergate | 230 | 193 | Offshore_Wind |  |  | 0 | 0 | 0 | 0 | 0 | 0 | 0 | 0 | 0 | 0 | 0 | 0 | 0 | 0 | 0 | 0 | 0 | 0 | 0 | 0 | 0 | 0 | 0 | 0 | 0 | 0 | 0 | 0
PG&E KERN | PGE Kern | PGE | Sisquoc | 115 | 111 | Offshore_Wind |  |  | 0 | 0 | 0 | 0 | 0 | 0 | 0 | 0 | 0 | 0 | 0 | 0 | 0 | 0 | 0 | 0 | 0 | 0 | 0 | 0 | 0 | 0 | 0 | 0 | 0 | 0 | 0 | 0
EOP | SCE EOP | SCE | Sloan Canyon | 230 | 161 | Offshore_Wind |  |  | 0 | 0 | 0 | 0 | 0 | 0 | 0 | 0 | 0 | 0 | 0 | 0 | 0 | 0 | 0 | 0 | 0 | 0 | 0 | 0 | 0 | 0 | 0 | 0 | 0 | 0 | 0 | 0
EOP | SCE EOP | SCE | Sloan Canyon | 500 | 161 | Offshore_Wind |  |  | 0 | 0 | 0 | 0 | 0 | 0 | 0 | 0 | 0 | 0 | 0 | 0 | 0 | 0 | 0 | 0 | 0 | 0 | 0 | 0 | 0 | 0 | 0 | 0 | 0 | 0 | 0 | 0
PG&E KERN | PGE Kern | PGE | Smyrna | 115 | 113 | Offshore_Wind |  |  | 0 | 0 | 0 | 0 | 0 | 0 | 0 | 0 | 0 | 0 | 0 | 0 | 0 | 0 | 0 | 0 | 0 | 0 | 0 | 0 | 0 | 0 | 0 | 0 | 0 | 0 | 0 | 0
PG&E GBA | PGE GBA | PGE | Sobrante | 115 | 56 | Offshore_Wind |  |  | 0 | 0 | 0 | 0 | 0 | 0 | 0 | 0 | 0 | 0 | 0 | 0 | 0 | 0 | 0 | 0 | 0 | 0 | 0 | 0 | 0 | 0 | 0 | 0 | 0 | 0 | 0 | 0
PG&E GBA | PGE GBA | PGE | Sobrante | 230 | 51 | Offshore_Wind |  |  | 0 | 0 | 0 | 0 | 0 | 0 | 0 | 0 | 0 | 0 | 0 | 0 | 0 | 0 | 0 | 0 | 0 | 0 | 0 | 0 | 0 | 0 | 0 | 0 | 0 | 0 | 0 | 0
PG&E KERN | PGE Kern | PGE | Solar | 230 | 122 | Offshore_Wind |  |  | 0 | 0 | 0 | 0 | 0 | 0 | 0 | 0 | 0 | 0 | 0 | 0 | 0 | 0 | 0 | 0 | 0 | 0 | 0 | 0 | 0 | 0 | 0 | 0 | 0 | 0 | 0 | 0
PG&E GBA | PGE GBA | PGE | Soledad | 115 | 84 | Offshore_Wind |  |  | 0 | 0 | 0 | 0 | 0 | 0 | 0 | 0 | 0 | 0 | 0 | 0 | 0 | 0 | 0 | 0 | 0 | 0 | 0 | 0 | 0 | 0 | 0 | 0 | 0 | 0 | 0 | 0
SCE Northern | SCE Northern | SCE | Springville | 230 | 153 | Offshore_Wind |  |  | 0 | 0 | 0 | 0 | 0 | 0 | 0 | 0 | 0 | 0 | 0 | 0 | 0 | 0 | 0 | 0 | 0 | 0 | 0 | 0 | 0 | 0 | 0 | 0 | 0 | 0 | 0 | 0
PG&E GBA | PGE GBA | PGE | Stagg | 230 | 43 | Offshore_Wind |  |  | 0 | 0 | 0 | 0 | 0 | 0 | 0 | 0 | 0 | 0 | 0 | 0 | 0 | 0 | 0 | 0 | 0 | 0 | 0 | 0 | 0 | 0 | 0 | 0 | 0 | 0 | 0 | 0
PG&E GBA | PGE GBA | PGE | Standard Oil | 115 | 56 | Offshore_Wind |  |  | 0 | 0 | 0 | 0 | 0 | 0 | 0 | 0 | 0 | 0 | 0 | 0 | 0 | 0 | 0 | 0 | 0 | 0 | 0 | 0 | 0 | 0 | 0 | 0 | 0 | 0 | 0 | 0
PG&E GBA | PGE GBA | PGE | Stanislaus | 115 | 44 | Offshore_Wind |  |  | 0 | 0 | 0 | 0 | 0 | 0 | 0 | 0 | 0 | 0 | 0 | 0 | 0 | 0 | 0 | 0 | 0 | 0 | 0 | 0 | 0 | 0 | 0 | 0 | 0 | 0 | 0 | 0
PG&E KERN | PGE Kern | PGE | Stockdale | 115 | 72 | Offshore_Wind |  |  | 0 | 0 | 0 | 0 | 0 | 0 | 0 | 0 | 0 | 0 | 0 | 0 | 0 | 0 | 0 | 0 | 0 | 0 | 0 | 0 | 0 | 0 | 0 | 0 | 0 | 0 | 0 | 0
PG&E KERN | PGE Kern | PGE | Stockdale | 230 | 68 | Offshore_Wind |  |  | 0 | 0 | 0 | 0 | 0 | 0 | 0 | 0 | 0 | 0 | 0 | 0 | 0 | 0 | 0 | 0 | 0 | 0 | 0 | 0 | 0 | 0 | 0 | 0 | 0 | 0 | 0 | 0
PG&E GBA | PGE GBA | PGE | Stockton A | 115 | 65 | Offshore_Wind |  |  | 0 | 0 | 0 | 0 | 0 | 0 | 0 | 0 | 0 | 0 | 0 | 0 | 0 | 0 | 0 | 0 | 0 | 0 | 0 | 0 | 0 | 0 | 0 | 0 | 0 | 0 | 0 | 0
PG&E GBA | PGE GBA | PGE | Stone | 115 | 79 | Offshore_Wind |  |  | 0 | 0 | 0 | 0 | 0 | 0 | 0 | 0 | 0 | 0 | 0 | 0 | 0 | 0 | 0 | 0 | 0 | 0 | 0 | 0 | 0 | 0 | 0 | 0 | 0 | 0 | 0 | 0
PG&E FRESNO | PGE Fresno | PGE | Storey | 230 | 168 | Offshore_Wind |  |  | 0 | 0 | 0 | 0 | 0 | 0 | 0 | 0 | 0 | 0 | 0 | 0 | 0 | 0 | 0 | 0 | 0 | 0 | 0 | 0 | 0 | 0 | 0 | 0 | 0 | 0 | 0 | 0
PG&E NGBA | PGE NGBA | PGE | Summit | 115 | 21 | Offshore_Wind |  |  | 0 | 0 | 0 | 0 | 0 | 0 | 0 | 0 | 0 | 0 | 0 | 0 | 0 | 0 | 0 | 0 | 0 | 0 | 0 | 0 | 0 | 0 | 0 | 0 | 0 | 0 | 0 | 0
SDGE | SDGE Imperial | SDGE | Suncrest | 230 | 183 | Offshore_Wind |  |  | 0 | 0 | 0 | 0 | 0 | 0 | 0 | 0 | 0 | 0 | 0 | 0 | 0 | 0 | 0 | 0 | 0 | 0 | 0 | 0 | 0 | 0 | 0 | 0 | 0 | 0 | 0 | 0
SDGE | SDGE Imperial | SDGE | Suncrest | 500 | 183 | Offshore_Wind |  |  | 0 | 0 | 0 | 0 | 0 | 0 | 0 | 0 | 0 | 0 | 0 | 0 | 0 | 0 | 0 | 0 | 0 | 0 | 0 | 0 | 0 | 0 | 0 | 0 | 0 | 0 | 0 | 0
PG&E KERN | PGE Kern | PGE | Sunrise | 230 | 100 | Offshore_Wind |  |  | 0 | 0 | 0 | 0 | 0 | 0 | 0 | 0 | 0 | 0 | 0 | 0 | 0 | 0 | 0 | 0 | 0 | 0 | 0 | 0 | 0 | 0 | 0 | 0 | 0 | 0 | 0 | 0
PG&E KERN | PGE Kern | PGE | Sunset | 230 | 106 | Offshore_Wind |  |  | 0 | 0 | 0 | 0 | 0 | 0 | 0 | 0 | 0 | 0 | 0 | 0 | 0 | 0 | 0 | 0 | 0 | 0 | 0 | 0 | 0 | 0 | 0 | 0 | 0 | 0 | 0 | 0
PG&E GBA | PGE GBA | PGE | Swift | 115 | 11 | Offshore_Wind |  |  | 0 | 0 | 0 | 0 | 0 | 0 | 0 | 0 | 0 | 0 | 0 | 0 | 0 | 0 | 0 | 0 | 0 | 0 | 0 | 0 | 0 | 0 | 0 | 0 | 0 | 0 | 0 | 0
SDGE | SDGE Imperial | SDGE | Sycamore Canyon | 138 | 191 | Offshore_Wind |  |  | 0 | 0 | 0 | 0 | 0 | 0 | 0 | 0 | 0 | 0 | 0 | 0 | 0 | 0 | 0 | 0 | 0 | 0 | 0 | 0 | 0 | 0 | 0 | 0 | 0 | 0 | 0 | 0
SDGE | SDGE Imperial | SDGE | Sycamore Canyon | 230 | 190 | Offshore_Wind |  |  | 0 | 0 | 0 | 0 | 0 | 0 | 0 | 0 | 0 | 0 | 0 | 0 | 0 | 0 | 0 | 0 | 0 | 0 | 0 | 0 | 0 | 0 | 0 | 0 | 0 | 0 | 0 | 0
SCE Northern | SCE Northern | SCE | Sylmar | 230 | 131 | Offshore_Wind |  |  | 0 | 0 | 0 | 0 | 0 | 0 | 0 | 0 | 0 | 0 | 0 | 0 | 0 | 0 | 0 | 0 | 0 | 0 | 0 | 0 | 0 | 0 | 0 | 0 | 0 | 0 | 0 | 0
PG&E NGBA | PGE NGBA | PGE | Table Mountain | 115 | 1 | Offshore_Wind |  |  | 0 | 0 | 0 | 0 | 0 | 0 | 0 | 0 | 0 | 0 | 0 | 0 | 0 | 0 | 0 | 0 | 0 | 0 | 0 | 0 | 0 | 0 | 0 | 0 | 0 | 0 | 0 | 0
PG&E NGBA | PGE NGBA | PGE | Table Mountain | 230 | 8 | Offshore_Wind |  |  | 0 | 0 | 0 | 0 | 0 | 0 | 0 | 0 | 0 | 0 | 0 | 0 | 0 | 0 | 0 | 0 | 0 | 0 | 0 | 0 | 0 | 0 | 0 | 0 | 0 | 0 | 0 | 0
PG&E NGBA | PGE NGBA | PGE | Table Mountain | 500 | 1 | Offshore_Wind |  |  | 0 | 0 | 0 | 0 | 0 | 0 | 0 | 0 | 0 | 0 | 0 | 0 | 0 | 0 | 0 | 0 | 0 | 0 | 0 | 0 | 0 | 0 | 0 | 0 | 0 | 0 | 0 | 0
PG&E KERN | PGE Kern | PGE | Taft | 115 | 106 | Offshore_Wind |  |  | 0 | 0 | 0 | 0 | 0 | 0 | 0 | 0 | 0 | 0 | 0 | 0 | 0 | 0 | 0 | 0 | 0 | 0 | 0 | 0 | 0 | 0 | 0 | 0 | 0 | 0 | 0 | 0
SDGE | SDGE Imperial | SDGE | Talega | 138 | 187 | Offshore_Wind |  |  | 0 | 0 | 0 | 0 | 0 | 0 | 0 | 0 | 0 | 0 | 0 | 0 | 0 | 0 | 0 | 0 | 0 | 0 | 0 | 0 | 0 | 0 | 0 | 0 | 0 | 0 | 0 | 0
SDGE | SDGE Imperial | SDGE | Talega | 230 | 173 | Offshore_Wind |  |  | 0 | 0 | 0 | 0 | 0 | 0 | 0 | 0 | 0 | 0 | 0 | 0 | 0 | 0 | 0 | 0 | 0 | 0 | 0 | 0 | 0 | 0 | 0 | 0 | 0 | 0 | 0 | 0
PG&E GBA | PGE GBA | PGE | Tassajara | 230 | 1 | Offshore_Wind |  |  | 0 | 0 | 0 | 0 | 0 | 0 | 0 | 0 | 0 | 0 | 0 | 0 | 0 | 0 | 0 | 0 | 0 | 0 | 0 | 0 | 0 | 0 | 0 | 0 | 0 | 0 | 0 | 0
SDGE | SDGE Imperial | SDGE | Telegraph Canyon | 138 | 192 | Offshore_Wind |  |  | 0 | 0 | 0 | 0 | 0 | 0 | 0 | 0 | 0 | 0 | 0 | 0 | 0 | 0 | 0 | 0 | 0 | 0 | 0 | 0 | 0 | 0 | 0 | 0 | 0 | 0 | 0 | 0
PG&E KERN | PGE Kern | PGE | Temblor | 115 | 100 | Offshore_Wind |  |  | 0 | 0 | 0 | 0 | 0 | 0 | 0 | 0 | 0 | 0 | 0 | 0 | 0 | 0 | 0 | 0 | 0 | 0 | 0 | 0 | 0 | 0 | 0 | 0 | 0 | 0 | 0 | 0
PG&E KERN | PGE Kern | PGE | Templeton | 230 | 122 | Offshore_Wind |  |  | 0 | 0 | 0 | 0 | 0 | 0 | 0 | 0 | 0 | 0 | 0 | 0 | 0 | 0 | 0 | 0 | 0 | 0 | 0 | 0 | 0 | 0 | 0 | 0 | 0 | 0 | 0 | 0
PG&E GBA | PGE GBA | PGE | Tesla | 115 | 38 | Offshore_Wind |  |  | 0 | 0 | 0 | 0 | 0 | 0 | 0 | 0 | 0 | 0 | 0 | 0 | 0 | 0 | 0 | 0 | 0 | 0 | 0 | 0 | 0 | 0 | 0 | 0 | 0 | 0 | 0 | 0
PG&E GBA | PGE GBA | PGE | Tesla | 230 | 48 | Offshore_Wind |  |  | 0 | 0 | 0 | 0 | 0 | 0 | 0 | 0 | 0 | 0 | 0 | 0 | 0 | 0 | 0 | 0 | 0 | 0 | 0 | 0 | 0 | 0 | 0 | 0 | 0 | 0 | 0 | 0
PG&E GBA | PGE GBA | PGE | Tesla | 500 | 45 | Offshore_Wind |  |  | 0 | 0 | 0 | 0 | 0 | 0 | 0 | 0 | 0 | 0 | 0 | 0 | 0 | 0 | 0 | 0 | 0 | 0 | 0 | 0 | 0 | 0 | 0 | 0 | 0 | 0 | 0 | 0
PG&E KERN | PGE Kern | PGE | Tevis | 115 | 99 | Offshore_Wind |  |  | 0 | 0 | 0 | 0 | 0 | 0 | 0 | 0 | 0 | 0 | 0 | 0 | 0 | 0 | 0 | 0 | 0 | 0 | 0 | 0 | 0 | 0 | 0 | 0 | 0 | 0 | 0 | 0
EOP | SCE EOP | SCE | Thousandaire | 138 | 177 | Offshore_Wind |  |  | 0 | 0 | 0 | 0 | 0 | 0 | 0 | 0 | 0 | 0 | 0 | 0 | 0 | 0 | 0 | 0 | 0 | 0 | 0 | 0 | 0 | 0 | 0 | 0 | 0 | 0 | 0 | 0
PG&E KERN | PGE Kern | PGE | Topaz | 230 | 122 | Offshore_Wind |  |  | 0 | 0 | 0 | 0 | 0 | 0 | 0 | 0 | 0 | 0 | 0 | 0 | 0 | 0 | 0 | 0 | 0 | 0 | 0 | 0 | 0 | 0 | 0 | 0 | 0 | 0 | 0 | 0
SCE NOL | SCE NOL | SCE | Tortilla | 115 | 160 | Offshore_Wind |  |  | 0 | 0 | 0 | 0 | 0 | 0 | 0 | 0 | 0 | 0 | 0 | 0 | 0 | 0 | 0 | 0 | 0 | 0 | 0 | 0 | 0 | 0 | 0 | 0 | 0 | 0 | 0 | 0
SDGE | SDGE Imperial | SDGE | Trabuco | 138 | 187 | Offshore_Wind |  |  | 0 | 0 | 0 | 0 | 0 | 0 | 0 | 0 | 0 | 0 | 0 | 0 | 0 | 0 | 0 | 0 | 0 | 0 | 0 | 0 | 0 | 0 | 0 | 0 | 0 | 0 | 0 | 0
PG&E GBA | PGE GBA | PGE | Tracy | 115 | 12 | Offshore_Wind |  |  | 0 | 0 | 0 | 0 | 0 | 0 | 0 | 0 | 0 | 0 | 0 | 0 | 0 | 0 | 0 | 0 | 0 | 0 | 0 | 0 | 0 | 0 | 0 | 0 | 0 | 0 | 0 | 0
PG&E FRESNO | PGE Fresno | PGE | Tranquility | 230 | 117 | Offshore_Wind |  |  | 0 | 0 | 0 | 0 | 0 | 0 | 0 | 0 | 0 | 0 | 0 | 0 | 0 | 0 | 0 | 0 | 0 | 0 | 0 | 0 | 0 | 0 | 0 | 0 | 0 | 0 | 0 | 0
PG&E GBA | PGE GBA | PGE | Trimble | 115 | 81 | Offshore_Wind |  |  | 0 | 0 | 0 | 0 | 0 | 0 | 0 | 0 | 0 | 0 | 0 | 0 | 0 | 0 | 0 | 0 | 0 | 0 | 0 | 0 | 0 | 0 | 0 | 0 | 0 | 0 | 0 | 0
EOP | SCE EOP | SCE | Trout Canyon | 230 | 177 | Offshore_Wind |  |  | 0 | 0 | 0 | 0 | 0 | 0 | 0 | 0 | 0 | 0 | 0 | 0 | 0 | 0 | 0 | 0 | 0 | 0 | 0 | 0 | 0 | 0 | 0 | 0 | 0 | 0 | 0 | 0
EOP | SCE EOP | SCE | Trout Canyon | 500 | 177 | Offshore_Wind |  |  | 0 | 0 | 0 | 0 | 0 | 0 | 0 | 0 | 0 | 0 | 0 | 0 | 0 | 0 | 0 | 0 | 0 | 0 | 0 | 0 | 0 | 0 | 0 | 0 | 0 | 0 | 0 | 0
PG&E NGBA | PGE NGBA | PGE | Tulucay | 230 | 27 | Offshore_Wind |  |  | 0 | 0 | 0 | 0 | 0 | 0 | 0 | 0 | 0 | 0 | 0 | 0 | 0 | 0 | 0 | 0 | 0 | 0 | 0 | 0 | 0 | 0 | 0 | 0 | 0 | 0 | 0 | 0
PG&E KERN | PGE Kern | PGE | Tupman | 115 | 95 | Offshore_Wind |  |  | 0 | 0 | 0 | 0 | 0 | 0 | 0 | 0 | 0 | 0 | 0 | 0 | 0 | 0 | 0 | 0 | 0 | 0 | 0 | 0 | 0 | 0 | 0 | 0 | 0 | 0 | 0 | 0
PG&E NGBA | PGE NGBA | PGE | Ukiah | 115 | 37 | Offshore_Wind |  |  | 0 | 0 | 0 | 0 | 0 | 0 | 0 | 0 | 0 | 0 | 0 | 0 | 0 | 0 | 0 | 0 | 0 | 0 | 0 | 0 | 0 | 0 | 0 | 0 | 0 | 0 | 0 | 0
PG&E NGBA | PGE NGBA | PGE | Vaca Dixon | 115 | 39 | Offshore_Wind |  |  | 0 | 0 | 0 | 0 | 0 | 0 | 0 | 0 | 0 | 0 | 0 | 0 | 0 | 0 | 0 | 0 | 0 | 0 | 0 | 0 | 0 | 0 | 0 | 0 | 0 | 0 | 0 | 0
PG&E NGBA | PGE NGBA | PGE | Vaca Dixon | 230 | 33 | Offshore_Wind |  |  | 0 | 0 | 0 | 0 | 0 | 0 | 0 | 0 | 0 | 0 | 0 | 0 | 0 | 0 | 0 | 0 | 0 | 0 | 0 | 0 | 0 | 0 | 0 | 0 | 0 | 0 | 0 | 0
PG&E NGBA | PGE NGBA | PGE | Vaca Dixon | 500 | 28 | Offshore_Wind |  |  | 0 | 0 | 0 | 0 | 0 | 0 | 0 | 0 | 0 | 0 | 0 | 0 | 0 | 0 | 0 | 0 | 0 | 0 | 0 | 0 | 0 | 0 | 0 | 0 | 0 | 0 | 0 | 0
SCE Eastern | SCE Eastern | SCE | Valley (SCE) | 500 | 156 | Offshore_Wind |  |  | 0 | 0 | 0 | 0 | 0 | 0 | 0 | 0 | 0 | 0 | 0 | 0 | 0 | 0 | 0 | 0 | 0 | 0 | 0 | 0 | 0 | 0 | 0 | 0 | 0 | 0 | 0 | 0
EOP | SCE EOP | SCE | Valley (VEA) | 138 | 177 | Offshore_Wind |  |  | 0 | 0 | 0 | 0 | 0 | 0 | 0 | 0 | 0 | 0 | 0 | 0 | 0 | 0 | 0 | 0 | 0 | 0 | 0 | 0 | 0 | 0 | 0 | 0 | 0 | 0 | 0 | 0
PG&E GBA | PGE GBA | PGE | Valley Home | 115 | 36 | Offshore_Wind |  |  | 0 | 0 | 0 | 0 | 0 | 0 | 0 | 0 | 0 | 0 | 0 | 0 | 0 | 0 | 0 | 0 | 0 | 0 | 0 | 0 | 0 | 0 | 0 | 0 | 0 | 0 | 0 | 0
PG&E GBA | PGE GBA | PGE | Valley Springs | 230 | 65 | Offshore_Wind |  |  | 0 | 0 | 0 | 0 | 0 | 0 | 0 | 0 | 0 | 0 | 0 | 0 | 0 | 0 | 0 | 0 | 0 | 0 | 0 | 0 | 0 | 0 | 0 | 0 | 0 | 0 | 0 | 0
EOP | SCE EOP | SCE | Valley Switch | 138 | 177 | Offshore_Wind |  |  | 0 | 0 | 0 | 0 | 0 | 0 | 0 | 0 | 0 | 0 | 0 | 0 | 0 | 0 | 0 | 0 | 0 | 0 | 0 | 0 | 0 | 0 | 0 | 0 | 0 | 0 | 0 | 0
EOP | SCE EOP | SCE | Valley Switch | 230 | 177 | Offshore_Wind |  |  | 0 | 0 | 0 | 0 | 0 | 0 | 0 | 0 | 0 | 0 | 0 | 0 | 0 | 0 | 0 | 0 | 0 | 0 | 0 | 0 | 0 | 0 | 0 | 0 | 0 | 0 | 0 | 0
PG&E GBA | PGE GBA | PGE | Vasco | 230 | 42 | Offshore_Wind |  |  | 0 | 0 | 0 | 0 | 0 | 0 | 0 | 0 | 0 | 0 | 0 | 0 | 0 | 0 | 0 | 0 | 0 | 0 | 0 | 0 | 0 | 0 | 0 | 0 | 0 | 0 | 0 | 0
PG&E GBA | PGE GBA | PGE | Vasona | 230 | 80 | Offshore_Wind |  |  | 0 | 0 | 0 | 0 | 0 | 0 | 0 | 0 | 0 | 0 | 0 | 0 | 0 | 0 | 0 | 0 | 0 | 0 | 0 | 0 | 0 | 0 | 0 | 0 | 0 | 0 | 0 | 0
SCE Northern | SCE Northern | SCE | Vestal | 230 | 153 | Offshore_Wind |  |  | 0 | 0 | 0 | 0 | 0 | 0 | 0 | 0 | 0 | 0 | 0 | 0 | 0 | 0 | 0 | 0 | 0 | 0 | 0 | 0 | 0 | 0 | 0 | 0 | 0 | 0 | 0 | 0
SCE NOL | SCE NOL | SCE | Victor | 115 | 146 | Offshore_Wind |  |  | 0 | 0 | 0 | 0 | 0 | 0 | 0 | 0 | 0 | 0 | 0 | 0 | 0 | 0 | 0 | 0 | 0 | 0 | 0 | 0 | 0 | 0 | 0 | 0 | 0 | 0 | 0 | 0
SCE NOL | SCE NOL | SCE | Victor | 230 | 146 | Offshore_Wind |  |  | 0 | 0 | 0 | 0 | 0 | 0 | 0 | 0 | 0 | 0 | 0 | 0 | 0 | 0 | 0 | 0 | 0 | 0 | 0 | 0 | 0 | 0 | 0 | 0 | 0 | 0 | 0 | 0
SCE Metro | SCE Metro | SCE | Viejo | 230 | 97 | Offshore_Wind |  |  | 0 | 0 | 0 | 0 | 0 | 0 | 0 | 0 | 0 | 0 | 0 | 0 | 0 | 0 | 0 | 0 | 0 | 0 | 0 | 0 | 0 | 0 | 0 | 0 | 0 | 0 | 0 | 0
PG&E GBA | PGE GBA | PGE | Vierra | 115 | 44 | Offshore_Wind |  |  | 0 | 0 | 0 | 0 | 0 | 0 | 0 | 0 | 0 | 0 | 0 | 0 | 0 | 0 | 0 | 0 | 0 | 0 | 0 | 0 | 0 | 0 | 0 | 0 | 0 | 0 | 0 | 0
SCE Metro | SCE Metro | SCE | Villa Park | 230 | 97 | Offshore_Wind |  |  | 0 | 0 | 0 | 0 | 0 | 0 | 0 | 0 | 0 | 0 | 0 | 0 | 0 | 0 | 0 | 0 | 0 | 0 | 0 | 0 | 0 | 0 | 0 | 0 | 0 | 0 | 0 | 0
SCE Northern | SCE Northern | SCE | Vincent | 230 | 91 | Offshore_Wind |  |  | 0 | 0 | 0 | 0 | 0 | 0 | 0 | 0 | 0 | 0 | 0 | 0 | 0 | 0 | 0 | 0 | 0 | 0 | 0 | 0 | 0 | 0 | 0 | 0 | 0 | 0 | 0 | 0
SCE Northern | SCE Northern | SCE | Vincent | 500 | 91 | Offshore_Wind |  |  | 0 | 0 | 0 | 0 | 0 | 0 | 0 | 0 | 0 | 0 | 0 | 0 | 0 | 0 | 0 | 0 | 0 | 0 | 0 | 0 | 0 | 0 | 0 | 0 | 0 | 0 | 0 | 0
PG&E GBA | PGE GBA | PGE | Vineyard | 230 | 42 | Offshore_Wind |  |  | 0 | 0 | 0 | 0 | 0 | 0 | 0 | 0 | 0 | 0 | 0 | 0 | 0 | 0 | 0 | 0 | 0 | 0 | 0 | 0 | 0 | 0 | 0 | 0 | 0 | 0 | 0 | 0
SCE Eastern | SCE Eastern | SCE | Vista (SCE) | 230 | 156 | Offshore_Wind |  |  | 0 | 0 | 0 | 0 | 0 | 0 | 0 | 0 | 0 | 0 | 0 | 0 | 0 | 0 | 0 | 0 | 0 | 0 | 0 | 0 | 0 | 0 | 0 | 0 | 0 | 0 | 0 | 0
EOP | SCE EOP | SCE | Vista (VEA) | 138 | 177 | Offshore_Wind |  |  | 0 | 0 | 0 | 0 | 0 | 0 | 0 | 0 | 0 | 0 | 0 | 0 | 0 | 0 | 0 | 0 | 0 | 0 | 0 | 0 | 0 | 0 | 0 | 0 | 0 | 0 | 0 | 0
EOP | SCE EOP | SCE | Vista (VEA) | 230 | 177 | Offshore_Wind |  |  | 0 | 0 | 0 | 0 | 0 | 0 | 0 | 0 | 0 | 0 | 0 | 0 | 0 | 0 | 0 | 0 | 0 | 0 | 0 | 0 | 0 | 0 | 0 | 0 | 0 | 0 | 0 | 0
PG&E FRESNO | PGE Fresno | PGE | Wahtoke | 115 | 105 | Offshore_Wind |  |  | 0 | 0 | 0 | 0 | 0 | 0 | 0 | 0 | 0 | 0 | 0 | 0 | 0 | 0 | 0 | 0 | 0 | 0 | 0 | 0 | 0 | 0 | 0 | 0 | 0 | 0 | 0 | 0
SCE Metro | SCE Metro | SCE | Walnut | 230 | 97 | Offshore_Wind |  |  | 0 | 0 | 0 | 0 | 0 | 0 | 0 | 0 | 0 | 0 | 0 | 0 | 0 | 0 | 0 | 0 | 0 | 0 | 0 | 0 | 0 | 0 | 0 | 0 | 0 | 0 | 0 | 0
SCE Northern | SCE Northern | SCE | Warne | 230 | 159 | Offshore_Wind |  |  | 0 | 0 | 0 | 0 | 0 | 0 | 0 | 0 | 0 | 0 | 0 | 0 | 0 | 0 | 0 | 0 | 0 | 0 | 0 | 0 | 0 | 0 | 0 | 0 | 0 | 0 | 0 | 0
PG&E GBA | PGE GBA | PGE | Warnerville | 230 | 155 | Offshore_Wind |  |  | 0 | 0 | 0 | 0 | 0 | 0 | 0 | 0 | 0 | 0 | 0 | 0 | 0 | 0 | 0 | 0 | 0 | 0 | 0 | 0 | 0 | 0 | 0 | 0 | 0 | 0 | 0 | 0
PG&E FRESNO | PGE Fresno | PGE | Waukena | 115 | 105 | Offshore_Wind |  |  | 0 | 0 | 0 | 0 | 0 | 0 | 0 | 0 | 0 | 0 | 0 | 0 | 0 | 0 | 0 | 0 | 0 | 0 | 0 | 0 | 0 | 0 | 0 | 0 | 0 | 0 | 0 | 0
PG&E GBA | PGE GBA | PGE | Weber | 230 | 15 | Offshore_Wind |  |  | 0 | 0 | 0 | 0 | 0 | 0 | 0 | 0 | 0 | 0 | 0 | 0 | 0 | 0 | 0 | 0 | 0 | 0 | 0 | 0 | 0 | 0 | 0 | 0 | 0 | 0 | 0 | 0
PG&E FRESNO | PGE Fresno | PGE | West Fresno | 115 | 117 | Offshore_Wind |  |  | 0 | 0 | 0 | 0 | 0 | 0 | 0 | 0 | 0 | 0 | 0 | 0 | 0 | 0 | 0 | 0 | 0 | 0 | 0 | 0 | 0 | 0 | 0 | 0 | 0 | 0 | 0 | 0
PG&E FRESNO | PGE Fresno | PGE | Westley | 230 | 64 | Offshore_Wind |  |  | 0 | 0 | 0 | 0 | 0 | 0 | 0 | 0 | 0 | 0 | 0 | 0 | 0 | 0 | 0 | 0 | 0 | 0 | 0 | 0 | 0 | 0 | 0 | 0 | 0 | 0 | 0 | 0
PG&E KERN | PGE Kern | PGE | Westpark | 115 | 68 | Offshore_Wind |  |  | 0 | 0 | 0 | 0 | 0 | 0 | 0 | 0 | 0 | 0 | 0 | 0 | 0 | 0 | 0 | 0 | 0 | 0 | 0 | 0 | 0 | 0 | 0 | 0 | 0 | 0 | 0 | 0
PG&E KERN | PGE Kern | PGE | Wheeler Ridge | 230 | 103 | Offshore_Wind |  |  | 0 | 0 | 0 | 0 | 0 | 0 | 0 | 0 | 0 | 0 | 0 | 0 | 0 | 0 | 0 | 0 | 0 | 0 | 0 | 0 | 0 | 0 | 0 | 0 | 0 | 0 | 0 | 0
PG&E KERN | PGE Kern | PGE | Wheeler Ridge | 115 | 68 | Offshore_Wind |  |  | 0 | 0 | 0 | 0 | 0 | 0 | 0 | 0 | 0 | 0 | 0 | 0 | 0 | 0 | 0 | 0 | 0 | 0 | 0 | 0 | 0 | 0 | 0 | 0 | 0 | 0 | 0 | 0
SCE Northern | SCE Northern | SCE | Whirlwind | 230 | 124 | Offshore_Wind |  |  | 0 | 0 | 0 | 0 | 0 | 0 | 0 | 0 | 0 | 0 | 0 | 0 | 0 | 0 | 0 | 0 | 0 | 0 | 0 | 0 | 0 | 0 | 0 | 0 | 0 | 0 | 0 | 0
SCE Northern | SCE Northern | SCE | Whirlwind | 500 | 124 | Offshore_Wind |  |  | 0 | 0 | 0 | 0 | 0 | 0 | 0 | 0 | 0 | 0 | 0 | 0 | 0 | 0 | 0 | 0 | 0 | 0 | 0 | 0 | 0 | 0 | 0 | 0 | 0 | 0 | 0 | 0
PG&E GBA | PGE GBA | PGE | Whisman | 115 | 78 | Offshore_Wind |  |  | 0 | 0 | 0 | 0 | 0 | 0 | 0 | 0 | 0 | 0 | 0 | 0 | 0 | 0 | 0 | 0 | 0 | 0 | 0 | 0 | 0 | 0 | 0 | 0 | 0 | 0 | 0 | 0
SCE Eastern | SCE Eastern | SCE | Wildlife | 230 | 156 | Offshore_Wind |  |  | 0 | 0 | 0 | 0 | 0 | 0 | 0 | 0 | 0 | 0 | 0 | 0 | 0 | 0 | 0 | 0 | 0 | 0 | 0 | 0 | 0 | 0 | 0 | 0 | 0 | 0 | 0 | 0
PG&E FRESNO | PGE Fresno | PGE | Wilson | 115 | 158 | Offshore_Wind |  |  | 0 | 0 | 0 | 0 | 0 | 0 | 0 | 0 | 0 | 0 | 0 | 0 | 0 | 0 | 0 | 0 | 0 | 0 | 0 | 0 | 0 | 0 | 0 | 0 | 0 | 0 | 0 | 0
PG&E FRESNO | PGE Fresno | PGE | Wilson | 230 | 169 | Offshore_Wind |  |  | 0 | 0 | 0 | 0 | 0 | 0 | 0 | 0 | 0 | 0 | 0 | 0 | 0 | 0 | 0 | 0 | 0 | 0 | 0 | 0 | 0 | 0 | 0 | 0 | 0 | 0 | 0 | 0
SCE Northern | SCE Northern | SCE | Windhub | 230 | 147 | Offshore_Wind |  |  | 0 | 0 | 0 | 0 | 0 | 0 | 0 | 0 | 0 | 0 | 0 | 0 | 0 | 0 | 0 | 0 | 0 | 0 | 0 | 0 | 0 | 0 | 0 | 0 | 0 | 0 | 0 | 0
SCE Northern | SCE Northern | SCE | Windhub | 500 | 147 | Offshore_Wind |  |  | 0 | 0 | 0 | 0 | 0 | 0 | 0 | 0 | 0 | 0 | 0 | 0 | 0 | 0 | 0 | 0 | 0 | 0 | 0 | 0 | 0 | 0 | 0 | 0 | 0 | 0 | 0 | 0
PG&E GBA | PGE GBA | PGE | Windmaster | 230 | 32 | Offshore_Wind |  |  | 0 | 0 | 0 | 0 | 0 | 0 | 0 | 0 | 0 | 0 | 0 | 0 | 0 | 0 | 0 | 0 | 0 | 0 | 0 | 0 | 0 | 0 | 0 | 0 | 0 | 0 | 0 | 0
PG&E NGBA | PGE NGBA | PGE | Woodland | 115 | 18 | Offshore_Wind |  |  | 0 | 0 | 0 | 0 | 0 | 0 | 0 | 0 | 0 | 0 | 0 | 0 | 0 | 0 | 0 | 0 | 0 | 0 | 0 | 0 | 0 | 0 | 0 | 0 | 0 | 0 | 0 | 0
PG&E FRESNO | PGE Fresno | PGE | Woodward | 115 | 136 | Offshore_Wind |  |  | 0 | 0 | 0 | 0 | 0 | 0 | 0 | 0 | 0 | 0 | 0 | 0 | 0 | 0 | 0 | 0 | 0 | 0 | 0 | 0 | 0 | 0 | 0 | 0 | 0 | 0 | 0 | 0
PG&E NGBA | PGE NGBA | PGE | Wyandotte | 115 | 22 | Offshore_Wind |  |  | 0 | 0 | 0 | 0 | 0 | 0 | 0 | 0 | 0 | 0 | 0 | 0 | 0 | 0 | 0 | 0 | 0 | 0 | 0 | 0 | 0 | 0 | 0 | 0 | 0 | 0 | 0 | 0

## Summary_Remapping_PD (hidden)
Summary of the changes in level of resources between the initial and Proposed Decision (PD) mapping for the 2036 and 2041 portfolios. Staff provided an overall summary table broken down by study area as well as tables grouping changes into four categories 1) substations with any increase in resources mapped 2) substations with at least a 50 MW increase in resources mapped 3) substations with any decrease in resources mapped and 4) substations with at least a 50 MW decrease in resources mapped. | [17 empty] | CALCULATION TAB
Summary of Mapping Changes between Initial and PD Mapping for the 2035 Portfolio | [16 empty] | Summary of Mapping Changes between Initial and PD Mapping for the 2040 Portfolio
2035 Portfolio: Net Change (MW) In Resources Mapped (PD - Initial) | Geothermal | Biomass | Wind | Wind | OOS Wind | OOS Wind | Offshore Wind | Offshore Wind | Distributed Solar | Solar | Solar | Battery_4hr | Battery_8hr | LDES | All Res |  | 2040 Portfolio: Net Change (MW) In Resources Mapped (PD - Initial) | Geothermal | Biomass | Wind | Wind | OOS Wind | OOS Wind | Offshore Wind | Offshore Wind | Distributed Solar | Solar | Solar | Battery_4hr | Battery_8hr | LDES | All Res
| FCDS | FCDS | FCDS | EODS | FCDS | EODS | FCDS | EODS | FCDS | FCDS | EODS | FCDS | FCDS | FCDS | Total |  |  | FCDS | FCDS | FCDS | EODS | FCDS | EODS | FCDS | EODS | FCDS | FCDS | EODS | FCDS | FCDS | FCDS | Total
PG&E North of Greater Bay Study Area | #REF! | #REF! | #REF! | #REF! | #REF! | #REF! | #REF! | #REF! | #REF! | #REF! | #REF! | #REF! | #REF! | #REF! | #REF! | PG&E NGBA | PG&E North of Greater Bay Study Area | #REF! | #REF! | #REF! | #REF! | #REF! | #REF! | #REF! | #REF! | #REF! | #REF! | #REF! | #REF! | #REF! | #REF! | #REF! | PG&E NGBA
PG&E Greater Bay Study Area | #REF! | #REF! | #REF! | #REF! | #REF! | #REF! | #REF! | #REF! | #REF! | #REF! | #REF! | #REF! | #REF! | #REF! | #REF! | PG&E GBA | PG&E Greater Bay Study Area | #REF! | #REF! | #REF! | #REF! | #REF! | #REF! | #REF! | #REF! | #REF! | #REF! | #REF! | #REF! | #REF! | #REF! | #REF! | PG&E GBA
PG&E Fresno Study Area | #REF! | #REF! | #REF! | #REF! | #REF! | #REF! | #REF! | #REF! | #REF! | #REF! | #REF! | #REF! | #REF! | #REF! | #REF! | PG&E FRESNO | PG&E Fresno Study Area | #REF! | #REF! | #REF! | #REF! | #REF! | #REF! | #REF! | #REF! | #REF! | #REF! | #REF! | #REF! | #REF! | #REF! | #REF! | PG&E FRESNO
PG&E Kern Study Area | #REF! | #REF! | #REF! | #REF! | #REF! | #REF! | #REF! | #REF! | #REF! | #REF! | #REF! | #REF! | #REF! | #REF! | #REF! | PG&E KERN | PG&E Kern Study Area | #REF! | #REF! | #REF! | #REF! | #REF! | #REF! | #REF! | #REF! | #REF! | #REF! | #REF! | #REF! | #REF! | #REF! | #REF! | PG&E KERN
SCE Northern Area | #REF! | #REF! | #REF! | #REF! | #REF! | #REF! | #REF! | #REF! | #REF! | #REF! | #REF! | #REF! | #REF! | #REF! | #REF! | SCE Northern | SCE Northern Area | #REF! | #REF! | #REF! | #REF! | #REF! | #REF! | #REF! | #REF! | #REF! | #REF! | #REF! | #REF! | #REF! | #REF! | #REF! | SCE Northern
SCE Metro Study Area | #REF! | #REF! | #REF! | #REF! | #REF! | #REF! | #REF! | #REF! | #REF! | #REF! | #REF! | #REF! | #REF! | #REF! | #REF! | SCE Metro | SCE Metro Study Area | #REF! | #REF! | #REF! | #REF! | #REF! | #REF! | #REF! | #REF! | #REF! | #REF! | #REF! | #REF! | #REF! | #REF! | #REF! | SCE Metro
SCE North of Lugo Study Area | #REF! | #REF! | #REF! | #REF! | #REF! | #REF! | #REF! | #REF! | #REF! | #REF! | #REF! | #REF! | #REF! | #REF! | #REF! | SCE NOL | SCE North of Lugo Study Area | #REF! | #REF! | #REF! | #REF! | #REF! | #REF! | #REF! | #REF! | #REF! | #REF! | #REF! | #REF! | #REF! | #REF! | #REF! | SCE NOL
East of Pisgah Study Area | #REF! | #REF! | #REF! | #REF! | #REF! | #REF! | #REF! | #REF! | #REF! | #REF! | #REF! | #REF! | #REF! | #REF! | #REF! | EOP | East of Pisgah Study Area | #REF! | #REF! | #REF! | #REF! | #REF! | #REF! | #REF! | #REF! | #REF! | #REF! | #REF! | #REF! | #REF! | #REF! | #REF! | EOP
SCE Eastern Study Area | #REF! | #REF! | #REF! | #REF! | #REF! | #REF! | #REF! | #REF! | #REF! | #REF! | #REF! | #REF! | #REF! | #REF! | #REF! | SCE Eastern | SCE Eastern Study Area | #REF! | #REF! | #REF! | #REF! | #REF! | #REF! | #REF! | #REF! | #REF! | #REF! | #REF! | #REF! | #REF! | #REF! | #REF! | SCE Eastern
SDG&E Study Area | #REF! | #REF! | #REF! | #REF! | #REF! | #REF! | #REF! | #REF! | #REF! | #REF! | #REF! | #REF! | #REF! | #REF! | #REF! | SDGE | SDG&E Study Area | #REF! | #REF! | #REF! | #REF! | #REF! | #REF! | #REF! | #REF! | #REF! | #REF! | #REF! | #REF! | #REF! | #REF! | #REF! | SDGE
All Areas | #REF! | #REF! | #REF! | #REF! | #REF! | #REF! | #REF! | #REF! | #REF! | #REF! | #REF! | #REF! | #REF! | #REF! | #REF! |  | All Areas | #REF! | #REF! | #REF! | #REF! | #REF! | #REF! | #REF! | #REF! | #REF! | #REF! | #REF! | #REF! | #REF! | #REF! | #REF!
2035 Mapping: No. of Subs w/ Increase in Res. Mapped (PD - Initial) | Geothermal | Biomass | Wind | Wind | OOS Wind | OOS Wind | Offshore Wind | Offshore Wind | Distributed Solar | Solar | Solar | Battery_4hr | Battery_8hr | LDES | All Res |  | 2040 Mapping: No. of Subs w/ Increase in Res. Mapped (PD - Initial) | Geothermal | Biomass | Wind | Wind | OOS Wind | OOS Wind | Offshore Wind | Offshore Wind | Distributed Solar | Solar | Solar | Battery_4hr | Battery_8hr | LDES | All Res
| FCDS | FCDS | FCDS | EODS | FCDS | EODS | FCDS | EODS | FCDS | FCDS | EODS | FCDS | FCDS | FCDS | Total |  |  | FCDS | FCDS | FCDS | EODS | FCDS | EODS | FCDS | EODS | FCDS | FCDS | EODS | FCDS | FCDS | FCDS | Total
PG&E North of Greater Bay Study Area | #REF! | #REF! | #REF! | #REF! | #REF! | #REF! | #REF! | #REF! | #REF! | #REF! | #REF! | #REF! | #REF! | #REF! | #REF! | PG&E NGBA | PG&E North of Greater Bay Study Area | #REF! | #REF! | #REF! | #REF! | #REF! | #REF! | #REF! | #REF! | #REF! | #REF! | #REF! | #REF! | #REF! | #REF! | #REF! | PG&E NGBA
PG&E Greater Bay Study Area | #REF! | #REF! | #REF! | #REF! | #REF! | #REF! | #REF! | #REF! | #REF! | #REF! | #REF! | #REF! | #REF! | #REF! | #REF! | PG&E GBA | PG&E Greater Bay Study Area | #REF! | #REF! | #REF! | #REF! | #REF! | #REF! | #REF! | #REF! | #REF! | #REF! | #REF! | #REF! | #REF! | #REF! | #REF! | PG&E GBA
PG&E Fresno Study Area | #REF! | #REF! | #REF! | #REF! | #REF! | #REF! | #REF! | #REF! | #REF! | #REF! | #REF! | #REF! | #REF! | #REF! | #REF! | PG&E FRESNO | PG&E Fresno Study Area | #REF! | #REF! | #REF! | #REF! | #REF! | #REF! | #REF! | #REF! | #REF! | #REF! | #REF! | #REF! | #REF! | #REF! | #REF! | PG&E FRESNO
PG&E Kern Study Area | #REF! | #REF! | #REF! | #REF! | #REF! | #REF! | #REF! | #REF! | #REF! | #REF! | #REF! | #REF! | #REF! | #REF! | #REF! | PG&E KERN | PG&E Kern Study Area | #REF! | #REF! | #REF! | #REF! | #REF! | #REF! | #REF! | #REF! | #REF! | #REF! | #REF! | #REF! | #REF! | #REF! | #REF! | PG&E KERN
SCE Northern Area | #REF! | #REF! | #REF! | #REF! | #REF! | #REF! | #REF! | #REF! | #REF! | #REF! | #REF! | #REF! | #REF! | #REF! | #REF! | SCE Northern | SCE Northern Area | #REF! | #REF! | #REF! | #REF! | #REF! | #REF! | #REF! | #REF! | #REF! | #REF! | #REF! | #REF! | #REF! | #REF! | #REF! | SCE Northern
SCE Metro Study Area | #REF! | #REF! | #REF! | #REF! | #REF! | #REF! | #REF! | #REF! | #REF! | #REF! | #REF! | #REF! | #REF! | #REF! | #REF! | SCE Metro | SCE Metro Study Area | #REF! | #REF! | #REF! | #REF! | #REF! | #REF! | #REF! | #REF! | #REF! | #REF! | #REF! | #REF! | #REF! | #REF! | #REF! | SCE Metro
SCE North of Lugo Study Area | #REF! | #REF! | #REF! | #REF! | #REF! | #REF! | #REF! | #REF! | #REF! | #REF! | #REF! | #REF! | #REF! | #REF! | #REF! | SCE NOL | SCE North of Lugo Study Area | #REF! | #REF! | #REF! | #REF! | #REF! | #REF! | #REF! | #REF! | #REF! | #REF! | #REF! | #REF! | #REF! | #REF! | #REF! | SCE NOL
East of Pisgah Study Area | #REF! | #REF! | #REF! | #REF! | #REF! | #REF! | #REF! | #REF! | #REF! | #REF! | #REF! | #REF! | #REF! | #REF! | #REF! | EOP | East of Pisgah Study Area | #REF! | #REF! | #REF! | #REF! | #REF! | #REF! | #REF! | #REF! | #REF! | #REF! | #REF! | #REF! | #REF! | #REF! | #REF! | EOP
SCE Eastern Study Area | #REF! | #REF! | #REF! | #REF! | #REF! | #REF! | #REF! | #REF! | #REF! | #REF! | #REF! | #REF! | #REF! | #REF! | #REF! | SCE Eastern | SCE Eastern Study Area | #REF! | #REF! | #REF! | #REF! | #REF! | #REF! | #REF! | #REF! | #REF! | #REF! | #REF! | #REF! | #REF! | #REF! | #REF! | SCE Eastern
SDG&E Study Area | #REF! | #REF! | #REF! | #REF! | #REF! | #REF! | #REF! | #REF! | #REF! | #REF! | #REF! | #REF! | #REF! | #REF! | #REF! | SDGE | SDG&E Study Area | #REF! | #REF! | #REF! | #REF! | #REF! | #REF! | #REF! | #REF! | #REF! | #REF! | #REF! | #REF! | #REF! | #REF! | #REF! | SDGE
All Areas | #REF! | #REF! | #REF! | #REF! | #REF! | #REF! | #REF! | #REF! | #REF! | #REF! | #REF! | #REF! | #REF! | #REF! | #REF! |  | All Areas | #REF! | #REF! | #REF! | #REF! | #REF! | #REF! | #REF! | #REF! | #REF! | #REF! | #REF! | #REF! | #REF! | #REF! | #REF!
2035 Mapping: No. of Subs w/ >50 MW Increase (PD - Initial) | Geothermal | Biomass | Wind | Wind | OOS Wind | OOS Wind | Offshore Wind | Offshore Wind | Distributed Solar | Solar | Solar | Battery_4hr | Battery_8hr | LDES | All Res |  | 2040 Mapping: No. of Subs w/ >50 MW Increase (PD - Initial) | Geothermal | Biomass | Wind | Wind | OOS Wind | OOS Wind | Offshore Wind | Offshore Wind | Distributed Solar | Solar | Solar | Battery_4hr | Battery_8hr | LDES | All Res
| FCDS | FCDS | FCDS | EODS | FCDS | EODS | FCDS | EODS | FCDS | FCDS | EODS | FCDS | FCDS | FCDS | Total |  |  | FCDS | FCDS | FCDS | EODS | FCDS | EODS | FCDS | EODS | FCDS | FCDS | EODS | FCDS | FCDS | FCDS | Total
PG&E North of Greater Bay Study Area | #REF! | #REF! | #REF! | #REF! | #REF! | #REF! | #REF! | #REF! | #REF! | #REF! | #REF! | #REF! | #REF! | #REF! | #REF! | PG&E NGBA | PG&E North of Greater Bay Study Area | #REF! | #REF! | #REF! | #REF! | #REF! | #REF! | #REF! | #REF! | #REF! | #REF! | #REF! | #REF! | #REF! | #REF! | #REF! | PG&E NGBA
PG&E Greater Bay Study Area | #REF! | #REF! | #REF! | #REF! | #REF! | #REF! | #REF! | #REF! | #REF! | #REF! | #REF! | #REF! | #REF! | #REF! | #REF! | PG&E GBA | PG&E Greater Bay Study Area | #REF! | #REF! | #REF! | #REF! | #REF! | #REF! | #REF! | #REF! | #REF! | #REF! | #REF! | #REF! | #REF! | #REF! | #REF! | PG&E GBA
PG&E Fresno Study Area | #REF! | #REF! | #REF! | #REF! | #REF! | #REF! | #REF! | #REF! | #REF! | #REF! | #REF! | #REF! | #REF! | #REF! | #REF! | PG&E FRESNO | PG&E Fresno Study Area | #REF! | #REF! | #REF! | #REF! | #REF! | #REF! | #REF! | #REF! | #REF! | #REF! | #REF! | #REF! | #REF! | #REF! | #REF! | PG&E FRESNO
PG&E Kern Study Area | #REF! | #REF! | #REF! | #REF! | #REF! | #REF! | #REF! | #REF! | #REF! | #REF! | #REF! | #REF! | #REF! | #REF! | #REF! | PG&E KERN | PG&E Kern Study Area | #REF! | #REF! | #REF! | #REF! | #REF! | #REF! | #REF! | #REF! | #REF! | #REF! | #REF! | #REF! | #REF! | #REF! | #REF! | PG&E KERN
SCE Northern Area | #REF! | #REF! | #REF! | #REF! | #REF! | #REF! | #REF! | #REF! | #REF! | #REF! | #REF! | #REF! | #REF! | #REF! | #REF! | SCE Northern | SCE Northern Area | #REF! | #REF! | #REF! | #REF! | #REF! | #REF! | #REF! | #REF! | #REF! | #REF! | #REF! | #REF! | #REF! | #REF! | #REF! | SCE Northern
SCE Metro Study Area | #REF! | #REF! | #REF! | #REF! | #REF! | #REF! | #REF! | #REF! | #REF! | #REF! | #REF! | #REF! | #REF! | #REF! | #REF! | SCE Metro | SCE Metro Study Area | #REF! | #REF! | #REF! | #REF! | #REF! | #REF! | #REF! | #REF! | #REF! | #REF! | #REF! | #REF! | #REF! | #REF! | #REF! | SCE Metro
SCE North of Lugo Study Area | #REF! | #REF! | #REF! | #REF! | #REF! | #REF! | #REF! | #REF! | #REF! | #REF! | #REF! | #REF! | #REF! | #REF! | #REF! | SCE NOL | SCE North of Lugo Study Area | #REF! | #REF! | #REF! | #REF! | #REF! | #REF! | #REF! | #REF! | #REF! | #REF! | #REF! | #REF! | #REF! | #REF! | #REF! | SCE NOL
East of Pisgah Study Area | #REF! | #REF! | #REF! | #REF! | #REF! | #REF! | #REF! | #REF! | #REF! | #REF! | #REF! | #REF! | #REF! | #REF! | #REF! | EOP | East of Pisgah Study Area | #REF! | #REF! | #REF! | #REF! | #REF! | #REF! | #REF! | #REF! | #REF! | #REF! | #REF! | #REF! | #REF! | #REF! | #REF! | EOP
SCE Eastern Study Area | #REF! | #REF! | #REF! | #REF! | #REF! | #REF! | #REF! | #REF! | #REF! | #REF! | #REF! | #REF! | #REF! | #REF! | #REF! | SCE Eastern | SCE Eastern Study Area | #REF! | #REF! | #REF! | #REF! | #REF! | #REF! | #REF! | #REF! | #REF! | #REF! | #REF! | #REF! | #REF! | #REF! | #REF! | SCE Eastern
SDG&E Study Area | #REF! | #REF! | #REF! | #REF! | #REF! | #REF! | #REF! | #REF! | #REF! | #REF! | #REF! | #REF! | #REF! | #REF! | #REF! | SDGE | SDG&E Study Area | #REF! | #REF! | #REF! | #REF! | #REF! | #REF! | #REF! | #REF! | #REF! | #REF! | #REF! | #REF! | #REF! | #REF! | #REF! | SDGE
All Areas | #REF! | #REF! | #REF! | #REF! | #REF! | #REF! | #REF! | #REF! | #REF! | #REF! | #REF! | #REF! | #REF! | #REF! | #REF! |  | All Areas | #REF! | #REF! | #REF! | #REF! | #REF! | #REF! | #REF! | #REF! | #REF! | #REF! | #REF! | #REF! | #REF! | #REF! | #REF!
2035 Mapping: No. of Subs w/ Decrease in Res. (PD - Initial) | Geothermal | Biomass | Wind | Wind | OOS Wind | OOS Wind | Offshore Wind | Offshore Wind | Distributed Solar | Solar | Solar | Battery_4hr | Battery_8hr | LDES | All Res |  | 2040 Mapping: No. of Subs w/ Decrease in Res. (PD - Initial) | Geothermal | Biomass | Wind | Wind | OOS Wind | OOS Wind | Offshore Wind | Offshore Wind | Distributed Solar | Solar | Solar | Battery_4hr | Battery_8hr | LDES | All Res
| FCDS | FCDS | FCDS | EODS | FCDS | EODS | FCDS | EODS | FCDS | FCDS | EODS | FCDS | FCDS | FCDS | Total |  |  | FCDS | FCDS | FCDS | EODS | FCDS | EODS | FCDS | EODS | FCDS | FCDS | EODS | FCDS | FCDS | FCDS | Total
PG&E North of Greater Bay Study Area | #REF! | #REF! | #REF! | #REF! | #REF! | #REF! | #REF! | #REF! | #REF! | #REF! | #REF! | #REF! | #REF! | #REF! | #REF! | PG&E NGBA | PG&E North of Greater Bay Study Area | #REF! | #REF! | #REF! | #REF! | #REF! | #REF! | #REF! | #REF! | #REF! | #REF! | #REF! | #REF! | #REF! | #REF! | #REF! | PG&E NGBA
PG&E Greater Bay Study Area | #REF! | #REF! | #REF! | #REF! | #REF! | #REF! | #REF! | #REF! | #REF! | #REF! | #REF! | #REF! | #REF! | #REF! | #REF! | PG&E GBA | PG&E Greater Bay Study Area | #REF! | #REF! | #REF! | #REF! | #REF! | #REF! | #REF! | #REF! | #REF! | #REF! | #REF! | #REF! | #REF! | #REF! | #REF! | PG&E GBA
PG&E Fresno Study Area | #REF! | #REF! | #REF! | #REF! | #REF! | #REF! | #REF! | #REF! | #REF! | #REF! | #REF! | #REF! | #REF! | #REF! | #REF! | PG&E FRESNO | PG&E Fresno Study Area | #REF! | #REF! | #REF! | #REF! | #REF! | #REF! | #REF! | #REF! | #REF! | #REF! | #REF! | #REF! | #REF! | #REF! | #REF! | PG&E FRESNO
PG&E Kern Study Area | #REF! | #REF! | #REF! | #REF! | #REF! | #REF! | #REF! | #REF! | #REF! | #REF! | #REF! | #REF! | #REF! | #REF! | #REF! | PG&E KERN | PG&E Kern Study Area | #REF! | #REF! | #REF! | #REF! | #REF! | #REF! | #REF! | #REF! | #REF! | #REF! | #REF! | #REF! | #REF! | #REF! | #REF! | PG&E KERN
SCE Northern Area | #REF! | #REF! | #REF! | #REF! | #REF! | #REF! | #REF! | #REF! | #REF! | #REF! | #REF! | #REF! | #REF! | #REF! | #REF! | SCE Northern | SCE Northern Area | #REF! | #REF! | #REF! | #REF! | #REF! | #REF! | #REF! | #REF! | #REF! | #REF! | #REF! | #REF! | #REF! | #REF! | #REF! | SCE Northern
SCE Metro Study Area | #REF! | #REF! | #REF! | #REF! | #REF! | #REF! | #REF! | #REF! | #REF! | #REF! | #REF! | #REF! | #REF! | #REF! | #REF! | SCE Metro | SCE Metro Study Area | #REF! | #REF! | #REF! | #REF! | #REF! | #REF! | #REF! | #REF! | #REF! | #REF! | #REF! | #REF! | #REF! | #REF! | #REF! | SCE Metro
SCE North of Lugo Study Area | #REF! | #REF! | #REF! | #REF! | #REF! | #REF! | #REF! | #REF! | #REF! | #REF! | #REF! | #REF! | #REF! | #REF! | #REF! | SCE NOL | SCE North of Lugo Study Area | #REF! | #REF! | #REF! | #REF! | #REF! | #REF! | #REF! | #REF! | #REF! | #REF! | #REF! | #REF! | #REF! | #REF! | #REF! | SCE NOL
East of Pisgah Study Area | #REF! | #REF! | #REF! | #REF! | #REF! | #REF! | #REF! | #REF! | #REF! | #REF! | #REF! | #REF! | #REF! | #REF! | #REF! | EOP | East of Pisgah Study Area | #REF! | #REF! | #REF! | #REF! | #REF! | #REF! | #REF! | #REF! | #REF! | #REF! | #REF! | #REF! | #REF! | #REF! | #REF! | EOP
SCE Eastern Study Area | #REF! | #REF! | #REF! | #REF! | #REF! | #REF! | #REF! | #REF! | #REF! | #REF! | #REF! | #REF! | #REF! | #REF! | #REF! | SCE Eastern | SCE Eastern Study Area | #REF! | #REF! | #REF! | #REF! | #REF! | #REF! | #REF! | #REF! | #REF! | #REF! | #REF! | #REF! | #REF! | #REF! | #REF! | SCE Eastern
SDG&E Study Area | #REF! | #REF! | #REF! | #REF! | #REF! | #REF! | #REF! | #REF! | #REF! | #REF! | #REF! | #REF! | #REF! | #REF! | #REF! | SDGE | SDG&E Study Area | #REF! | #REF! | #REF! | #REF! | #REF! | #REF! | #REF! | #REF! | #REF! | #REF! | #REF! | #REF! | #REF! | #REF! | #REF! | SDGE
All Areas | #REF! | #REF! | #REF! | #REF! | #REF! | #REF! | #REF! | #REF! | #REF! | #REF! | #REF! | #REF! | #REF! | #REF! | #REF! |  | All Areas | #REF! | #REF! | #REF! | #REF! | #REF! | #REF! | #REF! | #REF! | #REF! | #REF! | #REF! | #REF! | #REF! | #REF! | #REF!
2035 Mapping: No. of Subs w/ >50 MW Decrease in Res. (PD - Initial) | Geothermal | Biomass | Wind | Wind | OOS Wind | OOS Wind | Offshore Wind | Offshore Wind | Distributed Solar | Solar | Solar | Battery_4hr | Battery_8hr | LDES | All Res |  | 2040 Mapping: No. of Subs w/ >50 MW Decrease in Res. (PD - Initial) | Geothermal | Biomass | Wind | Wind | OOS Wind | OOS Wind | Offshore Wind | Offshore Wind | Distributed Solar | Solar | Solar | Battery_4hr | Battery_8hr | LDES | All Res
| FCDS | FCDS | FCDS | EODS | FCDS | EODS | FCDS | EODS | FCDS | FCDS | EODS | FCDS | FCDS | FCDS | Total |  |  | FCDS | FCDS | FCDS | EODS | FCDS | EODS | FCDS | EODS | FCDS | FCDS | EODS | FCDS | FCDS | FCDS | Total
PG&E North of Greater Bay Study Area | #REF! | #REF! | #REF! | #REF! | #REF! | #REF! | #REF! | #REF! | #REF! | #REF! | #REF! | #REF! | #REF! | #REF! | #REF! | PG&E NGBA | PG&E North of Greater Bay Study Area | #REF! | #REF! | #REF! | #REF! | #REF! | #REF! | #REF! | #REF! | #REF! | #REF! | #REF! | #REF! | #REF! | #REF! | #REF! | PG&E NGBA
PG&E Greater Bay Study Area | #REF! | #REF! | #REF! | #REF! | #REF! | #REF! | #REF! | #REF! | #REF! | #REF! | #REF! | #REF! | #REF! | #REF! | #REF! | PG&E GBA | PG&E Greater Bay Study Area | #REF! | #REF! | #REF! | #REF! | #REF! | #REF! | #REF! | #REF! | #REF! | #REF! | #REF! | #REF! | #REF! | #REF! | #REF! | PG&E GBA
PG&E Fresno Study Area | #REF! | #REF! | #REF! | #REF! | #REF! | #REF! | #REF! | #REF! | #REF! | #REF! | #REF! | #REF! | #REF! | #REF! | #REF! | PG&E FRESNO | PG&E Fresno Study Area | #REF! | #REF! | #REF! | #REF! | #REF! | #REF! | #REF! | #REF! | #REF! | #REF! | #REF! | #REF! | #REF! | #REF! | #REF! | PG&E FRESNO
PG&E Kern Study Area | #REF! | #REF! | #REF! | #REF! | #REF! | #REF! | #REF! | #REF! | #REF! | #REF! | #REF! | #REF! | #REF! | #REF! | #REF! | PG&E KERN | PG&E Kern Study Area | #REF! | #REF! | #REF! | #REF! | #REF! | #REF! | #REF! | #REF! | #REF! | #REF! | #REF! | #REF! | #REF! | #REF! | #REF! | PG&E KERN
SCE Northern Area | #REF! | #REF! | #REF! | #REF! | #REF! | #REF! | #REF! | #REF! | #REF! | #REF! | #REF! | #REF! | #REF! | #REF! | #REF! | SCE Northern | SCE Northern Area | #REF! | #REF! | #REF! | #REF! | #REF! | #REF! | #REF! | #REF! | #REF! | #REF! | #REF! | #REF! | #REF! | #REF! | #REF! | SCE Northern
SCE Metro Study Area | #REF! | #REF! | #REF! | #REF! | #REF! | #REF! | #REF! | #REF! | #REF! | #REF! | #REF! | #REF! | #REF! | #REF! | #REF! | SCE Metro | SCE Metro Study Area | #REF! | #REF! | #REF! | #REF! | #REF! | #REF! | #REF! | #REF! | #REF! | #REF! | #REF! | #REF! | #REF! | #REF! | #REF! | SCE Metro
SCE North of Lugo Study Area | #REF! | #REF! | #REF! | #REF! | #REF! | #REF! | #REF! | #REF! | #REF! | #REF! | #REF! | #REF! | #REF! | #REF! | #REF! | SCE NOL | SCE North of Lugo Study Area | #REF! | #REF! | #REF! | #REF! | #REF! | #REF! | #REF! | #REF! | #REF! | #REF! | #REF! | #REF! | #REF! | #REF! | #REF! | SCE NOL
East of Pisgah Study Area | #REF! | #REF! | #REF! | #REF! | #REF! | #REF! | #REF! | #REF! | #REF! | #REF! | #REF! | #REF! | #REF! | #REF! | #REF! | EOP | East of Pisgah Study Area | #REF! | #REF! | #REF! | #REF! | #REF! | #REF! | #REF! | #REF! | #REF! | #REF! | #REF! | #REF! | #REF! | #REF! | #REF! | EOP
SCE Eastern Study Area | #REF! | #REF! | #REF! | #REF! | #REF! | #REF! | #REF! | #REF! | #REF! | #REF! | #REF! | #REF! | #REF! | #REF! | #REF! | SCE Eastern | SCE Eastern Study Area | #REF! | #REF! | #REF! | #REF! | #REF! | #REF! | #REF! | #REF! | #REF! | #REF! | #REF! | #REF! | #REF! | #REF! | #REF! | SCE Eastern
SDG&E Study Area | #REF! | #REF! | #REF! | #REF! | #REF! | #REF! | #REF! | #REF! | #REF! | #REF! | #REF! | #REF! | #REF! | #REF! | #REF! | SDGE | SDG&E Study Area | #REF! | #REF! | #REF! | #REF! | #REF! | #REF! | #REF! | #REF! | #REF! | #REF! | #REF! | #REF! | #REF! | #REF! | #REF! | SDGE
All Areas | #REF! | #REF! | #REF! | #REF! | #REF! | #REF! | #REF! | #REF! | #REF! | #REF! | #REF! | #REF! | #REF! | #REF! | #REF! |  | All Areas | #REF! | #REF! | #REF! | #REF! | #REF! | #REF! | #REF! | #REF! | #REF! | #REF! | #REF! | #REF! | #REF! | #REF! | #REF!

## Out-of-CAISO_Summary
Summary Tab for Outside of CAISO BAA Resources
Provides additional information for outside of CAISO resources. Info includes transmission upgrade and MIC assumptions CPUC staff took for each resource. For in-development (both baseline and portfolio resources) staff utilized the information provided to them by the contracting entity. If information is not available and for generic resources, staff identify a preferred point based on feasibility and transmission availability. Working group staff consult with CAISO staff in this effort.
Busbar Mapping Location |  |  | Out-of-CAISO information |  |  |  | Baseline Res. (not yet online) | In-Development Resources | 2036 — Mapped Generic | 2041 — Mapped Generic
Transmission Area | CAISO Substation | Voltage | Out-of-CAISO substation(s) | Resource Type/Location | Out-of-CAISO Transmission Utilized | Staff notes on likely CAISO interites | FCDS (MW) | FCDS (MW) | FCDS (MW) | FCDS (MW)
SCE EOP | Beatty | 230 | Several Central NV subs including Dunn Glen | Central Nevada Geothermal | Existing Tx |  | 0 | 0 | 436 | 0
SCE EOP | Eldorado | 230 | Several Central NV subs including Dunn Glen, maybe Milford, UT | Central Nevada/Utah Geothermal | Existing Tx | If available: MEAD_ITC/MCCULLGH_ITC/MERCHANT_ITC | 0 | 45 | 427 | 0
SCE EOP | Eldorado | 500 | Sub near Milford, UT | Utah Geothermal | Existing Tx | VICTVL_ITC as an intertie. | 0 | 0 | 741 | 0
SCE EOP | Eldorado | 500 | Likely Aeolus and/or Jim Bridger | Wyoming Wind | New Tx (TransWest) | Eldorado or Harry Allen (terminus of TransWest) | 0 | 0 | 1500 | 0
SCE EOP | Harry Allen | 500 | MPSN in Idaho | Idaho Wind | New Tx (SWIP-North, plus ON-Line | Assumed Harry Allen | 0 | 0 | 0 | 1100
SCE NOL | Control | 115 | Several Central NV subs including Dunn Glen | Central Nevada Geothermal | Existing/New Tx |  | 0 | 0 | 177 | 0
PG&E NGBA | Hilltop | 345 | Hilltop (NVE) or New Sub - Near existing Leavitt (PSREC) | Northeast CA Geothermal | New Tx |  | 0 | 0 | 159 | 0
PG&E NGBA | Malin | 500 | Several Northern NV subs including Bannock, Dixie, Valmy, and Lantern | Oregon and Northern Nevada Geothermal | New Tx | If available: MEAD_ITC/MCCULLGH_ITC/MERCHANT_ITC | 0 | 0 | 1318 | 0
PG&E NGBA | Malin | 500 | Several Northern NV subs including Bannock, Dixie, Valmy, and Lantern | Oregon and Northern Nevada EGS | Existing Tx |  | 0 | 0 | 815 | 0
PG&E NGBA | New Sub - Near existing Leavitt (PSREC) | 345 | Hilltop (NVE) or New Sub - Near existing Leavitt (PSREC) | Northeast CA Geothermal | New Tx |  | 0 | 0 | 19 | 0
SCE Eastern | Mirage | 230 | IID New Seaside SS 161 kV ("L" line) | Imperial Geothermal | Existing IID Tx | IID-SCE or IID-SDGE | 0 | 25.5 | 0 | 1119.45
SCE Eastern | Mirage | 230 | IID New Seaside SS 161 kV ("L" line) | Imperial EGS | Existing IID Tx | IID-SCE or IID-SDGE | 0 | 4.5 | 0 | 197.55
SCE Eastern | Palo Verde | 500 | Sunzia East, NM | New Mexico Wind | New Tx (and Existing Tx) | Assumed Sunzia is utilized with Pinal Central/Palo Verde intertie point | 1585 | 285 | 2251 | 0
SCE Metro | Lugo | 500 | Sub near Milford, UT | Utah Geothermal | Existing Tx | VICTVL_ITC as an intertie. | 320 | 203 | 0 | 0
SDGE | Imperial Valley | 230 | Sinclair 230 kV & New sub near Bannister (IID) | Imperial Geothermal | Existing/New Tx | IID-SCE | 0 | 12.5 | 487.5 | 0
SDGE | Imperial Valley | 230 | Sinclair 230 kV & New sub near Bannister (IID) | Imperial EGS | Existing/New Tx | IID-SCE | 0 | 12.5 | 487.5 | 0

## 2036_Criteria_Alignment
Summary of mapped resources alignment with all the applied busbar mapping criteria for the 2036 model year. Results are shown by substation and resource type.
[6 empty] | Total Portfolio |  |  | In-Development |  |  | Generic |  |  | 1. System level transmission capability |  |  |  | 2. Substation level interconnection |  |  | 3. Land-use implications and feasibility |  |  |  |  | 4. Environmental (conservation and biological) impact factors | [5 empty] | 5. Community and environmental (societal) impact factors |  |  |  |  | 6 | 7. Alignment with Previous TPP Portfolios | Any Flag or Res Mapped
CAISO Study Area | Substation | Voltage | Resource Type | Out-of-CAISO | Mapped Res. Note | FCDS (or 4-hr for Battery) | EODS (or 8-hr for Battery) | Total | FCDS (or 4-hr for Battery) | EODS (or 8-hr for Battery) | Total | FCDS (or 4-hr for Battery) | EODS (or 8-hr for Battery) | Total | FCDS Alignment pre-upgrades | Final FCDS Alignment w/ Upgrade | EODS Alignment pre-upgrades | Final EODS Alignment w/ Upgrade | Interconnection Upgrades | Distance to interconnection | Voltage Interconnection | Core Screen Criteria Alignment Level | Parcelization Criteria Alignment Level | Cropland Index Criteria Alignment Level | Overdrafted Basin Criteria Alignment Level | Fire Threat Criteria Alignment Level | ACE Connectivity Criteria Alignment | ACE Biodiversity Criteria Alignment | ACE Irreplaceability Criteria Alignment | All ACE Criteria Alignment | Intactness Criteria Alignment | Wetlands Criteria Alignment | Non-Attainment Zone PM2.5 | Non-Attainment Zone O3 | Gas Plant Proximity | IRA Energy Communities | DAC Proximity | Commercial Development Interest | Alignment with Previous TPP
PG&E KERN | 7th Standard | 115 | Geothermal |  |  | 0 | 0 | 0 | 0 | 0 | 0 | 0 | 0 | 0 | 5 | 2 | 5 | 2 | [14 empty] | 1 | 1 | 3 | 1 | 2 | 1 | 1 | 0
SCE Metro | Alamitos | 230 | Geothermal |  |  | 0 | 0 | 0 | 0 | 0 | 0 | 0 | 0 | 0 | 1 | 1 | 1 | 1 | [14 empty] | 1 | 1 | 1 | 1 | 1 | 1 | 1 | 0
SCE Eastern | Alberhill | 115 | Geothermal |  |  | 0 | 0 | 0 | 0 | 0 | 0 | 0 | 0 | 0 | 4 | 2 | 1 | 1 | [14 empty] | 1 | 1 | 4 | 1 | 1 | 1 | 1 | 0
SCE Eastern | Alberhill | 500 | Geothermal |  |  | 0 | 0 | 0 | 0 | 0 | 0 | 0 | 0 | 0 | 4 | 2 | 1 | 1 | [14 empty] | 1 | 1 | 4 | 1 | 1 | 1 | 1 | 0
PG&E GBA | Alhambra | 115 | Geothermal |  |  | 0 | 0 | 0 | 0 | 0 | 0 | 0 | 0 | 0 | 5 | 2 | 1 | 1 | [14 empty] | 2 | 1 | 2 | 1 | 2 | 1 | 1 | 0
PG&E FRESNO | Alpaugh | 115 | Geothermal |  |  | 0 | 0 | 0 | 0 | 0 | 0 | 0 | 0 | 0 | 5 | 2 | 5 | 2 | 3 | [13 empty] | 1 | 1 | 3 | 1 | 1 | 1 | 1 | 0
SDGE | Alpine | 69 | Geothermal |  |  | 0 | 0 | 0 | 0 | 0 | 0 | 0 | 0 | 0 | 3 | 3 | 1 | 1 | [14 empty] | 2 | 1 | 4 | 1 | 3 | 1 | 1 | 0
PG&E GBA | Altamont Midway (Sandhill) | 230 | Geothermal |  |  | 0 | 0 | 0 | 0 | 0 | 0 | 0 | 0 | 0 | 5 | 2 | 1 | 1 | [14 empty] | 2 | 1 | 2 | 1 | 3 | 1 | 1 | 0
SCE Northern | Antelope | 66 | Geothermal |  |  | 0 | 0 | 0 | 0 | 0 | 0 | 0 | 0 | 0 | 1 | 1 | 1 | 1 | [14 empty] | 2 | 1 | 4 | 1 | 3 | 1 | 1 | 0
SCE Northern | Antelope | 230 | Geothermal |  |  | 0 | 0 | 0 | 0 | 0 | 0 | 0 | 0 | 0 | 1 | 1 | 1 | 1 | 4 | [13 empty] | 2 | 1 | 4 | 1 | 3 | 1 | 1 | 0
SCE Northern | Antelope | 500 | Geothermal |  |  | 0 | 0 | 0 | 0 | 0 | 0 | 0 | 0 | 0 | 1 | 1 | 1 | 1 | [14 empty] | 2 | 1 | 4 | 1 | 3 | 1 | 1 | 0
PG&E NGBA | Arcata | 60 | Geothermal |  |  | 0 | 0 | 0 | 0 | 0 | 0 | 0 | 0 | 0 | 5 | 2 | 1 | 1 | [14 empty] | 2 | 2 | 4 | 2 | 3 | 1 | 1 | 0
PG&E KERN | Arco | 230 | Geothermal |  |  | 0 | 0 | 0 | 0 | 0 | 0 | 0 | 0 | 0 | 5 | 2 | 5 | 2 | 3 | [13 empty] | 1 | 1 | 4 | 1 | 1 | 1 | 1 | 0
PG&E KERN | Arco | 70 | Geothermal |  |  | 0 | 0 | 0 | 0 | 0 | 0 | 0 | 0 | 0 | 5 | 2 | 5 | 2 | [14 empty] | 1 | 1 | 4 | 1 | 1 | 1 | 1 | 0
SCE Metro | ArcoGen | 230 | Geothermal |  |  | 0 | 0 | 0 | 0 | 0 | 0 | 0 | 0 | 0 | 1 | 1 | 1 | 1 | [14 empty] | 1 | 1 | 1 | 1 | 1 | 1 | 1 | 0
SDGE | Artesian | 230 | Geothermal |  |  | 0 | 0 | 0 | 0 | 0 | 0 | 0 | 0 | 0 | 3 | 3 | 1 | 1 | [14 empty] | 2 | 1 | 2 | 1 | 3 | 1 | 1 | 0
SDGE | Artesian | 69 | Geothermal |  |  | 0 | 0 | 0 | 0 | 0 | 0 | 0 | 0 | 0 | 3 | 3 | 1 | 1 | [14 empty] | 2 | 1 | 2 | 1 | 3 | 1 | 1 | 0
PG&E FRESNO | Ashlan | 230 | Geothermal |  |  | 0 | 0 | 0 | 0 | 0 | 0 | 0 | 0 | 0 | 5 | 2 | 5 | 2 | [14 empty] | 1 | 1 | 2 | 2 | 1 | 1 | 1 | 0
PG&E NGBA | Atlantic | 115 | Geothermal |  |  | 0 | 0 | 0 | 0 | 0 | 0 | 0 | 0 | 0 | 5 | 2 | 1 | 1 | [14 empty] | 2 | 1 | 2 | 2 | 3 | 1 | 1 | 0
PG&E NGBA | Atlantic | 230 | Geothermal |  |  | 0 | 0 | 0 | 0 | 0 | 0 | 0 | 0 | 0 | 5 | 2 | 1 | 1 | [14 empty] | 2 | 1 | 2 | 2 | 3 | 1 | 1 | 0
PG&E NGBA | Atlantic | 60 | Geothermal |  |  | 0 | 0 | 0 | 0 | 0 | 0 | 0 | 0 | 0 | 5 | 2 | 1 | 1 | [14 empty] | 2 | 1 | 2 | 2 | 3 | 1 | 1 | 0
PG&E FRESNO | Atwater | 115 | Geothermal |  |  | 0 | 0 | 0 | 0 | 0 | 0 | 0 | 0 | 0 | 5 | 2 | 5 | 2 | [14 empty] | 1 | 1 | 2 | 2 | 1 | 1 | 1 | 0
PG&E GBA | Avena | 115 | Geothermal |  |  | 0 | 0 | 0 | 0 | 0 | 0 | 0 | 0 | 0 | 1 | 1 | 1 | 1 | [14 empty] | 1 | 1 | 3 | 2 | 1 | 1 | 1 | 0
SDGE | Avocado | 69 | Geothermal |  |  | 0 | 0 | 0 | 0 | 0 | 0 | 0 | 0 | 0 | 3 | 3 | 1 | 1 | [14 empty] | 2 | 1 | 3 | 1 | 3 | 1 | 1 | 0
PG&E NGBA | Bahia | 230 | Geothermal |  |  | 0 | 0 | 0 | 0 | 0 | 0 | 0 | 0 | 0 | 5 | 5 | 1 | 1 | [14 empty] | 2 | 1 | 1 | 1 | 2 | 1 | 1 | 0
SCE Northern | Bailey | 230 | Geothermal |  |  | 0 | 0 | 0 | 0 | 0 | 0 | 0 | 0 | 0 | 5 | 2 | 1 | 1 | [14 empty] | 1 | 1 | 4 | 1 | 3 | 1 | 1 | 0
SCE NOL | Baker | 115 | Geothermal |  |  | 0 | 0 | 0 | 0 | 0 | 0 | 0 | 0 | 0 | 4 | 3 | 1 | 1 | [14 empty] | 2 | 2 | 4 | 1 | 1 | 1 | 1 | 0
PG&E KERN | Bakersfield | 230 | Geothermal |  |  | 0 | 0 | 0 | 0 | 0 | 0 | 0 | 0 | 0 | 5 | 2 | 5 | 2 | [14 empty] | 1 | 1 | 3 | 1 | 1 | 1 | 1 | 0
PG&E FRESNO | Balch | 230 | Geothermal |  |  | 0 | 0 | 0 | 0 | 0 | 0 | 0 | 0 | 0 | 5 | 2 | 5 | 2 | [14 empty] | 1 | 1 | 4 | 2 | 3 | 1 | 1 | 0
SCE Eastern | Bannister | 230 | Geothermal |  |  | 0 | 0 | 0 | 0 | 0 | 0 | 0 | 0 | 0 | 5 | 2 | 1 | 1 |  |  |  | 1 |  |  |  | 1 | 1 | 1 | 1 | 1 | 1 | 2 | 2 | 1 | 2 | 2 | 1 | 1 | 1 | 0
SCE Metro | Barre | 230 | Geothermal |  |  | 0 | 0 | 0 | 0 | 0 | 0 | 0 | 0 | 0 | 1 | 1 | 1 | 1 | [14 empty] | 1 | 1 | 1 | 1 | 1 | 1 | 1 | 0
SDGE | Bay Boulevard | 69 | Geothermal |  |  | 0 | 0 | 0 | 0 | 0 | 0 | 0 | 0 | 0 | 3 | 3 | 1 | 1 | [14 empty] | 2 | 1 | 2 | 1 | 1 | 1 | 1 | 0
SDGE | Bay Boulevard | 230 | Geothermal |  |  | 0 | 0 | 0 | 0 | 0 | 0 | 0 | 0 | 0 | 3 | 3 | 1 | 1 | [14 empty] | 2 | 1 | 2 | 1 | 1 | 1 | 1 | 0
EOP | Beatty | 138 | Geothermal |  |  | 0 | 0 | 0 | 0 | 0 | 0 | 0 | 0 | 0 | 5 | 2 | 1 | 1 | [14 empty] | 2 | 2 | 4 | 1 | 3 | 1 | 1 | 0
EOP | Beatty | 230 | Geothermal |  |  | 436 | 0 | 436 | 0 | 0 | 0 | 436 | 0 | 436 | 5 | 2 | 1 | 1 |  | 4 |  | N/A |  |  |  | N/A | N/A | N/A | N/A | N/A | N/A | N/A | 2 | 2 | 4 | 1 | 3 | 5- | 1 | 1
PG&E NGBA | Belden | 230 | Geothermal |  |  | 0 | 0 | 0 | 0 | 0 | 0 | 0 | 0 | 0 | 5 | 2 | 1 | 1 | [14 empty] | 2 | 2 | 4 | 1 | 3 | 1 | 1 | 0
PG&E NGBA | Bell | 115 | Geothermal |  |  | 0 | 0 | 0 | 0 | 0 | 0 | 0 | 0 | 0 | 5 | 2 | 1 | 1 | [14 empty] | 2 | 1 | 4 | 2 | 3 | 1 | 1 | 0
PG&E NGBA | Bellevue | 115 | Geothermal |  |  | 0 | 0 | 0 | 0 | 0 | 0 | 0 | 0 | 0 | 5 | 5 | 1 | 1 | [14 empty] | 2 | 1 | 2 | 2 | 2 | 1 | 1 | 0
PG&E GBA | Bellota | 115 | Geothermal |  |  | 0 | 0 | 0 | 0 | 0 | 0 | 0 | 0 | 0 | 5 | 5 | 1 | 1 | 3 | [13 empty] | 1 | 1 | 4 | 2 | 3 | 1 | 1 | 0
PG&E GBA | Bellota | 230 | Geothermal |  |  | 0 | 0 | 0 | 0 | 0 | 0 | 0 | 0 | 0 | 1 | 1 | 1 | 1 | 3 | [13 empty] | 1 | 1 | 4 | 2 | 3 | 1 | 1 | 0
SCE Northern | Big Creek | 230 | Geothermal |  |  | 0 | 0 | 0 | 0 | 0 | 0 | 0 | 0 | 0 | 1 | 1 | 1 | 1 | [14 empty] | 1 | 1 | 4 | 2 | 3 | 1 | 1 | 0
PG&E FRESNO | Biola | 70 | Geothermal |  |  | 0 | 0 | 0 | 0 | 0 | 0 | 0 | 0 | 0 | 5 | 2 | 5 | 2 | [14 empty] | 1 | 1 | 4 | 2 | 1 | 1 | 1 | 0
PG&E GBA | Birds Landing | 230 | Geothermal |  |  | 0 | 0 | 0 | 0 | 0 | 0 | 0 | 0 | 0 | 5 | 5 | 1 | 1 | 3 | [13 empty] | 2 | 1 | 4 | 1 | 1 | 1 | 1 | 0
SCE Northern | Bliss | 66 | Geothermal |  |  | 0 | 0 | 0 | 0 | 0 | 0 | 0 | 0 | 0 | 1 | 1 | 1 | 1 | [14 empty] | 1 | 1 | 4 | 1 | 1 | 1 | 1 | 0
SCE Eastern | Blythe | 161 | Geothermal |  |  | 0 | 0 | 0 | 0 | 0 | 0 | 0 | 0 | 0 | 5 | 3 | 1 | 1 | 3 | [13 empty] | 2 | 2 | 2 | 1 | 1 | 1 | 1 | 0
PG&E NGBA | Bogue | 115 | Geothermal |  |  | 0 | 0 | 0 | 0 | 0 | 0 | 0 | 0 | 0 | 5 | 2 | 1 | 1 | [14 empty] | 2 | 2 | 2 | 1 | 2 | 1 | 1 | 0
PG&E FRESNO | Borden | 230 | Geothermal |  |  | 0 | 0 | 0 | 0 | 0 | 0 | 0 | 0 | 0 | 5 | 2 | 5 | 2 | 1 | [13 empty] | 1 | 1 | 4 | 2 | 1 | 1 | 1 | 0
PG&E FRESNO | Borden | 70 | Geothermal |  |  | 0 | 0 | 0 | 0 | 0 | 0 | 0 | 0 | 0 | 5 | 2 | 5 | 2 | [14 empty] | 1 | 1 | 4 | 2 | 1 | 1 | 1 | 0
SDGE | Boulevard East | 138 | Geothermal |  |  | 0 | 0 | 0 | 0 | 0 | 0 | 0 | 0 | 0 | 3 | 3 | 1 | 1 | 1 | [13 empty] | 2 | 1 | 4 | 1 | 3 | 1 | 1 | 0
SDGE | Boulevard East | 69 | Geothermal |  |  | 0 | 0 | 0 | 0 | 0 | 0 | 0 | 0 | 0 | 3 | 3 | 1 | 1 | [14 empty] | 2 | 1 | 4 | 1 | 3 | 1 | 1 | 0
PG&E GBA | Brentwood | 230 | Geothermal |  |  | 0 | 0 | 0 | 0 | 0 | 0 | 0 | 0 | 0 | 5 | 2 | 1 | 1 | [14 empty] | 2 | 1 | 4 | 1 | 3 | 1 | 1 | 0
PG&E NGBA | Bridgeville | 115 | Geothermal |  |  | 185.7 | 0 | 185.7 | 0 | 0 | 0 | 185.7 | 0 | 185.7 | 5 | 2 | 1 | 1 | [14 empty] | 2 | 2 | 4 | 2 | 3 | 5- | 1 | 1
PG&E NGBA | Brighton | 115 | Geothermal |  |  | 0 | 0 | 0 | 0 | 0 | 0 | 0 | 0 | 0 | 5 | 2 | 1 | 1 | [14 empty] | 2 | 1 | 2 | 2 | 1 | 1 | 1 | 0
PG&E NGBA | Brighton | 230 | Geothermal |  |  | 0 | 0 | 0 | 0 | 0 | 0 | 0 | 0 | 0 | 5 | 2 | 1 | 1 | [14 empty] | 2 | 1 | 2 | 2 | 1 | 1 | 1 | 0
PG&E NGBA | Brunswick | 115 | Geothermal |  |  | 0 | 0 | 0 | 0 | 0 | 0 | 0 | 0 | 0 | 5 | 2 | 1 | 1 | [14 empty] | 2 | 1 | 4 | 1 | 3 | 1 | 1 | 0
PG&E NGBA | Bucks Creek | 230 | Geothermal |  |  | 0 | 0 | 0 | 0 | 0 | 0 | 0 | 0 | 0 | 5 | 2 | 1 | 1 | [14 empty] | 2 | 2 | 4 | 1 | 3 | 1 | 1 | 0
PG&E KERN | Buena Vista | 230 | Geothermal |  |  | 0 | 0 | 0 | 0 | 0 | 0 | 0 | 0 | 0 | 5 | 2 | 5 | 2 | [14 empty] | 2 | 2 | 4 | 2 | 1 | 1 | 1 | 0
PG&E FRESNO | Bullard | 115 | Geothermal |  |  | 0 | 0 | 0 | 0 | 0 | 0 | 0 | 0 | 0 | 5 | 2 | 5 | 2 | [14 empty] | 1 | 1 | 1 | 2 | 2 | 1 | 1 | 0
PG&E GBA | Burlingame | 115 | Geothermal |  |  | 0 | 0 | 0 | 0 | 0 | 0 | 0 | 0 | 0 | 5 | 2 | 1 | 1 | [14 empty] | 2 | 1 | 3 | 1 | 2 | 1 | 1 | 0
PG&E NGBA | Burney Forest | 230 | Geothermal |  |  | 0 | 0 | 0 | 0 | 0 | 0 | 0 | 0 | 0 | 5 | 2 | 1 | 1 | [14 empty] | 2 | 2 | 4 | 2 | 3 | 1 | 1 | 0
PG&E NGBA | Butte | 115 | Geothermal |  |  | 0 | 0 | 0 | 0 | 0 | 0 | 0 | 0 | 0 | 5 | 2 | 1 | 1 | [14 empty] | 2 | 1 | 4 | 2 | 2 | 1 | 1 | 0
PG&E KERN | Cabrillo | 115 | Geothermal |  |  | 0 | 0 | 0 | 0 | 0 | 0 | 0 | 0 | 0 | 5 | 2 | 5 | 2 | [14 empty] | 2 | 2 | 4 | 1 | 3 | 1 | 1 | 0
PG&E FRESNO | Cal Flats | 230 | Geothermal |  |  | 0 | 0 | 0 | 0 | 0 | 0 | 0 | 0 | 0 | 5 | 2 | 5 | 2 | [14 empty] | 2 | 2 | 4 | 2 | 2 | 1 | 1 | 0
SCE NOL | Calcite | 230 | Geothermal |  |  | 0 | 0 | 0 | 0 | 0 | 0 | 0 | 0 | 0 | 1 | 1 | 1 | 1 | 3 | [13 empty] | 2 | 1 | 4 | 1 | 3 | 1 | 1 | 0
PG&E KERN | Caliente | 230 | Geothermal |  |  | 0 | 0 | 0 | 0 | 0 | 0 | 0 | 0 | 0 | 5 | 2 | 5 | 2 | 1 | [13 empty] | 2 | 1 | 4 | 2 | 2 | 1 | 1 | 0
PG&E FRESNO | California Ave | 115 | Geothermal |  |  | 0 | 0 | 0 | 0 | 0 | 0 | 0 | 0 | 0 | 5 | 2 | 5 | 2 | [14 empty] | 1 | 1 | 2 | 2 | 1 | 1 | 1 | 0
PG&E KERN | Callender | 115 | Geothermal |  |  | 0 | 0 | 0 | 0 | 0 | 0 | 0 | 0 | 0 | 5 | 2 | 5 | 2 | [14 empty] | 2 | 2 | 4 | 2 | 2 | 1 | 1 | 0
PG&E NGBA | Calpella | 115 | Geothermal |  |  | 0 | 0 | 0 | 0 | 0 | 0 | 0 | 0 | 0 | 5 | 5 | 1 | 1 | [14 empty] | 2 | 2 | 4 | 2 | 3 | 1 | 1 | 0
PG&E GBA | Camanche | 230 | Geothermal |  |  | 0 | 0 | 0 | 0 | 0 | 0 | 0 | 0 | 0 | 1 | 1 | 1 | 1 | [14 empty] | 1 | 1 | 4 | 2 | 3 | 1 | 1 | 0
SDGE | Cameron | 69 | Geothermal |  |  | 0 | 0 | 0 | 0 | 0 | 0 | 0 | 0 | 0 | 3 | 3 | 1 | 1 | [14 empty] | 1 | 1 | 2 | 1 | 1 | 1 | 1 | 0
SDGE | Cannon | 69 | Geothermal |  |  | 0 | 0 | 0 | 0 | 0 | 0 | 0 | 0 | 0 | 3 | 3 | 1 | 1 | [14 empty] | 2 | 1 | 1 | 1 | 3 | 1 | 1 | 0
PG&E FRESNO | Cantua | 115 | Geothermal |  |  | 0 | 0 | 0 | 0 | 0 | 0 | 0 | 0 | 0 | 5 | 2 | 5 | 2 | [14 empty] | 1 | 1 | 4 | 2 | 1 | 1 | 1 | 0
SDGE | Capistrano | 138 | Geothermal |  |  | 0 | 0 | 0 | 0 | 0 | 0 | 0 | 0 | 0 | 1 | 1 | 1 | 1 | [14 empty] | 1 | 1 | 2 | 1 | 3 | 1 | 1 | 0
SDGE | Capistrano | 230 | Geothermal |  |  | 0 | 0 | 0 | 0 | 0 | 0 | 0 | 0 | 0 | 1 | 1 | 1 | 1 | [14 empty] | 1 | 1 | 2 | 1 | 3 | 1 | 1 | 0
PG&E NGBA | Carberry | 230 | Geothermal |  |  | 0 | 0 | 0 | 0 | 0 | 0 | 0 | 0 | 0 | 5 | 2 | 1 | 1 | [14 empty] | 2 | 2 | 4 | 2 | 3 | 1 | 1 | 0
SCE Eastern | Cardiff | 66 | Geothermal |  |  | 0 | 0 | 0 | 0 | 0 | 0 | 0 | 0 | 0 | 4 | 2 | 1 | 1 | [14 empty] | 1 | 1 | 2 | 1 | 1 | 1 | 1 | 0
PG&E NGBA | Caribou | 60 | Geothermal |  |  | 0 | 0 | 0 | 0 | 0 | 0 | 0 | 0 | 0 | 5 | 2 | 1 | 1 | [14 empty] | 2 | 2 | 4 | 1 | 3 | 1 | 1 | 0
PG&E NGBA | Caribou | 115 | Geothermal |  |  | 0 | 0 | 0 | 0 | 0 | 0 | 0 | 0 | 0 | 5 | 2 | 1 | 1 | [14 empty] | 2 | 2 | 4 | 1 | 3 | 1 | 1 | 0
PG&E NGBA | Caribou | 230 | Geothermal |  |  | 0 | 0 | 0 | 0 | 0 | 0 | 0 | 0 | 0 | 5 | 2 | 1 | 1 | [14 empty] | 2 | 2 | 4 | 1 | 3 | 1 | 1 | 0
EOP | Carpenter Canyon (fka Gamebird) | 138 | Geothermal |  |  | 0 | 0 | 0 | 0 | 0 | 0 | 0 | 0 | 0 | 5 | 2 | 1 | 1 | [14 empty] | 2 | 2 | 4 | 1 | 3 | 1 | 1 | 0
EOP | Carpenter Canyon (fka Gamebird) | 230 | Geothermal |  |  | 0 | 0 | 0 | 0 | 0 | 0 | 0 | 0 | 0 | 5 | 2 | 1 | 1 | [14 empty] | 2 | 2 | 4 | 1 | 3 | 1 | 1 | 0
PG&E NGBA | Carquinez | 115 | Geothermal |  |  | 0 | 0 | 0 | 0 | 0 | 0 | 0 | 0 | 0 | 5 | 5 | 1 | 1 | [14 empty] | 2 | 1 | 2 | 1 | 1 | 1 | 1 | 0
SDGE | Carrizo Gorge | 138 | Geothermal |  |  | 0 | 0 | 0 | 0 | 0 | 0 | 0 | 0 | 0 | 3 | 3 | 1 | 1 | [14 empty] | 2 | 1 | 4 | 1 | 3 | 1 | 1 | 0
PG&E KERN | Carrizo Plains | 115 | Geothermal |  |  | 0 | 0 | 0 | 0 | 0 | 0 | 0 | 0 | 0 | 5 | 2 | 5 | 2 | [14 empty] | 2 | 1 | 4 | 2 | 2 | 1 | 1 | 0
PG&E KERN | Casaloma | 230 | Geothermal |  |  | 0 | 0 | 0 | 0 | 0 | 0 | 0 | 0 | 0 | 5 | 2 | 5 | 2 | [14 empty] | 1 | 1 | 3 | 1 | 1 | 1 | 1 | 0
PG&E GBA | Castro Valley | 230 | Geothermal |  |  | 0 | 0 | 0 | 0 | 0 | 0 | 0 | 0 | 0 | 5 | 5 | 1 | 1 | [14 empty] | 2 | 1 | 2 | 1 | 2 | 1 | 1 | 0
PG&E GBA | Cayetano | 230 | Geothermal |  |  | 0 | 0 | 0 | 0 | 0 | 0 | 0 | 0 | 0 | 5 | 2 | 1 | 1 | [14 empty] | 2 | 1 | 3 | 1 | 3 | 1 | 1 | 0
SCE Metro | Center | 230 | Geothermal |  |  | 0 | 0 | 0 | 0 | 0 | 0 | 0 | 0 | 0 | 1 | 1 | 1 | 1 | [14 empty] | 1 | 1 | 1 | 1 | 1 | 1 | 1 | 0
PG&E KERN | Charca | 115 | Geothermal |  |  | 0 | 0 | 0 | 0 | 0 | 0 | 0 | 0 | 0 | 5 | 2 | 5 | 2 | [14 empty] | 1 | 1 | 4 | 1 | 1 | 1 | 1 | 0
EOP | Charleston | 138 | Geothermal |  |  | 0 | 0 | 0 | 0 | 0 | 0 | 0 | 0 | 0 | 5 | 2 | 1 | 1 | [14 empty] | 2 | 2 | 4 | 1 | 3 | 1 | 1 | 0
SCE Metro | Chevmain | 230 | Geothermal |  |  | 0 | 0 | 0 | 0 | 0 | 0 | 0 | 0 | 0 | 1 | 1 | 1 | 1 | [14 empty] | 1 | 1 | 1 | 1 | 1 | 1 | 1 | 0
SDGE | Chicarita | 138 | Geothermal |  |  | 0 | 0 | 0 | 0 | 0 | 0 | 0 | 0 | 0 | 3 | 3 | 1 | 1 | [14 empty] | 2 | 1 | 3 | 1 | 3 | 1 | 1 | 0
SCE Metro | Chino | 230 | Geothermal |  |  | 0 | 0 | 0 | 0 | 0 | 0 | 0 | 0 | 0 | 1 | 1 | 1 | 1 | [14 empty] | 1 | 1 | 1 | 1 | 2 | 1 | 1 | 0
PG&E FRESNO | Chowchilla | 115 | Geothermal |  |  | 0 | 0 | 0 | 0 | 0 | 0 | 0 | 0 | 0 | 5 | 2 | 5 | 2 | [14 empty] | 1 | 1 | 1 | 2 | 2 | 1 | 1 | 0
PG&E GBA | Christie | 60 | Geothermal |  |  | 0 | 0 | 0 | 0 | 0 | 0 | 0 | 0 | 0 | 5 | 2 | 1 | 1 | [14 empty] | 2 | 1 | 2 | 1 | 2 | 1 | 1 | 0
PG&E GBA | Christie | 115 | Geothermal |  |  | 0 | 0 | 0 | 0 | 0 | 0 | 0 | 0 | 0 | 5 | 2 | 1 | 1 | [14 empty] | 2 | 1 | 2 | 1 | 2 | 1 | 1 | 0
SCE Eastern | Cielo Azul | 500 | Geothermal |  |  | 0 | 0 | 0 | 0 | 0 | 0 | 0 | 0 | 0 | 5 | 4 | 4 | 4 | [14 empty] | 2 | 2 | 4 | 1 | 3 | 1 | 1 | 0
PG&E GBA | Clay | 60 | Geothermal |  |  | 0 | 0 | 0 | 0 | 0 | 0 | 0 | 0 | 0 | 1 | 1 | 1 | 1 | [14 empty] | 2 | 1 | 3 | 1 | 3 | 1 | 1 | 0
PG&E GBA | Clayton | 115 | Geothermal |  |  | 0 | 0 | 0 | 0 | 0 | 0 | 0 | 0 | 0 | 5 | 2 | 1 | 1 | [14 empty] | 2 | 1 | 4 | 1 | 2 | 1 | 1 | 0
PG&E NGBA | Cloverdale | 115 | Geothermal |  |  | 112.2 | 0 | 112.2 | 4.2 | 0 | 4.2 | 108 | 0 | 108 | 5 | 5 | 1 | 1 |  | 2 |  | 1 |  |  |  | 1 | 5 | 2 | 1 | 2 | 3 | 1 | 2 | 2 | 4 | 2 | 3 | 5- | 1 | 1
PG&E FRESNO | Clovis | 115 | Geothermal |  |  | 0 | 0 | 0 | 0 | 0 | 0 | 0 | 0 | 0 | 5 | 2 | 5 | 2 | [14 empty] | 1 | 1 | 2 | 2 | 2 | 1 | 1 | 0
PG&E GBA | Coburn | 230 | Geothermal |  |  | 0 | 0 | 0 | 0 | 0 | 0 | 0 | 0 | 0 | 5 | 2 | 5 | 2 | [14 empty] | 2 | 2 | 2 | 2 | 3 | 1 | 1 | 0
PG&E GBA | Coburn | 60 | Geothermal |  |  | 0 | 0 | 0 | 0 | 0 | 0 | 0 | 0 | 0 | 5 | 2 | 5 | 2 | [14 empty] | 2 | 2 | 2 | 2 | 3 | 1 | 1 | 0
PG&E NGBA | Colgate | 230 | Geothermal |  |  | 0 | 0 | 0 | 0 | 0 | 0 | 0 | 0 | 0 | 5 | 2 | 1 | 1 | [14 empty] | 2 | 1 | 4 | 1 | 3 | 1 | 1 | 0
PG&E GBA | Collierville | 230 | Geothermal |  |  | 0 | 0 | 0 | 0 | 0 | 0 | 0 | 0 | 0 | 5 | 5 | 1 | 1 | [14 empty] | 2 | 1 | 4 | 1 | 3 | 1 | 1 | 0
PG&E GBA | Collinsville | 230 | Geothermal |  |  | 0 | 0 | 0 | 0 | 0 | 0 | 0 | 0 | 0 | 5 | 2 | 1 | 1 | [14 empty] | 2 | 1 | 3 | 1 | 1 | 1 | 1 | 0
PG&E GBA | Collinsville | 500 | Geothermal |  |  | 0 | 0 | 0 | 0 | 0 | 0 | 0 | 0 | 0 | 5 | 2 | 1 | 1 | [14 empty] | 2 | 1 | 3 | 1 | 1 | 1 | 1 | 0
SCE Eastern | Colorado River | 230 | Geothermal |  |  | 0 | 0 | 0 | 0 | 0 | 0 | 0 | 0 | 0 | 4 | 4 | 4 | 4 | 4 | [13 empty] | 2 | 2 | 3 | 1 | 3 | 1 | 1 | 0
SCE Eastern | Colorado River | 500 | Geothermal |  |  | 0 | 0 | 0 | 0 | 0 | 0 | 0 | 0 | 0 | 4 | 4 | 4 | 4 | 2 | [13 empty] | 2 | 2 | 3 | 1 | 3 | 1 | 1 | 0
PG&E KERN | Columbus | 115 | Geothermal |  |  | 0 | 0 | 0 | 0 | 0 | 0 | 0 | 0 | 0 | 5 | 2 | 5 | 2 | [14 empty] | 1 | 1 | 2 | 1 | 2 | 1 | 1 | 0
PG&E GBA | Contra Costa | 115 | Geothermal |  |  | 0 | 0 | 0 | 0 | 0 | 0 | 0 | 0 | 0 | 5 | 5 | 1 | 1 | [14 empty] | 2 | 1 | 2 | 1 | 2 | 1 | 1 | 0
PG&E GBA | Contra Costa | 230 | Geothermal |  |  | 0 | 0 | 0 | 0 | 0 | 0 | 0 | 0 | 0 | 5 | 2 | 1 | 1 | [14 empty] | 2 | 1 | 2 | 1 | 2 | 1 | 1 | 0
PG&E GBA | Contra Costa PP | 230 | Geothermal |  |  | 0 | 0 | 0 | 0 | 0 | 0 | 0 | 0 | 0 | 5 | 5 | 1 | 1 | [14 empty] | 2 | 1 | 1 | 1 | 2 | 1 | 1 | 0
SCE NOL | Control | 115 | Geothermal |  |  | 177 | 0 | 177 | 0 | 0 | 0 | 177 | 0 | 177 | 5 | 3 | 3 | 3 |  |  |  | N/A |  |  |  | N/A | N/A | N/A | N/A | N/A | N/A | N/A | 2 | 2 | 4 | 1 | 3 | 5- | 1 | 1
SCE NOL | Control | 55 | Geothermal |  |  | 0 | 0 | 0 | 0 | 0 | 0 | 0 | 0 | 0 | 5 | 3 | 3 | 3 | [14 empty] | 2 | 2 | 4 | 1 | 3 | 1 | 1 | 0
PG&E GBA | Cooley Landing | 115 | Geothermal |  |  | 0 | 0 | 0 | 0 | 0 | 0 | 0 | 0 | 0 | 5 | 2 | 1 | 1 | [14 empty] | 2 | 1 | 2 | 1 | 1 | 1 | 1 | 0
PG&E GBA | Cooley Landing | 60 | Geothermal |  |  | 0 | 0 | 0 | 0 | 0 | 0 | 0 | 0 | 0 | 1 | 1 | 1 | 1 | [14 empty] | 2 | 1 | 2 | 1 | 1 | 1 | 1 | 0
SCE NOL | Coolwater | 230 | Geothermal |  |  | 0 | 0 | 0 | 0 | 0 | 0 | 0 | 0 | 0 | 4 | 3 | 1 | 1 | [14 empty] | 2 | 1 | 2 | 1 | 1 | 1 | 1 | 0
SCE NOL | Coolwater | 115 | Geothermal |  |  | 0 | 0 | 0 | 0 | 0 | 0 | 0 | 0 | 0 | 4 | 3 | 1 | 1 | 3 | [13 empty] | 2 | 1 | 2 | 1 | 1 | 1 | 1 | 0
PG&E KERN | Copus | 70 | Geothermal |  |  | 0 | 0 | 0 | 0 | 0 | 0 | 0 | 0 | 0 | 5 | 2 | 5 | 2 | [14 empty] | 1 | 1 | 3 | 1 | 1 | 1 | 1 | 0
PG&E FRESNO | Corcoran | 70 | Geothermal |  |  | 0 | 0 | 0 | 0 | 0 | 0 | 0 | 0 | 0 | 5 | 2 | 5 | 2 | [14 empty] | 1 | 1 | 4 | 2 | 1 | 1 | 1 | 0
PG&E FRESNO | Corcoran | 115 | Geothermal |  |  | 0 | 0 | 0 | 0 | 0 | 0 | 0 | 0 | 0 | 5 | 2 | 5 | 2 | [14 empty] | 1 | 1 | 4 | 2 | 1 | 1 | 1 | 0
PG&E NGBA | Corona | 115 | Geothermal |  |  | 0 | 0 | 0 | 0 | 0 | 0 | 0 | 0 | 0 | 5 | 5 | 1 | 1 | [14 empty] | 2 | 1 | 3 | 2 | 3 | 1 | 1 | 0
PG&E NGBA | Cortina | 230 | Geothermal |  |  | 0 | 0 | 0 | 0 | 0 | 0 | 0 | 0 | 0 | 5 | 5 | 1 | 1 | 3 | [13 empty] | 2 | 2 | 4 | 1 | 3 | 1 | 1 | 0
PG&E NGBA | Cortina | 115 | Geothermal |  |  | 0 | 0 | 0 | 0 | 0 | 0 | 0 | 0 | 0 | 5 | 5 | 1 | 1 | 1 | [13 empty] | 2 | 2 | 4 | 1 | 3 | 1 | 1 | 0
PG&E GBA | Cottle | 230 | Geothermal |  |  | 0 | 0 | 0 | 0 | 0 | 0 | 0 | 0 | 0 | 5 | 2 | 5 | 2 | 3 | [13 empty] | 1 | 1 | 3 | 2 | 1 | 1 | 1 | 0
PG&E NGBA | Cottonwood | 115 | Geothermal |  |  | 0 | 0 | 0 | 0 | 0 | 0 | 0 | 0 | 0 | 5 | 2 | 1 | 1 | [14 empty] | 2 | 2 | 3 | 2 | 3 | 1 | 1 | 0
PG&E NGBA | Cottonwood | 230 | Geothermal |  |  | 0 | 0 | 0 | 0 | 0 | 0 | 0 | 0 | 0 | 5 | 2 | 1 | 1 | [14 empty] | 2 | 2 | 3 | 2 | 3 | 1 | 1 | 0
PG&E NGBA | Cottonwood | 60 | Geothermal |  |  | 0 | 0 | 0 | 0 | 0 | 0 | 0 | 0 | 0 | 5 | 2 | 1 | 1 | [14 empty] | 2 | 2 | 3 | 2 | 3 | 1 | 1 | 0
PG&E NGBA | Cove Road | 230 | Geothermal |  |  | 0 | 0 | 0 | 0 | 0 | 0 | 0 | 0 | 0 | 5 | 2 | 1 | 1 | [14 empty] | 2 | 2 | 4 | 2 | 3 | 1 | 1 | 0
PG&E GBA | Coyote | 230 | Geothermal |  |  | 37 | 0 | 37 | 0 | 0 | 0 | 37 | 0 | 37 | 1 | 1 | 1 | 1 | [14 empty] | 2 | 1 | 3 | 2 | 2 | 5- | 1 | 1
PG&E GBA | Crazy Horse Canyon | 115 | Geothermal |  |  | 0 | 0 | 0 | 0 | 0 | 0 | 0 | 0 | 0 | 1 | 1 | 1 | 1 | [14 empty] | 2 | 2 | 4 | 2 | 3 | 1 | 1 | 0
SDGE | Creelman | 69 | Geothermal |  |  | 0 | 0 | 0 | 0 | 0 | 0 | 0 | 0 | 0 | 3 | 3 | 1 | 1 | [14 empty] | 2 | 1 | 4 | 1 | 3 | 1 | 1 | 0
PG&E FRESNO | Crescent | 70 | Geothermal |  |  | 0 | 0 | 0 | 0 | 0 | 0 | 0 | 0 | 0 | 5 | 2 | 5 | 2 | [14 empty] | 1 | 1 | 3 | 2 | 1 | 1 | 1 | 0
PG&E FRESNO | Cressey | 115 | Geothermal |  |  | 0 | 0 | 0 | 0 | 0 | 0 | 0 | 0 | 0 | 5 | 2 | 5 | 2 | [14 empty] | 1 | 1 | 3 | 2 | 1 | 1 | 1 | 0
PG&E NGBA | Cresta | 230 | Geothermal |  |  | 0 | 0 | 0 | 0 | 0 | 0 | 0 | 0 | 0 | 5 | 2 | 1 | 1 | [14 empty] | 2 | 1 | 4 | 2 | 3 | 1 | 1 | 0
SDGE | Crestwood | 69 | Geothermal |  |  | 0 | 0 | 0 | 0 | 0 | 0 | 0 | 0 | 0 | 3 | 3 | 1 | 1 | [14 empty] | 2 | 1 | 4 | 1 | 3 | 1 | 1 | 0
PG&E GBA | Crow Creek | 60 | Geothermal |  |  | 0 | 0 | 0 | 0 | 0 | 0 | 0 | 0 | 0 | 5 | 5 | 1 | 1 | [14 empty] | 1 | 1 | 4 | 2 | 1 | 1 | 1 | 0
PG&E GBA | Crows Landing | 60 | Geothermal |  |  | 0 | 0 | 0 | 0 | 0 | 0 | 0 | 0 | 0 | 5 | 5 | 1 | 1 | [14 empty] | 1 | 1 | 4 | 2 | 1 | 1 | 1 | 0
PG&E GBA | Curtis | 115 | Geothermal |  |  | 0 | 0 | 0 | 0 | 0 | 0 | 0 | 0 | 0 | 5 | 5 | 1 | 1 | [14 empty] | 2 | 1 | 4 | 1 | 3 | 1 | 1 | 0
PG&E FRESNO | Dairyland | 115 | Geothermal |  |  | 0 | 0 | 0 | 0 | 0 | 0 | 0 | 0 | 0 | 5 | 2 | 5 | 2 | [14 empty] | 1 | 1 | 3 | 2 | 1 | 1 | 1 | 0
PG&E NGBA | Davis | 115 | Geothermal |  |  | 0 | 0 | 0 | 0 | 0 | 0 | 0 | 0 | 0 | 5 | 5 | 1 | 1 | 3 | [13 empty] | 2 | 1 | 4 | 2 | 3 | 1 | 1 | 0
SCE Metro | Del Amo | 500 | Geothermal |  |  | 0 | 0 | 0 | 0 | 0 | 0 | 0 | 0 | 0 | 1 | 1 | 1 | 1 | [14 empty] | 1 | 1 | 3 | 1 | 2 | 1 | 1 | 0
SCE Metro | Del Amo | 230 | Geothermal |  |  | 0 | 0 | 0 | 0 | 0 | 0 | 0 | 0 | 0 | 1 | 1 | 1 | 1 | [14 empty] | 1 | 1 | 3 | 1 | 2 | 1 | 1 | 0
SCE Eastern | Delaney | 500 | Geothermal |  |  | 0 | 0 | 0 | 0 | 0 | 0 | 0 | 0 | 0 | 5 | 4 | 4 | 4 | [14 empty] | 2 | 1 | 4 | 2 | 3 | 1 | 1 | 0
PG&E NGBA | Delevan | 230 | Geothermal |  |  | 0 | 0 | 0 | 0 | 0 | 0 | 0 | 0 | 0 | 5 | 5 | 1 | 1 | 3 | [13 empty] | 2 | 2 | 1 | 1 | 3 | 1 | 1 | 0
PG&E GBA | Delta PP | 230 | Geothermal |  |  | 0 | 0 | 0 | 0 | 0 | 0 | 0 | 0 | 0 | 5 | 2 | 1 | 1 | [14 empty] | 2 | 1 | 3 | 1 | 2 | 1 | 1 | 0
EOP | Desert View | 230 | Geothermal |  |  | 0 | 0 | 0 | 0 | 0 | 0 | 0 | 0 | 0 | 5 | 2 | 1 | 1 | [14 empty] | 2 | 1 | 4 | 1 | 3 | 1 | 1 | 0
SCE Eastern | Devers | 230 | Geothermal |  |  | 0 | 0 | 0 | 0 | 0 | 0 | 0 | 0 | 0 | 4 | 2 | 1 | 1 | 5 | [13 empty] | 2 | 1 | 1 | 1 | 3 | 1 | 1 | 0
SCE Eastern | Devers | 500 | Geothermal |  |  | 0 | 0 | 0 | 0 | 0 | 0 | 0 | 0 | 0 | 4 | 2 | 1 | 1 | [14 empty] | 2 | 1 | 1 | 1 | 3 | 1 | 1 | 0
PG&E KERN | Diablo Canyon | 230 | Geothermal |  |  | 0 | 0 | 0 | 0 | 0 | 0 | 0 | 0 | 0 | 5 | 2 | 5 | 2 | 3 | [13 empty] | 2 | 2 | 4 | 2 | 3 | 1 | 1 | 0
PG&E KERN | Diablo Canyon | 500 | Geothermal |  |  | 0 | 0 | 0 | 0 | 0 | 0 | 0 | 0 | 0 | 5 | 2 | 4 | 2 | 5 | [13 empty] | 2 | 2 | 4 | 2 | 3 | 1 | 1 | 0
PG&E KERN | Divide | 115 | Geothermal |  |  | 0 | 0 | 0 | 0 | 0 | 0 | 0 | 0 | 0 | 5 | 2 | 5 | 2 | [14 empty] | 2 | 2 | 4 | 1 | 2 | 1 | 1 | 0
PG&E GBA | Dixon Landing | 115 | Geothermal |  |  | 23 | 0 | 23 | 0 | 0 | 0 | 23 | 0 | 23 | 1 | 1 | 1 | 1 | [14 empty] | 2 | 1 | 2 | 1 | 2 | 5- | 1 | 1
PG&E FRESNO | Dos Amigos | 230 | Geothermal |  |  | 10 | 0 | 10 | 0 | 0 | 0 | 10 | 0 | 10 | 5 | 2 | 5 | 2 | [14 empty] | 1 | 1 | 4 | 2 | 1 | 5- | 1 | 1
PG&E NGBA | Drum | 115 | Geothermal |  |  | 0 | 0 | 0 | 0 | 0 | 0 | 0 | 0 | 0 | 5 | 2 | 1 | 1 | [14 empty] | 2 | 1 | 4 | 2 | 3 | 1 | 1 | 0
PG&E GBA | Dumbarton | 115 | Geothermal |  |  | 0 | 0 | 0 | 0 | 0 | 0 | 0 | 0 | 0 | 5 | 2 | 1 | 1 | [14 empty] | 2 | 1 | 3 | 1 | 2 | 1 | 1 | 0
SCE NOL | Dunn Siding | 115 | Geothermal |  |  | 0 | 0 | 0 | 0 | 0 | 0 | 0 | 0 | 0 | 4 | 3 | 1 | 1 | [14 empty] | 2 | 1 | 4 | 1 | 1 | 1 | 1 | 0
SCE Eastern | Eagle Mountain | 230 | Geothermal |  |  | 0 | 0 | 0 | 0 | 0 | 0 | 0 | 0 | 0 | 5 | 2 | 1 | 1 | [14 empty] | 2 | 2 | 4 | 1 | 3 | 1 | 1 | 0
PG&E NGBA | Eagle Rock (PGE) | 60 | Geothermal |  |  | 0 | 0 | 0 | 0 | 0 | 0 | 0 | 0 | 0 | 5 | 5 | 1 | 1 | [14 empty] | 2 | 2 | 4 | 2 | 3 | 1 | 1 | 0
PG&E NGBA | Eagle Rock (PGE) | 115 | Geothermal |  |  | 7 | 0 | 7 | 7 | 0 | 7 | 0 | 0 | 0 | 5 | 5 | 1 | 1 | 3 | 2 |  | 1 |  |  |  | 1 | 5 | 2 | 1 | 2 | 3 | 1 | 2 | 2 | 4 | 2 | 3 | 1 | 5 | 1
SCE Metro | Eagle Rock (SCE) | 230 | Geothermal |  |  | 0 | 0 | 0 | 0 | 0 | 0 | 0 | 0 | 0 | 1 | 1 | 1 | 1 | [14 empty] | 1 | 1 | 2 | 1 | 2 | 1 | 1 | 0
PG&E NGBA | East Marysville | 115 | Geothermal |  |  | 0 | 0 | 0 | 0 | 0 | 0 | 0 | 0 | 0 | 5 | 2 | 1 | 1 | [14 empty] | 2 | 2 | 2 | 1 | 2 | 1 | 1 | 0
PG&E NGBA | East Nicolaus | 115 | Geothermal |  |  | 0 | 0 | 0 | 0 | 0 | 0 | 0 | 0 | 0 | 5 | 2 | 1 | 1 | [14 empty] | 2 | 1 | 4 | 1 | 3 | 1 | 1 | 0
PG&E NGBA | East Nicolaus | 60 | Geothermal |  |  | 0 | 0 | 0 | 0 | 0 | 0 | 0 | 0 | 0 | 5 | 2 | 1 | 1 | [14 empty] | 2 | 1 | 4 | 1 | 3 | 1 | 1 | 0
PG&E GBA | Eastshore | 115 | Geothermal |  |  | 0 | 0 | 0 | 0 | 0 | 0 | 0 | 0 | 0 | 5 | 2 | 1 | 1 | 4 | [13 empty] | 2 | 1 | 2 | 1 | 1 | 1 | 1 | 0
PG&E GBA | Eastshore | 230 | Geothermal |  |  | 0 | 0 | 0 | 0 | 0 | 0 | 0 | 0 | 0 | 5 | 2 | 1 | 1 | [14 empty] | 2 | 1 | 2 | 1 | 1 | 1 | 1 | 0
SDGE | ECO | 138 | Geothermal |  |  | 0 | 0 | 0 | 0 | 0 | 0 | 0 | 0 | 0 | 3 | 3 | 1 | 1 | 3 | [13 empty] | 2 | 1 | 4 | 1 | 3 | 1 | 1 | 0
SDGE | ECO | 230 | Geothermal |  |  | 0 | 0 | 0 | 0 | 0 | 0 | 0 | 0 | 0 | 3 | 3 | 1 | 1 | [14 empty] | 2 | 1 | 4 | 1 | 3 | 1 | 1 | 0
SDGE | ECO | 500 | Geothermal |  |  | 0 | 0 | 0 | 0 | 0 | 0 | 0 | 0 | 0 | 3 | 3 | 1 | 1 | [14 empty] | 2 | 1 | 4 | 1 | 3 | 1 | 1 | 0
PG&E GBA | Edenvale | 115 | Geothermal |  |  | 0 | 0 | 0 | 0 | 0 | 0 | 0 | 0 | 0 | 1 | 1 | 1 | 1 | [14 empty] | 2 | 1 | 2 | 2 | 2 | 1 | 1 | 0
PG&E GBA | Edes | 115 | Geothermal |  |  | 0 | 0 | 0 | 0 | 0 | 0 | 0 | 0 | 0 | 5 | 2 | 1 | 1 | [14 empty] | 2 | 1 | 3 | 1 | 1 | 1 | 1 | 0
PG&E GBA | Eight Mile | 230 | Geothermal |  |  | 0 | 0 | 0 | 0 | 0 | 0 | 0 | 0 | 0 | 5 | 2 | 1 | 1 | [14 empty] | 1 | 1 | 2 | 2 | 1 | 1 | 1 | 0
SDGE | El Cajon | 69 | Geothermal |  |  | 0 | 0 | 0 | 0 | 0 | 0 | 0 | 0 | 0 | 3 | 3 | 1 | 1 | [14 empty] | 2 | 1 | 2 | 1 | 1 | 1 | 1 | 0
SCE Eastern | El Casco | 230 | Geothermal |  |  | 0 | 0 | 0 | 0 | 0 | 0 | 0 | 0 | 0 | 4 | 2 | 1 | 1 | [14 empty] | 1 | 1 | 4 | 1 | 2 | 1 | 1 | 0
PG&E GBA | El Cerrito G | 115 | Geothermal |  |  | 0 | 0 | 0 | 0 | 0 | 0 | 0 | 0 | 0 | 5 | 2 | 1 | 1 | [14 empty] | 2 | 1 | 2 | 1 | 2 | 1 | 1 | 0
PG&E NGBA | El Dorado PH | 115 | Geothermal |  |  | 0 | 0 | 0 | 0 | 0 | 0 | 0 | 0 | 0 | 5 | 2 | 1 | 1 | [14 empty] | 2 | 1 | 4 | 2 | 3 | 1 | 1 | 0
PG&E FRESNO | El Nido (PGE) | 115 | Geothermal |  |  | 10 | 0 | 10 | 0 | 0 | 0 | 10 | 0 | 10 | 5 | 2 | 5 | 2 | [14 empty] | 1 | 1 | 4 | 2 | 1 | 5- | 1 | 1
SCE Metro | El Nido (SCE) | 230 | Geothermal |  |  | 0 | 0 | 0 | 0 | 0 | 0 | 0 | 0 | 0 | 1 | 1 | 1 | 1 | [14 empty] | 1 | 1 | 2 | 1 | 2 | 1 | 1 | 0
PG&E GBA | El Patio | 115 | Geothermal |  |  | 0 | 0 | 0 | 0 | 0 | 0 | 0 | 0 | 0 | 1 | 1 | 1 | 1 | [14 empty] | 2 | 1 | 3 | 2 | 2 | 1 | 1 | 0
SCE Metro | El Segundo | 230 | Geothermal |  |  | 0 | 0 | 0 | 0 | 0 | 0 | 0 | 0 | 0 | 1 | 1 | 1 | 1 | [14 empty] | 1 | 1 | 1 | 1 | 1 | 1 | 1 | 0
EOP | Eldorado | 230 | Geothermal | YES | Northern Nevada | 472 | 0 | 472 | 45 | 0 | 45 | 427 | 0 | 427 | 5 | 2 | 1 | 1 | 4 | N/A |  | N/A |  |  |  | N/A | N/A | N/A | N/A | N/A | N/A | N/A | 2 | 2 | 2 | 1 | 3 | 5- | 1 | 1
EOP | Eldorado | 500 | Geothermal |  |  | 741 | 0 | 741 | 0 | 0 | 0 | 741 | 0 | 741 | 5 | 2 | 1 | 1 | 5 |  |  | N/A |  |  |  | N/A | N/A | N/A | N/A | N/A | N/A | N/A | 2 | 2 | 2 | 1 | 3 | 5- | 1 | 1
SCE Northern | Elizabeth Lake | 66 | Geothermal |  |  | 0 | 0 | 0 | 0 | 0 | 0 | 0 | 0 | 0 | 5 | 2 | 1 | 1 | [14 empty] | 1 | 1 | 3 | 1 | 3 | 1 | 1 | 0
PG&E KERN | Elk Hills | 230 | Geothermal |  |  | 0 | 0 | 0 | 0 | 0 | 0 | 0 | 0 | 0 | 5 | 2 | 5 | 2 | [14 empty] | 1 | 1 | 3 | 1 | 1 | 1 | 1 | 0
SDGE | Elliot | 69 | Geothermal |  |  | 0 | 0 | 0 | 0 | 0 | 0 | 0 | 0 | 0 | 3 | 3 | 1 | 1 | [14 empty] | 2 | 1 | 2 | 1 | 2 | 1 | 1 | 0
SCE Metro | Ellis | 230 | Geothermal |  |  | 0 | 0 | 0 | 0 | 0 | 0 | 0 | 0 | 0 | 1 | 1 | 1 | 1 | [14 empty] | 1 | 1 | 2 | 1 | 2 | 1 | 1 | 0
SDGE | Encina | 138 | Geothermal |  |  | 0 | 0 | 0 | 0 | 0 | 0 | 0 | 0 | 0 | 3 | 3 | 1 | 1 | 3 | [13 empty] | 2 | 1 | 1 | 1 | 3 | 1 | 1 | 0
SDGE | Encina | 230 | Geothermal |  |  | 0 | 0 | 0 | 0 | 0 | 0 | 0 | 0 | 0 | 3 | 3 | 1 | 1 | [14 empty] | 2 | 1 | 1 | 1 | 3 | 1 | 1 | 0
SDGE | Escondido | 230 | Geothermal |  |  | 0 | 0 | 0 | 0 | 0 | 0 | 0 | 0 | 0 | 3 | 3 | 1 | 1 | [14 empty] | 2 | 1 | 1 | 1 | 3 | 1 | 1 | 0
SDGE | Escondido | 69 | Geothermal |  |  | 0 | 0 | 0 | 0 | 0 | 0 | 0 | 0 | 0 | 3 | 3 | 1 | 1 | [14 empty] | 2 | 1 | 1 | 1 | 3 | 1 | 1 | 0
PG&E KERN | Estrella | 230 | Geothermal |  |  | 0 | 0 | 0 | 0 | 0 | 0 | 0 | 0 | 0 | 5 | 2 | 5 | 2 | [14 empty] | 2 | 2 | 4 | 2 | 3 | 1 | 1 | 0
SCE Eastern | Etiwanda | 230 | Geothermal |  |  | 0 | 0 | 0 | 0 | 0 | 0 | 0 | 0 | 0 | 1 | 1 | 1 | 1 | 5 | [13 empty] | 1 | 1 | 2 | 1 | 1 | 1 | 1 | 0
PG&E GBA | Evergreen | 115 | Geothermal |  |  | 0 | 0 | 0 | 0 | 0 | 0 | 0 | 0 | 0 | 1 | 1 | 1 | 1 | [14 empty] | 2 | 1 | 2 | 2 | 2 | 1 | 1 | 0
PG&E GBA | Evergreen | 60 | Geothermal |  |  | 0 | 0 | 0 | 0 | 0 | 0 | 0 | 0 | 0 | 1 | 1 | 1 | 1 | [14 empty] | 2 | 1 | 2 | 2 | 2 | 1 | 1 | 0
PG&E FRESNO | Excelsior | 115 | Geothermal |  |  | 0 | 0 | 0 | 0 | 0 | 0 | 0 | 0 | 0 | 5 | 2 | 5 | 2 | 1 | [13 empty] | 1 | 1 | 4 | 2 | 1 | 1 | 1 | 0
PG&E FRESNO | Exchequer | 115 | Geothermal |  |  | 0 | 0 | 0 | 0 | 0 | 0 | 0 | 0 | 0 | 5 | 2 | 5 | 2 | [14 empty] | 2 | 1 | 4 | 1 | 2 | 1 | 1 | 0
PG&E KERN | Fairway | 115 | Geothermal |  |  | 0 | 0 | 0 | 0 | 0 | 0 | 0 | 0 | 0 | 5 | 2 | 5 | 2 | [14 empty] | 2 | 2 | 3 | 1 | 2 | 1 | 1 | 0
PG&E KERN | Famoso | 115 | Geothermal |  |  | 0 | 0 | 0 | 0 | 0 | 0 | 0 | 0 | 0 | 5 | 2 | 5 | 2 | [14 empty] | 1 | 1 | 4 | 1 | 1 | 1 | 1 | 0
PG&E NGBA | Fern Road | 500 | Geothermal |  |  | 0 | 0 | 0 | 0 | 0 | 0 | 0 | 0 | 0 | 5 | 2 | 1 | 1 | [14 empty] | 2 | 2 | 4 | 2 | 3 | 1 | 1 | 0
PG&E GBA | Fibreboard (SPI Sonora) | 115 | Geothermal |  |  | 0 | 0 | 0 | 0 | 0 | 0 | 0 | 0 | 0 | 5 | 5 | 1 | 1 | [14 empty] | 2 | 1 | 2 | 1 | 2 | 1 | 1 | 0
PG&E FRESNO | Figarden | 230 | Geothermal |  |  | 0 | 0 | 0 | 0 | 0 | 0 | 0 | 0 | 0 | 5 | 2 | 5 | 2 | [14 empty] | 1 | 1 | 3 | 2 | 2 | 1 | 1 | 0
PG&E FRESNO | Fink | 230 | Geothermal |  |  | 70 | 0 | 70 | 0 | 0 | 0 | 70 | 0 | 70 | 1 | 1 | 1 | 1 | [14 empty] | 1 | 1 | 4 | 2 | 1 | 5- | 1 | 1
PG&E NGBA | Fitch Mountain | 60 | Geothermal |  |  | 0 | 0 | 0 | 0 | 0 | 0 | 0 | 0 | 0 | 5 | 5 | 1 | 1 | [14 empty] | 2 | 2 | 4 | 2 | 3 | 1 | 1 | 0
PG&E GBA | FMC | 115 | Geothermal |  |  | 0 | 0 | 0 | 0 | 0 | 0 | 0 | 0 | 0 | 1 | 1 | 1 | 1 | [14 empty] | 2 | 1 | 2 | 2 | 2 | 1 | 1 | 0
PG&E GBA | Fremont | 115 | Geothermal |  |  | 0 | 0 | 0 | 0 | 0 | 0 | 0 | 0 | 0 | 1 | 1 | 1 | 1 | [14 empty] | 2 | 1 | 3 | 1 | 2 | 1 | 1 | 0
PG&E GBA | French Camp | 60 | Geothermal |  |  | 0 | 0 | 0 | 0 | 0 | 0 | 0 | 0 | 0 | 1 | 1 | 1 | 1 | [14 empty] | 1 | 1 | 3 | 2 | 1 | 1 | 1 | 0
PG&E GBA | Frogtown | 115 | Geothermal |  |  | 0 | 0 | 0 | 0 | 0 | 0 | 0 | 0 | 0 | 1 | 1 | 1 | 1 | [14 empty] | 2 | 1 | 4 | 1 | 3 | 1 | 1 | 0
PG&E NGBA | Fulton | 115 | Geothermal |  |  | 0 | 0 | 0 | 0 | 0 | 0 | 0 | 0 | 0 | 5 | 5 | 1 | 1 | 1 | [13 empty] | 2 | 1 | 3 | 2 | 2 | 1 | 1 | 0
PG&E NGBA | Fulton | 230 | Geothermal |  |  | 0 | 0 | 0 | 0 | 0 | 0 | 0 | 0 | 0 | 5 | 5 | 1 | 1 |  | 2 |  | 1 |  |  |  | 1 | 5 | 2 | 1 | 2 | 3 | 1 | 2 | 1 | 3 | 2 | 2 | 1 | 5 | 1
PG&E NGBA | Fulton | 60 | Geothermal |  |  | 0 | 0 | 0 | 0 | 0 | 0 | 0 | 0 | 0 | 5 | 5 | 1 | 1 | [14 empty] | 2 | 1 | 3 | 2 | 2 | 1 | 1 | 0
PG&E KERN | Ganso | 115 | Geothermal |  |  | 0 | 0 | 0 | 0 | 0 | 0 | 0 | 0 | 0 | 5 | 2 | 5 | 2 | [14 empty] | 1 | 1 | 3 | 1 | 1 | 1 | 1 | 0
PG&E FRESNO | Gates | 230 | Geothermal |  |  | 0 | 0 | 0 | 0 | 0 | 0 | 0 | 0 | 0 | 5 | 2 | 5 | 2 | 4 | [13 empty] | 1 | 1 | 3 | 2 | 1 | 1 | 1 | 0
PG&E FRESNO | Gates | 500 | Geothermal |  |  | 0 | 0 | 0 | 0 | 0 | 0 | 0 | 0 | 0 | 5 | 2 | 5 | 2 | 5 | [13 empty] | 1 | 1 | 3 | 2 | 1 | 1 | 1 | 0
PG&E NGBA | Geysers 12 | 230 | Geothermal |  |  | 0 | 0 | 0 | 0 | 0 | 0 | 0 | 0 | 0 | 5 | 5 | 1 | 1 | [14 empty] | 2 | 2 | 4 | 2 | 3 | 1 | 1 | 0
PG&E NGBA | Geysers 17 | 230 | Geothermal |  |  | 0 | 0 | 0 | 0 | 0 | 0 | 0 | 0 | 0 | 5 | 5 | 1 | 1 |  | 2 |  | 1 |  |  |  | 1 | 5 | 2 | 1 | 2 | 3 | 1 | 2 | 2 | 4 | 2 | 3 | 4+ | 5 | 1
PG&E NGBA | Geysers 3 | 115 | Geothermal |  |  | 0 | 0 | 0 | 0 | 0 | 0 | 0 | 0 | 0 | 5 | 5 | 1 | 1 | [14 empty] | 2 | 2 | 4 | 2 | 3 | 1 | 1 | 0
PG&E NGBA | Glenn | 230 | Geothermal |  |  | 0 | 0 | 0 | 0 | 0 | 0 | 0 | 0 | 0 | 5 | 2 | 1 | 1 | 3 | [13 empty] | 2 | 2 | 4 | 1 | 3 | 1 | 1 | 0
PG&E NGBA | Glenn | 60 | Geothermal |  |  | 0 | 0 | 0 | 0 | 0 | 0 | 0 | 0 | 0 | 5 | 2 | 1 | 1 | [14 empty] | 2 | 2 | 4 | 1 | 3 | 1 | 1 | 0
PG&E NGBA | Gold Hill | 115 | Geothermal |  |  | 0 | 0 | 0 | 0 | 0 | 0 | 0 | 0 | 0 | 5 | 2 | 1 | 1 | [14 empty] | 2 | 1 | 4 | 2 | 3 | 1 | 1 | 0
PG&E NGBA | Gold Hill | 230 | Geothermal |  |  | 0 | 0 | 0 | 0 | 0 | 0 | 0 | 0 | 0 | 5 | 2 | 1 | 1 | [14 empty] | 2 | 1 | 4 | 2 | 3 | 1 | 1 | 0
SCE Northern | Goleta | 230 | Geothermal |  |  | 0 | 0 | 0 | 0 | 0 | 0 | 0 | 0 | 0 | 5 | 2 | 1 | 1 | [14 empty] | 2 | 2 | 2 | 1 | 2 | 1 | 1 | 0
SCE Metro | Goodrich | 230 | Geothermal |  |  | 0 | 0 | 0 | 0 | 0 | 0 | 0 | 0 | 0 | 1 | 1 | 1 | 1 | [14 empty] | 1 | 1 | 3 | 1 | 2 | 1 | 1 | 0
PG&E KERN | Goose Lake | 115 | Geothermal |  |  | 0 | 0 | 0 | 0 | 0 | 0 | 0 | 0 | 0 | 5 | 2 | 5 | 2 | [14 empty] | 1 | 1 | 2 | 1 | 1 | 1 | 1 | 0
SCE Metro | Gould | 230 | Geothermal |  |  | 0 | 0 | 0 | 0 | 0 | 0 | 0 | 0 | 0 | 1 | 1 | 1 | 1 | [14 empty] | 1 | 1 | 4 | 1 | 2 | 1 | 1 | 0
PG&E NGBA | Grand Island | 115 | Geothermal |  |  | 0 | 0 | 0 | 0 | 0 | 0 | 0 | 0 | 0 | 5 | 2 | 1 | 1 | [14 empty] | 2 | 1 | 4 | 2 | 2 | 1 | 1 | 0
SDGE | Granite | 69 | Geothermal |  |  | 0 | 0 | 0 | 0 | 0 | 0 | 0 | 0 | 0 | 3 | 3 | 1 | 1 | [14 empty] | 2 | 1 | 2 | 2 | 2 | 1 | 1 | 0
PG&E GBA | Grant | 115 | Geothermal |  |  | 0 | 0 | 0 | 0 | 0 | 0 | 0 | 0 | 0 | 5 | 2 | 1 | 1 | [14 empty] | 2 | 1 | 2 | 1 | 2 | 1 | 1 | 0
PG&E GBA | Green Valley | 115 | Geothermal |  |  | 0 | 0 | 0 | 0 | 0 | 0 | 0 | 0 | 0 | 1 | 1 | 1 | 1 | 1 | [13 empty] | 2 | 2 | 3 | 2 | 2 | 1 | 1 | 0
PG&E NGBA | Greenleaf 1 | 115 | Geothermal |  |  | 0 | 0 | 0 | 0 | 0 | 0 | 0 | 0 | 0 | 5 | 2 | 1 | 1 | [14 empty] | 2 | 2 | 1 | 1 | 3 | 1 | 1 | 0
PG&E FRESNO | Gregg | 230 | Geothermal |  |  | 0 | 0 | 0 | 0 | 0 | 0 | 0 | 0 | 0 | 5 | 2 | 5 | 2 | [14 empty] | 1 | 1 | 3 | 2 | 1 | 1 | 1 | 0
PG&E FRESNO | Grimmway-Malaga | 115 | Geothermal |  |  | 0 | 0 | 0 | 0 | 0 | 0 | 0 | 0 | 0 | 5 | 2 | 5 | 2 | [14 empty] | 1 | 1 | 2 | 1 | 1 | 1 | 1 | 0
PG&E NGBA | Grizzly | 230 | Geothermal |  |  | 0 | 0 | 0 | 0 | 0 | 0 | 0 | 0 | 0 | 5 | 2 | 1 | 1 | [14 empty] | 2 | 2 | 4 | 1 | 3 | 1 | 1 | 0
PG&E FRESNO | Guernsey | 70 | Geothermal |  |  | 0 | 0 | 0 | 0 | 0 | 0 | 0 | 0 | 0 | 5 | 2 | 5 | 2 | [14 empty] | 1 | 1 | 3 | 2 | 1 | 1 | 1 | 0
PG&E FRESNO | GWF Hanford | 115 | Geothermal |  |  | 0 | 0 | 0 | 0 | 0 | 0 | 0 | 0 | 0 | 5 | 2 | 5 | 2 | [14 empty] | 2 | 1 | 2 | 1 | 1 | 1 | 1 | 0
PG&E FRESNO | Haas | 230 | Geothermal |  |  | 0 | 0 | 0 | 0 | 0 | 0 | 0 | 0 | 0 | 5 | 2 | 5 | 2 | [14 empty] | 1 | 1 | 4 | 2 | 3 | 1 | 1 | 0
PG&E FRESNO | Hammonds | 115 | Geothermal |  |  | 0 | 0 | 0 | 0 | 0 | 0 | 0 | 0 | 0 | 5 | 2 | 5 | 2 | [14 empty] | 1 | 1 | 2 | 2 | 1 | 1 | 1 | 0
SCE Metro | HarborGen | 230 | Geothermal |  |  | 0 | 0 | 0 | 0 | 0 | 0 | 0 | 0 | 0 | 1 | 1 | 1 | 1 | [14 empty] | 1 | 1 | 2 | 1 | 1 | 1 | 1 | 0
PG&E NGBA | Harris | 60 | Geothermal |  |  | 0 | 0 | 0 | 0 | 0 | 0 | 0 | 0 | 0 | 5 | 2 | 1 | 1 | [14 empty] | 2 | 2 | 2 | 2 | 3 | 1 | 1 | 0
EOP | Harry Allen | 500 | Geothermal |  |  | 0 | 0 | 0 | 0 | 0 | 0 | 0 | 0 | 0 | 5 | 2 | 1 | 1 | [14 empty] | 2 | 2 | 4 | 1 | 3 | 1 | 1 | 0
PG&E NGBA | Hartley | 60 | Geothermal |  |  | 0 | 0 | 0 | 0 | 0 | 0 | 0 | 0 | 0 | 5 | 5 | 1 | 1 | [14 empty] | 2 | 2 | 4 | 2 | 3 | 1 | 1 | 0
SCE NOL | Harvard | 115 | Geothermal |  |  | 0 | 0 | 0 | 0 | 0 | 0 | 0 | 0 | 0 | 4 | 3 | 1 | 1 | [14 empty] | 2 | 1 | 4 | 1 | 1 | 1 | 1 | 0
SDGE | Hassayampa | 500 | Geothermal |  |  | 0 | 0 | 0 | 0 | 0 | 0 | 0 | 0 | 0 | 5 | 4 | 4 | 4 | [14 empty] | 2 | 1 | 4 | 2 | 3 | 1 | 1 | 0
PG&E FRESNO | Helm | 230 | Geothermal |  |  | 0 | 0 | 0 | 0 | 0 | 0 | 0 | 0 | 0 | 5 | 2 | 5 | 2 | 3 | [13 empty] | 1 | 1 | 2 | 2 | 1 | 1 | 1 | 0
PG&E FRESNO | Helm | 70 | Geothermal |  |  | 0 | 0 | 0 | 0 | 0 | 0 | 0 | 0 | 0 | 5 | 2 | 5 | 2 | [14 empty] | 1 | 1 | 2 | 2 | 1 | 1 | 1 | 0
PG&E FRESNO | Henrietta | 115 | Geothermal |  |  | 0 | 0 | 0 | 0 | 0 | 0 | 0 | 0 | 0 | 5 | 2 | 5 | 2 | 3 | [13 empty] | 1 | 1 | 1 | 2 | 1 | 1 | 1 | 0
PG&E FRESNO | Henrietta | 230 | Geothermal |  |  | 0 | 0 | 0 | 0 | 0 | 0 | 0 | 0 | 0 | 5 | 2 | 5 | 2 | 3 | [13 empty] | 1 | 1 | 1 | 2 | 1 | 1 | 1 | 0
PG&E FRESNO | Henrietta | 70 | Geothermal |  |  | 0 | 0 | 0 | 0 | 0 | 0 | 0 | 0 | 0 | 5 | 2 | 5 | 2 | [14 empty] | 1 | 1 | 1 | 2 | 1 | 1 | 1 | 0
PG&E FRESNO | Herndon | 115 | Geothermal |  |  | 0 | 0 | 0 | 0 | 0 | 0 | 0 | 0 | 0 | 5 | 2 | 5 | 2 | [14 empty] | 1 | 1 | 3 | 2 | 1 | 1 | 1 | 0
PG&E FRESNO | Herndon | 230 | Geothermal |  |  | 0 | 0 | 0 | 0 | 0 | 0 | 0 | 0 | 0 | 5 | 2 | 5 | 2 | [14 empty] | 1 | 1 | 3 | 2 | 1 | 1 | 1 | 0
PG&E GBA | Hicks | 230 | Geothermal |  |  | 0 | 0 | 0 | 0 | 0 | 0 | 0 | 0 | 0 | 1 | 1 | 1 | 1 | [14 empty] | 2 | 1 | 4 | 2 | 2 | 1 | 1 | 0
PG&E NGBA | Higgins | 115 | Geothermal |  |  | 0 | 0 | 0 | 0 | 0 | 0 | 0 | 0 | 0 | 5 | 2 | 1 | 1 | [14 empty] | 2 | 1 | 4 | 1 | 3 | 1 | 1 | 0
PG&E NGBA | Hilltop | 345 | Geothermal |  |  | 159 | 0 | 159 | 0 | 0 | 0 | 159 | 0 | 159 | 5 | 2 | 1 | 1 |  |  |  | 1 |  |  |  | 1 | 2 | 1 | 1 | 1 | 3 | 1 | 2 | 2 | 4 | 1 | 3 | 5- | 1 | 1
SCE Metro | Hinson | 230 | Geothermal |  |  | 0 | 0 | 0 | 0 | 0 | 0 | 0 | 0 | 0 | 1 | 1 | 1 | 1 | [14 empty] | 1 | 1 | 2 | 1 | 1 | 1 | 1 | 0
PG&E GBA | Hollister | 115 | Geothermal |  |  | 164 | 0 | 164 | 0 | 0 | 0 | 164 | 0 | 164 | 1 | 1 | 1 | 1 | 3 | [13 empty] | 2 | 2 | 4 | 2 | 3 | 5- | 1 | 1
PG&E NGBA | Homestake | 115 | Geothermal |  |  | 0 | 0 | 0 | 0 | 0 | 0 | 0 | 0 | 0 | 5 | 5 | 1 | 1 | [14 empty] | 2 | 1 | 4 | 2 | 3 | 1 | 1 | 0
PG&E NGBA | Honcut | 115 | Geothermal |  |  | 0 | 0 | 0 | 0 | 0 | 0 | 0 | 0 | 0 | 5 | 2 | 1 | 1 | [14 empty] | 2 | 1 | 4 | 2 | 3 | 1 | 1 | 0
SDGE | Hoodoo Wash | 500 | Geothermal |  |  | 0 | 0 | 0 | 0 | 0 | 0 | 0 | 0 | 0 | 5 | 3 | 1 | 1 | [14 empty] | 2 | 2 | 4 | 2 | 3 | 1 | 1 | 0
PG&E NGBA | Hopland | 115 | Geothermal |  |  | 0 | 0 | 0 | 0 | 0 | 0 | 0 | 0 | 0 | 5 | 5 | 1 | 1 | [14 empty] | 2 | 2 | 4 | 2 | 3 | 1 | 1 | 0
PG&E NGBA | Hopland | 60 | Geothermal |  |  | 0 | 0 | 0 | 0 | 0 | 0 | 0 | 0 | 0 | 5 | 5 | 1 | 1 | [14 empty] | 2 | 2 | 4 | 2 | 3 | 1 | 1 | 0
PG&E NGBA | Humboldt | 115 | Geothermal |  |  | 0 | 0 | 0 | 0 | 0 | 0 | 0 | 0 | 0 | 5 | 2 | 1 | 1 | 3 | [13 empty] | 2 | 2 | 3 | 2 | 3 | 1 | 1 | 0
PG&E NGBA | Humboldt | 60 | Geothermal |  |  | 0 | 0 | 0 | 0 | 0 | 0 | 0 | 0 | 0 | 5 | 2 | 1 | 1 | [14 empty] | 2 | 2 | 3 | 2 | 3 | 1 | 1 | 0
PG&E NGBA | Humboldt | 500 | Geothermal |  |  | 0 | 0 | 0 | 0 | 0 | 0 | 0 | 0 | 0 | 5 | 2 | 1 | 1 | [14 empty] | 2 | 2 | 3 | 2 | 3 | 1 | 1 | 0
SCE Metro | Huntington Beach | 230 | Geothermal |  |  | 0 | 0 | 0 | 0 | 0 | 0 | 0 | 0 | 0 | 1 | 1 | 1 | 1 | [14 empty] | 1 | 1 | 1 | 1 | 2 | 1 | 1 | 0
PG&E NGBA | Ignacio | 115 | Geothermal |  |  | 0 | 0 | 0 | 0 | 0 | 0 | 0 | 0 | 0 | 5 | 2 | 1 | 1 | 3 | [13 empty] | 2 | 1 | 4 | 1 | 3 | 1 | 1 | 0
PG&E NGBA | Ignacio | 230 | Geothermal |  |  | 0 | 0 | 0 | 0 | 0 | 0 | 0 | 0 | 0 | 5 | 5 | 1 | 1 | 3 | [13 empty] | 2 | 1 | 4 | 1 | 3 | 1 | 1 | 0
PG&E NGBA | Ignacio | 60 | Geothermal |  |  | 0 | 0 | 0 | 0 | 0 | 0 | 0 | 0 | 0 | 5 | 5 | 1 | 1 | 3 | [13 empty] | 2 | 1 | 4 | 1 | 3 | 1 | 1 | 0
SDGE | Imperial Beach | 69 | Geothermal |  |  | 0 | 0 | 0 | 0 | 0 | 0 | 0 | 0 | 0 | 3 | 3 | 1 | 1 | [14 empty] | 2 | 1 | 3 | 1 | 2 | 1 | 1 | 0
SDGE | Imperial Valley | 230 | Geothermal | YES | Imperial-IID | 1000 | 0 | 1000 | 25 | 0 | 25 | 975 | 0 | 975 | 3 | 3 | 1 | 1 | 4 | 1 |  | 1 |  |  |  | 1 | 1 | 1 | 1 | 1 | 1 | 1 | 1 | 1 | 2 | 2 | 1 | 5- | 1 | 1
SDGE | Imperial Valley | 500 | Geothermal |  |  | 0 | 0 | 0 | 0 | 0 | 0 | 0 | 0 | 0 | 3 | 3 | 1 | 1 | 5 | [13 empty] | 1 | 1 | 2 | 2 | 1 | 1 | 1 | 0
EOP | Innovation | 138 | Geothermal |  |  | 0 | 0 | 0 | 0 | 0 | 0 | 0 | 0 | 0 | 5 | 2 | 1 | 1 | [14 empty] | 2 | 2 | 4 | 1 | 3 | 1 | 1 | 0
EOP | Innovation | 230 | Geothermal |  |  | 0 | 0 | 0 | 0 | 0 | 0 | 0 | 0 | 0 | 5 | 2 | 1 | 1 | [14 empty] | 2 | 2 | 4 | 1 | 3 | 1 | 1 | 0
SCE NOL | Inyokern | 115 | Geothermal |  |  | 116 | 0 | 116 | 0 | 0 | 0 | 116 | 0 | 116 | 4 | 3 | 1 | 1 |  |  |  | 1 |  |  |  | 1 | 1 | 1 | 1 | 1 | 1 | 4 | 2 | 2 | 4 | 1 | 3 | 5- | 1 | 1
EOP | IS Tap | 138 | Geothermal |  |  | 0 | 0 | 0 | 0 | 0 | 0 | 0 | 0 | 0 | 5 | 2 | 1 | 1 | [14 empty] | 2 | 2 | 4 | 1 | 3 | 1 | 1 | 0
EOP | Ivanpah | 115 | Geothermal |  |  | 0 | 0 | 0 | 0 | 0 | 0 | 0 | 0 | 0 | 5 | 2 | 1 | 1 | [14 empty] | 2 | 2 | 4 | 1 | 1 | 1 | 1 | 0
EOP | Ivanpah | 230 | Geothermal |  |  | 0 | 0 | 0 | 0 | 0 | 0 | 0 | 0 | 0 | 5 | 2 | 1 | 1 | [14 empty] | 2 | 2 | 4 | 1 | 1 | 1 | 1 | 0
EOP | Jackass (DOE) | 138 | Geothermal |  |  | 0 | 0 | 0 | 0 | 0 | 0 | 0 | 0 | 0 | 5 | 2 | 1 | 1 | [14 empty] | 2 | 2 | 4 | 1 | 3 | 1 | 1 | 0
PG&E NGBA | James B Black | 230 | Geothermal |  |  | 131 | 0 | 131 | 0 | 0 | 0 | 131 | 0 | 131 | 5 | 2 | 1 | 1 | [14 empty] | 2 | 2 | 4 | 2 | 3 | 5- | 1 | 1
PG&E GBA | Jefferson | 230 | Geothermal |  |  | 0 | 0 | 0 | 0 | 0 | 0 | 0 | 0 | 0 | 1 | 1 | 1 | 1 | [14 empty] | 2 | 1 | 3 | 1 | 2 | 1 | 1 | 0
PG&E NGBA | Jessup | 115 | Geothermal |  |  | 100 | 0 | 100 | 0 | 0 | 0 | 100 | 0 | 100 | 5 | 2 | 1 | 1 | [14 empty] | 2 | 2 | 3 | 2 | 3 | 5- | 1 | 1
SCE Metro | Johanna | 230 | Geothermal |  |  | 0 | 0 | 0 | 0 | 0 | 0 | 0 | 0 | 0 | 1 | 1 | 1 | 1 | [14 empty] | 1 | 1 | 2 | 1 | 1 | 1 | 1 | 0
SCE Eastern | Julian Hinds | 230 | Geothermal |  |  | 0 | 0 | 0 | 0 | 0 | 0 | 0 | 0 | 0 | 5 | 2 | 1 | 1 | [14 empty] | 2 | 1 | 4 | 1 | 3 | 1 | 1 | 0
PG&E GBA | Kasson | 115 | Geothermal |  |  | 0 | 0 | 0 | 0 | 0 | 0 | 0 | 0 | 0 | 1 | 1 | 1 | 1 | [14 empty] | 1 | 1 | 4 | 2 | 1 | 1 | 1 | 0
PG&E GBA | Kasson | 60 | Geothermal |  |  | 0 | 0 | 0 | 0 | 0 | 0 | 0 | 0 | 0 | 1 | 1 | 1 | 1 | [14 empty] | 1 | 1 | 4 | 2 | 1 | 1 | 1 | 0
PG&E FRESNO | Kearney | 230 | Geothermal |  |  | 0 | 0 | 0 | 0 | 0 | 0 | 0 | 0 | 0 | 5 | 2 | 5 | 2 | [14 empty] | 1 | 1 | 3 | 2 | 1 | 1 | 1 | 0
PG&E FRESNO | Kearney | 70 | Geothermal |  |  | 0 | 0 | 0 | 0 | 0 | 0 | 0 | 0 | 0 | 5 | 2 | 5 | 2 | [14 empty] | 1 | 1 | 3 | 2 | 1 | 1 | 1 | 0
PG&E GBA | Kelso | 230 | Geothermal |  |  | 0 | 0 | 0 | 0 | 0 | 0 | 0 | 0 | 0 | 5 | 2 | 1 | 1 | [14 empty] | 2 | 1 | 2 | 1 | 2 | 1 | 1 | 0
PG&E FRESNO | Kerchoff 1 | 115 | Geothermal |  |  | 0 | 0 | 0 | 0 | 0 | 0 | 0 | 0 | 0 | 5 | 2 | 5 | 2 | [14 empty] | 1 | 1 | 4 | 2 | 3 | 1 | 1 | 0
PG&E KERN | Kern Oil | 115 | Geothermal |  |  | 0 | 0 | 0 | 0 | 0 | 0 | 0 | 0 | 0 | 5 | 2 | 5 | 2 | [14 empty] | 1 | 1 | 1 | 1 | 1 | 1 | 1 | 0
PG&E KERN | Kern PP | 115 | Geothermal |  |  | 0 | 0 | 0 | 0 | 0 | 0 | 0 | 0 | 0 | 5 | 2 | 5 | 2 | [14 empty] | 1 | 1 | 2 | 1 | 2 | 1 | 1 | 0
PG&E KERN | Kern PP | 230 | Geothermal |  |  | 0 | 0 | 0 | 0 | 0 | 0 | 0 | 0 | 0 | 5 | 2 | 5 | 2 | [14 empty] | 1 | 1 | 2 | 1 | 2 | 1 | 1 | 0
PG&E KERN | Kern PP | 70 | Geothermal |  |  | 0 | 0 | 0 | 0 | 0 | 0 | 0 | 0 | 0 | 5 | 2 | 5 | 2 | [14 empty] | 1 | 1 | 2 | 1 | 2 | 1 | 1 | 0
PG&E KERN | Kernridge | 115 | Geothermal |  |  | 0 | 0 | 0 | 0 | 0 | 0 | 0 | 0 | 0 | 5 | 2 | 5 | 2 | [14 empty] | 1 | 1 | 1 | 1 | 1 | 1 | 1 | 0
PG&E FRESNO | Kingsburg | 115 | Geothermal |  |  | 0 | 0 | 0 | 0 | 0 | 0 | 0 | 0 | 0 | 5 | 2 | 5 | 2 | [14 empty] | 1 | 1 | 2 | 2 | 1 | 1 | 1 | 0
PG&E GBA | Kirker | 115 | Geothermal |  |  | 0 | 0 | 0 | 0 | 0 | 0 | 0 | 0 | 0 | 5 | 2 | 1 | 1 | [14 empty] | 2 | 1 | 3 | 1 | 1 | 1 | 1 | 0
PG&E NGBA | Knights Landing | 115 | Geothermal |  |  | 0 | 0 | 0 | 0 | 0 | 0 | 0 | 0 | 0 | 5 | 2 | 1 | 1 | [14 empty] | 2 | 1 | 4 | 2 | 3 | 1 | 1 | 0
PG&E NGBA | Konocti | 60 | Geothermal |  |  | 0 | 0 | 0 | 0 | 0 | 0 | 0 | 0 | 0 | 5 | 5 | 1 | 1 | [14 empty] | 2 | 2 | 4 | 2 | 3 | 1 | 1 | 0
SCE NOL | Kramer | 115 | Geothermal |  |  | 0 | 0 | 0 | 0 | 0 | 0 | 0 | 0 | 0 | 4 | 3 | 1 | 1 | 3 | [13 empty] | 2 | 1 | 4 | 1 | 3 | 1 | 1 | 0
SCE NOL | Kramer | 230 | Geothermal |  |  | 0 | 0 | 0 | 0 | 0 | 0 | 0 | 0 | 0 | 4 | 3 | 1 | 1 | 4 | [13 empty] | 2 | 1 | 4 | 1 | 3 | 1 | 1 | 0
SCE Metro | La Cienega | 230 | Geothermal |  |  | 0 | 0 | 0 | 0 | 0 | 0 | 0 | 0 | 0 | 1 | 1 | 1 | 1 | [14 empty] | 1 | 1 | 2 | 1 | 2 | 1 | 1 | 0
SCE Metro | La Fresa | 230 | Geothermal |  |  | 0 | 0 | 0 | 0 | 0 | 0 | 0 | 0 | 0 | 1 | 1 | 1 | 1 | [14 empty] | 1 | 1 | 2 | 1 | 2 | 1 | 1 | 0
SCE Metro | Laguna Bell | 230 | Geothermal |  |  | 0 | 0 | 0 | 0 | 0 | 0 | 0 | 0 | 0 | 1 | 1 | 1 | 1 | 5 | [13 empty] | 1 | 1 | 2 | 1 | 1 | 1 | 1 | 0
PG&E KERN | Lakeview | 70 | Geothermal |  |  | 0 | 0 | 0 | 0 | 0 | 0 | 0 | 0 | 0 | 5 | 5 | 5 | 2 | [14 empty] | 1 | 1 | 4 | 1 | 1 | 1 | 1 | 0
PG&E NGBA | Lakeville | 230 | Geothermal |  |  | 0 | 0 | 0 | 0 | 0 | 0 | 0 | 0 | 0 | 5 | 5 | 1 | 1 | 3 | [13 empty] | 2 | 1 | 4 | 2 | 3 | 1 | 1 | 0
PG&E NGBA | Lakeville | 60 | Geothermal |  |  | 0 | 0 | 0 | 0 | 0 | 0 | 0 | 0 | 0 | 5 | 5 | 1 | 1 | [14 empty] | 2 | 1 | 4 | 2 | 3 | 1 | 1 | 0
PG&E NGBA | Lakeville | 115 | Geothermal |  |  | 20 | 0 | 20 | 0 | 0 | 0 | 20 | 0 | 20 | 5 | 5 | 1 | 1 | 3 |  |  | 2 |  |  |  | 2 | 1 | 2 | 4 | 5 | 5 | 2 | 2 | 1 | 4 | 2 | 3 | 5- | 1 | 1
PG&E GBA | Lakewood | 115 | Geothermal |  |  | 0 | 0 | 0 | 0 | 0 | 0 | 0 | 0 | 0 | 5 | 2 | 1 | 1 | [14 empty] | 2 | 1 | 3 | 1 | 2 | 1 | 1 | 0
PG&E NGBA | Lambie | 230 | Geothermal |  |  | 0 | 0 | 0 | 0 | 0 | 0 | 0 | 0 | 0 | 5 | 5 | 1 | 1 | [14 empty] | 2 | 1 | 1 | 1 | 1 | 1 | 1 | 0
PG&E GBA | Lammers | 115 | Geothermal |  |  | 0 | 0 | 0 | 0 | 0 | 0 | 0 | 0 | 0 | 5 | 5 | 1 | 1 | 3 | [13 empty] | 1 | 1 | 1 | 2 | 2 | 1 | 1 | 0
PG&E KERN | Lamont | 115 | Geothermal |  |  | 0 | 0 | 0 | 0 | 0 | 0 | 0 | 0 | 0 | 5 | 2 | 5 | 2 | 3 | [13 empty] | 1 | 1 | 2 | 1 | 1 | 1 | 1 | 0
PG&E FRESNO | Las Aguilas | 230 | Geothermal |  |  | 0 | 0 | 0 | 0 | 0 | 0 | 0 | 0 | 0 | 5 | 2 | 5 | 2 | [14 empty] | 2 | 2 | 4 | 2 | 2 | 1 | 1 | 0
EOP | Lathrop | 138 | Geothermal |  |  | 0 | 0 | 0 | 0 | 0 | 0 | 0 | 0 | 0 | 5 | 2 | 1 | 1 | [14 empty] | 2 | 2 | 4 | 1 | 3 | 1 | 1 | 0
EOP | Lathrop | 230 | Geothermal |  |  | 0 | 0 | 0 | 0 | 0 | 0 | 0 | 0 | 0 | 5 | 2 | 1 | 1 | [14 empty] | 2 | 2 | 4 | 1 | 3 | 1 | 1 | 0
PG&E FRESNO | Le Grand | 115 | Geothermal |  |  | 0 | 0 | 0 | 0 | 0 | 0 | 0 | 0 | 0 | 5 | 2 | 5 | 2 | 3 | [13 empty] | 1 | 1 | 3 | 2 | 1 | 1 | 1 | 0
PG&E FRESNO | Lemoore | 70 | Geothermal |  |  | 0 | 0 | 0 | 0 | 0 | 0 | 0 | 0 | 0 | 5 | 2 | 5 | 2 | [14 empty] | 1 | 1 | 3 | 2 | 2 | 1 | 1 | 0
PG&E KERN | Lerdo | 115 | Geothermal |  |  | 0 | 0 | 0 | 0 | 0 | 0 | 0 | 0 | 0 | 5 | 2 | 5 | 2 | [14 empty] | 1 | 1 | 4 | 1 | 1 | 1 | 1 | 0
SCE Metro | Lewis | 230 | Geothermal |  |  | 0 | 0 | 0 | 0 | 0 | 0 | 0 | 0 | 0 | 1 | 1 | 1 | 1 | [14 empty] | 1 | 1 | 3 | 1 | 2 | 1 | 1 | 0
SCE Metro | Lighthipe | 230 | Geothermal |  |  | 0 | 0 | 0 | 0 | 0 | 0 | 0 | 0 | 0 | 1 | 1 | 1 | 1 | [14 empty] | 1 | 1 | 2 | 1 | 1 | 1 | 1 | 0
SDGE | Lilac | 69 | Geothermal |  |  | 0 | 0 | 0 | 0 | 0 | 0 | 0 | 0 | 0 | 3 | 3 | 1 | 1 | [14 empty] | 2 | 1 | 3 | 1 | 3 | 1 | 1 | 0
PG&E NGBA | Lincoln | 115 | Geothermal |  |  | 0 | 0 | 0 | 0 | 0 | 0 | 0 | 0 | 0 | 5 | 2 | 1 | 1 | [14 empty] | 2 | 1 | 3 | 2 | 3 | 1 | 1 | 0
PG&E KERN | Live Oak | 115 | Geothermal |  |  | 0 | 0 | 0 | 0 | 0 | 0 | 0 | 0 | 0 | 5 | 2 | 5 | 2 | [14 empty] | 1 | 1 | 1 | 1 | 1 | 1 | 1 | 0
PG&E GBA | Llagas | 115 | Geothermal |  |  | 0 | 0 | 0 | 0 | 0 | 0 | 0 | 0 | 0 | 1 | 1 | 1 | 1 | [14 empty] | 2 | 1 | 2 | 2 | 1 | 1 | 1 | 0
PG&E GBA | Lockeford | 115 | Geothermal |  |  | 0 | 0 | 0 | 0 | 0 | 0 | 0 | 0 | 0 | 1 | 1 | 1 | 1 | [14 empty] | 1 | 1 | 4 | 2 | 2 | 1 | 1 | 0
PG&E GBA | Lockeford | 230 | Geothermal |  |  | 0 | 0 | 0 | 0 | 0 | 0 | 0 | 0 | 0 | 5 | 2 | 1 | 1 | [14 empty] | 1 | 1 | 4 | 2 | 2 | 1 | 1 | 0
PG&E GBA | Lockeford | 60 | Geothermal |  |  | 0 | 0 | 0 | 0 | 0 | 0 | 0 | 0 | 0 | 5 | 2 | 1 | 1 | [14 empty] | 1 | 1 | 4 | 2 | 2 | 1 | 1 | 0
PG&E GBA | Lodi | 230 | Geothermal |  |  | 0 | 0 | 0 | 0 | 0 | 0 | 0 | 0 | 0 | 5 | 2 | 1 | 1 | [14 empty] | 1 | 1 | 1 | 2 | 1 | 1 | 1 | 0
PG&E NGBA | Logan Creek | 230 | Geothermal |  |  | 0 | 0 | 0 | 0 | 0 | 0 | 0 | 0 | 0 | 5 | 5 | 1 | 1 | [14 empty] | 2 | 2 | 4 | 1 | 2 | 1 | 1 | 0
PG&E GBA | Lone Tree | 230 | Geothermal |  |  | 0 | 0 | 0 | 0 | 0 | 0 | 0 | 0 | 0 | 5 | 5 | 1 | 1 | [14 empty] | 2 | 1 | 3 | 1 | 2 | 1 | 1 | 0
PG&E FRESNO | Los Banos | 230 | Geothermal |  |  | 10 | 0 | 10 | 0 | 0 | 0 | 10 | 0 | 10 | 5 | 2 | 5 | 2 | 3 | [13 empty] | 1 | 1 | 4 | 2 | 1 | 5- | 1 | 1
PG&E FRESNO | Los Banos | 500 | Geothermal |  |  | 0 | 0 | 0 | 0 | 0 | 0 | 0 | 0 | 0 | 1 | 1 | 1 | 1 | 2 | [13 empty] | 1 | 1 | 4 | 2 | 1 | 1 | 1 | 0
SDGE | Los Coches | 138 | Geothermal |  |  | 0 | 0 | 0 | 0 | 0 | 0 | 0 | 0 | 0 | 3 | 3 | 1 | 1 | [14 empty] | 2 | 2 | 4 | 2 | 3 | 1 | 1 | 0
SDGE | Los Coches | 69 | Geothermal |  |  | 0 | 0 | 0 | 0 | 0 | 0 | 0 | 0 | 0 | 3 | 3 | 1 | 1 | [14 empty] | 2 | 2 | 4 | 2 | 3 | 1 | 1 | 0
PG&E GBA | Los Esteros | 115 | Geothermal |  |  | 0 | 0 | 0 | 0 | 0 | 0 | 0 | 0 | 0 | 1 | 1 | 1 | 1 | 4 | [13 empty] | 2 | 1 | 1 | 2 | 1 | 1 | 1 | 0
PG&E GBA | Los Esteros | 230 | Geothermal |  |  | 0 | 0 | 0 | 0 | 0 | 0 | 0 | 0 | 0 | 1 | 1 | 1 | 1 | [14 empty] | 2 | 1 | 1 | 2 | 1 | 1 | 1 | 0
PG&E GBA | Los Positas | 230 | Geothermal |  |  | 0 | 0 | 0 | 0 | 0 | 0 | 0 | 0 | 0 | 5 | 5 | 1 | 1 | 3 | [13 empty] | 2 | 1 | 3 | 1 | 3 | 1 | 1 | 0
PG&E GBA | Los Positas | 60 | Geothermal |  |  | 0 | 0 | 0 | 0 | 0 | 0 | 0 | 0 | 0 | 5 | 5 | 1 | 1 | 3 | [13 empty] | 2 | 1 | 3 | 1 | 3 | 1 | 1 | 0
SDGE | Loveland | 69 | Geothermal |  |  | 0 | 0 | 0 | 0 | 0 | 0 | 0 | 0 | 0 | 3 | 3 | 1 | 1 | [14 empty] | 2 | 1 | 3 | 1 | 3 | 1 | 1 | 0
SCE NOL | Lugo | 230 | Geothermal |  |  | 0 | 0 | 0 | 0 | 0 | 0 | 0 | 0 | 0 | 1 | 1 | 1 | 1 | [14 empty] | 2 | 1 | 4 | 1 | 2 | 1 | 1 | 0
SCE Metro | Lugo | 500 | Geothermal | YES | Utah, Northern Nevada | 203 | 0 | 203 | 203 | 0 | 203 | 0 | 0 | 0 | 1 | 1 | 1 | 1 | 5 | N/A |  | N/A |  |  |  | N/A | N/A | N/A | N/A | N/A | N/A | N/A | 2 | 1 | 4 | 1 | 2 | 1 | 4 | 1
PG&E FRESNO | Madera | 70 | Geothermal |  |  | 0 | 0 | 0 | 0 | 0 | 0 | 0 | 0 | 0 | 5 | 2 | 5 | 2 | [14 empty] | 1 | 1 | 4 | 2 | 1 | 1 | 1 | 0
PG&E NGBA | Madison | 115 | Geothermal |  |  | 0 | 0 | 0 | 0 | 0 | 0 | 0 | 0 | 0 | 5 | 5 | 1 | 1 | [14 empty] | 2 | 1 | 4 | 2 | 3 | 1 | 1 | 0
PG&E KERN | Magunden | 115 | Geothermal |  |  | 0 | 0 | 0 | 0 | 0 | 0 | 0 | 0 | 0 | 5 | 2 | 5 | 2 | [14 empty] | 1 | 1 | 2 | 1 | 1 | 1 | 1 | 0
SCE Northern | Magunden | 230 | Geothermal |  |  | 0 | 0 | 0 | 0 | 0 | 0 | 0 | 0 | 0 | 1 | 1 | 1 | 1 | [14 empty] | 1 | 1 | 2 | 1 | 1 | 1 | 1 | 0
PG&E FRESNO | Malaga | 115 | Geothermal |  |  | 0 | 0 | 0 | 0 | 0 | 0 | 0 | 0 | 0 | 5 | 2 | 5 | 2 | [14 empty] | 1 | 1 | 1 | 2 | 1 | 1 | 1 | 0
PG&E NGBA | Malin | 500 | Geothermal |  |  | 2133.8 | 0 | 2133.8 | 0 | 0 | 0 | 2133.8 | 0 | 2133.8 | 5 | 2 | 1 | 1 |  |  |  | 1 |  |  |  | 1 | 1 | 3 | 1 | 1 | 3 | 5 | 2 | 2 | 4 | 2 | 3 | 3- | 1 | 1
SCE Northern | Mandalay | 230 | Geothermal |  |  | 0 | 0 | 0 | 0 | 0 | 0 | 0 | 0 | 0 | 5 | 2 | 1 | 1 | [14 empty] | 2 | 1 | 2 | 1 | 1 | 1 | 1 | 0
PG&E FRESNO | Manning | 230 | Geothermal |  |  | 0 | 0 | 0 | 0 | 0 | 0 | 0 | 0 | 0 | 5 | 2 | 5 | 2 | 1 | [13 empty] | 1 | 1 | 2 | 2 | 1 | 1 | 1 | 0
PG&E FRESNO | Manning | 500 | Geothermal |  |  | 0 | 0 | 0 | 0 | 0 | 0 | 0 | 0 | 0 | 1 | 1 | 1 | 1 | 2 | [13 empty] | 1 | 1 | 2 | 2 | 1 | 1 | 1 | 0
PG&E GBA | Manteca | 115 | Geothermal |  |  | 0 | 0 | 0 | 0 | 0 | 0 | 0 | 0 | 0 | 5 | 5 | 5 | 2 | [14 empty] | 1 | 1 | 2 | 2 | 2 | 1 | 1 | 0
SDGE | Margarita | 138 | Geothermal |  |  | 0 | 0 | 0 | 0 | 0 | 0 | 0 | 0 | 0 | 1 | 1 | 1 | 1 | [14 empty] | 1 | 1 | 2 | 1 | 3 | 1 | 1 | 0
PG&E GBA | Martin | 230 | Geothermal |  |  | 0 | 0 | 0 | 0 | 0 | 0 | 0 | 0 | 0 | 5 | 2 | 1 | 1 | 3 | [13 empty] | 2 | 1 | 3 | 1 | 2 | 1 | 1 | 0
PG&E GBA | Martin | 115 | Geothermal |  |  | 0 | 0 | 0 | 0 | 0 | 0 | 0 | 0 | 0 | 1 | 1 | 1 | 1 | 4 | [13 empty] | 2 | 1 | 3 | 1 | 2 | 1 | 1 | 0
PG&E GBA | Martinez | 115 | Geothermal |  |  | 0 | 0 | 0 | 0 | 0 | 0 | 0 | 0 | 0 | 5 | 2 | 1 | 1 | [14 empty] | 2 | 1 | 1 | 1 | 1 | 1 | 1 | 0
PG&E FRESNO | Mc Mullin | 230 | Geothermal |  |  | 0 | 0 | 0 | 0 | 0 | 0 | 0 | 0 | 0 | 5 | 2 | 5 | 2 | [14 empty] | 1 | 1 | 3 | 2 | 1 | 1 | 1 | 0
PG&E FRESNO | McCall | 115 | Geothermal |  |  | 0 | 0 | 0 | 0 | 0 | 0 | 0 | 0 | 0 | 5 | 2 | 5 | 2 | [14 empty] | 1 | 1 | 3 | 2 | 1 | 1 | 1 | 0
PG&E FRESNO | McCall | 230 | Geothermal |  |  | 0 | 0 | 0 | 0 | 0 | 0 | 0 | 0 | 0 | 5 | 2 | 5 | 2 | [14 empty] | 1 | 1 | 3 | 2 | 1 | 1 | 1 | 0
PG&E GBA | Meadow Lane | 115 | Geothermal |  |  | 0 | 0 | 0 | 0 | 0 | 0 | 0 | 0 | 0 | 5 | 2 | 1 | 1 | [14 empty] | 2 | 1 | 2 | 1 | 1 | 1 | 1 | 0
PG&E GBA | Melones | 115 | Geothermal |  |  | 0 | 0 | 0 | 0 | 0 | 0 | 0 | 0 | 0 | 5 | 5 | 1 | 1 | [14 empty] | 2 | 1 | 4 | 1 | 3 | 1 | 1 | 0
PG&E GBA | Melones | 230 | Geothermal |  |  | 0 | 0 | 0 | 0 | 0 | 0 | 0 | 0 | 0 | 5 | 5 | 1 | 1 | [14 empty] | 2 | 1 | 4 | 1 | 3 | 1 | 1 | 0
SDGE | Melrose | 69 | Geothermal |  |  | 0 | 0 | 0 | 0 | 0 | 0 | 0 | 0 | 0 | 3 | 3 | 1 | 1 | [14 empty] | 2 | 1 | 3 | 1 | 3 | 1 | 1 | 0
PG&E NGBA | Mendocino | 115 | Geothermal |  |  | 0 | 0 | 0 | 0 | 0 | 0 | 0 | 0 | 0 | 5 | 5 | 1 | 1 | [14 empty] | 2 | 2 | 4 | 2 | 3 | 1 | 1 | 0
PG&E NGBA | Mendocino | 60 | Geothermal |  |  | 0 | 0 | 0 | 0 | 0 | 0 | 0 | 0 | 0 | 5 | 5 | 1 | 1 | [14 empty] | 2 | 2 | 4 | 2 | 3 | 1 | 1 | 0
PG&E FRESNO | Mendota | 115 | Geothermal |  |  | 0 | 0 | 0 | 0 | 0 | 0 | 0 | 0 | 0 | 5 | 2 | 5 | 2 | 1 | [13 empty] | 1 | 1 | 3 | 2 | 1 | 1 | 1 | 0
PG&E GBA | Menlo | 60 | Geothermal |  |  | 0 | 0 | 0 | 0 | 0 | 0 | 0 | 0 | 0 | 5 | 2 | 1 | 1 | [14 empty] | 2 | 1 | 3 | 1 | 2 | 1 | 1 | 0
PG&E FRESNO | Merced | 115 | Geothermal |  |  | 0 | 0 | 0 | 0 | 0 | 0 | 0 | 0 | 0 | 5 | 2 | 5 | 2 | [14 empty] | 1 | 1 | 4 | 2 | 1 | 1 | 1 | 0
EOP | Mercury | 138 | Geothermal |  |  | 0 | 0 | 0 | 0 | 0 | 0 | 0 | 0 | 0 | 5 | 2 | 1 | 1 | [14 empty] | 2 | 2 | 4 | 1 | 3 | 1 | 1 | 0
PG&E FRESNO | Mercy Springs | 70 | Geothermal |  |  | 0 | 0 | 0 | 0 | 0 | 0 | 0 | 0 | 0 | 5 | 2 | 5 | 2 | [14 empty] | 1 | 1 | 4 | 2 | 1 | 1 | 1 | 0
PG&E NGBA | Meridian | 60 | Geothermal |  |  | 0 | 0 | 0 | 0 | 0 | 0 | 0 | 0 | 0 | 5 | 5 | 1 | 1 | [14 empty] | 2 | 2 | 4 | 1 | 3 | 1 | 1 | 0
PG&E KERN | Mesa (PGE) | 115 | Geothermal |  |  | 0 | 0 | 0 | 0 | 0 | 0 | 0 | 0 | 0 | 5 | 2 | 5 | 2 | [14 empty] | 2 | 2 | 3 | 2 | 2 | 1 | 1 | 0
PG&E KERN | Mesa (PGE) | 230 | Geothermal |  |  | 0 | 0 | 0 | 0 | 0 | 0 | 0 | 0 | 0 | 5 | 2 | 5 | 2 | [14 empty] | 2 | 2 | 3 | 2 | 2 | 1 | 1 | 0
SCE Metro | Mesa (SCE) | 230 | Geothermal |  |  | 0 | 0 | 0 | 0 | 0 | 0 | 0 | 0 | 0 | 1 | 1 | 1 | 1 | [14 empty] | 1 | 1 | 3 | 1 | 2 | 1 | 1 | 0
SCE Metro | Mesa (SCE) | 500 | Geothermal |  |  | 0 | 0 | 0 | 0 | 0 | 0 | 0 | 0 | 0 | 1 | 1 | 1 | 1 | [14 empty] | 1 | 1 | 3 | 1 | 2 | 1 | 1 | 0
SDGE | Mesa Heights | 69 | Geothermal |  |  | 0 | 0 | 0 | 0 | 0 | 0 | 0 | 0 | 0 | 3 | 3 | 1 | 1 | [14 empty] | 2 | 1 | 2 | 1 | 3 | 1 | 1 | 0
PG&E GBA | Metcalf | 115 | Geothermal |  |  | 0 | 0 | 0 | 0 | 0 | 0 | 0 | 0 | 0 | 1 | 1 | 1 | 1 | 4 | [13 empty] | 2 | 1 | 1 | 2 | 3 | 1 | 1 | 0
PG&E GBA | Metcalf | 230 | Geothermal |  |  | 0 | 0 | 0 | 0 | 0 | 0 | 0 | 0 | 0 | 1 | 1 | 1 | 1 | 4 | [13 empty] | 2 | 1 | 1 | 2 | 3 | 1 | 1 | 0
PG&E GBA | Metcalf | 500 | Geothermal |  |  | 0 | 0 | 0 | 0 | 0 | 0 | 0 | 0 | 0 | 1 | 1 | 1 | 1 | 5 | [13 empty] | 2 | 1 | 1 | 2 | 3 | 1 | 1 | 0
PG&E KERN | Midway | 115 | Geothermal |  |  | 0 | 0 | 0 | 0 | 0 | 0 | 0 | 0 | 0 | 5 | 2 | 5 | 2 | 4 | [13 empty] | 1 | 1 | 3 | 1 | 1 | 1 | 1 | 0
PG&E KERN | Midway | 230 | Geothermal |  |  | 0 | 0 | 0 | 0 | 0 | 0 | 0 | 0 | 0 | 5 | 2 | 5 | 2 | 4 | [13 empty] | 1 | 1 | 3 | 1 | 1 | 1 | 1 | 0
PG&E KERN | Midway | 500 | Geothermal |  |  | 0 | 0 | 0 | 0 | 0 | 0 | 0 | 0 | 0 | 5 | 2 | 4 | 2 | 5 | [13 empty] | 1 | 1 | 3 | 1 | 1 | 1 | 1 | 0
SDGE | Miguel | 230 | Geothermal |  |  | 0 | 0 | 0 | 0 | 0 | 0 | 0 | 0 | 0 | 3 | 3 | 1 | 1 | [14 empty] | 2 | 1 | 3 | 1 | 2 | 1 | 1 | 0
SDGE | Miguel | 500 | Geothermal |  |  | 0 | 0 | 0 | 0 | 0 | 0 | 0 | 0 | 0 | 3 | 3 | 1 | 1 | [14 empty] | 2 | 1 | 3 | 1 | 2 | 1 | 1 | 0
SDGE | Miguel | 69 | Geothermal |  |  | 0 | 0 | 0 | 0 | 0 | 0 | 0 | 0 | 0 | 3 | 3 | 1 | 1 | [14 empty] | 2 | 1 | 3 | 1 | 2 | 1 | 1 | 0
PG&E GBA | Millbrae | 115 | Geothermal |  |  | 0 | 0 | 0 | 0 | 0 | 0 | 0 | 0 | 0 | 1 | 1 | 1 | 1 | [14 empty] | 2 | 1 | 3 | 1 | 2 | 1 | 1 | 0
PG&E GBA | Miller | 115 | Geothermal |  |  | 100 | 0 | 100 | 0 | 0 | 0 | 100 | 0 | 100 | 5 | 5 | 1 | 1 | [14 empty] | 1 | 1 | 4 | 2 | 1 | 5- | 1 | 1
SCE Metro | Mira Loma | 230 | Geothermal |  |  | 0 | 0 | 0 | 0 | 0 | 0 | 0 | 0 | 0 | 1 | 1 | 1 | 1 | 5 | [13 empty] | 1 | 1 | 1 | 1 | 1 | 1 | 1 | 0
SCE Metro | Mira Loma | 500 | Geothermal |  |  | 0 | 0 | 0 | 0 | 0 | 0 | 0 | 0 | 0 | 1 | 1 | 1 | 1 | 5 | [13 empty] | 1 | 1 | 1 | 1 | 1 | 1 | 1 | 0
SCE Eastern | Mirage | 115 | Geothermal |  |  | 0 | 0 | 0 | 0 | 0 | 0 | 0 | 0 | 0 | 5 | 2 | 1 | 1 | [14 empty] | 2 | 1 | 3 | 1 | 3 | 1 | 1 | 0
SCE Eastern | Mirage | 230 | Geothermal | YES | Imperial-IID | 30 | 0 | 30 | 30 | 0 | 30 | 0 | 0 | 0 | 5 | 2 | 1 | 1 |  | 1 |  | 1 |  |  |  | 1 | 1 | 1 | 2 | 2 | 2 | 1 | 2 | 1 | 3 | 1 | 3 | 1 | 5 | 1
SDGE | Mission | 138 | Geothermal |  |  | 0 | 0 | 0 | 0 | 0 | 0 | 0 | 0 | 0 | 3 | 3 | 1 | 1 | [14 empty] | 2 | 1 | 2 | 1 | 2 | 1 | 1 | 0
SDGE | Mission | 230 | Geothermal |  |  | 0 | 0 | 0 | 0 | 0 | 0 | 0 | 0 | 0 | 3 | 3 | 1 | 1 | [14 empty] | 2 | 1 | 2 | 1 | 2 | 1 | 1 | 0
SDGE | Mission | 69 | Geothermal |  |  | 0 | 0 | 0 | 0 | 0 | 0 | 0 | 0 | 0 | 3 | 3 | 1 | 1 | [14 empty] | 2 | 1 | 2 | 1 | 2 | 1 | 1 | 0
PG&E GBA | Mi-Wuk | 115 | Geothermal |  |  | 0 | 0 | 0 | 0 | 0 | 0 | 0 | 0 | 0 | 5 | 5 | 1 | 1 | [14 empty] | 2 | 1 | 4 | 1 | 3 | 1 | 1 | 0
EOP | Mohave | 500 | Geothermal |  |  | 0 | 0 | 0 | 0 | 0 | 0 | 0 | 0 | 0 | 5 | 2 | 1 | 1 | 5 | [13 empty] | 2 | 2 | 3 | 1 | 3 | 1 | 1 | 0
PG&E NGBA | Monroe | 115 | Geothermal |  |  | 0 | 0 | 0 | 0 | 0 | 0 | 0 | 0 | 0 | 5 | 5 | 1 | 1 | [14 empty] | 2 | 1 | 3 | 2 | 2 | 1 | 1 | 0
SDGE | Monserate | 69 | Geothermal |  |  | 0 | 0 | 0 | 0 | 0 | 0 | 0 | 0 | 0 | 3 | 3 | 1 | 1 | [14 empty] | 2 | 1 | 3 | 1 | 3 | 1 | 1 | 0
PG&E GBA | Monta Vista | 115 | Geothermal |  |  | 0 | 0 | 0 | 0 | 0 | 0 | 0 | 0 | 0 | 1 | 1 | 1 | 1 | [14 empty] | 2 | 1 | 3 | 2 | 3 | 1 | 1 | 0
PG&E GBA | Monta Vista | 230 | Geothermal |  |  | 0 | 0 | 0 | 0 | 0 | 0 | 0 | 0 | 0 | 1 | 1 | 1 | 1 | [14 empty] | 2 | 1 | 3 | 2 | 3 | 1 | 1 | 0
PG&E GBA | Monta Vista | 60 | Geothermal |  |  | 0 | 0 | 0 | 0 | 0 | 0 | 0 | 0 | 0 | 1 | 1 | 1 | 1 | [14 empty] | 2 | 1 | 3 | 2 | 3 | 1 | 1 | 0
PG&E NGBA | Monticello | 115 | Geothermal |  |  | 0 | 0 | 0 | 0 | 0 | 0 | 0 | 0 | 0 | 5 | 5 | 1 | 1 | [14 empty] | 2 | 1 | 4 | 2 | 3 | 1 | 1 | 0
SCE Northern | Moorpark | 230 | Geothermal |  |  | 0 | 0 | 0 | 0 | 0 | 0 | 0 | 0 | 0 | 5 | 2 | 1 | 1 | 4 | [13 empty] | 2 | 1 | 4 | 1 | 3 | 1 | 1 | 0
SCE Northern | Moorpark | 66 | Geothermal |  |  | 0 | 0 | 0 | 0 | 0 | 0 | 0 | 0 | 0 | 5 | 2 | 1 | 1 | [14 empty] | 2 | 1 | 4 | 1 | 3 | 1 | 1 | 0
PG&E GBA | Moraga | 115 | Geothermal |  |  | 0 | 0 | 0 | 0 | 0 | 0 | 0 | 0 | 0 | 5 | 2 | 1 | 1 | [14 empty] | 2 | 1 | 3 | 1 | 3 | 1 | 1 | 0
PG&E GBA | Moraga | 230 | Geothermal |  |  | 0 | 0 | 0 | 0 | 0 | 0 | 0 | 0 | 0 | 5 | 2 | 1 | 1 | [14 empty] | 2 | 1 | 3 | 1 | 3 | 1 | 1 | 0
PG&E GBA | Morgan Hill | 115 | Geothermal |  |  | 0 | 0 | 0 | 0 | 0 | 0 | 0 | 0 | 0 | 1 | 1 | 1 | 1 | [14 empty] | 2 | 1 | 3 | 2 | 2 | 1 | 1 | 0
PG&E KERN | Morro Bay | 115 | Geothermal |  |  | 0 | 0 | 0 | 0 | 0 | 0 | 0 | 0 | 0 | 5 | 2 | 5 | 2 | [14 empty] | 2 | 2 | 2 | 2 | 3 | 1 | 1 | 0
PG&E KERN | Morro Bay | 230 | Geothermal |  |  | 0 | 0 | 0 | 0 | 0 | 0 | 0 | 0 | 0 | 5 | 2 | 5 | 2 | [14 empty] | 2 | 2 | 2 | 2 | 3 | 1 | 1 | 0
PG&E KERN | Morro Bay | 500 | Geothermal |  |  | 0 | 0 | 0 | 0 | 0 | 0 | 0 | 0 | 0 | 5 | 2 | 4 | 2 | [14 empty] | 2 | 2 | 2 | 2 | 3 | 1 | 1 | 0
PG&E GBA | Moss Landing | 115 | Geothermal |  |  | 50 | 0 | 50 | 0 | 0 | 0 | 50 | 0 | 50 | 1 | 1 | 1 | 1 | [14 empty] | 2 | 2 | 1 | 2 | 2 | 5- | 1 | 1
PG&E GBA | Moss Landing | 230 | Geothermal |  |  | 0 | 0 | 0 | 0 | 0 | 0 | 0 | 0 | 0 | 1 | 1 | 1 | 1 | [14 empty] | 2 | 2 | 1 | 2 | 2 | 1 | 1 | 0
PG&E GBA | Moss Landing | 500 | Geothermal |  |  | 0 | 0 | 0 | 0 | 0 | 0 | 0 | 0 | 0 | 5 | 2 | 1 | 1 | 5 | [13 empty] | 2 | 2 | 1 | 2 | 2 | 1 | 1 | 0
EOP | Mountain Pass | 115 | Geothermal |  |  | 0 | 0 | 0 | 0 | 0 | 0 | 0 | 0 | 0 | 5 | 2 | 1 | 1 | [14 empty] | 2 | 2 | 4 | 1 | 1 | 1 | 1 | 0
PG&E GBA | Mountain View | 115 | Geothermal |  |  | 0 | 0 | 0 | 0 | 0 | 0 | 0 | 0 | 0 | 1 | 1 | 1 | 1 | [14 empty] | 2 | 1 | 2 | 2 | 2 | 1 | 1 | 0
PG&E GBA | Mt Eden | 115 | Geothermal |  |  | 0 | 0 | 0 | 0 | 0 | 0 | 0 | 0 | 0 | 5 | 2 | 1 | 1 | [14 empty] | 2 | 1 | 2 | 1 | 2 | 1 | 1 | 0
PG&E KERN | Mt Poso | 115 | Geothermal |  |  | 0 | 0 | 0 | 0 | 0 | 0 | 0 | 0 | 0 | 5 | 2 | 5 | 2 | [14 empty] | 1 | 1 | 2 | 1 | 1 | 1 | 1 | 0
SDGE | Murray | 69 | Geothermal |  |  | 0 | 0 | 0 | 0 | 0 | 0 | 0 | 0 | 0 | 3 | 3 | 1 | 1 | [14 empty] | 2 | 1 | 2 | 1 | 2 | 1 | 1 | 0
PG&E FRESNO | Mustang | 230 | Geothermal |  |  | 0 | 0 | 0 | 0 | 0 | 0 | 0 | 0 | 0 | 5 | 2 | 5 | 2 | [14 empty] | 1 | 1 | 1 | 2 | 1 | 1 | 1 | 0
SCE Northern | Neenach | 66 | Geothermal |  |  | 0 | 0 | 0 | 0 | 0 | 0 | 0 | 0 | 0 | 1 | 1 | 1 | 1 | [14 empty] | 2 | 1 | 4 | 1 | 3 | 1 | 1 | 0
PG&E KERN | New Sub - Gates - Midway (Proposed) | 230 | Geothermal |  |  | 0 | 0 | 0 | 0 | 0 | 0 | 0 | 0 | 0 | 5 | 2 | 5 | 2 | 3 | [13 empty] | 1 | 1 | 4 | 2 | 1 | 1 | 1 | 0
PG&E KERN | New Sub - Gates - Templeton (Proposed) | 230 | Geothermal |  |  | 0 | 0 | 0 | 0 | 0 | 0 | 0 | 0 | 0 | 5 | 2 | 5 | 2 | [14 empty] | 1 | 1 | 4 | 2 | 1 | 1 | 1 | 0
SCE NOL | New Sub - Kramer - Lugo (Proposed) | 230 | Geothermal |  |  | 0 | 0 | 0 | 0 | 0 | 0 | 0 | 0 | 0 | 4 | 3 | 1 | 1 | [14 empty] | 2 | 1 | 2 | 1 | 1 | 1 | 1 | 0
PG&E FRESNO | New Sub - Los Banos - Midway (Proposed) | 500 | Geothermal |  |  | 0 | 0 | 0 | 0 | 0 | 0 | 0 | 0 | 0 | 5 | 2 | 4 | 2 | 5 | [13 empty] | 1 | 1 | 4 | 2 | 1 | 1 | 1 | 0
SCE NOL | New Sub - Lugo - Pisgah (Proposed) | 230 | Geothermal |  |  | 0 | 0 | 0 | 0 | 0 | 0 | 0 | 0 | 0 | 1 | 1 | 1 | 1 | [14 empty] | 2 | 1 | 3 | 1 | 3 | 1 | 1 | 0
PG&E KERN | New Sub - Midway - Wheeler Ridge (Proposed) | 230 | Geothermal |  |  | 0 | 0 | 0 | 0 | 0 | 0 | 0 | 0 | 0 | 5 | 2 | 5 | 2 | [14 empty] | 1 | 1 | 3 | 1 | 1 | 1 | 1 | 0
PG&E NGBA | New Sub - Near existing Leavitt (PSREC) | 345 | Geothermal |  |  | 19 | 0 | 19 | 0 | 0 | 0 | 19 | 0 | 19 | 5 | 2 | 1 | 1 |  |  |  | 1 |  |  |  | 1 | 3 | 1 | 2 | 2 | 3 | 1 | 2 | 2 | 1 | 1 | 3 | 5- | 1 | 1
PG&E NGBA | New Sub - Near existing Madeline (NVE) | 345 | Geothermal |  |  | 0 | 0 | 0 | 0 | 0 | 0 | 0 | 0 | 0 | 5 | 2 | 1 | 1 | [14 empty] | 2 | 2 | 4 | 1 | 3 | 1 | 1 | 0
SDGE | New Sub - North Gila - IV (Proposed) | 500 | Geothermal |  |  | 0 | 0 | 0 | 0 | 0 | 0 | 0 | 0 | 0 | 3 | 3 | 1 | 1 | [14 empty] | 2 | 1 | 4 | 2 | 2 | 1 | 1 | 0
PG&E NGBA | New Sub - Pit 1 - Cottonwood (Proposed) | 230 | Geothermal |  |  | 0 | 0 | 0 | 0 | 0 | 0 | 0 | 0 | 0 | 5 | 2 | 1 | 1 | [14 empty] | 2 | 2 | 4 | 2 | 3 | 1 | 1 | 0
PG&E GBA | New Sub - Rancho Seco - Bellota (Proposed) | 230 | Geothermal |  |  | 0 | 0 | 0 | 0 | 0 | 0 | 0 | 0 | 0 | 1 | 1 | 1 | 1 | [14 empty] | 1 | 1 | 4 | 2 | 3 | 1 | 1 | 0
SDGE | New Sub - Suncrest - Ocotillo (Proposed) | 500 | Geothermal |  |  | 0 | 0 | 0 | 0 | 0 | 0 | 0 | 0 | 0 | 3 | 3 | 1 | 1 | [14 empty] | 2 | 1 | 4 | 1 | 3 | 1 | 1 | 0
PG&E FRESNO | New Sub - Westley - Quinto (Proposed) | 230 | Geothermal |  |  | 80 | 0 | 80 | 0 | 0 | 0 | 80 | 0 | 80 | 1 | 1 | 1 | 1 | [14 empty] | 1 | 1 | 4 | 2 | 1 | 5- | 1 | 1
PG&E GBA | Newark | 115 | Geothermal |  |  | 0 | 0 | 0 | 0 | 0 | 0 | 0 | 0 | 0 | 1 | 1 | 1 | 1 | [14 empty] | 2 | 1 | 3 | 1 | 2 | 1 | 1 | 0
PG&E GBA | Newark | 230 | Geothermal |  |  | 0 | 0 | 0 | 0 | 0 | 0 | 0 | 0 | 0 | 1 | 1 | 1 | 1 | 4 | [13 empty] | 2 | 1 | 3 | 1 | 2 | 1 | 1 | 0
PG&E GBA | Newark | 60 | Geothermal |  |  | 0 | 0 | 0 | 0 | 0 | 0 | 0 | 0 | 0 | 5 | 5 | 1 | 1 | 3 | [13 empty] | 2 | 1 | 3 | 1 | 2 | 1 | 1 | 0
PG&E FRESNO | Newhall | 115 | Geothermal |  |  | 0 | 0 | 0 | 0 | 0 | 0 | 0 | 0 | 0 | 5 | 2 | 5 | 2 | [14 empty] | 1 | 1 | 4 | 2 | 1 | 1 | 1 | 0
PG&E KERN | Norco | 115 | Geothermal |  |  | 0 | 0 | 0 | 0 | 0 | 0 | 0 | 0 | 0 | 5 | 2 | 5 | 2 | [14 empty] | 1 | 1 | 3 | 1 | 1 | 1 | 1 | 0
PG&E GBA | Nortech | 115 | Geothermal |  |  | 0 | 0 | 0 | 0 | 0 | 0 | 0 | 0 | 0 | 1 | 1 | 1 | 1 | [14 empty] | 2 | 1 | 2 | 2 | 1 | 1 | 1 | 0
SDGE | North City Metering | 138 | Geothermal |  |  | 0 | 0 | 0 | 0 | 0 | 0 | 0 | 0 | 0 | 3 | 3 | 1 | 1 | [14 empty] | 2 | 1 | 2 | 1 | 3 | 1 | 1 | 0
PG&E GBA | North Dublin | 230 | Geothermal |  |  | 0 | 0 | 0 | 0 | 0 | 0 | 0 | 0 | 0 | 5 | 5 | 1 | 1 | [14 empty] | 2 | 1 | 2 | 1 | 3 | 1 | 1 | 0
SDGE | North Gila | 500 | Geothermal |  |  | 0 | 0 | 0 | 0 | 0 | 0 | 0 | 0 | 0 | 3 | 3 | 1 | 1 | [14 empty] | 2 | 2 | 4 | 2 | 3 | 1 | 1 | 0
SCE Metro | North of SONGS | 230 | Geothermal |  |  | 0 | 0 | 0 | 0 | 0 | 0 | 0 | 0 | 0 | 1 | 1 | 1 | 1 | [14 empty] | 2 | 1 | 3 | 1 | 3 | 1 | 1 | 0
SCE Metro | North of SONGS | 500 | Geothermal |  |  | 0 | 0 | 0 | 0 | 0 | 0 | 0 | 0 | 0 | 1 | 1 | 1 | 1 | [14 empty] | 2 | 1 | 3 | 1 | 3 | 1 | 1 | 0
PG&E NGBA | Notre Dame | 115 | Geothermal |  |  | 0 | 0 | 0 | 0 | 0 | 0 | 0 | 0 | 0 | 5 | 2 | 1 | 1 | [14 empty] | 2 | 1 | 4 | 2 | 2 | 1 | 1 | 0
PG&E GBA | Oakland C | 115 | Geothermal |  |  | 0 | 0 | 0 | 0 | 0 | 0 | 0 | 0 | 0 | 5 | 2 | 1 | 1 | 3 | [13 empty] | 2 | 1 | 1 | 1 | 2 | 1 | 1 | 0
PG&E GBA | Oakland J | 115 | Geothermal |  |  | 0 | 0 | 0 | 0 | 0 | 0 | 0 | 0 | 0 | 5 | 2 | 1 | 1 | [14 empty] | 2 | 1 | 2 | 1 | 1 | 1 | 1 | 0
PG&E GBA | Oakland L | 115 | Geothermal |  |  | 0 | 0 | 0 | 0 | 0 | 0 | 0 | 0 | 0 | 5 | 2 | 1 | 1 | [14 empty] | 2 | 1 | 2 | 1 | 1 | 1 | 1 | 0
PG&E GBA | Oakland X | 115 | Geothermal |  |  | 0 | 0 | 0 | 0 | 0 | 0 | 0 | 0 | 0 | 5 | 2 | 1 | 1 | [14 empty] | 2 | 1 | 2 | 1 | 2 | 1 | 1 | 0
SDGE | Ocean Ranch | 69 | Geothermal |  |  | 0 | 0 | 0 | 0 | 0 | 0 | 0 | 0 | 0 | 3 | 3 | 1 | 1 | [14 empty] | 2 | 1 | 4 | 1 | 3 | 1 | 1 | 0
PG&E KERN | Oceano | 115 | Geothermal |  |  | 0 | 0 | 0 | 0 | 0 | 0 | 0 | 0 | 0 | 5 | 2 | 5 | 2 | [14 empty] | 2 | 2 | 4 | 2 | 3 | 1 | 1 | 0
SDGE | Ocotillo Express | 500 | Geothermal |  |  | 0 | 0 | 0 | 0 | 0 | 0 | 0 | 0 | 0 | 3 | 3 | 1 | 1 | [14 empty] | 2 | 1 | 4 | 2 | 3 | 1 | 1 | 0
PG&E KERN | Old River | 70 | Geothermal |  |  | 0 | 0 | 0 | 0 | 0 | 0 | 0 | 0 | 0 | 5 | 2 | 5 | 2 | [14 empty] | 1 | 1 | 4 | 1 | 2 | 1 | 1 | 0
SDGE | Old Town | 230 | Geothermal |  |  | 0 | 0 | 0 | 0 | 0 | 0 | 0 | 0 | 0 | 3 | 3 | 1 | 1 | [14 empty] | 2 | 1 | 3 | 1 | 2 | 1 | 1 | 0
SCE Metro | Olinda | 230 | Geothermal |  |  | 0 | 0 | 0 | 0 | 0 | 0 | 0 | 0 | 0 | 1 | 1 | 1 | 1 | [14 empty] | 1 | 1 | 2 | 1 | 2 | 1 | 1 | 0
PG&E FRESNO | Olive | 115 | Geothermal |  |  | 0 | 0 | 0 | 0 | 0 | 0 | 0 | 0 | 0 | 5 | 2 | 5 | 2 | 3 | [13 empty] | 1 | 1 | 4 | 1 | 1 | 1 | 1 | 0
PG&E NGBA | Olivehurst | 115 | Geothermal |  |  | 0 | 0 | 0 | 0 | 0 | 0 | 0 | 0 | 0 | 5 | 2 | 1 | 1 | [14 empty] | 2 | 2 | 2 | 1 | 2 | 1 | 1 | 0
PG&E NGBA | Oregon Trail | 60 | Geothermal |  |  | 0 | 0 | 0 | 0 | 0 | 0 | 0 | 0 | 0 | 5 | 2 | 1 | 1 | [14 empty] | 2 | 2 | 3 | 2 | 3 | 1 | 1 | 0
SCE Northern | Ormond Beach | 230 | Geothermal |  |  | 0 | 0 | 0 | 0 | 0 | 0 | 0 | 0 | 0 | 5 | 2 | 1 | 1 | [14 empty] | 2 | 1 | 1 | 1 | 1 | 1 | 1 | 0
PG&E FRESNO | Oro Loma | 115 | Geothermal |  |  | 0 | 0 | 0 | 0 | 0 | 0 | 0 | 0 | 0 | 5 | 2 | 5 | 2 | [14 empty] | 1 | 1 | 4 | 2 | 1 | 1 | 1 | 0
PG&E FRESNO | Oro Loma | 70 | Geothermal |  |  | 0 | 0 | 0 | 0 | 0 | 0 | 0 | 0 | 0 | 5 | 2 | 5 | 2 | [14 empty] | 1 | 1 | 4 | 2 | 1 | 1 | 1 | 0
PG&E FRESNO | Orosi | 70 | Geothermal |  |  | 0 | 0 | 0 | 0 | 0 | 0 | 0 | 0 | 0 | 5 | 2 | 5 | 2 | [14 empty] | 1 | 1 | 4 | 1 | 1 | 1 | 1 | 0
SDGE | Otay | 69 | Geothermal |  |  | 0 | 0 | 0 | 0 | 0 | 0 | 0 | 0 | 0 | 3 | 3 | 1 | 1 | [14 empty] | 2 | 1 | 1 | 1 | 1 | 1 | 1 | 0
SDGE | Otay Mesa | 230 | Geothermal |  |  | 0 | 0 | 0 | 0 | 0 | 0 | 0 | 0 | 0 | 3 | 3 | 1 | 1 | [14 empty] | 2 | 1 | 1 | 1 | 3 | 1 | 1 | 0
PG&E FRESNO | Padre Flats SW STA | 230 | Geothermal |  |  | 20 | 0 | 20 | 0 | 0 | 0 | 20 | 0 | 20 | 5 | 2 | 5 | 2 | [14 empty] | 1 | 1 | 4 | 2 | 1 | 5- | 1 | 1
EOP | Pahrump | 138 | Geothermal |  |  | 0 | 0 | 0 | 0 | 0 | 0 | 0 | 0 | 0 | 5 | 2 | 1 | 1 | [14 empty] | 2 | 2 | 4 | 1 | 3 | 1 | 1 | 0
EOP | Pahrump | 230 | Geothermal |  |  | 0 | 0 | 0 | 0 | 0 | 0 | 0 | 0 | 0 | 5 | 2 | 1 | 1 | [14 empty] | 2 | 2 | 4 | 1 | 3 | 1 | 1 | 0
SDGE | Pala | 69 | Geothermal |  |  | 0 | 0 | 0 | 0 | 0 | 0 | 0 | 0 | 0 | 3 | 3 | 1 | 1 | [14 empty] | 2 | 1 | 1 | 1 | 3 | 1 | 1 | 0
PG&E NGBA | Palermo | 115 | Geothermal |  |  | 0 | 0 | 0 | 0 | 0 | 0 | 0 | 0 | 0 | 5 | 2 | 1 | 1 | 4 | [13 empty] | 2 | 1 | 2 | 2 | 2 | 1 | 1 | 0
PG&E NGBA | Palermo | 230 | Geothermal |  |  | 20 | 0 | 20 | 0 | 0 | 0 | 20 | 0 | 20 | 5 | 2 | 1 | 1 |  |  |  | 2 |  |  |  | 2 | 5 | 5 | 2 | 2 | 5 | 5 | 2 | 1 | 2 | 2 | 2 | 5- | 1 | 1
SCE Eastern | Palo Verde | 500 | Geothermal |  |  | 0 | 0 | 0 | 0 | 0 | 0 | 0 | 0 | 0 | 5 | 4 | 4 | 4 | [14 empty] | 2 | 1 | 4 | 2 | 3 | 1 | 1 | 0
SDGE | Palomar Energy | 230 | Geothermal |  |  | 0 | 0 | 0 | 0 | 0 | 0 | 0 | 0 | 0 | 3 | 3 | 1 | 1 | [14 empty] | 2 | 1 | 2 | 1 | 3 | 1 | 1 | 0
PG&E KERN | Panama | 70 | Geothermal |  |  | 0 | 0 | 0 | 0 | 0 | 0 | 0 | 0 | 0 | 5 | 2 | 5 | 2 | [14 empty] | 1 | 1 | 4 | 1 | 1 | 1 | 1 | 0
PG&E FRESNO | Panoche | 115 | Geothermal |  |  | 0 | 0 | 0 | 0 | 0 | 0 | 0 | 0 | 0 | 5 | 2 | 5 | 2 | [14 empty] | 1 | 1 | 1 | 2 | 1 | 1 | 1 | 0
PG&E FRESNO | Panoche | 230 | Geothermal |  |  | 0 | 0 | 0 | 0 | 0 | 0 | 0 | 0 | 0 | 5 | 2 | 5 | 2 | 3 | [13 empty] | 1 | 1 | 1 | 2 | 1 | 1 | 1 | 0
SCE Northern | Pardee | 230 | Geothermal |  |  | 0 | 0 | 0 | 0 | 0 | 0 | 0 | 0 | 0 | 5 | 2 | 1 | 1 | [14 empty] | 1 | 1 | 3 | 1 | 3 | 1 | 1 | 0
PG&E NGBA | Parkway | 230 | Geothermal |  |  | 0 | 0 | 0 | 0 | 0 | 0 | 0 | 0 | 0 | 5 | 5 | 1 | 1 | [14 empty] | 2 | 1 | 4 | 1 | 2 | 1 | 1 | 0
SCE Northern | Pastoria | 230 | Geothermal |  |  | 0 | 0 | 0 | 0 | 0 | 0 | 0 | 0 | 0 | 5 | 2 | 1 | 1 | [14 empty] | 1 | 1 | 2 | 1 | 3 | 1 | 1 | 0
SCE Metro | Pauda | 230 | Geothermal |  |  | 0 | 0 | 0 | 0 | 0 | 0 | 0 | 0 | 0 | 1 | 1 | 1 | 1 | [14 empty] | 1 | 1 | 2 | 1 | 2 | 1 | 1 | 0
PG&E GBA | Paul Sweet | 115 | Geothermal |  |  | 0 | 0 | 0 | 0 | 0 | 0 | 0 | 0 | 0 | 1 | 1 | 1 | 1 | [14 empty] | 2 | 2 | 2 | 2 | 3 | 1 | 1 | 0
PG&E NGBA | Peabody | 230 | Geothermal |  |  | 0 | 0 | 0 | 0 | 0 | 0 | 0 | 0 | 0 | 5 | 5 | 1 | 1 | [14 empty] | 2 | 1 | 2 | 1 | 2 | 1 | 1 | 0
PG&E NGBA | Pease | 115 | Geothermal |  |  | 0 | 0 | 0 | 0 | 0 | 0 | 0 | 0 | 0 | 5 | 2 | 1 | 1 | [14 empty] | 2 | 2 | 2 | 1 | 2 | 1 | 1 | 0
PG&E NGBA | Pease | 60 | Geothermal |  |  | 0 | 0 | 0 | 0 | 0 | 0 | 0 | 0 | 0 | 5 | 2 | 1 | 1 | [14 empty] | 2 | 2 | 2 | 1 | 2 | 1 | 1 | 0
SDGE | Penasquitos | 138 | Geothermal |  |  | 0 | 0 | 0 | 0 | 0 | 0 | 0 | 0 | 0 | 3 | 3 | 1 | 1 | [14 empty] | 2 | 1 | 2 | 1 | 3 | 1 | 1 | 0
SDGE | Penasquitos | 230 | Geothermal |  |  | 0 | 0 | 0 | 0 | 0 | 0 | 0 | 0 | 0 | 3 | 3 | 1 | 1 | [14 empty] | 2 | 1 | 2 | 1 | 3 | 1 | 1 | 0
SDGE | Penasquitos | 69 | Geothermal |  |  | 0 | 0 | 0 | 0 | 0 | 0 | 0 | 0 | 0 | 3 | 3 | 1 | 1 | [14 empty] | 2 | 1 | 2 | 1 | 3 | 1 | 1 | 0
SDGE | Pendleton | 69 | Geothermal |  |  | 0 | 0 | 0 | 0 | 0 | 0 | 0 | 0 | 0 | 3 | 3 | 1 | 1 | [14 empty] | 2 | 1 | 4 | 1 | 3 | 1 | 1 | 0
PG&E NGBA | Penngrove | 115 | Geothermal |  |  | 0 | 0 | 0 | 0 | 0 | 0 | 0 | 0 | 0 | 5 | 5 | 1 | 1 | [14 empty] | 2 | 1 | 3 | 2 | 2 | 1 | 1 | 0
PG&E GBA | Peoria | 115 | Geothermal |  |  | 0 | 0 | 0 | 0 | 0 | 0 | 0 | 0 | 0 | 5 | 5 | 1 | 1 | [14 empty] | 2 | 1 | 4 | 1 | 3 | 1 | 1 | 0
PG&E GBA | Piercy | 115 | Geothermal |  |  | 0 | 0 | 0 | 0 | 0 | 0 | 0 | 0 | 0 | 1 | 1 | 1 | 1 | [14 empty] | 2 | 1 | 2 | 2 | 2 | 1 | 1 | 0
PG&E FRESNO | Pine Flat | 230 | Geothermal |  |  | 0 | 0 | 0 | 0 | 0 | 0 | 0 | 0 | 0 | 5 | 2 | 5 | 2 | [14 empty] | 1 | 1 | 4 | 2 | 3 | 1 | 1 | 0
SCE NOL | Pisgah | 230 | Geothermal |  |  | 0 | 0 | 0 | 0 | 0 | 0 | 0 | 0 | 0 | 1 | 1 | 1 | 1 | 4 | [13 empty] | 2 | 1 | 4 | 1 | 1 | 1 | 1 | 0
PG&E NGBA | Pit 1 | 230 | Geothermal |  |  | 0 | 0 | 0 | 0 | 0 | 0 | 0 | 0 | 0 | 5 | 2 | 1 | 1 | [14 empty] | 2 | 2 | 4 | 2 | 3 | 1 | 1 | 0
PG&E NGBA | Pit 1 | 60 | Geothermal |  |  | 0 | 0 | 0 | 0 | 0 | 0 | 0 | 0 | 0 | 5 | 2 | 1 | 1 | [14 empty] | 2 | 2 | 4 | 2 | 3 | 1 | 1 | 0
PG&E NGBA | Pit 3 | 230 | Geothermal |  |  | 0 | 0 | 0 | 0 | 0 | 0 | 0 | 0 | 0 | 5 | 2 | 1 | 1 | [14 empty] | 2 | 2 | 4 | 2 | 3 | 1 | 1 | 0
PG&E NGBA | Pit 4 | 230 | Geothermal |  |  | 0 | 0 | 0 | 0 | 0 | 0 | 0 | 0 | 0 | 5 | 2 | 1 | 1 | [14 empty] | 2 | 2 | 4 | 2 | 3 | 1 | 1 | 0
PG&E GBA | Pittsburg | 115 | Geothermal |  |  | 0 | 0 | 0 | 0 | 0 | 0 | 0 | 0 | 0 | 5 | 2 | 1 | 1 | 4 | [13 empty] | 2 | 1 | 2 | 1 | 1 | 1 | 1 | 0
PG&E GBA | Pittsburg | 230 | Geothermal |  |  | 0 | 0 | 0 | 0 | 0 | 0 | 0 | 0 | 0 | 5 | 2 | 1 | 1 | 4 | [13 empty] | 2 | 1 | 2 | 1 | 1 | 1 | 1 | 0
PG&E NGBA | Pleasant Grove | 115 | Geothermal |  |  | 0 | 0 | 0 | 0 | 0 | 0 | 0 | 0 | 0 | 5 | 2 | 1 | 1 | [14 empty] | 2 | 1 | 2 | 2 | 3 | 1 | 1 | 0
PG&E NGBA | POE | 230 | Geothermal |  |  | 0 | 0 | 0 | 0 | 0 | 0 | 0 | 0 | 0 | 5 | 2 | 1 | 1 | [14 empty] | 2 | 1 | 4 | 2 | 3 | 1 | 1 | 0
SDGE | Point Loma | 69 | Geothermal |  |  | 0 | 0 | 0 | 0 | 0 | 0 | 0 | 0 | 0 | 3 | 3 | 1 | 1 | [14 empty] | 2 | 1 | 3 | 1 | 2 | 1 | 1 | 0
SDGE | Pomerado | 69 | Geothermal |  |  | 0 | 0 | 0 | 0 | 0 | 0 | 0 | 0 | 0 | 3 | 3 | 1 | 1 | [14 empty] | 2 | 1 | 3 | 1 | 3 | 1 | 1 | 0
PG&E KERN | Poso Mountain | 115 | Geothermal |  |  | 0 | 0 | 0 | 0 | 0 | 0 | 0 | 0 | 0 | 5 | 2 | 5 | 2 | [14 empty] | 1 | 1 | 3 | 1 | 2 | 1 | 1 | 0
EOP | Primm | 230 | Geothermal |  |  | 0 | 0 | 0 | 0 | 0 | 0 | 0 | 0 | 0 | 5 | 2 | 1 | 1 | [14 empty] | 2 | 2 | 4 | 1 | 2 | 1 | 1 | 0
PG&E NGBA | Putah Creek | 115 | Geothermal |  |  | 0 | 0 | 0 | 0 | 0 | 0 | 0 | 0 | 0 | 5 | 5 | 1 | 1 | [14 empty] | 2 | 1 | 3 | 2 | 3 | 1 | 1 | 0
SDGE | Q1806 | 138 | Geothermal |  |  | 0 | 0 | 0 | 0 | 0 | 0 | 0 | 0 | 0 | 1 | 1 | 1 | 1 | [14 empty] | 1 | 1 | 2 | 1 | 3 | 1 | 1 | 0
PG&E FRESNO | Quinto | 230 | Geothermal |  |  | 20 | 0 | 20 | 0 | 0 | 0 | 20 | 0 | 20 | 5 | 2 | 5 | 2 | [14 empty] | 1 | 1 | 4 | 2 | 1 | 5- | 1 | 1
PG&E GBA | Race Track | 115 | Geothermal |  |  | 0 | 0 | 0 | 0 | 0 | 0 | 0 | 0 | 0 | 5 | 5 | 1 | 1 | [14 empty] | 2 | 1 | 4 | 1 | 3 | 1 | 1 | 0
SDGE | Rancho Mission Viejo | 138 | Geothermal |  |  | 0 | 0 | 0 | 0 | 0 | 0 | 0 | 0 | 0 | 1 | 1 | 1 | 1 | [14 empty] | 1 | 1 | 2 | 1 | 3 | 1 | 1 | 0
PG&E GBA | Rancho Seco | 230 | Geothermal |  |  | 0 | 0 | 0 | 0 | 0 | 0 | 0 | 0 | 0 | 1 | 1 | 1 | 1 | [14 empty] | 2 | 1 | 1 | 2 | 3 | 1 | 1 | 0
SCE Metro | Rancho Vista | 230 | Geothermal |  |  | 0 | 0 | 0 | 0 | 0 | 0 | 0 | 0 | 0 | 1 | 1 | 1 | 1 | [14 empty] | 1 | 1 | 1 | 1 | 1 | 1 | 1 | 0
SCE Metro | Rancho Vista | 500 | Geothermal |  |  | 0 | 0 | 0 | 0 | 0 | 0 | 0 | 0 | 0 | 1 | 1 | 1 | 1 | [14 empty] | 1 | 1 | 1 | 1 | 1 | 1 | 1 | 0
SCE NOL | Ransburg | 115 | Geothermal |  |  | 0 | 0 | 0 | 0 | 0 | 0 | 0 | 0 | 0 | 4 | 3 | 1 | 1 | [14 empty] | 2 | 1 | 4 | 1 | 1 | 1 | 1 | 0
PG&E GBA | Ravenswood | 115 | Geothermal |  |  | 0 | 0 | 0 | 0 | 0 | 0 | 0 | 0 | 0 | 5 | 2 | 1 | 1 | [14 empty] | 2 | 1 | 2 | 1 | 2 | 1 | 1 | 0
PG&E GBA | Ravenswood | 230 | Geothermal |  |  | 0 | 0 | 0 | 0 | 0 | 0 | 0 | 0 | 0 | 5 | 2 | 1 | 1 | [14 empty] | 2 | 1 | 2 | 1 | 2 | 1 | 1 | 0
SCE Northern | Rector | 230 | Geothermal |  |  | 0 | 0 | 0 | 0 | 0 | 0 | 0 | 0 | 0 | 1 | 1 | 1 | 1 | [14 empty] | 1 | 1 | 2 | 1 | 2 | 1 | 1 | 0
SCE Eastern | Red Bluff | 230 | Geothermal |  |  | 0 | 0 | 0 | 0 | 0 | 0 | 0 | 0 | 0 | 4 | 4 | 4 | 4 | 1 | [13 empty] | 2 | 2 | 4 | 1 | 3 | 1 | 1 | 0
SCE Eastern | Red Bluff | 500 | Geothermal |  |  | 0 | 0 | 0 | 0 | 0 | 0 | 0 | 0 | 0 | 4 | 4 | 4 | 4 | 5 | [13 empty] | 2 | 2 | 4 | 1 | 3 | 1 | 1 | 0
PG&E NGBA | Redbud | 115 | Geothermal |  |  | 241 | 0 | 241 | 0 | 0 | 0 | 241 | 0 | 241 | 5 | 5 | 1 | 1 |  |  |  | 1 |  |  |  | 1 | 5 | 2 | 1 | 2 | 3 | 1 | 2 | 2 | 4 | 2 | 3 | 5- | 1 | 1
SCE Metro | Redondo | 230 | Geothermal |  |  | 0 | 0 | 0 | 0 | 0 | 0 | 0 | 0 | 0 | 1 | 1 | 1 | 1 | [14 empty] | 1 | 1 | 2 | 1 | 2 | 1 | 1 | 0
PG&E FRESNO | Reedley | 115 | Geothermal |  |  | 0 | 0 | 0 | 0 | 0 | 0 | 0 | 0 | 0 | 5 | 2 | 5 | 2 | [14 empty] | 1 | 1 | 4 | 2 | 1 | 1 | 1 | 0
PG&E KERN | Renfro | 115 | Geothermal |  |  | 0 | 0 | 0 | 0 | 0 | 0 | 0 | 0 | 0 | 5 | 2 | 5 | 2 | [14 empty] | 1 | 1 | 2 | 1 | 2 | 1 | 1 | 0
PG&E GBA | Richmond R | 115 | Geothermal |  |  | 0 | 0 | 0 | 0 | 0 | 0 | 0 | 0 | 0 | 5 | 2 | 1 | 1 | [14 empty] | 2 | 1 | 2 | 1 | 2 | 1 | 1 | 0
PG&E NGBA | Rincon | 115 | Geothermal |  |  | 50 | 0 | 50 | 0 | 0 | 0 | 50 | 0 | 50 | 5 | 5 | 1 | 1 |  |  |  | 1 |  |  |  | 1 | 1 | 2 | 3 | 4 | 5 | 1 | 2 | 1 | 3 | 2 | 2 | 5- | 1 | 1
PG&E KERN | Rio Bravo | 115 | Geothermal |  |  | 0 | 0 | 0 | 0 | 0 | 0 | 0 | 0 | 0 | 5 | 2 | 5 | 2 | 4 | [13 empty] | 1 | 1 | 2 | 1 | 1 | 1 | 1 | 0
SCE Metro | Rio Hondo | 230 | Geothermal |  |  | 0 | 0 | 0 | 0 | 0 | 0 | 0 | 0 | 0 | 1 | 1 | 1 | 1 | 1 | [13 empty] | 1 | 1 | 4 | 1 | 1 | 1 | 1 | 0
PG&E NGBA | Rio Oso | 115 | Geothermal |  |  | 0 | 0 | 0 | 0 | 0 | 0 | 0 | 0 | 0 | 5 | 2 | 1 | 1 | [14 empty] | 2 | 1 | 4 | 1 | 3 | 1 | 1 | 0
PG&E NGBA | Rio Oso | 230 | Geothermal |  |  | 0 | 0 | 0 | 0 | 0 | 0 | 0 | 0 | 0 | 5 | 2 | 1 | 1 | [14 empty] | 2 | 1 | 4 | 1 | 3 | 1 | 1 | 0
PG&E GBA | Ripon | 115 | Geothermal |  |  | 0 | 0 | 0 | 0 | 0 | 0 | 0 | 0 | 0 | 5 | 5 | 1 | 1 | 3 | [13 empty] | 1 | 1 | 2 | 2 | 2 | 1 | 1 | 0
PG&E GBA | Riverbank | 115 | Geothermal |  |  | 0 | 0 | 0 | 0 | 0 | 0 | 0 | 0 | 0 | 5 | 5 | 1 | 1 | [14 empty] | 1 | 1 | 3 | 2 | 2 | 1 | 1 | 0
SCE NOL | Roadway | 115 | Geothermal |  |  | 0 | 0 | 0 | 0 | 0 | 0 | 0 | 0 | 0 | 1 | 1 | 1 | 1 | 3 | [13 empty] | 2 | 1 | 2 | 1 | 1 | 1 | 1 | 0
PG&E NGBA | Rock Creek 1 | 230 | Geothermal |  |  | 0 | 0 | 0 | 0 | 0 | 0 | 0 | 0 | 0 | 5 | 2 | 1 | 1 | [14 empty] | 2 | 2 | 4 | 1 | 3 | 1 | 1 | 0
SCE Northern | Rosamond | 66 | Geothermal |  |  | 0 | 0 | 0 | 0 | 0 | 0 | 0 | 0 | 0 | 1 | 1 | 1 | 1 | [14 empty] | 2 | 1 | 4 | 1 | 3 | 1 | 1 | 0
PG&E GBA | Rossmoor | 230 | Geothermal |  |  | 0 | 0 | 0 | 0 | 0 | 0 | 0 | 0 | 0 | 5 | 5 | 1 | 1 | [14 empty] | 2 | 1 | 4 | 1 | 3 | 1 | 1 | 0
PG&E NGBA | Round Mountain | 230 | Geothermal |  |  | 0 | 0 | 0 | 0 | 0 | 0 | 0 | 0 | 0 | 5 | 2 | 1 | 1 | [14 empty] | 2 | 2 | 4 | 2 | 3 | 1 | 1 | 0
PG&E NGBA | Round Mountain | 500 | Geothermal |  |  | 0 | 0 | 0 | 0 | 0 | 0 | 0 | 0 | 0 | 5 | 2 | 1 | 1 | [14 empty] | 2 | 2 | 4 | 2 | 3 | 1 | 1 | 0
PG&E GBA | Salado | 115 | Geothermal |  |  | 0 | 0 | 0 | 0 | 0 | 0 | 0 | 0 | 0 | 1 | 1 | 1 | 1 | [14 empty] | 1 | 1 | 4 | 2 | 1 | 1 | 1 | 0
PG&E GBA | Salado | 60 | Geothermal |  |  | 0 | 0 | 0 | 0 | 0 | 0 | 0 | 0 | 0 | 1 | 1 | 1 | 1 | [14 empty] | 1 | 1 | 4 | 2 | 1 | 1 | 1 | 0
PG&E GBA | Salinas | 115 | Geothermal |  |  | 0 | 0 | 0 | 0 | 0 | 0 | 0 | 0 | 0 | 1 | 1 | 1 | 1 | [14 empty] | 2 | 2 | 3 | 2 | 2 | 1 | 1 | 0
SDGE | Salt Creek | 69 | Geothermal |  |  | 0 | 0 | 0 | 0 | 0 | 0 | 0 | 0 | 0 | 3 | 3 | 1 | 1 | [14 empty] | 2 | 1 | 3 | 1 | 2 | 1 | 1 | 0
SCE Eastern | San Bernardino | 230 | Geothermal |  |  | 0 | 0 | 0 | 0 | 0 | 0 | 0 | 0 | 0 | 4 | 2 | 1 | 1 | [14 empty] | 1 | 1 | 2 | 1 | 2 | 1 | 1 | 0
PG&E GBA | SAN FRAN A (POTRERO PP) | 115 | Geothermal |  |  | 0 | 0 | 0 | 0 | 0 | 0 | 0 | 0 | 0 | 5 | 2 | 1 | 1 | [14 empty] | 2 | 1 | 2 | 1 | 2 | 1 | 1 | 0
PG&E GBA | SAN FRAN A (POTRERO PP) | 230 | Geothermal |  |  | 0 | 0 | 0 | 0 | 0 | 0 | 0 | 0 | 0 | 5 | 2 | 1 | 1 | [14 empty] | 2 | 1 | 2 | 1 | 2 | 1 | 1 | 0
PG&E GBA | San Jose A | 115 | Geothermal |  |  | 0 | 0 | 0 | 0 | 0 | 0 | 0 | 0 | 0 | 1 | 1 | 1 | 1 | [14 empty] | 2 | 1 | 2 | 2 | 2 | 1 | 1 | 0
PG&E GBA | San Jose B | 115 | Geothermal |  |  | 0 | 0 | 0 | 0 | 0 | 0 | 0 | 0 | 0 | 1 | 1 | 1 | 1 | [14 empty] | 2 | 1 | 3 | 2 | 2 | 1 | 1 | 0
PG&E GBA | San Leandro U | 115 | Geothermal |  |  | 0 | 0 | 0 | 0 | 0 | 0 | 0 | 0 | 0 | 5 | 2 | 1 | 1 | [14 empty] | 2 | 1 | 3 | 1 | 2 | 1 | 1 | 0
PG&E KERN | San Luis Obispo | 115 | Geothermal |  |  | 0 | 0 | 0 | 0 | 0 | 0 | 0 | 0 | 0 | 5 | 2 | 5 | 2 | [14 empty] | 2 | 2 | 4 | 2 | 3 | 1 | 1 | 0
PG&E KERN | San Luis Obispo | 70 | Geothermal |  |  | 0 | 0 | 0 | 0 | 0 | 0 | 0 | 0 | 0 | 5 | 2 | 5 | 2 | [14 empty] | 2 | 2 | 4 | 2 | 3 | 1 | 1 | 0
SDGE | San Luis Rey | 230 | Geothermal |  |  | 0 | 0 | 0 | 0 | 0 | 0 | 0 | 0 | 0 | 3 | 3 | 1 | 1 | [14 empty] | 2 | 1 | 4 | 1 | 3 | 1 | 1 | 0
SDGE | San Luis Rey | 69 | Geothermal |  |  | 0 | 0 | 0 | 0 | 0 | 0 | 0 | 0 | 0 | 3 | 3 | 1 | 1 | [14 empty] | 2 | 1 | 4 | 1 | 3 | 1 | 1 | 0
SDGE | San Marcos | 69 | Geothermal |  |  | 0 | 0 | 0 | 0 | 0 | 0 | 0 | 0 | 0 | 3 | 3 | 1 | 1 | [14 empty] | 2 | 1 | 2 | 1 | 3 | 1 | 1 | 0
SCE Metro | San Onofre | 230 | Geothermal |  |  | 0 | 0 | 0 | 0 | 0 | 0 | 0 | 0 | 0 | 1 | 1 | 1 | 1 | [14 empty] | 2 | 1 | 4 | 1 | 3 | 1 | 1 | 0
PG&E GBA | San Pablo | 115 | Geothermal |  |  | 0 | 0 | 0 | 0 | 0 | 0 | 0 | 0 | 0 | 5 | 2 | 1 | 1 | [14 empty] | 2 | 1 | 2 | 1 | 1 | 1 | 1 | 0
PG&E GBA | San Ramon | 230 | Geothermal |  |  | 0 | 0 | 0 | 0 | 0 | 0 | 0 | 0 | 0 | 5 | 2 | 1 | 1 | [14 empty] | 2 | 1 | 2 | 1 | 3 | 1 | 1 | 0
SDGE | San Ysidro | 69 | Geothermal |  |  | 0 | 0 | 0 | 0 | 0 | 0 | 0 | 0 | 0 | 3 | 3 | 1 | 1 | [14 empty] | 2 | 1 | 2 | 1 | 2 | 1 | 1 | 0
SCE NOL | Sandlot | 230 | Geothermal |  |  | 0 | 0 | 0 | 0 | 0 | 0 | 0 | 0 | 0 | 4 | 3 | 1 | 1 | [14 empty] | 2 | 1 | 4 | 1 | 2 | 1 | 1 | 0
EOP | Sandy | 138 | Geothermal |  |  | 0 | 0 | 0 | 0 | 0 | 0 | 0 | 0 | 0 | 5 | 2 | 1 | 1 | [14 empty] | 2 | 2 | 4 | 1 | 3 | 1 | 1 | 0
PG&E FRESNO | Sanger | 115 | Geothermal |  |  | 0 | 0 | 0 | 0 | 0 | 0 | 0 | 0 | 0 | 5 | 2 | 5 | 2 | 3 | [13 empty] | 1 | 1 | 2 | 2 | 2 | 1 | 1 | 0
SCE Northern | Santa Clara | 230 | Geothermal |  |  | 0 | 0 | 0 | 0 | 0 | 0 | 0 | 0 | 0 | 5 | 2 | 1 | 1 | [14 empty] | 2 | 1 | 3 | 1 | 2 | 1 | 1 | 0
PG&E NGBA | Santa Rosa A | 115 | Geothermal |  |  | 0 | 0 | 0 | 0 | 0 | 0 | 0 | 0 | 0 | 5 | 5 | 1 | 1 | [14 empty] | 2 | 1 | 3 | 2 | 2 | 1 | 1 | 0
PG&E GBA | Santa Teresa | 115 | Geothermal |  |  | 0 | 0 | 0 | 0 | 0 | 0 | 0 | 0 | 0 | 1 | 1 | 1 | 1 | 3 | [13 empty] | 2 | 1 | 2 | 2 | 2 | 1 | 1 | 0
SDGE | Santee | 138 | Geothermal |  |  | 0 | 0 | 0 | 0 | 0 | 0 | 0 | 0 | 0 | 3 | 3 | 1 | 1 | [14 empty] | 2 | 1 | 2 | 1 | 2 | 1 | 1 | 0
SCE Metro | Santiago | 230 | Geothermal |  |  | 0 | 0 | 0 | 0 | 0 | 0 | 0 | 0 | 0 | 1 | 1 | 1 | 1 | [14 empty] | 1 | 1 | 2 | 1 | 2 | 1 | 1 | 0
PG&E GBA | Saratoga | 230 | Geothermal |  |  | 0 | 0 | 0 | 0 | 0 | 0 | 0 | 0 | 0 | 1 | 1 | 1 | 1 | [14 empty] | 2 | 1 | 4 | 2 | 3 | 1 | 1 | 0
SCE Northern | Saugus | 230 | Geothermal |  |  | 0 | 0 | 0 | 0 | 0 | 0 | 0 | 0 | 0 | 5 | 2 | 1 | 1 | [14 empty] | 1 | 1 | 3 | 1 | 3 | 1 | 1 | 0
PG&E FRESNO | Schindler | 115 | Geothermal |  |  | 0 | 0 | 0 | 0 | 0 | 0 | 0 | 0 | 0 | 5 | 2 | 5 | 2 | 3 | [13 empty] | 1 | 1 | 4 | 2 | 1 | 1 | 1 | 0
PG&E FRESNO | Schindler | 70 | Geothermal |  |  | 0 | 0 | 0 | 0 | 0 | 0 | 0 | 0 | 0 | 5 | 2 | 5 | 2 | [14 empty] | 1 | 1 | 4 | 2 | 1 | 1 | 1 | 0
PG&E GBA | Schulte | 115 | Geothermal |  |  | 0 | 0 | 0 | 0 | 0 | 0 | 0 | 0 | 0 | 5 | 5 | 1 | 1 | 3 | [13 empty] | 1 | 1 | 1 | 2 | 2 | 1 | 1 | 0
SDGE | Scripps | 69 | Geothermal |  |  | 0 | 0 | 0 | 0 | 0 | 0 | 0 | 0 | 0 | 3 | 3 | 1 | 1 | [14 empty] | 2 | 1 | 2 | 1 | 3 | 1 | 1 | 0
PG&E KERN | Semitropic | 115 | Geothermal |  |  | 0 | 0 | 0 | 0 | 0 | 0 | 0 | 0 | 0 | 5 | 2 | 5 | 2 | [14 empty] | 1 | 1 | 3 | 1 | 1 | 1 | 1 | 0
SCE Metro | Serrano | 230 | Geothermal |  |  | 0 | 0 | 0 | 0 | 0 | 0 | 0 | 0 | 0 | 1 | 1 | 1 | 1 | 5 | [13 empty] | 1 | 1 | 2 | 1 | 2 | 1 | 1 | 0
SCE Metro | Serrano | 500 | Geothermal |  |  | 0 | 0 | 0 | 0 | 0 | 0 | 0 | 0 | 0 | 1 | 1 | 1 | 1 | 5 | [13 empty] | 1 | 1 | 2 | 1 | 2 | 1 | 1 | 0
SDGE | Shadowridge | 138 | Geothermal |  |  | 0 | 0 | 0 | 0 | 0 | 0 | 0 | 0 | 0 | 3 | 3 | 1 | 1 | [14 empty] | 2 | 1 | 3 | 1 | 3 | 1 | 1 | 0
PG&E KERN | Shafter | 115 | Geothermal |  |  | 0 | 0 | 0 | 0 | 0 | 0 | 0 | 0 | 0 | 5 | 2 | 5 | 2 | [14 empty] | 1 | 1 | 3 | 1 | 1 | 1 | 1 | 0
PG&E NGBA | Silverado | 115 | Geothermal |  |  | 0 | 0 | 0 | 0 | 0 | 0 | 0 | 0 | 0 | 5 | 5 | 1 | 1 | [14 empty] | 2 | 1 | 4 | 2 | 3 | 1 | 1 | 0
SDGE | Silvergate | 230 | Geothermal |  |  | 0 | 0 | 0 | 0 | 0 | 0 | 0 | 0 | 0 | 3 | 3 | 1 | 1 | [14 empty] | 2 | 1 | 1 | 1 | 1 | 1 | 1 | 0
SDGE | Silvergate | 69 | Geothermal |  |  | 0 | 0 | 0 | 0 | 0 | 0 | 0 | 0 | 0 | 3 | 3 | 1 | 1 | [14 empty] | 2 | 1 | 1 | 1 | 1 | 1 | 1 | 0
PG&E KERN | Sisquoc | 115 | Geothermal |  |  | 0 | 0 | 0 | 0 | 0 | 0 | 0 | 0 | 0 | 5 | 2 | 5 | 2 | [14 empty] | 2 | 2 | 4 | 1 | 3 | 1 | 1 | 0
EOP | Sloan Canyon | 230 | Geothermal |  |  | 0 | 0 | 0 | 0 | 0 | 0 | 0 | 0 | 0 | 5 | 2 | 1 | 1 | [14 empty] | 2 | 2 | 3 | 1 | 3 | 1 | 1 | 0
EOP | Sloan Canyon | 500 | Geothermal |  |  | 0 | 0 | 0 | 0 | 0 | 0 | 0 | 0 | 0 | 5 | 2 | 1 | 1 | [14 empty] | 2 | 2 | 3 | 1 | 3 | 1 | 1 | 0
PG&E KERN | Smyrna | 115 | Geothermal |  |  | 0 | 0 | 0 | 0 | 0 | 0 | 0 | 0 | 0 | 5 | 2 | 5 | 2 | [14 empty] | 1 | 1 | 4 | 1 | 1 | 1 | 1 | 0
PG&E GBA | Sobrante | 115 | Geothermal |  |  | 0 | 0 | 0 | 0 | 0 | 0 | 0 | 0 | 0 | 5 | 2 | 1 | 1 | [14 empty] | 2 | 1 | 2 | 1 | 3 | 1 | 1 | 0
PG&E GBA | Sobrante | 230 | Geothermal |  |  | 0 | 0 | 0 | 0 | 0 | 0 | 0 | 0 | 0 | 5 | 2 | 1 | 1 | [14 empty] | 2 | 1 | 2 | 1 | 3 | 1 | 1 | 0
PG&E KERN | Solar | 230 | Geothermal |  |  | 0 | 0 | 0 | 0 | 0 | 0 | 0 | 0 | 0 | 5 | 2 | 5 | 2 | [14 empty] | 2 | 1 | 4 | 2 | 3 | 1 | 1 | 0
PG&E GBA | Soledad | 115 | Geothermal |  |  | 0 | 0 | 0 | 0 | 0 | 0 | 0 | 0 | 0 | 1 | 1 | 1 | 1 | [14 empty] | 2 | 2 | 4 | 2 | 3 | 1 | 1 | 0
PG&E GBA | Soledad | 60 | Geothermal |  |  | 0 | 0 | 0 | 0 | 0 | 0 | 0 | 0 | 0 | 1 | 1 | 1 | 1 | [14 empty] | 2 | 2 | 4 | 2 | 3 | 1 | 1 | 0
SDGE | Spring Valley | 69 | Geothermal |  |  | 0 | 0 | 0 | 0 | 0 | 0 | 0 | 0 | 0 | 3 | 3 | 1 | 1 | [14 empty] | 2 | 1 | 2 | 1 | 2 | 1 | 1 | 0
SCE Northern | Springville | 230 | Geothermal |  |  | 0 | 0 | 0 | 0 | 0 | 0 | 0 | 0 | 0 | 1 | 1 | 1 | 1 | 4 | [13 empty] | 1 | 1 | 4 | 1 | 1 | 1 | 1 | 0
PG&E GBA | Stagg | 230 | Geothermal |  |  | 0 | 0 | 0 | 0 | 0 | 0 | 0 | 0 | 0 | 5 | 2 | 1 | 1 | [14 empty] | 1 | 1 | 3 | 2 | 2 | 1 | 1 | 0
PG&E GBA | Standard Oil | 115 | Geothermal |  |  | 0 | 0 | 0 | 0 | 0 | 0 | 0 | 0 | 0 | 5 | 2 | 1 | 1 | [14 empty] | 2 | 1 | 1 | 1 | 2 | 1 | 1 | 0
PG&E GBA | Stanislaus | 115 | Geothermal |  |  | 0 | 0 | 0 | 0 | 0 | 0 | 0 | 0 | 0 | 5 | 5 | 1 | 1 | [14 empty] | 2 | 1 | 4 | 1 | 3 | 1 | 1 | 0
PG&E KERN | Stockdale | 115 | Geothermal |  |  | 0 | 0 | 0 | 0 | 0 | 0 | 0 | 0 | 0 | 5 | 2 | 5 | 2 | [14 empty] | 1 | 1 | 2 | 1 | 2 | 1 | 1 | 0
PG&E KERN | Stockdale | 230 | Geothermal |  |  | 0 | 0 | 0 | 0 | 0 | 0 | 0 | 0 | 0 | 5 | 2 | 5 | 2 | [14 empty] | 1 | 1 | 2 | 1 | 2 | 1 | 1 | 0
PG&E GBA | Stockton A | 115 | Geothermal |  |  | 0 | 0 | 0 | 0 | 0 | 0 | 0 | 0 | 0 | 1 | 1 | 1 | 1 | [14 empty] | 1 | 1 | 3 | 2 | 1 | 1 | 1 | 0
PG&E GBA | Stone | 115 | Geothermal |  |  | 0 | 0 | 0 | 0 | 0 | 0 | 0 | 0 | 0 | 1 | 1 | 1 | 1 | [14 empty] | 2 | 1 | 3 | 2 | 2 | 1 | 1 | 0
PG&E FRESNO | Storey | 230 | Geothermal |  |  | 0 | 0 | 0 | 0 | 0 | 0 | 0 | 0 | 0 | 5 | 2 | 5 | 2 | [14 empty] | 1 | 1 | 4 | 2 | 1 | 1 | 1 | 0
PG&E NGBA | Summit | 115 | Geothermal |  |  | 10 | 0 | 10 | 0 | 0 | 0 | 10 | 0 | 10 | 5 | 2 | 1 | 1 |  |  |  | N/A |  |  |  | N/A | N/A | N/A | N/A | N/A | N/A | N/A | 2 | 1 | 4 | 2 | 3 | 5- | 1 | 1
SDGE | Suncrest | 230 | Geothermal |  |  | 0 | 0 | 0 | 0 | 0 | 0 | 0 | 0 | 0 | 3 | 3 | 1 | 1 | [14 empty] | 2 | 1 | 4 | 1 | 3 | 1 | 1 | 0
SDGE | Suncrest | 500 | Geothermal |  |  | 0 | 0 | 0 | 0 | 0 | 0 | 0 | 0 | 0 | 3 | 3 | 1 | 1 | [14 empty] | 2 | 1 | 4 | 1 | 3 | 1 | 1 | 0
PG&E KERN | Sunrise | 230 | Geothermal |  |  | 0 | 0 | 0 | 0 | 0 | 0 | 0 | 0 | 0 | 5 | 2 | 5 | 2 | [14 empty] | 1 | 1 | 1 | 1 | 1 | 1 | 1 | 0
PG&E KERN | Sunset | 230 | Geothermal |  |  | 0 | 0 | 0 | 0 | 0 | 0 | 0 | 0 | 0 | 5 | 2 | 5 | 2 | [14 empty] | 1 | 1 | 1 | 1 | 1 | 1 | 1 | 0
PG&E GBA | Swift | 115 | Geothermal |  |  | 34 | 0 | 34 | 0 | 0 | 0 | 34 | 0 | 34 | 1 | 1 | 1 | 1 | [14 empty] | 2 | 1 | 2 | 2 | 2 | 5- | 1 | 1
SDGE | Sycamore Canyon | 138 | Geothermal |  |  | 0 | 0 | 0 | 0 | 0 | 0 | 0 | 0 | 0 | 3 | 3 | 1 | 1 | 3 | [13 empty] | 2 | 1 | 4 | 1 | 3 | 1 | 1 | 0
SDGE | Sycamore Canyon | 230 | Geothermal |  |  | 0 | 0 | 0 | 0 | 0 | 0 | 0 | 0 | 0 | 3 | 3 | 1 | 1 | [14 empty] | 2 | 1 | 4 | 1 | 3 | 1 | 1 | 0
SDGE | Sycamore Canyon | 69 | Geothermal |  |  | 0 | 0 | 0 | 0 | 0 | 0 | 0 | 0 | 0 | 3 | 3 | 1 | 1 | [14 empty] | 2 | 1 | 4 | 1 | 3 | 1 | 1 | 0
SCE Northern | Sylmar | 230 | Geothermal |  |  | 0 | 0 | 0 | 0 | 0 | 0 | 0 | 0 | 0 | 5 | 2 | 1 | 1 | [14 empty] | 1 | 1 | 2 | 1 | 1 | 1 | 1 | 0
PG&E NGBA | Table Mountain | 115 | Geothermal |  |  | 0 | 0 | 0 | 0 | 0 | 0 | 0 | 0 | 0 | 5 | 2 | 1 | 1 | [14 empty] | 2 | 1 | 3 | 2 | 1 | 1 | 1 | 0
PG&E NGBA | Table Mountain | 230 | Geothermal |  |  | 0 | 0 | 0 | 0 | 0 | 0 | 0 | 0 | 0 | 5 | 2 | 1 | 1 | [14 empty] | 2 | 1 | 3 | 2 | 1 | 1 | 1 | 0
PG&E NGBA | Table Mountain | 500 | Geothermal |  |  | 0 | 0 | 0 | 0 | 0 | 0 | 0 | 0 | 0 | 5 | 2 | 1 | 1 | [14 empty] | 2 | 1 | 3 | 2 | 1 | 1 | 1 | 0
PG&E NGBA | Table Mountain | 60 | Geothermal |  |  | 0 | 0 | 0 | 0 | 0 | 0 | 0 | 0 | 0 | 5 | 2 | 1 | 1 | [14 empty] | 2 | 1 | 3 | 2 | 1 | 1 | 1 | 0
PG&E KERN | Taft | 115 | Geothermal |  |  | 0 | 0 | 0 | 0 | 0 | 0 | 0 | 0 | 0 | 5 | 2 | 5 | 2 | [14 empty] | 1 | 1 | 2 | 1 | 2 | 1 | 1 | 0
SDGE | Talega | 138 | Geothermal |  |  | 0 | 0 | 0 | 0 | 0 | 0 | 0 | 0 | 0 | 1 | 1 | 1 | 1 | 3 | [13 empty] | 2 | 1 | 3 | 1 | 3 | 1 | 1 | 0
SDGE | Talega | 230 | Geothermal |  |  | 0 | 0 | 0 | 0 | 0 | 0 | 0 | 0 | 0 | 1 | 1 | 1 | 1 | [14 empty] | 2 | 1 | 3 | 1 | 3 | 1 | 1 | 0
PG&E GBA | Tassajara | 230 | Geothermal |  |  | 0 | 0 | 0 | 0 | 0 | 0 | 0 | 0 | 0 | 5 | 2 | 1 | 1 | [14 empty] | 2 | 1 | 3 | 1 | 3 | 1 | 1 | 0
PG&E KERN | Tejon | 70 | Geothermal |  |  | 0 | 0 | 0 | 0 | 0 | 0 | 0 | 0 | 0 | 5 | 2 | 5 | 2 | [14 empty] | 1 | 1 | 3 | 1 | 1 | 1 | 1 | 0
SDGE | Telegraph Canyon | 138 | Geothermal |  |  | 0 | 0 | 0 | 0 | 0 | 0 | 0 | 0 | 0 | 3 | 3 | 1 | 1 | [14 empty] | 2 | 1 | 2 | 1 | 2 | 1 | 1 | 0
PG&E KERN | Temblor | 115 | Geothermal |  |  | 0 | 0 | 0 | 0 | 0 | 0 | 0 | 0 | 0 | 5 | 2 | 5 | 2 | [14 empty] | 1 | 1 | 2 | 1 | 1 | 1 | 1 | 0
PG&E KERN | Templeton | 230 | Geothermal |  |  | 0 | 0 | 0 | 0 | 0 | 0 | 0 | 0 | 0 | 5 | 2 | 5 | 2 | [14 empty] | 2 | 2 | 4 | 2 | 3 | 1 | 1 | 0
PG&E KERN | Templeton | 70 | Geothermal |  |  | 0 | 0 | 0 | 0 | 0 | 0 | 0 | 0 | 0 | 5 | 2 | 5 | 2 | [14 empty] | 2 | 2 | 4 | 2 | 3 | 1 | 1 | 0
PG&E GBA | Tesla | 115 | Geothermal |  |  | 0 | 0 | 0 | 0 | 0 | 0 | 0 | 0 | 0 | 1 | 1 | 1 | 1 | [14 empty] | 2 | 1 | 2 | 1 | 2 | 1 | 1 | 0
PG&E GBA | Tesla | 230 | Geothermal |  |  | 0 | 0 | 0 | 0 | 0 | 0 | 0 | 0 | 0 | 5 | 2 | 1 | 1 | 4 | [13 empty] | 2 | 1 | 2 | 1 | 2 | 1 | 1 | 0
PG&E GBA | Tesla | 500 | Geothermal |  |  | 0 | 0 | 0 | 0 | 0 | 0 | 0 | 0 | 0 | 1 | 1 | 1 | 1 | 5 | [13 empty] | 2 | 1 | 2 | 1 | 2 | 1 | 1 | 0
PG&E KERN | Tevis | 115 | Geothermal |  |  | 0 | 0 | 0 | 0 | 0 | 0 | 0 | 0 | 0 | 5 | 2 | 5 | 2 | 4 | [13 empty] | 1 | 1 | 2 | 1 | 2 | 1 | 1 | 0
EOP | Thousandaire | 138 | Geothermal |  |  | 0 | 0 | 0 | 0 | 0 | 0 | 0 | 0 | 0 | 5 | 2 | 1 | 1 | [14 empty] | 2 | 2 | 4 | 1 | 3 | 1 | 1 | 0
PG&E KERN | Topaz | 230 | Geothermal |  |  | 0 | 0 | 0 | 0 | 0 | 0 | 0 | 0 | 0 | 5 | 2 | 5 | 2 | [14 empty] | 1 | 1 | 3 | 1 | 2 | 1 | 1 | 0
SCE NOL | Tortilla | 115 | Geothermal |  |  | 0 | 0 | 0 | 0 | 0 | 0 | 0 | 0 | 0 | 4 | 3 | 1 | 1 | [14 empty] | 2 | 1 | 4 | 1 | 2 | 1 | 1 | 0
SDGE | Trabuco | 138 | Geothermal |  |  | 0 | 0 | 0 | 0 | 0 | 0 | 0 | 0 | 0 | 1 | 1 | 1 | 1 | [14 empty] | 1 | 1 | 1 | 1 | 2 | 1 | 1 | 0
PG&E GBA | Tracy | 115 | Geothermal |  |  | 0 | 0 | 0 | 0 | 0 | 0 | 0 | 0 | 0 | 1 | 1 | 1 | 1 | [14 empty] | 2 | 1 | 3 | 1 | 2 | 1 | 1 | 0
PG&E FRESNO | Tranquility | 230 | Geothermal |  |  | 0 | 0 | 0 | 0 | 0 | 0 | 0 | 0 | 0 | 5 | 2 | 5 | 2 | 3 | [13 empty] | 1 | 1 | 4 | 2 | 1 | 1 | 1 | 0
PG&E GBA | Trimble | 115 | Geothermal |  |  | 0 | 0 | 0 | 0 | 0 | 0 | 0 | 0 | 0 | 1 | 1 | 1 | 1 | [14 empty] | 2 | 1 | 3 | 2 | 2 | 1 | 1 | 0
EOP | Trout Canyon | 230 | Geothermal |  |  | 0 | 0 | 0 | 0 | 0 | 0 | 0 | 0 | 0 | 5 | 2 | 1 | 1 | [14 empty] | 2 | 2 | 4 | 1 | 3 | 1 | 1 | 0
EOP | Trout Canyon | 500 | Geothermal |  |  | 0 | 0 | 0 | 0 | 0 | 0 | 0 | 0 | 0 | 5 | 2 | 1 | 1 | [14 empty] | 2 | 2 | 4 | 1 | 3 | 1 | 1 | 0
PG&E NGBA | Tulucay | 230 | Geothermal |  |  | 0 | 0 | 0 | 0 | 0 | 0 | 0 | 0 | 0 | 5 | 5 | 1 | 1 | [14 empty] | 2 | 1 | 3 | 2 | 3 | 1 | 1 | 0
PG&E NGBA | Tulucay | 60 | Geothermal |  |  | 0 | 0 | 0 | 0 | 0 | 0 | 0 | 0 | 0 | 5 | 5 | 1 | 1 | [14 empty] | 2 | 1 | 3 | 2 | 3 | 1 | 1 | 0
PG&E KERN | Tupman | 115 | Geothermal |  |  | 0 | 0 | 0 | 0 | 0 | 0 | 0 | 0 | 0 | 5 | 2 | 5 | 2 | [14 empty] | 1 | 1 | 2 | 1 | 1 | 1 | 1 | 0
PG&E NGBA | Ukiah | 115 | Geothermal |  |  | 0 | 0 | 0 | 0 | 0 | 0 | 0 | 0 | 0 | 5 | 5 | 1 | 1 | [14 empty] | 2 | 2 | 4 | 2 | 3 | 1 | 1 | 0
PG&E KERN | Union (Estrella) | 70 | Geothermal |  |  | 0 | 0 | 0 | 0 | 0 | 0 | 0 | 0 | 0 | 5 | 2 | 5 | 2 | [14 empty] | 2 | 2 | 4 | 2 | 3 | 1 | 1 | 0
PG&E NGBA | Vaca Dixon | 115 | Geothermal |  |  | 0 | 0 | 0 | 0 | 0 | 0 | 0 | 0 | 0 | 5 | 5 | 1 | 1 | 4 | [13 empty] | 2 | 1 | 1 | 1 | 3 | 1 | 1 | 0
PG&E NGBA | Vaca Dixon | 230 | Geothermal |  |  | 0 | 0 | 0 | 0 | 0 | 0 | 0 | 0 | 0 | 5 | 5 | 1 | 1 | [14 empty] | 2 | 1 | 1 | 1 | 3 | 1 | 1 | 0
PG&E NGBA | Vaca Dixon | 500 | Geothermal |  |  | 0 | 0 | 0 | 0 | 0 | 0 | 0 | 0 | 0 | 5 | 5 | 1 | 1 | [14 empty] | 2 | 1 | 1 | 1 | 3 | 1 | 1 | 0
PG&E NGBA | Vaca Dixon | 60 | Geothermal |  |  | 0 | 0 | 0 | 0 | 0 | 0 | 0 | 0 | 0 | 5 | 5 | 1 | 1 | [14 empty] | 2 | 1 | 1 | 1 | 3 | 1 | 1 | 0
SCE Eastern | Valley (SCE) | 500 | Geothermal |  |  | 0 | 0 | 0 | 0 | 0 | 0 | 0 | 0 | 0 | 4 | 2 | 1 | 1 | [14 empty] | 1 | 1 | 2 | 1 | 2 | 1 | 1 | 0
EOP | Valley (VEA) | 138 | Geothermal |  |  | 0 | 0 | 0 | 0 | 0 | 0 | 0 | 0 | 0 | 5 | 2 | 1 | 1 | [14 empty] | 2 | 2 | 4 | 1 | 3 | 1 | 1 | 0
SDGE | Valley Center | 69 | Geothermal |  |  | 0 | 0 | 0 | 0 | 0 | 0 | 0 | 0 | 0 | 3 | 3 | 1 | 1 | [14 empty] | 2 | 1 | 4 | 1 | 3 | 1 | 1 | 0
PG&E GBA | Valley Home | 115 | Geothermal |  |  | 0 | 0 | 0 | 0 | 0 | 0 | 0 | 0 | 0 | 1 | 1 | 1 | 1 | [14 empty] | 1 | 1 | 4 | 2 | 1 | 1 | 1 | 0
PG&E GBA | Valley Springs | 230 | Geothermal |  |  | 0 | 0 | 0 | 0 | 0 | 0 | 0 | 0 | 0 | 1 | 1 | 1 | 1 | [14 empty] | 2 | 1 | 4 | 1 | 3 | 1 | 1 | 0
PG&E GBA | Valley Springs | 60 | Geothermal |  |  | 0 | 0 | 0 | 0 | 0 | 0 | 0 | 0 | 0 | 1 | 1 | 1 | 1 | [14 empty] | 2 | 1 | 4 | 1 | 3 | 1 | 1 | 0
EOP | Valley Switch | 138 | Geothermal |  |  | 0 | 0 | 0 | 0 | 0 | 0 | 0 | 0 | 0 | 5 | 2 | 1 | 1 | [14 empty] | 2 | 2 | 4 | 1 | 3 | 1 | 1 | 0
EOP | Valley Switch | 230 | Geothermal |  |  | 0 | 0 | 0 | 0 | 0 | 0 | 0 | 0 | 0 | 5 | 2 | 1 | 1 | [14 empty] | 2 | 2 | 4 | 1 | 3 | 1 | 1 | 0
PG&E GBA | Vasco | 230 | Geothermal |  |  | 0 | 0 | 0 | 0 | 0 | 0 | 0 | 0 | 0 | 5 | 5 | 1 | 1 | [14 empty] | 2 | 1 | 3 | 1 | 3 | 1 | 1 | 0
PG&E GBA | Vasona | 230 | Geothermal |  |  | 0 | 0 | 0 | 0 | 0 | 0 | 0 | 0 | 0 | 1 | 1 | 1 | 1 | [14 empty] | 2 | 1 | 4 | 2 | 3 | 1 | 1 | 0
SCE Northern | Vestal | 230 | Geothermal |  |  | 0 | 0 | 0 | 0 | 0 | 0 | 0 | 0 | 0 | 1 | 1 | 1 | 1 | [14 empty] | 1 | 1 | 4 | 1 | 1 | 1 | 1 | 0
SCE Northern | Vestal | 66 | Geothermal |  |  | 0 | 0 | 0 | 0 | 0 | 0 | 0 | 0 | 0 | 1 | 1 | 1 | 1 | [14 empty] | 1 | 1 | 4 | 1 | 1 | 1 | 1 | 0
SCE NOL | Victor | 115 | Geothermal |  |  | 0 | 0 | 0 | 0 | 0 | 0 | 0 | 0 | 0 | 1 | 1 | 1 | 1 | 3 | [13 empty] | 2 | 1 | 3 | 1 | 2 | 1 | 1 | 0
SCE NOL | Victor | 230 | Geothermal |  |  | 0 | 0 | 0 | 0 | 0 | 0 | 0 | 0 | 0 | 1 | 1 | 1 | 1 | 4 | [13 empty] | 2 | 1 | 3 | 1 | 2 | 1 | 1 | 0
SCE Metro | Viejo | 230 | Geothermal |  |  | 0 | 0 | 0 | 0 | 0 | 0 | 0 | 0 | 0 | 1 | 1 | 1 | 1 | [14 empty] | 1 | 1 | 3 | 1 | 2 | 1 | 1 | 0
PG&E GBA | Vierra | 115 | Geothermal |  |  | 0 | 0 | 0 | 0 | 0 | 0 | 0 | 0 | 0 | 5 | 5 | 1 | 1 | [14 empty] | 1 | 1 | 1 | 2 | 1 | 1 | 1 | 0
SCE Metro | Villa Park | 230 | Geothermal |  |  | 0 | 0 | 0 | 0 | 0 | 0 | 0 | 0 | 0 | 1 | 1 | 1 | 1 | [14 empty] | 1 | 1 | 2 | 1 | 2 | 1 | 1 | 0
SCE Northern | Vincent | 230 | Geothermal |  |  | 0 | 0 | 0 | 0 | 0 | 0 | 0 | 0 | 0 | 1 | 1 | 1 | 1 | 4 | [13 empty] | 2 | 1 | 4 | 1 | 3 | 1 | 1 | 0
SCE Northern | Vincent | 500 | Geothermal |  |  | 0 | 0 | 0 | 0 | 0 | 0 | 0 | 0 | 0 | 1 | 1 | 1 | 1 | 5 | [13 empty] | 2 | 1 | 4 | 1 | 3 | 1 | 1 | 0
PG&E GBA | Vineyard | 230 | Geothermal |  |  | 0 | 0 | 0 | 0 | 0 | 0 | 0 | 0 | 0 | 5 | 5 | 1 | 1 | [14 empty] | 2 | 1 | 2 | 1 | 3 | 1 | 1 | 0
SDGE | Vineyard | 69 | Geothermal |  |  | 0 | 0 | 0 | 0 | 0 | 0 | 0 | 0 | 0 | 3 | 3 | 1 | 1 | [14 empty] | 2 | 1 | 2 | 1 | 3 | 1 | 1 | 0
SCE Eastern | Vista (SCE) | 230 | Geothermal |  |  | 0 | 0 | 0 | 0 | 0 | 0 | 0 | 0 | 0 | 4 | 2 | 1 | 1 | [14 empty] | 1 | 1 | 2 | 1 | 1 | 1 | 1 | 0
EOP | Vista (VEA) | 138 | Geothermal |  |  | 0 | 0 | 0 | 0 | 0 | 0 | 0 | 0 | 0 | 5 | 2 | 1 | 1 | [14 empty] | 2 | 2 | 4 | 1 | 3 | 1 | 1 | 0
EOP | Vista (VEA) | 230 | Geothermal |  |  | 0 | 0 | 0 | 0 | 0 | 0 | 0 | 0 | 0 | 5 | 2 | 1 | 1 | [14 empty] | 2 | 2 | 4 | 1 | 3 | 1 | 1 | 0
PG&E FRESNO | Wahtoke | 115 | Geothermal |  |  | 0 | 0 | 0 | 0 | 0 | 0 | 0 | 0 | 0 | 5 | 2 | 5 | 2 | [14 empty] | 1 | 1 | 3 | 2 | 1 | 1 | 1 | 0
SCE Northern | Wakefield | 66 | Geothermal |  |  | 0 | 0 | 0 | 0 | 0 | 0 | 0 | 0 | 0 | 5 | 2 | 1 | 1 | [14 empty] | 2 | 1 | 4 | 1 | 3 | 1 | 1 | 0
SCE Metro | Walnut | 230 | Geothermal |  |  | 0 | 0 | 0 | 0 | 0 | 0 | 0 | 0 | 0 | 1 | 1 | 1 | 1 | [14 empty] | 1 | 1 | 1 | 1 | 1 | 1 | 1 | 0
SCE Northern | Warne | 230 | Geothermal |  |  | 0 | 0 | 0 | 0 | 0 | 0 | 0 | 0 | 0 | 5 | 2 | 1 | 1 | [14 empty] | 1 | 1 | 4 | 1 | 3 | 1 | 1 | 0
PG&E GBA | Warnerville | 230 | Geothermal |  |  | 0 | 0 | 0 | 0 | 0 | 0 | 0 | 0 | 0 | 5 | 2 | 5 | 2 | [14 empty] | 1 | 1 | 3 | 2 | 2 | 1 | 1 | 0
PG&E FRESNO | Waukena | 115 | Geothermal |  |  | 0 | 0 | 0 | 0 | 0 | 0 | 0 | 0 | 0 | 5 | 2 | 5 | 2 | [14 empty] | 1 | 1 | 4 | 2 | 1 | 1 | 1 | 0
PG&E GBA | Weber | 230 | Geothermal |  |  | 0 | 0 | 0 | 0 | 0 | 0 | 0 | 0 | 0 | 1 | 1 | 1 | 1 | [14 empty] | 1 | 1 | 3 | 2 | 1 | 1 | 1 | 0
PG&E GBA | Weber | 60 | Geothermal |  |  | 0 | 0 | 0 | 0 | 0 | 0 | 0 | 0 | 0 | 1 | 1 | 1 | 1 | 3 | [13 empty] | 1 | 1 | 3 | 2 | 1 | 1 | 1 | 0
PG&E FRESNO | West Fresno | 115 | Geothermal |  |  | 0 | 0 | 0 | 0 | 0 | 0 | 0 | 0 | 0 | 5 | 2 | 5 | 2 | [14 empty] | 1 | 1 | 2 | 2 | 1 | 1 | 1 | 0
PG&E FRESNO | Westley | 230 | Geothermal |  |  | 0 | 0 | 0 | 0 | 0 | 0 | 0 | 0 | 0 | 1 | 1 | 1 | 1 | [14 empty] | 1 | 1 | 4 | 2 | 1 | 1 | 1 | 0
PG&E KERN | Westpark | 115 | Geothermal |  |  | 0 | 0 | 0 | 0 | 0 | 0 | 0 | 0 | 0 | 5 | 2 | 5 | 2 | [14 empty] | 1 | 1 | 3 | 1 | 1 | 1 | 1 | 0
PG&E KERN | Wheeler Ridge | 230 | Geothermal |  |  | 0 | 0 | 0 | 0 | 0 | 0 | 0 | 0 | 0 | 5 | 5 | 5 | 2 | 1 | [13 empty] | 1 | 1 | 4 | 1 | 1 | 1 | 1 | 0
PG&E KERN | Wheeler Ridge | 115 | Geothermal |  |  | 0 | 0 | 0 | 0 | 0 | 0 | 0 | 0 | 0 | 5 | 2 | 5 | 2 | 3 | [13 empty] | 1 | 1 | 4 | 1 | 1 | 1 | 1 | 0
PG&E KERN | Wheeler Ridge | 70 | Geothermal |  |  | 0 | 0 | 0 | 0 | 0 | 0 | 0 | 0 | 0 | 5 | 5 | 5 | 2 | [14 empty] | 1 | 1 | 4 | 1 | 1 | 1 | 1 | 0
SCE Northern | Whirlwind | 230 | Geothermal |  |  | 0 | 0 | 0 | 0 | 0 | 0 | 0 | 0 | 0 | 1 | 1 | 1 | 1 | 5 | [13 empty] | 2 | 1 | 4 | 1 | 3 | 1 | 1 | 0
SCE Northern | Whirlwind | 500 | Geothermal |  |  | 0 | 0 | 0 | 0 | 0 | 0 | 0 | 0 | 0 | 1 | 1 | 1 | 1 | 5 | [13 empty] | 2 | 1 | 4 | 1 | 3 | 1 | 1 | 0
PG&E GBA | Whisman | 115 | Geothermal |  |  | 0 | 0 | 0 | 0 | 0 | 0 | 0 | 0 | 0 | 1 | 1 | 1 | 1 | [14 empty] | 2 | 1 | 2 | 2 | 2 | 1 | 1 | 0
SCE Eastern | Wildlife | 230 | Geothermal |  |  | 0 | 0 | 0 | 0 | 0 | 0 | 0 | 0 | 0 | 4 | 2 | 1 | 1 | [14 empty] | 1 | 1 | 1 | 1 | 1 | 1 | 1 | 0
PG&E FRESNO | Wilson | 115 | Geothermal |  |  | 0 | 0 | 0 | 0 | 0 | 0 | 0 | 0 | 0 | 5 | 2 | 5 | 2 | 4 | [13 empty] | 1 | 1 | 4 | 2 | 1 | 1 | 1 | 0
PG&E FRESNO | Wilson | 230 | Geothermal |  |  | 0 | 0 | 0 | 0 | 0 | 0 | 0 | 0 | 0 | 5 | 2 | 5 | 2 | [14 empty] | 1 | 1 | 4 | 2 | 1 | 1 | 1 | 0
SCE Northern | Windhub | 230 | Geothermal |  |  | 0 | 0 | 0 | 0 | 0 | 0 | 0 | 0 | 0 | 1 | 1 | 1 | 1 | 4 | [13 empty] | 2 | 1 | 4 | 1 | 2 | 1 | 1 | 0
SCE Northern | Windhub | 500 | Geothermal |  |  | 0 | 0 | 0 | 0 | 0 | 0 | 0 | 0 | 0 | 1 | 1 | 1 | 1 | 5 | [13 empty] | 2 | 1 | 4 | 1 | 2 | 1 | 1 | 0
PG&E GBA | Windmaster | 230 | Geothermal |  |  | 0 | 0 | 0 | 0 | 0 | 0 | 0 | 0 | 0 | 5 | 2 | 1 | 1 | [14 empty] | 2 | 1 | 2 | 1 | 2 | 1 | 1 | 0
PG&E NGBA | Windsor | 60 | Geothermal |  |  | 0 | 0 | 0 | 0 | 0 | 0 | 0 | 0 | 0 | 5 | 5 | 1 | 1 | [14 empty] | 1 | 1 | 2 | 1 | 2 | 1 | 1 | 0
PG&E NGBA | Woodland | 115 | Geothermal |  |  | 0 | 0 | 0 | 0 | 0 | 0 | 0 | 0 | 0 | 5 | 2 | 1 | 1 | [14 empty] | 2 | 1 | 4 | 2 | 3 | 1 | 1 | 0
PG&E FRESNO | Woodward | 115 | Geothermal |  |  | 0 | 0 | 0 | 0 | 0 | 0 | 0 | 0 | 0 | 5 | 2 | 5 | 2 | [14 empty] | 1 | 1 | 2 | 2 | 2 | 1 | 1 | 0
PG&E NGBA | Wyandotte | 115 | Geothermal |  |  | 0 | 0 | 0 | 0 | 0 | 0 | 0 | 0 | 0 | 5 | 2 | 1 | 1 | [14 empty] | 2 | 1 | 2 | 2 | 2 | 1 | 1 | 0
PG&E KERN | 7th Standard | 115 | Biomass |  |  | 0 | 0 | 0 | 0 | 0 | 0 | 0 | 0 | 0 | 5 | 2 | 5 | 2 | [14 empty] | 3 | 3 | 2 | 3 | 3 | 1 | 1 | 0
SCE Metro | Alamitos | 230 | Biomass |  |  | 0 | 0 | 0 | 0 | 0 | 0 | 0 | 0 | 0 | 1 | 1 | 1 | 1 | [14 empty] | 3 | 3 | 4 | 3 | 4 | 1 | 1 | 0
SCE Eastern | Alberhill | 115 | Biomass |  |  | 0 | 0 | 0 | 0 | 0 | 0 | 0 | 0 | 0 | 4 | 2 | 1 | 1 | [14 empty] | 3 | 3 | 1 | 3 | 4 | 1 | 1 | 0
SCE Eastern | Alberhill | 500 | Biomass |  |  | 0 | 0 | 0 | 0 | 0 | 0 | 0 | 0 | 0 | 4 | 2 | 1 | 1 | [14 empty] | 3 | 3 | 1 | 3 | 4 | 1 | 1 | 0
PG&E GBA | Alhambra | 115 | Biomass |  |  | 0 | 0 | 0 | 0 | 0 | 0 | 0 | 0 | 0 | 5 | 2 | 1 | 1 | [14 empty] | 1 | 3 | 3 | 3 | 3 | 1 | 1 | 0
PG&E FRESNO | Alpaugh | 115 | Biomass |  |  | 0 | 0 | 0 | 0 | 0 | 0 | 0 | 0 | 0 | 5 | 2 | 5 | 2 | 3 | [13 empty] | 3 | 3 | 2 | 3 | 4 | 1 | 1 | 0
SDGE | Alpine | 69 | Biomass |  |  | 0 | 0 | 0 | 0 | 0 | 0 | 0 | 0 | 0 | 3 | 3 | 1 | 1 | [14 empty] | 1 | 3 | 1 | 3 | 1 | 1 | 1 | 0
PG&E GBA | Altamont Midway (Sandhill) | 230 | Biomass |  |  | 0 | 0 | 0 | 0 | 0 | 0 | 0 | 0 | 0 | 5 | 2 | 1 | 1 | [14 empty] | 1 | 3 | 3 | 3 | 1 | 1 | 1 | 0
SCE Northern | Antelope | 66 | Biomass |  |  | 0 | 0 | 0 | 0 | 0 | 0 | 0 | 0 | 0 | 1 | 1 | 1 | 1 | [14 empty] | 1 | 3 | 1 | 3 | 1 | 1 | 1 | 0
SCE Northern | Antelope | 230 | Biomass |  |  | 0 | 0 | 0 | 0 | 0 | 0 | 0 | 0 | 0 | 1 | 1 | 1 | 1 | 4 | [13 empty] | 1 | 3 | 1 | 3 | 1 | 1 | 1 | 0
SCE Northern | Antelope | 500 | Biomass |  |  | 0 | 0 | 0 | 0 | 0 | 0 | 0 | 0 | 0 | 1 | 1 | 1 | 1 | [14 empty] | 1 | 3 | 1 | 3 | 1 | 1 | 1 | 0
PG&E NGBA | Arcata | 60 | Biomass |  |  | 0 | 0 | 0 | 0 | 0 | 0 | 0 | 0 | 0 | 5 | 2 | 1 | 1 | [14 empty] | 1 | 1 | 1 | 1 | 1 | 1 | 1 | 0
PG&E KERN | Arco | 230 | Biomass |  |  | 0 | 0 | 0 | 0 | 0 | 0 | 0 | 0 | 0 | 5 | 2 | 5 | 2 | 3 | [13 empty] | 3 | 3 | 1 | 3 | 4 | 1 | 1 | 0
PG&E KERN | Arco | 70 | Biomass |  |  | 0 | 0 | 0 | 0 | 0 | 0 | 0 | 0 | 0 | 5 | 2 | 5 | 2 | [14 empty] | 3 | 3 | 1 | 3 | 4 | 1 | 1 | 0
SCE Metro | ArcoGen | 230 | Biomass |  |  | 0 | 0 | 0 | 0 | 0 | 0 | 0 | 0 | 0 | 1 | 1 | 1 | 1 | [14 empty] | 3 | 3 | 4 | 3 | 4 | 1 | 1 | 0
SDGE | Artesian | 230 | Biomass |  |  | 0 | 0 | 0 | 0 | 0 | 0 | 0 | 0 | 0 | 3 | 3 | 1 | 1 | [14 empty] | 1 | 3 | 3 | 3 | 1 | 1 | 1 | 0
SDGE | Artesian | 69 | Biomass |  |  | 0 | 0 | 0 | 0 | 0 | 0 | 0 | 0 | 0 | 3 | 3 | 1 | 1 | [14 empty] | 1 | 3 | 3 | 3 | 1 | 1 | 1 | 0
PG&E FRESNO | Ashlan | 230 | Biomass |  |  | 0 | 0 | 0 | 0 | 0 | 0 | 0 | 0 | 0 | 5 | 2 | 5 | 2 | [14 empty] | 3 | 3 | 3 | 1 | 4 | 1 | 1 | 0
PG&E NGBA | Atlantic | 115 | Biomass |  |  | 0 | 0 | 0 | 0 | 0 | 0 | 0 | 0 | 0 | 5 | 2 | 1 | 1 | [14 empty] | 1 | 3 | 3 | 1 | 1 | 1 | 1 | 0
PG&E NGBA | Atlantic | 230 | Biomass |  |  | 0 | 0 | 0 | 0 | 0 | 0 | 0 | 0 | 0 | 5 | 2 | 1 | 1 | [14 empty] | 1 | 3 | 3 | 1 | 1 | 1 | 1 | 0
PG&E NGBA | Atlantic | 60 | Biomass |  |  | 0 | 0 | 0 | 0 | 0 | 0 | 0 | 0 | 0 | 5 | 2 | 1 | 1 | [14 empty] | 1 | 3 | 3 | 1 | 1 | 1 | 1 | 0
PG&E FRESNO | Atwater | 115 | Biomass |  |  | 0 | 0 | 0 | 0 | 0 | 0 | 0 | 0 | 0 | 5 | 2 | 5 | 2 | [14 empty] | 3 | 3 | 4 | 1 | 4 | 1 | 1 | 0
PG&E GBA | Avena | 115 | Biomass |  |  | 0 | 0 | 0 | 0 | 0 | 0 | 0 | 0 | 0 | 1 | 1 | 1 | 1 | [14 empty] | 3 | 3 | 2 | 1 | 4 | 1 | 1 | 0
SDGE | Avocado | 69 | Biomass |  |  | 0 | 0 | 0 | 0 | 0 | 0 | 0 | 0 | 0 | 3 | 3 | 1 | 1 | [14 empty] | 1 | 3 | 2 | 3 | 1 | 1 | 1 | 0
PG&E NGBA | Bahia | 230 | Biomass |  |  | 0 | 0 | 0 | 0 | 0 | 0 | 0 | 0 | 0 | 5 | 5 | 1 | 1 | [14 empty] | 1 | 3 | 4 | 3 | 3 | 1 | 1 | 0
SCE Northern | Bailey | 230 | Biomass |  |  | 0 | 0 | 0 | 0 | 0 | 0 | 0 | 0 | 0 | 5 | 2 | 1 | 1 | [14 empty] | 3 | 3 | 1 | 3 | 1 | 1 | 1 | 0
SCE NOL | Baker | 115 | Biomass |  |  | 0 | 0 | 0 | 0 | 0 | 0 | 0 | 0 | 0 | 4 | 3 | 1 | 1 | [14 empty] | 1 | 1 | 1 | 3 | 4 | 1 | 1 | 0
PG&E KERN | Bakersfield | 230 | Biomass |  |  | 0 | 0 | 0 | 0 | 0 | 0 | 0 | 0 | 0 | 5 | 2 | 5 | 2 | [14 empty] | 3 | 3 | 3 | 3 | 4 | 1 | 1 | 0
PG&E FRESNO | Balch | 230 | Biomass |  |  | 0 | 0 | 0 | 0 | 0 | 0 | 0 | 0 | 0 | 5 | 2 | 5 | 2 | [14 empty] | 3 | 3 | 1 | 1 | 1 | 1 | 1 | 0
SCE Eastern | Bannister | 230 | Biomass |  |  | 0 | 0 | 0 | 0 | 0 | 0 | 0 | 0 | 0 | 5 | 2 | 1 | 1 | [14 empty] | 1 | 3 | 3 | 1 | 4 | 1 | 1 | 0
SCE Metro | Barre | 230 | Biomass |  |  | 0 | 0 | 0 | 0 | 0 | 0 | 0 | 0 | 0 | 1 | 1 | 1 | 1 | [14 empty] | 3 | 3 | 4 | 3 | 4 | 1 | 1 | 0
SDGE | Bay Boulevard | 69 | Biomass |  |  | 0 | 0 | 0 | 0 | 0 | 0 | 0 | 0 | 0 | 3 | 3 | 1 | 1 | [14 empty] | 1 | 3 | 4 | 3 | 4 | 1 | 1 | 0
SDGE | Bay Boulevard | 230 | Biomass |  |  | 0 | 0 | 0 | 0 | 0 | 0 | 0 | 0 | 0 | 3 | 3 | 1 | 1 | [14 empty] | 1 | 3 | 4 | 3 | 4 | 1 | 1 | 0
EOP | Beatty | 138 | Biomass |  |  | 0 | 0 | 0 | 0 | 0 | 0 | 0 | 0 | 0 | 5 | 2 | 1 | 1 | [14 empty] | 1 | 1 | 1 | 3 | 1 | 1 | 1 | 0
EOP | Beatty | 230 | Biomass |  |  | 0 | 0 | 0 | 0 | 0 | 0 | 0 | 0 | 0 | 5 | 2 | 1 | 1 | [14 empty] | 1 | 1 | 1 | 3 | 1 | 1 | 1 | 0
PG&E NGBA | Belden | 230 | Biomass |  |  | 0 | 0 | 0 | 0 | 0 | 0 | 0 | 0 | 0 | 5 | 2 | 1 | 1 | [14 empty] | 1 | 1 | 1 | 3 | 1 | 1 | 1 | 0
PG&E NGBA | Bell | 115 | Biomass |  |  | 0 | 0 | 0 | 0 | 0 | 0 | 0 | 0 | 0 | 5 | 2 | 1 | 1 | [14 empty] | 1 | 3 | 1 | 1 | 1 | 1 | 1 | 0
PG&E NGBA | Bellevue | 115 | Biomass |  |  | 0 | 0 | 0 | 0 | 0 | 0 | 0 | 0 | 0 | 5 | 5 | 1 | 1 | [14 empty] | 1 | 3 | 3 | 1 | 3 | 1 | 1 | 0
PG&E GBA | Bellota | 115 | Biomass |  |  | 0 | 0 | 0 | 0 | 0 | 0 | 0 | 0 | 0 | 5 | 5 | 1 | 1 | 3 | [13 empty] | 3 | 3 | 1 | 1 | 1 | 1 | 1 | 0
PG&E GBA | Bellota | 230 | Biomass |  |  | 0 | 0 | 0 | 0 | 0 | 0 | 0 | 0 | 0 | 1 | 1 | 1 | 1 | 3 | [13 empty] | 3 | 3 | 1 | 1 | 1 | 1 | 1 | 0
SCE Northern | Big Creek | 230 | Biomass |  |  | 0 | 0 | 0 | 0 | 0 | 0 | 0 | 0 | 0 | 1 | 1 | 1 | 1 | [14 empty] | 3 | 3 | 1 | 1 | 1 | 1 | 1 | 0
PG&E FRESNO | Biola | 70 | Biomass |  |  | 0 | 0 | 0 | 0 | 0 | 0 | 0 | 0 | 0 | 5 | 2 | 5 | 2 | [14 empty] | 3 | 3 | 1 | 1 | 4 | 1 | 1 | 0
PG&E GBA | Birds Landing | 230 | Biomass |  |  | 0 | 0 | 0 | 0 | 0 | 0 | 0 | 0 | 0 | 5 | 5 | 1 | 1 | 3 | [13 empty] | 1 | 3 | 2 | 3 | 4 | 1 | 1 | 0
SCE Northern | Bliss | 66 | Biomass |  |  | 0 | 0 | 0 | 0 | 0 | 0 | 0 | 0 | 0 | 1 | 1 | 1 | 1 | [14 empty] | 3 | 3 | 1 | 3 | 4 | 1 | 1 | 0
SCE Eastern | Blythe | 161 | Biomass |  |  | 0 | 0 | 0 | 0 | 0 | 0 | 0 | 0 | 0 | 5 | 3 | 1 | 1 | 3 | [13 empty] | 1 | 1 | 3 | 3 | 4 | 1 | 1 | 0
PG&E NGBA | Bogue | 115 | Biomass |  |  | 0 | 0 | 0 | 0 | 0 | 0 | 0 | 0 | 0 | 5 | 2 | 1 | 1 | [14 empty] | 1 | 1 | 3 | 3 | 3 | 1 | 1 | 0
PG&E FRESNO | Borden | 230 | Biomass |  |  | 0 | 0 | 0 | 0 | 0 | 0 | 0 | 0 | 0 | 5 | 2 | 5 | 2 | 1 | [13 empty] | 3 | 3 | 1 | 1 | 4 | 1 | 1 | 0
PG&E FRESNO | Borden | 70 | Biomass |  |  | 0 | 0 | 0 | 0 | 0 | 0 | 0 | 0 | 0 | 5 | 2 | 5 | 2 | [14 empty] | 3 | 3 | 1 | 1 | 4 | 1 | 1 | 0
SDGE | Boulevard East | 138 | Biomass |  |  | 0 | 0 | 0 | 0 | 0 | 0 | 0 | 0 | 0 | 3 | 3 | 1 | 1 | 1 | [13 empty] | 1 | 3 | 1 | 3 | 1 | 1 | 1 | 0
SDGE | Boulevard East | 69 | Biomass |  |  | 0 | 0 | 0 | 0 | 0 | 0 | 0 | 0 | 0 | 3 | 3 | 1 | 1 | [14 empty] | 1 | 3 | 1 | 3 | 1 | 1 | 1 | 0
PG&E GBA | Brentwood | 230 | Biomass |  |  | 0 | 0 | 0 | 0 | 0 | 0 | 0 | 0 | 0 | 5 | 2 | 1 | 1 | [14 empty] | 1 | 3 | 2 | 3 | 1 | 1 | 1 | 0
PG&E NGBA | Bridgeville | 115 | Biomass |  |  | 0 | 0 | 0 | 0 | 0 | 0 | 0 | 0 | 0 | 5 | 2 | 1 | 1 | [14 empty] | 1 | 1 | 1 | 1 | 1 | 1 | 4 | 1
PG&E NGBA | Brighton | 115 | Biomass |  |  | 0 | 0 | 0 | 0 | 0 | 0 | 0 | 0 | 0 | 5 | 2 | 1 | 1 | [14 empty] | 1 | 3 | 3 | 1 | 4 | 1 | 1 | 0
PG&E NGBA | Brighton | 230 | Biomass |  |  | 0 | 0 | 0 | 0 | 0 | 0 | 0 | 0 | 0 | 5 | 2 | 1 | 1 | [14 empty] | 1 | 3 | 3 | 1 | 4 | 1 | 1 | 0
PG&E NGBA | Brunswick | 115 | Biomass |  |  | 0 | 0 | 0 | 0 | 0 | 0 | 0 | 0 | 0 | 5 | 2 | 1 | 1 | [14 empty] | 1 | 3 | 1 | 3 | 1 | 1 | 1 | 0
PG&E NGBA | Bucks Creek | 230 | Biomass |  |  | 0 | 0 | 0 | 0 | 0 | 0 | 0 | 0 | 0 | 5 | 2 | 1 | 1 | [14 empty] | 1 | 1 | 1 | 3 | 1 | 1 | 1 | 0
PG&E KERN | Buena Vista | 230 | Biomass |  |  | 0 | 0 | 0 | 0 | 0 | 0 | 0 | 0 | 0 | 5 | 2 | 5 | 2 | [14 empty] | 1 | 1 | 2 | 1 | 4 | 1 | 1 | 0
PG&E FRESNO | Bullard | 115 | Biomass |  |  | 0 | 0 | 0 | 0 | 0 | 0 | 0 | 0 | 0 | 5 | 2 | 5 | 2 | [14 empty] | 3 | 3 | 4 | 1 | 3 | 1 | 1 | 0
PG&E GBA | Burlingame | 115 | Biomass |  |  | 0 | 0 | 0 | 0 | 0 | 0 | 0 | 0 | 0 | 5 | 2 | 1 | 1 | [14 empty] | 1 | 3 | 3 | 3 | 3 | 1 | 1 | 0
PG&E NGBA | Burney Forest | 230 | Biomass |  |  | 0 | 0 | 0 | 0 | 0 | 0 | 0 | 0 | 0 | 5 | 2 | 1 | 1 | [14 empty] | 1 | 1 | 1 | 1 | 1 | 1 | 4 | 1
PG&E NGBA | Butte | 115 | Biomass |  |  | 0 | 0 | 0 | 0 | 0 | 0 | 0 | 0 | 0 | 5 | 2 | 1 | 1 | [14 empty] | 1 | 3 | 1 | 1 | 3 | 1 | 1 | 0
PG&E KERN | Cabrillo | 115 | Biomass |  |  | 0 | 0 | 0 | 0 | 0 | 0 | 0 | 0 | 0 | 5 | 2 | 5 | 2 | [14 empty] | 1 | 1 | 1 | 3 | 1 | 1 | 1 | 0
PG&E FRESNO | Cal Flats | 230 | Biomass |  |  | 0 | 0 | 0 | 0 | 0 | 0 | 0 | 0 | 0 | 5 | 2 | 5 | 2 | [14 empty] | 1 | 1 | 1 | 1 | 3 | 1 | 1 | 0
SCE NOL | Calcite | 230 | Biomass |  |  | 0 | 0 | 0 | 0 | 0 | 0 | 0 | 0 | 0 | 1 | 1 | 1 | 1 | 3 | [13 empty] | 1 | 3 | 1 | 3 | 1 | 1 | 1 | 0
PG&E KERN | Caliente | 230 | Biomass |  |  | 0 | 0 | 0 | 0 | 0 | 0 | 0 | 0 | 0 | 5 | 2 | 5 | 2 | 1 | [13 empty] | 1 | 3 | 1 | 1 | 3 | 1 | 1 | 0
PG&E FRESNO | California Ave | 115 | Biomass |  |  | 0 | 0 | 0 | 0 | 0 | 0 | 0 | 0 | 0 | 5 | 2 | 5 | 2 | [14 empty] | 3 | 3 | 3 | 1 | 4 | 1 | 1 | 0
PG&E KERN | Callender | 115 | Biomass |  |  | 0 | 0 | 0 | 0 | 0 | 0 | 0 | 0 | 0 | 5 | 2 | 5 | 2 | [14 empty] | 1 | 1 | 1 | 1 | 3 | 1 | 1 | 0
PG&E NGBA | Calpella | 115 | Biomass |  |  | 0 | 0 | 0 | 0 | 0 | 0 | 0 | 0 | 0 | 5 | 5 | 1 | 1 | [14 empty] | 1 | 1 | 1 | 1 | 1 | 1 | 5 | 1
PG&E GBA | Camanche | 230 | Biomass |  |  | 0 | 0 | 0 | 0 | 0 | 0 | 0 | 0 | 0 | 1 | 1 | 1 | 1 | [14 empty] | 3 | 3 | 2 | 1 | 1 | 1 | 1 | 0
SDGE | Cameron | 69 | Biomass |  |  | 0 | 0 | 0 | 0 | 0 | 0 | 0 | 0 | 0 | 3 | 3 | 1 | 1 | [14 empty] | 3 | 3 | 3 | 3 | 4 | 1 | 1 | 0
SDGE | Cannon | 69 | Biomass |  |  | 0 | 0 | 0 | 0 | 0 | 0 | 0 | 0 | 0 | 3 | 3 | 1 | 1 | [14 empty] | 1 | 3 | 4 | 3 | 1 | 1 | 1 | 0
PG&E FRESNO | Cantua | 115 | Biomass |  |  | 0 | 0 | 0 | 0 | 0 | 0 | 0 | 0 | 0 | 5 | 2 | 5 | 2 | [14 empty] | 3 | 3 | 1 | 1 | 4 | 1 | 1 | 0
SDGE | Capistrano | 138 | Biomass |  |  | 0 | 0 | 0 | 0 | 0 | 0 | 0 | 0 | 0 | 1 | 1 | 1 | 1 | [14 empty] | 3 | 3 | 3 | 3 | 1 | 1 | 1 | 0
SDGE | Capistrano | 230 | Biomass |  |  | 0 | 0 | 0 | 0 | 0 | 0 | 0 | 0 | 0 | 1 | 1 | 1 | 1 | [14 empty] | 3 | 3 | 3 | 3 | 1 | 1 | 1 | 0
PG&E NGBA | Carberry | 230 | Biomass |  |  | 0 | 0 | 0 | 0 | 0 | 0 | 0 | 0 | 0 | 5 | 2 | 1 | 1 | [14 empty] | 1 | 1 | 1 | 1 | 1 | 1 | 4 | 1
SCE Eastern | Cardiff | 66 | Biomass |  |  | 0 | 0 | 0 | 0 | 0 | 0 | 0 | 0 | 0 | 4 | 2 | 1 | 1 | [14 empty] | 3 | 3 | 3 | 3 | 4 | 1 | 1 | 0
PG&E NGBA | Caribou | 60 | Biomass |  |  | 0 | 0 | 0 | 0 | 0 | 0 | 0 | 0 | 0 | 5 | 2 | 1 | 1 | [14 empty] | 1 | 1 | 1 | 3 | 1 | 1 | 4 | 1
PG&E NGBA | Caribou | 115 | Biomass |  |  | 0 | 0 | 0 | 0 | 0 | 0 | 0 | 0 | 0 | 5 | 2 | 1 | 1 | [14 empty] | 1 | 1 | 1 | 3 | 1 | 1 | 4 | 1
PG&E NGBA | Caribou | 230 | Biomass |  |  | 0 | 0 | 0 | 0 | 0 | 0 | 0 | 0 | 0 | 5 | 2 | 1 | 1 | [14 empty] | 1 | 1 | 1 | 3 | 1 | 1 | 1 | 0
EOP | Carpenter Canyon (fka Gamebird) | 138 | Biomass |  |  | 0 | 0 | 0 | 0 | 0 | 0 | 0 | 0 | 0 | 5 | 2 | 1 | 1 | [14 empty] | 1 | 1 | 1 | 3 | 1 | 1 | 1 | 0
EOP | Carpenter Canyon (fka Gamebird) | 230 | Biomass |  |  | 0 | 0 | 0 | 0 | 0 | 0 | 0 | 0 | 0 | 5 | 2 | 1 | 1 | [14 empty] | 1 | 1 | 1 | 3 | 1 | 1 | 1 | 0
PG&E NGBA | Carquinez | 115 | Biomass |  |  | 0 | 0 | 0 | 0 | 0 | 0 | 0 | 0 | 0 | 5 | 5 | 1 | 1 | [14 empty] | 1 | 3 | 3 | 3 | 4 | 1 | 1 | 0
SDGE | Carrizo Gorge | 138 | Biomass |  |  | 0 | 0 | 0 | 0 | 0 | 0 | 0 | 0 | 0 | 3 | 3 | 1 | 1 | [14 empty] | 1 | 3 | 1 | 3 | 1 | 1 | 1 | 0
PG&E KERN | Carrizo Plains | 115 | Biomass |  |  | 0 | 0 | 0 | 0 | 0 | 0 | 0 | 0 | 0 | 5 | 2 | 5 | 2 | [14 empty] | 1 | 3 | 1 | 1 | 3 | 1 | 1 | 0
PG&E KERN | Casaloma | 230 | Biomass |  |  | 0 | 0 | 0 | 0 | 0 | 0 | 0 | 0 | 0 | 5 | 2 | 5 | 2 | [14 empty] | 3 | 3 | 3 | 3 | 4 | 1 | 1 | 0
PG&E GBA | Castro Valley | 230 | Biomass |  |  | 0 | 0 | 0 | 0 | 0 | 0 | 0 | 0 | 0 | 5 | 5 | 1 | 1 | [14 empty] | 1 | 3 | 3 | 3 | 3 | 1 | 1 | 0
PG&E GBA | Cayetano | 230 | Biomass |  |  | 0 | 0 | 0 | 0 | 0 | 0 | 0 | 0 | 0 | 5 | 2 | 1 | 1 | [14 empty] | 1 | 3 | 2 | 3 | 1 | 1 | 1 | 0
SCE Metro | Center | 230 | Biomass |  |  | 0 | 0 | 0 | 0 | 0 | 0 | 0 | 0 | 0 | 1 | 1 | 1 | 1 | [14 empty] | 3 | 3 | 4 | 3 | 4 | 1 | 1 | 0
PG&E KERN | Charca | 115 | Biomass |  |  | 0 | 0 | 0 | 0 | 0 | 0 | 0 | 0 | 0 | 5 | 2 | 5 | 2 | [14 empty] | 3 | 3 | 1 | 3 | 4 | 1 | 1 | 0
EOP | Charleston | 138 | Biomass |  |  | 0 | 0 | 0 | 0 | 0 | 0 | 0 | 0 | 0 | 5 | 2 | 1 | 1 | [14 empty] | 1 | 1 | 1 | 3 | 1 | 1 | 1 | 0
SCE Metro | Chevmain | 230 | Biomass |  |  | 0 | 0 | 0 | 0 | 0 | 0 | 0 | 0 | 0 | 1 | 1 | 1 | 1 | [14 empty] | 3 | 3 | 4 | 3 | 4 | 1 | 1 | 0
SDGE | Chicarita | 138 | Biomass |  |  | 0 | 0 | 0 | 0 | 0 | 0 | 0 | 0 | 0 | 3 | 3 | 1 | 1 | [14 empty] | 1 | 3 | 3 | 3 | 1 | 1 | 1 | 0
SCE Metro | Chino | 230 | Biomass |  |  | 0 | 0 | 0 | 0 | 0 | 0 | 0 | 0 | 0 | 1 | 1 | 1 | 1 | [14 empty] | 3 | 3 | 4 | 3 | 3 | 1 | 1 | 0
PG&E FRESNO | Chowchilla | 115 | Biomass |  |  | 0 | 0 | 0 | 0 | 0 | 0 | 0 | 0 | 0 | 5 | 2 | 5 | 2 | [14 empty] | 3 | 3 | 4 | 1 | 3 | 1 | 1 | 0
PG&E GBA | Christie | 60 | Biomass |  |  | 0 | 0 | 0 | 0 | 0 | 0 | 0 | 0 | 0 | 5 | 2 | 1 | 1 | [14 empty] | 1 | 3 | 3 | 3 | 3 | 1 | 1 | 0
PG&E GBA | Christie | 115 | Biomass |  |  | 0 | 0 | 0 | 0 | 0 | 0 | 0 | 0 | 0 | 5 | 2 | 1 | 1 | [14 empty] | 1 | 3 | 3 | 3 | 3 | 1 | 1 | 0
SCE Eastern | Cielo Azul | 500 | Biomass |  |  | 0 | 0 | 0 | 0 | 0 | 0 | 0 | 0 | 0 | 5 | 4 | 4 | 4 | [14 empty] | 1 | 1 | 1 | 3 | 1 | 1 | 1 | 0
PG&E GBA | Clay | 60 | Biomass |  |  | 0 | 0 | 0 | 0 | 0 | 0 | 0 | 0 | 0 | 1 | 1 | 1 | 1 | [14 empty] | 1 | 3 | 3 | 3 | 1 | 1 | 1 | 0
PG&E GBA | Clayton | 115 | Biomass |  |  | 0 | 0 | 0 | 0 | 0 | 0 | 0 | 0 | 0 | 5 | 2 | 1 | 1 | [14 empty] | 1 | 3 | 2 | 3 | 3 | 1 | 1 | 0
PG&E NGBA | Cloverdale | 115 | Biomass |  |  | 0 | 0 | 0 | 0 | 0 | 0 | 0 | 0 | 0 | 5 | 5 | 1 | 1 | [14 empty] | 1 | 1 | 1 | 1 | 1 | 1 | 5 | 1
PG&E FRESNO | Clovis | 115 | Biomass |  |  | 0 | 0 | 0 | 0 | 0 | 0 | 0 | 0 | 0 | 5 | 2 | 5 | 2 | [14 empty] | 3 | 3 | 3 | 1 | 3 | 1 | 1 | 0
PG&E GBA | Coburn | 230 | Biomass |  |  | 0 | 0 | 0 | 0 | 0 | 0 | 0 | 0 | 0 | 5 | 2 | 5 | 2 | [14 empty] | 1 | 1 | 3 | 1 | 1 | 1 | 1 | 0
PG&E GBA | Coburn | 60 | Biomass |  |  | 0 | 0 | 0 | 0 | 0 | 0 | 0 | 0 | 0 | 5 | 2 | 5 | 2 | [14 empty] | 1 | 1 | 3 | 1 | 1 | 1 | 1 | 0
PG&E NGBA | Colgate | 230 | Biomass |  |  | 0 | 0 | 0 | 0 | 0 | 0 | 0 | 0 | 0 | 5 | 2 | 1 | 1 | [14 empty] | 1 | 3 | 1 | 3 | 1 | 1 | 4 | 1
PG&E GBA | Collierville | 230 | Biomass |  |  | 0 | 0 | 0 | 0 | 0 | 0 | 0 | 0 | 0 | 5 | 5 | 1 | 1 | [14 empty] | 1 | 3 | 1 | 3 | 1 | 1 | 1 | 0
PG&E GBA | Collinsville | 230 | Biomass |  |  | 0 | 0 | 0 | 0 | 0 | 0 | 0 | 0 | 0 | 5 | 2 | 1 | 1 | [14 empty] | 1 | 3 | 3 | 3 | 4 | 1 | 1 | 0
PG&E GBA | Collinsville | 500 | Biomass |  |  | 0 | 0 | 0 | 0 | 0 | 0 | 0 | 0 | 0 | 5 | 2 | 1 | 1 | [14 empty] | 1 | 3 | 3 | 3 | 4 | 1 | 1 | 0
SCE Eastern | Colorado River | 230 | Biomass |  |  | 0 | 0 | 0 | 0 | 0 | 0 | 0 | 0 | 0 | 4 | 4 | 4 | 4 | 4 | [13 empty] | 1 | 1 | 2 | 3 | 1 | 1 | 1 | 0
SCE Eastern | Colorado River | 500 | Biomass |  |  | 0 | 0 | 0 | 0 | 0 | 0 | 0 | 0 | 0 | 4 | 4 | 4 | 4 | 2 | [13 empty] | 1 | 1 | 2 | 3 | 1 | 1 | 1 | 0
PG&E KERN | Columbus | 115 | Biomass |  |  | 0 | 0 | 0 | 0 | 0 | 0 | 0 | 0 | 0 | 5 | 2 | 5 | 2 | [14 empty] | 3 | 3 | 3 | 3 | 3 | 1 | 1 | 0
PG&E GBA | Contra Costa | 115 | Biomass |  |  | 0 | 0 | 0 | 0 | 0 | 0 | 0 | 0 | 0 | 5 | 5 | 1 | 1 | [14 empty] | 1 | 3 | 4 | 3 | 3 | 1 | 1 | 0
PG&E GBA | Contra Costa | 230 | Biomass |  |  | 0 | 0 | 0 | 0 | 0 | 0 | 0 | 0 | 0 | 5 | 2 | 1 | 1 | [14 empty] | 1 | 3 | 4 | 3 | 3 | 1 | 1 | 0
PG&E GBA | Contra Costa PP | 230 | Biomass |  |  | 0 | 0 | 0 | 0 | 0 | 0 | 0 | 0 | 0 | 5 | 5 | 1 | 1 | [14 empty] | 1 | 3 | 4 | 3 | 3 | 1 | 1 | 0
SCE NOL | Control | 115 | Biomass |  |  | 0 | 0 | 0 | 0 | 0 | 0 | 0 | 0 | 0 | 5 | 3 | 3 | 3 | [14 empty] | 1 | 1 | 1 | 3 | 1 | 1 | 1 | 0
SCE NOL | Control | 55 | Biomass |  |  | 0 | 0 | 0 | 0 | 0 | 0 | 0 | 0 | 0 | 5 | 3 | 3 | 3 | [14 empty] | 1 | 1 | 1 | 3 | 1 | 1 | 1 | 0
PG&E GBA | Cooley Landing | 115 | Biomass |  |  | 0 | 0 | 0 | 0 | 0 | 0 | 0 | 0 | 0 | 5 | 2 | 1 | 1 | [14 empty] | 1 | 3 | 3 | 3 | 4 | 1 | 1 | 0
PG&E GBA | Cooley Landing | 60 | Biomass |  |  | 0 | 0 | 0 | 0 | 0 | 0 | 0 | 0 | 0 | 1 | 1 | 1 | 1 | [14 empty] | 1 | 3 | 3 | 3 | 4 | 1 | 1 | 0
SCE NOL | Coolwater | 230 | Biomass |  |  | 0 | 0 | 0 | 0 | 0 | 0 | 0 | 0 | 0 | 4 | 3 | 1 | 1 | [14 empty] | 1 | 3 | 4 | 3 | 4 | 1 | 1 | 0
SCE NOL | Coolwater | 115 | Biomass |  |  | 0 | 0 | 0 | 0 | 0 | 0 | 0 | 0 | 0 | 4 | 3 | 1 | 1 | 3 | [13 empty] | 1 | 3 | 4 | 3 | 4 | 1 | 1 | 0
PG&E KERN | Copus | 70 | Biomass |  |  | 0 | 0 | 0 | 0 | 0 | 0 | 0 | 0 | 0 | 5 | 2 | 5 | 2 | [14 empty] | 3 | 3 | 2 | 3 | 4 | 1 | 1 | 0
PG&E FRESNO | Corcoran | 70 | Biomass |  |  | 0 | 0 | 0 | 0 | 0 | 0 | 0 | 0 | 0 | 5 | 2 | 5 | 2 | [14 empty] | 3 | 3 | 1 | 1 | 4 | 1 | 1 | 0
PG&E FRESNO | Corcoran | 115 | Biomass |  |  | 0 | 0 | 0 | 0 | 0 | 0 | 0 | 0 | 0 | 5 | 2 | 5 | 2 | [14 empty] | 3 | 3 | 1 | 1 | 4 | 1 | 1 | 0
PG&E NGBA | Corona | 115 | Biomass |  |  | 0 | 0 | 0 | 0 | 0 | 0 | 0 | 0 | 0 | 5 | 5 | 1 | 1 | [14 empty] | 1 | 3 | 2 | 1 | 1 | 1 | 1 | 0
PG&E NGBA | Cortina | 230 | Biomass |  |  | 0 | 0 | 0 | 0 | 0 | 0 | 0 | 0 | 0 | 5 | 5 | 1 | 1 | 3 | [13 empty] | 1 | 1 | 1 | 3 | 1 | 1 | 1 | 0
PG&E NGBA | Cortina | 115 | Biomass |  |  | 0 | 0 | 0 | 0 | 0 | 0 | 0 | 0 | 0 | 5 | 5 | 1 | 1 | 1 | [13 empty] | 1 | 1 | 1 | 3 | 1 | 1 | 4 | 1
PG&E GBA | Cottle | 230 | Biomass |  |  | 0 | 0 | 0 | 0 | 0 | 0 | 0 | 0 | 0 | 5 | 2 | 5 | 2 | 3 | [13 empty] | 3 | 3 | 3 | 1 | 4 | 1 | 1 | 0
PG&E NGBA | Cottonwood | 115 | Biomass |  |  | 0 | 0 | 0 | 0 | 0 | 0 | 0 | 0 | 0 | 5 | 2 | 1 | 1 | [14 empty] | 1 | 1 | 3 | 1 | 1 | 1 | 1 | 0
PG&E NGBA | Cottonwood | 230 | Biomass |  |  | 0 | 0 | 0 | 0 | 0 | 0 | 0 | 0 | 0 | 5 | 2 | 1 | 1 | [14 empty] | 1 | 1 | 3 | 1 | 1 | 1 | 1 | 0
PG&E NGBA | Cottonwood | 60 | Biomass |  |  | 0 | 0 | 0 | 0 | 0 | 0 | 0 | 0 | 0 | 5 | 2 | 1 | 1 | [14 empty] | 1 | 1 | 3 | 1 | 1 | 1 | 1 | 0
PG&E NGBA | Cove Road | 230 | Biomass |  |  | 0 | 0 | 0 | 0 | 0 | 0 | 0 | 0 | 0 | 5 | 2 | 1 | 1 | [14 empty] | 1 | 1 | 1 | 1 | 1 | 1 | 1 | 0
PG&E GBA | Coyote | 230 | Biomass |  |  | 0 | 0 | 0 | 0 | 0 | 0 | 0 | 0 | 0 | 1 | 1 | 1 | 1 | [14 empty] | 1 | 3 | 2 | 1 | 3 | 1 | 1 | 0
PG&E GBA | Crazy Horse Canyon | 115 | Biomass |  |  | 0 | 0 | 0 | 0 | 0 | 0 | 0 | 0 | 0 | 1 | 1 | 1 | 1 | [14 empty] | 1 | 1 | 2 | 1 | 1 | 1 | 1 | 0
SDGE | Creelman | 69 | Biomass |  |  | 0 | 0 | 0 | 0 | 0 | 0 | 0 | 0 | 0 | 3 | 3 | 1 | 1 | [14 empty] | 1 | 3 | 1 | 3 | 1 | 1 | 1 | 0
PG&E FRESNO | Crescent | 70 | Biomass |  |  | 0 | 0 | 0 | 0 | 0 | 0 | 0 | 0 | 0 | 5 | 2 | 5 | 2 | [14 empty] | 3 | 3 | 2 | 1 | 4 | 1 | 1 | 0
PG&E FRESNO | Cressey | 115 | Biomass |  |  | 0 | 0 | 0 | 0 | 0 | 0 | 0 | 0 | 0 | 5 | 2 | 5 | 2 | [14 empty] | 3 | 3 | 3 | 1 | 4 | 1 | 1 | 0
PG&E NGBA | Cresta | 230 | Biomass |  |  | 0 | 0 | 0 | 0 | 0 | 0 | 0 | 0 | 0 | 5 | 2 | 1 | 1 | [14 empty] | 1 | 3 | 1 | 1 | 1 | 1 | 1 | 0
SDGE | Crestwood | 69 | Biomass |  |  | 0 | 0 | 0 | 0 | 0 | 0 | 0 | 0 | 0 | 3 | 3 | 1 | 1 | [14 empty] | 1 | 3 | 1 | 3 | 1 | 1 | 1 | 0
PG&E GBA | Crow Creek | 60 | Biomass |  |  | 0 | 0 | 0 | 0 | 0 | 0 | 0 | 0 | 0 | 5 | 5 | 1 | 1 | [14 empty] | 3 | 3 | 1 | 1 | 4 | 1 | 1 | 0
PG&E GBA | Crows Landing | 60 | Biomass |  |  | 0 | 0 | 0 | 0 | 0 | 0 | 0 | 0 | 0 | 5 | 5 | 1 | 1 | [14 empty] | 3 | 3 | 1 | 1 | 4 | 1 | 1 | 0
PG&E GBA | Curtis | 115 | Biomass |  |  | 0 | 0 | 0 | 0 | 0 | 0 | 0 | 0 | 0 | 5 | 5 | 1 | 1 | [14 empty] | 1 | 3 | 1 | 3 | 1 | 1 | 1 | 0
PG&E FRESNO | Dairyland | 115 | Biomass |  |  | 0 | 0 | 0 | 0 | 0 | 0 | 0 | 0 | 0 | 5 | 2 | 5 | 2 | [14 empty] | 3 | 3 | 2 | 1 | 4 | 1 | 1 | 0
PG&E NGBA | Davis | 115 | Biomass |  |  | 0 | 0 | 0 | 0 | 0 | 0 | 0 | 0 | 0 | 5 | 5 | 1 | 1 | 3 | [13 empty] | 1 | 3 | 1 | 1 | 1 | 1 | 1 | 0
SCE Metro | Del Amo | 500 | Biomass |  |  | 0 | 0 | 0 | 0 | 0 | 0 | 0 | 0 | 0 | 1 | 1 | 1 | 1 | [14 empty] | 3 | 3 | 3 | 3 | 3 | 1 | 1 | 0
SCE Metro | Del Amo | 230 | Biomass |  |  | 0 | 0 | 0 | 0 | 0 | 0 | 0 | 0 | 0 | 1 | 1 | 1 | 1 | [14 empty] | 3 | 3 | 3 | 3 | 3 | 1 | 1 | 0
SCE Eastern | Delaney | 500 | Biomass |  |  | 0 | 0 | 0 | 0 | 0 | 0 | 0 | 0 | 0 | 5 | 4 | 4 | 4 | [14 empty] | 1 | 3 | 1 | 1 | 1 | 1 | 1 | 0
PG&E NGBA | Delevan | 230 | Biomass |  |  | 0 | 0 | 0 | 0 | 0 | 0 | 0 | 0 | 0 | 5 | 5 | 1 | 1 | 3 | [13 empty] | 1 | 1 | 4 | 3 | 1 | 1 | 1 | 0
PG&E GBA | Delta PP | 230 | Biomass |  |  | 0 | 0 | 0 | 0 | 0 | 0 | 0 | 0 | 0 | 5 | 2 | 1 | 1 | [14 empty] | 1 | 3 | 3 | 3 | 3 | 1 | 1 | 0
EOP | Desert View | 230 | Biomass |  |  | 0 | 0 | 0 | 0 | 0 | 0 | 0 | 0 | 0 | 5 | 2 | 1 | 1 | [14 empty] | 1 | 3 | 1 | 3 | 1 | 1 | 1 | 0
SCE Eastern | Devers | 230 | Biomass |  |  | 0 | 0 | 0 | 0 | 0 | 0 | 0 | 0 | 0 | 4 | 2 | 1 | 1 | 5 | [13 empty] | 1 | 3 | 4 | 3 | 1 | 1 | 1 | 0
SCE Eastern | Devers | 500 | Biomass |  |  | 0 | 0 | 0 | 0 | 0 | 0 | 0 | 0 | 0 | 4 | 2 | 1 | 1 | [14 empty] | 1 | 3 | 4 | 3 | 1 | 1 | 1 | 0
PG&E KERN | Diablo Canyon | 230 | Biomass |  |  | 0 | 0 | 0 | 0 | 0 | 0 | 0 | 0 | 0 | 5 | 2 | 5 | 2 | 3 | [13 empty] | 1 | 1 | 1 | 1 | 1 | 1 | 1 | 0
PG&E KERN | Diablo Canyon | 500 | Biomass |  |  | 0 | 0 | 0 | 0 | 0 | 0 | 0 | 0 | 0 | 5 | 2 | 4 | 2 | 5 | [13 empty] | 1 | 1 | 1 | 1 | 1 | 1 | 1 | 0
PG&E KERN | Divide | 115 | Biomass |  |  | 0 | 0 | 0 | 0 | 0 | 0 | 0 | 0 | 0 | 5 | 2 | 5 | 2 | [14 empty] | 1 | 1 | 2 | 3 | 3 | 1 | 1 | 0
PG&E GBA | Dixon Landing | 115 | Biomass |  |  | 0 | 0 | 0 | 0 | 0 | 0 | 0 | 0 | 0 | 1 | 1 | 1 | 1 | [14 empty] | 1 | 3 | 3 | 3 | 3 | 1 | 1 | 0
PG&E FRESNO | Dos Amigos | 230 | Biomass |  |  | 0 | 0 | 0 | 0 | 0 | 0 | 0 | 0 | 0 | 5 | 2 | 5 | 2 | [14 empty] | 3 | 3 | 1 | 1 | 4 | 1 | 1 | 0
PG&E NGBA | Drum | 115 | Biomass |  |  | 0 | 0 | 0 | 0 | 0 | 0 | 0 | 0 | 0 | 5 | 2 | 1 | 1 | [14 empty] | 1 | 3 | 1 | 1 | 1 | 1 | 1 | 0
PG&E GBA | Dumbarton | 115 | Biomass |  |  | 0 | 0 | 0 | 0 | 0 | 0 | 0 | 0 | 0 | 5 | 2 | 1 | 1 | [14 empty] | 1 | 3 | 2 | 3 | 3 | 1 | 1 | 0
SCE NOL | Dunn Siding | 115 | Biomass |  |  | 0 | 0 | 0 | 0 | 0 | 0 | 0 | 0 | 0 | 4 | 3 | 1 | 1 | [14 empty] | 1 | 3 | 1 | 3 | 4 | 1 | 1 | 0
SCE Eastern | Eagle Mountain | 230 | Biomass |  |  | 0 | 0 | 0 | 0 | 0 | 0 | 0 | 0 | 0 | 5 | 2 | 1 | 1 | [14 empty] | 1 | 1 | 1 | 3 | 1 | 1 | 1 | 0
PG&E NGBA | Eagle Rock (PGE) | 60 | Biomass |  |  | 0 | 0 | 0 | 0 | 0 | 0 | 0 | 0 | 0 | 5 | 5 | 1 | 1 | [14 empty] | 1 | 1 | 1 | 1 | 1 | 1 | 1 | 0
PG&E NGBA | Eagle Rock (PGE) | 115 | Biomass |  |  | 0 | 0 | 0 | 0 | 0 | 0 | 0 | 0 | 0 | 5 | 5 | 1 | 1 | 3 | [13 empty] | 1 | 1 | 1 | 1 | 1 | 1 | 1 | 0
SCE Metro | Eagle Rock (SCE) | 230 | Biomass |  |  | 0 | 0 | 0 | 0 | 0 | 0 | 0 | 0 | 0 | 1 | 1 | 1 | 1 | [14 empty] | 3 | 3 | 3 | 3 | 3 | 1 | 1 | 0
PG&E NGBA | East Marysville | 115 | Biomass |  |  | 0 | 0 | 0 | 0 | 0 | 0 | 0 | 0 | 0 | 5 | 2 | 1 | 1 | [14 empty] | 1 | 1 | 3 | 3 | 3 | 1 | 1 | 0
PG&E NGBA | East Nicolaus | 115 | Biomass |  |  | 0 | 0 | 0 | 0 | 0 | 0 | 0 | 0 | 0 | 5 | 2 | 1 | 1 | [14 empty] | 1 | 3 | 1 | 3 | 1 | 1 | 1 | 0
PG&E NGBA | East Nicolaus | 60 | Biomass |  |  | 0 | 0 | 0 | 0 | 0 | 0 | 0 | 0 | 0 | 5 | 2 | 1 | 1 | [14 empty] | 1 | 3 | 1 | 3 | 1 | 1 | 1 | 0
PG&E GBA | Eastshore | 115 | Biomass |  |  | 0 | 0 | 0 | 0 | 0 | 0 | 0 | 0 | 0 | 5 | 2 | 1 | 1 | 4 | [13 empty] | 1 | 3 | 3 | 3 | 4 | 1 | 1 | 0
PG&E GBA | Eastshore | 230 | Biomass |  |  | 0 | 0 | 0 | 0 | 0 | 0 | 0 | 0 | 0 | 5 | 2 | 1 | 1 | [14 empty] | 1 | 3 | 3 | 3 | 4 | 1 | 1 | 0
SDGE | ECO | 138 | Biomass |  |  | 0 | 0 | 0 | 0 | 0 | 0 | 0 | 0 | 0 | 3 | 3 | 1 | 1 | 3 | [13 empty] | 1 | 3 | 1 | 3 | 1 | 1 | 1 | 0
SDGE | ECO | 230 | Biomass |  |  | 0 | 0 | 0 | 0 | 0 | 0 | 0 | 0 | 0 | 3 | 3 | 1 | 1 | [14 empty] | 1 | 3 | 1 | 3 | 1 | 1 | 1 | 0
SDGE | ECO | 500 | Biomass |  |  | 0 | 0 | 0 | 0 | 0 | 0 | 0 | 0 | 0 | 3 | 3 | 1 | 1 | [14 empty] | 1 | 3 | 1 | 3 | 1 | 1 | 1 | 0
PG&E GBA | Edenvale | 115 | Biomass |  |  | 0 | 0 | 0 | 0 | 0 | 0 | 0 | 0 | 0 | 1 | 1 | 1 | 1 | [14 empty] | 1 | 3 | 3 | 1 | 3 | 1 | 1 | 0
PG&E GBA | Edes | 115 | Biomass |  |  | 0 | 0 | 0 | 0 | 0 | 0 | 0 | 0 | 0 | 5 | 2 | 1 | 1 | [14 empty] | 1 | 3 | 2 | 3 | 4 | 1 | 1 | 0
PG&E GBA | Eight Mile | 230 | Biomass |  |  | 0 | 0 | 0 | 0 | 0 | 0 | 0 | 0 | 0 | 5 | 2 | 1 | 1 | [14 empty] | 3 | 3 | 3 | 1 | 4 | 1 | 1 | 0
SDGE | El Cajon | 69 | Biomass |  |  | 0 | 0 | 0 | 0 | 0 | 0 | 0 | 0 | 0 | 3 | 3 | 1 | 1 | [14 empty] | 1 | 3 | 4 | 3 | 4 | 1 | 1 | 0
SCE Eastern | El Casco | 230 | Biomass |  |  | 0 | 0 | 0 | 0 | 0 | 0 | 0 | 0 | 0 | 4 | 2 | 1 | 1 | [14 empty] | 3 | 3 | 1 | 3 | 3 | 1 | 1 | 0
PG&E GBA | El Cerrito G | 115 | Biomass |  |  | 0 | 0 | 0 | 0 | 0 | 0 | 0 | 0 | 0 | 5 | 2 | 1 | 1 | [14 empty] | 1 | 3 | 3 | 3 | 3 | 1 | 1 | 0
PG&E NGBA | El Dorado PH | 115 | Biomass |  |  | 0 | 0 | 0 | 0 | 0 | 0 | 0 | 0 | 0 | 5 | 2 | 1 | 1 | [14 empty] | 1 | 3 | 1 | 1 | 1 | 1 | 1 | 0
PG&E FRESNO | El Nido (PGE) | 115 | Biomass |  |  | 0 | 0 | 0 | 0 | 0 | 0 | 0 | 0 | 0 | 5 | 2 | 5 | 2 | [14 empty] | 3 | 3 | 1 | 1 | 4 | 1 | 1 | 0
SCE Metro | El Nido (SCE) | 230 | Biomass |  |  | 0 | 0 | 0 | 0 | 0 | 0 | 0 | 0 | 0 | 1 | 1 | 1 | 1 | [14 empty] | 3 | 3 | 3 | 3 | 3 | 1 | 1 | 0
PG&E GBA | El Patio | 115 | Biomass |  |  | 0 | 0 | 0 | 0 | 0 | 0 | 0 | 0 | 0 | 1 | 1 | 1 | 1 | [14 empty] | 1 | 3 | 3 | 1 | 3 | 1 | 1 | 0
SCE Metro | El Segundo | 230 | Biomass |  |  | 0 | 0 | 0 | 0 | 0 | 0 | 0 | 0 | 0 | 1 | 1 | 1 | 1 | [14 empty] | 3 | 3 | 4 | 3 | 4 | 1 | 1 | 0
EOP | Eldorado | 230 | Biomass |  |  | 0 | 0 | 0 | 0 | 0 | 0 | 0 | 0 | 0 | 5 | 2 | 1 | 1 | 4 | [13 empty] | 1 | 1 | 3 | 3 | 1 | 1 | 1 | 0
EOP | Eldorado | 500 | Biomass |  |  | 0 | 0 | 0 | 0 | 0 | 0 | 0 | 0 | 0 | 5 | 2 | 1 | 1 | 5 | [13 empty] | 1 | 1 | 3 | 3 | 1 | 1 | 1 | 0
SCE Northern | Elizabeth Lake | 66 | Biomass |  |  | 0 | 0 | 0 | 0 | 0 | 0 | 0 | 0 | 0 | 5 | 2 | 1 | 1 | [14 empty] | 3 | 3 | 3 | 3 | 1 | 1 | 1 | 0
PG&E KERN | Elk Hills | 230 | Biomass |  |  | 0 | 0 | 0 | 0 | 0 | 0 | 0 | 0 | 0 | 5 | 2 | 5 | 2 | [14 empty] | 3 | 3 | 2 | 3 | 4 | 1 | 1 | 0
SDGE | Elliot | 69 | Biomass |  |  | 0 | 0 | 0 | 0 | 0 | 0 | 0 | 0 | 0 | 3 | 3 | 1 | 1 | [14 empty] | 1 | 3 | 3 | 3 | 3 | 1 | 1 | 0
SCE Metro | Ellis | 230 | Biomass |  |  | 0 | 0 | 0 | 0 | 0 | 0 | 0 | 0 | 0 | 1 | 1 | 1 | 1 | [14 empty] | 3 | 3 | 3 | 3 | 3 | 1 | 1 | 0
SDGE | Encina | 138 | Biomass |  |  | 0 | 0 | 0 | 0 | 0 | 0 | 0 | 0 | 0 | 3 | 3 | 1 | 1 | 3 | [13 empty] | 1 | 3 | 4 | 3 | 1 | 1 | 1 | 0
SDGE | Encina | 230 | Biomass |  |  | 0 | 0 | 0 | 0 | 0 | 0 | 0 | 0 | 0 | 3 | 3 | 1 | 1 | [14 empty] | 1 | 3 | 4 | 3 | 1 | 1 | 1 | 0
SDGE | Escondido | 230 | Biomass |  |  | 0 | 0 | 0 | 0 | 0 | 0 | 0 | 0 | 0 | 3 | 3 | 1 | 1 | [14 empty] | 1 | 3 | 4 | 3 | 1 | 1 | 1 | 0
SDGE | Escondido | 69 | Biomass |  |  | 0 | 0 | 0 | 0 | 0 | 0 | 0 | 0 | 0 | 3 | 3 | 1 | 1 | [14 empty] | 1 | 3 | 4 | 3 | 1 | 1 | 1 | 0
PG&E KERN | Estrella | 230 | Biomass |  |  | 0 | 0 | 0 | 0 | 0 | 0 | 0 | 0 | 0 | 5 | 2 | 5 | 2 | [14 empty] | 1 | 1 | 1 | 1 | 1 | 1 | 1 | 0
SCE Eastern | Etiwanda | 230 | Biomass |  |  | 0 | 0 | 0 | 0 | 0 | 0 | 0 | 0 | 0 | 1 | 1 | 1 | 1 | 5 | [13 empty] | 3 | 3 | 4 | 3 | 4 | 1 | 1 | 0
PG&E GBA | Evergreen | 115 | Biomass |  |  | 0 | 0 | 0 | 0 | 0 | 0 | 0 | 0 | 0 | 1 | 1 | 1 | 1 | [14 empty] | 1 | 3 | 3 | 1 | 3 | 1 | 1 | 0
PG&E GBA | Evergreen | 60 | Biomass |  |  | 0 | 0 | 0 | 0 | 0 | 0 | 0 | 0 | 0 | 1 | 1 | 1 | 1 | [14 empty] | 1 | 3 | 3 | 1 | 3 | 1 | 1 | 0
PG&E FRESNO | Excelsior | 115 | Biomass |  |  | 0 | 0 | 0 | 0 | 0 | 0 | 0 | 0 | 0 | 5 | 2 | 5 | 2 | 1 | [13 empty] | 3 | 3 | 1 | 1 | 4 | 1 | 1 | 0
PG&E FRESNO | Exchequer | 115 | Biomass |  |  | 0 | 0 | 0 | 0 | 0 | 0 | 0 | 0 | 0 | 5 | 2 | 5 | 2 | [14 empty] | 1 | 3 | 1 | 3 | 3 | 1 | 5 | 1
PG&E KERN | Fairway | 115 | Biomass |  |  | 0 | 0 | 0 | 0 | 0 | 0 | 0 | 0 | 0 | 5 | 2 | 5 | 2 | [14 empty] | 1 | 1 | 3 | 3 | 3 | 1 | 1 | 0
PG&E KERN | Famoso | 115 | Biomass |  |  | 0 | 0 | 0 | 0 | 0 | 0 | 0 | 0 | 0 | 5 | 2 | 5 | 2 | [14 empty] | 3 | 3 | 2 | 3 | 4 | 1 | 1 | 0
PG&E NGBA | Fern Road | 500 | Biomass |  |  | 0 | 0 | 0 | 0 | 0 | 0 | 0 | 0 | 0 | 5 | 2 | 1 | 1 | [14 empty] | 1 | 1 | 1 | 1 | 1 | 1 | 1 | 0
PG&E GBA | Fibreboard (SPI Sonora) | 115 | Biomass |  |  | 0 | 0 | 0 | 0 | 0 | 0 | 0 | 0 | 0 | 5 | 5 | 1 | 1 | [14 empty] | 1 | 3 | 4 | 3 | 3 | 1 | 1 | 0
PG&E FRESNO | Figarden | 230 | Biomass |  |  | 0 | 0 | 0 | 0 | 0 | 0 | 0 | 0 | 0 | 5 | 2 | 5 | 2 | [14 empty] | 3 | 3 | 2 | 1 | 3 | 1 | 1 | 0
PG&E FRESNO | Fink | 230 | Biomass |  |  | 0 | 0 | 0 | 0 | 0 | 0 | 0 | 0 | 0 | 1 | 1 | 1 | 1 | [14 empty] | 3 | 3 | 1 | 1 | 4 | 1 | 1 | 0
PG&E NGBA | Fitch Mountain | 60 | Biomass |  |  | 0 | 0 | 0 | 0 | 0 | 0 | 0 | 0 | 0 | 5 | 5 | 1 | 1 | [14 empty] | 1 | 1 | 1 | 1 | 1 | 1 | 1 | 0
PG&E GBA | FMC | 115 | Biomass |  |  | 0 | 0 | 0 | 0 | 0 | 0 | 0 | 0 | 0 | 1 | 1 | 1 | 1 | [14 empty] | 1 | 3 | 4 | 1 | 3 | 1 | 1 | 0
PG&E GBA | Fremont | 115 | Biomass |  |  | 0 | 0 | 0 | 0 | 0 | 0 | 0 | 0 | 0 | 1 | 1 | 1 | 1 | [14 empty] | 1 | 3 | 2 | 3 | 3 | 1 | 1 | 0
PG&E GBA | French Camp | 60 | Biomass |  |  | 0 | 0 | 0 | 0 | 0 | 0 | 0 | 0 | 0 | 1 | 1 | 1 | 1 | [14 empty] | 3 | 3 | 3 | 1 | 4 | 1 | 1 | 0
PG&E GBA | Frogtown | 115 | Biomass |  |  | 0 | 0 | 0 | 0 | 0 | 0 | 0 | 0 | 0 | 1 | 1 | 1 | 1 | [14 empty] | 1 | 3 | 1 | 3 | 1 | 1 | 1 | 0
PG&E NGBA | Fulton | 115 | Biomass |  |  | 0 | 0 | 0 | 0 | 0 | 0 | 0 | 0 | 0 | 5 | 5 | 1 | 1 | 1 | [13 empty] | 1 | 3 | 3 | 1 | 3 | 1 | 1 | 0
PG&E NGBA | Fulton | 230 | Biomass |  |  | 0 | 0 | 0 | 0 | 0 | 0 | 0 | 0 | 0 | 5 | 5 | 1 | 1 | [14 empty] | 1 | 3 | 3 | 1 | 3 | 1 | 1 | 0
PG&E NGBA | Fulton | 60 | Biomass |  |  | 0 | 0 | 0 | 0 | 0 | 0 | 0 | 0 | 0 | 5 | 5 | 1 | 1 | [14 empty] | 1 | 3 | 3 | 1 | 3 | 1 | 1 | 0
PG&E KERN | Ganso | 115 | Biomass |  |  | 0 | 0 | 0 | 0 | 0 | 0 | 0 | 0 | 0 | 5 | 2 | 5 | 2 | [14 empty] | 3 | 3 | 2 | 3 | 4 | 1 | 4 | 1
PG&E FRESNO | Gates | 230 | Biomass |  |  | 0 | 0 | 0 | 0 | 0 | 0 | 0 | 0 | 0 | 5 | 2 | 5 | 2 | 4 | [13 empty] | 3 | 3 | 3 | 1 | 4 | 1 | 1 | 0
PG&E FRESNO | Gates | 500 | Biomass |  |  | 0 | 0 | 0 | 0 | 0 | 0 | 0 | 0 | 0 | 5 | 2 | 5 | 2 | 5 | [13 empty] | 3 | 3 | 3 | 1 | 4 | 1 | 1 | 0
PG&E NGBA | Geysers 12 | 230 | Biomass |  |  | 0 | 0 | 0 | 0 | 0 | 0 | 0 | 0 | 0 | 5 | 5 | 1 | 1 | [14 empty] | 1 | 1 | 1 | 1 | 1 | 1 | 1 | 0
PG&E NGBA | Geysers 17 | 230 | Biomass |  |  | 0 | 0 | 0 | 0 | 0 | 0 | 0 | 0 | 0 | 5 | 5 | 1 | 1 | [14 empty] | 1 | 1 | 1 | 1 | 1 | 1 | 1 | 0
PG&E NGBA | Geysers 3 | 115 | Biomass |  |  | 0 | 0 | 0 | 0 | 0 | 0 | 0 | 0 | 0 | 5 | 5 | 1 | 1 | [14 empty] | 1 | 1 | 1 | 1 | 1 | 1 | 1 | 0
PG&E NGBA | Glenn | 230 | Biomass |  |  | 0 | 0 | 0 | 0 | 0 | 0 | 0 | 0 | 0 | 5 | 2 | 1 | 1 | 3 | [13 empty] | 1 | 1 | 1 | 3 | 1 | 1 | 1 | 0
PG&E NGBA | Glenn | 60 | Biomass |  |  | 0 | 0 | 0 | 0 | 0 | 0 | 0 | 0 | 0 | 5 | 2 | 1 | 1 | [14 empty] | 1 | 1 | 1 | 3 | 1 | 1 | 1 | 0
PG&E NGBA | Gold Hill | 115 | Biomass |  |  | 0 | 0 | 0 | 0 | 0 | 0 | 0 | 0 | 0 | 5 | 2 | 1 | 1 | [14 empty] | 1 | 3 | 1 | 1 | 1 | 1 | 1 | 0
PG&E NGBA | Gold Hill | 230 | Biomass |  |  | 0 | 0 | 0 | 0 | 0 | 0 | 0 | 0 | 0 | 5 | 2 | 1 | 1 | [14 empty] | 1 | 3 | 1 | 1 | 1 | 1 | 1 | 0
SCE Northern | Goleta | 230 | Biomass |  |  | 0 | 0 | 0 | 0 | 0 | 0 | 0 | 0 | 0 | 5 | 2 | 1 | 1 | [14 empty] | 1 | 1 | 3 | 3 | 3 | 1 | 1 | 0
SCE Metro | Goodrich | 230 | Biomass |  |  | 0 | 0 | 0 | 0 | 0 | 0 | 0 | 0 | 0 | 1 | 1 | 1 | 1 | [14 empty] | 3 | 3 | 3 | 3 | 3 | 1 | 1 | 0
PG&E KERN | Goose Lake | 115 | Biomass |  |  | 0 | 0 | 0 | 0 | 0 | 0 | 0 | 0 | 0 | 5 | 2 | 5 | 2 | [14 empty] | 3 | 3 | 3 | 3 | 4 | 1 | 4 | 1
SCE Metro | Gould | 230 | Biomass |  |  | 0 | 0 | 0 | 0 | 0 | 0 | 0 | 0 | 0 | 1 | 1 | 1 | 1 | [14 empty] | 3 | 3 | 2 | 3 | 3 | 1 | 1 | 0
PG&E NGBA | Grand Island | 115 | Biomass |  |  | 0 | 0 | 0 | 0 | 0 | 0 | 0 | 0 | 0 | 5 | 2 | 1 | 1 | [14 empty] | 1 | 3 | 1 | 1 | 3 | 1 | 1 | 0
SDGE | Granite | 69 | Biomass |  |  | 0 | 0 | 0 | 0 | 0 | 0 | 0 | 0 | 0 | 3 | 3 | 1 | 1 | [14 empty] | 1 | 3 | 3 | 1 | 3 | 1 | 1 | 0
PG&E GBA | Grant | 115 | Biomass |  |  | 0 | 0 | 0 | 0 | 0 | 0 | 0 | 0 | 0 | 5 | 2 | 1 | 1 | [14 empty] | 1 | 3 | 3 | 3 | 3 | 1 | 1 | 0
PG&E GBA | Green Valley | 115 | Biomass |  |  | 0 | 0 | 0 | 0 | 0 | 0 | 0 | 0 | 0 | 1 | 1 | 1 | 1 | 1 | [13 empty] | 1 | 1 | 3 | 1 | 3 | 1 | 5 | 1
PG&E NGBA | Greenleaf 1 | 115 | Biomass |  |  | 0 | 0 | 0 | 0 | 0 | 0 | 0 | 0 | 0 | 5 | 2 | 1 | 1 | [14 empty] | 1 | 1 | 4 | 3 | 1 | 1 | 1 | 0
PG&E FRESNO | Gregg | 230 | Biomass |  |  | 0 | 0 | 0 | 0 | 0 | 0 | 0 | 0 | 0 | 5 | 2 | 5 | 2 | [14 empty] | 3 | 3 | 2 | 1 | 4 | 1 | 1 | 0
PG&E FRESNO | Grimmway-Malaga | 115 | Biomass |  |  | 0 | 0 | 0 | 0 | 0 | 0 | 0 | 0 | 0 | 5 | 2 | 5 | 2 | [14 empty] | 3 | 3 | 3 | 3 | 4 | 1 | 1 | 0
PG&E NGBA | Grizzly | 230 | Biomass |  |  | 0 | 0 | 0 | 0 | 0 | 0 | 0 | 0 | 0 | 5 | 2 | 1 | 1 | [14 empty] | 1 | 1 | 1 | 3 | 1 | 1 | 1 | 0
PG&E FRESNO | Guernsey | 70 | Biomass |  |  | 0 | 0 | 0 | 0 | 0 | 0 | 0 | 0 | 0 | 5 | 2 | 5 | 2 | [14 empty] | 3 | 3 | 3 | 1 | 4 | 1 | 1 | 0
PG&E FRESNO | GWF Hanford | 115 | Biomass |  |  | 0 | 0 | 0 | 0 | 0 | 0 | 0 | 0 | 0 | 5 | 2 | 5 | 2 | [14 empty] | 1 | 3 | 4 | 3 | 4 | 1 | 1 | 0
PG&E FRESNO | Haas | 230 | Biomass |  |  | 0 | 0 | 0 | 0 | 0 | 0 | 0 | 0 | 0 | 5 | 2 | 5 | 2 | [14 empty] | 3 | 3 | 1 | 1 | 1 | 1 | 1 | 0
PG&E FRESNO | Hammonds | 115 | Biomass |  |  | 0 | 0 | 0 | 0 | 0 | 0 | 0 | 0 | 0 | 5 | 2 | 5 | 2 | [14 empty] | 3 | 3 | 3 | 1 | 4 | 1 | 1 | 0
SCE Metro | HarborGen | 230 | Biomass |  |  | 0 | 0 | 0 | 0 | 0 | 0 | 0 | 0 | 0 | 1 | 1 | 1 | 1 | [14 empty] | 3 | 3 | 4 | 3 | 4 | 1 | 1 | 0
PG&E NGBA | Harris | 60 | Biomass |  |  | 0 | 0 | 0 | 0 | 0 | 0 | 0 | 0 | 0 | 5 | 2 | 1 | 1 | [14 empty] | 1 | 1 | 3 | 1 | 1 | 1 | 1 | 0
EOP | Harry Allen | 500 | Biomass |  |  | 0 | 0 | 0 | 0 | 0 | 0 | 0 | 0 | 0 | 5 | 2 | 1 | 1 | [14 empty] | 1 | 1 | 1 | 3 | 1 | 1 | 1 | 0
PG&E NGBA | Hartley | 60 | Biomass |  |  | 0 | 0 | 0 | 0 | 0 | 0 | 0 | 0 | 0 | 5 | 5 | 1 | 1 | [14 empty] | 1 | 1 | 1 | 1 | 1 | 1 | 1 | 0
SCE NOL | Harvard | 115 | Biomass |  |  | 0 | 0 | 0 | 0 | 0 | 0 | 0 | 0 | 0 | 4 | 3 | 1 | 1 | [14 empty] | 1 | 3 | 1 | 3 | 4 | 1 | 1 | 0
SDGE | Hassayampa | 500 | Biomass |  |  | 0 | 0 | 0 | 0 | 0 | 0 | 0 | 0 | 0 | 5 | 4 | 4 | 4 | [14 empty] | 1 | 3 | 1 | 1 | 1 | 1 | 1 | 0
PG&E FRESNO | Helm | 230 | Biomass |  |  | 0 | 0 | 0 | 0 | 0 | 0 | 0 | 0 | 0 | 5 | 2 | 5 | 2 | 3 | [13 empty] | 3 | 3 | 3 | 1 | 4 | 1 | 1 | 0
PG&E FRESNO | Helm | 70 | Biomass |  |  | 0 | 0 | 0 | 0 | 0 | 0 | 0 | 0 | 0 | 5 | 2 | 5 | 2 | [14 empty] | 3 | 3 | 3 | 1 | 4 | 1 | 1 | 0
PG&E FRESNO | Henrietta | 115 | Biomass |  |  | 0 | 0 | 0 | 0 | 0 | 0 | 0 | 0 | 0 | 5 | 2 | 5 | 2 | 3 | [13 empty] | 3 | 3 | 4 | 1 | 4 | 1 | 1 | 0
PG&E FRESNO | Henrietta | 230 | Biomass |  |  | 0 | 0 | 0 | 0 | 0 | 0 | 0 | 0 | 0 | 5 | 2 | 5 | 2 | 3 | [13 empty] | 3 | 3 | 4 | 1 | 4 | 1 | 1 | 0
PG&E FRESNO | Henrietta | 70 | Biomass |  |  | 0 | 0 | 0 | 0 | 0 | 0 | 0 | 0 | 0 | 5 | 2 | 5 | 2 | [14 empty] | 3 | 3 | 4 | 1 | 4 | 1 | 1 | 0
PG&E FRESNO | Herndon | 115 | Biomass |  |  | 0 | 0 | 0 | 0 | 0 | 0 | 0 | 0 | 0 | 5 | 2 | 5 | 2 | [14 empty] | 3 | 3 | 2 | 1 | 4 | 1 | 1 | 0
PG&E FRESNO | Herndon | 230 | Biomass |  |  | 0 | 0 | 0 | 0 | 0 | 0 | 0 | 0 | 0 | 5 | 2 | 5 | 2 | [14 empty] | 3 | 3 | 2 | 1 | 4 | 1 | 1 | 0
PG&E GBA | Hicks | 230 | Biomass |  |  | 0 | 0 | 0 | 0 | 0 | 0 | 0 | 0 | 0 | 1 | 1 | 1 | 1 | [14 empty] | 1 | 3 | 2 | 1 | 3 | 1 | 1 | 0
PG&E NGBA | Higgins | 115 | Biomass |  |  | 0 | 0 | 0 | 0 | 0 | 0 | 0 | 0 | 0 | 5 | 2 | 1 | 1 | [14 empty] | 1 | 3 | 1 | 3 | 1 | 1 | 1 | 0
PG&E NGBA | Hilltop | 345 | Biomass |  |  | 0 | 0 | 0 | 0 | 0 | 0 | 0 | 0 | 0 | 5 | 2 | 1 | 1 | [14 empty] | 1 | 1 | 1 | 3 | 1 | 1 | 1 | 0
SCE Metro | Hinson | 230 | Biomass |  |  | 0 | 0 | 0 | 0 | 0 | 0 | 0 | 0 | 0 | 1 | 1 | 1 | 1 | [14 empty] | 3 | 3 | 3 | 3 | 4 | 1 | 4 | 1
PG&E GBA | Hollister | 115 | Biomass |  |  | 0 | 0 | 0 | 0 | 0 | 0 | 0 | 0 | 0 | 1 | 1 | 1 | 1 | 3 | [13 empty] | 1 | 1 | 1 | 1 | 1 | 1 | 1 | 0
PG&E NGBA | Homestake | 115 | Biomass |  |  | 0 | 0 | 0 | 0 | 0 | 0 | 0 | 0 | 0 | 5 | 5 | 1 | 1 | [14 empty] | 1 | 3 | 1 | 1 | 1 | 1 | 1 | 0
PG&E NGBA | Honcut | 115 | Biomass |  |  | 0 | 0 | 0 | 0 | 0 | 0 | 0 | 0 | 0 | 5 | 2 | 1 | 1 | [14 empty] | 1 | 3 | 1 | 1 | 1 | 1 | 1 | 0
SDGE | Hoodoo Wash | 500 | Biomass |  |  | 0 | 0 | 0 | 0 | 0 | 0 | 0 | 0 | 0 | 5 | 3 | 1 | 1 | [14 empty] | 1 | 1 | 1 | 1 | 1 | 1 | 1 | 0
PG&E NGBA | Hopland | 115 | Biomass |  |  | 0 | 0 | 0 | 0 | 0 | 0 | 0 | 0 | 0 | 5 | 5 | 1 | 1 | [14 empty] | 1 | 1 | 1 | 1 | 1 | 1 | 1 | 0
PG&E NGBA | Hopland | 60 | Biomass |  |  | 0 | 0 | 0 | 0 | 0 | 0 | 0 | 0 | 0 | 5 | 5 | 1 | 1 | [14 empty] | 1 | 1 | 1 | 1 | 1 | 1 | 1 | 0
PG&E NGBA | Humboldt | 115 | Biomass |  |  | 0 | 0 | 0 | 0 | 0 | 0 | 0 | 0 | 0 | 5 | 2 | 1 | 1 | 3 | [13 empty] | 1 | 1 | 2 | 1 | 1 | 1 | 4 | 1
PG&E NGBA | Humboldt | 60 | Biomass |  |  | 0 | 0 | 0 | 0 | 0 | 0 | 0 | 0 | 0 | 5 | 2 | 1 | 1 | [14 empty] | 1 | 1 | 2 | 1 | 1 | 1 | 1 | 0
PG&E NGBA | Humboldt | 500 | Biomass |  |  | 0 | 0 | 0 | 0 | 0 | 0 | 0 | 0 | 0 | 5 | 2 | 1 | 1 | [14 empty] | 1 | 1 | 2 | 1 | 1 | 1 | 1 | 0
SCE Metro | Huntington Beach | 230 | Biomass |  |  | 0 | 0 | 0 | 0 | 0 | 0 | 0 | 0 | 0 | 1 | 1 | 1 | 1 | [14 empty] | 3 | 3 | 4 | 3 | 3 | 1 | 1 | 0
PG&E NGBA | Ignacio | 115 | Biomass |  |  | 0 | 0 | 0 | 0 | 0 | 0 | 0 | 0 | 0 | 5 | 2 | 1 | 1 | 3 | [13 empty] | 1 | 3 | 1 | 3 | 1 | 1 | 5 | 1
PG&E NGBA | Ignacio | 230 | Biomass |  |  | 0 | 0 | 0 | 0 | 0 | 0 | 0 | 0 | 0 | 5 | 5 | 1 | 1 | 3 | [13 empty] | 1 | 3 | 1 | 3 | 1 | 1 | 1 | 0
PG&E NGBA | Ignacio | 60 | Biomass |  |  | 0 | 0 | 0 | 0 | 0 | 0 | 0 | 0 | 0 | 5 | 5 | 1 | 1 | 3 | [13 empty] | 1 | 3 | 1 | 3 | 1 | 1 | 1 | 0
SDGE | Imperial Beach | 69 | Biomass |  |  | 0 | 0 | 0 | 0 | 0 | 0 | 0 | 0 | 0 | 3 | 3 | 1 | 1 | [14 empty] | 1 | 3 | 3 | 3 | 3 | 1 | 1 | 0
SDGE | Imperial Valley | 230 | Biomass |  |  | 0 | 0 | 0 | 0 | 0 | 0 | 0 | 0 | 0 | 3 | 3 | 1 | 1 | 4 | [13 empty] | 3 | 3 | 3 | 1 | 4 | 1 | 1 | 0
SDGE | Imperial Valley | 500 | Biomass |  |  | 0 | 0 | 0 | 0 | 0 | 0 | 0 | 0 | 0 | 3 | 3 | 1 | 1 | 5 | [13 empty] | 3 | 3 | 3 | 1 | 4 | 1 | 1 | 0
EOP | Innovation | 138 | Biomass |  |  | 0 | 0 | 0 | 0 | 0 | 0 | 0 | 0 | 0 | 5 | 2 | 1 | 1 | [14 empty] | 1 | 1 | 1 | 3 | 1 | 1 | 1 | 0
EOP | Innovation | 230 | Biomass |  |  | 0 | 0 | 0 | 0 | 0 | 0 | 0 | 0 | 0 | 5 | 2 | 1 | 1 | [14 empty] | 1 | 1 | 1 | 3 | 1 | 1 | 1 | 0
SCE NOL | Inyokern | 115 | Biomass |  |  | 0 | 0 | 0 | 0 | 0 | 0 | 0 | 0 | 0 | 4 | 3 | 1 | 1 | [14 empty] | 1 | 1 | 1 | 3 | 1 | 1 | 5 | 1
EOP | IS Tap | 138 | Biomass |  |  | 0 | 0 | 0 | 0 | 0 | 0 | 0 | 0 | 0 | 5 | 2 | 1 | 1 | [14 empty] | 1 | 1 | 1 | 3 | 1 | 1 | 1 | 0
EOP | Ivanpah | 115 | Biomass |  |  | 0 | 0 | 0 | 0 | 0 | 0 | 0 | 0 | 0 | 5 | 2 | 1 | 1 | [14 empty] | 1 | 1 | 1 | 3 | 4 | 1 | 1 | 0
EOP | Ivanpah | 230 | Biomass |  |  | 0 | 0 | 0 | 0 | 0 | 0 | 0 | 0 | 0 | 5 | 2 | 1 | 1 | [14 empty] | 1 | 1 | 1 | 3 | 4 | 1 | 1 | 0
EOP | Jackass (DOE) | 138 | Biomass |  |  | 0 | 0 | 0 | 0 | 0 | 0 | 0 | 0 | 0 | 5 | 2 | 1 | 1 | [14 empty] | 1 | 1 | 1 | 3 | 1 | 1 | 1 | 0
PG&E NGBA | James B Black | 230 | Biomass |  |  | 0 | 0 | 0 | 0 | 0 | 0 | 0 | 0 | 0 | 5 | 2 | 1 | 1 | [14 empty] | 1 | 1 | 1 | 1 | 1 | 1 | 1 | 0
PG&E GBA | Jefferson | 230 | Biomass |  |  | 0 | 0 | 0 | 0 | 0 | 0 | 0 | 0 | 0 | 1 | 1 | 1 | 1 | [14 empty] | 1 | 3 | 2 | 3 | 3 | 1 | 1 | 0
PG&E NGBA | Jessup | 115 | Biomass |  |  | 0 | 0 | 0 | 0 | 0 | 0 | 0 | 0 | 0 | 5 | 2 | 1 | 1 | [14 empty] | 1 | 1 | 3 | 1 | 1 | 1 | 4 | 1
SCE Metro | Johanna | 230 | Biomass |  |  | 0 | 0 | 0 | 0 | 0 | 0 | 0 | 0 | 0 | 1 | 1 | 1 | 1 | [14 empty] | 3 | 3 | 3 | 3 | 4 | 1 | 1 | 0
SCE Eastern | Julian Hinds | 230 | Biomass |  |  | 0 | 0 | 0 | 0 | 0 | 0 | 0 | 0 | 0 | 5 | 2 | 1 | 1 | [14 empty] | 1 | 3 | 1 | 3 | 1 | 1 | 1 | 0
PG&E GBA | Kasson | 115 | Biomass |  |  | 0 | 0 | 0 | 0 | 0 | 0 | 0 | 0 | 0 | 1 | 1 | 1 | 1 | [14 empty] | 3 | 3 | 2 | 1 | 4 | 1 | 1 | 0
PG&E GBA | Kasson | 60 | Biomass |  |  | 0 | 0 | 0 | 0 | 0 | 0 | 0 | 0 | 0 | 1 | 1 | 1 | 1 | [14 empty] | 3 | 3 | 2 | 1 | 4 | 1 | 1 | 0
PG&E FRESNO | Kearney | 230 | Biomass |  |  | 0 | 0 | 0 | 0 | 0 | 0 | 0 | 0 | 0 | 5 | 2 | 5 | 2 | [14 empty] | 3 | 3 | 2 | 1 | 4 | 1 | 1 | 0
PG&E FRESNO | Kearney | 70 | Biomass |  |  | 0 | 0 | 0 | 0 | 0 | 0 | 0 | 0 | 0 | 5 | 2 | 5 | 2 | [14 empty] | 3 | 3 | 2 | 1 | 4 | 1 | 1 | 0
PG&E GBA | Kelso | 230 | Biomass |  |  | 0 | 0 | 0 | 0 | 0 | 0 | 0 | 0 | 0 | 5 | 2 | 1 | 1 | [14 empty] | 1 | 3 | 4 | 3 | 3 | 1 | 1 | 0
PG&E FRESNO | Kerchoff 1 | 115 | Biomass |  |  | 0 | 0 | 0 | 0 | 0 | 0 | 0 | 0 | 0 | 5 | 2 | 5 | 2 | [14 empty] | 3 | 3 | 1 | 1 | 1 | 1 | 5 | 1
PG&E KERN | Kern Oil | 115 | Biomass |  |  | 0 | 0 | 0 | 0 | 0 | 0 | 0 | 0 | 0 | 5 | 2 | 5 | 2 | [14 empty] | 3 | 3 | 4 | 3 | 4 | 1 | 1 | 0
PG&E KERN | Kern PP | 115 | Biomass |  |  | 0 | 0 | 0 | 0 | 0 | 0 | 0 | 0 | 0 | 5 | 2 | 5 | 2 | [14 empty] | 3 | 3 | 3 | 3 | 3 | 1 | 1 | 0
PG&E KERN | Kern PP | 230 | Biomass |  |  | 0 | 0 | 0 | 0 | 0 | 0 | 0 | 0 | 0 | 5 | 2 | 5 | 2 | [14 empty] | 3 | 3 | 3 | 3 | 3 | 1 | 1 | 0
PG&E KERN | Kern PP | 70 | Biomass |  |  | 0 | 0 | 0 | 0 | 0 | 0 | 0 | 0 | 0 | 5 | 2 | 5 | 2 | [14 empty] | 3 | 3 | 3 | 3 | 3 | 1 | 1 | 0
PG&E KERN | Kernridge | 115 | Biomass |  |  | 0 | 0 | 0 | 0 | 0 | 0 | 0 | 0 | 0 | 5 | 2 | 5 | 2 | [14 empty] | 3 | 3 | 4 | 3 | 4 | 1 | 1 | 0
PG&E FRESNO | Kingsburg | 115 | Biomass |  |  | 0 | 0 | 0 | 0 | 0 | 0 | 0 | 0 | 0 | 5 | 2 | 5 | 2 | [14 empty] | 3 | 3 | 3 | 1 | 4 | 1 | 1 | 0
PG&E GBA | Kirker | 115 | Biomass |  |  | 0 | 0 | 0 | 0 | 0 | 0 | 0 | 0 | 0 | 5 | 2 | 1 | 1 | [14 empty] | 1 | 3 | 3 | 3 | 4 | 1 | 1 | 0
PG&E NGBA | Knights Landing | 115 | Biomass |  |  | 0 | 0 | 0 | 0 | 0 | 0 | 0 | 0 | 0 | 5 | 2 | 1 | 1 | [14 empty] | 1 | 3 | 1 | 1 | 1 | 1 | 1 | 0
PG&E NGBA | Konocti | 60 | Biomass |  |  | 0 | 0 | 0 | 0 | 0 | 0 | 0 | 0 | 0 | 5 | 5 | 1 | 1 | [14 empty] | 1 | 1 | 1 | 1 | 1 | 1 | 5 | 1
SCE NOL | Kramer | 115 | Biomass |  |  | 0 | 0 | 0 | 0 | 0 | 0 | 0 | 0 | 0 | 4 | 3 | 1 | 1 | 3 | [13 empty] | 1 | 3 | 2 | 3 | 1 | 1 | 1 | 0
SCE NOL | Kramer | 230 | Biomass |  |  | 0 | 0 | 0 | 0 | 0 | 0 | 0 | 0 | 0 | 4 | 3 | 1 | 1 | 4 | [13 empty] | 1 | 3 | 2 | 3 | 1 | 1 | 1 | 0
SCE Metro | La Cienega | 230 | Biomass |  |  | 0 | 0 | 0 | 0 | 0 | 0 | 0 | 0 | 0 | 1 | 1 | 1 | 1 | [14 empty] | 3 | 3 | 3 | 3 | 3 | 1 | 1 | 0
SCE Metro | La Fresa | 230 | Biomass |  |  | 0 | 0 | 0 | 0 | 0 | 0 | 0 | 0 | 0 | 1 | 1 | 1 | 1 | [14 empty] | 3 | 3 | 3 | 3 | 3 | 1 | 1 | 0
SCE Metro | Laguna Bell | 230 | Biomass |  |  | 0 | 0 | 0 | 0 | 0 | 0 | 0 | 0 | 0 | 1 | 1 | 1 | 1 | 5 | [13 empty] | 3 | 3 | 4 | 3 | 4 | 1 | 1 | 0
PG&E KERN | Lakeview | 70 | Biomass |  |  | 0 | 0 | 0 | 0 | 0 | 0 | 0 | 0 | 0 | 5 | 5 | 5 | 2 | [14 empty] | 3 | 3 | 1 | 3 | 4 | 1 | 1 | 0
PG&E NGBA | Lakeville | 230 | Biomass |  |  | 0 | 0 | 0 | 0 | 0 | 0 | 0 | 0 | 0 | 5 | 5 | 1 | 1 | 3 | [13 empty] | 1 | 3 | 1 | 1 | 1 | 1 | 1 | 0
PG&E NGBA | Lakeville | 60 | Biomass |  |  | 0 | 0 | 0 | 0 | 0 | 0 | 0 | 0 | 0 | 5 | 5 | 1 | 1 | [14 empty] | 1 | 3 | 1 | 1 | 1 | 1 | 1 | 0
PG&E NGBA | Lakeville | 115 | Biomass |  |  | 0 | 0 | 0 | 0 | 0 | 0 | 0 | 0 | 0 | 5 | 5 | 1 | 1 | 3 | [13 empty] | 1 | 3 | 1 | 1 | 1 | 1 | 1 | 0
PG&E GBA | Lakewood | 115 | Biomass |  |  | 0 | 0 | 0 | 0 | 0 | 0 | 0 | 0 | 0 | 5 | 2 | 1 | 1 | [14 empty] | 1 | 3 | 3 | 3 | 3 | 1 | 1 | 0
PG&E NGBA | Lambie | 230 | Biomass |  |  | 0 | 0 | 0 | 0 | 0 | 0 | 0 | 0 | 0 | 5 | 5 | 1 | 1 | [14 empty] | 1 | 3 | 4 | 3 | 4 | 1 | 1 | 0
PG&E GBA | Lammers | 115 | Biomass |  |  | 0 | 0 | 0 | 0 | 0 | 0 | 0 | 0 | 0 | 5 | 5 | 1 | 1 | 3 | [13 empty] | 3 | 3 | 4 | 1 | 3 | 1 | 1 | 0
PG&E KERN | Lamont | 115 | Biomass |  |  | 0 | 0 | 0 | 0 | 0 | 0 | 0 | 0 | 0 | 5 | 2 | 5 | 2 | 3 | [13 empty] | 3 | 3 | 3 | 3 | 4 | 1 | 4 | 1
PG&E FRESNO | Las Aguilas | 230 | Biomass |  |  | 0 | 0 | 0 | 0 | 0 | 0 | 0 | 0 | 0 | 5 | 2 | 5 | 2 | [14 empty] | 1 | 1 | 1 | 1 | 3 | 1 | 1 | 0
EOP | Lathrop | 138 | Biomass |  |  | 0 | 0 | 0 | 0 | 0 | 0 | 0 | 0 | 0 | 5 | 2 | 1 | 1 | [14 empty] | 1 | 1 | 1 | 3 | 1 | 1 | 1 | 0
EOP | Lathrop | 230 | Biomass |  |  | 0 | 0 | 0 | 0 | 0 | 0 | 0 | 0 | 0 | 5 | 2 | 1 | 1 | [14 empty] | 1 | 1 | 1 | 3 | 1 | 1 | 1 | 0
PG&E FRESNO | Le Grand | 115 | Biomass |  |  | 0 | 0 | 0 | 0 | 0 | 0 | 0 | 0 | 0 | 5 | 2 | 5 | 2 | 3 | [13 empty] | 3 | 3 | 2 | 1 | 4 | 1 | 1 | 0
PG&E FRESNO | Lemoore | 70 | Biomass |  |  | 0 | 0 | 0 | 0 | 0 | 0 | 0 | 0 | 0 | 5 | 2 | 5 | 2 | [14 empty] | 3 | 3 | 2 | 1 | 3 | 1 | 1 | 0
PG&E KERN | Lerdo | 115 | Biomass |  |  | 0 | 0 | 0 | 0 | 0 | 0 | 0 | 0 | 0 | 5 | 2 | 5 | 2 | [14 empty] | 3 | 3 | 2 | 3 | 4 | 1 | 1 | 0
SCE Metro | Lewis | 230 | Biomass |  |  | 0 | 0 | 0 | 0 | 0 | 0 | 0 | 0 | 0 | 1 | 1 | 1 | 1 | [14 empty] | 3 | 3 | 3 | 3 | 3 | 1 | 1 | 0
SCE Metro | Lighthipe | 230 | Biomass |  |  | 0 | 0 | 0 | 0 | 0 | 0 | 0 | 0 | 0 | 1 | 1 | 1 | 1 | [14 empty] | 3 | 3 | 3 | 3 | 4 | 1 | 1 | 0
SDGE | Lilac | 69 | Biomass |  |  | 0 | 0 | 0 | 0 | 0 | 0 | 0 | 0 | 0 | 3 | 3 | 1 | 1 | [14 empty] | 1 | 3 | 2 | 3 | 1 | 1 | 1 | 0
PG&E NGBA | Lincoln | 115 | Biomass |  |  | 0 | 0 | 0 | 0 | 0 | 0 | 0 | 0 | 0 | 5 | 2 | 1 | 1 | [14 empty] | 1 | 3 | 2 | 1 | 1 | 1 | 1 | 0
PG&E KERN | Live Oak | 115 | Biomass |  |  | 0 | 0 | 0 | 0 | 0 | 0 | 0 | 0 | 0 | 5 | 2 | 5 | 2 | [14 empty] | 3 | 3 | 4 | 3 | 4 | 1 | 1 | 0
PG&E GBA | Llagas | 115 | Biomass |  |  | 0 | 0 | 0 | 0 | 0 | 0 | 0 | 0 | 0 | 1 | 1 | 1 | 1 | [14 empty] | 1 | 3 | 3 | 1 | 4 | 1 | 1 | 0
PG&E GBA | Lockeford | 115 | Biomass |  |  | 0 | 0 | 0 | 0 | 0 | 0 | 0 | 0 | 0 | 1 | 1 | 1 | 1 | [14 empty] | 3 | 3 | 2 | 1 | 3 | 1 | 1 | 0
PG&E GBA | Lockeford | 230 | Biomass |  |  | 0 | 0 | 0 | 0 | 0 | 0 | 0 | 0 | 0 | 5 | 2 | 1 | 1 | [14 empty] | 3 | 3 | 2 | 1 | 3 | 1 | 1 | 0
PG&E GBA | Lockeford | 60 | Biomass |  |  | 0 | 0 | 0 | 0 | 0 | 0 | 0 | 0 | 0 | 5 | 2 | 1 | 1 | [14 empty] | 3 | 3 | 2 | 1 | 3 | 1 | 1 | 0
PG&E GBA | Lodi | 230 | Biomass |  |  | 0 | 0 | 0 | 0 | 0 | 0 | 0 | 0 | 0 | 5 | 2 | 1 | 1 | [14 empty] | 3 | 3 | 4 | 1 | 4 | 1 | 1 | 0
PG&E NGBA | Logan Creek | 230 | Biomass |  |  | 0 | 0 | 0 | 0 | 0 | 0 | 0 | 0 | 0 | 5 | 5 | 1 | 1 | [14 empty] | 1 | 1 | 1 | 3 | 3 | 1 | 1 | 0
PG&E GBA | Lone Tree | 230 | Biomass |  |  | 0 | 0 | 0 | 0 | 0 | 0 | 0 | 0 | 0 | 5 | 5 | 1 | 1 | [14 empty] | 1 | 3 | 3 | 3 | 3 | 1 | 1 | 0
PG&E FRESNO | Los Banos | 230 | Biomass |  |  | 0 | 0 | 0 | 0 | 0 | 0 | 0 | 0 | 0 | 5 | 2 | 5 | 2 | 3 | [13 empty] | 3 | 3 | 1 | 1 | 4 | 1 | 5 | 1
PG&E FRESNO | Los Banos | 500 | Biomass |  |  | 0 | 0 | 0 | 0 | 0 | 0 | 0 | 0 | 0 | 1 | 1 | 1 | 1 | 2 | [13 empty] | 3 | 3 | 1 | 1 | 4 | 1 | 1 | 0
SDGE | Los Coches | 138 | Biomass |  |  | 0 | 0 | 0 | 0 | 0 | 0 | 0 | 0 | 0 | 3 | 3 | 1 | 1 | [14 empty] | 1 | 1 | 1 | 1 | 1 | 1 | 1 | 0
SDGE | Los Coches | 69 | Biomass |  |  | 0 | 0 | 0 | 0 | 0 | 0 | 0 | 0 | 0 | 3 | 3 | 1 | 1 | [14 empty] | 1 | 1 | 1 | 1 | 1 | 1 | 1 | 0
PG&E GBA | Los Esteros | 115 | Biomass |  |  | 0 | 0 | 0 | 0 | 0 | 0 | 0 | 0 | 0 | 1 | 1 | 1 | 1 | 4 | [13 empty] | 1 | 3 | 4 | 1 | 4 | 1 | 1 | 0
PG&E GBA | Los Esteros | 230 | Biomass |  |  | 0 | 0 | 0 | 0 | 0 | 0 | 0 | 0 | 0 | 1 | 1 | 1 | 1 | [14 empty] | 1 | 3 | 4 | 1 | 4 | 1 | 1 | 0
PG&E GBA | Los Positas | 230 | Biomass |  |  | 0 | 0 | 0 | 0 | 0 | 0 | 0 | 0 | 0 | 5 | 5 | 1 | 1 | 3 | [13 empty] | 1 | 3 | 2 | 3 | 1 | 1 | 1 | 0
PG&E GBA | Los Positas | 60 | Biomass |  |  | 0 | 0 | 0 | 0 | 0 | 0 | 0 | 0 | 0 | 5 | 5 | 1 | 1 | 3 | [13 empty] | 1 | 3 | 2 | 3 | 1 | 1 | 1 | 0
SDGE | Loveland | 69 | Biomass |  |  | 0 | 0 | 0 | 0 | 0 | 0 | 0 | 0 | 0 | 3 | 3 | 1 | 1 | [14 empty] | 1 | 3 | 2 | 3 | 1 | 1 | 1 | 0
SCE NOL | Lugo | 230 | Biomass |  |  | 0 | 0 | 0 | 0 | 0 | 0 | 0 | 0 | 0 | 1 | 1 | 1 | 1 | [14 empty] | 1 | 3 | 1 | 3 | 3 | 1 | 1 | 0
SCE Metro | Lugo | 500 | Biomass |  |  | 0 | 0 | 0 | 0 | 0 | 0 | 0 | 0 | 0 | 1 | 1 | 1 | 1 | 5 | [13 empty] | 1 | 3 | 1 | 3 | 3 | 1 | 1 | 0
PG&E FRESNO | Madera | 70 | Biomass |  |  | 0 | 0 | 0 | 0 | 0 | 0 | 0 | 0 | 0 | 5 | 2 | 5 | 2 | [14 empty] | 3 | 3 | 1 | 1 | 4 | 1 | 1 | 0
PG&E NGBA | Madison | 115 | Biomass |  |  | 0 | 0 | 0 | 0 | 0 | 0 | 0 | 0 | 0 | 5 | 5 | 1 | 1 | [14 empty] | 1 | 3 | 1 | 1 | 1 | 1 | 1 | 0
PG&E KERN | Magunden | 115 | Biomass |  |  | 0 | 0 | 0 | 0 | 0 | 0 | 0 | 0 | 0 | 5 | 2 | 5 | 2 | [14 empty] | 3 | 3 | 3 | 3 | 4 | 1 | 1 | 0
SCE Northern | Magunden | 230 | Biomass |  |  | 0 | 0 | 0 | 0 | 0 | 0 | 0 | 0 | 0 | 1 | 1 | 1 | 1 | [14 empty] | 3 | 3 | 3 | 3 | 4 | 1 | 1 | 0
PG&E FRESNO | Malaga | 115 | Biomass |  |  | 0 | 0 | 0 | 0 | 0 | 0 | 0 | 0 | 0 | 5 | 2 | 5 | 2 | [14 empty] | 3 | 3 | 4 | 1 | 4 | 1 | 1 | 0
PG&E NGBA | Malin | 500 | Biomass |  |  | 0 | 0 | 0 | 0 | 0 | 0 | 0 | 0 | 0 | 5 | 2 | 1 | 1 | [14 empty] | 1 | 1 | 1 | 1 | 1 | 1 | 1 | 0
SCE Northern | Mandalay | 230 | Biomass |  |  | 0 | 0 | 0 | 0 | 0 | 0 | 0 | 0 | 0 | 5 | 2 | 1 | 1 | [14 empty] | 1 | 3 | 4 | 3 | 4 | 1 | 1 | 0
PG&E FRESNO | Manning | 230 | Biomass |  |  | 0 | 0 | 0 | 0 | 0 | 0 | 0 | 0 | 0 | 5 | 2 | 5 | 2 | 1 | [13 empty] | 3 | 3 | 3 | 1 | 4 | 1 | 1 | 0
PG&E FRESNO | Manning | 500 | Biomass |  |  | 0 | 0 | 0 | 0 | 0 | 0 | 0 | 0 | 0 | 1 | 1 | 1 | 1 | 2 | [13 empty] | 3 | 3 | 3 | 1 | 4 | 1 | 1 | 0
PG&E GBA | Manteca | 115 | Biomass |  |  | 0 | 0 | 0 | 0 | 0 | 0 | 0 | 0 | 0 | 5 | 5 | 5 | 2 | [14 empty] | 3 | 3 | 3 | 1 | 3 | 1 | 1 | 0
SDGE | Margarita | 138 | Biomass |  |  | 0 | 0 | 0 | 0 | 0 | 0 | 0 | 0 | 0 | 1 | 1 | 1 | 1 | [14 empty] | 3 | 3 | 3 | 3 | 1 | 1 | 1 | 0
PG&E GBA | Martin | 230 | Biomass |  |  | 0 | 0 | 0 | 0 | 0 | 0 | 0 | 0 | 0 | 5 | 2 | 1 | 1 | 3 | [13 empty] | 1 | 3 | 3 | 3 | 3 | 1 | 1 | 0
PG&E GBA | Martin | 115 | Biomass |  |  | 0 | 0 | 0 | 0 | 0 | 0 | 0 | 0 | 0 | 1 | 1 | 1 | 1 | 4 | [13 empty] | 1 | 3 | 3 | 3 | 3 | 1 | 1 | 0
PG&E GBA | Martinez | 115 | Biomass |  |  | 0 | 0 | 0 | 0 | 0 | 0 | 0 | 0 | 0 | 5 | 2 | 1 | 1 | [14 empty] | 1 | 3 | 4 | 3 | 4 | 1 | 1 | 0
PG&E FRESNO | Mc Mullin | 230 | Biomass |  |  | 0 | 0 | 0 | 0 | 0 | 0 | 0 | 0 | 0 | 5 | 2 | 5 | 2 | [14 empty] | 3 | 3 | 2 | 1 | 4 | 1 | 1 | 0
PG&E FRESNO | McCall | 115 | Biomass |  |  | 0 | 0 | 0 | 0 | 0 | 0 | 0 | 0 | 0 | 5 | 2 | 5 | 2 | [14 empty] | 3 | 3 | 2 | 1 | 4 | 1 | 1 | 0
PG&E FRESNO | McCall | 230 | Biomass |  |  | 0 | 0 | 0 | 0 | 0 | 0 | 0 | 0 | 0 | 5 | 2 | 5 | 2 | [14 empty] | 3 | 3 | 2 | 1 | 4 | 1 | 1 | 0
PG&E GBA | Meadow Lane | 115 | Biomass |  |  | 0 | 0 | 0 | 0 | 0 | 0 | 0 | 0 | 0 | 5 | 2 | 1 | 1 | [14 empty] | 1 | 3 | 4 | 3 | 4 | 1 | 1 | 0
PG&E GBA | Melones | 115 | Biomass |  |  | 0 | 0 | 0 | 0 | 0 | 0 | 0 | 0 | 0 | 5 | 5 | 1 | 1 | [14 empty] | 1 | 3 | 1 | 3 | 1 | 1 | 1 | 0
PG&E GBA | Melones | 230 | Biomass |  |  | 0 | 0 | 0 | 0 | 0 | 0 | 0 | 0 | 0 | 5 | 5 | 1 | 1 | [14 empty] | 1 | 3 | 1 | 3 | 1 | 1 | 1 | 0
SDGE | Melrose | 69 | Biomass |  |  | 0 | 0 | 0 | 0 | 0 | 0 | 0 | 0 | 0 | 3 | 3 | 1 | 1 | [14 empty] | 1 | 3 | 2 | 3 | 1 | 1 | 1 | 0
PG&E NGBA | Mendocino | 115 | Biomass |  |  | 0 | 0 | 0 | 0 | 0 | 0 | 0 | 0 | 0 | 5 | 5 | 1 | 1 | [14 empty] | 1 | 1 | 1 | 1 | 1 | 1 | 1 | 0
PG&E NGBA | Mendocino | 60 | Biomass |  |  | 0 | 0 | 0 | 0 | 0 | 0 | 0 | 0 | 0 | 5 | 5 | 1 | 1 | [14 empty] | 1 | 1 | 1 | 1 | 1 | 1 | 5 | 1
PG&E FRESNO | Mendota | 115 | Biomass |  |  | 0 | 0 | 0 | 0 | 0 | 0 | 0 | 0 | 0 | 5 | 2 | 5 | 2 | 1 | [13 empty] | 3 | 3 | 2 | 1 | 4 | 1 | 1 | 0
PG&E GBA | Menlo | 60 | Biomass |  |  | 0 | 0 | 0 | 0 | 0 | 0 | 0 | 0 | 0 | 5 | 2 | 1 | 1 | [14 empty] | 1 | 3 | 3 | 3 | 3 | 1 | 1 | 0
PG&E FRESNO | Merced | 115 | Biomass |  |  | 0 | 0 | 0 | 0 | 0 | 0 | 0 | 0 | 0 | 5 | 2 | 5 | 2 | [14 empty] | 3 | 3 | 2 | 1 | 4 | 1 | 1 | 0
EOP | Mercury | 138 | Biomass |  |  | 0 | 0 | 0 | 0 | 0 | 0 | 0 | 0 | 0 | 5 | 2 | 1 | 1 | [14 empty] | 1 | 1 | 1 | 3 | 1 | 1 | 1 | 0
PG&E FRESNO | Mercy Springs | 70 | Biomass |  |  | 0 | 0 | 0 | 0 | 0 | 0 | 0 | 0 | 0 | 5 | 2 | 5 | 2 | [14 empty] | 3 | 3 | 1 | 1 | 4 | 1 | 5 | 1
PG&E NGBA | Meridian | 60 | Biomass |  |  | 0 | 0 | 0 | 0 | 0 | 0 | 0 | 0 | 0 | 5 | 5 | 1 | 1 | [14 empty] | 1 | 1 | 1 | 3 | 1 | 1 | 1 | 0
PG&E KERN | Mesa (PGE) | 115 | Biomass |  |  | 0 | 0 | 0 | 0 | 0 | 0 | 0 | 0 | 0 | 5 | 2 | 5 | 2 | [14 empty] | 1 | 1 | 3 | 1 | 3 | 1 | 1 | 0
PG&E KERN | Mesa (PGE) | 230 | Biomass |  |  | 0 | 0 | 0 | 0 | 0 | 0 | 0 | 0 | 0 | 5 | 2 | 5 | 2 | [14 empty] | 1 | 1 | 3 | 1 | 3 | 1 | 1 | 0
SCE Metro | Mesa (SCE) | 230 | Biomass |  |  | 0 | 0 | 0 | 0 | 0 | 0 | 0 | 0 | 0 | 1 | 1 | 1 | 1 | [14 empty] | 3 | 3 | 3 | 3 | 3 | 1 | 1 | 0
SCE Metro | Mesa (SCE) | 500 | Biomass |  |  | 0 | 0 | 0 | 0 | 0 | 0 | 0 | 0 | 0 | 1 | 1 | 1 | 1 | [14 empty] | 3 | 3 | 3 | 3 | 3 | 1 | 1 | 0
SDGE | Mesa Heights | 69 | Biomass |  |  | 0 | 0 | 0 | 0 | 0 | 0 | 0 | 0 | 0 | 3 | 3 | 1 | 1 | [14 empty] | 1 | 3 | 3 | 3 | 1 | 1 | 1 | 0
PG&E GBA | Metcalf | 115 | Biomass |  |  | 0 | 0 | 0 | 0 | 0 | 0 | 0 | 0 | 0 | 1 | 1 | 1 | 1 | 4 | [13 empty] | 1 | 3 | 4 | 1 | 1 | 1 | 1 | 0
PG&E GBA | Metcalf | 230 | Biomass |  |  | 0 | 0 | 0 | 0 | 0 | 0 | 0 | 0 | 0 | 1 | 1 | 1 | 1 | 4 | [13 empty] | 1 | 3 | 4 | 1 | 1 | 1 | 1 | 0
PG&E GBA | Metcalf | 500 | Biomass |  |  | 0 | 0 | 0 | 0 | 0 | 0 | 0 | 0 | 0 | 1 | 1 | 1 | 1 | 5 | [13 empty] | 1 | 3 | 4 | 1 | 1 | 1 | 1 | 0
PG&E KERN | Midway | 115 | Biomass |  |  | 0 | 0 | 0 | 0 | 0 | 0 | 0 | 0 | 0 | 5 | 2 | 5 | 2 | 4 | [13 empty] | 3 | 3 | 2 | 3 | 4 | 1 | 1 | 0
PG&E KERN | Midway | 230 | Biomass |  |  | 0 | 0 | 0 | 0 | 0 | 0 | 0 | 0 | 0 | 5 | 2 | 5 | 2 | 4 | [13 empty] | 3 | 3 | 2 | 3 | 4 | 1 | 1 | 0
PG&E KERN | Midway | 500 | Biomass |  |  | 0 | 0 | 0 | 0 | 0 | 0 | 0 | 0 | 0 | 5 | 2 | 4 | 2 | 5 | [13 empty] | 3 | 3 | 2 | 3 | 4 | 1 | 1 | 0
SDGE | Miguel | 230 | Biomass |  |  | 0 | 0 | 0 | 0 | 0 | 0 | 0 | 0 | 0 | 3 | 3 | 1 | 1 | [14 empty] | 1 | 3 | 2 | 3 | 3 | 1 | 1 | 0
SDGE | Miguel | 500 | Biomass |  |  | 0 | 0 | 0 | 0 | 0 | 0 | 0 | 0 | 0 | 3 | 3 | 1 | 1 | [14 empty] | 1 | 3 | 2 | 3 | 3 | 1 | 1 | 0
SDGE | Miguel | 69 | Biomass |  |  | 0 | 0 | 0 | 0 | 0 | 0 | 0 | 0 | 0 | 3 | 3 | 1 | 1 | [14 empty] | 1 | 3 | 2 | 3 | 3 | 1 | 1 | 0
PG&E GBA | Millbrae | 115 | Biomass |  |  | 0 | 0 | 0 | 0 | 0 | 0 | 0 | 0 | 0 | 1 | 1 | 1 | 1 | [14 empty] | 1 | 3 | 3 | 3 | 3 | 1 | 1 | 0
PG&E GBA | Miller | 115 | Biomass |  |  | 0 | 0 | 0 | 0 | 0 | 0 | 0 | 0 | 0 | 5 | 5 | 1 | 1 | [14 empty] | 3 | 3 | 1 | 1 | 4 | 1 | 1 | 0
SCE Metro | Mira Loma | 230 | Biomass |  |  | 0 | 0 | 0 | 0 | 0 | 0 | 0 | 0 | 0 | 1 | 1 | 1 | 1 | 5 | [13 empty] | 3 | 3 | 4 | 3 | 4 | 1 | 1 | 0
SCE Metro | Mira Loma | 500 | Biomass |  |  | 0 | 0 | 0 | 0 | 0 | 0 | 0 | 0 | 0 | 1 | 1 | 1 | 1 | 5 | [13 empty] | 3 | 3 | 4 | 3 | 4 | 1 | 1 | 0
SCE Eastern | Mirage | 115 | Biomass |  |  | 0 | 0 | 0 | 0 | 0 | 0 | 0 | 0 | 0 | 5 | 2 | 1 | 1 | [14 empty] | 1 | 3 | 2 | 3 | 1 | 1 | 1 | 0
SCE Eastern | Mirage | 230 | Biomass |  |  | 0 | 0 | 0 | 0 | 0 | 0 | 0 | 0 | 0 | 5 | 2 | 1 | 1 | [14 empty] | 1 | 3 | 2 | 3 | 1 | 1 | 1 | 0
SDGE | Mission | 138 | Biomass |  |  | 0 | 0 | 0 | 0 | 0 | 0 | 0 | 0 | 0 | 3 | 3 | 1 | 1 | [14 empty] | 1 | 3 | 3 | 3 | 3 | 1 | 1 | 0
SDGE | Mission | 230 | Biomass |  |  | 0 | 0 | 0 | 0 | 0 | 0 | 0 | 0 | 0 | 3 | 3 | 1 | 1 | [14 empty] | 1 | 3 | 3 | 3 | 3 | 1 | 1 | 0
SDGE | Mission | 69 | Biomass |  |  | 0 | 0 | 0 | 0 | 0 | 0 | 0 | 0 | 0 | 3 | 3 | 1 | 1 | [14 empty] | 1 | 3 | 3 | 3 | 3 | 1 | 1 | 0
PG&E GBA | Mi-Wuk | 115 | Biomass |  |  | 0 | 0 | 0 | 0 | 0 | 0 | 0 | 0 | 0 | 5 | 5 | 1 | 1 | [14 empty] | 1 | 3 | 1 | 3 | 1 | 1 | 1 | 0
EOP | Mohave | 500 | Biomass |  |  | 0 | 0 | 0 | 0 | 0 | 0 | 0 | 0 | 0 | 5 | 2 | 1 | 1 | 5 | [13 empty] | 1 | 1 | 3 | 3 | 1 | 1 | 1 | 0
PG&E NGBA | Monroe | 115 | Biomass |  |  | 0 | 0 | 0 | 0 | 0 | 0 | 0 | 0 | 0 | 5 | 5 | 1 | 1 | [14 empty] | 1 | 3 | 3 | 1 | 3 | 1 | 1 | 0
SDGE | Monserate | 69 | Biomass |  |  | 0 | 0 | 0 | 0 | 0 | 0 | 0 | 0 | 0 | 3 | 3 | 1 | 1 | [14 empty] | 1 | 3 | 2 | 3 | 1 | 1 | 1 | 0
PG&E GBA | Monta Vista | 115 | Biomass |  |  | 0 | 0 | 0 | 0 | 0 | 0 | 0 | 0 | 0 | 1 | 1 | 1 | 1 | [14 empty] | 1 | 3 | 2 | 1 | 1 | 1 | 1 | 0
PG&E GBA | Monta Vista | 230 | Biomass |  |  | 0 | 0 | 0 | 0 | 0 | 0 | 0 | 0 | 0 | 1 | 1 | 1 | 1 | [14 empty] | 1 | 3 | 2 | 1 | 1 | 1 | 1 | 0
PG&E GBA | Monta Vista | 60 | Biomass |  |  | 0 | 0 | 0 | 0 | 0 | 0 | 0 | 0 | 0 | 1 | 1 | 1 | 1 | [14 empty] | 1 | 3 | 2 | 1 | 1 | 1 | 1 | 0
PG&E NGBA | Monticello | 115 | Biomass |  |  | 0 | 0 | 0 | 0 | 0 | 0 | 0 | 0 | 0 | 5 | 5 | 1 | 1 | [14 empty] | 1 | 3 | 1 | 1 | 1 | 1 | 1 | 0
SCE Northern | Moorpark | 230 | Biomass |  |  | 0 | 0 | 0 | 0 | 0 | 0 | 0 | 0 | 0 | 5 | 2 | 1 | 1 | 4 | [13 empty] | 1 | 3 | 1 | 3 | 1 | 1 | 1 | 0
SCE Northern | Moorpark | 66 | Biomass |  |  | 0 | 0 | 0 | 0 | 0 | 0 | 0 | 0 | 0 | 5 | 2 | 1 | 1 | [14 empty] | 1 | 3 | 1 | 3 | 1 | 1 | 1 | 0
PG&E GBA | Moraga | 115 | Biomass |  |  | 0 | 0 | 0 | 0 | 0 | 0 | 0 | 0 | 0 | 5 | 2 | 1 | 1 | [14 empty] | 1 | 3 | 2 | 3 | 1 | 1 | 1 | 0
PG&E GBA | Moraga | 230 | Biomass |  |  | 0 | 0 | 0 | 0 | 0 | 0 | 0 | 0 | 0 | 5 | 2 | 1 | 1 | [14 empty] | 1 | 3 | 2 | 3 | 1 | 1 | 1 | 0
PG&E GBA | Morgan Hill | 115 | Biomass |  |  | 0 | 0 | 0 | 0 | 0 | 0 | 0 | 0 | 0 | 1 | 1 | 1 | 1 | [14 empty] | 1 | 3 | 2 | 1 | 3 | 1 | 1 | 0
PG&E KERN | Morro Bay | 115 | Biomass |  |  | 0 | 0 | 0 | 0 | 0 | 0 | 0 | 0 | 0 | 5 | 2 | 5 | 2 | [14 empty] | 1 | 1 | 4 | 1 | 1 | 1 | 1 | 0
PG&E KERN | Morro Bay | 230 | Biomass |  |  | 0 | 0 | 0 | 0 | 0 | 0 | 0 | 0 | 0 | 5 | 2 | 5 | 2 | [14 empty] | 1 | 1 | 4 | 1 | 1 | 1 | 1 | 0
PG&E KERN | Morro Bay | 500 | Biomass |  |  | 0 | 0 | 0 | 0 | 0 | 0 | 0 | 0 | 0 | 5 | 2 | 4 | 2 | [14 empty] | 1 | 1 | 4 | 1 | 1 | 1 | 1 | 0
PG&E GBA | Moss Landing | 115 | Biomass |  |  | 0 | 0 | 0 | 0 | 0 | 0 | 0 | 0 | 0 | 1 | 1 | 1 | 1 | [14 empty] | 1 | 1 | 4 | 1 | 3 | 1 | 1 | 0
PG&E GBA | Moss Landing | 230 | Biomass |  |  | 0 | 0 | 0 | 0 | 0 | 0 | 0 | 0 | 0 | 1 | 1 | 1 | 1 | [14 empty] | 1 | 1 | 4 | 1 | 3 | 1 | 1 | 0
PG&E GBA | Moss Landing | 500 | Biomass |  |  | 0 | 0 | 0 | 0 | 0 | 0 | 0 | 0 | 0 | 5 | 2 | 1 | 1 | 5 | [13 empty] | 1 | 1 | 4 | 1 | 3 | 1 | 1 | 0
EOP | Mountain Pass | 115 | Biomass |  |  | 0 | 0 | 0 | 0 | 0 | 0 | 0 | 0 | 0 | 5 | 2 | 1 | 1 | [14 empty] | 1 | 1 | 1 | 3 | 4 | 1 | 1 | 0
PG&E GBA | Mountain View | 115 | Biomass |  |  | 0 | 0 | 0 | 0 | 0 | 0 | 0 | 0 | 0 | 1 | 1 | 1 | 1 | [14 empty] | 1 | 3 | 3 | 1 | 3 | 1 | 1 | 0
PG&E GBA | Mt Eden | 115 | Biomass |  |  | 0 | 0 | 0 | 0 | 0 | 0 | 0 | 0 | 0 | 5 | 2 | 1 | 1 | [14 empty] | 1 | 3 | 3 | 3 | 3 | 1 | 1 | 0
PG&E KERN | Mt Poso | 115 | Biomass |  |  | 0 | 0 | 0 | 0 | 0 | 0 | 0 | 0 | 0 | 5 | 2 | 5 | 2 | [14 empty] | 3 | 3 | 4 | 3 | 4 | 1 | 1 | 0
SDGE | Murray | 69 | Biomass |  |  | 0 | 0 | 0 | 0 | 0 | 0 | 0 | 0 | 0 | 3 | 3 | 1 | 1 | [14 empty] | 1 | 3 | 3 | 3 | 3 | 1 | 1 | 0
PG&E FRESNO | Mustang | 230 | Biomass |  |  | 0 | 0 | 0 | 0 | 0 | 0 | 0 | 0 | 0 | 5 | 2 | 5 | 2 | [14 empty] | 3 | 3 | 4 | 1 | 4 | 1 | 1 | 0
SCE Northern | Neenach | 66 | Biomass |  |  | 0 | 0 | 0 | 0 | 0 | 0 | 0 | 0 | 0 | 1 | 1 | 1 | 1 | [14 empty] | 1 | 3 | 1 | 3 | 1 | 1 | 1 | 0
PG&E KERN | New Sub - Gates - Midway (Proposed) | 230 | Biomass |  |  | 0 | 0 | 0 | 0 | 0 | 0 | 0 | 0 | 0 | 5 | 2 | 5 | 2 | 3 | [13 empty] | 3 | 3 | 1 | 1 | 4 | 1 | 1 | 0
PG&E KERN | New Sub - Gates - Templeton (Proposed) | 230 | Biomass |  |  | 0 | 0 | 0 | 0 | 0 | 0 | 0 | 0 | 0 | 5 | 2 | 5 | 2 | [14 empty] | 3 | 3 | 1 | 1 | 4 | 1 | 1 | 0
SCE NOL | New Sub - Kramer - Lugo (Proposed) | 230 | Biomass |  |  | 0 | 0 | 0 | 0 | 0 | 0 | 0 | 0 | 0 | 4 | 3 | 1 | 1 | [14 empty] | 1 | 3 | 3 | 3 | 4 | 1 | 1 | 0
PG&E FRESNO | New Sub - Los Banos - Midway (Proposed) | 500 | Biomass |  |  | 0 | 0 | 0 | 0 | 0 | 0 | 0 | 0 | 0 | 5 | 2 | 4 | 2 | 5 | [13 empty] | 3 | 3 | 1 | 1 | 4 | 1 | 1 | 0
SCE NOL | New Sub - Lugo - Pisgah (Proposed) | 230 | Biomass |  |  | 0 | 0 | 0 | 0 | 0 | 0 | 0 | 0 | 0 | 1 | 1 | 1 | 1 | [14 empty] | 1 | 3 | 2 | 3 | 1 | 1 | 1 | 0
PG&E KERN | New Sub - Midway - Wheeler Ridge (Proposed) | 230 | Biomass |  |  | 0 | 0 | 0 | 0 | 0 | 0 | 0 | 0 | 0 | 5 | 2 | 5 | 2 | [14 empty] | 3 | 3 | 2 | 3 | 4 | 1 | 1 | 0
PG&E NGBA | New Sub - Near existing Leavitt (PSREC) | 345 | Biomass |  |  | 0 | 0 | 0 | 0 | 0 | 0 | 0 | 0 | 0 | 5 | 2 | 1 | 1 | [14 empty] | 1 | 1 | 4 | 3 | 1 | 1 | 1 | 0
PG&E NGBA | New Sub - Near existing Madeline (NVE) | 345 | Biomass |  |  | 0 | 0 | 0 | 0 | 0 | 0 | 0 | 0 | 0 | 5 | 2 | 1 | 1 | [14 empty] | 1 | 1 | 1 | 3 | 1 | 1 | 1 | 0
SDGE | New Sub - North Gila - IV (Proposed) | 500 | Biomass |  |  | 0 | 0 | 0 | 0 | 0 | 0 | 0 | 0 | 0 | 3 | 3 | 1 | 1 | [14 empty] | 1 | 3 | 1 | 1 | 3 | 1 | 1 | 0
PG&E NGBA | New Sub - Pit 1 - Cottonwood (Proposed) | 230 | Biomass |  |  | 0 | 0 | 0 | 0 | 0 | 0 | 0 | 0 | 0 | 5 | 2 | 1 | 1 | [14 empty] | 1 | 1 | 1 | 1 | 1 | 1 | 1 | 0
PG&E GBA | New Sub - Rancho Seco - Bellota (Proposed) | 230 | Biomass |  |  | 0 | 0 | 0 | 0 | 0 | 0 | 0 | 0 | 0 | 1 | 1 | 1 | 1 | [14 empty] | 3 | 3 | 2 | 1 | 1 | 1 | 1 | 0
SDGE | New Sub - Suncrest - Ocotillo (Proposed) | 500 | Biomass |  |  | 0 | 0 | 0 | 0 | 0 | 0 | 0 | 0 | 0 | 3 | 3 | 1 | 1 | [14 empty] | 1 | 3 | 1 | 3 | 1 | 1 | 1 | 0
PG&E FRESNO | New Sub - Westley - Quinto (Proposed) | 230 | Biomass |  |  | 0 | 0 | 0 | 0 | 0 | 0 | 0 | 0 | 0 | 1 | 1 | 1 | 1 | [14 empty] | 3 | 3 | 1 | 1 | 4 | 1 | 1 | 0
PG&E GBA | Newark | 115 | Biomass |  |  | 0 | 0 | 0 | 0 | 0 | 0 | 0 | 0 | 0 | 1 | 1 | 1 | 1 | [14 empty] | 1 | 3 | 2 | 3 | 3 | 1 | 1 | 0
PG&E GBA | Newark | 230 | Biomass |  |  | 0 | 0 | 0 | 0 | 0 | 0 | 0 | 0 | 0 | 1 | 1 | 1 | 1 | 4 | [13 empty] | 1 | 3 | 2 | 3 | 3 | 1 | 1 | 0
PG&E GBA | Newark | 60 | Biomass |  |  | 0 | 0 | 0 | 0 | 0 | 0 | 0 | 0 | 0 | 5 | 5 | 1 | 1 | 3 | [13 empty] | 1 | 3 | 2 | 3 | 3 | 1 | 1 | 0
PG&E FRESNO | Newhall | 115 | Biomass |  |  | 0 | 0 | 0 | 0 | 0 | 0 | 0 | 0 | 0 | 5 | 2 | 5 | 2 | [14 empty] | 3 | 3 | 1 | 1 | 4 | 1 | 1 | 0
PG&E KERN | Norco | 115 | Biomass |  |  | 0 | 0 | 0 | 0 | 0 | 0 | 0 | 0 | 0 | 5 | 2 | 5 | 2 | [14 empty] | 3 | 3 | 2 | 3 | 4 | 1 | 4 | 1
PG&E GBA | Nortech | 115 | Biomass |  |  | 0 | 0 | 0 | 0 | 0 | 0 | 0 | 0 | 0 | 1 | 1 | 1 | 1 | [14 empty] | 1 | 3 | 3 | 1 | 4 | 1 | 1 | 0
SDGE | North City Metering | 138 | Biomass |  |  | 0 | 0 | 0 | 0 | 0 | 0 | 0 | 0 | 0 | 3 | 3 | 1 | 1 | [14 empty] | 1 | 3 | 3 | 3 | 1 | 1 | 1 | 0
PG&E GBA | North Dublin | 230 | Biomass |  |  | 0 | 0 | 0 | 0 | 0 | 0 | 0 | 0 | 0 | 5 | 5 | 1 | 1 | [14 empty] | 1 | 3 | 3 | 3 | 1 | 1 | 1 | 0
SDGE | North Gila | 500 | Biomass |  |  | 0 | 0 | 0 | 0 | 0 | 0 | 0 | 0 | 0 | 3 | 3 | 1 | 1 | [14 empty] | 1 | 1 | 1 | 1 | 1 | 1 | 1 | 0
SCE Metro | North of SONGS | 230 | Biomass |  |  | 0 | 0 | 0 | 0 | 0 | 0 | 0 | 0 | 0 | 1 | 1 | 1 | 1 | [14 empty] | 1 | 3 | 2 | 3 | 1 | 1 | 1 | 0
SCE Metro | North of SONGS | 500 | Biomass |  |  | 0 | 0 | 0 | 0 | 0 | 0 | 0 | 0 | 0 | 1 | 1 | 1 | 1 | [14 empty] | 1 | 3 | 2 | 3 | 1 | 1 | 1 | 0
PG&E NGBA | Notre Dame | 115 | Biomass |  |  | 0 | 0 | 0 | 0 | 0 | 0 | 0 | 0 | 0 | 5 | 2 | 1 | 1 | [14 empty] | 1 | 3 | 1 | 1 | 3 | 1 | 1 | 0
PG&E GBA | Oakland C | 115 | Biomass |  |  | 0 | 0 | 0 | 0 | 0 | 0 | 0 | 0 | 0 | 5 | 2 | 1 | 1 | 3 | [13 empty] | 1 | 3 | 4 | 3 | 3 | 1 | 1 | 0
PG&E GBA | Oakland J | 115 | Biomass |  |  | 0 | 0 | 0 | 0 | 0 | 0 | 0 | 0 | 0 | 5 | 2 | 1 | 1 | [14 empty] | 1 | 3 | 3 | 3 | 4 | 1 | 1 | 0
PG&E GBA | Oakland L | 115 | Biomass |  |  | 0 | 0 | 0 | 0 | 0 | 0 | 0 | 0 | 0 | 5 | 2 | 1 | 1 | [14 empty] | 1 | 3 | 3 | 3 | 4 | 1 | 1 | 0
PG&E GBA | Oakland X | 115 | Biomass |  |  | 0 | 0 | 0 | 0 | 0 | 0 | 0 | 0 | 0 | 5 | 2 | 1 | 1 | [14 empty] | 1 | 3 | 3 | 3 | 3 | 1 | 1 | 0
SDGE | Ocean Ranch | 69 | Biomass |  |  | 0 | 0 | 0 | 0 | 0 | 0 | 0 | 0 | 0 | 3 | 3 | 1 | 1 | [14 empty] | 1 | 3 | 2 | 3 | 1 | 1 | 1 | 0
PG&E KERN | Oceano | 115 | Biomass |  |  | 0 | 0 | 0 | 0 | 0 | 0 | 0 | 0 | 0 | 5 | 2 | 5 | 2 | [14 empty] | 1 | 1 | 1 | 1 | 1 | 1 | 1 | 0
SDGE | Ocotillo Express | 500 | Biomass |  |  | 0 | 0 | 0 | 0 | 0 | 0 | 0 | 0 | 0 | 3 | 3 | 1 | 1 | [14 empty] | 1 | 3 | 1 | 1 | 1 | 1 | 1 | 0
PG&E KERN | Old River | 70 | Biomass |  |  | 0 | 0 | 0 | 0 | 0 | 0 | 0 | 0 | 0 | 5 | 2 | 5 | 2 | [14 empty] | 3 | 3 | 1 | 3 | 3 | 1 | 1 | 0
SDGE | Old Town | 230 | Biomass |  |  | 0 | 0 | 0 | 0 | 0 | 0 | 0 | 0 | 0 | 3 | 3 | 1 | 1 | [14 empty] | 1 | 3 | 3 | 3 | 3 | 1 | 1 | 0
SCE Metro | Olinda | 230 | Biomass |  |  | 0 | 0 | 0 | 0 | 0 | 0 | 0 | 0 | 0 | 1 | 1 | 1 | 1 | [14 empty] | 3 | 3 | 3 | 3 | 3 | 1 | 1 | 0
PG&E FRESNO | Olive | 115 | Biomass |  |  | 0 | 0 | 0 | 0 | 0 | 0 | 0 | 0 | 0 | 5 | 2 | 5 | 2 | 3 | [13 empty] | 3 | 3 | 1 | 3 | 4 | 1 | 1 | 0
PG&E NGBA | Olivehurst | 115 | Biomass |  |  | 0 | 0 | 0 | 0 | 0 | 0 | 0 | 0 | 0 | 5 | 2 | 1 | 1 | [14 empty] | 1 | 1 | 3 | 3 | 3 | 1 | 1 | 0
PG&E NGBA | Oregon Trail | 60 | Biomass |  |  | 0 | 0 | 0 | 0 | 0 | 0 | 0 | 0 | 0 | 5 | 2 | 1 | 1 | [14 empty] | 1 | 1 | 2 | 1 | 1 | 1 | 1 | 0
SCE Northern | Ormond Beach | 230 | Biomass |  |  | 0 | 0 | 0 | 0 | 0 | 0 | 0 | 0 | 0 | 5 | 2 | 1 | 1 | [14 empty] | 1 | 3 | 4 | 3 | 4 | 1 | 1 | 0
PG&E FRESNO | Oro Loma | 115 | Biomass |  |  | 0 | 0 | 0 | 0 | 0 | 0 | 0 | 0 | 0 | 5 | 2 | 5 | 2 | [14 empty] | 3 | 3 | 1 | 1 | 4 | 1 | 1 | 0
PG&E FRESNO | Oro Loma | 70 | Biomass |  |  | 0 | 0 | 0 | 0 | 0 | 0 | 0 | 0 | 0 | 5 | 2 | 5 | 2 | [14 empty] | 3 | 3 | 1 | 1 | 4 | 1 | 1 | 0
PG&E FRESNO | Orosi | 70 | Biomass |  |  | 0 | 0 | 0 | 0 | 0 | 0 | 0 | 0 | 0 | 5 | 2 | 5 | 2 | [14 empty] | 3 | 3 | 1 | 3 | 4 | 1 | 1 | 0
SDGE | Otay | 69 | Biomass |  |  | 0 | 0 | 0 | 0 | 0 | 0 | 0 | 0 | 0 | 3 | 3 | 1 | 1 | [14 empty] | 1 | 3 | 4 | 3 | 4 | 1 | 1 | 0
SDGE | Otay Mesa | 230 | Biomass |  |  | 0 | 0 | 0 | 0 | 0 | 0 | 0 | 0 | 0 | 3 | 3 | 1 | 1 | [14 empty] | 1 | 3 | 4 | 3 | 1 | 1 | 1 | 0
PG&E FRESNO | Padre Flats SW STA | 230 | Biomass |  |  | 0 | 0 | 0 | 0 | 0 | 0 | 0 | 0 | 0 | 5 | 2 | 5 | 2 | [14 empty] | 3 | 3 | 1 | 1 | 4 | 1 | 1 | 0
EOP | Pahrump | 138 | Biomass |  |  | 0 | 0 | 0 | 0 | 0 | 0 | 0 | 0 | 0 | 5 | 2 | 1 | 1 | [14 empty] | 1 | 1 | 1 | 3 | 1 | 1 | 1 | 0
EOP | Pahrump | 230 | Biomass |  |  | 0 | 0 | 0 | 0 | 0 | 0 | 0 | 0 | 0 | 5 | 2 | 1 | 1 | [14 empty] | 1 | 1 | 1 | 3 | 1 | 1 | 1 | 0
SDGE | Pala | 69 | Biomass |  |  | 0 | 0 | 0 | 0 | 0 | 0 | 0 | 0 | 0 | 3 | 3 | 1 | 1 | [14 empty] | 1 | 3 | 4 | 3 | 1 | 1 | 1 | 0
PG&E NGBA | Palermo | 115 | Biomass |  |  | 0 | 0 | 0 | 0 | 0 | 0 | 0 | 0 | 0 | 5 | 2 | 1 | 1 | 4 | [13 empty] | 1 | 3 | 3 | 1 | 3 | 1 | 1 | 0
PG&E NGBA | Palermo | 230 | Biomass |  |  | 0 | 0 | 0 | 0 | 0 | 0 | 0 | 0 | 0 | 5 | 2 | 1 | 1 | [14 empty] | 1 | 3 | 3 | 1 | 3 | 1 | 1 | 0
SCE Eastern | Palo Verde | 500 | Biomass |  |  | 0 | 0 | 0 | 0 | 0 | 0 | 0 | 0 | 0 | 5 | 4 | 4 | 4 | [14 empty] | 1 | 3 | 1 | 1 | 1 | 1 | 1 | 0
SDGE | Palomar Energy | 230 | Biomass |  |  | 0 | 0 | 0 | 0 | 0 | 0 | 0 | 0 | 0 | 3 | 3 | 1 | 1 | [14 empty] | 1 | 3 | 3 | 3 | 1 | 1 | 1 | 0
PG&E KERN | Panama | 70 | Biomass |  |  | 0 | 0 | 0 | 0 | 0 | 0 | 0 | 0 | 0 | 5 | 2 | 5 | 2 | [14 empty] | 3 | 3 | 2 | 3 | 4 | 1 | 1 | 0
PG&E FRESNO | Panoche | 115 | Biomass |  |  | 0 | 0 | 0 | 0 | 0 | 0 | 0 | 0 | 0 | 5 | 2 | 5 | 2 | [14 empty] | 3 | 3 | 4 | 1 | 4 | 1 | 1 | 0
PG&E FRESNO | Panoche | 230 | Biomass |  |  | 0 | 0 | 0 | 0 | 0 | 0 | 0 | 0 | 0 | 5 | 2 | 5 | 2 | 3 | [13 empty] | 3 | 3 | 4 | 1 | 4 | 1 | 1 | 0
SCE Northern | Pardee | 230 | Biomass |  |  | 0 | 0 | 0 | 0 | 0 | 0 | 0 | 0 | 0 | 5 | 2 | 1 | 1 | [14 empty] | 3 | 3 | 3 | 3 | 1 | 1 | 1 | 0
PG&E NGBA | Parkway | 230 | Biomass |  |  | 0 | 0 | 0 | 0 | 0 | 0 | 0 | 0 | 0 | 5 | 5 | 1 | 1 | [14 empty] | 1 | 3 | 2 | 3 | 3 | 1 | 4 | 1
SCE Northern | Pastoria | 230 | Biomass |  |  | 0 | 0 | 0 | 0 | 0 | 0 | 0 | 0 | 0 | 5 | 2 | 1 | 1 | [14 empty] | 3 | 3 | 3 | 3 | 1 | 1 | 1 | 0
SCE Metro | Pauda | 230 | Biomass |  |  | 0 | 0 | 0 | 0 | 0 | 0 | 0 | 0 | 0 | 1 | 1 | 1 | 1 | [14 empty] | 3 | 3 | 3 | 3 | 3 | 1 | 1 | 0
PG&E GBA | Paul Sweet | 115 | Biomass |  |  | 0 | 0 | 0 | 0 | 0 | 0 | 0 | 0 | 0 | 1 | 1 | 1 | 1 | [14 empty] | 1 | 1 | 3 | 1 | 1 | 1 | 1 | 0
PG&E NGBA | Peabody | 230 | Biomass |  |  | 0 | 0 | 0 | 0 | 0 | 0 | 0 | 0 | 0 | 5 | 5 | 1 | 1 | [14 empty] | 1 | 3 | 3 | 3 | 3 | 1 | 1 | 0
PG&E NGBA | Pease | 115 | Biomass |  |  | 0 | 0 | 0 | 0 | 0 | 0 | 0 | 0 | 0 | 5 | 2 | 1 | 1 | [14 empty] | 1 | 1 | 3 | 3 | 3 | 1 | 1 | 0
PG&E NGBA | Pease | 60 | Biomass |  |  | 0 | 0 | 0 | 0 | 0 | 0 | 0 | 0 | 0 | 5 | 2 | 1 | 1 | [14 empty] | 1 | 1 | 3 | 3 | 3 | 1 | 1 | 0
SDGE | Penasquitos | 138 | Biomass |  |  | 0 | 0 | 0 | 0 | 0 | 0 | 0 | 0 | 0 | 3 | 3 | 1 | 1 | [14 empty] | 1 | 3 | 3 | 3 | 1 | 1 | 1 | 0
SDGE | Penasquitos | 230 | Biomass |  |  | 0 | 0 | 0 | 0 | 0 | 0 | 0 | 0 | 0 | 3 | 3 | 1 | 1 | [14 empty] | 1 | 3 | 3 | 3 | 1 | 1 | 1 | 0
SDGE | Penasquitos | 69 | Biomass |  |  | 0 | 0 | 0 | 0 | 0 | 0 | 0 | 0 | 0 | 3 | 3 | 1 | 1 | [14 empty] | 1 | 3 | 3 | 3 | 1 | 1 | 1 | 0
SDGE | Pendleton | 69 | Biomass |  |  | 0 | 0 | 0 | 0 | 0 | 0 | 0 | 0 | 0 | 3 | 3 | 1 | 1 | [14 empty] | 1 | 3 | 1 | 3 | 1 | 1 | 1 | 0
PG&E NGBA | Penngrove | 115 | Biomass |  |  | 0 | 0 | 0 | 0 | 0 | 0 | 0 | 0 | 0 | 5 | 5 | 1 | 1 | [14 empty] | 1 | 3 | 2 | 1 | 3 | 1 | 1 | 0
PG&E GBA | Peoria | 115 | Biomass |  |  | 0 | 0 | 0 | 0 | 0 | 0 | 0 | 0 | 0 | 5 | 5 | 1 | 1 | [14 empty] | 1 | 3 | 1 | 3 | 1 | 1 | 4 | 1
PG&E GBA | Piercy | 115 | Biomass |  |  | 0 | 0 | 0 | 0 | 0 | 0 | 0 | 0 | 0 | 1 | 1 | 1 | 1 | [14 empty] | 1 | 3 | 3 | 1 | 3 | 1 | 1 | 0
PG&E FRESNO | Pine Flat | 230 | Biomass |  |  | 0 | 0 | 0 | 0 | 0 | 0 | 0 | 0 | 0 | 5 | 2 | 5 | 2 | [14 empty] | 3 | 3 | 1 | 1 | 1 | 1 | 1 | 0
SCE NOL | Pisgah | 230 | Biomass |  |  | 0 | 0 | 0 | 0 | 0 | 0 | 0 | 0 | 0 | 1 | 1 | 1 | 1 | 4 | [13 empty] | 1 | 3 | 1 | 3 | 4 | 1 | 1 | 0
PG&E NGBA | Pit 1 | 230 | Biomass |  |  | 0 | 0 | 0 | 0 | 0 | 0 | 0 | 0 | 0 | 5 | 2 | 1 | 1 | [14 empty] | 1 | 1 | 1 | 1 | 1 | 1 | 1 | 0
PG&E NGBA | Pit 1 | 60 | Biomass |  |  | 0 | 0 | 0 | 0 | 0 | 0 | 0 | 0 | 0 | 5 | 2 | 1 | 1 | [14 empty] | 1 | 1 | 1 | 1 | 1 | 1 | 1 | 0
PG&E NGBA | Pit 3 | 230 | Biomass |  |  | 0 | 0 | 0 | 0 | 0 | 0 | 0 | 0 | 0 | 5 | 2 | 1 | 1 | [14 empty] | 1 | 1 | 1 | 1 | 1 | 1 | 1 | 0
PG&E NGBA | Pit 4 | 230 | Biomass |  |  | 0 | 0 | 0 | 0 | 0 | 0 | 0 | 0 | 0 | 5 | 2 | 1 | 1 | [14 empty] | 1 | 1 | 1 | 1 | 1 | 1 | 1 | 0
PG&E GBA | Pittsburg | 115 | Biomass |  |  | 0 | 0 | 0 | 0 | 0 | 0 | 0 | 0 | 0 | 5 | 2 | 1 | 1 | 4 | [13 empty] | 1 | 3 | 4 | 3 | 4 | 1 | 1 | 0
PG&E GBA | Pittsburg | 230 | Biomass |  |  | 0 | 0 | 0 | 0 | 0 | 0 | 0 | 0 | 0 | 5 | 2 | 1 | 1 | 4 | [13 empty] | 1 | 3 | 4 | 3 | 4 | 1 | 1 | 0
PG&E NGBA | Pleasant Grove | 115 | Biomass |  |  | 0 | 0 | 0 | 0 | 0 | 0 | 0 | 0 | 0 | 5 | 2 | 1 | 1 | [14 empty] | 1 | 3 | 3 | 1 | 1 | 1 | 1 | 0
PG&E NGBA | POE | 230 | Biomass |  |  | 0 | 0 | 0 | 0 | 0 | 0 | 0 | 0 | 0 | 5 | 2 | 1 | 1 | [14 empty] | 1 | 3 | 1 | 1 | 1 | 1 | 1 | 0
SDGE | Point Loma | 69 | Biomass |  |  | 0 | 0 | 0 | 0 | 0 | 0 | 0 | 0 | 0 | 3 | 3 | 1 | 1 | [14 empty] | 1 | 3 | 3 | 3 | 3 | 1 | 1 | 0
SDGE | Pomerado | 69 | Biomass |  |  | 0 | 0 | 0 | 0 | 0 | 0 | 0 | 0 | 0 | 3 | 3 | 1 | 1 | [14 empty] | 1 | 3 | 3 | 3 | 1 | 1 | 1 | 0
PG&E KERN | Poso Mountain | 115 | Biomass |  |  | 0 | 0 | 0 | 0 | 0 | 0 | 0 | 0 | 0 | 5 | 2 | 5 | 2 | [14 empty] | 3 | 3 | 3 | 3 | 3 | 1 | 1 | 0
EOP | Primm | 230 | Biomass |  |  | 0 | 0 | 0 | 0 | 0 | 0 | 0 | 0 | 0 | 5 | 2 | 1 | 1 | [14 empty] | 1 | 1 | 1 | 3 | 3 | 1 | 1 | 0
PG&E NGBA | Putah Creek | 115 | Biomass |  |  | 0 | 0 | 0 | 0 | 0 | 0 | 0 | 0 | 0 | 5 | 5 | 1 | 1 | [14 empty] | 1 | 3 | 2 | 1 | 1 | 1 | 1 | 0
SDGE | Q1806 | 138 | Biomass |  |  | 0 | 0 | 0 | 0 | 0 | 0 | 0 | 0 | 0 | 1 | 1 | 1 | 1 | [14 empty] | 3 | 3 | 3 | 3 | 1 | 1 | 1 | 0
PG&E FRESNO | Quinto | 230 | Biomass |  |  | 0 | 0 | 0 | 0 | 0 | 0 | 0 | 0 | 0 | 5 | 2 | 5 | 2 | [14 empty] | 3 | 3 | 1 | 1 | 4 | 1 | 1 | 0
PG&E GBA | Race Track | 115 | Biomass |  |  | 0 | 0 | 0 | 0 | 0 | 0 | 0 | 0 | 0 | 5 | 5 | 1 | 1 | [14 empty] | 1 | 3 | 1 | 3 | 1 | 1 | 1 | 0
SDGE | Rancho Mission Viejo | 138 | Biomass |  |  | 0 | 0 | 0 | 0 | 0 | 0 | 0 | 0 | 0 | 1 | 1 | 1 | 1 | [14 empty] | 3 | 3 | 3 | 3 | 1 | 1 | 1 | 0
PG&E GBA | Rancho Seco | 230 | Biomass |  |  | 0 | 0 | 0 | 0 | 0 | 0 | 0 | 0 | 0 | 1 | 1 | 1 | 1 | [14 empty] | 1 | 3 | 4 | 1 | 1 | 1 | 1 | 0
SCE Metro | Rancho Vista | 230 | Biomass |  |  | 0 | 0 | 0 | 0 | 0 | 0 | 0 | 0 | 0 | 1 | 1 | 1 | 1 | [14 empty] | 3 | 3 | 4 | 3 | 4 | 1 | 1 | 0
SCE Metro | Rancho Vista | 500 | Biomass |  |  | 0 | 0 | 0 | 0 | 0 | 0 | 0 | 0 | 0 | 1 | 1 | 1 | 1 | [14 empty] | 3 | 3 | 4 | 3 | 4 | 1 | 1 | 0
SCE NOL | Ransburg | 115 | Biomass |  |  | 0 | 0 | 0 | 0 | 0 | 0 | 0 | 0 | 0 | 4 | 3 | 1 | 1 | [14 empty] | 1 | 3 | 1 | 3 | 4 | 1 | 1 | 0
PG&E GBA | Ravenswood | 115 | Biomass |  |  | 0 | 0 | 0 | 0 | 0 | 0 | 0 | 0 | 0 | 5 | 2 | 1 | 1 | [14 empty] | 1 | 3 | 3 | 3 | 3 | 1 | 1 | 0
PG&E GBA | Ravenswood | 230 | Biomass |  |  | 0 | 0 | 0 | 0 | 0 | 0 | 0 | 0 | 0 | 5 | 2 | 1 | 1 | [14 empty] | 1 | 3 | 3 | 3 | 3 | 1 | 1 | 0
SCE Northern | Rector | 230 | Biomass |  |  | 0 | 0 | 0 | 0 | 0 | 0 | 0 | 0 | 0 | 1 | 1 | 1 | 1 | [14 empty] | 3 | 3 | 3 | 3 | 3 | 1 | 1 | 0
SCE Eastern | Red Bluff | 230 | Biomass |  |  | 0 | 0 | 0 | 0 | 0 | 0 | 0 | 0 | 0 | 4 | 4 | 4 | 4 | 1 | [13 empty] | 1 | 1 | 1 | 3 | 1 | 1 | 1 | 0
SCE Eastern | Red Bluff | 500 | Biomass |  |  | 0 | 0 | 0 | 0 | 0 | 0 | 0 | 0 | 0 | 4 | 4 | 4 | 4 | 5 | [13 empty] | 1 | 1 | 1 | 3 | 1 | 1 | 1 | 0
PG&E NGBA | Redbud | 115 | Biomass |  |  | 0 | 0 | 0 | 0 | 0 | 0 | 0 | 0 | 0 | 5 | 5 | 1 | 1 | [14 empty] | 1 | 1 | 1 | 1 | 1 | 1 | 1 | 0
SCE Metro | Redondo | 230 | Biomass |  |  | 0 | 0 | 0 | 0 | 0 | 0 | 0 | 0 | 0 | 1 | 1 | 1 | 1 | [14 empty] | 3 | 3 | 4 | 3 | 3 | 1 | 1 | 0
PG&E FRESNO | Reedley | 115 | Biomass |  |  | 0 | 0 | 0 | 0 | 0 | 0 | 0 | 0 | 0 | 5 | 2 | 5 | 2 | [14 empty] | 3 | 3 | 1 | 1 | 4 | 1 | 1 | 0
PG&E KERN | Renfro | 115 | Biomass |  |  | 0 | 0 | 0 | 0 | 0 | 0 | 0 | 0 | 0 | 5 | 2 | 5 | 2 | [14 empty] | 3 | 3 | 3 | 3 | 3 | 1 | 1 | 0
PG&E GBA | Richmond R | 115 | Biomass |  |  | 0 | 0 | 0 | 0 | 0 | 0 | 0 | 0 | 0 | 5 | 2 | 1 | 1 | [14 empty] | 1 | 3 | 3 | 3 | 3 | 1 | 4 | 1
PG&E NGBA | Rincon | 115 | Biomass |  |  | 0 | 0 | 0 | 0 | 0 | 0 | 0 | 0 | 0 | 5 | 5 | 1 | 1 | [14 empty] | 1 | 3 | 3 | 1 | 3 | 1 | 1 | 0
PG&E KERN | Rio Bravo | 115 | Biomass |  |  | 0 | 0 | 0 | 0 | 0 | 0 | 0 | 0 | 0 | 5 | 2 | 5 | 2 | 4 | [13 empty] | 3 | 3 | 3 | 3 | 4 | 1 | 1 | 0
SCE Metro | Rio Hondo | 230 | Biomass |  |  | 0 | 0 | 0 | 0 | 0 | 0 | 0 | 0 | 0 | 1 | 1 | 1 | 1 | 1 | [13 empty] | 3 | 3 | 2 | 3 | 4 | 1 | 1 | 0
PG&E NGBA | Rio Oso | 115 | Biomass |  |  | 0 | 0 | 0 | 0 | 0 | 0 | 0 | 0 | 0 | 5 | 2 | 1 | 1 | [14 empty] | 1 | 3 | 1 | 3 | 1 | 1 | 1 | 0
PG&E NGBA | Rio Oso | 230 | Biomass |  |  | 0 | 0 | 0 | 0 | 0 | 0 | 0 | 0 | 0 | 5 | 2 | 1 | 1 | [14 empty] | 1 | 3 | 1 | 3 | 1 | 1 | 1 | 0
PG&E GBA | Ripon | 115 | Biomass |  |  | 0 | 0 | 0 | 0 | 0 | 0 | 0 | 0 | 0 | 5 | 5 | 1 | 1 | 3 | [13 empty] | 3 | 3 | 3 | 1 | 3 | 1 | 1 | 0
PG&E GBA | Riverbank | 115 | Biomass |  |  | 0 | 0 | 0 | 0 | 0 | 0 | 0 | 0 | 0 | 5 | 5 | 1 | 1 | [14 empty] | 3 | 3 | 3 | 1 | 3 | 1 | 1 | 0
SCE NOL | Roadway | 115 | Biomass |  |  | 0 | 0 | 0 | 0 | 0 | 0 | 0 | 0 | 0 | 1 | 1 | 1 | 1 | 3 | [13 empty] | 1 | 3 | 3 | 3 | 4 | 1 | 4 | 1
PG&E NGBA | Rock Creek 1 | 230 | Biomass |  |  | 0 | 0 | 0 | 0 | 0 | 0 | 0 | 0 | 0 | 5 | 2 | 1 | 1 | [14 empty] | 1 | 1 | 1 | 3 | 1 | 1 | 1 | 0
SCE Northern | Rosamond | 66 | Biomass |  |  | 0 | 0 | 0 | 0 | 0 | 0 | 0 | 0 | 0 | 1 | 1 | 1 | 1 | [14 empty] | 1 | 3 | 1 | 3 | 1 | 1 | 1 | 0
PG&E GBA | Rossmoor | 230 | Biomass |  |  | 0 | 0 | 0 | 0 | 0 | 0 | 0 | 0 | 0 | 5 | 5 | 1 | 1 | [14 empty] | 1 | 3 | 2 | 3 | 1 | 1 | 1 | 0
PG&E NGBA | Round Mountain | 230 | Biomass |  |  | 0 | 0 | 0 | 0 | 0 | 0 | 0 | 0 | 0 | 5 | 2 | 1 | 1 | [14 empty] | 1 | 1 | 1 | 1 | 1 | 1 | 1 | 0
PG&E NGBA | Round Mountain | 500 | Biomass |  |  | 0 | 0 | 0 | 0 | 0 | 0 | 0 | 0 | 0 | 5 | 2 | 1 | 1 | [14 empty] | 1 | 1 | 1 | 1 | 1 | 1 | 1 | 0
PG&E GBA | Salado | 115 | Biomass |  |  | 0 | 0 | 0 | 0 | 0 | 0 | 0 | 0 | 0 | 1 | 1 | 1 | 1 | [14 empty] | 3 | 3 | 1 | 1 | 4 | 1 | 1 | 0
PG&E GBA | Salado | 60 | Biomass |  |  | 0 | 0 | 0 | 0 | 0 | 0 | 0 | 0 | 0 | 1 | 1 | 1 | 1 | [14 empty] | 3 | 3 | 1 | 1 | 4 | 1 | 1 | 0
PG&E GBA | Salinas | 115 | Biomass |  |  | 0 | 0 | 0 | 0 | 0 | 0 | 0 | 0 | 0 | 1 | 1 | 1 | 1 | [14 empty] | 1 | 1 | 3 | 1 | 3 | 1 | 4 | 1
SDGE | Salt Creek | 69 | Biomass |  |  | 0 | 0 | 0 | 0 | 0 | 0 | 0 | 0 | 0 | 3 | 3 | 1 | 1 | [14 empty] | 1 | 3 | 2 | 3 | 3 | 1 | 1 | 0
SCE Eastern | San Bernardino | 230 | Biomass |  |  | 0 | 0 | 0 | 0 | 0 | 0 | 0 | 0 | 0 | 4 | 2 | 1 | 1 | [14 empty] | 3 | 3 | 4 | 3 | 3 | 1 | 4 | 1
PG&E GBA | SAN FRAN A (POTRERO PP) | 115 | Biomass |  |  | 0 | 0 | 0 | 0 | 0 | 0 | 0 | 0 | 0 | 5 | 2 | 1 | 1 | [14 empty] | 1 | 3 | 4 | 3 | 3 | 1 | 1 | 0
PG&E GBA | SAN FRAN A (POTRERO PP) | 230 | Biomass |  |  | 0 | 0 | 0 | 0 | 0 | 0 | 0 | 0 | 0 | 5 | 2 | 1 | 1 | [14 empty] | 1 | 3 | 4 | 3 | 3 | 1 | 1 | 0
PG&E GBA | San Jose A | 115 | Biomass |  |  | 0 | 0 | 0 | 0 | 0 | 0 | 0 | 0 | 0 | 1 | 1 | 1 | 1 | [14 empty] | 1 | 3 | 4 | 1 | 3 | 1 | 1 | 0
PG&E GBA | San Jose B | 115 | Biomass |  |  | 0 | 0 | 0 | 0 | 0 | 0 | 0 | 0 | 0 | 1 | 1 | 1 | 1 | [14 empty] | 1 | 3 | 3 | 1 | 3 | 1 | 1 | 0
PG&E GBA | San Leandro U | 115 | Biomass |  |  | 0 | 0 | 0 | 0 | 0 | 0 | 0 | 0 | 0 | 5 | 2 | 1 | 1 | [14 empty] | 1 | 3 | 2 | 3 | 3 | 1 | 1 | 0
PG&E KERN | San Luis Obispo | 115 | Biomass |  |  | 0 | 0 | 0 | 0 | 0 | 0 | 0 | 0 | 0 | 5 | 2 | 5 | 2 | [14 empty] | 1 | 1 | 1 | 1 | 1 | 1 | 1 | 0
PG&E KERN | San Luis Obispo | 70 | Biomass |  |  | 0 | 0 | 0 | 0 | 0 | 0 | 0 | 0 | 0 | 5 | 2 | 5 | 2 | [14 empty] | 1 | 1 | 1 | 1 | 1 | 1 | 4 | 1
SDGE | San Luis Rey | 230 | Biomass |  |  | 0 | 0 | 0 | 0 | 0 | 0 | 0 | 0 | 0 | 3 | 3 | 1 | 1 | [14 empty] | 1 | 3 | 2 | 3 | 1 | 1 | 1 | 0
SDGE | San Luis Rey | 69 | Biomass |  |  | 0 | 0 | 0 | 0 | 0 | 0 | 0 | 0 | 0 | 3 | 3 | 1 | 1 | [14 empty] | 1 | 3 | 2 | 3 | 1 | 1 | 1 | 0
SDGE | San Marcos | 69 | Biomass |  |  | 0 | 0 | 0 | 0 | 0 | 0 | 0 | 0 | 0 | 3 | 3 | 1 | 1 | [14 empty] | 1 | 3 | 3 | 3 | 1 | 1 | 1 | 0
SCE Metro | San Onofre | 230 | Biomass |  |  | 0 | 0 | 0 | 0 | 0 | 0 | 0 | 0 | 0 | 1 | 1 | 1 | 1 | [14 empty] | 1 | 3 | 1 | 3 | 1 | 1 | 1 | 0
PG&E GBA | San Pablo | 115 | Biomass |  |  | 0 | 0 | 0 | 0 | 0 | 0 | 0 | 0 | 0 | 5 | 2 | 1 | 1 | [14 empty] | 1 | 3 | 3 | 3 | 4 | 1 | 1 | 0
PG&E GBA | San Ramon | 230 | Biomass |  |  | 0 | 0 | 0 | 0 | 0 | 0 | 0 | 0 | 0 | 5 | 2 | 1 | 1 | [14 empty] | 1 | 3 | 3 | 3 | 1 | 1 | 1 | 0
SDGE | San Ysidro | 69 | Biomass |  |  | 0 | 0 | 0 | 0 | 0 | 0 | 0 | 0 | 0 | 3 | 3 | 1 | 1 | [14 empty] | 1 | 3 | 3 | 3 | 3 | 1 | 1 | 0
SCE NOL | Sandlot | 230 | Biomass |  |  | 0 | 0 | 0 | 0 | 0 | 0 | 0 | 0 | 0 | 4 | 3 | 1 | 1 | [14 empty] | 1 | 3 | 1 | 3 | 3 | 1 | 1 | 0
EOP | Sandy | 138 | Biomass |  |  | 0 | 0 | 0 | 0 | 0 | 0 | 0 | 0 | 0 | 5 | 2 | 1 | 1 | [14 empty] | 1 | 1 | 1 | 3 | 1 | 1 | 1 | 0
PG&E FRESNO | Sanger | 115 | Biomass |  |  | 0 | 0 | 0 | 0 | 0 | 0 | 0 | 0 | 0 | 5 | 2 | 5 | 2 | 3 | [13 empty] | 3 | 3 | 3 | 1 | 3 | 1 | 4 | 1
SCE Northern | Santa Clara | 230 | Biomass |  |  | 0 | 0 | 0 | 0 | 0 | 0 | 0 | 0 | 0 | 5 | 2 | 1 | 1 | [14 empty] | 1 | 3 | 2 | 3 | 3 | 1 | 1 | 0
PG&E NGBA | Santa Rosa A | 115 | Biomass |  |  | 0 | 0 | 0 | 0 | 0 | 0 | 0 | 0 | 0 | 5 | 5 | 1 | 1 | [14 empty] | 1 | 3 | 3 | 1 | 3 | 1 | 1 | 0
PG&E GBA | Santa Teresa | 115 | Biomass |  |  | 0 | 0 | 0 | 0 | 0 | 0 | 0 | 0 | 0 | 1 | 1 | 1 | 1 | 3 | [13 empty] | 1 | 3 | 3 | 1 | 3 | 1 | 1 | 0
SDGE | Santee | 138 | Biomass |  |  | 0 | 0 | 0 | 0 | 0 | 0 | 0 | 0 | 0 | 3 | 3 | 1 | 1 | [14 empty] | 1 | 3 | 3 | 3 | 3 | 1 | 1 | 0
SCE Metro | Santiago | 230 | Biomass |  |  | 0 | 0 | 0 | 0 | 0 | 0 | 0 | 0 | 0 | 1 | 1 | 1 | 1 | [14 empty] | 3 | 3 | 3 | 3 | 3 | 1 | 1 | 0
PG&E GBA | Saratoga | 230 | Biomass |  |  | 0 | 0 | 0 | 0 | 0 | 0 | 0 | 0 | 0 | 1 | 1 | 1 | 1 | [14 empty] | 1 | 3 | 2 | 1 | 1 | 1 | 1 | 0
SCE Northern | Saugus | 230 | Biomass |  |  | 0 | 0 | 0 | 0 | 0 | 0 | 0 | 0 | 0 | 5 | 2 | 1 | 1 | [14 empty] | 3 | 3 | 3 | 3 | 1 | 1 | 1 | 0
PG&E FRESNO | Schindler | 115 | Biomass |  |  | 0 | 0 | 0 | 0 | 0 | 0 | 0 | 0 | 0 | 5 | 2 | 5 | 2 | 3 | [13 empty] | 3 | 3 | 1 | 1 | 4 | 1 | 1 | 0
PG&E FRESNO | Schindler | 70 | Biomass |  |  | 0 | 0 | 0 | 0 | 0 | 0 | 0 | 0 | 0 | 5 | 2 | 5 | 2 | [14 empty] | 3 | 3 | 1 | 1 | 4 | 1 | 1 | 0
PG&E GBA | Schulte | 115 | Biomass |  |  | 0 | 0 | 0 | 0 | 0 | 0 | 0 | 0 | 0 | 5 | 5 | 1 | 1 | 3 | [13 empty] | 3 | 3 | 4 | 1 | 3 | 1 | 1 | 0
SDGE | Scripps | 69 | Biomass |  |  | 0 | 0 | 0 | 0 | 0 | 0 | 0 | 0 | 0 | 3 | 3 | 1 | 1 | [14 empty] | 1 | 3 | 3 | 3 | 1 | 1 | 1 | 0
PG&E KERN | Semitropic | 115 | Biomass |  |  | 0 | 0 | 0 | 0 | 0 | 0 | 0 | 0 | 0 | 5 | 2 | 5 | 2 | [14 empty] | 3 | 3 | 2 | 3 | 4 | 1 | 1 | 0
SCE Metro | Serrano | 230 | Biomass |  |  | 0 | 0 | 0 | 0 | 0 | 0 | 0 | 0 | 0 | 1 | 1 | 1 | 1 | 5 | [13 empty] | 3 | 3 | 3 | 3 | 3 | 1 | 1 | 0
SCE Metro | Serrano | 500 | Biomass |  |  | 0 | 0 | 0 | 0 | 0 | 0 | 0 | 0 | 0 | 1 | 1 | 1 | 1 | 5 | [13 empty] | 3 | 3 | 3 | 3 | 3 | 1 | 1 | 0
SDGE | Shadowridge | 138 | Biomass |  |  | 0 | 0 | 0 | 0 | 0 | 0 | 0 | 0 | 0 | 3 | 3 | 1 | 1 | [14 empty] | 1 | 3 | 2 | 3 | 1 | 1 | 1 | 0
PG&E KERN | Shafter | 115 | Biomass |  |  | 0 | 0 | 0 | 0 | 0 | 0 | 0 | 0 | 0 | 5 | 2 | 5 | 2 | [14 empty] | 3 | 3 | 2 | 3 | 4 | 1 | 1 | 0
PG&E NGBA | Silverado | 115 | Biomass |  |  | 0 | 0 | 0 | 0 | 0 | 0 | 0 | 0 | 0 | 5 | 5 | 1 | 1 | [14 empty] | 1 | 3 | 2 | 1 | 1 | 1 | 1 | 0
SDGE | Silvergate | 230 | Biomass |  |  | 0 | 0 | 0 | 0 | 0 | 0 | 0 | 0 | 0 | 3 | 3 | 1 | 1 | [14 empty] | 1 | 3 | 4 | 3 | 4 | 1 | 1 | 0
SDGE | Silvergate | 69 | Biomass |  |  | 0 | 0 | 0 | 0 | 0 | 0 | 0 | 0 | 0 | 3 | 3 | 1 | 1 | [14 empty] | 1 | 3 | 4 | 3 | 4 | 1 | 1 | 0
PG&E KERN | Sisquoc | 115 | Biomass |  |  | 0 | 0 | 0 | 0 | 0 | 0 | 0 | 0 | 0 | 5 | 2 | 5 | 2 | [14 empty] | 1 | 1 | 2 | 3 | 1 | 1 | 1 | 0
EOP | Sloan Canyon | 230 | Biomass |  |  | 0 | 0 | 0 | 0 | 0 | 0 | 0 | 0 | 0 | 5 | 2 | 1 | 1 | [14 empty] | 1 | 1 | 2 | 3 | 1 | 1 | 1 | 0
EOP | Sloan Canyon | 500 | Biomass |  |  | 0 | 0 | 0 | 0 | 0 | 0 | 0 | 0 | 0 | 5 | 2 | 1 | 1 | [14 empty] | 1 | 1 | 2 | 3 | 1 | 1 | 1 | 0
PG&E KERN | Smyrna | 115 | Biomass |  |  | 0 | 0 | 0 | 0 | 0 | 0 | 0 | 0 | 0 | 5 | 2 | 5 | 2 | [14 empty] | 3 | 3 | 1 | 3 | 4 | 1 | 1 | 0
PG&E GBA | Sobrante | 115 | Biomass |  |  | 0 | 0 | 0 | 0 | 0 | 0 | 0 | 0 | 0 | 5 | 2 | 1 | 1 | [14 empty] | 1 | 3 | 3 | 3 | 1 | 1 | 1 | 0
PG&E GBA | Sobrante | 230 | Biomass |  |  | 0 | 0 | 0 | 0 | 0 | 0 | 0 | 0 | 0 | 5 | 2 | 1 | 1 | [14 empty] | 1 | 3 | 3 | 3 | 1 | 1 | 1 | 0
PG&E KERN | Solar | 230 | Biomass |  |  | 0 | 0 | 0 | 0 | 0 | 0 | 0 | 0 | 0 | 5 | 2 | 5 | 2 | [14 empty] | 1 | 3 | 1 | 1 | 1 | 1 | 1 | 0
PG&E GBA | Soledad | 115 | Biomass |  |  | 0 | 0 | 0 | 0 | 0 | 0 | 0 | 0 | 0 | 1 | 1 | 1 | 1 | [14 empty] | 1 | 1 | 1 | 1 | 1 | 1 | 1 | 0
PG&E GBA | Soledad | 60 | Biomass |  |  | 0 | 0 | 0 | 0 | 0 | 0 | 0 | 0 | 0 | 1 | 1 | 1 | 1 | [14 empty] | 1 | 1 | 1 | 1 | 1 | 1 | 1 | 0
SDGE | Spring Valley | 69 | Biomass |  |  | 0 | 0 | 0 | 0 | 0 | 0 | 0 | 0 | 0 | 3 | 3 | 1 | 1 | [14 empty] | 1 | 3 | 3 | 3 | 3 | 1 | 1 | 0
SCE Northern | Springville | 230 | Biomass |  |  | 0 | 0 | 0 | 0 | 0 | 0 | 0 | 0 | 0 | 1 | 1 | 1 | 1 | 4 | [13 empty] | 3 | 3 | 1 | 3 | 4 | 1 | 1 | 0
PG&E GBA | Stagg | 230 | Biomass |  |  | 0 | 0 | 0 | 0 | 0 | 0 | 0 | 0 | 0 | 5 | 2 | 1 | 1 | [14 empty] | 3 | 3 | 3 | 1 | 3 | 1 | 1 | 0
PG&E GBA | Standard Oil | 115 | Biomass |  |  | 0 | 0 | 0 | 0 | 0 | 0 | 0 | 0 | 0 | 5 | 2 | 1 | 1 | [14 empty] | 1 | 3 | 4 | 3 | 3 | 1 | 1 | 0
PG&E GBA | Stanislaus | 115 | Biomass |  |  | 0 | 0 | 0 | 0 | 0 | 0 | 0 | 0 | 0 | 5 | 5 | 1 | 1 | [14 empty] | 1 | 3 | 1 | 3 | 1 | 1 | 1 | 0
PG&E KERN | Stockdale | 115 | Biomass |  |  | 0 | 0 | 0 | 0 | 0 | 0 | 0 | 0 | 0 | 5 | 2 | 5 | 2 | [14 empty] | 3 | 3 | 3 | 3 | 3 | 1 | 1 | 0
PG&E KERN | Stockdale | 230 | Biomass |  |  | 0 | 0 | 0 | 0 | 0 | 0 | 0 | 0 | 0 | 5 | 2 | 5 | 2 | [14 empty] | 3 | 3 | 3 | 3 | 3 | 1 | 1 | 0
PG&E GBA | Stockton A | 115 | Biomass |  |  | 0 | 0 | 0 | 0 | 0 | 0 | 0 | 0 | 0 | 1 | 1 | 1 | 1 | [14 empty] | 3 | 3 | 3 | 1 | 4 | 1 | 1 | 0
PG&E GBA | Stone | 115 | Biomass |  |  | 0 | 0 | 0 | 0 | 0 | 0 | 0 | 0 | 0 | 1 | 1 | 1 | 1 | [14 empty] | 1 | 3 | 3 | 1 | 3 | 1 | 1 | 0
PG&E FRESNO | Storey | 230 | Biomass |  |  | 0 | 0 | 0 | 0 | 0 | 0 | 0 | 0 | 0 | 5 | 2 | 5 | 2 | [14 empty] | 3 | 3 | 1 | 1 | 4 | 1 | 1 | 0
PG&E NGBA | Summit | 115 | Biomass |  |  | 0 | 0 | 0 | 0 | 0 | 0 | 0 | 0 | 0 | 5 | 2 | 1 | 1 | [14 empty] | 1 | 3 | 1 | 1 | 1 | 1 | 1 | 0
SDGE | Suncrest | 230 | Biomass |  |  | 0 | 0 | 0 | 0 | 0 | 0 | 0 | 0 | 0 | 3 | 3 | 1 | 1 | [14 empty] | 1 | 3 | 1 | 3 | 1 | 1 | 1 | 0
SDGE | Suncrest | 500 | Biomass |  |  | 0 | 0 | 0 | 0 | 0 | 0 | 0 | 0 | 0 | 3 | 3 | 1 | 1 | [14 empty] | 1 | 3 | 1 | 3 | 1 | 1 | 1 | 0
PG&E KERN | Sunrise | 230 | Biomass |  |  | 0 | 0 | 0 | 0 | 0 | 0 | 0 | 0 | 0 | 5 | 2 | 5 | 2 | [14 empty] | 3 | 3 | 4 | 3 | 4 | 1 | 1 | 0
PG&E KERN | Sunset | 230 | Biomass |  |  | 0 | 0 | 0 | 0 | 0 | 0 | 0 | 0 | 0 | 5 | 2 | 5 | 2 | [14 empty] | 3 | 3 | 4 | 3 | 4 | 1 | 1 | 0
PG&E GBA | Swift | 115 | Biomass |  |  | 0 | 0 | 0 | 0 | 0 | 0 | 0 | 0 | 0 | 1 | 1 | 1 | 1 | [14 empty] | 1 | 3 | 3 | 1 | 3 | 1 | 1 | 0
SDGE | Sycamore Canyon | 138 | Biomass |  |  | 0 | 0 | 0 | 0 | 0 | 0 | 0 | 0 | 0 | 3 | 3 | 1 | 1 | 3 | [13 empty] | 1 | 3 | 2 | 3 | 1 | 1 | 1 | 0
SDGE | Sycamore Canyon | 230 | Biomass |  |  | 0 | 0 | 0 | 0 | 0 | 0 | 0 | 0 | 0 | 3 | 3 | 1 | 1 | [14 empty] | 1 | 3 | 2 | 3 | 1 | 1 | 1 | 0
SDGE | Sycamore Canyon | 69 | Biomass |  |  | 0 | 0 | 0 | 0 | 0 | 0 | 0 | 0 | 0 | 3 | 3 | 1 | 1 | [14 empty] | 1 | 3 | 2 | 3 | 1 | 1 | 1 | 0
SCE Northern | Sylmar | 230 | Biomass |  |  | 0 | 0 | 0 | 0 | 0 | 0 | 0 | 0 | 0 | 5 | 2 | 1 | 1 | [14 empty] | 3 | 3 | 3 | 3 | 4 | 1 | 1 | 0
PG&E NGBA | Table Mountain | 115 | Biomass |  |  | 0 | 0 | 0 | 0 | 0 | 0 | 0 | 0 | 0 | 5 | 2 | 1 | 1 | [14 empty] | 1 | 3 | 2 | 1 | 4 | 1 | 1 | 0
PG&E NGBA | Table Mountain | 230 | Biomass |  |  | 0 | 0 | 0 | 0 | 0 | 0 | 0 | 0 | 0 | 5 | 2 | 1 | 1 | [14 empty] | 1 | 3 | 2 | 1 | 4 | 1 | 1 | 0
PG&E NGBA | Table Mountain | 500 | Biomass |  |  | 0 | 0 | 0 | 0 | 0 | 0 | 0 | 0 | 0 | 5 | 2 | 1 | 1 | [14 empty] | 1 | 3 | 2 | 1 | 4 | 1 | 1 | 0
PG&E NGBA | Table Mountain | 60 | Biomass |  |  | 0 | 0 | 0 | 0 | 0 | 0 | 0 | 0 | 0 | 5 | 2 | 1 | 1 | [14 empty] | 1 | 3 | 2 | 1 | 4 | 1 | 1 | 0
PG&E KERN | Taft | 115 | Biomass |  |  | 0 | 0 | 0 | 0 | 0 | 0 | 0 | 0 | 0 | 5 | 2 | 5 | 2 | [14 empty] | 3 | 3 | 3 | 3 | 3 | 1 | 1 | 0
SDGE | Talega | 138 | Biomass |  |  | 0 | 0 | 0 | 0 | 0 | 0 | 0 | 0 | 0 | 1 | 1 | 1 | 1 | 3 | [13 empty] | 1 | 3 | 2 | 3 | 1 | 1 | 1 | 0
SDGE | Talega | 230 | Biomass |  |  | 0 | 0 | 0 | 0 | 0 | 0 | 0 | 0 | 0 | 1 | 1 | 1 | 1 | [14 empty] | 1 | 3 | 2 | 3 | 1 | 1 | 1 | 0
PG&E GBA | Tassajara | 230 | Biomass |  |  | 0 | 0 | 0 | 0 | 0 | 0 | 0 | 0 | 0 | 5 | 2 | 1 | 1 | [14 empty] | 1 | 3 | 2 | 3 | 1 | 1 | 1 | 0
PG&E KERN | Tejon | 70 | Biomass |  |  | 0 | 0 | 0 | 0 | 0 | 0 | 0 | 0 | 0 | 5 | 2 | 5 | 2 | [14 empty] | 3 | 3 | 2 | 3 | 4 | 1 | 1 | 0
SDGE | Telegraph Canyon | 138 | Biomass |  |  | 0 | 0 | 0 | 0 | 0 | 0 | 0 | 0 | 0 | 3 | 3 | 1 | 1 | [14 empty] | 1 | 3 | 3 | 3 | 3 | 1 | 1 | 0
PG&E KERN | Temblor | 115 | Biomass |  |  | 0 | 0 | 0 | 0 | 0 | 0 | 0 | 0 | 0 | 5 | 2 | 5 | 2 | [14 empty] | 3 | 3 | 3 | 3 | 4 | 1 | 1 | 0
PG&E KERN | Templeton | 230 | Biomass |  |  | 0 | 0 | 0 | 0 | 0 | 0 | 0 | 0 | 0 | 5 | 2 | 5 | 2 | [14 empty] | 1 | 1 | 1 | 1 | 1 | 1 | 1 | 0
PG&E KERN | Templeton | 70 | Biomass |  |  | 0 | 0 | 0 | 0 | 0 | 0 | 0 | 0 | 0 | 5 | 2 | 5 | 2 | [14 empty] | 1 | 1 | 1 | 1 | 1 | 1 | 4 | 1
PG&E GBA | Tesla | 115 | Biomass |  |  | 0 | 0 | 0 | 0 | 0 | 0 | 0 | 0 | 0 | 1 | 1 | 1 | 1 | [14 empty] | 1 | 3 | 3 | 3 | 3 | 1 | 1 | 0
PG&E GBA | Tesla | 230 | Biomass |  |  | 0 | 0 | 0 | 0 | 0 | 0 | 0 | 0 | 0 | 5 | 2 | 1 | 1 | 4 | [13 empty] | 1 | 3 | 3 | 3 | 3 | 1 | 1 | 0
PG&E GBA | Tesla | 500 | Biomass |  |  | 0 | 0 | 0 | 0 | 0 | 0 | 0 | 0 | 0 | 1 | 1 | 1 | 1 | 5 | [13 empty] | 1 | 3 | 3 | 3 | 3 | 1 | 1 | 0
PG&E KERN | Tevis | 115 | Biomass |  |  | 0 | 0 | 0 | 0 | 0 | 0 | 0 | 0 | 0 | 5 | 2 | 5 | 2 | 4 | [13 empty] | 3 | 3 | 3 | 3 | 3 | 1 | 1 | 0
EOP | Thousandaire | 138 | Biomass |  |  | 0 | 0 | 0 | 0 | 0 | 0 | 0 | 0 | 0 | 5 | 2 | 1 | 1 | [14 empty] | 1 | 1 | 1 | 3 | 1 | 1 | 1 | 0
PG&E KERN | Topaz | 230 | Biomass |  |  | 0 | 0 | 0 | 0 | 0 | 0 | 0 | 0 | 0 | 5 | 2 | 5 | 2 | [14 empty] | 3 | 3 | 3 | 3 | 3 | 1 | 1 | 0
SCE NOL | Tortilla | 115 | Biomass |  |  | 0 | 0 | 0 | 0 | 0 | 0 | 0 | 0 | 0 | 4 | 3 | 1 | 1 | [14 empty] | 1 | 3 | 2 | 3 | 3 | 1 | 1 | 0
SDGE | Trabuco | 138 | Biomass |  |  | 0 | 0 | 0 | 0 | 0 | 0 | 0 | 0 | 0 | 1 | 1 | 1 | 1 | [14 empty] | 3 | 3 | 4 | 3 | 3 | 1 | 1 | 0
PG&E GBA | Tracy | 115 | Biomass |  |  | 0 | 0 | 0 | 0 | 0 | 0 | 0 | 0 | 0 | 1 | 1 | 1 | 1 | [14 empty] | 1 | 3 | 3 | 3 | 3 | 1 | 4 | 1
PG&E FRESNO | Tranquility | 230 | Biomass |  |  | 0 | 0 | 0 | 0 | 0 | 0 | 0 | 0 | 0 | 5 | 2 | 5 | 2 | 3 | [13 empty] | 3 | 3 | 1 | 1 | 4 | 1 | 1 | 0
PG&E GBA | Trimble | 115 | Biomass |  |  | 0 | 0 | 0 | 0 | 0 | 0 | 0 | 0 | 0 | 1 | 1 | 1 | 1 | [14 empty] | 1 | 3 | 3 | 1 | 3 | 1 | 1 | 0
EOP | Trout Canyon | 230 | Biomass |  |  | 0 | 0 | 0 | 0 | 0 | 0 | 0 | 0 | 0 | 5 | 2 | 1 | 1 | [14 empty] | 1 | 1 | 1 | 3 | 1 | 1 | 1 | 0
EOP | Trout Canyon | 500 | Biomass |  |  | 0 | 0 | 0 | 0 | 0 | 0 | 0 | 0 | 0 | 5 | 2 | 1 | 1 | [14 empty] | 1 | 1 | 1 | 3 | 1 | 1 | 1 | 0
PG&E NGBA | Tulucay | 230 | Biomass |  |  | 0 | 0 | 0 | 0 | 0 | 0 | 0 | 0 | 0 | 5 | 5 | 1 | 1 | [14 empty] | 1 | 3 | 3 | 1 | 1 | 1 | 1 | 0
PG&E NGBA | Tulucay | 60 | Biomass |  |  | 0 | 0 | 0 | 0 | 0 | 0 | 0 | 0 | 0 | 5 | 5 | 1 | 1 | [14 empty] | 1 | 3 | 3 | 1 | 1 | 1 | 1 | 0
PG&E KERN | Tupman | 115 | Biomass |  |  | 0 | 0 | 0 | 0 | 0 | 0 | 0 | 0 | 0 | 5 | 2 | 5 | 2 | [14 empty] | 3 | 3 | 3 | 3 | 4 | 1 | 1 | 0
PG&E NGBA | Ukiah | 115 | Biomass |  |  | 0 | 0 | 0 | 0 | 0 | 0 | 0 | 0 | 0 | 5 | 5 | 1 | 1 | [14 empty] | 1 | 1 | 1 | 1 | 1 | 1 | 1 | 0
PG&E KERN | Union (Estrella) | 70 | Biomass |  |  | 0 | 0 | 0 | 0 | 0 | 0 | 0 | 0 | 0 | 5 | 2 | 5 | 2 | [14 empty] | 1 | 1 | 1 | 1 | 1 | 1 | 1 | 0
PG&E NGBA | Vaca Dixon | 115 | Biomass |  |  | 0 | 0 | 0 | 0 | 0 | 0 | 0 | 0 | 0 | 5 | 5 | 1 | 1 | 4 | [13 empty] | 1 | 3 | 4 | 3 | 1 | 1 | 1 | 0
PG&E NGBA | Vaca Dixon | 230 | Biomass |  |  | 0 | 0 | 0 | 0 | 0 | 0 | 0 | 0 | 0 | 5 | 5 | 1 | 1 | [14 empty] | 1 | 3 | 4 | 3 | 1 | 1 | 1 | 0
PG&E NGBA | Vaca Dixon | 500 | Biomass |  |  | 0 | 0 | 0 | 0 | 0 | 0 | 0 | 0 | 0 | 5 | 5 | 1 | 1 | [14 empty] | 1 | 3 | 4 | 3 | 1 | 1 | 1 | 0
PG&E NGBA | Vaca Dixon | 60 | Biomass |  |  | 0 | 0 | 0 | 0 | 0 | 0 | 0 | 0 | 0 | 5 | 5 | 1 | 1 | [14 empty] | 1 | 3 | 4 | 3 | 1 | 1 | 1 | 0
SCE Eastern | Valley (SCE) | 500 | Biomass |  |  | 0 | 0 | 0 | 0 | 0 | 0 | 0 | 0 | 0 | 4 | 2 | 1 | 1 | [14 empty] | 3 | 3 | 4 | 3 | 3 | 1 | 1 | 0
EOP | Valley (VEA) | 138 | Biomass |  |  | 0 | 0 | 0 | 0 | 0 | 0 | 0 | 0 | 0 | 5 | 2 | 1 | 1 | [14 empty] | 1 | 1 | 1 | 3 | 1 | 1 | 1 | 0
SDGE | Valley Center | 69 | Biomass |  |  | 0 | 0 | 0 | 0 | 0 | 0 | 0 | 0 | 0 | 3 | 3 | 1 | 1 | [14 empty] | 1 | 3 | 2 | 3 | 1 | 1 | 1 | 0
PG&E GBA | Valley Home | 115 | Biomass |  |  | 0 | 0 | 0 | 0 | 0 | 0 | 0 | 0 | 0 | 1 | 1 | 1 | 1 | [14 empty] | 3 | 3 | 2 | 1 | 4 | 1 | 1 | 0
PG&E GBA | Valley Springs | 230 | Biomass |  |  | 0 | 0 | 0 | 0 | 0 | 0 | 0 | 0 | 0 | 1 | 1 | 1 | 1 | [14 empty] | 1 | 3 | 2 | 3 | 1 | 1 | 4 | 1
PG&E GBA | Valley Springs | 60 | Biomass |  |  | 0 | 0 | 0 | 0 | 0 | 0 | 0 | 0 | 0 | 1 | 1 | 1 | 1 | [14 empty] | 1 | 3 | 2 | 3 | 1 | 1 | 1 | 0
EOP | Valley Switch | 138 | Biomass |  |  | 0 | 0 | 0 | 0 | 0 | 0 | 0 | 0 | 0 | 5 | 2 | 1 | 1 | [14 empty] | 1 | 1 | 1 | 3 | 1 | 1 | 1 | 0
EOP | Valley Switch | 230 | Biomass |  |  | 0 | 0 | 0 | 0 | 0 | 0 | 0 | 0 | 0 | 5 | 2 | 1 | 1 | [14 empty] | 1 | 1 | 1 | 3 | 1 | 1 | 1 | 0
PG&E GBA | Vasco | 230 | Biomass |  |  | 0 | 0 | 0 | 0 | 0 | 0 | 0 | 0 | 0 | 5 | 5 | 1 | 1 | [14 empty] | 1 | 3 | 2 | 3 | 1 | 1 | 1 | 0
PG&E GBA | Vasona | 230 | Biomass |  |  | 0 | 0 | 0 | 0 | 0 | 0 | 0 | 0 | 0 | 1 | 1 | 1 | 1 | [14 empty] | 1 | 3 | 2 | 1 | 1 | 1 | 1 | 0
SCE Northern | Vestal | 230 | Biomass |  |  | 0 | 0 | 0 | 0 | 0 | 0 | 0 | 0 | 0 | 1 | 1 | 1 | 1 | [14 empty] | 3 | 3 | 2 | 3 | 4 | 1 | 1 | 0
SCE Northern | Vestal | 66 | Biomass |  |  | 0 | 0 | 0 | 0 | 0 | 0 | 0 | 0 | 0 | 1 | 1 | 1 | 1 | [14 empty] | 3 | 3 | 2 | 3 | 4 | 1 | 1 | 0
SCE NOL | Victor | 115 | Biomass |  |  | 0 | 0 | 0 | 0 | 0 | 0 | 0 | 0 | 0 | 1 | 1 | 1 | 1 | 3 | [13 empty] | 1 | 3 | 2 | 3 | 3 | 1 | 1 | 0
SCE NOL | Victor | 230 | Biomass |  |  | 0 | 0 | 0 | 0 | 0 | 0 | 0 | 0 | 0 | 1 | 1 | 1 | 1 | 4 | [13 empty] | 1 | 3 | 2 | 3 | 3 | 1 | 1 | 0
SCE Metro | Viejo | 230 | Biomass |  |  | 0 | 0 | 0 | 0 | 0 | 0 | 0 | 0 | 0 | 1 | 1 | 1 | 1 | [14 empty] | 3 | 3 | 2 | 3 | 3 | 1 | 1 | 0
PG&E GBA | Vierra | 115 | Biomass |  |  | 0 | 0 | 0 | 0 | 0 | 0 | 0 | 0 | 0 | 5 | 5 | 1 | 1 | [14 empty] | 3 | 3 | 4 | 1 | 4 | 1 | 1 | 0
SCE Metro | Villa Park | 230 | Biomass |  |  | 0 | 0 | 0 | 0 | 0 | 0 | 0 | 0 | 0 | 1 | 1 | 1 | 1 | [14 empty] | 3 | 3 | 3 | 3 | 3 | 1 | 1 | 0
SCE Northern | Vincent | 230 | Biomass |  |  | 0 | 0 | 0 | 0 | 0 | 0 | 0 | 0 | 0 | 1 | 1 | 1 | 1 | 4 | [13 empty] | 1 | 3 | 1 | 3 | 1 | 1 | 1 | 0
SCE Northern | Vincent | 500 | Biomass |  |  | 0 | 0 | 0 | 0 | 0 | 0 | 0 | 0 | 0 | 1 | 1 | 1 | 1 | 5 | [13 empty] | 1 | 3 | 1 | 3 | 1 | 1 | 1 | 0
PG&E GBA | Vineyard | 230 | Biomass |  |  | 0 | 0 | 0 | 0 | 0 | 0 | 0 | 0 | 0 | 5 | 5 | 1 | 1 | [14 empty] | 1 | 3 | 3 | 3 | 1 | 1 | 1 | 0
SDGE | Vineyard | 69 | Biomass |  |  | 0 | 0 | 0 | 0 | 0 | 0 | 0 | 0 | 0 | 3 | 3 | 1 | 1 | [14 empty] | 1 | 3 | 3 | 3 | 1 | 1 | 1 | 0
SCE Eastern | Vista (SCE) | 230 | Biomass |  |  | 0 | 0 | 0 | 0 | 0 | 0 | 0 | 0 | 0 | 4 | 2 | 1 | 1 | [14 empty] | 3 | 3 | 3 | 3 | 4 | 1 | 4 | 1
EOP | Vista (VEA) | 138 | Biomass |  |  | 0 | 0 | 0 | 0 | 0 | 0 | 0 | 0 | 0 | 5 | 2 | 1 | 1 | [14 empty] | 1 | 1 | 1 | 3 | 1 | 1 | 1 | 0
EOP | Vista (VEA) | 230 | Biomass |  |  | 0 | 0 | 0 | 0 | 0 | 0 | 0 | 0 | 0 | 5 | 2 | 1 | 1 | [14 empty] | 1 | 1 | 1 | 3 | 1 | 1 | 1 | 0
PG&E FRESNO | Wahtoke | 115 | Biomass |  |  | 0 | 0 | 0 | 0 | 0 | 0 | 0 | 0 | 0 | 5 | 2 | 5 | 2 | [14 empty] | 3 | 3 | 2 | 1 | 4 | 1 | 1 | 0
SCE Northern | Wakefield | 66 | Biomass |  |  | 0 | 0 | 0 | 0 | 0 | 0 | 0 | 0 | 0 | 5 | 2 | 1 | 1 | [14 empty] | 1 | 3 | 1 | 3 | 1 | 1 | 1 | 0
SCE Metro | Walnut | 230 | Biomass |  |  | 0 | 0 | 0 | 0 | 0 | 0 | 0 | 0 | 0 | 1 | 1 | 1 | 1 | [14 empty] | 3 | 3 | 4 | 3 | 4 | 1 | 1 | 0
SCE Northern | Warne | 230 | Biomass |  |  | 0 | 0 | 0 | 0 | 0 | 0 | 0 | 0 | 0 | 5 | 2 | 1 | 1 | [14 empty] | 3 | 3 | 1 | 3 | 1 | 1 | 1 | 0
PG&E GBA | Warnerville | 230 | Biomass |  |  | 0 | 0 | 0 | 0 | 0 | 0 | 0 | 0 | 0 | 5 | 2 | 5 | 2 | [14 empty] | 3 | 3 | 3 | 1 | 3 | 1 | 1 | 0
PG&E FRESNO | Waukena | 115 | Biomass |  |  | 0 | 0 | 0 | 0 | 0 | 0 | 0 | 0 | 0 | 5 | 2 | 5 | 2 | [14 empty] | 3 | 3 | 2 | 1 | 4 | 1 | 1 | 0
PG&E GBA | Weber | 230 | Biomass |  |  | 0 | 0 | 0 | 0 | 0 | 0 | 0 | 0 | 0 | 1 | 1 | 1 | 1 | [14 empty] | 3 | 3 | 3 | 1 | 4 | 1 | 1 | 0
PG&E GBA | Weber | 60 | Biomass |  |  | 0 | 0 | 0 | 0 | 0 | 0 | 0 | 0 | 0 | 1 | 1 | 1 | 1 | 3 | [13 empty] | 3 | 3 | 3 | 1 | 4 | 1 | 1 | 0
PG&E FRESNO | West Fresno | 115 | Biomass |  |  | 0 | 0 | 0 | 0 | 0 | 0 | 0 | 0 | 0 | 5 | 2 | 5 | 2 | [14 empty] | 3 | 3 | 3 | 1 | 4 | 1 | 1 | 0
PG&E FRESNO | Westley | 230 | Biomass |  |  | 0 | 0 | 0 | 0 | 0 | 0 | 0 | 0 | 0 | 1 | 1 | 1 | 1 | [14 empty] | 3 | 3 | 1 | 1 | 4 | 1 | 1 | 0
PG&E KERN | Westpark | 115 | Biomass |  |  | 0 | 0 | 0 | 0 | 0 | 0 | 0 | 0 | 0 | 5 | 2 | 5 | 2 | [14 empty] | 3 | 3 | 3 | 3 | 4 | 1 | 1 | 0
PG&E KERN | Wheeler Ridge | 230 | Biomass |  |  | 0 | 0 | 0 | 0 | 0 | 0 | 0 | 0 | 0 | 5 | 5 | 5 | 2 | 1 | [13 empty] | 3 | 3 | 1 | 3 | 4 | 1 | 1 | 0
PG&E KERN | Wheeler Ridge | 115 | Biomass |  |  | 0 | 0 | 0 | 0 | 0 | 0 | 0 | 0 | 0 | 5 | 2 | 5 | 2 | 3 | [13 empty] | 3 | 3 | 1 | 3 | 4 | 1 | 1 | 0
PG&E KERN | Wheeler Ridge | 70 | Biomass |  |  | 0 | 0 | 0 | 0 | 0 | 0 | 0 | 0 | 0 | 5 | 5 | 5 | 2 | [14 empty] | 3 | 3 | 1 | 3 | 4 | 1 | 1 | 0
SCE Northern | Whirlwind | 230 | Biomass |  |  | 0 | 0 | 0 | 0 | 0 | 0 | 0 | 0 | 0 | 1 | 1 | 1 | 1 | 5 | [13 empty] | 1 | 3 | 1 | 3 | 1 | 1 | 1 | 0
SCE Northern | Whirlwind | 500 | Biomass |  |  | 0 | 0 | 0 | 0 | 0 | 0 | 0 | 0 | 0 | 1 | 1 | 1 | 1 | 5 | [13 empty] | 1 | 3 | 1 | 3 | 1 | 1 | 1 | 0
PG&E GBA | Whisman | 115 | Biomass |  |  | 0 | 0 | 0 | 0 | 0 | 0 | 0 | 0 | 0 | 1 | 1 | 1 | 1 | [14 empty] | 1 | 3 | 3 | 1 | 3 | 1 | 1 | 0
SCE Eastern | Wildlife | 230 | Biomass |  |  | 0 | 0 | 0 | 0 | 0 | 0 | 0 | 0 | 0 | 4 | 2 | 1 | 1 | [14 empty] | 3 | 3 | 4 | 3 | 4 | 1 | 1 | 0
PG&E FRESNO | Wilson | 115 | Biomass |  |  | 0 | 0 | 0 | 0 | 0 | 0 | 0 | 0 | 0 | 5 | 2 | 5 | 2 | 4 | [13 empty] | 3 | 3 | 1 | 1 | 4 | 1 | 1 | 0
PG&E FRESNO | Wilson | 230 | Biomass |  |  | 0 | 0 | 0 | 0 | 0 | 0 | 0 | 0 | 0 | 5 | 2 | 5 | 2 | [14 empty] | 3 | 3 | 1 | 1 | 4 | 1 | 1 | 0
SCE Northern | Windhub | 230 | Biomass |  |  | 0 | 0 | 0 | 0 | 0 | 0 | 0 | 0 | 0 | 1 | 1 | 1 | 1 | 4 | [13 empty] | 1 | 3 | 1 | 3 | 3 | 1 | 1 | 0
SCE Northern | Windhub | 500 | Biomass |  |  | 0 | 0 | 0 | 0 | 0 | 0 | 0 | 0 | 0 | 1 | 1 | 1 | 1 | 5 | [13 empty] | 1 | 3 | 1 | 3 | 3 | 1 | 1 | 0
PG&E GBA | Windmaster | 230 | Biomass |  |  | 0 | 0 | 0 | 0 | 0 | 0 | 0 | 0 | 0 | 5 | 2 | 1 | 1 | [14 empty] | 1 | 3 | 3 | 3 | 3 | 1 | 1 | 0
PG&E NGBA | Windsor | 60 | Biomass |  |  | 0 | 0 | 0 | 0 | 0 | 0 | 0 | 0 | 0 | 5 | 5 | 1 | 1 | [14 empty] | 3 | 3 | 3 | 3 | 3 | 1 | 1 | 0
PG&E NGBA | Woodland | 115 | Biomass |  |  | 0 | 0 | 0 | 0 | 0 | 0 | 0 | 0 | 0 | 5 | 2 | 1 | 1 | [14 empty] | 1 | 3 | 1 | 1 | 1 | 1 | 1 | 0
PG&E FRESNO | Woodward | 115 | Biomass |  |  | 0 | 0 | 0 | 0 | 0 | 0 | 0 | 0 | 0 | 5 | 2 | 5 | 2 | [14 empty] | 3 | 3 | 3 | 1 | 3 | 1 | 1 | 0
PG&E NGBA | Wyandotte | 115 | Biomass |  |  | 0 | 0 | 0 | 0 | 0 | 0 | 0 | 0 | 0 | 5 | 2 | 1 | 1 | [14 empty] | 1 | 3 | 3 | 1 | 3 | 1 | 4 | 1
PG&E KERN | 7th Standard | 115 | Wind, Onshore |  |  | 0 | 0 | 0 | 0 | 0 | 0 | 0 | 0 | 0 | 5 | 2 | 5 | 2 |  | 1 | 1 | N/A |  |  |  | N/A | N/A | N/A | N/A | N/A | N/A | N/A | 1 | 1 | 3 | 1 | 2 | 1 | 1 | 0
SCE Metro | Alamitos | 230 | Wind, Onshore |  |  | 0 | 0 | 0 | 0 | 0 | 0 | 0 | 0 | 0 | 1 | 1 | 1 | 1 |  | 1 | 1 | N/A |  |  |  | N/A | N/A | N/A | N/A | N/A | N/A | N/A | 1 | 1 | 1 | 1 | 1 | 1 | 1 | 0
SCE Eastern | Alberhill | 115 | Wind, Onshore |  |  | 0 | 0 | 0 | 0 | 0 | 0 | 0 | 0 | 0 | 4 | 2 | 1 | 1 |  | 1 | 1 | N/A |  |  |  | N/A | N/A | N/A | N/A | N/A | N/A | N/A | 1 | 1 | 4 | 1 | 1 | 1 | 1 | 0
SCE Eastern | Alberhill | 500 | Wind, Onshore |  |  | 0 | 0 | 0 | 0 | 0 | 0 | 0 | 0 | 0 | 4 | 2 | 1 | 1 |  | 1 | 1 | N/A |  |  |  | N/A | N/A | N/A | N/A | N/A | N/A | N/A | 1 | 1 | 4 | 1 | 1 | 1 | 1 | 0
PG&E GBA | Alhambra | 115 | Wind, Onshore |  |  | 0 | 0 | 0 | 0 | 0 | 0 | 0 | 0 | 0 | 5 | 2 | 1 | 1 |  | 1 | 1 | N/A |  |  |  | N/A | N/A | N/A | N/A | N/A | N/A | N/A | 2 | 1 | 2 | 1 | 2 | 1 | 1 | 0
PG&E FRESNO | Alpaugh | 115 | Wind, Onshore |  |  | 0 | 0 | 0 | 0 | 0 | 0 | 0 | 0 | 0 | 5 | 2 | 5 | 2 | 3 | 1 | 1 | 1 |  |  |  | 1 | 1 | 1 | 1 | 1 | 1 | 1 | 1 | 1 | 3 | 1 | 1 | 1 | 1 | 0
SDGE | Alpine | 69 | Wind, Onshore |  |  | 0 | 0 | 0 | 0 | 0 | 0 | 0 | 0 | 0 | 3 | 3 | 1 | 1 |  | 1 | 1 | N/A |  |  |  | N/A | N/A | N/A | N/A | N/A | N/A | N/A | 2 | 1 | 4 | 1 | 3 | 1 | 1 | 0
PG&E GBA | Altamont Midway (Sandhill) | 230 | Wind, Onshore |  |  | 0 | 0 | 0 | 0 | 0 | 0 | 0 | 0 | 0 | 5 | 2 | 1 | 1 |  | 1 | 1 | 1 |  |  |  | 5 | 3 | 3 | 5 | 5 | 1 | 1 | 2 | 1 | 2 | 1 | 3 | 4+ | 4 | 1
SCE Northern | Antelope | 66 | Wind, Onshore |  |  | 0 | 0 | 0 | 0 | 0 | 0 | 0 | 0 | 0 | 1 | 1 | 1 | 1 |  | 1 | 1 | N/A |  |  |  | N/A | N/A | N/A | N/A | N/A | N/A | N/A | 2 | 1 | 4 | 1 | 3 | 1 | 1 | 0
SCE Northern | Antelope | 230 | Wind, Onshore |  |  | 0 | 0 | 0 | 0 | 0 | 0 | 0 | 0 | 0 | 1 | 1 | 1 | 1 | 4 | 1 | 1 | 1 |  |  |  | 3 | 1 | 1 | 1 | 1 | 1 | 1 | 2 | 1 | 4 | 1 | 3 | 1 | 4 | 1
SCE Northern | Antelope | 500 | Wind, Onshore |  |  | 0 | 0 | 0 | 0 | 0 | 0 | 0 | 0 | 0 | 1 | 1 | 1 | 1 |  | 1 | 1 | N/A |  |  |  | N/A | N/A | N/A | N/A | N/A | N/A | N/A | 2 | 1 | 4 | 1 | 3 | 1 | 1 | 0
PG&E NGBA | Arcata | 60 | Wind, Onshore |  |  | 0 | 0 | 0 | 0 | 0 | 0 | 0 | 0 | 0 | 5 | 2 | 1 | 1 |  | 1 | 1 | N/A |  |  |  | N/A | N/A | N/A | N/A | N/A | N/A | N/A | 2 | 2 | 4 | 2 | 3 | 1 | 1 | 0
PG&E KERN | Arco | 230 | Wind, Onshore |  |  | 0 | 0 | 0 | 0 | 0 | 0 | 0 | 0 | 0 | 5 | 2 | 5 | 2 | 3 | 1 | 1 | N/A |  |  |  | N/A | N/A | N/A | N/A | N/A | N/A | N/A | 1 | 1 | 4 | 1 | 1 | 1 | 1 | 0
PG&E KERN | Arco | 70 | Wind, Onshore |  |  | 0 | 0 | 0 | 0 | 0 | 0 | 0 | 0 | 0 | 5 | 2 | 5 | 2 |  | 1 | 1 | N/A |  |  |  | N/A | N/A | N/A | N/A | N/A | N/A | N/A | 1 | 1 | 4 | 1 | 1 | 1 | 1 | 0
SCE Metro | ArcoGen | 230 | Wind, Onshore |  |  | 0 | 0 | 0 | 0 | 0 | 0 | 0 | 0 | 0 | 1 | 1 | 1 | 1 |  | 1 | 1 | N/A |  |  |  | N/A | N/A | N/A | N/A | N/A | N/A | N/A | 1 | 1 | 1 | 1 | 1 | 1 | 1 | 0
SDGE | Artesian | 230 | Wind, Onshore |  |  | 0 | 0 | 0 | 0 | 0 | 0 | 0 | 0 | 0 | 3 | 3 | 1 | 1 |  | 1 | 1 | N/A |  |  |  | N/A | N/A | N/A | N/A | N/A | N/A | N/A | 2 | 1 | 2 | 1 | 3 | 1 | 1 | 0
SDGE | Artesian | 69 | Wind, Onshore |  |  | 0 | 0 | 0 | 0 | 0 | 0 | 0 | 0 | 0 | 3 | 3 | 1 | 1 |  | 1 | 1 | N/A |  |  |  | N/A | N/A | N/A | N/A | N/A | N/A | N/A | 2 | 1 | 2 | 1 | 3 | 1 | 1 | 0
PG&E FRESNO | Ashlan | 230 | Wind, Onshore |  |  | 0 | 0 | 0 | 0 | 0 | 0 | 0 | 0 | 0 | 5 | 2 | 5 | 2 |  | 1 | 1 | N/A |  |  |  | N/A | N/A | N/A | N/A | N/A | N/A | N/A | 1 | 1 | 2 | 2 | 1 | 1 | 1 | 0
PG&E NGBA | Atlantic | 115 | Wind, Onshore |  |  | 0 | 0 | 0 | 0 | 0 | 0 | 0 | 0 | 0 | 5 | 2 | 1 | 1 |  | 1 | 1 | N/A |  |  |  | N/A | N/A | N/A | N/A | N/A | N/A | N/A | 2 | 1 | 2 | 2 | 3 | 1 | 1 | 0
PG&E NGBA | Atlantic | 230 | Wind, Onshore |  |  | 0 | 0 | 0 | 0 | 0 | 0 | 0 | 0 | 0 | 5 | 2 | 1 | 1 |  | 1 | 1 | N/A |  |  |  | N/A | N/A | N/A | N/A | N/A | N/A | N/A | 2 | 1 | 2 | 2 | 3 | 1 | 1 | 0
PG&E NGBA | Atlantic | 60 | Wind, Onshore |  |  | 0 | 0 | 0 | 0 | 0 | 0 | 0 | 0 | 0 | 5 | 2 | 1 | 1 |  | 1 | 1 | N/A |  |  |  | N/A | N/A | N/A | N/A | N/A | N/A | N/A | 2 | 1 | 2 | 2 | 3 | 1 | 1 | 0
PG&E FRESNO | Atwater | 115 | Wind, Onshore |  |  | 0 | 0 | 0 | 0 | 0 | 0 | 0 | 0 | 0 | 5 | 2 | 5 | 2 |  | 1 | 1 | N/A |  |  |  | N/A | N/A | N/A | N/A | N/A | N/A | N/A | 1 | 1 | 2 | 2 | 1 | 1 | 1 | 0
PG&E GBA | Avena | 115 | Wind, Onshore |  |  | 0 | 0 | 0 | 0 | 0 | 0 | 0 | 0 | 0 | 1 | 1 | 1 | 1 |  | 1 | 1 | N/A |  |  |  | N/A | N/A | N/A | N/A | N/A | N/A | N/A | 1 | 1 | 3 | 2 | 1 | 1 | 1 | 0
SDGE | Avocado | 69 | Wind, Onshore |  |  | 0 | 0 | 0 | 0 | 0 | 0 | 0 | 0 | 0 | 3 | 3 | 1 | 1 |  | 1 | 1 | N/A |  |  |  | N/A | N/A | N/A | N/A | N/A | N/A | N/A | 2 | 1 | 3 | 1 | 3 | 1 | 1 | 0
PG&E NGBA | Bahia | 230 | Wind, Onshore |  |  | 0 | 0 | 0 | 0 | 0 | 0 | 0 | 0 | 0 | 5 | 5 | 1 | 1 |  | 1 | 1 | N/A |  |  |  | N/A | N/A | N/A | N/A | N/A | N/A | N/A | 2 | 1 | 1 | 1 | 2 | 1 | 1 | 0
SCE Northern | Bailey | 230 | Wind, Onshore |  |  | 0 | 0 | 0 | 0 | 0 | 0 | 0 | 0 | 0 | 5 | 2 | 1 | 1 |  | 1 | 1 | N/A |  |  |  | N/A | N/A | N/A | N/A | N/A | N/A | N/A | 1 | 1 | 4 | 1 | 3 | 4+ | 1 | 1
SCE NOL | Baker | 115 | Wind, Onshore |  |  | 0 | 0 | 0 | 0 | 0 | 0 | 0 | 0 | 0 | 4 | 3 | 1 | 1 |  | 1 | 1 | N/A |  |  |  | N/A | N/A | N/A | N/A | N/A | N/A | N/A | 2 | 2 | 4 | 1 | 1 | 1 | 1 | 0
PG&E KERN | Bakersfield | 230 | Wind, Onshore |  |  | 0 | 0 | 0 | 0 | 0 | 0 | 0 | 0 | 0 | 5 | 2 | 5 | 2 |  | 1 | 1 | N/A |  |  |  | N/A | N/A | N/A | N/A | N/A | N/A | N/A | 1 | 1 | 3 | 1 | 1 | 1 | 1 | 0
PG&E FRESNO | Balch | 230 | Wind, Onshore |  |  | 0 | 0 | 0 | 0 | 0 | 0 | 0 | 0 | 0 | 5 | 2 | 5 | 2 |  | 2 | 1 | 1 |  |  |  | 1 | 1 | 1 | 1 | 1 | 1 | 1 | 1 | 1 | 4 | 2 | 3 | 1 | 1 | 0
SCE Eastern | Bannister | 230 | Wind, Onshore |  |  | 0 | 0 | 0 | 0 | 0 | 0 | 0 | 0 | 0 | 5 | 2 | 1 | 1 |  | 1 | 1 | N/A |  |  |  | N/A | N/A | N/A | N/A | N/A | N/A | N/A | 2 | 1 | 2 | 2 | 1 | 1 | 1 | 0
SCE Metro | Barre | 230 | Wind, Onshore |  |  | 0 | 0 | 0 | 0 | 0 | 0 | 0 | 0 | 0 | 1 | 1 | 1 | 1 |  | 1 | 1 | N/A |  |  |  | N/A | N/A | N/A | N/A | N/A | N/A | N/A | 1 | 1 | 1 | 1 | 1 | 1 | 1 | 0
SDGE | Bay Boulevard | 69 | Wind, Onshore |  |  | 0 | 0 | 0 | 0 | 0 | 0 | 0 | 0 | 0 | 3 | 3 | 1 | 1 |  | 1 | 1 | N/A |  |  |  | N/A | N/A | N/A | N/A | N/A | N/A | N/A | 2 | 1 | 2 | 1 | 1 | 1 | 1 | 0
SDGE | Bay Boulevard | 230 | Wind, Onshore |  |  | 0 | 0 | 0 | 0 | 0 | 0 | 0 | 0 | 0 | 3 | 3 | 1 | 1 |  | 1 | 1 | N/A |  |  |  | N/A | N/A | N/A | N/A | N/A | N/A | N/A | 2 | 1 | 2 | 1 | 1 | 1 | 1 | 0
EOP | Beatty | 138 | Wind, Onshore |  |  | 0 | 0 | 0 | 0 | 0 | 0 | 0 | 0 | 0 | 5 | 2 | 1 | 1 |  | 1 | 1 | N/A |  |  |  | N/A | N/A | N/A | N/A | N/A | N/A | N/A | 2 | 2 | 4 | 1 | 3 | 1 | 1 | 0
EOP | Beatty | 230 | Wind, Onshore |  |  | 0 | 0 | 0 | 0 | 0 | 0 | 0 | 0 | 0 | 5 | 2 | 1 | 1 |  | 1 | 1 | N/A |  |  |  | N/A | N/A | N/A | N/A | N/A | N/A | N/A | 2 | 2 | 4 | 1 | 3 | 1 | 1 | 0
PG&E NGBA | Belden | 230 | Wind, Onshore |  |  | 0 | 0 | 0 | 0 | 0 | 0 | 0 | 0 | 0 | 5 | 2 | 1 | 1 |  | 1 | 1 | N/A |  |  |  | N/A | N/A | N/A | N/A | N/A | N/A | N/A | 2 | 2 | 4 | 1 | 3 | 1 | 1 | 0
PG&E NGBA | Bell | 115 | Wind, Onshore |  |  | 0 | 0 | 0 | 0 | 0 | 0 | 0 | 0 | 0 | 5 | 2 | 1 | 1 |  | 1 | 1 | N/A |  |  |  | N/A | N/A | N/A | N/A | N/A | N/A | N/A | 2 | 1 | 4 | 2 | 3 | 1 | 1 | 0
PG&E NGBA | Bellevue | 115 | Wind, Onshore |  |  | 0 | 0 | 0 | 0 | 0 | 0 | 0 | 0 | 0 | 5 | 5 | 1 | 1 |  | 1 | 1 | N/A |  |  |  | N/A | N/A | N/A | N/A | N/A | N/A | N/A | 2 | 1 | 2 | 2 | 2 | 1 | 1 | 0
PG&E GBA | Bellota | 115 | Wind, Onshore |  |  | 0 | 0 | 0 | 0 | 0 | 0 | 0 | 0 | 0 | 5 | 5 | 1 | 1 | 3 | 2 | 1 | 1 |  |  |  | 1 | 1 | 1 | 1 | 1 | 1 | 1 | 1 | 1 | 4 | 2 | 3 | 1 | 1 | 0
PG&E GBA | Bellota | 230 | Wind, Onshore |  |  | 0 | 0 | 0 | 0 | 0 | 0 | 0 | 0 | 0 | 1 | 1 | 1 | 1 | 3 | 1 | 1 | N/A |  |  |  | N/A | N/A | N/A | N/A | N/A | N/A | N/A | 1 | 1 | 4 | 2 | 3 | 1 | 1 | 0
SCE Northern | Big Creek | 230 | Wind, Onshore |  |  | 0 | 0 | 0 | 0 | 0 | 0 | 0 | 0 | 0 | 1 | 1 | 1 | 1 |  | 1 | 1 | N/A |  |  |  | N/A | N/A | N/A | N/A | N/A | N/A | N/A | 1 | 1 | 4 | 2 | 3 | 1 | 1 | 0
PG&E FRESNO | Biola | 70 | Wind, Onshore |  |  | 0 | 0 | 0 | 0 | 0 | 0 | 0 | 0 | 0 | 5 | 2 | 5 | 2 |  | 1 | 1 | N/A |  |  |  | N/A | N/A | N/A | N/A | N/A | N/A | N/A | 1 | 1 | 4 | 2 | 1 | 1 | 1 | 0
PG&E GBA | Birds Landing | 230 | Wind, Onshore |  |  | 0 | 0 | 0 | 0 | 0 | 0 | 0 | 0 | 0 | 5 | 5 | 1 | 1 | 3 | 2 | 1 | 1 |  |  |  | 2 | 1 | 1 | 1 | 2 | 1 | 1 | 2 | 1 | 4 | 1 | 1 | 1 | 4 | 1
SCE Northern | Bliss | 66 | Wind, Onshore |  |  | 0 | 0 | 0 | 0 | 0 | 0 | 0 | 0 | 0 | 1 | 1 | 1 | 1 |  | 1 | 1 | N/A |  |  |  | N/A | N/A | N/A | N/A | N/A | N/A | N/A | 1 | 1 | 4 | 1 | 1 | 1 | 1 | 0
SCE Eastern | Blythe | 161 | Wind, Onshore |  |  | 0 | 0 | 0 | 0 | 0 | 0 | 0 | 0 | 0 | 5 | 3 | 1 | 1 | 3 | 1 | 1 | N/A |  |  |  | N/A | N/A | N/A | N/A | N/A | N/A | N/A | 2 | 2 | 2 | 1 | 1 | 1 | 1 | 0
PG&E NGBA | Bogue | 115 | Wind, Onshore |  |  | 0 | 0 | 0 | 0 | 0 | 0 | 0 | 0 | 0 | 5 | 2 | 1 | 1 |  | 1 | 1 | N/A |  |  |  | N/A | N/A | N/A | N/A | N/A | N/A | N/A | 2 | 2 | 2 | 1 | 2 | 1 | 1 | 0
PG&E FRESNO | Borden | 230 | Wind, Onshore |  |  | 0 | 0 | 0 | 0 | 0 | 0 | 0 | 0 | 0 | 5 | 2 | 5 | 2 | 1 | 1 | 1 | N/A |  |  |  | N/A | N/A | N/A | N/A | N/A | N/A | N/A | 1 | 1 | 4 | 2 | 1 | 1 | 1 | 0
PG&E FRESNO | Borden | 70 | Wind, Onshore |  |  | 0 | 0 | 0 | 0 | 0 | 0 | 0 | 0 | 0 | 5 | 2 | 5 | 2 |  | 1 | 1 | N/A |  |  |  | N/A | N/A | N/A | N/A | N/A | N/A | N/A | 1 | 1 | 4 | 2 | 1 | 1 | 1 | 0
SDGE | Boulevard East | 138 | Wind, Onshore |  |  | 180 | 0 | 180 | 0 | 0 | 0 | 180 | 0 | 180 | 3 | 3 | 1 | 1 | 1 | 1 | 4 | 3 |  |  |  | 5 | 2 | 2 | 2 | 2 | 2 | 2 | 2 | 1 | 4 | 1 | 3 | 5- | 1 | 1
SDGE | Boulevard East | 69 | Wind, Onshore |  |  | 0 | 0 | 0 | 0 | 0 | 0 | 0 | 0 | 0 | 3 | 3 | 1 | 1 |  | 1 | 1 | N/A |  |  |  | N/A | N/A | N/A | N/A | N/A | N/A | N/A | 2 | 1 | 4 | 1 | 3 | 1 | 1 | 0
PG&E GBA | Brentwood | 230 | Wind, Onshore |  |  | 0 | 0 | 0 | 0 | 0 | 0 | 0 | 0 | 0 | 5 | 2 | 1 | 1 |  | 1 | 1 | N/A |  |  |  | N/A | N/A | N/A | N/A | N/A | N/A | N/A | 2 | 1 | 4 | 1 | 3 | 1 | 1 | 0
PG&E NGBA | Bridgeville | 115 | Wind, Onshore |  |  | 0 | 0 | 0 | 0 | 0 | 0 | 0 | 0 | 0 | 5 | 2 | 1 | 1 |  | 1 | 1 | N/A |  |  |  | N/A | N/A | N/A | N/A | N/A | N/A | N/A | 2 | 2 | 4 | 2 | 3 | 1 | 1 | 0
PG&E NGBA | Brighton | 115 | Wind, Onshore |  |  | 0 | 0 | 0 | 0 | 0 | 0 | 0 | 0 | 0 | 5 | 2 | 1 | 1 |  | 1 | 1 | N/A |  |  |  | N/A | N/A | N/A | N/A | N/A | N/A | N/A | 2 | 1 | 2 | 2 | 1 | 1 | 1 | 0
PG&E NGBA | Brighton | 230 | Wind, Onshore |  |  | 0 | 0 | 0 | 0 | 0 | 0 | 0 | 0 | 0 | 5 | 2 | 1 | 1 |  | 1 | 1 | N/A |  |  |  | N/A | N/A | N/A | N/A | N/A | N/A | N/A | 2 | 1 | 2 | 2 | 1 | 1 | 1 | 0
PG&E NGBA | Brunswick | 115 | Wind, Onshore |  |  | 0 | 0 | 0 | 0 | 0 | 0 | 0 | 0 | 0 | 5 | 2 | 1 | 1 |  | 1 | 1 | N/A |  |  |  | N/A | N/A | N/A | N/A | N/A | N/A | N/A | 2 | 1 | 4 | 1 | 3 | 1 | 1 | 0
PG&E NGBA | Bucks Creek | 230 | Wind, Onshore |  |  | 0 | 0 | 0 | 0 | 0 | 0 | 0 | 0 | 0 | 5 | 2 | 1 | 1 |  | 1 | 1 | N/A |  |  |  | N/A | N/A | N/A | N/A | N/A | N/A | N/A | 2 | 2 | 4 | 1 | 3 | 1 | 1 | 0
PG&E KERN | Buena Vista | 230 | Wind, Onshore |  |  | 0 | 0 | 0 | 0 | 0 | 0 | 0 | 0 | 0 | 5 | 2 | 5 | 2 |  | 1 | 1 | N/A |  |  |  | N/A | N/A | N/A | N/A | N/A | N/A | N/A | 2 | 2 | 4 | 2 | 1 | 1 | 1 | 0
PG&E FRESNO | Bullard | 115 | Wind, Onshore |  |  | 0 | 0 | 0 | 0 | 0 | 0 | 0 | 0 | 0 | 5 | 2 | 5 | 2 |  | 1 | 1 | N/A |  |  |  | N/A | N/A | N/A | N/A | N/A | N/A | N/A | 1 | 1 | 1 | 2 | 2 | 1 | 1 | 0
PG&E GBA | Burlingame | 115 | Wind, Onshore |  |  | 0 | 0 | 0 | 0 | 0 | 0 | 0 | 0 | 0 | 5 | 2 | 1 | 1 |  | 1 | 1 | N/A |  |  |  | N/A | N/A | N/A | N/A | N/A | N/A | N/A | 2 | 1 | 3 | 1 | 2 | 1 | 1 | 0
PG&E NGBA | Burney Forest | 230 | Wind, Onshore |  |  | 0 | 0 | 0 | 0 | 0 | 0 | 0 | 0 | 0 | 5 | 2 | 1 | 1 |  | 1 | 1 | N/A |  |  |  | N/A | N/A | N/A | N/A | N/A | N/A | N/A | 2 | 2 | 4 | 2 | 3 | 1 | 1 | 0
PG&E NGBA | Butte | 115 | Wind, Onshore |  |  | 0 | 0 | 0 | 0 | 0 | 0 | 0 | 0 | 0 | 5 | 2 | 1 | 1 |  | 1 | 1 | N/A |  |  |  | N/A | N/A | N/A | N/A | N/A | N/A | N/A | 2 | 1 | 4 | 2 | 2 | 1 | 1 | 0
PG&E KERN | Cabrillo | 115 | Wind, Onshore |  |  | 0 | 0 | 0 | 0 | 0 | 0 | 0 | 0 | 0 | 5 | 2 | 5 | 2 |  | 4 | 1 | 5 |  |  |  | 5 | 3 | 1 | 1 | 4 | 2 | 1 | 2 | 2 | 4 | 1 | 3 | 1+ | 1 | 1
PG&E FRESNO | Cal Flats | 230 | Wind, Onshore |  |  | 0 | 0 | 0 | 0 | 0 | 0 | 0 | 0 | 0 | 5 | 2 | 5 | 2 |  | 1 | 1 | N/A |  |  |  | N/A | N/A | N/A | N/A | N/A | N/A | N/A | 2 | 2 | 4 | 2 | 2 | 1 | 1 | 0
SCE NOL | Calcite | 230 | Wind, Onshore |  |  | 0 | 0 | 0 | 0 | 0 | 0 | 0 | 0 | 0 | 1 | 1 | 1 | 1 | 3 | 1 | 1 | N/A |  |  |  | N/A | N/A | N/A | N/A | N/A | N/A | N/A | 2 | 1 | 4 | 1 | 3 | 1 | 1 | 0
PG&E KERN | Caliente | 230 | Wind, Onshore |  |  | 0 | 0 | 0 | 0 | 0 | 0 | 0 | 0 | 0 | 5 | 2 | 5 | 2 | 1 | 1 | 1 | 1 |  |  |  | 3 | 2 | 1 | 1 | 2 | 2 | 1 | 2 | 1 | 4 | 2 | 2 | 1 | 1 | 0
PG&E FRESNO | California Ave | 115 | Wind, Onshore |  |  | 0 | 0 | 0 | 0 | 0 | 0 | 0 | 0 | 0 | 5 | 2 | 5 | 2 |  | 1 | 1 | 1 |  |  |  | 1 | 1 | 1 | 1 | 1 | 1 | 1 | 1 | 1 | 2 | 2 | 1 | 1 | 1 | 0
PG&E KERN | Callender | 115 | Wind, Onshore |  |  | 0 | 0 | 0 | 0 | 0 | 0 | 0 | 0 | 0 | 5 | 2 | 5 | 2 |  | 1 | 1 | N/A |  |  |  | N/A | N/A | N/A | N/A | N/A | N/A | N/A | 2 | 2 | 4 | 2 | 2 | 1 | 1 | 0
PG&E NGBA | Calpella | 115 | Wind, Onshore |  |  | 0 | 0 | 0 | 0 | 0 | 0 | 0 | 0 | 0 | 5 | 5 | 1 | 1 |  | 1 | 1 | N/A |  |  |  | N/A | N/A | N/A | N/A | N/A | N/A | N/A | 2 | 2 | 4 | 2 | 3 | 1 | 1 | 0
PG&E GBA | Camanche | 230 | Wind, Onshore |  |  | 0 | 0 | 0 | 0 | 0 | 0 | 0 | 0 | 0 | 1 | 1 | 1 | 1 |  | 1 | 1 | N/A |  |  |  | N/A | N/A | N/A | N/A | N/A | N/A | N/A | 1 | 1 | 4 | 2 | 3 | 1 | 1 | 0
SDGE | Cameron | 69 | Wind, Onshore |  |  | 0 | 0 | 0 | 0 | 0 | 0 | 0 | 0 | 0 | 3 | 3 | 1 | 1 |  | 1 | 1 | N/A |  |  |  | N/A | N/A | N/A | N/A | N/A | N/A | N/A | 1 | 1 | 2 | 1 | 1 | 1 | 1 | 0
SDGE | Cannon | 69 | Wind, Onshore |  |  | 0 | 0 | 0 | 0 | 0 | 0 | 0 | 0 | 0 | 3 | 3 | 1 | 1 |  | 1 | 1 | N/A |  |  |  | N/A | N/A | N/A | N/A | N/A | N/A | N/A | 2 | 1 | 1 | 1 | 3 | 1 | 1 | 0
PG&E FRESNO | Cantua | 115 | Wind, Onshore |  |  | 0 | 0 | 0 | 0 | 0 | 0 | 0 | 0 | 0 | 5 | 2 | 5 | 2 |  | 1 | 1 | N/A |  |  |  | N/A | N/A | N/A | N/A | N/A | N/A | N/A | 1 | 1 | 4 | 2 | 1 | 1 | 1 | 0
SDGE | Capistrano | 138 | Wind, Onshore |  |  | 0 | 0 | 0 | 0 | 0 | 0 | 0 | 0 | 0 | 1 | 1 | 1 | 1 |  | 1 | 1 | N/A |  |  |  | N/A | N/A | N/A | N/A | N/A | N/A | N/A | 1 | 1 | 2 | 1 | 3 | 1 | 1 | 0
SDGE | Capistrano | 230 | Wind, Onshore |  |  | 0 | 0 | 0 | 0 | 0 | 0 | 0 | 0 | 0 | 1 | 1 | 1 | 1 |  | 1 | 1 | N/A |  |  |  | N/A | N/A | N/A | N/A | N/A | N/A | N/A | 1 | 1 | 2 | 1 | 3 | 1 | 1 | 0
PG&E NGBA | Carberry | 230 | Wind, Onshore |  |  | 0 | 0 | 0 | 0 | 0 | 0 | 0 | 0 | 0 | 5 | 2 | 1 | 1 |  | 1 | 1 | N/A |  |  |  | N/A | N/A | N/A | N/A | N/A | N/A | N/A | 2 | 2 | 4 | 2 | 3 | 1 | 1 | 0
SCE Eastern | Cardiff | 66 | Wind, Onshore |  |  | 0 | 0 | 0 | 0 | 0 | 0 | 0 | 0 | 0 | 4 | 2 | 1 | 1 |  | 1 | 1 | N/A |  |  |  | N/A | N/A | N/A | N/A | N/A | N/A | N/A | 1 | 1 | 2 | 1 | 1 | 1 | 1 | 0
PG&E NGBA | Caribou | 60 | Wind, Onshore |  |  | 0 | 0 | 0 | 0 | 0 | 0 | 0 | 0 | 0 | 5 | 2 | 1 | 1 |  | 2 | 1 | 1 |  |  |  | 3 | 1 | 3 | 2 | 3 | 3 | 1 | 2 | 2 | 4 | 1 | 3 | 1 | 1 | 0
PG&E NGBA | Caribou | 115 | Wind, Onshore |  |  | 0 | 0 | 0 | 0 | 0 | 0 | 0 | 0 | 0 | 5 | 2 | 1 | 1 |  | 1 | 1 | N/A |  |  |  | N/A | N/A | N/A | N/A | N/A | N/A | N/A | 2 | 2 | 4 | 1 | 3 | 1 | 1 | 0
PG&E NGBA | Caribou | 230 | Wind, Onshore |  |  | 0 | 0 | 0 | 0 | 0 | 0 | 0 | 0 | 0 | 5 | 2 | 1 | 1 |  | 1 | 1 | N/A |  |  |  | N/A | N/A | N/A | N/A | N/A | N/A | N/A | 2 | 2 | 4 | 1 | 3 | 1 | 1 | 0
EOP | Carpenter Canyon (fka Gamebird) | 138 | Wind, Onshore |  |  | 0 | 0 | 0 | 0 | 0 | 0 | 0 | 0 | 0 | 5 | 2 | 1 | 1 |  | 1 | 1 | N/A |  |  |  | N/A | N/A | N/A | N/A | N/A | N/A | N/A | 2 | 2 | 4 | 1 | 3 | 1 | 1 | 0
EOP | Carpenter Canyon (fka Gamebird) | 230 | Wind, Onshore |  |  | 0 | 0 | 0 | 0 | 0 | 0 | 0 | 0 | 0 | 5 | 2 | 1 | 1 |  | 1 | 1 | N/A |  |  |  | N/A | N/A | N/A | N/A | N/A | N/A | N/A | 2 | 2 | 4 | 1 | 3 | 1 | 1 | 0
PG&E NGBA | Carquinez | 115 | Wind, Onshore |  |  | 0 | 0 | 0 | 0 | 0 | 0 | 0 | 0 | 0 | 5 | 5 | 1 | 1 |  | 1 | 1 | N/A |  |  |  | N/A | N/A | N/A | N/A | N/A | N/A | N/A | 2 | 1 | 2 | 1 | 1 | 1 | 1 | 0
SDGE | Carrizo Gorge | 138 | Wind, Onshore |  |  | 0 | 0 | 0 | 0 | 0 | 0 | 0 | 0 | 0 | 3 | 3 | 1 | 1 |  | 1 | 1 | N/A |  |  |  | N/A | N/A | N/A | N/A | N/A | N/A | N/A | 2 | 1 | 4 | 1 | 3 | 1 | 1 | 0
PG&E KERN | Carrizo Plains | 115 | Wind, Onshore |  |  | 0 | 0 | 0 | 0 | 0 | 0 | 0 | 0 | 0 | 5 | 2 | 5 | 2 |  | 1 | 1 | N/A |  |  |  | N/A | N/A | N/A | N/A | N/A | N/A | N/A | 2 | 1 | 4 | 2 | 2 | 1 | 1 | 0
PG&E KERN | Casaloma | 230 | Wind, Onshore |  |  | 0 | 0 | 0 | 0 | 0 | 0 | 0 | 0 | 0 | 5 | 2 | 5 | 2 |  | 1 | 1 | N/A |  |  |  | N/A | N/A | N/A | N/A | N/A | N/A | N/A | 1 | 1 | 3 | 1 | 1 | 1 | 1 | 0
PG&E GBA | Castro Valley | 230 | Wind, Onshore |  |  | 0 | 0 | 0 | 0 | 0 | 0 | 0 | 0 | 0 | 5 | 5 | 1 | 1 |  | 1 | 1 | N/A |  |  |  | N/A | N/A | N/A | N/A | N/A | N/A | N/A | 2 | 1 | 2 | 1 | 2 | 1 | 1 | 0
PG&E GBA | Cayetano | 230 | Wind, Onshore |  |  | 0 | 0 | 0 | 0 | 0 | 0 | 0 | 0 | 0 | 5 | 2 | 1 | 1 |  | 1 | 1 | N/A |  |  |  | N/A | N/A | N/A | N/A | N/A | N/A | N/A | 2 | 1 | 3 | 1 | 3 | 1 | 1 | 0
SCE Metro | Center | 230 | Wind, Onshore |  |  | 0 | 0 | 0 | 0 | 0 | 0 | 0 | 0 | 0 | 1 | 1 | 1 | 1 |  | 1 | 1 | N/A |  |  |  | N/A | N/A | N/A | N/A | N/A | N/A | N/A | 1 | 1 | 1 | 1 | 1 | 1 | 1 | 0
PG&E KERN | Charca | 115 | Wind, Onshore |  |  | 0 | 0 | 0 | 0 | 0 | 0 | 0 | 0 | 0 | 5 | 2 | 5 | 2 |  | 1 | 1 | N/A |  |  |  | N/A | N/A | N/A | N/A | N/A | N/A | N/A | 1 | 1 | 4 | 1 | 1 | 1 | 1 | 0
EOP | Charleston | 138 | Wind, Onshore |  |  | 0 | 0 | 0 | 0 | 0 | 0 | 0 | 0 | 0 | 5 | 2 | 1 | 1 |  | 1 | 1 | N/A |  |  |  | N/A | N/A | N/A | N/A | N/A | N/A | N/A | 2 | 2 | 4 | 1 | 3 | 1 | 1 | 0
SCE Metro | Chevmain | 230 | Wind, Onshore |  |  | 0 | 0 | 0 | 0 | 0 | 0 | 0 | 0 | 0 | 1 | 1 | 1 | 1 |  | 1 | 1 | N/A |  |  |  | N/A | N/A | N/A | N/A | N/A | N/A | N/A | 1 | 1 | 1 | 1 | 1 | 1 | 1 | 0
SDGE | Chicarita | 138 | Wind, Onshore |  |  | 0 | 0 | 0 | 0 | 0 | 0 | 0 | 0 | 0 | 3 | 3 | 1 | 1 |  | 1 | 1 | N/A |  |  |  | N/A | N/A | N/A | N/A | N/A | N/A | N/A | 2 | 1 | 3 | 1 | 3 | 1 | 1 | 0
SCE Metro | Chino | 230 | Wind, Onshore |  |  | 0 | 0 | 0 | 0 | 0 | 0 | 0 | 0 | 0 | 1 | 1 | 1 | 1 |  | 1 | 1 | 1 |  |  |  | 1 | 1 | 1 | 1 | 1 | 1 | 1 | 1 | 1 | 1 | 1 | 2 | 1 | 1 | 0
PG&E FRESNO | Chowchilla | 115 | Wind, Onshore |  |  | 0 | 0 | 0 | 0 | 0 | 0 | 0 | 0 | 0 | 5 | 2 | 5 | 2 |  | 1 | 1 | N/A |  |  |  | N/A | N/A | N/A | N/A | N/A | N/A | N/A | 1 | 1 | 1 | 2 | 2 | 1 | 1 | 0
PG&E GBA | Christie | 60 | Wind, Onshore |  |  | 0 | 0 | 0 | 0 | 0 | 0 | 0 | 0 | 0 | 5 | 2 | 1 | 1 |  | 1 | 1 | N/A |  |  |  | N/A | N/A | N/A | N/A | N/A | N/A | N/A | 2 | 1 | 2 | 1 | 2 | 1 | 1 | 0
PG&E GBA | Christie | 115 | Wind, Onshore |  |  | 0 | 0 | 0 | 0 | 0 | 0 | 0 | 0 | 0 | 5 | 2 | 1 | 1 |  | 3 | 1 | 1 |  |  |  | 2 | 2 | 1 | 1 | 3 | 1 | 1 | 2 | 1 | 2 | 1 | 2 | 1 | 1 | 0
SCE Eastern | Cielo Azul | 500 | Wind, Onshore |  |  | 0 | 0 | 0 | 0 | 0 | 0 | 0 | 0 | 0 | 5 | 4 | 4 | 4 |  | 1 | 1 | N/A |  |  |  | N/A | N/A | N/A | N/A | N/A | N/A | N/A | 2 | 2 | 4 | 1 | 3 | 1 | 1 | 0
PG&E GBA | Clay | 60 | Wind, Onshore |  |  | 0 | 0 | 0 | 0 | 0 | 0 | 0 | 0 | 0 | 1 | 1 | 1 | 1 |  | 1 | 1 | N/A |  |  |  | N/A | N/A | N/A | N/A | N/A | N/A | N/A | 2 | 1 | 3 | 1 | 3 | 1 | 1 | 0
PG&E GBA | Clayton | 115 | Wind, Onshore |  |  | 0 | 0 | 0 | 0 | 0 | 0 | 0 | 0 | 0 | 5 | 2 | 1 | 1 |  | 1 | 1 | N/A |  |  |  | N/A | N/A | N/A | N/A | N/A | N/A | N/A | 2 | 1 | 4 | 1 | 2 | 1 | 1 | 0
PG&E NGBA | Cloverdale | 115 | Wind, Onshore |  |  | 0 | 0 | 0 | 0 | 0 | 0 | 0 | 0 | 0 | 5 | 5 | 1 | 1 |  | 1 | 1 | N/A |  |  |  | N/A | N/A | N/A | N/A | N/A | N/A | N/A | 2 | 2 | 4 | 2 | 3 | 1 | 1 | 0
PG&E FRESNO | Clovis | 115 | Wind, Onshore |  |  | 0 | 0 | 0 | 0 | 0 | 0 | 0 | 0 | 0 | 5 | 2 | 5 | 2 |  | 1 | 1 | N/A |  |  |  | N/A | N/A | N/A | N/A | N/A | N/A | N/A | 1 | 1 | 2 | 2 | 2 | 1 | 1 | 0
PG&E GBA | Coburn | 230 | Wind, Onshore |  |  | 0 | 0 | 0 | 0 | 0 | 0 | 0 | 0 | 0 | 5 | 2 | 5 | 2 |  | 1 | 1 | 1 |  |  |  | 5 | 2 | 1 | 1 | 2 | 1 | 1 | 2 | 2 | 2 | 2 | 3 | 1 | 5 | 1
PG&E GBA | Coburn | 60 | Wind, Onshore |  |  | 0 | 0 | 0 | 0 | 0 | 0 | 0 | 0 | 0 | 5 | 2 | 5 | 2 |  | 1 | 1 | N/A |  |  |  | N/A | N/A | N/A | N/A | N/A | N/A | N/A | 2 | 2 | 2 | 2 | 3 | 1 | 1 | 0
PG&E NGBA | Colgate | 230 | Wind, Onshore |  |  | 0 | 0 | 0 | 0 | 0 | 0 | 0 | 0 | 0 | 5 | 2 | 1 | 1 |  | 1 | 1 | N/A |  |  |  | N/A | N/A | N/A | N/A | N/A | N/A | N/A | 2 | 1 | 4 | 1 | 3 | 1 | 1 | 0
PG&E GBA | Collierville | 230 | Wind, Onshore |  |  | 0 | 0 | 0 | 0 | 0 | 0 | 0 | 0 | 0 | 5 | 5 | 1 | 1 |  | 2 | 1 | 1 |  |  |  | 5 | 1 | 1 | 1 | 1 | 1 | 1 | 2 | 1 | 4 | 1 | 3 | 1 | 1 | 0
PG&E GBA | Collinsville | 230 | Wind, Onshore |  |  | 0 | 0 | 0 | 0 | 0 | 0 | 0 | 0 | 0 | 5 | 2 | 1 | 1 |  | 1 | 1 | N/A |  |  |  | N/A | N/A | N/A | N/A | N/A | N/A | N/A | 2 | 1 | 3 | 1 | 1 | 1 | 1 | 0
PG&E GBA | Collinsville | 500 | Wind, Onshore |  |  | 0 | 0 | 0 | 0 | 0 | 0 | 0 | 0 | 0 | 5 | 2 | 1 | 1 |  | 1 | 1 | N/A |  |  |  | N/A | N/A | N/A | N/A | N/A | N/A | N/A | 2 | 1 | 3 | 1 | 1 | 1 | 1 | 0
SCE Eastern | Colorado River | 230 | Wind, Onshore |  |  | 0 | 0 | 0 | 0 | 0 | 0 | 0 | 0 | 0 | 4 | 4 | 4 | 4 | 4 | 1 | 1 | N/A |  |  |  | N/A | N/A | N/A | N/A | N/A | N/A | N/A | 2 | 2 | 3 | 1 | 3 | 1 | 1 | 0
SCE Eastern | Colorado River | 500 | Wind, Onshore |  |  | 0 | 0 | 0 | 0 | 0 | 0 | 0 | 0 | 0 | 4 | 4 | 4 | 4 | 2 | 1 | 1 | N/A |  |  |  | N/A | N/A | N/A | N/A | N/A | N/A | N/A | 2 | 2 | 3 | 1 | 3 | 1 | 1 | 0
PG&E KERN | Columbus | 115 | Wind, Onshore |  |  | 0 | 0 | 0 | 0 | 0 | 0 | 0 | 0 | 0 | 5 | 2 | 5 | 2 |  | 2 | 1 | 1 |  |  |  | 1 | 1 | 1 | 1 | 1 | 1 | 1 | 1 | 1 | 2 | 1 | 2 | 1 | 1 | 0
PG&E GBA | Contra Costa | 115 | Wind, Onshore |  |  | 0 | 0 | 0 | 0 | 0 | 0 | 0 | 0 | 0 | 5 | 5 | 1 | 1 |  | 2 | 1 | 1 |  |  |  | 2 | 1 | 2 | 1 | 2 | 1 | 1 | 2 | 1 | 2 | 1 | 2 | 1 | 1 | 0
PG&E GBA | Contra Costa | 230 | Wind, Onshore |  |  | 0 | 0 | 0 | 0 | 0 | 0 | 0 | 0 | 0 | 5 | 2 | 1 | 1 |  | 2 | 1 | 1 |  |  |  | 2 | 1 | 2 | 1 | 2 | 1 | 1 | 2 | 1 | 2 | 1 | 2 | 1 | 1 | 0
PG&E GBA | Contra Costa PP | 230 | Wind, Onshore |  |  | 0 | 0 | 0 | 0 | 0 | 0 | 0 | 0 | 0 | 5 | 5 | 1 | 1 |  | 1 | 1 | N/A |  |  |  | N/A | N/A | N/A | N/A | N/A | N/A | N/A | 2 | 1 | 1 | 1 | 2 | 1 | 1 | 0
SCE NOL | Control | 115 | Wind, Onshore |  |  | 0 | 0 | 0 | 0 | 0 | 0 | 0 | 0 | 0 | 5 | 3 | 3 | 3 |  | 1 | 1 | N/A |  |  |  | N/A | N/A | N/A | N/A | N/A | N/A | N/A | 2 | 2 | 4 | 1 | 3 | 1 | 1 | 0
SCE NOL | Control | 55 | Wind, Onshore |  |  | 0 | 0 | 0 | 0 | 0 | 0 | 0 | 0 | 0 | 5 | 3 | 3 | 3 |  | 1 | 1 | N/A |  |  |  | N/A | N/A | N/A | N/A | N/A | N/A | N/A | 2 | 2 | 4 | 1 | 3 | 1 | 1 | 0
PG&E GBA | Cooley Landing | 115 | Wind, Onshore |  |  | 0 | 0 | 0 | 0 | 0 | 0 | 0 | 0 | 0 | 5 | 2 | 1 | 1 |  | 3 | 1 | 1 |  |  |  | 1 | 1 | 1 | 1 | 1 | 1 | 1 | 2 | 1 | 2 | 1 | 1 | 1 | 1 | 0
PG&E GBA | Cooley Landing | 60 | Wind, Onshore |  |  | 0 | 0 | 0 | 0 | 0 | 0 | 0 | 0 | 0 | 1 | 1 | 1 | 1 |  | 1 | 1 | N/A |  |  |  | N/A | N/A | N/A | N/A | N/A | N/A | N/A | 2 | 1 | 2 | 1 | 1 | 1 | 1 | 0
SCE NOL | Coolwater | 230 | Wind, Onshore |  |  | 0 | 0 | 0 | 0 | 0 | 0 | 0 | 0 | 0 | 4 | 3 | 1 | 1 |  | 1 | 1 | N/A |  |  |  | N/A | N/A | N/A | N/A | N/A | N/A | N/A | 2 | 1 | 2 | 1 | 1 | 4+ | 1 | 1
SCE NOL | Coolwater | 115 | Wind, Onshore |  |  | 0 | 0 | 0 | 0 | 0 | 0 | 0 | 0 | 0 | 4 | 3 | 1 | 1 | 3 | 3 | 1 | 1 |  |  |  | 1 | 1 | 1 | 1 | 1 | 2 | 1 | 2 | 1 | 2 | 1 | 1 | 1 | 5 | 1
PG&E KERN | Copus | 70 | Wind, Onshore |  |  | 0 | 0 | 0 | 0 | 0 | 0 | 0 | 0 | 0 | 5 | 2 | 5 | 2 |  | 1 | 1 | N/A |  |  |  | N/A | N/A | N/A | N/A | N/A | N/A | N/A | 1 | 1 | 3 | 1 | 1 | 1 | 1 | 0
PG&E FRESNO | Corcoran | 70 | Wind, Onshore |  |  | 0 | 0 | 0 | 0 | 0 | 0 | 0 | 0 | 0 | 5 | 2 | 5 | 2 |  | 1 | 1 | N/A |  |  |  | N/A | N/A | N/A | N/A | N/A | N/A | N/A | 1 | 1 | 4 | 2 | 1 | 1 | 1 | 0
PG&E FRESNO | Corcoran | 115 | Wind, Onshore |  |  | 0 | 0 | 0 | 0 | 0 | 0 | 0 | 0 | 0 | 5 | 2 | 5 | 2 |  | 1 | 1 | N/A |  |  |  | N/A | N/A | N/A | N/A | N/A | N/A | N/A | 1 | 1 | 4 | 2 | 1 | 1 | 1 | 0
PG&E NGBA | Corona | 115 | Wind, Onshore |  |  | 0 | 0 | 0 | 0 | 0 | 0 | 0 | 0 | 0 | 5 | 5 | 1 | 1 |  | 1 | 1 | N/A |  |  |  | N/A | N/A | N/A | N/A | N/A | N/A | N/A | 2 | 1 | 3 | 2 | 3 | 1 | 1 | 0
PG&E NGBA | Cortina | 230 | Wind, Onshore |  |  | 0 | 0 | 0 | 0 | 0 | 0 | 0 | 0 | 0 | 5 | 5 | 1 | 1 | 3 | 1 | 1 | N/A |  |  |  | N/A | N/A | N/A | N/A | N/A | N/A | N/A | 2 | 2 | 4 | 1 | 3 | 1 | 1 | 0
PG&E NGBA | Cortina | 115 | Wind, Onshore |  |  | 0 | 0 | 0 | 0 | 0 | 0 | 0 | 0 | 0 | 5 | 5 | 1 | 1 | 1 | 1 | 1 | N/A |  |  |  | N/A | N/A | N/A | N/A | N/A | N/A | N/A | 2 | 2 | 4 | 1 | 3 | 1 | 1 | 0
PG&E GBA | Cottle | 230 | Wind, Onshore |  |  | 0 | 0 | 0 | 0 | 0 | 0 | 0 | 0 | 0 | 5 | 2 | 5 | 2 | 3 | 1 | 1 | N/A |  |  |  | N/A | N/A | N/A | N/A | N/A | N/A | N/A | 1 | 1 | 3 | 2 | 1 | 1 | 1 | 0
PG&E NGBA | Cottonwood | 115 | Wind, Onshore |  |  | 0 | 0 | 0 | 0 | 0 | 0 | 0 | 0 | 0 | 5 | 2 | 1 | 1 |  | 1 | 1 | N/A |  |  |  | N/A | N/A | N/A | N/A | N/A | N/A | N/A | 2 | 2 | 3 | 2 | 3 | 1 | 1 | 0
PG&E NGBA | Cottonwood | 230 | Wind, Onshore |  |  | 0 | 0 | 0 | 0 | 0 | 0 | 0 | 0 | 0 | 5 | 2 | 1 | 1 |  | 1 | 1 | N/A |  |  |  | N/A | N/A | N/A | N/A | N/A | N/A | N/A | 2 | 2 | 3 | 2 | 3 | 1 | 1 | 0
PG&E NGBA | Cottonwood | 60 | Wind, Onshore |  |  | 0 | 0 | 0 | 0 | 0 | 0 | 0 | 0 | 0 | 5 | 2 | 1 | 1 |  | 1 | 1 | N/A |  |  |  | N/A | N/A | N/A | N/A | N/A | N/A | N/A | 2 | 2 | 3 | 2 | 3 | 1 | 1 | 0
PG&E NGBA | Cove Road | 230 | Wind, Onshore |  |  | 0 | 0 | 0 | 0 | 0 | 0 | 0 | 0 | 0 | 5 | 2 | 1 | 1 |  | 1 | 1 | N/A |  |  |  | N/A | N/A | N/A | N/A | N/A | N/A | N/A | 2 | 2 | 4 | 2 | 3 | 1 | 1 | 0
PG&E GBA | Coyote | 230 | Wind, Onshore |  |  | 0 | 0 | 0 | 0 | 0 | 0 | 0 | 0 | 0 | 1 | 1 | 1 | 1 |  | 1 | 1 | N/A |  |  |  | N/A | N/A | N/A | N/A | N/A | N/A | N/A | 2 | 1 | 3 | 2 | 2 | 1 | 1 | 0
PG&E GBA | Crazy Horse Canyon | 115 | Wind, Onshore |  |  | 0 | 0 | 0 | 0 | 0 | 0 | 0 | 0 | 0 | 1 | 1 | 1 | 1 |  | 1 | 1 | N/A |  |  |  | N/A | N/A | N/A | N/A | N/A | N/A | N/A | 2 | 2 | 4 | 2 | 3 | 1 | 1 | 0
SDGE | Creelman | 69 | Wind, Onshore |  |  | 0 | 0 | 0 | 0 | 0 | 0 | 0 | 0 | 0 | 3 | 3 | 1 | 1 |  | 1 | 1 | N/A |  |  |  | N/A | N/A | N/A | N/A | N/A | N/A | N/A | 2 | 1 | 4 | 1 | 3 | 1 | 1 | 0
PG&E FRESNO | Crescent | 70 | Wind, Onshore |  |  | 0 | 0 | 0 | 0 | 0 | 0 | 0 | 0 | 0 | 5 | 2 | 5 | 2 |  | 1 | 1 | N/A |  |  |  | N/A | N/A | N/A | N/A | N/A | N/A | N/A | 1 | 1 | 3 | 2 | 1 | 1 | 1 | 0
PG&E FRESNO | Cressey | 115 | Wind, Onshore |  |  | 0 | 0 | 0 | 0 | 0 | 0 | 0 | 0 | 0 | 5 | 2 | 5 | 2 |  | 1 | 1 | N/A |  |  |  | N/A | N/A | N/A | N/A | N/A | N/A | N/A | 1 | 1 | 3 | 2 | 1 | 1 | 1 | 0
PG&E NGBA | Cresta | 230 | Wind, Onshore |  |  | 0 | 0 | 0 | 0 | 0 | 0 | 0 | 0 | 0 | 5 | 2 | 1 | 1 |  | 1 | 1 | N/A |  |  |  | N/A | N/A | N/A | N/A | N/A | N/A | N/A | 2 | 1 | 4 | 2 | 3 | 1 | 1 | 0
SDGE | Crestwood | 69 | Wind, Onshore |  |  | 0 | 0 | 0 | 0 | 0 | 0 | 0 | 0 | 0 | 3 | 3 | 1 | 1 |  | 1 | 1 | N/A |  |  |  | N/A | N/A | N/A | N/A | N/A | N/A | N/A | 2 | 1 | 4 | 1 | 3 | 1 | 1 | 0
PG&E GBA | Crow Creek | 60 | Wind, Onshore |  |  | 0 | 0 | 0 | 0 | 0 | 0 | 0 | 0 | 0 | 5 | 5 | 1 | 1 |  | 1 | 1 | N/A |  |  |  | N/A | N/A | N/A | N/A | N/A | N/A | N/A | 1 | 1 | 4 | 2 | 1 | 1 | 1 | 0
PG&E GBA | Crows Landing | 60 | Wind, Onshore |  |  | 0 | 0 | 0 | 0 | 0 | 0 | 0 | 0 | 0 | 5 | 5 | 1 | 1 |  | 1 | 1 | N/A |  |  |  | N/A | N/A | N/A | N/A | N/A | N/A | N/A | 1 | 1 | 4 | 2 | 1 | 1 | 1 | 0
PG&E GBA | Curtis | 115 | Wind, Onshore |  |  | 0 | 0 | 0 | 0 | 0 | 0 | 0 | 0 | 0 | 5 | 5 | 1 | 1 |  | 1 | 1 | N/A |  |  |  | N/A | N/A | N/A | N/A | N/A | N/A | N/A | 2 | 1 | 4 | 1 | 3 | 1 | 1 | 0
PG&E FRESNO | Dairyland | 115 | Wind, Onshore |  |  | 0 | 0 | 0 | 0 | 0 | 0 | 0 | 0 | 0 | 5 | 2 | 5 | 2 |  | 1 | 1 | N/A |  |  |  | N/A | N/A | N/A | N/A | N/A | N/A | N/A | 1 | 1 | 3 | 2 | 1 | 1 | 1 | 0
PG&E NGBA | Davis | 115 | Wind, Onshore |  |  | 0 | 0 | 0 | 0 | 0 | 0 | 0 | 0 | 0 | 5 | 5 | 1 | 1 | 3 | 1 | 1 | N/A |  |  |  | N/A | N/A | N/A | N/A | N/A | N/A | N/A | 2 | 1 | 4 | 2 | 3 | 1 | 1 | 0
SCE Metro | Del Amo | 500 | Wind, Onshore |  |  | 0 | 0 | 0 | 0 | 0 | 0 | 0 | 0 | 0 | 1 | 1 | 1 | 1 |  | 1 | 1 | N/A |  |  |  | N/A | N/A | N/A | N/A | N/A | N/A | N/A | 1 | 1 | 3 | 1 | 2 | 1 | 1 | 0
SCE Metro | Del Amo | 230 | Wind, Onshore |  |  | 0 | 0 | 0 | 0 | 0 | 0 | 0 | 0 | 0 | 1 | 1 | 1 | 1 |  | 1 | 1 | N/A |  |  |  | N/A | N/A | N/A | N/A | N/A | N/A | N/A | 1 | 1 | 3 | 1 | 2 | 1 | 1 | 0
SCE Eastern | Delaney | 500 | Wind, Onshore |  |  | 0 | 0 | 0 | 0 | 0 | 0 | 0 | 0 | 0 | 5 | 4 | 4 | 4 |  | 1 | 1 | N/A |  |  |  | N/A | N/A | N/A | N/A | N/A | N/A | N/A | 2 | 1 | 4 | 2 | 3 | 1 | 1 | 0
PG&E NGBA | Delevan | 230 | Wind, Onshore |  |  | 0 | 0 | 0 | 0 | 0 | 0 | 0 | 0 | 0 | 5 | 5 | 1 | 1 | 3 | 1 | 1 | N/A |  |  |  | N/A | N/A | N/A | N/A | N/A | N/A | N/A | 2 | 2 | 1 | 1 | 3 | 1 | 1 | 0
PG&E GBA | Delta PP | 230 | Wind, Onshore |  |  | 0 | 0 | 0 | 0 | 0 | 0 | 0 | 0 | 0 | 5 | 2 | 1 | 1 |  | 1 | 1 | N/A |  |  |  | N/A | N/A | N/A | N/A | N/A | N/A | N/A | 2 | 1 | 3 | 1 | 2 | 1 | 1 | 0
EOP | Desert View | 230 | Wind, Onshore |  |  | 0 | 0 | 0 | 0 | 0 | 0 | 0 | 0 | 0 | 5 | 2 | 1 | 1 |  | 1 | 1 | N/A |  |  |  | N/A | N/A | N/A | N/A | N/A | N/A | N/A | 2 | 1 | 4 | 1 | 3 | 1 | 1 | 0
SCE Eastern | Devers | 230 | Wind, Onshore |  |  | 0 | 0 | 0 | 0 | 0 | 0 | 0 | 0 | 0 | 4 | 2 | 1 | 1 | 5 | 4 | 1 | 1 |  |  |  | 3 | 1 | 1 | 1 | 1 | 2 | 1 | 2 | 1 | 1 | 1 | 3 | 4+ | 5 | 1
SCE Eastern | Devers | 500 | Wind, Onshore |  |  | 0 | 0 | 0 | 0 | 0 | 0 | 0 | 0 | 0 | 4 | 2 | 1 | 1 |  | 1 | 1 | N/A |  |  |  | N/A | N/A | N/A | N/A | N/A | N/A | N/A | 2 | 1 | 1 | 1 | 3 | 1+ | 1 | 1
PG&E KERN | Diablo Canyon | 230 | Wind, Onshore |  |  | 0 | 0 | 0 | 0 | 0 | 0 | 0 | 0 | 0 | 5 | 2 | 5 | 2 | 3 | 1 | 1 | N/A |  |  |  | N/A | N/A | N/A | N/A | N/A | N/A | N/A | 2 | 2 | 4 | 2 | 3 | 1 | 1 | 0
PG&E KERN | Diablo Canyon | 500 | Wind, Onshore |  |  | 0 | 0 | 0 | 0 | 0 | 0 | 0 | 0 | 0 | 5 | 2 | 4 | 2 | 5 | 1 | 1 | N/A |  |  |  | N/A | N/A | N/A | N/A | N/A | N/A | N/A | 2 | 2 | 4 | 2 | 3 | 4+ | 1 | 1
PG&E KERN | Divide | 115 | Wind, Onshore |  |  | 0 | 0 | 0 | 0 | 0 | 0 | 0 | 0 | 0 | 5 | 2 | 5 | 2 |  | 1 | 1 | 1 |  |  |  | 1 | 4 | 1 | 1 | 4 | 1 | 1 | 2 | 2 | 4 | 1 | 2 | 1 | 1 | 0
PG&E GBA | Dixon Landing | 115 | Wind, Onshore |  |  | 0 | 0 | 0 | 0 | 0 | 0 | 0 | 0 | 0 | 1 | 1 | 1 | 1 |  | 1 | 1 | N/A |  |  |  | N/A | N/A | N/A | N/A | N/A | N/A | N/A | 2 | 1 | 2 | 1 | 2 | 1 | 1 | 0
PG&E FRESNO | Dos Amigos | 230 | Wind, Onshore |  |  | 0 | 0 | 0 | 0 | 0 | 0 | 0 | 0 | 0 | 5 | 2 | 5 | 2 |  | 1 | 1 | N/A |  |  |  | N/A | N/A | N/A | N/A | N/A | N/A | N/A | 1 | 1 | 4 | 2 | 1 | 1 | 1 | 0
PG&E NGBA | Drum | 115 | Wind, Onshore |  |  | 0 | 0 | 0 | 0 | 0 | 0 | 0 | 0 | 0 | 5 | 2 | 1 | 1 |  | 1 | 1 | N/A |  |  |  | N/A | N/A | N/A | N/A | N/A | N/A | N/A | 2 | 1 | 4 | 2 | 3 | 1 | 1 | 0
PG&E GBA | Dumbarton | 115 | Wind, Onshore |  |  | 0 | 0 | 0 | 0 | 0 | 0 | 0 | 0 | 0 | 5 | 2 | 1 | 1 |  | 1 | 1 | N/A |  |  |  | N/A | N/A | N/A | N/A | N/A | N/A | N/A | 2 | 1 | 3 | 1 | 2 | 1 | 1 | 0
SCE NOL | Dunn Siding | 115 | Wind, Onshore |  |  | 0 | 0 | 0 | 0 | 0 | 0 | 0 | 0 | 0 | 4 | 3 | 1 | 1 |  | 1 | 1 | N/A |  |  |  | N/A | N/A | N/A | N/A | N/A | N/A | N/A | 2 | 1 | 4 | 1 | 1 | 1 | 1 | 0
SCE Eastern | Eagle Mountain | 230 | Wind, Onshore |  |  | 0 | 0 | 0 | 0 | 0 | 0 | 0 | 0 | 0 | 5 | 2 | 1 | 1 |  | 1 | 1 | N/A |  |  |  | N/A | N/A | N/A | N/A | N/A | N/A | N/A | 2 | 2 | 4 | 1 | 3 | 1 | 1 | 0
PG&E NGBA | Eagle Rock (PGE) | 60 | Wind, Onshore |  |  | 0 | 0 | 0 | 0 | 0 | 0 | 0 | 0 | 0 | 5 | 5 | 1 | 1 |  | 1 | 1 | N/A |  |  |  | N/A | N/A | N/A | N/A | N/A | N/A | N/A | 2 | 2 | 4 | 2 | 3 | 1 | 1 | 0
PG&E NGBA | Eagle Rock (PGE) | 115 | Wind, Onshore |  |  | 0 | 0 | 0 | 0 | 0 | 0 | 0 | 0 | 0 | 5 | 5 | 1 | 1 | 3 | 2 | 1 | 1 |  |  |  | 5 | 4 | 1 | 2 | 5 | 1 | 1 | 2 | 2 | 4 | 2 | 3 | 1 | 5 | 1
SCE Metro | Eagle Rock (SCE) | 230 | Wind, Onshore |  |  | 0 | 0 | 0 | 0 | 0 | 0 | 0 | 0 | 0 | 1 | 1 | 1 | 1 |  | 1 | 1 | 1 |  |  |  | 1 | 1 | 1 | 1 | 1 | 1 | 1 | 1 | 1 | 2 | 1 | 2 | 1 | 1 | 0
PG&E NGBA | East Marysville | 115 | Wind, Onshore |  |  | 0 | 0 | 0 | 0 | 0 | 0 | 0 | 0 | 0 | 5 | 2 | 1 | 1 |  | 1 | 1 | N/A |  |  |  | N/A | N/A | N/A | N/A | N/A | N/A | N/A | 2 | 2 | 2 | 1 | 2 | 1 | 1 | 0
PG&E NGBA | East Nicolaus | 115 | Wind, Onshore |  |  | 0 | 0 | 0 | 0 | 0 | 0 | 0 | 0 | 0 | 5 | 2 | 1 | 1 |  | 1 | 1 | N/A |  |  |  | N/A | N/A | N/A | N/A | N/A | N/A | N/A | 2 | 1 | 4 | 1 | 3 | 1 | 1 | 0
PG&E NGBA | East Nicolaus | 60 | Wind, Onshore |  |  | 0 | 0 | 0 | 0 | 0 | 0 | 0 | 0 | 0 | 5 | 2 | 1 | 1 |  | 1 | 1 | N/A |  |  |  | N/A | N/A | N/A | N/A | N/A | N/A | N/A | 2 | 1 | 4 | 1 | 3 | 1 | 1 | 0
PG&E GBA | Eastshore | 115 | Wind, Onshore |  |  | 0 | 0 | 0 | 0 | 0 | 0 | 0 | 0 | 0 | 5 | 2 | 1 | 1 | 4 | 1 | 1 | N/A |  |  |  | N/A | N/A | N/A | N/A | N/A | N/A | N/A | 2 | 1 | 2 | 1 | 1 | 1 | 1 | 0
PG&E GBA | Eastshore | 230 | Wind, Onshore |  |  | 0 | 0 | 0 | 0 | 0 | 0 | 0 | 0 | 0 | 5 | 2 | 1 | 1 |  | 1 | 1 | N/A |  |  |  | N/A | N/A | N/A | N/A | N/A | N/A | N/A | 2 | 1 | 2 | 1 | 1 | 1 | 1 | 0
SDGE | ECO | 138 | Wind, Onshore |  |  | 0 | 0 | 0 | 0 | 0 | 0 | 0 | 0 | 0 | 3 | 3 | 1 | 1 | 3 | 3 | 1 | 1 |  |  |  | 4 | 1 | 1 | 1 | 1 | 1 | 1 | 2 | 1 | 4 | 1 | 3 | 1 | 1 | 0
SDGE | ECO | 230 | Wind, Onshore |  |  | 0 | 0 | 0 | 0 | 0 | 0 | 0 | 0 | 0 | 3 | 3 | 1 | 1 |  | 3 | 1 | #N/A |  |  |  | N/A | N/A | N/A | N/A | N/A | N/A | N/A | 2 | 1 | 4 | 1 | 3 | 4+ | 5 | 1
SDGE | ECO | 500 | Wind, Onshore |  |  | 0 | 0 | 0 | 0 | 0 | 0 | 0 | 0 | 0 | 3 | 3 | 1 | 1 |  | 3 | 1 | #N/A |  |  |  | N/A | N/A | N/A | N/A | N/A | N/A | N/A | 2 | 1 | 4 | 1 | 3 | 2+ | 5 | 1
PG&E GBA | Edenvale | 115 | Wind, Onshore |  |  | 0 | 0 | 0 | 0 | 0 | 0 | 0 | 0 | 0 | 1 | 1 | 1 | 1 |  | 1 | 1 | N/A |  |  |  | N/A | N/A | N/A | N/A | N/A | N/A | N/A | 2 | 1 | 2 | 2 | 2 | 1 | 1 | 0
PG&E GBA | Edes | 115 | Wind, Onshore |  |  | 0 | 0 | 0 | 0 | 0 | 0 | 0 | 0 | 0 | 5 | 2 | 1 | 1 |  | 1 | 1 | N/A |  |  |  | N/A | N/A | N/A | N/A | N/A | N/A | N/A | 2 | 1 | 3 | 1 | 1 | 1 | 1 | 0
PG&E GBA | Eight Mile | 230 | Wind, Onshore |  |  | 0 | 0 | 0 | 0 | 0 | 0 | 0 | 0 | 0 | 5 | 2 | 1 | 1 |  | 1 | 1 | N/A |  |  |  | N/A | N/A | N/A | N/A | N/A | N/A | N/A | 1 | 1 | 2 | 2 | 1 | 1 | 1 | 0
SDGE | El Cajon | 69 | Wind, Onshore |  |  | 0 | 0 | 0 | 0 | 0 | 0 | 0 | 0 | 0 | 3 | 3 | 1 | 1 |  | 1 | 1 | N/A |  |  |  | N/A | N/A | N/A | N/A | N/A | N/A | N/A | 2 | 1 | 2 | 1 | 1 | 1 | 1 | 0
SCE Eastern | El Casco | 230 | Wind, Onshore |  |  | 0 | 0 | 0 | 0 | 0 | 0 | 0 | 0 | 0 | 4 | 2 | 1 | 1 |  | 1 | 1 | N/A |  |  |  | N/A | N/A | N/A | N/A | N/A | N/A | N/A | 1 | 1 | 4 | 1 | 2 | 1 | 1 | 0
PG&E GBA | El Cerrito G | 115 | Wind, Onshore |  |  | 0 | 0 | 0 | 0 | 0 | 0 | 0 | 0 | 0 | 5 | 2 | 1 | 1 |  | 1 | 1 | N/A |  |  |  | N/A | N/A | N/A | N/A | N/A | N/A | N/A | 2 | 1 | 2 | 1 | 2 | 1 | 1 | 0
PG&E NGBA | El Dorado PH | 115 | Wind, Onshore |  |  | 0 | 0 | 0 | 0 | 0 | 0 | 0 | 0 | 0 | 5 | 2 | 1 | 1 |  | 1 | 1 | N/A |  |  |  | N/A | N/A | N/A | N/A | N/A | N/A | N/A | 2 | 1 | 4 | 2 | 3 | 1 | 1 | 0
PG&E FRESNO | El Nido (PGE) | 115 | Wind, Onshore |  |  | 0 | 0 | 0 | 0 | 0 | 0 | 0 | 0 | 0 | 5 | 2 | 5 | 2 |  | 1 | 1 | N/A |  |  |  | N/A | N/A | N/A | N/A | N/A | N/A | N/A | 1 | 1 | 4 | 2 | 1 | 1 | 1 | 0
SCE Metro | El Nido (SCE) | 230 | Wind, Onshore |  |  | 0 | 0 | 0 | 0 | 0 | 0 | 0 | 0 | 0 | 1 | 1 | 1 | 1 |  | 1 | 1 | N/A |  |  |  | N/A | N/A | N/A | N/A | N/A | N/A | N/A | 1 | 1 | 2 | 1 | 2 | 1 | 1 | 0
PG&E GBA | El Patio | 115 | Wind, Onshore |  |  | 0 | 0 | 0 | 0 | 0 | 0 | 0 | 0 | 0 | 1 | 1 | 1 | 1 |  | 1 | 1 | N/A |  |  |  | N/A | N/A | N/A | N/A | N/A | N/A | N/A | 2 | 1 | 3 | 2 | 2 | 1 | 1 | 0
SCE Metro | El Segundo | 230 | Wind, Onshore |  |  | 0 | 0 | 0 | 0 | 0 | 0 | 0 | 0 | 0 | 1 | 1 | 1 | 1 |  | 1 | 1 | N/A |  |  |  | N/A | N/A | N/A | N/A | N/A | N/A | N/A | 1 | 1 | 1 | 1 | 1 | 1 | 1 | 0
EOP | Eldorado | 230 | Wind, Onshore |  |  | 0 | 0 | 0 | 0 | 0 | 0 | 0 | 0 | 0 | 5 | 2 | 1 | 1 | 4 | 1 | 1 | N/A |  |  |  | N/A | N/A | N/A | N/A | N/A | N/A | N/A | 2 | 2 | 2 | 1 | 3 | 1 | 1 | 0
EOP | Eldorado | 500 | Wind, Onshore |  |  | 0 | 0 | 0 | 0 | 0 | 0 | 0 | 0 | 0 | 5 | 2 | 1 | 1 | 5 | 1 | 1 | N/A |  |  |  | N/A | N/A | N/A | N/A | N/A | N/A | N/A | 2 | 2 | 2 | 1 | 3 | 1 | 1 | 0
SCE Northern | Elizabeth Lake | 66 | Wind, Onshore |  |  | 0 | 0 | 0 | 0 | 0 | 0 | 0 | 0 | 0 | 5 | 2 | 1 | 1 |  | 1 | 1 | N/A |  |  |  | N/A | N/A | N/A | N/A | N/A | N/A | N/A | 1 | 1 | 3 | 1 | 3 | 1 | 1 | 0
PG&E KERN | Elk Hills | 230 | Wind, Onshore |  |  | 0 | 0 | 0 | 0 | 0 | 0 | 0 | 0 | 0 | 5 | 2 | 5 | 2 |  | 1 | 1 | N/A |  |  |  | N/A | N/A | N/A | N/A | N/A | N/A | N/A | 1 | 1 | 3 | 1 | 1 | 1 | 1 | 0
SDGE | Elliot | 69 | Wind, Onshore |  |  | 0 | 0 | 0 | 0 | 0 | 0 | 0 | 0 | 0 | 3 | 3 | 1 | 1 |  | 1 | 1 | N/A |  |  |  | N/A | N/A | N/A | N/A | N/A | N/A | N/A | 2 | 1 | 2 | 1 | 2 | 1 | 1 | 0
SCE Metro | Ellis | 230 | Wind, Onshore |  |  | 0 | 0 | 0 | 0 | 0 | 0 | 0 | 0 | 0 | 1 | 1 | 1 | 1 |  | 1 | 1 | N/A |  |  |  | N/A | N/A | N/A | N/A | N/A | N/A | N/A | 1 | 1 | 2 | 1 | 2 | 1 | 1 | 0
SDGE | Encina | 138 | Wind, Onshore |  |  | 0 | 0 | 0 | 0 | 0 | 0 | 0 | 0 | 0 | 3 | 3 | 1 | 1 | 3 | 1 | 1 | N/A |  |  |  | N/A | N/A | N/A | N/A | N/A | N/A | N/A | 2 | 1 | 1 | 1 | 3 | 1 | 1 | 0
SDGE | Encina | 230 | Wind, Onshore |  |  | 0 | 0 | 0 | 0 | 0 | 0 | 0 | 0 | 0 | 3 | 3 | 1 | 1 |  | 1 | 1 | 1 |  |  |  | 1 | 1 | 3 | 3 | 3 | 1 | 1 | 2 | 1 | 1 | 1 | 3 | 1 | 1 | 0
SDGE | Escondido | 230 | Wind, Onshore |  |  | 0 | 0 | 0 | 0 | 0 | 0 | 0 | 0 | 0 | 3 | 3 | 1 | 1 |  | 1 | 1 | N/A |  |  |  | N/A | N/A | N/A | N/A | N/A | N/A | N/A | 2 | 1 | 1 | 1 | 3 | 1 | 1 | 0
SDGE | Escondido | 69 | Wind, Onshore |  |  | 0 | 0 | 0 | 0 | 0 | 0 | 0 | 0 | 0 | 3 | 3 | 1 | 1 |  | 1 | 1 | N/A |  |  |  | N/A | N/A | N/A | N/A | N/A | N/A | N/A | 2 | 1 | 1 | 1 | 3 | 1 | 1 | 0
PG&E KERN | Estrella | 230 | Wind, Onshore |  |  | 0 | 0 | 0 | 0 | 0 | 0 | 0 | 0 | 0 | 5 | 2 | 5 | 2 |  | 1 | 1 | N/A |  |  |  | N/A | N/A | N/A | N/A | N/A | N/A | N/A | 2 | 2 | 4 | 2 | 3 | 1 | 1 | 0
SCE Eastern | Etiwanda | 230 | Wind, Onshore |  |  | 0 | 0 | 0 | 0 | 0 | 0 | 0 | 0 | 0 | 1 | 1 | 1 | 1 | 5 | 1 | 1 | N/A |  |  |  | N/A | N/A | N/A | N/A | N/A | N/A | N/A | 1 | 1 | 2 | 1 | 1 | 1 | 1 | 0
PG&E GBA | Evergreen | 115 | Wind, Onshore |  |  | 0 | 0 | 0 | 0 | 0 | 0 | 0 | 0 | 0 | 1 | 1 | 1 | 1 |  | 1 | 1 | N/A |  |  |  | N/A | N/A | N/A | N/A | N/A | N/A | N/A | 2 | 1 | 2 | 2 | 2 | 1 | 1 | 0
PG&E GBA | Evergreen | 60 | Wind, Onshore |  |  | 0 | 0 | 0 | 0 | 0 | 0 | 0 | 0 | 0 | 1 | 1 | 1 | 1 |  | 1 | 1 | N/A |  |  |  | N/A | N/A | N/A | N/A | N/A | N/A | N/A | 2 | 1 | 2 | 2 | 2 | 1 | 1 | 0
PG&E FRESNO | Excelsior | 115 | Wind, Onshore |  |  | 0 | 0 | 0 | 0 | 0 | 0 | 0 | 0 | 0 | 5 | 2 | 5 | 2 | 1 | 1 | 1 | N/A |  |  |  | N/A | N/A | N/A | N/A | N/A | N/A | N/A | 1 | 1 | 4 | 2 | 1 | 1 | 1 | 0
PG&E FRESNO | Exchequer | 115 | Wind, Onshore |  |  | 0 | 0 | 0 | 0 | 0 | 0 | 0 | 0 | 0 | 5 | 2 | 5 | 2 |  | 1 | 1 | N/A |  |  |  | N/A | N/A | N/A | N/A | N/A | N/A | N/A | 2 | 1 | 4 | 1 | 2 | 1 | 1 | 0
PG&E KERN | Fairway | 115 | Wind, Onshore |  |  | 0 | 0 | 0 | 0 | 0 | 0 | 0 | 0 | 0 | 5 | 2 | 5 | 2 |  | 1 | 1 | N/A |  |  |  | N/A | N/A | N/A | N/A | N/A | N/A | N/A | 2 | 2 | 3 | 1 | 2 | 1 | 1 | 0
PG&E KERN | Famoso | 115 | Wind, Onshore |  |  | 0 | 0 | 0 | 0 | 0 | 0 | 0 | 0 | 0 | 5 | 2 | 5 | 2 |  | 1 | 1 | N/A |  |  |  | N/A | N/A | N/A | N/A | N/A | N/A | N/A | 1 | 1 | 4 | 1 | 1 | 1 | 1 | 0
PG&E NGBA | Fern Road | 500 | Wind, Onshore |  |  | 0 | 0 | 0 | 0 | 0 | 0 | 0 | 0 | 0 | 5 | 2 | 1 | 1 |  | 1 | 1 | N/A |  |  |  | N/A | N/A | N/A | N/A | N/A | N/A | N/A | 2 | 2 | 4 | 2 | 3 | 1 | 1 | 0
PG&E GBA | Fibreboard (SPI Sonora) | 115 | Wind, Onshore |  |  | 0 | 0 | 0 | 0 | 0 | 0 | 0 | 0 | 0 | 5 | 5 | 1 | 1 |  | 2 | 1 | N/A |  |  |  | N/A | N/A | N/A | N/A | N/A | N/A | N/A | 2 | 1 | 2 | 1 | 2 | 1 | 1 | 0
PG&E FRESNO | Figarden | 230 | Wind, Onshore |  |  | 0 | 0 | 0 | 0 | 0 | 0 | 0 | 0 | 0 | 5 | 2 | 5 | 2 |  | 1 | 1 | N/A |  |  |  | N/A | N/A | N/A | N/A | N/A | N/A | N/A | 1 | 1 | 3 | 2 | 2 | 1 | 1 | 0
PG&E FRESNO | Fink | 230 | Wind, Onshore |  |  | 0 | 0 | 0 | 0 | 0 | 0 | 0 | 0 | 0 | 1 | 1 | 1 | 1 |  | 1 | 1 | N/A |  |  |  | N/A | N/A | N/A | N/A | N/A | N/A | N/A | 1 | 1 | 4 | 2 | 1 | 1 | 1 | 0
PG&E NGBA | Fitch Mountain | 60 | Wind, Onshore |  |  | 0 | 0 | 0 | 0 | 0 | 0 | 0 | 0 | 0 | 5 | 5 | 1 | 1 |  | 1 | 1 | N/A |  |  |  | N/A | N/A | N/A | N/A | N/A | N/A | N/A | 2 | 2 | 4 | 2 | 3 | 1 | 1 | 0
PG&E GBA | FMC | 115 | Wind, Onshore |  |  | 0 | 0 | 0 | 0 | 0 | 0 | 0 | 0 | 0 | 1 | 1 | 1 | 1 |  | 1 | 1 | N/A |  |  |  | N/A | N/A | N/A | N/A | N/A | N/A | N/A | 2 | 1 | 2 | 2 | 2 | 1 | 1 | 0
PG&E GBA | Fremont | 115 | Wind, Onshore |  |  | 0 | 0 | 0 | 0 | 0 | 0 | 0 | 0 | 0 | 1 | 1 | 1 | 1 |  | 1 | 1 | N/A |  |  |  | N/A | N/A | N/A | N/A | N/A | N/A | N/A | 2 | 1 | 3 | 1 | 2 | 1 | 1 | 0
PG&E GBA | French Camp | 60 | Wind, Onshore |  |  | 0 | 0 | 0 | 0 | 0 | 0 | 0 | 0 | 0 | 1 | 1 | 1 | 1 |  | 1 | 1 | N/A |  |  |  | N/A | N/A | N/A | N/A | N/A | N/A | N/A | 1 | 1 | 3 | 2 | 1 | 1 | 1 | 0
PG&E GBA | Frogtown | 115 | Wind, Onshore |  |  | 0 | 0 | 0 | 0 | 0 | 0 | 0 | 0 | 0 | 1 | 1 | 1 | 1 |  | 1 | 1 | N/A |  |  |  | N/A | N/A | N/A | N/A | N/A | N/A | N/A | 2 | 1 | 4 | 1 | 3 | 1 | 1 | 0
PG&E NGBA | Fulton | 115 | Wind, Onshore |  |  | 0 | 0 | 0 | 0 | 0 | 0 | 0 | 0 | 0 | 5 | 5 | 1 | 1 | 1 | 1 | 1 | N/A |  |  |  | N/A | N/A | N/A | N/A | N/A | N/A | N/A | 2 | 1 | 3 | 2 | 2 | 1 | 1 | 0
PG&E NGBA | Fulton | 230 | Wind, Onshore |  |  | 0 | 0 | 0 | 0 | 0 | 0 | 0 | 0 | 0 | 5 | 5 | 1 | 1 |  | 1 | 1 | N/A |  |  |  | N/A | N/A | N/A | N/A | N/A | N/A | N/A | 2 | 1 | 3 | 2 | 2 | 1 | 1 | 0
PG&E NGBA | Fulton | 60 | Wind, Onshore |  |  | 0 | 0 | 0 | 0 | 0 | 0 | 0 | 0 | 0 | 5 | 5 | 1 | 1 |  | 1 | 1 | N/A |  |  |  | N/A | N/A | N/A | N/A | N/A | N/A | N/A | 2 | 1 | 3 | 2 | 2 | 1 | 1 | 0
PG&E KERN | Ganso | 115 | Wind, Onshore |  |  | 0 | 0 | 0 | 0 | 0 | 0 | 0 | 0 | 0 | 5 | 2 | 5 | 2 |  | 1 | 1 | N/A |  |  |  | N/A | N/A | N/A | N/A | N/A | N/A | N/A | 1 | 1 | 3 | 1 | 1 | 1 | 1 | 0
PG&E FRESNO | Gates | 230 | Wind, Onshore |  |  | 0 | 0 | 0 | 0 | 0 | 0 | 0 | 0 | 0 | 5 | 2 | 5 | 2 | 4 | 1 | 1 | N/A |  |  |  | N/A | N/A | N/A | N/A | N/A | N/A | N/A | 1 | 1 | 3 | 2 | 1 | 1 | 1 | 0
PG&E FRESNO | Gates | 500 | Wind, Onshore |  |  | 0 | 0 | 0 | 0 | 0 | 0 | 0 | 0 | 0 | 5 | 2 | 5 | 2 | 5 | 1 | 1 | N/A |  |  |  | N/A | N/A | N/A | N/A | N/A | N/A | N/A | 1 | 1 | 3 | 2 | 1 | 1 | 1 | 0
PG&E NGBA | Geysers 12 | 230 | Wind, Onshore |  |  | 0 | 0 | 0 | 0 | 0 | 0 | 0 | 0 | 0 | 5 | 5 | 1 | 1 |  | 1 | 1 | N/A |  |  |  | N/A | N/A | N/A | N/A | N/A | N/A | N/A | 2 | 2 | 4 | 2 | 3 | 1 | 1 | 0
PG&E NGBA | Geysers 17 | 230 | Wind, Onshore |  |  | 0 | 0 | 0 | 0 | 0 | 0 | 0 | 0 | 0 | 5 | 5 | 1 | 1 |  | 1 | 1 | N/A |  |  |  | N/A | N/A | N/A | N/A | N/A | N/A | N/A | 2 | 2 | 4 | 2 | 3 | 1 | 1 | 0
PG&E NGBA | Geysers 3 | 115 | Wind, Onshore |  |  | 0 | 0 | 0 | 0 | 0 | 0 | 0 | 0 | 0 | 5 | 5 | 1 | 1 |  | 1 | 1 | N/A |  |  |  | N/A | N/A | N/A | N/A | N/A | N/A | N/A | 2 | 2 | 4 | 2 | 3 | 1 | 1 | 0
PG&E NGBA | Glenn | 230 | Wind, Onshore |  |  | 0 | 0 | 0 | 0 | 0 | 0 | 0 | 0 | 0 | 5 | 2 | 1 | 1 | 3 | 1 | 1 | 1 |  |  |  | 5 | 5 | 1 | 1 | 5 | 5 | 1 | 2 | 2 | 4 | 1 | 3 | 1 | 4 | 1
PG&E NGBA | Glenn | 60 | Wind, Onshore |  |  | 0 | 0 | 0 | 0 | 0 | 0 | 0 | 0 | 0 | 5 | 2 | 1 | 1 |  | 1 | 1 | N/A |  |  |  | N/A | N/A | N/A | N/A | N/A | N/A | N/A | 2 | 2 | 4 | 1 | 3 | 1 | 1 | 0
PG&E NGBA | Gold Hill | 115 | Wind, Onshore |  |  | 0 | 0 | 0 | 0 | 0 | 0 | 0 | 0 | 0 | 5 | 2 | 1 | 1 |  | 1 | 1 | N/A |  |  |  | N/A | N/A | N/A | N/A | N/A | N/A | N/A | 2 | 1 | 4 | 2 | 3 | 1 | 1 | 0
PG&E NGBA | Gold Hill | 230 | Wind, Onshore |  |  | 0 | 0 | 0 | 0 | 0 | 0 | 0 | 0 | 0 | 5 | 2 | 1 | 1 |  | 1 | 1 | 1 |  |  |  | 1 | 1 | 1 | 1 | 1 | 1 | 1 | 2 | 1 | 4 | 2 | 3 | 1 | 1 | 0
SCE Northern | Goleta | 230 | Wind, Onshore |  |  | 0 | 0 | 0 | 0 | 0 | 0 | 0 | 0 | 0 | 5 | 2 | 1 | 1 |  | 1 | 1 | N/A |  |  |  | N/A | N/A | N/A | N/A | N/A | N/A | N/A | 2 | 2 | 2 | 1 | 2 | 1 | 1 | 0
SCE Metro | Goodrich | 230 | Wind, Onshore |  |  | 0 | 0 | 0 | 0 | 0 | 0 | 0 | 0 | 0 | 1 | 1 | 1 | 1 |  | 1 | 1 | N/A |  |  |  | N/A | N/A | N/A | N/A | N/A | N/A | N/A | 1 | 1 | 3 | 1 | 2 | 1 | 1 | 0
PG&E KERN | Goose Lake | 115 | Wind, Onshore |  |  | 0 | 0 | 0 | 0 | 0 | 0 | 0 | 0 | 0 | 5 | 2 | 5 | 2 |  | 1 | 1 | N/A |  |  |  | N/A | N/A | N/A | N/A | N/A | N/A | N/A | 1 | 1 | 2 | 1 | 1 | 1 | 1 | 0
SCE Metro | Gould | 230 | Wind, Onshore |  |  | 0 | 0 | 0 | 0 | 0 | 0 | 0 | 0 | 0 | 1 | 1 | 1 | 1 |  | 1 | 1 | N/A |  |  |  | N/A | N/A | N/A | N/A | N/A | N/A | N/A | 1 | 1 | 4 | 1 | 2 | 1 | 1 | 0
PG&E NGBA | Grand Island | 115 | Wind, Onshore |  |  | 0 | 0 | 0 | 0 | 0 | 0 | 0 | 0 | 0 | 5 | 2 | 1 | 1 |  | 1 | 1 | N/A |  |  |  | N/A | N/A | N/A | N/A | N/A | N/A | N/A | 2 | 1 | 4 | 2 | 2 | 1 | 1 | 0
SDGE | Granite | 69 | Wind, Onshore |  |  | 0 | 0 | 0 | 0 | 0 | 0 | 0 | 0 | 0 | 3 | 3 | 1 | 1 |  | 1 | 1 | N/A |  |  |  | N/A | N/A | N/A | N/A | N/A | N/A | N/A | 2 | 1 | 2 | 2 | 2 | 1 | 1 | 0
PG&E GBA | Grant | 115 | Wind, Onshore |  |  | 0 | 0 | 0 | 0 | 0 | 0 | 0 | 0 | 0 | 5 | 2 | 1 | 1 |  | 1 | 1 | N/A |  |  |  | N/A | N/A | N/A | N/A | N/A | N/A | N/A | 2 | 1 | 2 | 1 | 2 | 1 | 1 | 0
PG&E GBA | Green Valley | 115 | Wind, Onshore |  |  | 0 | 0 | 0 | 0 | 0 | 0 | 0 | 0 | 0 | 1 | 1 | 1 | 1 | 1 | 1 | 1 | N/A |  |  |  | N/A | N/A | N/A | N/A | N/A | N/A | N/A | 2 | 2 | 3 | 2 | 2 | 1 | 1 | 0
PG&E NGBA | Greenleaf 1 | 115 | Wind, Onshore |  |  | 0 | 0 | 0 | 0 | 0 | 0 | 0 | 0 | 0 | 5 | 2 | 1 | 1 |  | 1 | 1 | N/A |  |  |  | N/A | N/A | N/A | N/A | N/A | N/A | N/A | 2 | 2 | 1 | 1 | 3 | 1 | 1 | 0
PG&E FRESNO | Gregg | 230 | Wind, Onshore |  |  | 0 | 0 | 0 | 0 | 0 | 0 | 0 | 0 | 0 | 5 | 2 | 5 | 2 |  | 1 | 1 | 1 |  |  |  | 1 | 1 | 1 | 1 | 1 | 1 | 1 | 1 | 1 | 3 | 2 | 1 | 1 | 5 | 1
PG&E FRESNO | Grimmway-Malaga | 115 | Wind, Onshore |  |  | 0 | 0 | 0 | 0 | 0 | 0 | 0 | 0 | 0 | 5 | 2 | 5 | 2 |  | 1 | 1 | N/A |  |  |  | N/A | N/A | N/A | N/A | N/A | N/A | N/A | 1 | 1 | 2 | 1 | 1 | 1 | 1 | 0
PG&E NGBA | Grizzly | 230 | Wind, Onshore |  |  | 0 | 0 | 0 | 0 | 0 | 0 | 0 | 0 | 0 | 5 | 2 | 1 | 1 |  | 2 | 1 | 1 |  |  |  | 3 | 1 | 3 | 3 | 5 | 3 | 1 | 2 | 2 | 4 | 1 | 3 | 1 | 1 | 0
PG&E FRESNO | Guernsey | 70 | Wind, Onshore |  |  | 0 | 0 | 0 | 0 | 0 | 0 | 0 | 0 | 0 | 5 | 2 | 5 | 2 |  | 1 | 1 | N/A |  |  |  | N/A | N/A | N/A | N/A | N/A | N/A | N/A | 1 | 1 | 3 | 2 | 1 | 1 | 1 | 0
PG&E FRESNO | GWF Hanford | 115 | Wind, Onshore |  |  | 0 | 0 | 0 | 0 | 0 | 0 | 0 | 0 | 0 | 5 | 2 | 5 | 2 |  | 1 | 1 | N/A |  |  |  | N/A | N/A | N/A | N/A | N/A | N/A | N/A | 2 | 1 | 2 | 1 | 1 | 1 | 1 | 0
PG&E FRESNO | Haas | 230 | Wind, Onshore |  |  | 0 | 0 | 0 | 0 | 0 | 0 | 0 | 0 | 0 | 5 | 2 | 5 | 2 |  | 1 | 1 | N/A |  |  |  | N/A | N/A | N/A | N/A | N/A | N/A | N/A | 1 | 1 | 4 | 2 | 3 | 1 | 1 | 0
PG&E FRESNO | Hammonds | 115 | Wind, Onshore |  |  | 0 | 0 | 0 | 0 | 0 | 0 | 0 | 0 | 0 | 5 | 2 | 5 | 2 |  | 1 | 1 | N/A |  |  |  | N/A | N/A | N/A | N/A | N/A | N/A | N/A | 1 | 1 | 2 | 2 | 1 | 1 | 1 | 0
SCE Metro | HarborGen | 230 | Wind, Onshore |  |  | 0 | 0 | 0 | 0 | 0 | 0 | 0 | 0 | 0 | 1 | 1 | 1 | 1 |  | 1 | 1 | N/A |  |  |  | N/A | N/A | N/A | N/A | N/A | N/A | N/A | 1 | 1 | 2 | 1 | 1 | 1 | 1 | 0
PG&E NGBA | Harris | 60 | Wind, Onshore |  |  | 0 | 0 | 0 | 0 | 0 | 0 | 0 | 0 | 0 | 5 | 2 | 1 | 1 |  | 1 | 1 | N/A |  |  |  | N/A | N/A | N/A | N/A | N/A | N/A | N/A | 2 | 2 | 2 | 2 | 3 | 1 | 1 | 0
EOP | Harry Allen | 500 | Wind, Onshore |  |  | 0 | 0 | 0 | 0 | 0 | 0 | 0 | 0 | 0 | 5 | 2 | 1 | 1 |  | 1 | 1 | N/A |  |  |  | N/A | N/A | N/A | N/A | N/A | N/A | N/A | 2 | 2 | 4 | 1 | 3 | 1 | 1 | 0
PG&E NGBA | Hartley | 60 | Wind, Onshore |  |  | 0 | 0 | 0 | 0 | 0 | 0 | 0 | 0 | 0 | 5 | 5 | 1 | 1 |  | 1 | 1 | 1 |  |  |  | 5 | 3 | 1 | 1 | 3 | 1 | 1 | 2 | 2 | 4 | 2 | 3 | 1 | 1 | 0
SCE NOL | Harvard | 115 | Wind, Onshore |  |  | 0 | 0 | 0 | 0 | 0 | 0 | 0 | 0 | 0 | 4 | 3 | 1 | 1 |  | 1 | 1 | N/A |  |  |  | N/A | N/A | N/A | N/A | N/A | N/A | N/A | 2 | 1 | 4 | 1 | 1 | 1 | 1 | 0
SDGE | Hassayampa | 500 | Wind, Onshore |  |  | 0 | 0 | 0 | 0 | 0 | 0 | 0 | 0 | 0 | 5 | 4 | 4 | 4 |  | 1 | 1 | N/A |  |  |  | N/A | N/A | N/A | N/A | N/A | N/A | N/A | 2 | 1 | 4 | 2 | 3 | 1 | 1 | 0
PG&E FRESNO | Helm | 230 | Wind, Onshore |  |  | 0 | 0 | 0 | 0 | 0 | 0 | 0 | 0 | 0 | 5 | 2 | 5 | 2 | 3 | 1 | 1 | N/A |  |  |  | N/A | N/A | N/A | N/A | N/A | N/A | N/A | 1 | 1 | 2 | 2 | 1 | 1 | 1 | 0
PG&E FRESNO | Helm | 70 | Wind, Onshore |  |  | 0 | 0 | 0 | 0 | 0 | 0 | 0 | 0 | 0 | 5 | 2 | 5 | 2 |  | 1 | 1 | N/A |  |  |  | N/A | N/A | N/A | N/A | N/A | N/A | N/A | 1 | 1 | 2 | 2 | 1 | 1 | 1 | 0
PG&E FRESNO | Henrietta | 115 | Wind, Onshore |  |  | 0 | 0 | 0 | 0 | 0 | 0 | 0 | 0 | 0 | 5 | 2 | 5 | 2 | 3 | 1 | 1 | N/A |  |  |  | N/A | N/A | N/A | N/A | N/A | N/A | N/A | 1 | 1 | 1 | 2 | 1 | 1 | 1 | 0
PG&E FRESNO | Henrietta | 230 | Wind, Onshore |  |  | 0 | 0 | 0 | 0 | 0 | 0 | 0 | 0 | 0 | 5 | 2 | 5 | 2 | 3 | 1 | 1 | N/A |  |  |  | N/A | N/A | N/A | N/A | N/A | N/A | N/A | 1 | 1 | 1 | 2 | 1 | 1 | 1 | 0
PG&E FRESNO | Henrietta | 70 | Wind, Onshore |  |  | 0 | 0 | 0 | 0 | 0 | 0 | 0 | 0 | 0 | 5 | 2 | 5 | 2 |  | 1 | 1 | N/A |  |  |  | N/A | N/A | N/A | N/A | N/A | N/A | N/A | 1 | 1 | 1 | 2 | 1 | 1 | 1 | 0
PG&E FRESNO | Herndon | 115 | Wind, Onshore |  |  | 0 | 0 | 0 | 0 | 0 | 0 | 0 | 0 | 0 | 5 | 2 | 5 | 2 |  | 1 | 1 | N/A |  |  |  | N/A | N/A | N/A | N/A | N/A | N/A | N/A | 1 | 1 | 3 | 2 | 1 | 1 | 1 | 0
PG&E FRESNO | Herndon | 230 | Wind, Onshore |  |  | 0 | 0 | 0 | 0 | 0 | 0 | 0 | 0 | 0 | 5 | 2 | 5 | 2 |  | 1 | 1 | N/A |  |  |  | N/A | N/A | N/A | N/A | N/A | N/A | N/A | 1 | 1 | 3 | 2 | 1 | 1 | 1 | 0
PG&E GBA | Hicks | 230 | Wind, Onshore |  |  | 0 | 0 | 0 | 0 | 0 | 0 | 0 | 0 | 0 | 1 | 1 | 1 | 1 |  | 1 | 1 | N/A |  |  |  | N/A | N/A | N/A | N/A | N/A | N/A | N/A | 2 | 1 | 4 | 2 | 2 | 1 | 1 | 0
PG&E NGBA | Higgins | 115 | Wind, Onshore |  |  | 0 | 0 | 0 | 0 | 0 | 0 | 0 | 0 | 0 | 5 | 2 | 1 | 1 |  | 1 | 1 | N/A |  |  |  | N/A | N/A | N/A | N/A | N/A | N/A | N/A | 2 | 1 | 4 | 1 | 3 | 1 | 1 | 0
PG&E NGBA | Hilltop | 345 | Wind, Onshore | YES | Northern CA Wind Mapped to NVE area | 0 | 0 | 0 | 0 | 0 | 0 | 0 | 0 | 0 | 5 | 2 | 1 | 1 |  | 3 | 1 | 1 |  |  |  | 2 | 2 | 1 | 1 | 3 | 2 | 1 | 2 | 2 | 4 | 1 | 3 | 1 | 4 | 1
SCE Metro | Hinson | 230 | Wind, Onshore |  |  | 0 | 0 | 0 | 0 | 0 | 0 | 0 | 0 | 0 | 1 | 1 | 1 | 1 |  | 1 | 1 | N/A |  |  |  | N/A | N/A | N/A | N/A | N/A | N/A | N/A | 1 | 1 | 2 | 1 | 1 | 1 | 1 | 0
PG&E GBA | Hollister | 115 | Wind, Onshore |  |  | 0 | 0 | 0 | 0 | 0 | 0 | 0 | 0 | 0 | 1 | 1 | 1 | 1 | 3 | 1 | 1 | N/A |  |  |  | N/A | N/A | N/A | N/A | N/A | N/A | N/A | 2 | 2 | 4 | 2 | 3 | 1 | 1 | 0
PG&E NGBA | Homestake | 115 | Wind, Onshore |  |  | 0 | 0 | 0 | 0 | 0 | 0 | 0 | 0 | 0 | 5 | 5 | 1 | 1 |  | 1 | 1 | N/A |  |  |  | N/A | N/A | N/A | N/A | N/A | N/A | N/A | 2 | 1 | 4 | 2 | 3 | 1 | 1 | 0
PG&E NGBA | Honcut | 115 | Wind, Onshore |  |  | 0 | 0 | 0 | 0 | 0 | 0 | 0 | 0 | 0 | 5 | 2 | 1 | 1 |  | 1 | 1 | N/A |  |  |  | N/A | N/A | N/A | N/A | N/A | N/A | N/A | 2 | 1 | 4 | 2 | 3 | 1 | 1 | 0
SDGE | Hoodoo Wash | 500 | Wind, Onshore |  |  | 0 | 0 | 0 | 0 | 0 | 0 | 0 | 0 | 0 | 5 | 3 | 1 | 1 |  | 1 | 1 | N/A |  |  |  | N/A | N/A | N/A | N/A | N/A | N/A | N/A | 2 | 2 | 4 | 2 | 3 | 1 | 1 | 0
PG&E NGBA | Hopland | 115 | Wind, Onshore |  |  | 0 | 0 | 0 | 0 | 0 | 0 | 0 | 0 | 0 | 5 | 5 | 1 | 1 |  | 1 | 1 | N/A |  |  |  | N/A | N/A | N/A | N/A | N/A | N/A | N/A | 2 | 2 | 4 | 2 | 3 | 1 | 1 | 0
PG&E NGBA | Hopland | 60 | Wind, Onshore |  |  | 0 | 0 | 0 | 0 | 0 | 0 | 0 | 0 | 0 | 5 | 5 | 1 | 1 |  | 1 | 1 | N/A |  |  |  | N/A | N/A | N/A | N/A | N/A | N/A | N/A | 2 | 2 | 4 | 2 | 3 | 1 | 1 | 0
PG&E NGBA | Humboldt | 115 | Wind, Onshore |  |  | 0 | 0 | 0 | 0 | 0 | 0 | 0 | 0 | 0 | 5 | 2 | 1 | 1 | 3 | 1 | 1 | N/A |  |  |  | N/A | N/A | N/A | N/A | N/A | N/A | N/A | 2 | 2 | 3 | 2 | 3 | 2+ | 1 | 1
PG&E NGBA | Humboldt | 60 | Wind, Onshore |  |  | 0 | 0 | 0 | 0 | 0 | 0 | 0 | 0 | 0 | 5 | 2 | 1 | 1 |  | 1 | 1 | N/A |  |  |  | N/A | N/A | N/A | N/A | N/A | N/A | N/A | 2 | 2 | 3 | 2 | 3 | 1 | 1 | 0
PG&E NGBA | Humboldt | 500 | Wind, Onshore |  |  | 0 | 0 | 0 | 0 | 0 | 0 | 0 | 0 | 0 | 5 | 2 | 1 | 1 |  | 1 | 1 | N/A |  |  |  | N/A | N/A | N/A | N/A | N/A | N/A | N/A | 2 | 2 | 3 | 2 | 3 | 1 | 1 | 0
SCE Metro | Huntington Beach | 230 | Wind, Onshore |  |  | 0 | 0 | 0 | 0 | 0 | 0 | 0 | 0 | 0 | 1 | 1 | 1 | 1 |  | 1 | 1 | N/A |  |  |  | N/A | N/A | N/A | N/A | N/A | N/A | N/A | 1 | 1 | 1 | 1 | 2 | 1 | 1 | 0
PG&E NGBA | Ignacio | 115 | Wind, Onshore |  |  | 0 | 0 | 0 | 0 | 0 | 0 | 0 | 0 | 0 | 5 | 2 | 1 | 1 | 3 | 1 | 1 | N/A |  |  |  | N/A | N/A | N/A | N/A | N/A | N/A | N/A | 2 | 1 | 4 | 1 | 3 | 1 | 1 | 0
PG&E NGBA | Ignacio | 230 | Wind, Onshore |  |  | 0 | 0 | 0 | 0 | 0 | 0 | 0 | 0 | 0 | 5 | 5 | 1 | 1 | 3 | 1 | 1 | N/A |  |  |  | N/A | N/A | N/A | N/A | N/A | N/A | N/A | 2 | 1 | 4 | 1 | 3 | 1 | 1 | 0
PG&E NGBA | Ignacio | 60 | Wind, Onshore |  |  | 0 | 0 | 0 | 0 | 0 | 0 | 0 | 0 | 0 | 5 | 5 | 1 | 1 | 3 | 1 | 1 | N/A |  |  |  | N/A | N/A | N/A | N/A | N/A | N/A | N/A | 2 | 1 | 4 | 1 | 3 | 1 | 1 | 0
SDGE | Imperial Beach | 69 | Wind, Onshore |  |  | 0 | 0 | 0 | 0 | 0 | 0 | 0 | 0 | 0 | 3 | 3 | 1 | 1 |  | 1 | 1 | N/A |  |  |  | N/A | N/A | N/A | N/A | N/A | N/A | N/A | 2 | 1 | 3 | 1 | 2 | 1 | 1 | 0
SDGE | Imperial Valley | 230 | Wind, Onshore |  |  | 0 | 0 | 0 | 0 | 0 | 0 | 0 | 0 | 0 | 3 | 3 | 1 | 1 | 4 | 1 | 1 | N/A |  |  |  | N/A | N/A | N/A | N/A | N/A | N/A | N/A | 1 | 1 | 2 | 2 | 1 | 1 | 1 | 0
SDGE | Imperial Valley | 500 | Wind, Onshore |  |  | 0 | 0 | 0 | 0 | 0 | 0 | 0 | 0 | 0 | 3 | 3 | 1 | 1 | 5 | 4 | 1 | 1 |  |  |  | 1 | 1 | 1 | 1 | 1 | 3 | 1 | 1 | 1 | 2 | 2 | 1 | 1 | 1 | 0
EOP | Innovation | 138 | Wind, Onshore |  |  | 0 | 0 | 0 | 0 | 0 | 0 | 0 | 0 | 0 | 5 | 2 | 1 | 1 |  | 1 | 1 | N/A |  |  |  | N/A | N/A | N/A | N/A | N/A | N/A | N/A | 2 | 2 | 4 | 1 | 3 | 1 | 1 | 0
EOP | Innovation | 230 | Wind, Onshore |  |  | 0 | 0 | 0 | 0 | 0 | 0 | 0 | 0 | 0 | 5 | 2 | 1 | 1 |  | 1 | 1 | N/A |  |  |  | N/A | N/A | N/A | N/A | N/A | N/A | N/A | 2 | 2 | 4 | 1 | 3 | 1 | 1 | 0
SCE NOL | Inyokern | 115 | Wind, Onshore |  |  | 0 | 0 | 0 | 0 | 0 | 0 | 0 | 0 | 0 | 4 | 3 | 1 | 1 |  | 1 | 1 | N/A |  |  |  | N/A | N/A | N/A | N/A | N/A | N/A | N/A | 2 | 2 | 4 | 1 | 3 | 1 | 1 | 0
EOP | IS Tap | 138 | Wind, Onshore |  |  | 0 | 0 | 0 | 0 | 0 | 0 | 0 | 0 | 0 | 5 | 2 | 1 | 1 |  | 1 | 1 | N/A |  |  |  | N/A | N/A | N/A | N/A | N/A | N/A | N/A | 2 | 2 | 4 | 1 | 3 | 1 | 1 | 0
EOP | Ivanpah | 115 | Wind, Onshore |  |  | 0 | 0 | 0 | 0 | 0 | 0 | 0 | 0 | 0 | 5 | 2 | 1 | 1 |  | 1 | 1 | N/A |  |  |  | N/A | N/A | N/A | N/A | N/A | N/A | N/A | 2 | 2 | 4 | 1 | 1 | 1 | 1 | 0
EOP | Ivanpah | 230 | Wind, Onshore |  |  | 0 | 0 | 0 | 0 | 0 | 0 | 0 | 0 | 0 | 5 | 2 | 1 | 1 |  | 1 | 1 | N/A |  |  |  | N/A | N/A | N/A | N/A | N/A | N/A | N/A | 2 | 2 | 4 | 1 | 1 | 1 | 1 | 0
EOP | Jackass (DOE) | 138 | Wind, Onshore |  |  | 0 | 0 | 0 | 0 | 0 | 0 | 0 | 0 | 0 | 5 | 2 | 1 | 1 |  | 1 | 1 | N/A |  |  |  | N/A | N/A | N/A | N/A | N/A | N/A | N/A | 2 | 2 | 4 | 1 | 3 | 1 | 1 | 0
PG&E NGBA | James B Black | 230 | Wind, Onshore |  |  | 0 | 0 | 0 | 0 | 0 | 0 | 0 | 0 | 0 | 5 | 2 | 1 | 1 |  | 1 | 1 | N/A |  |  |  | N/A | N/A | N/A | N/A | N/A | N/A | N/A | 2 | 2 | 4 | 2 | 3 | 1 | 1 | 0
PG&E GBA | Jefferson | 230 | Wind, Onshore |  |  | 0 | 0 | 0 | 0 | 0 | 0 | 0 | 0 | 0 | 1 | 1 | 1 | 1 |  | 1 | 1 | N/A |  |  |  | N/A | N/A | N/A | N/A | N/A | N/A | N/A | 2 | 1 | 3 | 1 | 2 | 1 | 1 | 0
PG&E NGBA | Jessup | 115 | Wind, Onshore |  |  | 0 | 0 | 0 | 0 | 0 | 0 | 0 | 0 | 0 | 5 | 2 | 1 | 1 |  | 1 | 1 | N/A |  |  |  | N/A | N/A | N/A | N/A | N/A | N/A | N/A | 2 | 2 | 3 | 2 | 3 | 1 | 1 | 0
SCE Metro | Johanna | 230 | Wind, Onshore |  |  | 0 | 0 | 0 | 0 | 0 | 0 | 0 | 0 | 0 | 1 | 1 | 1 | 1 |  | 1 | 1 | N/A |  |  |  | N/A | N/A | N/A | N/A | N/A | N/A | N/A | 1 | 1 | 2 | 1 | 1 | 1 | 1 | 0
SCE Eastern | Julian Hinds | 230 | Wind, Onshore |  |  | 0 | 0 | 0 | 0 | 0 | 0 | 0 | 0 | 0 | 5 | 2 | 1 | 1 |  | 3 | 1 | 1 |  |  |  | 1 | 1 | 1 | 1 | 1 | 2 | 1 | 2 | 1 | 4 | 1 | 3 | 1 | 1 | 0
PG&E GBA | Kasson | 115 | Wind, Onshore |  |  | 0 | 0 | 0 | 0 | 0 | 0 | 0 | 0 | 0 | 1 | 1 | 1 | 1 |  | 1 | 1 | N/A |  |  |  | N/A | N/A | N/A | N/A | N/A | N/A | N/A | 1 | 1 | 4 | 2 | 1 | 1 | 1 | 0
PG&E GBA | Kasson | 60 | Wind, Onshore |  |  | 0 | 0 | 0 | 0 | 0 | 0 | 0 | 0 | 0 | 1 | 1 | 1 | 1 |  | 1 | 1 | N/A |  |  |  | N/A | N/A | N/A | N/A | N/A | N/A | N/A | 1 | 1 | 4 | 2 | 1 | 1 | 1 | 0
PG&E FRESNO | Kearney | 230 | Wind, Onshore |  |  | 0 | 0 | 0 | 0 | 0 | 0 | 0 | 0 | 0 | 5 | 2 | 5 | 2 |  | 1 | 1 | N/A |  |  |  | N/A | N/A | N/A | N/A | N/A | N/A | N/A | 1 | 1 | 3 | 2 | 1 | 1 | 1 | 0
PG&E FRESNO | Kearney | 70 | Wind, Onshore |  |  | 0 | 0 | 0 | 0 | 0 | 0 | 0 | 0 | 0 | 5 | 2 | 5 | 2 |  | 1 | 1 | N/A |  |  |  | N/A | N/A | N/A | N/A | N/A | N/A | N/A | 1 | 1 | 3 | 2 | 1 | 1 | 1 | 0
PG&E GBA | Kelso | 230 | Wind, Onshore |  |  | 0 | 0 | 0 | 0 | 0 | 0 | 0 | 0 | 0 | 5 | 2 | 1 | 1 |  | 1 | 1 | 1 |  |  |  | 5 | 3 | 3 | 5 | 5 | 1 | 1 | 2 | 1 | 2 | 1 | 2 | 1 | 4 | 1
PG&E FRESNO | Kerchoff 1 | 115 | Wind, Onshore |  |  | 0 | 0 | 0 | 0 | 0 | 0 | 0 | 0 | 0 | 5 | 2 | 5 | 2 |  | 1 | 1 | N/A |  |  |  | N/A | N/A | N/A | N/A | N/A | N/A | N/A | 1 | 1 | 4 | 2 | 3 | 1 | 1 | 0
PG&E KERN | Kern Oil | 115 | Wind, Onshore |  |  | 0 | 0 | 0 | 0 | 0 | 0 | 0 | 0 | 0 | 5 | 2 | 5 | 2 |  | 1 | 1 | N/A |  |  |  | N/A | N/A | N/A | N/A | N/A | N/A | N/A | 1 | 1 | 1 | 1 | 1 | 1 | 1 | 0
PG&E KERN | Kern PP | 115 | Wind, Onshore |  |  | 0 | 0 | 0 | 0 | 0 | 0 | 0 | 0 | 0 | 5 | 2 | 5 | 2 |  | 1 | 1 | N/A |  |  |  | N/A | N/A | N/A | N/A | N/A | N/A | N/A | 1 | 1 | 2 | 1 | 2 | 1 | 1 | 0
PG&E KERN | Kern PP | 230 | Wind, Onshore |  |  | 0 | 0 | 0 | 0 | 0 | 0 | 0 | 0 | 0 | 5 | 2 | 5 | 2 |  | 1 | 1 | N/A |  |  |  | N/A | N/A | N/A | N/A | N/A | N/A | N/A | 1 | 1 | 2 | 1 | 2 | 1 | 1 | 0
PG&E KERN | Kern PP | 70 | Wind, Onshore |  |  | 0 | 0 | 0 | 0 | 0 | 0 | 0 | 0 | 0 | 5 | 2 | 5 | 2 |  | 1 | 1 | N/A |  |  |  | N/A | N/A | N/A | N/A | N/A | N/A | N/A | 1 | 1 | 2 | 1 | 2 | 1 | 1 | 0
PG&E KERN | Kernridge | 115 | Wind, Onshore |  |  | 0 | 0 | 0 | 0 | 0 | 0 | 0 | 0 | 0 | 5 | 2 | 5 | 2 |  | 1 | 1 | N/A |  |  |  | N/A | N/A | N/A | N/A | N/A | N/A | N/A | 1 | 1 | 1 | 1 | 1 | 1 | 1 | 0
PG&E FRESNO | Kingsburg | 115 | Wind, Onshore |  |  | 0 | 0 | 0 | 0 | 0 | 0 | 0 | 0 | 0 | 5 | 2 | 5 | 2 |  | 1 | 1 | N/A |  |  |  | N/A | N/A | N/A | N/A | N/A | N/A | N/A | 1 | 1 | 2 | 2 | 1 | 1 | 1 | 0
PG&E GBA | Kirker | 115 | Wind, Onshore |  |  | 0 | 0 | 0 | 0 | 0 | 0 | 0 | 0 | 0 | 5 | 2 | 1 | 1 |  | 1 | 1 | N/A |  |  |  | N/A | N/A | N/A | N/A | N/A | N/A | N/A | 2 | 1 | 3 | 1 | 1 | 1 | 1 | 0
PG&E NGBA | Knights Landing | 115 | Wind, Onshore |  |  | 0 | 0 | 0 | 0 | 0 | 0 | 0 | 0 | 0 | 5 | 2 | 1 | 1 |  | 1 | 1 | N/A |  |  |  | N/A | N/A | N/A | N/A | N/A | N/A | N/A | 2 | 1 | 4 | 2 | 3 | 1 | 1 | 0
PG&E NGBA | Konocti | 60 | Wind, Onshore |  |  | 0 | 0 | 0 | 0 | 0 | 0 | 0 | 0 | 0 | 5 | 5 | 1 | 1 |  | 1 | 1 | N/A |  |  |  | N/A | N/A | N/A | N/A | N/A | N/A | N/A | 2 | 2 | 4 | 2 | 3 | 1 | 1 | 0
SCE NOL | Kramer | 115 | Wind, Onshore |  |  | 0 | 0 | 0 | 0 | 0 | 0 | 0 | 0 | 0 | 4 | 3 | 1 | 1 | 3 | 1 | 1 | N/A |  |  |  | N/A | N/A | N/A | N/A | N/A | N/A | N/A | 2 | 1 | 4 | 1 | 3 | 1 | 1 | 0
SCE NOL | Kramer | 230 | Wind, Onshore |  |  | 0 | 0 | 0 | 0 | 0 | 0 | 0 | 0 | 0 | 4 | 3 | 1 | 1 | 4 | 1 | 1 | N/A |  |  |  | N/A | N/A | N/A | N/A | N/A | N/A | N/A | 2 | 1 | 4 | 1 | 3 | 1 | 1 | 0
SCE Metro | La Cienega | 230 | Wind, Onshore |  |  | 0 | 0 | 0 | 0 | 0 | 0 | 0 | 0 | 0 | 1 | 1 | 1 | 1 |  | 1 | 1 | N/A |  |  |  | N/A | N/A | N/A | N/A | N/A | N/A | N/A | 1 | 1 | 2 | 1 | 2 | 1 | 1 | 0
SCE Metro | La Fresa | 230 | Wind, Onshore |  |  | 0 | 0 | 0 | 0 | 0 | 0 | 0 | 0 | 0 | 1 | 1 | 1 | 1 |  | 1 | 1 | N/A |  |  |  | N/A | N/A | N/A | N/A | N/A | N/A | N/A | 1 | 1 | 2 | 1 | 2 | 1 | 1 | 0
SCE Metro | Laguna Bell | 230 | Wind, Onshore |  |  | 0 | 0 | 0 | 0 | 0 | 0 | 0 | 0 | 0 | 1 | 1 | 1 | 1 | 5 | 1 | 1 | N/A |  |  |  | N/A | N/A | N/A | N/A | N/A | N/A | N/A | 1 | 1 | 2 | 1 | 1 | 1 | 1 | 0
PG&E KERN | Lakeview | 70 | Wind, Onshore |  |  | 0 | 0 | 0 | 0 | 0 | 0 | 0 | 0 | 0 | 5 | 5 | 5 | 2 |  | 1 | 1 | N/A |  |  |  | N/A | N/A | N/A | N/A | N/A | N/A | N/A | 1 | 1 | 4 | 1 | 1 | 1 | 1 | 0
PG&E NGBA | Lakeville | 230 | Wind, Onshore |  |  | 0 | 0 | 0 | 0 | 0 | 0 | 0 | 0 | 0 | 5 | 5 | 1 | 1 | 3 | 1 | 1 | N/A |  |  |  | N/A | N/A | N/A | N/A | N/A | N/A | N/A | 2 | 1 | 4 | 2 | 3 | 1 | 1 | 0
PG&E NGBA | Lakeville | 60 | Wind, Onshore |  |  | 0 | 0 | 0 | 0 | 0 | 0 | 0 | 0 | 0 | 5 | 5 | 1 | 1 |  | 1 | 1 | N/A |  |  |  | N/A | N/A | N/A | N/A | N/A | N/A | N/A | 2 | 1 | 4 | 2 | 3 | 1 | 1 | 0
PG&E NGBA | Lakeville | 115 | Wind, Onshore |  |  | 0 | 0 | 0 | 0 | 0 | 0 | 0 | 0 | 0 | 5 | 5 | 1 | 1 | 3 | 1 | 1 | N/A |  |  |  | N/A | N/A | N/A | N/A | N/A | N/A | N/A | 2 | 1 | 4 | 2 | 3 | 1 | 1 | 0
PG&E GBA | Lakewood | 115 | Wind, Onshore |  |  | 0 | 0 | 0 | 0 | 0 | 0 | 0 | 0 | 0 | 5 | 2 | 1 | 1 |  | 1 | 1 | N/A |  |  |  | N/A | N/A | N/A | N/A | N/A | N/A | N/A | 2 | 1 | 3 | 1 | 2 | 1 | 1 | 0
PG&E NGBA | Lambie | 230 | Wind, Onshore |  |  | 0 | 0 | 0 | 0 | 0 | 0 | 0 | 0 | 0 | 5 | 5 | 1 | 1 |  | 1 | 1 | N/A |  |  |  | N/A | N/A | N/A | N/A | N/A | N/A | N/A | 2 | 1 | 1 | 1 | 1 | 1 | 1 | 0
PG&E GBA | Lammers | 115 | Wind, Onshore |  |  | 0 | 0 | 0 | 0 | 0 | 0 | 0 | 0 | 0 | 5 | 5 | 1 | 1 | 3 | 1 | 1 | N/A |  |  |  | N/A | N/A | N/A | N/A | N/A | N/A | N/A | 1 | 1 | 1 | 2 | 2 | 1 | 1 | 0
PG&E KERN | Lamont | 115 | Wind, Onshore |  |  | 0 | 0 | 0 | 0 | 0 | 0 | 0 | 0 | 0 | 5 | 2 | 5 | 2 | 3 | 1 | 1 | N/A |  |  |  | N/A | N/A | N/A | N/A | N/A | N/A | N/A | 1 | 1 | 2 | 1 | 1 | 1 | 1 | 0
PG&E FRESNO | Las Aguilas | 230 | Wind, Onshore |  |  | 0 | 0 | 0 | 0 | 0 | 0 | 0 | 0 | 0 | 5 | 2 | 5 | 2 |  | 1 | 1 | N/A |  |  |  | N/A | N/A | N/A | N/A | N/A | N/A | N/A | 2 | 2 | 4 | 2 | 2 | 1 | 1 | 0
EOP | Lathrop | 138 | Wind, Onshore |  |  | 0 | 0 | 0 | 0 | 0 | 0 | 0 | 0 | 0 | 5 | 2 | 1 | 1 |  | 3 | 1 | 3 |  |  |  | N/A | N/A | N/A | N/A | N/A | N/A | N/A | 2 | 2 | 4 | 1 | 3 | 1 | 1 | 0
EOP | Lathrop | 230 | Wind, Onshore |  |  | 150 | 0 | 150 | 0 | 0 | 0 | 150 | 0 | 150 | 5 | 2 | 1 | 1 |  | 3 | 2 | 3 |  |  |  | N/A | N/A | N/A | N/A | N/A | N/A | N/A | 2 | 2 | 4 | 1 | 3 | 5- | 5 | 1
PG&E FRESNO | Le Grand | 115 | Wind, Onshore |  |  | 0 | 0 | 0 | 0 | 0 | 0 | 0 | 0 | 0 | 5 | 2 | 5 | 2 | 3 | 1 | 1 | N/A |  |  |  | N/A | N/A | N/A | N/A | N/A | N/A | N/A | 1 | 1 | 3 | 2 | 1 | 1 | 1 | 0
PG&E FRESNO | Lemoore | 70 | Wind, Onshore |  |  | 0 | 0 | 0 | 0 | 0 | 0 | 0 | 0 | 0 | 5 | 2 | 5 | 2 |  | 1 | 1 | N/A |  |  |  | N/A | N/A | N/A | N/A | N/A | N/A | N/A | 1 | 1 | 3 | 2 | 2 | 1 | 1 | 0
PG&E KERN | Lerdo | 115 | Wind, Onshore |  |  | 0 | 0 | 0 | 0 | 0 | 0 | 0 | 0 | 0 | 5 | 2 | 5 | 2 |  | 1 | 1 | N/A |  |  |  | N/A | N/A | N/A | N/A | N/A | N/A | N/A | 1 | 1 | 4 | 1 | 1 | 1 | 1 | 0
SCE Metro | Lewis | 230 | Wind, Onshore |  |  | 0 | 0 | 0 | 0 | 0 | 0 | 0 | 0 | 0 | 1 | 1 | 1 | 1 |  | 1 | 1 | N/A |  |  |  | N/A | N/A | N/A | N/A | N/A | N/A | N/A | 1 | 1 | 3 | 1 | 2 | 1 | 1 | 0
SCE Metro | Lighthipe | 230 | Wind, Onshore |  |  | 0 | 0 | 0 | 0 | 0 | 0 | 0 | 0 | 0 | 1 | 1 | 1 | 1 |  | 1 | 1 | N/A |  |  |  | N/A | N/A | N/A | N/A | N/A | N/A | N/A | 1 | 1 | 2 | 1 | 1 | 1 | 1 | 0
SDGE | Lilac | 69 | Wind, Onshore |  |  | 0 | 0 | 0 | 0 | 0 | 0 | 0 | 0 | 0 | 3 | 3 | 1 | 1 |  | 1 | 1 | N/A |  |  |  | N/A | N/A | N/A | N/A | N/A | N/A | N/A | 2 | 1 | 3 | 1 | 3 | 1 | 1 | 0
PG&E NGBA | Lincoln | 115 | Wind, Onshore |  |  | 0 | 0 | 0 | 0 | 0 | 0 | 0 | 0 | 0 | 5 | 2 | 1 | 1 |  | 1 | 1 | N/A |  |  |  | N/A | N/A | N/A | N/A | N/A | N/A | N/A | 2 | 1 | 3 | 2 | 3 | 1 | 1 | 0
PG&E KERN | Live Oak | 115 | Wind, Onshore |  |  | 0 | 0 | 0 | 0 | 0 | 0 | 0 | 0 | 0 | 5 | 2 | 5 | 2 |  | 1 | 1 | N/A |  |  |  | N/A | N/A | N/A | N/A | N/A | N/A | N/A | 1 | 1 | 1 | 1 | 1 | 1 | 1 | 0
PG&E GBA | Llagas | 115 | Wind, Onshore |  |  | 0 | 0 | 0 | 0 | 0 | 0 | 0 | 0 | 0 | 1 | 1 | 1 | 1 |  | 1 | 1 | N/A |  |  |  | N/A | N/A | N/A | N/A | N/A | N/A | N/A | 2 | 1 | 2 | 2 | 1 | 1 | 1 | 0
PG&E GBA | Lockeford | 115 | Wind, Onshore |  |  | 0 | 0 | 0 | 0 | 0 | 0 | 0 | 0 | 0 | 1 | 1 | 1 | 1 |  | 1 | 1 | N/A |  |  |  | N/A | N/A | N/A | N/A | N/A | N/A | N/A | 1 | 1 | 4 | 2 | 2 | 1 | 1 | 0
PG&E GBA | Lockeford | 230 | Wind, Onshore |  |  | 0 | 0 | 0 | 0 | 0 | 0 | 0 | 0 | 0 | 5 | 2 | 1 | 1 |  | 1 | 1 | N/A |  |  |  | N/A | N/A | N/A | N/A | N/A | N/A | N/A | 1 | 1 | 4 | 2 | 2 | 1 | 1 | 0
PG&E GBA | Lockeford | 60 | Wind, Onshore |  |  | 0 | 0 | 0 | 0 | 0 | 0 | 0 | 0 | 0 | 5 | 2 | 1 | 1 |  | 1 | 1 | N/A |  |  |  | N/A | N/A | N/A | N/A | N/A | N/A | N/A | 1 | 1 | 4 | 2 | 2 | 1 | 1 | 0
PG&E GBA | Lodi | 230 | Wind, Onshore |  |  | 0 | 0 | 0 | 0 | 0 | 0 | 0 | 0 | 0 | 5 | 2 | 1 | 1 |  | 1 | 1 | N/A |  |  |  | N/A | N/A | N/A | N/A | N/A | N/A | N/A | 1 | 1 | 1 | 2 | 1 | 1 | 1 | 0
PG&E NGBA | Logan Creek | 230 | Wind, Onshore |  |  | 0 | 0 | 0 | 0 | 0 | 0 | 0 | 0 | 0 | 5 | 5 | 1 | 1 |  | 1 | 1 | N/A |  |  |  | N/A | N/A | N/A | N/A | N/A | N/A | N/A | 2 | 2 | 4 | 1 | 2 | 1 | 1 | 0
PG&E GBA | Lone Tree | 230 | Wind, Onshore |  |  | 0 | 0 | 0 | 0 | 0 | 0 | 0 | 0 | 0 | 5 | 5 | 1 | 1 |  | 1 | 1 | N/A |  |  |  | N/A | N/A | N/A | N/A | N/A | N/A | N/A | 2 | 1 | 3 | 1 | 2 | 1 | 1 | 0
PG&E FRESNO | Los Banos | 230 | Wind, Onshore |  |  | 0 | 69.3 | 69.3 | 0 | 69.3 | 69.3 | 0 | 0 | 0 | 5 | 2 | 5 | 2 | 3 | 4 | 2 | 5 |  |  |  | 5 | 5 | 2 | 2 | 5 | 5 | 2 | 1 | 1 | 4 | 2 | 1 | 1 | 5 | 1
PG&E FRESNO | Los Banos | 500 | Wind, Onshore |  |  | 0 | 0 | 0 | 0 | 0 | 0 | 0 | 0 | 0 | 1 | 1 | 1 | 1 | 2 | 1 | 1 | N/A |  |  |  | N/A | N/A | N/A | N/A | N/A | N/A | N/A | 1 | 1 | 4 | 2 | 1 | 1 | 1 | 0
SDGE | Los Coches | 138 | Wind, Onshore |  |  | 0 | 0 | 0 | 0 | 0 | 0 | 0 | 0 | 0 | 3 | 3 | 1 | 1 |  | 1 | 1 | N/A |  |  |  | N/A | N/A | N/A | N/A | N/A | N/A | N/A | 2 | 2 | 4 | 2 | 3 | 1+ | 1 | 1
SDGE | Los Coches | 69 | Wind, Onshore |  |  | 0 | 0 | 0 | 0 | 0 | 0 | 0 | 0 | 0 | 3 | 3 | 1 | 1 |  | 1 | 1 | N/A |  |  |  | N/A | N/A | N/A | N/A | N/A | N/A | N/A | 2 | 2 | 4 | 2 | 3 | 1 | 1 | 0
PG&E GBA | Los Esteros | 115 | Wind, Onshore |  |  | 0 | 0 | 0 | 0 | 0 | 0 | 0 | 0 | 0 | 1 | 1 | 1 | 1 | 4 | 1 | 1 | N/A |  |  |  | N/A | N/A | N/A | N/A | N/A | N/A | N/A | 2 | 1 | 1 | 2 | 1 | 1 | 1 | 0
PG&E GBA | Los Esteros | 230 | Wind, Onshore |  |  | 0 | 0 | 0 | 0 | 0 | 0 | 0 | 0 | 0 | 1 | 1 | 1 | 1 |  | 1 | 1 | N/A |  |  |  | N/A | N/A | N/A | N/A | N/A | N/A | N/A | 2 | 1 | 1 | 2 | 1 | 1 | 1 | 0
PG&E GBA | Los Positas | 230 | Wind, Onshore |  |  | 0 | 0 | 0 | 0 | 0 | 0 | 0 | 0 | 0 | 5 | 5 | 1 | 1 | 3 | 1 | 1 | N/A |  |  |  | N/A | N/A | N/A | N/A | N/A | N/A | N/A | 2 | 1 | 3 | 1 | 3 | 1 | 1 | 0
PG&E GBA | Los Positas | 60 | Wind, Onshore |  |  | 0 | 0 | 0 | 0 | 0 | 0 | 0 | 0 | 0 | 5 | 5 | 1 | 1 | 3 | 1 | 1 | N/A |  |  |  | N/A | N/A | N/A | N/A | N/A | N/A | N/A | 2 | 1 | 3 | 1 | 3 | 1 | 1 | 0
SDGE | Loveland | 69 | Wind, Onshore |  |  | 0 | 0 | 0 | 0 | 0 | 0 | 0 | 0 | 0 | 3 | 3 | 1 | 1 |  | 1 | 1 | N/A |  |  |  | N/A | N/A | N/A | N/A | N/A | N/A | N/A | 2 | 1 | 3 | 1 | 3 | 1 | 1 | 0
SCE NOL | Lugo | 230 | Wind, Onshore |  |  | 0 | 0 | 0 | 0 | 0 | 0 | 0 | 0 | 0 | 1 | 1 | 1 | 1 |  | 1 | 1 | N/A |  |  |  | N/A | N/A | N/A | N/A | N/A | N/A | N/A | 2 | 1 | 4 | 1 | 2 | 1+ | 1 | 1
SCE Metro | Lugo | 500 | Wind, Onshore |  |  | 0 | 0 | 0 | 0 | 0 | 0 | 0 | 0 | 0 | 1 | 1 | 1 | 1 | 5 | 3 | 1 | 1 |  |  |  | 3 | 2 | 1 | 1 | 3 | 1 | 1 | 2 | 1 | 4 | 1 | 2 | 1 | 1 | 0
PG&E FRESNO | Madera | 70 | Wind, Onshore |  |  | 0 | 0 | 0 | 0 | 0 | 0 | 0 | 0 | 0 | 5 | 2 | 5 | 2 |  | 1 | 1 | N/A |  |  |  | N/A | N/A | N/A | N/A | N/A | N/A | N/A | 1 | 1 | 4 | 2 | 1 | 1 | 1 | 0
PG&E NGBA | Madison | 115 | Wind, Onshore |  |  | 0 | 0 | 0 | 0 | 0 | 0 | 0 | 0 | 0 | 5 | 5 | 1 | 1 |  | 3 | 1 | 1 |  |  |  | 5 | 3 | 1 | 1 | 3 | 3 | 1 | 2 | 1 | 4 | 2 | 3 | 1 | 1 | 0
PG&E KERN | Magunden | 115 | Wind, Onshore |  |  | 0 | 0 | 0 | 0 | 0 | 0 | 0 | 0 | 0 | 5 | 2 | 5 | 2 |  | 1 | 1 | N/A |  |  |  | N/A | N/A | N/A | N/A | N/A | N/A | N/A | 1 | 1 | 2 | 1 | 1 | 1 | 1 | 0
SCE Northern | Magunden | 230 | Wind, Onshore |  |  | 0 | 0 | 0 | 0 | 0 | 0 | 0 | 0 | 0 | 1 | 1 | 1 | 1 |  | 1 | 1 | N/A |  |  |  | N/A | N/A | N/A | N/A | N/A | N/A | N/A | 1 | 1 | 2 | 1 | 1 | 1 | 1 | 0
PG&E FRESNO | Malaga | 115 | Wind, Onshore |  |  | 0 | 0 | 0 | 0 | 0 | 0 | 0 | 0 | 0 | 5 | 2 | 5 | 2 |  | 1 | 1 | N/A |  |  |  | N/A | N/A | N/A | N/A | N/A | N/A | N/A | 1 | 1 | 1 | 2 | 1 | 1 | 1 | 0
PG&E NGBA | Malin | 500 | Wind, Onshore |  |  | 0 | 0 | 0 | 0 | 0 | 0 | 0 | 0 | 0 | 5 | 2 | 1 | 1 |  | 1 | 1 | N/A |  |  |  | N/A | N/A | N/A | N/A | N/A | N/A | N/A | 2 | 2 | 4 | 2 | 3 | 1 | 1 | 0
SCE Northern | Mandalay | 230 | Wind, Onshore |  |  | 0 | 0 | 0 | 0 | 0 | 0 | 0 | 0 | 0 | 5 | 2 | 1 | 1 |  | 1 | 1 | N/A |  |  |  | N/A | N/A | N/A | N/A | N/A | N/A | N/A | 2 | 1 | 2 | 1 | 1 | 1 | 1 | 0
PG&E FRESNO | Manning | 230 | Wind, Onshore |  |  | 0 | 0 | 0 | 0 | 0 | 0 | 0 | 0 | 0 | 5 | 2 | 5 | 2 | 1 | 1 | 1 | N/A |  |  |  | N/A | N/A | N/A | N/A | N/A | N/A | N/A | 1 | 1 | 2 | 2 | 1 | 1 | 1 | 0
PG&E FRESNO | Manning | 500 | Wind, Onshore |  |  | 0 | 0 | 0 | 0 | 0 | 0 | 0 | 0 | 0 | 1 | 1 | 1 | 1 | 2 | 1 | 1 | N/A |  |  |  | N/A | N/A | N/A | N/A | N/A | N/A | N/A | 1 | 1 | 2 | 2 | 1 | 1 | 1 | 0
PG&E GBA | Manteca | 115 | Wind, Onshore |  |  | 0 | 0 | 0 | 0 | 0 | 0 | 0 | 0 | 0 | 5 | 5 | 5 | 2 |  | 1 | 1 | N/A |  |  |  | N/A | N/A | N/A | N/A | N/A | N/A | N/A | 1 | 1 | 2 | 2 | 2 | 1 | 1 | 0
SDGE | Margarita | 138 | Wind, Onshore |  |  | 0 | 0 | 0 | 0 | 0 | 0 | 0 | 0 | 0 | 1 | 1 | 1 | 1 |  | 1 | 1 | N/A |  |  |  | N/A | N/A | N/A | N/A | N/A | N/A | N/A | 1 | 1 | 2 | 1 | 3 | 1 | 1 | 0
PG&E GBA | Martin | 230 | Wind, Onshore |  |  | 0 | 0 | 0 | 0 | 0 | 0 | 0 | 0 | 0 | 5 | 2 | 1 | 1 | 3 | 1 | 1 | N/A |  |  |  | N/A | N/A | N/A | N/A | N/A | N/A | N/A | 2 | 1 | 3 | 1 | 2 | 1 | 1 | 0
PG&E GBA | Martin | 115 | Wind, Onshore |  |  | 0 | 0 | 0 | 0 | 0 | 0 | 0 | 0 | 0 | 1 | 1 | 1 | 1 | 4 | 1 | 1 | N/A |  |  |  | N/A | N/A | N/A | N/A | N/A | N/A | N/A | 2 | 1 | 3 | 1 | 2 | 1 | 1 | 0
PG&E GBA | Martinez | 115 | Wind, Onshore |  |  | 0 | 0 | 0 | 0 | 0 | 0 | 0 | 0 | 0 | 5 | 2 | 1 | 1 |  | 1 | 1 | N/A |  |  |  | N/A | N/A | N/A | N/A | N/A | N/A | N/A | 2 | 1 | 1 | 1 | 1 | 1 | 1 | 0
PG&E FRESNO | Mc Mullin | 230 | Wind, Onshore |  |  | 0 | 0 | 0 | 0 | 0 | 0 | 0 | 0 | 0 | 5 | 2 | 5 | 2 |  | 1 | 1 | N/A |  |  |  | N/A | N/A | N/A | N/A | N/A | N/A | N/A | 1 | 1 | 3 | 2 | 1 | 1 | 1 | 0
PG&E FRESNO | McCall | 115 | Wind, Onshore |  |  | 0 | 0 | 0 | 0 | 0 | 0 | 0 | 0 | 0 | 5 | 2 | 5 | 2 |  | 1 | 1 | N/A |  |  |  | N/A | N/A | N/A | N/A | N/A | N/A | N/A | 1 | 1 | 3 | 2 | 1 | 1 | 1 | 0
PG&E FRESNO | McCall | 230 | Wind, Onshore |  |  | 0 | 0 | 0 | 0 | 0 | 0 | 0 | 0 | 0 | 5 | 2 | 5 | 2 |  | 1 | 1 | N/A |  |  |  | N/A | N/A | N/A | N/A | N/A | N/A | N/A | 1 | 1 | 3 | 2 | 1 | 1 | 1 | 0
PG&E GBA | Meadow Lane | 115 | Wind, Onshore |  |  | 0 | 0 | 0 | 0 | 0 | 0 | 0 | 0 | 0 | 5 | 2 | 1 | 1 |  | 1 | 1 | N/A |  |  |  | N/A | N/A | N/A | N/A | N/A | N/A | N/A | 2 | 1 | 2 | 1 | 1 | 1 | 1 | 0
PG&E GBA | Melones | 115 | Wind, Onshore |  |  | 0 | 0 | 0 | 0 | 0 | 0 | 0 | 0 | 0 | 5 | 5 | 1 | 1 |  | 1 | 1 | N/A |  |  |  | N/A | N/A | N/A | N/A | N/A | N/A | N/A | 2 | 1 | 4 | 1 | 3 | 1 | 1 | 0
PG&E GBA | Melones | 230 | Wind, Onshore |  |  | 0 | 0 | 0 | 0 | 0 | 0 | 0 | 0 | 0 | 5 | 5 | 1 | 1 |  | 1 | 1 | N/A |  |  |  | N/A | N/A | N/A | N/A | N/A | N/A | N/A | 2 | 1 | 4 | 1 | 3 | 1 | 1 | 0
SDGE | Melrose | 69 | Wind, Onshore |  |  | 0 | 0 | 0 | 0 | 0 | 0 | 0 | 0 | 0 | 3 | 3 | 1 | 1 |  | 1 | 1 | N/A |  |  |  | N/A | N/A | N/A | N/A | N/A | N/A | N/A | 2 | 1 | 3 | 1 | 3 | 1 | 1 | 0
PG&E NGBA | Mendocino | 115 | Wind, Onshore |  |  | 0 | 0 | 0 | 0 | 0 | 0 | 0 | 0 | 0 | 5 | 5 | 1 | 1 |  | 1 | 1 | N/A |  |  |  | N/A | N/A | N/A | N/A | N/A | N/A | N/A | 2 | 2 | 4 | 2 | 3 | 1 | 1 | 0
PG&E NGBA | Mendocino | 60 | Wind, Onshore |  |  | 0 | 0 | 0 | 0 | 0 | 0 | 0 | 0 | 0 | 5 | 5 | 1 | 1 |  | 1 | 1 | N/A |  |  |  | N/A | N/A | N/A | N/A | N/A | N/A | N/A | 2 | 2 | 4 | 2 | 3 | 1 | 1 | 0
PG&E FRESNO | Mendota | 115 | Wind, Onshore |  |  | 0 | 0 | 0 | 0 | 0 | 0 | 0 | 0 | 0 | 5 | 2 | 5 | 2 | 1 | 1 | 1 | N/A |  |  |  | N/A | N/A | N/A | N/A | N/A | N/A | N/A | 1 | 1 | 3 | 2 | 1 | 1 | 1 | 0
PG&E GBA | Menlo | 60 | Wind, Onshore |  |  | 0 | 0 | 0 | 0 | 0 | 0 | 0 | 0 | 0 | 5 | 2 | 1 | 1 |  | 1 | 1 | N/A |  |  |  | N/A | N/A | N/A | N/A | N/A | N/A | N/A | 2 | 1 | 3 | 1 | 2 | 1 | 1 | 0
PG&E FRESNO | Merced | 115 | Wind, Onshore |  |  | 0 | 0 | 0 | 0 | 0 | 0 | 0 | 0 | 0 | 5 | 2 | 5 | 2 |  | 1 | 1 | N/A |  |  |  | N/A | N/A | N/A | N/A | N/A | N/A | N/A | 1 | 1 | 4 | 2 | 1 | 1 | 1 | 0
EOP | Mercury | 138 | Wind, Onshore |  |  | 0 | 0 | 0 | 0 | 0 | 0 | 0 | 0 | 0 | 5 | 2 | 1 | 1 |  | 1 | 1 | N/A |  |  |  | N/A | N/A | N/A | N/A | N/A | N/A | N/A | 2 | 2 | 4 | 1 | 3 | 1 | 1 | 0
PG&E FRESNO | Mercy Springs | 70 | Wind, Onshore |  |  | 0 | 0 | 0 | 0 | 0 | 0 | 0 | 0 | 0 | 5 | 2 | 5 | 2 |  | 1 | 1 | N/A |  |  |  | N/A | N/A | N/A | N/A | N/A | N/A | N/A | 1 | 1 | 4 | 2 | 1 | 1 | 1 | 0
PG&E NGBA | Meridian | 60 | Wind, Onshore |  |  | 0 | 0 | 0 | 0 | 0 | 0 | 0 | 0 | 0 | 5 | 5 | 1 | 1 |  | 1 | 1 | N/A |  |  |  | N/A | N/A | N/A | N/A | N/A | N/A | N/A | 2 | 2 | 4 | 1 | 3 | 1 | 1 | 0
PG&E KERN | Mesa (PGE) | 115 | Wind, Onshore |  |  | 0 | 0 | 0 | 0 | 0 | 0 | 0 | 0 | 0 | 5 | 2 | 5 | 2 |  | 1 | 1 | N/A |  |  |  | N/A | N/A | N/A | N/A | N/A | N/A | N/A | 2 | 2 | 3 | 2 | 2 | 1 | 1 | 0
PG&E KERN | Mesa (PGE) | 230 | Wind, Onshore |  |  | 0 | 0 | 0 | 0 | 0 | 0 | 0 | 0 | 0 | 5 | 2 | 5 | 2 |  | 1 | 1 | N/A |  |  |  | N/A | N/A | N/A | N/A | N/A | N/A | N/A | 2 | 2 | 3 | 2 | 2 | 1 | 1 | 0
SCE Metro | Mesa (SCE) | 230 | Wind, Onshore |  |  | 0 | 0 | 0 | 0 | 0 | 0 | 0 | 0 | 0 | 1 | 1 | 1 | 1 |  | 1 | 1 | N/A |  |  |  | N/A | N/A | N/A | N/A | N/A | N/A | N/A | 1 | 1 | 3 | 1 | 2 | 1 | 1 | 0
SCE Metro | Mesa (SCE) | 500 | Wind, Onshore |  |  | 0 | 0 | 0 | 0 | 0 | 0 | 0 | 0 | 0 | 1 | 1 | 1 | 1 |  | 1 | 1 | N/A |  |  |  | N/A | N/A | N/A | N/A | N/A | N/A | N/A | 1 | 1 | 3 | 1 | 2 | 1 | 1 | 0
SDGE | Mesa Heights | 69 | Wind, Onshore |  |  | 0 | 0 | 0 | 0 | 0 | 0 | 0 | 0 | 0 | 3 | 3 | 1 | 1 |  | 1 | 1 | N/A |  |  |  | N/A | N/A | N/A | N/A | N/A | N/A | N/A | 2 | 1 | 2 | 1 | 3 | 1 | 1 | 0
PG&E GBA | Metcalf | 115 | Wind, Onshore |  |  | 0 | 0 | 0 | 0 | 0 | 0 | 0 | 0 | 0 | 1 | 1 | 1 | 1 | 4 | 1 | 1 | N/A |  |  |  | N/A | N/A | N/A | N/A | N/A | N/A | N/A | 2 | 1 | 1 | 2 | 3 | 1 | 1 | 0
PG&E GBA | Metcalf | 230 | Wind, Onshore |  |  | 0 | 0 | 0 | 0 | 0 | 0 | 0 | 0 | 0 | 1 | 1 | 1 | 1 | 4 | 1 | 1 | N/A |  |  |  | N/A | N/A | N/A | N/A | N/A | N/A | N/A | 2 | 1 | 1 | 2 | 3 | 1 | 1 | 0
PG&E GBA | Metcalf | 500 | Wind, Onshore |  |  | 0 | 0 | 0 | 0 | 0 | 0 | 0 | 0 | 0 | 1 | 1 | 1 | 1 | 5 | 1 | 1 | N/A |  |  |  | N/A | N/A | N/A | N/A | N/A | N/A | N/A | 2 | 1 | 1 | 2 | 3 | 1 | 1 | 0
PG&E KERN | Midway | 115 | Wind, Onshore |  |  | 0 | 0 | 0 | 0 | 0 | 0 | 0 | 0 | 0 | 5 | 2 | 5 | 2 | 4 | 3 | 1 | 1 |  |  |  | 1 | 1 | 1 | 1 | 1 | 1 | 1 | 1 | 1 | 3 | 1 | 1 | 1 | 1 | 0
PG&E KERN | Midway | 230 | Wind, Onshore |  |  | 0 | 0 | 0 | 0 | 0 | 0 | 0 | 0 | 0 | 5 | 2 | 5 | 2 | 4 | 1 | 1 | N/A |  |  |  | N/A | N/A | N/A | N/A | N/A | N/A | N/A | 1 | 1 | 3 | 1 | 1 | 1 | 1 | 0
PG&E KERN | Midway | 500 | Wind, Onshore |  |  | 0 | 0 | 0 | 0 | 0 | 0 | 0 | 0 | 0 | 5 | 2 | 4 | 2 | 5 | 1 | 1 | N/A |  |  |  | N/A | N/A | N/A | N/A | N/A | N/A | N/A | 1 | 1 | 3 | 1 | 1 | 1 | 1 | 0
SDGE | Miguel | 230 | Wind, Onshore |  |  | 0 | 0 | 0 | 0 | 0 | 0 | 0 | 0 | 0 | 3 | 3 | 1 | 1 |  | 1 | 1 | N/A |  |  |  | N/A | N/A | N/A | N/A | N/A | N/A | N/A | 2 | 1 | 3 | 1 | 2 | 1 | 1 | 0
SDGE | Miguel | 500 | Wind, Onshore |  |  | 0 | 0 | 0 | 0 | 0 | 0 | 0 | 0 | 0 | 3 | 3 | 1 | 1 |  | 1 | 1 | N/A |  |  |  | N/A | N/A | N/A | N/A | N/A | N/A | N/A | 2 | 1 | 3 | 1 | 2 | 1 | 1 | 0
SDGE | Miguel | 69 | Wind, Onshore |  |  | 0 | 0 | 0 | 0 | 0 | 0 | 0 | 0 | 0 | 3 | 3 | 1 | 1 |  | 1 | 1 | N/A |  |  |  | N/A | N/A | N/A | N/A | N/A | N/A | N/A | 2 | 1 | 3 | 1 | 2 | 1 | 1 | 0
PG&E GBA | Millbrae | 115 | Wind, Onshore |  |  | 0 | 0 | 0 | 0 | 0 | 0 | 0 | 0 | 0 | 1 | 1 | 1 | 1 |  | 1 | 1 | N/A |  |  |  | N/A | N/A | N/A | N/A | N/A | N/A | N/A | 2 | 1 | 3 | 1 | 2 | 1 | 1 | 0
PG&E GBA | Miller | 115 | Wind, Onshore |  |  | 0 | 0 | 0 | 0 | 0 | 0 | 0 | 0 | 0 | 5 | 5 | 1 | 1 |  | 1 | 1 | N/A |  |  |  | N/A | N/A | N/A | N/A | N/A | N/A | N/A | 1 | 1 | 4 | 2 | 1 | 1 | 1 | 0
SCE Metro | Mira Loma | 230 | Wind, Onshore |  |  | 0 | 0 | 0 | 0 | 0 | 0 | 0 | 0 | 0 | 1 | 1 | 1 | 1 | 5 | 1 | 1 | N/A |  |  |  | N/A | N/A | N/A | N/A | N/A | N/A | N/A | 1 | 1 | 1 | 1 | 1 | 1 | 1 | 0
SCE Metro | Mira Loma | 500 | Wind, Onshore |  |  | 0 | 0 | 0 | 0 | 0 | 0 | 0 | 0 | 0 | 1 | 1 | 1 | 1 | 5 | 1 | 1 | N/A |  |  |  | N/A | N/A | N/A | N/A | N/A | N/A | N/A | 1 | 1 | 1 | 1 | 1 | 1 | 1 | 0
SCE Eastern | Mirage | 115 | Wind, Onshore |  |  | 0 | 0 | 0 | 0 | 0 | 0 | 0 | 0 | 0 | 5 | 2 | 1 | 1 |  | 1 | 1 | N/A |  |  |  | N/A | N/A | N/A | N/A | N/A | N/A | N/A | 2 | 1 | 3 | 1 | 3 | 1 | 1 | 0
SCE Eastern | Mirage | 230 | Wind, Onshore |  |  | 0 | 0 | 0 | 0 | 0 | 0 | 0 | 0 | 0 | 5 | 2 | 1 | 1 |  | 1 | 1 | 1 |  |  |  | 1 | 1 | 1 | 1 | 1 | 1 | 1 | 2 | 1 | 3 | 1 | 3 | 1 | 1 | 0
SDGE | Mission | 138 | Wind, Onshore |  |  | 0 | 0 | 0 | 0 | 0 | 0 | 0 | 0 | 0 | 3 | 3 | 1 | 1 |  | 1 | 1 | N/A |  |  |  | N/A | N/A | N/A | N/A | N/A | N/A | N/A | 2 | 1 | 2 | 1 | 2 | 1 | 1 | 0
SDGE | Mission | 230 | Wind, Onshore |  |  | 0 | 0 | 0 | 0 | 0 | 0 | 0 | 0 | 0 | 3 | 3 | 1 | 1 |  | 1 | 1 | N/A |  |  |  | N/A | N/A | N/A | N/A | N/A | N/A | N/A | 2 | 1 | 2 | 1 | 2 | 1 | 1 | 0
SDGE | Mission | 69 | Wind, Onshore |  |  | 0 | 0 | 0 | 0 | 0 | 0 | 0 | 0 | 0 | 3 | 3 | 1 | 1 |  | 1 | 1 | N/A |  |  |  | N/A | N/A | N/A | N/A | N/A | N/A | N/A | 2 | 1 | 2 | 1 | 2 | 1 | 1 | 0
PG&E GBA | Mi-Wuk | 115 | Wind, Onshore |  |  | 0 | 0 | 0 | 0 | 0 | 0 | 0 | 0 | 0 | 5 | 5 | 1 | 1 |  | 1 | 1 | N/A |  |  |  | N/A | N/A | N/A | N/A | N/A | N/A | N/A | 2 | 1 | 4 | 1 | 3 | 1 | 1 | 0
EOP | Mohave | 500 | Wind, Onshore |  |  | 100 | 0 | 100 | 0 | 0 | 0 | 100 | 0 | 100 | 5 | 2 | 1 | 1 | 5 | 3 | 4 | 3 |  |  |  | N/A | N/A | N/A | N/A | N/A | N/A | N/A | 2 | 2 | 3 | 1 | 3 | 5- | 4 | 1
PG&E NGBA | Monroe | 115 | Wind, Onshore |  |  | 0 | 0 | 0 | 0 | 0 | 0 | 0 | 0 | 0 | 5 | 5 | 1 | 1 |  | 1 | 1 | N/A |  |  |  | N/A | N/A | N/A | N/A | N/A | N/A | N/A | 2 | 1 | 3 | 2 | 2 | 1 | 1 | 0
SDGE | Monserate | 69 | Wind, Onshore |  |  | 0 | 0 | 0 | 0 | 0 | 0 | 0 | 0 | 0 | 3 | 3 | 1 | 1 |  | 1 | 1 | N/A |  |  |  | N/A | N/A | N/A | N/A | N/A | N/A | N/A | 2 | 1 | 3 | 1 | 3 | 1 | 1 | 0
PG&E GBA | Monta Vista | 115 | Wind, Onshore |  |  | 0 | 0 | 0 | 0 | 0 | 0 | 0 | 0 | 0 | 1 | 1 | 1 | 1 |  | 1 | 1 | N/A |  |  |  | N/A | N/A | N/A | N/A | N/A | N/A | N/A | 2 | 1 | 3 | 2 | 3 | 1 | 1 | 0
PG&E GBA | Monta Vista | 230 | Wind, Onshore |  |  | 0 | 0 | 0 | 0 | 0 | 0 | 0 | 0 | 0 | 1 | 1 | 1 | 1 |  | 1 | 1 | N/A |  |  |  | N/A | N/A | N/A | N/A | N/A | N/A | N/A | 2 | 1 | 3 | 2 | 3 | 1 | 1 | 0
PG&E GBA | Monta Vista | 60 | Wind, Onshore |  |  | 0 | 0 | 0 | 0 | 0 | 0 | 0 | 0 | 0 | 1 | 1 | 1 | 1 |  | 1 | 1 | N/A |  |  |  | N/A | N/A | N/A | N/A | N/A | N/A | N/A | 2 | 1 | 3 | 2 | 3 | 1 | 1 | 0
PG&E NGBA | Monticello | 115 | Wind, Onshore |  |  | 0 | 0 | 0 | 0 | 0 | 0 | 0 | 0 | 0 | 5 | 5 | 1 | 1 |  | 1 | 1 | N/A |  |  |  | N/A | N/A | N/A | N/A | N/A | N/A | N/A | 2 | 1 | 4 | 2 | 3 | 1 | 1 | 0
SCE Northern | Moorpark | 230 | Wind, Onshore |  |  | 0 | 0 | 0 | 0 | 0 | 0 | 0 | 0 | 0 | 5 | 2 | 1 | 1 | 4 | 1 | 1 | N/A |  |  |  | N/A | N/A | N/A | N/A | N/A | N/A | N/A | 2 | 1 | 4 | 1 | 3 | 1 | 1 | 0
SCE Northern | Moorpark | 66 | Wind, Onshore |  |  | 0 | 0 | 0 | 0 | 0 | 0 | 0 | 0 | 0 | 5 | 2 | 1 | 1 |  | 1 | 1 | N/A |  |  |  | N/A | N/A | N/A | N/A | N/A | N/A | N/A | 2 | 1 | 4 | 1 | 3 | 1 | 1 | 0
PG&E GBA | Moraga | 115 | Wind, Onshore |  |  | 0 | 0 | 0 | 0 | 0 | 0 | 0 | 0 | 0 | 5 | 2 | 1 | 1 |  | 1 | 1 | N/A |  |  |  | N/A | N/A | N/A | N/A | N/A | N/A | N/A | 2 | 1 | 3 | 1 | 3 | 1 | 1 | 0
PG&E GBA | Moraga | 230 | Wind, Onshore |  |  | 0 | 0 | 0 | 0 | 0 | 0 | 0 | 0 | 0 | 5 | 2 | 1 | 1 |  | 1 | 1 | N/A |  |  |  | N/A | N/A | N/A | N/A | N/A | N/A | N/A | 2 | 1 | 3 | 1 | 3 | 1 | 1 | 0
PG&E GBA | Morgan Hill | 115 | Wind, Onshore |  |  | 0 | 0 | 0 | 0 | 0 | 0 | 0 | 0 | 0 | 1 | 1 | 1 | 1 |  | 1 | 1 | N/A |  |  |  | N/A | N/A | N/A | N/A | N/A | N/A | N/A | 2 | 1 | 3 | 2 | 2 | 1 | 1 | 0
PG&E KERN | Morro Bay | 115 | Wind, Onshore |  |  | 0 | 0 | 0 | 0 | 0 | 0 | 0 | 0 | 0 | 5 | 2 | 5 | 2 |  | 1 | 1 | N/A |  |  |  | N/A | N/A | N/A | N/A | N/A | N/A | N/A | 2 | 2 | 2 | 2 | 3 | 1 | 1 | 0
PG&E KERN | Morro Bay | 230 | Wind, Onshore |  |  | 0 | 0 | 0 | 0 | 0 | 0 | 0 | 0 | 0 | 5 | 2 | 5 | 2 |  | 1 | 1 | N/A |  |  |  | N/A | N/A | N/A | N/A | N/A | N/A | N/A | 2 | 2 | 2 | 2 | 3 | 1 | 1 | 0
PG&E KERN | Morro Bay | 500 | Wind, Onshore |  |  | 0 | 0 | 0 | 0 | 0 | 0 | 0 | 0 | 0 | 5 | 2 | 4 | 2 |  | 1 | 1 | N/A |  |  |  | N/A | N/A | N/A | N/A | N/A | N/A | N/A | 2 | 2 | 2 | 2 | 3 | 1 | 1 | 0
PG&E GBA | Moss Landing | 115 | Wind, Onshore |  |  | 0 | 0 | 0 | 0 | 0 | 0 | 0 | 0 | 0 | 1 | 1 | 1 | 1 |  | 1 | 1 | N/A |  |  |  | N/A | N/A | N/A | N/A | N/A | N/A | N/A | 2 | 2 | 1 | 2 | 2 | 1 | 1 | 0
PG&E GBA | Moss Landing | 230 | Wind, Onshore |  |  | 0 | 0 | 0 | 0 | 0 | 0 | 0 | 0 | 0 | 1 | 1 | 1 | 1 |  | 3 | 1 | 1 |  |  |  | 1 | 1 | 2 | 2 | 2 | 1 | 1 | 2 | 2 | 1 | 2 | 2 | 1 | 1 | 0
PG&E GBA | Moss Landing | 500 | Wind, Onshore |  |  | 0 | 0 | 0 | 0 | 0 | 0 | 0 | 0 | 0 | 5 | 2 | 1 | 1 | 5 | 1 | 1 | N/A |  |  |  | N/A | N/A | N/A | N/A | N/A | N/A | N/A | 2 | 2 | 1 | 2 | 2 | 2+ | 1 | 1
EOP | Mountain Pass | 115 | Wind, Onshore |  |  | 0 | 0 | 0 | 0 | 0 | 0 | 0 | 0 | 0 | 5 | 2 | 1 | 1 |  | 1 | 1 | N/A |  |  |  | N/A | N/A | N/A | N/A | N/A | N/A | N/A | 2 | 2 | 4 | 1 | 1 | 1 | 1 | 0
PG&E GBA | Mountain View | 115 | Wind, Onshore |  |  | 0 | 0 | 0 | 0 | 0 | 0 | 0 | 0 | 0 | 1 | 1 | 1 | 1 |  | 1 | 1 | N/A |  |  |  | N/A | N/A | N/A | N/A | N/A | N/A | N/A | 2 | 1 | 2 | 2 | 2 | 1 | 1 | 0
PG&E GBA | Mt Eden | 115 | Wind, Onshore |  |  | 0 | 0 | 0 | 0 | 0 | 0 | 0 | 0 | 0 | 5 | 2 | 1 | 1 |  | 1 | 1 | N/A |  |  |  | N/A | N/A | N/A | N/A | N/A | N/A | N/A | 2 | 1 | 2 | 1 | 2 | 1 | 1 | 0
PG&E KERN | Mt Poso | 115 | Wind, Onshore |  |  | 0 | 0 | 0 | 0 | 0 | 0 | 0 | 0 | 0 | 5 | 2 | 5 | 2 |  | 1 | 1 | N/A |  |  |  | N/A | N/A | N/A | N/A | N/A | N/A | N/A | 1 | 1 | 2 | 1 | 1 | 1 | 1 | 0
SDGE | Murray | 69 | Wind, Onshore |  |  | 0 | 0 | 0 | 0 | 0 | 0 | 0 | 0 | 0 | 3 | 3 | 1 | 1 |  | 1 | 1 | N/A |  |  |  | N/A | N/A | N/A | N/A | N/A | N/A | N/A | 2 | 1 | 2 | 1 | 2 | 1 | 1 | 0
PG&E FRESNO | Mustang | 230 | Wind, Onshore |  |  | 0 | 0 | 0 | 0 | 0 | 0 | 0 | 0 | 0 | 5 | 2 | 5 | 2 |  | 1 | 1 | N/A |  |  |  | N/A | N/A | N/A | N/A | N/A | N/A | N/A | 1 | 1 | 1 | 2 | 1 | 1 | 1 | 0
SCE Northern | Neenach | 66 | Wind, Onshore |  |  | 0 | 0 | 0 | 0 | 0 | 0 | 0 | 0 | 0 | 1 | 1 | 1 | 1 |  | 1 | 1 | N/A |  |  |  | N/A | N/A | N/A | N/A | N/A | N/A | N/A | 2 | 1 | 4 | 1 | 3 | 1 | 1 | 0
PG&E KERN | New Sub - Gates - Midway (Proposed) | 230 | Wind, Onshore |  |  | 0 | 0 | 0 | 0 | 0 | 0 | 0 | 0 | 0 | 5 | 2 | 5 | 2 | 3 | 1 | 1 | N/A |  |  |  | N/A | N/A | N/A | N/A | N/A | N/A | N/A | 1 | 1 | 4 | 2 | 1 | 1 | 1 | 0
PG&E KERN | New Sub - Gates - Templeton (Proposed) | 230 | Wind, Onshore |  |  | 0 | 0 | 0 | 0 | 0 | 0 | 0 | 0 | 0 | 5 | 2 | 5 | 2 |  | 1 | 1 | N/A |  |  |  | N/A | N/A | N/A | N/A | N/A | N/A | N/A | 1 | 1 | 4 | 2 | 1 | 1 | 1 | 0
SCE NOL | New Sub - Kramer - Lugo (Proposed) | 230 | Wind, Onshore |  |  | 0 | 0 | 0 | 0 | 0 | 0 | 0 | 0 | 0 | 4 | 3 | 1 | 1 |  | 1 | 1 | N/A |  |  |  | N/A | N/A | N/A | N/A | N/A | N/A | N/A | 2 | 1 | 2 | 1 | 1 | 1 | 1 | 0
PG&E FRESNO | New Sub - Los Banos - Midway (Proposed) | 500 | Wind, Onshore |  |  | 0 | 0 | 0 | 0 | 0 | 0 | 0 | 0 | 0 | 5 | 2 | 4 | 2 | 5 | 1 | 1 | N/A |  |  |  | N/A | N/A | N/A | N/A | N/A | N/A | N/A | 1 | 1 | 4 | 2 | 1 | 1 | 1 | 0
SCE NOL | New Sub - Lugo - Pisgah (Proposed) | 230 | Wind, Onshore |  |  | 0 | 0 | 0 | 0 | 0 | 0 | 0 | 0 | 0 | 1 | 1 | 1 | 1 |  | 2 | 1 | 1 |  |  |  | 1 | 1 | 1 | 1 | 1 | 3 | 1 | 2 | 1 | 3 | 1 | 3 | 1 | 5 | 1
PG&E KERN | New Sub - Midway - Wheeler Ridge (Proposed) | 230 | Wind, Onshore |  |  | 0 | 0 | 0 | 0 | 0 | 0 | 0 | 0 | 0 | 5 | 2 | 5 | 2 |  | 1 | 1 | N/A |  |  |  | N/A | N/A | N/A | N/A | N/A | N/A | N/A | 1 | 1 | 3 | 1 | 1 | 1 | 1 | 0
PG&E NGBA | New Sub - Near existing Leavitt (PSREC) | 345 | Wind, Onshore | YES |  | 102 | 0 | 102 | 0 | 0 | 0 | 102 | 0 | 102 | 5 | 2 | 1 | 1 |  | 4 | 2 | 2 |  |  |  | 5 | 1 | 1 | 1 | 2 | 3 | 1 | 2 | 2 | 1 | 1 | 3 | 5- | 4 | 1
PG&E NGBA | New Sub - Near existing Madeline (NVE) | 345 | Wind, Onshore | YES |  | 80 | 220 | 300 | 0 | 0 | 0 | 80 | 220 | 300 | 5 | 2 | 1 | 1 |  | 3 | 1 | 3 |  |  |  | 5 | 1 | 1 | 1 | 2 | 3 | 1 | 2 | 2 | 4 | 1 | 3 | 5- | 4 | 1
SDGE | New Sub - North Gila - IV (Proposed) | 500 | Wind, Onshore |  |  | 0 | 0 | 0 | 0 | 0 | 0 | 0 | 0 | 0 | 3 | 3 | 1 | 1 |  | 1 | 1 | N/A |  |  |  | N/A | N/A | N/A | N/A | N/A | N/A | N/A | 2 | 1 | 4 | 2 | 2 | 1 | 1 | 0
PG&E NGBA | New Sub - Pit 1 - Cottonwood (Proposed) | 230 | Wind, Onshore |  |  | 0 | 0 | 0 | 0 | 0 | 0 | 0 | 0 | 0 | 5 | 2 | 1 | 1 |  | 2 | 1 | 1 |  |  |  | 5 | 2 | 1 | 1 | 3 | 1 | 1 | 2 | 2 | 4 | 2 | 3 | 4+ | 4 | 1
PG&E GBA | New Sub - Rancho Seco - Bellota (Proposed) | 230 | Wind, Onshore |  |  | 0 | 0 | 0 | 0 | 0 | 0 | 0 | 0 | 0 | 1 | 1 | 1 | 1 |  | 1 | 1 | N/A |  |  |  | N/A | N/A | N/A | N/A | N/A | N/A | N/A | 1 | 1 | 4 | 2 | 3 | 1 | 1 | 0
SDGE | New Sub - Suncrest - Ocotillo (Proposed) | 500 | Wind, Onshore |  |  | 0 | 0 | 0 | 0 | 0 | 0 | 0 | 0 | 0 | 3 | 3 | 1 | 1 |  | 3 | 1 | 1 |  |  |  | 5 | 1 | 1 | 1 | 2 | 1 | 1 | 2 | 1 | 4 | 1 | 3 | 4+ | 5 | 1
PG&E FRESNO | New Sub - Westley - Quinto (Proposed) | 230 | Wind, Onshore |  |  | 0 | 0 | 0 | 0 | 0 | 0 | 0 | 0 | 0 | 1 | 1 | 1 | 1 |  | 1 | 1 | N/A |  |  |  | N/A | N/A | N/A | N/A | N/A | N/A | N/A | 1 | 1 | 4 | 2 | 1 | 1 | 1 | 0
PG&E GBA | Newark | 115 | Wind, Onshore |  |  | 0 | 0 | 0 | 0 | 0 | 0 | 0 | 0 | 0 | 1 | 1 | 1 | 1 |  | 1 | 1 | N/A |  |  |  | N/A | N/A | N/A | N/A | N/A | N/A | N/A | 2 | 1 | 3 | 1 | 2 | 1 | 1 | 0
PG&E GBA | Newark | 230 | Wind, Onshore |  |  | 0 | 0 | 0 | 0 | 0 | 0 | 0 | 0 | 0 | 1 | 1 | 1 | 1 | 4 | 1 | 1 | N/A |  |  |  | N/A | N/A | N/A | N/A | N/A | N/A | N/A | 2 | 1 | 3 | 1 | 2 | 1 | 1 | 0
PG&E GBA | Newark | 60 | Wind, Onshore |  |  | 0 | 0 | 0 | 0 | 0 | 0 | 0 | 0 | 0 | 5 | 5 | 1 | 1 | 3 | 1 | 1 | N/A |  |  |  | N/A | N/A | N/A | N/A | N/A | N/A | N/A | 2 | 1 | 3 | 1 | 2 | 1 | 1 | 0
PG&E FRESNO | Newhall | 115 | Wind, Onshore |  |  | 0 | 0 | 0 | 0 | 0 | 0 | 0 | 0 | 0 | 5 | 2 | 5 | 2 |  | 1 | 1 | N/A |  |  |  | N/A | N/A | N/A | N/A | N/A | N/A | N/A | 1 | 1 | 4 | 2 | 1 | 1 | 1 | 0
PG&E KERN | Norco | 115 | Wind, Onshore |  |  | 0 | 0 | 0 | 0 | 0 | 0 | 0 | 0 | 0 | 5 | 2 | 5 | 2 |  | 2 | 1 | 1 |  |  |  | 1 | 1 | 1 | 1 | 1 | 1 | 1 | 1 | 1 | 3 | 1 | 1 | 1 | 1 | 0
PG&E GBA | Nortech | 115 | Wind, Onshore |  |  | 0 | 0 | 0 | 0 | 0 | 0 | 0 | 0 | 0 | 1 | 1 | 1 | 1 |  | 2 | 1 | 1 |  |  |  | 5 | 3 | 3 | 3 | 4 | 3 | 1 | 2 | 1 | 2 | 2 | 1 | 1 | 1 | 0
SDGE | North City Metering | 138 | Wind, Onshore |  |  | 0 | 0 | 0 | 0 | 0 | 0 | 0 | 0 | 0 | 3 | 3 | 1 | 1 |  | 2 | 1 | 1 |  |  |  | 1 | 1 | 1 | 2 | 2 | 1 | 1 | 2 | 1 | 2 | 1 | 3 | 1 | 1 | 0
PG&E GBA | North Dublin | 230 | Wind, Onshore |  |  | 0 | 0 | 0 | 0 | 0 | 0 | 0 | 0 | 0 | 5 | 5 | 1 | 1 |  | 1 | 1 | N/A |  |  |  | N/A | N/A | N/A | N/A | N/A | N/A | N/A | 2 | 1 | 2 | 1 | 3 | 1 | 1 | 0
SDGE | North Gila | 500 | Wind, Onshore |  |  | 0 | 0 | 0 | 0 | 0 | 0 | 0 | 0 | 0 | 3 | 3 | 1 | 1 |  | 1 | 1 | N/A |  |  |  | N/A | N/A | N/A | N/A | N/A | N/A | N/A | 2 | 2 | 4 | 2 | 3 | 1 | 1 | 0
SCE Metro | North of SONGS | 230 | Wind, Onshore |  |  | 0 | 0 | 0 | 0 | 0 | 0 | 0 | 0 | 0 | 1 | 1 | 1 | 1 |  | 1 | 1 | N/A |  |  |  | N/A | N/A | N/A | N/A | N/A | N/A | N/A | 2 | 1 | 3 | 1 | 3 | 1 | 1 | 0
SCE Metro | North of SONGS | 500 | Wind, Onshore |  |  | 0 | 0 | 0 | 0 | 0 | 0 | 0 | 0 | 0 | 1 | 1 | 1 | 1 |  | 1 | 1 | N/A |  |  |  | N/A | N/A | N/A | N/A | N/A | N/A | N/A | 2 | 1 | 3 | 1 | 3 | 1 | 1 | 0
PG&E NGBA | Notre Dame | 115 | Wind, Onshore |  |  | 0 | 0 | 0 | 0 | 0 | 0 | 0 | 0 | 0 | 5 | 2 | 1 | 1 |  | 1 | 1 | N/A |  |  |  | N/A | N/A | N/A | N/A | N/A | N/A | N/A | 2 | 1 | 4 | 2 | 2 | 1 | 1 | 0
PG&E GBA | Oakland C | 115 | Wind, Onshore |  |  | 0 | 0 | 0 | 0 | 0 | 0 | 0 | 0 | 0 | 5 | 2 | 1 | 1 | 3 | 1 | 1 | N/A |  |  |  | N/A | N/A | N/A | N/A | N/A | N/A | N/A | 2 | 1 | 1 | 1 | 2 | 1 | 1 | 0
PG&E GBA | Oakland J | 115 | Wind, Onshore |  |  | 0 | 0 | 0 | 0 | 0 | 0 | 0 | 0 | 0 | 5 | 2 | 1 | 1 |  | 1 | 1 | 1 |  |  |  | 1 | 1 | 1 | 1 | 1 | 1 | 1 | 2 | 1 | 2 | 1 | 1 | 1 | 1 | 0
PG&E GBA | Oakland L | 115 | Wind, Onshore |  |  | 0 | 0 | 0 | 0 | 0 | 0 | 0 | 0 | 0 | 5 | 2 | 1 | 1 |  | 1 | 1 | N/A |  |  |  | N/A | N/A | N/A | N/A | N/A | N/A | N/A | 2 | 1 | 2 | 1 | 1 | 1 | 1 | 0
PG&E GBA | Oakland X | 115 | Wind, Onshore |  |  | 0 | 0 | 0 | 0 | 0 | 0 | 0 | 0 | 0 | 5 | 2 | 1 | 1 |  | 1 | 1 | N/A |  |  |  | N/A | N/A | N/A | N/A | N/A | N/A | N/A | 2 | 1 | 2 | 1 | 2 | 1 | 1 | 0
SDGE | Ocean Ranch | 69 | Wind, Onshore |  |  | 0 | 0 | 0 | 0 | 0 | 0 | 0 | 0 | 0 | 3 | 3 | 1 | 1 |  | 1 | 1 | N/A |  |  |  | N/A | N/A | N/A | N/A | N/A | N/A | N/A | 2 | 1 | 4 | 1 | 3 | 1 | 1 | 0
PG&E KERN | Oceano | 115 | Wind, Onshore |  |  | 0 | 0 | 0 | 0 | 0 | 0 | 0 | 0 | 0 | 5 | 2 | 5 | 2 |  | 1 | 1 | N/A |  |  |  | N/A | N/A | N/A | N/A | N/A | N/A | N/A | 2 | 2 | 4 | 2 | 3 | 1 | 1 | 0
SDGE | Ocotillo Express | 500 | Wind, Onshore |  |  | 0 | 0 | 0 | 0 | 0 | 0 | 0 | 0 | 0 | 3 | 3 | 1 | 1 |  | 3 | 1 | 1 |  |  |  | 4 | 1 | 1 | 1 | 1 | 1 | 1 | 2 | 1 | 4 | 2 | 3 | 1 | 1 | 0
PG&E KERN | Old River | 70 | Wind, Onshore |  |  | 0 | 0 | 0 | 0 | 0 | 0 | 0 | 0 | 0 | 5 | 2 | 5 | 2 |  | 1 | 1 | N/A |  |  |  | N/A | N/A | N/A | N/A | N/A | N/A | N/A | 1 | 1 | 4 | 1 | 2 | 1 | 1 | 0
SDGE | Old Town | 230 | Wind, Onshore |  |  | 0 | 0 | 0 | 0 | 0 | 0 | 0 | 0 | 0 | 3 | 3 | 1 | 1 |  | 1 | 1 | N/A |  |  |  | N/A | N/A | N/A | N/A | N/A | N/A | N/A | 2 | 1 | 3 | 1 | 2 | 1 | 1 | 0
SCE Metro | Olinda | 230 | Wind, Onshore |  |  | 0 | 0 | 0 | 0 | 0 | 0 | 0 | 0 | 0 | 1 | 1 | 1 | 1 |  | 1 | 1 | N/A |  |  |  | N/A | N/A | N/A | N/A | N/A | N/A | N/A | 1 | 1 | 2 | 1 | 2 | 1 | 1 | 0
PG&E FRESNO | Olive | 115 | Wind, Onshore |  |  | 0 | 0 | 0 | 0 | 0 | 0 | 0 | 0 | 0 | 5 | 2 | 5 | 2 | 3 | 1 | 1 | N/A |  |  |  | N/A | N/A | N/A | N/A | N/A | N/A | N/A | 1 | 1 | 4 | 1 | 1 | 1 | 1 | 0
PG&E NGBA | Olivehurst | 115 | Wind, Onshore |  |  | 0 | 0 | 0 | 0 | 0 | 0 | 0 | 0 | 0 | 5 | 2 | 1 | 1 |  | 1 | 1 | N/A |  |  |  | N/A | N/A | N/A | N/A | N/A | N/A | N/A | 2 | 2 | 2 | 1 | 2 | 1 | 1 | 0
PG&E NGBA | Oregon Trail | 60 | Wind, Onshore |  |  | 0 | 0 | 0 | 0 | 0 | 0 | 0 | 0 | 0 | 5 | 2 | 1 | 1 |  | 1 | 1 | N/A |  |  |  | N/A | N/A | N/A | N/A | N/A | N/A | N/A | 2 | 2 | 3 | 2 | 3 | 1 | 1 | 0
SCE Northern | Ormond Beach | 230 | Wind, Onshore |  |  | 0 | 0 | 0 | 0 | 0 | 0 | 0 | 0 | 0 | 5 | 2 | 1 | 1 |  | 1 | 1 | N/A |  |  |  | N/A | N/A | N/A | N/A | N/A | N/A | N/A | 2 | 1 | 1 | 1 | 1 | 1 | 1 | 0
PG&E FRESNO | Oro Loma | 115 | Wind, Onshore |  |  | 0 | 0 | 0 | 0 | 0 | 0 | 0 | 0 | 0 | 5 | 2 | 5 | 2 |  | 1 | 1 | N/A |  |  |  | N/A | N/A | N/A | N/A | N/A | N/A | N/A | 1 | 1 | 4 | 2 | 1 | 1 | 1 | 0
PG&E FRESNO | Oro Loma | 70 | Wind, Onshore |  |  | 0 | 0 | 0 | 0 | 0 | 0 | 0 | 0 | 0 | 5 | 2 | 5 | 2 |  | 1 | 1 | N/A |  |  |  | N/A | N/A | N/A | N/A | N/A | N/A | N/A | 1 | 1 | 4 | 2 | 1 | 1 | 1 | 0
PG&E FRESNO | Orosi | 70 | Wind, Onshore |  |  | 0 | 0 | 0 | 0 | 0 | 0 | 0 | 0 | 0 | 5 | 2 | 5 | 2 |  | 1 | 1 | N/A |  |  |  | N/A | N/A | N/A | N/A | N/A | N/A | N/A | 1 | 1 | 4 | 1 | 1 | 1 | 1 | 0
SDGE | Otay | 69 | Wind, Onshore |  |  | 0 | 0 | 0 | 0 | 0 | 0 | 0 | 0 | 0 | 3 | 3 | 1 | 1 |  | 1 | 1 | N/A |  |  |  | N/A | N/A | N/A | N/A | N/A | N/A | N/A | 2 | 1 | 1 | 1 | 1 | 1 | 1 | 0
SDGE | Otay Mesa | 230 | Wind, Onshore |  |  | 0 | 0 | 0 | 0 | 0 | 0 | 0 | 0 | 0 | 3 | 3 | 1 | 1 |  | 1 | 1 | N/A |  |  |  | N/A | N/A | N/A | N/A | N/A | N/A | N/A | 2 | 1 | 1 | 1 | 3 | 1 | 1 | 0
PG&E FRESNO | Padre Flats SW STA | 230 | Wind, Onshore |  |  | 0 | 0 | 0 | 0 | 0 | 0 | 0 | 0 | 0 | 5 | 2 | 5 | 2 |  | 1 | 1 | N/A |  |  |  | N/A | N/A | N/A | N/A | N/A | N/A | N/A | 1 | 1 | 4 | 2 | 1 | 1 | 1 | 0
EOP | Pahrump | 138 | Wind, Onshore |  |  | 0 | 0 | 0 | 0 | 0 | 0 | 0 | 0 | 0 | 5 | 2 | 1 | 1 |  | 1 | 1 | N/A |  |  |  | N/A | N/A | N/A | N/A | N/A | N/A | N/A | 2 | 2 | 4 | 1 | 3 | 1 | 1 | 0
EOP | Pahrump | 230 | Wind, Onshore |  |  | 0 | 0 | 0 | 0 | 0 | 0 | 0 | 0 | 0 | 5 | 2 | 1 | 1 |  | 1 | 1 | N/A |  |  |  | N/A | N/A | N/A | N/A | N/A | N/A | N/A | 2 | 2 | 4 | 1 | 3 | 1 | 1 | 0
SDGE | Pala | 69 | Wind, Onshore |  |  | 0 | 0 | 0 | 0 | 0 | 0 | 0 | 0 | 0 | 3 | 3 | 1 | 1 |  | 1 | 1 | N/A |  |  |  | N/A | N/A | N/A | N/A | N/A | N/A | N/A | 2 | 1 | 1 | 1 | 3 | 1 | 1 | 0
PG&E NGBA | Palermo | 115 | Wind, Onshore |  |  | 0 | 0 | 0 | 0 | 0 | 0 | 0 | 0 | 0 | 5 | 2 | 1 | 1 | 4 | 1 | 1 | N/A |  |  |  | N/A | N/A | N/A | N/A | N/A | N/A | N/A | 2 | 1 | 2 | 2 | 2 | 1 | 1 | 0
PG&E NGBA | Palermo | 230 | Wind, Onshore |  |  | 0 | 0 | 0 | 0 | 0 | 0 | 0 | 0 | 0 | 5 | 2 | 1 | 1 |  | 1 | 1 | N/A |  |  |  | N/A | N/A | N/A | N/A | N/A | N/A | N/A | 2 | 1 | 2 | 2 | 2 | 1 | 1 | 0
SCE Eastern | Palo Verde | 500 | Wind, Onshore |  |  | 0 | 0 | 0 | 0 | 0 | 0 | 0 | 0 | 0 | 5 | 4 | 4 | 4 |  | 1 | 1 | N/A |  |  |  | N/A | N/A | N/A | N/A | N/A | N/A | N/A | 2 | 1 | 4 | 2 | 3 | 1 | 1 | 0
SDGE | Palomar Energy | 230 | Wind, Onshore |  |  | 0 | 0 | 0 | 0 | 0 | 0 | 0 | 0 | 0 | 3 | 3 | 1 | 1 |  | 1 | 1 | N/A |  |  |  | N/A | N/A | N/A | N/A | N/A | N/A | N/A | 2 | 1 | 2 | 1 | 3 | 1 | 1 | 0
PG&E KERN | Panama | 70 | Wind, Onshore |  |  | 0 | 0 | 0 | 0 | 0 | 0 | 0 | 0 | 0 | 5 | 2 | 5 | 2 |  | 1 | 1 | N/A |  |  |  | N/A | N/A | N/A | N/A | N/A | N/A | N/A | 1 | 1 | 4 | 1 | 1 | 1 | 1 | 0
PG&E FRESNO | Panoche | 115 | Wind, Onshore |  |  | 0 | 0 | 0 | 0 | 0 | 0 | 0 | 0 | 0 | 5 | 2 | 5 | 2 |  | 1 | 1 | N/A |  |  |  | N/A | N/A | N/A | N/A | N/A | N/A | N/A | 1 | 1 | 1 | 2 | 1 | 1 | 1 | 0
PG&E FRESNO | Panoche | 230 | Wind, Onshore |  |  | 0 | 0 | 0 | 0 | 0 | 0 | 0 | 0 | 0 | 5 | 2 | 5 | 2 | 3 | 1 | 1 | N/A |  |  |  | N/A | N/A | N/A | N/A | N/A | N/A | N/A | 1 | 1 | 1 | 2 | 1 | 1 | 1 | 0
SCE Northern | Pardee | 230 | Wind, Onshore |  |  | 0 | 0 | 0 | 0 | 0 | 0 | 0 | 0 | 0 | 5 | 2 | 1 | 1 |  | 1 | 1 | N/A |  |  |  | N/A | N/A | N/A | N/A | N/A | N/A | N/A | 1 | 1 | 3 | 1 | 3 | 1 | 1 | 0
PG&E NGBA | Parkway | 230 | Wind, Onshore |  |  | 0 | 0 | 0 | 0 | 0 | 0 | 0 | 0 | 0 | 5 | 5 | 1 | 1 |  | 1 | 1 | N/A |  |  |  | N/A | N/A | N/A | N/A | N/A | N/A | N/A | 2 | 1 | 4 | 1 | 2 | 1 | 1 | 0
SCE Northern | Pastoria | 230 | Wind, Onshore |  |  | 0 | 0 | 0 | 0 | 0 | 0 | 0 | 0 | 0 | 5 | 2 | 1 | 1 |  | 1 | 1 | N/A |  |  |  | N/A | N/A | N/A | N/A | N/A | N/A | N/A | 1 | 1 | 2 | 1 | 3 | 1 | 1 | 0
SCE Metro | Pauda | 230 | Wind, Onshore |  |  | 0 | 0 | 0 | 0 | 0 | 0 | 0 | 0 | 0 | 1 | 1 | 1 | 1 |  | 1 | 1 | N/A |  |  |  | N/A | N/A | N/A | N/A | N/A | N/A | N/A | 1 | 1 | 2 | 1 | 2 | 1 | 1 | 0
PG&E GBA | Paul Sweet | 115 | Wind, Onshore |  |  | 0 | 0 | 0 | 0 | 0 | 0 | 0 | 0 | 0 | 1 | 1 | 1 | 1 |  | 1 | 1 | N/A |  |  |  | N/A | N/A | N/A | N/A | N/A | N/A | N/A | 2 | 2 | 2 | 2 | 3 | 1 | 1 | 0
PG&E NGBA | Peabody | 230 | Wind, Onshore |  |  | 0 | 0 | 0 | 0 | 0 | 0 | 0 | 0 | 0 | 5 | 5 | 1 | 1 |  | 1 | 1 | N/A |  |  |  | N/A | N/A | N/A | N/A | N/A | N/A | N/A | 2 | 1 | 2 | 1 | 2 | 1 | 1 | 0
PG&E NGBA | Pease | 115 | Wind, Onshore |  |  | 0 | 0 | 0 | 0 | 0 | 0 | 0 | 0 | 0 | 5 | 2 | 1 | 1 |  | 1 | 1 | N/A |  |  |  | N/A | N/A | N/A | N/A | N/A | N/A | N/A | 2 | 2 | 2 | 1 | 2 | 1 | 1 | 0
PG&E NGBA | Pease | 60 | Wind, Onshore |  |  | 0 | 0 | 0 | 0 | 0 | 0 | 0 | 0 | 0 | 5 | 2 | 1 | 1 |  | 1 | 1 | N/A |  |  |  | N/A | N/A | N/A | N/A | N/A | N/A | N/A | 2 | 2 | 2 | 1 | 2 | 1 | 1 | 0
SDGE | Penasquitos | 138 | Wind, Onshore |  |  | 0 | 0 | 0 | 0 | 0 | 0 | 0 | 0 | 0 | 3 | 3 | 1 | 1 |  | 1 | 1 | 1 |  |  |  | 1 | 1 | 1 | 2 | 2 | 1 | 1 | 2 | 1 | 2 | 1 | 3 | 1 | 1 | 0
SDGE | Penasquitos | 230 | Wind, Onshore |  |  | 0 | 0 | 0 | 0 | 0 | 0 | 0 | 0 | 0 | 3 | 3 | 1 | 1 |  | 1 | 1 | N/A |  |  |  | N/A | N/A | N/A | N/A | N/A | N/A | N/A | 2 | 1 | 2 | 1 | 3 | 1 | 1 | 0
SDGE | Penasquitos | 69 | Wind, Onshore |  |  | 0 | 0 | 0 | 0 | 0 | 0 | 0 | 0 | 0 | 3 | 3 | 1 | 1 |  | 4 | 1 | 1 |  |  |  | 1 | 1 | 1 | 2 | 2 | 1 | 1 | 2 | 1 | 2 | 1 | 3 | 1 | 1 | 0
SDGE | Pendleton | 69 | Wind, Onshore |  |  | 0 | 0 | 0 | 0 | 0 | 0 | 0 | 0 | 0 | 3 | 3 | 1 | 1 |  | 1 | 1 | N/A |  |  |  | N/A | N/A | N/A | N/A | N/A | N/A | N/A | 2 | 1 | 4 | 1 | 3 | 1 | 1 | 0
PG&E NGBA | Penngrove | 115 | Wind, Onshore |  |  | 0 | 0 | 0 | 0 | 0 | 0 | 0 | 0 | 0 | 5 | 5 | 1 | 1 |  | 1 | 1 | N/A |  |  |  | N/A | N/A | N/A | N/A | N/A | N/A | N/A | 2 | 1 | 3 | 2 | 2 | 1 | 1 | 0
PG&E GBA | Peoria | 115 | Wind, Onshore |  |  | 0 | 0 | 0 | 0 | 0 | 0 | 0 | 0 | 0 | 5 | 5 | 1 | 1 |  | 2 | 1 | 1 |  |  |  | 1 | 1 | 1 | 1 | 1 | 1 | 1 | 2 | 1 | 4 | 1 | 3 | 1 | 1 | 0
PG&E GBA | Piercy | 115 | Wind, Onshore |  |  | 0 | 0 | 0 | 0 | 0 | 0 | 0 | 0 | 0 | 1 | 1 | 1 | 1 |  | 1 | 1 | N/A |  |  |  | N/A | N/A | N/A | N/A | N/A | N/A | N/A | 2 | 1 | 2 | 2 | 2 | 1 | 1 | 0
PG&E FRESNO | Pine Flat | 230 | Wind, Onshore |  |  | 0 | 0 | 0 | 0 | 0 | 0 | 0 | 0 | 0 | 5 | 2 | 5 | 2 |  | 1 | 1 | N/A |  |  |  | N/A | N/A | N/A | N/A | N/A | N/A | N/A | 1 | 1 | 4 | 2 | 3 | 1 | 1 | 0
SCE NOL | Pisgah | 230 | Wind, Onshore |  |  | 0 | 0 | 0 | 0 | 0 | 0 | 0 | 0 | 0 | 1 | 1 | 1 | 1 | 4 | 1 | 1 | N/A |  |  |  | N/A | N/A | N/A | N/A | N/A | N/A | N/A | 2 | 1 | 4 | 1 | 1 | 1 | 1 | 0
PG&E NGBA | Pit 1 | 230 | Wind, Onshore |  |  | 0 | 0 | 0 | 0 | 0 | 0 | 0 | 0 | 0 | 5 | 2 | 1 | 1 |  | 1 | 1 | N/A |  |  |  | N/A | N/A | N/A | N/A | N/A | N/A | N/A | 2 | 2 | 4 | 2 | 3 | 1 | 1 | 0
PG&E NGBA | Pit 1 | 60 | Wind, Onshore |  |  | 0 | 0 | 0 | 0 | 0 | 0 | 0 | 0 | 0 | 5 | 2 | 1 | 1 |  | 1 | 1 | N/A |  |  |  | N/A | N/A | N/A | N/A | N/A | N/A | N/A | 2 | 2 | 4 | 2 | 3 | 1 | 1 | 0
PG&E NGBA | Pit 3 | 230 | Wind, Onshore |  |  | 0 | 0 | 0 | 0 | 0 | 0 | 0 | 0 | 0 | 5 | 2 | 1 | 1 |  | 1 | 1 | N/A |  |  |  | N/A | N/A | N/A | N/A | N/A | N/A | N/A | 2 | 2 | 4 | 2 | 3 | 1 | 1 | 0
PG&E NGBA | Pit 4 | 230 | Wind, Onshore |  |  | 0 | 0 | 0 | 0 | 0 | 0 | 0 | 0 | 0 | 5 | 2 | 1 | 1 |  | 1 | 1 | N/A |  |  |  | N/A | N/A | N/A | N/A | N/A | N/A | N/A | 2 | 2 | 4 | 2 | 3 | 1 | 1 | 0
PG&E GBA | Pittsburg | 115 | Wind, Onshore |  |  | 0 | 0 | 0 | 0 | 0 | 0 | 0 | 0 | 0 | 5 | 2 | 1 | 1 | 4 | 1 | 1 | N/A |  |  |  | N/A | N/A | N/A | N/A | N/A | N/A | N/A | 2 | 1 | 2 | 1 | 1 | 1 | 1 | 0
PG&E GBA | Pittsburg | 230 | Wind, Onshore |  |  | 0 | 0 | 0 | 0 | 0 | 0 | 0 | 0 | 0 | 5 | 2 | 1 | 1 | 4 | 1 | 1 | N/A |  |  |  | N/A | N/A | N/A | N/A | N/A | N/A | N/A | 2 | 1 | 2 | 1 | 1 | 1 | 1 | 0
PG&E NGBA | Pleasant Grove | 115 | Wind, Onshore |  |  | 0 | 0 | 0 | 0 | 0 | 0 | 0 | 0 | 0 | 5 | 2 | 1 | 1 |  | 1 | 1 | N/A |  |  |  | N/A | N/A | N/A | N/A | N/A | N/A | N/A | 2 | 1 | 2 | 2 | 3 | 1 | 1 | 0
PG&E NGBA | POE | 230 | Wind, Onshore |  |  | 0 | 0 | 0 | 0 | 0 | 0 | 0 | 0 | 0 | 5 | 2 | 1 | 1 |  | 1 | 1 | N/A |  |  |  | N/A | N/A | N/A | N/A | N/A | N/A | N/A | 2 | 1 | 4 | 2 | 3 | 1 | 1 | 0
SDGE | Point Loma | 69 | Wind, Onshore |  |  | 0 | 0 | 0 | 0 | 0 | 0 | 0 | 0 | 0 | 3 | 3 | 1 | 1 |  | 1 | 1 | N/A |  |  |  | N/A | N/A | N/A | N/A | N/A | N/A | N/A | 2 | 1 | 3 | 1 | 2 | 1 | 1 | 0
SDGE | Pomerado | 69 | Wind, Onshore |  |  | 0 | 0 | 0 | 0 | 0 | 0 | 0 | 0 | 0 | 3 | 3 | 1 | 1 |  | 1 | 1 | N/A |  |  |  | N/A | N/A | N/A | N/A | N/A | N/A | N/A | 2 | 1 | 3 | 1 | 3 | 1 | 1 | 0
PG&E KERN | Poso Mountain | 115 | Wind, Onshore |  |  | 0 | 0 | 0 | 0 | 0 | 0 | 0 | 0 | 0 | 5 | 2 | 5 | 2 |  | 1 | 1 | N/A |  |  |  | N/A | N/A | N/A | N/A | N/A | N/A | N/A | 1 | 1 | 3 | 1 | 2 | 1 | 1 | 0
EOP | Primm | 230 | Wind, Onshore |  |  | 0 | 0 | 0 | 0 | 0 | 0 | 0 | 0 | 0 | 5 | 2 | 1 | 1 |  | 1 | 1 | N/A |  |  |  | N/A | N/A | N/A | N/A | N/A | N/A | N/A | 2 | 2 | 4 | 1 | 2 | 1 | 1 | 0
PG&E NGBA | Putah Creek | 115 | Wind, Onshore |  |  | 0 | 0 | 0 | 0 | 0 | 0 | 0 | 0 | 0 | 5 | 5 | 1 | 1 |  | 1 | 1 | N/A |  |  |  | N/A | N/A | N/A | N/A | N/A | N/A | N/A | 2 | 1 | 3 | 2 | 3 | 1 | 1 | 0
SDGE | Q1806 | 138 | Wind, Onshore |  |  | 0 | 0 | 0 | 0 | 0 | 0 | 0 | 0 | 0 | 1 | 1 | 1 | 1 |  | 1 | 1 | N/A |  |  |  | N/A | N/A | N/A | N/A | N/A | N/A | N/A | 1 | 1 | 2 | 1 | 3 | 1 | 1 | 0
PG&E FRESNO | Quinto | 230 | Wind, Onshore |  |  | 0 | 0 | 0 | 0 | 0 | 0 | 0 | 0 | 0 | 5 | 2 | 5 | 2 |  | 1 | 1 | N/A |  |  |  | N/A | N/A | N/A | N/A | N/A | N/A | N/A | 1 | 1 | 4 | 2 | 1 | 1 | 1 | 0
PG&E GBA | Race Track | 115 | Wind, Onshore |  |  | 0 | 0 | 0 | 0 | 0 | 0 | 0 | 0 | 0 | 5 | 5 | 1 | 1 |  | 1 | 1 | N/A |  |  |  | N/A | N/A | N/A | N/A | N/A | N/A | N/A | 2 | 1 | 4 | 1 | 3 | 1 | 1 | 0
SDGE | Rancho Mission Viejo | 138 | Wind, Onshore |  |  | 0 | 0 | 0 | 0 | 0 | 0 | 0 | 0 | 0 | 1 | 1 | 1 | 1 |  | 1 | 1 | N/A |  |  |  | N/A | N/A | N/A | N/A | N/A | N/A | N/A | 1 | 1 | 2 | 1 | 3 | 1 | 1 | 0
PG&E GBA | Rancho Seco | 230 | Wind, Onshore |  |  | 0 | 0 | 0 | 0 | 0 | 0 | 0 | 0 | 0 | 1 | 1 | 1 | 1 |  | 1 | 1 | N/A |  |  |  | N/A | N/A | N/A | N/A | N/A | N/A | N/A | 2 | 1 | 1 | 2 | 3 | 1 | 1 | 0
SCE Metro | Rancho Vista | 230 | Wind, Onshore |  |  | 0 | 0 | 0 | 0 | 0 | 0 | 0 | 0 | 0 | 1 | 1 | 1 | 1 |  | 1 | 1 | N/A |  |  |  | N/A | N/A | N/A | N/A | N/A | N/A | N/A | 1 | 1 | 1 | 1 | 1 | 1 | 1 | 0
SCE Metro | Rancho Vista | 500 | Wind, Onshore |  |  | 0 | 0 | 0 | 0 | 0 | 0 | 0 | 0 | 0 | 1 | 1 | 1 | 1 |  | 1 | 1 | N/A |  |  |  | N/A | N/A | N/A | N/A | N/A | N/A | N/A | 1 | 1 | 1 | 1 | 1 | 1 | 1 | 0
SCE NOL | Ransburg | 115 | Wind, Onshore |  |  | 0 | 0 | 0 | 0 | 0 | 0 | 0 | 0 | 0 | 4 | 3 | 1 | 1 |  | 1 | 1 | N/A |  |  |  | N/A | N/A | N/A | N/A | N/A | N/A | N/A | 2 | 1 | 4 | 1 | 1 | 1 | 1 | 0
PG&E GBA | Ravenswood | 115 | Wind, Onshore |  |  | 0 | 0 | 0 | 0 | 0 | 0 | 0 | 0 | 0 | 5 | 2 | 1 | 1 |  | 1 | 1 | N/A |  |  |  | N/A | N/A | N/A | N/A | N/A | N/A | N/A | 2 | 1 | 2 | 1 | 2 | 1 | 1 | 0
PG&E GBA | Ravenswood | 230 | Wind, Onshore |  |  | 0 | 0 | 0 | 0 | 0 | 0 | 0 | 0 | 0 | 5 | 2 | 1 | 1 |  | 1 | 1 | N/A |  |  |  | N/A | N/A | N/A | N/A | N/A | N/A | N/A | 2 | 1 | 2 | 1 | 2 | 1 | 1 | 0
SCE Northern | Rector | 230 | Wind, Onshore |  |  | 0 | 0 | 0 | 0 | 0 | 0 | 0 | 0 | 0 | 1 | 1 | 1 | 1 |  | 1 | 1 | N/A |  |  |  | N/A | N/A | N/A | N/A | N/A | N/A | N/A | 1 | 1 | 2 | 1 | 2 | 1 | 1 | 0
SCE Eastern | Red Bluff | 230 | Wind, Onshore |  |  | 0 | 0 | 0 | 0 | 0 | 0 | 0 | 0 | 0 | 4 | 4 | 4 | 4 | 1 | 1 | 1 | N/A |  |  |  | N/A | N/A | N/A | N/A | N/A | N/A | N/A | 2 | 2 | 4 | 1 | 3 | 1 | 1 | 0
SCE Eastern | Red Bluff | 500 | Wind, Onshore |  |  | 0 | 0 | 0 | 0 | 0 | 0 | 0 | 0 | 0 | 4 | 4 | 4 | 4 | 5 | 1 | 1 | N/A |  |  |  | N/A | N/A | N/A | N/A | N/A | N/A | N/A | 2 | 2 | 4 | 1 | 3 | 1 | 1 | 0
PG&E NGBA | Redbud | 115 | Wind, Onshore |  |  | 0 | 0 | 0 | 0 | 0 | 0 | 0 | 0 | 0 | 5 | 5 | 1 | 1 |  | 1 | 1 | N/A |  |  |  | N/A | N/A | N/A | N/A | N/A | N/A | N/A | 2 | 2 | 4 | 2 | 3 | 1 | 1 | 0
SCE Metro | Redondo | 230 | Wind, Onshore |  |  | 0 | 0 | 0 | 0 | 0 | 0 | 0 | 0 | 0 | 1 | 1 | 1 | 1 |  | 1 | 1 | N/A |  |  |  | N/A | N/A | N/A | N/A | N/A | N/A | N/A | 1 | 1 | 2 | 1 | 2 | 1 | 1 | 0
PG&E FRESNO | Reedley | 115 | Wind, Onshore |  |  | 0 | 0 | 0 | 0 | 0 | 0 | 0 | 0 | 0 | 5 | 2 | 5 | 2 |  | 1 | 1 | N/A |  |  |  | N/A | N/A | N/A | N/A | N/A | N/A | N/A | 1 | 1 | 4 | 2 | 1 | 1 | 1 | 0
PG&E KERN | Renfro | 115 | Wind, Onshore |  |  | 0 | 0 | 0 | 0 | 0 | 0 | 0 | 0 | 0 | 5 | 2 | 5 | 2 |  | 1 | 1 | N/A |  |  |  | N/A | N/A | N/A | N/A | N/A | N/A | N/A | 1 | 1 | 2 | 1 | 2 | 1 | 1 | 0
PG&E GBA | Richmond R | 115 | Wind, Onshore |  |  | 0 | 0 | 0 | 0 | 0 | 0 | 0 | 0 | 0 | 5 | 2 | 1 | 1 |  | 1 | 1 | N/A |  |  |  | N/A | N/A | N/A | N/A | N/A | N/A | N/A | 2 | 1 | 2 | 1 | 2 | 1 | 1 | 0
PG&E NGBA | Rincon | 115 | Wind, Onshore |  |  | 0 | 0 | 0 | 0 | 0 | 0 | 0 | 0 | 0 | 5 | 5 | 1 | 1 |  | 1 | 1 | N/A |  |  |  | N/A | N/A | N/A | N/A | N/A | N/A | N/A | 2 | 1 | 3 | 2 | 2 | 1 | 1 | 0
PG&E KERN | Rio Bravo | 115 | Wind, Onshore |  |  | 0 | 0 | 0 | 0 | 0 | 0 | 0 | 0 | 0 | 5 | 2 | 5 | 2 | 4 | 1 | 1 | N/A |  |  |  | N/A | N/A | N/A | N/A | N/A | N/A | N/A | 1 | 1 | 2 | 1 | 1 | 1 | 1 | 0
SCE Metro | Rio Hondo | 230 | Wind, Onshore |  |  | 0 | 0 | 0 | 0 | 0 | 0 | 0 | 0 | 0 | 1 | 1 | 1 | 1 | 1 | 1 | 1 | N/A |  |  |  | N/A | N/A | N/A | N/A | N/A | N/A | N/A | 1 | 1 | 4 | 1 | 1 | 1 | 1 | 0
PG&E NGBA | Rio Oso | 115 | Wind, Onshore |  |  | 0 | 0 | 0 | 0 | 0 | 0 | 0 | 0 | 0 | 5 | 2 | 1 | 1 |  | 1 | 1 | N/A |  |  |  | N/A | N/A | N/A | N/A | N/A | N/A | N/A | 2 | 1 | 4 | 1 | 3 | 1 | 1 | 0
PG&E NGBA | Rio Oso | 230 | Wind, Onshore |  |  | 0 | 0 | 0 | 0 | 0 | 0 | 0 | 0 | 0 | 5 | 2 | 1 | 1 |  | 1 | 1 | N/A |  |  |  | N/A | N/A | N/A | N/A | N/A | N/A | N/A | 2 | 1 | 4 | 1 | 3 | 1 | 1 | 0
PG&E GBA | Ripon | 115 | Wind, Onshore |  |  | 0 | 0 | 0 | 0 | 0 | 0 | 0 | 0 | 0 | 5 | 5 | 1 | 1 | 3 | 1 | 1 | N/A |  |  |  | N/A | N/A | N/A | N/A | N/A | N/A | N/A | 1 | 1 | 2 | 2 | 2 | 1 | 1 | 0
PG&E GBA | Riverbank | 115 | Wind, Onshore |  |  | 0 | 0 | 0 | 0 | 0 | 0 | 0 | 0 | 0 | 5 | 5 | 1 | 1 |  | 1 | 1 | N/A |  |  |  | N/A | N/A | N/A | N/A | N/A | N/A | N/A | 1 | 1 | 3 | 2 | 2 | 1 | 1 | 0
SCE NOL | Roadway | 115 | Wind, Onshore |  |  | 0 | 0 | 0 | 0 | 0 | 0 | 0 | 0 | 0 | 1 | 1 | 1 | 1 | 3 | 1 | 1 | N/A |  |  |  | N/A | N/A | N/A | N/A | N/A | N/A | N/A | 2 | 1 | 2 | 1 | 1 | 1 | 1 | 0
PG&E NGBA | Rock Creek 1 | 230 | Wind, Onshore |  |  | 0 | 0 | 0 | 0 | 0 | 0 | 0 | 0 | 0 | 5 | 2 | 1 | 1 |  | 1 | 1 | N/A |  |  |  | N/A | N/A | N/A | N/A | N/A | N/A | N/A | 2 | 2 | 4 | 1 | 3 | 1 | 1 | 0
SCE Northern | Rosamond | 66 | Wind, Onshore |  |  | 0 | 0 | 0 | 0 | 0 | 0 | 0 | 0 | 0 | 1 | 1 | 1 | 1 |  | 1 | 1 | N/A |  |  |  | N/A | N/A | N/A | N/A | N/A | N/A | N/A | 2 | 1 | 4 | 1 | 3 | 1 | 1 | 0
PG&E GBA | Rossmoor | 230 | Wind, Onshore |  |  | 0 | 0 | 0 | 0 | 0 | 0 | 0 | 0 | 0 | 5 | 5 | 1 | 1 |  | 1 | 1 | N/A |  |  |  | N/A | N/A | N/A | N/A | N/A | N/A | N/A | 2 | 1 | 4 | 1 | 3 | 1 | 1 | 0
PG&E NGBA | Round Mountain | 230 | Wind, Onshore |  |  | 0 | 0 | 0 | 0 | 0 | 0 | 0 | 0 | 0 | 5 | 2 | 1 | 1 |  | 1 | 1 | 1 |  |  |  | 5 | 3 | 1 | 1 | 3 | 1 | 1 | 2 | 2 | 4 | 2 | 3 | 1 | 1 | 0
PG&E NGBA | Round Mountain | 500 | Wind, Onshore |  |  | 0 | 0 | 0 | 0 | 0 | 0 | 0 | 0 | 0 | 5 | 2 | 1 | 1 |  | 1 | 1 | N/A |  |  |  | N/A | N/A | N/A | N/A | N/A | N/A | N/A | 2 | 2 | 4 | 2 | 3 | 1 | 1 | 0
PG&E GBA | Salado | 115 | Wind, Onshore |  |  | 0 | 0 | 0 | 0 | 0 | 0 | 0 | 0 | 0 | 1 | 1 | 1 | 1 |  | 1 | 1 | N/A |  |  |  | N/A | N/A | N/A | N/A | N/A | N/A | N/A | 1 | 1 | 4 | 2 | 1 | 1 | 1 | 0
PG&E GBA | Salado | 60 | Wind, Onshore |  |  | 0 | 0 | 0 | 0 | 0 | 0 | 0 | 0 | 0 | 1 | 1 | 1 | 1 |  | 1 | 1 | N/A |  |  |  | N/A | N/A | N/A | N/A | N/A | N/A | N/A | 1 | 1 | 4 | 2 | 1 | 1 | 1 | 0
PG&E GBA | Salinas | 115 | Wind, Onshore |  |  | 0 | 0 | 0 | 0 | 0 | 0 | 0 | 0 | 0 | 1 | 1 | 1 | 1 |  | 1 | 1 | N/A |  |  |  | N/A | N/A | N/A | N/A | N/A | N/A | N/A | 2 | 2 | 3 | 2 | 2 | 1 | 1 | 0
SDGE | Salt Creek | 69 | Wind, Onshore |  |  | 0 | 0 | 0 | 0 | 0 | 0 | 0 | 0 | 0 | 3 | 3 | 1 | 1 |  | 1 | 1 | N/A |  |  |  | N/A | N/A | N/A | N/A | N/A | N/A | N/A | 2 | 1 | 3 | 1 | 2 | 1 | 1 | 0
SCE Eastern | San Bernardino | 230 | Wind, Onshore |  |  | 0 | 0 | 0 | 0 | 0 | 0 | 0 | 0 | 0 | 4 | 2 | 1 | 1 |  | 1 | 1 | N/A |  |  |  | N/A | N/A | N/A | N/A | N/A | N/A | N/A | 1 | 1 | 2 | 1 | 2 | 1 | 1 | 0
PG&E GBA | SAN FRAN A (POTRERO PP) | 115 | Wind, Onshore |  |  | 0 | 0 | 0 | 0 | 0 | 0 | 0 | 0 | 0 | 5 | 2 | 1 | 1 |  | 1 | 1 | N/A |  |  |  | N/A | N/A | N/A | N/A | N/A | N/A | N/A | 2 | 1 | 2 | 1 | 2 | 1 | 1 | 0
PG&E GBA | SAN FRAN A (POTRERO PP) | 230 | Wind, Onshore |  |  | 0 | 0 | 0 | 0 | 0 | 0 | 0 | 0 | 0 | 5 | 2 | 1 | 1 |  | 1 | 1 | N/A |  |  |  | N/A | N/A | N/A | N/A | N/A | N/A | N/A | 2 | 1 | 2 | 1 | 2 | 1 | 1 | 0
PG&E GBA | San Jose A | 115 | Wind, Onshore |  |  | 0 | 0 | 0 | 0 | 0 | 0 | 0 | 0 | 0 | 1 | 1 | 1 | 1 |  | 1 | 1 | N/A |  |  |  | N/A | N/A | N/A | N/A | N/A | N/A | N/A | 2 | 1 | 2 | 2 | 2 | 1 | 1 | 0
PG&E GBA | San Jose B | 115 | Wind, Onshore |  |  | 0 | 0 | 0 | 0 | 0 | 0 | 0 | 0 | 0 | 1 | 1 | 1 | 1 |  | 1 | 1 | N/A |  |  |  | N/A | N/A | N/A | N/A | N/A | N/A | N/A | 2 | 1 | 3 | 2 | 2 | 1 | 1 | 0
PG&E GBA | San Leandro U | 115 | Wind, Onshore |  |  | 0 | 0 | 0 | 0 | 0 | 0 | 0 | 0 | 0 | 5 | 2 | 1 | 1 |  | 1 | 1 | N/A |  |  |  | N/A | N/A | N/A | N/A | N/A | N/A | N/A | 2 | 1 | 3 | 1 | 2 | 1 | 1 | 0
PG&E KERN | San Luis Obispo | 115 | Wind, Onshore |  |  | 0 | 0 | 0 | 0 | 0 | 0 | 0 | 0 | 0 | 5 | 2 | 5 | 2 |  | 1 | 1 | N/A |  |  |  | N/A | N/A | N/A | N/A | N/A | N/A | N/A | 2 | 2 | 4 | 2 | 3 | 1 | 1 | 0
PG&E KERN | San Luis Obispo | 70 | Wind, Onshore |  |  | 0 | 0 | 0 | 0 | 0 | 0 | 0 | 0 | 0 | 5 | 2 | 5 | 2 |  | 1 | 1 | N/A |  |  |  | N/A | N/A | N/A | N/A | N/A | N/A | N/A | 2 | 2 | 4 | 2 | 3 | 1 | 1 | 0
SDGE | San Luis Rey | 230 | Wind, Onshore |  |  | 0 | 0 | 0 | 0 | 0 | 0 | 0 | 0 | 0 | 3 | 3 | 1 | 1 |  | 1 | 1 | N/A |  |  |  | N/A | N/A | N/A | N/A | N/A | N/A | N/A | 2 | 1 | 4 | 1 | 3 | 1 | 1 | 0
SDGE | San Luis Rey | 69 | Wind, Onshore |  |  | 0 | 0 | 0 | 0 | 0 | 0 | 0 | 0 | 0 | 3 | 3 | 1 | 1 |  | 1 | 1 | N/A |  |  |  | N/A | N/A | N/A | N/A | N/A | N/A | N/A | 2 | 1 | 4 | 1 | 3 | 1 | 1 | 0
SDGE | San Marcos | 69 | Wind, Onshore |  |  | 0 | 0 | 0 | 0 | 0 | 0 | 0 | 0 | 0 | 3 | 3 | 1 | 1 |  | 1 | 1 | N/A |  |  |  | N/A | N/A | N/A | N/A | N/A | N/A | N/A | 2 | 1 | 2 | 1 | 3 | 1 | 1 | 0
SCE Metro | San Onofre | 230 | Wind, Onshore |  |  | 0 | 0 | 0 | 0 | 0 | 0 | 0 | 0 | 0 | 1 | 1 | 1 | 1 |  | 1 | 1 | N/A |  |  |  | N/A | N/A | N/A | N/A | N/A | N/A | N/A | 2 | 1 | 4 | 1 | 3 | 1 | 1 | 0
PG&E GBA | San Pablo | 115 | Wind, Onshore |  |  | 0 | 0 | 0 | 0 | 0 | 0 | 0 | 0 | 0 | 5 | 2 | 1 | 1 |  | 1 | 1 | N/A |  |  |  | N/A | N/A | N/A | N/A | N/A | N/A | N/A | 2 | 1 | 2 | 1 | 1 | 1 | 1 | 0
PG&E GBA | San Ramon | 230 | Wind, Onshore |  |  | 0 | 0 | 0 | 0 | 0 | 0 | 0 | 0 | 0 | 5 | 2 | 1 | 1 |  | 1 | 1 | N/A |  |  |  | N/A | N/A | N/A | N/A | N/A | N/A | N/A | 2 | 1 | 2 | 1 | 3 | 1 | 1 | 0
SDGE | San Ysidro | 69 | Wind, Onshore |  |  | 0 | 0 | 0 | 0 | 0 | 0 | 0 | 0 | 0 | 3 | 3 | 1 | 1 |  | 1 | 1 | N/A |  |  |  | N/A | N/A | N/A | N/A | N/A | N/A | N/A | 2 | 1 | 2 | 1 | 2 | 1 | 1 | 0
SCE NOL | Sandlot | 230 | Wind, Onshore |  |  | 0 | 0 | 0 | 0 | 0 | 0 | 0 | 0 | 0 | 4 | 3 | 1 | 1 |  | 1 | 1 | N/A |  |  |  | N/A | N/A | N/A | N/A | N/A | N/A | N/A | 2 | 1 | 4 | 1 | 2 | 1 | 1 | 0
EOP | Sandy | 138 | Wind, Onshore |  |  | 0 | 0 | 0 | 0 | 0 | 0 | 0 | 0 | 0 | 5 | 2 | 1 | 1 |  | 1 | 1 | N/A |  |  |  | N/A | N/A | N/A | N/A | N/A | N/A | N/A | 2 | 2 | 4 | 1 | 3 | 1 | 1 | 0
PG&E FRESNO | Sanger | 115 | Wind, Onshore |  |  | 0 | 0 | 0 | 0 | 0 | 0 | 0 | 0 | 0 | 5 | 2 | 5 | 2 | 3 | 1 | 1 | N/A |  |  |  | N/A | N/A | N/A | N/A | N/A | N/A | N/A | 1 | 1 | 2 | 2 | 2 | 1 | 1 | 0
SCE Northern | Santa Clara | 230 | Wind, Onshore |  |  | 0 | 0 | 0 | 0 | 0 | 0 | 0 | 0 | 0 | 5 | 2 | 1 | 1 |  | 1 | 1 | N/A |  |  |  | N/A | N/A | N/A | N/A | N/A | N/A | N/A | 2 | 1 | 3 | 1 | 2 | 1 | 1 | 0
PG&E NGBA | Santa Rosa A | 115 | Wind, Onshore |  |  | 0 | 0 | 0 | 0 | 0 | 0 | 0 | 0 | 0 | 5 | 5 | 1 | 1 |  | 1 | 1 | N/A |  |  |  | N/A | N/A | N/A | N/A | N/A | N/A | N/A | 2 | 1 | 3 | 2 | 2 | 1 | 1 | 0
PG&E GBA | Santa Teresa | 115 | Wind, Onshore |  |  | 0 | 0 | 0 | 0 | 0 | 0 | 0 | 0 | 0 | 1 | 1 | 1 | 1 | 3 | 1 | 1 | N/A |  |  |  | N/A | N/A | N/A | N/A | N/A | N/A | N/A | 2 | 1 | 2 | 2 | 2 | 1 | 1 | 0
SDGE | Santee | 138 | Wind, Onshore |  |  | 0 | 0 | 0 | 0 | 0 | 0 | 0 | 0 | 0 | 3 | 3 | 1 | 1 |  | 1 | 1 | N/A |  |  |  | N/A | N/A | N/A | N/A | N/A | N/A | N/A | 2 | 1 | 2 | 1 | 2 | 1 | 1 | 0
SCE Metro | Santiago | 230 | Wind, Onshore |  |  | 0 | 0 | 0 | 0 | 0 | 0 | 0 | 0 | 0 | 1 | 1 | 1 | 1 |  | 1 | 1 | N/A |  |  |  | N/A | N/A | N/A | N/A | N/A | N/A | N/A | 1 | 1 | 2 | 1 | 2 | 1 | 1 | 0
PG&E GBA | Saratoga | 230 | Wind, Onshore |  |  | 0 | 0 | 0 | 0 | 0 | 0 | 0 | 0 | 0 | 1 | 1 | 1 | 1 |  | 1 | 1 | N/A |  |  |  | N/A | N/A | N/A | N/A | N/A | N/A | N/A | 2 | 1 | 4 | 2 | 3 | 1 | 1 | 0
SCE Northern | Saugus | 230 | Wind, Onshore |  |  | 0 | 0 | 0 | 0 | 0 | 0 | 0 | 0 | 0 | 5 | 2 | 1 | 1 |  | 1 | 1 | N/A |  |  |  | N/A | N/A | N/A | N/A | N/A | N/A | N/A | 1 | 1 | 3 | 1 | 3 | 1 | 1 | 0
PG&E FRESNO | Schindler | 115 | Wind, Onshore |  |  | 0 | 0 | 0 | 0 | 0 | 0 | 0 | 0 | 0 | 5 | 2 | 5 | 2 | 3 | 1 | 1 | N/A |  |  |  | N/A | N/A | N/A | N/A | N/A | N/A | N/A | 1 | 1 | 4 | 2 | 1 | 1 | 1 | 0
PG&E FRESNO | Schindler | 70 | Wind, Onshore |  |  | 0 | 0 | 0 | 0 | 0 | 0 | 0 | 0 | 0 | 5 | 2 | 5 | 2 |  | 1 | 1 | N/A |  |  |  | N/A | N/A | N/A | N/A | N/A | N/A | N/A | 1 | 1 | 4 | 2 | 1 | 1 | 1 | 0
PG&E GBA | Schulte | 115 | Wind, Onshore |  |  | 0 | 0 | 0 | 0 | 0 | 0 | 0 | 0 | 0 | 5 | 5 | 1 | 1 | 3 | 1 | 1 | N/A |  |  |  | N/A | N/A | N/A | N/A | N/A | N/A | N/A | 1 | 1 | 1 | 2 | 2 | 1 | 1 | 0
SDGE | Scripps | 69 | Wind, Onshore |  |  | 0 | 0 | 0 | 0 | 0 | 0 | 0 | 0 | 0 | 3 | 3 | 1 | 1 |  | 1 | 1 | N/A |  |  |  | N/A | N/A | N/A | N/A | N/A | N/A | N/A | 2 | 1 | 2 | 1 | 3 | 1 | 1 | 0
PG&E KERN | Semitropic | 115 | Wind, Onshore |  |  | 0 | 0 | 0 | 0 | 0 | 0 | 0 | 0 | 0 | 5 | 2 | 5 | 2 |  | 1 | 1 | N/A |  |  |  | N/A | N/A | N/A | N/A | N/A | N/A | N/A | 1 | 1 | 3 | 1 | 1 | 1 | 1 | 0
SCE Metro | Serrano | 230 | Wind, Onshore |  |  | 0 | 0 | 0 | 0 | 0 | 0 | 0 | 0 | 0 | 1 | 1 | 1 | 1 | 5 | 1 | 1 | N/A |  |  |  | N/A | N/A | N/A | N/A | N/A | N/A | N/A | 1 | 1 | 2 | 1 | 2 | 1 | 1 | 0
SCE Metro | Serrano | 500 | Wind, Onshore |  |  | 0 | 0 | 0 | 0 | 0 | 0 | 0 | 0 | 0 | 1 | 1 | 1 | 1 | 5 | 1 | 1 | N/A |  |  |  | N/A | N/A | N/A | N/A | N/A | N/A | N/A | 1 | 1 | 2 | 1 | 2 | 1 | 1 | 0
SDGE | Shadowridge | 138 | Wind, Onshore |  |  | 0 | 0 | 0 | 0 | 0 | 0 | 0 | 0 | 0 | 3 | 3 | 1 | 1 |  | 1 | 1 | N/A |  |  |  | N/A | N/A | N/A | N/A | N/A | N/A | N/A | 2 | 1 | 3 | 1 | 3 | 1 | 1 | 0
PG&E KERN | Shafter | 115 | Wind, Onshore |  |  | 0 | 0 | 0 | 0 | 0 | 0 | 0 | 0 | 0 | 5 | 2 | 5 | 2 |  | 1 | 1 | N/A |  |  |  | N/A | N/A | N/A | N/A | N/A | N/A | N/A | 1 | 1 | 3 | 1 | 1 | 1 | 1 | 0
PG&E NGBA | Silverado | 115 | Wind, Onshore |  |  | 0 | 0 | 0 | 0 | 0 | 0 | 0 | 0 | 0 | 5 | 5 | 1 | 1 |  | 1 | 1 | N/A |  |  |  | N/A | N/A | N/A | N/A | N/A | N/A | N/A | 2 | 1 | 4 | 2 | 3 | 1 | 1 | 0
SDGE | Silvergate | 230 | Wind, Onshore |  |  | 0 | 0 | 0 | 0 | 0 | 0 | 0 | 0 | 0 | 3 | 3 | 1 | 1 |  | 1 | 1 | N/A |  |  |  | N/A | N/A | N/A | N/A | N/A | N/A | N/A | 2 | 1 | 1 | 1 | 1 | 1 | 1 | 0
SDGE | Silvergate | 69 | Wind, Onshore |  |  | 0 | 0 | 0 | 0 | 0 | 0 | 0 | 0 | 0 | 3 | 3 | 1 | 1 |  | 1 | 1 | N/A |  |  |  | N/A | N/A | N/A | N/A | N/A | N/A | N/A | 2 | 1 | 1 | 1 | 1 | 1 | 1 | 0
PG&E KERN | Sisquoc | 115 | Wind, Onshore |  |  | 0 | 0 | 0 | 0 | 0 | 0 | 0 | 0 | 0 | 5 | 2 | 5 | 2 |  | 1 | 1 | N/A |  |  |  | N/A | N/A | N/A | N/A | N/A | N/A | N/A | 2 | 2 | 4 | 1 | 3 | 1 | 1 | 0
EOP | Sloan Canyon | 230 | Wind, Onshore |  |  | 0 | 0 | 0 | 0 | 0 | 0 | 0 | 0 | 0 | 5 | 2 | 1 | 1 |  | 3 | 1 | 1 |  |  |  | 1 | 1 | 1 | 1 | 1 | 1 | 1 | 2 | 2 | 3 | 1 | 3 | 4+ | 4 | 1
EOP | Sloan Canyon | 500 | Wind, Onshore |  |  | 0 | 0 | 0 | 0 | 0 | 0 | 0 | 0 | 0 | 5 | 2 | 1 | 1 |  | 1 | 1 | N/A |  |  |  | N/A | N/A | N/A | N/A | N/A | N/A | N/A | 2 | 2 | 3 | 1 | 3 | 1 | 1 | 0
PG&E KERN | Smyrna | 115 | Wind, Onshore |  |  | 0 | 0 | 0 | 0 | 0 | 0 | 0 | 0 | 0 | 5 | 2 | 5 | 2 |  | 1 | 1 | N/A |  |  |  | N/A | N/A | N/A | N/A | N/A | N/A | N/A | 1 | 1 | 4 | 1 | 1 | 1 | 1 | 0
PG&E GBA | Sobrante | 115 | Wind, Onshore |  |  | 0 | 0 | 0 | 0 | 0 | 0 | 0 | 0 | 0 | 5 | 2 | 1 | 1 |  | 1 | 1 | N/A |  |  |  | N/A | N/A | N/A | N/A | N/A | N/A | N/A | 2 | 1 | 2 | 1 | 3 | 1 | 1 | 0
PG&E GBA | Sobrante | 230 | Wind, Onshore |  |  | 0 | 0 | 0 | 0 | 0 | 0 | 0 | 0 | 0 | 5 | 2 | 1 | 1 |  | 1 | 1 | N/A |  |  |  | N/A | N/A | N/A | N/A | N/A | N/A | N/A | 2 | 1 | 2 | 1 | 3 | 1 | 1 | 0
PG&E KERN | Solar | 230 | Wind, Onshore |  |  | 0 | 0 | 0 | 0 | 0 | 0 | 0 | 0 | 0 | 5 | 2 | 5 | 2 |  | 1 | 1 | N/A |  |  |  | N/A | N/A | N/A | N/A | N/A | N/A | N/A | 2 | 1 | 4 | 2 | 3 | 1 | 1 | 0
PG&E GBA | Soledad | 115 | Wind, Onshore |  |  | 0 | 0 | 0 | 0 | 0 | 0 | 0 | 0 | 0 | 1 | 1 | 1 | 1 |  | 1 | 1 | N/A |  |  |  | N/A | N/A | N/A | N/A | N/A | N/A | N/A | 2 | 2 | 4 | 2 | 3 | 1 | 1 | 0
PG&E GBA | Soledad | 60 | Wind, Onshore |  |  | 0 | 0 | 0 | 0 | 0 | 0 | 0 | 0 | 0 | 1 | 1 | 1 | 1 |  | 1 | 1 | 1 |  |  |  | 2 | 1 | 1 | 1 | 1 | 1 | 1 | 2 | 2 | 4 | 2 | 3 | 1 | 4 | 1
SDGE | Spring Valley | 69 | Wind, Onshore |  |  | 0 | 0 | 0 | 0 | 0 | 0 | 0 | 0 | 0 | 3 | 3 | 1 | 1 |  | 1 | 1 | N/A |  |  |  | N/A | N/A | N/A | N/A | N/A | N/A | N/A | 2 | 1 | 2 | 1 | 2 | 1 | 1 | 0
SCE Northern | Springville | 230 | Wind, Onshore |  |  | 0 | 0 | 0 | 0 | 0 | 0 | 0 | 0 | 0 | 1 | 1 | 1 | 1 | 4 | 1 | 1 | N/A |  |  |  | N/A | N/A | N/A | N/A | N/A | N/A | N/A | 1 | 1 | 4 | 1 | 1 | 1 | 1 | 0
PG&E GBA | Stagg | 230 | Wind, Onshore |  |  | 0 | 0 | 0 | 0 | 0 | 0 | 0 | 0 | 0 | 5 | 2 | 1 | 1 |  | 1 | 1 | N/A |  |  |  | N/A | N/A | N/A | N/A | N/A | N/A | N/A | 1 | 1 | 3 | 2 | 2 | 1 | 1 | 0
PG&E GBA | Standard Oil | 115 | Wind, Onshore |  |  | 0 | 0 | 0 | 0 | 0 | 0 | 0 | 0 | 0 | 5 | 2 | 1 | 1 |  | 1 | 1 | N/A |  |  |  | N/A | N/A | N/A | N/A | N/A | N/A | N/A | 2 | 1 | 1 | 1 | 2 | 1 | 1 | 0
PG&E GBA | Stanislaus | 115 | Wind, Onshore |  |  | 0 | 0 | 0 | 0 | 0 | 0 | 0 | 0 | 0 | 5 | 5 | 1 | 1 |  | 1 | 1 | N/A |  |  |  | N/A | N/A | N/A | N/A | N/A | N/A | N/A | 2 | 1 | 4 | 1 | 3 | 1 | 1 | 0
PG&E KERN | Stockdale | 115 | Wind, Onshore |  |  | 0 | 0 | 0 | 0 | 0 | 0 | 0 | 0 | 0 | 5 | 2 | 5 | 2 |  | 1 | 1 | N/A |  |  |  | N/A | N/A | N/A | N/A | N/A | N/A | N/A | 1 | 1 | 2 | 1 | 2 | 1 | 1 | 0
PG&E KERN | Stockdale | 230 | Wind, Onshore |  |  | 0 | 0 | 0 | 0 | 0 | 0 | 0 | 0 | 0 | 5 | 2 | 5 | 2 |  | 1 | 1 | N/A |  |  |  | N/A | N/A | N/A | N/A | N/A | N/A | N/A | 1 | 1 | 2 | 1 | 2 | 1 | 1 | 0
PG&E GBA | Stockton A | 115 | Wind, Onshore |  |  | 0 | 0 | 0 | 0 | 0 | 0 | 0 | 0 | 0 | 1 | 1 | 1 | 1 |  | 1 | 1 | N/A |  |  |  | N/A | N/A | N/A | N/A | N/A | N/A | N/A | 1 | 1 | 3 | 2 | 1 | 1 | 1 | 0
PG&E GBA | Stone | 115 | Wind, Onshore |  |  | 0 | 0 | 0 | 0 | 0 | 0 | 0 | 0 | 0 | 1 | 1 | 1 | 1 |  | 1 | 1 | N/A |  |  |  | N/A | N/A | N/A | N/A | N/A | N/A | N/A | 2 | 1 | 3 | 2 | 2 | 1 | 1 | 0
PG&E FRESNO | Storey | 230 | Wind, Onshore |  |  | 0 | 0 | 0 | 0 | 0 | 0 | 0 | 0 | 0 | 5 | 2 | 5 | 2 |  | 1 | 1 | N/A |  |  |  | N/A | N/A | N/A | N/A | N/A | N/A | N/A | 1 | 1 | 4 | 2 | 1 | 1 | 1 | 0
PG&E NGBA | Summit | 115 | Wind, Onshore |  |  | 0 | 0 | 0 | 0 | 0 | 0 | 0 | 0 | 0 | 5 | 2 | 1 | 1 |  | 3 | 1 | 1 |  |  |  | 2 | 1 | 1 | 1 | 2 | 2 | 1 | 2 | 1 | 4 | 2 | 3 | 1 | 1 | 0
SDGE | Suncrest | 230 | Wind, Onshore |  |  | 0 | 0 | 0 | 0 | 0 | 0 | 0 | 0 | 0 | 3 | 3 | 1 | 1 |  | 1 | 1 | N/A |  |  |  | N/A | N/A | N/A | N/A | N/A | N/A | N/A | 2 | 1 | 4 | 1 | 3 | 1 | 1 | 0
SDGE | Suncrest | 500 | Wind, Onshore |  |  | 0 | 0 | 0 | 0 | 0 | 0 | 0 | 0 | 0 | 3 | 3 | 1 | 1 |  | 1 | 1 | N/A |  |  |  | N/A | N/A | N/A | N/A | N/A | N/A | N/A | 2 | 1 | 4 | 1 | 3 | 1 | 1 | 0
PG&E KERN | Sunrise | 230 | Wind, Onshore |  |  | 0 | 0 | 0 | 0 | 0 | 0 | 0 | 0 | 0 | 5 | 2 | 5 | 2 |  | 1 | 1 | N/A |  |  |  | N/A | N/A | N/A | N/A | N/A | N/A | N/A | 1 | 1 | 1 | 1 | 1 | 1 | 1 | 0
PG&E KERN | Sunset | 230 | Wind, Onshore |  |  | 0 | 0 | 0 | 0 | 0 | 0 | 0 | 0 | 0 | 5 | 2 | 5 | 2 |  | 1 | 1 | N/A |  |  |  | N/A | N/A | N/A | N/A | N/A | N/A | N/A | 1 | 1 | 1 | 1 | 1 | 1 | 1 | 0
PG&E GBA | Swift | 115 | Wind, Onshore |  |  | 0 | 0 | 0 | 0 | 0 | 0 | 0 | 0 | 0 | 1 | 1 | 1 | 1 |  | 1 | 1 | N/A |  |  |  | N/A | N/A | N/A | N/A | N/A | N/A | N/A | 2 | 1 | 2 | 2 | 2 | 1 | 1 | 0
SDGE | Sycamore Canyon | 138 | Wind, Onshore |  |  | 0 | 0 | 0 | 0 | 0 | 0 | 0 | 0 | 0 | 3 | 3 | 1 | 1 | 3 | 1 | 1 | N/A |  |  |  | N/A | N/A | N/A | N/A | N/A | N/A | N/A | 2 | 1 | 4 | 1 | 3 | 1 | 1 | 0
SDGE | Sycamore Canyon | 230 | Wind, Onshore |  |  | 0 | 0 | 0 | 0 | 0 | 0 | 0 | 0 | 0 | 3 | 3 | 1 | 1 |  | 1 | 1 | N/A |  |  |  | N/A | N/A | N/A | N/A | N/A | N/A | N/A | 2 | 1 | 4 | 1 | 3 | 1 | 1 | 0
SDGE | Sycamore Canyon | 69 | Wind, Onshore |  |  | 0 | 0 | 0 | 0 | 0 | 0 | 0 | 0 | 0 | 3 | 3 | 1 | 1 |  | 1 | 1 | N/A |  |  |  | N/A | N/A | N/A | N/A | N/A | N/A | N/A | 2 | 1 | 4 | 1 | 3 | 1 | 1 | 0
SCE Northern | Sylmar | 230 | Wind, Onshore |  |  | 0 | 0 | 0 | 0 | 0 | 0 | 0 | 0 | 0 | 5 | 2 | 1 | 1 |  | 1 | 1 | N/A |  |  |  | N/A | N/A | N/A | N/A | N/A | N/A | N/A | 1 | 1 | 2 | 1 | 1 | 1 | 1 | 0
PG&E NGBA | Table Mountain | 115 | Wind, Onshore |  |  | 0 | 0 | 0 | 0 | 0 | 0 | 0 | 0 | 0 | 5 | 2 | 1 | 1 |  | 1 | 1 | N/A |  |  |  | N/A | N/A | N/A | N/A | N/A | N/A | N/A | 2 | 1 | 3 | 2 | 1 | 1 | 1 | 0
PG&E NGBA | Table Mountain | 230 | Wind, Onshore |  |  | 0 | 0 | 0 | 0 | 0 | 0 | 0 | 0 | 0 | 5 | 2 | 1 | 1 |  | 1 | 1 | 1 |  |  |  | 1 | 1 | 1 | 1 | 1 | 1 | 1 | 2 | 1 | 3 | 2 | 1 | 1 | 4 | 1
PG&E NGBA | Table Mountain | 500 | Wind, Onshore |  |  | 0 | 0 | 0 | 0 | 0 | 0 | 0 | 0 | 0 | 5 | 2 | 1 | 1 |  | 1 | 1 | N/A |  |  |  | N/A | N/A | N/A | N/A | N/A | N/A | N/A | 2 | 1 | 3 | 2 | 1 | 1 | 1 | 0
PG&E NGBA | Table Mountain | 60 | Wind, Onshore |  |  | 0 | 0 | 0 | 0 | 0 | 0 | 0 | 0 | 0 | 5 | 2 | 1 | 1 |  | 1 | 1 | N/A |  |  |  | N/A | N/A | N/A | N/A | N/A | N/A | N/A | 2 | 1 | 3 | 2 | 1 | 1 | 1 | 0
PG&E KERN | Taft | 115 | Wind, Onshore |  |  | 0 | 0 | 0 | 0 | 0 | 0 | 0 | 0 | 0 | 5 | 2 | 5 | 2 |  | 1 | 1 | N/A |  |  |  | N/A | N/A | N/A | N/A | N/A | N/A | N/A | 1 | 1 | 2 | 1 | 2 | 1 | 1 | 0
SDGE | Talega | 138 | Wind, Onshore |  |  | 0 | 0 | 0 | 0 | 0 | 0 | 0 | 0 | 0 | 1 | 1 | 1 | 1 | 3 | 1 | 1 | N/A |  |  |  | N/A | N/A | N/A | N/A | N/A | N/A | N/A | 2 | 1 | 3 | 1 | 3 | 1 | 1 | 0
SDGE | Talega | 230 | Wind, Onshore |  |  | 0 | 0 | 0 | 0 | 0 | 0 | 0 | 0 | 0 | 1 | 1 | 1 | 1 |  | 1 | 1 | N/A |  |  |  | N/A | N/A | N/A | N/A | N/A | N/A | N/A | 2 | 1 | 3 | 1 | 3 | 1 | 1 | 0
PG&E GBA | Tassajara | 230 | Wind, Onshore |  |  | 0 | 0 | 0 | 0 | 0 | 0 | 0 | 0 | 0 | 5 | 2 | 1 | 1 |  | 1 | 1 | N/A |  |  |  | N/A | N/A | N/A | N/A | N/A | N/A | N/A | 2 | 1 | 3 | 1 | 3 | 1 | 1 | 0
PG&E KERN | Tejon | 70 | Wind, Onshore |  |  | 0 | 0 | 0 | 0 | 0 | 0 | 0 | 0 | 0 | 5 | 2 | 5 | 2 |  | 1 | 1 | N/A |  |  |  | N/A | N/A | N/A | N/A | N/A | N/A | N/A | 1 | 1 | 3 | 1 | 1 | 1 | 1 | 0
SDGE | Telegraph Canyon | 138 | Wind, Onshore |  |  | 0 | 0 | 0 | 0 | 0 | 0 | 0 | 0 | 0 | 3 | 3 | 1 | 1 |  | 1 | 1 | N/A |  |  |  | N/A | N/A | N/A | N/A | N/A | N/A | N/A | 2 | 1 | 2 | 1 | 2 | 1 | 1 | 0
PG&E KERN | Temblor | 115 | Wind, Onshore |  |  | 0 | 0 | 0 | 0 | 0 | 0 | 0 | 0 | 0 | 5 | 2 | 5 | 2 |  | 1 | 1 | N/A |  |  |  | N/A | N/A | N/A | N/A | N/A | N/A | N/A | 1 | 1 | 2 | 1 | 1 | 1 | 1 | 0
PG&E KERN | Templeton | 230 | Wind, Onshore |  |  | 0 | 0 | 0 | 0 | 0 | 0 | 0 | 0 | 0 | 5 | 2 | 5 | 2 |  | 1 | 1 | 1 |  |  |  | 5 | 3 | 1 | 1 | 3 | 2 | 1 | 2 | 2 | 4 | 2 | 3 | 1 | 4 | 1
PG&E KERN | Templeton | 70 | Wind, Onshore |  |  | 0 | 0 | 0 | 0 | 0 | 0 | 0 | 0 | 0 | 5 | 2 | 5 | 2 |  | 1 | 1 | N/A |  |  |  | N/A | N/A | N/A | N/A | N/A | N/A | N/A | 2 | 2 | 4 | 2 | 3 | 1 | 1 | 0
PG&E GBA | Tesla | 115 | Wind, Onshore |  |  | 0 | 0 | 0 | 0 | 0 | 0 | 0 | 0 | 0 | 1 | 1 | 1 | 1 |  | 1 | 1 | N/A |  |  |  | N/A | N/A | N/A | N/A | N/A | N/A | N/A | 2 | 1 | 2 | 1 | 2 | 1 | 1 | 0
PG&E GBA | Tesla | 230 | Wind, Onshore |  |  | 0 | 0 | 0 | 0 | 0 | 0 | 0 | 0 | 0 | 5 | 2 | 1 | 1 | 4 | 2 | 1 | 1 |  |  |  | 5 | 4 | 3 | 4 | 5 | 1 | 1 | 2 | 1 | 2 | 1 | 2 | 4+ | 4 | 1
PG&E GBA | Tesla | 500 | Wind, Onshore |  |  | 0 | 0 | 0 | 0 | 0 | 0 | 0 | 0 | 0 | 1 | 1 | 1 | 1 | 5 | 2 | 1 | 1 |  |  |  | 5 | 4 | 3 | 4 | 5 | 1 | 1 | 2 | 1 | 2 | 1 | 2 | 4+ | 4 | 1
PG&E KERN | Tevis | 115 | Wind, Onshore |  |  | 0 | 0 | 0 | 0 | 0 | 0 | 0 | 0 | 0 | 5 | 2 | 5 | 2 | 4 | 1 | 1 | N/A |  |  |  | N/A | N/A | N/A | N/A | N/A | N/A | N/A | 1 | 1 | 2 | 1 | 2 | 1 | 1 | 0
EOP | Thousandaire | 138 | Wind, Onshore |  |  | 0 | 0 | 0 | 0 | 0 | 0 | 0 | 0 | 0 | 5 | 2 | 1 | 1 |  | 1 | 1 | N/A |  |  |  | N/A | N/A | N/A | N/A | N/A | N/A | N/A | 2 | 2 | 4 | 1 | 3 | 1 | 1 | 0
PG&E KERN | Topaz | 230 | Wind, Onshore |  |  | 0 | 0 | 0 | 0 | 0 | 0 | 0 | 0 | 0 | 5 | 2 | 5 | 2 |  | 1 | 1 | N/A |  |  |  | N/A | N/A | N/A | N/A | N/A | N/A | N/A | 1 | 1 | 3 | 1 | 2 | 1 | 1 | 0
SCE NOL | Tortilla | 115 | Wind, Onshore |  |  | 0 | 0 | 0 | 0 | 0 | 0 | 0 | 0 | 0 | 4 | 3 | 1 | 1 |  | 1 | 1 | N/A |  |  |  | N/A | N/A | N/A | N/A | N/A | N/A | N/A | 2 | 1 | 4 | 1 | 2 | 1 | 1 | 0
SDGE | Trabuco | 138 | Wind, Onshore |  |  | 0 | 0 | 0 | 0 | 0 | 0 | 0 | 0 | 0 | 1 | 1 | 1 | 1 |  | 1 | 1 | N/A |  |  |  | N/A | N/A | N/A | N/A | N/A | N/A | N/A | 1 | 1 | 1 | 1 | 2 | 1 | 1 | 0
PG&E GBA | Tracy | 115 | Wind, Onshore |  |  | 0 | 0 | 0 | 0 | 0 | 0 | 0 | 0 | 0 | 1 | 1 | 1 | 1 |  | 1 | 1 | N/A |  |  |  | N/A | N/A | N/A | N/A | N/A | N/A | N/A | 2 | 1 | 3 | 1 | 2 | 1 | 1 | 0
PG&E FRESNO | Tranquility | 230 | Wind, Onshore |  |  | 0 | 0 | 0 | 0 | 0 | 0 | 0 | 0 | 0 | 5 | 2 | 5 | 2 | 3 | 1 | 1 | N/A |  |  |  | N/A | N/A | N/A | N/A | N/A | N/A | N/A | 1 | 1 | 4 | 2 | 1 | 1 | 1 | 0
PG&E GBA | Trimble | 115 | Wind, Onshore |  |  | 0 | 0 | 0 | 0 | 0 | 0 | 0 | 0 | 0 | 1 | 1 | 1 | 1 |  | 1 | 1 | N/A |  |  |  | N/A | N/A | N/A | N/A | N/A | N/A | N/A | 2 | 1 | 3 | 2 | 2 | 1 | 1 | 0
EOP | Trout Canyon | 230 | Wind, Onshore |  |  | 0 | 0 | 0 | 0 | 0 | 0 | 0 | 0 | 0 | 5 | 2 | 1 | 1 |  | 3 | 1 | 1 |  |  |  | 1 | 1 | 1 | 1 | 1 | 3 | 1 | 2 | 2 | 4 | 1 | 3 | 1 | 1 | 0
EOP | Trout Canyon | 500 | Wind, Onshore |  |  | 0 | 0 | 0 | 0 | 0 | 0 | 0 | 0 | 0 | 5 | 2 | 1 | 1 |  | 1 | 1 | N/A |  |  |  | N/A | N/A | N/A | N/A | N/A | N/A | N/A | 2 | 2 | 4 | 1 | 3 | 1 | 1 | 0
PG&E NGBA | Tulucay | 230 | Wind, Onshore |  |  | 0 | 0 | 0 | 0 | 0 | 0 | 0 | 0 | 0 | 5 | 5 | 1 | 1 |  | 1 | 1 | N/A |  |  |  | N/A | N/A | N/A | N/A | N/A | N/A | N/A | 2 | 1 | 3 | 2 | 3 | 1 | 1 | 0
PG&E NGBA | Tulucay | 60 | Wind, Onshore |  |  | 0 | 0 | 0 | 0 | 0 | 0 | 0 | 0 | 0 | 5 | 5 | 1 | 1 |  | 1 | 1 | N/A |  |  |  | N/A | N/A | N/A | N/A | N/A | N/A | N/A | 2 | 1 | 3 | 2 | 3 | 1 | 1 | 0
PG&E KERN | Tupman | 115 | Wind, Onshore |  |  | 0 | 0 | 0 | 0 | 0 | 0 | 0 | 0 | 0 | 5 | 2 | 5 | 2 |  | 1 | 1 | N/A |  |  |  | N/A | N/A | N/A | N/A | N/A | N/A | N/A | 1 | 1 | 2 | 1 | 1 | 1 | 1 | 0
PG&E NGBA | Ukiah | 115 | Wind, Onshore |  |  | 0 | 0 | 0 | 0 | 0 | 0 | 0 | 0 | 0 | 5 | 5 | 1 | 1 |  | 1 | 1 | N/A |  |  |  | N/A | N/A | N/A | N/A | N/A | N/A | N/A | 2 | 2 | 4 | 2 | 3 | 1 | 1 | 0
PG&E KERN | Union (Estrella) | 70 | Wind, Onshore |  |  | 0 | 0 | 0 | 0 | 0 | 0 | 0 | 0 | 0 | 5 | 2 | 5 | 2 |  | 1 | 1 | N/A |  |  |  | N/A | N/A | N/A | N/A | N/A | N/A | N/A | 2 | 2 | 4 | 2 | 3 | 1 | 1 | 0
PG&E NGBA | Vaca Dixon | 115 | Wind, Onshore |  |  | 0 | 0 | 0 | 0 | 0 | 0 | 0 | 0 | 0 | 5 | 5 | 1 | 1 | 4 | 1 | 1 | N/A |  |  |  | N/A | N/A | N/A | N/A | N/A | N/A | N/A | 2 | 1 | 1 | 1 | 3 | 1 | 1 | 0
PG&E NGBA | Vaca Dixon | 230 | Wind, Onshore |  |  | 0 | 0 | 0 | 0 | 0 | 0 | 0 | 0 | 0 | 5 | 5 | 1 | 1 |  | 1 | 1 | N/A |  |  |  | N/A | N/A | N/A | N/A | N/A | N/A | N/A | 2 | 1 | 1 | 1 | 3 | 1 | 1 | 0
PG&E NGBA | Vaca Dixon | 500 | Wind, Onshore |  |  | 0 | 0 | 0 | 0 | 0 | 0 | 0 | 0 | 0 | 5 | 5 | 1 | 1 |  | 1 | 1 | N/A |  |  |  | N/A | N/A | N/A | N/A | N/A | N/A | N/A | 2 | 1 | 1 | 1 | 3 | 1 | 1 | 0
PG&E NGBA | Vaca Dixon | 60 | Wind, Onshore |  |  | 0 | 0 | 0 | 0 | 0 | 0 | 0 | 0 | 0 | 5 | 5 | 1 | 1 |  | 1 | 1 | N/A |  |  |  | N/A | N/A | N/A | N/A | N/A | N/A | N/A | 2 | 1 | 1 | 1 | 3 | 1 | 1 | 0
SCE Eastern | Valley (SCE) | 500 | Wind, Onshore |  |  | 0 | 0 | 0 | 0 | 0 | 0 | 0 | 0 | 0 | 4 | 2 | 1 | 1 |  | 1 | 1 | N/A |  |  |  | N/A | N/A | N/A | N/A | N/A | N/A | N/A | 1 | 1 | 2 | 1 | 2 | 1 | 1 | 0
EOP | Valley (VEA) | 138 | Wind, Onshore |  |  | 0 | 0 | 0 | 0 | 0 | 0 | 0 | 0 | 0 | 5 | 2 | 1 | 1 |  | 1 | 1 | N/A |  |  |  | N/A | N/A | N/A | N/A | N/A | N/A | N/A | 2 | 2 | 4 | 1 | 3 | 1 | 1 | 0
SDGE | Valley Center | 69 | Wind, Onshore |  |  | 0 | 0 | 0 | 0 | 0 | 0 | 0 | 0 | 0 | 3 | 3 | 1 | 1 |  | 1 | 1 | N/A |  |  |  | N/A | N/A | N/A | N/A | N/A | N/A | N/A | 2 | 1 | 4 | 1 | 3 | 1 | 1 | 0
PG&E GBA | Valley Home | 115 | Wind, Onshore |  |  | 0 | 0 | 0 | 0 | 0 | 0 | 0 | 0 | 0 | 1 | 1 | 1 | 1 |  | 1 | 1 | N/A |  |  |  | N/A | N/A | N/A | N/A | N/A | N/A | N/A | 1 | 1 | 4 | 2 | 1 | 1 | 1 | 0
PG&E GBA | Valley Springs | 230 | Wind, Onshore |  |  | 0 | 0 | 0 | 0 | 0 | 0 | 0 | 0 | 0 | 1 | 1 | 1 | 1 |  | 1 | 1 | N/A |  |  |  | N/A | N/A | N/A | N/A | N/A | N/A | N/A | 2 | 1 | 4 | 1 | 3 | 1 | 1 | 0
PG&E GBA | Valley Springs | 60 | Wind, Onshore |  |  | 0 | 0 | 0 | 0 | 0 | 0 | 0 | 0 | 0 | 1 | 1 | 1 | 1 |  | 1 | 1 | N/A |  |  |  | N/A | N/A | N/A | N/A | N/A | N/A | N/A | 2 | 1 | 4 | 1 | 3 | 1 | 1 | 0
EOP | Valley Switch | 138 | Wind, Onshore |  |  | 0 | 0 | 0 | 0 | 0 | 0 | 0 | 0 | 0 | 5 | 2 | 1 | 1 |  | 1 | 1 | N/A |  |  |  | N/A | N/A | N/A | N/A | N/A | N/A | N/A | 2 | 2 | 4 | 1 | 3 | 1 | 1 | 0
EOP | Valley Switch | 230 | Wind, Onshore |  |  | 0 | 0 | 0 | 0 | 0 | 0 | 0 | 0 | 0 | 5 | 2 | 1 | 1 |  | 1 | 1 | N/A |  |  |  | N/A | N/A | N/A | N/A | N/A | N/A | N/A | 2 | 2 | 4 | 1 | 3 | 1 | 1 | 0
PG&E GBA | Vasco | 230 | Wind, Onshore |  |  | 0 | 0 | 0 | 0 | 0 | 0 | 0 | 0 | 0 | 5 | 5 | 1 | 1 |  | 1 | 1 | N/A |  |  |  | N/A | N/A | N/A | N/A | N/A | N/A | N/A | 2 | 1 | 3 | 1 | 3 | 1 | 1 | 0
PG&E GBA | Vasona | 230 | Wind, Onshore |  |  | 0 | 0 | 0 | 0 | 0 | 0 | 0 | 0 | 0 | 1 | 1 | 1 | 1 |  | 1 | 1 | N/A |  |  |  | N/A | N/A | N/A | N/A | N/A | N/A | N/A | 2 | 1 | 4 | 2 | 3 | 1 | 1 | 0
SCE Northern | Vestal | 230 | Wind, Onshore |  |  | 0 | 0 | 0 | 0 | 0 | 0 | 0 | 0 | 0 | 1 | 1 | 1 | 1 |  | 1 | 1 | N/A |  |  |  | N/A | N/A | N/A | N/A | N/A | N/A | N/A | 1 | 1 | 4 | 1 | 1 | 1 | 1 | 0
SCE Northern | Vestal | 66 | Wind, Onshore |  |  | 0 | 0 | 0 | 0 | 0 | 0 | 0 | 0 | 0 | 1 | 1 | 1 | 1 |  | 1 | 1 | N/A |  |  |  | N/A | N/A | N/A | N/A | N/A | N/A | N/A | 1 | 1 | 4 | 1 | 1 | 1 | 1 | 0
SCE NOL | Victor | 115 | Wind, Onshore |  |  | 0 | 0 | 0 | 0 | 0 | 0 | 0 | 0 | 0 | 1 | 1 | 1 | 1 | 3 | 1 | 1 | N/A |  |  |  | N/A | N/A | N/A | N/A | N/A | N/A | N/A | 2 | 1 | 3 | 1 | 2 | 1 | 1 | 0
SCE NOL | Victor | 230 | Wind, Onshore |  |  | 0 | 0 | 0 | 0 | 0 | 0 | 0 | 0 | 0 | 1 | 1 | 1 | 1 | 4 | 1 | 1 | N/A |  |  |  | N/A | N/A | N/A | N/A | N/A | N/A | N/A | 2 | 1 | 3 | 1 | 2 | 1 | 1 | 0
SCE Metro | Viejo | 230 | Wind, Onshore |  |  | 0 | 0 | 0 | 0 | 0 | 0 | 0 | 0 | 0 | 1 | 1 | 1 | 1 |  | 1 | 1 | N/A |  |  |  | N/A | N/A | N/A | N/A | N/A | N/A | N/A | 1 | 1 | 3 | 1 | 2 | 1 | 1 | 0
PG&E GBA | Vierra | 115 | Wind, Onshore |  |  | 0 | 0 | 0 | 0 | 0 | 0 | 0 | 0 | 0 | 5 | 5 | 1 | 1 |  | 1 | 1 | N/A |  |  |  | N/A | N/A | N/A | N/A | N/A | N/A | N/A | 1 | 1 | 1 | 2 | 1 | 1 | 1 | 0
SCE Metro | Villa Park | 230 | Wind, Onshore |  |  | 0 | 0 | 0 | 0 | 0 | 0 | 0 | 0 | 0 | 1 | 1 | 1 | 1 |  | 1 | 1 | N/A |  |  |  | N/A | N/A | N/A | N/A | N/A | N/A | N/A | 1 | 1 | 2 | 1 | 2 | 1 | 1 | 0
SCE Northern | Vincent | 230 | Wind, Onshore |  |  | 0 | 0 | 0 | 0 | 0 | 0 | 0 | 0 | 0 | 1 | 1 | 1 | 1 | 4 | 1 | 1 | N/A |  |  |  | N/A | N/A | N/A | N/A | N/A | N/A | N/A | 2 | 1 | 4 | 1 | 3 | 1 | 1 | 0
SCE Northern | Vincent | 500 | Wind, Onshore |  |  | 0 | 0 | 0 | 0 | 0 | 0 | 0 | 0 | 0 | 1 | 1 | 1 | 1 | 5 | 1 | 1 | N/A |  |  |  | N/A | N/A | N/A | N/A | N/A | N/A | N/A | 2 | 1 | 4 | 1 | 3 | 1 | 1 | 0
PG&E GBA | Vineyard | 230 | Wind, Onshore |  |  | 0 | 0 | 0 | 0 | 0 | 0 | 0 | 0 | 0 | 5 | 5 | 1 | 1 |  | 1 | 1 | N/A |  |  |  | N/A | N/A | N/A | N/A | N/A | N/A | N/A | 2 | 1 | 2 | 1 | 3 | 1 | 1 | 0
SDGE | Vineyard | 69 | Wind, Onshore |  |  | 0 | 0 | 0 | 0 | 0 | 0 | 0 | 0 | 0 | 3 | 3 | 1 | 1 |  | 1 | 1 | N/A |  |  |  | N/A | N/A | N/A | N/A | N/A | N/A | N/A | 2 | 1 | 2 | 1 | 3 | 1 | 1 | 0
SCE Eastern | Vista (SCE) | 230 | Wind, Onshore |  |  | 0 | 0 | 0 | 0 | 0 | 0 | 0 | 0 | 0 | 4 | 2 | 1 | 1 |  | 1 | 1 | N/A |  |  |  | N/A | N/A | N/A | N/A | N/A | N/A | N/A | 1 | 1 | 2 | 1 | 1 | 1 | 1 | 0
EOP | Vista (VEA) | 138 | Wind, Onshore |  |  | 0 | 0 | 0 | 0 | 0 | 0 | 0 | 0 | 0 | 5 | 2 | 1 | 1 |  | 1 | 1 | N/A |  |  |  | N/A | N/A | N/A | N/A | N/A | N/A | N/A | 2 | 2 | 4 | 1 | 3 | 1 | 1 | 0
EOP | Vista (VEA) | 230 | Wind, Onshore |  |  | 0 | 0 | 0 | 0 | 0 | 0 | 0 | 0 | 0 | 5 | 2 | 1 | 1 |  | 1 | 1 | N/A |  |  |  | N/A | N/A | N/A | N/A | N/A | N/A | N/A | 2 | 2 | 4 | 1 | 3 | 1 | 1 | 0
PG&E FRESNO | Wahtoke | 115 | Wind, Onshore |  |  | 0 | 0 | 0 | 0 | 0 | 0 | 0 | 0 | 0 | 5 | 2 | 5 | 2 |  | 1 | 1 | N/A |  |  |  | N/A | N/A | N/A | N/A | N/A | N/A | N/A | 1 | 1 | 3 | 2 | 1 | 1 | 1 | 0
SCE Northern | Wakefield | 66 | Wind, Onshore |  |  | 0 | 0 | 0 | 0 | 0 | 0 | 0 | 0 | 0 | 5 | 2 | 1 | 1 |  | 1 | 1 | N/A |  |  |  | N/A | N/A | N/A | N/A | N/A | N/A | N/A | 2 | 1 | 4 | 1 | 3 | 1 | 1 | 0
SCE Metro | Walnut | 230 | Wind, Onshore |  |  | 0 | 0 | 0 | 0 | 0 | 0 | 0 | 0 | 0 | 1 | 1 | 1 | 1 |  | 1 | 1 | N/A |  |  |  | N/A | N/A | N/A | N/A | N/A | N/A | N/A | 1 | 1 | 1 | 1 | 1 | 1 | 1 | 0
SCE Northern | Warne | 230 | Wind, Onshore |  |  | 0 | 0 | 0 | 0 | 0 | 0 | 0 | 0 | 0 | 5 | 2 | 1 | 1 |  | 1 | 1 | N/A |  |  |  | N/A | N/A | N/A | N/A | N/A | N/A | N/A | 1 | 1 | 4 | 1 | 3 | 1 | 1 | 0
PG&E GBA | Warnerville | 230 | Wind, Onshore |  |  | 0 | 0 | 0 | 0 | 0 | 0 | 0 | 0 | 0 | 5 | 2 | 5 | 2 |  | 1 | 1 | N/A |  |  |  | N/A | N/A | N/A | N/A | N/A | N/A | N/A | 1 | 1 | 3 | 2 | 2 | 1 | 1 | 0
PG&E FRESNO | Waukena | 115 | Wind, Onshore |  |  | 0 | 0 | 0 | 0 | 0 | 0 | 0 | 0 | 0 | 5 | 2 | 5 | 2 |  | 1 | 1 | N/A |  |  |  | N/A | N/A | N/A | N/A | N/A | N/A | N/A | 1 | 1 | 4 | 2 | 1 | 1 | 1 | 0
PG&E GBA | Weber | 230 | Wind, Onshore |  |  | 0 | 0 | 0 | 0 | 0 | 0 | 0 | 0 | 0 | 1 | 1 | 1 | 1 |  | 1 | 1 | N/A |  |  |  | N/A | N/A | N/A | N/A | N/A | N/A | N/A | 1 | 1 | 3 | 2 | 1 | 1 | 1 | 0
PG&E GBA | Weber | 60 | Wind, Onshore |  |  | 0 | 0 | 0 | 0 | 0 | 0 | 0 | 0 | 0 | 1 | 1 | 1 | 1 | 3 | 1 | 1 | N/A |  |  |  | N/A | N/A | N/A | N/A | N/A | N/A | N/A | 1 | 1 | 3 | 2 | 1 | 1 | 1 | 0
PG&E FRESNO | West Fresno | 115 | Wind, Onshore |  |  | 0 | 0 | 0 | 0 | 0 | 0 | 0 | 0 | 0 | 5 | 2 | 5 | 2 |  | 1 | 1 | N/A |  |  |  | N/A | N/A | N/A | N/A | N/A | N/A | N/A | 1 | 1 | 2 | 2 | 1 | 1 | 1 | 0
PG&E FRESNO | Westley | 230 | Wind, Onshore |  |  | 0 | 0 | 0 | 0 | 0 | 0 | 0 | 0 | 0 | 1 | 1 | 1 | 1 |  | 1 | 1 | N/A |  |  |  | N/A | N/A | N/A | N/A | N/A | N/A | N/A | 1 | 1 | 4 | 2 | 1 | 1 | 1 | 0
PG&E KERN | Westpark | 115 | Wind, Onshore |  |  | 0 | 0 | 0 | 0 | 0 | 0 | 0 | 0 | 0 | 5 | 2 | 5 | 2 |  | 1 | 1 | N/A |  |  |  | N/A | N/A | N/A | N/A | N/A | N/A | N/A | 1 | 1 | 3 | 1 | 1 | 1 | 1 | 0
PG&E KERN | Wheeler Ridge | 230 | Wind, Onshore |  |  | 0 | 0 | 0 | 0 | 0 | 0 | 0 | 0 | 0 | 5 | 5 | 5 | 2 | 1 | 1 | 1 | N/A |  |  |  | N/A | N/A | N/A | N/A | N/A | N/A | N/A | 1 | 1 | 4 | 1 | 1 | 1 | 1 | 0
PG&E KERN | Wheeler Ridge | 115 | Wind, Onshore |  |  | 0 | 0 | 0 | 0 | 0 | 0 | 0 | 0 | 0 | 5 | 2 | 5 | 2 | 3 | 1 | 1 | N/A |  |  |  | N/A | N/A | N/A | N/A | N/A | N/A | N/A | 1 | 1 | 4 | 1 | 1 | 1 | 1 | 0
PG&E KERN | Wheeler Ridge | 70 | Wind, Onshore |  |  | 0 | 0 | 0 | 0 | 0 | 0 | 0 | 0 | 0 | 5 | 5 | 5 | 2 |  | 1 | 1 | N/A |  |  |  | N/A | N/A | N/A | N/A | N/A | N/A | N/A | 1 | 1 | 4 | 1 | 1 | 1 | 1 | 0
SCE Northern | Whirlwind | 230 | Wind, Onshore |  |  | 0 | 0 | 0 | 0 | 0 | 0 | 0 | 0 | 0 | 1 | 1 | 1 | 1 | 5 | 1 | 1 | 1 |  |  |  | 1 | 1 | 1 | 1 | 2 | 1 | 1 | 2 | 1 | 4 | 1 | 3 | 4+ | 4 | 1
SCE Northern | Whirlwind | 500 | Wind, Onshore |  |  | 0 | 0 | 0 | 0 | 0 | 0 | 0 | 0 | 0 | 1 | 1 | 1 | 1 | 5 | 1 | 1 | N/A |  |  |  | N/A | N/A | N/A | N/A | N/A | N/A | N/A | 2 | 1 | 4 | 1 | 3 | 1 | 1 | 0
PG&E GBA | Whisman | 115 | Wind, Onshore |  |  | 0 | 0 | 0 | 0 | 0 | 0 | 0 | 0 | 0 | 1 | 1 | 1 | 1 |  | 1 | 1 | N/A |  |  |  | N/A | N/A | N/A | N/A | N/A | N/A | N/A | 2 | 1 | 2 | 2 | 2 | 1 | 1 | 0
SCE Eastern | Wildlife | 230 | Wind, Onshore |  |  | 0 | 0 | 0 | 0 | 0 | 0 | 0 | 0 | 0 | 4 | 2 | 1 | 1 |  | 1 | 1 | N/A |  |  |  | N/A | N/A | N/A | N/A | N/A | N/A | N/A | 1 | 1 | 1 | 1 | 1 | 1 | 1 | 0
PG&E FRESNO | Wilson | 115 | Wind, Onshore |  |  | 0 | 0 | 0 | 0 | 0 | 0 | 0 | 0 | 0 | 5 | 2 | 5 | 2 | 4 | 1 | 1 | N/A |  |  |  | N/A | N/A | N/A | N/A | N/A | N/A | N/A | 1 | 1 | 4 | 2 | 1 | 1 | 1 | 0
PG&E FRESNO | Wilson | 230 | Wind, Onshore |  |  | 0 | 0 | 0 | 0 | 0 | 0 | 0 | 0 | 0 | 5 | 2 | 5 | 2 |  | 3 | 1 | 1 |  |  |  | 1 | 1 | 1 | 1 | 1 | 1 | 1 | 1 | 1 | 4 | 2 | 1 | 1 | 4 | 1
SCE Northern | Windhub | 230 | Wind, Onshore |  |  | 0 | 0 | 0 | 0 | 0 | 0 | 0 | 0 | 0 | 1 | 1 | 1 | 1 | 4 | 1 | 1 | 2 |  |  |  | 2 | 1 | 1 | 1 | 3 | 1 | 1 | 2 | 1 | 4 | 1 | 2 | 1+ | 4 | 1
SCE Northern | Windhub | 500 | Wind, Onshore |  |  | 0 | 0 | 0 | 0 | 0 | 0 | 0 | 0 | 0 | 1 | 1 | 1 | 1 | 5 | 1 | 1 | N/A |  |  |  | N/A | N/A | N/A | N/A | N/A | N/A | N/A | 2 | 1 | 4 | 1 | 2 | 1 | 1 | 0
PG&E GBA | Windmaster | 230 | Wind, Onshore |  |  | 0 | 0 | 0 | 0 | 0 | 0 | 0 | 0 | 0 | 5 | 2 | 1 | 1 |  | 1 | 1 | N/A |  |  |  | N/A | N/A | N/A | N/A | N/A | N/A | N/A | 2 | 1 | 2 | 1 | 2 | 1 | 1 | 0
PG&E NGBA | Windsor | 60 | Wind, Onshore |  |  | 0 | 0 | 0 | 0 | 0 | 0 | 0 | 0 | 0 | 5 | 5 | 1 | 1 |  | 1 | 1 | N/A |  |  |  | N/A | N/A | N/A | N/A | N/A | N/A | N/A | 1 | 1 | 2 | 1 | 2 | 1 | 1 | 0
PG&E NGBA | Woodland | 115 | Wind, Onshore |  |  | 0 | 0 | 0 | 0 | 0 | 0 | 0 | 0 | 0 | 5 | 2 | 1 | 1 |  | 1 | 1 | N/A |  |  |  | N/A | N/A | N/A | N/A | N/A | N/A | N/A | 2 | 1 | 4 | 2 | 3 | 1 | 1 | 0
PG&E FRESNO | Woodward | 115 | Wind, Onshore |  |  | 0 | 0 | 0 | 0 | 0 | 0 | 0 | 0 | 0 | 5 | 2 | 5 | 2 |  | 1 | 1 | N/A |  |  |  | N/A | N/A | N/A | N/A | N/A | N/A | N/A | 1 | 1 | 2 | 2 | 2 | 1 | 1 | 0
PG&E NGBA | Wyandotte | 115 | Wind, Onshore |  |  | 0 | 0 | 0 | 0 | 0 | 0 | 0 | 0 | 0 | 5 | 2 | 1 | 1 |  | 1 | 1 | N/A |  |  |  | N/A | N/A | N/A | N/A | N/A | N/A | N/A | 2 | 1 | 2 | 2 | 2 | 1 | 1 | 0
PG&E KERN | 7th Standard | 115 | Distributed_Solar |  |  | 0 | 0 | 0 | 0 | 0 | 0 | 0 | 0 | 0 | 5 | 2 | 5 | 2 | [14 empty] | 1 | 1 | 3 | 1 | 2 | 1 | 1 | 0
SCE Metro | Alamitos | 230 | Distributed_Solar |  |  | 0 | 0 | 0 | 0 | 0 | 0 | 0 | 0 | 0 | 1 | 1 | 1 | 1 | [14 empty] | 1 | 1 | 1 | 1 | 1 | 1 | 1 | 0
SCE Eastern | Alberhill | 115 | Distributed_Solar |  |  | 0 | 0 | 0 | 0 | 0 | 0 | 0 | 0 | 0 | 4 | 2 | 1 | 1 | [14 empty] | 1 | 1 | 4 | 1 | 1 | 1 | 1 | 0
SCE Eastern | Alberhill | 500 | Distributed_Solar |  |  | 0 | 0 | 0 | 0 | 0 | 0 | 0 | 0 | 0 | 4 | 2 | 1 | 1 | [14 empty] | 1 | 1 | 4 | 1 | 1 | 1 | 1 | 0
PG&E GBA | Alhambra | 115 | Distributed_Solar |  |  | 0 | 0 | 0 | 0 | 0 | 0 | 0 | 0 | 0 | 5 | 2 | 1 | 1 | [14 empty] | 2 | 1 | 2 | 1 | 2 | 1 | 1 | 0
PG&E FRESNO | Alpaugh | 115 | Distributed_Solar |  |  | 0 | 0 | 0 | 0 | 0 | 0 | 0 | 0 | 0 | 5 | 2 | 5 | 2 | 3 | [13 empty] | 1 | 1 | 3 | 1 | 1 | 1 | 4 | 1
SDGE | Alpine | 69 | Distributed_Solar |  |  | 0 | 0 | 0 | 0 | 0 | 0 | 0 | 0 | 0 | 3 | 3 | 1 | 1 | [14 empty] | 2 | 1 | 4 | 1 | 3 | 1 | 1 | 0
PG&E GBA | Altamont Midway (Sandhill) | 230 | Distributed_Solar |  |  | 0 | 0 | 0 | 0 | 0 | 0 | 0 | 0 | 0 | 5 | 2 | 1 | 1 | [14 empty] | 2 | 1 | 2 | 1 | 3 | 1 | 1 | 0
SCE Northern | Antelope | 66 | Distributed_Solar |  |  | 0 | 6 | 6 | 0 | 6 | 6 | 0 | 0 | 0 | 1 | 1 | 1 | 1 | [14 empty] | 2 | 1 | 4 | 1 | 3 | 4+ | 1 | 1
SCE Northern | Antelope | 230 | Distributed_Solar |  |  | 0 | 0 | 0 | 0 | 0 | 0 | 0 | 0 | 0 | 1 | 1 | 1 | 1 | 4 | [13 empty] | 2 | 1 | 4 | 1 | 3 | 4+ | 4 | 1
SCE Northern | Antelope | 500 | Distributed_Solar |  |  | 0 | 0 | 0 | 0 | 0 | 0 | 0 | 0 | 0 | 1 | 1 | 1 | 1 | [14 empty] | 2 | 1 | 4 | 1 | 3 | 1 | 1 | 0
PG&E NGBA | Arcata | 60 | Distributed_Solar |  |  | 0 | 4 | 4 | 0 | 4 | 4 | 0 | 0 | 0 | 5 | 2 | 1 | 1 | [14 empty] | 2 | 2 | 4 | 2 | 3 | 1 | 4 | 1
PG&E KERN | Arco | 230 | Distributed_Solar |  |  | 0 | 4.79 | 4.79 | 0 | 4.79 | 4.79 | 0 | 0 | 0 | 5 | 2 | 5 | 2 | 3 | [13 empty] | 1 | 1 | 4 | 1 | 1 | 1 | 1 | 1
PG&E KERN | Arco | 70 | Distributed_Solar |  |  | 0 | 0 | 0 | 0 | 0 | 0 | 0 | 0 | 0 | 5 | 2 | 5 | 2 | [14 empty] | 1 | 1 | 4 | 1 | 1 | 1 | 1 | 0
SCE Metro | ArcoGen | 230 | Distributed_Solar |  |  | 0 | 0 | 0 | 0 | 0 | 0 | 0 | 0 | 0 | 1 | 1 | 1 | 1 | [14 empty] | 1 | 1 | 1 | 1 | 1 | 1 | 1 | 0
SDGE | Artesian | 230 | Distributed_Solar |  |  | 0 | 0 | 0 | 0 | 0 | 0 | 0 | 0 | 0 | 3 | 3 | 1 | 1 | [14 empty] | 2 | 1 | 2 | 1 | 3 | 1 | 1 | 0
SDGE | Artesian | 69 | Distributed_Solar |  |  | 0 | 0 | 0 | 0 | 0 | 0 | 0 | 0 | 0 | 3 | 3 | 1 | 1 | [14 empty] | 2 | 1 | 2 | 1 | 3 | 1 | 1 | 0
PG&E FRESNO | Ashlan | 230 | Distributed_Solar |  |  | 0 | 0 | 0 | 0 | 0 | 0 | 0 | 0 | 0 | 5 | 2 | 5 | 2 | [14 empty] | 1 | 1 | 2 | 2 | 1 | 1 | 1 | 0
PG&E NGBA | Atlantic | 115 | Distributed_Solar |  |  | 0 | 0 | 0 | 0 | 0 | 0 | 0 | 0 | 0 | 5 | 2 | 1 | 1 | [14 empty] | 2 | 1 | 2 | 2 | 3 | 1 | 1 | 0
PG&E NGBA | Atlantic | 230 | Distributed_Solar |  |  | 0 | 0 | 0 | 0 | 0 | 0 | 0 | 0 | 0 | 5 | 2 | 1 | 1 | [14 empty] | 2 | 1 | 2 | 2 | 3 | 1 | 1 | 0
PG&E NGBA | Atlantic | 60 | Distributed_Solar |  |  | 0 | 0 | 0 | 0 | 0 | 0 | 0 | 0 | 0 | 5 | 2 | 1 | 1 | [14 empty] | 2 | 1 | 2 | 2 | 3 | 1 | 1 | 0
PG&E FRESNO | Atwater | 115 | Distributed_Solar |  |  | 0 | 2 | 2 | 0 | 2 | 2 | 0 | 0 | 0 | 5 | 2 | 5 | 2 | [14 empty] | 1 | 1 | 2 | 2 | 1 | 1 | 1 | 1
PG&E GBA | Avena | 115 | Distributed_Solar |  |  | 0 | 0 | 0 | 0 | 0 | 0 | 0 | 0 | 0 | 1 | 1 | 1 | 1 | [14 empty] | 1 | 1 | 3 | 2 | 1 | 1 | 1 | 0
SDGE | Avocado | 69 | Distributed_Solar |  |  | 0 | 0 | 0 | 0 | 0 | 0 | 0 | 0 | 0 | 3 | 3 | 1 | 1 | [14 empty] | 2 | 1 | 3 | 1 | 3 | 1 | 1 | 0
PG&E NGBA | Bahia | 230 | Distributed_Solar |  |  | 0 | 0 | 0 | 0 | 0 | 0 | 0 | 0 | 0 | 5 | 5 | 1 | 1 | [14 empty] | 2 | 1 | 1 | 1 | 2 | 1 | 1 | 0
SCE Northern | Bailey | 230 | Distributed_Solar |  |  | 0 | 0 | 0 | 0 | 0 | 0 | 0 | 0 | 0 | 5 | 2 | 1 | 1 | [14 empty] | 1 | 1 | 4 | 1 | 3 | 1 | 1 | 0
SCE NOL | Baker | 115 | Distributed_Solar |  |  | 0 | 0 | 0 | 0 | 0 | 0 | 0 | 0 | 0 | 4 | 3 | 1 | 1 | [14 empty] | 2 | 2 | 4 | 1 | 1 | 1 | 1 | 0
PG&E KERN | Bakersfield | 230 | Distributed_Solar |  |  | 0 | 0 | 0 | 0 | 0 | 0 | 0 | 0 | 0 | 5 | 2 | 5 | 2 | [14 empty] | 1 | 1 | 3 | 1 | 1 | 1 | 1 | 0
PG&E FRESNO | Balch | 230 | Distributed_Solar |  |  | 0 | 0 | 0 | 0 | 0 | 0 | 0 | 0 | 0 | 5 | 2 | 5 | 2 | [14 empty] | 1 | 1 | 4 | 2 | 3 | 1 | 1 | 0
SCE Eastern | Bannister | 230 | Distributed_Solar |  |  | 0 | 0 | 0 | 0 | 0 | 0 | 0 | 0 | 0 | 5 | 2 | 1 | 1 | [14 empty] | 2 | 1 | 2 | 2 | 1 | 1 | 1 | 0
SCE Metro | Barre | 230 | Distributed_Solar |  |  | 0 | 0 | 0 | 0 | 0 | 0 | 0 | 0 | 0 | 1 | 1 | 1 | 1 | [14 empty] | 1 | 1 | 1 | 1 | 1 | 4+ | 1 | 1
SDGE | Bay Boulevard | 69 | Distributed_Solar |  |  | 0 | 0 | 0 | 0 | 0 | 0 | 0 | 0 | 0 | 3 | 3 | 1 | 1 | [14 empty] | 2 | 1 | 2 | 1 | 1 | 1 | 1 | 0
SDGE | Bay Boulevard | 230 | Distributed_Solar |  |  | 0 | 0 | 0 | 0 | 0 | 0 | 0 | 0 | 0 | 3 | 3 | 1 | 1 | [14 empty] | 2 | 1 | 2 | 1 | 1 | 1 | 1 | 0
EOP | Beatty | 138 | Distributed_Solar |  |  | 0 | 0 | 0 | 0 | 0 | 0 | 0 | 0 | 0 | 5 | 2 | 1 | 1 | [14 empty] | 2 | 2 | 4 | 1 | 3 | 1 | 1 | 0
EOP | Beatty | 230 | Distributed_Solar |  |  | 0 | 0 | 0 | 0 | 0 | 0 | 0 | 0 | 0 | 5 | 2 | 1 | 1 | [14 empty] | 2 | 2 | 4 | 1 | 3 | 1 | 1 | 0
PG&E NGBA | Belden | 230 | Distributed_Solar |  |  | 0 | 0 | 0 | 0 | 0 | 0 | 0 | 0 | 0 | 5 | 2 | 1 | 1 | [14 empty] | 2 | 2 | 4 | 1 | 3 | 1 | 1 | 0
PG&E NGBA | Bell | 115 | Distributed_Solar |  |  | 0 | 0 | 0 | 0 | 0 | 0 | 0 | 0 | 0 | 5 | 2 | 1 | 1 | [14 empty] | 2 | 1 | 4 | 2 | 3 | 1 | 1 | 0
PG&E NGBA | Bellevue | 115 | Distributed_Solar |  |  | 0 | 0 | 0 | 0 | 0 | 0 | 0 | 0 | 0 | 5 | 5 | 1 | 1 | [14 empty] | 2 | 1 | 2 | 2 | 2 | 1 | 1 | 0
PG&E GBA | Bellota | 115 | Distributed_Solar |  |  | 0 | 0 | 0 | 0 | 0 | 0 | 0 | 0 | 0 | 5 | 5 | 1 | 1 | 3 | [13 empty] | 1 | 1 | 4 | 2 | 3 | 1 | 1 | 0
PG&E GBA | Bellota | 230 | Distributed_Solar |  |  | 0 | 0 | 0 | 0 | 0 | 0 | 0 | 0 | 0 | 1 | 1 | 1 | 1 | 3 | [13 empty] | 1 | 1 | 4 | 2 | 3 | 1 | 1 | 0
SCE Northern | Big Creek | 230 | Distributed_Solar |  |  | 0 | 0 | 0 | 0 | 0 | 0 | 0 | 0 | 0 | 1 | 1 | 1 | 1 | [14 empty] | 1 | 1 | 4 | 2 | 3 | 1 | 1 | 0
PG&E FRESNO | Biola | 70 | Distributed_Solar |  |  | 0 | 0 | 0 | 0 | 0 | 0 | 0 | 0 | 0 | 5 | 2 | 5 | 2 | [14 empty] | 1 | 1 | 4 | 2 | 1 | 1 | 1 | 0
PG&E GBA | Birds Landing | 230 | Distributed_Solar |  |  | 0 | 0 | 0 | 0 | 0 | 0 | 0 | 0 | 0 | 5 | 5 | 1 | 1 | 3 | [13 empty] | 2 | 1 | 4 | 1 | 1 | 1 | 1 | 0
SCE Northern | Bliss | 66 | Distributed_Solar |  |  | 0 | 0 | 0 | 0 | 0 | 0 | 0 | 0 | 0 | 1 | 1 | 1 | 1 | [14 empty] | 1 | 1 | 4 | 1 | 1 | 1 | 1 | 0
SCE Eastern | Blythe | 161 | Distributed_Solar |  |  | 0 | 0 | 0 | 0 | 0 | 0 | 0 | 0 | 0 | 5 | 3 | 1 | 1 | 3 | [13 empty] | 2 | 2 | 2 | 1 | 1 | 4+ | 1 | 1
PG&E NGBA | Bogue | 115 | Distributed_Solar |  |  | 0 | 0 | 0 | 0 | 0 | 0 | 0 | 0 | 0 | 5 | 2 | 1 | 1 | [14 empty] | 2 | 2 | 2 | 1 | 2 | 1 | 1 | 0
PG&E FRESNO | Borden | 230 | Distributed_Solar |  |  | 0 | 0 | 0 | 0 | 0 | 0 | 0 | 0 | 0 | 5 | 2 | 5 | 2 | 1 | [13 empty] | 1 | 1 | 4 | 2 | 1 | 1 | 1 | 0
PG&E FRESNO | Borden | 70 | Distributed_Solar |  |  | 0 | 0 | 0 | 0 | 0 | 0 | 0 | 0 | 0 | 5 | 2 | 5 | 2 | [14 empty] | 1 | 1 | 4 | 2 | 1 | 1 | 5 | 1
SDGE | Boulevard East | 138 | Distributed_Solar |  |  | 0 | 0 | 0 | 0 | 0 | 0 | 0 | 0 | 0 | 3 | 3 | 1 | 1 | 1 | [13 empty] | 2 | 1 | 4 | 1 | 3 | 1+ | 1 | 1
SDGE | Boulevard East | 69 | Distributed_Solar |  |  | 0 | 0 | 0 | 0 | 0 | 0 | 0 | 0 | 0 | 3 | 3 | 1 | 1 | [14 empty] | 2 | 1 | 4 | 1 | 3 | 1 | 1 | 0
PG&E GBA | Brentwood | 230 | Distributed_Solar |  |  | 0 | 2 | 2 | 0 | 2 | 2 | 0 | 0 | 0 | 5 | 2 | 1 | 1 | [14 empty] | 2 | 1 | 4 | 1 | 3 | 1 | 1 | 1
PG&E NGBA | Bridgeville | 115 | Distributed_Solar |  |  | 0 | 0 | 0 | 0 | 0 | 0 | 0 | 0 | 0 | 5 | 2 | 1 | 1 | [14 empty] | 2 | 2 | 4 | 2 | 3 | 1 | 1 | 0
PG&E NGBA | Brighton | 115 | Distributed_Solar |  |  | 0 | 0 | 0 | 0 | 0 | 0 | 0 | 0 | 0 | 5 | 2 | 1 | 1 | [14 empty] | 2 | 1 | 2 | 2 | 1 | 1 | 1 | 0
PG&E NGBA | Brighton | 230 | Distributed_Solar |  |  | 0 | 0 | 0 | 0 | 0 | 0 | 0 | 0 | 0 | 5 | 2 | 1 | 1 | [14 empty] | 2 | 1 | 2 | 2 | 1 | 1 | 1 | 0
PG&E NGBA | Brunswick | 115 | Distributed_Solar |  |  | 0 | 0 | 0 | 0 | 0 | 0 | 0 | 0 | 0 | 5 | 2 | 1 | 1 | [14 empty] | 2 | 1 | 4 | 1 | 3 | 1 | 4 | 1
PG&E NGBA | Bucks Creek | 230 | Distributed_Solar |  |  | 0 | 0 | 0 | 0 | 0 | 0 | 0 | 0 | 0 | 5 | 2 | 1 | 1 | [14 empty] | 2 | 2 | 4 | 1 | 3 | 1 | 1 | 0
PG&E KERN | Buena Vista | 230 | Distributed_Solar |  |  | 0 | 0 | 0 | 0 | 0 | 0 | 0 | 0 | 0 | 5 | 2 | 5 | 2 | [14 empty] | 2 | 2 | 4 | 2 | 1 | 1 | 1 | 0
PG&E FRESNO | Bullard | 115 | Distributed_Solar |  |  | 0 | 0 | 0 | 0 | 0 | 0 | 0 | 0 | 0 | 5 | 2 | 5 | 2 | [14 empty] | 1 | 1 | 1 | 2 | 2 | 1 | 1 | 0
PG&E GBA | Burlingame | 115 | Distributed_Solar |  |  | 0 | 0 | 0 | 0 | 0 | 0 | 0 | 0 | 0 | 5 | 2 | 1 | 1 | [14 empty] | 2 | 1 | 3 | 1 | 2 | 1 | 1 | 0
PG&E NGBA | Burney Forest | 230 | Distributed_Solar |  |  | 0 | 0 | 0 | 0 | 0 | 0 | 0 | 0 | 0 | 5 | 2 | 1 | 1 | [14 empty] | 2 | 2 | 4 | 2 | 3 | 1 | 1 | 0
PG&E NGBA | Butte | 115 | Distributed_Solar |  |  | 0 | 0 | 0 | 0 | 0 | 0 | 0 | 0 | 0 | 5 | 2 | 1 | 1 | [14 empty] | 2 | 1 | 4 | 2 | 2 | 1 | 1 | 0
PG&E KERN | Cabrillo | 115 | Distributed_Solar |  |  | 0 | 0 | 0 | 0 | 0 | 0 | 0 | 0 | 0 | 5 | 2 | 5 | 2 | [14 empty] | 2 | 2 | 4 | 1 | 3 | 1 | 1 | 0
PG&E FRESNO | Cal Flats | 230 | Distributed_Solar |  |  | 0 | 0 | 0 | 0 | 0 | 0 | 0 | 0 | 0 | 5 | 2 | 5 | 2 | [14 empty] | 2 | 2 | 4 | 2 | 2 | 1 | 1 | 0
SCE NOL | Calcite | 230 | Distributed_Solar |  |  | 0 | 0 | 0 | 0 | 0 | 0 | 0 | 0 | 0 | 1 | 1 | 1 | 1 | 3 | [13 empty] | 2 | 1 | 4 | 1 | 3 | 1 | 1 | 0
PG&E KERN | Caliente | 230 | Distributed_Solar |  |  | 0 | 0 | 0 | 0 | 0 | 0 | 0 | 0 | 0 | 5 | 2 | 5 | 2 | 1 | [13 empty] | 2 | 1 | 4 | 2 | 2 | 1 | 1 | 0
PG&E FRESNO | California Ave | 115 | Distributed_Solar |  |  | 0 | 0 | 0 | 0 | 0 | 0 | 0 | 0 | 0 | 5 | 2 | 5 | 2 | [14 empty] | 1 | 1 | 2 | 2 | 1 | 1 | 1 | 0
PG&E KERN | Callender | 115 | Distributed_Solar |  |  | 0 | 0 | 0 | 0 | 0 | 0 | 0 | 0 | 0 | 5 | 2 | 5 | 2 | [14 empty] | 2 | 2 | 4 | 2 | 2 | 1 | 1 | 0
PG&E NGBA | Calpella | 115 | Distributed_Solar |  |  | 0 | 4 | 4 | 0 | 4 | 4 | 0 | 0 | 0 | 5 | 5 | 1 | 1 | [14 empty] | 2 | 2 | 4 | 2 | 3 | 1 | 1 | 1
PG&E GBA | Camanche | 230 | Distributed_Solar |  |  | 0 | 0 | 0 | 0 | 0 | 0 | 0 | 0 | 0 | 1 | 1 | 1 | 1 | [14 empty] | 1 | 1 | 4 | 2 | 3 | 1 | 1 | 0
SDGE | Cameron | 69 | Distributed_Solar |  |  | 0 | 0 | 0 | 0 | 0 | 0 | 0 | 0 | 0 | 3 | 3 | 1 | 1 | [14 empty] | 1 | 1 | 2 | 1 | 1 | 1 | 5 | 1
SDGE | Cannon | 69 | Distributed_Solar |  |  | 0 | 0 | 0 | 0 | 0 | 0 | 0 | 0 | 0 | 3 | 3 | 1 | 1 | [14 empty] | 2 | 1 | 1 | 1 | 3 | 1 | 1 | 0
PG&E FRESNO | Cantua | 115 | Distributed_Solar |  |  | 0 | 0 | 0 | 0 | 0 | 0 | 0 | 0 | 0 | 5 | 2 | 5 | 2 | [14 empty] | 1 | 1 | 4 | 2 | 1 | 1 | 1 | 0
SDGE | Capistrano | 138 | Distributed_Solar |  |  | 0 | 0 | 0 | 0 | 0 | 0 | 0 | 0 | 0 | 1 | 1 | 1 | 1 | [14 empty] | 1 | 1 | 2 | 1 | 3 | 1 | 1 | 0
SDGE | Capistrano | 230 | Distributed_Solar |  |  | 0 | 0 | 0 | 0 | 0 | 0 | 0 | 0 | 0 | 1 | 1 | 1 | 1 | [14 empty] | 1 | 1 | 2 | 1 | 3 | 1 | 1 | 0
PG&E NGBA | Carberry | 230 | Distributed_Solar |  |  | 0 | 0 | 0 | 0 | 0 | 0 | 0 | 0 | 0 | 5 | 2 | 1 | 1 | [14 empty] | 2 | 2 | 4 | 2 | 3 | 1 | 1 | 0
SCE Eastern | Cardiff | 66 | Distributed_Solar |  |  | 0 | 0 | 0 | 0 | 0 | 0 | 0 | 0 | 0 | 4 | 2 | 1 | 1 | [14 empty] | 1 | 1 | 2 | 1 | 1 | 1 | 1 | 0
PG&E NGBA | Caribou | 60 | Distributed_Solar |  |  | 0 | 0 | 0 | 0 | 0 | 0 | 0 | 0 | 0 | 5 | 2 | 1 | 1 | [14 empty] | 2 | 2 | 4 | 1 | 3 | 1 | 1 | 0
PG&E NGBA | Caribou | 115 | Distributed_Solar |  |  | 0 | 0 | 0 | 0 | 0 | 0 | 0 | 0 | 0 | 5 | 2 | 1 | 1 | [14 empty] | 2 | 2 | 4 | 1 | 3 | 1 | 1 | 0
PG&E NGBA | Caribou | 230 | Distributed_Solar |  |  | 0 | 0 | 0 | 0 | 0 | 0 | 0 | 0 | 0 | 5 | 2 | 1 | 1 | [14 empty] | 2 | 2 | 4 | 1 | 3 | 1 | 1 | 0
EOP | Carpenter Canyon (fka Gamebird) | 138 | Distributed_Solar |  |  | 0 | 0 | 0 | 0 | 0 | 0 | 0 | 0 | 0 | 5 | 2 | 1 | 1 | [14 empty] | 2 | 2 | 4 | 1 | 3 | 1 | 1 | 0
EOP | Carpenter Canyon (fka Gamebird) | 230 | Distributed_Solar |  |  | 0 | 0 | 0 | 0 | 0 | 0 | 0 | 0 | 0 | 5 | 2 | 1 | 1 | [14 empty] | 2 | 2 | 4 | 1 | 3 | 1 | 1 | 0
PG&E NGBA | Carquinez | 115 | Distributed_Solar |  |  | 0 | 0 | 0 | 0 | 0 | 0 | 0 | 0 | 0 | 5 | 5 | 1 | 1 | [14 empty] | 2 | 1 | 2 | 1 | 1 | 1 | 1 | 0
SDGE | Carrizo Gorge | 138 | Distributed_Solar |  |  | 0 | 0 | 0 | 0 | 0 | 0 | 0 | 0 | 0 | 3 | 3 | 1 | 1 | [14 empty] | 2 | 1 | 4 | 1 | 3 | 1 | 1 | 0
PG&E KERN | Carrizo Plains | 115 | Distributed_Solar |  |  | 0 | 0 | 0 | 0 | 0 | 0 | 0 | 0 | 0 | 5 | 2 | 5 | 2 | [14 empty] | 2 | 1 | 4 | 2 | 2 | 1 | 1 | 0
PG&E KERN | Casaloma | 230 | Distributed_Solar |  |  | 0 | 0 | 0 | 0 | 0 | 0 | 0 | 0 | 0 | 5 | 2 | 5 | 2 | [14 empty] | 1 | 1 | 3 | 1 | 1 | 1 | 1 | 0
PG&E GBA | Castro Valley | 230 | Distributed_Solar |  |  | 0 | 0 | 0 | 0 | 0 | 0 | 0 | 0 | 0 | 5 | 5 | 1 | 1 | [14 empty] | 2 | 1 | 2 | 1 | 2 | 1 | 1 | 0
PG&E GBA | Cayetano | 230 | Distributed_Solar |  |  | 0 | 0 | 0 | 0 | 0 | 0 | 0 | 0 | 0 | 5 | 2 | 1 | 1 | [14 empty] | 2 | 1 | 3 | 1 | 3 | 1 | 1 | 0
SCE Metro | Center | 230 | Distributed_Solar |  |  | 0 | 0 | 0 | 0 | 0 | 0 | 0 | 0 | 0 | 1 | 1 | 1 | 1 | [14 empty] | 1 | 1 | 1 | 1 | 1 | 1 | 1 | 0
PG&E KERN | Charca | 115 | Distributed_Solar |  |  | 0 | 4.62 | 4.62 | 0 | 4.62 | 4.62 | 0 | 0 | 0 | 5 | 2 | 5 | 2 | [14 empty] | 1 | 1 | 4 | 1 | 1 | 1 | 1 | 1
EOP | Charleston | 138 | Distributed_Solar |  |  | 0 | 0 | 0 | 0 | 0 | 0 | 0 | 0 | 0 | 5 | 2 | 1 | 1 | [14 empty] | 2 | 2 | 4 | 1 | 3 | 1 | 1 | 0
SCE Metro | Chevmain | 230 | Distributed_Solar |  |  | 0 | 0 | 0 | 0 | 0 | 0 | 0 | 0 | 0 | 1 | 1 | 1 | 1 | [14 empty] | 1 | 1 | 1 | 1 | 1 | 1 | 1 | 0
SDGE | Chicarita | 138 | Distributed_Solar |  |  | 0 | 0 | 0 | 0 | 0 | 0 | 0 | 0 | 0 | 3 | 3 | 1 | 1 | [14 empty] | 2 | 1 | 3 | 1 | 3 | 1 | 1 | 0
SCE Metro | Chino | 230 | Distributed_Solar |  |  | 0 | 0 | 0 | 0 | 0 | 0 | 0 | 0 | 0 | 1 | 1 | 1 | 1 | [14 empty] | 1 | 1 | 1 | 1 | 2 | 1+ | 1 | 1
PG&E FRESNO | Chowchilla | 115 | Distributed_Solar |  |  | 0 | 7.56 | 7.56 | 0 | 7.56 | 7.56 | 0 | 0 | 0 | 5 | 2 | 5 | 2 | [14 empty] | 1 | 1 | 1 | 2 | 2 | 1 | 1 | 1
PG&E GBA | Christie | 60 | Distributed_Solar |  |  | 0 | 0 | 0 | 0 | 0 | 0 | 0 | 0 | 0 | 5 | 2 | 1 | 1 | [14 empty] | 2 | 1 | 2 | 1 | 2 | 1 | 1 | 0
PG&E GBA | Christie | 115 | Distributed_Solar |  |  | 0 | 0 | 0 | 0 | 0 | 0 | 0 | 0 | 0 | 5 | 2 | 1 | 1 | [14 empty] | 2 | 1 | 2 | 1 | 2 | 1 | 1 | 0
SCE Eastern | Cielo Azul | 500 | Distributed_Solar |  |  | 0 | 0 | 0 | 0 | 0 | 0 | 0 | 0 | 0 | 5 | 4 | 4 | 4 | [14 empty] | 2 | 2 | 4 | 1 | 3 | 1 | 1 | 0
PG&E GBA | Clay | 60 | Distributed_Solar |  |  | 0 | 0 | 0 | 0 | 0 | 0 | 0 | 0 | 0 | 1 | 1 | 1 | 1 | [14 empty] | 2 | 1 | 3 | 1 | 3 | 1 | 1 | 0
PG&E GBA | Clayton | 115 | Distributed_Solar |  |  | 0 | 0 | 0 | 0 | 0 | 0 | 0 | 0 | 0 | 5 | 2 | 1 | 1 | [14 empty] | 2 | 1 | 4 | 1 | 2 | 1 | 1 | 0
PG&E NGBA | Cloverdale | 115 | Distributed_Solar |  |  | 0 | 0 | 0 | 0 | 0 | 0 | 0 | 0 | 0 | 5 | 5 | 1 | 1 | [14 empty] | 2 | 2 | 4 | 2 | 3 | 1 | 1 | 0
PG&E FRESNO | Clovis | 115 | Distributed_Solar |  |  | 0 | 0 | 0 | 0 | 0 | 0 | 0 | 0 | 0 | 5 | 2 | 5 | 2 | [14 empty] | 1 | 1 | 2 | 2 | 2 | 1 | 1 | 0
PG&E GBA | Coburn | 230 | Distributed_Solar |  |  | 0 | 0 | 0 | 0 | 0 | 0 | 0 | 0 | 0 | 5 | 2 | 5 | 2 | [14 empty] | 2 | 2 | 2 | 2 | 3 | 1 | 1 | 0
PG&E GBA | Coburn | 60 | Distributed_Solar |  |  | 0 | 0 | 0 | 0 | 0 | 0 | 0 | 0 | 0 | 5 | 2 | 5 | 2 | [14 empty] | 2 | 2 | 2 | 2 | 3 | 1 | 1 | 0
PG&E NGBA | Colgate | 230 | Distributed_Solar |  |  | 0 | 0 | 0 | 0 | 0 | 0 | 0 | 0 | 0 | 5 | 2 | 1 | 1 | [14 empty] | 2 | 1 | 4 | 1 | 3 | 1 | 1 | 0
PG&E GBA | Collierville | 230 | Distributed_Solar |  |  | 0 | 0 | 0 | 0 | 0 | 0 | 0 | 0 | 0 | 5 | 5 | 1 | 1 | [14 empty] | 2 | 1 | 4 | 1 | 3 | 1 | 1 | 0
PG&E GBA | Collinsville | 230 | Distributed_Solar |  |  | 0 | 0 | 0 | 0 | 0 | 0 | 0 | 0 | 0 | 5 | 2 | 1 | 1 | [14 empty] | 2 | 1 | 3 | 1 | 1 | 1 | 1 | 0
PG&E GBA | Collinsville | 500 | Distributed_Solar |  |  | 0 | 0 | 0 | 0 | 0 | 0 | 0 | 0 | 0 | 5 | 2 | 1 | 1 | [14 empty] | 2 | 1 | 3 | 1 | 1 | 1 | 1 | 0
SCE Eastern | Colorado River | 230 | Distributed_Solar |  |  | 0 | 0 | 0 | 0 | 0 | 0 | 0 | 0 | 0 | 4 | 4 | 4 | 4 | 4 | [13 empty] | 2 | 2 | 3 | 1 | 3 | 1 | 1 | 0
SCE Eastern | Colorado River | 500 | Distributed_Solar |  |  | 0 | 0 | 0 | 0 | 0 | 0 | 0 | 0 | 0 | 4 | 4 | 4 | 4 | 2 | [13 empty] | 2 | 2 | 3 | 1 | 3 | 1 | 1 | 0
PG&E KERN | Columbus | 115 | Distributed_Solar |  |  | 0 | 0 | 0 | 0 | 0 | 0 | 0 | 0 | 0 | 5 | 2 | 5 | 2 | [14 empty] | 1 | 1 | 2 | 1 | 2 | 1 | 1 | 0
PG&E GBA | Contra Costa | 115 | Distributed_Solar |  |  | 0 | 0 | 0 | 0 | 0 | 0 | 0 | 0 | 0 | 5 | 5 | 1 | 1 | [14 empty] | 2 | 1 | 2 | 1 | 2 | 1 | 1 | 0
PG&E GBA | Contra Costa | 230 | Distributed_Solar |  |  | 0 | 0 | 0 | 0 | 0 | 0 | 0 | 0 | 0 | 5 | 2 | 1 | 1 | [14 empty] | 2 | 1 | 2 | 1 | 2 | 1 | 1 | 0
PG&E GBA | Contra Costa PP | 230 | Distributed_Solar |  |  | 0 | 0 | 0 | 0 | 0 | 0 | 0 | 0 | 0 | 5 | 5 | 1 | 1 | [14 empty] | 2 | 1 | 1 | 1 | 2 | 1 | 1 | 0
SCE NOL | Control | 115 | Distributed_Solar |  |  | 0 | 0 | 0 | 0 | 0 | 0 | 0 | 0 | 0 | 5 | 3 | 3 | 3 | [14 empty] | 2 | 2 | 4 | 1 | 3 | 1 | 1 | 0
SCE NOL | Control | 55 | Distributed_Solar |  |  | 0 | 0 | 0 | 0 | 0 | 0 | 0 | 0 | 0 | 5 | 3 | 3 | 3 | [14 empty] | 2 | 2 | 4 | 1 | 3 | 1 | 1 | 0
PG&E GBA | Cooley Landing | 115 | Distributed_Solar |  |  | 0 | 0 | 0 | 0 | 0 | 0 | 0 | 0 | 0 | 5 | 2 | 1 | 1 | [14 empty] | 2 | 1 | 2 | 1 | 1 | 1 | 1 | 0
PG&E GBA | Cooley Landing | 60 | Distributed_Solar |  |  | 0 | 0 | 0 | 0 | 0 | 0 | 0 | 0 | 0 | 1 | 1 | 1 | 1 | [14 empty] | 2 | 1 | 2 | 1 | 1 | 1 | 1 | 0
SCE NOL | Coolwater | 230 | Distributed_Solar |  |  | 0 | 0 | 0 | 0 | 0 | 0 | 0 | 0 | 0 | 4 | 3 | 1 | 1 | [14 empty] | 2 | 1 | 2 | 1 | 1 | 1 | 1 | 0
SCE NOL | Coolwater | 115 | Distributed_Solar |  |  | 0 | 0 | 0 | 0 | 0 | 0 | 0 | 0 | 0 | 4 | 3 | 1 | 1 | 3 | [13 empty] | 2 | 1 | 2 | 1 | 1 | 4+ | 1 | 1
PG&E KERN | Copus | 70 | Distributed_Solar |  |  | 0 | 0 | 0 | 0 | 0 | 0 | 0 | 0 | 0 | 5 | 2 | 5 | 2 | [14 empty] | 1 | 1 | 3 | 1 | 1 | 1 | 1 | 0
PG&E FRESNO | Corcoran | 70 | Distributed_Solar |  |  | 0 | 0 | 0 | 0 | 0 | 0 | 0 | 0 | 0 | 5 | 2 | 5 | 2 | [14 empty] | 1 | 1 | 4 | 2 | 1 | 1 | 5 | 1
PG&E FRESNO | Corcoran | 115 | Distributed_Solar |  |  | 0 | 0 | 0 | 0 | 0 | 0 | 0 | 0 | 0 | 5 | 2 | 5 | 2 | [14 empty] | 1 | 1 | 4 | 2 | 1 | 1 | 1 | 0
PG&E NGBA | Corona | 115 | Distributed_Solar |  |  | 0 | 0 | 0 | 0 | 0 | 0 | 0 | 0 | 0 | 5 | 5 | 1 | 1 | [14 empty] | 2 | 1 | 3 | 2 | 3 | 1 | 1 | 0
PG&E NGBA | Cortina | 230 | Distributed_Solar |  |  | 0 | 0 | 0 | 0 | 0 | 0 | 0 | 0 | 0 | 5 | 5 | 1 | 1 | 3 | [13 empty] | 2 | 2 | 4 | 1 | 3 | 1 | 1 | 0
PG&E NGBA | Cortina | 115 | Distributed_Solar |  |  | 0 | 0 | 0 | 0 | 0 | 0 | 0 | 0 | 0 | 5 | 5 | 1 | 1 | 1 | [13 empty] | 2 | 2 | 4 | 1 | 3 | 1 | 1 | 0
PG&E GBA | Cottle | 230 | Distributed_Solar |  |  | 0 | 0 | 0 | 0 | 0 | 0 | 0 | 0 | 0 | 5 | 2 | 5 | 2 | 3 | [13 empty] | 1 | 1 | 3 | 2 | 1 | 1 | 1 | 0
PG&E NGBA | Cottonwood | 115 | Distributed_Solar |  |  | 0 | 0 | 0 | 0 | 0 | 0 | 0 | 0 | 0 | 5 | 2 | 1 | 1 | [14 empty] | 2 | 2 | 3 | 2 | 3 | 1 | 1 | 0
PG&E NGBA | Cottonwood | 230 | Distributed_Solar |  |  | 0 | 0 | 0 | 0 | 0 | 0 | 0 | 0 | 0 | 5 | 2 | 1 | 1 | [14 empty] | 2 | 2 | 3 | 2 | 3 | 1 | 1 | 0
PG&E NGBA | Cottonwood | 60 | Distributed_Solar |  |  | 0 | 0 | 0 | 0 | 0 | 0 | 0 | 0 | 0 | 5 | 2 | 1 | 1 | [14 empty] | 2 | 2 | 3 | 2 | 3 | 1 | 1 | 0
PG&E NGBA | Cove Road | 230 | Distributed_Solar |  |  | 0 | 0 | 0 | 0 | 0 | 0 | 0 | 0 | 0 | 5 | 2 | 1 | 1 | [14 empty] | 2 | 2 | 4 | 2 | 3 | 1 | 1 | 0
PG&E GBA | Coyote | 230 | Distributed_Solar |  |  | 0 | 0 | 0 | 0 | 0 | 0 | 0 | 0 | 0 | 1 | 1 | 1 | 1 | [14 empty] | 2 | 1 | 3 | 2 | 2 | 1 | 1 | 0
PG&E GBA | Crazy Horse Canyon | 115 | Distributed_Solar |  |  | 0 | 0 | 0 | 0 | 0 | 0 | 0 | 0 | 0 | 1 | 1 | 1 | 1 | [14 empty] | 2 | 2 | 4 | 2 | 3 | 1 | 1 | 0
SDGE | Creelman | 69 | Distributed_Solar |  |  | 0 | 0 | 0 | 0 | 0 | 0 | 0 | 0 | 0 | 3 | 3 | 1 | 1 | [14 empty] | 2 | 1 | 4 | 1 | 3 | 1+ | 1 | 1
PG&E FRESNO | Crescent | 70 | Distributed_Solar |  |  | 0 | 0 | 0 | 0 | 0 | 0 | 0 | 0 | 0 | 5 | 2 | 5 | 2 | [14 empty] | 1 | 1 | 3 | 2 | 1 | 1 | 1 | 0
PG&E FRESNO | Cressey | 115 | Distributed_Solar |  |  | 0 | 0 | 0 | 0 | 0 | 0 | 0 | 0 | 0 | 5 | 2 | 5 | 2 | [14 empty] | 1 | 1 | 3 | 2 | 1 | 1 | 1 | 0
PG&E NGBA | Cresta | 230 | Distributed_Solar |  |  | 0 | 0 | 0 | 0 | 0 | 0 | 0 | 0 | 0 | 5 | 2 | 1 | 1 | [14 empty] | 2 | 1 | 4 | 2 | 3 | 1 | 1 | 0
SDGE | Crestwood | 69 | Distributed_Solar |  |  | 0 | 0 | 0 | 0 | 0 | 0 | 0 | 0 | 0 | 3 | 3 | 1 | 1 | [14 empty] | 2 | 1 | 4 | 1 | 3 | 1 | 1 | 0
PG&E GBA | Crow Creek | 60 | Distributed_Solar |  |  | 0 | 0 | 0 | 0 | 0 | 0 | 0 | 0 | 0 | 5 | 5 | 1 | 1 | [14 empty] | 1 | 1 | 4 | 2 | 1 | 1 | 1 | 0
PG&E GBA | Crows Landing | 60 | Distributed_Solar |  |  | 0 | 0 | 0 | 0 | 0 | 0 | 0 | 0 | 0 | 5 | 5 | 1 | 1 | [14 empty] | 1 | 1 | 4 | 2 | 1 | 1 | 1 | 0
PG&E GBA | Curtis | 115 | Distributed_Solar |  |  | 0 | 0 | 0 | 0 | 0 | 0 | 0 | 0 | 0 | 5 | 5 | 1 | 1 | [14 empty] | 2 | 1 | 4 | 1 | 3 | 1 | 1 | 0
PG&E FRESNO | Dairyland | 115 | Distributed_Solar |  |  | 0 | 0 | 0 | 0 | 0 | 0 | 0 | 0 | 0 | 5 | 2 | 5 | 2 | [14 empty] | 1 | 1 | 3 | 2 | 1 | 1 | 5 | 1
PG&E NGBA | Davis | 115 | Distributed_Solar |  |  | 0 | 0 | 0 | 0 | 0 | 0 | 0 | 0 | 0 | 5 | 5 | 1 | 1 | 3 | [13 empty] | 2 | 1 | 4 | 2 | 3 | 1 | 1 | 0
SCE Metro | Del Amo | 500 | Distributed_Solar |  |  | 0 | 0 | 0 | 0 | 0 | 0 | 0 | 0 | 0 | 1 | 1 | 1 | 1 | [14 empty] | 1 | 1 | 3 | 1 | 2 | 1 | 1 | 0
SCE Metro | Del Amo | 230 | Distributed_Solar |  |  | 0 | 0 | 0 | 0 | 0 | 0 | 0 | 0 | 0 | 1 | 1 | 1 | 1 | [14 empty] | 1 | 1 | 3 | 1 | 2 | 1 | 1 | 0
SCE Eastern | Delaney | 500 | Distributed_Solar |  |  | 0 | 0 | 0 | 0 | 0 | 0 | 0 | 0 | 0 | 5 | 4 | 4 | 4 | [14 empty] | 2 | 1 | 4 | 2 | 3 | 1 | 1 | 0
PG&E NGBA | Delevan | 230 | Distributed_Solar |  |  | 0 | 0 | 0 | 0 | 0 | 0 | 0 | 0 | 0 | 5 | 5 | 1 | 1 | 3 | [13 empty] | 2 | 2 | 1 | 1 | 3 | 1 | 1 | 0
PG&E GBA | Delta PP | 230 | Distributed_Solar |  |  | 0 | 0 | 0 | 0 | 0 | 0 | 0 | 0 | 0 | 5 | 2 | 1 | 1 | [14 empty] | 2 | 1 | 3 | 1 | 2 | 1 | 1 | 0
EOP | Desert View | 230 | Distributed_Solar |  |  | 0 | 0 | 0 | 0 | 0 | 0 | 0 | 0 | 0 | 5 | 2 | 1 | 1 | [14 empty] | 2 | 1 | 4 | 1 | 3 | 1 | 1 | 0
SCE Eastern | Devers | 230 | Distributed_Solar |  |  | 0 | 0 | 0 | 0 | 0 | 0 | 0 | 0 | 0 | 4 | 2 | 1 | 1 | 5 | [13 empty] | 2 | 1 | 1 | 1 | 3 | 4+ | 1 | 1
SCE Eastern | Devers | 500 | Distributed_Solar |  |  | 0 | 0 | 0 | 0 | 0 | 0 | 0 | 0 | 0 | 4 | 2 | 1 | 1 | [14 empty] | 2 | 1 | 1 | 1 | 3 | 1 | 1 | 0
PG&E KERN | Diablo Canyon | 230 | Distributed_Solar |  |  | 0 | 0 | 0 | 0 | 0 | 0 | 0 | 0 | 0 | 5 | 2 | 5 | 2 | 3 | [13 empty] | 2 | 2 | 4 | 2 | 3 | 1 | 1 | 0
PG&E KERN | Diablo Canyon | 500 | Distributed_Solar |  |  | 0 | 0 | 0 | 0 | 0 | 0 | 0 | 0 | 0 | 5 | 2 | 4 | 2 | 5 | [13 empty] | 2 | 2 | 4 | 2 | 3 | 1 | 1 | 0
PG&E KERN | Divide | 115 | Distributed_Solar |  |  | 0 | 0 | 0 | 0 | 0 | 0 | 0 | 0 | 0 | 5 | 2 | 5 | 2 | [14 empty] | 2 | 2 | 4 | 1 | 2 | 1 | 1 | 0
PG&E GBA | Dixon Landing | 115 | Distributed_Solar |  |  | 0 | 0 | 0 | 0 | 0 | 0 | 0 | 0 | 0 | 1 | 1 | 1 | 1 | [14 empty] | 2 | 1 | 2 | 1 | 2 | 1 | 4 | 1
PG&E FRESNO | Dos Amigos | 230 | Distributed_Solar |  |  | 0 | 3 | 3 | 0 | 3 | 3 | 0 | 0 | 0 | 5 | 2 | 5 | 2 | [14 empty] | 1 | 1 | 4 | 2 | 1 | 1 | 1 | 1
PG&E NGBA | Drum | 115 | Distributed_Solar |  |  | 0 | 0 | 0 | 0 | 0 | 0 | 0 | 0 | 0 | 5 | 2 | 1 | 1 | [14 empty] | 2 | 1 | 4 | 2 | 3 | 1 | 1 | 0
PG&E GBA | Dumbarton | 115 | Distributed_Solar |  |  | 0 | 0 | 0 | 0 | 0 | 0 | 0 | 0 | 0 | 5 | 2 | 1 | 1 | [14 empty] | 2 | 1 | 3 | 1 | 2 | 1 | 5 | 1
SCE NOL | Dunn Siding | 115 | Distributed_Solar |  |  | 0 | 0 | 0 | 0 | 0 | 0 | 0 | 0 | 0 | 4 | 3 | 1 | 1 | [14 empty] | 2 | 1 | 4 | 1 | 1 | 1 | 1 | 0
SCE Eastern | Eagle Mountain | 230 | Distributed_Solar |  |  | 0 | 0 | 0 | 0 | 0 | 0 | 0 | 0 | 0 | 5 | 2 | 1 | 1 | [14 empty] | 2 | 2 | 4 | 1 | 3 | 1 | 1 | 0
PG&E NGBA | Eagle Rock (PGE) | 60 | Distributed_Solar |  |  | 0 | 0 | 0 | 0 | 0 | 0 | 0 | 0 | 0 | 5 | 5 | 1 | 1 | [14 empty] | 2 | 2 | 4 | 2 | 3 | 1 | 1 | 0
PG&E NGBA | Eagle Rock (PGE) | 115 | Distributed_Solar |  |  | 0 | 0 | 0 | 0 | 0 | 0 | 0 | 0 | 0 | 5 | 5 | 1 | 1 | 3 | [13 empty] | 2 | 2 | 4 | 2 | 3 | 1 | 1 | 0
SCE Metro | Eagle Rock (SCE) | 230 | Distributed_Solar |  |  | 0 | 0 | 0 | 0 | 0 | 0 | 0 | 0 | 0 | 1 | 1 | 1 | 1 | [14 empty] | 1 | 1 | 2 | 1 | 2 | 1 | 1 | 0
PG&E NGBA | East Marysville | 115 | Distributed_Solar |  |  | 0 | 0 | 0 | 0 | 0 | 0 | 0 | 0 | 0 | 5 | 2 | 1 | 1 | [14 empty] | 2 | 2 | 2 | 1 | 2 | 1 | 1 | 0
PG&E NGBA | East Nicolaus | 115 | Distributed_Solar |  |  | 0 | 0 | 0 | 0 | 0 | 0 | 0 | 0 | 0 | 5 | 2 | 1 | 1 | [14 empty] | 2 | 1 | 4 | 1 | 3 | 1 | 1 | 0
PG&E NGBA | East Nicolaus | 60 | Distributed_Solar |  |  | 0 | 0 | 0 | 0 | 0 | 0 | 0 | 0 | 0 | 5 | 2 | 1 | 1 | [14 empty] | 2 | 1 | 4 | 1 | 3 | 1 | 1 | 0
PG&E GBA | Eastshore | 115 | Distributed_Solar |  |  | 0 | 0 | 0 | 0 | 0 | 0 | 0 | 0 | 0 | 5 | 2 | 1 | 1 | 4 | [13 empty] | 2 | 1 | 2 | 1 | 1 | 1 | 1 | 0
PG&E GBA | Eastshore | 230 | Distributed_Solar |  |  | 0 | 0 | 0 | 0 | 0 | 0 | 0 | 0 | 0 | 5 | 2 | 1 | 1 | [14 empty] | 2 | 1 | 2 | 1 | 1 | 1 | 1 | 0
SDGE | ECO | 138 | Distributed_Solar |  |  | 0 | 0 | 0 | 0 | 0 | 0 | 0 | 0 | 0 | 3 | 3 | 1 | 1 | 3 | [13 empty] | 2 | 1 | 4 | 1 | 3 | 1 | 1 | 0
SDGE | ECO | 230 | Distributed_Solar |  |  | 0 | 0 | 0 | 0 | 0 | 0 | 0 | 0 | 0 | 3 | 3 | 1 | 1 | [14 empty] | 2 | 1 | 4 | 1 | 3 | 1 | 1 | 0
SDGE | ECO | 500 | Distributed_Solar |  |  | 0 | 0 | 0 | 0 | 0 | 0 | 0 | 0 | 0 | 3 | 3 | 1 | 1 | [14 empty] | 2 | 1 | 4 | 1 | 3 | 1 | 1 | 0
PG&E GBA | Edenvale | 115 | Distributed_Solar |  |  | 0 | 0 | 0 | 0 | 0 | 0 | 0 | 0 | 0 | 1 | 1 | 1 | 1 | [14 empty] | 2 | 1 | 2 | 2 | 2 | 1 | 1 | 0
PG&E GBA | Edes | 115 | Distributed_Solar |  |  | 0 | 0 | 0 | 0 | 0 | 0 | 0 | 0 | 0 | 5 | 2 | 1 | 1 | [14 empty] | 2 | 1 | 3 | 1 | 1 | 1 | 5 | 1
PG&E GBA | Eight Mile | 230 | Distributed_Solar |  |  | 0 | 0 | 0 | 0 | 0 | 0 | 0 | 0 | 0 | 5 | 2 | 1 | 1 | [14 empty] | 1 | 1 | 2 | 2 | 1 | 1 | 1 | 0
SDGE | El Cajon | 69 | Distributed_Solar |  |  | 0 | 0 | 0 | 0 | 0 | 0 | 0 | 0 | 0 | 3 | 3 | 1 | 1 | [14 empty] | 2 | 1 | 2 | 1 | 1 | 1+ | 1 | 1
SCE Eastern | El Casco | 230 | Distributed_Solar |  |  | 0 | 0 | 0 | 0 | 0 | 0 | 0 | 0 | 0 | 4 | 2 | 1 | 1 | [14 empty] | 1 | 1 | 4 | 1 | 2 | 1 | 1 | 0
PG&E GBA | El Cerrito G | 115 | Distributed_Solar |  |  | 0 | 0 | 0 | 0 | 0 | 0 | 0 | 0 | 0 | 5 | 2 | 1 | 1 | [14 empty] | 2 | 1 | 2 | 1 | 2 | 1 | 1 | 0
PG&E NGBA | El Dorado PH | 115 | Distributed_Solar |  |  | 0 | 0 | 0 | 0 | 0 | 0 | 0 | 0 | 0 | 5 | 2 | 1 | 1 | [14 empty] | 2 | 1 | 4 | 2 | 3 | 1 | 1 | 0
PG&E FRESNO | El Nido (PGE) | 115 | Distributed_Solar |  |  | 0 | 3 | 3 | 0 | 3 | 3 | 0 | 0 | 0 | 5 | 2 | 5 | 2 | [14 empty] | 1 | 1 | 4 | 2 | 1 | 1 | 1 | 1
SCE Metro | El Nido (SCE) | 230 | Distributed_Solar |  |  | 0 | 0 | 0 | 0 | 0 | 0 | 0 | 0 | 0 | 1 | 1 | 1 | 1 | [14 empty] | 1 | 1 | 2 | 1 | 2 | 1 | 1 | 0
PG&E GBA | El Patio | 115 | Distributed_Solar |  |  | 0 | 0 | 0 | 0 | 0 | 0 | 0 | 0 | 0 | 1 | 1 | 1 | 1 | [14 empty] | 2 | 1 | 3 | 2 | 2 | 1 | 1 | 0
SCE Metro | El Segundo | 230 | Distributed_Solar |  |  | 0 | 0 | 0 | 0 | 0 | 0 | 0 | 0 | 0 | 1 | 1 | 1 | 1 | [14 empty] | 1 | 1 | 1 | 1 | 1 | 1 | 1 | 0
EOP | Eldorado | 230 | Distributed_Solar |  |  | 0 | 0 | 0 | 0 | 0 | 0 | 0 | 0 | 0 | 5 | 2 | 1 | 1 | 4 | [13 empty] | 2 | 2 | 2 | 1 | 3 | 1 | 1 | 0
EOP | Eldorado | 500 | Distributed_Solar |  |  | 0 | 0 | 0 | 0 | 0 | 0 | 0 | 0 | 0 | 5 | 2 | 1 | 1 | 5 | [13 empty] | 2 | 2 | 2 | 1 | 3 | 1 | 1 | 0
SCE Northern | Elizabeth Lake | 66 | Distributed_Solar |  |  | 0 | 0 | 0 | 0 | 0 | 0 | 0 | 0 | 0 | 5 | 2 | 1 | 1 | [14 empty] | 1 | 1 | 3 | 1 | 3 | 1 | 1 | 0
PG&E KERN | Elk Hills | 230 | Distributed_Solar |  |  | 0 | 0 | 0 | 0 | 0 | 0 | 0 | 0 | 0 | 5 | 2 | 5 | 2 | [14 empty] | 1 | 1 | 3 | 1 | 1 | 1 | 4 | 1
SDGE | Elliot | 69 | Distributed_Solar |  |  | 0 | 0 | 0 | 0 | 0 | 0 | 0 | 0 | 0 | 3 | 3 | 1 | 1 | [14 empty] | 2 | 1 | 2 | 1 | 2 | 1 | 1 | 0
SCE Metro | Ellis | 230 | Distributed_Solar |  |  | 0 | 0 | 0 | 0 | 0 | 0 | 0 | 0 | 0 | 1 | 1 | 1 | 1 | [14 empty] | 1 | 1 | 2 | 1 | 2 | 1 | 1 | 0
SDGE | Encina | 138 | Distributed_Solar |  |  | 0 | 0 | 0 | 0 | 0 | 0 | 0 | 0 | 0 | 3 | 3 | 1 | 1 | 3 | [13 empty] | 2 | 1 | 1 | 1 | 3 | 1 | 1 | 0
SDGE | Encina | 230 | Distributed_Solar |  |  | 0 | 0 | 0 | 0 | 0 | 0 | 0 | 0 | 0 | 3 | 3 | 1 | 1 | [14 empty] | 2 | 1 | 1 | 1 | 3 | 1 | 1 | 0
SDGE | Escondido | 230 | Distributed_Solar |  |  | 0 | 0 | 0 | 0 | 0 | 0 | 0 | 0 | 0 | 3 | 3 | 1 | 1 | [14 empty] | 2 | 1 | 1 | 1 | 3 | 1 | 1 | 0
SDGE | Escondido | 69 | Distributed_Solar |  |  | 0 | 0 | 0 | 0 | 0 | 0 | 0 | 0 | 0 | 3 | 3 | 1 | 1 | [14 empty] | 2 | 1 | 1 | 1 | 3 | 1 | 1 | 0
PG&E KERN | Estrella | 230 | Distributed_Solar |  |  | 0 | 0 | 0 | 0 | 0 | 0 | 0 | 0 | 0 | 5 | 2 | 5 | 2 | [14 empty] | 2 | 2 | 4 | 2 | 3 | 1 | 1 | 0
SCE Eastern | Etiwanda | 230 | Distributed_Solar |  |  | 0 | 0 | 0 | 0 | 0 | 0 | 0 | 0 | 0 | 1 | 1 | 1 | 1 | 5 | [13 empty] | 1 | 1 | 2 | 1 | 1 | 1 | 1 | 0
PG&E GBA | Evergreen | 115 | Distributed_Solar |  |  | 0 | 0 | 0 | 0 | 0 | 0 | 0 | 0 | 0 | 1 | 1 | 1 | 1 | [14 empty] | 2 | 1 | 2 | 2 | 2 | 1 | 1 | 0
PG&E GBA | Evergreen | 60 | Distributed_Solar |  |  | 0 | 0 | 0 | 0 | 0 | 0 | 0 | 0 | 0 | 1 | 1 | 1 | 1 | [14 empty] | 2 | 1 | 2 | 2 | 2 | 1 | 1 | 0
PG&E FRESNO | Excelsior | 115 | Distributed_Solar |  |  | 0 | 0 | 0 | 0 | 0 | 0 | 0 | 0 | 0 | 5 | 2 | 5 | 2 | 1 | [13 empty] | 1 | 1 | 4 | 2 | 1 | 1 | 1 | 0
PG&E FRESNO | Exchequer | 115 | Distributed_Solar |  |  | 0 | 0 | 0 | 0 | 0 | 0 | 0 | 0 | 0 | 5 | 2 | 5 | 2 | [14 empty] | 2 | 1 | 4 | 1 | 2 | 1 | 1 | 0
PG&E KERN | Fairway | 115 | Distributed_Solar |  |  | 0 | 0 | 0 | 0 | 0 | 0 | 0 | 0 | 0 | 5 | 2 | 5 | 2 | [14 empty] | 2 | 2 | 3 | 1 | 2 | 1 | 1 | 0
PG&E KERN | Famoso | 115 | Distributed_Solar |  |  | 0 | 0 | 0 | 0 | 0 | 0 | 0 | 0 | 0 | 5 | 2 | 5 | 2 | [14 empty] | 1 | 1 | 4 | 1 | 1 | 1 | 4 | 1
PG&E NGBA | Fern Road | 500 | Distributed_Solar |  |  | 0 | 0 | 0 | 0 | 0 | 0 | 0 | 0 | 0 | 5 | 2 | 1 | 1 | [14 empty] | 2 | 2 | 4 | 2 | 3 | 1 | 1 | 0
PG&E GBA | Fibreboard (SPI Sonora) | 115 | Distributed_Solar |  |  | 0 | 0 | 0 | 0 | 0 | 0 | 0 | 0 | 0 | 5 | 5 | 1 | 1 | [14 empty] | 2 | 1 | 2 | 1 | 2 | 1 | 1 | 0
PG&E FRESNO | Figarden | 230 | Distributed_Solar |  |  | 0 | 0 | 0 | 0 | 0 | 0 | 0 | 0 | 0 | 5 | 2 | 5 | 2 | [14 empty] | 1 | 1 | 3 | 2 | 2 | 1 | 1 | 0
PG&E FRESNO | Fink | 230 | Distributed_Solar |  |  | 0 | 0 | 0 | 0 | 0 | 0 | 0 | 0 | 0 | 1 | 1 | 1 | 1 | [14 empty] | 1 | 1 | 4 | 2 | 1 | 1 | 1 | 0
PG&E NGBA | Fitch Mountain | 60 | Distributed_Solar |  |  | 0 | 0 | 0 | 0 | 0 | 0 | 0 | 0 | 0 | 5 | 5 | 1 | 1 | [14 empty] | 2 | 2 | 4 | 2 | 3 | 1 | 1 | 0
PG&E GBA | FMC | 115 | Distributed_Solar |  |  | 0 | 0 | 0 | 0 | 0 | 0 | 0 | 0 | 0 | 1 | 1 | 1 | 1 | [14 empty] | 2 | 1 | 2 | 2 | 2 | 1 | 1 | 0
PG&E GBA | Fremont | 115 | Distributed_Solar |  |  | 0 | 0 | 0 | 0 | 0 | 0 | 0 | 0 | 0 | 1 | 1 | 1 | 1 | [14 empty] | 2 | 1 | 3 | 1 | 2 | 1 | 1 | 0
PG&E GBA | French Camp | 60 | Distributed_Solar |  |  | 0 | 0 | 0 | 0 | 0 | 0 | 0 | 0 | 0 | 1 | 1 | 1 | 1 | [14 empty] | 1 | 1 | 3 | 2 | 1 | 1 | 1 | 0
PG&E GBA | Frogtown | 115 | Distributed_Solar |  |  | 0 | 0 | 0 | 0 | 0 | 0 | 0 | 0 | 0 | 1 | 1 | 1 | 1 | [14 empty] | 2 | 1 | 4 | 1 | 3 | 1 | 1 | 0
PG&E NGBA | Fulton | 115 | Distributed_Solar |  |  | 0 | 0 | 0 | 0 | 0 | 0 | 0 | 0 | 0 | 5 | 5 | 1 | 1 | 1 | [13 empty] | 2 | 1 | 3 | 2 | 2 | 1 | 1 | 0
PG&E NGBA | Fulton | 230 | Distributed_Solar |  |  | 0 | 0 | 0 | 0 | 0 | 0 | 0 | 0 | 0 | 5 | 5 | 1 | 1 | [14 empty] | 2 | 1 | 3 | 2 | 2 | 1 | 1 | 0
PG&E NGBA | Fulton | 60 | Distributed_Solar |  |  | 0 | 0 | 0 | 0 | 0 | 0 | 0 | 0 | 0 | 5 | 5 | 1 | 1 | [14 empty] | 2 | 1 | 3 | 2 | 2 | 1 | 1 | 0
PG&E KERN | Ganso | 115 | Distributed_Solar |  |  | 0 | 0 | 0 | 0 | 0 | 0 | 0 | 0 | 0 | 5 | 2 | 5 | 2 | [14 empty] | 1 | 1 | 3 | 1 | 1 | 1 | 4 | 1
PG&E FRESNO | Gates | 230 | Distributed_Solar |  |  | 0 | 3 | 3 | 0 | 3 | 3 | 0 | 0 | 0 | 5 | 2 | 5 | 2 | 4 | [13 empty] | 1 | 1 | 3 | 2 | 1 | 1 | 1 | 1
PG&E FRESNO | Gates | 500 | Distributed_Solar |  |  | 0 | 0 | 0 | 0 | 0 | 0 | 0 | 0 | 0 | 5 | 2 | 5 | 2 | 5 | [13 empty] | 1 | 1 | 3 | 2 | 1 | 1 | 1 | 0
PG&E NGBA | Geysers 12 | 230 | Distributed_Solar |  |  | 0 | 0 | 0 | 0 | 0 | 0 | 0 | 0 | 0 | 5 | 5 | 1 | 1 | [14 empty] | 2 | 2 | 4 | 2 | 3 | 1 | 1 | 0
PG&E NGBA | Geysers 17 | 230 | Distributed_Solar |  |  | 0 | 0 | 0 | 0 | 0 | 0 | 0 | 0 | 0 | 5 | 5 | 1 | 1 | [14 empty] | 2 | 2 | 4 | 2 | 3 | 1 | 1 | 0
PG&E NGBA | Geysers 3 | 115 | Distributed_Solar |  |  | 0 | 0 | 0 | 0 | 0 | 0 | 0 | 0 | 0 | 5 | 5 | 1 | 1 | [14 empty] | 2 | 2 | 4 | 2 | 3 | 1 | 1 | 0
PG&E NGBA | Glenn | 230 | Distributed_Solar |  |  | 0 | 0 | 0 | 0 | 0 | 0 | 0 | 0 | 0 | 5 | 2 | 1 | 1 | 3 | [13 empty] | 2 | 2 | 4 | 1 | 3 | 1 | 1 | 0
PG&E NGBA | Glenn | 60 | Distributed_Solar |  |  | 0 | 0 | 0 | 0 | 0 | 0 | 0 | 0 | 0 | 5 | 2 | 1 | 1 | [14 empty] | 2 | 2 | 4 | 1 | 3 | 1 | 1 | 0
PG&E NGBA | Gold Hill | 115 | Distributed_Solar |  |  | 0 | 0 | 0 | 0 | 0 | 0 | 0 | 0 | 0 | 5 | 2 | 1 | 1 | [14 empty] | 2 | 1 | 4 | 2 | 3 | 1 | 1 | 0
PG&E NGBA | Gold Hill | 230 | Distributed_Solar |  |  | 0 | 0 | 0 | 0 | 0 | 0 | 0 | 0 | 0 | 5 | 2 | 1 | 1 | [14 empty] | 2 | 1 | 4 | 2 | 3 | 1 | 1 | 0
SCE Northern | Goleta | 230 | Distributed_Solar |  |  | 0 | 0 | 0 | 0 | 0 | 0 | 0 | 0 | 0 | 5 | 2 | 1 | 1 | [14 empty] | 2 | 2 | 2 | 1 | 2 | 1 | 1 | 0
SCE Metro | Goodrich | 230 | Distributed_Solar |  |  | 0 | 0 | 0 | 0 | 0 | 0 | 0 | 0 | 0 | 1 | 1 | 1 | 1 | [14 empty] | 1 | 1 | 3 | 1 | 2 | 1 | 1 | 0
PG&E KERN | Goose Lake | 115 | Distributed_Solar |  |  | 0 | 0 | 0 | 0 | 0 | 0 | 0 | 0 | 0 | 5 | 2 | 5 | 2 | [14 empty] | 1 | 1 | 2 | 1 | 1 | 1 | 1 | 0
SCE Metro | Gould | 230 | Distributed_Solar |  |  | 0 | 0 | 0 | 0 | 0 | 0 | 0 | 0 | 0 | 1 | 1 | 1 | 1 | [14 empty] | 1 | 1 | 4 | 1 | 2 | 1 | 1 | 0
PG&E NGBA | Grand Island | 115 | Distributed_Solar |  |  | 0 | 2.73 | 2.73 | 0 | 2.73 | 2.73 | 0 | 0 | 0 | 5 | 2 | 1 | 1 | [14 empty] | 2 | 1 | 4 | 2 | 2 | 1 | 1 | 1
SDGE | Granite | 69 | Distributed_Solar |  |  | 0 | 0 | 0 | 0 | 0 | 0 | 0 | 0 | 0 | 3 | 3 | 1 | 1 | [14 empty] | 2 | 1 | 2 | 2 | 2 | 1 | 1 | 0
PG&E GBA | Grant | 115 | Distributed_Solar |  |  | 0 | 0 | 0 | 0 | 0 | 0 | 0 | 0 | 0 | 5 | 2 | 1 | 1 | [14 empty] | 2 | 1 | 2 | 1 | 2 | 1 | 1 | 0
PG&E GBA | Green Valley | 115 | Distributed_Solar |  |  | 0 | 0 | 0 | 0 | 0 | 0 | 0 | 0 | 0 | 1 | 1 | 1 | 1 | 1 | [13 empty] | 2 | 2 | 3 | 2 | 2 | 1 | 1 | 0
PG&E NGBA | Greenleaf 1 | 115 | Distributed_Solar |  |  | 0 | 0 | 0 | 0 | 0 | 0 | 0 | 0 | 0 | 5 | 2 | 1 | 1 | [14 empty] | 2 | 2 | 1 | 1 | 3 | 1 | 1 | 0
PG&E FRESNO | Gregg | 230 | Distributed_Solar |  |  | 0 | 0 | 0 | 0 | 0 | 0 | 0 | 0 | 0 | 5 | 2 | 5 | 2 | [14 empty] | 1 | 1 | 3 | 2 | 1 | 1 | 1 | 0
PG&E FRESNO | Grimmway-Malaga | 115 | Distributed_Solar |  |  | 0 | 0 | 0 | 0 | 0 | 0 | 0 | 0 | 0 | 5 | 2 | 5 | 2 | [14 empty] | 1 | 1 | 2 | 1 | 1 | 1 | 1 | 0
PG&E NGBA | Grizzly | 230 | Distributed_Solar |  |  | 0 | 0 | 0 | 0 | 0 | 0 | 0 | 0 | 0 | 5 | 2 | 1 | 1 | [14 empty] | 2 | 2 | 4 | 1 | 3 | 1 | 1 | 0
PG&E FRESNO | Guernsey | 70 | Distributed_Solar |  |  | 0 | 0 | 0 | 0 | 0 | 0 | 0 | 0 | 0 | 5 | 2 | 5 | 2 | [14 empty] | 1 | 1 | 3 | 2 | 1 | 1 | 5 | 1
PG&E FRESNO | GWF Hanford | 115 | Distributed_Solar |  |  | 0 | 0 | 0 | 0 | 0 | 0 | 0 | 0 | 0 | 5 | 2 | 5 | 2 | [14 empty] | 2 | 1 | 2 | 1 | 1 | 1 | 1 | 0
PG&E FRESNO | Haas | 230 | Distributed_Solar |  |  | 0 | 0 | 0 | 0 | 0 | 0 | 0 | 0 | 0 | 5 | 2 | 5 | 2 | [14 empty] | 1 | 1 | 4 | 2 | 3 | 1 | 1 | 0
PG&E FRESNO | Hammonds | 115 | Distributed_Solar |  |  | 0 | 0 | 0 | 0 | 0 | 0 | 0 | 0 | 0 | 5 | 2 | 5 | 2 | [14 empty] | 1 | 1 | 2 | 2 | 1 | 1 | 1 | 0
SCE Metro | HarborGen | 230 | Distributed_Solar |  |  | 0 | 0 | 0 | 0 | 0 | 0 | 0 | 0 | 0 | 1 | 1 | 1 | 1 | [14 empty] | 1 | 1 | 2 | 1 | 1 | 1 | 1 | 0
PG&E NGBA | Harris | 60 | Distributed_Solar |  |  | 0 | 0 | 0 | 0 | 0 | 0 | 0 | 0 | 0 | 5 | 2 | 1 | 1 | [14 empty] | 2 | 2 | 2 | 2 | 3 | 1 | 1 | 0
EOP | Harry Allen | 500 | Distributed_Solar |  |  | 0 | 0 | 0 | 0 | 0 | 0 | 0 | 0 | 0 | 5 | 2 | 1 | 1 | [14 empty] | 2 | 2 | 4 | 1 | 3 | 1 | 1 | 0
PG&E NGBA | Hartley | 60 | Distributed_Solar |  |  | 0 | 0 | 0 | 0 | 0 | 0 | 0 | 0 | 0 | 5 | 5 | 1 | 1 | [14 empty] | 2 | 2 | 4 | 2 | 3 | 1 | 1 | 0
SCE NOL | Harvard | 115 | Distributed_Solar |  |  | 0 | 0 | 0 | 0 | 0 | 0 | 0 | 0 | 0 | 4 | 3 | 1 | 1 | [14 empty] | 2 | 1 | 4 | 1 | 1 | 1 | 1 | 0
SDGE | Hassayampa | 500 | Distributed_Solar |  |  | 0 | 0 | 0 | 0 | 0 | 0 | 0 | 0 | 0 | 5 | 4 | 4 | 4 | [14 empty] | 2 | 1 | 4 | 2 | 3 | 1 | 1 | 0
PG&E FRESNO | Helm | 230 | Distributed_Solar |  |  | 0 | 0 | 0 | 0 | 0 | 0 | 0 | 0 | 0 | 5 | 2 | 5 | 2 | 3 | [13 empty] | 1 | 1 | 2 | 2 | 1 | 1 | 1 | 0
PG&E FRESNO | Helm | 70 | Distributed_Solar |  |  | 0 | 0 | 0 | 0 | 0 | 0 | 0 | 0 | 0 | 5 | 2 | 5 | 2 | [14 empty] | 1 | 1 | 2 | 2 | 1 | 1 | 1 | 0
PG&E FRESNO | Henrietta | 115 | Distributed_Solar |  |  | 0 | 0 | 0 | 0 | 0 | 0 | 0 | 0 | 0 | 5 | 2 | 5 | 2 | 3 | [13 empty] | 1 | 1 | 1 | 2 | 1 | 1 | 1 | 0
PG&E FRESNO | Henrietta | 230 | Distributed_Solar |  |  | 0 | 0 | 0 | 0 | 0 | 0 | 0 | 0 | 0 | 5 | 2 | 5 | 2 | 3 | [13 empty] | 1 | 1 | 1 | 2 | 1 | 1 | 1 | 0
PG&E FRESNO | Henrietta | 70 | Distributed_Solar |  |  | 0 | 0 | 0 | 0 | 0 | 0 | 0 | 0 | 0 | 5 | 2 | 5 | 2 | [14 empty] | 1 | 1 | 1 | 2 | 1 | 1 | 5 | 1
PG&E FRESNO | Herndon | 115 | Distributed_Solar |  |  | 0 | 0 | 0 | 0 | 0 | 0 | 0 | 0 | 0 | 5 | 2 | 5 | 2 | [14 empty] | 1 | 1 | 3 | 2 | 1 | 1 | 1 | 0
PG&E FRESNO | Herndon | 230 | Distributed_Solar |  |  | 0 | 0 | 0 | 0 | 0 | 0 | 0 | 0 | 0 | 5 | 2 | 5 | 2 | [14 empty] | 1 | 1 | 3 | 2 | 1 | 1 | 1 | 0
PG&E GBA | Hicks | 230 | Distributed_Solar |  |  | 0 | 0 | 0 | 0 | 0 | 0 | 0 | 0 | 0 | 1 | 1 | 1 | 1 | [14 empty] | 2 | 1 | 4 | 2 | 2 | 1 | 1 | 0
PG&E NGBA | Higgins | 115 | Distributed_Solar |  |  | 0 | 0 | 0 | 0 | 0 | 0 | 0 | 0 | 0 | 5 | 2 | 1 | 1 | [14 empty] | 2 | 1 | 4 | 1 | 3 | 1 | 1 | 0
PG&E NGBA | Hilltop | 345 | Distributed_Solar |  |  | 0 | 0 | 0 | 0 | 0 | 0 | 0 | 0 | 0 | 5 | 2 | 1 | 1 | [14 empty] | 2 | 2 | 4 | 1 | 3 | 1 | 1 | 0
SCE Metro | Hinson | 230 | Distributed_Solar |  |  | 0 | 0.68 | 0.68 | 0 | 0.68 | 0.68 | 0 | 0 | 0 | 1 | 1 | 1 | 1 | [14 empty] | 1 | 1 | 2 | 1 | 1 | 1 | 4 | 1
PG&E GBA | Hollister | 115 | Distributed_Solar |  |  | 0 | 0 | 0 | 0 | 0 | 0 | 0 | 0 | 0 | 1 | 1 | 1 | 1 | 3 | [13 empty] | 2 | 2 | 4 | 2 | 3 | 1 | 1 | 0
PG&E NGBA | Homestake | 115 | Distributed_Solar |  |  | 0 | 0 | 0 | 0 | 0 | 0 | 0 | 0 | 0 | 5 | 5 | 1 | 1 | [14 empty] | 2 | 1 | 4 | 2 | 3 | 1 | 1 | 0
PG&E NGBA | Honcut | 115 | Distributed_Solar |  |  | 0 | 0 | 0 | 0 | 0 | 0 | 0 | 0 | 0 | 5 | 2 | 1 | 1 | [14 empty] | 2 | 1 | 4 | 2 | 3 | 1 | 1 | 0
SDGE | Hoodoo Wash | 500 | Distributed_Solar |  |  | 0 | 0 | 0 | 0 | 0 | 0 | 0 | 0 | 0 | 5 | 3 | 1 | 1 | [14 empty] | 2 | 2 | 4 | 2 | 3 | 1 | 1 | 0
PG&E NGBA | Hopland | 115 | Distributed_Solar |  |  | 0 | 0 | 0 | 0 | 0 | 0 | 0 | 0 | 0 | 5 | 5 | 1 | 1 | [14 empty] | 2 | 2 | 4 | 2 | 3 | 1 | 1 | 0
PG&E NGBA | Hopland | 60 | Distributed_Solar |  |  | 0 | 0 | 0 | 0 | 0 | 0 | 0 | 0 | 0 | 5 | 5 | 1 | 1 | [14 empty] | 2 | 2 | 4 | 2 | 3 | 1 | 1 | 0
PG&E NGBA | Humboldt | 115 | Distributed_Solar |  |  | 0 | 0 | 0 | 0 | 0 | 0 | 0 | 0 | 0 | 5 | 2 | 1 | 1 | 3 | [13 empty] | 2 | 2 | 3 | 2 | 3 | 1 | 1 | 0
PG&E NGBA | Humboldt | 60 | Distributed_Solar |  |  | 0 | 1.999 | 1.999 | 0 | 1.999 | 1.999 | 0 | 0 | 0 | 5 | 2 | 1 | 1 | [14 empty] | 2 | 2 | 3 | 2 | 3 | 1 | 1 | 1
PG&E NGBA | Humboldt | 500 | Distributed_Solar |  |  | 0 | 0 | 0 | 0 | 0 | 0 | 0 | 0 | 0 | 5 | 2 | 1 | 1 | [14 empty] | 2 | 2 | 3 | 2 | 3 | 1 | 1 | 0
SCE Metro | Huntington Beach | 230 | Distributed_Solar |  |  | 0 | 0 | 0 | 0 | 0 | 0 | 0 | 0 | 0 | 1 | 1 | 1 | 1 | [14 empty] | 1 | 1 | 1 | 1 | 2 | 1 | 1 | 0
PG&E NGBA | Ignacio | 115 | Distributed_Solar |  |  | 0 | 0 | 0 | 0 | 0 | 0 | 0 | 0 | 0 | 5 | 2 | 1 | 1 | 3 | [13 empty] | 2 | 1 | 4 | 1 | 3 | 1 | 1 | 0
PG&E NGBA | Ignacio | 230 | Distributed_Solar |  |  | 0 | 0 | 0 | 0 | 0 | 0 | 0 | 0 | 0 | 5 | 5 | 1 | 1 | 3 | [13 empty] | 2 | 1 | 4 | 1 | 3 | 1 | 1 | 0
PG&E NGBA | Ignacio | 60 | Distributed_Solar |  |  | 0 | 0 | 0 | 0 | 0 | 0 | 0 | 0 | 0 | 5 | 5 | 1 | 1 | 3 | [13 empty] | 2 | 1 | 4 | 1 | 3 | 1 | 1 | 0
SDGE | Imperial Beach | 69 | Distributed_Solar |  |  | 0 | 0 | 0 | 0 | 0 | 0 | 0 | 0 | 0 | 3 | 3 | 1 | 1 | [14 empty] | 2 | 1 | 3 | 1 | 2 | 1+ | 1 | 1
SDGE | Imperial Valley | 230 | Distributed_Solar |  |  | 0 | 0 | 0 | 0 | 0 | 0 | 0 | 0 | 0 | 3 | 3 | 1 | 1 | 4 | [13 empty] | 1 | 1 | 2 | 2 | 1 | 1 | 1 | 0
SDGE | Imperial Valley | 500 | Distributed_Solar |  |  | 0 | 0 | 0 | 0 | 0 | 0 | 0 | 0 | 0 | 3 | 3 | 1 | 1 | 5 | [13 empty] | 1 | 1 | 2 | 2 | 1 | 1 | 1 | 0
EOP | Innovation | 138 | Distributed_Solar |  |  | 0 | 0 | 0 | 0 | 0 | 0 | 0 | 0 | 0 | 5 | 2 | 1 | 1 | [14 empty] | 2 | 2 | 4 | 1 | 3 | 1 | 1 | 0
EOP | Innovation | 230 | Distributed_Solar |  |  | 0 | 0 | 0 | 0 | 0 | 0 | 0 | 0 | 0 | 5 | 2 | 1 | 1 | [14 empty] | 2 | 2 | 4 | 1 | 3 | 1 | 1 | 0
SCE NOL | Inyokern | 115 | Distributed_Solar |  |  | 0 | 0 | 0 | 0 | 0 | 0 | 0 | 0 | 0 | 4 | 3 | 1 | 1 | [14 empty] | 2 | 2 | 4 | 1 | 3 | 4+ | 1 | 1
EOP | IS Tap | 138 | Distributed_Solar |  |  | 0 | 0 | 0 | 0 | 0 | 0 | 0 | 0 | 0 | 5 | 2 | 1 | 1 | [14 empty] | 2 | 2 | 4 | 1 | 3 | 1 | 1 | 0
EOP | Ivanpah | 115 | Distributed_Solar |  |  | 0 | 0 | 0 | 0 | 0 | 0 | 0 | 0 | 0 | 5 | 2 | 1 | 1 | [14 empty] | 2 | 2 | 4 | 1 | 1 | 1 | 1 | 0
EOP | Ivanpah | 230 | Distributed_Solar |  |  | 0 | 0 | 0 | 0 | 0 | 0 | 0 | 0 | 0 | 5 | 2 | 1 | 1 | [14 empty] | 2 | 2 | 4 | 1 | 1 | 1 | 1 | 0
EOP | Jackass (DOE) | 138 | Distributed_Solar |  |  | 0 | 0 | 0 | 0 | 0 | 0 | 0 | 0 | 0 | 5 | 2 | 1 | 1 | [14 empty] | 2 | 2 | 4 | 1 | 3 | 1 | 1 | 0
PG&E NGBA | James B Black | 230 | Distributed_Solar |  |  | 0 | 0 | 0 | 0 | 0 | 0 | 0 | 0 | 0 | 5 | 2 | 1 | 1 | [14 empty] | 2 | 2 | 4 | 2 | 3 | 1 | 1 | 0
PG&E GBA | Jefferson | 230 | Distributed_Solar |  |  | 0 | 0 | 0 | 0 | 0 | 0 | 0 | 0 | 0 | 1 | 1 | 1 | 1 | [14 empty] | 2 | 1 | 3 | 1 | 2 | 1 | 1 | 0
PG&E NGBA | Jessup | 115 | Distributed_Solar |  |  | 0 | 0 | 0 | 0 | 0 | 0 | 0 | 0 | 0 | 5 | 2 | 1 | 1 | [14 empty] | 2 | 2 | 3 | 2 | 3 | 1 | 1 | 0
SCE Metro | Johanna | 230 | Distributed_Solar |  |  | 0 | 0 | 0 | 0 | 0 | 0 | 0 | 0 | 0 | 1 | 1 | 1 | 1 | [14 empty] | 1 | 1 | 2 | 1 | 1 | 1 | 1 | 0
SCE Eastern | Julian Hinds | 230 | Distributed_Solar |  |  | 0 | 0 | 0 | 0 | 0 | 0 | 0 | 0 | 0 | 5 | 2 | 1 | 1 | [14 empty] | 2 | 1 | 4 | 1 | 3 | 1 | 1 | 0
PG&E GBA | Kasson | 115 | Distributed_Solar |  |  | 0 | 0 | 0 | 0 | 0 | 0 | 0 | 0 | 0 | 1 | 1 | 1 | 1 | [14 empty] | 1 | 1 | 4 | 2 | 1 | 1 | 1 | 0
PG&E GBA | Kasson | 60 | Distributed_Solar |  |  | 0 | 0 | 0 | 0 | 0 | 0 | 0 | 0 | 0 | 1 | 1 | 1 | 1 | [14 empty] | 1 | 1 | 4 | 2 | 1 | 1 | 1 | 0
PG&E FRESNO | Kearney | 230 | Distributed_Solar |  |  | 0 | 0 | 0 | 0 | 0 | 0 | 0 | 0 | 0 | 5 | 2 | 5 | 2 | [14 empty] | 1 | 1 | 3 | 2 | 1 | 1 | 5 | 1
PG&E FRESNO | Kearney | 70 | Distributed_Solar |  |  | 0 | 0 | 0 | 0 | 0 | 0 | 0 | 0 | 0 | 5 | 2 | 5 | 2 | [14 empty] | 1 | 1 | 3 | 2 | 1 | 1 | 1 | 0
PG&E GBA | Kelso | 230 | Distributed_Solar |  |  | 0 | 0 | 0 | 0 | 0 | 0 | 0 | 0 | 0 | 5 | 2 | 1 | 1 | [14 empty] | 2 | 1 | 2 | 1 | 2 | 1 | 1 | 0
PG&E FRESNO | Kerchoff 1 | 115 | Distributed_Solar |  |  | 0 | 0 | 0 | 0 | 0 | 0 | 0 | 0 | 0 | 5 | 2 | 5 | 2 | [14 empty] | 1 | 1 | 4 | 2 | 3 | 1 | 1 | 0
PG&E KERN | Kern Oil | 115 | Distributed_Solar |  |  | 0 | 0 | 0 | 0 | 0 | 0 | 0 | 0 | 0 | 5 | 2 | 5 | 2 | [14 empty] | 1 | 1 | 1 | 1 | 1 | 1 | 4 | 1
PG&E KERN | Kern PP | 115 | Distributed_Solar |  |  | 0 | 0 | 0 | 0 | 0 | 0 | 0 | 0 | 0 | 5 | 2 | 5 | 2 | [14 empty] | 1 | 1 | 2 | 1 | 2 | 1 | 1 | 0
PG&E KERN | Kern PP | 230 | Distributed_Solar |  |  | 0 | 0 | 0 | 0 | 0 | 0 | 0 | 0 | 0 | 5 | 2 | 5 | 2 | [14 empty] | 1 | 1 | 2 | 1 | 2 | 1 | 1 | 0
PG&E KERN | Kern PP | 70 | Distributed_Solar |  |  | 0 | 0 | 0 | 0 | 0 | 0 | 0 | 0 | 0 | 5 | 2 | 5 | 2 | [14 empty] | 1 | 1 | 2 | 1 | 2 | 1 | 1 | 0
PG&E KERN | Kernridge | 115 | Distributed_Solar |  |  | 0 | 0 | 0 | 0 | 0 | 0 | 0 | 0 | 0 | 5 | 2 | 5 | 2 | [14 empty] | 1 | 1 | 1 | 1 | 1 | 1 | 1 | 0
PG&E FRESNO | Kingsburg | 115 | Distributed_Solar |  |  | 0 | 0 | 0 | 0 | 0 | 0 | 0 | 0 | 0 | 5 | 2 | 5 | 2 | [14 empty] | 1 | 1 | 2 | 2 | 1 | 1 | 1 | 0
PG&E GBA | Kirker | 115 | Distributed_Solar |  |  | 0 | 2.9 | 2.9 | 0 | 2.9 | 2.9 | 0 | 0 | 0 | 5 | 2 | 1 | 1 | [14 empty] | 2 | 1 | 3 | 1 | 1 | 4+ | 1 | 1
PG&E NGBA | Knights Landing | 115 | Distributed_Solar |  |  | 0 | 0 | 0 | 0 | 0 | 0 | 0 | 0 | 0 | 5 | 2 | 1 | 1 | [14 empty] | 2 | 1 | 4 | 2 | 3 | 1 | 1 | 0
PG&E NGBA | Konocti | 60 | Distributed_Solar |  |  | 0 | 0 | 0 | 0 | 0 | 0 | 0 | 0 | 0 | 5 | 5 | 1 | 1 | [14 empty] | 2 | 2 | 4 | 2 | 3 | 1 | 1 | 0
SCE NOL | Kramer | 115 | Distributed_Solar |  |  | 0 | 0 | 0 | 0 | 0 | 0 | 0 | 0 | 0 | 4 | 3 | 1 | 1 | 3 | [13 empty] | 2 | 1 | 4 | 1 | 3 | 4+ | 5 | 1
SCE NOL | Kramer | 230 | Distributed_Solar |  |  | 0 | 0 | 0 | 0 | 0 | 0 | 0 | 0 | 0 | 4 | 3 | 1 | 1 | 4 | [13 empty] | 2 | 1 | 4 | 1 | 3 | 4+ | 1 | 1
SCE Metro | La Cienega | 230 | Distributed_Solar |  |  | 0 | 0 | 0 | 0 | 0 | 0 | 0 | 0 | 0 | 1 | 1 | 1 | 1 | [14 empty] | 1 | 1 | 2 | 1 | 2 | 1 | 1 | 0
SCE Metro | La Fresa | 230 | Distributed_Solar |  |  | 0 | 0 | 0 | 0 | 0 | 0 | 0 | 0 | 0 | 1 | 1 | 1 | 1 | [14 empty] | 1 | 1 | 2 | 1 | 2 | 1 | 4 | 1
SCE Metro | Laguna Bell | 230 | Distributed_Solar |  |  | 0 | 0.68 | 0.68 | 0 | 0.68 | 0.68 | 0 | 0 | 0 | 1 | 1 | 1 | 1 | 5 | [13 empty] | 1 | 1 | 2 | 1 | 1 | 4+ | 4 | 1
PG&E KERN | Lakeview | 70 | Distributed_Solar |  |  | 0 | 0 | 0 | 0 | 0 | 0 | 0 | 0 | 0 | 5 | 5 | 5 | 2 | [14 empty] | 1 | 1 | 4 | 1 | 1 | 1 | 1 | 0
PG&E NGBA | Lakeville | 230 | Distributed_Solar |  |  | 0 | 0 | 0 | 0 | 0 | 0 | 0 | 0 | 0 | 5 | 5 | 1 | 1 | 3 | [13 empty] | 2 | 1 | 4 | 2 | 3 | 1 | 1 | 0
PG&E NGBA | Lakeville | 60 | Distributed_Solar |  |  | 0 | 0 | 0 | 0 | 0 | 0 | 0 | 0 | 0 | 5 | 5 | 1 | 1 | [14 empty] | 2 | 1 | 4 | 2 | 3 | 1 | 5 | 1
PG&E NGBA | Lakeville | 115 | Distributed_Solar |  |  | 0 | 0 | 0 | 0 | 0 | 0 | 0 | 0 | 0 | 5 | 5 | 1 | 1 | 3 | [13 empty] | 2 | 1 | 4 | 2 | 3 | 1 | 1 | 0
PG&E GBA | Lakewood | 115 | Distributed_Solar |  |  | 0 | 0 | 0 | 0 | 0 | 0 | 0 | 0 | 0 | 5 | 2 | 1 | 1 | [14 empty] | 2 | 1 | 3 | 1 | 2 | 1 | 1 | 0
PG&E NGBA | Lambie | 230 | Distributed_Solar |  |  | 0 | 0 | 0 | 0 | 0 | 0 | 0 | 0 | 0 | 5 | 5 | 1 | 1 | [14 empty] | 2 | 1 | 1 | 1 | 1 | 1 | 1 | 0
PG&E GBA | Lammers | 115 | Distributed_Solar |  |  | 0 | 0 | 0 | 0 | 0 | 0 | 0 | 0 | 0 | 5 | 5 | 1 | 1 | 3 | [13 empty] | 1 | 1 | 1 | 2 | 2 | 1 | 1 | 0
PG&E KERN | Lamont | 115 | Distributed_Solar |  |  | 0 | 0 | 0 | 0 | 0 | 0 | 0 | 0 | 0 | 5 | 2 | 5 | 2 | 3 | [13 empty] | 1 | 1 | 2 | 1 | 1 | 1 | 4 | 1
PG&E FRESNO | Las Aguilas | 230 | Distributed_Solar |  |  | 0 | 0 | 0 | 0 | 0 | 0 | 0 | 0 | 0 | 5 | 2 | 5 | 2 | [14 empty] | 2 | 2 | 4 | 2 | 2 | 1 | 1 | 0
EOP | Lathrop | 138 | Distributed_Solar |  |  | 0 | 0 | 0 | 0 | 0 | 0 | 0 | 0 | 0 | 5 | 2 | 1 | 1 | [14 empty] | 2 | 2 | 4 | 1 | 3 | 1 | 1 | 0
EOP | Lathrop | 230 | Distributed_Solar |  |  | 0 | 0 | 0 | 0 | 0 | 0 | 0 | 0 | 0 | 5 | 2 | 1 | 1 | [14 empty] | 2 | 2 | 4 | 1 | 3 | 1 | 1 | 0
PG&E FRESNO | Le Grand | 115 | Distributed_Solar |  |  | 0 | 0 | 0 | 0 | 0 | 0 | 0 | 0 | 0 | 5 | 2 | 5 | 2 | 3 | [13 empty] | 1 | 1 | 3 | 2 | 1 | 1 | 1 | 0
PG&E FRESNO | Lemoore | 70 | Distributed_Solar |  |  | 0 | 0 | 0 | 0 | 0 | 0 | 0 | 0 | 0 | 5 | 2 | 5 | 2 | [14 empty] | 1 | 1 | 3 | 2 | 2 | 1 | 1 | 0
PG&E KERN | Lerdo | 115 | Distributed_Solar |  |  | 0 | 0 | 0 | 0 | 0 | 0 | 0 | 0 | 0 | 5 | 2 | 5 | 2 | [14 empty] | 1 | 1 | 4 | 1 | 1 | 1 | 1 | 0
SCE Metro | Lewis | 230 | Distributed_Solar |  |  | 0 | 0 | 0 | 0 | 0 | 0 | 0 | 0 | 0 | 1 | 1 | 1 | 1 | [14 empty] | 1 | 1 | 3 | 1 | 2 | 1 | 1 | 0
SCE Metro | Lighthipe | 230 | Distributed_Solar |  |  | 0 | 1.32 | 1.32 | 0 | 1.32 | 1.32 | 0 | 0 | 0 | 1 | 1 | 1 | 1 | [14 empty] | 1 | 1 | 2 | 1 | 1 | 4+ | 4 | 1
SDGE | Lilac | 69 | Distributed_Solar |  |  | 0 | 0 | 0 | 0 | 0 | 0 | 0 | 0 | 0 | 3 | 3 | 1 | 1 | [14 empty] | 2 | 1 | 3 | 1 | 3 | 1 | 1 | 0
PG&E NGBA | Lincoln | 115 | Distributed_Solar |  |  | 0 | 0 | 0 | 0 | 0 | 0 | 0 | 0 | 0 | 5 | 2 | 1 | 1 | [14 empty] | 2 | 1 | 3 | 2 | 3 | 1 | 1 | 0
PG&E KERN | Live Oak | 115 | Distributed_Solar |  |  | 0 | 0 | 0 | 0 | 0 | 0 | 0 | 0 | 0 | 5 | 2 | 5 | 2 | [14 empty] | 1 | 1 | 1 | 1 | 1 | 1 | 1 | 0
PG&E GBA | Llagas | 115 | Distributed_Solar |  |  | 0 | 0 | 0 | 0 | 0 | 0 | 0 | 0 | 0 | 1 | 1 | 1 | 1 | [14 empty] | 2 | 1 | 2 | 2 | 1 | 1 | 1 | 0
PG&E GBA | Lockeford | 115 | Distributed_Solar |  |  | 0 | 0 | 0 | 0 | 0 | 0 | 0 | 0 | 0 | 1 | 1 | 1 | 1 | [14 empty] | 1 | 1 | 4 | 2 | 2 | 1 | 1 | 0
PG&E GBA | Lockeford | 230 | Distributed_Solar |  |  | 0 | 0 | 0 | 0 | 0 | 0 | 0 | 0 | 0 | 5 | 2 | 1 | 1 | [14 empty] | 1 | 1 | 4 | 2 | 2 | 1 | 1 | 0
PG&E GBA | Lockeford | 60 | Distributed_Solar |  |  | 0 | 0 | 0 | 0 | 0 | 0 | 0 | 0 | 0 | 5 | 2 | 1 | 1 | [14 empty] | 1 | 1 | 4 | 2 | 2 | 1 | 1 | 0
PG&E GBA | Lodi | 230 | Distributed_Solar |  |  | 0 | 0 | 0 | 0 | 0 | 0 | 0 | 0 | 0 | 5 | 2 | 1 | 1 | [14 empty] | 1 | 1 | 1 | 2 | 1 | 1 | 1 | 0
PG&E NGBA | Logan Creek | 230 | Distributed_Solar |  |  | 0 | 0 | 0 | 0 | 0 | 0 | 0 | 0 | 0 | 5 | 5 | 1 | 1 | [14 empty] | 2 | 2 | 4 | 1 | 2 | 1 | 1 | 0
PG&E GBA | Lone Tree | 230 | Distributed_Solar |  |  | 0 | 0 | 0 | 0 | 0 | 0 | 0 | 0 | 0 | 5 | 5 | 1 | 1 | [14 empty] | 2 | 1 | 3 | 1 | 2 | 1 | 4 | 1
PG&E FRESNO | Los Banos | 230 | Distributed_Solar |  |  | 0 | 5.9 | 5.9 | 0 | 5.9 | 5.9 | 0 | 0 | 0 | 5 | 2 | 5 | 2 | 3 | [13 empty] | 1 | 1 | 4 | 2 | 1 | 1 | 1 | 1
PG&E FRESNO | Los Banos | 500 | Distributed_Solar |  |  | 0 | 0 | 0 | 0 | 0 | 0 | 0 | 0 | 0 | 1 | 1 | 1 | 1 | 2 | [13 empty] | 1 | 1 | 4 | 2 | 1 | 1 | 1 | 0
SDGE | Los Coches | 138 | Distributed_Solar |  |  | 0 | 0 | 0 | 0 | 0 | 0 | 0 | 0 | 0 | 3 | 3 | 1 | 1 | [14 empty] | 2 | 2 | 4 | 2 | 3 | 1 | 1 | 0
SDGE | Los Coches | 69 | Distributed_Solar |  |  | 0 | 0 | 0 | 0 | 0 | 0 | 0 | 0 | 0 | 3 | 3 | 1 | 1 | [14 empty] | 2 | 2 | 4 | 2 | 3 | 1 | 1 | 0
PG&E GBA | Los Esteros | 115 | Distributed_Solar |  |  | 0 | 0 | 0 | 0 | 0 | 0 | 0 | 0 | 0 | 1 | 1 | 1 | 1 | 4 | [13 empty] | 2 | 1 | 1 | 2 | 1 | 1 | 1 | 0
PG&E GBA | Los Esteros | 230 | Distributed_Solar |  |  | 0 | 0 | 0 | 0 | 0 | 0 | 0 | 0 | 0 | 1 | 1 | 1 | 1 | [14 empty] | 2 | 1 | 1 | 2 | 1 | 1 | 1 | 0
PG&E GBA | Los Positas | 230 | Distributed_Solar |  |  | 0 | 0 | 0 | 0 | 0 | 0 | 0 | 0 | 0 | 5 | 5 | 1 | 1 | 3 | [13 empty] | 2 | 1 | 3 | 1 | 3 | 1 | 1 | 0
PG&E GBA | Los Positas | 60 | Distributed_Solar |  |  | 0 | 0 | 0 | 0 | 0 | 0 | 0 | 0 | 0 | 5 | 5 | 1 | 1 | 3 | [13 empty] | 2 | 1 | 3 | 1 | 3 | 1 | 1 | 0
SDGE | Loveland | 69 | Distributed_Solar |  |  | 0 | 0 | 0 | 0 | 0 | 0 | 0 | 0 | 0 | 3 | 3 | 1 | 1 | [14 empty] | 2 | 1 | 3 | 1 | 3 | 1 | 5 | 1
SCE NOL | Lugo | 230 | Distributed_Solar |  |  | 0 | 0 | 0 | 0 | 0 | 0 | 0 | 0 | 0 | 1 | 1 | 1 | 1 | [14 empty] | 2 | 1 | 4 | 1 | 2 | 1 | 1 | 0
SCE Metro | Lugo | 500 | Distributed_Solar |  |  | 0 | 0 | 0 | 0 | 0 | 0 | 0 | 0 | 0 | 1 | 1 | 1 | 1 | 5 | [13 empty] | 2 | 1 | 4 | 1 | 2 | 1 | 1 | 0
PG&E FRESNO | Madera | 70 | Distributed_Solar |  |  | 0 | 0 | 0 | 0 | 0 | 0 | 0 | 0 | 0 | 5 | 2 | 5 | 2 | [14 empty] | 1 | 1 | 4 | 2 | 1 | 1 | 1 | 0
PG&E NGBA | Madison | 115 | Distributed_Solar |  |  | 0 | 0 | 0 | 0 | 0 | 0 | 0 | 0 | 0 | 5 | 5 | 1 | 1 | [14 empty] | 2 | 1 | 4 | 2 | 3 | 1 | 1 | 0
PG&E KERN | Magunden | 115 | Distributed_Solar |  |  | 0 | 0 | 0 | 0 | 0 | 0 | 0 | 0 | 0 | 5 | 2 | 5 | 2 | [14 empty] | 1 | 1 | 2 | 1 | 1 | 1 | 1 | 0
SCE Northern | Magunden | 230 | Distributed_Solar |  |  | 0 | 0 | 0 | 0 | 0 | 0 | 0 | 0 | 0 | 1 | 1 | 1 | 1 | [14 empty] | 1 | 1 | 2 | 1 | 1 | 1 | 1 | 0
PG&E FRESNO | Malaga | 115 | Distributed_Solar |  |  | 0 | 0 | 0 | 0 | 0 | 0 | 0 | 0 | 0 | 5 | 2 | 5 | 2 | [14 empty] | 1 | 1 | 1 | 2 | 1 | 1 | 1 | 0
PG&E NGBA | Malin | 500 | Distributed_Solar |  |  | 0 | 0 | 0 | 0 | 0 | 0 | 0 | 0 | 0 | 5 | 2 | 1 | 1 | [14 empty] | 2 | 2 | 4 | 2 | 3 | 1 | 1 | 0
SCE Northern | Mandalay | 230 | Distributed_Solar |  |  | 0 | 0 | 0 | 0 | 0 | 0 | 0 | 0 | 0 | 5 | 2 | 1 | 1 | [14 empty] | 2 | 1 | 2 | 1 | 1 | 1 | 1 | 0
PG&E FRESNO | Manning | 230 | Distributed_Solar |  |  | 0 | 0 | 0 | 0 | 0 | 0 | 0 | 0 | 0 | 5 | 2 | 5 | 2 | 1 | [13 empty] | 1 | 1 | 2 | 2 | 1 | 1 | 1 | 0
PG&E FRESNO | Manning | 500 | Distributed_Solar |  |  | 0 | 0 | 0 | 0 | 0 | 0 | 0 | 0 | 0 | 1 | 1 | 1 | 1 | 2 | [13 empty] | 1 | 1 | 2 | 2 | 1 | 1 | 1 | 0
PG&E GBA | Manteca | 115 | Distributed_Solar |  |  | 0 | 0 | 0 | 0 | 0 | 0 | 0 | 0 | 0 | 5 | 5 | 5 | 2 | [14 empty] | 1 | 1 | 2 | 2 | 2 | 1 | 4 | 1
SDGE | Margarita | 138 | Distributed_Solar |  |  | 0 | 0 | 0 | 0 | 0 | 0 | 0 | 0 | 0 | 1 | 1 | 1 | 1 | [14 empty] | 1 | 1 | 2 | 1 | 3 | 1 | 1 | 0
PG&E GBA | Martin | 230 | Distributed_Solar |  |  | 0 | 0 | 0 | 0 | 0 | 0 | 0 | 0 | 0 | 5 | 2 | 1 | 1 | 3 | [13 empty] | 2 | 1 | 3 | 1 | 2 | 1 | 1 | 0
PG&E GBA | Martin | 115 | Distributed_Solar |  |  | 0 | 0 | 0 | 0 | 0 | 0 | 0 | 0 | 0 | 1 | 1 | 1 | 1 | 4 | [13 empty] | 2 | 1 | 3 | 1 | 2 | 1 | 1 | 0
PG&E GBA | Martinez | 115 | Distributed_Solar |  |  | 0 | 0 | 0 | 0 | 0 | 0 | 0 | 0 | 0 | 5 | 2 | 1 | 1 | [14 empty] | 2 | 1 | 1 | 1 | 1 | 1 | 1 | 0
PG&E FRESNO | Mc Mullin | 230 | Distributed_Solar |  |  | 0 | 0 | 0 | 0 | 0 | 0 | 0 | 0 | 0 | 5 | 2 | 5 | 2 | [14 empty] | 1 | 1 | 3 | 2 | 1 | 1 | 1 | 0
PG&E FRESNO | McCall | 115 | Distributed_Solar |  |  | 0 | 0 | 0 | 0 | 0 | 0 | 0 | 0 | 0 | 5 | 2 | 5 | 2 | [14 empty] | 1 | 1 | 3 | 2 | 1 | 1 | 5 | 1
PG&E FRESNO | McCall | 230 | Distributed_Solar |  |  | 0 | 0 | 0 | 0 | 0 | 0 | 0 | 0 | 0 | 5 | 2 | 5 | 2 | [14 empty] | 1 | 1 | 3 | 2 | 1 | 1 | 1 | 0
PG&E GBA | Meadow Lane | 115 | Distributed_Solar |  |  | 0 | 0 | 0 | 0 | 0 | 0 | 0 | 0 | 0 | 5 | 2 | 1 | 1 | [14 empty] | 2 | 1 | 2 | 1 | 1 | 1 | 1 | 0
PG&E GBA | Melones | 115 | Distributed_Solar |  |  | 0 | 0 | 0 | 0 | 0 | 0 | 0 | 0 | 0 | 5 | 5 | 1 | 1 | [14 empty] | 2 | 1 | 4 | 1 | 3 | 1 | 1 | 0
PG&E GBA | Melones | 230 | Distributed_Solar |  |  | 0 | 0 | 0 | 0 | 0 | 0 | 0 | 0 | 0 | 5 | 5 | 1 | 1 | [14 empty] | 2 | 1 | 4 | 1 | 3 | 1 | 1 | 0
SDGE | Melrose | 69 | Distributed_Solar |  |  | 0 | 0 | 0 | 0 | 0 | 0 | 0 | 0 | 0 | 3 | 3 | 1 | 1 | [14 empty] | 2 | 1 | 3 | 1 | 3 | 1 | 1 | 0
PG&E NGBA | Mendocino | 115 | Distributed_Solar |  |  | 0 | 5 | 5 | 0 | 5 | 5 | 0 | 0 | 0 | 5 | 5 | 1 | 1 | [14 empty] | 2 | 2 | 4 | 2 | 3 | 1 | 1 | 1
PG&E NGBA | Mendocino | 60 | Distributed_Solar |  |  | 0 | 0 | 0 | 0 | 0 | 0 | 0 | 0 | 0 | 5 | 5 | 1 | 1 | [14 empty] | 2 | 2 | 4 | 2 | 3 | 1 | 1 | 0
PG&E FRESNO | Mendota | 115 | Distributed_Solar |  |  | 0 | 0 | 0 | 0 | 0 | 0 | 0 | 0 | 0 | 5 | 2 | 5 | 2 | 1 | [13 empty] | 1 | 1 | 3 | 2 | 1 | 1 | 1 | 0
PG&E GBA | Menlo | 60 | Distributed_Solar |  |  | 0 | 0 | 0 | 0 | 0 | 0 | 0 | 0 | 0 | 5 | 2 | 1 | 1 | [14 empty] | 2 | 1 | 3 | 1 | 2 | 1 | 1 | 0
PG&E FRESNO | Merced | 115 | Distributed_Solar |  |  | 0 | 0 | 0 | 0 | 0 | 0 | 0 | 0 | 0 | 5 | 2 | 5 | 2 | [14 empty] | 1 | 1 | 4 | 2 | 1 | 1 | 5 | 1
EOP | Mercury | 138 | Distributed_Solar |  |  | 0 | 0 | 0 | 0 | 0 | 0 | 0 | 0 | 0 | 5 | 2 | 1 | 1 | [14 empty] | 2 | 2 | 4 | 1 | 3 | 1 | 1 | 0
PG&E FRESNO | Mercy Springs | 70 | Distributed_Solar |  |  | 0 | 0 | 0 | 0 | 0 | 0 | 0 | 0 | 0 | 5 | 2 | 5 | 2 | [14 empty] | 1 | 1 | 4 | 2 | 1 | 1 | 1 | 0
PG&E NGBA | Meridian | 60 | Distributed_Solar |  |  | 0 | 0 | 0 | 0 | 0 | 0 | 0 | 0 | 0 | 5 | 5 | 1 | 1 | [14 empty] | 2 | 2 | 4 | 1 | 3 | 1 | 1 | 0
PG&E KERN | Mesa (PGE) | 115 | Distributed_Solar |  |  | 0 | 0 | 0 | 0 | 0 | 0 | 0 | 0 | 0 | 5 | 2 | 5 | 2 | [14 empty] | 2 | 2 | 3 | 2 | 2 | 1 | 1 | 0
PG&E KERN | Mesa (PGE) | 230 | Distributed_Solar |  |  | 0 | 0 | 0 | 0 | 0 | 0 | 0 | 0 | 0 | 5 | 2 | 5 | 2 | [14 empty] | 2 | 2 | 3 | 2 | 2 | 1 | 1 | 0
SCE Metro | Mesa (SCE) | 230 | Distributed_Solar |  |  | 0 | 1.92 | 1.92 | 0 | 1.92 | 1.92 | 0 | 0 | 0 | 1 | 1 | 1 | 1 | [14 empty] | 1 | 1 | 3 | 1 | 2 | 1 | 3 | 1
SCE Metro | Mesa (SCE) | 500 | Distributed_Solar |  |  | 0 | 0 | 0 | 0 | 0 | 0 | 0 | 0 | 0 | 1 | 1 | 1 | 1 | [14 empty] | 1 | 1 | 3 | 1 | 2 | 1 | 1 | 0
SDGE | Mesa Heights | 69 | Distributed_Solar |  |  | 0 | 0 | 0 | 0 | 0 | 0 | 0 | 0 | 0 | 3 | 3 | 1 | 1 | [14 empty] | 2 | 1 | 2 | 1 | 3 | 1 | 1 | 0
PG&E GBA | Metcalf | 115 | Distributed_Solar |  |  | 0 | 0 | 0 | 0 | 0 | 0 | 0 | 0 | 0 | 1 | 1 | 1 | 1 | 4 | [13 empty] | 2 | 1 | 1 | 2 | 3 | 1 | 1 | 0
PG&E GBA | Metcalf | 230 | Distributed_Solar |  |  | 0 | 0 | 0 | 0 | 0 | 0 | 0 | 0 | 0 | 1 | 1 | 1 | 1 | 4 | [13 empty] | 2 | 1 | 1 | 2 | 3 | 1 | 1 | 0
PG&E GBA | Metcalf | 500 | Distributed_Solar |  |  | 0 | 0 | 0 | 0 | 0 | 0 | 0 | 0 | 0 | 1 | 1 | 1 | 1 | 5 | [13 empty] | 2 | 1 | 1 | 2 | 3 | 1 | 1 | 0
PG&E KERN | Midway | 115 | Distributed_Solar |  |  | 0 | 0 | 0 | 0 | 0 | 0 | 0 | 0 | 0 | 5 | 2 | 5 | 2 | 4 | [13 empty] | 1 | 1 | 3 | 1 | 1 | 1 | 1 | 0
PG&E KERN | Midway | 230 | Distributed_Solar |  |  | 0 | 0 | 0 | 0 | 0 | 0 | 0 | 0 | 0 | 5 | 2 | 5 | 2 | 4 | [13 empty] | 1 | 1 | 3 | 1 | 1 | 1 | 1 | 0
PG&E KERN | Midway | 500 | Distributed_Solar |  |  | 0 | 0 | 0 | 0 | 0 | 0 | 0 | 0 | 0 | 5 | 2 | 4 | 2 | 5 | [13 empty] | 1 | 1 | 3 | 1 | 1 | 1 | 1 | 0
SDGE | Miguel | 230 | Distributed_Solar |  |  | 0 | 0 | 0 | 0 | 0 | 0 | 0 | 0 | 0 | 3 | 3 | 1 | 1 | [14 empty] | 2 | 1 | 3 | 1 | 2 | 1 | 1 | 0
SDGE | Miguel | 500 | Distributed_Solar |  |  | 0 | 0 | 0 | 0 | 0 | 0 | 0 | 0 | 0 | 3 | 3 | 1 | 1 | [14 empty] | 2 | 1 | 3 | 1 | 2 | 1 | 1 | 0
SDGE | Miguel | 69 | Distributed_Solar |  |  | 0 | 0 | 0 | 0 | 0 | 0 | 0 | 0 | 0 | 3 | 3 | 1 | 1 | [14 empty] | 2 | 1 | 3 | 1 | 2 | 1 | 1 | 0
PG&E GBA | Millbrae | 115 | Distributed_Solar |  |  | 0 | 0 | 0 | 0 | 0 | 0 | 0 | 0 | 0 | 1 | 1 | 1 | 1 | [14 empty] | 2 | 1 | 3 | 1 | 2 | 1 | 5 | 1
PG&E GBA | Miller | 115 | Distributed_Solar |  |  | 0 | 0 | 0 | 0 | 0 | 0 | 0 | 0 | 0 | 5 | 5 | 1 | 1 | [14 empty] | 1 | 1 | 4 | 2 | 1 | 1 | 1 | 0
SCE Metro | Mira Loma | 230 | Distributed_Solar |  |  | 0 | 0 | 0 | 0 | 0 | 0 | 0 | 0 | 0 | 1 | 1 | 1 | 1 | 5 | [13 empty] | 1 | 1 | 1 | 1 | 1 | 1 | 1 | 0
SCE Metro | Mira Loma | 500 | Distributed_Solar |  |  | 0 | 0 | 0 | 0 | 0 | 0 | 0 | 0 | 0 | 1 | 1 | 1 | 1 | 5 | [13 empty] | 1 | 1 | 1 | 1 | 1 | 1 | 1 | 0
SCE Eastern | Mirage | 115 | Distributed_Solar |  |  | 0 | 0 | 0 | 0 | 0 | 0 | 0 | 0 | 0 | 5 | 2 | 1 | 1 | [14 empty] | 2 | 1 | 3 | 1 | 3 | 1 | 1 | 0
SCE Eastern | Mirage | 230 | Distributed_Solar |  |  | 0 | 0 | 0 | 0 | 0 | 0 | 0 | 0 | 0 | 5 | 2 | 1 | 1 | [14 empty] | 2 | 1 | 3 | 1 | 3 | 1 | 1 | 0
SDGE | Mission | 138 | Distributed_Solar |  |  | 0 | 0 | 0 | 0 | 0 | 0 | 0 | 0 | 0 | 3 | 3 | 1 | 1 | [14 empty] | 2 | 1 | 2 | 1 | 2 | 1 | 1 | 0
SDGE | Mission | 230 | Distributed_Solar |  |  | 0 | 0 | 0 | 0 | 0 | 0 | 0 | 0 | 0 | 3 | 3 | 1 | 1 | [14 empty] | 2 | 1 | 2 | 1 | 2 | 1 | 1 | 0
SDGE | Mission | 69 | Distributed_Solar |  |  | 0 | 0 | 0 | 0 | 0 | 0 | 0 | 0 | 0 | 3 | 3 | 1 | 1 | [14 empty] | 2 | 1 | 2 | 1 | 2 | 1 | 1 | 0
PG&E GBA | Mi-Wuk | 115 | Distributed_Solar |  |  | 0 | 0 | 0 | 0 | 0 | 0 | 0 | 0 | 0 | 5 | 5 | 1 | 1 | [14 empty] | 2 | 1 | 4 | 1 | 3 | 1 | 1 | 0
EOP | Mohave | 500 | Distributed_Solar |  |  | 0 | 0 | 0 | 0 | 0 | 0 | 0 | 0 | 0 | 5 | 2 | 1 | 1 | 5 | [13 empty] | 2 | 2 | 3 | 1 | 3 | 1 | 1 | 0
PG&E NGBA | Monroe | 115 | Distributed_Solar |  |  | 0 | 0 | 0 | 0 | 0 | 0 | 0 | 0 | 0 | 5 | 5 | 1 | 1 | [14 empty] | 2 | 1 | 3 | 2 | 2 | 1 | 1 | 0
SDGE | Monserate | 69 | Distributed_Solar |  |  | 0 | 0 | 0 | 0 | 0 | 0 | 0 | 0 | 0 | 3 | 3 | 1 | 1 | [14 empty] | 2 | 1 | 3 | 1 | 3 | 1 | 1 | 0
PG&E GBA | Monta Vista | 115 | Distributed_Solar |  |  | 0 | 0 | 0 | 0 | 0 | 0 | 0 | 0 | 0 | 1 | 1 | 1 | 1 | [14 empty] | 2 | 1 | 3 | 2 | 3 | 1 | 1 | 0
PG&E GBA | Monta Vista | 230 | Distributed_Solar |  |  | 0 | 0 | 0 | 0 | 0 | 0 | 0 | 0 | 0 | 1 | 1 | 1 | 1 | [14 empty] | 2 | 1 | 3 | 2 | 3 | 1 | 1 | 0
PG&E GBA | Monta Vista | 60 | Distributed_Solar |  |  | 0 | 0 | 0 | 0 | 0 | 0 | 0 | 0 | 0 | 1 | 1 | 1 | 1 | [14 empty] | 2 | 1 | 3 | 2 | 3 | 1 | 1 | 0
PG&E NGBA | Monticello | 115 | Distributed_Solar |  |  | 0 | 0 | 0 | 0 | 0 | 0 | 0 | 0 | 0 | 5 | 5 | 1 | 1 | [14 empty] | 2 | 1 | 4 | 2 | 3 | 1 | 1 | 0
SCE Northern | Moorpark | 230 | Distributed_Solar |  |  | 0 | 0 | 0 | 0 | 0 | 0 | 0 | 0 | 0 | 5 | 2 | 1 | 1 | 4 | [13 empty] | 2 | 1 | 4 | 1 | 3 | 1 | 1 | 0
SCE Northern | Moorpark | 66 | Distributed_Solar |  |  | 0 | 0 | 0 | 0 | 0 | 0 | 0 | 0 | 0 | 5 | 2 | 1 | 1 | [14 empty] | 2 | 1 | 4 | 1 | 3 | 1 | 1 | 0
PG&E GBA | Moraga | 115 | Distributed_Solar |  |  | 0 | 0 | 0 | 0 | 0 | 0 | 0 | 0 | 0 | 5 | 2 | 1 | 1 | [14 empty] | 2 | 1 | 3 | 1 | 3 | 1 | 1 | 0
PG&E GBA | Moraga | 230 | Distributed_Solar |  |  | 0 | 0 | 0 | 0 | 0 | 0 | 0 | 0 | 0 | 5 | 2 | 1 | 1 | [14 empty] | 2 | 1 | 3 | 1 | 3 | 1 | 1 | 0
PG&E GBA | Morgan Hill | 115 | Distributed_Solar |  |  | 0 | 0 | 0 | 0 | 0 | 0 | 0 | 0 | 0 | 1 | 1 | 1 | 1 | [14 empty] | 2 | 1 | 3 | 2 | 2 | 1 | 1 | 0
PG&E KERN | Morro Bay | 115 | Distributed_Solar |  |  | 0 | 0 | 0 | 0 | 0 | 0 | 0 | 0 | 0 | 5 | 2 | 5 | 2 | [14 empty] | 2 | 2 | 2 | 2 | 3 | 1 | 1 | 0
PG&E KERN | Morro Bay | 230 | Distributed_Solar |  |  | 0 | 0 | 0 | 0 | 0 | 0 | 0 | 0 | 0 | 5 | 2 | 5 | 2 | [14 empty] | 2 | 2 | 2 | 2 | 3 | 1 | 1 | 0
PG&E KERN | Morro Bay | 500 | Distributed_Solar |  |  | 0 | 0 | 0 | 0 | 0 | 0 | 0 | 0 | 0 | 5 | 2 | 4 | 2 | [14 empty] | 2 | 2 | 2 | 2 | 3 | 1 | 1 | 0
PG&E GBA | Moss Landing | 115 | Distributed_Solar |  |  | 0 | 0 | 0 | 0 | 0 | 0 | 0 | 0 | 0 | 1 | 1 | 1 | 1 | [14 empty] | 2 | 2 | 1 | 2 | 2 | 1 | 1 | 0
PG&E GBA | Moss Landing | 230 | Distributed_Solar |  |  | 0 | 0 | 0 | 0 | 0 | 0 | 0 | 0 | 0 | 1 | 1 | 1 | 1 | [14 empty] | 2 | 2 | 1 | 2 | 2 | 1 | 1 | 0
PG&E GBA | Moss Landing | 500 | Distributed_Solar |  |  | 0 | 0 | 0 | 0 | 0 | 0 | 0 | 0 | 0 | 5 | 2 | 1 | 1 | 5 | [13 empty] | 2 | 2 | 1 | 2 | 2 | 1 | 1 | 0
EOP | Mountain Pass | 115 | Distributed_Solar |  |  | 0 | 0 | 0 | 0 | 0 | 0 | 0 | 0 | 0 | 5 | 2 | 1 | 1 | [14 empty] | 2 | 2 | 4 | 1 | 1 | 1 | 1 | 0
PG&E GBA | Mountain View | 115 | Distributed_Solar |  |  | 0 | 0 | 0 | 0 | 0 | 0 | 0 | 0 | 0 | 1 | 1 | 1 | 1 | [14 empty] | 2 | 1 | 2 | 2 | 2 | 1 | 1 | 0
PG&E GBA | Mt Eden | 115 | Distributed_Solar |  |  | 0 | 0 | 0 | 0 | 0 | 0 | 0 | 0 | 0 | 5 | 2 | 1 | 1 | [14 empty] | 2 | 1 | 2 | 1 | 2 | 1 | 1 | 0
PG&E KERN | Mt Poso | 115 | Distributed_Solar |  |  | 0 | 0 | 0 | 0 | 0 | 0 | 0 | 0 | 0 | 5 | 2 | 5 | 2 | [14 empty] | 1 | 1 | 2 | 1 | 1 | 1 | 1 | 0
SDGE | Murray | 69 | Distributed_Solar |  |  | 0 | 0 | 0 | 0 | 0 | 0 | 0 | 0 | 0 | 3 | 3 | 1 | 1 | [14 empty] | 2 | 1 | 2 | 1 | 2 | 1 | 1 | 0
PG&E FRESNO | Mustang | 230 | Distributed_Solar |  |  | 0 | 0 | 0 | 0 | 0 | 0 | 0 | 0 | 0 | 5 | 2 | 5 | 2 | [14 empty] | 1 | 1 | 1 | 2 | 1 | 1 | 1 | 0
SCE Northern | Neenach | 66 | Distributed_Solar |  |  | 0 | 0 | 0 | 0 | 0 | 0 | 0 | 0 | 0 | 1 | 1 | 1 | 1 | [14 empty] | 2 | 1 | 4 | 1 | 3 | 1 | 1 | 0
PG&E KERN | New Sub - Gates - Midway (Proposed) | 230 | Distributed_Solar |  |  | 0 | 0 | 0 | 0 | 0 | 0 | 0 | 0 | 0 | 5 | 2 | 5 | 2 | 3 | [13 empty] | 1 | 1 | 4 | 2 | 1 | 1 | 1 | 0
PG&E KERN | New Sub - Gates - Templeton (Proposed) | 230 | Distributed_Solar |  |  | 0 | 0 | 0 | 0 | 0 | 0 | 0 | 0 | 0 | 5 | 2 | 5 | 2 | [14 empty] | 1 | 1 | 4 | 2 | 1 | 1 | 1 | 0
SCE NOL | New Sub - Kramer - Lugo (Proposed) | 230 | Distributed_Solar |  |  | 0 | 0 | 0 | 0 | 0 | 0 | 0 | 0 | 0 | 4 | 3 | 1 | 1 | [14 empty] | 2 | 1 | 2 | 1 | 1 | 1 | 1 | 0
PG&E FRESNO | New Sub - Los Banos - Midway (Proposed) | 500 | Distributed_Solar |  |  | 0 | 0 | 0 | 0 | 0 | 0 | 0 | 0 | 0 | 5 | 2 | 4 | 2 | 5 | [13 empty] | 1 | 1 | 4 | 2 | 1 | 1 | 1 | 0
SCE NOL | New Sub - Lugo - Pisgah (Proposed) | 230 | Distributed_Solar |  |  | 0 | 0 | 0 | 0 | 0 | 0 | 0 | 0 | 0 | 1 | 1 | 1 | 1 | [14 empty] | 2 | 1 | 3 | 1 | 3 | 1 | 1 | 0
PG&E KERN | New Sub - Midway - Wheeler Ridge (Proposed) | 230 | Distributed_Solar |  |  | 0 | 0 | 0 | 0 | 0 | 0 | 0 | 0 | 0 | 5 | 2 | 5 | 2 | [14 empty] | 1 | 1 | 3 | 1 | 1 | 1 | 1 | 0
PG&E NGBA | New Sub - Near existing Leavitt (PSREC) | 345 | Distributed_Solar |  |  | 0 | 0 | 0 | 0 | 0 | 0 | 0 | 0 | 0 | 5 | 2 | 1 | 1 | [14 empty] | 2 | 2 | 1 | 1 | 3 | 1 | 1 | 0
PG&E NGBA | New Sub - Near existing Madeline (NVE) | 345 | Distributed_Solar |  |  | 0 | 0 | 0 | 0 | 0 | 0 | 0 | 0 | 0 | 5 | 2 | 1 | 1 | [14 empty] | 2 | 2 | 4 | 1 | 3 | 1 | 1 | 0
SDGE | New Sub - North Gila - IV (Proposed) | 500 | Distributed_Solar |  |  | 0 | 0 | 0 | 0 | 0 | 0 | 0 | 0 | 0 | 3 | 3 | 1 | 1 | [14 empty] | 2 | 1 | 4 | 2 | 2 | 1 | 1 | 0
PG&E NGBA | New Sub - Pit 1 - Cottonwood (Proposed) | 230 | Distributed_Solar |  |  | 0 | 0 | 0 | 0 | 0 | 0 | 0 | 0 | 0 | 5 | 2 | 1 | 1 | [14 empty] | 2 | 2 | 4 | 2 | 3 | 1 | 1 | 0
PG&E GBA | New Sub - Rancho Seco - Bellota (Proposed) | 230 | Distributed_Solar |  |  | 0 | 0 | 0 | 0 | 0 | 0 | 0 | 0 | 0 | 1 | 1 | 1 | 1 | [14 empty] | 1 | 1 | 4 | 2 | 3 | 1 | 1 | 0
SDGE | New Sub - Suncrest - Ocotillo (Proposed) | 500 | Distributed_Solar |  |  | 0 | 0 | 0 | 0 | 0 | 0 | 0 | 0 | 0 | 3 | 3 | 1 | 1 | [14 empty] | 2 | 1 | 4 | 1 | 3 | 1 | 1 | 0
PG&E FRESNO | New Sub - Westley - Quinto (Proposed) | 230 | Distributed_Solar |  |  | 0 | 0 | 0 | 0 | 0 | 0 | 0 | 0 | 0 | 1 | 1 | 1 | 1 | [14 empty] | 1 | 1 | 4 | 2 | 1 | 1 | 1 | 0
PG&E GBA | Newark | 115 | Distributed_Solar |  |  | 0 | 0 | 0 | 0 | 0 | 0 | 0 | 0 | 0 | 1 | 1 | 1 | 1 | [14 empty] | 2 | 1 | 3 | 1 | 2 | 1 | 1 | 0
PG&E GBA | Newark | 230 | Distributed_Solar |  |  | 0 | 0 | 0 | 0 | 0 | 0 | 0 | 0 | 0 | 1 | 1 | 1 | 1 | 4 | [13 empty] | 2 | 1 | 3 | 1 | 2 | 1 | 1 | 0
PG&E GBA | Newark | 60 | Distributed_Solar |  |  | 0 | 0 | 0 | 0 | 0 | 0 | 0 | 0 | 0 | 5 | 5 | 1 | 1 | 3 | [13 empty] | 2 | 1 | 3 | 1 | 2 | 1 | 4 | 1
PG&E FRESNO | Newhall | 115 | Distributed_Solar |  |  | 0 | 0 | 0 | 0 | 0 | 0 | 0 | 0 | 0 | 5 | 2 | 5 | 2 | [14 empty] | 1 | 1 | 4 | 2 | 1 | 1 | 1 | 0
PG&E KERN | Norco | 115 | Distributed_Solar |  |  | 0 | 0 | 0 | 0 | 0 | 0 | 0 | 0 | 0 | 5 | 2 | 5 | 2 | [14 empty] | 1 | 1 | 3 | 1 | 1 | 1 | 1 | 0
PG&E GBA | Nortech | 115 | Distributed_Solar |  |  | 0 | 0 | 0 | 0 | 0 | 0 | 0 | 0 | 0 | 1 | 1 | 1 | 1 | [14 empty] | 2 | 1 | 2 | 2 | 1 | 1 | 1 | 0
SDGE | North City Metering | 138 | Distributed_Solar |  |  | 0 | 0 | 0 | 0 | 0 | 0 | 0 | 0 | 0 | 3 | 3 | 1 | 1 | [14 empty] | 2 | 1 | 2 | 1 | 3 | 1 | 1 | 0
PG&E GBA | North Dublin | 230 | Distributed_Solar |  |  | 0 | 0 | 0 | 0 | 0 | 0 | 0 | 0 | 0 | 5 | 5 | 1 | 1 | [14 empty] | 2 | 1 | 2 | 1 | 3 | 1 | 1 | 0
SDGE | North Gila | 500 | Distributed_Solar |  |  | 0 | 0 | 0 | 0 | 0 | 0 | 0 | 0 | 0 | 3 | 3 | 1 | 1 | [14 empty] | 2 | 2 | 4 | 2 | 3 | 1 | 1 | 0
SCE Metro | North of SONGS | 230 | Distributed_Solar |  |  | 0 | 0 | 0 | 0 | 0 | 0 | 0 | 0 | 0 | 1 | 1 | 1 | 1 | [14 empty] | 2 | 1 | 3 | 1 | 3 | 1 | 1 | 0
SCE Metro | North of SONGS | 500 | Distributed_Solar |  |  | 0 | 0 | 0 | 0 | 0 | 0 | 0 | 0 | 0 | 1 | 1 | 1 | 1 | [14 empty] | 2 | 1 | 3 | 1 | 3 | 1 | 1 | 0
PG&E NGBA | Notre Dame | 115 | Distributed_Solar |  |  | 0 | 0 | 0 | 0 | 0 | 0 | 0 | 0 | 0 | 5 | 2 | 1 | 1 | [14 empty] | 2 | 1 | 4 | 2 | 2 | 1 | 1 | 0
PG&E GBA | Oakland C | 115 | Distributed_Solar |  |  | 0 | 0 | 0 | 0 | 0 | 0 | 0 | 0 | 0 | 5 | 2 | 1 | 1 | 3 | [13 empty] | 2 | 1 | 1 | 1 | 2 | 1 | 1 | 0
PG&E GBA | Oakland J | 115 | Distributed_Solar |  |  | 0 | 0 | 0 | 0 | 0 | 0 | 0 | 0 | 0 | 5 | 2 | 1 | 1 | [14 empty] | 2 | 1 | 2 | 1 | 1 | 1 | 1 | 0
PG&E GBA | Oakland L | 115 | Distributed_Solar |  |  | 0 | 0 | 0 | 0 | 0 | 0 | 0 | 0 | 0 | 5 | 2 | 1 | 1 | [14 empty] | 2 | 1 | 2 | 1 | 1 | 1 | 1 | 0
PG&E GBA | Oakland X | 115 | Distributed_Solar |  |  | 0 | 0 | 0 | 0 | 0 | 0 | 0 | 0 | 0 | 5 | 2 | 1 | 1 | [14 empty] | 2 | 1 | 2 | 1 | 2 | 1 | 1 | 0
SDGE | Ocean Ranch | 69 | Distributed_Solar |  |  | 0 | 0 | 0 | 0 | 0 | 0 | 0 | 0 | 0 | 3 | 3 | 1 | 1 | [14 empty] | 2 | 1 | 4 | 1 | 3 | 1 | 1 | 0
PG&E KERN | Oceano | 115 | Distributed_Solar |  |  | 0 | 0 | 0 | 0 | 0 | 0 | 0 | 0 | 0 | 5 | 2 | 5 | 2 | [14 empty] | 2 | 2 | 4 | 2 | 3 | 1 | 1 | 0
SDGE | Ocotillo Express | 500 | Distributed_Solar |  |  | 0 | 0 | 0 | 0 | 0 | 0 | 0 | 0 | 0 | 3 | 3 | 1 | 1 | [14 empty] | 2 | 1 | 4 | 2 | 3 | 1 | 1 | 0
PG&E KERN | Old River | 70 | Distributed_Solar |  |  | 0 | 2.4 | 2.4 | 0 | 2.4 | 2.4 | 0 | 0 | 0 | 5 | 2 | 5 | 2 | [14 empty] | 1 | 1 | 4 | 1 | 2 | 1 | 1 | 1
SDGE | Old Town | 230 | Distributed_Solar |  |  | 0 | 0 | 0 | 0 | 0 | 0 | 0 | 0 | 0 | 3 | 3 | 1 | 1 | [14 empty] | 2 | 1 | 3 | 1 | 2 | 1 | 1 | 0
SCE Metro | Olinda | 230 | Distributed_Solar |  |  | 0 | 0 | 0 | 0 | 0 | 0 | 0 | 0 | 0 | 1 | 1 | 1 | 1 | [14 empty] | 1 | 1 | 2 | 1 | 2 | 1 | 1 | 0
PG&E FRESNO | Olive | 115 | Distributed_Solar |  |  | 0 | 0 | 0 | 0 | 0 | 0 | 0 | 0 | 0 | 5 | 2 | 5 | 2 | 3 | [13 empty] | 1 | 1 | 4 | 1 | 1 | 1 | 1 | 0
PG&E NGBA | Olivehurst | 115 | Distributed_Solar |  |  | 0 | 0 | 0 | 0 | 0 | 0 | 0 | 0 | 0 | 5 | 2 | 1 | 1 | [14 empty] | 2 | 2 | 2 | 1 | 2 | 1 | 1 | 0
PG&E NGBA | Oregon Trail | 60 | Distributed_Solar |  |  | 0 | 0 | 0 | 0 | 0 | 0 | 0 | 0 | 0 | 5 | 2 | 1 | 1 | [14 empty] | 2 | 2 | 3 | 2 | 3 | 1 | 1 | 0
SCE Northern | Ormond Beach | 230 | Distributed_Solar |  |  | 0 | 0 | 0 | 0 | 0 | 0 | 0 | 0 | 0 | 5 | 2 | 1 | 1 | [14 empty] | 2 | 1 | 1 | 1 | 1 | 1 | 1 | 0
PG&E FRESNO | Oro Loma | 115 | Distributed_Solar |  |  | 0 | 0 | 0 | 0 | 0 | 0 | 0 | 0 | 0 | 5 | 2 | 5 | 2 | [14 empty] | 1 | 1 | 4 | 2 | 1 | 1 | 1 | 0
PG&E FRESNO | Oro Loma | 70 | Distributed_Solar |  |  | 0 | 5 | 5 | 0 | 5 | 5 | 0 | 0 | 0 | 5 | 2 | 5 | 2 | [14 empty] | 1 | 1 | 4 | 2 | 1 | 1 | 1 | 1
PG&E FRESNO | Orosi | 70 | Distributed_Solar |  |  | 0 | 0 | 0 | 0 | 0 | 0 | 0 | 0 | 0 | 5 | 2 | 5 | 2 | [14 empty] | 1 | 1 | 4 | 1 | 1 | 1 | 1 | 0
SDGE | Otay | 69 | Distributed_Solar |  |  | 0 | 0 | 0 | 0 | 0 | 0 | 0 | 0 | 0 | 3 | 3 | 1 | 1 | [14 empty] | 2 | 1 | 1 | 1 | 1 | 1 | 1 | 0
SDGE | Otay Mesa | 230 | Distributed_Solar |  |  | 0 | 0 | 0 | 0 | 0 | 0 | 0 | 0 | 0 | 3 | 3 | 1 | 1 | [14 empty] | 2 | 1 | 1 | 1 | 3 | 1 | 1 | 0
PG&E FRESNO | Padre Flats SW STA | 230 | Distributed_Solar |  |  | 0 | 0 | 0 | 0 | 0 | 0 | 0 | 0 | 0 | 5 | 2 | 5 | 2 | [14 empty] | 1 | 1 | 4 | 2 | 1 | 1 | 1 | 0
EOP | Pahrump | 138 | Distributed_Solar |  |  | 0 | 0 | 0 | 0 | 0 | 0 | 0 | 0 | 0 | 5 | 2 | 1 | 1 | [14 empty] | 2 | 2 | 4 | 1 | 3 | 1 | 1 | 0
EOP | Pahrump | 230 | Distributed_Solar |  |  | 0 | 0 | 0 | 0 | 0 | 0 | 0 | 0 | 0 | 5 | 2 | 1 | 1 | [14 empty] | 2 | 2 | 4 | 1 | 3 | 1 | 1 | 0
SDGE | Pala | 69 | Distributed_Solar |  |  | 0 | 0 | 0 | 0 | 0 | 0 | 0 | 0 | 0 | 3 | 3 | 1 | 1 | [14 empty] | 2 | 1 | 1 | 1 | 3 | 1 | 1 | 0
PG&E NGBA | Palermo | 115 | Distributed_Solar |  |  | 0 | 0 | 0 | 0 | 0 | 0 | 0 | 0 | 0 | 5 | 2 | 1 | 1 | 4 | [13 empty] | 2 | 1 | 2 | 2 | 2 | 1 | 1 | 0
PG&E NGBA | Palermo | 230 | Distributed_Solar |  |  | 0 | 0 | 0 | 0 | 0 | 0 | 0 | 0 | 0 | 5 | 2 | 1 | 1 | [14 empty] | 2 | 1 | 2 | 2 | 2 | 1 | 1 | 0
SCE Eastern | Palo Verde | 500 | Distributed_Solar |  |  | 0 | 0 | 0 | 0 | 0 | 0 | 0 | 0 | 0 | 5 | 4 | 4 | 4 | [14 empty] | 2 | 1 | 4 | 2 | 3 | 1 | 1 | 0
SDGE | Palomar Energy | 230 | Distributed_Solar |  |  | 0 | 0 | 0 | 0 | 0 | 0 | 0 | 0 | 0 | 3 | 3 | 1 | 1 | [14 empty] | 2 | 1 | 2 | 1 | 3 | 1 | 1 | 0
PG&E KERN | Panama | 70 | Distributed_Solar |  |  | 0 | 0 | 0 | 0 | 0 | 0 | 0 | 0 | 0 | 5 | 2 | 5 | 2 | [14 empty] | 1 | 1 | 4 | 1 | 1 | 1 | 1 | 0
PG&E FRESNO | Panoche | 115 | Distributed_Solar |  |  | 0 | 4.4 | 4.4 | 0 | 4.4 | 4.4 | 0 | 0 | 0 | 5 | 2 | 5 | 2 | [14 empty] | 1 | 1 | 1 | 2 | 1 | 1 | 3 | 1
PG&E FRESNO | Panoche | 230 | Distributed_Solar |  |  | 0 | 0 | 0 | 0 | 0 | 0 | 0 | 0 | 0 | 5 | 2 | 5 | 2 | 3 | [13 empty] | 1 | 1 | 1 | 2 | 1 | 1 | 1 | 0
SCE Northern | Pardee | 230 | Distributed_Solar |  |  | 0 | 0 | 0 | 0 | 0 | 0 | 0 | 0 | 0 | 5 | 2 | 1 | 1 | [14 empty] | 1 | 1 | 3 | 1 | 3 | 1 | 1 | 0
PG&E NGBA | Parkway | 230 | Distributed_Solar |  |  | 0 | 0 | 0 | 0 | 0 | 0 | 0 | 0 | 0 | 5 | 5 | 1 | 1 | [14 empty] | 2 | 1 | 4 | 1 | 2 | 1 | 1 | 0
SCE Northern | Pastoria | 230 | Distributed_Solar |  |  | 0 | 0 | 0 | 0 | 0 | 0 | 0 | 0 | 0 | 5 | 2 | 1 | 1 | [14 empty] | 1 | 1 | 2 | 1 | 3 | 1 | 1 | 0
SCE Metro | Pauda | 230 | Distributed_Solar |  |  | 0 | 0 | 0 | 0 | 0 | 0 | 0 | 0 | 0 | 1 | 1 | 1 | 1 | [14 empty] | 1 | 1 | 2 | 1 | 2 | 1 | 1 | 0
PG&E GBA | Paul Sweet | 115 | Distributed_Solar |  |  | 0 | 0 | 0 | 0 | 0 | 0 | 0 | 0 | 0 | 1 | 1 | 1 | 1 | [14 empty] | 2 | 2 | 2 | 2 | 3 | 1 | 1 | 0
PG&E NGBA | Peabody | 230 | Distributed_Solar |  |  | 0 | 0 | 0 | 0 | 0 | 0 | 0 | 0 | 0 | 5 | 5 | 1 | 1 | [14 empty] | 2 | 1 | 2 | 1 | 2 | 1 | 4 | 1
PG&E NGBA | Pease | 115 | Distributed_Solar |  |  | 0 | 0 | 0 | 0 | 0 | 0 | 0 | 0 | 0 | 5 | 2 | 1 | 1 | [14 empty] | 2 | 2 | 2 | 1 | 2 | 1 | 1 | 0
PG&E NGBA | Pease | 60 | Distributed_Solar |  |  | 0 | 0 | 0 | 0 | 0 | 0 | 0 | 0 | 0 | 5 | 2 | 1 | 1 | [14 empty] | 2 | 2 | 2 | 1 | 2 | 1 | 4 | 1
SDGE | Penasquitos | 138 | Distributed_Solar |  |  | 0 | 0 | 0 | 0 | 0 | 0 | 0 | 0 | 0 | 3 | 3 | 1 | 1 | [14 empty] | 2 | 1 | 2 | 1 | 3 | 1 | 1 | 0
SDGE | Penasquitos | 230 | Distributed_Solar |  |  | 0 | 0 | 0 | 0 | 0 | 0 | 0 | 0 | 0 | 3 | 3 | 1 | 1 | [14 empty] | 2 | 1 | 2 | 1 | 3 | 1 | 1 | 0
SDGE | Penasquitos | 69 | Distributed_Solar |  |  | 0 | 0 | 0 | 0 | 0 | 0 | 0 | 0 | 0 | 3 | 3 | 1 | 1 | [14 empty] | 2 | 1 | 2 | 1 | 3 | 1 | 1 | 0
SDGE | Pendleton | 69 | Distributed_Solar |  |  | 0 | 0 | 0 | 0 | 0 | 0 | 0 | 0 | 0 | 3 | 3 | 1 | 1 | [14 empty] | 2 | 1 | 4 | 1 | 3 | 1 | 1 | 0
PG&E NGBA | Penngrove | 115 | Distributed_Solar |  |  | 0 | 0 | 0 | 0 | 0 | 0 | 0 | 0 | 0 | 5 | 5 | 1 | 1 | [14 empty] | 2 | 1 | 3 | 2 | 2 | 1 | 1 | 0
PG&E GBA | Peoria | 115 | Distributed_Solar |  |  | 0 | 0 | 0 | 0 | 0 | 0 | 0 | 0 | 0 | 5 | 5 | 1 | 1 | [14 empty] | 2 | 1 | 4 | 1 | 3 | 1 | 1 | 0
PG&E GBA | Piercy | 115 | Distributed_Solar |  |  | 0 | 0 | 0 | 0 | 0 | 0 | 0 | 0 | 0 | 1 | 1 | 1 | 1 | [14 empty] | 2 | 1 | 2 | 2 | 2 | 1 | 1 | 0
PG&E FRESNO | Pine Flat | 230 | Distributed_Solar |  |  | 0 | 0 | 0 | 0 | 0 | 0 | 0 | 0 | 0 | 5 | 2 | 5 | 2 | [14 empty] | 1 | 1 | 4 | 2 | 3 | 1 | 1 | 0
SCE NOL | Pisgah | 230 | Distributed_Solar |  |  | 0 | 0 | 0 | 0 | 0 | 0 | 0 | 0 | 0 | 1 | 1 | 1 | 1 | 4 | [13 empty] | 2 | 1 | 4 | 1 | 1 | 1 | 1 | 0
PG&E NGBA | Pit 1 | 230 | Distributed_Solar |  |  | 0 | 0 | 0 | 0 | 0 | 0 | 0 | 0 | 0 | 5 | 2 | 1 | 1 | [14 empty] | 2 | 2 | 4 | 2 | 3 | 1 | 1 | 0
PG&E NGBA | Pit 1 | 60 | Distributed_Solar |  |  | 0 | 0 | 0 | 0 | 0 | 0 | 0 | 0 | 0 | 5 | 2 | 1 | 1 | [14 empty] | 2 | 2 | 4 | 2 | 3 | 1 | 1 | 0
PG&E NGBA | Pit 3 | 230 | Distributed_Solar |  |  | 0 | 0 | 0 | 0 | 0 | 0 | 0 | 0 | 0 | 5 | 2 | 1 | 1 | [14 empty] | 2 | 2 | 4 | 2 | 3 | 1 | 1 | 0
PG&E NGBA | Pit 4 | 230 | Distributed_Solar |  |  | 0 | 0 | 0 | 0 | 0 | 0 | 0 | 0 | 0 | 5 | 2 | 1 | 1 | [14 empty] | 2 | 2 | 4 | 2 | 3 | 1 | 1 | 0
PG&E GBA | Pittsburg | 115 | Distributed_Solar |  |  | 0 | 0 | 0 | 0 | 0 | 0 | 0 | 0 | 0 | 5 | 2 | 1 | 1 | 4 | [13 empty] | 2 | 1 | 2 | 1 | 1 | 1 | 1 | 0
PG&E GBA | Pittsburg | 230 | Distributed_Solar |  |  | 0 | 0 | 0 | 0 | 0 | 0 | 0 | 0 | 0 | 5 | 2 | 1 | 1 | 4 | [13 empty] | 2 | 1 | 2 | 1 | 1 | 1 | 1 | 0
PG&E NGBA | Pleasant Grove | 115 | Distributed_Solar |  |  | 0 | 0 | 0 | 0 | 0 | 0 | 0 | 0 | 0 | 5 | 2 | 1 | 1 | [14 empty] | 2 | 1 | 2 | 2 | 3 | 1 | 1 | 0
PG&E NGBA | POE | 230 | Distributed_Solar |  |  | 0 | 0 | 0 | 0 | 0 | 0 | 0 | 0 | 0 | 5 | 2 | 1 | 1 | [14 empty] | 2 | 1 | 4 | 2 | 3 | 1 | 1 | 0
SDGE | Point Loma | 69 | Distributed_Solar |  |  | 0 | 0 | 0 | 0 | 0 | 0 | 0 | 0 | 0 | 3 | 3 | 1 | 1 | [14 empty] | 2 | 1 | 3 | 1 | 2 | 1 | 1 | 0
SDGE | Pomerado | 69 | Distributed_Solar |  |  | 0 | 0 | 0 | 0 | 0 | 0 | 0 | 0 | 0 | 3 | 3 | 1 | 1 | [14 empty] | 2 | 1 | 3 | 1 | 3 | 1 | 1 | 0
PG&E KERN | Poso Mountain | 115 | Distributed_Solar |  |  | 0 | 0 | 0 | 0 | 0 | 0 | 0 | 0 | 0 | 5 | 2 | 5 | 2 | [14 empty] | 1 | 1 | 3 | 1 | 2 | 1 | 1 | 0
EOP | Primm | 230 | Distributed_Solar |  |  | 0 | 0 | 0 | 0 | 0 | 0 | 0 | 0 | 0 | 5 | 2 | 1 | 1 | [14 empty] | 2 | 2 | 4 | 1 | 2 | 1 | 1 | 0
PG&E NGBA | Putah Creek | 115 | Distributed_Solar |  |  | 0 | 0 | 0 | 0 | 0 | 0 | 0 | 0 | 0 | 5 | 5 | 1 | 1 | [14 empty] | 2 | 1 | 3 | 2 | 3 | 1 | 4 | 1
SDGE | Q1806 | 138 | Distributed_Solar |  |  | 0 | 0 | 0 | 0 | 0 | 0 | 0 | 0 | 0 | 1 | 1 | 1 | 1 | [14 empty] | 1 | 1 | 2 | 1 | 3 | 1 | 1 | 0
PG&E FRESNO | Quinto | 230 | Distributed_Solar |  |  | 0 | 0 | 0 | 0 | 0 | 0 | 0 | 0 | 0 | 5 | 2 | 5 | 2 | [14 empty] | 1 | 1 | 4 | 2 | 1 | 1 | 1 | 0
PG&E GBA | Race Track | 115 | Distributed_Solar |  |  | 0 | 0 | 0 | 0 | 0 | 0 | 0 | 0 | 0 | 5 | 5 | 1 | 1 | [14 empty] | 2 | 1 | 4 | 1 | 3 | 1 | 1 | 0
SDGE | Rancho Mission Viejo | 138 | Distributed_Solar |  |  | 0 | 0 | 0 | 0 | 0 | 0 | 0 | 0 | 0 | 1 | 1 | 1 | 1 | [14 empty] | 1 | 1 | 2 | 1 | 3 | 1 | 1 | 0
PG&E GBA | Rancho Seco | 230 | Distributed_Solar |  |  | 0 | 0 | 0 | 0 | 0 | 0 | 0 | 0 | 0 | 1 | 1 | 1 | 1 | [14 empty] | 2 | 1 | 1 | 2 | 3 | 1 | 1 | 0
SCE Metro | Rancho Vista | 230 | Distributed_Solar |  |  | 0 | 0 | 0 | 0 | 0 | 0 | 0 | 0 | 0 | 1 | 1 | 1 | 1 | [14 empty] | 1 | 1 | 1 | 1 | 1 | 1 | 1 | 0
SCE Metro | Rancho Vista | 500 | Distributed_Solar |  |  | 0 | 0 | 0 | 0 | 0 | 0 | 0 | 0 | 0 | 1 | 1 | 1 | 1 | [14 empty] | 1 | 1 | 1 | 1 | 1 | 1 | 1 | 0
SCE NOL | Ransburg | 115 | Distributed_Solar |  |  | 0 | 0 | 0 | 0 | 0 | 0 | 0 | 0 | 0 | 4 | 3 | 1 | 1 | [14 empty] | 2 | 1 | 4 | 1 | 1 | 1 | 4 | 1
PG&E GBA | Ravenswood | 115 | Distributed_Solar |  |  | 0 | 0 | 0 | 0 | 0 | 0 | 0 | 0 | 0 | 5 | 2 | 1 | 1 | [14 empty] | 2 | 1 | 2 | 1 | 2 | 1 | 1 | 0
PG&E GBA | Ravenswood | 230 | Distributed_Solar |  |  | 0 | 0 | 0 | 0 | 0 | 0 | 0 | 0 | 0 | 5 | 2 | 1 | 1 | [14 empty] | 2 | 1 | 2 | 1 | 2 | 1 | 1 | 0
SCE Northern | Rector | 230 | Distributed_Solar |  |  | 0 | 12 | 12 | 0 | 12 | 12 | 0 | 0 | 0 | 1 | 1 | 1 | 1 | [14 empty] | 1 | 1 | 2 | 1 | 2 | 4+ | 3 | 1
SCE Eastern | Red Bluff | 230 | Distributed_Solar |  |  | 0 | 0 | 0 | 0 | 0 | 0 | 0 | 0 | 0 | 4 | 4 | 4 | 4 | 1 | [13 empty] | 2 | 2 | 4 | 1 | 3 | 1 | 1 | 0
SCE Eastern | Red Bluff | 500 | Distributed_Solar |  |  | 0 | 0 | 0 | 0 | 0 | 0 | 0 | 0 | 0 | 4 | 4 | 4 | 4 | 5 | [13 empty] | 2 | 2 | 4 | 1 | 3 | 1 | 1 | 0
PG&E NGBA | Redbud | 115 | Distributed_Solar |  |  | 0 | 0 | 0 | 0 | 0 | 0 | 0 | 0 | 0 | 5 | 5 | 1 | 1 | [14 empty] | 2 | 2 | 4 | 2 | 3 | 1 | 1 | 0
SCE Metro | Redondo | 230 | Distributed_Solar |  |  | 0 | 0 | 0 | 0 | 0 | 0 | 0 | 0 | 0 | 1 | 1 | 1 | 1 | [14 empty] | 1 | 1 | 2 | 1 | 2 | 1 | 1 | 0
PG&E FRESNO | Reedley | 115 | Distributed_Solar |  |  | 0 | 0 | 0 | 0 | 0 | 0 | 0 | 0 | 0 | 5 | 2 | 5 | 2 | [14 empty] | 1 | 1 | 4 | 2 | 1 | 1 | 1 | 0
PG&E KERN | Renfro | 115 | Distributed_Solar |  |  | 0 | 0 | 0 | 0 | 0 | 0 | 0 | 0 | 0 | 5 | 2 | 5 | 2 | [14 empty] | 1 | 1 | 2 | 1 | 2 | 1 | 1 | 0
PG&E GBA | Richmond R | 115 | Distributed_Solar |  |  | 0 | 0 | 0 | 0 | 0 | 0 | 0 | 0 | 0 | 5 | 2 | 1 | 1 | [14 empty] | 2 | 1 | 2 | 1 | 2 | 1 | 4 | 1
PG&E NGBA | Rincon | 115 | Distributed_Solar |  |  | 0 | 0 | 0 | 0 | 0 | 0 | 0 | 0 | 0 | 5 | 5 | 1 | 1 | [14 empty] | 2 | 1 | 3 | 2 | 2 | 1 | 1 | 0
PG&E KERN | Rio Bravo | 115 | Distributed_Solar |  |  | 0 | 0 | 0 | 0 | 0 | 0 | 0 | 0 | 0 | 5 | 2 | 5 | 2 | 4 | [13 empty] | 1 | 1 | 2 | 1 | 1 | 1 | 1 | 0
SCE Metro | Rio Hondo | 230 | Distributed_Solar |  |  | 0 | 0 | 0 | 0 | 0 | 0 | 0 | 0 | 0 | 1 | 1 | 1 | 1 | 1 | [13 empty] | 1 | 1 | 4 | 1 | 1 | 1 | 1 | 0
PG&E NGBA | Rio Oso | 115 | Distributed_Solar |  |  | 0 | 0 | 0 | 0 | 0 | 0 | 0 | 0 | 0 | 5 | 2 | 1 | 1 | [14 empty] | 2 | 1 | 4 | 1 | 3 | 1 | 1 | 0
PG&E NGBA | Rio Oso | 230 | Distributed_Solar |  |  | 0 | 0 | 0 | 0 | 0 | 0 | 0 | 0 | 0 | 5 | 2 | 1 | 1 | [14 empty] | 2 | 1 | 4 | 1 | 3 | 1 | 1 | 0
PG&E GBA | Ripon | 115 | Distributed_Solar |  |  | 0 | 2.6 | 2.6 | 0 | 2.6 | 2.6 | 0 | 0 | 0 | 5 | 5 | 1 | 1 | 3 | [13 empty] | 1 | 1 | 2 | 2 | 2 | 1 | 1 | 1
PG&E GBA | Riverbank | 115 | Distributed_Solar |  |  | 0 | 0 | 0 | 0 | 0 | 0 | 0 | 0 | 0 | 5 | 5 | 1 | 1 | [14 empty] | 1 | 1 | 3 | 2 | 2 | 1 | 1 | 0
SCE NOL | Roadway | 115 | Distributed_Solar |  |  | 0 | 0 | 0 | 0 | 0 | 0 | 0 | 0 | 0 | 1 | 1 | 1 | 1 | 3 | [13 empty] | 2 | 1 | 2 | 1 | 1 | 1 | 4 | 1
PG&E NGBA | Rock Creek 1 | 230 | Distributed_Solar |  |  | 0 | 0 | 0 | 0 | 0 | 0 | 0 | 0 | 0 | 5 | 2 | 1 | 1 | [14 empty] | 2 | 2 | 4 | 1 | 3 | 1 | 1 | 0
SCE Northern | Rosamond | 66 | Distributed_Solar |  |  | 0 | 0 | 0 | 0 | 0 | 0 | 0 | 0 | 0 | 1 | 1 | 1 | 1 | [14 empty] | 2 | 1 | 4 | 1 | 3 | 1 | 1 | 0
PG&E GBA | Rossmoor | 230 | Distributed_Solar |  |  | 0 | 0 | 0 | 0 | 0 | 0 | 0 | 0 | 0 | 5 | 5 | 1 | 1 | [14 empty] | 2 | 1 | 4 | 1 | 3 | 1 | 1 | 0
PG&E NGBA | Round Mountain | 230 | Distributed_Solar |  |  | 0 | 0 | 0 | 0 | 0 | 0 | 0 | 0 | 0 | 5 | 2 | 1 | 1 | [14 empty] | 2 | 2 | 4 | 2 | 3 | 1 | 1 | 0
PG&E NGBA | Round Mountain | 500 | Distributed_Solar |  |  | 0 | 0 | 0 | 0 | 0 | 0 | 0 | 0 | 0 | 5 | 2 | 1 | 1 | [14 empty] | 2 | 2 | 4 | 2 | 3 | 1 | 1 | 0
PG&E GBA | Salado | 115 | Distributed_Solar |  |  | 0 | 0 | 0 | 0 | 0 | 0 | 0 | 0 | 0 | 1 | 1 | 1 | 1 | [14 empty] | 1 | 1 | 4 | 2 | 1 | 1 | 1 | 0
PG&E GBA | Salado | 60 | Distributed_Solar |  |  | 0 | 0 | 0 | 0 | 0 | 0 | 0 | 0 | 0 | 1 | 1 | 1 | 1 | [14 empty] | 1 | 1 | 4 | 2 | 1 | 1 | 1 | 0
PG&E GBA | Salinas | 115 | Distributed_Solar |  |  | 0 | 0 | 0 | 0 | 0 | 0 | 0 | 0 | 0 | 1 | 1 | 1 | 1 | [14 empty] | 2 | 2 | 3 | 2 | 2 | 1 | 4 | 1
SDGE | Salt Creek | 69 | Distributed_Solar |  |  | 0 | 0 | 0 | 0 | 0 | 0 | 0 | 0 | 0 | 3 | 3 | 1 | 1 | [14 empty] | 2 | 1 | 3 | 1 | 2 | 1 | 1 | 0
SCE Eastern | San Bernardino | 230 | Distributed_Solar |  |  | 0 | 0 | 0 | 0 | 0 | 0 | 0 | 0 | 0 | 4 | 2 | 1 | 1 | [14 empty] | 1 | 1 | 2 | 1 | 2 | 4+ | 1 | 1
PG&E GBA | SAN FRAN A (POTRERO PP) | 115 | Distributed_Solar |  |  | 0 | 0 | 0 | 0 | 0 | 0 | 0 | 0 | 0 | 5 | 2 | 1 | 1 | [14 empty] | 2 | 1 | 2 | 1 | 2 | 1 | 1 | 0
PG&E GBA | SAN FRAN A (POTRERO PP) | 230 | Distributed_Solar |  |  | 0 | 0 | 0 | 0 | 0 | 0 | 0 | 0 | 0 | 5 | 2 | 1 | 1 | [14 empty] | 2 | 1 | 2 | 1 | 2 | 1 | 1 | 0
PG&E GBA | San Jose A | 115 | Distributed_Solar |  |  | 0 | 0 | 0 | 0 | 0 | 0 | 0 | 0 | 0 | 1 | 1 | 1 | 1 | [14 empty] | 2 | 1 | 2 | 2 | 2 | 1 | 1 | 0
PG&E GBA | San Jose B | 115 | Distributed_Solar |  |  | 0 | 0 | 0 | 0 | 0 | 0 | 0 | 0 | 0 | 1 | 1 | 1 | 1 | [14 empty] | 2 | 1 | 3 | 2 | 2 | 1 | 1 | 0
PG&E GBA | San Leandro U | 115 | Distributed_Solar |  |  | 0 | 0 | 0 | 0 | 0 | 0 | 0 | 0 | 0 | 5 | 2 | 1 | 1 | [14 empty] | 2 | 1 | 3 | 1 | 2 | 1 | 1 | 0
PG&E KERN | San Luis Obispo | 115 | Distributed_Solar |  |  | 0 | 0 | 0 | 0 | 0 | 0 | 0 | 0 | 0 | 5 | 2 | 5 | 2 | [14 empty] | 2 | 2 | 4 | 2 | 3 | 1 | 1 | 0
PG&E KERN | San Luis Obispo | 70 | Distributed_Solar |  |  | 0 | 0 | 0 | 0 | 0 | 0 | 0 | 0 | 0 | 5 | 2 | 5 | 2 | [14 empty] | 2 | 2 | 4 | 2 | 3 | 1 | 1 | 0
SDGE | San Luis Rey | 230 | Distributed_Solar |  |  | 0 | 0 | 0 | 0 | 0 | 0 | 0 | 0 | 0 | 3 | 3 | 1 | 1 | [14 empty] | 2 | 1 | 4 | 1 | 3 | 1 | 1 | 0
SDGE | San Luis Rey | 69 | Distributed_Solar |  |  | 0 | 0 | 0 | 0 | 0 | 0 | 0 | 0 | 0 | 3 | 3 | 1 | 1 | [14 empty] | 2 | 1 | 4 | 1 | 3 | 1 | 1 | 0
SDGE | San Marcos | 69 | Distributed_Solar |  |  | 0 | 0 | 0 | 0 | 0 | 0 | 0 | 0 | 0 | 3 | 3 | 1 | 1 | [14 empty] | 2 | 1 | 2 | 1 | 3 | 1 | 1 | 0
SCE Metro | San Onofre | 230 | Distributed_Solar |  |  | 0 | 0 | 0 | 0 | 0 | 0 | 0 | 0 | 0 | 1 | 1 | 1 | 1 | [14 empty] | 2 | 1 | 4 | 1 | 3 | 1 | 1 | 0
PG&E GBA | San Pablo | 115 | Distributed_Solar |  |  | 0 | 0 | 0 | 0 | 0 | 0 | 0 | 0 | 0 | 5 | 2 | 1 | 1 | [14 empty] | 2 | 1 | 2 | 1 | 1 | 1 | 1 | 0
PG&E GBA | San Ramon | 230 | Distributed_Solar |  |  | 0 | 0 | 0 | 0 | 0 | 0 | 0 | 0 | 0 | 5 | 2 | 1 | 1 | [14 empty] | 2 | 1 | 2 | 1 | 3 | 1 | 1 | 0
SDGE | San Ysidro | 69 | Distributed_Solar |  |  | 0 | 0 | 0 | 0 | 0 | 0 | 0 | 0 | 0 | 3 | 3 | 1 | 1 | [14 empty] | 2 | 1 | 2 | 1 | 2 | 1 | 1 | 0
SCE NOL | Sandlot | 230 | Distributed_Solar |  |  | 0 | 0 | 0 | 0 | 0 | 0 | 0 | 0 | 0 | 4 | 3 | 1 | 1 | [14 empty] | 2 | 1 | 4 | 1 | 2 | 1 | 1 | 0
EOP | Sandy | 138 | Distributed_Solar |  |  | 0 | 0 | 0 | 0 | 0 | 0 | 0 | 0 | 0 | 5 | 2 | 1 | 1 | [14 empty] | 2 | 2 | 4 | 1 | 3 | 1 | 1 | 0
PG&E FRESNO | Sanger | 115 | Distributed_Solar |  |  | 0 | 0 | 0 | 0 | 0 | 0 | 0 | 0 | 0 | 5 | 2 | 5 | 2 | 3 | [13 empty] | 1 | 1 | 2 | 2 | 2 | 1 | 1 | 0
SCE Northern | Santa Clara | 230 | Distributed_Solar |  |  | 0 | 0 | 0 | 0 | 0 | 0 | 0 | 0 | 0 | 5 | 2 | 1 | 1 | [14 empty] | 2 | 1 | 3 | 1 | 2 | 1 | 1 | 0
PG&E NGBA | Santa Rosa A | 115 | Distributed_Solar |  |  | 0 | 0 | 0 | 0 | 0 | 0 | 0 | 0 | 0 | 5 | 5 | 1 | 1 | [14 empty] | 2 | 1 | 3 | 2 | 2 | 1 | 1 | 0
PG&E GBA | Santa Teresa | 115 | Distributed_Solar |  |  | 0 | 0 | 0 | 0 | 0 | 0 | 0 | 0 | 0 | 1 | 1 | 1 | 1 | 3 | [13 empty] | 2 | 1 | 2 | 2 | 2 | 1 | 1 | 0
SDGE | Santee | 138 | Distributed_Solar |  |  | 0 | 0 | 0 | 0 | 0 | 0 | 0 | 0 | 0 | 3 | 3 | 1 | 1 | [14 empty] | 2 | 1 | 2 | 1 | 2 | 1 | 1 | 0
SCE Metro | Santiago | 230 | Distributed_Solar |  |  | 0 | 0 | 0 | 0 | 0 | 0 | 0 | 0 | 0 | 1 | 1 | 1 | 1 | [14 empty] | 1 | 1 | 2 | 1 | 2 | 1 | 1 | 0
PG&E GBA | Saratoga | 230 | Distributed_Solar |  |  | 0 | 0 | 0 | 0 | 0 | 0 | 0 | 0 | 0 | 1 | 1 | 1 | 1 | [14 empty] | 2 | 1 | 4 | 2 | 3 | 1 | 1 | 0
SCE Northern | Saugus | 230 | Distributed_Solar |  |  | 0 | 0 | 0 | 0 | 0 | 0 | 0 | 0 | 0 | 5 | 2 | 1 | 1 | [14 empty] | 1 | 1 | 3 | 1 | 3 | 1 | 1 | 0
PG&E FRESNO | Schindler | 115 | Distributed_Solar |  |  | 0 | 0 | 0 | 0 | 0 | 0 | 0 | 0 | 0 | 5 | 2 | 5 | 2 | 3 | [13 empty] | 1 | 1 | 4 | 2 | 1 | 1 | 1 | 0
PG&E FRESNO | Schindler | 70 | Distributed_Solar |  |  | 0 | 0 | 0 | 0 | 0 | 0 | 0 | 0 | 0 | 5 | 2 | 5 | 2 | [14 empty] | 1 | 1 | 4 | 2 | 1 | 1 | 1 | 0
PG&E GBA | Schulte | 115 | Distributed_Solar |  |  | 0 | 0 | 0 | 0 | 0 | 0 | 0 | 0 | 0 | 5 | 5 | 1 | 1 | 3 | [13 empty] | 1 | 1 | 1 | 2 | 2 | 1 | 1 | 0
SDGE | Scripps | 69 | Distributed_Solar |  |  | 0 | 0 | 0 | 0 | 0 | 0 | 0 | 0 | 0 | 3 | 3 | 1 | 1 | [14 empty] | 2 | 1 | 2 | 1 | 3 | 1 | 1 | 0
PG&E KERN | Semitropic | 115 | Distributed_Solar |  |  | 0 | 4.66 | 4.66 | 0 | 4.66 | 4.66 | 0 | 0 | 0 | 5 | 2 | 5 | 2 | [14 empty] | 1 | 1 | 3 | 1 | 1 | 1 | 1 | 1
SCE Metro | Serrano | 230 | Distributed_Solar |  |  | 0 | 0 | 0 | 0 | 0 | 0 | 0 | 0 | 0 | 1 | 1 | 1 | 1 | 5 | [13 empty] | 1 | 1 | 2 | 1 | 2 | 1 | 1 | 0
SCE Metro | Serrano | 500 | Distributed_Solar |  |  | 0 | 0 | 0 | 0 | 0 | 0 | 0 | 0 | 0 | 1 | 1 | 1 | 1 | 5 | [13 empty] | 1 | 1 | 2 | 1 | 2 | 1 | 1 | 0
SDGE | Shadowridge | 138 | Distributed_Solar |  |  | 0 | 0 | 0 | 0 | 0 | 0 | 0 | 0 | 0 | 3 | 3 | 1 | 1 | [14 empty] | 2 | 1 | 3 | 1 | 3 | 1 | 1 | 0
PG&E KERN | Shafter | 115 | Distributed_Solar |  |  | 0 | 2.25 | 2.25 | 0 | 2.25 | 2.25 | 0 | 0 | 0 | 5 | 2 | 5 | 2 | [14 empty] | 1 | 1 | 3 | 1 | 1 | 1 | 1 | 1
PG&E NGBA | Silverado | 115 | Distributed_Solar |  |  | 0 | 0 | 0 | 0 | 0 | 0 | 0 | 0 | 0 | 5 | 5 | 1 | 1 | [14 empty] | 2 | 1 | 4 | 2 | 3 | 1 | 1 | 0
SDGE | Silvergate | 230 | Distributed_Solar |  |  | 0 | 0 | 0 | 0 | 0 | 0 | 0 | 0 | 0 | 3 | 3 | 1 | 1 | [14 empty] | 2 | 1 | 1 | 1 | 1 | 1 | 1 | 0
SDGE | Silvergate | 69 | Distributed_Solar |  |  | 0 | 0 | 0 | 0 | 0 | 0 | 0 | 0 | 0 | 3 | 3 | 1 | 1 | [14 empty] | 2 | 1 | 1 | 1 | 1 | 1 | 1 | 0
PG&E KERN | Sisquoc | 115 | Distributed_Solar |  |  | 0 | 0 | 0 | 0 | 0 | 0 | 0 | 0 | 0 | 5 | 2 | 5 | 2 | [14 empty] | 2 | 2 | 4 | 1 | 3 | 1 | 1 | 0
EOP | Sloan Canyon | 230 | Distributed_Solar |  |  | 0 | 0 | 0 | 0 | 0 | 0 | 0 | 0 | 0 | 5 | 2 | 1 | 1 | [14 empty] | 2 | 2 | 3 | 1 | 3 | 1 | 1 | 0
EOP | Sloan Canyon | 500 | Distributed_Solar |  |  | 0 | 0 | 0 | 0 | 0 | 0 | 0 | 0 | 0 | 5 | 2 | 1 | 1 | [14 empty] | 2 | 2 | 3 | 1 | 3 | 1 | 1 | 0
PG&E KERN | Smyrna | 115 | Distributed_Solar |  |  | 0 | 0 | 0 | 0 | 0 | 0 | 0 | 0 | 0 | 5 | 2 | 5 | 2 | [14 empty] | 1 | 1 | 4 | 1 | 1 | 1 | 4 | 1
PG&E GBA | Sobrante | 115 | Distributed_Solar |  |  | 0 | 0 | 0 | 0 | 0 | 0 | 0 | 0 | 0 | 5 | 2 | 1 | 1 | [14 empty] | 2 | 1 | 2 | 1 | 3 | 1 | 1 | 0
PG&E GBA | Sobrante | 230 | Distributed_Solar |  |  | 0 | 0 | 0 | 0 | 0 | 0 | 0 | 0 | 0 | 5 | 2 | 1 | 1 | [14 empty] | 2 | 1 | 2 | 1 | 3 | 1 | 1 | 0
PG&E KERN | Solar | 230 | Distributed_Solar |  |  | 0 | 0 | 0 | 0 | 0 | 0 | 0 | 0 | 0 | 5 | 2 | 5 | 2 | [14 empty] | 2 | 1 | 4 | 2 | 3 | 1 | 1 | 0
PG&E GBA | Soledad | 115 | Distributed_Solar |  |  | 0 | 0 | 0 | 0 | 0 | 0 | 0 | 0 | 0 | 1 | 1 | 1 | 1 | [14 empty] | 2 | 2 | 4 | 2 | 3 | 1 | 1 | 0
PG&E GBA | Soledad | 60 | Distributed_Solar |  |  | 0 | 0 | 0 | 0 | 0 | 0 | 0 | 0 | 0 | 1 | 1 | 1 | 1 | [14 empty] | 2 | 2 | 4 | 2 | 3 | 1 | 1 | 0
SDGE | Spring Valley | 69 | Distributed_Solar |  |  | 0 | 0 | 0 | 0 | 0 | 0 | 0 | 0 | 0 | 3 | 3 | 1 | 1 | [14 empty] | 2 | 1 | 2 | 1 | 2 | 1 | 1 | 0
SCE Northern | Springville | 230 | Distributed_Solar |  |  | 0 | 3 | 3 | 0 | 3 | 3 | 0 | 0 | 0 | 1 | 1 | 1 | 1 | 4 | [13 empty] | 1 | 1 | 4 | 1 | 1 | 4+ | 1 | 1
PG&E GBA | Stagg | 230 | Distributed_Solar |  |  | 0 | 0 | 0 | 0 | 0 | 0 | 0 | 0 | 0 | 5 | 2 | 1 | 1 | [14 empty] | 1 | 1 | 3 | 2 | 2 | 1 | 1 | 0
PG&E GBA | Standard Oil | 115 | Distributed_Solar |  |  | 0 | 0 | 0 | 0 | 0 | 0 | 0 | 0 | 0 | 5 | 2 | 1 | 1 | [14 empty] | 2 | 1 | 1 | 1 | 2 | 1 | 1 | 0
PG&E GBA | Stanislaus | 115 | Distributed_Solar |  |  | 0 | 0 | 0 | 0 | 0 | 0 | 0 | 0 | 0 | 5 | 5 | 1 | 1 | [14 empty] | 2 | 1 | 4 | 1 | 3 | 1 | 1 | 0
PG&E KERN | Stockdale | 115 | Distributed_Solar |  |  | 0 | 0 | 0 | 0 | 0 | 0 | 0 | 0 | 0 | 5 | 2 | 5 | 2 | [14 empty] | 1 | 1 | 2 | 1 | 2 | 1 | 4 | 1
PG&E KERN | Stockdale | 230 | Distributed_Solar |  |  | 0 | 0 | 0 | 0 | 0 | 0 | 0 | 0 | 0 | 5 | 2 | 5 | 2 | [14 empty] | 1 | 1 | 2 | 1 | 2 | 1 | 1 | 0
PG&E GBA | Stockton A | 115 | Distributed_Solar |  |  | 0 | 0 | 0 | 0 | 0 | 0 | 0 | 0 | 0 | 1 | 1 | 1 | 1 | [14 empty] | 1 | 1 | 3 | 2 | 1 | 1 | 1 | 0
PG&E GBA | Stone | 115 | Distributed_Solar |  |  | 0 | 0 | 0 | 0 | 0 | 0 | 0 | 0 | 0 | 1 | 1 | 1 | 1 | [14 empty] | 2 | 1 | 3 | 2 | 2 | 1 | 1 | 0
PG&E FRESNO | Storey | 230 | Distributed_Solar |  |  | 0 | 0 | 0 | 0 | 0 | 0 | 0 | 0 | 0 | 5 | 2 | 5 | 2 | [14 empty] | 1 | 1 | 4 | 2 | 1 | 1 | 1 | 0
PG&E NGBA | Summit | 115 | Distributed_Solar |  |  | 0 | 0 | 0 | 0 | 0 | 0 | 0 | 0 | 0 | 5 | 2 | 1 | 1 | [14 empty] | 2 | 1 | 4 | 2 | 3 | 1 | 1 | 0
SDGE | Suncrest | 230 | Distributed_Solar |  |  | 0 | 0 | 0 | 0 | 0 | 0 | 0 | 0 | 0 | 3 | 3 | 1 | 1 | [14 empty] | 2 | 1 | 4 | 1 | 3 | 1 | 1 | 0
SDGE | Suncrest | 500 | Distributed_Solar |  |  | 0 | 0 | 0 | 0 | 0 | 0 | 0 | 0 | 0 | 3 | 3 | 1 | 1 | [14 empty] | 2 | 1 | 4 | 1 | 3 | 1 | 1 | 0
PG&E KERN | Sunrise | 230 | Distributed_Solar |  |  | 0 | 0 | 0 | 0 | 0 | 0 | 0 | 0 | 0 | 5 | 2 | 5 | 2 | [14 empty] | 1 | 1 | 1 | 1 | 1 | 1 | 1 | 0
PG&E KERN | Sunset | 230 | Distributed_Solar |  |  | 0 | 0 | 0 | 0 | 0 | 0 | 0 | 0 | 0 | 5 | 2 | 5 | 2 | [14 empty] | 1 | 1 | 1 | 1 | 1 | 1 | 1 | 0
PG&E GBA | Swift | 115 | Distributed_Solar |  |  | 0 | 0 | 0 | 0 | 0 | 0 | 0 | 0 | 0 | 1 | 1 | 1 | 1 | [14 empty] | 2 | 1 | 2 | 2 | 2 | 1 | 1 | 0
SDGE | Sycamore Canyon | 138 | Distributed_Solar |  |  | 0 | 0 | 0 | 0 | 0 | 0 | 0 | 0 | 0 | 3 | 3 | 1 | 1 | 3 | [13 empty] | 2 | 1 | 4 | 1 | 3 | 1 | 1 | 0
SDGE | Sycamore Canyon | 230 | Distributed_Solar |  |  | 0 | 0 | 0 | 0 | 0 | 0 | 0 | 0 | 0 | 3 | 3 | 1 | 1 | [14 empty] | 2 | 1 | 4 | 1 | 3 | 1 | 1 | 0
SDGE | Sycamore Canyon | 69 | Distributed_Solar |  |  | 0 | 0 | 0 | 0 | 0 | 0 | 0 | 0 | 0 | 3 | 3 | 1 | 1 | [14 empty] | 2 | 1 | 4 | 1 | 3 | 1 | 1 | 0
SCE Northern | Sylmar | 230 | Distributed_Solar |  |  | 0 | 0 | 0 | 0 | 0 | 0 | 0 | 0 | 0 | 5 | 2 | 1 | 1 | [14 empty] | 1 | 1 | 2 | 1 | 1 | 1 | 1 | 0
PG&E NGBA | Table Mountain | 115 | Distributed_Solar |  |  | 0 | 0 | 0 | 0 | 0 | 0 | 0 | 0 | 0 | 5 | 2 | 1 | 1 | [14 empty] | 2 | 1 | 3 | 2 | 1 | 1 | 1 | 0
PG&E NGBA | Table Mountain | 230 | Distributed_Solar |  |  | 0 | 0 | 0 | 0 | 0 | 0 | 0 | 0 | 0 | 5 | 2 | 1 | 1 | [14 empty] | 2 | 1 | 3 | 2 | 1 | 1 | 1 | 0
PG&E NGBA | Table Mountain | 500 | Distributed_Solar |  |  | 0 | 0 | 0 | 0 | 0 | 0 | 0 | 0 | 0 | 5 | 2 | 1 | 1 | [14 empty] | 2 | 1 | 3 | 2 | 1 | 1 | 1 | 0
PG&E NGBA | Table Mountain | 60 | Distributed_Solar |  |  | 0 | 0 | 0 | 0 | 0 | 0 | 0 | 0 | 0 | 5 | 2 | 1 | 1 | [14 empty] | 2 | 1 | 3 | 2 | 1 | 1 | 1 | 0
PG&E KERN | Taft | 115 | Distributed_Solar |  |  | 0 | 0 | 0 | 0 | 0 | 0 | 0 | 0 | 0 | 5 | 2 | 5 | 2 | [14 empty] | 1 | 1 | 2 | 1 | 2 | 1 | 4 | 1
SDGE | Talega | 138 | Distributed_Solar |  |  | 0 | 0 | 0 | 0 | 0 | 0 | 0 | 0 | 0 | 1 | 1 | 1 | 1 | 3 | [13 empty] | 2 | 1 | 3 | 1 | 3 | 1 | 1 | 0
SDGE | Talega | 230 | Distributed_Solar |  |  | 0 | 0 | 0 | 0 | 0 | 0 | 0 | 0 | 0 | 1 | 1 | 1 | 1 | [14 empty] | 2 | 1 | 3 | 1 | 3 | 1 | 1 | 0
PG&E GBA | Tassajara | 230 | Distributed_Solar |  |  | 0 | 0 | 0 | 0 | 0 | 0 | 0 | 0 | 0 | 5 | 2 | 1 | 1 | [14 empty] | 2 | 1 | 3 | 1 | 3 | 1 | 1 | 0
PG&E KERN | Tejon | 70 | Distributed_Solar |  |  | 0 | 0 | 0 | 0 | 0 | 0 | 0 | 0 | 0 | 5 | 2 | 5 | 2 | [14 empty] | 1 | 1 | 3 | 1 | 1 | 1 | 1 | 0
SDGE | Telegraph Canyon | 138 | Distributed_Solar |  |  | 0 | 0 | 0 | 0 | 0 | 0 | 0 | 0 | 0 | 3 | 3 | 1 | 1 | [14 empty] | 2 | 1 | 2 | 1 | 2 | 1 | 1 | 0
PG&E KERN | Temblor | 115 | Distributed_Solar |  |  | 0 | 0 | 0 | 0 | 0 | 0 | 0 | 0 | 0 | 5 | 2 | 5 | 2 | [14 empty] | 1 | 1 | 2 | 1 | 1 | 1 | 1 | 0
PG&E KERN | Templeton | 230 | Distributed_Solar |  |  | 0 | 0 | 0 | 0 | 0 | 0 | 0 | 0 | 0 | 5 | 2 | 5 | 2 | [14 empty] | 2 | 2 | 4 | 2 | 3 | 1 | 1 | 0
PG&E KERN | Templeton | 70 | Distributed_Solar |  |  | 0 | 0 | 0 | 0 | 0 | 0 | 0 | 0 | 0 | 5 | 2 | 5 | 2 | [14 empty] | 2 | 2 | 4 | 2 | 3 | 1 | 1 | 0
PG&E GBA | Tesla | 115 | Distributed_Solar |  |  | 0 | 0 | 0 | 0 | 0 | 0 | 0 | 0 | 0 | 1 | 1 | 1 | 1 | [14 empty] | 2 | 1 | 2 | 1 | 2 | 1 | 1 | 0
PG&E GBA | Tesla | 230 | Distributed_Solar |  |  | 0 | 0 | 0 | 0 | 0 | 0 | 0 | 0 | 0 | 5 | 2 | 1 | 1 | 4 | [13 empty] | 2 | 1 | 2 | 1 | 2 | 1 | 1 | 0
PG&E GBA | Tesla | 500 | Distributed_Solar |  |  | 0 | 0 | 0 | 0 | 0 | 0 | 0 | 0 | 0 | 1 | 1 | 1 | 1 | 5 | [13 empty] | 2 | 1 | 2 | 1 | 2 | 1 | 1 | 0
PG&E KERN | Tevis | 115 | Distributed_Solar |  |  | 0 | 0 | 0 | 0 | 0 | 0 | 0 | 0 | 0 | 5 | 2 | 5 | 2 | 4 | [13 empty] | 1 | 1 | 2 | 1 | 2 | 1 | 1 | 0
EOP | Thousandaire | 138 | Distributed_Solar |  |  | 0 | 0 | 0 | 0 | 0 | 0 | 0 | 0 | 0 | 5 | 2 | 1 | 1 | [14 empty] | 2 | 2 | 4 | 1 | 3 | 1 | 1 | 0
PG&E KERN | Topaz | 230 | Distributed_Solar |  |  | 0 | 0 | 0 | 0 | 0 | 0 | 0 | 0 | 0 | 5 | 2 | 5 | 2 | [14 empty] | 1 | 1 | 3 | 1 | 2 | 1 | 1 | 0
SCE NOL | Tortilla | 115 | Distributed_Solar |  |  | 0 | 3 | 3 | 0 | 3 | 3 | 0 | 0 | 0 | 4 | 3 | 1 | 1 | [14 empty] | 2 | 1 | 4 | 1 | 2 | 1+ | 1 | 1
SDGE | Trabuco | 138 | Distributed_Solar |  |  | 0 | 0 | 0 | 0 | 0 | 0 | 0 | 0 | 0 | 1 | 1 | 1 | 1 | [14 empty] | 1 | 1 | 1 | 1 | 2 | 1 | 1 | 0
PG&E GBA | Tracy | 115 | Distributed_Solar |  |  | 0 | 0 | 0 | 0 | 0 | 0 | 0 | 0 | 0 | 1 | 1 | 1 | 1 | [14 empty] | 2 | 1 | 3 | 1 | 2 | 1 | 1 | 0
PG&E FRESNO | Tranquility | 230 | Distributed_Solar |  |  | 0 | 0 | 0 | 0 | 0 | 0 | 0 | 0 | 0 | 5 | 2 | 5 | 2 | 3 | [13 empty] | 1 | 1 | 4 | 2 | 1 | 1 | 1 | 0
PG&E GBA | Trimble | 115 | Distributed_Solar |  |  | 0 | 0 | 0 | 0 | 0 | 0 | 0 | 0 | 0 | 1 | 1 | 1 | 1 | [14 empty] | 2 | 1 | 3 | 2 | 2 | 1 | 1 | 0
EOP | Trout Canyon | 230 | Distributed_Solar |  |  | 0 | 0 | 0 | 0 | 0 | 0 | 0 | 0 | 0 | 5 | 2 | 1 | 1 | [14 empty] | 2 | 2 | 4 | 1 | 3 | 1 | 1 | 0
EOP | Trout Canyon | 500 | Distributed_Solar |  |  | 0 | 0 | 0 | 0 | 0 | 0 | 0 | 0 | 0 | 5 | 2 | 1 | 1 | [14 empty] | 2 | 2 | 4 | 1 | 3 | 1 | 1 | 0
PG&E NGBA | Tulucay | 230 | Distributed_Solar |  |  | 0 | 0 | 0 | 0 | 0 | 0 | 0 | 0 | 0 | 5 | 5 | 1 | 1 | [14 empty] | 2 | 1 | 3 | 2 | 3 | 1 | 1 | 0
PG&E NGBA | Tulucay | 60 | Distributed_Solar |  |  | 0 | 0 | 0 | 0 | 0 | 0 | 0 | 0 | 0 | 5 | 5 | 1 | 1 | [14 empty] | 2 | 1 | 3 | 2 | 3 | 1 | 1 | 0
PG&E KERN | Tupman | 115 | Distributed_Solar |  |  | 0 | 0 | 0 | 0 | 0 | 0 | 0 | 0 | 0 | 5 | 2 | 5 | 2 | [14 empty] | 1 | 1 | 2 | 1 | 1 | 1 | 1 | 0
PG&E NGBA | Ukiah | 115 | Distributed_Solar |  |  | 0 | 0 | 0 | 0 | 0 | 0 | 0 | 0 | 0 | 5 | 5 | 1 | 1 | [14 empty] | 2 | 2 | 4 | 2 | 3 | 1 | 1 | 0
PG&E KERN | Union (Estrella) | 70 | Distributed_Solar |  |  | 0 | 0 | 0 | 0 | 0 | 0 | 0 | 0 | 0 | 5 | 2 | 5 | 2 | [14 empty] | 2 | 2 | 4 | 2 | 3 | 1 | 1 | 0
PG&E NGBA | Vaca Dixon | 115 | Distributed_Solar |  |  | 0 | 0 | 0 | 0 | 0 | 0 | 0 | 0 | 0 | 5 | 5 | 1 | 1 | 4 | [13 empty] | 2 | 1 | 1 | 1 | 3 | 1 | 1 | 0
PG&E NGBA | Vaca Dixon | 230 | Distributed_Solar |  |  | 0 | 0 | 0 | 0 | 0 | 0 | 0 | 0 | 0 | 5 | 5 | 1 | 1 | [14 empty] | 2 | 1 | 1 | 1 | 3 | 1 | 1 | 0
PG&E NGBA | Vaca Dixon | 500 | Distributed_Solar |  |  | 0 | 0 | 0 | 0 | 0 | 0 | 0 | 0 | 0 | 5 | 5 | 1 | 1 | [14 empty] | 2 | 1 | 1 | 1 | 3 | 1 | 1 | 0
PG&E NGBA | Vaca Dixon | 60 | Distributed_Solar |  |  | 0 | 0 | 0 | 0 | 0 | 0 | 0 | 0 | 0 | 5 | 5 | 1 | 1 | [14 empty] | 2 | 1 | 1 | 1 | 3 | 1 | 1 | 0
SCE Eastern | Valley (SCE) | 500 | Distributed_Solar |  |  | 0 | 0 | 0 | 0 | 0 | 0 | 0 | 0 | 0 | 4 | 2 | 1 | 1 | [14 empty] | 1 | 1 | 2 | 1 | 2 | 1 | 1 | 0
EOP | Valley (VEA) | 138 | Distributed_Solar |  |  | 0 | 0 | 0 | 0 | 0 | 0 | 0 | 0 | 0 | 5 | 2 | 1 | 1 | [14 empty] | 2 | 2 | 4 | 1 | 3 | 1 | 1 | 0
SDGE | Valley Center | 69 | Distributed_Solar |  |  | 0 | 0 | 0 | 0 | 0 | 0 | 0 | 0 | 0 | 3 | 3 | 1 | 1 | [14 empty] | 2 | 1 | 4 | 1 | 3 | 1+ | 4 | 1
PG&E GBA | Valley Home | 115 | Distributed_Solar |  |  | 0 | 0 | 0 | 0 | 0 | 0 | 0 | 0 | 0 | 1 | 1 | 1 | 1 | [14 empty] | 1 | 1 | 4 | 2 | 1 | 1 | 1 | 0
PG&E GBA | Valley Springs | 230 | Distributed_Solar |  |  | 0 | 0 | 0 | 0 | 0 | 0 | 0 | 0 | 0 | 1 | 1 | 1 | 1 | [14 empty] | 2 | 1 | 4 | 1 | 3 | 1 | 1 | 0
PG&E GBA | Valley Springs | 60 | Distributed_Solar |  |  | 0 | 0 | 0 | 0 | 0 | 0 | 0 | 0 | 0 | 1 | 1 | 1 | 1 | [14 empty] | 2 | 1 | 4 | 1 | 3 | 1 | 1 | 0
EOP | Valley Switch | 138 | Distributed_Solar |  |  | 0 | 0 | 0 | 0 | 0 | 0 | 0 | 0 | 0 | 5 | 2 | 1 | 1 | [14 empty] | 2 | 2 | 4 | 1 | 3 | 1 | 1 | 0
EOP | Valley Switch | 230 | Distributed_Solar |  |  | 0 | 0 | 0 | 0 | 0 | 0 | 0 | 0 | 0 | 5 | 2 | 1 | 1 | [14 empty] | 2 | 2 | 4 | 1 | 3 | 1 | 1 | 0
PG&E GBA | Vasco | 230 | Distributed_Solar |  |  | 0 | 0 | 0 | 0 | 0 | 0 | 0 | 0 | 0 | 5 | 5 | 1 | 1 | [14 empty] | 2 | 1 | 3 | 1 | 3 | 1 | 1 | 0
PG&E GBA | Vasona | 230 | Distributed_Solar |  |  | 0 | 0 | 0 | 0 | 0 | 0 | 0 | 0 | 0 | 1 | 1 | 1 | 1 | [14 empty] | 2 | 1 | 4 | 2 | 3 | 1 | 1 | 0
SCE Northern | Vestal | 230 | Distributed_Solar |  |  | 0 | 0 | 0 | 0 | 0 | 0 | 0 | 0 | 0 | 1 | 1 | 1 | 1 | [14 empty] | 1 | 1 | 4 | 1 | 1 | 4+ | 1 | 1
SCE Northern | Vestal | 66 | Distributed_Solar |  |  | 0 | 0 | 0 | 0 | 0 | 0 | 0 | 0 | 0 | 1 | 1 | 1 | 1 | [14 empty] | 1 | 1 | 4 | 1 | 1 | 1 | 1 | 0
SCE NOL | Victor | 115 | Distributed_Solar |  |  | 0 | 7 | 7 | 0 | 7 | 7 | 0 | 0 | 0 | 1 | 1 | 1 | 1 | 3 | [13 empty] | 2 | 1 | 3 | 1 | 2 | 1+ | 1 | 1
SCE NOL | Victor | 230 | Distributed_Solar |  |  | 0 | 0 | 0 | 0 | 0 | 0 | 0 | 0 | 0 | 1 | 1 | 1 | 1 | 4 | [13 empty] | 2 | 1 | 3 | 1 | 2 | 4+ | 4 | 1
SCE Metro | Viejo | 230 | Distributed_Solar |  |  | 0 | 0 | 0 | 0 | 0 | 0 | 0 | 0 | 0 | 1 | 1 | 1 | 1 | [14 empty] | 1 | 1 | 3 | 1 | 2 | 1 | 1 | 0
PG&E GBA | Vierra | 115 | Distributed_Solar |  |  | 0 | 2.975 | 2.975 | 0 | 2.975 | 2.975 | 0 | 0 | 0 | 5 | 5 | 1 | 1 | [14 empty] | 1 | 1 | 1 | 2 | 1 | 1 | 1 | 1
SCE Metro | Villa Park | 230 | Distributed_Solar |  |  | 0 | 0 | 0 | 0 | 0 | 0 | 0 | 0 | 0 | 1 | 1 | 1 | 1 | [14 empty] | 1 | 1 | 2 | 1 | 2 | 1 | 1 | 0
SCE Northern | Vincent | 230 | Distributed_Solar |  |  | 0 | 0 | 0 | 0 | 0 | 0 | 0 | 0 | 0 | 1 | 1 | 1 | 1 | 4 | [13 empty] | 2 | 1 | 4 | 1 | 3 | 1 | 1 | 0
SCE Northern | Vincent | 500 | Distributed_Solar |  |  | 0 | 0 | 0 | 0 | 0 | 0 | 0 | 0 | 0 | 1 | 1 | 1 | 1 | 5 | [13 empty] | 2 | 1 | 4 | 1 | 3 | 1 | 1 | 0
PG&E GBA | Vineyard | 230 | Distributed_Solar |  |  | 0 | 0 | 0 | 0 | 0 | 0 | 0 | 0 | 0 | 5 | 5 | 1 | 1 | [14 empty] | 2 | 1 | 2 | 1 | 3 | 1 | 1 | 0
SDGE | Vineyard | 69 | Distributed_Solar |  |  | 0 | 0 | 0 | 0 | 0 | 0 | 0 | 0 | 0 | 3 | 3 | 1 | 1 | [14 empty] | 2 | 1 | 2 | 1 | 3 | 1 | 1 | 0
SCE Eastern | Vista (SCE) | 230 | Distributed_Solar |  |  | 0 | 0 | 0 | 0 | 0 | 0 | 0 | 0 | 0 | 4 | 2 | 1 | 1 | [14 empty] | 1 | 1 | 2 | 1 | 1 | 1 | 1 | 0
EOP | Vista (VEA) | 138 | Distributed_Solar |  |  | 0 | 0 | 0 | 0 | 0 | 0 | 0 | 0 | 0 | 5 | 2 | 1 | 1 | [14 empty] | 2 | 2 | 4 | 1 | 3 | 1 | 1 | 0
EOP | Vista (VEA) | 230 | Distributed_Solar |  |  | 0 | 0 | 0 | 0 | 0 | 0 | 0 | 0 | 0 | 5 | 2 | 1 | 1 | [14 empty] | 2 | 2 | 4 | 1 | 3 | 1 | 1 | 0
PG&E FRESNO | Wahtoke | 115 | Distributed_Solar |  |  | 0 | 0 | 0 | 0 | 0 | 0 | 0 | 0 | 0 | 5 | 2 | 5 | 2 | [14 empty] | 1 | 1 | 3 | 2 | 1 | 1 | 1 | 0
SCE Northern | Wakefield | 66 | Distributed_Solar |  |  | 0 | 0 | 0 | 0 | 0 | 0 | 0 | 0 | 0 | 5 | 2 | 1 | 1 | [14 empty] | 2 | 1 | 4 | 1 | 3 | 1 | 1 | 0
SCE Metro | Walnut | 230 | Distributed_Solar |  |  | 0 | 0 | 0 | 0 | 0 | 0 | 0 | 0 | 0 | 1 | 1 | 1 | 1 | [14 empty] | 1 | 1 | 1 | 1 | 1 | 1 | 1 | 0
SCE Northern | Warne | 230 | Distributed_Solar |  |  | 0 | 0 | 0 | 0 | 0 | 0 | 0 | 0 | 0 | 5 | 2 | 1 | 1 | [14 empty] | 1 | 1 | 4 | 1 | 3 | 1 | 1 | 0
PG&E GBA | Warnerville | 230 | Distributed_Solar |  |  | 0 | 0 | 0 | 0 | 0 | 0 | 0 | 0 | 0 | 5 | 2 | 5 | 2 | [14 empty] | 1 | 1 | 3 | 2 | 2 | 1 | 1 | 0
PG&E FRESNO | Waukena | 115 | Distributed_Solar |  |  | 0 | 0 | 0 | 0 | 0 | 0 | 0 | 0 | 0 | 5 | 2 | 5 | 2 | [14 empty] | 1 | 1 | 4 | 2 | 1 | 1 | 1 | 0
PG&E GBA | Weber | 230 | Distributed_Solar |  |  | 0 | 0 | 0 | 0 | 0 | 0 | 0 | 0 | 0 | 1 | 1 | 1 | 1 | [14 empty] | 1 | 1 | 3 | 2 | 1 | 1 | 1 | 0
PG&E GBA | Weber | 60 | Distributed_Solar |  |  | 0 | 0 | 0 | 0 | 0 | 0 | 0 | 0 | 0 | 1 | 1 | 1 | 1 | 3 | [13 empty] | 1 | 1 | 3 | 2 | 1 | 1 | 4 | 1
PG&E FRESNO | West Fresno | 115 | Distributed_Solar |  |  | 0 | 0 | 0 | 0 | 0 | 0 | 0 | 0 | 0 | 5 | 2 | 5 | 2 | [14 empty] | 1 | 1 | 2 | 2 | 1 | 1 | 1 | 0
PG&E FRESNO | Westley | 230 | Distributed_Solar |  |  | 0 | 0 | 0 | 0 | 0 | 0 | 0 | 0 | 0 | 1 | 1 | 1 | 1 | [14 empty] | 1 | 1 | 4 | 2 | 1 | 1 | 1 | 0
PG&E KERN | Westpark | 115 | Distributed_Solar |  |  | 0 | 0 | 0 | 0 | 0 | 0 | 0 | 0 | 0 | 5 | 2 | 5 | 2 | [14 empty] | 1 | 1 | 3 | 1 | 1 | 1 | 1 | 0
PG&E KERN | Wheeler Ridge | 230 | Distributed_Solar |  |  | 0 | 0 | 0 | 0 | 0 | 0 | 0 | 0 | 0 | 5 | 5 | 5 | 2 | 1 | [13 empty] | 1 | 1 | 4 | 1 | 1 | 1 | 1 | 0
PG&E KERN | Wheeler Ridge | 115 | Distributed_Solar |  |  | 0 | 0 | 0 | 0 | 0 | 0 | 0 | 0 | 0 | 5 | 2 | 5 | 2 | 3 | [13 empty] | 1 | 1 | 4 | 1 | 1 | 1 | 1 | 0
PG&E KERN | Wheeler Ridge | 70 | Distributed_Solar |  |  | 0 | 0 | 0 | 0 | 0 | 0 | 0 | 0 | 0 | 5 | 5 | 5 | 2 | [14 empty] | 1 | 1 | 4 | 1 | 1 | 1 | 1 | 0
SCE Northern | Whirlwind | 230 | Distributed_Solar |  |  | 0 | 0 | 0 | 0 | 0 | 0 | 0 | 0 | 0 | 1 | 1 | 1 | 1 | 5 | [13 empty] | 2 | 1 | 4 | 1 | 3 | 1 | 1 | 0
SCE Northern | Whirlwind | 500 | Distributed_Solar |  |  | 0 | 0 | 0 | 0 | 0 | 0 | 0 | 0 | 0 | 1 | 1 | 1 | 1 | 5 | [13 empty] | 2 | 1 | 4 | 1 | 3 | 1 | 1 | 0
PG&E GBA | Whisman | 115 | Distributed_Solar |  |  | 0 | 0 | 0 | 0 | 0 | 0 | 0 | 0 | 0 | 1 | 1 | 1 | 1 | [14 empty] | 2 | 1 | 2 | 2 | 2 | 1 | 1 | 0
SCE Eastern | Wildlife | 230 | Distributed_Solar |  |  | 0 | 0 | 0 | 0 | 0 | 0 | 0 | 0 | 0 | 4 | 2 | 1 | 1 | [14 empty] | 1 | 1 | 1 | 1 | 1 | 1 | 1 | 0
PG&E FRESNO | Wilson | 115 | Distributed_Solar |  |  | 0 | 0 | 0 | 0 | 0 | 0 | 0 | 0 | 0 | 5 | 2 | 5 | 2 | 4 | [13 empty] | 1 | 1 | 4 | 2 | 1 | 1 | 1 | 0
PG&E FRESNO | Wilson | 230 | Distributed_Solar |  |  | 0 | 0 | 0 | 0 | 0 | 0 | 0 | 0 | 0 | 5 | 2 | 5 | 2 | [14 empty] | 1 | 1 | 4 | 2 | 1 | 1 | 1 | 0
SCE Northern | Windhub | 230 | Distributed_Solar |  |  | 0 | 0 | 0 | 0 | 0 | 0 | 0 | 0 | 0 | 1 | 1 | 1 | 1 | 4 | [13 empty] | 2 | 1 | 4 | 1 | 2 | 1+ | 1 | 1
SCE Northern | Windhub | 500 | Distributed_Solar |  |  | 0 | 0 | 0 | 0 | 0 | 0 | 0 | 0 | 0 | 1 | 1 | 1 | 1 | 5 | [13 empty] | 2 | 1 | 4 | 1 | 2 | 1 | 1 | 0
PG&E GBA | Windmaster | 230 | Distributed_Solar |  |  | 0 | 0 | 0 | 0 | 0 | 0 | 0 | 0 | 0 | 5 | 2 | 1 | 1 | [14 empty] | 2 | 1 | 2 | 1 | 2 | 1 | 1 | 0
PG&E NGBA | Windsor | 60 | Distributed_Solar |  |  | 0 | 0 | 0 | 0 | 0 | 0 | 0 | 0 | 0 | 5 | 5 | 1 | 1 | [14 empty] | 1 | 1 | 2 | 1 | 2 | 1 | 1 | 0
PG&E NGBA | Woodland | 115 | Distributed_Solar |  |  | 0 | 0 | 0 | 0 | 0 | 0 | 0 | 0 | 0 | 5 | 2 | 1 | 1 | [14 empty] | 2 | 1 | 4 | 2 | 3 | 1 | 1 | 0
PG&E FRESNO | Woodward | 115 | Distributed_Solar |  |  | 0 | 0 | 0 | 0 | 0 | 0 | 0 | 0 | 0 | 5 | 2 | 5 | 2 | [14 empty] | 1 | 1 | 2 | 2 | 2 | 1 | 1 | 0
PG&E NGBA | Wyandotte | 115 | Distributed_Solar |  |  | 0 | 0 | 0 | 0 | 0 | 0 | 0 | 0 | 0 | 5 | 2 | 1 | 1 | [14 empty] | 2 | 1 | 2 | 2 | 2 | 1 | 4 | 1
PG&E KERN | 7th Standard | 115 | Solar |  |  | 0 | 90 | 90 | 0 | 0 | 0 | 0 | 90 | 90 | 5 | 2 | 5 | 2 |  | 1 | 2 | 1 | 2 | 2 | 1 | 1 | 1 | 1 | 1 | 1 | 1 | 1 | 1 | 1 | 3 | 1 | 2 | 5- | 1 | 1
SCE Metro | Alamitos | 230 | Solar |  |  | 0 | 0 | 0 | 0 | 0 | 0 | 0 | 0 | 0 | 1 | 1 | 1 | 1 |  | 1 | 1 | 1 | 1 | 1 | 2 | 1 | 1 | 1 | 3 | 3 | 1 | 1 | 1 | 1 | 1 | 1 | 1 | 1 | 1 | 0
SCE Eastern | Alberhill | 115 | Solar |  |  | 300 | 0 | 300 | 0 | 0 | 0 | 300 | 0 | 300 | 4 | 2 | 1 | 1 |  | 1 | 4 | 4 | 5 | 5 | 2 | 5 | 2 | 2 | 2 | 4 | 2 | 2 | 1 | 1 | 4 | 1 | 1 | 5- | 1 | 1
SCE Eastern | Alberhill | 500 | Solar |  |  | 435 | 0 | 435 | 0 | 0 | 0 | 435 | 0 | 435 | 4 | 2 | 1 | 1 |  | 1 | 1 | 4 | 5 | 5 | 2 | 5 | 2 | 2 | 2 | 4 | 2 | 2 | 1 | 1 | 4 | 1 | 1 | 5- | 1 | 1
PG&E GBA | Alhambra | 115 | Solar |  |  | 0 | 0 | 0 | 0 | 0 | 0 | 0 | 0 | 0 | 5 | 2 | 1 | 1 |  | 1 | 1 | 1 | 1 | 1 | 2 | 2 | 1 | 2 | 2 | 3 | 1 | 1 | 2 | 1 | 2 | 1 | 2 | 1 | 1 | 0
PG&E FRESNO | Alpaugh | 115 | Solar |  |  | 0 | 0 | 0 | 0 | 0 | 0 | 0 | 0 | 0 | 5 | 2 | 5 | 2 | 3 | 1 | 1 | 1 | 1 | 1 | 1 | 1 | 1 | 1 | 1 | 1 | 1 | 1 | 1 | 1 | 3 | 1 | 1 | 2+ | 1 | 1
SDGE | Alpine | 69 | Solar |  |  | 0 | 0 | 0 | 0 | 0 | 0 | 0 | 0 | 0 | 3 | 3 | 1 | 1 |  | 1 | 3 | 1 | 1 | 1 | 2 | 5 | 1 | 1 | 2 | 3 | 2 | 1 | 2 | 1 | 4 | 1 | 3 | 1 | 1 | 0
PG&E GBA | Altamont Midway (Sandhill) | 230 | Solar |  |  | 0 | 0 | 0 | 0 | 0 | 0 | 0 | 0 | 0 | 5 | 2 | 1 | 1 |  | 1 | 1 | 1 | 1 | 1 | 2 | 5 | 2 | 2 | 2 | 3 | 1 | 1 | 2 | 1 | 2 | 1 | 3 | 1 | 1 | 0
SCE Northern | Antelope | 66 | Solar |  |  | 0 | 0 | 0 | 0 | 0 | 0 | 0 | 0 | 0 | 1 | 1 | 1 | 1 |  | 1 | 1 | 2 | 5 | 1 | 2 | 3 | 1 | 1 | 1 | 2 | 1 | 1 | 2 | 1 | 4 | 1 | 3 | 4+ | 4 | 1
SCE Northern | Antelope | 230 | Solar |  |  | 0 | 450 | 450 | 0 | 0 | 0 | 0 | 450 | 450 | 1 | 1 | 1 | 1 | 4 | 1 | 1 | 2 | 5 | 1 | 2 | 3 | 1 | 1 | 1 | 2 | 1 | 1 | 2 | 1 | 4 | 1 | 3 | 4- | 4 | 1
SCE Northern | Antelope | 500 | Solar |  |  | 0 | 1000 | 1000 | 0 | 0 | 0 | 0 | 1000 | 1000 | 1 | 1 | 1 | 1 |  | 1 | 1 | 2 | 5 | 1 | 2 | 3 | 1 | 1 | 1 | 2 | 1 | 1 | 2 | 1 | 4 | 1 | 3 | 5- | 1 | 1
PG&E NGBA | Arcata | 60 | Solar |  |  | 0 | 0 | 0 | 0 | 0 | 0 | 0 | 0 | 0 | 5 | 2 | 1 | 1 |  | 1 | 3 | 1 | 1 | 1 | 2 | 1 | 1 | 1 | 2 | 2 | 1 | 1 | 2 | 2 | 4 | 2 | 3 | 1 | 1 | 0
PG&E KERN | Arco | 230 | Solar |  |  | 1840 | 0 | 1840 | 0 | 0 | 0 | 1840 | 0 | 1840 | 5 | 2 | 5 | 2 | 3 | 1 | 2 | 4 | 2 | 3 | 1 | 2 | 2 | 1 | 1 | 3 | 1 | 1 | 1 | 1 | 4 | 1 | 1 | 5- | 1 | 1
PG&E KERN | Arco | 70 | Solar |  |  | 60 | 0 | 60 | 60 | 0 | 60 | 0 | 0 | 0 | 5 | 2 | 5 | 2 |  | 1 | 4 | 4 | 2 | 3 | 1 | 2 | 2 | 1 | 1 | 3 | 1 | 1 | 1 | 1 | 4 | 1 | 1 | 1 | 1 | 1
SCE Metro | ArcoGen | 230 | Solar |  |  | 0 | 0 | 0 | 0 | 0 | 0 | 0 | 0 | 0 | 1 | 1 | 1 | 1 |  | 1 | 1 | 1 | 1 | 1 | 2 | 1 | 1 | 1 | 2 | 2 | 1 | 1 | 1 | 1 | 1 | 1 | 1 | 1 | 1 | 0
SDGE | Artesian | 230 | Solar |  |  | 0 | 0 | 0 | 0 | 0 | 0 | 0 | 0 | 0 | 3 | 3 | 1 | 1 |  | 1 | 1 | 1 | 1 | 1 | 2 | 5 | 2 | 2 | 1 | 3 | 1 | 1 | 2 | 1 | 2 | 1 | 3 | 1 | 1 | 0
SDGE | Artesian | 69 | Solar |  |  | 0 | 0 | 0 | 0 | 0 | 0 | 0 | 0 | 0 | 3 | 3 | 1 | 1 |  | 1 | 1 | 1 | 1 | 1 | 2 | 5 | 2 | 2 | 1 | 3 | 1 | 1 | 2 | 1 | 2 | 1 | 3 | 1 | 1 | 0
PG&E FRESNO | Ashlan | 230 | Solar |  |  | 0 | 0 | 0 | 0 | 0 | 0 | 0 | 0 | 0 | 5 | 2 | 5 | 2 |  | 1 | 1 | 1 | 1 | 2 | 1 | 1 | 1 | 1 | 1 | 1 | 1 | 1 | 1 | 1 | 2 | 2 | 1 | 1 | 1 | 0
PG&E NGBA | Atlantic | 115 | Solar |  |  | 0 | 0 | 0 | 0 | 0 | 0 | 0 | 0 | 0 | 5 | 2 | 1 | 1 |  | 1 | 1 | 1 | 1 | 1 | 2 | 3 | 1 | 1 | 1 | 1 | 1 | 1 | 2 | 1 | 2 | 2 | 3 | 1 | 1 | 0
PG&E NGBA | Atlantic | 230 | Solar |  |  | 0 | 0 | 0 | 0 | 0 | 0 | 0 | 0 | 0 | 5 | 2 | 1 | 1 |  | 1 | 1 | 1 | 1 | 1 | 2 | 3 | 1 | 1 | 1 | 1 | 1 | 1 | 2 | 1 | 2 | 2 | 3 | 1 | 1 | 0
PG&E NGBA | Atlantic | 60 | Solar |  |  | 0 | 0 | 0 | 0 | 0 | 0 | 0 | 0 | 0 | 5 | 2 | 1 | 1 |  | 1 | 1 | 1 | 1 | 1 | 2 | 3 | 1 | 1 | 1 | 1 | 1 | 1 | 2 | 1 | 2 | 2 | 3 | 1 | 1 | 0
PG&E FRESNO | Atwater | 115 | Solar |  |  | 0 | 0 | 0 | 0 | 0 | 0 | 0 | 0 | 0 | 5 | 2 | 5 | 2 |  | 1 | 1 | 1 | 1 | 1 | 1 | 1 | 1 | 1 | 1 | 2 | 1 | 1 | 1 | 1 | 2 | 2 | 1 | 4+ | 1 | 1
PG&E GBA | Avena | 115 | Solar |  |  | 100 | 0 | 100 | 0 | 0 | 0 | 100 | 0 | 100 | 1 | 1 | 1 | 1 |  | 1 | 3 | 1 | 2 | 1 | 1 | 1 | 1 | 1 | 1 | 1 | 1 | 1 | 1 | 1 | 3 | 2 | 1 | 5- | 1 | 1
SDGE | Avocado | 69 | Solar |  |  | 0 | 0 | 0 | 0 | 0 | 0 | 0 | 0 | 0 | 3 | 3 | 1 | 1 |  | 1 | 1 | 1 | 1 | 1 | 2 | 5 | 3 | 1 | 1 | 3 | 1 | 1 | 2 | 1 | 3 | 1 | 3 | 1 | 1 | 0
PG&E NGBA | Bahia | 230 | Solar |  |  | 0 | 200 | 200 | 0 | 0 | 0 | 0 | 200 | 200 | 5 | 5 | 1 | 1 |  | 1 | 1 | 2 | 2 | 1 | 2 | 2 | 1 | 1 | 1 | 3 | 1 | 1 | 2 | 1 | 1 | 1 | 2 | 5- | 1 | 1
SCE Northern | Bailey | 230 | Solar |  |  | 0 | 0 | 0 | 0 | 0 | 0 | 0 | 0 | 0 | 5 | 2 | 1 | 1 |  | 1 | 1 | 1 | 1 | 1 | 2 | 5 | 2 | 2 | 2 | 5 | 2 | 1 | 1 | 1 | 4 | 1 | 3 | 1 | 1 | 0
SCE NOL | Baker | 115 | Solar |  |  | 0 | 0 | 0 | 0 | 0 | 0 | 0 | 0 | 0 | 4 | 3 | 1 | 1 |  | 1 | 1 | 1 | 1 | 1 | 2 | 1 | 1 | 1 | 1 | 1 | 2 | 1 | 2 | 2 | 4 | 1 | 1 | 1 | 1 | 0
PG&E KERN | Bakersfield | 230 | Solar |  |  | 0 | 0 | 0 | 0 | 0 | 0 | 0 | 0 | 0 | 5 | 2 | 5 | 2 |  | 1 | 1 | 1 | 1 | 1 | 1 | 2 | 1 | 1 | 1 | 2 | 1 | 1 | 1 | 1 | 3 | 1 | 1 | 1 | 1 | 0
PG&E FRESNO | Balch | 230 | Solar |  |  | 0 | 0 | 0 | 0 | 0 | 0 | 0 | 0 | 0 | 5 | 2 | 5 | 2 |  | 2 | 1 | 1 | 1 | 1 | 2 | 5 | 1 | 1 | 1 | 2 | 3 | 1 | 1 | 1 | 4 | 2 | 3 | 1 | 1 | 0
SCE Eastern | Bannister | 230 | Solar |  |  | 0 | 0 | 0 | 0 | 0 | 0 | 0 | 0 | 0 | 5 | 2 | 1 | 1 |  | 1 | 1 | 1 | 1 | 1 | 2 | 1 | 1 | 1 | 2 | 2 | 1 | 1 | 2 | 1 | 2 | 2 | 1 | 2+ | 1 | 1
SCE Metro | Barre | 230 | Solar |  |  | 0 | 0 | 0 | 0 | 0 | 0 | 0 | 0 | 0 | 1 | 1 | 1 | 1 |  | 1 | 1 | 1 | 1 | 1 | 2 | 1 | 1 | 1 | 5 | 5 | 1 | 1 | 1 | 1 | 1 | 1 | 1 | 4+ | 4 | 1
SDGE | Bay Boulevard | 69 | Solar |  |  | 0 | 0 | 0 | 0 | 0 | 0 | 0 | 0 | 0 | 3 | 3 | 1 | 1 |  | 1 | 1 | 1 | 1 | 1 | 2 | 2 | 1 | 2 | 4 | 4 | 1 | 1 | 2 | 1 | 2 | 1 | 1 | 1 | 1 | 0
SDGE | Bay Boulevard | 230 | Solar |  |  | 0 | 0 | 0 | 0 | 0 | 0 | 0 | 0 | 0 | 3 | 3 | 1 | 1 |  | 1 | 1 | 1 | 1 | 1 | 2 | 2 | 1 | 2 | 4 | 4 | 1 | 1 | 2 | 1 | 2 | 1 | 1 | 1 | 1 | 0
EOP | Beatty | 138 | Solar |  |  | 0 | 0 | 0 | 0 | 0 | 0 | 0 | 0 | 0 | 5 | 2 | 1 | 1 |  | 1 | 1 | 1 | N/A | N/A | 2 | N/A | N/A | N/A | N/A | N/A | N/A | N/A | 2 | 2 | 4 | 1 | 3 | 1 | 1 | 0
EOP | Beatty | 230 | Solar |  |  | 0 | 0 | 0 | 0 | 0 | 0 | 0 | 0 | 0 | 5 | 2 | 1 | 1 |  | 1 | 2 | 1 | N/A | N/A | 2 | N/A | N/A | N/A | N/A | N/A | N/A | N/A | 2 | 2 | 4 | 1 | 3 | 4+ | 1 | 1
PG&E NGBA | Belden | 230 | Solar |  |  | 0 | 0 | 0 | 0 | 0 | 0 | 0 | 0 | 0 | 5 | 2 | 1 | 1 |  | 1 | 1 | 1 | 1 | 1 | 2 | 4 | 1 | 2 | 2 | 3 | 2 | 1 | 2 | 2 | 4 | 1 | 3 | 1 | 1 | 0
PG&E NGBA | Bell | 115 | Solar |  |  | 0 | 0 | 0 | 0 | 0 | 0 | 0 | 0 | 0 | 5 | 2 | 1 | 1 |  | 1 | 1 | 1 | 1 | 1 | 2 | 5 | 3 | 1 | 1 | 3 | 1 | 1 | 2 | 1 | 4 | 2 | 3 | 1 | 1 | 0
PG&E NGBA | Bellevue | 115 | Solar |  |  | 0 | 0 | 0 | 0 | 0 | 0 | 0 | 0 | 0 | 5 | 5 | 1 | 1 |  | 1 | 1 | 1 | 1 | 1 | 2 | 2 | 1 | 1 | 2 | 3 | 1 | 1 | 2 | 1 | 2 | 2 | 2 | 1+ | 1 | 1
PG&E GBA | Bellota | 115 | Solar |  |  | 0 | 0 | 0 | 0 | 0 | 0 | 0 | 0 | 0 | 5 | 5 | 1 | 1 | 3 | 2 | 1 | 1 | 1 | 1 | 1 | 2 | 1 | 1 | 1 | 2 | 1 | 1 | 1 | 1 | 4 | 2 | 3 | 1 | 1 | 0
PG&E GBA | Bellota | 230 | Solar |  |  | 0 | 0 | 0 | 0 | 0 | 0 | 0 | 0 | 0 | 1 | 1 | 1 | 1 | 3 | 1 | 1 | 1 | 1 | 1 | 1 | 2 | 1 | 1 | 1 | 2 | 1 | 1 | 1 | 1 | 4 | 2 | 3 | 1 | 1 | 0
SCE Northern | Big Creek | 230 | Solar |  |  | 200 | 0 | 200 | 0 | 0 | 0 | 200 | 0 | 200 | 1 | 1 | 1 | 1 |  | 1 | 1 | 4 | 1 | 4 | 2 | 2 | 1 | 2 | 1 | 3 | 2 | 1 | 1 | 1 | 4 | 2 | 3 | 5- | 1 | 1
PG&E FRESNO | Biola | 70 | Solar |  |  | 0 | 0 | 0 | 0 | 0 | 0 | 0 | 0 | 0 | 5 | 2 | 5 | 2 |  | 1 | 1 | 1 | 1 | 2 | 1 | 1 | 1 | 1 | 1 | 1 | 1 | 1 | 1 | 1 | 4 | 2 | 1 | 1 | 1 | 0
PG&E GBA | Birds Landing | 230 | Solar |  |  | 0 | 100 | 100 | 0 | 0 | 0 | 0 | 100 | 100 | 5 | 5 | 1 | 1 | 3 | 2 | 2 | 1 | 1 | 1 | 2 | 3 | 1 | 1 | 1 | 1 | 1 | 1 | 2 | 1 | 4 | 1 | 1 | 5- | 4 | 1
SCE Northern | Bliss | 66 | Solar |  |  | 0 | 0 | 0 | 0 | 0 | 0 | 0 | 0 | 0 | 1 | 1 | 1 | 1 |  | 1 | 1 | 1 | 1 | 2 | 1 | 1 | 1 | 1 | 1 | 1 | 1 | 1 | 1 | 1 | 4 | 1 | 1 | 1 | 1 | 0
SCE Eastern | Blythe | 161 | Solar |  |  | 0 | 160 | 160 | 0 | 160 | 160 | 0 | 0 | 0 | 5 | 3 | 1 | 1 | 3 | 1 | 4 | 1 | 1 | 1 | 2 | 1 | 1 | 1 | 1 | 1 | 1 | 1 | 2 | 2 | 2 | 1 | 1 | 4+ | 1 | 1
PG&E NGBA | Bogue | 115 | Solar |  |  | 0 | 0 | 0 | 0 | 0 | 0 | 0 | 0 | 0 | 5 | 2 | 1 | 1 |  | 1 | 1 | 1 | 1 | 2 | 2 | 1 | 1 | 1 | 1 | 2 | 1 | 1 | 2 | 2 | 2 | 1 | 2 | 1 | 1 | 0
PG&E FRESNO | Borden | 230 | Solar |  |  | 0 | 0 | 0 | 0 | 0 | 0 | 0 | 0 | 0 | 5 | 2 | 5 | 2 | 1 | 1 | 1 | 1 | 1 | 1 | 1 | 2 | 1 | 1 | 1 | 2 | 1 | 1 | 1 | 1 | 4 | 2 | 1 | 4+ | 5 | 1
PG&E FRESNO | Borden | 70 | Solar |  |  | 0 | 0 | 0 | 0 | 0 | 0 | 0 | 0 | 0 | 5 | 2 | 5 | 2 |  | 1 | 1 | 1 | 1 | 1 | 1 | 2 | 1 | 1 | 1 | 2 | 1 | 1 | 1 | 1 | 4 | 2 | 1 | 1 | 1 | 0
SDGE | Boulevard East | 138 | Solar |  |  | 0 | 82.6 | 82.6 | 0 | 0 | 0 | 0 | 82.6 | 82.6 | 3 | 3 | 1 | 1 | 1 | 1 | 4 | 1 | 1 | 1 | 2 | 5 | 1 | 1 | 1 | 1 | 1 | 1 | 2 | 1 | 4 | 1 | 3 | 5- | 1 | 1
SDGE | Boulevard East | 69 | Solar |  |  | 0 | 17.4 | 17.4 | 0 | 17.4 | 17.4 | 0 | 0 | 0 | 3 | 3 | 1 | 1 |  | 1 | 3 | 1 | 1 | 1 | 2 | 5 | 1 | 1 | 1 | 1 | 1 | 1 | 2 | 1 | 4 | 1 | 3 | 4+ | 4 | 1
PG&E GBA | Brentwood | 230 | Solar |  |  | 0 | 89.5 | 89.5 | 0 | 0 | 0 | 0 | 89.5 | 89.5 | 5 | 2 | 1 | 1 |  | 1 | 2 | 2 | 1 | 1 | 2 | 2 | 1 | 1 | 1 | 2 | 1 | 1 | 2 | 1 | 4 | 1 | 3 | 5- | 1 | 1
PG&E NGBA | Bridgeville | 115 | Solar |  |  | 0 | 0 | 0 | 0 | 0 | 0 | 0 | 0 | 0 | 5 | 2 | 1 | 1 |  | 1 | 1 | 1 | 1 | 1 | 2 | 1 | 1 | 1 | 1 | 1 | 2 | 1 | 2 | 2 | 4 | 2 | 3 | 1 | 1 | 0
PG&E NGBA | Brighton | 115 | Solar |  |  | 0 | 0 | 0 | 0 | 0 | 0 | 0 | 0 | 0 | 5 | 2 | 1 | 1 |  | 1 | 1 | 1 | 1 | 1 | 2 | 2 | 1 | 1 | 1 | 1 | 1 | 1 | 2 | 1 | 2 | 2 | 1 | 1 | 1 | 0
PG&E NGBA | Brighton | 230 | Solar |  |  | 0 | 0 | 0 | 0 | 0 | 0 | 0 | 0 | 0 | 5 | 2 | 1 | 1 |  | 1 | 1 | 1 | 1 | 1 | 2 | 2 | 1 | 1 | 1 | 1 | 1 | 1 | 2 | 1 | 2 | 2 | 1 | 1 | 1 | 0
PG&E NGBA | Brunswick | 115 | Solar |  |  | 0 | 0 | 0 | 0 | 0 | 0 | 0 | 0 | 0 | 5 | 2 | 1 | 1 |  | 1 | 1 | 1 | 1 | 1 | 2 | 5 | 3 | 1 | 1 | 3 | 1 | 1 | 2 | 1 | 4 | 1 | 3 | 4+ | 1 | 1
PG&E NGBA | Bucks Creek | 230 | Solar |  |  | 0 | 0 | 0 | 0 | 0 | 0 | 0 | 0 | 0 | 5 | 2 | 1 | 1 |  | 1 | 1 | 1 | 1 | 1 | 2 | 5 | 1 | 2 | 2 | 3 | 2 | 1 | 2 | 2 | 4 | 1 | 3 | 1 | 1 | 0
PG&E KERN | Buena Vista | 230 | Solar |  |  | 0 | 0 | 0 | 0 | 0 | 0 | 0 | 0 | 0 | 5 | 2 | 5 | 2 |  | 1 | 1 | 1 | 1 | 2 | 1 | 2 | 1 | 1 | 1 | 1 | 1 | 1 | 2 | 2 | 4 | 2 | 1 | 1 | 1 | 0
PG&E FRESNO | Bullard | 115 | Solar |  |  | 0 | 0 | 0 | 0 | 0 | 0 | 0 | 0 | 0 | 5 | 2 | 5 | 2 |  | 1 | 1 | 1 | 1 | 1 | 1 | 2 | 1 | 1 | 1 | 2 | 1 | 1 | 1 | 1 | 1 | 2 | 2 | 4+ | 1 | 1
PG&E GBA | Burlingame | 115 | Solar |  |  | 0 | 0 | 0 | 0 | 0 | 0 | 0 | 0 | 0 | 5 | 2 | 1 | 1 |  | 1 | 1 | 1 | 1 | 1 | 2 | 1 | 1 | 2 | 3 | 4 | 1 | 1 | 2 | 1 | 3 | 1 | 2 | 1 | 1 | 0
PG&E NGBA | Burney Forest | 230 | Solar |  |  | 0 | 0 | 0 | 0 | 0 | 0 | 0 | 0 | 0 | 5 | 2 | 1 | 1 |  | 1 | 1 | 1 | 1 | 1 | 2 | 3 | 1 | 1 | 1 | 1 | 1 | 1 | 2 | 2 | 4 | 2 | 3 | 1 | 1 | 0
PG&E NGBA | Butte | 115 | Solar |  |  | 0 | 0 | 0 | 0 | 0 | 0 | 0 | 0 | 0 | 5 | 2 | 1 | 1 |  | 1 | 1 | 1 | 1 | 1 | 2 | 2 | 2 | 1 | 1 | 2 | 1 | 1 | 2 | 1 | 4 | 2 | 2 | 1+ | 1 | 1
PG&E KERN | Cabrillo | 115 | Solar |  |  | 0 | 0 | 0 | 0 | 0 | 0 | 0 | 0 | 0 | 5 | 2 | 5 | 2 |  | 4 | 1 | 1 | 1 | 1 | 2 | 2 | 1 | 1 | 2 | 3 | 1 | 1 | 2 | 2 | 4 | 1 | 3 | 1+ | 1 | 1
PG&E FRESNO | Cal Flats | 230 | Solar |  |  | 0 | 0 | 0 | 0 | 0 | 0 | 0 | 0 | 0 | 5 | 2 | 5 | 2 |  | 1 | 1 | 1 | 1 | 1 | 2 | 5 | 1 | 1 | 1 | 2 | 3 | 1 | 2 | 2 | 4 | 2 | 2 | 1 | 1 | 0
SCE NOL | Calcite | 230 | Solar |  |  | 165 | 0 | 165 | 0 | 0 | 0 | 165 | 0 | 165 | 1 | 1 | 1 | 1 | 3 | 1 | 2 | 1 | 3 | 1 | 2 | 1 | 1 | 1 | 1 | 2 | 1 | 1 | 2 | 1 | 4 | 1 | 3 | 3+ | 4 | 1
PG&E KERN | Caliente | 230 | Solar |  |  | 0 | 0 | 0 | 0 | 0 | 0 | 0 | 0 | 0 | 5 | 2 | 5 | 2 | 1 | 1 | 1 | 1 | 1 | 1 | 2 | 2 | 2 | 1 | 1 | 3 | 1 | 1 | 2 | 1 | 4 | 2 | 2 | 1 | 1 | 0
PG&E FRESNO | California Ave | 115 | Solar |  |  | 0 | 0 | 0 | 0 | 0 | 0 | 0 | 0 | 0 | 5 | 2 | 5 | 2 |  | 1 | 1 | 1 | 1 | 2 | 1 | 1 | 1 | 1 | 1 | 1 | 1 | 1 | 1 | 1 | 2 | 2 | 1 | 4+ | 1 | 1
PG&E KERN | Callender | 115 | Solar |  |  | 0 | 0 | 0 | 0 | 0 | 0 | 0 | 0 | 0 | 5 | 2 | 5 | 2 |  | 1 | 1 | 1 | 1 | 1 | 2 | 2 | 1 | 1 | 1 | 1 | 1 | 1 | 2 | 2 | 4 | 2 | 2 | 1 | 1 | 0
PG&E NGBA | Calpella | 115 | Solar |  |  | 0 | 0 | 0 | 0 | 0 | 0 | 0 | 0 | 0 | 5 | 5 | 1 | 1 |  | 1 | 1 | 1 | 1 | 1 | 2 | 3 | 1 | 1 | 1 | 2 | 2 | 1 | 2 | 2 | 4 | 2 | 3 | 4+ | 1 | 1
PG&E GBA | Camanche | 230 | Solar |  |  | 0 | 0 | 0 | 0 | 0 | 0 | 0 | 0 | 0 | 1 | 1 | 1 | 1 |  | 1 | 1 | 1 | 1 | 1 | 1 | 1 | 2 | 1 | 2 | 3 | 1 | 1 | 1 | 1 | 4 | 2 | 3 | 4+ | 1 | 1
SDGE | Cameron | 69 | Solar |  |  | 0 | 0 | 0 | 0 | 0 | 0 | 0 | 0 | 0 | 3 | 3 | 1 | 1 |  | 1 | 1 | 1 | 1 | 1 | 2 | 5 | 1 | 1 | 1 | 1 | 1 | 1 | 1 | 1 | 2 | 1 | 1 | 1 | 1 | 0
SDGE | Cannon | 69 | Solar |  |  | 0 | 0 | 0 | 0 | 0 | 0 | 0 | 0 | 0 | 3 | 3 | 1 | 1 |  | 1 | 1 | 1 | 1 | 1 | 2 | 1 | 1 | 1 | 1 | 2 | 1 | 1 | 2 | 1 | 1 | 1 | 3 | 1 | 1 | 0
PG&E FRESNO | Cantua | 115 | Solar |  |  | 0 | 0 | 0 | 0 | 0 | 0 | 0 | 0 | 0 | 5 | 2 | 5 | 2 |  | 1 | 1 | 1 | 1 | 1 | 1 | 2 | 1 | 1 | 1 | 1 | 1 | 1 | 1 | 1 | 4 | 2 | 1 | 4+ | 1 | 1
SDGE | Capistrano | 138 | Solar |  |  | 0 | 0 | 0 | 0 | 0 | 0 | 0 | 0 | 0 | 1 | 1 | 1 | 1 |  | 1 | 1 | 1 | 1 | 1 | 2 | 5 | 1 | 2 | 3 | 3 | 2 | 1 | 1 | 1 | 2 | 1 | 3 | 1 | 1 | 0
SDGE | Capistrano | 230 | Solar |  |  | 0 | 0 | 0 | 0 | 0 | 0 | 0 | 0 | 0 | 1 | 1 | 1 | 1 |  | 1 | 5 | 1 | 1 | 1 | 2 | 5 | 1 | 2 | 3 | 3 | 2 | 1 | 1 | 1 | 2 | 1 | 3 | 1 | 1 | 0
PG&E NGBA | Carberry | 230 | Solar |  |  | 0 | 0 | 0 | 0 | 0 | 0 | 0 | 0 | 0 | 5 | 2 | 1 | 1 |  | 1 | 1 | 1 | 1 | 1 | 2 | 3 | 2 | 1 | 1 | 2 | 1 | 1 | 2 | 2 | 4 | 2 | 3 | 1 | 1 | 0
SCE Eastern | Cardiff | 66 | Solar |  |  | 0 | 0 | 0 | 0 | 0 | 0 | 0 | 0 | 0 | 4 | 2 | 1 | 1 |  | 1 | 1 | 1 | 1 | 1 | 2 | 5 | 1 | 2 | 2 | 3 | 1 | 1 | 1 | 1 | 2 | 1 | 1 | 1 | 1 | 0
PG&E NGBA | Caribou | 60 | Solar |  |  | 0 | 0 | 0 | 0 | 0 | 0 | 0 | 0 | 0 | 5 | 2 | 1 | 1 |  | 2 | 1 | 1 | 1 | 1 | 2 | 5 | 1 | 1 | 1 | 2 | 1 | 1 | 2 | 2 | 4 | 1 | 3 | 1 | 1 | 0
PG&E NGBA | Caribou | 115 | Solar |  |  | 0 | 0 | 0 | 0 | 0 | 0 | 0 | 0 | 0 | 5 | 2 | 1 | 1 |  | 1 | 1 | 1 | 1 | 1 | 2 | 5 | 1 | 1 | 1 | 2 | 1 | 1 | 2 | 2 | 4 | 1 | 3 | 1 | 1 | 0
PG&E NGBA | Caribou | 230 | Solar |  |  | 0 | 0 | 0 | 0 | 0 | 0 | 0 | 0 | 0 | 5 | 2 | 1 | 1 |  | 1 | 1 | 1 | 1 | 1 | 2 | 5 | 1 | 1 | 1 | 2 | 1 | 1 | 2 | 2 | 4 | 1 | 3 | 1 | 1 | 0
EOP | Carpenter Canyon (fka Gamebird) | 138 | Solar |  |  | 0 | 0 | 0 | 0 | 0 | 0 | 0 | 0 | 0 | 5 | 2 | 1 | 1 |  | 1 | 1 | 1 | N/A | N/A | 2 | N/A | N/A | N/A | N/A | N/A | N/A | N/A | 2 | 2 | 4 | 1 | 3 | 1 | 1 | 0
EOP | Carpenter Canyon (fka Gamebird) | 230 | Solar |  |  | 0 | 0 | 0 | 0 | 0 | 0 | 0 | 0 | 0 | 5 | 2 | 1 | 1 |  | 1 | 5 | 1 | N/A | N/A | 2 | N/A | N/A | N/A | N/A | N/A | N/A | N/A | 2 | 2 | 4 | 1 | 3 | 4+ | 5 | 1
PG&E NGBA | Carquinez | 115 | Solar |  |  | 0 | 0 | 0 | 0 | 0 | 0 | 0 | 0 | 0 | 5 | 5 | 1 | 1 |  | 1 | 1 | 1 | 1 | 1 | 2 | 2 | 1 | 1 | 1 | 3 | 1 | 1 | 2 | 1 | 2 | 1 | 1 | 1 | 1 | 0
SDGE | Carrizo Gorge | 138 | Solar |  |  | 0 | 0 | 0 | 0 | 0 | 0 | 0 | 0 | 0 | 3 | 3 | 1 | 1 |  | 1 | 2 | 1 | 1 | 1 | 2 | 5 | 1 | 1 | 1 | 1 | 1 | 1 | 2 | 1 | 4 | 1 | 3 | 1 | 4 | 1
PG&E KERN | Carrizo Plains | 115 | Solar |  |  | 0 | 0 | 0 | 0 | 0 | 0 | 0 | 0 | 0 | 5 | 2 | 5 | 2 |  | 1 | 1 | 1 | 1 | 1 | 1 | 3 | 1 | 1 | 1 | 2 | 2 | 1 | 2 | 1 | 4 | 2 | 2 | 1 | 1 | 0
PG&E KERN | Casaloma | 230 | Solar |  |  | 0 | 0 | 0 | 0 | 0 | 0 | 0 | 0 | 0 | 5 | 2 | 5 | 2 |  | 1 | 1 | 1 | 1 | 2 | 1 | 1 | 1 | 1 | 1 | 1 | 1 | 1 | 1 | 1 | 3 | 1 | 1 | 1 | 1 | 0
PG&E GBA | Castro Valley | 230 | Solar |  |  | 0 | 0 | 0 | 0 | 0 | 0 | 0 | 0 | 0 | 5 | 5 | 1 | 1 |  | 1 | 1 | 1 | 1 | 1 | 2 | 5 | 3 | 1 | 2 | 4 | 1 | 1 | 2 | 1 | 2 | 1 | 2 | 1+ | 1 | 1
PG&E GBA | Cayetano | 230 | Solar |  |  | 0 | 0 | 0 | 0 | 0 | 0 | 0 | 0 | 0 | 5 | 2 | 1 | 1 |  | 1 | 1 | 1 | 1 | 1 | 2 | 5 | 2 | 2 | 3 | 3 | 1 | 1 | 2 | 1 | 3 | 1 | 3 | 1 | 4 | 1
SCE Metro | Center | 230 | Solar |  |  | 0 | 0 | 0 | 0 | 0 | 0 | 0 | 0 | 0 | 1 | 1 | 1 | 1 |  | 1 | 2 | 1 | 1 | 1 | 2 | 1 | 1 | 1 | 1 | 1 | 1 | 1 | 1 | 1 | 1 | 1 | 1 | 1 | 1 | 0
PG&E KERN | Charca | 115 | Solar |  |  | 0 | 0 | 0 | 0 | 0 | 0 | 0 | 0 | 0 | 5 | 2 | 5 | 2 |  | 1 | 1 | 1 | 1 | 3 | 1 | 1 | 1 | 1 | 1 | 1 | 1 | 1 | 1 | 1 | 4 | 1 | 1 | 4+ | 1 | 1
EOP | Charleston | 138 | Solar |  |  | 0 | 0 | 0 | 0 | 0 | 0 | 0 | 0 | 0 | 5 | 2 | 1 | 1 |  | 1 | 1 | 1 | N/A | N/A | 2 | N/A | N/A | N/A | N/A | N/A | N/A | N/A | 2 | 2 | 4 | 1 | 3 | 1 | 1 | 0
SCE Metro | Chevmain | 230 | Solar |  |  | 0 | 0 | 0 | 0 | 0 | 0 | 0 | 0 | 0 | 1 | 1 | 1 | 1 |  | 1 | 2 | 1 | 1 | 1 | 2 | 1 | 1 | 1 | 2 | 3 | 1 | 1 | 1 | 1 | 1 | 1 | 1 | 1 | 1 | 0
SDGE | Chicarita | 138 | Solar |  |  | 0 | 0 | 0 | 0 | 0 | 0 | 0 | 0 | 0 | 3 | 3 | 1 | 1 |  | 1 | 1 | 1 | 1 | 1 | 2 | 5 | 2 | 2 | 2 | 3 | 1 | 1 | 2 | 1 | 3 | 1 | 3 | 1 | 1 | 0
SCE Metro | Chino | 230 | Solar |  |  | 0 | 0 | 0 | 0 | 0 | 0 | 0 | 0 | 0 | 1 | 1 | 1 | 1 |  | 1 | 2 | 1 | 1 | 1 | 2 | 3 | 1 | 1 | 1 | 1 | 1 | 1 | 1 | 1 | 1 | 1 | 2 | 1+ | 1 | 1
PG&E FRESNO | Chowchilla | 115 | Solar |  |  | 0 | 0 | 0 | 0 | 0 | 0 | 0 | 0 | 0 | 5 | 2 | 5 | 2 |  | 1 | 1 | 1 | 1 | 1 | 1 | 2 | 1 | 1 | 1 | 2 | 1 | 1 | 1 | 1 | 1 | 2 | 2 | 4+ | 1 | 1
PG&E GBA | Christie | 60 | Solar |  |  | 0 | 0 | 0 | 0 | 0 | 0 | 0 | 0 | 0 | 5 | 2 | 1 | 1 |  | 1 | 1 | 1 | 1 | 1 | 2 | 2 | 1 | 1 | 2 | 3 | 1 | 1 | 2 | 1 | 2 | 1 | 2 | 1 | 1 | 0
PG&E GBA | Christie | 115 | Solar |  |  | 0 | 0 | 0 | 0 | 0 | 0 | 0 | 0 | 0 | 5 | 2 | 1 | 1 |  | 3 | 1 | 1 | 1 | 1 | 2 | 2 | 1 | 1 | 2 | 3 | 1 | 1 | 2 | 1 | 2 | 1 | 2 | 1 | 1 | 0
SCE Eastern | Cielo Azul | 500 | Solar |  |  | 0 | 2520 | 2520 | 0 | 2025 | 2025 | 0 | 495 | 495 | 5 | 4 | 4 | 4 |  | 1 | 3 | 2 | N/A | N/A | 2 | N/A | N/A | N/A | N/A | N/A | N/A | N/A | 2 | 2 | 4 | 1 | 3 | 4+ | 1 | 1
PG&E GBA | Clay | 60 | Solar |  |  | 0 | 0 | 0 | 0 | 0 | 0 | 0 | 0 | 0 | 1 | 1 | 1 | 1 |  | 1 | 1 | 1 | 1 | 1 | 2 | 3 | 4 | 1 | 2 | 5 | 2 | 1 | 2 | 1 | 3 | 1 | 3 | 1+ | 1 | 1
PG&E GBA | Clayton | 115 | Solar |  |  | 0 | 0 | 0 | 0 | 0 | 0 | 0 | 0 | 0 | 5 | 2 | 1 | 1 |  | 1 | 1 | 1 | 1 | 1 | 2 | 5 | 2 | 3 | 2 | 3 | 1 | 1 | 2 | 1 | 4 | 1 | 2 | 1 | 1 | 0
PG&E NGBA | Cloverdale | 115 | Solar |  |  | 0 | 0 | 0 | 0 | 0 | 0 | 0 | 0 | 0 | 5 | 5 | 1 | 1 |  | 1 | 1 | 1 | 1 | 1 | 2 | 4 | 2 | 1 | 2 | 3 | 1 | 1 | 2 | 2 | 4 | 2 | 3 | 1 | 1 | 0
PG&E FRESNO | Clovis | 115 | Solar |  |  | 0 | 0 | 0 | 0 | 0 | 0 | 0 | 0 | 0 | 5 | 2 | 5 | 2 |  | 1 | 1 | 1 | 1 | 1 | 1 | 3 | 2 | 1 | 1 | 2 | 1 | 1 | 1 | 1 | 2 | 2 | 2 | 1 | 1 | 0
PG&E GBA | Coburn | 230 | Solar |  |  | 0 | 0 | 0 | 0 | 0 | 0 | 0 | 0 | 0 | 5 | 2 | 5 | 2 |  | 1 | 1 | 1 | 1 | 1 | 2 | 3 | 1 | 1 | 1 | 1 | 1 | 1 | 2 | 2 | 2 | 2 | 3 | 1 | 1 | 0
PG&E GBA | Coburn | 60 | Solar |  |  | 0 | 0 | 0 | 0 | 0 | 0 | 0 | 0 | 0 | 5 | 2 | 5 | 2 |  | 1 | 1 | 1 | 1 | 1 | 2 | 3 | 1 | 1 | 1 | 1 | 1 | 1 | 2 | 2 | 2 | 2 | 3 | 1 | 1 | 0
PG&E NGBA | Colgate | 230 | Solar |  |  | 0 | 0 | 0 | 0 | 0 | 0 | 0 | 0 | 0 | 5 | 2 | 1 | 1 |  | 1 | 1 | 1 | 1 | 1 | 2 | 5 | 3 | 1 | 1 | 4 | 1 | 1 | 2 | 1 | 4 | 1 | 3 | 1 | 1 | 0
PG&E GBA | Collierville | 230 | Solar |  |  | 0 | 0 | 0 | 0 | 0 | 0 | 0 | 0 | 0 | 5 | 5 | 1 | 1 |  | 2 | 1 | 1 | 1 | 1 | 2 | 5 | 1 | 1 | 1 | 2 | 1 | 1 | 2 | 1 | 4 | 1 | 3 | 1 | 1 | 0
PG&E GBA | Collinsville | 230 | Solar |  |  | 0 | 0 | 0 | 0 | 0 | 0 | 0 | 0 | 0 | 5 | 2 | 1 | 1 |  | 1 | 1 | 1 | 1 | 1 | 2 | 3 | 1 | 1 | 1 | 1 | 1 | 1 | 2 | 1 | 3 | 1 | 1 | 1 | 1 | 0
PG&E GBA | Collinsville | 500 | Solar |  |  | 0 | 0 | 0 | 0 | 0 | 0 | 0 | 0 | 0 | 5 | 2 | 1 | 1 |  | 1 | 1 | 1 | 1 | 1 | 2 | 3 | 1 | 1 | 1 | 1 | 1 | 1 | 2 | 1 | 3 | 1 | 1 | 1 | 1 | 0
SCE Eastern | Colorado River | 230 | Solar |  |  | 400 | 500 | 900 | 0 | 500 | 500 | 400 | 0 | 400 | 4 | 4 | 4 | 4 | 4 | 1 | 1 | 3 | 2 | 5 | 2 | 1 | 1 | 1 | 1 | 2 | 1 | 1 | 2 | 2 | 3 | 1 | 3 | 4+ | 1 | 1
SCE Eastern | Colorado River | 500 | Solar |  |  | 0 | 0 | 0 | 0 | 0 | 0 | 0 | 0 | 0 | 4 | 4 | 4 | 4 | 2 | 1 | 1 | 4 | 2 | 5 | 2 | 1 | 2 | 2 | 2 | 2 | 2 | 1 | 2 | 2 | 3 | 1 | 3 | 1+ | 1 | 1
PG&E KERN | Columbus | 115 | Solar |  |  | 100 | 0 | 100 | 0 | 0 | 0 | 100 | 0 | 100 | 5 | 2 | 5 | 2 |  | 2 | 3 | 1 | 1 | 1 | 1 | 2 | 2 | 1 | 1 | 2 | 1 | 1 | 1 | 1 | 2 | 1 | 2 | 5- | 1 | 1
PG&E GBA | Contra Costa | 115 | Solar |  |  | 0 | 0 | 0 | 0 | 0 | 0 | 0 | 0 | 0 | 5 | 5 | 1 | 1 |  | 2 | 1 | 1 | 1 | 1 | 2 | 3 | 1 | 2 | 1 | 2 | 1 | 1 | 2 | 1 | 2 | 1 | 2 | 1 | 1 | 0
PG&E GBA | Contra Costa | 230 | Solar |  |  | 0 | 0 | 0 | 0 | 0 | 0 | 0 | 0 | 0 | 5 | 2 | 1 | 1 |  | 2 | 1 | 1 | 1 | 1 | 2 | 3 | 1 | 2 | 1 | 2 | 1 | 1 | 2 | 1 | 2 | 1 | 2 | 1+ | 1 | 1
PG&E GBA | Contra Costa PP | 230 | Solar |  |  | 0 | 0 | 0 | 0 | 0 | 0 | 0 | 0 | 0 | 5 | 5 | 1 | 1 |  | 1 | 1 | 1 | 1 | 1 | 2 | 2 | 1 | 1 | 1 | 1 | 1 | 1 | 2 | 1 | 1 | 1 | 2 | 1 | 1 | 0
SCE NOL | Control | 115 | Solar |  |  | 0 | 0 | 0 | 0 | 0 | 0 | 0 | 0 | 0 | 5 | 3 | 3 | 3 |  | 1 | 1 | 1 | 1 | 1 | 2 | 1 | 1 | 1 | 1 | 1 | 3 | 1 | 2 | 2 | 4 | 1 | 3 | 1 | 1 | 0
SCE NOL | Control | 55 | Solar |  |  | 0 | 0 | 0 | 0 | 0 | 0 | 0 | 0 | 0 | 5 | 3 | 3 | 3 |  | 1 | 1 | #N/A | N/A | N/A | 2 | N/A | N/A | N/A | N/A | N/A | N/A | N/A | 2 | 2 | 4 | 1 | 3 | 1 | 1 | 0
PG&E GBA | Cooley Landing | 115 | Solar |  |  | 0 | 100 | 100 | 0 | 0 | 0 | 0 | 100 | 100 | 5 | 2 | 1 | 1 |  | 3 | 3 | 5 | 5 | 4 | 2 | 1 | 2 | 3 | 4 | 4 | 1 | 2 | 2 | 1 | 2 | 1 | 1 | 5- | 1 | 1
PG&E GBA | Cooley Landing | 60 | Solar |  |  | 0 | 0 | 0 | 0 | 0 | 0 | 0 | 0 | 0 | 1 | 1 | 1 | 1 |  | 1 | 1 | 5 | 5 | 4 | 2 | 1 | 2 | 3 | 4 | 4 | 1 | 2 | 2 | 1 | 2 | 1 | 1 | 1 | 1 | 0
SCE NOL | Coolwater | 230 | Solar |  |  | 0 | 0 | 0 | 0 | 0 | 0 | 0 | 0 | 0 | 4 | 3 | 1 | 1 |  | 1 | 1 | 1 | 1 | 1 | 2 | 1 | 3 | 1 | 1 | 3 | 1 | 1 | 2 | 1 | 2 | 1 | 1 | 4+ | 1 | 1
SCE NOL | Coolwater | 115 | Solar |  |  | 0 | 0 | 0 | 0 | 0 | 0 | 0 | 0 | 0 | 4 | 3 | 1 | 1 | 3 | 3 | 3 | 1 | 1 | 1 | 2 | 1 | 3 | 1 | 1 | 3 | 1 | 1 | 2 | 1 | 2 | 1 | 1 | 4+ | 5 | 1
PG&E KERN | Copus | 70 | Solar |  |  | 0 | 0 | 0 | 0 | 0 | 0 | 0 | 0 | 0 | 5 | 2 | 5 | 2 |  | 1 | 1 | 1 | 1 | 1 | 1 | 1 | 1 | 1 | 1 | 2 | 1 | 1 | 1 | 1 | 3 | 1 | 1 | 4+ | 1 | 1
PG&E FRESNO | Corcoran | 70 | Solar |  |  | 0 | 0 | 0 | 0 | 0 | 0 | 0 | 0 | 0 | 5 | 2 | 5 | 2 |  | 1 | 1 | 1 | 1 | 1 | 1 | 1 | 1 | 1 | 1 | 1 | 1 | 1 | 1 | 1 | 4 | 2 | 1 | 1 | 1 | 0
PG&E FRESNO | Corcoran | 115 | Solar |  |  | 0 | 0 | 0 | 0 | 0 | 0 | 0 | 0 | 0 | 5 | 2 | 5 | 2 |  | 1 | 1 | 1 | 1 | 1 | 1 | 1 | 1 | 1 | 1 | 1 | 1 | 1 | 1 | 1 | 4 | 2 | 1 | 4+ | 1 | 1
PG&E NGBA | Corona | 115 | Solar |  |  | 0 | 0 | 0 | 0 | 0 | 0 | 0 | 0 | 0 | 5 | 5 | 1 | 1 |  | 1 | 1 | 1 | 1 | 1 | 2 | 3 | 2 | 1 | 2 | 3 | 1 | 1 | 2 | 1 | 3 | 2 | 3 | 4+ | 1 | 1
PG&E NGBA | Cortina | 230 | Solar |  |  | 0 | 0 | 0 | 0 | 0 | 0 | 0 | 0 | 0 | 5 | 5 | 1 | 1 | 3 | 1 | 1 | 1 | 1 | 1 | 2 | 5 | 1 | 1 | 1 | 3 | 1 | 1 | 2 | 2 | 4 | 1 | 3 | 1+ | 1 | 1
PG&E NGBA | Cortina | 115 | Solar |  |  | 0 | 0 | 0 | 0 | 0 | 0 | 0 | 0 | 0 | 5 | 5 | 1 | 1 | 1 | 1 | 1 | 1 | 1 | 1 | 2 | 4 | 1 | 1 | 1 | 3 | 1 | 1 | 2 | 2 | 4 | 1 | 3 | 1 | 4 | 1
PG&E GBA | Cottle | 230 | Solar |  |  | 0 | 0 | 0 | 0 | 0 | 0 | 0 | 0 | 0 | 5 | 2 | 5 | 2 | 3 | 1 | 1 | 1 | 1 | 1 | 1 | 2 | 2 | 1 | 1 | 3 | 1 | 1 | 1 | 1 | 3 | 2 | 1 | 4+ | 1 | 1
PG&E NGBA | Cottonwood | 115 | Solar |  |  | 0 | 0 | 0 | 0 | 0 | 0 | 0 | 0 | 0 | 5 | 2 | 1 | 1 |  | 1 | 1 | 1 | 1 | 1 | 2 | 5 | 1 | 1 | 1 | 2 | 1 | 1 | 2 | 2 | 3 | 2 | 3 | 1 | 1 | 0
PG&E NGBA | Cottonwood | 230 | Solar |  |  | 0 | 0 | 0 | 0 | 0 | 0 | 0 | 0 | 0 | 5 | 2 | 1 | 1 |  | 1 | 1 | 1 | 1 | 1 | 2 | 5 | 1 | 1 | 1 | 2 | 1 | 1 | 2 | 2 | 3 | 2 | 3 | 1+ | 1 | 1
PG&E NGBA | Cottonwood | 60 | Solar |  |  | 0 | 0 | 0 | 0 | 0 | 0 | 0 | 0 | 0 | 5 | 2 | 1 | 1 |  | 1 | 1 | 1 | 1 | 1 | 2 | 5 | 1 | 1 | 1 | 2 | 1 | 1 | 2 | 2 | 3 | 2 | 3 | 1 | 1 | 0
PG&E NGBA | Cove Road | 230 | Solar |  |  | 0 | 0 | 0 | 0 | 0 | 0 | 0 | 0 | 0 | 5 | 2 | 1 | 1 |  | 1 | 1 | 1 | 1 | 1 | 2 | 5 | 2 | 1 | 1 | 3 | 1 | 1 | 2 | 2 | 4 | 2 | 3 | 1 | 1 | 0
PG&E GBA | Coyote | 230 | Solar |  |  | 100 | 0 | 100 | 0 | 0 | 0 | 100 | 0 | 100 | 1 | 1 | 1 | 1 |  | 1 | 2 | 3 | 1 | 2 | 2 | 5 | 3 | 1 | 1 | 3 | 2 | 1 | 2 | 1 | 3 | 2 | 2 | 5- | 1 | 1
PG&E GBA | Crazy Horse Canyon | 115 | Solar |  |  | 0 | 0 | 0 | 0 | 0 | 0 | 0 | 0 | 0 | 1 | 1 | 1 | 1 |  | 1 | 1 | 1 | 1 | 1 | 1 | 2 | 1 | 1 | 1 | 1 | 1 | 1 | 2 | 2 | 4 | 2 | 3 | 1 | 1 | 0
SDGE | Creelman | 69 | Solar |  |  | 0 | 0 | 0 | 0 | 0 | 0 | 0 | 0 | 0 | 3 | 3 | 1 | 1 |  | 1 | 3 | 1 | 1 | 1 | 2 | 5 | 2 | 1 | 1 | 3 | 1 | 1 | 2 | 1 | 4 | 1 | 3 | 1 | 1 | 0
PG&E FRESNO | Crescent | 70 | Solar |  |  | 0 | 35 | 35 | 0 | 35 | 35 | 0 | 0 | 0 | 5 | 2 | 5 | 2 |  | 1 | 4 | 1 | 1 | 1 | 1 | 1 | 1 | 1 | 1 | 1 | 1 | 1 | 1 | 1 | 3 | 2 | 1 | 4+ | 5 | 1
PG&E FRESNO | Cressey | 115 | Solar |  |  | 0 | 0 | 0 | 0 | 0 | 0 | 0 | 0 | 0 | 5 | 2 | 5 | 2 |  | 1 | 1 | 1 | 1 | 1 | 1 | 1 | 1 | 1 | 1 | 1 | 1 | 1 | 1 | 1 | 3 | 2 | 1 | 1+ | 1 | 1
PG&E NGBA | Cresta | 230 | Solar |  |  | 0 | 0 | 0 | 0 | 0 | 0 | 0 | 0 | 0 | 5 | 2 | 1 | 1 |  | 1 | 1 | 1 | 1 | 1 | 2 | 5 | 1 | 1 | 3 | 3 | 1 | 1 | 2 | 1 | 4 | 2 | 3 | 1 | 1 | 0
SDGE | Crestwood | 69 | Solar |  |  | 0 | 0 | 0 | 0 | 0 | 0 | 0 | 0 | 0 | 3 | 3 | 1 | 1 |  | 1 | 1 | 1 | 1 | 1 | 2 | 5 | 1 | 1 | 1 | 1 | 1 | 1 | 2 | 1 | 4 | 1 | 3 | 1 | 1 | 0
PG&E GBA | Crow Creek | 60 | Solar |  |  | 0 | 0 | 0 | 0 | 0 | 0 | 0 | 0 | 0 | 5 | 5 | 1 | 1 |  | 1 | 1 | 1 | 1 | 1 | 1 | 2 | 1 | 1 | 1 | 2 | 1 | 1 | 1 | 1 | 4 | 2 | 1 | 1 | 1 | 0
PG&E GBA | Crows Landing | 60 | Solar |  |  | 0 | 0 | 0 | 0 | 0 | 0 | 0 | 0 | 0 | 5 | 5 | 1 | 1 |  | 1 | 1 | 1 | 1 | 1 | 1 | 2 | 1 | 1 | 1 | 1 | 1 | 1 | 1 | 1 | 4 | 2 | 1 | 1 | 1 | 0
PG&E GBA | Curtis | 115 | Solar |  |  | 0 | 0 | 0 | 0 | 0 | 0 | 0 | 0 | 0 | 5 | 5 | 1 | 1 |  | 1 | 1 | 1 | 1 | 1 | 2 | 5 | 1 | 1 | 1 | 3 | 1 | 1 | 2 | 1 | 4 | 1 | 3 | 1 | 1 | 0
PG&E FRESNO | Dairyland | 115 | Solar |  |  | 0 | 0 | 0 | 0 | 0 | 0 | 0 | 0 | 0 | 5 | 2 | 5 | 2 |  | 1 | 1 | 1 | 1 | 1 | 1 | 1 | 1 | 1 | 1 | 1 | 1 | 1 | 1 | 1 | 3 | 2 | 1 | 4+ | 1 | 1
PG&E NGBA | Davis | 115 | Solar |  |  | 0 | 100 | 100 | 0 | 0 | 0 | 0 | 100 | 100 | 5 | 5 | 1 | 1 | 3 | 1 | 3 | 1 | 1 | 3 | 2 | 1 | 1 | 1 | 1 | 1 | 1 | 1 | 2 | 1 | 4 | 2 | 3 | 4- | 1 | 1
SCE Metro | Del Amo | 500 | Solar |  |  | 0 | 0 | 0 | 0 | 0 | 0 | 0 | 0 | 0 | 1 | 1 | 1 | 1 |  | 1 | 1 | 1 | 1 | 1 | 2 | 1 | 1 | 1 | 1 | 1 | 1 | 1 | 1 | 1 | 3 | 1 | 2 | 1 | 1 | 0
SCE Metro | Del Amo | 230 | Solar |  |  | 0 | 0 | 0 | 0 | 0 | 0 | 0 | 0 | 0 | 1 | 1 | 1 | 1 |  | 1 | 1 | 1 | 1 | 1 | 2 | 1 | 1 | 1 | 1 | 1 | 1 | 1 | 1 | 1 | 3 | 1 | 2 | 4+ | 1 | 1
SCE Eastern | Delaney | 500 | Solar |  |  | 0 | 1860 | 1860 | 0 | 0 | 0 | 0 | 1860 | 1860 | 5 | 4 | 4 | 4 |  | 1 | 2 | 2 | N/A | N/A | 2 | N/A | N/A | N/A | N/A | N/A | N/A | N/A | 2 | 1 | 4 | 2 | 3 | 3- | 1 | 1
PG&E NGBA | Delevan | 230 | Solar |  |  | 0 | 0 | 0 | 0 | 0 | 0 | 0 | 0 | 0 | 5 | 5 | 1 | 1 | 3 | 1 | 1 | 1 | 1 | 1 | 2 | 3 | 1 | 1 | 1 | 2 | 1 | 1 | 2 | 2 | 1 | 1 | 3 | 4+ | 4 | 1
PG&E GBA | Delta PP | 230 | Solar |  |  | 0 | 0 | 0 | 0 | 0 | 0 | 0 | 0 | 0 | 5 | 2 | 1 | 1 |  | 1 | 1 | 1 | 1 | 1 | 2 | 3 | 2 | 1 | 1 | 2 | 1 | 1 | 2 | 1 | 3 | 1 | 2 | 1 | 1 | 0
EOP | Desert View | 230 | Solar |  |  | 0 | 0 | 0 | 0 | 0 | 0 | 0 | 0 | 0 | 5 | 2 | 1 | 1 |  | 1 | 1 | 1 | N/A | N/A | 2 | N/A | N/A | N/A | N/A | N/A | N/A | N/A | 2 | 1 | 4 | 1 | 3 | 4+ | 1 | 1
SCE Eastern | Devers | 230 | Solar |  |  | 300 | 0 | 300 | 0 | 0 | 0 | 300 | 0 | 300 | 4 | 2 | 1 | 1 | 5 | 4 | 1 | 2 | 3 | 1 | 2 | 2 | 1 | 2 | 1 | 2 | 1 | 1 | 2 | 1 | 1 | 1 | 3 | 2- | 1 | 1
SCE Eastern | Devers | 500 | Solar |  |  | 0 | 0 | 0 | 0 | 0 | 0 | 0 | 0 | 0 | 4 | 2 | 1 | 1 |  | 1 | 1 | 2 | 3 | 1 | 2 | 2 | 1 | 2 | 1 | 2 | 1 | 1 | 2 | 1 | 1 | 1 | 3 | 1+ | 1 | 1
PG&E KERN | Diablo Canyon | 230 | Solar |  |  | 0 | 0 | 0 | 0 | 0 | 0 | 0 | 0 | 0 | 5 | 2 | 5 | 2 | 3 | 1 | 1 | 1 | 1 | 1 | 2 | 5 | 1 | 1 | 3 | 3 | 2 | 1 | 2 | 2 | 4 | 2 | 3 | 1 | 1 | 0
PG&E KERN | Diablo Canyon | 500 | Solar |  |  | 0 | 0 | 0 | 0 | 0 | 0 | 0 | 0 | 0 | 5 | 2 | 4 | 2 | 5 | 1 | 1 | 1 | 1 | 1 | 2 | 5 | 1 | 1 | 3 | 3 | 2 | 1 | 2 | 2 | 4 | 2 | 3 | 1 | 1 | 0
PG&E KERN | Divide | 115 | Solar |  |  | 0 | 0 | 0 | 0 | 0 | 0 | 0 | 0 | 0 | 5 | 2 | 5 | 2 |  | 1 | 1 | 1 | 1 | 1 | 2 | 1 | 1 | 1 | 2 | 2 | 1 | 1 | 2 | 2 | 4 | 1 | 2 | 1+ | 1 | 1
PG&E GBA | Dixon Landing | 115 | Solar |  |  | 0 | 0 | 0 | 0 | 0 | 0 | 0 | 0 | 0 | 1 | 1 | 1 | 1 |  | 1 | 1 | 1 | 1 | 1 | 2 | 5 | 2 | 1 | 2 | 2 | 2 | 1 | 2 | 1 | 2 | 1 | 2 | 1+ | 1 | 1
PG&E FRESNO | Dos Amigos | 230 | Solar |  |  | 0 | 0 | 0 | 0 | 0 | 0 | 0 | 0 | 0 | 5 | 2 | 5 | 2 |  | 1 | 1 | 1 | 1 | 1 | 1 | 3 | 2 | 1 | 1 | 2 | 1 | 1 | 1 | 1 | 4 | 2 | 1 | 1 | 1 | 0
PG&E NGBA | Drum | 115 | Solar |  |  | 0 | 0 | 0 | 0 | 0 | 0 | 0 | 0 | 0 | 5 | 2 | 1 | 1 |  | 1 | 1 | 1 | 1 | 1 | 2 | 5 | 1 | 1 | 1 | 1 | 1 | 1 | 2 | 1 | 4 | 2 | 3 | 1 | 1 | 0
PG&E GBA | Dumbarton | 115 | Solar |  |  | 0 | 0 | 0 | 0 | 0 | 0 | 0 | 0 | 0 | 5 | 2 | 1 | 1 |  | 1 | 1 | 1 | 1 | 1 | 2 | 5 | 2 | 1 | 3 | 3 | 1 | 1 | 2 | 1 | 3 | 1 | 2 | 4+ | 1 | 1
SCE NOL | Dunn Siding | 115 | Solar |  |  | 0 | 0 | 0 | 0 | 0 | 0 | 0 | 0 | 0 | 4 | 3 | 1 | 1 |  | 1 | 1 | 1 | 1 | 1 | 2 | 1 | 1 | 1 | 1 | 2 | 2 | 1 | 2 | 1 | 4 | 1 | 1 | 1 | 1 | 0
SCE Eastern | Eagle Mountain | 230 | Solar |  |  | 0 | 0 | 0 | 0 | 0 | 0 | 0 | 0 | 0 | 5 | 2 | 1 | 1 |  | 1 | 1 | 1 | 1 | 1 | 2 | 1 | 1 | 1 | 1 | 1 | 2 | 1 | 2 | 2 | 4 | 1 | 3 | 1 | 1 | 0
PG&E NGBA | Eagle Rock (PGE) | 60 | Solar |  |  | 0 | 0 | 0 | 0 | 0 | 0 | 0 | 0 | 0 | 5 | 5 | 1 | 1 |  | 1 | 1 | 1 | 1 | 1 | 2 | 5 | 2 | 2 | 3 | 4 | 1 | 1 | 2 | 2 | 4 | 2 | 3 | 1 | 1 | 0
PG&E NGBA | Eagle Rock (PGE) | 115 | Solar |  |  | 0 | 0 | 0 | 0 | 0 | 0 | 0 | 0 | 0 | 5 | 5 | 1 | 1 | 3 | 2 | 1 | 1 | 1 | 1 | 2 | 5 | 2 | 2 | 3 | 4 | 1 | 1 | 2 | 2 | 4 | 2 | 3 | 1 | 1 | 0
SCE Metro | Eagle Rock (SCE) | 230 | Solar |  |  | 0 | 0 | 0 | 0 | 0 | 0 | 0 | 0 | 0 | 1 | 1 | 1 | 1 |  | 1 | 1 | 1 | 1 | 1 | 2 | 3 | 1 | 1 | 1 | 1 | 1 | 1 | 1 | 1 | 2 | 1 | 2 | 1 | 1 | 0
PG&E NGBA | East Marysville | 115 | Solar |  |  | 0 | 0 | 0 | 0 | 0 | 0 | 0 | 0 | 0 | 5 | 2 | 1 | 1 |  | 1 | 1 | 1 | 1 | 1 | 2 | 1 | 1 | 1 | 1 | 2 | 1 | 1 | 2 | 2 | 2 | 1 | 2 | 1+ | 1 | 1
PG&E NGBA | East Nicolaus | 115 | Solar |  |  | 0 | 0 | 0 | 0 | 0 | 0 | 0 | 0 | 0 | 5 | 2 | 1 | 1 |  | 1 | 1 | 1 | 1 | 2 | 2 | 1 | 1 | 1 | 1 | 2 | 1 | 1 | 2 | 1 | 4 | 1 | 3 | 1 | 1 | 0
PG&E NGBA | East Nicolaus | 60 | Solar |  |  | 0 | 0 | 0 | 0 | 0 | 0 | 0 | 0 | 0 | 5 | 2 | 1 | 1 |  | 1 | 1 | 1 | 1 | 2 | 2 | 1 | 1 | 1 | 1 | 2 | 1 | 1 | 2 | 1 | 4 | 1 | 3 | 1 | 1 | 0
PG&E GBA | Eastshore | 115 | Solar |  |  | 0 | 0 | 0 | 0 | 0 | 0 | 0 | 0 | 0 | 5 | 2 | 1 | 1 | 4 | 1 | 1 | 1 | 1 | 1 | 2 | 3 | 1 | 1 | 2 | 3 | 1 | 1 | 2 | 1 | 2 | 1 | 1 | 1 | 1 | 0
PG&E GBA | Eastshore | 230 | Solar |  |  | 0 | 0 | 0 | 0 | 0 | 0 | 0 | 0 | 0 | 5 | 2 | 1 | 1 |  | 1 | 1 | 1 | 1 | 1 | 2 | 3 | 1 | 1 | 2 | 3 | 1 | 1 | 2 | 1 | 2 | 1 | 1 | 1 | 1 | 0
SDGE | ECO | 138 | Solar |  |  | 0 | 0 | 0 | 0 | 0 | 0 | 0 | 0 | 0 | 3 | 3 | 1 | 1 | 3 | 3 | 1 | 1 | 1 | 1 | 2 | 2 | 1 | 1 | 1 | 2 | 1 | 1 | 2 | 1 | 4 | 1 | 3 | 1 | 1 | 0
SDGE | ECO | 230 | Solar |  |  | 0 | 0 | 0 | 0 | 0 | 0 | 0 | 0 | 0 | 3 | 3 | 1 | 1 |  | 3 | 1 | #N/A | N/A | N/A | 2 | N/A | N/A | N/A | N/A | N/A | N/A | N/A | 2 | 1 | 4 | 1 | 3 | 1 | 1 | 0
SDGE | ECO | 500 | Solar |  |  | 0 | 0 | 0 | 0 | 0 | 0 | 0 | 0 | 0 | 3 | 3 | 1 | 1 |  | 3 | 1 | #N/A | N/A | N/A | 2 | N/A | N/A | N/A | N/A | N/A | N/A | N/A | 2 | 1 | 4 | 1 | 3 | 1 | 1 | 0
PG&E GBA | Edenvale | 115 | Solar |  |  | 0 | 0 | 0 | 0 | 0 | 0 | 0 | 0 | 0 | 1 | 1 | 1 | 1 |  | 1 | 1 | 1 | 1 | 1 | 2 | 5 | 3 | 1 | 1 | 3 | 2 | 1 | 2 | 1 | 2 | 2 | 2 | 1 | 1 | 0
PG&E GBA | Edes | 115 | Solar |  |  | 0 | 0 | 0 | 0 | 0 | 0 | 0 | 0 | 0 | 5 | 2 | 1 | 1 |  | 1 | 1 | 1 | 1 | 1 | 2 | 3 | 2 | 1 | 2 | 3 | 1 | 1 | 2 | 1 | 3 | 1 | 1 | 1+ | 1 | 1
PG&E GBA | Eight Mile | 230 | Solar |  |  | 0 | 1100 | 1100 | 0 | 0 | 0 | 0 | 1100 | 1100 | 5 | 2 | 1 | 1 |  | 1 | 2 | 4 | 2 | 3 | 1 | 1 | 1 | 1 | 1 | 1 | 1 | 1 | 1 | 1 | 2 | 2 | 1 | 5- | 1 | 1
SDGE | El Cajon | 69 | Solar |  |  | 0 | 0 | 0 | 0 | 0 | 0 | 0 | 0 | 0 | 3 | 3 | 1 | 1 |  | 1 | 1 | 1 | 1 | 1 | 2 | 5 | 2 | 2 | 2 | 3 | 1 | 1 | 2 | 1 | 2 | 1 | 1 | 1 | 1 | 0
SCE Eastern | El Casco | 230 | Solar |  |  | 0 | 0 | 0 | 0 | 0 | 0 | 0 | 0 | 0 | 4 | 2 | 1 | 1 |  | 1 | 1 | 1 | 1 | 1 | 2 | 5 | 1 | 1 | 2 | 3 | 1 | 1 | 1 | 1 | 4 | 1 | 2 | 1 | 1 | 0
PG&E GBA | El Cerrito G | 115 | Solar |  |  | 0 | 0 | 0 | 0 | 0 | 0 | 0 | 0 | 0 | 5 | 2 | 1 | 1 |  | 1 | 1 | 1 | 1 | 1 | 2 | 2 | 1 | 2 | 3 | 3 | 1 | 1 | 2 | 1 | 2 | 1 | 2 | 4+ | 1 | 1
PG&E NGBA | El Dorado PH | 115 | Solar |  |  | 0 | 0 | 0 | 0 | 0 | 0 | 0 | 0 | 0 | 5 | 2 | 1 | 1 |  | 1 | 1 | 1 | 1 | 1 | 2 | 5 | 2 | 1 | 1 | 3 | 1 | 1 | 2 | 1 | 4 | 2 | 3 | 1 | 1 | 0
PG&E FRESNO | El Nido (PGE) | 115 | Solar |  |  | 0 | 0 | 0 | 0 | 0 | 0 | 0 | 0 | 0 | 5 | 2 | 5 | 2 |  | 1 | 1 | 1 | 1 | 1 | 1 | 1 | 1 | 1 | 1 | 2 | 1 | 1 | 1 | 1 | 4 | 2 | 1 | 1 | 1 | 0
SCE Metro | El Nido (SCE) | 230 | Solar |  |  | 0 | 0 | 0 | 0 | 0 | 0 | 0 | 0 | 0 | 1 | 1 | 1 | 1 |  | 1 | 2 | 1 | 1 | 1 | 2 | 1 | 1 | 1 | 2 | 3 | 1 | 1 | 1 | 1 | 2 | 1 | 2 | 1 | 1 | 0
PG&E GBA | El Patio | 115 | Solar |  |  | 0 | 0 | 0 | 0 | 0 | 0 | 0 | 0 | 0 | 1 | 1 | 1 | 1 |  | 1 | 1 | 1 | 1 | 1 | 2 | 2 | 3 | 1 | 3 | 3 | 1 | 1 | 2 | 1 | 3 | 2 | 2 | 1 | 1 | 0
SCE Metro | El Segundo | 230 | Solar |  |  | 0 | 0 | 0 | 0 | 0 | 0 | 0 | 0 | 0 | 1 | 1 | 1 | 1 |  | 1 | 1 | 1 | 1 | 1 | 2 | 1 | 1 | 1 | 2 | 3 | 1 | 1 | 1 | 1 | 1 | 1 | 1 | 1 | 1 | 0
EOP | Eldorado | 230 | Solar |  |  | 0 | 0 | 0 | 0 | 0 | 0 | 0 | 0 | 0 | 5 | 2 | 1 | 1 | 4 | 1 | 1 | 1 | N/A | N/A | 2 | N/A | N/A | N/A | N/A | N/A | N/A | N/A | 2 | 2 | 2 | 1 | 3 | 1 | 1 | 0
EOP | Eldorado | 500 | Solar |  |  | 0 | 0 | 0 | 0 | 0 | 0 | 0 | 0 | 0 | 5 | 2 | 1 | 1 | 5 | 1 | 1 | 1 | N/A | N/A | 2 | N/A | N/A | N/A | N/A | N/A | N/A | N/A | 2 | 2 | 2 | 1 | 3 | 1 | 1 | 0
SCE Northern | Elizabeth Lake | 66 | Solar |  |  | 0 | 0 | 0 | 0 | 0 | 0 | 0 | 0 | 0 | 5 | 2 | 1 | 1 |  | 1 | 1 | 1 | 1 | 1 | 2 | 5 | 1 | 1 | 1 | 2 | 1 | 1 | 1 | 1 | 3 | 1 | 3 | 1 | 1 | 0
PG&E KERN | Elk Hills | 230 | Solar |  |  | 0 | 0 | 0 | 0 | 0 | 0 | 0 | 0 | 0 | 5 | 2 | 5 | 2 |  | 1 | 1 | 1 | 1 | 1 | 1 | 1 | 1 | 2 | 4 | 4 | 1 | 1 | 1 | 1 | 3 | 1 | 1 | 4+ | 1 | 1
SDGE | Elliot | 69 | Solar |  |  | 0 | 0 | 0 | 0 | 0 | 0 | 0 | 0 | 0 | 3 | 3 | 1 | 1 |  | 1 | 1 | 1 | 1 | 1 | 2 | 2 | 1 | 1 | 1 | 3 | 1 | 1 | 2 | 1 | 2 | 1 | 2 | 1 | 1 | 0
SCE Metro | Ellis | 230 | Solar |  |  | 0 | 0 | 0 | 0 | 0 | 0 | 0 | 0 | 0 | 1 | 1 | 1 | 1 |  | 1 | 1 | 1 | 1 | 1 | 2 | 1 | 1 | 1 | 5 | 5 | 1 | 1 | 1 | 1 | 2 | 1 | 2 | 1 | 1 | 0
SDGE | Encina | 138 | Solar |  |  | 0 | 0 | 0 | 0 | 0 | 0 | 0 | 0 | 0 | 3 | 3 | 1 | 1 | 3 | 1 | 1 | 1 | 1 | 1 | 2 | 1 | 1 | 2 | 2 | 3 | 1 | 1 | 2 | 1 | 1 | 1 | 3 | 1 | 1 | 0
SDGE | Encina | 230 | Solar |  |  | 0 | 0 | 0 | 0 | 0 | 0 | 0 | 0 | 0 | 3 | 3 | 1 | 1 |  | 1 | 1 | 1 | 1 | 1 | 2 | 1 | 1 | 2 | 2 | 3 | 1 | 1 | 2 | 1 | 1 | 1 | 3 | 1 | 1 | 0
SDGE | Escondido | 230 | Solar |  |  | 0 | 0 | 0 | 0 | 0 | 0 | 0 | 0 | 0 | 3 | 3 | 1 | 1 |  | 1 | 1 | 1 | 1 | 1 | 2 | 4 | 1 | 1 | 1 | 2 | 1 | 1 | 2 | 1 | 1 | 1 | 3 | 1 | 1 | 0
SDGE | Escondido | 69 | Solar |  |  | 0 | 0 | 0 | 0 | 0 | 0 | 0 | 0 | 0 | 3 | 3 | 1 | 1 |  | 1 | 3 | 1 | 1 | 1 | 2 | 4 | 1 | 1 | 1 | 2 | 1 | 1 | 2 | 1 | 1 | 1 | 3 | 1 | 1 | 0
PG&E KERN | Estrella | 230 | Solar |  |  | 0 | 0 | 0 | 0 | 0 | 0 | 0 | 0 | 0 | 5 | 2 | 5 | 2 |  | 1 | 1 | 1 | 1 | 1 | 1 | 2 | 1 | 1 | 1 | 1 | 1 | 1 | 2 | 2 | 4 | 2 | 3 | 1 | 1 | 0
SCE Eastern | Etiwanda | 230 | Solar |  |  | 500 | 0 | 500 | 0 | 0 | 0 | 500 | 0 | 500 | 1 | 1 | 1 | 1 | 5 | 1 | 1 | 5 | 5 | 4 | 2 | 5 | 5 | 4 | 4 | 5 | 4 | 3 | 1 | 1 | 2 | 1 | 1 | 5- | 1 | 1
PG&E GBA | Evergreen | 115 | Solar |  |  | 0 | 0 | 0 | 0 | 0 | 0 | 0 | 0 | 0 | 1 | 1 | 1 | 1 |  | 1 | 1 | 1 | 1 | 1 | 2 | 5 | 1 | 1 | 1 | 2 | 2 | 1 | 2 | 1 | 2 | 2 | 2 | 1 | 1 | 0
PG&E GBA | Evergreen | 60 | Solar |  |  | 0 | 0 | 0 | 0 | 0 | 0 | 0 | 0 | 0 | 1 | 1 | 1 | 1 |  | 1 | 1 | 1 | 1 | 1 | 2 | 5 | 1 | 1 | 1 | 2 | 2 | 1 | 2 | 1 | 2 | 2 | 2 | 1 | 1 | 0
PG&E FRESNO | Excelsior | 115 | Solar |  |  | 0 | 0 | 0 | 0 | 0 | 0 | 0 | 0 | 0 | 5 | 2 | 5 | 2 | 1 | 1 | 1 | 1 | 1 | 2 | 1 | 1 | 1 | 1 | 1 | 1 | 1 | 1 | 1 | 1 | 4 | 2 | 1 | 4+ | 1 | 1
PG&E FRESNO | Exchequer | 115 | Solar |  |  | 0 | 0 | 0 | 0 | 0 | 0 | 0 | 0 | 0 | 5 | 2 | 5 | 2 |  | 1 | 1 | 1 | 1 | 1 | 1 | 3 | 3 | 1 | 1 | 4 | 3 | 1 | 2 | 1 | 4 | 1 | 2 | 1 | 1 | 0
PG&E KERN | Fairway | 115 | Solar |  |  | 0 | 0 | 0 | 0 | 0 | 0 | 0 | 0 | 0 | 5 | 2 | 5 | 2 |  | 1 | 1 | 1 | 1 | 1 | 2 | 1 | 1 | 1 | 1 | 1 | 1 | 1 | 2 | 2 | 3 | 1 | 2 | 4+ | 1 | 1
PG&E KERN | Famoso | 115 | Solar |  |  | 0 | 0 | 0 | 0 | 0 | 0 | 0 | 0 | 0 | 5 | 2 | 5 | 2 |  | 1 | 1 | 1 | 1 | 3 | 1 | 2 | 1 | 1 | 1 | 1 | 1 | 1 | 1 | 1 | 4 | 1 | 1 | 4+ | 1 | 1
PG&E NGBA | Fern Road | 500 | Solar |  |  | 0 | 0 | 0 | 0 | 0 | 0 | 0 | 0 | 0 | 5 | 2 | 1 | 1 |  | 1 | 1 | 1 | 1 | 1 | 2 | 5 | 3 | 1 | 1 | 4 | 1 | 1 | 2 | 2 | 4 | 2 | 3 | 1 | 1 | 0
PG&E GBA | Fibreboard (SPI Sonora) | 115 | Solar |  |  | 0 | 0 | 0 | 0 | 0 | 0 | 0 | 0 | 0 | 5 | 5 | 1 | 1 |  | 2 | 1 | N/A | N/A | N/A | 2 | N/A | N/A | N/A | N/A | N/A | N/A | N/A | 2 | 1 | 2 | 1 | 2 | 1 | 1 | 0
PG&E FRESNO | Figarden | 230 | Solar |  |  | 0 | 0 | 0 | 0 | 0 | 0 | 0 | 0 | 0 | 5 | 2 | 5 | 2 |  | 1 | 1 | 1 | 1 | 2 | 1 | 1 | 1 | 1 | 1 | 1 | 1 | 1 | 1 | 1 | 3 | 2 | 2 | 1 | 1 | 0
PG&E FRESNO | Fink | 230 | Solar |  |  | 0 | 0 | 0 | 0 | 0 | 0 | 0 | 0 | 0 | 1 | 1 | 1 | 1 |  | 1 | 1 | 1 | 1 | 1 | 1 | 3 | 1 | 1 | 1 | 2 | 1 | 1 | 1 | 1 | 4 | 2 | 1 | 1 | 5 | 1
PG&E NGBA | Fitch Mountain | 60 | Solar |  |  | 0 | 0 | 0 | 0 | 0 | 0 | 0 | 0 | 0 | 5 | 5 | 1 | 1 |  | 1 | 1 | 1 | 1 | 1 | 2 | 1 | 1 | 2 | 3 | 4 | 1 | 1 | 2 | 2 | 4 | 2 | 3 | 1 | 1 | 0
PG&E GBA | FMC | 115 | Solar |  |  | 0 | 0 | 0 | 0 | 0 | 0 | 0 | 0 | 0 | 1 | 1 | 1 | 1 |  | 1 | 1 | 1 | 1 | 1 | 2 | 5 | 1 | 1 | 1 | 1 | 2 | 1 | 2 | 1 | 2 | 2 | 2 | 1 | 1 | 0
PG&E GBA | Fremont | 115 | Solar |  |  | 0 | 0 | 0 | 0 | 0 | 0 | 0 | 0 | 0 | 1 | 1 | 1 | 1 |  | 1 | 1 | 1 | 1 | 1 | 2 | 5 | 2 | 1 | 2 | 3 | 2 | 1 | 2 | 1 | 3 | 1 | 2 | 1 | 1 | 0
PG&E GBA | French Camp | 60 | Solar |  |  | 0 | 0 | 0 | 0 | 0 | 0 | 0 | 0 | 0 | 1 | 1 | 1 | 1 |  | 1 | 1 | 1 | 1 | 2 | 1 | 1 | 1 | 1 | 1 | 1 | 1 | 1 | 1 | 1 | 3 | 2 | 1 | 4+ | 1 | 1
PG&E GBA | Frogtown | 115 | Solar |  |  | 0 | 0 | 0 | 0 | 0 | 0 | 0 | 0 | 0 | 1 | 1 | 1 | 1 |  | 1 | 1 | 1 | 1 | 1 | 2 | 5 | 3 | 1 | 1 | 3 | 2 | 1 | 2 | 1 | 4 | 1 | 3 | 1 | 1 | 0
PG&E NGBA | Fulton | 115 | Solar |  |  | 0 | 0 | 0 | 0 | 0 | 0 | 0 | 0 | 0 | 5 | 5 | 1 | 1 | 1 | 1 | 1 | 1 | 1 | 1 | 2 | 1 | 1 | 2 | 3 | 4 | 1 | 1 | 2 | 1 | 3 | 2 | 2 | 1 | 1 | 0
PG&E NGBA | Fulton | 230 | Solar |  |  | 0 | 0 | 0 | 0 | 0 | 0 | 0 | 0 | 0 | 5 | 5 | 1 | 1 |  | 1 | 1 | 1 | 1 | 1 | 2 | 1 | 1 | 2 | 3 | 4 | 1 | 1 | 2 | 1 | 3 | 2 | 2 | 1 | 1 | 0
PG&E NGBA | Fulton | 60 | Solar |  |  | 0 | 0 | 0 | 0 | 0 | 0 | 0 | 0 | 0 | 5 | 5 | 1 | 1 |  | 1 | 1 | 1 | 1 | 1 | 2 | 1 | 1 | 2 | 3 | 4 | 1 | 1 | 2 | 1 | 3 | 2 | 2 | 1 | 1 | 0
PG&E KERN | Ganso | 115 | Solar |  |  | 0 | 0 | 0 | 0 | 0 | 0 | 0 | 0 | 0 | 5 | 2 | 5 | 2 |  | 1 | 1 | 1 | 1 | 2 | 1 | 1 | 1 | 1 | 1 | 1 | 1 | 1 | 1 | 1 | 3 | 1 | 1 | 1 | 1 | 0
PG&E FRESNO | Gates | 230 | Solar |  |  | 166 | 477.5 | 643.5 | 166 | 477.5 | 643.5 | 0 | 0 | 0 | 5 | 2 | 5 | 2 | 4 | 1 | 1 | 2 | 1 | 2 | 1 | 1 | 1 | 1 | 1 | 1 | 1 | 1 | 1 | 1 | 3 | 2 | 1 | 4+ | 5 | 1
PG&E FRESNO | Gates | 500 | Solar |  |  | 0 | 0 | 0 | 0 | 0 | 0 | 0 | 0 | 0 | 5 | 2 | 5 | 2 | 5 | 1 | 2 | 2 | 1 | 2 | 1 | 1 | 1 | 1 | 1 | 1 | 1 | 1 | 1 | 1 | 3 | 2 | 1 | 4+ | 1 | 1
PG&E NGBA | Geysers 12 | 230 | Solar |  |  | 0 | 0 | 0 | 0 | 0 | 0 | 0 | 0 | 0 | 5 | 5 | 1 | 1 |  | 1 | 1 | 1 | 1 | 1 | 2 | 3 | 2 | 2 | 3 | 5 | 1 | 1 | 2 | 2 | 4 | 2 | 3 | 1 | 1 | 0
PG&E NGBA | Geysers 17 | 230 | Solar |  |  | 0 | 0 | 0 | 0 | 0 | 0 | 0 | 0 | 0 | 5 | 5 | 1 | 1 |  | 1 | 1 | 1 | 1 | 1 | 2 | 3 | 2 | 2 | 3 | 5 | 1 | 1 | 2 | 2 | 4 | 2 | 3 | 1 | 1 | 0
PG&E NGBA | Geysers 3 | 115 | Solar |  |  | 0 | 0 | 0 | 0 | 0 | 0 | 0 | 0 | 0 | 5 | 5 | 1 | 1 |  | 1 | 1 | 1 | 1 | 1 | 2 | 3 | 2 | 2 | 3 | 5 | 1 | 1 | 2 | 2 | 4 | 2 | 3 | 1 | 1 | 0
PG&E NGBA | Glenn | 230 | Solar |  |  | 0 | 0 | 0 | 0 | 0 | 0 | 0 | 0 | 0 | 5 | 2 | 1 | 1 | 3 | 1 | 1 | 1 | 1 | 2 | 2 | 1 | 2 | 1 | 1 | 2 | 1 | 1 | 2 | 2 | 4 | 1 | 3 | 2+ | 1 | 1
PG&E NGBA | Glenn | 60 | Solar |  |  | 0 | 0 | 0 | 0 | 0 | 0 | 0 | 0 | 0 | 5 | 2 | 1 | 1 |  | 1 | 1 | 1 | 1 | 2 | 2 | 1 | 2 | 1 | 1 | 2 | 1 | 1 | 2 | 2 | 4 | 1 | 3 | 1 | 1 | 0
PG&E NGBA | Gold Hill | 115 | Solar |  |  | 0 | 0 | 0 | 0 | 0 | 0 | 0 | 0 | 0 | 5 | 2 | 1 | 1 |  | 1 | 1 | 1 | 1 | 1 | 2 | 2 | 1 | 1 | 1 | 2 | 1 | 1 | 2 | 1 | 4 | 2 | 3 | 1 | 1 | 0
PG&E NGBA | Gold Hill | 230 | Solar |  |  | 0 | 0 | 0 | 0 | 0 | 0 | 0 | 0 | 0 | 5 | 2 | 1 | 1 |  | 1 | 1 | 1 | 1 | 1 | 2 | 2 | 1 | 1 | 1 | 2 | 1 | 1 | 2 | 1 | 4 | 2 | 3 | 1 | 1 | 0
SCE Northern | Goleta | 230 | Solar |  |  | 0 | 0 | 0 | 0 | 0 | 0 | 0 | 0 | 0 | 5 | 2 | 1 | 1 |  | 1 | 5 | 1 | 1 | 1 | 2 | 5 | 1 | 1 | 1 | 1 | 2 | 1 | 2 | 2 | 2 | 1 | 2 | 1 | 1 | 0
SCE Metro | Goodrich | 230 | Solar |  |  | 0 | 0 | 0 | 0 | 0 | 0 | 0 | 0 | 0 | 1 | 1 | 1 | 1 |  | 1 | 1 | 1 | 1 | 1 | 2 | 5 | 1 | 2 | 5 | 5 | 5 | 1 | 1 | 1 | 3 | 1 | 2 | 1 | 1 | 0
PG&E KERN | Goose Lake | 115 | Solar |  |  | 0 | 0 | 0 | 0 | 0 | 0 | 0 | 0 | 0 | 5 | 2 | 5 | 2 |  | 1 | 1 | 1 | 1 | 2 | 1 | 1 | 1 | 1 | 1 | 2 | 1 | 1 | 1 | 1 | 2 | 1 | 1 | 4+ | 1 | 1
SCE Metro | Gould | 230 | Solar |  |  | 0 | 0 | 0 | 0 | 0 | 0 | 0 | 0 | 0 | 1 | 1 | 1 | 1 |  | 1 | 1 | 1 | 1 | 1 | 2 | 3 | 1 | 1 | 1 | 1 | 1 | 1 | 1 | 1 | 4 | 1 | 2 | 1 | 1 | 0
PG&E NGBA | Grand Island | 115 | Solar |  |  | 0 | 0 | 0 | 0 | 0 | 0 | 0 | 0 | 0 | 5 | 2 | 1 | 1 |  | 1 | 1 | 1 | 1 | 1 | 1 | 1 | 1 | 1 | 1 | 1 | 1 | 1 | 2 | 1 | 4 | 2 | 2 | 1 | 1 | 0
SDGE | Granite | 69 | Solar |  |  | 0 | 0 | 0 | 0 | 0 | 0 | 0 | 0 | 0 | 3 | 3 | 1 | 1 |  | 1 | 3 | 1 | 1 | 1 | 2 | 2 | 2 | 1 | 1 | 2 | 1 | 1 | 2 | 1 | 2 | 2 | 2 | 1 | 1 | 0
PG&E GBA | Grant | 115 | Solar |  |  | 0 | 0 | 0 | 0 | 0 | 0 | 0 | 0 | 0 | 5 | 2 | 1 | 1 |  | 1 | 1 | 1 | 1 | 1 | 2 | 3 | 2 | 1 | 2 | 3 | 1 | 1 | 2 | 1 | 2 | 1 | 2 | 1 | 1 | 0
PG&E GBA | Green Valley | 115 | Solar |  |  | 0 | 0 | 0 | 0 | 0 | 0 | 0 | 0 | 0 | 1 | 1 | 1 | 1 | 1 | 1 | 1 | 1 | 1 | 1 | 1 | 2 | 1 | 1 | 1 | 2 | 1 | 1 | 2 | 2 | 3 | 2 | 2 | 1 | 1 | 0
PG&E NGBA | Greenleaf 1 | 115 | Solar |  |  | 0 | 0 | 0 | 0 | 0 | 0 | 0 | 0 | 0 | 5 | 2 | 1 | 1 |  | 1 | 1 | 1 | 1 | 2 | 2 | 1 | 1 | 1 | 2 | 2 | 1 | 1 | 2 | 2 | 1 | 1 | 3 | 1 | 1 | 0
PG&E FRESNO | Gregg | 230 | Solar |  |  | 0 | 0 | 0 | 0 | 0 | 0 | 0 | 0 | 0 | 5 | 2 | 5 | 2 |  | 1 | 1 | 1 | 1 | 2 | 1 | 2 | 1 | 1 | 1 | 1 | 1 | 1 | 1 | 1 | 3 | 2 | 1 | 1 | 1 | 0
PG&E FRESNO | Grimmway-Malaga | 115 | Solar |  |  | 0 | 0 | 0 | 0 | 0 | 0 | 0 | 0 | 0 | 5 | 2 | 5 | 2 |  | 1 | 1 | 1 | 1 | 2 | 1 | 1 | 1 | 1 | 1 | 1 | 1 | 1 | 1 | 1 | 2 | 1 | 1 | 1 | 1 | 0
PG&E NGBA | Grizzly | 230 | Solar |  |  | 0 | 0 | 0 | 0 | 0 | 0 | 0 | 0 | 0 | 5 | 2 | 1 | 1 |  | 2 | 1 | 1 | 1 | 1 | 2 | 5 | 1 | 1 | 2 | 3 | 2 | 1 | 2 | 2 | 4 | 1 | 3 | 1 | 1 | 0
PG&E FRESNO | Guernsey | 70 | Solar |  |  | 0 | 0 | 0 | 0 | 0 | 0 | 0 | 0 | 0 | 5 | 2 | 5 | 2 |  | 1 | 1 | 1 | 1 | 1 | 1 | 1 | 1 | 1 | 1 | 1 | 1 | 1 | 1 | 1 | 3 | 2 | 1 | 4+ | 1 | 1
PG&E FRESNO | GWF Hanford | 115 | Solar |  |  | 0 | 0 | 0 | 0 | 0 | 0 | 0 | 0 | 0 | 5 | 2 | 5 | 2 |  | 1 | 3 | 1 | 1 | 1 | 2 | 1 | 1 | 1 | 1 | 1 | 1 | 1 | 2 | 1 | 2 | 1 | 1 | 1 | 1 | 0
PG&E FRESNO | Haas | 230 | Solar |  |  | 0 | 0 | 0 | 0 | 0 | 0 | 0 | 0 | 0 | 5 | 2 | 5 | 2 |  | 1 | 1 | 1 | 1 | 1 | 2 | 5 | 1 | 2 | 1 | 2 | 3 | 1 | 1 | 1 | 4 | 2 | 3 | 1 | 1 | 0
PG&E FRESNO | Hammonds | 115 | Solar |  |  | 100 | 0 | 100 | 0 | 0 | 0 | 100 | 0 | 100 | 5 | 2 | 5 | 2 |  | 1 | 3 | 1 | 1 | 2 | 1 | 1 | 1 | 1 | 1 | 1 | 1 | 1 | 1 | 1 | 2 | 2 | 1 | 5- | 1 | 1
SCE Metro | HarborGen | 230 | Solar |  |  | 0 | 0 | 0 | 0 | 0 | 0 | 0 | 0 | 0 | 1 | 1 | 1 | 1 |  | 1 | 1 | 1 | 1 | 1 | 2 | 1 | 1 | 1 | 2 | 2 | 1 | 1 | 1 | 1 | 2 | 1 | 1 | 1 | 1 | 0
PG&E NGBA | Harris | 60 | Solar |  |  | 0 | 0 | 0 | 0 | 0 | 0 | 0 | 0 | 0 | 5 | 2 | 1 | 1 |  | 1 | 1 | 1 | 1 | 1 | 2 | 1 | 1 | 1 | 2 | 2 | 1 | 1 | 2 | 2 | 2 | 2 | 3 | 1 | 1 | 0
EOP | Harry Allen | 500 | Solar |  |  | 0 | 301.2 | 301.2 | 0 | 0 | 0 | 0 | 301.2 | 301.2 | 5 | 2 | 1 | 1 |  | 1 | 2 | #N/A | N/A | N/A | 2 | N/A | N/A | N/A | N/A | N/A | N/A | N/A | 2 | 2 | 4 | 1 | 3 | 5- | 1 | 1
PG&E NGBA | Hartley | 60 | Solar |  |  | 0 | 0 | 0 | 0 | 0 | 0 | 0 | 0 | 0 | 5 | 5 | 1 | 1 |  | 1 | 1 | 1 | 1 | 1 | 2 | 5 | 1 | 1 | 1 | 2 | 1 | 1 | 2 | 2 | 4 | 2 | 3 | 1+ | 1 | 1
SCE NOL | Harvard | 115 | Solar |  |  | 0 | 0 | 0 | 0 | 0 | 0 | 0 | 0 | 0 | 4 | 3 | 1 | 1 |  | 1 | 1 | 1 | 1 | 1 | 2 | 1 | 1 | 1 | 1 | 1 | 1 | 1 | 2 | 1 | 4 | 1 | 1 | 1 | 1 | 0
SDGE | Hassayampa | 500 | Solar |  |  | 3634.5 | 2000 | 5634.5 | 0 | 85 | 85 | 3634.5 | 1915 | 5549.5 | 5 | 4 | 4 | 4 |  | 1 | 4 | 4 | N/A | N/A | 2 | N/A | N/A | N/A | N/A | N/A | N/A | N/A | 2 | 1 | 4 | 2 | 3 | 5- | 1 | 1
PG&E FRESNO | Helm | 230 | Solar |  |  | 0 | 0 | 0 | 0 | 0 | 0 | 0 | 0 | 0 | 5 | 2 | 5 | 2 | 3 | 1 | 1 | 1 | 1 | 1 | 1 | 1 | 1 | 1 | 1 | 1 | 1 | 1 | 1 | 1 | 2 | 2 | 1 | 1 | 1 | 0
PG&E FRESNO | Helm | 70 | Solar |  |  | 0 | 0 | 0 | 0 | 0 | 0 | 0 | 0 | 0 | 5 | 2 | 5 | 2 |  | 1 | 1 | 1 | 1 | 1 | 1 | 1 | 1 | 1 | 1 | 1 | 1 | 1 | 1 | 1 | 2 | 2 | 1 | 1 | 1 | 0
PG&E FRESNO | Henrietta | 115 | Solar |  |  | 0 | 0 | 0 | 0 | 0 | 0 | 0 | 0 | 0 | 5 | 2 | 5 | 2 | 3 | 1 | 1 | 1 | 1 | 1 | 1 | 1 | 1 | 1 | 1 | 1 | 1 | 1 | 1 | 1 | 1 | 2 | 1 | 1 | 1 | 0
PG&E FRESNO | Henrietta | 230 | Solar |  |  | 0 | 0 | 0 | 0 | 0 | 0 | 0 | 0 | 0 | 5 | 2 | 5 | 2 | 3 | 1 | 1 | 1 | 1 | 1 | 1 | 1 | 1 | 1 | 1 | 1 | 1 | 1 | 1 | 1 | 1 | 2 | 1 | 1+ | 1 | 1
PG&E FRESNO | Henrietta | 70 | Solar |  |  | 0 | 0 | 0 | 0 | 0 | 0 | 0 | 0 | 0 | 5 | 2 | 5 | 2 |  | 1 | 5 | 1 | 1 | 1 | 1 | 1 | 1 | 1 | 1 | 1 | 1 | 1 | 1 | 1 | 1 | 2 | 1 | 1 | 1 | 0
PG&E FRESNO | Herndon | 115 | Solar |  |  | 0 | 0 | 0 | 0 | 0 | 0 | 0 | 0 | 0 | 5 | 2 | 5 | 2 |  | 1 | 1 | 1 | 1 | 2 | 1 | 1 | 1 | 1 | 1 | 1 | 1 | 1 | 1 | 1 | 3 | 2 | 1 | 1 | 1 | 0
PG&E FRESNO | Herndon | 230 | Solar |  |  | 0 | 0 | 0 | 0 | 0 | 0 | 0 | 0 | 0 | 5 | 2 | 5 | 2 |  | 1 | 1 | 1 | 1 | 2 | 1 | 1 | 1 | 1 | 1 | 1 | 1 | 1 | 1 | 1 | 3 | 2 | 1 | 1 | 1 | 0
PG&E GBA | Hicks | 230 | Solar |  |  | 0 | 0 | 0 | 0 | 0 | 0 | 0 | 0 | 0 | 1 | 1 | 1 | 1 |  | 1 | 1 | 1 | 1 | 1 | 2 | 2 | 3 | 1 | 2 | 4 | 1 | 1 | 2 | 1 | 4 | 2 | 2 | 1 | 1 | 0
PG&E NGBA | Higgins | 115 | Solar |  |  | 0 | 0 | 0 | 0 | 0 | 0 | 0 | 0 | 0 | 5 | 2 | 1 | 1 |  | 1 | 1 | 1 | 1 | 1 | 2 | 5 | 3 | 1 | 1 | 3 | 1 | 1 | 2 | 1 | 4 | 1 | 3 | 1+ | 1 | 1
PG&E NGBA | Hilltop | 345 | Solar |  |  | 0 | 0 | 0 | 0 | 0 | 0 | 0 | 0 | 0 | 5 | 2 | 1 | 1 |  | 3 | 1 | 1 | 1 | 1 | 2 | 1 | 1 | 1 | 1 | 2 | 2 | 1 | 2 | 2 | 4 | 1 | 3 | 1 | 1 | 0
SCE Metro | Hinson | 230 | Solar |  |  | 0 | 0 | 0 | 0 | 0 | 0 | 0 | 0 | 0 | 1 | 1 | 1 | 1 |  | 1 | 1 | 1 | 1 | 1 | 2 | 1 | 1 | 1 | 2 | 2 | 1 | 1 | 1 | 1 | 2 | 1 | 1 | 1 | 1 | 0
PG&E GBA | Hollister | 115 | Solar |  |  | 0 | 0 | 0 | 0 | 0 | 0 | 0 | 0 | 0 | 1 | 1 | 1 | 1 | 3 | 1 | 1 | 1 | 1 | 1 | 2 | 3 | 1 | 1 | 1 | 2 | 1 | 1 | 2 | 2 | 4 | 2 | 3 | 4+ | 1 | 1
PG&E NGBA | Homestake | 115 | Solar |  |  | 0 | 0 | 0 | 0 | 0 | 0 | 0 | 0 | 0 | 5 | 5 | 1 | 1 |  | 1 | 1 | 1 | 1 | 1 | 2 | 5 | 2 | 1 | 1 | 3 | 2 | 1 | 2 | 1 | 4 | 2 | 3 | 1 | 1 | 0
PG&E NGBA | Honcut | 115 | Solar |  |  | 0 | 0 | 0 | 0 | 0 | 0 | 0 | 0 | 0 | 5 | 2 | 1 | 1 |  | 1 | 1 | 1 | 1 | 1 | 2 | 2 | 3 | 1 | 1 | 3 | 1 | 1 | 2 | 1 | 4 | 2 | 3 | 1 | 1 | 0
SDGE | Hoodoo Wash | 500 | Solar |  |  | 237.5 | 4993 | 5230.5 | 237.5 | 179 | 416.5 | 0 | 4814 | 4814 | 5 | 3 | 1 | 1 |  | 1 | 4 | 5 | N/A | N/A | 2 | N/A | N/A | N/A | N/A | N/A | N/A | N/A | 2 | 2 | 4 | 2 | 3 | 5- | 1 | 1
PG&E NGBA | Hopland | 115 | Solar |  |  | 0 | 0 | 0 | 0 | 0 | 0 | 0 | 0 | 0 | 5 | 5 | 1 | 1 |  | 1 | 1 | 1 | 1 | 1 | 2 | 5 | 3 | 1 | 1 | 3 | 1 | 1 | 2 | 2 | 4 | 2 | 3 | 1 | 1 | 0
PG&E NGBA | Hopland | 60 | Solar |  |  | 0 | 0 | 0 | 0 | 0 | 0 | 0 | 0 | 0 | 5 | 5 | 1 | 1 |  | 1 | 1 | 1 | 1 | 1 | 2 | 5 | 3 | 1 | 1 | 3 | 1 | 1 | 2 | 2 | 4 | 2 | 3 | 1 | 1 | 0
PG&E NGBA | Humboldt | 115 | Solar |  |  | 0 | 0 | 0 | 0 | 0 | 0 | 0 | 0 | 0 | 5 | 2 | 1 | 1 | 3 | 1 | 1 | 2 | 1 | 1 | 2 | 1 | 1 | 1 | 2 | 2 | 1 | 1 | 2 | 2 | 3 | 2 | 3 | 1 | 1 | 0
PG&E NGBA | Humboldt | 60 | Solar |  |  | 0 | 0 | 0 | 0 | 0 | 0 | 0 | 0 | 0 | 5 | 2 | 1 | 1 |  | 1 | 1 | 2 | 1 | 1 | 2 | 1 | 1 | 1 | 2 | 2 | 1 | 1 | 2 | 2 | 3 | 2 | 3 | 1 | 1 | 0
PG&E NGBA | Humboldt | 500 | Solar |  |  | 0 | 457.3 | 457.3 | 0 | 0 | 0 | 0 | 457.3 | 457.3 | 5 | 2 | 1 | 1 |  | 1 | 1 | 2 | 1 | 1 | 2 | 1 | 1 | 1 | 2 | 2 | 1 | 1 | 2 | 2 | 3 | 2 | 3 | 5- | 1 | 1
SCE Metro | Huntington Beach | 230 | Solar |  |  | 0 | 0 | 0 | 0 | 0 | 0 | 0 | 0 | 0 | 1 | 1 | 1 | 1 |  | 1 | 1 | 1 | 1 | 1 | 2 | 1 | 1 | 1 | 5 | 5 | 1 | 1 | 1 | 1 | 1 | 1 | 2 | 1 | 1 | 0
PG&E NGBA | Ignacio | 115 | Solar |  |  | 0 | 0 | 0 | 0 | 0 | 0 | 0 | 0 | 0 | 5 | 2 | 1 | 1 | 3 | 1 | 1 | 1 | 1 | 1 | 2 | 2 | 2 | 1 | 1 | 3 | 1 | 1 | 2 | 1 | 4 | 1 | 3 | 1 | 1 | 0
PG&E NGBA | Ignacio | 230 | Solar |  |  | 0 | 0 | 0 | 0 | 0 | 0 | 0 | 0 | 0 | 5 | 5 | 1 | 1 | 3 | 1 | 1 | 1 | 1 | 1 | 2 | 2 | 2 | 1 | 1 | 3 | 1 | 1 | 2 | 1 | 4 | 1 | 3 | 1 | 1 | 0
PG&E NGBA | Ignacio | 60 | Solar |  |  | 0 | 0 | 0 | 0 | 0 | 0 | 0 | 0 | 0 | 5 | 5 | 1 | 1 | 3 | 1 | 1 | 1 | 1 | 1 | 2 | 2 | 2 | 1 | 1 | 3 | 1 | 1 | 2 | 1 | 4 | 1 | 3 | 1 | 1 | 0
SDGE | Imperial Beach | 69 | Solar |  |  | 0 | 0 | 0 | 0 | 0 | 0 | 0 | 0 | 0 | 3 | 3 | 1 | 1 |  | 1 | 1 | 1 | 1 | 1 | 2 | 2 | 1 | 2 | 4 | 4 | 1 | 1 | 2 | 1 | 3 | 1 | 2 | 1 | 1 | 0
SDGE | Imperial Valley | 230 | Solar |  |  | 500 | 107 | 607 | 0 | 107 | 107 | 500 | 0 | 500 | 3 | 3 | 1 | 1 | 4 | 1 | 2 | 5 | 5 | 4 | 2 | 1 | 2 | 2 | 2 | 2 | 2 | 2 | 1 | 1 | 2 | 2 | 1 | 2- | 1 | 1
SDGE | Imperial Valley | 500 | Solar |  |  | 0 | 0 | 0 | 0 | 0 | 0 | 0 | 0 | 0 | 3 | 3 | 1 | 1 | 5 | 4 | 1 | 3 | 3 | 2 | 2 | 1 | 1 | 1 | 1 | 1 | 1 | 1 | 1 | 1 | 2 | 2 | 1 | 1 | 1 | 0
EOP | Innovation | 138 | Solar |  |  | 0 | 0 | 0 | 0 | 0 | 0 | 0 | 0 | 0 | 5 | 2 | 1 | 1 |  | 1 | 1 | 1 | N/A | N/A | 2 | N/A | N/A | N/A | N/A | N/A | N/A | N/A | 2 | 2 | 4 | 1 | 3 | 1 | 1 | 0
EOP | Innovation | 230 | Solar |  |  | 0 | 0 | 0 | 0 | 0 | 0 | 0 | 0 | 0 | 5 | 2 | 1 | 1 |  | 1 | 1 | 1 | N/A | N/A | 2 | N/A | N/A | N/A | N/A | N/A | N/A | N/A | 2 | 2 | 4 | 1 | 3 | 4+ | 5 | 1
SCE NOL | Inyokern | 115 | Solar |  |  | 0 | 31.8 | 31.8 | 0 | 31.8 | 31.8 | 0 | 0 | 0 | 4 | 3 | 1 | 1 |  | 1 | 1 | 1 | 3 | 1 | 1 | 1 | 2 | 1 | 1 | 2 | 1 | 1 | 2 | 2 | 4 | 1 | 3 | 4+ | 1 | 1
EOP | IS Tap | 138 | Solar |  |  | 0 | 0 | 0 | 0 | 0 | 0 | 0 | 0 | 0 | 5 | 2 | 1 | 1 |  | 1 | 1 | #N/A | N/A | N/A | 2 | N/A | N/A | N/A | N/A | N/A | N/A | N/A | 2 | 2 | 4 | 1 | 3 | 1 | 1 | 0
EOP | Ivanpah | 115 | Solar |  |  | 0 | 0 | 0 | 0 | 0 | 0 | 0 | 0 | 0 | 5 | 2 | 1 | 1 |  | 1 | 1 | #N/A | N/A | N/A | 2 | N/A | N/A | N/A | N/A | N/A | N/A | N/A | 2 | 2 | 4 | 1 | 1 | 1 | 1 | 0
EOP | Ivanpah | 230 | Solar |  |  | 0 | 0 | 0 | 0 | 0 | 0 | 0 | 0 | 0 | 5 | 2 | 1 | 1 |  | 1 | 1 | #N/A | N/A | N/A | 2 | N/A | N/A | N/A | N/A | N/A | N/A | N/A | 2 | 2 | 4 | 1 | 1 | 1 | 1 | 0
EOP | Jackass (DOE) | 138 | Solar |  |  | 0 | 0 | 0 | 0 | 0 | 0 | 0 | 0 | 0 | 5 | 2 | 1 | 1 |  | 1 | 1 | 1 | N/A | N/A | 2 | N/A | N/A | N/A | N/A | N/A | N/A | N/A | 2 | 2 | 4 | 1 | 3 | 1 | 1 | 0
PG&E NGBA | James B Black | 230 | Solar |  |  | 0 | 0 | 0 | 0 | 0 | 0 | 0 | 0 | 0 | 5 | 2 | 1 | 1 |  | 1 | 1 | 1 | 1 | 1 | 2 | 5 | 1 | 1 | 1 | 1 | 1 | 1 | 2 | 2 | 4 | 2 | 3 | 1 | 1 | 0
PG&E GBA | Jefferson | 230 | Solar |  |  | 0 | 0 | 0 | 0 | 0 | 0 | 0 | 0 | 0 | 1 | 1 | 1 | 1 |  | 1 | 1 | 1 | 1 | 1 | 2 | 1 | 1 | 2 | 2 | 3 | 1 | 1 | 2 | 1 | 3 | 1 | 2 | 1 | 1 | 0
PG&E NGBA | Jessup | 115 | Solar |  |  | 0 | 0 | 0 | 0 | 0 | 0 | 0 | 0 | 0 | 5 | 2 | 1 | 1 |  | 1 | 1 | 1 | 1 | 1 | 2 | 5 | 2 | 1 | 1 | 3 | 1 | 1 | 2 | 2 | 3 | 2 | 3 | 1 | 1 | 0
SCE Metro | Johanna | 230 | Solar |  |  | 0 | 0 | 0 | 0 | 0 | 0 | 0 | 0 | 0 | 1 | 1 | 1 | 1 |  | 1 | 1 | 1 | 1 | 1 | 2 | 1 | 1 | 1 | 3 | 3 | 1 | 1 | 1 | 1 | 2 | 1 | 1 | 1 | 1 | 0
SCE Eastern | Julian Hinds | 230 | Solar |  |  | 0 | 0 | 0 | 0 | 0 | 0 | 0 | 0 | 0 | 5 | 2 | 1 | 1 |  | 3 | 1 | 1 | 1 | 1 | 2 | 1 | 5 | 1 | 1 | 5 | 1 | 1 | 2 | 1 | 4 | 1 | 3 | 1 | 1 | 0
PG&E GBA | Kasson | 115 | Solar |  |  | 0 | 0 | 0 | 0 | 0 | 0 | 0 | 0 | 0 | 1 | 1 | 1 | 1 |  | 1 | 1 | 1 | 1 | 2 | 1 | 1 | 1 | 1 | 1 | 1 | 1 | 1 | 1 | 1 | 4 | 2 | 1 | 1 | 1 | 0
PG&E GBA | Kasson | 60 | Solar |  |  | 0 | 0 | 0 | 0 | 0 | 0 | 0 | 0 | 0 | 1 | 1 | 1 | 1 |  | 1 | 1 | 1 | 1 | 2 | 1 | 1 | 1 | 1 | 1 | 1 | 1 | 1 | 1 | 1 | 4 | 2 | 1 | 1 | 1 | 0
PG&E FRESNO | Kearney | 230 | Solar |  |  | 0 | 0 | 0 | 0 | 0 | 0 | 0 | 0 | 0 | 5 | 2 | 5 | 2 |  | 1 | 1 | 1 | 1 | 2 | 1 | 1 | 1 | 1 | 1 | 1 | 1 | 1 | 1 | 1 | 3 | 2 | 1 | 1 | 1 | 0
PG&E FRESNO | Kearney | 70 | Solar |  |  | 0 | 0 | 0 | 0 | 0 | 0 | 0 | 0 | 0 | 5 | 2 | 5 | 2 |  | 1 | 1 | 1 | 1 | 2 | 1 | 1 | 1 | 1 | 1 | 1 | 1 | 1 | 1 | 1 | 3 | 2 | 1 | 1 | 1 | 0
PG&E GBA | Kelso | 230 | Solar |  |  | 0 | 0 | 0 | 0 | 0 | 0 | 0 | 0 | 0 | 5 | 2 | 1 | 1 |  | 1 | 2 | 1 | 1 | 1 | 2 | 2 | 2 | 1 | 1 | 2 | 1 | 1 | 2 | 1 | 2 | 1 | 2 | 1 | 1 | 0
PG&E FRESNO | Kerchoff 1 | 115 | Solar |  |  | 0 | 0 | 0 | 0 | 0 | 0 | 0 | 0 | 0 | 5 | 2 | 5 | 2 |  | 1 | 1 | 1 | 1 | 1 | 2 | 5 | 2 | 1 | 1 | 3 | 1 | 1 | 1 | 1 | 4 | 2 | 3 | 1 | 1 | 0
PG&E KERN | Kern Oil | 115 | Solar |  |  | 0 | 100 | 100 | 0 | 0 | 0 | 0 | 100 | 100 | 5 | 2 | 5 | 2 |  | 1 | 3 | 1 | 1 | 1 | 1 | 2 | 2 | 1 | 1 | 2 | 1 | 1 | 1 | 1 | 1 | 1 | 1 | 5- | 1 | 1
PG&E KERN | Kern PP | 115 | Solar |  |  | 0 | 50 | 50 | 0 | 0 | 0 | 0 | 50 | 50 | 5 | 2 | 5 | 2 |  | 1 | 2 | 1 | 2 | 1 | 1 | 1 | 1 | 1 | 1 | 1 | 1 | 1 | 1 | 1 | 2 | 1 | 2 | 5- | 1 | 1
PG&E KERN | Kern PP | 230 | Solar |  |  | 0 | 0 | 0 | 0 | 0 | 0 | 0 | 0 | 0 | 5 | 2 | 5 | 2 |  | 1 | 1 | 1 | 2 | 1 | 1 | 1 | 1 | 1 | 1 | 1 | 1 | 1 | 1 | 1 | 2 | 1 | 2 | 1 | 1 | 0
PG&E KERN | Kern PP | 70 | Solar |  |  | 0 | 0 | 0 | 0 | 0 | 0 | 0 | 0 | 0 | 5 | 2 | 5 | 2 |  | 1 | 1 | 1 | 2 | 1 | 1 | 1 | 1 | 1 | 1 | 1 | 1 | 1 | 1 | 1 | 2 | 1 | 2 | 1 | 1 | 0
PG&E KERN | Kernridge | 115 | Solar |  |  | 0 | 0 | 0 | 0 | 0 | 0 | 0 | 0 | 0 | 5 | 2 | 5 | 2 |  | 1 | 1 | 1 | 1 | 1 | 1 | 1 | 2 | 1 | 1 | 3 | 1 | 1 | 1 | 1 | 1 | 1 | 1 | 4+ | 1 | 1
PG&E FRESNO | Kingsburg | 115 | Solar |  |  | 0 | 0 | 0 | 0 | 0 | 0 | 0 | 0 | 0 | 5 | 2 | 5 | 2 |  | 1 | 1 | 1 | 1 | 2 | 1 | 1 | 1 | 1 | 1 | 1 | 1 | 1 | 1 | 1 | 2 | 2 | 1 | 1+ | 1 | 1
PG&E GBA | Kirker | 115 | Solar |  |  | 0 | 0 | 0 | 0 | 0 | 0 | 0 | 0 | 0 | 5 | 2 | 1 | 1 |  | 1 | 1 | 1 | 1 | 1 | 2 | 3 | 1 | 1 | 1 | 2 | 1 | 1 | 2 | 1 | 3 | 1 | 1 | 4+ | 1 | 1
PG&E NGBA | Knights Landing | 115 | Solar |  |  | 0 | 0 | 0 | 0 | 0 | 0 | 0 | 0 | 0 | 5 | 2 | 1 | 1 |  | 1 | 1 | 1 | 1 | 2 | 2 | 1 | 1 | 1 | 2 | 3 | 1 | 1 | 2 | 1 | 4 | 2 | 3 | 1 | 1 | 0
PG&E NGBA | Konocti | 60 | Solar |  |  | 0 | 0 | 0 | 0 | 0 | 0 | 0 | 0 | 0 | 5 | 5 | 1 | 1 |  | 1 | 1 | 1 | 1 | 1 | 2 | 5 | 1 | 1 | 2 | 3 | 1 | 1 | 2 | 2 | 4 | 2 | 3 | 1+ | 1 | 1
SCE NOL | Kramer | 115 | Solar |  |  | 0 | 4 | 4 | 0 | 4 | 4 | 0 | 0 | 0 | 4 | 3 | 1 | 1 | 3 | 1 | 1 | 4 | 3 | 1 | 2 | 1 | 4 | 1 | 1 | 5 | 1 | 1 | 2 | 1 | 4 | 1 | 3 | 4+ | 4 | 1
SCE NOL | Kramer | 230 | Solar |  |  | 70 | 200 | 270 | 70 | 200 | 270 | 0 | 0 | 0 | 4 | 3 | 1 | 1 | 4 | 1 | 1 | 4 | 3 | 1 | 2 | 1 | 4 | 1 | 1 | 5 | 1 | 1 | 2 | 1 | 4 | 1 | 3 | 4+ | 3 | 1
SCE Metro | La Cienega | 230 | Solar |  |  | 0 | 0 | 0 | 0 | 0 | 0 | 0 | 0 | 0 | 1 | 1 | 1 | 1 |  | 1 | 1 | 1 | 1 | 1 | 2 | 5 | 1 | 1 | 1 | 1 | 1 | 1 | 1 | 1 | 2 | 1 | 2 | 1 | 1 | 0
SCE Metro | La Fresa | 230 | Solar |  |  | 0 | 0 | 0 | 0 | 0 | 0 | 0 | 0 | 0 | 1 | 1 | 1 | 1 |  | 1 | 1 | 1 | 1 | 1 | 2 | 1 | 1 | 1 | 3 | 3 | 1 | 1 | 1 | 1 | 2 | 1 | 2 | 1 | 1 | 0
SCE Metro | Laguna Bell | 230 | Solar |  |  | 0 | 0 | 0 | 0 | 0 | 0 | 0 | 0 | 0 | 1 | 1 | 1 | 1 | 5 | 1 | 1 | 1 | 1 | 1 | 2 | 1 | 1 | 1 | 1 | 1 | 1 | 1 | 1 | 1 | 2 | 1 | 1 | 1+ | 1 | 1
PG&E KERN | Lakeview | 70 | Solar |  |  | 0 | 0 | 0 | 0 | 0 | 0 | 0 | 0 | 0 | 5 | 5 | 5 | 2 |  | 1 | 4 | 1 | 1 | 2 | 1 | 1 | 1 | 1 | 1 | 1 | 1 | 1 | 1 | 1 | 4 | 1 | 1 | 1 | 4 | 1
PG&E NGBA | Lakeville | 230 | Solar |  |  | 0 | 0 | 0 | 0 | 0 | 0 | 0 | 0 | 0 | 5 | 5 | 1 | 1 | 3 | 1 | 1 | 1 | 1 | 1 | 2 | 3 | 3 | 1 | 2 | 3 | 1 | 1 | 2 | 1 | 4 | 2 | 3 | 4+ | 1 | 1
PG&E NGBA | Lakeville | 60 | Solar |  |  | 0 | 0 | 0 | 0 | 0 | 0 | 0 | 0 | 0 | 5 | 5 | 1 | 1 |  | 1 | 1 | 1 | 1 | 1 | 2 | 3 | 3 | 1 | 2 | 3 | 1 | 1 | 2 | 1 | 4 | 2 | 3 | 1 | 1 | 0
PG&E NGBA | Lakeville | 115 | Solar |  |  | 0 | 0 | 0 | 0 | 0 | 0 | 0 | 0 | 0 | 5 | 5 | 1 | 1 | 3 | 1 | 2 | 1 | 1 | 1 | 2 | 3 | 3 | 1 | 2 | 3 | 1 | 1 | 2 | 1 | 4 | 2 | 3 | 1 | 1 | 0
PG&E GBA | Lakewood | 115 | Solar |  |  | 0 | 0 | 0 | 0 | 0 | 0 | 0 | 0 | 0 | 5 | 2 | 1 | 1 |  | 1 | 1 | 1 | 1 | 1 | 2 | 5 | 2 | 2 | 3 | 4 | 1 | 1 | 2 | 1 | 3 | 1 | 2 | 1 | 1 | 0
PG&E NGBA | Lambie | 230 | Solar |  |  | 0 | 0 | 0 | 0 | 0 | 0 | 0 | 0 | 0 | 5 | 5 | 1 | 1 |  | 1 | 1 | 1 | 1 | 1 | 2 | 3 | 1 | 1 | 1 | 2 | 1 | 1 | 2 | 1 | 1 | 1 | 1 | 1 | 1 | 0
PG&E GBA | Lammers | 115 | Solar |  |  | 0 | 0 | 0 | 0 | 0 | 0 | 0 | 0 | 0 | 5 | 5 | 1 | 1 | 3 | 1 | 1 | 1 | 1 | 1 | 1 | 3 | 2 | 1 | 1 | 2 | 1 | 1 | 1 | 1 | 1 | 2 | 2 | 1+ | 1 | 1
PG&E KERN | Lamont | 115 | Solar |  |  | 100 | 31.2 | 131.2 | 0 | 0 | 0 | 100 | 31.2 | 131.2 | 5 | 2 | 5 | 2 | 3 | 1 | 3 | 1 | 1 | 2 | 1 | 1 | 1 | 1 | 1 | 1 | 1 | 1 | 1 | 1 | 2 | 1 | 1 | 3- | 1 | 1
PG&E FRESNO | Las Aguilas | 230 | Solar |  |  | 0 | 0 | 0 | 0 | 0 | 0 | 0 | 0 | 0 | 5 | 2 | 5 | 2 |  | 1 | 1 | 1 | 1 | 1 | 2 | 5 | 3 | 1 | 1 | 3 | 3 | 1 | 2 | 2 | 4 | 2 | 2 | 1 | 1 | 0
EOP | Lathrop | 138 | Solar |  |  | 0 | 0 | 0 | 0 | 0 | 0 | 0 | 0 | 0 | 5 | 2 | 1 | 1 |  | 3 | 1 | 1 | N/A | N/A | 2 | N/A | N/A | N/A | N/A | N/A | N/A | N/A | 2 | 2 | 4 | 1 | 3 | 1+ | 1 | 1
EOP | Lathrop | 230 | Solar |  |  | 0 | 560 | 560 | 0 | 0 | 0 | 0 | 560 | 560 | 5 | 2 | 1 | 1 |  | 3 | 1 | 1 | N/A | N/A | 2 | N/A | N/A | N/A | N/A | N/A | N/A | N/A | 2 | 2 | 4 | 1 | 3 | 1+ | 1 | 1
PG&E FRESNO | Le Grand | 115 | Solar |  |  | 0 | 0 | 0 | 0 | 0 | 0 | 0 | 0 | 0 | 5 | 2 | 5 | 2 | 3 | 1 | 1 | 1 | 1 | 1 | 1 | 2 | 1 | 1 | 1 | 2 | 1 | 1 | 1 | 1 | 3 | 2 | 1 | 2+ | 5 | 1
PG&E FRESNO | Lemoore | 70 | Solar |  |  | 0 | 0 | 0 | 0 | 0 | 0 | 0 | 0 | 0 | 5 | 2 | 5 | 2 |  | 1 | 1 | 1 | 1 | 1 | 1 | 1 | 1 | 1 | 1 | 1 | 1 | 1 | 1 | 1 | 3 | 2 | 2 | 2+ | 4 | 1
PG&E KERN | Lerdo | 115 | Solar |  |  | 0 | 0 | 0 | 0 | 0 | 0 | 0 | 0 | 0 | 5 | 2 | 5 | 2 |  | 1 | 1 | 1 | 1 | 2 | 1 | 2 | 1 | 1 | 1 | 1 | 1 | 1 | 1 | 1 | 4 | 1 | 1 | 4+ | 1 | 1
SCE Metro | Lewis | 230 | Solar |  |  | 0 | 0 | 0 | 0 | 0 | 0 | 0 | 0 | 0 | 1 | 1 | 1 | 1 |  | 1 | 1 | 1 | 1 | 1 | 2 | 2 | 1 | 1 | 1 | 1 | 1 | 1 | 1 | 1 | 3 | 1 | 2 | 1 | 1 | 0
SCE Metro | Lighthipe | 230 | Solar |  |  | 0 | 0 | 0 | 0 | 0 | 0 | 0 | 0 | 0 | 1 | 1 | 1 | 1 |  | 1 | 1 | 1 | 1 | 1 | 2 | 1 | 1 | 1 | 1 | 1 | 1 | 1 | 1 | 1 | 2 | 1 | 1 | 4+ | 1 | 1
SDGE | Lilac | 69 | Solar |  |  | 0 | 0 | 0 | 0 | 0 | 0 | 0 | 0 | 0 | 3 | 3 | 1 | 1 |  | 1 | 1 | 1 | 1 | 1 | 2 | 5 | 1 | 1 | 1 | 2 | 1 | 1 | 2 | 1 | 3 | 1 | 3 | 1 | 1 | 0
PG&E NGBA | Lincoln | 115 | Solar |  |  | 0 | 0 | 0 | 0 | 0 | 0 | 0 | 0 | 0 | 5 | 2 | 1 | 1 |  | 1 | 1 | 1 | 1 | 1 | 2 | 3 | 2 | 1 | 1 | 2 | 1 | 1 | 2 | 1 | 3 | 2 | 3 | 1 | 1 | 0
PG&E KERN | Live Oak | 115 | Solar |  |  | 100 | 0 | 100 | 0 | 0 | 0 | 100 | 0 | 100 | 5 | 2 | 5 | 2 |  | 1 | 3 | 1 | 2 | 1 | 1 | 1 | 1 | 1 | 1 | 1 | 1 | 1 | 1 | 1 | 1 | 1 | 1 | 5- | 1 | 1
PG&E GBA | Llagas | 115 | Solar |  |  | 0 | 0 | 0 | 0 | 0 | 0 | 0 | 0 | 0 | 1 | 1 | 1 | 1 |  | 1 | 1 | 1 | 1 | 1 | 2 | 3 | 2 | 1 | 1 | 2 | 1 | 1 | 2 | 1 | 2 | 2 | 1 | 1+ | 1 | 1
PG&E GBA | Lockeford | 115 | Solar |  |  | 0 | 0 | 0 | 0 | 0 | 0 | 0 | 0 | 0 | 1 | 1 | 1 | 1 |  | 1 | 1 | 1 | 2 | 1 | 1 | 1 | 1 | 1 | 1 | 1 | 1 | 1 | 1 | 1 | 4 | 2 | 2 | 1+ | 1 | 1
PG&E GBA | Lockeford | 230 | Solar |  |  | 0 | 200 | 200 | 0 | 0 | 0 | 0 | 200 | 200 | 5 | 2 | 1 | 1 |  | 1 | 1 | 1 | 2 | 1 | 1 | 1 | 1 | 1 | 1 | 1 | 1 | 1 | 1 | 1 | 4 | 2 | 2 | 5- | 1 | 1
PG&E GBA | Lockeford | 60 | Solar |  |  | 0 | 0 | 0 | 0 | 0 | 0 | 0 | 0 | 0 | 5 | 2 | 1 | 1 |  | 1 | 1 | 1 | 2 | 1 | 1 | 1 | 1 | 1 | 1 | 1 | 1 | 1 | 1 | 1 | 4 | 2 | 2 | 1 | 1 | 0
PG&E GBA | Lodi | 230 | Solar |  |  | 0 | 0 | 0 | 0 | 0 | 0 | 0 | 0 | 0 | 5 | 2 | 1 | 1 |  | 1 | 1 | 1 | 1 | 2 | 1 | 1 | 1 | 1 | 1 | 1 | 1 | 1 | 1 | 1 | 1 | 2 | 1 | 1 | 1 | 0
PG&E NGBA | Logan Creek | 230 | Solar |  |  | 0 | 0 | 0 | 0 | 0 | 0 | 0 | 0 | 0 | 5 | 5 | 1 | 1 |  | 1 | 1 | 1 | 1 | 1 | 2 | 2 | 1 | 1 | 1 | 1 | 1 | 1 | 2 | 2 | 4 | 1 | 2 | 1+ | 1 | 1
PG&E GBA | Lone Tree | 230 | Solar |  |  | 0 | 0 | 0 | 0 | 0 | 0 | 0 | 0 | 0 | 5 | 5 | 1 | 1 |  | 1 | 1 | 1 | 1 | 1 | 2 | 3 | 1 | 2 | 2 | 2 | 1 | 1 | 2 | 1 | 3 | 1 | 2 | 1 | 1 | 0
PG&E FRESNO | Los Banos | 230 | Solar |  |  | 100 | 0 | 100 | 0 | 0 | 0 | 100 | 0 | 100 | 5 | 2 | 5 | 2 | 3 | 4 | 1 | 1 | 1 | 1 | 1 | 3 | 2 | 1 | 1 | 2 | 1 | 1 | 1 | 1 | 4 | 2 | 1 | 4+ | 4 | 1
PG&E FRESNO | Los Banos | 500 | Solar |  |  | 100 | 0 | 100 | 0 | 0 | 0 | 100 | 0 | 100 | 1 | 1 | 1 | 1 | 2 | 1 | 1 | 1 | 1 | 1 | 1 | 3 | 2 | 1 | 1 | 2 | 1 | 1 | 1 | 1 | 4 | 2 | 1 | 4+ | 1 | 1
SDGE | Los Coches | 138 | Solar |  |  | 0 | 0 | 0 | 0 | 0 | 0 | 0 | 0 | 0 | 3 | 3 | 1 | 1 |  | 1 | 1 | 1 | 1 | 1 | 2 | 5 | 2 | 1 | 2 | 3 | 1 | 1 | 2 | 2 | 4 | 2 | 3 | 1 | 1 | 0
SDGE | Los Coches | 69 | Solar |  |  | 0 | 0 | 0 | 0 | 0 | 0 | 0 | 0 | 0 | 3 | 3 | 1 | 1 |  | 1 | 1 | 1 | 1 | 1 | 2 | 5 | 2 | 1 | 2 | 3 | 1 | 1 | 2 | 2 | 4 | 2 | 3 | 1 | 1 | 0
PG&E GBA | Los Esteros | 115 | Solar |  |  | 0 | 0 | 0 | 0 | 0 | 0 | 0 | 0 | 0 | 1 | 1 | 1 | 1 | 4 | 1 | 1 | 1 | 1 | 1 | 2 | 5 | 1 | 1 | 1 | 2 | 2 | 1 | 2 | 1 | 1 | 2 | 1 | 1+ | 1 | 1
PG&E GBA | Los Esteros | 230 | Solar |  |  | 0 | 0 | 0 | 0 | 0 | 0 | 0 | 0 | 0 | 1 | 1 | 1 | 1 |  | 1 | 1 | 1 | 1 | 1 | 2 | 5 | 1 | 1 | 1 | 2 | 2 | 1 | 2 | 1 | 1 | 2 | 1 | 1 | 1 | 0
PG&E GBA | Los Positas | 230 | Solar |  |  | 0 | 0 | 0 | 0 | 0 | 0 | 0 | 0 | 0 | 5 | 5 | 1 | 1 | 3 | 1 | 1 | 1 | 1 | 1 | 2 | 5 | 2 | 2 | 3 | 3 | 1 | 1 | 2 | 1 | 3 | 1 | 3 | 4+ | 1 | 1
PG&E GBA | Los Positas | 60 | Solar |  |  | 0 | 0 | 0 | 0 | 0 | 0 | 0 | 0 | 0 | 5 | 5 | 1 | 1 | 3 | 1 | 1 | 1 | 1 | 1 | 2 | 5 | 2 | 2 | 3 | 3 | 1 | 1 | 2 | 1 | 3 | 1 | 3 | 1 | 1 | 0
SDGE | Loveland | 69 | Solar |  |  | 0 | 0 | 0 | 0 | 0 | 0 | 0 | 0 | 0 | 3 | 3 | 1 | 1 |  | 1 | 1 | 1 | 1 | 1 | 2 | 5 | 1 | 1 | 2 | 3 | 1 | 1 | 2 | 1 | 3 | 1 | 3 | 1 | 1 | 0
SCE NOL | Lugo | 230 | Solar |  |  | 165 | 0 | 165 | 0 | 0 | 0 | 165 | 0 | 165 | 1 | 1 | 1 | 1 |  | 1 | 2 | 2 | 1 | 1 | 2 | 3 | 1 | 3 | 2 | 3 | 1 | 1 | 2 | 1 | 4 | 1 | 2 | 5- | 1 | 1
SCE Metro | Lugo | 500 | Solar |  |  | 0 | 0 | 0 | 0 | 0 | 0 | 0 | 0 | 0 | 1 | 1 | 1 | 1 | 5 | 3 | 1 | 2 | 1 | 1 | 2 | 3 | 1 | 3 | 2 | 3 | 1 | 1 | 2 | 1 | 4 | 1 | 2 | 1 | 1 | 0
PG&E FRESNO | Madera | 70 | Solar |  |  | 0 | 0 | 0 | 0 | 0 | 0 | 0 | 0 | 0 | 5 | 2 | 5 | 2 |  | 1 | 1 | 1 | 1 | 2 | 1 | 2 | 1 | 1 | 1 | 1 | 1 | 1 | 1 | 1 | 4 | 2 | 1 | 1 | 1 | 0
PG&E NGBA | Madison | 115 | Solar |  |  | 0 | 13 | 13 | 0 | 13 | 13 | 0 | 0 | 0 | 5 | 5 | 1 | 1 |  | 3 | 1 | 1 | 1 | 2 | 2 | 1 | 3 | 1 | 1 | 3 | 1 | 1 | 2 | 1 | 4 | 2 | 3 | 1 | 1 | 1
PG&E KERN | Magunden | 115 | Solar |  |  | 100 | 0 | 100 | 0 | 0 | 0 | 100 | 0 | 100 | 5 | 2 | 5 | 2 |  | 1 | 3 | 1 | 2 | 1 | 1 | 2 | 1 | 1 | 1 | 2 | 1 | 1 | 1 | 1 | 2 | 1 | 1 | 5- | 1 | 1
SCE Northern | Magunden | 230 | Solar |  |  | 100 | 0 | 100 | 0 | 0 | 0 | 100 | 0 | 100 | 1 | 1 | 1 | 1 |  | 1 | 2 | 1 | 2 | 1 | 1 | 2 | 1 | 1 | 1 | 2 | 1 | 1 | 1 | 1 | 2 | 1 | 1 | 5- | 1 | 1
PG&E FRESNO | Malaga | 115 | Solar |  |  | 0 | 0 | 0 | 0 | 0 | 0 | 0 | 0 | 0 | 5 | 2 | 5 | 2 |  | 1 | 1 | 1 | 1 | 2 | 1 | 1 | 1 | 1 | 1 | 1 | 1 | 1 | 1 | 1 | 1 | 2 | 1 | 4+ | 1 | 1
PG&E NGBA | Malin | 500 | Solar |  |  | 0 | 0 | 0 | 0 | 0 | 0 | 0 | 0 | 0 | 5 | 2 | 1 | 1 |  | 1 | 1 | 1 | 1 | 1 | 2 | 1 | 2 | 1 | 1 | 2 | 1 | 1 | 2 | 2 | 4 | 2 | 3 | 1 | 1 | 0
SCE Northern | Mandalay | 230 | Solar |  |  | 0 | 0 | 0 | 0 | 0 | 0 | 0 | 0 | 0 | 5 | 2 | 1 | 1 |  | 1 | 1 | 1 | 1 | 1 | 1 | 1 | 1 | 1 | 1 | 1 | 1 | 1 | 2 | 1 | 2 | 1 | 1 | 1 | 1 | 0
PG&E FRESNO | Manning | 230 | Solar |  |  | 100 | 0 | 100 | 0 | 0 | 0 | 100 | 0 | 100 | 5 | 2 | 5 | 2 | 1 | 1 | 2 | 2 | 1 | 2 | 1 | 1 | 1 | 1 | 1 | 1 | 1 | 1 | 1 | 1 | 2 | 2 | 1 | 5- | 1 | 1
PG&E FRESNO | Manning | 500 | Solar |  |  | 0 | 278.6 | 278.6 | 0 | 0 | 0 | 0 | 278.6 | 278.6 | 1 | 1 | 1 | 1 | 2 | 1 | 1 | 2 | 1 | 2 | 1 | 1 | 1 | 1 | 1 | 1 | 1 | 1 | 1 | 1 | 2 | 2 | 1 | 3- | 4 | 1
PG&E GBA | Manteca | 115 | Solar |  |  | 0 | 0 | 0 | 0 | 0 | 0 | 0 | 0 | 0 | 5 | 5 | 5 | 2 |  | 1 | 1 | 1 | 1 | 2 | 1 | 1 | 1 | 1 | 1 | 1 | 1 | 1 | 1 | 1 | 2 | 2 | 2 | 1+ | 1 | 1
SDGE | Margarita | 138 | Solar |  |  | 0 | 0 | 0 | 0 | 0 | 0 | 0 | 0 | 0 | 1 | 1 | 1 | 1 |  | 1 | 1 | 1 | 1 | 1 | 2 | 5 | 1 | 2 | 2 | 3 | 2 | 1 | 1 | 1 | 2 | 1 | 3 | 1 | 1 | 0
PG&E GBA | Martin | 230 | Solar |  |  | 0 | 0 | 0 | 0 | 0 | 0 | 0 | 0 | 0 | 5 | 2 | 1 | 1 | 3 | 1 | 1 | 1 | 1 | 1 | 2 | 1 | 1 | 1 | 1 | 1 | 1 | 1 | 2 | 1 | 3 | 1 | 2 | 1 | 1 | 0
PG&E GBA | Martin | 115 | Solar |  |  | 0 | 0 | 0 | 0 | 0 | 0 | 0 | 0 | 0 | 1 | 1 | 1 | 1 | 4 | 1 | 3 | 1 | 1 | 1 | 2 | 1 | 1 | 1 | 1 | 1 | 1 | 1 | 2 | 1 | 3 | 1 | 2 | 1 | 1 | 0
PG&E GBA | Martinez | 115 | Solar |  |  | 0 | 0 | 0 | 0 | 0 | 0 | 0 | 0 | 0 | 5 | 2 | 1 | 1 |  | 1 | 1 | 1 | 1 | 1 | 2 | 2 | 1 | 1 | 2 | 3 | 1 | 1 | 2 | 1 | 1 | 1 | 1 | 1 | 1 | 0
PG&E FRESNO | Mc Mullin | 230 | Solar |  |  | 0 | 0 | 0 | 0 | 0 | 0 | 0 | 0 | 0 | 5 | 2 | 5 | 2 |  | 1 | 1 | 1 | 1 | 1 | 1 | 1 | 1 | 1 | 1 | 1 | 1 | 1 | 1 | 1 | 3 | 2 | 1 | 1 | 1 | 0
PG&E FRESNO | McCall | 115 | Solar |  |  | 0 | 0 | 0 | 0 | 0 | 0 | 0 | 0 | 0 | 5 | 2 | 5 | 2 |  | 1 | 1 | 1 | 1 | 2 | 1 | 1 | 1 | 1 | 1 | 1 | 1 | 1 | 1 | 1 | 3 | 2 | 1 | 1 | 1 | 0
PG&E FRESNO | McCall | 230 | Solar |  |  | 0 | 0 | 0 | 0 | 0 | 0 | 0 | 0 | 0 | 5 | 2 | 5 | 2 |  | 1 | 1 | 1 | 1 | 2 | 1 | 1 | 1 | 1 | 1 | 1 | 1 | 1 | 1 | 1 | 3 | 2 | 1 | 4+ | 1 | 1
PG&E GBA | Meadow Lane | 115 | Solar |  |  | 0 | 0 | 0 | 0 | 0 | 0 | 0 | 0 | 0 | 5 | 2 | 1 | 1 |  | 1 | 1 | 1 | 1 | 1 | 2 | 3 | 1 | 2 | 2 | 3 | 1 | 1 | 2 | 1 | 2 | 1 | 1 | 1 | 1 | 0
PG&E GBA | Melones | 115 | Solar |  |  | 0 | 0 | 0 | 0 | 0 | 0 | 0 | 0 | 0 | 5 | 5 | 1 | 1 |  | 1 | 1 | 1 | 1 | 1 | 2 | 5 | 2 | 1 | 2 | 3 | 2 | 1 | 2 | 1 | 4 | 1 | 3 | 1 | 1 | 0
PG&E GBA | Melones | 230 | Solar |  |  | 0 | 0 | 0 | 0 | 0 | 0 | 0 | 0 | 0 | 5 | 5 | 1 | 1 |  | 1 | 1 | 1 | 1 | 1 | 2 | 5 | 2 | 1 | 2 | 3 | 2 | 1 | 2 | 1 | 4 | 1 | 3 | 1 | 1 | 0
SDGE | Melrose | 69 | Solar |  |  | 0 | 0 | 0 | 0 | 0 | 0 | 0 | 0 | 0 | 3 | 3 | 1 | 1 |  | 1 | 1 | 1 | 1 | 1 | 2 | 2 | 3 | 1 | 2 | 3 | 1 | 1 | 2 | 1 | 3 | 1 | 3 | 1 | 1 | 0
PG&E NGBA | Mendocino | 115 | Solar |  |  | 0 | 0 | 0 | 0 | 0 | 0 | 0 | 0 | 0 | 5 | 5 | 1 | 1 |  | 1 | 1 | 1 | 1 | 1 | 2 | 3 | 1 | 1 | 1 | 2 | 1 | 1 | 2 | 2 | 4 | 2 | 3 | 1 | 1 | 0
PG&E NGBA | Mendocino | 60 | Solar |  |  | 0 | 0 | 0 | 0 | 0 | 0 | 0 | 0 | 0 | 5 | 5 | 1 | 1 |  | 1 | 1 | 1 | 1 | 1 | 2 | 3 | 1 | 1 | 1 | 2 | 1 | 1 | 2 | 2 | 4 | 2 | 3 | 1 | 1 | 0
PG&E FRESNO | Mendota | 115 | Solar |  |  | 0 | 0 | 0 | 0 | 0 | 0 | 0 | 0 | 0 | 5 | 2 | 5 | 2 | 1 | 1 | 1 | 1 | 1 | 1 | 1 | 1 | 1 | 1 | 1 | 1 | 1 | 1 | 1 | 1 | 3 | 2 | 1 | 1 | 1 | 0
PG&E GBA | Menlo | 60 | Solar |  |  | 0 | 0 | 0 | 0 | 0 | 0 | 0 | 0 | 0 | 5 | 2 | 1 | 1 |  | 1 | 1 | 1 | 1 | 1 | 2 | 1 | 3 | 2 | 3 | 5 | 1 | 1 | 2 | 1 | 3 | 1 | 2 | 1 | 1 | 0
PG&E FRESNO | Merced | 115 | Solar |  |  | 0 | 0 | 0 | 0 | 0 | 0 | 0 | 0 | 0 | 5 | 2 | 5 | 2 |  | 1 | 1 | 1 | 1 | 1 | 1 | 1 | 2 | 1 | 1 | 3 | 1 | 1 | 1 | 1 | 4 | 2 | 1 | 4+ | 1 | 1
EOP | Mercury | 138 | Solar |  |  | 0 | 0 | 0 | 0 | 0 | 0 | 0 | 0 | 0 | 5 | 2 | 1 | 1 |  | 1 | 1 | 1 | 1 | 1 | 2 | 1 | 1 | 1 | 1 | 1 | 1 | 1 | 2 | 2 | 4 | 1 | 3 | 1 | 1 | 0
PG&E FRESNO | Mercy Springs | 70 | Solar |  |  | 0 | 75 | 75 | 0 | 75 | 75 | 0 | 0 | 0 | 5 | 2 | 5 | 2 |  | 1 | 5 | 1 | 1 | 1 | 1 | 2 | 2 | 1 | 1 | 2 | 1 | 1 | 1 | 1 | 4 | 2 | 1 | 1 | 1 | 1
PG&E NGBA | Meridian | 60 | Solar |  |  | 0 | 0 | 0 | 0 | 0 | 0 | 0 | 0 | 0 | 5 | 5 | 1 | 1 |  | 1 | 1 | 1 | 1 | 2 | 2 | 1 | 1 | 1 | 2 | 3 | 1 | 1 | 2 | 2 | 4 | 1 | 3 | 1 | 1 | 0
PG&E KERN | Mesa (PGE) | 115 | Solar |  |  | 0 | 0 | 0 | 0 | 0 | 0 | 0 | 0 | 0 | 5 | 2 | 5 | 2 |  | 1 | 1 | 1 | 1 | 1 | 2 | 2 | 1 | 1 | 1 | 1 | 1 | 1 | 2 | 2 | 3 | 2 | 2 | 1 | 1 | 0
PG&E KERN | Mesa (PGE) | 230 | Solar |  |  | 0 | 0 | 0 | 0 | 0 | 0 | 0 | 0 | 0 | 5 | 2 | 5 | 2 |  | 1 | 1 | 1 | 1 | 1 | 2 | 2 | 1 | 1 | 1 | 1 | 1 | 1 | 2 | 2 | 3 | 2 | 2 | 1 | 1 | 0
SCE Metro | Mesa (SCE) | 230 | Solar |  |  | 0 | 0 | 0 | 0 | 0 | 0 | 0 | 0 | 0 | 1 | 1 | 1 | 1 |  | 1 | 1 | 1 | 1 | 1 | 2 | 1 | 1 | 1 | 1 | 1 | 1 | 1 | 1 | 1 | 3 | 1 | 2 | 1 | 1 | 0
SCE Metro | Mesa (SCE) | 500 | Solar |  |  | 0 | 0 | 0 | 0 | 0 | 0 | 0 | 0 | 0 | 1 | 1 | 1 | 1 |  | 1 | 1 | 1 | 1 | 1 | 2 | 1 | 1 | 1 | 1 | 1 | 1 | 1 | 1 | 1 | 3 | 1 | 2 | 1 | 1 | 0
SDGE | Mesa Heights | 69 | Solar |  |  | 0 | 0 | 0 | 0 | 0 | 0 | 0 | 0 | 0 | 3 | 3 | 1 | 1 |  | 1 | 1 | 1 | 1 | 1 | 2 | 1 | 1 | 1 | 2 | 3 | 1 | 1 | 2 | 1 | 2 | 1 | 3 | 1 | 1 | 0
PG&E GBA | Metcalf | 115 | Solar |  |  | 0 | 0 | 0 | 0 | 0 | 0 | 0 | 0 | 0 | 1 | 1 | 1 | 1 | 4 | 1 | 1 | 1 | 1 | 1 | 2 | 5 | 3 | 1 | 1 | 3 | 2 | 1 | 2 | 1 | 1 | 2 | 3 | 1 | 1 | 0
PG&E GBA | Metcalf | 230 | Solar |  |  | 0 | 0 | 0 | 0 | 0 | 0 | 0 | 0 | 0 | 1 | 1 | 1 | 1 | 4 | 1 | 1 | 1 | 1 | 1 | 2 | 5 | 3 | 1 | 1 | 3 | 2 | 1 | 2 | 1 | 1 | 2 | 3 | 1 | 1 | 0
PG&E GBA | Metcalf | 500 | Solar |  |  | 0 | 0 | 0 | 0 | 0 | 0 | 0 | 0 | 0 | 1 | 1 | 1 | 1 | 5 | 1 | 1 | 1 | 1 | 1 | 2 | 5 | 3 | 1 | 1 | 3 | 2 | 1 | 2 | 1 | 1 | 2 | 3 | 1 | 1 | 0
PG&E KERN | Midway | 115 | Solar |  |  | 0 | 0 | 0 | 0 | 0 | 0 | 0 | 0 | 0 | 5 | 2 | 5 | 2 | 4 | 3 | 1 | 1 | 1 | 2 | 1 | 1 | 1 | 1 | 2 | 2 | 1 | 1 | 1 | 1 | 3 | 1 | 1 | 4+ | 4 | 1
PG&E KERN | Midway | 230 | Solar |  |  | 0 | 0 | 0 | 0 | 0 | 0 | 0 | 0 | 0 | 5 | 2 | 5 | 2 | 4 | 1 | 1 | 2 | 1 | 2 | 1 | 1 | 1 | 1 | 2 | 2 | 1 | 1 | 1 | 1 | 3 | 1 | 1 | 1+ | 1 | 1
PG&E KERN | Midway | 500 | Solar |  |  | 400 | 160 | 560 | 0 | 0 | 0 | 400 | 160 | 560 | 5 | 2 | 4 | 2 | 5 | 1 | 1 | 1 | 1 | 2 | 1 | 1 | 1 | 1 | 2 | 2 | 1 | 1 | 1 | 1 | 3 | 1 | 1 | 4+ | 3 | 1
SDGE | Miguel | 230 | Solar |  |  | 0 | 0 | 0 | 0 | 0 | 0 | 0 | 0 | 0 | 3 | 3 | 1 | 1 |  | 1 | 1 | 1 | 1 | 1 | 2 | 3 | 1 | 3 | 4 | 5 | 1 | 1 | 2 | 1 | 3 | 1 | 2 | 1 | 1 | 0
SDGE | Miguel | 500 | Solar |  |  | 0 | 0 | 0 | 0 | 0 | 0 | 0 | 0 | 0 | 3 | 3 | 1 | 1 |  | 1 | 1 | 1 | 1 | 1 | 2 | 3 | 1 | 3 | 4 | 5 | 1 | 1 | 2 | 1 | 3 | 1 | 2 | 1 | 1 | 0
SDGE | Miguel | 69 | Solar |  |  | 0 | 0 | 0 | 0 | 0 | 0 | 0 | 0 | 0 | 3 | 3 | 1 | 1 |  | 1 | 1 | 1 | 1 | 1 | 2 | 3 | 1 | 3 | 4 | 5 | 1 | 1 | 2 | 1 | 3 | 1 | 2 | 1 | 1 | 0
PG&E GBA | Millbrae | 115 | Solar |  |  | 0 | 0 | 0 | 0 | 0 | 0 | 0 | 0 | 0 | 1 | 1 | 1 | 1 |  | 1 | 1 | 1 | 1 | 1 | 2 | 1 | 1 | 2 | 3 | 4 | 1 | 1 | 2 | 1 | 3 | 1 | 2 | 4+ | 1 | 1
PG&E GBA | Miller | 115 | Solar |  |  | 0 | 0 | 0 | 0 | 0 | 0 | 0 | 0 | 0 | 5 | 5 | 1 | 1 |  | 1 | 1 | 1 | 1 | 1 | 1 | 3 | 1 | 1 | 1 | 1 | 1 | 1 | 1 | 1 | 4 | 2 | 1 | 1 | 1 | 0
SCE Metro | Mira Loma | 230 | Solar |  |  | 0 | 0 | 0 | 0 | 0 | 0 | 0 | 0 | 0 | 1 | 1 | 1 | 1 | 5 | 1 | 5 | 1 | 1 | 1 | 2 | 2 | 1 | 1 | 1 | 1 | 1 | 1 | 1 | 1 | 1 | 1 | 1 | 1+ | 1 | 1
SCE Metro | Mira Loma | 500 | Solar |  |  | 0 | 0 | 0 | 0 | 0 | 0 | 0 | 0 | 0 | 1 | 1 | 1 | 1 | 5 | 1 | 1 | 1 | 1 | 1 | 2 | 2 | 1 | 1 | 1 | 1 | 1 | 1 | 1 | 1 | 1 | 1 | 1 | 2+ | 1 | 1
SCE Eastern | Mirage | 115 | Solar |  |  | 0 | 0 | 0 | 0 | 0 | 0 | 0 | 0 | 0 | 5 | 2 | 1 | 1 |  | 1 | 1 | 1 | 1 | 1 | 2 | 1 | 1 | 1 | 1 | 1 | 1 | 1 | 2 | 1 | 3 | 1 | 3 | 1 | 1 | 0
SCE Eastern | Mirage | 230 | Solar |  |  | 0 | 0 | 0 | 0 | 0 | 0 | 0 | 0 | 0 | 5 | 2 | 1 | 1 |  | 1 | 1 | 1 | 1 | 1 | 2 | 1 | 1 | 1 | 1 | 1 | 1 | 1 | 2 | 1 | 3 | 1 | 3 | 1 | 1 | 0
SDGE | Mission | 138 | Solar |  |  | 0 | 0 | 0 | 0 | 0 | 0 | 0 | 0 | 0 | 3 | 3 | 1 | 1 |  | 1 | 1 | 1 | 1 | 1 | 2 | 1 | 1 | 1 | 2 | 3 | 1 | 1 | 2 | 1 | 2 | 1 | 2 | 1 | 1 | 0
SDGE | Mission | 230 | Solar |  |  | 0 | 0 | 0 | 0 | 0 | 0 | 0 | 0 | 0 | 3 | 3 | 1 | 1 |  | 1 | 1 | 1 | 1 | 1 | 2 | 1 | 1 | 1 | 2 | 3 | 1 | 1 | 2 | 1 | 2 | 1 | 2 | 1 | 1 | 0
SDGE | Mission | 69 | Solar |  |  | 0 | 0 | 0 | 0 | 0 | 0 | 0 | 0 | 0 | 3 | 3 | 1 | 1 |  | 1 | 1 | 1 | 1 | 1 | 2 | 1 | 1 | 1 | 2 | 3 | 1 | 1 | 2 | 1 | 2 | 1 | 2 | 1 | 1 | 0
PG&E GBA | Mi-Wuk | 115 | Solar |  |  | 0 | 0 | 0 | 0 | 0 | 0 | 0 | 0 | 0 | 5 | 5 | 1 | 1 |  | 1 | 1 | 1 | 1 | 1 | 2 | 5 | 1 | 1 | 2 | 2 | 1 | 1 | 2 | 1 | 4 | 1 | 3 | 1 | 1 | 0
EOP | Mohave | 500 | Solar |  |  | 0 | 0 | 0 | 0 | 0 | 0 | 0 | 0 | 0 | 5 | 2 | 1 | 1 | 5 | 3 | 1 | 1 | N/A | N/A | 2 | N/A | N/A | N/A | N/A | N/A | N/A | N/A | 2 | 2 | 3 | 1 | 3 | 1+ | 4 | 1
PG&E NGBA | Monroe | 115 | Solar |  |  | 0 | 0 | 0 | 0 | 0 | 0 | 0 | 0 | 0 | 5 | 5 | 1 | 1 |  | 1 | 1 | 1 | 1 | 1 | 2 | 1 | 1 | 2 | 3 | 3 | 1 | 1 | 2 | 1 | 3 | 2 | 2 | 1 | 1 | 0
SDGE | Monserate | 69 | Solar |  |  | 0 | 0 | 0 | 0 | 0 | 0 | 0 | 0 | 0 | 3 | 3 | 1 | 1 |  | 1 | 1 | 1 | 1 | 1 | 2 | 4 | 3 | 1 | 1 | 3 | 1 | 1 | 2 | 1 | 3 | 1 | 3 | 1 | 1 | 0
PG&E GBA | Monta Vista | 115 | Solar |  |  | 0 | 0 | 0 | 0 | 0 | 0 | 0 | 0 | 0 | 1 | 1 | 1 | 1 |  | 1 | 1 | 1 | 1 | 1 | 2 | 1 | 3 | 1 | 2 | 4 | 1 | 1 | 2 | 1 | 3 | 2 | 3 | 1 | 1 | 0
PG&E GBA | Monta Vista | 230 | Solar |  |  | 0 | 0 | 0 | 0 | 0 | 0 | 0 | 0 | 0 | 1 | 1 | 1 | 1 |  | 1 | 1 | 1 | 1 | 1 | 2 | 1 | 3 | 1 | 2 | 4 | 1 | 1 | 2 | 1 | 3 | 2 | 3 | 1 | 1 | 0
PG&E GBA | Monta Vista | 60 | Solar |  |  | 0 | 0 | 0 | 0 | 0 | 0 | 0 | 0 | 0 | 1 | 1 | 1 | 1 |  | 1 | 1 | 1 | 1 | 1 | 2 | 1 | 3 | 1 | 2 | 4 | 1 | 1 | 2 | 1 | 3 | 2 | 3 | 1 | 1 | 0
PG&E NGBA | Monticello | 115 | Solar |  |  | 0 | 0 | 0 | 0 | 0 | 0 | 0 | 0 | 0 | 5 | 5 | 1 | 1 |  | 1 | 1 | 1 | 1 | 1 | 2 | 3 | 3 | 1 | 1 | 3 | 2 | 1 | 2 | 1 | 4 | 2 | 3 | 1 | 1 | 0
SCE Northern | Moorpark | 230 | Solar |  |  | 0 | 0 | 0 | 0 | 0 | 0 | 0 | 0 | 0 | 5 | 2 | 1 | 1 | 4 | 1 | 1 | 1 | 1 | 1 | 1 | 2 | 1 | 1 | 1 | 1 | 1 | 1 | 2 | 1 | 4 | 1 | 3 | 1 | 1 | 0
SCE Northern | Moorpark | 66 | Solar |  |  | 0 | 0 | 0 | 0 | 0 | 0 | 0 | 0 | 0 | 5 | 2 | 1 | 1 |  | 1 | 1 | 1 | 1 | 1 | 1 | 2 | 1 | 1 | 1 | 1 | 1 | 1 | 2 | 1 | 4 | 1 | 3 | 1 | 1 | 0
PG&E GBA | Moraga | 115 | Solar |  |  | 0 | 0 | 0 | 0 | 0 | 0 | 0 | 0 | 0 | 5 | 2 | 1 | 1 |  | 1 | 1 | 1 | 1 | 1 | 2 | 3 | 2 | 2 | 3 | 4 | 1 | 1 | 2 | 1 | 3 | 1 | 3 | 1 | 1 | 0
PG&E GBA | Moraga | 230 | Solar |  |  | 0 | 0 | 0 | 0 | 0 | 0 | 0 | 0 | 0 | 5 | 2 | 1 | 1 |  | 1 | 1 | 1 | 1 | 1 | 2 | 3 | 2 | 2 | 3 | 4 | 1 | 1 | 2 | 1 | 3 | 1 | 3 | 1 | 1 | 0
PG&E GBA | Morgan Hill | 115 | Solar |  |  | 0 | 0 | 0 | 0 | 0 | 0 | 0 | 0 | 0 | 1 | 1 | 1 | 1 |  | 1 | 1 | 1 | 1 | 1 | 2 | 5 | 3 | 1 | 1 | 3 | 1 | 1 | 2 | 1 | 3 | 2 | 2 | 1 | 1 | 0
PG&E KERN | Morro Bay | 115 | Solar |  |  | 0 | 0 | 0 | 0 | 0 | 0 | 0 | 0 | 0 | 5 | 2 | 5 | 2 |  | 1 | 1 | 5 | 3 | 5 | 2 | 5 | 4 | 2 | 3 | 5 | 4 | 2 | 2 | 2 | 2 | 2 | 3 | 1 | 1 | 0
PG&E KERN | Morro Bay | 230 | Solar |  |  | 0 | 0 | 0 | 0 | 0 | 0 | 0 | 0 | 0 | 5 | 2 | 5 | 2 |  | 1 | 1 | 5 | 3 | 5 | 2 | 5 | 4 | 2 | 3 | 5 | 4 | 2 | 2 | 2 | 2 | 2 | 3 | 1 | 1 | 0
PG&E KERN | Morro Bay | 500 | Solar |  |  | 600 | 1110 | 1710 | 0 | 0 | 0 | 600 | 1110 | 1710 | 5 | 2 | 4 | 2 |  | 1 | 1 | 5 | 3 | 5 | 2 | 5 | 4 | 2 | 3 | 5 | 4 | 2 | 2 | 2 | 2 | 2 | 3 | 5- | 1 | 1
PG&E GBA | Moss Landing | 115 | Solar |  |  | 0 | 0 | 0 | 0 | 0 | 0 | 0 | 0 | 0 | 1 | 1 | 1 | 1 |  | 1 | 1 | 1 | 1 | 1 | 1 | 1 | 1 | 1 | 1 | 1 | 1 | 1 | 2 | 2 | 1 | 2 | 2 | 1 | 1 | 0
PG&E GBA | Moss Landing | 230 | Solar |  |  | 0 | 0 | 0 | 0 | 0 | 0 | 0 | 0 | 0 | 1 | 1 | 1 | 1 |  | 3 | 1 | 1 | 1 | 1 | 1 | 1 | 1 | 1 | 1 | 1 | 1 | 1 | 2 | 2 | 1 | 2 | 2 | 1 | 1 | 0
PG&E GBA | Moss Landing | 500 | Solar |  |  | 0 | 0 | 0 | 0 | 0 | 0 | 0 | 0 | 0 | 5 | 2 | 1 | 1 | 5 | 1 | 1 | 1 | 1 | 1 | 1 | 1 | 1 | 1 | 1 | 1 | 1 | 1 | 2 | 2 | 1 | 2 | 2 | 1 | 1 | 0
EOP | Mountain Pass | 115 | Solar |  |  | 0 | 0 | 0 | 0 | 0 | 0 | 0 | 0 | 0 | 5 | 2 | 1 | 1 |  | 1 | 1 | 1 | 1 | 1 | 2 | 1 | 1 | 2 | 1 | 2 | 2 | 1 | 2 | 2 | 4 | 1 | 1 | 1 | 1 | 0
PG&E GBA | Mountain View | 115 | Solar |  |  | 0 | 0 | 0 | 0 | 0 | 0 | 0 | 0 | 0 | 1 | 1 | 1 | 1 |  | 1 | 1 | 1 | 1 | 1 | 2 | 1 | 2 | 1 | 3 | 4 | 1 | 1 | 2 | 1 | 2 | 2 | 2 | 1 | 1 | 0
PG&E GBA | Mt Eden | 115 | Solar |  |  | 0 | 0 | 0 | 0 | 0 | 0 | 0 | 0 | 0 | 5 | 2 | 1 | 1 |  | 1 | 1 | 1 | 1 | 1 | 2 | 3 | 2 | 1 | 2 | 3 | 1 | 1 | 2 | 1 | 2 | 1 | 2 | 4+ | 1 | 1
PG&E KERN | Mt Poso | 115 | Solar |  |  | 0 | 0 | 0 | 0 | 0 | 0 | 0 | 0 | 0 | 5 | 2 | 5 | 2 |  | 1 | 1 | 1 | 1 | 1 | 1 | 2 | 1 | 1 | 1 | 1 | 1 | 1 | 1 | 1 | 2 | 1 | 1 | 1 | 1 | 0
SDGE | Murray | 69 | Solar |  |  | 0 | 0 | 0 | 0 | 0 | 0 | 0 | 0 | 0 | 3 | 3 | 1 | 1 |  | 1 | 1 | 1 | 1 | 1 | 2 | 5 | 2 | 3 | 2 | 5 | 1 | 1 | 2 | 1 | 2 | 1 | 2 | 1 | 1 | 0
PG&E FRESNO | Mustang | 230 | Solar |  |  | 0 | 0 | 0 | 0 | 0 | 0 | 0 | 0 | 0 | 5 | 2 | 5 | 2 |  | 1 | 1 | 1 | 1 | 1 | 1 | 1 | 1 | 1 | 1 | 1 | 1 | 1 | 1 | 1 | 1 | 2 | 1 | 4+ | 5 | 1
SCE Northern | Neenach | 66 | Solar |  |  | 0 | 0 | 0 | 0 | 0 | 0 | 0 | 0 | 0 | 1 | 1 | 1 | 1 |  | 1 | 1 | 1 | 1 | 1 | 2 | 2 | 1 | 1 | 1 | 2 | 1 | 1 | 2 | 1 | 4 | 1 | 3 | 1 | 1 | 0
PG&E KERN | New Sub - Gates - Midway (Proposed) | 230 | Solar |  |  | 1900 | 440 | 2340 | 0 | 440 | 440 | 1900 | 0 | 1900 | 5 | 2 | 5 | 2 | 3 | 1 | 3 | 3 | 2 | 2 | 1 | 2 | 2 | 1 | 1 | 2 | 1 | 1 | 1 | 1 | 4 | 2 | 1 | 5- | 1 | 1
PG&E KERN | New Sub - Gates - Templeton (Proposed) | 230 | Solar |  |  | 0 | 600 | 600 | 0 | 0 | 0 | 0 | 600 | 600 | 5 | 2 | 5 | 2 |  | 1 | 1 | 2 | 1 | 2 | 1 | 2 | 2 | 1 | 1 | 2 | 1 | 1 | 1 | 1 | 4 | 2 | 1 | 5- | 1 | 1
SCE NOL | New Sub - Kramer - Lugo (Proposed) | 230 | Solar |  |  | 0 | 0 | 0 | 0 | 0 | 0 | 0 | 0 | 0 | 4 | 3 | 1 | 1 |  | 1 | 1 | 1 | 1 | 1 | 2 | 1 | 1 | 1 | 1 | 2 | 1 | 1 | 2 | 1 | 2 | 1 | 1 | 1 | 1 | 0
PG&E FRESNO | New Sub - Los Banos - Midway (Proposed) | 500 | Solar |  |  | 0 | 0 | 0 | 0 | 0 | 0 | 0 | 0 | 0 | 5 | 2 | 4 | 2 | 5 | 1 | 1 | 1 | 1 | 1 | 1 | 1 | 1 | 1 | 1 | 1 | 1 | 1 | 1 | 1 | 4 | 2 | 1 | 4+ | 1 | 1
SCE NOL | New Sub - Lugo - Pisgah (Proposed) | 230 | Solar |  |  | 0 | 0 | 0 | 0 | 0 | 0 | 0 | 0 | 0 | 1 | 1 | 1 | 1 |  | 2 | 1 | 1 | 1 | 1 | 2 | 1 | 1 | 1 | 1 | 1 | 3 | 1 | 2 | 1 | 3 | 1 | 3 | 1 | 1 | 0
PG&E KERN | New Sub - Midway - Wheeler Ridge (Proposed) | 230 | Solar |  |  | 1900 | 0 | 1900 | 0 | 0 | 0 | 1900 | 0 | 1900 | 5 | 2 | 5 | 2 |  | 1 | 2 | 4 | 2 | 2 | 1 | 1 | 1 | 2 | 2 | 2 | 1 | 1 | 1 | 1 | 3 | 1 | 1 | 5- | 1 | 1
PG&E NGBA | New Sub - Near existing Leavitt (PSREC) | 345 | Solar |  |  | 0 | 0 | 0 | 0 | 0 | 0 | 0 | 0 | 0 | 5 | 2 | 1 | 1 |  | 4 | 1 | 1 | 1 | 1 | 2 | 5 | 1 | 1 | 1 | 3 | 1 | 1 | 2 | 2 | 1 | 1 | 3 | 1 | 1 | 0
PG&E NGBA | New Sub - Near existing Madeline (NVE) | 345 | Solar |  |  | 0 | 0 | 0 | 0 | 0 | 0 | 0 | 0 | 0 | 5 | 2 | 1 | 1 |  | 3 | 1 | 1 | 1 | 1 | 2 | 5 | 1 | 1 | 1 | 1 | 3 | 1 | 2 | 2 | 4 | 1 | 3 | 1 | 1 | 0
SDGE | New Sub - North Gila - IV (Proposed) | 500 | Solar |  |  | 500 | 0 | 500 | 0 | 0 | 0 | 500 | 0 | 500 | 3 | 3 | 1 | 1 |  | 1 | 1 | 3 | 2 | 2 | 2 | 1 | 1 | 1 | 1 | 1 | 1 | 1 | 2 | 1 | 4 | 2 | 2 | 2- | 1 | 1
PG&E NGBA | New Sub - Pit 1 - Cottonwood (Proposed) | 230 | Solar |  |  | 0 | 0 | 0 | 0 | 0 | 0 | 0 | 0 | 0 | 5 | 2 | 1 | 1 |  | 2 | 1 | 1 | 1 | 1 | 2 | 5 | 2 | 1 | 1 | 2 | 1 | 1 | 2 | 2 | 4 | 2 | 3 | 1 | 1 | 0
PG&E GBA | New Sub - Rancho Seco - Bellota (Proposed) | 230 | Solar |  |  | 0 | 0 | 0 | 0 | 0 | 0 | 0 | 0 | 0 | 1 | 1 | 1 | 1 |  | 1 | 1 | 1 | 1 | 1 | 1 | 1 | 1 | 1 | 2 | 3 | 1 | 1 | 1 | 1 | 4 | 2 | 3 | 1 | 1 | 0
SDGE | New Sub - Suncrest - Ocotillo (Proposed) | 500 | Solar |  |  | 0 | 0 | 0 | 0 | 0 | 0 | 0 | 0 | 0 | 3 | 3 | 1 | 1 |  | 3 | 1 | 1 | 1 | 1 | 2 | 5 | 1 | 1 | 1 | 2 | 2 | 1 | 2 | 1 | 4 | 1 | 3 | 1 | 1 | 0
PG&E FRESNO | New Sub - Westley - Quinto (Proposed) | 230 | Solar |  |  | 0 | 0 | 0 | 0 | 0 | 0 | 0 | 0 | 0 | 1 | 1 | 1 | 1 |  | 1 | 1 | 1 | 1 | 1 | 1 | 3 | 3 | 1 | 1 | 3 | 1 | 1 | 1 | 1 | 4 | 2 | 1 | 4+ | 1 | 1
PG&E GBA | Newark | 115 | Solar |  |  | 0 | 0 | 0 | 0 | 0 | 0 | 0 | 0 | 0 | 1 | 1 | 1 | 1 |  | 1 | 1 | 1 | 1 | 1 | 2 | 5 | 2 | 1 | 3 | 3 | 1 | 1 | 2 | 1 | 3 | 1 | 2 | 1 | 1 | 0
PG&E GBA | Newark | 230 | Solar |  |  | 0 | 0 | 0 | 0 | 0 | 0 | 0 | 0 | 0 | 1 | 1 | 1 | 1 | 4 | 1 | 1 | 1 | 1 | 1 | 2 | 5 | 2 | 1 | 3 | 3 | 1 | 1 | 2 | 1 | 3 | 1 | 2 | 4+ | 1 | 1
PG&E GBA | Newark | 60 | Solar |  |  | 0 | 0 | 0 | 0 | 0 | 0 | 0 | 0 | 0 | 5 | 5 | 1 | 1 | 3 | 1 | 1 | 1 | 1 | 1 | 2 | 5 | 2 | 1 | 3 | 3 | 1 | 1 | 2 | 1 | 3 | 1 | 2 | 1 | 1 | 0
PG&E FRESNO | Newhall | 115 | Solar |  |  | 0 | 0 | 0 | 0 | 0 | 0 | 0 | 0 | 0 | 5 | 2 | 5 | 2 |  | 1 | 1 | 1 | 1 | 1 | 1 | 2 | 2 | 1 | 1 | 2 | 1 | 1 | 1 | 1 | 4 | 2 | 1 | 4+ | 1 | 1
PG&E KERN | Norco | 115 | Solar |  |  | 0 | 0 | 0 | 0 | 0 | 0 | 0 | 0 | 0 | 5 | 2 | 5 | 2 |  | 2 | 1 | 1 | 1 | 1 | 1 | 1 | 1 | 2 | 3 | 3 | 1 | 1 | 1 | 1 | 3 | 1 | 1 | 1 | 1 | 0
PG&E GBA | Nortech | 115 | Solar |  |  | 0 | 0 | 0 | 0 | 0 | 0 | 0 | 0 | 0 | 1 | 1 | 1 | 1 |  | 2 | 1 | 1 | 1 | 1 | 2 | 5 | 1 | 1 | 1 | 1 | 2 | 1 | 2 | 1 | 2 | 2 | 1 | 4+ | 1 | 1
SDGE | North City Metering | 138 | Solar |  |  | 0 | 0 | 0 | 0 | 0 | 0 | 0 | 0 | 0 | 3 | 3 | 1 | 1 |  | 2 | 1 | 1 | 1 | 1 | 2 | 2 | 1 | 1 | 1 | 2 | 1 | 1 | 2 | 1 | 2 | 1 | 3 | 1 | 1 | 0
PG&E GBA | North Dublin | 230 | Solar |  |  | 0 | 0 | 0 | 0 | 0 | 0 | 0 | 0 | 0 | 5 | 5 | 1 | 1 |  | 1 | 1 | 1 | 1 | 1 | 2 | 5 | 1 | 1 | 3 | 3 | 1 | 1 | 2 | 1 | 2 | 1 | 3 | 1 | 1 | 0
SDGE | North Gila | 500 | Solar |  |  | 500 | 0 | 500 | 0 | 0 | 0 | 500 | 0 | 500 | 3 | 3 | 1 | 1 |  | 1 | 1 | 4 | 2 | 5 | 2 | 1 | 1 | 1 | 1 | 1 | 1 | 1 | 2 | 2 | 4 | 2 | 3 | 3- | 1 | 1
SCE Metro | North of SONGS | 230 | Solar |  |  | 0 | 0 | 0 | 0 | 0 | 0 | 0 | 0 | 0 | 1 | 1 | 1 | 1 |  | 1 | 1 | 1 | 1 | 1 | 2 | 5 | 1 | 2 | 2 | 3 | 2 | 1 | 2 | 1 | 3 | 1 | 3 | 1 | 1 | 0
SCE Metro | North of SONGS | 500 | Solar |  |  | 0 | 0 | 0 | 0 | 0 | 0 | 0 | 0 | 0 | 1 | 1 | 1 | 1 |  | 1 | 1 | 1 | 1 | 1 | 2 | 5 | 1 | 2 | 2 | 3 | 2 | 1 | 2 | 1 | 3 | 1 | 3 | 1 | 1 | 0
PG&E NGBA | Notre Dame | 115 | Solar |  |  | 0 | 0 | 0 | 0 | 0 | 0 | 0 | 0 | 0 | 5 | 2 | 1 | 1 |  | 1 | 1 | 1 | 1 | 1 | 2 | 2 | 2 | 1 | 1 | 3 | 1 | 1 | 2 | 1 | 4 | 2 | 2 | 1+ | 1 | 1
PG&E GBA | Oakland C | 115 | Solar |  |  | 0 | 200 | 200 | 0 | 0 | 0 | 0 | 200 | 200 | 5 | 2 | 1 | 1 | 3 | 1 | 4 | 3 | 2 | 1 | 2 | 1 | 2 | 2 | 2 | 2 | 1 | 1 | 2 | 1 | 1 | 1 | 2 | 5- | 1 | 1
PG&E GBA | Oakland J | 115 | Solar |  |  | 0 | 0 | 0 | 0 | 0 | 0 | 0 | 0 | 0 | 5 | 2 | 1 | 1 |  | 1 | 1 | 1 | 1 | 1 | 2 | 2 | 2 | 1 | 2 | 3 | 1 | 1 | 2 | 1 | 2 | 1 | 1 | 1 | 1 | 0
PG&E GBA | Oakland L | 115 | Solar |  |  | 0 | 0 | 0 | 0 | 0 | 0 | 0 | 0 | 0 | 5 | 2 | 1 | 1 |  | 1 | 1 | 1 | 1 | 1 | 2 | 2 | 1 | 1 | 3 | 3 | 1 | 1 | 2 | 1 | 2 | 1 | 1 | 1 | 1 | 0
PG&E GBA | Oakland X | 115 | Solar |  |  | 0 | 100 | 100 | 0 | 0 | 0 | 0 | 100 | 100 | 5 | 2 | 1 | 1 |  | 1 | 3 | 2 | 1 | 1 | 2 | 2 | 2 | 1 | 3 | 3 | 1 | 1 | 2 | 1 | 2 | 1 | 2 | 5- | 1 | 1
SDGE | Ocean Ranch | 69 | Solar |  |  | 0 | 0 | 0 | 0 | 0 | 0 | 0 | 0 | 0 | 3 | 3 | 1 | 1 |  | 1 | 1 | 1 | 1 | 1 | 2 | 1 | 3 | 1 | 2 | 3 | 1 | 1 | 2 | 1 | 4 | 1 | 3 | 1 | 1 | 0
PG&E KERN | Oceano | 115 | Solar |  |  | 0 | 0 | 0 | 0 | 0 | 0 | 0 | 0 | 0 | 5 | 2 | 5 | 2 |  | 1 | 1 | 1 | 1 | 1 | 2 | 2 | 1 | 1 | 1 | 1 | 1 | 1 | 2 | 2 | 4 | 2 | 3 | 1 | 1 | 0
SDGE | Ocotillo Express | 500 | Solar |  |  | 0 | 0 | 0 | 0 | 0 | 0 | 0 | 0 | 0 | 3 | 3 | 1 | 1 |  | 3 | 1 | 1 | 1 | 1 | 2 | 1 | 1 | 1 | 1 | 2 | 1 | 1 | 2 | 1 | 4 | 2 | 3 | 1 | 1 | 0
PG&E KERN | Old River | 70 | Solar |  |  | 0 | 0 | 0 | 0 | 0 | 0 | 0 | 0 | 0 | 5 | 2 | 5 | 2 |  | 1 | 1 | 1 | 1 | 2 | 1 | 1 | 1 | 1 | 1 | 1 | 1 | 1 | 1 | 1 | 4 | 1 | 2 | 1 | 1 | 0
SDGE | Old Town | 230 | Solar |  |  | 0 | 0 | 0 | 0 | 0 | 0 | 0 | 0 | 0 | 3 | 3 | 1 | 1 |  | 1 | 1 | 1 | 1 | 1 | 2 | 1 | 1 | 1 | 3 | 3 | 1 | 1 | 2 | 1 | 3 | 1 | 2 | 1 | 1 | 0
SCE Metro | Olinda | 230 | Solar |  |  | 0 | 0 | 0 | 0 | 0 | 0 | 0 | 0 | 0 | 1 | 1 | 1 | 1 |  | 1 | 1 | 1 | 1 | 1 | 2 | 5 | 2 | 1 | 1 | 2 | 1 | 1 | 1 | 1 | 2 | 1 | 2 | 1 | 1 | 0
PG&E FRESNO | Olive | 115 | Solar |  |  | 0 | 0 | 0 | 0 | 0 | 0 | 0 | 0 | 0 | 5 | 2 | 5 | 2 | 3 | 1 | 1 | 1 | 1 | 1 | 1 | 2 | 1 | 1 | 1 | 2 | 1 | 1 | 1 | 1 | 4 | 1 | 1 | 1 | 4 | 1
PG&E NGBA | Olivehurst | 115 | Solar |  |  | 0 | 0 | 0 | 0 | 0 | 0 | 0 | 0 | 0 | 5 | 2 | 1 | 1 |  | 1 | 1 | 1 | 1 | 2 | 2 | 1 | 1 | 1 | 1 | 1 | 1 | 1 | 2 | 2 | 2 | 1 | 2 | 1 | 1 | 0
PG&E NGBA | Oregon Trail | 60 | Solar |  |  | 0 | 0 | 0 | 0 | 0 | 0 | 0 | 0 | 0 | 5 | 2 | 1 | 1 |  | 1 | 1 | 1 | 1 | 1 | 2 | 5 | 3 | 1 | 1 | 3 | 1 | 1 | 2 | 2 | 3 | 2 | 3 | 1+ | 1 | 1
SCE Northern | Ormond Beach | 230 | Solar |  |  | 0 | 0 | 0 | 0 | 0 | 0 | 0 | 0 | 0 | 5 | 2 | 1 | 1 |  | 1 | 1 | 1 | 1 | 2 | 1 | 1 | 1 | 1 | 1 | 1 | 1 | 1 | 2 | 1 | 1 | 1 | 1 | 1 | 1 | 0
PG&E FRESNO | Oro Loma | 115 | Solar |  |  | 100 | 0 | 100 | 0 | 0 | 0 | 100 | 0 | 100 | 5 | 2 | 5 | 2 |  | 1 | 3 | 1 | 1 | 1 | 1 | 1 | 1 | 1 | 1 | 1 | 1 | 1 | 1 | 1 | 4 | 2 | 1 | 3- | 1 | 1
PG&E FRESNO | Oro Loma | 70 | Solar |  |  | 0 | 0 | 0 | 0 | 0 | 0 | 0 | 0 | 0 | 5 | 2 | 5 | 2 |  | 1 | 1 | 1 | 1 | 1 | 1 | 1 | 1 | 1 | 1 | 1 | 1 | 1 | 1 | 1 | 4 | 2 | 1 | 1+ | 1 | 1
PG&E FRESNO | Orosi | 70 | Solar |  |  | 0 | 0 | 0 | 0 | 0 | 0 | 0 | 0 | 0 | 5 | 2 | 5 | 2 |  | 1 | 1 | 1 | 1 | 1 | 1 | 1 | 1 | 1 | 1 | 2 | 1 | 1 | 1 | 1 | 4 | 1 | 1 | 1+ | 1 | 1
SDGE | Otay | 69 | Solar |  |  | 0 | 0 | 0 | 0 | 0 | 0 | 0 | 0 | 0 | 3 | 3 | 1 | 1 |  | 1 | 3 | 1 | 1 | 1 | 2 | 2 | 1 | 3 | 4 | 5 | 1 | 1 | 2 | 1 | 1 | 1 | 1 | 1 | 1 | 0
SDGE | Otay Mesa | 230 | Solar |  |  | 0 | 0 | 0 | 0 | 0 | 0 | 0 | 0 | 0 | 3 | 3 | 1 | 1 |  | 1 | 2 | 1 | 1 | 1 | 2 | 5 | 1 | 4 | 4 | 5 | 1 | 1 | 2 | 1 | 1 | 1 | 3 | 1 | 1 | 0
PG&E FRESNO | Padre Flats SW STA | 230 | Solar |  |  | 400 | 0 | 400 | 0 | 0 | 0 | 400 | 0 | 400 | 5 | 2 | 5 | 2 |  | 1 | 1 | 2 | 1 | 1 | 1 | 3 | 2 | 1 | 1 | 2 | 1 | 1 | 1 | 1 | 4 | 2 | 1 | 5- | 1 | 1
EOP | Pahrump | 138 | Solar |  |  | 0 | 0 | 0 | 0 | 0 | 0 | 0 | 0 | 0 | 5 | 2 | 1 | 1 |  | 1 | 1 | 1 | 1 | 1 | 2 | 1 | 1 | 1 | 1 | 1 | 1 | 1 | 2 | 2 | 4 | 1 | 3 | 1 | 1 | 0
EOP | Pahrump | 230 | Solar |  |  | 0 | 0 | 0 | 0 | 0 | 0 | 0 | 0 | 0 | 5 | 2 | 1 | 1 |  | 1 | 1 | 1 | 1 | 1 | 2 | 1 | 1 | 1 | 1 | 1 | 1 | 1 | 2 | 2 | 4 | 1 | 3 | 1 | 1 | 0
SDGE | Pala | 69 | Solar |  |  | 0 | 0 | 0 | 0 | 0 | 0 | 0 | 0 | 0 | 3 | 3 | 1 | 1 |  | 1 | 1 | 1 | 1 | 1 | 2 | 5 | 2 | 1 | 1 | 2 | 1 | 1 | 2 | 1 | 1 | 1 | 3 | 1 | 1 | 0
PG&E NGBA | Palermo | 115 | Solar |  |  | 0 | 0 | 0 | 0 | 0 | 0 | 0 | 0 | 0 | 5 | 2 | 1 | 1 | 4 | 1 | 1 | 1 | 1 | 1 | 2 | 3 | 3 | 1 | 1 | 4 | 1 | 1 | 2 | 1 | 2 | 2 | 2 | 1 | 1 | 0
PG&E NGBA | Palermo | 230 | Solar |  |  | 0 | 0 | 0 | 0 | 0 | 0 | 0 | 0 | 0 | 5 | 2 | 1 | 1 |  | 1 | 1 | 1 | 1 | 1 | 2 | 3 | 3 | 1 | 1 | 4 | 1 | 1 | 2 | 1 | 2 | 2 | 2 | 1 | 1 | 0
SCE Eastern | Palo Verde | 500 | Solar |  |  | 0 | 0 | 0 | 0 | 0 | 0 | 0 | 0 | 0 | 5 | 4 | 4 | 4 |  | 1 | 1 | 1 | 1 | 1 | 2 | 1 | 1 | 1 | 1 | 1 | 1 | 1 | 2 | 1 | 4 | 2 | 3 | 1 | 1 | 0
SDGE | Palomar Energy | 230 | Solar |  |  | 0 | 0 | 0 | 0 | 0 | 0 | 0 | 0 | 0 | 3 | 3 | 1 | 1 |  | 1 | 1 | 1 | 1 | 1 | 2 | 2 | 1 | 1 | 1 | 2 | 1 | 1 | 2 | 1 | 2 | 1 | 3 | 1 | 1 | 0
PG&E KERN | Panama | 70 | Solar |  |  | 0 | 0 | 0 | 0 | 0 | 0 | 0 | 0 | 0 | 5 | 2 | 5 | 2 |  | 1 | 1 | 1 | 1 | 2 | 1 | 1 | 1 | 1 | 1 | 1 | 1 | 1 | 1 | 1 | 4 | 1 | 1 | 1 | 1 | 0
PG&E FRESNO | Panoche | 115 | Solar |  |  | 0 | 0 | 0 | 0 | 0 | 0 | 0 | 0 | 0 | 5 | 2 | 5 | 2 |  | 1 | 1 | 1 | 1 | 2 | 1 | 1 | 1 | 1 | 1 | 1 | 1 | 1 | 1 | 1 | 1 | 2 | 1 | 1 | 1 | 0
PG&E FRESNO | Panoche | 230 | Solar |  |  | 0 | 0 | 0 | 0 | 0 | 0 | 0 | 0 | 0 | 5 | 2 | 5 | 2 | 3 | 1 | 1 | 1 | 1 | 2 | 1 | 1 | 1 | 1 | 1 | 1 | 1 | 1 | 1 | 1 | 1 | 2 | 1 | 4+ | 1 | 1
SCE Northern | Pardee | 230 | Solar |  |  | 700 | 0 | 700 | 0 | 0 | 0 | 700 | 0 | 700 | 5 | 2 | 1 | 1 |  | 1 | 1 | 3 | 2 | 1 | 2 | 5 | 1 | 1 | 1 | 2 | 1 | 1 | 1 | 1 | 3 | 1 | 3 | 5- | 1 | 1
PG&E NGBA | Parkway | 230 | Solar |  |  | 0 | 0 | 0 | 0 | 0 | 0 | 0 | 0 | 0 | 5 | 5 | 1 | 1 |  | 1 | 1 | 1 | 1 | 1 | 2 | 2 | 1 | 1 | 1 | 3 | 1 | 1 | 2 | 1 | 4 | 1 | 2 | 1 | 1 | 0
SCE Northern | Pastoria | 230 | Solar |  |  | 0 | 105 | 105 | 0 | 105 | 105 | 0 | 0 | 0 | 5 | 2 | 1 | 1 |  | 1 | 2 | 3 | 1 | 2 | 2 | 3 | 2 | 1 | 1 | 2 | 1 | 1 | 1 | 1 | 2 | 1 | 3 | 1 | 1 | 1
SCE Metro | Pauda | 230 | Solar |  |  | 0 | 0 | 0 | 0 | 0 | 0 | 0 | 0 | 0 | 1 | 1 | 1 | 1 |  | 1 | 1 | 1 | 1 | 1 | 2 | 5 | 1 | 1 | 1 | 1 | 1 | 1 | 1 | 1 | 2 | 1 | 2 | 1 | 1 | 0
PG&E GBA | Paul Sweet | 115 | Solar |  |  | 0 | 0 | 0 | 0 | 0 | 0 | 0 | 0 | 0 | 1 | 1 | 1 | 1 |  | 1 | 1 | 1 | 1 | 1 | 1 | 1 | 1 | 1 | 3 | 3 | 1 | 1 | 2 | 2 | 2 | 2 | 3 | 4+ | 1 | 1
PG&E NGBA | Peabody | 230 | Solar |  |  | 0 | 0 | 0 | 0 | 0 | 0 | 0 | 0 | 0 | 5 | 5 | 1 | 1 |  | 1 | 1 | 1 | 1 | 1 | 2 | 3 | 1 | 1 | 1 | 2 | 1 | 1 | 2 | 1 | 2 | 1 | 2 | 4+ | 1 | 1
PG&E NGBA | Pease | 115 | Solar |  |  | 0 | 0 | 0 | 0 | 0 | 0 | 0 | 0 | 0 | 5 | 2 | 1 | 1 |  | 1 | 1 | 1 | 1 | 1 | 2 | 1 | 1 | 1 | 1 | 2 | 1 | 1 | 2 | 2 | 2 | 1 | 2 | 4+ | 1 | 1
PG&E NGBA | Pease | 60 | Solar |  |  | 0 | 0 | 0 | 0 | 0 | 0 | 0 | 0 | 0 | 5 | 2 | 1 | 1 |  | 1 | 1 | 1 | 1 | 1 | 2 | 1 | 1 | 1 | 1 | 2 | 1 | 1 | 2 | 2 | 2 | 1 | 2 | 1 | 1 | 0
SDGE | Penasquitos | 138 | Solar |  |  | 0 | 0 | 0 | 0 | 0 | 0 | 0 | 0 | 0 | 3 | 3 | 1 | 1 |  | 1 | 1 | 1 | 1 | 1 | 2 | 1 | 1 | 2 | 2 | 3 | 1 | 1 | 2 | 1 | 2 | 1 | 3 | 1 | 1 | 0
SDGE | Penasquitos | 230 | Solar |  |  | 0 | 0 | 0 | 0 | 0 | 0 | 0 | 0 | 0 | 3 | 3 | 1 | 1 |  | 1 | 1 | 1 | 1 | 1 | 2 | 1 | 1 | 2 | 2 | 3 | 1 | 1 | 2 | 1 | 2 | 1 | 3 | 1 | 1 | 0
SDGE | Penasquitos | 69 | Solar |  |  | 0 | 0 | 0 | 0 | 0 | 0 | 0 | 0 | 0 | 3 | 3 | 1 | 1 |  | 4 | 1 | 1 | 1 | 1 | 2 | 1 | 1 | 2 | 2 | 3 | 1 | 1 | 2 | 1 | 2 | 1 | 3 | 1 | 1 | 0
SDGE | Pendleton | 69 | Solar |  |  | 0 | 0 | 0 | 0 | 0 | 0 | 0 | 0 | 0 | 3 | 3 | 1 | 1 |  | 1 | 4 | 1 | 1 | 1 | 2 | 5 | 3 | 1 | 1 | 3 | 1 | 1 | 2 | 1 | 4 | 1 | 3 | 1 | 1 | 0
PG&E NGBA | Penngrove | 115 | Solar |  |  | 0 | 0 | 0 | 0 | 0 | 0 | 0 | 0 | 0 | 5 | 5 | 1 | 1 |  | 1 | 1 | 1 | 1 | 1 | 2 | 3 | 2 | 1 | 2 | 3 | 1 | 1 | 2 | 1 | 3 | 2 | 2 | 4+ | 1 | 1
PG&E GBA | Peoria | 115 | Solar |  |  | 0 | 0 | 0 | 0 | 0 | 0 | 0 | 0 | 0 | 5 | 5 | 1 | 1 |  | 2 | 1 | 1 | 1 | 1 | 2 | 5 | 2 | 1 | 1 | 3 | 2 | 1 | 2 | 1 | 4 | 1 | 3 | 1 | 1 | 0
PG&E GBA | Piercy | 115 | Solar |  |  | 0 | 0 | 0 | 0 | 0 | 0 | 0 | 0 | 0 | 1 | 1 | 1 | 1 |  | 1 | 1 | 1 | 1 | 1 | 2 | 5 | 3 | 1 | 1 | 3 | 2 | 1 | 2 | 1 | 2 | 2 | 2 | 1+ | 1 | 1
PG&E FRESNO | Pine Flat | 230 | Solar |  |  | 0 | 0 | 0 | 0 | 0 | 0 | 0 | 0 | 0 | 5 | 2 | 5 | 2 |  | 1 | 1 | 1 | 1 | 1 | 1 | 5 | 3 | 1 | 1 | 3 | 3 | 1 | 1 | 1 | 4 | 2 | 3 | 1 | 1 | 0
SCE NOL | Pisgah | 230 | Solar |  |  | 0 | 0 | 0 | 0 | 0 | 0 | 0 | 0 | 0 | 1 | 1 | 1 | 1 | 4 | 1 | 1 | 1 | 1 | 1 | 2 | 1 | 2 | 3 | 3 | 3 | 2 | 1 | 2 | 1 | 4 | 1 | 1 | 2+ | 1 | 1
PG&E NGBA | Pit 1 | 230 | Solar |  |  | 0 | 0 | 0 | 0 | 0 | 0 | 0 | 0 | 0 | 5 | 2 | 1 | 1 |  | 1 | 1 | 1 | 1 | 1 | 2 | 1 | 1 | 1 | 1 | 2 | 1 | 1 | 2 | 2 | 4 | 2 | 3 | 1 | 1 | 0
PG&E NGBA | Pit 1 | 60 | Solar |  |  | 0 | 0 | 0 | 0 | 0 | 0 | 0 | 0 | 0 | 5 | 2 | 1 | 1 |  | 1 | 1 | 1 | 1 | 1 | 2 | 1 | 1 | 1 | 1 | 2 | 1 | 1 | 2 | 2 | 4 | 2 | 3 | 1 | 1 | 0
PG&E NGBA | Pit 3 | 230 | Solar |  |  | 0 | 0 | 0 | 0 | 0 | 0 | 0 | 0 | 0 | 5 | 2 | 1 | 1 |  | 1 | 1 | 1 | 1 | 1 | 2 | 3 | 1 | 1 | 1 | 1 | 1 | 1 | 2 | 2 | 4 | 2 | 3 | 1 | 1 | 0
PG&E NGBA | Pit 4 | 230 | Solar |  |  | 0 | 0 | 0 | 0 | 0 | 0 | 0 | 0 | 0 | 5 | 2 | 1 | 1 |  | 1 | 1 | 1 | 1 | 1 | 2 | 5 | 1 | 1 | 1 | 1 | 1 | 1 | 2 | 2 | 4 | 2 | 3 | 1 | 1 | 0
PG&E GBA | Pittsburg | 115 | Solar |  |  | 0 | 0 | 0 | 0 | 0 | 0 | 0 | 0 | 0 | 5 | 2 | 1 | 1 | 4 | 1 | 1 | 1 | 1 | 1 | 2 | 3 | 1 | 1 | 1 | 2 | 1 | 1 | 2 | 1 | 2 | 1 | 1 | 1 | 1 | 0
PG&E GBA | Pittsburg | 230 | Solar |  |  | 0 | 0 | 0 | 0 | 0 | 0 | 0 | 0 | 0 | 5 | 2 | 1 | 1 | 4 | 1 | 1 | 1 | 1 | 1 | 2 | 3 | 1 | 1 | 1 | 2 | 1 | 1 | 2 | 1 | 2 | 1 | 1 | 1 | 1 | 0
PG&E NGBA | Pleasant Grove | 115 | Solar |  |  | 0 | 0 | 0 | 0 | 0 | 0 | 0 | 0 | 0 | 5 | 2 | 1 | 1 |  | 1 | 1 | 1 | 1 | 1 | 2 | 2 | 1 | 1 | 1 | 1 | 1 | 1 | 2 | 1 | 2 | 2 | 3 | 4+ | 1 | 1
PG&E NGBA | POE | 230 | Solar |  |  | 0 | 0 | 0 | 0 | 0 | 0 | 0 | 0 | 0 | 5 | 2 | 1 | 1 |  | 1 | 1 | 1 | 1 | 1 | 2 | 2 | 1 | 1 | 3 | 3 | 1 | 1 | 2 | 1 | 4 | 2 | 3 | 1 | 1 | 0
SDGE | Point Loma | 69 | Solar |  |  | 0 | 0 | 0 | 0 | 0 | 0 | 0 | 0 | 0 | 3 | 3 | 1 | 1 |  | 1 | 1 | 1 | 1 | 1 | 2 | 1 | 1 | 1 | 3 | 3 | 1 | 1 | 2 | 1 | 3 | 1 | 2 | 1 | 1 | 0
SDGE | Pomerado | 69 | Solar |  |  | 0 | 0 | 0 | 0 | 0 | 0 | 0 | 0 | 0 | 3 | 3 | 1 | 1 |  | 1 | 5 | 1 | 1 | 1 | 2 | 5 | 3 | 2 | 2 | 5 | 1 | 1 | 2 | 1 | 3 | 1 | 3 | 1 | 1 | 0
PG&E KERN | Poso Mountain | 115 | Solar |  |  | 100 | 100 | 200 | 0 | 0 | 0 | 100 | 100 | 200 | 5 | 2 | 5 | 2 |  | 1 | 4 | 1 | 1 | 1 | 1 | 3 | 3 | 1 | 1 | 3 | 1 | 1 | 1 | 1 | 3 | 1 | 2 | 5- | 1 | 1
EOP | Primm | 230 | Solar |  |  | 0 | 0 | 0 | 0 | 0 | 0 | 0 | 0 | 0 | 5 | 2 | 1 | 1 |  | 1 | 1 | 1 | 1 | 1 | 2 | 1 | 1 | 1 | 1 | 1 | 1 | 1 | 2 | 2 | 4 | 1 | 2 | 1 | 1 | 0
PG&E NGBA | Putah Creek | 115 | Solar |  |  | 0 | 0 | 0 | 0 | 0 | 0 | 0 | 0 | 0 | 5 | 5 | 1 | 1 |  | 1 | 1 | 1 | 1 | 1 | 2 | 3 | 2 | 1 | 1 | 2 | 1 | 1 | 2 | 1 | 3 | 2 | 3 | 4+ | 4 | 1
SDGE | Q1806 | 138 | Solar |  |  | 0 | 0 | 0 | 0 | 0 | 0 | 0 | 0 | 0 | 1 | 1 | 1 | 1 |  | 1 | 1 | 1 | 1 | 1 | 2 | 5 | 1 | 2 | 3 | 3 | 2 | 1 | 1 | 1 | 2 | 1 | 3 | 1 | 1 | 0
PG&E FRESNO | Quinto | 230 | Solar |  |  | 0 | 0 | 0 | 0 | 0 | 0 | 0 | 0 | 0 | 5 | 2 | 5 | 2 |  | 1 | 1 | 1 | 1 | 1 | 1 | 2 | 2 | 1 | 1 | 2 | 1 | 1 | 1 | 1 | 4 | 2 | 1 | 1 | 4 | 1
PG&E GBA | Race Track | 115 | Solar |  |  | 0 | 0 | 0 | 0 | 0 | 0 | 0 | 0 | 0 | 5 | 5 | 1 | 1 |  | 1 | 1 | 1 | 1 | 1 | 2 | 5 | 1 | 1 | 1 | 2 | 1 | 1 | 2 | 1 | 4 | 1 | 3 | 1 | 1 | 0
SDGE | Rancho Mission Viejo | 138 | Solar |  |  | 0 | 0 | 0 | 0 | 0 | 0 | 0 | 0 | 0 | 1 | 1 | 1 | 1 |  | 1 | 1 | 1 | 1 | 1 | 2 | 5 | 1 | 2 | 2 | 3 | 2 | 1 | 1 | 1 | 2 | 1 | 3 | 1 | 1 | 0
PG&E GBA | Rancho Seco | 230 | Solar |  |  | 0 | 0 | 0 | 0 | 0 | 0 | 0 | 0 | 0 | 1 | 1 | 1 | 1 |  | 1 | 1 | 1 | 1 | 1 | 1 | 1 | 3 | 1 | 2 | 3 | 1 | 1 | 2 | 1 | 1 | 2 | 3 | 1 | 1 | 0
SCE Metro | Rancho Vista | 230 | Solar |  |  | 0 | 0 | 0 | 0 | 0 | 0 | 0 | 0 | 0 | 1 | 1 | 1 | 1 |  | 1 | 1 | 1 | 1 | 1 | 2 | 5 | 1 | 1 | 1 | 1 | 1 | 1 | 1 | 1 | 1 | 1 | 1 | 1 | 1 | 0
SCE Metro | Rancho Vista | 500 | Solar |  |  | 0 | 0 | 0 | 0 | 0 | 0 | 0 | 0 | 0 | 1 | 1 | 1 | 1 |  | 1 | 1 | 1 | 1 | 1 | 2 | 5 | 1 | 1 | 1 | 1 | 1 | 1 | 1 | 1 | 1 | 1 | 1 | 1 | 1 | 0
SCE NOL | Ransburg | 115 | Solar |  |  | 0 | 0 | 0 | 0 | 0 | 0 | 0 | 0 | 0 | 4 | 3 | 1 | 1 |  | 1 | 1 | 1 | 1 | 1 | 2 | 1 | 1 | 1 | 1 | 1 | 1 | 1 | 2 | 1 | 4 | 1 | 1 | 1 | 1 | 0
PG&E GBA | Ravenswood | 115 | Solar |  |  | 0 | 0 | 0 | 0 | 0 | 0 | 0 | 0 | 0 | 5 | 2 | 1 | 1 |  | 1 | 1 | 5 | 5 | 4 | 2 | 1 | 2 | 3 | 4 | 4 | 1 | 2 | 2 | 1 | 2 | 1 | 2 | 1 | 1 | 0
PG&E GBA | Ravenswood | 230 | Solar |  |  | 0 | 100 | 100 | 0 | 0 | 0 | 0 | 100 | 100 | 5 | 2 | 1 | 1 |  | 1 | 2 | 5 | 5 | 4 | 2 | 1 | 2 | 3 | 4 | 4 | 1 | 2 | 2 | 1 | 2 | 1 | 2 | 5- | 1 | 1
SCE Northern | Rector | 230 | Solar |  |  | 0 | 0 | 0 | 0 | 0 | 0 | 0 | 0 | 0 | 1 | 1 | 1 | 1 |  | 1 | 1 | 1 | 1 | 2 | 1 | 1 | 1 | 1 | 1 | 1 | 1 | 1 | 1 | 1 | 2 | 1 | 2 | 4+ | 1 | 1
SCE Eastern | Red Bluff | 230 | Solar |  |  | 0 | 200 | 200 | 0 | 0 | 0 | 0 | 200 | 200 | 4 | 4 | 4 | 4 | 1 | 1 | 1 | 4 | 2 | 4 | 2 | 1 | 2 | 1 | 1 | 2 | 2 | 1 | 2 | 2 | 4 | 1 | 3 | 4+ | 4 | 1
SCE Eastern | Red Bluff | 500 | Solar |  |  | 175 | 400 | 575 | 175 | 0 | 175 | 0 | 400 | 400 | 4 | 4 | 4 | 4 | 5 | 1 | 1 | 4 | 2 | 4 | 2 | 1 | 2 | 1 | 1 | 2 | 2 | 1 | 2 | 2 | 4 | 1 | 3 | 3- | 1 | 1
PG&E NGBA | Redbud | 115 | Solar |  |  | 0 | 0 | 0 | 0 | 0 | 0 | 0 | 0 | 0 | 5 | 5 | 1 | 1 |  | 1 | 1 | 1 | 1 | 1 | 2 | 5 | 1 | 1 | 1 | 2 | 1 | 1 | 2 | 2 | 4 | 2 | 3 | 1 | 1 | 0
SCE Metro | Redondo | 230 | Solar |  |  | 0 | 0 | 0 | 0 | 0 | 0 | 0 | 0 | 0 | 1 | 1 | 1 | 1 |  | 1 | 1 | 1 | 1 | 1 | 2 | 1 | 1 | 1 | 3 | 3 | 1 | 1 | 1 | 1 | 2 | 1 | 2 | 1 | 1 | 0
PG&E FRESNO | Reedley | 115 | Solar |  |  | 0 | 0 | 0 | 0 | 0 | 0 | 0 | 0 | 0 | 5 | 2 | 5 | 2 |  | 1 | 1 | 1 | 1 | 1 | 1 | 1 | 1 | 1 | 1 | 1 | 1 | 1 | 1 | 1 | 4 | 2 | 1 | 1 | 1 | 0
PG&E KERN | Renfro | 115 | Solar |  |  | 0 | 0 | 0 | 0 | 0 | 0 | 0 | 0 | 0 | 5 | 2 | 5 | 2 |  | 1 | 1 | 1 | 1 | 2 | 1 | 1 | 1 | 1 | 1 | 1 | 1 | 1 | 1 | 1 | 2 | 1 | 2 | 1 | 1 | 0
PG&E GBA | Richmond R | 115 | Solar |  |  | 0 | 0 | 0 | 0 | 0 | 0 | 0 | 0 | 0 | 5 | 2 | 1 | 1 |  | 1 | 1 | 1 | 1 | 1 | 2 | 2 | 1 | 2 | 2 | 2 | 1 | 1 | 2 | 1 | 2 | 1 | 2 | 4+ | 1 | 1
PG&E NGBA | Rincon | 115 | Solar |  |  | 0 | 0 | 0 | 0 | 0 | 0 | 0 | 0 | 0 | 5 | 5 | 1 | 1 |  | 1 | 1 | 1 | 1 | 1 | 2 | 1 | 2 | 1 | 3 | 3 | 1 | 1 | 2 | 1 | 3 | 2 | 2 | 1 | 1 | 0
PG&E KERN | Rio Bravo | 115 | Solar |  |  | 0 | 0 | 0 | 0 | 0 | 0 | 0 | 0 | 0 | 5 | 2 | 5 | 2 | 4 | 1 | 1 | 1 | 1 | 2 | 1 | 1 | 1 | 1 | 1 | 1 | 1 | 1 | 1 | 1 | 2 | 1 | 1 | 1+ | 1 | 1
SCE Metro | Rio Hondo | 230 | Solar |  |  | 0 | 0 | 0 | 0 | 0 | 0 | 0 | 0 | 0 | 1 | 1 | 1 | 1 | 1 | 1 | 1 | 1 | 1 | 1 | 2 | 5 | 1 | 1 | 3 | 3 | 3 | 1 | 1 | 1 | 4 | 1 | 1 | 1 | 1 | 0
PG&E NGBA | Rio Oso | 115 | Solar |  |  | 0 | 0 | 0 | 0 | 0 | 0 | 0 | 0 | 0 | 5 | 2 | 1 | 1 |  | 1 | 1 | 1 | 1 | 1 | 2 | 1 | 1 | 1 | 1 | 2 | 1 | 1 | 2 | 1 | 4 | 1 | 3 | 1 | 1 | 0
PG&E NGBA | Rio Oso | 230 | Solar |  |  | 0 | 0 | 0 | 0 | 0 | 0 | 0 | 0 | 0 | 5 | 2 | 1 | 1 |  | 1 | 1 | 1 | 1 | 1 | 2 | 1 | 1 | 1 | 1 | 2 | 1 | 1 | 2 | 1 | 4 | 1 | 3 | 1+ | 1 | 1
PG&E GBA | Ripon | 115 | Solar |  |  | 0 | 0 | 0 | 0 | 0 | 0 | 0 | 0 | 0 | 5 | 5 | 1 | 1 | 3 | 1 | 2 | 1 | 1 | 2 | 1 | 1 | 1 | 1 | 1 | 1 | 1 | 1 | 1 | 1 | 2 | 2 | 2 | 1 | 1 | 0
PG&E GBA | Riverbank | 115 | Solar |  |  | 0 | 0 | 0 | 0 | 0 | 0 | 0 | 0 | 0 | 5 | 5 | 1 | 1 |  | 1 | 1 | 1 | 1 | 1 | 1 | 2 | 2 | 1 | 1 | 2 | 1 | 1 | 1 | 1 | 3 | 2 | 2 | 1 | 1 | 0
SCE NOL | Roadway | 115 | Solar |  |  | 0 | 0 | 0 | 0 | 0 | 0 | 0 | 0 | 0 | 1 | 1 | 1 | 1 | 3 | 1 | 1 | 1 | 1 | 1 | 2 | 1 | 1 | 1 | 1 | 2 | 1 | 1 | 2 | 1 | 2 | 1 | 1 | 4+ | 4 | 1
PG&E NGBA | Rock Creek 1 | 230 | Solar |  |  | 0 | 0 | 0 | 0 | 0 | 0 | 0 | 0 | 0 | 5 | 2 | 1 | 1 |  | 1 | 1 | 1 | 1 | 1 | 2 | 5 | 1 | 1 | 2 | 3 | 2 | 1 | 2 | 2 | 4 | 1 | 3 | 1 | 1 | 0
SCE Northern | Rosamond | 66 | Solar |  |  | 0 | 0 | 0 | 0 | 0 | 0 | 0 | 0 | 0 | 1 | 1 | 1 | 1 |  | 1 | 1 | 1 | 1 | 1 | 2 | 1 | 1 | 1 | 1 | 1 | 1 | 1 | 2 | 1 | 4 | 1 | 3 | 1 | 1 | 0
PG&E GBA | Rossmoor | 230 | Solar |  |  | 0 | 0 | 0 | 0 | 0 | 0 | 0 | 0 | 0 | 5 | 5 | 1 | 1 |  | 1 | 1 | 1 | 1 | 1 | 2 | 5 | 3 | 2 | 3 | 5 | 1 | 1 | 2 | 1 | 4 | 1 | 3 | 1 | 1 | 0
PG&E NGBA | Round Mountain | 230 | Solar |  |  | 0 | 0 | 0 | 0 | 0 | 0 | 0 | 0 | 0 | 5 | 2 | 1 | 1 |  | 1 | 1 | 1 | 1 | 1 | 2 | 5 | 3 | 1 | 1 | 3 | 1 | 1 | 2 | 2 | 4 | 2 | 3 | 1 | 1 | 0
PG&E NGBA | Round Mountain | 500 | Solar |  |  | 0 | 0 | 0 | 0 | 0 | 0 | 0 | 0 | 0 | 5 | 2 | 1 | 1 |  | 1 | 1 | 1 | 1 | 1 | 2 | 5 | 3 | 1 | 1 | 3 | 1 | 1 | 2 | 2 | 4 | 2 | 3 | 1 | 1 | 0
PG&E GBA | Salado | 115 | Solar |  |  | 0 | 0 | 0 | 0 | 0 | 0 | 0 | 0 | 0 | 1 | 1 | 1 | 1 |  | 1 | 1 | 1 | 1 | 1 | 1 | 2 | 2 | 1 | 1 | 2 | 1 | 1 | 1 | 1 | 4 | 2 | 1 | 1+ | 1 | 1
PG&E GBA | Salado | 60 | Solar |  |  | 0 | 0 | 0 | 0 | 0 | 0 | 0 | 0 | 0 | 1 | 1 | 1 | 1 |  | 1 | 1 | 1 | 1 | 1 | 1 | 2 | 2 | 1 | 1 | 2 | 1 | 1 | 1 | 1 | 4 | 2 | 1 | 1 | 1 | 0
PG&E GBA | Salinas | 115 | Solar |  |  | 0 | 0 | 0 | 0 | 0 | 0 | 0 | 0 | 0 | 1 | 1 | 1 | 1 |  | 1 | 1 | 1 | 1 | 2 | 1 | 2 | 1 | 1 | 1 | 1 | 1 | 1 | 2 | 2 | 3 | 2 | 2 | 4+ | 1 | 1
SDGE | Salt Creek | 69 | Solar |  |  | 0 | 0 | 0 | 0 | 0 | 0 | 0 | 0 | 0 | 3 | 3 | 1 | 1 |  | 1 | 1 | 1 | 1 | 1 | 2 | 3 | 1 | 3 | 4 | 5 | 1 | 1 | 2 | 1 | 3 | 1 | 2 | 1 | 1 | 0
SCE Eastern | San Bernardino | 230 | Solar |  |  | 0 | 0 | 0 | 0 | 0 | 0 | 0 | 0 | 0 | 4 | 2 | 1 | 1 |  | 1 | 1 | 1 | 1 | 1 | 2 | 5 | 1 | 1 | 2 | 3 | 1 | 1 | 1 | 1 | 2 | 1 | 2 | 1+ | 1 | 1
PG&E GBA | SAN FRAN A (POTRERO PP) | 115 | Solar |  |  | 0 | 0 | 0 | 0 | 0 | 0 | 0 | 0 | 0 | 5 | 2 | 1 | 1 |  | 1 | 1 | 1 | 1 | 1 | 2 | 1 | 1 | 1 | 1 | 1 | 1 | 1 | 2 | 1 | 2 | 1 | 2 | 1 | 1 | 0
PG&E GBA | SAN FRAN A (POTRERO PP) | 230 | Solar |  |  | 0 | 0 | 0 | 0 | 0 | 0 | 0 | 0 | 0 | 5 | 2 | 1 | 1 |  | 1 | 1 | 1 | 1 | 1 | 2 | 1 | 1 | 1 | 1 | 1 | 1 | 1 | 2 | 1 | 2 | 1 | 2 | 1 | 1 | 0
PG&E GBA | San Jose A | 115 | Solar |  |  | 0 | 0 | 0 | 0 | 0 | 0 | 0 | 0 | 0 | 1 | 1 | 1 | 1 |  | 1 | 1 | 1 | 1 | 1 | 2 | 5 | 1 | 1 | 1 | 1 | 2 | 1 | 2 | 1 | 2 | 2 | 2 | 1 | 1 | 0
PG&E GBA | San Jose B | 115 | Solar |  |  | 0 | 0 | 0 | 0 | 0 | 0 | 0 | 0 | 0 | 1 | 1 | 1 | 1 |  | 1 | 1 | 1 | 1 | 1 | 2 | 5 | 1 | 1 | 1 | 1 | 2 | 1 | 2 | 1 | 3 | 2 | 2 | 1 | 1 | 0
PG&E GBA | San Leandro U | 115 | Solar |  |  | 0 | 0 | 0 | 0 | 0 | 0 | 0 | 0 | 0 | 5 | 2 | 1 | 1 |  | 1 | 1 | 1 | 1 | 1 | 2 | 3 | 3 | 1 | 2 | 4 | 1 | 1 | 2 | 1 | 3 | 1 | 2 | 4+ | 1 | 1
PG&E KERN | San Luis Obispo | 115 | Solar |  |  | 0 | 0 | 0 | 0 | 0 | 0 | 0 | 0 | 0 | 5 | 2 | 5 | 2 |  | 1 | 1 | 1 | 1 | 1 | 2 | 5 | 1 | 1 | 2 | 3 | 1 | 1 | 2 | 2 | 4 | 2 | 3 | 1 | 1 | 0
PG&E KERN | San Luis Obispo | 70 | Solar |  |  | 0 | 0 | 0 | 0 | 0 | 0 | 0 | 0 | 0 | 5 | 2 | 5 | 2 |  | 1 | 1 | 1 | 1 | 1 | 2 | 5 | 1 | 1 | 2 | 3 | 1 | 1 | 2 | 2 | 4 | 2 | 3 | 1 | 1 | 0
SDGE | San Luis Rey | 230 | Solar |  |  | 0 | 0 | 0 | 0 | 0 | 0 | 0 | 0 | 0 | 3 | 3 | 1 | 1 |  | 1 | 1 | 1 | 1 | 1 | 2 | 1 | 2 | 2 | 2 | 3 | 1 | 1 | 2 | 1 | 4 | 1 | 3 | 1 | 1 | 0
SDGE | San Luis Rey | 69 | Solar |  |  | 0 | 0 | 0 | 0 | 0 | 0 | 0 | 0 | 0 | 3 | 3 | 1 | 1 |  | 1 | 1 | 1 | 1 | 1 | 2 | 1 | 2 | 2 | 2 | 3 | 1 | 1 | 2 | 1 | 4 | 1 | 3 | 1 | 1 | 0
SDGE | San Marcos | 69 | Solar |  |  | 0 | 0 | 0 | 0 | 0 | 0 | 0 | 0 | 0 | 3 | 3 | 1 | 1 |  | 1 | 1 | 1 | 1 | 1 | 2 | 2 | 2 | 1 | 1 | 3 | 1 | 1 | 2 | 1 | 2 | 1 | 3 | 1 | 1 | 0
SCE Metro | San Onofre | 230 | Solar |  |  | 0 | 0 | 0 | 0 | 0 | 0 | 0 | 0 | 0 | 1 | 1 | 1 | 1 |  | 1 | 1 | 1 | 1 | 1 | 2 | 5 | 1 | 3 | 3 | 3 | 3 | 1 | 2 | 1 | 4 | 1 | 3 | 1 | 1 | 0
PG&E GBA | San Pablo | 115 | Solar |  |  | 0 | 0 | 0 | 0 | 0 | 0 | 0 | 0 | 0 | 5 | 2 | 1 | 1 |  | 1 | 1 | 1 | 1 | 1 | 2 | 2 | 1 | 2 | 3 | 3 | 1 | 1 | 2 | 1 | 2 | 1 | 1 | 1 | 1 | 0
PG&E GBA | San Ramon | 230 | Solar |  |  | 0 | 0 | 0 | 0 | 0 | 0 | 0 | 0 | 0 | 5 | 2 | 1 | 1 |  | 1 | 1 | 1 | 1 | 1 | 2 | 5 | 2 | 1 | 2 | 3 | 1 | 1 | 2 | 1 | 2 | 1 | 3 | 4+ | 1 | 1
SDGE | San Ysidro | 69 | Solar |  |  | 0 | 0 | 0 | 0 | 0 | 0 | 0 | 0 | 0 | 3 | 3 | 1 | 1 |  | 1 | 1 | 1 | 1 | 1 | 2 | 3 | 1 | 4 | 4 | 5 | 1 | 1 | 2 | 1 | 2 | 1 | 2 | 1 | 1 | 0
SCE NOL | Sandlot | 230 | Solar |  |  | 0 | 0 | 0 | 0 | 0 | 0 | 0 | 0 | 0 | 4 | 3 | 1 | 1 |  | 1 | 1 | 1 | 1 | 1 | 2 | 1 | 1 | 1 | 1 | 2 | 1 | 1 | 2 | 1 | 4 | 1 | 2 | 1 | 1 | 0
EOP | Sandy | 138 | Solar |  |  | 0 | 0 | 0 | 0 | 0 | 0 | 0 | 0 | 0 | 5 | 2 | 1 | 1 |  | 1 | 1 | 1 | 1 | 1 | 2 | 1 | 1 | 1 | 1 | 1 | 1 | 1 | 2 | 2 | 4 | 1 | 3 | 1 | 1 | 0
PG&E FRESNO | Sanger | 115 | Solar |  |  | 0 | 0 | 0 | 0 | 0 | 0 | 0 | 0 | 0 | 5 | 2 | 5 | 2 | 3 | 1 | 1 | 1 | 1 | 2 | 1 | 1 | 1 | 1 | 1 | 1 | 1 | 1 | 1 | 1 | 2 | 2 | 2 | 4+ | 1 | 1
SCE Northern | Santa Clara | 230 | Solar |  |  | 0 | 0 | 0 | 0 | 0 | 0 | 0 | 0 | 0 | 5 | 2 | 1 | 1 |  | 1 | 1 | 1 | 1 | 1 | 2 | 1 | 1 | 1 | 1 | 1 | 1 | 1 | 2 | 1 | 3 | 1 | 2 | 1 | 1 | 0
PG&E NGBA | Santa Rosa A | 115 | Solar |  |  | 0 | 0 | 0 | 0 | 0 | 0 | 0 | 0 | 0 | 5 | 5 | 1 | 1 |  | 1 | 1 | 1 | 1 | 1 | 2 | 1 | 2 | 1 | 3 | 3 | 1 | 1 | 2 | 1 | 3 | 2 | 2 | 1 | 1 | 0
PG&E GBA | Santa Teresa | 115 | Solar |  |  | 0 | 0 | 0 | 0 | 0 | 0 | 0 | 0 | 0 | 1 | 1 | 1 | 1 | 3 | 1 | 1 | 1 | 1 | 1 | 2 | 5 | 3 | 1 | 1 | 3 | 2 | 1 | 2 | 1 | 2 | 2 | 2 | 1 | 1 | 0
SDGE | Santee | 138 | Solar |  |  | 0 | 0 | 0 | 0 | 0 | 0 | 0 | 0 | 0 | 3 | 3 | 1 | 1 |  | 1 | 1 | 1 | 1 | 1 | 2 | 5 | 3 | 1 | 2 | 4 | 1 | 1 | 2 | 1 | 2 | 1 | 2 | 1 | 1 | 0
SCE Metro | Santiago | 230 | Solar |  |  | 0 | 0 | 0 | 0 | 0 | 0 | 0 | 0 | 0 | 1 | 1 | 1 | 1 |  | 1 | 1 | 1 | 1 | 1 | 2 | 5 | 1 | 1 | 2 | 3 | 1 | 1 | 1 | 1 | 2 | 1 | 2 | 1 | 1 | 0
PG&E GBA | Saratoga | 230 | Solar |  |  | 0 | 0 | 0 | 0 | 0 | 0 | 0 | 0 | 0 | 1 | 1 | 1 | 1 |  | 1 | 1 | 1 | 1 | 1 | 2 | 1 | 3 | 1 | 2 | 5 | 1 | 1 | 2 | 1 | 4 | 2 | 3 | 1 | 1 | 0
SCE Northern | Saugus | 230 | Solar |  |  | 0 | 0 | 0 | 0 | 0 | 0 | 0 | 0 | 0 | 5 | 2 | 1 | 1 |  | 1 | 1 | 1 | 1 | 1 | 2 | 5 | 1 | 1 | 1 | 2 | 1 | 1 | 1 | 1 | 3 | 1 | 3 | 1 | 1 | 0
PG&E FRESNO | Schindler | 115 | Solar |  |  | 100 | 0 | 100 | 0 | 0 | 0 | 100 | 0 | 100 | 5 | 2 | 5 | 2 | 3 | 1 | 3 | 1 | 1 | 1 | 1 | 1 | 1 | 1 | 1 | 1 | 1 | 1 | 1 | 1 | 4 | 2 | 1 | 5- | 1 | 1
PG&E FRESNO | Schindler | 70 | Solar |  |  | 0 | 0 | 0 | 0 | 0 | 0 | 0 | 0 | 0 | 5 | 2 | 5 | 2 |  | 1 | 1 | 1 | 1 | 1 | 1 | 1 | 1 | 1 | 1 | 1 | 1 | 1 | 1 | 1 | 4 | 2 | 1 | 1 | 1 | 0
PG&E GBA | Schulte | 115 | Solar |  |  | 100 | 0 | 100 | 0 | 0 | 0 | 100 | 0 | 100 | 5 | 5 | 1 | 1 | 3 | 1 | 3 | 4 | 2 | 1 | 1 | 5 | 1 | 2 | 2 | 2 | 2 | 1 | 1 | 1 | 1 | 2 | 2 | 5- | 1 | 1
SDGE | Scripps | 69 | Solar |  |  | 0 | 0 | 0 | 0 | 0 | 0 | 0 | 0 | 0 | 3 | 3 | 1 | 1 |  | 1 | 1 | 1 | 1 | 1 | 2 | 5 | 3 | 1 | 2 | 5 | 1 | 1 | 2 | 1 | 2 | 1 | 3 | 1 | 1 | 0
PG&E KERN | Semitropic | 115 | Solar |  |  | 0 | 0 | 0 | 0 | 0 | 0 | 0 | 0 | 0 | 5 | 2 | 5 | 2 |  | 1 | 1 | 1 | 1 | 2 | 1 | 1 | 1 | 1 | 1 | 2 | 1 | 1 | 1 | 1 | 3 | 1 | 1 | 4+ | 1 | 1
SCE Metro | Serrano | 230 | Solar |  |  | 0 | 0 | 0 | 0 | 0 | 0 | 0 | 0 | 0 | 1 | 1 | 1 | 1 | 5 | 1 | 1 | 1 | 1 | 1 | 2 | 5 | 2 | 1 | 1 | 3 | 2 | 1 | 1 | 1 | 2 | 1 | 2 | 1 | 1 | 0
SCE Metro | Serrano | 500 | Solar |  |  | 0 | 0 | 0 | 0 | 0 | 0 | 0 | 0 | 0 | 1 | 1 | 1 | 1 | 5 | 1 | 1 | 1 | 1 | 1 | 2 | 5 | 2 | 1 | 1 | 3 | 2 | 1 | 1 | 1 | 2 | 1 | 2 | 1 | 1 | 0
SDGE | Shadowridge | 138 | Solar |  |  | 0 | 0 | 0 | 0 | 0 | 0 | 0 | 0 | 0 | 3 | 3 | 1 | 1 |  | 1 | 1 | 1 | 1 | 1 | 2 | 1 | 2 | 1 | 1 | 3 | 1 | 1 | 2 | 1 | 3 | 1 | 3 | 1 | 1 | 0
PG&E KERN | Shafter | 115 | Solar |  |  | 0 | 100 | 100 | 0 | 0 | 0 | 0 | 100 | 100 | 5 | 2 | 5 | 2 |  | 1 | 3 | 1 | 1 | 3 | 1 | 1 | 1 | 1 | 1 | 1 | 1 | 1 | 1 | 1 | 3 | 1 | 1 | 1 | 1 | 1
PG&E NGBA | Silverado | 115 | Solar |  |  | 0 | 0 | 0 | 0 | 0 | 0 | 0 | 0 | 0 | 5 | 5 | 1 | 1 |  | 1 | 1 | 1 | 1 | 1 | 2 | 2 | 3 | 1 | 2 | 4 | 1 | 1 | 2 | 1 | 4 | 2 | 3 | 1 | 1 | 0
SDGE | Silvergate | 230 | Solar |  |  | 0 | 100 | 100 | 0 | 0 | 0 | 0 | 100 | 100 | 3 | 3 | 1 | 1 |  | 1 | 2 | 4 | 2 | 1 | 2 | 1 | 1 | 2 | 4 | 4 | 1 | 1 | 2 | 1 | 1 | 1 | 1 | 5- | 1 | 1
SDGE | Silvergate | 69 | Solar |  |  | 0 | 0 | 0 | 0 | 0 | 0 | 0 | 0 | 0 | 3 | 3 | 1 | 1 |  | 1 | 1 | 4 | 2 | 1 | 2 | 1 | 1 | 2 | 4 | 4 | 1 | 1 | 2 | 1 | 1 | 1 | 1 | 1 | 1 | 0
PG&E KERN | Sisquoc | 115 | Solar |  |  | 0 | 0 | 0 | 0 | 0 | 0 | 0 | 0 | 0 | 5 | 2 | 5 | 2 |  | 1 | 1 | 1 | 1 | 1 | 2 | 2 | 1 | 1 | 1 | 1 | 1 | 1 | 2 | 2 | 4 | 1 | 3 | 1 | 1 | 0
EOP | Sloan Canyon | 230 | Solar |  |  | 0 | 0 | 0 | 0 | 0 | 0 | 0 | 0 | 0 | 5 | 2 | 1 | 1 |  | 3 | 1 | 1 | 1 | 1 | 2 | 1 | 1 | 1 | 1 | 1 | 1 | 1 | 2 | 2 | 3 | 1 | 3 | 1 | 1 | 0
EOP | Sloan Canyon | 500 | Solar |  |  | 0 | 0 | 0 | 0 | 0 | 0 | 0 | 0 | 0 | 5 | 2 | 1 | 1 |  | 1 | 1 | 1 | 1 | 1 | 2 | 1 | 1 | 1 | 1 | 1 | 1 | 1 | 2 | 2 | 3 | 1 | 3 | 1 | 1 | 0
PG&E KERN | Smyrna | 115 | Solar |  |  | 0 | 0 | 0 | 0 | 0 | 0 | 0 | 0 | 0 | 5 | 2 | 5 | 2 |  | 1 | 1 | 1 | 1 | 1 | 1 | 1 | 1 | 1 | 1 | 1 | 1 | 1 | 1 | 1 | 4 | 1 | 1 | 4+ | 1 | 1
PG&E GBA | Sobrante | 115 | Solar |  |  | 0 | 0 | 0 | 0 | 0 | 0 | 0 | 0 | 0 | 5 | 2 | 1 | 1 |  | 1 | 1 | 1 | 1 | 1 | 2 | 3 | 1 | 2 | 3 | 3 | 1 | 1 | 2 | 1 | 2 | 1 | 3 | 1 | 1 | 0
PG&E GBA | Sobrante | 230 | Solar |  |  | 0 | 0 | 0 | 0 | 0 | 0 | 0 | 0 | 0 | 5 | 2 | 1 | 1 |  | 1 | 1 | 1 | 1 | 1 | 2 | 3 | 1 | 2 | 3 | 3 | 1 | 1 | 2 | 1 | 2 | 1 | 3 | 4+ | 1 | 1
PG&E KERN | Solar | 230 | Solar |  |  | 0 | 0 | 0 | 0 | 0 | 0 | 0 | 0 | 0 | 5 | 2 | 5 | 2 |  | 1 | 1 | 1 | 1 | 1 | 2 | 5 | 1 | 1 | 1 | 2 | 2 | 1 | 2 | 1 | 4 | 2 | 3 | 1 | 1 | 0
PG&E GBA | Soledad | 115 | Solar |  |  | 0 | 0 | 0 | 0 | 0 | 0 | 0 | 0 | 0 | 1 | 1 | 1 | 1 |  | 1 | 1 | 1 | 1 | 1 | 2 | 5 | 1 | 1 | 1 | 1 | 1 | 1 | 2 | 2 | 4 | 2 | 3 | 1 | 1 | 0
PG&E GBA | Soledad | 60 | Solar |  |  | 0 | 0 | 0 | 0 | 0 | 0 | 0 | 0 | 0 | 1 | 1 | 1 | 1 |  | 1 | 1 | 1 | 1 | 1 | 2 | 5 | 1 | 1 | 1 | 1 | 1 | 1 | 2 | 2 | 4 | 2 | 3 | 1 | 1 | 0
SDGE | Spring Valley | 69 | Solar |  |  | 0 | 0 | 0 | 0 | 0 | 0 | 0 | 0 | 0 | 3 | 3 | 1 | 1 |  | 1 | 1 | 1 | 1 | 1 | 2 | 5 | 1 | 3 | 3 | 5 | 1 | 1 | 2 | 1 | 2 | 1 | 2 | 1 | 1 | 0
SCE Northern | Springville | 230 | Solar |  |  | 0 | 0 | 0 | 0 | 0 | 0 | 0 | 0 | 0 | 1 | 1 | 1 | 1 | 4 | 1 | 1 | 1 | 1 | 1 | 1 | 2 | 2 | 1 | 1 | 3 | 2 | 1 | 1 | 1 | 4 | 1 | 1 | 4+ | 1 | 1
PG&E GBA | Stagg | 230 | Solar |  |  | 0 | 0 | 0 | 0 | 0 | 0 | 0 | 0 | 0 | 5 | 2 | 1 | 1 |  | 1 | 1 | 1 | 1 | 3 | 1 | 1 | 1 | 1 | 1 | 1 | 1 | 1 | 1 | 1 | 3 | 2 | 2 | 1 | 1 | 0
PG&E GBA | Standard Oil | 115 | Solar |  |  | 0 | 0 | 0 | 0 | 0 | 0 | 0 | 0 | 0 | 5 | 2 | 1 | 1 |  | 1 | 1 | 1 | 1 | 1 | 2 | 2 | 1 | 2 | 2 | 2 | 1 | 1 | 2 | 1 | 1 | 1 | 2 | 1 | 1 | 0
PG&E GBA | Stanislaus | 115 | Solar |  |  | 0 | 0 | 0 | 0 | 0 | 0 | 0 | 0 | 0 | 5 | 5 | 1 | 1 |  | 1 | 1 | 1 | 1 | 1 | 2 | 2 | 2 | 1 | 1 | 2 | 1 | 1 | 2 | 1 | 4 | 1 | 3 | 1 | 1 | 0
PG&E KERN | Stockdale | 115 | Solar |  |  | 0 | 0 | 0 | 0 | 0 | 0 | 0 | 0 | 0 | 5 | 2 | 5 | 2 |  | 1 | 1 | 1 | 1 | 2 | 1 | 1 | 1 | 1 | 1 | 1 | 1 | 1 | 1 | 1 | 2 | 1 | 2 | 1 | 1 | 0
PG&E KERN | Stockdale | 230 | Solar |  |  | 0 | 0 | 0 | 0 | 0 | 0 | 0 | 0 | 0 | 5 | 2 | 5 | 2 |  | 1 | 1 | 1 | 1 | 2 | 1 | 1 | 1 | 1 | 1 | 1 | 1 | 1 | 1 | 1 | 2 | 1 | 2 | 4+ | 1 | 1
PG&E GBA | Stockton A | 115 | Solar |  |  | 0 | 0 | 0 | 0 | 0 | 0 | 0 | 0 | 0 | 1 | 1 | 1 | 1 |  | 1 | 1 | 1 | 1 | 3 | 1 | 1 | 1 | 1 | 1 | 1 | 1 | 1 | 1 | 1 | 3 | 2 | 1 | 1 | 1 | 0
PG&E GBA | Stone | 115 | Solar |  |  | 0 | 0 | 0 | 0 | 0 | 0 | 0 | 0 | 0 | 1 | 1 | 1 | 1 |  | 1 | 1 | 1 | 1 | 1 | 2 | 5 | 1 | 1 | 1 | 1 | 2 | 1 | 2 | 1 | 3 | 2 | 2 | 1 | 1 | 0
PG&E FRESNO | Storey | 230 | Solar |  |  | 0 | 0 | 0 | 0 | 0 | 0 | 0 | 0 | 0 | 5 | 2 | 5 | 2 |  | 1 | 1 | 1 | 1 | 1 | 1 | 2 | 1 | 1 | 1 | 2 | 1 | 1 | 1 | 1 | 4 | 2 | 1 | 1 | 1 | 0
PG&E NGBA | Summit | 115 | Solar |  |  | 0 | 0 | 0 | 0 | 0 | 0 | 0 | 0 | 0 | 5 | 2 | 1 | 1 |  | 3 | 1 | 1 | 1 | 1 | 2 | 2 | 1 | 1 | 1 | 2 | 2 | 1 | 2 | 1 | 4 | 2 | 3 | 1 | 1 | 0
SDGE | Suncrest | 230 | Solar |  |  | 0 | 0 | 0 | 0 | 0 | 0 | 0 | 0 | 0 | 3 | 3 | 1 | 1 |  | 1 | 1 | 1 | 1 | 1 | 2 | 5 | 1 | 1 | 2 | 2 | 2 | 1 | 2 | 1 | 4 | 1 | 3 | 1 | 1 | 0
SDGE | Suncrest | 500 | Solar |  |  | 0 | 0 | 0 | 0 | 0 | 0 | 0 | 0 | 0 | 3 | 3 | 1 | 1 |  | 1 | 1 | 1 | 1 | 1 | 2 | 5 | 1 | 1 | 2 | 2 | 2 | 1 | 2 | 1 | 4 | 1 | 3 | 1 | 1 | 0
PG&E KERN | Sunrise | 230 | Solar |  |  | 0 | 0 | 0 | 0 | 0 | 0 | 0 | 0 | 0 | 5 | 2 | 5 | 2 |  | 1 | 1 | 1 | 1 | 1 | 1 | 1 | 1 | 1 | 3 | 3 | 1 | 1 | 1 | 1 | 1 | 1 | 1 | 1 | 1 | 0
PG&E KERN | Sunset | 230 | Solar |  |  | 0 | 0 | 0 | 0 | 0 | 0 | 0 | 0 | 0 | 5 | 2 | 5 | 2 |  | 1 | 1 | 1 | 1 | 1 | 1 | 1 | 1 | 1 | 2 | 2 | 1 | 1 | 1 | 1 | 1 | 1 | 1 | 1 | 1 | 0
PG&E GBA | Swift | 115 | Solar |  |  | 0 | 0 | 0 | 0 | 0 | 0 | 0 | 0 | 0 | 1 | 1 | 1 | 1 |  | 1 | 1 | 1 | 1 | 1 | 2 | 5 | 2 | 1 | 1 | 2 | 2 | 1 | 2 | 1 | 2 | 2 | 2 | 1 | 1 | 0
SDGE | Sycamore Canyon | 138 | Solar |  |  | 0 | 0 | 0 | 0 | 0 | 0 | 0 | 0 | 0 | 3 | 3 | 1 | 1 | 3 | 1 | 1 | 1 | 1 | 1 | 2 | 5 | 3 | 2 | 2 | 5 | 1 | 1 | 2 | 1 | 4 | 1 | 3 | 1 | 1 | 0
SDGE | Sycamore Canyon | 230 | Solar |  |  | 0 | 0 | 0 | 0 | 0 | 0 | 0 | 0 | 0 | 3 | 3 | 1 | 1 |  | 1 | 1 | 1 | 1 | 1 | 2 | 5 | 3 | 2 | 2 | 5 | 1 | 1 | 2 | 1 | 4 | 1 | 3 | 1 | 1 | 0
SDGE | Sycamore Canyon | 69 | Solar |  |  | 0 | 0 | 0 | 0 | 0 | 0 | 0 | 0 | 0 | 3 | 3 | 1 | 1 |  | 1 | 1 | 1 | 1 | 1 | 2 | 5 | 3 | 2 | 2 | 5 | 1 | 1 | 2 | 1 | 4 | 1 | 3 | 1 | 1 | 0
SCE Northern | Sylmar | 230 | Solar |  |  | 200 | 0 | 200 | 0 | 0 | 0 | 200 | 0 | 200 | 5 | 2 | 1 | 1 |  | 1 | 1 | 4 | 2 | 5 | 2 | 5 | 2 | 1 | 2 | 2 | 2 | 2 | 1 | 1 | 2 | 1 | 1 | 5- | 1 | 1
PG&E NGBA | Table Mountain | 115 | Solar |  |  | 0 | 0 | 0 | 0 | 0 | 0 | 0 | 0 | 0 | 5 | 2 | 1 | 1 |  | 1 | 1 | 2 | 1 | 1 | 2 | 2 | 3 | 1 | 2 | 4 | 1 | 1 | 2 | 1 | 3 | 2 | 1 | 1 | 1 | 0
PG&E NGBA | Table Mountain | 230 | Solar |  |  | 0 | 200 | 200 | 0 | 0 | 0 | 0 | 200 | 200 | 5 | 2 | 1 | 1 |  | 1 | 1 | 2 | 1 | 1 | 2 | 2 | 3 | 1 | 2 | 4 | 1 | 1 | 2 | 1 | 3 | 2 | 1 | 5- | 1 | 1
PG&E NGBA | Table Mountain | 500 | Solar |  |  | 0 | 0 | 0 | 0 | 0 | 0 | 0 | 0 | 0 | 5 | 2 | 1 | 1 |  | 1 | 1 | 2 | 1 | 1 | 2 | 2 | 3 | 1 | 2 | 4 | 1 | 1 | 2 | 1 | 3 | 2 | 1 | 1 | 1 | 0
PG&E NGBA | Table Mountain | 60 | Solar |  |  | 0 | 0 | 0 | 0 | 0 | 0 | 0 | 0 | 0 | 5 | 2 | 1 | 1 |  | 1 | 1 | 2 | 1 | 1 | 2 | 2 | 3 | 1 | 2 | 4 | 1 | 1 | 2 | 1 | 3 | 2 | 1 | 1 | 1 | 0
PG&E KERN | Taft | 115 | Solar |  |  | 0 | 0 | 0 | 0 | 0 | 0 | 0 | 0 | 0 | 5 | 2 | 5 | 2 |  | 1 | 1 | 1 | 1 | 1 | 1 | 1 | 1 | 2 | 3 | 4 | 1 | 1 | 1 | 1 | 2 | 1 | 2 | 4+ | 4 | 1
SDGE | Talega | 138 | Solar |  |  | 0 | 0 | 0 | 0 | 0 | 0 | 0 | 0 | 0 | 1 | 1 | 1 | 1 | 3 | 1 | 1 | 1 | 1 | 1 | 2 | 5 | 1 | 2 | 2 | 3 | 2 | 1 | 2 | 1 | 3 | 1 | 3 | 1 | 1 | 0
SDGE | Talega | 230 | Solar |  |  | 0 | 0 | 0 | 0 | 0 | 0 | 0 | 0 | 0 | 1 | 1 | 1 | 1 |  | 1 | 1 | 1 | 1 | 1 | 2 | 5 | 1 | 2 | 2 | 3 | 2 | 1 | 2 | 1 | 3 | 1 | 3 | 1 | 1 | 0
PG&E GBA | Tassajara | 230 | Solar |  |  | 0 | 0 | 0 | 0 | 0 | 0 | 0 | 0 | 0 | 5 | 2 | 1 | 1 |  | 1 | 1 | 1 | 1 | 1 | 2 | 5 | 2 | 2 | 3 | 3 | 1 | 1 | 2 | 1 | 3 | 1 | 3 | 1 | 1 | 0
PG&E KERN | Tejon | 70 | Solar |  |  | 0 | 0 | 0 | 0 | 0 | 0 | 0 | 0 | 0 | 5 | 2 | 5 | 2 |  | 1 | 1 | 1 | 1 | 2 | 1 | 2 | 1 | 1 | 1 | 1 | 1 | 1 | 1 | 1 | 3 | 1 | 1 | 4+ | 1 | 1
SDGE | Telegraph Canyon | 138 | Solar |  |  | 0 | 0 | 0 | 0 | 0 | 0 | 0 | 0 | 0 | 3 | 3 | 1 | 1 |  | 1 | 1 | 1 | 1 | 1 | 2 | 3 | 1 | 3 | 4 | 5 | 1 | 1 | 2 | 1 | 2 | 1 | 2 | 1 | 1 | 0
PG&E KERN | Temblor | 115 | Solar |  |  | 0 | 0 | 0 | 0 | 0 | 0 | 0 | 0 | 0 | 5 | 2 | 5 | 2 |  | 1 | 1 | 1 | 1 | 1 | 1 | 1 | 1 | 1 | 1 | 2 | 1 | 1 | 1 | 1 | 2 | 1 | 1 | 1 | 1 | 0
PG&E KERN | Templeton | 230 | Solar |  |  | 0 | 0 | 0 | 0 | 0 | 0 | 0 | 0 | 0 | 5 | 2 | 5 | 2 |  | 1 | 1 | 1 | 1 | 1 | 1 | 3 | 1 | 1 | 1 | 1 | 1 | 1 | 2 | 2 | 4 | 2 | 3 | 1 | 1 | 0
PG&E KERN | Templeton | 70 | Solar |  |  | 0 | 0 | 0 | 0 | 0 | 0 | 0 | 0 | 0 | 5 | 2 | 5 | 2 |  | 1 | 1 | 1 | 1 | 1 | 1 | 3 | 1 | 1 | 1 | 1 | 1 | 1 | 2 | 2 | 4 | 2 | 3 | 1 | 1 | 0
PG&E GBA | Tesla | 115 | Solar |  |  | 0 | 0 | 0 | 0 | 0 | 0 | 0 | 0 | 0 | 1 | 1 | 1 | 1 |  | 1 | 1 | 1 | 1 | 1 | 2 | 3 | 3 | 2 | 2 | 3 | 1 | 1 | 2 | 1 | 2 | 1 | 2 | 1 | 1 | 0
PG&E GBA | Tesla | 230 | Solar |  |  | 0 | 0 | 0 | 0 | 0 | 0 | 0 | 0 | 0 | 5 | 2 | 1 | 1 | 4 | 2 | 2 | 1 | 1 | 1 | 2 | 3 | 3 | 2 | 2 | 3 | 1 | 1 | 2 | 1 | 2 | 1 | 2 | 1 | 1 | 0
PG&E GBA | Tesla | 500 | Solar |  |  | 0 | 0 | 0 | 0 | 0 | 0 | 0 | 0 | 0 | 1 | 1 | 1 | 1 | 5 | 2 | 1 | 1 | 1 | 1 | 2 | 3 | 3 | 2 | 2 | 3 | 1 | 1 | 2 | 1 | 2 | 1 | 2 | 4+ | 1 | 1
PG&E KERN | Tevis | 115 | Solar |  |  | 100 | 0 | 100 | 0 | 0 | 0 | 100 | 0 | 100 | 5 | 2 | 5 | 2 | 4 | 1 | 3 | 1 | 1 | 2 | 1 | 1 | 1 | 1 | 2 | 2 | 1 | 1 | 1 | 1 | 2 | 1 | 2 | 5- | 1 | 1
EOP | Thousandaire | 138 | Solar |  |  | 0 | 0 | 0 | 0 | 0 | 0 | 0 | 0 | 0 | 5 | 2 | 1 | 1 |  | 1 | 1 | 1 | 1 | 1 | 2 | 1 | 1 | 1 | 1 | 1 | 1 | 1 | 2 | 2 | 4 | 1 | 3 | 1 | 1 | 0
PG&E KERN | Topaz | 230 | Solar |  |  | 0 | 0 | 0 | 0 | 0 | 0 | 0 | 0 | 0 | 5 | 2 | 5 | 2 |  | 1 | 1 | 1 | 1 | 1 | 2 | 5 | 1 | 1 | 1 | 2 | 2 | 1 | 1 | 1 | 3 | 1 | 2 | 1 | 1 | 0
SCE NOL | Tortilla | 115 | Solar |  |  | 0 | 0 | 0 | 0 | 0 | 0 | 0 | 0 | 0 | 4 | 3 | 1 | 1 |  | 1 | 1 | 1 | 1 | 1 | 2 | 1 | 2 | 2 | 1 | 3 | 1 | 1 | 2 | 1 | 4 | 1 | 2 | 1+ | 1 | 1
SDGE | Trabuco | 138 | Solar |  |  | 0 | 0 | 0 | 0 | 0 | 0 | 0 | 0 | 0 | 1 | 1 | 1 | 1 |  | 1 | 1 | 1 | 1 | 1 | 2 | 5 | 1 | 2 | 3 | 3 | 2 | 1 | 1 | 1 | 1 | 1 | 2 | 1 | 1 | 0
PG&E GBA | Tracy | 115 | Solar |  |  | 0 | 0 | 0 | 0 | 0 | 0 | 0 | 0 | 0 | 1 | 1 | 1 | 1 |  | 1 | 1 | 1 | 1 | 1 | 2 | 2 | 2 | 1 | 1 | 2 | 1 | 1 | 2 | 1 | 3 | 1 | 2 | 4+ | 1 | 1
PG&E FRESNO | Tranquility | 230 | Solar |  |  | 434 | 600 | 1034 | 0 | 400 | 400 | 434 | 200 | 634 | 5 | 2 | 5 | 2 | 3 | 1 | 2 | 1 | 2 | 1 | 1 | 1 | 1 | 1 | 1 | 1 | 1 | 1 | 1 | 1 | 4 | 2 | 1 | 3+ | 1 | 1
PG&E GBA | Trimble | 115 | Solar |  |  | 0 | 0 | 0 | 0 | 0 | 0 | 0 | 0 | 0 | 1 | 1 | 1 | 1 |  | 1 | 1 | 1 | 1 | 1 | 2 | 5 | 1 | 1 | 1 | 1 | 2 | 1 | 2 | 1 | 3 | 2 | 2 | 1 | 1 | 0
EOP | Trout Canyon | 230 | Solar |  |  | 65 | 650 | 715 | 65 | 650 | 715 | 0 | 0 | 0 | 5 | 2 | 1 | 1 |  | 3 | 2 | 2 | 2 | 1 | 2 | 1 | 1 | 1 | 1 | 1 | 1 | 1 | 2 | 2 | 4 | 1 | 3 | 4+ | 4 | 1
EOP | Trout Canyon | 500 | Solar |  |  | 0 | 300 | 300 | 0 | 0 | 0 | 0 | 300 | 300 | 5 | 2 | 1 | 1 |  | 1 | 2 | 4 | 5 | 1 | 2 | 1 | 2 | 2 | 2 | 2 | 2 | 2 | 2 | 2 | 4 | 1 | 3 | 5- | 1 | 1
PG&E NGBA | Tulucay | 230 | Solar |  |  | 0 | 0 | 0 | 0 | 0 | 0 | 0 | 0 | 0 | 5 | 5 | 1 | 1 |  | 1 | 1 | 1 | 1 | 1 | 2 | 2 | 2 | 1 | 1 | 3 | 1 | 1 | 2 | 1 | 3 | 2 | 3 | 1 | 1 | 0
PG&E NGBA | Tulucay | 60 | Solar |  |  | 0 | 0 | 0 | 0 | 0 | 0 | 0 | 0 | 0 | 5 | 5 | 1 | 1 |  | 1 | 1 | 1 | 1 | 1 | 2 | 2 | 2 | 1 | 1 | 3 | 1 | 1 | 2 | 1 | 3 | 2 | 3 | 4+ | 4 | 1
PG&E KERN | Tupman | 115 | Solar |  |  | 0 | 0 | 0 | 0 | 0 | 0 | 0 | 0 | 0 | 5 | 2 | 5 | 2 |  | 1 | 1 | 1 | 1 | 1 | 1 | 1 | 1 | 1 | 2 | 2 | 1 | 1 | 1 | 1 | 2 | 1 | 1 | 4+ | 1 | 1
PG&E NGBA | Ukiah | 115 | Solar |  |  | 0 | 0 | 0 | 0 | 0 | 0 | 0 | 0 | 0 | 5 | 5 | 1 | 1 |  | 1 | 1 | 1 | 1 | 1 | 2 | 5 | 1 | 1 | 2 | 2 | 2 | 1 | 2 | 2 | 4 | 2 | 3 | 1 | 1 | 0
PG&E KERN | Union (Estrella) | 70 | Solar |  |  | 0 | 0 | 0 | 0 | 0 | 0 | 0 | 0 | 0 | 5 | 2 | 5 | 2 |  | 1 | 1 | 1 | 1 | 1 | 1 | 2 | 1 | 1 | 1 | 1 | 1 | 1 | 2 | 2 | 4 | 2 | 3 | 1 | 1 | 0
PG&E NGBA | Vaca Dixon | 115 | Solar |  |  | 0 | 0 | 0 | 0 | 0 | 0 | 0 | 0 | 0 | 5 | 5 | 1 | 1 | 4 | 1 | 1 | 2 | 3 | 2 | 2 | 2 | 1 | 1 | 1 | 1 | 1 | 1 | 2 | 1 | 1 | 1 | 3 | 1 | 1 | 0
PG&E NGBA | Vaca Dixon | 230 | Solar |  |  | 0 | 200 | 200 | 0 | 0 | 0 | 0 | 200 | 200 | 5 | 5 | 1 | 1 |  | 1 | 1 | 2 | 3 | 2 | 2 | 2 | 1 | 1 | 1 | 1 | 1 | 1 | 2 | 1 | 1 | 1 | 3 | 5- | 1 | 1
PG&E NGBA | Vaca Dixon | 500 | Solar |  |  | 0 | 300 | 300 | 0 | 0 | 0 | 0 | 300 | 300 | 5 | 5 | 1 | 1 |  | 1 | 2 | 2 | 3 | 2 | 2 | 2 | 1 | 1 | 1 | 1 | 1 | 1 | 2 | 1 | 1 | 1 | 3 | 5- | 1 | 1
PG&E NGBA | Vaca Dixon | 60 | Solar |  |  | 0 | 0 | 0 | 0 | 0 | 0 | 0 | 0 | 0 | 5 | 5 | 1 | 1 |  | 1 | 1 | 2 | 3 | 2 | 2 | 2 | 1 | 1 | 1 | 1 | 1 | 1 | 2 | 1 | 1 | 1 | 3 | 1 | 1 | 0
SCE Eastern | Valley (SCE) | 500 | Solar |  |  | 500 | 0 | 500 | 0 | 0 | 0 | 500 | 0 | 500 | 4 | 2 | 1 | 1 |  | 1 | 1 | 2 | 1 | 1 | 2 | 5 | 1 | 1 | 2 | 2 | 1 | 1 | 1 | 1 | 2 | 1 | 2 | 5- | 1 | 1
EOP | Valley (VEA) | 138 | Solar |  |  | 0 | 0 | 0 | 0 | 0 | 0 | 0 | 0 | 0 | 5 | 2 | 1 | 1 |  | 1 | 1 | 1 | 1 | 1 | 2 | 1 | 1 | 1 | 1 | 1 | 1 | 1 | 2 | 2 | 4 | 1 | 3 | 1 | 1 | 0
SDGE | Valley Center | 69 | Solar |  |  | 0 | 0 | 0 | 0 | 0 | 0 | 0 | 0 | 0 | 3 | 3 | 1 | 1 |  | 1 | 1 | 1 | 1 | 1 | 2 | 5 | 1 | 1 | 1 | 2 | 1 | 1 | 2 | 1 | 4 | 1 | 3 | 1 | 1 | 0
PG&E GBA | Valley Home | 115 | Solar |  |  | 0 | 100 | 100 | 0 | 0 | 0 | 0 | 100 | 100 | 1 | 1 | 1 | 1 |  | 1 | 3 | 1 | 1 | 1 | 1 | 2 | 1 | 1 | 1 | 2 | 1 | 1 | 1 | 1 | 4 | 2 | 1 | 5- | 1 | 1
PG&E GBA | Valley Springs | 230 | Solar |  |  | 0 | 0 | 0 | 0 | 0 | 0 | 0 | 0 | 0 | 1 | 1 | 1 | 1 |  | 1 | 1 | 1 | 1 | 1 | 1 | 3 | 4 | 1 | 1 | 5 | 2 | 1 | 2 | 1 | 4 | 1 | 3 | 1+ | 1 | 1
PG&E GBA | Valley Springs | 60 | Solar |  |  | 0 | 0 | 0 | 0 | 0 | 0 | 0 | 0 | 0 | 1 | 1 | 1 | 1 |  | 1 | 1 | 1 | 1 | 1 | 1 | 3 | 4 | 1 | 1 | 5 | 2 | 1 | 2 | 1 | 4 | 1 | 3 | 1 | 1 | 0
EOP | Valley Switch | 138 | Solar |  |  | 0 | 0 | 0 | 0 | 0 | 0 | 0 | 0 | 0 | 5 | 2 | 1 | 1 |  | 1 | 1 | 1 | 1 | 1 | 2 | 1 | 1 | 1 | 1 | 1 | 1 | 1 | 2 | 2 | 4 | 1 | 3 | 1+ | 1 | 1
EOP | Valley Switch | 230 | Solar |  |  | 0 | 0 | 0 | 0 | 0 | 0 | 0 | 0 | 0 | 5 | 2 | 1 | 1 |  | 1 | 1 | 1 | 1 | 1 | 2 | 1 | 1 | 1 | 1 | 1 | 1 | 1 | 2 | 2 | 4 | 1 | 3 | 1+ | 1 | 1
PG&E GBA | Vasco | 230 | Solar |  |  | 0 | 0 | 0 | 0 | 0 | 0 | 0 | 0 | 0 | 5 | 5 | 1 | 1 |  | 1 | 1 | 1 | 1 | 1 | 2 | 5 | 2 | 2 | 3 | 4 | 1 | 1 | 2 | 1 | 3 | 1 | 3 | 1 | 1 | 0
PG&E GBA | Vasona | 230 | Solar |  |  | 0 | 0 | 0 | 0 | 0 | 0 | 0 | 0 | 0 | 1 | 1 | 1 | 1 |  | 1 | 1 | 1 | 1 | 1 | 2 | 1 | 2 | 1 | 3 | 5 | 1 | 1 | 2 | 1 | 4 | 2 | 3 | 1 | 1 | 0
SCE Northern | Vestal | 230 | Solar |  |  | 200 | 50 | 250 | 0 | 50 | 50 | 200 | 0 | 200 | 1 | 1 | 1 | 1 |  | 1 | 1 | 1 | 1 | 1 | 1 | 2 | 1 | 1 | 1 | 1 | 1 | 1 | 1 | 1 | 4 | 1 | 1 | 2- | 4 | 1
SCE Northern | Vestal | 66 | Solar |  |  | 0 | 0 | 0 | 0 | 0 | 0 | 0 | 0 | 0 | 1 | 1 | 1 | 1 |  | 1 | 1 | 1 | 1 | 1 | 1 | 2 | 1 | 1 | 1 | 1 | 1 | 1 | 1 | 1 | 4 | 1 | 1 | 1 | 1 | 0
SCE NOL | Victor | 115 | Solar |  |  | 0 | 0 | 0 | 0 | 0 | 0 | 0 | 0 | 0 | 1 | 1 | 1 | 1 | 3 | 1 | 1 | 1 | 1 | 1 | 2 | 1 | 1 | 1 | 1 | 2 | 1 | 1 | 2 | 1 | 3 | 1 | 2 | 1 | 1 | 0
SCE NOL | Victor | 230 | Solar |  |  | 0 | 0 | 0 | 0 | 0 | 0 | 0 | 0 | 0 | 1 | 1 | 1 | 1 | 4 | 1 | 1 | 1 | 1 | 1 | 2 | 1 | 1 | 1 | 1 | 2 | 1 | 1 | 2 | 1 | 3 | 1 | 2 | 4+ | 1 | 1
SCE Metro | Viejo | 230 | Solar |  |  | 0 | 0 | 0 | 0 | 0 | 0 | 0 | 0 | 0 | 1 | 1 | 1 | 1 |  | 1 | 1 | 1 | 1 | 1 | 2 | 5 | 1 | 1 | 2 | 3 | 2 | 1 | 1 | 1 | 3 | 1 | 2 | 1 | 1 | 0
PG&E GBA | Vierra | 115 | Solar |  |  | 0 | 0 | 0 | 0 | 0 | 0 | 0 | 0 | 0 | 5 | 5 | 1 | 1 |  | 1 | 2 | 1 | 1 | 2 | 1 | 1 | 1 | 1 | 1 | 1 | 1 | 1 | 1 | 1 | 1 | 2 | 1 | 4+ | 1 | 1
SCE Metro | Villa Park | 230 | Solar |  |  | 0 | 0 | 0 | 0 | 0 | 0 | 0 | 0 | 0 | 1 | 1 | 1 | 1 |  | 1 | 1 | 1 | 1 | 1 | 2 | 5 | 2 | 1 | 1 | 3 | 1 | 1 | 1 | 1 | 2 | 1 | 2 | 1 | 1 | 0
SCE Northern | Vincent | 230 | Solar |  |  | 0 | 0 | 0 | 0 | 0 | 0 | 0 | 0 | 0 | 1 | 1 | 1 | 1 | 4 | 1 | 2 | 1 | 1 | 1 | 2 | 2 | 1 | 1 | 1 | 1 | 1 | 1 | 2 | 1 | 4 | 1 | 3 | 4+ | 1 | 1
SCE Northern | Vincent | 500 | Solar |  |  | 0 | 0 | 0 | 0 | 0 | 0 | 0 | 0 | 0 | 1 | 1 | 1 | 1 | 5 | 1 | 1 | 1 | 1 | 1 | 2 | 2 | 1 | 1 | 1 | 1 | 1 | 1 | 2 | 1 | 4 | 1 | 3 | 1 | 1 | 0
PG&E GBA | Vineyard | 230 | Solar |  |  | 0 | 0 | 0 | 0 | 0 | 0 | 0 | 0 | 0 | 5 | 5 | 1 | 1 |  | 1 | 1 | 1 | 1 | 1 | 2 | 5 | 2 | 1 | 2 | 3 | 1 | 1 | 2 | 1 | 2 | 1 | 3 | 4+ | 1 | 1
SDGE | Vineyard | 69 | Solar |  |  | 0 | 0 | 0 | 0 | 0 | 0 | 0 | 0 | 0 | 3 | 3 | 1 | 1 |  | 1 | 1 | 1 | 1 | 1 | 2 | 5 | 2 | 1 | 2 | 3 | 1 | 1 | 2 | 1 | 2 | 1 | 3 | 1 | 1 | 0
SCE Eastern | Vista (SCE) | 230 | Solar |  |  | 300 | 0 | 300 | 0 | 0 | 0 | 300 | 0 | 300 | 4 | 2 | 1 | 1 |  | 1 | 1 | 5 | 5 | 4 | 2 | 5 | 2 | 3 | 4 | 5 | 2 | 2 | 1 | 1 | 2 | 1 | 1 | 5- | 1 | 1
EOP | Vista (VEA) | 138 | Solar |  |  | 0 | 0 | 0 | 0 | 0 | 0 | 0 | 0 | 0 | 5 | 2 | 1 | 1 |  | 1 | 1 | 1 | 1 | 1 | 2 | 1 | 1 | 1 | 1 | 1 | 1 | 1 | 2 | 2 | 4 | 1 | 3 | 1 | 1 | 0
EOP | Vista (VEA) | 230 | Solar |  |  | 0 | 0 | 0 | 0 | 0 | 0 | 0 | 0 | 0 | 5 | 2 | 1 | 1 |  | 1 | 1 | 1 | 1 | 1 | 2 | 1 | 1 | 1 | 1 | 1 | 1 | 1 | 2 | 2 | 4 | 1 | 3 | 1 | 1 | 0
PG&E FRESNO | Wahtoke | 115 | Solar |  |  | 0 | 0 | 0 | 0 | 0 | 0 | 0 | 0 | 0 | 5 | 2 | 5 | 2 |  | 1 | 1 | 1 | 1 | 2 | 1 | 1 | 1 | 1 | 1 | 1 | 1 | 1 | 1 | 1 | 3 | 2 | 1 | 4+ | 1 | 1
SCE Northern | Wakefield | 66 | Solar |  |  | 200 | 0 | 200 | 0 | 0 | 0 | 200 | 0 | 200 | 5 | 2 | 1 | 1 |  | 1 | 5 | 1 | 1 | 1 | 2 | 1 | 1 | 1 | 1 | 1 | 1 | 1 | 2 | 1 | 4 | 1 | 3 | 5- | 1 | 1
SCE Metro | Walnut | 230 | Solar |  |  | 0 | 0 | 0 | 0 | 0 | 0 | 0 | 0 | 0 | 1 | 1 | 1 | 1 |  | 1 | 1 | 1 | 1 | 1 | 2 | 5 | 2 | 1 | 1 | 2 | 2 | 1 | 1 | 1 | 1 | 1 | 1 | 1 | 1 | 0
SCE Northern | Warne | 230 | Solar |  |  | 0 | 0 | 0 | 0 | 0 | 0 | 0 | 0 | 0 | 5 | 2 | 1 | 1 |  | 1 | 1 | 1 | 1 | 1 | 2 | 5 | 3 | 1 | 1 | 5 | 2 | 1 | 1 | 1 | 4 | 1 | 3 | 1 | 1 | 0
PG&E GBA | Warnerville | 230 | Solar |  |  | 0 | 0 | 0 | 0 | 0 | 0 | 0 | 0 | 0 | 5 | 2 | 5 | 2 |  | 1 | 1 | 1 | 1 | 1 | 2 | 2 | 2 | 1 | 1 | 3 | 1 | 1 | 1 | 1 | 3 | 2 | 2 | 1 | 1 | 0
PG&E FRESNO | Waukena | 115 | Solar |  |  | 0 | 0 | 0 | 0 | 0 | 0 | 0 | 0 | 0 | 5 | 2 | 5 | 2 |  | 1 | 1 | 1 | 1 | 1 | 1 | 1 | 1 | 1 | 1 | 1 | 1 | 1 | 1 | 1 | 4 | 2 | 1 | 1 | 1 | 0
PG&E GBA | Weber | 230 | Solar |  |  | 0 | 0 | 0 | 0 | 0 | 0 | 0 | 0 | 0 | 1 | 1 | 1 | 1 |  | 1 | 1 | 1 | 1 | 2 | 1 | 1 | 1 | 1 | 1 | 1 | 1 | 1 | 1 | 1 | 3 | 2 | 1 | 4+ | 1 | 1
PG&E GBA | Weber | 60 | Solar |  |  | 0 | 0 | 0 | 0 | 0 | 0 | 0 | 0 | 0 | 1 | 1 | 1 | 1 | 3 | 1 | 3 | 1 | 1 | 2 | 1 | 1 | 1 | 1 | 1 | 1 | 1 | 1 | 1 | 1 | 3 | 2 | 1 | 1 | 1 | 0
PG&E FRESNO | West Fresno | 115 | Solar |  |  | 0 | 0 | 0 | 0 | 0 | 0 | 0 | 0 | 0 | 5 | 2 | 5 | 2 |  | 1 | 1 | 1 | 1 | 2 | 1 | 1 | 1 | 1 | 1 | 1 | 1 | 1 | 1 | 1 | 2 | 2 | 1 | 1 | 1 | 0
PG&E FRESNO | Westley | 230 | Solar |  |  | 0 | 0 | 0 | 0 | 0 | 0 | 0 | 0 | 0 | 1 | 1 | 1 | 1 |  | 1 | 1 | 1 | 1 | 1 | 1 | 3 | 3 | 1 | 1 | 3 | 1 | 1 | 1 | 1 | 4 | 2 | 1 | 1+ | 1 | 1
PG&E KERN | Westpark | 115 | Solar |  |  | 0 | 0 | 0 | 0 | 0 | 0 | 0 | 0 | 0 | 5 | 2 | 5 | 2 |  | 1 | 1 | 1 | 1 | 1 | 1 | 1 | 1 | 1 | 1 | 1 | 1 | 1 | 1 | 1 | 3 | 1 | 1 | 1 | 1 | 0
PG&E KERN | Wheeler Ridge | 230 | Solar |  |  | 500 | 0 | 500 | 0 | 0 | 0 | 500 | 0 | 500 | 5 | 5 | 5 | 2 | 1 | 1 | 1 | 2 | 2 | 2 | 1 | 1 | 1 | 1 | 1 | 1 | 1 | 1 | 1 | 1 | 4 | 1 | 1 | 5- | 1 | 1
PG&E KERN | Wheeler Ridge | 115 | Solar |  |  | 0 | 0 | 0 | 0 | 0 | 0 | 0 | 0 | 0 | 5 | 2 | 5 | 2 | 3 | 1 | 1 | 2 | 2 | 2 | 1 | 1 | 1 | 1 | 1 | 1 | 1 | 1 | 1 | 1 | 4 | 1 | 1 | 1 | 1 | 0
PG&E KERN | Wheeler Ridge | 70 | Solar |  |  | 0 | 0 | 0 | 0 | 0 | 0 | 0 | 0 | 0 | 5 | 5 | 5 | 2 |  | 1 | 4 | 2 | 2 | 2 | 1 | 1 | 1 | 1 | 1 | 1 | 1 | 1 | 1 | 1 | 4 | 1 | 1 | 1 | 1 | 0
SCE Northern | Whirlwind | 230 | Solar |  |  | 1400 | 188 | 1588 | 44 | 188 | 232 | 1356 | 0 | 1356 | 1 | 1 | 1 | 1 | 5 | 1 | 3 | 2 | 5 | 1 | 2 | 1 | 2 | 2 | 2 | 2 | 2 | 1 | 2 | 1 | 4 | 1 | 3 | 5- | 1 | 1
SCE Northern | Whirlwind | 500 | Solar |  |  | 1247 | 0 | 1247 | 0 | 0 | 0 | 1247 | 0 | 1247 | 1 | 1 | 1 | 1 | 5 | 1 | 1 | 2 | 5 | 1 | 2 | 1 | 2 | 2 | 2 | 2 | 2 | 1 | 2 | 1 | 4 | 1 | 3 | 5- | 1 | 1
PG&E GBA | Whisman | 115 | Solar |  |  | 0 | 0 | 0 | 0 | 0 | 0 | 0 | 0 | 0 | 1 | 1 | 1 | 1 |  | 1 | 1 | 1 | 1 | 1 | 2 | 1 | 2 | 2 | 3 | 4 | 1 | 1 | 2 | 1 | 2 | 2 | 2 | 1 | 1 | 0
SCE Eastern | Wildlife | 230 | Solar |  |  | 0 | 0 | 0 | 0 | 0 | 0 | 0 | 0 | 0 | 4 | 2 | 1 | 1 |  | 1 | 1 | 1 | 1 | 1 | 2 | 2 | 1 | 1 | 1 | 1 | 1 | 1 | 1 | 1 | 1 | 1 | 1 | 1 | 1 | 0
PG&E FRESNO | Wilson | 115 | Solar |  |  | 0 | 0 | 0 | 0 | 0 | 0 | 0 | 0 | 0 | 5 | 2 | 5 | 2 | 4 | 1 | 1 | 1 | 1 | 1 | 1 | 2 | 2 | 2 | 2 | 3 | 1 | 1 | 1 | 1 | 4 | 2 | 1 | 1 | 1 | 0
PG&E FRESNO | Wilson | 230 | Solar |  |  | 0 | 0 | 0 | 0 | 0 | 0 | 0 | 0 | 0 | 5 | 2 | 5 | 2 |  | 3 | 1 | 1 | 1 | 1 | 1 | 2 | 2 | 2 | 2 | 3 | 1 | 1 | 1 | 1 | 4 | 2 | 1 | 1 | 1 | 0
SCE Northern | Windhub | 230 | Solar |  |  | 0 | 1020 | 1020 | 0 | 1020 | 1020 | 0 | 0 | 0 | 1 | 1 | 1 | 1 | 4 | 1 | 2 | 1 | 2 | 1 | 2 | 3 | 1 | 1 | 1 | 2 | 1 | 1 | 2 | 1 | 4 | 1 | 2 | 4+ | 1 | 1
SCE Northern | Windhub | 500 | Solar |  |  | 153 | 0 | 153 | 153 | 0 | 153 | 0 | 0 | 0 | 1 | 1 | 1 | 1 | 5 | 1 | 4 | 1 | 2 | 1 | 2 | 3 | 1 | 1 | 1 | 2 | 1 | 1 | 2 | 1 | 4 | 1 | 2 | 4+ | 4 | 1
PG&E GBA | Windmaster | 230 | Solar |  |  | 0 | 0 | 0 | 0 | 0 | 0 | 0 | 0 | 0 | 5 | 2 | 1 | 1 |  | 1 | 1 | 1 | 1 | 1 | 2 | 3 | 2 | 1 | 2 | 2 | 1 | 1 | 2 | 1 | 2 | 1 | 2 | 1 | 1 | 0
PG&E NGBA | Windsor | 60 | Solar |  |  | 0 | 0 | 0 | 0 | 0 | 0 | 0 | 0 | 0 | 5 | 5 | 1 | 1 |  | 1 | 1 | 1 | 1 | 1 | 2 | 2 | 1 | 2 | 2 | 2 | 1 | 1 | 1 | 1 | 2 | 1 | 2 | 1 | 1 | 0
PG&E NGBA | Woodland | 115 | Solar |  |  | 0 | 12 | 12 | 0 | 12 | 12 | 0 | 0 | 0 | 5 | 2 | 1 | 1 |  | 1 | 1 | 1 | 1 | 2 | 2 | 1 | 2 | 1 | 1 | 2 | 1 | 1 | 2 | 1 | 4 | 2 | 3 | 4+ | 1 | 1
PG&E FRESNO | Woodward | 115 | Solar |  |  | 0 | 0 | 0 | 0 | 0 | 0 | 0 | 0 | 0 | 5 | 2 | 5 | 2 |  | 1 | 1 | 1 | 1 | 1 | 1 | 3 | 2 | 2 | 2 | 3 | 1 | 1 | 1 | 1 | 2 | 2 | 2 | 1 | 1 | 0
PG&E NGBA | Wyandotte | 115 | Solar |  |  | 0 | 0 | 0 | 0 | 0 | 0 | 0 | 0 | 0 | 5 | 2 | 1 | 1 |  | 1 | 1 | 1 | 1 | 1 | 2 | 3 | 3 | 1 | 1 | 4 | 1 | 1 | 2 | 1 | 2 | 2 | 2 | 4+ | 1 | 1
PG&E KERN | 7th Standard | 115 | Battery |  |  | 0 | 0 | 0 | 0 | 0 | 0 | 0 | 0 | 0 | 5 | 2 | 5 | 2 |  |  | 2 | [11 empty] | 1 | 1 | 3 | 1 | 2 | 1 | 1 | 0
SCE Metro | Alamitos | 230 | Battery |  |  | 82 | 188 | 270 | 82 | 0 | 82 | 0 | 188 | 188 | 1 | 1 | 1 | 1 |  |  | 1 | [11 empty] | 1 | 1 | 1 | 1 | 1 | 3+ | 1 | 1
SCE Eastern | Alberhill | 115 | Battery |  |  | 0 | 0 | 0 | 0 | 0 | 0 | 0 | 0 | 0 | 4 | 2 | 1 | 1 |  |  | 4 | [11 empty] | 1 | 1 | 4 | 1 | 1 | 1 | 1 | 0
SCE Eastern | Alberhill | 500 | Battery |  |  | 0 | 0 | 0 | 0 | 0 | 0 | 0 | 0 | 0 | 4 | 2 | 1 | 1 |  |  | 1 | [11 empty] | 1 | 1 | 4 | 1 | 1 | 1+ | 1 | 1
PG&E GBA | Alhambra | 115 | Battery |  |  | 0 | 0 | 0 | 0 | 0 | 0 | 0 | 0 | 0 | 5 | 2 | 1 | 1 |  |  | 1 | [11 empty] | 2 | 1 | 2 | 1 | 2 | 1 | 1 | 0
PG&E FRESNO | Alpaugh | 115 | Battery |  |  | 0 | 0 | 0 | 0 | 0 | 0 | 0 | 0 | 0 | 5 | 2 | 5 | 2 | 3 |  | 1 | [11 empty] | 1 | 1 | 3 | 1 | 1 | 2+ | 4 | 1
SDGE | Alpine | 69 | Battery |  |  | 6 | 0 | 6 | 6 | 0 | 6 | 0 | 0 | 0 | 3 | 3 | 1 | 1 |  |  | 3 | [11 empty] | 2 | 1 | 4 | 1 | 3 | 2+ | 1 | 1
PG&E GBA | Altamont Midway (Sandhill) | 230 | Battery |  |  | 0 | 0 | 0 | 0 | 0 | 0 | 0 | 0 | 0 | 5 | 2 | 1 | 1 |  |  | 1 | [11 empty] | 2 | 1 | 2 | 1 | 3 | 1 | 1 | 0
SCE Northern | Antelope | 66 | Battery |  |  | 0 | 0 | 0 | 0 | 0 | 0 | 0 | 0 | 0 | 1 | 1 | 1 | 1 |  |  | 1 | [11 empty] | 2 | 1 | 4 | 1 | 3 | 4+ | 1 | 1
SCE Northern | Antelope | 230 | Battery |  |  | 0 | 150 | 150 | 0 | 0 | 0 | 0 | 150 | 150 | 1 | 1 | 1 | 1 | 4 |  | 1 | [11 empty] | 2 | 1 | 4 | 1 | 3 | 4+ | 1 | 1
SCE Northern | Antelope | 500 | Battery |  |  | 0 | 160 | 160 | 0 | 0 | 0 | 0 | 160 | 160 | 1 | 1 | 1 | 1 |  |  | 1 | [11 empty] | 2 | 1 | 4 | 1 | 3 | 5- | 1 | 1
PG&E NGBA | Arcata | 60 | Battery |  |  | 2.5 | 0 | 2.5 | 2.5 | 0 | 2.5 | 0 | 0 | 0 | 5 | 2 | 1 | 1 |  |  | 3 | [11 empty] | 2 | 2 | 4 | 2 | 3 | 1 | 1 | 1
PG&E KERN | Arco | 230 | Battery |  |  | 0 | 0 | 0 | 0 | 0 | 0 | 0 | 0 | 0 | 5 | 2 | 5 | 2 | 3 |  | 2 | [11 empty] | 1 | 1 | 4 | 1 | 1 | 4+ | 4 | 1
PG&E KERN | Arco | 70 | Battery |  |  | 2 | 0 | 2 | 2 | 0 | 2 | 0 | 0 | 0 | 5 | 2 | 5 | 2 |  |  | 4 | [11 empty] | 1 | 1 | 4 | 1 | 1 | 2+ | 1 | 1
SCE Metro | ArcoGen | 230 | Battery |  |  | 0 | 920 | 920 | 0 | 0 | 0 | 0 | 920 | 920 | 1 | 1 | 1 | 1 |  |  | 1 | [11 empty] | 1 | 1 | 1 | 1 | 1 | 5- | 1 | 1
SDGE | Artesian | 230 | Battery |  |  | 0 | 0 | 0 | 0 | 0 | 0 | 0 | 0 | 0 | 3 | 3 | 1 | 1 |  |  | 1 | [11 empty] | 2 | 1 | 2 | 1 | 3 | 1 | 1 | 0
SDGE | Artesian | 69 | Battery |  |  | 0 | 0 | 0 | 0 | 0 | 0 | 0 | 0 | 0 | 3 | 3 | 1 | 1 |  |  | 1 | [11 empty] | 2 | 1 | 2 | 1 | 3 | 1 | 1 | 0
PG&E FRESNO | Ashlan | 230 | Battery |  |  | 0 | 0 | 0 | 0 | 0 | 0 | 0 | 0 | 0 | 5 | 2 | 5 | 2 |  |  | 1 | [11 empty] | 1 | 1 | 2 | 2 | 1 | 1 | 1 | 0
PG&E NGBA | Atlantic | 115 | Battery |  |  | 0 | 0 | 0 | 0 | 0 | 0 | 0 | 0 | 0 | 5 | 2 | 1 | 1 |  |  | 1 | [11 empty] | 2 | 1 | 2 | 2 | 3 | 1 | 1 | 0
PG&E NGBA | Atlantic | 230 | Battery |  |  | 0 | 0 | 0 | 0 | 0 | 0 | 0 | 0 | 0 | 5 | 2 | 1 | 1 |  |  | 1 | [11 empty] | 2 | 1 | 2 | 2 | 3 | 1 | 1 | 0
PG&E NGBA | Atlantic | 60 | Battery |  |  | 0 | 0 | 0 | 0 | 0 | 0 | 0 | 0 | 0 | 5 | 2 | 1 | 1 |  |  | 1 | [11 empty] | 2 | 1 | 2 | 2 | 3 | 1 | 1 | 0
PG&E FRESNO | Atwater | 115 | Battery |  |  | 0 | 0 | 0 | 0 | 0 | 0 | 0 | 0 | 0 | 5 | 2 | 5 | 2 |  |  | 1 | [11 empty] | 1 | 1 | 2 | 2 | 1 | 4+ | 1 | 1
PG&E GBA | Avena | 115 | Battery |  |  | 0 | 0 | 0 | 0 | 0 | 0 | 0 | 0 | 0 | 1 | 1 | 1 | 1 |  |  | 3 | [11 empty] | 1 | 1 | 3 | 2 | 1 | 1 | 1 | 0
SDGE | Avocado | 69 | Battery |  |  | 0 | 0 | 0 | 0 | 0 | 0 | 0 | 0 | 0 | 3 | 3 | 1 | 1 |  |  | 1 | [11 empty] | 2 | 1 | 3 | 1 | 3 | 4+ | 5 | 1
PG&E NGBA | Bahia | 230 | Battery |  |  | 0 | 0 | 0 | 0 | 0 | 0 | 0 | 0 | 0 | 5 | 5 | 1 | 1 |  |  | 1 | [11 empty] | 2 | 1 | 1 | 1 | 2 | 1 | 1 | 0
SCE Northern | Bailey | 230 | Battery |  |  | 0 | 0 | 0 | 0 | 0 | 0 | 0 | 0 | 0 | 5 | 2 | 1 | 1 |  |  | 1 | [11 empty] | 1 | 1 | 4 | 1 | 3 | 1 | 1 | 0
SCE NOL | Baker | 115 | Battery |  |  | 0 | 0 | 0 | 0 | 0 | 0 | 0 | 0 | 0 | 4 | 3 | 1 | 1 |  |  | 1 | [11 empty] | 2 | 2 | 4 | 1 | 1 | 1 | 1 | 0
PG&E KERN | Bakersfield | 230 | Battery |  |  | 0 | 0 | 0 | 0 | 0 | 0 | 0 | 0 | 0 | 5 | 2 | 5 | 2 |  |  | 1 | [11 empty] | 1 | 1 | 3 | 1 | 1 | 1 | 1 | 0
PG&E FRESNO | Balch | 230 | Battery |  |  | 0 | 0 | 0 | 0 | 0 | 0 | 0 | 0 | 0 | 5 | 2 | 5 | 2 |  |  | 1 | [11 empty] | 1 | 1 | 4 | 2 | 3 | 1 | 1 | 0
SCE Eastern | Bannister | 230 | Battery |  |  | 0 | 0 | 0 | 0 | 0 | 0 | 0 | 0 | 0 | 5 | 2 | 1 | 1 |  |  | 1 | [11 empty] | 2 | 1 | 2 | 2 | 1 | 2+ | 1 | 1
SCE Metro | Barre | 230 | Battery |  |  | 0 | 935 | 935 | 0 | 0 | 0 | 0 | 935 | 935 | 1 | 1 | 1 | 1 |  |  | 1 | [11 empty] | 1 | 1 | 1 | 1 | 1 | 5- | 1 | 1
SDGE | Bay Boulevard | 69 | Battery |  |  | 0 | 0 | 0 | 0 | 0 | 0 | 0 | 0 | 0 | 3 | 3 | 1 | 1 |  |  | 1 | [11 empty] | 2 | 1 | 2 | 1 | 1 | 1 | 1 | 0
SDGE | Bay Boulevard | 230 | Battery |  |  | 0 | 0 | 0 | 0 | 0 | 0 | 0 | 0 | 0 | 3 | 3 | 1 | 1 |  |  | 1 | [11 empty] | 2 | 1 | 2 | 1 | 1 | 1 | 1 | 0
EOP | Beatty | 138 | Battery |  |  | 0 | 0 | 0 | 0 | 0 | 0 | 0 | 0 | 0 | 5 | 2 | 1 | 1 |  |  | 1 | [11 empty] | 2 | 2 | 4 | 1 | 3 | 1 | 1 | 0
EOP | Beatty | 230 | Battery |  |  | 0 | 170 | 170 | 0 | 0 | 0 | 0 | 170 | 170 | 5 | 2 | 1 | 1 |  |  | 2 | [11 empty] | 2 | 2 | 4 | 1 | 3 | 4+ | 1 | 1
PG&E NGBA | Belden | 230 | Battery |  |  | 0 | 0 | 0 | 0 | 0 | 0 | 0 | 0 | 0 | 5 | 2 | 1 | 1 |  |  | 1 | [11 empty] | 2 | 2 | 4 | 1 | 3 | 1 | 1 | 0
PG&E NGBA | Bell | 115 | Battery |  |  | 0 | 0 | 0 | 0 | 0 | 0 | 0 | 0 | 0 | 5 | 2 | 1 | 1 |  |  | 1 | [11 empty] | 2 | 1 | 4 | 2 | 3 | 1 | 1 | 0
PG&E NGBA | Bellevue | 115 | Battery |  |  | 0 | 0 | 0 | 0 | 0 | 0 | 0 | 0 | 0 | 5 | 5 | 1 | 1 |  |  | 1 | [11 empty] | 2 | 1 | 2 | 2 | 2 | 1 | 1 | 0
PG&E GBA | Bellota | 115 | Battery |  |  | 0 | 0 | 0 | 0 | 0 | 0 | 0 | 0 | 0 | 5 | 5 | 1 | 1 | 3 |  | 1 | [11 empty] | 1 | 1 | 4 | 2 | 3 | 2+ | 1 | 1
PG&E GBA | Bellota | 230 | Battery |  |  | 0 | 0 | 0 | 0 | 0 | 0 | 0 | 0 | 0 | 1 | 1 | 1 | 1 | 3 |  | 1 | [11 empty] | 1 | 1 | 4 | 2 | 3 | 1+ | 1 | 1
SCE Northern | Big Creek | 230 | Battery |  |  | 0 | 0 | 0 | 0 | 0 | 0 | 0 | 0 | 0 | 1 | 1 | 1 | 1 |  |  | 1 | [11 empty] | 1 | 1 | 4 | 2 | 3 | 1 | 1 | 0
PG&E FRESNO | Biola | 70 | Battery |  |  | 0 | 0 | 0 | 0 | 0 | 0 | 0 | 0 | 0 | 5 | 2 | 5 | 2 |  |  | 1 | [11 empty] | 1 | 1 | 4 | 2 | 1 | 1 | 1 | 0
PG&E GBA | Birds Landing | 230 | Battery |  |  | 0 | 0 | 0 | 0 | 0 | 0 | 0 | 0 | 0 | 5 | 5 | 1 | 1 | 3 |  | 2 | [11 empty] | 2 | 1 | 4 | 1 | 1 | 4+ | 4 | 1
SCE Northern | Bliss | 66 | Battery |  |  | 0 | 0 | 0 | 0 | 0 | 0 | 0 | 0 | 0 | 1 | 1 | 1 | 1 |  |  | 1 | [11 empty] | 1 | 1 | 4 | 1 | 1 | 1 | 1 | 0
SCE Eastern | Blythe | 161 | Battery |  |  | 160 | 0 | 160 | 160 | 0 | 160 | 0 | 0 | 0 | 5 | 3 | 1 | 1 | 3 |  | 4 | [11 empty] | 2 | 2 | 2 | 1 | 1 | 4+ | 1 | 1
PG&E NGBA | Bogue | 115 | Battery |  |  | 0 | 0 | 0 | 0 | 0 | 0 | 0 | 0 | 0 | 5 | 2 | 1 | 1 |  |  | 1 | [11 empty] | 2 | 2 | 2 | 1 | 2 | 1 | 1 | 0
PG&E FRESNO | Borden | 230 | Battery |  |  | 0 | 0 | 0 | 0 | 0 | 0 | 0 | 0 | 0 | 5 | 2 | 5 | 2 | 1 |  | 1 | [11 empty] | 1 | 1 | 4 | 2 | 1 | 2+ | 5 | 1
PG&E FRESNO | Borden | 70 | Battery |  |  | 0 | 0 | 0 | 0 | 0 | 0 | 0 | 0 | 0 | 5 | 2 | 5 | 2 |  |  | 1 | [11 empty] | 1 | 1 | 4 | 2 | 1 | 1 | 1 | 0
SDGE | Boulevard East | 138 | Battery |  |  | 0 | 0 | 0 | 0 | 0 | 0 | 0 | 0 | 0 | 3 | 3 | 1 | 1 | 1 |  | 4 | [11 empty] | 2 | 1 | 4 | 1 | 3 | 4+ | 1 | 1
SDGE | Boulevard East | 69 | Battery |  |  | 17.4 | 0 | 17.4 | 17.4 | 0 | 17.4 | 0 | 0 | 0 | 3 | 3 | 1 | 1 |  |  | 3 | [11 empty] | 2 | 1 | 4 | 1 | 3 | 4+ | 5 | 1
PG&E GBA | Brentwood | 230 | Battery |  |  | 0 | 0 | 0 | 0 | 0 | 0 | 0 | 0 | 0 | 5 | 2 | 1 | 1 |  |  | 2 | [11 empty] | 2 | 1 | 4 | 1 | 3 | 1 | 4 | 1
PG&E NGBA | Bridgeville | 115 | Battery |  |  | 0 | 0 | 0 | 0 | 0 | 0 | 0 | 0 | 0 | 5 | 2 | 1 | 1 |  |  | 1 | [11 empty] | 2 | 2 | 4 | 2 | 3 | 1 | 1 | 0
PG&E NGBA | Brighton | 115 | Battery |  |  | 0 | 0 | 0 | 0 | 0 | 0 | 0 | 0 | 0 | 5 | 2 | 1 | 1 |  |  | 1 | [11 empty] | 2 | 1 | 2 | 2 | 1 | 1 | 1 | 0
PG&E NGBA | Brighton | 230 | Battery |  |  | 0 | 0 | 0 | 0 | 0 | 0 | 0 | 0 | 0 | 5 | 2 | 1 | 1 |  |  | 1 | [11 empty] | 2 | 1 | 2 | 2 | 1 | 1 | 1 | 0
PG&E NGBA | Brunswick | 115 | Battery |  |  | 0 | 0 | 0 | 0 | 0 | 0 | 0 | 0 | 0 | 5 | 2 | 1 | 1 |  |  | 1 | [11 empty] | 2 | 1 | 4 | 1 | 3 | 1 | 1 | 0
PG&E NGBA | Bucks Creek | 230 | Battery |  |  | 0 | 0 | 0 | 0 | 0 | 0 | 0 | 0 | 0 | 5 | 2 | 1 | 1 |  |  | 1 | [11 empty] | 2 | 2 | 4 | 1 | 3 | 1 | 1 | 0
PG&E KERN | Buena Vista | 230 | Battery |  |  | 0 | 0 | 0 | 0 | 0 | 0 | 0 | 0 | 0 | 5 | 2 | 5 | 2 |  |  | 1 | [11 empty] | 2 | 2 | 4 | 2 | 1 | 1 | 1 | 0
PG&E FRESNO | Bullard | 115 | Battery |  |  | 0 | 0 | 0 | 0 | 0 | 0 | 0 | 0 | 0 | 5 | 2 | 5 | 2 |  |  | 1 | [11 empty] | 1 | 1 | 1 | 2 | 2 | 1 | 1 | 0
PG&E GBA | Burlingame | 115 | Battery |  |  | 0 | 0 | 0 | 0 | 0 | 0 | 0 | 0 | 0 | 5 | 2 | 1 | 1 |  |  | 1 | [11 empty] | 2 | 1 | 3 | 1 | 2 | 1 | 1 | 0
PG&E NGBA | Burney Forest | 230 | Battery |  |  | 0 | 0 | 0 | 0 | 0 | 0 | 0 | 0 | 0 | 5 | 2 | 1 | 1 |  |  | 1 | [11 empty] | 2 | 2 | 4 | 2 | 3 | 1 | 1 | 0
PG&E NGBA | Butte | 115 | Battery |  |  | 0 | 0 | 0 | 0 | 0 | 0 | 0 | 0 | 0 | 5 | 2 | 1 | 1 |  |  | 1 | [11 empty] | 2 | 1 | 4 | 2 | 2 | 1 | 1 | 0
PG&E KERN | Cabrillo | 115 | Battery |  |  | 0 | 0 | 0 | 0 | 0 | 0 | 0 | 0 | 0 | 5 | 2 | 5 | 2 |  |  | 1 | [11 empty] | 2 | 2 | 4 | 1 | 3 | 1 | 1 | 0
PG&E FRESNO | Cal Flats | 230 | Battery |  |  | 0 | 0 | 0 | 0 | 0 | 0 | 0 | 0 | 0 | 5 | 2 | 5 | 2 |  |  | 1 | [11 empty] | 2 | 2 | 4 | 2 | 2 | 1 | 1 | 0
SCE NOL | Calcite | 230 | Battery |  |  | 0 | 0 | 0 | 0 | 0 | 0 | 0 | 0 | 0 | 1 | 1 | 1 | 1 | 3 |  | 2 | [11 empty] | 2 | 1 | 4 | 1 | 3 | 4+ | 5 | 1
PG&E KERN | Caliente | 230 | Battery |  |  | 0 | 0 | 0 | 0 | 0 | 0 | 0 | 0 | 0 | 5 | 2 | 5 | 2 | 1 |  | 1 | [11 empty] | 2 | 1 | 4 | 2 | 2 | 2+ | 1 | 1
PG&E FRESNO | California Ave | 115 | Battery |  |  | 0 | 0 | 0 | 0 | 0 | 0 | 0 | 0 | 0 | 5 | 2 | 5 | 2 |  |  | 1 | [11 empty] | 1 | 1 | 2 | 2 | 1 | 1 | 1 | 0
PG&E KERN | Callender | 115 | Battery |  |  | 0 | 0 | 0 | 0 | 0 | 0 | 0 | 0 | 0 | 5 | 2 | 5 | 2 |  |  | 1 | [11 empty] | 2 | 2 | 4 | 2 | 2 | 1 | 1 | 0
PG&E NGBA | Calpella | 115 | Battery |  |  | 0 | 0 | 0 | 0 | 0 | 0 | 0 | 0 | 0 | 5 | 5 | 1 | 1 |  |  | 1 | [11 empty] | 2 | 2 | 4 | 2 | 3 | 1 | 5 | 1
PG&E GBA | Camanche | 230 | Battery |  |  | 0 | 0 | 0 | 0 | 0 | 0 | 0 | 0 | 0 | 1 | 1 | 1 | 1 |  |  | 1 | [11 empty] | 1 | 1 | 4 | 2 | 3 | 4+ | 1 | 1
SDGE | Cameron | 69 | Battery |  |  | 0 | 0 | 0 | 0 | 0 | 0 | 0 | 0 | 0 | 3 | 3 | 1 | 1 |  |  | 1 | [11 empty] | 1 | 1 | 2 | 1 | 1 | 1 | 5 | 1
SDGE | Cannon | 69 | Battery |  |  | 0 | 0 | 0 | 0 | 0 | 0 | 0 | 0 | 0 | 3 | 3 | 1 | 1 |  |  | 1 | [11 empty] | 2 | 1 | 1 | 1 | 3 | 1 | 1 | 0
PG&E FRESNO | Cantua | 115 | Battery |  |  | 0 | 0 | 0 | 0 | 0 | 0 | 0 | 0 | 0 | 5 | 2 | 5 | 2 |  |  | 1 | [11 empty] | 1 | 1 | 4 | 2 | 1 | 1 | 1 | 0
SDGE | Capistrano | 138 | Battery |  |  | 0 | 25 | 25 | 0 | 0 | 0 | 0 | 25 | 25 | 1 | 1 | 1 | 1 |  |  | 1 | [11 empty] | 1 | 1 | 2 | 1 | 3 | 4+ | 4 | 1
SDGE | Capistrano | 230 | Battery |  |  | 0 | 25 | 25 | 0 | 0 | 0 | 0 | 25 | 25 | 1 | 1 | 1 | 1 |  |  | 5 | [11 empty] | 1 | 1 | 2 | 1 | 3 | 5- | 1 | 1
PG&E NGBA | Carberry | 230 | Battery |  |  | 0 | 0 | 0 | 0 | 0 | 0 | 0 | 0 | 0 | 5 | 2 | 1 | 1 |  |  | 1 | [11 empty] | 2 | 2 | 4 | 2 | 3 | 1 | 1 | 0
SCE Eastern | Cardiff | 66 | Battery |  |  | 0 | 0 | 0 | 0 | 0 | 0 | 0 | 0 | 0 | 4 | 2 | 1 | 1 |  |  | 1 | [11 empty] | 1 | 1 | 2 | 1 | 1 | 1 | 1 | 0
PG&E NGBA | Caribou | 60 | Battery |  |  | 0 | 0 | 0 | 0 | 0 | 0 | 0 | 0 | 0 | 5 | 2 | 1 | 1 |  |  | 1 | [11 empty] | 2 | 2 | 4 | 1 | 3 | 1 | 1 | 0
PG&E NGBA | Caribou | 115 | Battery |  |  | 0 | 0 | 0 | 0 | 0 | 0 | 0 | 0 | 0 | 5 | 2 | 1 | 1 |  |  | 1 | [11 empty] | 2 | 2 | 4 | 1 | 3 | 1 | 1 | 0
PG&E NGBA | Caribou | 230 | Battery |  |  | 0 | 0 | 0 | 0 | 0 | 0 | 0 | 0 | 0 | 5 | 2 | 1 | 1 |  |  | 1 | [11 empty] | 2 | 2 | 4 | 1 | 3 | 1 | 1 | 0
EOP | Carpenter Canyon (fka Gamebird) | 138 | Battery |  |  | 0 | 0 | 0 | 0 | 0 | 0 | 0 | 0 | 0 | 5 | 2 | 1 | 1 |  |  | 1 | [11 empty] | 2 | 2 | 4 | 1 | 3 | 1 | 1 | 0
EOP | Carpenter Canyon (fka Gamebird) | 230 | Battery |  |  | 0 | 36.5 | 36.5 | 0 | 0 | 0 | 0 | 36.5 | 36.5 | 5 | 2 | 1 | 1 |  |  | 5 | [11 empty] | 2 | 2 | 4 | 1 | 3 | 4+ | 5 | 1
PG&E NGBA | Carquinez | 115 | Battery |  |  | 0 | 0 | 0 | 0 | 0 | 0 | 0 | 0 | 0 | 5 | 5 | 1 | 1 |  |  | 1 | [11 empty] | 2 | 1 | 2 | 1 | 1 | 1 | 1 | 0
SDGE | Carrizo Gorge | 138 | Battery |  |  | 70 | 0 | 70 | 70 | 0 | 70 | 0 | 0 | 0 | 3 | 3 | 1 | 1 |  |  | 2 | [11 empty] | 2 | 1 | 4 | 1 | 3 | 4+ | 1 | 1
PG&E KERN | Carrizo Plains | 115 | Battery |  |  | 0 | 0 | 0 | 0 | 0 | 0 | 0 | 0 | 0 | 5 | 2 | 5 | 2 |  |  | 1 | [11 empty] | 2 | 1 | 4 | 2 | 2 | 1 | 1 | 0
PG&E KERN | Casaloma | 230 | Battery |  |  | 0 | 0 | 0 | 0 | 0 | 0 | 0 | 0 | 0 | 5 | 2 | 5 | 2 |  |  | 1 | [11 empty] | 1 | 1 | 3 | 1 | 1 | 1 | 1 | 0
PG&E GBA | Castro Valley | 230 | Battery |  |  | 0 | 0 | 0 | 0 | 0 | 0 | 0 | 0 | 0 | 5 | 5 | 1 | 1 |  |  | 1 | [11 empty] | 2 | 1 | 2 | 1 | 2 | 1 | 1 | 0
PG&E GBA | Cayetano | 230 | Battery |  |  | 0 | 0 | 0 | 0 | 0 | 0 | 0 | 0 | 0 | 5 | 2 | 1 | 1 |  |  | 1 | [11 empty] | 2 | 1 | 3 | 1 | 3 | 1 | 4 | 1
SCE Metro | Center | 230 | Battery |  |  | 0 | 1000 | 1000 | 0 | 0 | 0 | 0 | 1000 | 1000 | 1 | 1 | 1 | 1 |  |  | 2 | [11 empty] | 1 | 1 | 1 | 1 | 1 | 5- | 1 | 1
PG&E KERN | Charca | 115 | Battery |  |  | 0 | 0 | 0 | 0 | 0 | 0 | 0 | 0 | 0 | 5 | 2 | 5 | 2 |  |  | 1 | [11 empty] | 1 | 1 | 4 | 1 | 1 | 4+ | 1 | 1
EOP | Charleston | 138 | Battery |  |  | 0 | 0 | 0 | 0 | 0 | 0 | 0 | 0 | 0 | 5 | 2 | 1 | 1 |  |  | 1 | [11 empty] | 2 | 2 | 4 | 1 | 3 | 1 | 1 | 0
SCE Metro | Chevmain | 230 | Battery |  |  | 0 | 1000 | 1000 | 0 | 0 | 0 | 0 | 1000 | 1000 | 1 | 1 | 1 | 1 |  |  | 2 | [11 empty] | 1 | 1 | 1 | 1 | 1 | 5- | 1 | 1
SDGE | Chicarita | 138 | Battery |  |  | 0 | 0 | 0 | 0 | 0 | 0 | 0 | 0 | 0 | 3 | 3 | 1 | 1 |  |  | 1 | [11 empty] | 2 | 1 | 3 | 1 | 3 | 2+ | 1 | 1
SCE Metro | Chino | 230 | Battery |  |  | 225 | 800 | 1025 | 225 | 0 | 225 | 0 | 800 | 800 | 1 | 1 | 1 | 1 |  |  | 2 | [11 empty] | 1 | 1 | 1 | 1 | 2 | 3- | 1 | 1
PG&E FRESNO | Chowchilla | 115 | Battery |  |  | 0 | 0 | 0 | 0 | 0 | 0 | 0 | 0 | 0 | 5 | 2 | 5 | 2 |  |  | 1 | [11 empty] | 1 | 1 | 1 | 2 | 2 | 4+ | 5 | 1
PG&E GBA | Christie | 60 | Battery |  |  | 0 | 0 | 0 | 0 | 0 | 0 | 0 | 0 | 0 | 5 | 2 | 1 | 1 |  |  | 1 | [11 empty] | 2 | 1 | 2 | 1 | 2 | 1 | 1 | 0
PG&E GBA | Christie | 115 | Battery |  |  | 0 | 0 | 0 | 0 | 0 | 0 | 0 | 0 | 0 | 5 | 2 | 1 | 1 |  |  | 1 | [11 empty] | 2 | 1 | 2 | 1 | 2 | 1 | 1 | 0
SCE Eastern | Cielo Azul | 500 | Battery |  |  | 471.516 | 562 | 1033.516 | 471.516 | 0 | 471.516 | 0 | 562 | 562 | 5 | 4 | 4 | 4 |  |  | 3 | [11 empty] | 2 | 2 | 4 | 1 | 3 | 4+ | 5 | 1
PG&E GBA | Clay | 60 | Battery |  |  | 0 | 0 | 0 | 0 | 0 | 0 | 0 | 0 | 0 | 1 | 1 | 1 | 1 |  |  | 1 | [11 empty] | 2 | 1 | 3 | 1 | 3 | 1 | 1 | 0
PG&E GBA | Clayton | 115 | Battery |  |  | 0 | 0 | 0 | 0 | 0 | 0 | 0 | 0 | 0 | 5 | 2 | 1 | 1 |  |  | 1 | [11 empty] | 2 | 1 | 4 | 1 | 2 | 1 | 1 | 0
PG&E NGBA | Cloverdale | 115 | Battery |  |  | 0 | 0 | 0 | 0 | 0 | 0 | 0 | 0 | 0 | 5 | 5 | 1 | 1 |  |  | 1 | [11 empty] | 2 | 2 | 4 | 2 | 3 | 1 | 1 | 0
PG&E FRESNO | Clovis | 115 | Battery |  |  | 0 | 0 | 0 | 0 | 0 | 0 | 0 | 0 | 0 | 5 | 2 | 5 | 2 |  |  | 1 | [11 empty] | 1 | 1 | 2 | 2 | 2 | 1 | 1 | 0
PG&E GBA | Coburn | 230 | Battery |  |  | 0 | 0 | 0 | 0 | 0 | 0 | 0 | 0 | 0 | 5 | 2 | 5 | 2 |  |  | 1 | [11 empty] | 2 | 2 | 2 | 2 | 3 | 2+ | 1 | 1
PG&E GBA | Coburn | 60 | Battery |  |  | 0 | 0 | 0 | 0 | 0 | 0 | 0 | 0 | 0 | 5 | 2 | 5 | 2 |  |  | 1 | [11 empty] | 2 | 2 | 2 | 2 | 3 | 1 | 1 | 0
PG&E NGBA | Colgate | 230 | Battery |  |  | 0 | 0 | 0 | 0 | 0 | 0 | 0 | 0 | 0 | 5 | 2 | 1 | 1 |  |  | 1 | [11 empty] | 2 | 1 | 4 | 1 | 3 | 1 | 1 | 0
PG&E GBA | Collierville | 230 | Battery |  |  | 0 | 0 | 0 | 0 | 0 | 0 | 0 | 0 | 0 | 5 | 5 | 1 | 1 |  |  | 1 | [11 empty] | 2 | 1 | 4 | 1 | 3 | 1 | 1 | 0
PG&E GBA | Collinsville | 230 | Battery |  |  | 0 | 0 | 0 | 0 | 0 | 0 | 0 | 0 | 0 | 5 | 2 | 1 | 1 |  |  | 1 | [11 empty] | 2 | 1 | 3 | 1 | 1 | 1 | 1 | 0
PG&E GBA | Collinsville | 500 | Battery |  |  | 0 | 0 | 0 | 0 | 0 | 0 | 0 | 0 | 0 | 5 | 2 | 1 | 1 |  |  | 1 | [11 empty] | 2 | 1 | 3 | 1 | 1 | 1 | 1 | 0
SCE Eastern | Colorado River | 230 | Battery |  |  | 30 | 0 | 30 | 30 | 0 | 30 | 0 | 0 | 0 | 4 | 4 | 4 | 4 | 4 |  | 1 | [11 empty] | 2 | 2 | 3 | 1 | 3 | 4+ | 5 | 1
SCE Eastern | Colorado River | 500 | Battery |  |  | 0 | 0 | 0 | 0 | 0 | 0 | 0 | 0 | 0 | 4 | 4 | 4 | 4 | 2 |  | 1 | [11 empty] | 2 | 2 | 3 | 1 | 3 | 1 | 1 | 0
PG&E KERN | Columbus | 115 | Battery |  |  | 0 | 0 | 0 | 0 | 0 | 0 | 0 | 0 | 0 | 5 | 2 | 5 | 2 |  |  | 3 | [11 empty] | 1 | 1 | 2 | 1 | 2 | 4+ | 1 | 1
PG&E GBA | Contra Costa | 115 | Battery |  |  | 0 | 0 | 0 | 0 | 0 | 0 | 0 | 0 | 0 | 5 | 5 | 1 | 1 |  |  | 1 | [11 empty] | 2 | 1 | 2 | 1 | 2 | 1 | 1 | 0
PG&E GBA | Contra Costa | 230 | Battery |  |  | 0 | 0 | 0 | 0 | 0 | 0 | 0 | 0 | 0 | 5 | 2 | 1 | 1 |  |  | 1 | [11 empty] | 2 | 1 | 2 | 1 | 2 | 2+ | 1 | 1
PG&E GBA | Contra Costa PP | 230 | Battery |  |  | 0 | 0 | 0 | 0 | 0 | 0 | 0 | 0 | 0 | 5 | 5 | 1 | 1 |  |  | 1 | [11 empty] | 2 | 1 | 1 | 1 | 2 | 1 | 1 | 0
SCE NOL | Control | 115 | Battery |  |  | 0 | 0 | 0 | 0 | 0 | 0 | 0 | 0 | 0 | 5 | 3 | 3 | 3 |  |  | 1 | [11 empty] | 2 | 2 | 4 | 1 | 3 | 1 | 1 | 0
SCE NOL | Control | 55 | Battery |  |  | 0 | 0 | 0 | 0 | 0 | 0 | 0 | 0 | 0 | 5 | 3 | 3 | 3 |  |  | 1 | [11 empty] | 2 | 2 | 4 | 1 | 3 | 1 | 1 | 0
PG&E GBA | Cooley Landing | 115 | Battery |  |  | 0 | 0 | 0 | 0 | 0 | 0 | 0 | 0 | 0 | 5 | 2 | 1 | 1 |  |  | 3 | [11 empty] | 2 | 1 | 2 | 1 | 1 | 1 | 1 | 0
PG&E GBA | Cooley Landing | 60 | Battery |  |  | 0 | 0 | 0 | 0 | 0 | 0 | 0 | 0 | 0 | 1 | 1 | 1 | 1 |  |  | 1 | [11 empty] | 2 | 1 | 2 | 1 | 1 | 4+ | 1 | 1
SCE NOL | Coolwater | 230 | Battery |  |  | 0 | 0 | 0 | 0 | 0 | 0 | 0 | 0 | 0 | 4 | 3 | 1 | 1 |  |  | 1 | [11 empty] | 2 | 1 | 2 | 1 | 1 | 4+ | 1 | 1
SCE NOL | Coolwater | 115 | Battery |  |  | 113.5 | 0 | 113.5 | 113.5 | 0 | 113.5 | 0 | 0 | 0 | 4 | 3 | 1 | 1 | 3 |  | 3 | [11 empty] | 2 | 1 | 2 | 1 | 1 | 4+ | 1 | 1
PG&E KERN | Copus | 70 | Battery |  |  | 0 | 0 | 0 | 0 | 0 | 0 | 0 | 0 | 0 | 5 | 2 | 5 | 2 |  |  | 1 | [11 empty] | 1 | 1 | 3 | 1 | 1 | 1 | 1 | 0
PG&E FRESNO | Corcoran | 70 | Battery |  |  | 0 | 0 | 0 | 0 | 0 | 0 | 0 | 0 | 0 | 5 | 2 | 5 | 2 |  |  | 1 | [11 empty] | 1 | 1 | 4 | 2 | 1 | 1 | 1 | 0
PG&E FRESNO | Corcoran | 115 | Battery |  |  | 0 | 0 | 0 | 0 | 0 | 0 | 0 | 0 | 0 | 5 | 2 | 5 | 2 |  |  | 1 | [11 empty] | 1 | 1 | 4 | 2 | 1 | 1 | 1 | 0
PG&E NGBA | Corona | 115 | Battery |  |  | 0 | 0 | 0 | 0 | 0 | 0 | 0 | 0 | 0 | 5 | 5 | 1 | 1 |  |  | 1 | [11 empty] | 2 | 1 | 3 | 2 | 3 | 4+ | 1 | 1
PG&E NGBA | Cortina | 230 | Battery |  |  | 0 | 0 | 0 | 0 | 0 | 0 | 0 | 0 | 0 | 5 | 5 | 1 | 1 | 3 |  | 1 | [11 empty] | 2 | 2 | 4 | 1 | 3 | 1 | 1 | 0
PG&E NGBA | Cortina | 115 | Battery |  |  | 0 | 0 | 0 | 0 | 0 | 0 | 0 | 0 | 0 | 5 | 5 | 1 | 1 | 1 |  | 1 | [11 empty] | 2 | 2 | 4 | 1 | 3 | 4+ | 4 | 1
PG&E GBA | Cottle | 230 | Battery |  |  | 0 | 0 | 0 | 0 | 0 | 0 | 0 | 0 | 0 | 5 | 2 | 5 | 2 | 3 |  | 1 | [11 empty] | 1 | 1 | 3 | 2 | 1 | 4+ | 1 | 1
PG&E NGBA | Cottonwood | 115 | Battery |  |  | 0 | 0 | 0 | 0 | 0 | 0 | 0 | 0 | 0 | 5 | 2 | 1 | 1 |  |  | 1 | [11 empty] | 2 | 2 | 3 | 2 | 3 | 1 | 1 | 0
PG&E NGBA | Cottonwood | 230 | Battery |  |  | 0 | 0 | 0 | 0 | 0 | 0 | 0 | 0 | 0 | 5 | 2 | 1 | 1 |  |  | 1 | [11 empty] | 2 | 2 | 3 | 2 | 3 | 1 | 1 | 0
PG&E NGBA | Cottonwood | 60 | Battery |  |  | 0 | 0 | 0 | 0 | 0 | 0 | 0 | 0 | 0 | 5 | 2 | 1 | 1 |  |  | 1 | [11 empty] | 2 | 2 | 3 | 2 | 3 | 1 | 1 | 0
PG&E NGBA | Cove Road | 230 | Battery |  |  | 0 | 0 | 0 | 0 | 0 | 0 | 0 | 0 | 0 | 5 | 2 | 1 | 1 |  |  | 1 | [11 empty] | 2 | 2 | 4 | 2 | 3 | 1 | 1 | 0
PG&E GBA | Coyote | 230 | Battery |  |  | 0 | 0 | 0 | 0 | 0 | 0 | 0 | 0 | 0 | 1 | 1 | 1 | 1 |  |  | 2 | [11 empty] | 2 | 1 | 3 | 2 | 2 | 1 | 1 | 0
PG&E GBA | Crazy Horse Canyon | 115 | Battery |  |  | 0 | 0 | 0 | 0 | 0 | 0 | 0 | 0 | 0 | 1 | 1 | 1 | 1 |  |  | 1 | [11 empty] | 2 | 2 | 4 | 2 | 3 | 1 | 1 | 0
SDGE | Creelman | 69 | Battery |  |  | 7.36 | 0 | 7.36 | 7.36 | 0 | 7.36 | 0 | 0 | 0 | 3 | 3 | 1 | 1 |  |  | 3 | [11 empty] | 2 | 1 | 4 | 1 | 3 | 2+ | 1 | 1
PG&E FRESNO | Crescent | 70 | Battery |  |  | 35 | 0 | 35 | 35 | 0 | 35 | 0 | 0 | 0 | 5 | 2 | 5 | 2 |  |  | 4 | [11 empty] | 1 | 1 | 3 | 2 | 1 | 4+ | 1 | 1
PG&E FRESNO | Cressey | 115 | Battery |  |  | 0 | 0 | 0 | 0 | 0 | 0 | 0 | 0 | 0 | 5 | 2 | 5 | 2 |  |  | 1 | [11 empty] | 1 | 1 | 3 | 2 | 1 | 1 | 1 | 0
PG&E NGBA | Cresta | 230 | Battery |  |  | 0 | 0 | 0 | 0 | 0 | 0 | 0 | 0 | 0 | 5 | 2 | 1 | 1 |  |  | 1 | [11 empty] | 2 | 1 | 4 | 2 | 3 | 1 | 1 | 0
SDGE | Crestwood | 69 | Battery |  |  | 0 | 0 | 0 | 0 | 0 | 0 | 0 | 0 | 0 | 3 | 3 | 1 | 1 |  |  | 1 | [11 empty] | 2 | 1 | 4 | 1 | 3 | 1 | 1 | 0
PG&E GBA | Crow Creek | 60 | Battery |  |  | 0 | 0 | 0 | 0 | 0 | 0 | 0 | 0 | 0 | 5 | 5 | 1 | 1 |  |  | 1 | [11 empty] | 1 | 1 | 4 | 2 | 1 | 1 | 1 | 0
PG&E GBA | Crows Landing | 60 | Battery |  |  | 0 | 0 | 0 | 0 | 0 | 0 | 0 | 0 | 0 | 5 | 5 | 1 | 1 |  |  | 1 | [11 empty] | 1 | 1 | 4 | 2 | 1 | 1 | 1 | 0
PG&E GBA | Curtis | 115 | Battery |  |  | 0 | 0 | 0 | 0 | 0 | 0 | 0 | 0 | 0 | 5 | 5 | 1 | 1 |  |  | 1 | [11 empty] | 2 | 1 | 4 | 1 | 3 | 1 | 1 | 0
PG&E FRESNO | Dairyland | 115 | Battery |  |  | 0 | 0 | 0 | 0 | 0 | 0 | 0 | 0 | 0 | 5 | 2 | 5 | 2 |  |  | 1 | [11 empty] | 1 | 1 | 3 | 2 | 1 | 1 | 1 | 0
PG&E NGBA | Davis | 115 | Battery |  |  | 0 | 0 | 0 | 0 | 0 | 0 | 0 | 0 | 0 | 5 | 5 | 1 | 1 | 3 |  | 3 | [11 empty] | 2 | 1 | 4 | 2 | 3 | 2+ | 1 | 1
SCE Metro | Del Amo | 500 | Battery |  |  | 0 | 912 | 912 | 0 | 0 | 0 | 0 | 912 | 912 | 1 | 1 | 1 | 1 |  |  | 1 | [11 empty] | 1 | 1 | 3 | 1 | 2 | 5- | 1 | 1
SCE Metro | Del Amo | 230 | Battery |  |  | 0 | 800 | 800 | 0 | 0 | 0 | 0 | 800 | 800 | 1 | 1 | 1 | 1 |  |  | 1 | [11 empty] | 1 | 1 | 3 | 1 | 2 | 5- | 1 | 1
SCE Eastern | Delaney | 500 | Battery |  |  | 0 | 340 | 340 | 0 | 0 | 0 | 0 | 340 | 340 | 5 | 4 | 4 | 4 |  |  | 2 | [11 empty] | 2 | 1 | 4 | 2 | 3 | 3+ | 1 | 1
PG&E NGBA | Delevan | 230 | Battery |  |  | 0 | 0 | 0 | 0 | 0 | 0 | 0 | 0 | 0 | 5 | 5 | 1 | 1 | 3 |  | 1 | [11 empty] | 2 | 2 | 1 | 1 | 3 | 4+ | 4 | 1
PG&E GBA | Delta PP | 230 | Battery |  |  | 0 | 0 | 0 | 0 | 0 | 0 | 0 | 0 | 0 | 5 | 2 | 1 | 1 |  |  | 1 | [11 empty] | 2 | 1 | 3 | 1 | 2 | 4+ | 1 | 1
EOP | Desert View | 230 | Battery |  |  | 0 | 0 | 0 | 0 | 0 | 0 | 0 | 0 | 0 | 5 | 2 | 1 | 1 |  |  | 1 | [11 empty] | 2 | 1 | 4 | 1 | 3 | 4+ | 1 | 1
SCE Eastern | Devers | 230 | Battery |  |  | 200 | 100 | 300 | 200 | 100 | 300 | 0 | 0 | 0 | 4 | 2 | 1 | 1 | 5 |  | 1 | [11 empty] | 2 | 1 | 1 | 1 | 3 | 4+ | 1 | 1
SCE Eastern | Devers | 500 | Battery |  |  | 0 | 0 | 0 | 0 | 0 | 0 | 0 | 0 | 0 | 4 | 2 | 1 | 1 |  |  | 1 | [11 empty] | 2 | 1 | 1 | 1 | 3 | 1 | 1 | 0
PG&E KERN | Diablo Canyon | 230 | Battery |  |  | 0 | 0 | 0 | 0 | 0 | 0 | 0 | 0 | 0 | 5 | 2 | 5 | 2 | 3 |  | 1 | [11 empty] | 2 | 2 | 4 | 2 | 3 | 1 | 1 | 0
PG&E KERN | Diablo Canyon | 500 | Battery |  |  | 0 | 0 | 0 | 0 | 0 | 0 | 0 | 0 | 0 | 5 | 2 | 4 | 2 | 5 |  | 1 | [11 empty] | 2 | 2 | 4 | 2 | 3 | 4+ | 1 | 1
PG&E KERN | Divide | 115 | Battery |  |  | 0 | 0 | 0 | 0 | 0 | 0 | 0 | 0 | 0 | 5 | 2 | 5 | 2 |  |  | 1 | [11 empty] | 2 | 2 | 4 | 1 | 2 | 1 | 1 | 0
PG&E GBA | Dixon Landing | 115 | Battery |  |  | 0 | 0 | 0 | 0 | 0 | 0 | 0 | 0 | 0 | 1 | 1 | 1 | 1 |  |  | 1 | [11 empty] | 2 | 1 | 2 | 1 | 2 | 1 | 1 | 0
PG&E FRESNO | Dos Amigos | 230 | Battery |  |  | 0 | 758 | 758 | 0 | 0 | 0 | 0 | 758 | 758 | 5 | 2 | 5 | 2 |  |  | 1 | [11 empty] | 1 | 1 | 4 | 2 | 1 | 5- | 1 | 1
PG&E NGBA | Drum | 115 | Battery |  |  | 0 | 0 | 0 | 0 | 0 | 0 | 0 | 0 | 0 | 5 | 2 | 1 | 1 |  |  | 1 | [11 empty] | 2 | 1 | 4 | 2 | 3 | 1 | 1 | 0
PG&E GBA | Dumbarton | 115 | Battery |  |  | 0 | 0 | 0 | 0 | 0 | 0 | 0 | 0 | 0 | 5 | 2 | 1 | 1 |  |  | 1 | [11 empty] | 2 | 1 | 3 | 1 | 2 | 1 | 1 | 0
SCE NOL | Dunn Siding | 115 | Battery |  |  | 0 | 0 | 0 | 0 | 0 | 0 | 0 | 0 | 0 | 4 | 3 | 1 | 1 |  |  | 1 | [11 empty] | 2 | 1 | 4 | 1 | 1 | 1 | 1 | 0
SCE Eastern | Eagle Mountain | 230 | Battery |  |  | 0 | 0 | 0 | 0 | 0 | 0 | 0 | 0 | 0 | 5 | 2 | 1 | 1 |  |  | 1 | [11 empty] | 2 | 2 | 4 | 1 | 3 | 1 | 1 | 0
PG&E NGBA | Eagle Rock (PGE) | 60 | Battery |  |  | 0 | 0 | 0 | 0 | 0 | 0 | 0 | 0 | 0 | 5 | 5 | 1 | 1 |  |  | 1 | [11 empty] | 2 | 2 | 4 | 2 | 3 | 1 | 1 | 0
PG&E NGBA | Eagle Rock (PGE) | 115 | Battery |  |  | 0 | 0 | 0 | 0 | 0 | 0 | 0 | 0 | 0 | 5 | 5 | 1 | 1 | 3 |  | 1 | [11 empty] | 2 | 2 | 4 | 2 | 3 | 1 | 1 | 0
SCE Metro | Eagle Rock (SCE) | 230 | Battery |  |  | 0 | 590 | 590 | 0 | 0 | 0 | 0 | 590 | 590 | 1 | 1 | 1 | 1 |  |  | 1 | [11 empty] | 1 | 1 | 2 | 1 | 2 | 5- | 1 | 1
PG&E NGBA | East Marysville | 115 | Battery |  |  | 0 | 0 | 0 | 0 | 0 | 0 | 0 | 0 | 0 | 5 | 2 | 1 | 1 |  |  | 1 | [11 empty] | 2 | 2 | 2 | 1 | 2 | 1 | 1 | 0
PG&E NGBA | East Nicolaus | 115 | Battery |  |  | 0 | 0 | 0 | 0 | 0 | 0 | 0 | 0 | 0 | 5 | 2 | 1 | 1 |  |  | 1 | [11 empty] | 2 | 1 | 4 | 1 | 3 | 1 | 1 | 0
PG&E NGBA | East Nicolaus | 60 | Battery |  |  | 0 | 0 | 0 | 0 | 0 | 0 | 0 | 0 | 0 | 5 | 2 | 1 | 1 |  |  | 1 | [11 empty] | 2 | 1 | 4 | 1 | 3 | 1 | 1 | 0
PG&E GBA | Eastshore | 115 | Battery |  |  | 0 | 0 | 0 | 0 | 0 | 0 | 0 | 0 | 0 | 5 | 2 | 1 | 1 | 4 |  | 1 | [11 empty] | 2 | 1 | 2 | 1 | 1 | 2+ | 1 | 1
PG&E GBA | Eastshore | 230 | Battery |  |  | 0 | 0 | 0 | 0 | 0 | 0 | 0 | 0 | 0 | 5 | 2 | 1 | 1 |  |  | 1 | [11 empty] | 2 | 1 | 2 | 1 | 1 | 1 | 1 | 0
SDGE | ECO | 138 | Battery |  |  | 0 | 0 | 0 | 0 | 0 | 0 | 0 | 0 | 0 | 3 | 3 | 1 | 1 | 3 |  | 1 | [11 empty] | 2 | 1 | 4 | 1 | 3 | 1 | 1 | 0
SDGE | ECO | 230 | Battery |  |  | 0 | 0 | 0 | 0 | 0 | 0 | 0 | 0 | 0 | 3 | 3 | 1 | 1 |  |  | 1 | [11 empty] | 2 | 1 | 4 | 1 | 3 | 1 | 1 | 0
SDGE | ECO | 500 | Battery |  |  | 0 | 0 | 0 | 0 | 0 | 0 | 0 | 0 | 0 | 3 | 3 | 1 | 1 |  |  | 1 | [11 empty] | 2 | 1 | 4 | 1 | 3 | 1 | 1 | 0
PG&E GBA | Edenvale | 115 | Battery |  |  | 0 | 0 | 0 | 0 | 0 | 0 | 0 | 0 | 0 | 1 | 1 | 1 | 1 |  |  | 1 | [11 empty] | 2 | 1 | 2 | 2 | 2 | 1 | 1 | 0
PG&E GBA | Edes | 115 | Battery |  |  | 0 | 0 | 0 | 0 | 0 | 0 | 0 | 0 | 0 | 5 | 2 | 1 | 1 |  |  | 1 | [11 empty] | 2 | 1 | 3 | 1 | 1 | 1 | 1 | 0
PG&E GBA | Eight Mile | 230 | Battery |  |  | 0 | 0 | 0 | 0 | 0 | 0 | 0 | 0 | 0 | 5 | 2 | 1 | 1 |  |  | 2 | [11 empty] | 1 | 1 | 2 | 2 | 1 | 1 | 1 | 0
SDGE | El Cajon | 69 | Battery |  |  | 0 | 0 | 0 | 0 | 0 | 0 | 0 | 0 | 0 | 3 | 3 | 1 | 1 |  |  | 1 | [11 empty] | 2 | 1 | 2 | 1 | 1 | 4+ | 5 | 1
SCE Eastern | El Casco | 230 | Battery |  |  | 0 | 0 | 0 | 0 | 0 | 0 | 0 | 0 | 0 | 4 | 2 | 1 | 1 |  |  | 1 | [11 empty] | 1 | 1 | 4 | 1 | 2 | 4+ | 5 | 1
PG&E GBA | El Cerrito G | 115 | Battery |  |  | 0 | 0 | 0 | 0 | 0 | 0 | 0 | 0 | 0 | 5 | 2 | 1 | 1 |  |  | 1 | [11 empty] | 2 | 1 | 2 | 1 | 2 | 1 | 1 | 0
PG&E NGBA | El Dorado PH | 115 | Battery |  |  | 0 | 0 | 0 | 0 | 0 | 0 | 0 | 0 | 0 | 5 | 2 | 1 | 1 |  |  | 1 | [11 empty] | 2 | 1 | 4 | 2 | 3 | 4+ | 1 | 1
PG&E FRESNO | El Nido (PGE) | 115 | Battery |  |  | 0 | 0 | 0 | 0 | 0 | 0 | 0 | 0 | 0 | 5 | 2 | 5 | 2 |  |  | 1 | [11 empty] | 1 | 1 | 4 | 2 | 1 | 4+ | 1 | 1
SCE Metro | El Nido (SCE) | 230 | Battery |  |  | 0 | 90 | 90 | 0 | 0 | 0 | 0 | 90 | 90 | 1 | 1 | 1 | 1 |  |  | 2 | [11 empty] | 1 | 1 | 2 | 1 | 2 | 2- | 1 | 1
PG&E GBA | El Patio | 115 | Battery |  |  | 0 | 0 | 0 | 0 | 0 | 0 | 0 | 0 | 0 | 1 | 1 | 1 | 1 |  |  | 1 | [11 empty] | 2 | 1 | 3 | 2 | 2 | 1 | 1 | 0
SCE Metro | El Segundo | 230 | Battery |  |  | 0 | 0 | 0 | 0 | 0 | 0 | 0 | 0 | 0 | 1 | 1 | 1 | 1 |  |  | 1 | [11 empty] | 1 | 1 | 1 | 1 | 1 | 1 | 1 | 0
EOP | Eldorado | 230 | Battery |  |  | 0 | 0 | 0 | 0 | 0 | 0 | 0 | 0 | 0 | 5 | 2 | 1 | 1 | 4 |  | 1 | [11 empty] | 2 | 2 | 2 | 1 | 3 | 4+ | 5 | 1
EOP | Eldorado | 500 | Battery |  |  | 0 | 0 | 0 | 0 | 0 | 0 | 0 | 0 | 0 | 5 | 2 | 1 | 1 | 5 |  | 1 | [11 empty] | 2 | 2 | 2 | 1 | 3 | 1 | 1 | 0
SCE Northern | Elizabeth Lake | 66 | Battery |  |  | 0 | 0 | 0 | 0 | 0 | 0 | 0 | 0 | 0 | 5 | 2 | 1 | 1 |  |  | 1 | [11 empty] | 1 | 1 | 3 | 1 | 3 | 1 | 1 | 0
PG&E KERN | Elk Hills | 230 | Battery |  |  | 0 | 0 | 0 | 0 | 0 | 0 | 0 | 0 | 0 | 5 | 2 | 5 | 2 |  |  | 1 | [11 empty] | 1 | 1 | 3 | 1 | 1 | 1 | 1 | 0
SDGE | Elliot | 69 | Battery |  |  | 0 | 0 | 0 | 0 | 0 | 0 | 0 | 0 | 0 | 3 | 3 | 1 | 1 |  |  | 1 | [11 empty] | 2 | 1 | 2 | 1 | 2 | 1 | 5 | 1
SCE Metro | Ellis | 230 | Battery |  |  | 0 | 0 | 0 | 0 | 0 | 0 | 0 | 0 | 0 | 1 | 1 | 1 | 1 |  |  | 1 | [11 empty] | 1 | 1 | 2 | 1 | 2 | 1 | 1 | 0
SDGE | Encina | 138 | Battery |  |  | 0 | 0 | 0 | 0 | 0 | 0 | 0 | 0 | 0 | 3 | 3 | 1 | 1 | 3 |  | 1 | [11 empty] | 2 | 1 | 1 | 1 | 3 | 2+ | 1 | 1
SDGE | Encina | 230 | Battery |  |  | 0 | 0 | 0 | 0 | 0 | 0 | 0 | 0 | 0 | 3 | 3 | 1 | 1 |  |  | 1 | [11 empty] | 2 | 1 | 1 | 1 | 3 | 1 | 1 | 0
SDGE | Escondido | 230 | Battery |  |  | 0 | 0 | 0 | 0 | 0 | 0 | 0 | 0 | 0 | 3 | 3 | 1 | 1 |  |  | 1 | [11 empty] | 2 | 1 | 1 | 1 | 3 | 4+ | 1 | 1
SDGE | Escondido | 69 | Battery |  |  | 13 | 0 | 13 | 13 | 0 | 13 | 0 | 0 | 0 | 3 | 3 | 1 | 1 |  |  | 3 | [11 empty] | 2 | 1 | 1 | 1 | 3 | 4+ | 1 | 1
PG&E KERN | Estrella | 230 | Battery |  |  | 0 | 0 | 0 | 0 | 0 | 0 | 0 | 0 | 0 | 5 | 2 | 5 | 2 |  |  | 1 | [11 empty] | 2 | 2 | 4 | 2 | 3 | 1 | 1 | 0
SCE Eastern | Etiwanda | 230 | Battery |  |  | 70 | 0 | 70 | 70 | 0 | 70 | 0 | 0 | 0 | 1 | 1 | 1 | 1 | 5 |  | 1 | [11 empty] | 1 | 1 | 2 | 1 | 1 | 4+ | 4 | 1
PG&E GBA | Evergreen | 115 | Battery |  |  | 0 | 0 | 0 | 0 | 0 | 0 | 0 | 0 | 0 | 1 | 1 | 1 | 1 |  |  | 1 | [11 empty] | 2 | 1 | 2 | 2 | 2 | 1 | 1 | 0
PG&E GBA | Evergreen | 60 | Battery |  |  | 0 | 0 | 0 | 0 | 0 | 0 | 0 | 0 | 0 | 1 | 1 | 1 | 1 |  |  | 1 | [11 empty] | 2 | 1 | 2 | 2 | 2 | 1 | 1 | 0
PG&E FRESNO | Excelsior | 115 | Battery |  |  | 0 | 0 | 0 | 0 | 0 | 0 | 0 | 0 | 0 | 5 | 2 | 5 | 2 | 1 |  | 1 | [11 empty] | 1 | 1 | 4 | 2 | 1 | 4+ | 1 | 1
PG&E FRESNO | Exchequer | 115 | Battery |  |  | 0 | 0 | 0 | 0 | 0 | 0 | 0 | 0 | 0 | 5 | 2 | 5 | 2 |  |  | 1 | [11 empty] | 2 | 1 | 4 | 1 | 2 | 1 | 1 | 0
PG&E KERN | Fairway | 115 | Battery |  |  | 0 | 0 | 0 | 0 | 0 | 0 | 0 | 0 | 0 | 5 | 2 | 5 | 2 |  |  | 1 | [11 empty] | 2 | 2 | 3 | 1 | 2 | 4+ | 1 | 1
PG&E KERN | Famoso | 115 | Battery |  |  | 0 | 0 | 0 | 0 | 0 | 0 | 0 | 0 | 0 | 5 | 2 | 5 | 2 |  |  | 1 | [11 empty] | 1 | 1 | 4 | 1 | 1 | 4+ | 1 | 1
PG&E NGBA | Fern Road | 500 | Battery |  |  | 0 | 0 | 0 | 0 | 0 | 0 | 0 | 0 | 0 | 5 | 2 | 1 | 1 |  |  | 1 | [11 empty] | 2 | 2 | 4 | 2 | 3 | 1 | 1 | 0
PG&E GBA | Fibreboard (SPI Sonora) | 115 | Battery |  |  | 0 | 0 | 0 | 0 | 0 | 0 | 0 | 0 | 0 | 5 | 5 | 1 | 1 |  |  | 1 | [11 empty] | 2 | 1 | 2 | 1 | 2 | 1 | 1 | 0
PG&E FRESNO | Figarden | 230 | Battery |  |  | 0 | 0 | 0 | 0 | 0 | 0 | 0 | 0 | 0 | 5 | 2 | 5 | 2 |  |  | 1 | [11 empty] | 1 | 1 | 3 | 2 | 2 | 1 | 1 | 0
PG&E FRESNO | Fink | 230 | Battery |  |  | 0 | 900 | 900 | 0 | 0 | 0 | 0 | 900 | 900 | 1 | 1 | 1 | 1 |  |  | 1 | [11 empty] | 1 | 1 | 4 | 2 | 1 | 5- | 1 | 1
PG&E NGBA | Fitch Mountain | 60 | Battery |  |  | 0 | 0 | 0 | 0 | 0 | 0 | 0 | 0 | 0 | 5 | 5 | 1 | 1 |  |  | 1 | [11 empty] | 2 | 2 | 4 | 2 | 3 | 1 | 1 | 0
PG&E GBA | FMC | 115 | Battery |  |  | 0 | 0 | 0 | 0 | 0 | 0 | 0 | 0 | 0 | 1 | 1 | 1 | 1 |  |  | 1 | [11 empty] | 2 | 1 | 2 | 2 | 2 | 1 | 1 | 0
PG&E GBA | Fremont | 115 | Battery |  |  | 0 | 0 | 0 | 0 | 0 | 0 | 0 | 0 | 0 | 1 | 1 | 1 | 1 |  |  | 1 | [11 empty] | 2 | 1 | 3 | 1 | 2 | 1 | 1 | 0
PG&E GBA | French Camp | 60 | Battery |  |  | 0 | 0 | 0 | 0 | 0 | 0 | 0 | 0 | 0 | 1 | 1 | 1 | 1 |  |  | 1 | [11 empty] | 1 | 1 | 3 | 2 | 1 | 1 | 1 | 0
PG&E GBA | Frogtown | 115 | Battery |  |  | 0 | 0 | 0 | 0 | 0 | 0 | 0 | 0 | 0 | 1 | 1 | 1 | 1 |  |  | 1 | [11 empty] | 2 | 1 | 4 | 1 | 3 | 1 | 1 | 0
PG&E NGBA | Fulton | 115 | Battery |  |  | 0 | 0 | 0 | 0 | 0 | 0 | 0 | 0 | 0 | 5 | 5 | 1 | 1 | 1 |  | 1 | [11 empty] | 2 | 1 | 3 | 2 | 2 | 1 | 1 | 0
PG&E NGBA | Fulton | 230 | Battery |  |  | 0 | 0 | 0 | 0 | 0 | 0 | 0 | 0 | 0 | 5 | 5 | 1 | 1 |  |  | 1 | [11 empty] | 2 | 1 | 3 | 2 | 2 | 2+ | 5 | 1
PG&E NGBA | Fulton | 60 | Battery |  |  | 0 | 0 | 0 | 0 | 0 | 0 | 0 | 0 | 0 | 5 | 5 | 1 | 1 |  |  | 1 | [11 empty] | 2 | 1 | 3 | 2 | 2 | 1 | 1 | 0
PG&E KERN | Ganso | 115 | Battery |  |  | 0 | 0 | 0 | 0 | 0 | 0 | 0 | 0 | 0 | 5 | 2 | 5 | 2 |  |  | 1 | [11 empty] | 1 | 1 | 3 | 1 | 1 | 1 | 1 | 0
PG&E FRESNO | Gates | 230 | Battery |  |  | 0 | 0 | 0 | 0 | 0 | 0 | 0 | 0 | 0 | 5 | 2 | 5 | 2 | 4 |  | 1 | [11 empty] | 1 | 1 | 3 | 2 | 1 | 4+ | 5 | 1
PG&E FRESNO | Gates | 500 | Battery |  |  | 190 | 35 | 225 | 190 | 35 | 225 | 0 | 0 | 0 | 5 | 2 | 5 | 2 | 5 |  | 2 | [11 empty] | 1 | 1 | 3 | 2 | 1 | 4+ | 1 | 1
PG&E NGBA | Geysers 12 | 230 | Battery |  |  | 0 | 0 | 0 | 0 | 0 | 0 | 0 | 0 | 0 | 5 | 5 | 1 | 1 |  |  | 1 | [11 empty] | 2 | 2 | 4 | 2 | 3 | 1 | 1 | 0
PG&E NGBA | Geysers 17 | 230 | Battery |  |  | 0 | 0 | 0 | 0 | 0 | 0 | 0 | 0 | 0 | 5 | 5 | 1 | 1 |  |  | 1 | [11 empty] | 2 | 2 | 4 | 2 | 3 | 4+ | 1 | 1
PG&E NGBA | Geysers 3 | 115 | Battery |  |  | 0 | 0 | 0 | 0 | 0 | 0 | 0 | 0 | 0 | 5 | 5 | 1 | 1 |  |  | 1 | [11 empty] | 2 | 2 | 4 | 2 | 3 | 1 | 1 | 0
PG&E NGBA | Glenn | 230 | Battery |  |  | 0 | 0 | 0 | 0 | 0 | 0 | 0 | 0 | 0 | 5 | 2 | 1 | 1 | 3 |  | 1 | [11 empty] | 2 | 2 | 4 | 1 | 3 | 2+ | 1 | 1
PG&E NGBA | Glenn | 60 | Battery |  |  | 0 | 0 | 0 | 0 | 0 | 0 | 0 | 0 | 0 | 5 | 2 | 1 | 1 |  |  | 1 | [11 empty] | 2 | 2 | 4 | 1 | 3 | 1 | 1 | 0
PG&E NGBA | Gold Hill | 115 | Battery |  |  | 0 | 0 | 0 | 0 | 0 | 0 | 0 | 0 | 0 | 5 | 2 | 1 | 1 |  |  | 1 | [11 empty] | 2 | 1 | 4 | 2 | 3 | 4+ | 1 | 1
PG&E NGBA | Gold Hill | 230 | Battery |  |  | 0 | 0 | 0 | 0 | 0 | 0 | 0 | 0 | 0 | 5 | 2 | 1 | 1 |  |  | 1 | [11 empty] | 2 | 1 | 4 | 2 | 3 | 1 | 1 | 0
SCE Northern | Goleta | 230 | Battery |  |  | 10 | 0 | 10 | 10 | 0 | 10 | 0 | 0 | 0 | 5 | 2 | 1 | 1 |  |  | 5 | [11 empty] | 2 | 2 | 2 | 1 | 2 | 4+ | 4 | 1
SCE Metro | Goodrich | 230 | Battery |  |  | 0 | 0 | 0 | 0 | 0 | 0 | 0 | 0 | 0 | 1 | 1 | 1 | 1 |  |  | 1 | [11 empty] | 1 | 1 | 3 | 1 | 2 | 1 | 1 | 0
PG&E KERN | Goose Lake | 115 | Battery |  |  | 0 | 0 | 0 | 0 | 0 | 0 | 0 | 0 | 0 | 5 | 2 | 5 | 2 |  |  | 1 | [11 empty] | 1 | 1 | 2 | 1 | 1 | 4+ | 1 | 1
SCE Metro | Gould | 230 | Battery |  |  | 0 | 0 | 0 | 0 | 0 | 0 | 0 | 0 | 0 | 1 | 1 | 1 | 1 |  |  | 1 | [11 empty] | 1 | 1 | 4 | 1 | 2 | 1 | 1 | 0
PG&E NGBA | Grand Island | 115 | Battery |  |  | 0 | 0 | 0 | 0 | 0 | 0 | 0 | 0 | 0 | 5 | 2 | 1 | 1 |  |  | 1 | [11 empty] | 2 | 1 | 4 | 2 | 2 | 1 | 1 | 0
SDGE | Granite | 69 | Battery |  |  | 2.25 | 0 | 2.25 | 2.25 | 0 | 2.25 | 0 | 0 | 0 | 3 | 3 | 1 | 1 |  |  | 3 | [11 empty] | 2 | 1 | 2 | 2 | 2 | 1 | 5 | 1
PG&E GBA | Grant | 115 | Battery |  |  | 0 | 0 | 0 | 0 | 0 | 0 | 0 | 0 | 0 | 5 | 2 | 1 | 1 |  |  | 1 | [11 empty] | 2 | 1 | 2 | 1 | 2 | 1 | 1 | 0
PG&E GBA | Green Valley | 115 | Battery |  |  | 0 | 0 | 0 | 0 | 0 | 0 | 0 | 0 | 0 | 1 | 1 | 1 | 1 | 1 |  | 1 | [11 empty] | 2 | 2 | 3 | 2 | 2 | 4+ | 1 | 1
PG&E NGBA | Greenleaf 1 | 115 | Battery |  |  | 0 | 0 | 0 | 0 | 0 | 0 | 0 | 0 | 0 | 5 | 2 | 1 | 1 |  |  | 1 | [11 empty] | 2 | 2 | 1 | 1 | 3 | 4+ | 1 | 1
PG&E FRESNO | Gregg | 230 | Battery |  |  | 0 | 0 | 0 | 0 | 0 | 0 | 0 | 0 | 0 | 5 | 2 | 5 | 2 |  |  | 1 | [11 empty] | 1 | 1 | 3 | 2 | 1 | 2+ | 1 | 1
PG&E FRESNO | Grimmway-Malaga | 115 | Battery |  |  | 0 | 0 | 0 | 0 | 0 | 0 | 0 | 0 | 0 | 5 | 2 | 5 | 2 |  |  | 1 | [11 empty] | 1 | 1 | 2 | 1 | 1 | 1 | 1 | 0
PG&E NGBA | Grizzly | 230 | Battery |  |  | 0 | 0 | 0 | 0 | 0 | 0 | 0 | 0 | 0 | 5 | 2 | 1 | 1 |  |  | 1 | [11 empty] | 2 | 2 | 4 | 1 | 3 | 1 | 1 | 0
PG&E FRESNO | Guernsey | 70 | Battery |  |  | 0 | 0 | 0 | 0 | 0 | 0 | 0 | 0 | 0 | 5 | 2 | 5 | 2 |  |  | 1 | [11 empty] | 1 | 1 | 3 | 2 | 1 | 1 | 1 | 0
PG&E FRESNO | GWF Hanford | 115 | Battery |  |  | 131.4 | 0 | 131.4 | 131.4 | 0 | 131.4 | 0 | 0 | 0 | 5 | 2 | 5 | 2 |  |  | 3 | [11 empty] | 2 | 1 | 2 | 1 | 1 | 4+ | 1 | 1
PG&E FRESNO | Haas | 230 | Battery |  |  | 0 | 0 | 0 | 0 | 0 | 0 | 0 | 0 | 0 | 5 | 2 | 5 | 2 |  |  | 1 | [11 empty] | 1 | 1 | 4 | 2 | 3 | 1 | 1 | 0
PG&E FRESNO | Hammonds | 115 | Battery |  |  | 0 | 0 | 0 | 0 | 0 | 0 | 0 | 0 | 0 | 5 | 2 | 5 | 2 |  |  | 3 | [11 empty] | 1 | 1 | 2 | 2 | 1 | 1 | 1 | 0
SCE Metro | HarborGen | 230 | Battery |  |  | 0 | 0 | 0 | 0 | 0 | 0 | 0 | 0 | 0 | 1 | 1 | 1 | 1 |  |  | 1 | [11 empty] | 1 | 1 | 2 | 1 | 1 | 1 | 1 | 0
PG&E NGBA | Harris | 60 | Battery |  |  | 0 | 0 | 0 | 0 | 0 | 0 | 0 | 0 | 0 | 5 | 2 | 1 | 1 |  |  | 1 | [11 empty] | 2 | 2 | 2 | 2 | 3 | 1 | 1 | 0
EOP | Harry Allen | 500 | Battery |  |  | 0 | 0 | 0 | 0 | 0 | 0 | 0 | 0 | 0 | 5 | 2 | 1 | 1 |  |  | 2 | [11 empty] | 2 | 2 | 4 | 1 | 3 | 1 | 1 | 0
PG&E NGBA | Hartley | 60 | Battery |  |  | 0 | 0 | 0 | 0 | 0 | 0 | 0 | 0 | 0 | 5 | 5 | 1 | 1 |  |  | 1 | [11 empty] | 2 | 2 | 4 | 2 | 3 | 1 | 1 | 0
SCE NOL | Harvard | 115 | Battery |  |  | 0 | 0 | 0 | 0 | 0 | 0 | 0 | 0 | 0 | 4 | 3 | 1 | 1 |  |  | 1 | [11 empty] | 2 | 1 | 4 | 1 | 1 | 1 | 1 | 0
SDGE | Hassayampa | 500 | Battery |  |  | 85 | 815 | 900 | 85 | 0 | 85 | 0 | 815 | 815 | 5 | 4 | 4 | 4 |  |  | 4 | [11 empty] | 2 | 1 | 4 | 2 | 3 | 5- | 1 | 1
PG&E FRESNO | Helm | 230 | Battery |  |  | 0 | 0 | 0 | 0 | 0 | 0 | 0 | 0 | 0 | 5 | 2 | 5 | 2 | 3 |  | 1 | [11 empty] | 1 | 1 | 2 | 2 | 1 | 1 | 1 | 0
PG&E FRESNO | Helm | 70 | Battery |  |  | 0 | 0 | 0 | 0 | 0 | 0 | 0 | 0 | 0 | 5 | 2 | 5 | 2 |  |  | 1 | [11 empty] | 1 | 1 | 2 | 2 | 1 | 4+ | 1 | 1
PG&E FRESNO | Henrietta | 115 | Battery |  |  | 0 | 20 | 20 | 0 | 0 | 0 | 0 | 20 | 20 | 5 | 2 | 5 | 2 | 3 |  | 1 | [11 empty] | 1 | 1 | 1 | 2 | 1 | 3- | 1 | 1
PG&E FRESNO | Henrietta | 230 | Battery |  |  | 0 | 314 | 314 | 0 | 0 | 0 | 0 | 314 | 314 | 5 | 2 | 5 | 2 | 3 |  | 1 | [11 empty] | 1 | 1 | 1 | 2 | 1 | 5- | 1 | 1
PG&E FRESNO | Henrietta | 70 | Battery |  |  | 173.2 | 0 | 173.2 | 173.2 | 0 | 173.2 | 0 | 0 | 0 | 5 | 2 | 5 | 2 |  |  | 5 | [11 empty] | 1 | 1 | 1 | 2 | 1 | 4+ | 1 | 1
PG&E FRESNO | Herndon | 115 | Battery |  |  | 0 | 0 | 0 | 0 | 0 | 0 | 0 | 0 | 0 | 5 | 2 | 5 | 2 |  |  | 1 | [11 empty] | 1 | 1 | 3 | 2 | 1 | 1 | 1 | 0
PG&E FRESNO | Herndon | 230 | Battery |  |  | 0 | 0 | 0 | 0 | 0 | 0 | 0 | 0 | 0 | 5 | 2 | 5 | 2 |  |  | 1 | [11 empty] | 1 | 1 | 3 | 2 | 1 | 1 | 1 | 0
PG&E GBA | Hicks | 230 | Battery |  |  | 0 | 0 | 0 | 0 | 0 | 0 | 0 | 0 | 0 | 1 | 1 | 1 | 1 |  |  | 1 | [11 empty] | 2 | 1 | 4 | 2 | 2 | 1 | 1 | 0
PG&E NGBA | Higgins | 115 | Battery |  |  | 0 | 0 | 0 | 0 | 0 | 0 | 0 | 0 | 0 | 5 | 2 | 1 | 1 |  |  | 1 | [11 empty] | 2 | 1 | 4 | 1 | 3 | 1 | 1 | 0
PG&E NGBA | Hilltop | 345 | Battery |  |  | 0 | 0 | 0 | 0 | 0 | 0 | 0 | 0 | 0 | 5 | 2 | 1 | 1 |  |  | 1 | [11 empty] | 2 | 2 | 4 | 1 | 3 | 1 | 1 | 0
SCE Metro | Hinson | 230 | Battery |  |  | 325 | 0 | 325 | 325 | 0 | 325 | 0 | 0 | 0 | 1 | 1 | 1 | 1 |  |  | 1 | [11 empty] | 1 | 1 | 2 | 1 | 1 | 2+ | 4 | 1
PG&E GBA | Hollister | 115 | Battery |  |  | 0 | 0 | 0 | 0 | 0 | 0 | 0 | 0 | 0 | 1 | 1 | 1 | 1 | 3 |  | 1 | [11 empty] | 2 | 2 | 4 | 2 | 3 | 4+ | 4 | 1
PG&E NGBA | Homestake | 115 | Battery |  |  | 0 | 0 | 0 | 0 | 0 | 0 | 0 | 0 | 0 | 5 | 5 | 1 | 1 |  |  | 1 | [11 empty] | 2 | 1 | 4 | 2 | 3 | 1 | 1 | 0
PG&E NGBA | Honcut | 115 | Battery |  |  | 0 | 0 | 0 | 0 | 0 | 0 | 0 | 0 | 0 | 5 | 2 | 1 | 1 |  |  | 1 | [11 empty] | 2 | 1 | 4 | 2 | 3 | 2+ | 1 | 1
SDGE | Hoodoo Wash | 500 | Battery |  |  | 297.5 | 365 | 662.5 | 297.5 | 0 | 297.5 | 0 | 365 | 365 | 5 | 3 | 1 | 1 |  |  | 4 | [11 empty] | 2 | 2 | 4 | 2 | 3 | 3+ | 1 | 1
PG&E NGBA | Hopland | 115 | Battery |  |  | 0 | 0 | 0 | 0 | 0 | 0 | 0 | 0 | 0 | 5 | 5 | 1 | 1 |  |  | 1 | [11 empty] | 2 | 2 | 4 | 2 | 3 | 1 | 1 | 0
PG&E NGBA | Hopland | 60 | Battery |  |  | 0 | 0 | 0 | 0 | 0 | 0 | 0 | 0 | 0 | 5 | 5 | 1 | 1 |  |  | 1 | [11 empty] | 2 | 2 | 4 | 2 | 3 | 1 | 1 | 0
PG&E NGBA | Humboldt | 115 | Battery |  |  | 0 | 0 | 0 | 0 | 0 | 0 | 0 | 0 | 0 | 5 | 2 | 1 | 1 | 3 |  | 1 | [11 empty] | 2 | 2 | 3 | 2 | 3 | 1 | 1 | 0
PG&E NGBA | Humboldt | 60 | Battery |  |  | 0 | 0 | 0 | 0 | 0 | 0 | 0 | 0 | 0 | 5 | 2 | 1 | 1 |  |  | 1 | [11 empty] | 2 | 2 | 3 | 2 | 3 | 1 | 4 | 1
PG&E NGBA | Humboldt | 500 | Battery |  |  | 0 | 0 | 0 | 0 | 0 | 0 | 0 | 0 | 0 | 5 | 2 | 1 | 1 |  |  | 1 | [11 empty] | 2 | 2 | 3 | 2 | 3 | 1 | 1 | 0
SCE Metro | Huntington Beach | 230 | Battery |  |  | 0 | 0 | 0 | 0 | 0 | 0 | 0 | 0 | 0 | 1 | 1 | 1 | 1 |  |  | 1 | [11 empty] | 1 | 1 | 1 | 1 | 2 | 1 | 1 | 0
PG&E NGBA | Ignacio | 115 | Battery |  |  | 0 | 0 | 0 | 0 | 0 | 0 | 0 | 0 | 0 | 5 | 2 | 1 | 1 | 3 |  | 1 | [11 empty] | 2 | 1 | 4 | 1 | 3 | 2+ | 1 | 1
PG&E NGBA | Ignacio | 230 | Battery |  |  | 0 | 0 | 0 | 0 | 0 | 0 | 0 | 0 | 0 | 5 | 5 | 1 | 1 | 3 |  | 1 | [11 empty] | 2 | 1 | 4 | 1 | 3 | 1 | 1 | 0
PG&E NGBA | Ignacio | 60 | Battery |  |  | 0 | 0 | 0 | 0 | 0 | 0 | 0 | 0 | 0 | 5 | 5 | 1 | 1 | 3 |  | 1 | [11 empty] | 2 | 1 | 4 | 1 | 3 | 1 | 1 | 0
SDGE | Imperial Beach | 69 | Battery |  |  | 0 | 0 | 0 | 0 | 0 | 0 | 0 | 0 | 0 | 3 | 3 | 1 | 1 |  |  | 1 | [11 empty] | 2 | 1 | 3 | 1 | 2 | 1 | 5 | 1
SDGE | Imperial Valley | 230 | Battery |  |  | 528 | 0 | 528 | 528 | 0 | 528 | 0 | 0 | 0 | 3 | 3 | 1 | 1 | 4 |  | 2 | [11 empty] | 1 | 1 | 2 | 2 | 1 | 4+ | 1 | 1
SDGE | Imperial Valley | 500 | Battery |  |  | 0 | 0 | 0 | 0 | 0 | 0 | 0 | 0 | 0 | 3 | 3 | 1 | 1 | 5 |  | 1 | [11 empty] | 1 | 1 | 2 | 2 | 1 | 1 | 1 | 0
EOP | Innovation | 138 | Battery |  |  | 0 | 0 | 0 | 0 | 0 | 0 | 0 | 0 | 0 | 5 | 2 | 1 | 1 |  |  | 1 | [11 empty] | 2 | 2 | 4 | 1 | 3 | 1 | 1 | 0
EOP | Innovation | 230 | Battery |  |  | 0 | 0 | 0 | 0 | 0 | 0 | 0 | 0 | 0 | 5 | 2 | 1 | 1 |  |  | 1 | [11 empty] | 2 | 2 | 4 | 1 | 3 | 4+ | 5 | 1
SCE NOL | Inyokern | 115 | Battery |  |  | 0 | 0 | 0 | 0 | 0 | 0 | 0 | 0 | 0 | 4 | 3 | 1 | 1 |  |  | 1 | [11 empty] | 2 | 2 | 4 | 1 | 3 | 1 | 5 | 1
EOP | IS Tap | 138 | Battery |  |  | 0 | 0 | 0 | 0 | 0 | 0 | 0 | 0 | 0 | 5 | 2 | 1 | 1 |  |  | 1 | [11 empty] | 2 | 2 | 4 | 1 | 3 | 1 | 1 | 0
EOP | Ivanpah | 115 | Battery |  |  | 0 | 0 | 0 | 0 | 0 | 0 | 0 | 0 | 0 | 5 | 2 | 1 | 1 |  |  | 1 | [11 empty] | 2 | 2 | 4 | 1 | 1 | 1 | 1 | 0
EOP | Ivanpah | 230 | Battery |  |  | 0 | 0 | 0 | 0 | 0 | 0 | 0 | 0 | 0 | 5 | 2 | 1 | 1 |  |  | 1 | [11 empty] | 2 | 2 | 4 | 1 | 1 | 1 | 1 | 0
EOP | Jackass (DOE) | 138 | Battery |  |  | 0 | 0 | 0 | 0 | 0 | 0 | 0 | 0 | 0 | 5 | 2 | 1 | 1 |  |  | 1 | [11 empty] | 2 | 2 | 4 | 1 | 3 | 1 | 1 | 0
PG&E NGBA | James B Black | 230 | Battery |  |  | 0 | 0 | 0 | 0 | 0 | 0 | 0 | 0 | 0 | 5 | 2 | 1 | 1 |  |  | 1 | [11 empty] | 2 | 2 | 4 | 2 | 3 | 1 | 1 | 0
PG&E GBA | Jefferson | 230 | Battery |  |  | 0 | 0 | 0 | 0 | 0 | 0 | 0 | 0 | 0 | 1 | 1 | 1 | 1 |  |  | 1 | [11 empty] | 2 | 1 | 3 | 1 | 2 | 1 | 1 | 0
PG&E NGBA | Jessup | 115 | Battery |  |  | 0 | 0 | 0 | 0 | 0 | 0 | 0 | 0 | 0 | 5 | 2 | 1 | 1 |  |  | 1 | [11 empty] | 2 | 2 | 3 | 2 | 3 | 1 | 1 | 0
SCE Metro | Johanna | 230 | Battery |  |  | 0 | 0 | 0 | 0 | 0 | 0 | 0 | 0 | 0 | 1 | 1 | 1 | 1 |  |  | 1 | [11 empty] | 1 | 1 | 2 | 1 | 1 | 4+ | 1 | 1
SCE Eastern | Julian Hinds | 230 | Battery |  |  | 0 | 0 | 0 | 0 | 0 | 0 | 0 | 0 | 0 | 5 | 2 | 1 | 1 |  |  | 1 | [11 empty] | 2 | 1 | 4 | 1 | 3 | 1 | 1 | 0
PG&E GBA | Kasson | 115 | Battery |  |  | 0 | 0 | 0 | 0 | 0 | 0 | 0 | 0 | 0 | 1 | 1 | 1 | 1 |  |  | 1 | [11 empty] | 1 | 1 | 4 | 2 | 1 | 1 | 1 | 0
PG&E GBA | Kasson | 60 | Battery |  |  | 0 | 0 | 0 | 0 | 0 | 0 | 0 | 0 | 0 | 1 | 1 | 1 | 1 |  |  | 1 | [11 empty] | 1 | 1 | 4 | 2 | 1 | 1 | 1 | 0
PG&E FRESNO | Kearney | 230 | Battery |  |  | 0 | 0 | 0 | 0 | 0 | 0 | 0 | 0 | 0 | 5 | 2 | 5 | 2 |  |  | 1 | [11 empty] | 1 | 1 | 3 | 2 | 1 | 1 | 1 | 0
PG&E FRESNO | Kearney | 70 | Battery |  |  | 0 | 0 | 0 | 0 | 0 | 0 | 0 | 0 | 0 | 5 | 2 | 5 | 2 |  |  | 1 | [11 empty] | 1 | 1 | 3 | 2 | 1 | 1 | 1 | 0
PG&E GBA | Kelso | 230 | Battery |  |  | 90.7 | 0 | 90.7 | 90.7 | 0 | 90.7 | 0 | 0 | 0 | 5 | 2 | 1 | 1 |  |  | 2 | [11 empty] | 2 | 1 | 2 | 1 | 2 | 4+ | 1 | 1
PG&E FRESNO | Kerchoff 1 | 115 | Battery |  |  | 0 | 0 | 0 | 0 | 0 | 0 | 0 | 0 | 0 | 5 | 2 | 5 | 2 |  |  | 1 | [11 empty] | 1 | 1 | 4 | 2 | 3 | 1 | 1 | 0
PG&E KERN | Kern Oil | 115 | Battery |  |  | 0 | 0 | 0 | 0 | 0 | 0 | 0 | 0 | 0 | 5 | 2 | 5 | 2 |  |  | 3 | [11 empty] | 1 | 1 | 1 | 1 | 1 | 1 | 1 | 0
PG&E KERN | Kern PP | 115 | Battery |  |  | 0 | 0 | 0 | 0 | 0 | 0 | 0 | 0 | 0 | 5 | 2 | 5 | 2 |  |  | 2 | [11 empty] | 1 | 1 | 2 | 1 | 2 | 1 | 1 | 0
PG&E KERN | Kern PP | 230 | Battery |  |  | 0 | 0 | 0 | 0 | 0 | 0 | 0 | 0 | 0 | 5 | 2 | 5 | 2 |  |  | 1 | [11 empty] | 1 | 1 | 2 | 1 | 2 | 4+ | 1 | 1
PG&E KERN | Kern PP | 70 | Battery |  |  | 0 | 0 | 0 | 0 | 0 | 0 | 0 | 0 | 0 | 5 | 2 | 5 | 2 |  |  | 1 | [11 empty] | 1 | 1 | 2 | 1 | 2 | 1 | 1 | 0
PG&E KERN | Kernridge | 115 | Battery |  |  | 0 | 0 | 0 | 0 | 0 | 0 | 0 | 0 | 0 | 5 | 2 | 5 | 2 |  |  | 1 | [11 empty] | 1 | 1 | 1 | 1 | 1 | 1 | 1 | 0
PG&E FRESNO | Kingsburg | 115 | Battery |  |  | 0 | 0 | 0 | 0 | 0 | 0 | 0 | 0 | 0 | 5 | 2 | 5 | 2 |  |  | 1 | [11 empty] | 1 | 1 | 2 | 2 | 1 | 1 | 1 | 0
PG&E GBA | Kirker | 115 | Battery |  |  | 0 | 0 | 0 | 0 | 0 | 0 | 0 | 0 | 0 | 5 | 2 | 1 | 1 |  |  | 1 | [11 empty] | 2 | 1 | 3 | 1 | 1 | 1 | 1 | 0
PG&E NGBA | Knights Landing | 115 | Battery |  |  | 0 | 0 | 0 | 0 | 0 | 0 | 0 | 0 | 0 | 5 | 2 | 1 | 1 |  |  | 1 | [11 empty] | 2 | 1 | 4 | 2 | 3 | 1 | 1 | 0
PG&E NGBA | Konocti | 60 | Battery |  |  | 0 | 0 | 0 | 0 | 0 | 0 | 0 | 0 | 0 | 5 | 5 | 1 | 1 |  |  | 1 | [11 empty] | 2 | 2 | 4 | 2 | 3 | 1 | 1 | 0
SCE NOL | Kramer | 115 | Battery |  |  | 0 | 6 | 6 | 0 | 6 | 6 | 0 | 0 | 0 | 4 | 3 | 1 | 1 | 3 |  | 1 | [11 empty] | 2 | 1 | 4 | 1 | 3 | 4+ | 1 | 1
SCE NOL | Kramer | 230 | Battery |  |  | 225 | 0 | 225 | 225 | 0 | 225 | 0 | 0 | 0 | 4 | 3 | 1 | 1 | 4 |  | 1 | [11 empty] | 2 | 1 | 4 | 1 | 3 | 4+ | 3 | 1
SCE Metro | La Cienega | 230 | Battery |  |  | 0 | 0 | 0 | 0 | 0 | 0 | 0 | 0 | 0 | 1 | 1 | 1 | 1 |  |  | 1 | [11 empty] | 1 | 1 | 2 | 1 | 2 | 2+ | 1 | 1
SCE Metro | La Fresa | 230 | Battery |  |  | 0 | 0 | 0 | 0 | 0 | 0 | 0 | 0 | 0 | 1 | 1 | 1 | 1 |  |  | 1 | [11 empty] | 1 | 1 | 2 | 1 | 2 | 1 | 1 | 0
SCE Metro | Laguna Bell | 230 | Battery |  |  | 250 | 0 | 250 | 250 | 0 | 250 | 0 | 0 | 0 | 1 | 1 | 1 | 1 | 5 |  | 1 | [11 empty] | 1 | 1 | 2 | 1 | 1 | 4+ | 3 | 1
PG&E KERN | Lakeview | 70 | Battery |  |  | 65.6 | 0 | 65.6 | 65.6 | 0 | 65.6 | 0 | 0 | 0 | 5 | 5 | 5 | 2 |  |  | 4 | [11 empty] | 1 | 1 | 4 | 1 | 1 | 4+ | 1 | 1
PG&E NGBA | Lakeville | 230 | Battery |  |  | 0 | 0 | 0 | 0 | 0 | 0 | 0 | 0 | 0 | 5 | 5 | 1 | 1 | 3 |  | 1 | [11 empty] | 2 | 1 | 4 | 2 | 3 | 1 | 1 | 0
PG&E NGBA | Lakeville | 60 | Battery |  |  | 0 | 0 | 0 | 0 | 0 | 0 | 0 | 0 | 0 | 5 | 5 | 1 | 1 |  |  | 1 | [11 empty] | 2 | 1 | 4 | 2 | 3 | 1 | 1 | 0
PG&E NGBA | Lakeville | 115 | Battery |  |  | 50 | 0 | 50 | 50 | 0 | 50 | 0 | 0 | 0 | 5 | 5 | 1 | 1 | 3 |  | 2 | [11 empty] | 2 | 1 | 4 | 2 | 3 | 2+ | 1 | 1
PG&E GBA | Lakewood | 115 | Battery |  |  | 0 | 0 | 0 | 0 | 0 | 0 | 0 | 0 | 0 | 5 | 2 | 1 | 1 |  |  | 1 | [11 empty] | 2 | 1 | 3 | 1 | 2 | 1 | 1 | 0
PG&E NGBA | Lambie | 230 | Battery |  |  | 0 | 0 | 0 | 0 | 0 | 0 | 0 | 0 | 0 | 5 | 5 | 1 | 1 |  |  | 1 | [11 empty] | 2 | 1 | 1 | 1 | 1 | 2+ | 1 | 1
PG&E GBA | Lammers | 115 | Battery |  |  | 0 | 0 | 0 | 0 | 0 | 0 | 0 | 0 | 0 | 5 | 5 | 1 | 1 | 3 |  | 1 | [11 empty] | 1 | 1 | 1 | 2 | 2 | 2+ | 1 | 1
PG&E KERN | Lamont | 115 | Battery |  |  | 0 | 0 | 0 | 0 | 0 | 0 | 0 | 0 | 0 | 5 | 2 | 5 | 2 | 3 |  | 3 | [11 empty] | 1 | 1 | 2 | 1 | 1 | 4+ | 1 | 1
PG&E FRESNO | Las Aguilas | 230 | Battery |  |  | 0 | 0 | 0 | 0 | 0 | 0 | 0 | 0 | 0 | 5 | 2 | 5 | 2 |  |  | 1 | [11 empty] | 2 | 2 | 4 | 2 | 2 | 1 | 1 | 0
EOP | Lathrop | 138 | Battery |  |  | 0 | 0 | 0 | 0 | 0 | 0 | 0 | 0 | 0 | 5 | 2 | 1 | 1 |  |  | 1 | [11 empty] | 2 | 2 | 4 | 1 | 3 | 1 | 1 | 0
EOP | Lathrop | 230 | Battery |  |  | 0 | 190 | 190 | 0 | 0 | 0 | 0 | 190 | 190 | 5 | 2 | 1 | 1 |  |  | 1 | [11 empty] | 2 | 2 | 4 | 1 | 3 | 4+ | 1 | 1
PG&E FRESNO | Le Grand | 115 | Battery |  |  | 0 | 0 | 0 | 0 | 0 | 0 | 0 | 0 | 0 | 5 | 2 | 5 | 2 | 3 |  | 1 | [11 empty] | 1 | 1 | 3 | 2 | 1 | 2+ | 1 | 1
PG&E FRESNO | Lemoore | 70 | Battery |  |  | 0 | 0 | 0 | 0 | 0 | 0 | 0 | 0 | 0 | 5 | 2 | 5 | 2 |  |  | 1 | [11 empty] | 1 | 1 | 3 | 2 | 2 | 2+ | 4 | 1
PG&E KERN | Lerdo | 115 | Battery |  |  | 0 | 0 | 0 | 0 | 0 | 0 | 0 | 0 | 0 | 5 | 2 | 5 | 2 |  |  | 1 | [11 empty] | 1 | 1 | 4 | 1 | 1 | 1 | 1 | 0
SCE Metro | Lewis | 230 | Battery |  |  | 0 | 0 | 0 | 0 | 0 | 0 | 0 | 0 | 0 | 1 | 1 | 1 | 1 |  |  | 1 | [11 empty] | 1 | 1 | 3 | 1 | 2 | 1 | 1 | 0
SCE Metro | Lighthipe | 230 | Battery |  |  | 0 | 0 | 0 | 0 | 0 | 0 | 0 | 0 | 0 | 1 | 1 | 1 | 1 |  |  | 1 | [11 empty] | 1 | 1 | 2 | 1 | 1 | 4+ | 1 | 1
SDGE | Lilac | 69 | Battery |  |  | 0 | 0 | 0 | 0 | 0 | 0 | 0 | 0 | 0 | 3 | 3 | 1 | 1 |  |  | 1 | [11 empty] | 2 | 1 | 3 | 1 | 3 | 1 | 1 | 0
PG&E NGBA | Lincoln | 115 | Battery |  |  | 0 | 0 | 0 | 0 | 0 | 0 | 0 | 0 | 0 | 5 | 2 | 1 | 1 |  |  | 1 | [11 empty] | 2 | 1 | 3 | 2 | 3 | 1 | 1 | 0
PG&E KERN | Live Oak | 115 | Battery |  |  | 0 | 0 | 0 | 0 | 0 | 0 | 0 | 0 | 0 | 5 | 2 | 5 | 2 |  |  | 3 | [11 empty] | 1 | 1 | 1 | 1 | 1 | 1 | 1 | 0
PG&E GBA | Llagas | 115 | Battery |  |  | 0 | 0 | 0 | 0 | 0 | 0 | 0 | 0 | 0 | 1 | 1 | 1 | 1 |  |  | 1 | [11 empty] | 2 | 1 | 2 | 2 | 1 | 4+ | 1 | 1
PG&E GBA | Lockeford | 115 | Battery |  |  | 0 | 0 | 0 | 0 | 0 | 0 | 0 | 0 | 0 | 1 | 1 | 1 | 1 |  |  | 1 | [11 empty] | 1 | 1 | 4 | 2 | 2 | 1 | 1 | 0
PG&E GBA | Lockeford | 230 | Battery |  |  | 0 | 0 | 0 | 0 | 0 | 0 | 0 | 0 | 0 | 5 | 2 | 1 | 1 |  |  | 1 | [11 empty] | 1 | 1 | 4 | 2 | 2 | 1 | 1 | 0
PG&E GBA | Lockeford | 60 | Battery |  |  | 0 | 0 | 0 | 0 | 0 | 0 | 0 | 0 | 0 | 5 | 2 | 1 | 1 |  |  | 1 | [11 empty] | 1 | 1 | 4 | 2 | 2 | 1 | 1 | 0
PG&E GBA | Lodi | 230 | Battery |  |  | 0 | 0 | 0 | 0 | 0 | 0 | 0 | 0 | 0 | 5 | 2 | 1 | 1 |  |  | 1 | [11 empty] | 1 | 1 | 1 | 2 | 1 | 1 | 1 | 0
PG&E NGBA | Logan Creek | 230 | Battery |  |  | 0 | 0 | 0 | 0 | 0 | 0 | 0 | 0 | 0 | 5 | 5 | 1 | 1 |  |  | 1 | [11 empty] | 2 | 2 | 4 | 1 | 2 | 1 | 1 | 0
PG&E GBA | Lone Tree | 230 | Battery |  |  | 0 | 0 | 0 | 0 | 0 | 0 | 0 | 0 | 0 | 5 | 5 | 1 | 1 |  |  | 1 | [11 empty] | 2 | 1 | 3 | 1 | 2 | 1 | 1 | 0
PG&E FRESNO | Los Banos | 230 | Battery |  |  | 0 | 300 | 300 | 0 | 0 | 0 | 0 | 300 | 300 | 5 | 2 | 5 | 2 | 3 |  | 1 | [11 empty] | 1 | 1 | 4 | 2 | 1 | 4+ | 1 | 1
PG&E FRESNO | Los Banos | 500 | Battery |  |  | 0 | 477 | 477 | 0 | 0 | 0 | 0 | 477 | 477 | 1 | 1 | 1 | 1 | 2 |  | 1 | [11 empty] | 1 | 1 | 4 | 2 | 1 | 4+ | 1 | 1
SDGE | Los Coches | 138 | Battery |  |  | 0 | 0 | 0 | 0 | 0 | 0 | 0 | 0 | 0 | 3 | 3 | 1 | 1 |  |  | 1 | [11 empty] | 2 | 2 | 4 | 2 | 3 | 1 | 1 | 0
SDGE | Los Coches | 69 | Battery |  |  | 0 | 0 | 0 | 0 | 0 | 0 | 0 | 0 | 0 | 3 | 3 | 1 | 1 |  |  | 1 | [11 empty] | 2 | 2 | 4 | 2 | 3 | 1 | 5 | 1
PG&E GBA | Los Esteros | 115 | Battery |  |  | 0 | 0 | 0 | 0 | 0 | 0 | 0 | 0 | 0 | 1 | 1 | 1 | 1 | 4 |  | 1 | [11 empty] | 2 | 1 | 1 | 2 | 1 | 1 | 4 | 1
PG&E GBA | Los Esteros | 230 | Battery |  |  | 0 | 0 | 0 | 0 | 0 | 0 | 0 | 0 | 0 | 1 | 1 | 1 | 1 |  |  | 1 | [11 empty] | 2 | 1 | 1 | 2 | 1 | 4+ | 4 | 1
PG&E GBA | Los Positas | 230 | Battery |  |  | 0 | 0 | 0 | 0 | 0 | 0 | 0 | 0 | 0 | 5 | 5 | 1 | 1 | 3 |  | 1 | [11 empty] | 2 | 1 | 3 | 1 | 3 | 1 | 1 | 0
PG&E GBA | Los Positas | 60 | Battery |  |  | 0 | 0 | 0 | 0 | 0 | 0 | 0 | 0 | 0 | 5 | 5 | 1 | 1 | 3 |  | 1 | [11 empty] | 2 | 1 | 3 | 1 | 3 | 1 | 1 | 0
SDGE | Loveland | 69 | Battery |  |  | 0 | 0 | 0 | 0 | 0 | 0 | 0 | 0 | 0 | 3 | 3 | 1 | 1 |  |  | 1 | [11 empty] | 2 | 1 | 3 | 1 | 3 | 1 | 1 | 0
SCE NOL | Lugo | 230 | Battery |  |  | 0 | 0 | 0 | 0 | 0 | 0 | 0 | 0 | 0 | 1 | 1 | 1 | 1 |  |  | 2 | [11 empty] | 2 | 1 | 4 | 1 | 2 | 1 | 1 | 0
SCE Metro | Lugo | 500 | Battery |  |  | 0 | 0 | 0 | 0 | 0 | 0 | 0 | 0 | 0 | 1 | 1 | 1 | 1 | 5 |  | 1 | [11 empty] | 2 | 1 | 4 | 1 | 2 | 4+ | 1 | 1
PG&E FRESNO | Madera | 70 | Battery |  |  | 0 | 0 | 0 | 0 | 0 | 0 | 0 | 0 | 0 | 5 | 2 | 5 | 2 |  |  | 1 | [11 empty] | 1 | 1 | 4 | 2 | 1 | 1 | 1 | 0
PG&E NGBA | Madison | 115 | Battery |  |  | 10.2 | 0 | 10.2 | 10.2 | 0 | 10.2 | 0 | 0 | 0 | 5 | 5 | 1 | 1 |  |  | 1 | [11 empty] | 2 | 1 | 4 | 2 | 3 | 1 | 1 | 1
PG&E KERN | Magunden | 115 | Battery |  |  | 0 | 0 | 0 | 0 | 0 | 0 | 0 | 0 | 0 | 5 | 2 | 5 | 2 |  |  | 3 | [11 empty] | 1 | 1 | 2 | 1 | 1 | 1 | 1 | 0
SCE Northern | Magunden | 230 | Battery |  |  | 0 | 0 | 0 | 0 | 0 | 0 | 0 | 0 | 0 | 1 | 1 | 1 | 1 |  |  | 2 | [11 empty] | 1 | 1 | 2 | 1 | 1 | 1 | 1 | 0
PG&E FRESNO | Malaga | 115 | Battery |  |  | 0 | 0 | 0 | 0 | 0 | 0 | 0 | 0 | 0 | 5 | 2 | 5 | 2 |  |  | 1 | [11 empty] | 1 | 1 | 1 | 2 | 1 | 1 | 5 | 1
PG&E NGBA | Malin | 500 | Battery |  |  | 0 | 0 | 0 | 0 | 0 | 0 | 0 | 0 | 0 | 5 | 2 | 1 | 1 |  |  | 1 | [11 empty] | 2 | 2 | 4 | 2 | 3 | 1 | 1 | 0
SCE Northern | Mandalay | 230 | Battery |  |  | 0 | 0 | 0 | 0 | 0 | 0 | 0 | 0 | 0 | 5 | 2 | 1 | 1 |  |  | 1 | [11 empty] | 2 | 1 | 2 | 1 | 1 | 4+ | 1 | 1
PG&E FRESNO | Manning | 230 | Battery |  |  | 0 | 0 | 0 | 0 | 0 | 0 | 0 | 0 | 0 | 5 | 2 | 5 | 2 | 1 |  | 2 | [11 empty] | 1 | 1 | 2 | 2 | 1 | 1 | 1 | 0
PG&E FRESNO | Manning | 500 | Battery |  |  | 0 | 800 | 800 | 0 | 0 | 0 | 0 | 800 | 800 | 1 | 1 | 1 | 1 | 2 |  | 1 | [11 empty] | 1 | 1 | 2 | 2 | 1 | 3- | 1 | 1
PG&E GBA | Manteca | 115 | Battery |  |  | 0 | 0 | 0 | 0 | 0 | 0 | 0 | 0 | 0 | 5 | 5 | 5 | 2 |  |  | 1 | [11 empty] | 1 | 1 | 2 | 2 | 2 | 1 | 1 | 0
SDGE | Margarita | 138 | Battery |  |  | 0 | 0 | 0 | 0 | 0 | 0 | 0 | 0 | 0 | 1 | 1 | 1 | 1 |  |  | 1 | [11 empty] | 1 | 1 | 2 | 1 | 3 | 1 | 1 | 0
PG&E GBA | Martin | 230 | Battery |  |  | 0 | 0 | 0 | 0 | 0 | 0 | 0 | 0 | 0 | 5 | 2 | 1 | 1 | 3 |  | 1 | [11 empty] | 2 | 1 | 3 | 1 | 2 | 1 | 1 | 0
PG&E GBA | Martin | 115 | Battery |  |  | 188 | 0 | 188 | 188 | 0 | 188 | 0 | 0 | 0 | 1 | 1 | 1 | 1 | 4 |  | 3 | [11 empty] | 2 | 1 | 3 | 1 | 2 | 4+ | 1 | 1
PG&E GBA | Martinez | 115 | Battery |  |  | 0 | 0 | 0 | 0 | 0 | 0 | 0 | 0 | 0 | 5 | 2 | 1 | 1 |  |  | 1 | [11 empty] | 2 | 1 | 1 | 1 | 1 | 1 | 1 | 0
PG&E FRESNO | Mc Mullin | 230 | Battery |  |  | 0 | 0 | 0 | 0 | 0 | 0 | 0 | 0 | 0 | 5 | 2 | 5 | 2 |  |  | 1 | [11 empty] | 1 | 1 | 3 | 2 | 1 | 1 | 1 | 0
PG&E FRESNO | McCall | 115 | Battery |  |  | 0 | 0 | 0 | 0 | 0 | 0 | 0 | 0 | 0 | 5 | 2 | 5 | 2 |  |  | 1 | [11 empty] | 1 | 1 | 3 | 2 | 1 | 1 | 1 | 0
PG&E FRESNO | McCall | 230 | Battery |  |  | 0 | 0 | 0 | 0 | 0 | 0 | 0 | 0 | 0 | 5 | 2 | 5 | 2 |  |  | 1 | [11 empty] | 1 | 1 | 3 | 2 | 1 | 1 | 1 | 0
PG&E GBA | Meadow Lane | 115 | Battery |  |  | 0 | 0 | 0 | 0 | 0 | 0 | 0 | 0 | 0 | 5 | 2 | 1 | 1 |  |  | 1 | [11 empty] | 2 | 1 | 2 | 1 | 1 | 1 | 1 | 0
PG&E GBA | Melones | 115 | Battery |  |  | 0 | 0 | 0 | 0 | 0 | 0 | 0 | 0 | 0 | 5 | 5 | 1 | 1 |  |  | 1 | [11 empty] | 2 | 1 | 4 | 1 | 3 | 1 | 1 | 0
PG&E GBA | Melones | 230 | Battery |  |  | 0 | 0 | 0 | 0 | 0 | 0 | 0 | 0 | 0 | 5 | 5 | 1 | 1 |  |  | 1 | [11 empty] | 2 | 1 | 4 | 1 | 3 | 1 | 1 | 0
SDGE | Melrose | 69 | Battery |  |  | 0 | 0 | 0 | 0 | 0 | 0 | 0 | 0 | 0 | 3 | 3 | 1 | 1 |  |  | 1 | [11 empty] | 2 | 1 | 3 | 1 | 3 | 1 | 5 | 1
PG&E NGBA | Mendocino | 115 | Battery |  |  | 0 | 0 | 0 | 0 | 0 | 0 | 0 | 0 | 0 | 5 | 5 | 1 | 1 |  |  | 1 | [11 empty] | 2 | 2 | 4 | 2 | 3 | 4+ | 1 | 1
PG&E NGBA | Mendocino | 60 | Battery |  |  | 0 | 0 | 0 | 0 | 0 | 0 | 0 | 0 | 0 | 5 | 5 | 1 | 1 |  |  | 1 | [11 empty] | 2 | 2 | 4 | 2 | 3 | 1 | 1 | 0
PG&E FRESNO | Mendota | 115 | Battery |  |  | 0 | 0 | 0 | 0 | 0 | 0 | 0 | 0 | 0 | 5 | 2 | 5 | 2 | 1 |  | 1 | [11 empty] | 1 | 1 | 3 | 2 | 1 | 1 | 1 | 0
PG&E GBA | Menlo | 60 | Battery |  |  | 0 | 0 | 0 | 0 | 0 | 0 | 0 | 0 | 0 | 5 | 2 | 1 | 1 |  |  | 1 | [11 empty] | 2 | 1 | 3 | 1 | 2 | 1 | 1 | 0
PG&E FRESNO | Merced | 115 | Battery |  |  | 0 | 0 | 0 | 0 | 0 | 0 | 0 | 0 | 0 | 5 | 2 | 5 | 2 |  |  | 1 | [11 empty] | 1 | 1 | 4 | 2 | 1 | 1 | 1 | 0
EOP | Mercury | 138 | Battery |  |  | 0 | 0 | 0 | 0 | 0 | 0 | 0 | 0 | 0 | 5 | 2 | 1 | 1 |  |  | 1 | [11 empty] | 2 | 2 | 4 | 1 | 3 | 1 | 1 | 0
PG&E FRESNO | Mercy Springs | 70 | Battery |  |  | 78 | 0 | 78 | 78 | 0 | 78 | 0 | 0 | 0 | 5 | 2 | 5 | 2 |  |  | 5 | [11 empty] | 1 | 1 | 4 | 2 | 1 | 4+ | 1 | 1
PG&E NGBA | Meridian | 60 | Battery |  |  | 0 | 0 | 0 | 0 | 0 | 0 | 0 | 0 | 0 | 5 | 5 | 1 | 1 |  |  | 1 | [11 empty] | 2 | 2 | 4 | 1 | 3 | 1 | 1 | 0
PG&E KERN | Mesa (PGE) | 115 | Battery |  |  | 0 | 0 | 0 | 0 | 0 | 0 | 0 | 0 | 0 | 5 | 2 | 5 | 2 |  |  | 1 | [11 empty] | 2 | 2 | 3 | 2 | 2 | 1 | 1 | 0
PG&E KERN | Mesa (PGE) | 230 | Battery |  |  | 0 | 0 | 0 | 0 | 0 | 0 | 0 | 0 | 0 | 5 | 2 | 5 | 2 |  |  | 1 | [11 empty] | 2 | 2 | 3 | 2 | 2 | 1 | 1 | 0
SCE Metro | Mesa (SCE) | 230 | Battery |  |  | 0 | 0 | 0 | 0 | 0 | 0 | 0 | 0 | 0 | 1 | 1 | 1 | 1 |  |  | 1 | [11 empty] | 1 | 1 | 3 | 1 | 2 | 4+ | 4 | 1
SCE Metro | Mesa (SCE) | 500 | Battery |  |  | 0 | 0 | 0 | 0 | 0 | 0 | 0 | 0 | 0 | 1 | 1 | 1 | 1 |  |  | 1 | [11 empty] | 1 | 1 | 3 | 1 | 2 | 4+ | 1 | 1
SDGE | Mesa Heights | 69 | Battery |  |  | 0 | 0 | 0 | 0 | 0 | 0 | 0 | 0 | 0 | 3 | 3 | 1 | 1 |  |  | 1 | [11 empty] | 2 | 1 | 2 | 1 | 3 | 1 | 5 | 1
PG&E GBA | Metcalf | 115 | Battery |  |  | 0 | 0 | 0 | 0 | 0 | 0 | 0 | 0 | 0 | 1 | 1 | 1 | 1 | 4 |  | 1 | [11 empty] | 2 | 1 | 1 | 2 | 3 | 1 | 1 | 0
PG&E GBA | Metcalf | 230 | Battery |  |  | 0 | 0 | 0 | 0 | 0 | 0 | 0 | 0 | 0 | 1 | 1 | 1 | 1 | 4 |  | 1 | [11 empty] | 2 | 1 | 1 | 2 | 3 | 4+ | 4 | 1
PG&E GBA | Metcalf | 500 | Battery |  |  | 0 | 0 | 0 | 0 | 0 | 0 | 0 | 0 | 0 | 1 | 1 | 1 | 1 | 5 |  | 1 | [11 empty] | 2 | 1 | 1 | 2 | 3 | 1 | 1 | 0
PG&E KERN | Midway | 115 | Battery |  |  | 0 | 0 | 0 | 0 | 0 | 0 | 0 | 0 | 0 | 5 | 2 | 5 | 2 | 4 |  | 1 | [11 empty] | 1 | 1 | 3 | 1 | 1 | 4+ | 4 | 1
PG&E KERN | Midway | 230 | Battery |  |  | 0 | 0 | 0 | 0 | 0 | 0 | 0 | 0 | 0 | 5 | 2 | 5 | 2 | 4 |  | 1 | [11 empty] | 1 | 1 | 3 | 1 | 1 | 1+ | 1 | 1
PG&E KERN | Midway | 500 | Battery |  |  | 0 | 0 | 0 | 0 | 0 | 0 | 0 | 0 | 0 | 5 | 2 | 4 | 2 | 5 |  | 1 | [11 empty] | 1 | 1 | 3 | 1 | 1 | 4+ | 4 | 1
SDGE | Miguel | 230 | Battery |  |  | 0 | 0 | 0 | 0 | 0 | 0 | 0 | 0 | 0 | 3 | 3 | 1 | 1 |  |  | 1 | [11 empty] | 2 | 1 | 3 | 1 | 2 | 1 | 1 | 0
SDGE | Miguel | 500 | Battery |  |  | 0 | 0 | 0 | 0 | 0 | 0 | 0 | 0 | 0 | 3 | 3 | 1 | 1 |  |  | 1 | [11 empty] | 2 | 1 | 3 | 1 | 2 | 1 | 1 | 0
SDGE | Miguel | 69 | Battery |  |  | 0 | 0 | 0 | 0 | 0 | 0 | 0 | 0 | 0 | 3 | 3 | 1 | 1 |  |  | 1 | [11 empty] | 2 | 1 | 3 | 1 | 2 | 2+ | 5 | 1
PG&E GBA | Millbrae | 115 | Battery |  |  | 0 | 0 | 0 | 0 | 0 | 0 | 0 | 0 | 0 | 1 | 1 | 1 | 1 |  |  | 1 | [11 empty] | 2 | 1 | 3 | 1 | 2 | 4+ | 1 | 1
PG&E GBA | Miller | 115 | Battery |  |  | 0 | 0 | 0 | 0 | 0 | 0 | 0 | 0 | 0 | 5 | 5 | 1 | 1 |  |  | 1 | [11 empty] | 1 | 1 | 4 | 2 | 1 | 1 | 1 | 0
SCE Metro | Mira Loma | 230 | Battery |  |  | 42 | 0 | 42 | 42 | 0 | 42 | 0 | 0 | 0 | 1 | 1 | 1 | 1 | 5 |  | 5 | [11 empty] | 1 | 1 | 1 | 1 | 1 | 4+ | 1 | 1
SCE Metro | Mira Loma | 500 | Battery |  |  | 0 | 0 | 0 | 0 | 0 | 0 | 0 | 0 | 0 | 1 | 1 | 1 | 1 | 5 |  | 1 | [11 empty] | 1 | 1 | 1 | 1 | 1 | 4+ | 1 | 1
SCE Eastern | Mirage | 115 | Battery |  |  | 0 | 0 | 0 | 0 | 0 | 0 | 0 | 0 | 0 | 5 | 2 | 1 | 1 |  |  | 1 | [11 empty] | 2 | 1 | 3 | 1 | 3 | 1 | 1 | 0
SCE Eastern | Mirage | 230 | Battery |  |  | 0 | 0 | 0 | 0 | 0 | 0 | 0 | 0 | 0 | 5 | 2 | 1 | 1 |  |  | 1 | [11 empty] | 2 | 1 | 3 | 1 | 3 | 1 | 5 | 1
SDGE | Mission | 138 | Battery |  |  | 0 | 0 | 0 | 0 | 0 | 0 | 0 | 0 | 0 | 3 | 3 | 1 | 1 |  |  | 1 | [11 empty] | 2 | 1 | 2 | 1 | 2 | 1 | 1 | 0
SDGE | Mission | 230 | Battery |  |  | 0 | 0 | 0 | 0 | 0 | 0 | 0 | 0 | 0 | 3 | 3 | 1 | 1 |  |  | 1 | [11 empty] | 2 | 1 | 2 | 1 | 2 | 1 | 1 | 0
SDGE | Mission | 69 | Battery |  |  | 0 | 0 | 0 | 0 | 0 | 0 | 0 | 0 | 0 | 3 | 3 | 1 | 1 |  |  | 1 | [11 empty] | 2 | 1 | 2 | 1 | 2 | 1 | 1 | 0
PG&E GBA | Mi-Wuk | 115 | Battery |  |  | 0 | 0 | 0 | 0 | 0 | 0 | 0 | 0 | 0 | 5 | 5 | 1 | 1 |  |  | 1 | [11 empty] | 2 | 1 | 4 | 1 | 3 | 1 | 1 | 0
EOP | Mohave | 500 | Battery |  |  | 0 | 0 | 0 | 0 | 0 | 0 | 0 | 0 | 0 | 5 | 2 | 1 | 1 | 5 |  | 1 | [11 empty] | 2 | 2 | 3 | 1 | 3 | 1+ | 4 | 1
PG&E NGBA | Monroe | 115 | Battery |  |  | 0 | 0 | 0 | 0 | 0 | 0 | 0 | 0 | 0 | 5 | 5 | 1 | 1 |  |  | 1 | [11 empty] | 2 | 1 | 3 | 2 | 2 | 1 | 1 | 0
SDGE | Monserate | 69 | Battery |  |  | 0 | 0 | 0 | 0 | 0 | 0 | 0 | 0 | 0 | 3 | 3 | 1 | 1 |  |  | 1 | [11 empty] | 2 | 1 | 3 | 1 | 3 | 1 | 1 | 0
PG&E GBA | Monta Vista | 115 | Battery |  |  | 0 | 0 | 0 | 0 | 0 | 0 | 0 | 0 | 0 | 1 | 1 | 1 | 1 |  |  | 1 | [11 empty] | 2 | 1 | 3 | 2 | 3 | 1 | 1 | 0
PG&E GBA | Monta Vista | 230 | Battery |  |  | 0 | 0 | 0 | 0 | 0 | 0 | 0 | 0 | 0 | 1 | 1 | 1 | 1 |  |  | 1 | [11 empty] | 2 | 1 | 3 | 2 | 3 | 1 | 1 | 0
PG&E GBA | Monta Vista | 60 | Battery |  |  | 0 | 0 | 0 | 0 | 0 | 0 | 0 | 0 | 0 | 1 | 1 | 1 | 1 |  |  | 1 | [11 empty] | 2 | 1 | 3 | 2 | 3 | 1 | 1 | 0
PG&E NGBA | Monticello | 115 | Battery |  |  | 0 | 0 | 0 | 0 | 0 | 0 | 0 | 0 | 0 | 5 | 5 | 1 | 1 |  |  | 1 | [11 empty] | 2 | 1 | 4 | 2 | 3 | 1 | 1 | 0
SCE Northern | Moorpark | 230 | Battery |  |  | 350 | 0 | 350 | 350 | 0 | 350 | 0 | 0 | 0 | 5 | 2 | 1 | 1 | 4 |  | 1 | [11 empty] | 2 | 1 | 4 | 1 | 3 | 4+ | 1 | 1
SCE Northern | Moorpark | 66 | Battery |  |  | 0 | 0 | 0 | 0 | 0 | 0 | 0 | 0 | 0 | 5 | 2 | 1 | 1 |  |  | 1 | [11 empty] | 2 | 1 | 4 | 1 | 3 | 1 | 1 | 0
PG&E GBA | Moraga | 115 | Battery |  |  | 0 | 0 | 0 | 0 | 0 | 0 | 0 | 0 | 0 | 5 | 2 | 1 | 1 |  |  | 1 | [11 empty] | 2 | 1 | 3 | 1 | 3 | 1 | 1 | 0
PG&E GBA | Moraga | 230 | Battery |  |  | 0 | 0 | 0 | 0 | 0 | 0 | 0 | 0 | 0 | 5 | 2 | 1 | 1 |  |  | 1 | [11 empty] | 2 | 1 | 3 | 1 | 3 | 1 | 1 | 0
PG&E GBA | Morgan Hill | 115 | Battery |  |  | 0 | 0 | 0 | 0 | 0 | 0 | 0 | 0 | 0 | 1 | 1 | 1 | 1 |  |  | 1 | [11 empty] | 2 | 1 | 3 | 2 | 2 | 4+ | 1 | 1
PG&E KERN | Morro Bay | 115 | Battery |  |  | 0 | 0 | 0 | 0 | 0 | 0 | 0 | 0 | 0 | 5 | 2 | 5 | 2 |  |  | 1 | [11 empty] | 2 | 2 | 2 | 2 | 3 | 1 | 1 | 0
PG&E KERN | Morro Bay | 230 | Battery |  |  | 0 | 0 | 0 | 0 | 0 | 0 | 0 | 0 | 0 | 5 | 2 | 5 | 2 |  |  | 1 | [11 empty] | 2 | 2 | 2 | 2 | 3 | 2+ | 1 | 1
PG&E KERN | Morro Bay | 500 | Battery |  |  | 0 | 0 | 0 | 0 | 0 | 0 | 0 | 0 | 0 | 5 | 2 | 4 | 2 |  |  | 1 | [11 empty] | 2 | 2 | 2 | 2 | 3 | 1 | 1 | 0
PG&E GBA | Moss Landing | 115 | Battery |  |  | 0 | 0 | 0 | 0 | 0 | 0 | 0 | 0 | 0 | 1 | 1 | 1 | 1 |  |  | 1 | [11 empty] | 2 | 2 | 1 | 2 | 2 | 1 | 1 | 0
PG&E GBA | Moss Landing | 230 | Battery |  |  | 0 | 0 | 0 | 0 | 0 | 0 | 0 | 0 | 0 | 1 | 1 | 1 | 1 |  |  | 1 | [11 empty] | 2 | 2 | 1 | 2 | 2 | 1 | 1 | 0
PG&E GBA | Moss Landing | 500 | Battery |  |  | 0 | 0 | 0 | 0 | 0 | 0 | 0 | 0 | 0 | 5 | 2 | 1 | 1 | 5 |  | 1 | [11 empty] | 2 | 2 | 1 | 2 | 2 | 4+ | 1 | 1
EOP | Mountain Pass | 115 | Battery |  |  | 0 | 0 | 0 | 0 | 0 | 0 | 0 | 0 | 0 | 5 | 2 | 1 | 1 |  |  | 1 | [11 empty] | 2 | 2 | 4 | 1 | 1 | 1 | 1 | 0
PG&E GBA | Mountain View | 115 | Battery |  |  | 0 | 0 | 0 | 0 | 0 | 0 | 0 | 0 | 0 | 1 | 1 | 1 | 1 |  |  | 1 | [11 empty] | 2 | 1 | 2 | 2 | 2 | 1 | 1 | 0
PG&E GBA | Mt Eden | 115 | Battery |  |  | 0 | 0 | 0 | 0 | 0 | 0 | 0 | 0 | 0 | 5 | 2 | 1 | 1 |  |  | 1 | [11 empty] | 2 | 1 | 2 | 1 | 2 | 4+ | 1 | 1
PG&E KERN | Mt Poso | 115 | Battery |  |  | 0 | 0 | 0 | 0 | 0 | 0 | 0 | 0 | 0 | 5 | 2 | 5 | 2 |  |  | 1 | [11 empty] | 1 | 1 | 2 | 1 | 1 | 1 | 1 | 0
SDGE | Murray | 69 | Battery |  |  | 0 | 0 | 0 | 0 | 0 | 0 | 0 | 0 | 0 | 3 | 3 | 1 | 1 |  |  | 1 | [11 empty] | 2 | 1 | 2 | 1 | 2 | 1 | 5 | 1
PG&E FRESNO | Mustang | 230 | Battery |  |  | 0 | 0 | 0 | 0 | 0 | 0 | 0 | 0 | 0 | 5 | 2 | 5 | 2 |  |  | 1 | [11 empty] | 1 | 1 | 1 | 2 | 1 | 4+ | 5 | 1
SCE Northern | Neenach | 66 | Battery |  |  | 0 | 0 | 0 | 0 | 0 | 0 | 0 | 0 | 0 | 1 | 1 | 1 | 1 |  |  | 1 | [11 empty] | 2 | 1 | 4 | 1 | 3 | 4+ | 1 | 1
PG&E KERN | New Sub - Gates - Midway (Proposed) | 230 | Battery |  |  | 238.5 | 0 | 238.5 | 238.5 | 0 | 238.5 | 0 | 0 | 0 | 5 | 2 | 5 | 2 | 3 |  | 3 | [11 empty] | 1 | 1 | 4 | 2 | 1 | 4+ | 1 | 1
PG&E KERN | New Sub - Gates - Templeton (Proposed) | 230 | Battery |  |  | 0 | 0 | 0 | 0 | 0 | 0 | 0 | 0 | 0 | 5 | 2 | 5 | 2 |  |  | 1 | [11 empty] | 1 | 1 | 4 | 2 | 1 | 4+ | 1 | 1
SCE NOL | New Sub - Kramer - Lugo (Proposed) | 230 | Battery |  |  | 0 | 0 | 0 | 0 | 0 | 0 | 0 | 0 | 0 | 4 | 3 | 1 | 1 |  |  | 1 | [11 empty] | 2 | 1 | 2 | 1 | 1 | 4+ | 1 | 1
PG&E FRESNO | New Sub - Los Banos - Midway (Proposed) | 500 | Battery |  |  | 0 | 0 | 0 | 0 | 0 | 0 | 0 | 0 | 0 | 5 | 2 | 4 | 2 | 5 |  | 1 | [11 empty] | 1 | 1 | 4 | 2 | 1 | 4+ | 1 | 1
SCE NOL | New Sub - Lugo - Pisgah (Proposed) | 230 | Battery |  |  | 0 | 0 | 0 | 0 | 0 | 0 | 0 | 0 | 0 | 1 | 1 | 1 | 1 |  |  | 1 | [11 empty] | 2 | 1 | 3 | 1 | 3 | 1 | 1 | 0
PG&E KERN | New Sub - Midway - Wheeler Ridge (Proposed) | 230 | Battery |  |  | 0 | 0 | 0 | 0 | 0 | 0 | 0 | 0 | 0 | 5 | 2 | 5 | 2 |  |  | 2 | [11 empty] | 1 | 1 | 3 | 1 | 1 | 1 | 4 | 1
PG&E NGBA | New Sub - Near existing Leavitt (PSREC) | 345 | Battery |  |  | 0 | 0 | 0 | 0 | 0 | 0 | 0 | 0 | 0 | 5 | 2 | 1 | 1 |  |  | 1 | [11 empty] | 2 | 2 | 1 | 1 | 3 | 1 | 1 | 0
PG&E NGBA | New Sub - Near existing Madeline (NVE) | 345 | Battery |  |  | 0 | 0 | 0 | 0 | 0 | 0 | 0 | 0 | 0 | 5 | 2 | 1 | 1 |  |  | 1 | [11 empty] | 2 | 2 | 4 | 1 | 3 | 1 | 1 | 0
SDGE | New Sub - North Gila - IV (Proposed) | 500 | Battery |  |  | 0 | 0 | 0 | 0 | 0 | 0 | 0 | 0 | 0 | 3 | 3 | 1 | 1 |  |  | 1 | [11 empty] | 2 | 1 | 4 | 2 | 2 | 4+ | 1 | 1
PG&E NGBA | New Sub - Pit 1 - Cottonwood (Proposed) | 230 | Battery |  |  | 0 | 0 | 0 | 0 | 0 | 0 | 0 | 0 | 0 | 5 | 2 | 1 | 1 |  |  | 1 | [11 empty] | 2 | 2 | 4 | 2 | 3 | 1 | 1 | 0
PG&E GBA | New Sub - Rancho Seco - Bellota (Proposed) | 230 | Battery |  |  | 0 | 0 | 0 | 0 | 0 | 0 | 0 | 0 | 0 | 1 | 1 | 1 | 1 |  |  | 1 | [11 empty] | 1 | 1 | 4 | 2 | 3 | 1 | 1 | 0
SDGE | New Sub - Suncrest - Ocotillo (Proposed) | 500 | Battery |  |  | 0 | 0 | 0 | 0 | 0 | 0 | 0 | 0 | 0 | 3 | 3 | 1 | 1 |  |  | 1 | [11 empty] | 2 | 1 | 4 | 1 | 3 | 2+ | 1 | 1
PG&E FRESNO | New Sub - Westley - Quinto (Proposed) | 230 | Battery |  |  | 0 | 900 | 900 | 0 | 0 | 0 | 0 | 900 | 900 | 1 | 1 | 1 | 1 |  |  | 1 | [11 empty] | 1 | 1 | 4 | 2 | 1 | 5- | 1 | 1
PG&E GBA | Newark | 115 | Battery |  |  | 0 | 0 | 0 | 0 | 0 | 0 | 0 | 0 | 0 | 1 | 1 | 1 | 1 |  |  | 1 | [11 empty] | 2 | 1 | 3 | 1 | 2 | 1 | 1 | 0
PG&E GBA | Newark | 230 | Battery |  |  | 0 | 0 | 0 | 0 | 0 | 0 | 0 | 0 | 0 | 1 | 1 | 1 | 1 | 4 |  | 1 | [11 empty] | 2 | 1 | 3 | 1 | 2 | 4+ | 1 | 1
PG&E GBA | Newark | 60 | Battery |  |  | 0 | 0 | 0 | 0 | 0 | 0 | 0 | 0 | 0 | 5 | 5 | 1 | 1 | 3 |  | 1 | [11 empty] | 2 | 1 | 3 | 1 | 2 | 1 | 1 | 0
PG&E FRESNO | Newhall | 115 | Battery |  |  | 0 | 0 | 0 | 0 | 0 | 0 | 0 | 0 | 0 | 5 | 2 | 5 | 2 |  |  | 1 | [11 empty] | 1 | 1 | 4 | 2 | 1 | 4+ | 1 | 1
PG&E KERN | Norco | 115 | Battery |  |  | 0 | 0 | 0 | 0 | 0 | 0 | 0 | 0 | 0 | 5 | 2 | 5 | 2 |  |  | 1 | [11 empty] | 1 | 1 | 3 | 1 | 1 | 1 | 1 | 0
PG&E GBA | Nortech | 115 | Battery |  |  | 0 | 0 | 0 | 0 | 0 | 0 | 0 | 0 | 0 | 1 | 1 | 1 | 1 |  |  | 1 | [11 empty] | 2 | 1 | 2 | 2 | 1 | 1 | 1 | 0
SDGE | North City Metering | 138 | Battery |  |  | 0 | 0 | 0 | 0 | 0 | 0 | 0 | 0 | 0 | 3 | 3 | 1 | 1 |  |  | 1 | [11 empty] | 2 | 1 | 2 | 1 | 3 | 1 | 1 | 0
PG&E GBA | North Dublin | 230 | Battery |  |  | 0 | 0 | 0 | 0 | 0 | 0 | 0 | 0 | 0 | 5 | 5 | 1 | 1 |  |  | 1 | [11 empty] | 2 | 1 | 2 | 1 | 3 | 1 | 1 | 0
SDGE | North Gila | 500 | Battery |  |  | 0 | 94.35 | 94.35 | 0 | 0 | 0 | 0 | 94.35 | 94.35 | 3 | 3 | 1 | 1 |  |  | 1 | [11 empty] | 2 | 2 | 4 | 2 | 3 | 5- | 1 | 1
SCE Metro | North of SONGS | 230 | Battery |  |  | 0 | 0 | 0 | 0 | 0 | 0 | 0 | 0 | 0 | 1 | 1 | 1 | 1 |  |  | 1 | [11 empty] | 2 | 1 | 3 | 1 | 3 | 1 | 1 | 0
SCE Metro | North of SONGS | 500 | Battery |  |  | 0 | 0 | 0 | 0 | 0 | 0 | 0 | 0 | 0 | 1 | 1 | 1 | 1 |  |  | 1 | [11 empty] | 2 | 1 | 3 | 1 | 3 | 1 | 1 | 0
PG&E NGBA | Notre Dame | 115 | Battery |  |  | 0 | 0 | 0 | 0 | 0 | 0 | 0 | 0 | 0 | 5 | 2 | 1 | 1 |  |  | 1 | [11 empty] | 2 | 1 | 4 | 2 | 2 | 1 | 1 | 0
PG&E GBA | Oakland C | 115 | Battery |  |  | 0 | 0 | 0 | 0 | 0 | 0 | 0 | 0 | 0 | 5 | 2 | 1 | 1 | 3 |  | 4 | [11 empty] | 2 | 1 | 1 | 1 | 2 | 2+ | 1 | 1
PG&E GBA | Oakland J | 115 | Battery |  |  | 0 | 0 | 0 | 0 | 0 | 0 | 0 | 0 | 0 | 5 | 2 | 1 | 1 |  |  | 1 | [11 empty] | 2 | 1 | 2 | 1 | 1 | 4+ | 1 | 1
PG&E GBA | Oakland L | 115 | Battery |  |  | 0 | 0 | 0 | 0 | 0 | 0 | 0 | 0 | 0 | 5 | 2 | 1 | 1 |  |  | 1 | [11 empty] | 2 | 1 | 2 | 1 | 1 | 1 | 1 | 0
PG&E GBA | Oakland X | 115 | Battery |  |  | 0 | 0 | 0 | 0 | 0 | 0 | 0 | 0 | 0 | 5 | 2 | 1 | 1 |  |  | 3 | [11 empty] | 2 | 1 | 2 | 1 | 2 | 1 | 1 | 0
SDGE | Ocean Ranch | 69 | Battery |  |  | 0 | 0 | 0 | 0 | 0 | 0 | 0 | 0 | 0 | 3 | 3 | 1 | 1 |  |  | 1 | [11 empty] | 2 | 1 | 4 | 1 | 3 | 2+ | 1 | 1
PG&E KERN | Oceano | 115 | Battery |  |  | 0 | 0 | 0 | 0 | 0 | 0 | 0 | 0 | 0 | 5 | 2 | 5 | 2 |  |  | 1 | [11 empty] | 2 | 2 | 4 | 2 | 3 | 1 | 1 | 0
SDGE | Ocotillo Express | 500 | Battery |  |  | 0 | 0 | 0 | 0 | 0 | 0 | 0 | 0 | 0 | 3 | 3 | 1 | 1 |  |  | 1 | [11 empty] | 2 | 1 | 4 | 2 | 3 | 1 | 1 | 0
PG&E KERN | Old River | 70 | Battery |  |  | 0 | 0 | 0 | 0 | 0 | 0 | 0 | 0 | 0 | 5 | 2 | 5 | 2 |  |  | 1 | [11 empty] | 1 | 1 | 4 | 1 | 2 | 1 | 1 | 0
SDGE | Old Town | 230 | Battery |  |  | 0 | 0 | 0 | 0 | 0 | 0 | 0 | 0 | 0 | 3 | 3 | 1 | 1 |  |  | 1 | [11 empty] | 2 | 1 | 3 | 1 | 2 | 1 | 1 | 0
SCE Metro | Olinda | 230 | Battery |  |  | 0 | 0 | 0 | 0 | 0 | 0 | 0 | 0 | 0 | 1 | 1 | 1 | 1 |  |  | 1 | [11 empty] | 1 | 1 | 2 | 1 | 2 | 1 | 1 | 0
PG&E FRESNO | Olive | 115 | Battery |  |  | 20 | 0 | 20 | 20 | 0 | 20 | 0 | 0 | 0 | 5 | 2 | 5 | 2 | 3 |  | 1 | [11 empty] | 1 | 1 | 4 | 1 | 1 | 1 | 1 | 1
PG&E NGBA | Olivehurst | 115 | Battery |  |  | 0 | 0 | 0 | 0 | 0 | 0 | 0 | 0 | 0 | 5 | 2 | 1 | 1 |  |  | 1 | [11 empty] | 2 | 2 | 2 | 1 | 2 | 1 | 1 | 0
PG&E NGBA | Oregon Trail | 60 | Battery |  |  | 0 | 0 | 0 | 0 | 0 | 0 | 0 | 0 | 0 | 5 | 2 | 1 | 1 |  |  | 1 | [11 empty] | 2 | 2 | 3 | 2 | 3 | 1 | 1 | 0
SCE Northern | Ormond Beach | 230 | Battery |  |  | 0 | 0 | 0 | 0 | 0 | 0 | 0 | 0 | 0 | 5 | 2 | 1 | 1 |  |  | 1 | [11 empty] | 2 | 1 | 1 | 1 | 1 | 1 | 1 | 0
PG&E FRESNO | Oro Loma | 115 | Battery |  |  | 0 | 0 | 0 | 0 | 0 | 0 | 0 | 0 | 0 | 5 | 2 | 5 | 2 |  |  | 3 | [11 empty] | 1 | 1 | 4 | 2 | 1 | 1 | 1 | 0
PG&E FRESNO | Oro Loma | 70 | Battery |  |  | 0 | 0 | 0 | 0 | 0 | 0 | 0 | 0 | 0 | 5 | 2 | 5 | 2 |  |  | 1 | [11 empty] | 1 | 1 | 4 | 2 | 1 | 1 | 1 | 0
PG&E FRESNO | Orosi | 70 | Battery |  |  | 0 | 0 | 0 | 0 | 0 | 0 | 0 | 0 | 0 | 5 | 2 | 5 | 2 |  |  | 1 | [11 empty] | 1 | 1 | 4 | 1 | 1 | 1 | 1 | 0
SDGE | Otay | 69 | Battery |  |  | 49.7 | 0 | 49.7 | 49.7 | 0 | 49.7 | 0 | 0 | 0 | 3 | 3 | 1 | 1 |  |  | 3 | [11 empty] | 2 | 1 | 1 | 1 | 1 | 1 | 1 | 1
SDGE | Otay Mesa | 230 | Battery |  |  | 65 | 0 | 65 | 65 | 0 | 65 | 0 | 0 | 0 | 3 | 3 | 1 | 1 |  |  | 2 | [11 empty] | 2 | 1 | 1 | 1 | 3 | 4+ | 1 | 1
PG&E FRESNO | Padre Flats SW STA | 230 | Battery |  |  | 0 | 0 | 0 | 0 | 0 | 0 | 0 | 0 | 0 | 5 | 2 | 5 | 2 |  |  | 1 | [11 empty] | 1 | 1 | 4 | 2 | 1 | 1 | 1 | 0
EOP | Pahrump | 138 | Battery |  |  | 0 | 0 | 0 | 0 | 0 | 0 | 0 | 0 | 0 | 5 | 2 | 1 | 1 |  |  | 1 | [11 empty] | 2 | 2 | 4 | 1 | 3 | 1 | 1 | 0
EOP | Pahrump | 230 | Battery |  |  | 0 | 0 | 0 | 0 | 0 | 0 | 0 | 0 | 0 | 5 | 2 | 1 | 1 |  |  | 1 | [11 empty] | 2 | 2 | 4 | 1 | 3 | 1 | 1 | 0
SDGE | Pala | 69 | Battery |  |  | 0 | 0 | 0 | 0 | 0 | 0 | 0 | 0 | 0 | 3 | 3 | 1 | 1 |  |  | 1 | [11 empty] | 2 | 1 | 1 | 1 | 3 | 1 | 5 | 1
PG&E NGBA | Palermo | 115 | Battery |  |  | 0 | 0 | 0 | 0 | 0 | 0 | 0 | 0 | 0 | 5 | 2 | 1 | 1 | 4 |  | 1 | [11 empty] | 2 | 1 | 2 | 2 | 2 | 1 | 1 | 0
PG&E NGBA | Palermo | 230 | Battery |  |  | 0 | 0 | 0 | 0 | 0 | 0 | 0 | 0 | 0 | 5 | 2 | 1 | 1 |  |  | 1 | [11 empty] | 2 | 1 | 2 | 2 | 2 | 1 | 1 | 0
SCE Eastern | Palo Verde | 500 | Battery |  |  | 0 | 0 | 0 | 0 | 0 | 0 | 0 | 0 | 0 | 5 | 4 | 4 | 4 |  |  | 1 | [11 empty] | 2 | 1 | 4 | 2 | 3 | 1 | 1 | 0
SDGE | Palomar Energy | 230 | Battery |  |  | 0 | 0 | 0 | 0 | 0 | 0 | 0 | 0 | 0 | 3 | 3 | 1 | 1 |  |  | 1 | [11 empty] | 2 | 1 | 2 | 1 | 3 | 1 | 1 | 0
PG&E KERN | Panama | 70 | Battery |  |  | 0 | 0 | 0 | 0 | 0 | 0 | 0 | 0 | 0 | 5 | 2 | 5 | 2 |  |  | 1 | [11 empty] | 1 | 1 | 4 | 1 | 1 | 1 | 1 | 0
PG&E FRESNO | Panoche | 115 | Battery |  |  | 0 | 0 | 0 | 0 | 0 | 0 | 0 | 0 | 0 | 5 | 2 | 5 | 2 |  |  | 1 | [11 empty] | 1 | 1 | 1 | 2 | 1 | 4+ | 1 | 1
PG&E FRESNO | Panoche | 230 | Battery |  |  | 0 | 0 | 0 | 0 | 0 | 0 | 0 | 0 | 0 | 5 | 2 | 5 | 2 | 3 |  | 1 | [11 empty] | 1 | 1 | 1 | 2 | 1 | 1 | 1 | 0
SCE Northern | Pardee | 230 | Battery |  |  | 15 | 0 | 15 | 15 | 0 | 15 | 0 | 0 | 0 | 5 | 2 | 1 | 1 |  |  | 1 | [11 empty] | 1 | 1 | 3 | 1 | 3 | 4+ | 1 | 1
PG&E NGBA | Parkway | 230 | Battery |  |  | 0 | 0 | 0 | 0 | 0 | 0 | 0 | 0 | 0 | 5 | 5 | 1 | 1 |  |  | 1 | [11 empty] | 2 | 1 | 4 | 1 | 2 | 1 | 1 | 0
SCE Northern | Pastoria | 230 | Battery |  |  | 80 | 0 | 80 | 80 | 0 | 80 | 0 | 0 | 0 | 5 | 2 | 1 | 1 |  |  | 2 | [11 empty] | 1 | 1 | 2 | 1 | 3 | 1 | 1 | 1
SCE Metro | Pauda | 230 | Battery |  |  | 0 | 0 | 0 | 0 | 0 | 0 | 0 | 0 | 0 | 1 | 1 | 1 | 1 |  |  | 1 | [11 empty] | 1 | 1 | 2 | 1 | 2 | 1 | 4 | 1
PG&E GBA | Paul Sweet | 115 | Battery |  |  | 0 | 13 | 13 | 0 | 0 | 0 | 0 | 13 | 13 | 1 | 1 | 1 | 1 |  |  | 1 | [11 empty] | 2 | 2 | 2 | 2 | 3 | 5- | 1 | 1
PG&E NGBA | Peabody | 230 | Battery |  |  | 0 | 0 | 0 | 0 | 0 | 0 | 0 | 0 | 0 | 5 | 5 | 1 | 1 |  |  | 1 | [11 empty] | 2 | 1 | 2 | 1 | 2 | 4+ | 1 | 1
PG&E NGBA | Pease | 115 | Battery |  |  | 0 | 0 | 0 | 0 | 0 | 0 | 0 | 0 | 0 | 5 | 2 | 1 | 1 |  |  | 1 | [11 empty] | 2 | 2 | 2 | 1 | 2 | 1 | 1 | 0
PG&E NGBA | Pease | 60 | Battery |  |  | 0 | 0 | 0 | 0 | 0 | 0 | 0 | 0 | 0 | 5 | 2 | 1 | 1 |  |  | 1 | [11 empty] | 2 | 2 | 2 | 1 | 2 | 2+ | 1 | 1
SDGE | Penasquitos | 138 | Battery |  |  | 0 | 0 | 0 | 0 | 0 | 0 | 0 | 0 | 0 | 3 | 3 | 1 | 1 |  |  | 1 | [11 empty] | 2 | 1 | 2 | 1 | 3 | 1 | 1 | 0
SDGE | Penasquitos | 230 | Battery |  |  | 0 | 0 | 0 | 0 | 0 | 0 | 0 | 0 | 0 | 3 | 3 | 1 | 1 |  |  | 1 | [11 empty] | 2 | 1 | 2 | 1 | 3 | 1 | 1 | 0
SDGE | Penasquitos | 69 | Battery |  |  | 0 | 0 | 0 | 0 | 0 | 0 | 0 | 0 | 0 | 3 | 3 | 1 | 1 |  |  | 1 | [11 empty] | 2 | 1 | 2 | 1 | 3 | 1 | 1 | 0
SDGE | Pendleton | 69 | Battery |  |  | 0 | 50 | 50 | 0 | 50 | 50 | 0 | 0 | 0 | 3 | 3 | 1 | 1 |  |  | 4 | [11 empty] | 2 | 1 | 4 | 1 | 3 | 1 | 1 | 1
PG&E NGBA | Penngrove | 115 | Battery |  |  | 0 | 0 | 0 | 0 | 0 | 0 | 0 | 0 | 0 | 5 | 5 | 1 | 1 |  |  | 1 | [11 empty] | 2 | 1 | 3 | 2 | 2 | 4+ | 1 | 1
PG&E GBA | Peoria | 115 | Battery |  |  | 0 | 0 | 0 | 0 | 0 | 0 | 0 | 0 | 0 | 5 | 5 | 1 | 1 |  |  | 1 | [11 empty] | 2 | 1 | 4 | 1 | 3 | 1 | 1 | 0
PG&E GBA | Piercy | 115 | Battery |  |  | 0 | 0 | 0 | 0 | 0 | 0 | 0 | 0 | 0 | 1 | 1 | 1 | 1 |  |  | 1 | [11 empty] | 2 | 1 | 2 | 2 | 2 | 1 | 1 | 0
PG&E FRESNO | Pine Flat | 230 | Battery |  |  | 0 | 0 | 0 | 0 | 0 | 0 | 0 | 0 | 0 | 5 | 2 | 5 | 2 |  |  | 1 | [11 empty] | 1 | 1 | 4 | 2 | 3 | 1 | 1 | 0
SCE NOL | Pisgah | 230 | Battery |  |  | 0 | 0 | 0 | 0 | 0 | 0 | 0 | 0 | 0 | 1 | 1 | 1 | 1 | 4 |  | 1 | [11 empty] | 2 | 1 | 4 | 1 | 1 | 4+ | 1 | 1
PG&E NGBA | Pit 1 | 230 | Battery |  |  | 0 | 0 | 0 | 0 | 0 | 0 | 0 | 0 | 0 | 5 | 2 | 1 | 1 |  |  | 1 | [11 empty] | 2 | 2 | 4 | 2 | 3 | 1 | 1 | 0
PG&E NGBA | Pit 1 | 60 | Battery |  |  | 0 | 0 | 0 | 0 | 0 | 0 | 0 | 0 | 0 | 5 | 2 | 1 | 1 |  |  | 1 | [11 empty] | 2 | 2 | 4 | 2 | 3 | 1 | 1 | 0
PG&E NGBA | Pit 3 | 230 | Battery |  |  | 0 | 0 | 0 | 0 | 0 | 0 | 0 | 0 | 0 | 5 | 2 | 1 | 1 |  |  | 1 | [11 empty] | 2 | 2 | 4 | 2 | 3 | 1 | 1 | 0
PG&E NGBA | Pit 4 | 230 | Battery |  |  | 0 | 0 | 0 | 0 | 0 | 0 | 0 | 0 | 0 | 5 | 2 | 1 | 1 |  |  | 1 | [11 empty] | 2 | 2 | 4 | 2 | 3 | 1 | 1 | 0
PG&E GBA | Pittsburg | 115 | Battery |  |  | 0 | 0 | 0 | 0 | 0 | 0 | 0 | 0 | 0 | 5 | 2 | 1 | 1 | 4 |  | 1 | [11 empty] | 2 | 1 | 2 | 1 | 1 | 4+ | 1 | 1
PG&E GBA | Pittsburg | 230 | Battery |  |  | 0 | 0 | 0 | 0 | 0 | 0 | 0 | 0 | 0 | 5 | 2 | 1 | 1 | 4 |  | 1 | [11 empty] | 2 | 1 | 2 | 1 | 1 | 4+ | 1 | 1
PG&E NGBA | Pleasant Grove | 115 | Battery |  |  | 0 | 0 | 0 | 0 | 0 | 0 | 0 | 0 | 0 | 5 | 2 | 1 | 1 |  |  | 1 | [11 empty] | 2 | 1 | 2 | 2 | 3 | 1 | 1 | 0
PG&E NGBA | POE | 230 | Battery |  |  | 0 | 0 | 0 | 0 | 0 | 0 | 0 | 0 | 0 | 5 | 2 | 1 | 1 |  |  | 1 | [11 empty] | 2 | 1 | 4 | 2 | 3 | 1 | 1 | 0
SDGE | Point Loma | 69 | Battery |  |  | 0 | 0 | 0 | 0 | 0 | 0 | 0 | 0 | 0 | 3 | 3 | 1 | 1 |  |  | 1 | [11 empty] | 2 | 1 | 3 | 1 | 2 | 1 | 1 | 0
SDGE | Pomerado | 69 | Battery |  |  | 100 | 0 | 100 | 100 | 0 | 100 | 0 | 0 | 0 | 3 | 3 | 1 | 1 |  |  | 5 | [11 empty] | 2 | 1 | 3 | 1 | 3 | 1 | 1 | 1
PG&E KERN | Poso Mountain | 115 | Battery |  |  | 0 | 0 | 0 | 0 | 0 | 0 | 0 | 0 | 0 | 5 | 2 | 5 | 2 |  |  | 4 | [11 empty] | 1 | 1 | 3 | 1 | 2 | 1 | 1 | 0
EOP | Primm | 230 | Battery |  |  | 200 | 0 | 200 | 200 | 0 | 200 | 0 | 0 | 0 | 5 | 2 | 1 | 1 |  |  | 1 | [11 empty] | 2 | 2 | 4 | 1 | 2 | 1 | 1 | 1
PG&E NGBA | Putah Creek | 115 | Battery |  |  | 0 | 0 | 0 | 0 | 0 | 0 | 0 | 0 | 0 | 5 | 5 | 1 | 1 |  |  | 1 | [11 empty] | 2 | 1 | 3 | 2 | 3 | 1 | 4 | 1
SDGE | Q1806 | 138 | Battery |  |  | 0 | 0 | 0 | 0 | 0 | 0 | 0 | 0 | 0 | 1 | 1 | 1 | 1 |  |  | 1 | [11 empty] | 1 | 1 | 2 | 1 | 3 | 1 | 1 | 0
PG&E FRESNO | Quinto | 230 | Battery |  |  | 0 | 0 | 0 | 0 | 0 | 0 | 0 | 0 | 0 | 5 | 2 | 5 | 2 |  |  | 1 | [11 empty] | 1 | 1 | 4 | 2 | 1 | 1 | 4 | 1
PG&E GBA | Race Track | 115 | Battery |  |  | 0 | 0 | 0 | 0 | 0 | 0 | 0 | 0 | 0 | 5 | 5 | 1 | 1 |  |  | 1 | [11 empty] | 2 | 1 | 4 | 1 | 3 | 1 | 1 | 0
SDGE | Rancho Mission Viejo | 138 | Battery |  |  | 0 | 0 | 0 | 0 | 0 | 0 | 0 | 0 | 0 | 1 | 1 | 1 | 1 |  |  | 1 | [11 empty] | 1 | 1 | 2 | 1 | 3 | 1 | 1 | 0
PG&E GBA | Rancho Seco | 230 | Battery |  |  | 0 | 0 | 0 | 0 | 0 | 0 | 0 | 0 | 0 | 1 | 1 | 1 | 1 |  |  | 1 | [11 empty] | 2 | 1 | 1 | 2 | 3 | 1 | 1 | 0
SCE Metro | Rancho Vista | 230 | Battery |  |  | 0 | 0 | 0 | 0 | 0 | 0 | 0 | 0 | 0 | 1 | 1 | 1 | 1 |  |  | 1 | [11 empty] | 1 | 1 | 1 | 1 | 1 | 1+ | 1 | 1
SCE Metro | Rancho Vista | 500 | Battery |  |  | 0 | 0 | 0 | 0 | 0 | 0 | 0 | 0 | 0 | 1 | 1 | 1 | 1 |  |  | 1 | [11 empty] | 1 | 1 | 1 | 1 | 1 | 1 | 1 | 0
SCE NOL | Ransburg | 115 | Battery |  |  | 0 | 0 | 0 | 0 | 0 | 0 | 0 | 0 | 0 | 4 | 3 | 1 | 1 |  |  | 1 | [11 empty] | 2 | 1 | 4 | 1 | 1 | 1 | 1 | 0
PG&E GBA | Ravenswood | 115 | Battery |  |  | 0 | 0 | 0 | 0 | 0 | 0 | 0 | 0 | 0 | 5 | 2 | 1 | 1 |  |  | 1 | [11 empty] | 2 | 1 | 2 | 1 | 2 | 1 | 1 | 0
PG&E GBA | Ravenswood | 230 | Battery |  |  | 0 | 0 | 0 | 0 | 0 | 0 | 0 | 0 | 0 | 5 | 2 | 1 | 1 |  |  | 2 | [11 empty] | 2 | 1 | 2 | 1 | 2 | 1 | 1 | 0
SCE Northern | Rector | 230 | Battery |  |  | 0 | 0 | 0 | 0 | 0 | 0 | 0 | 0 | 0 | 1 | 1 | 1 | 1 |  |  | 1 | [11 empty] | 1 | 1 | 2 | 1 | 2 | 4+ | 1 | 1
SCE Eastern | Red Bluff | 230 | Battery |  |  | 0 | 0 | 0 | 0 | 0 | 0 | 0 | 0 | 0 | 4 | 4 | 4 | 4 | 1 |  | 1 | [11 empty] | 2 | 2 | 4 | 1 | 3 | 4+ | 4 | 1
SCE Eastern | Red Bluff | 500 | Battery |  |  | 100 | 0 | 100 | 100 | 0 | 100 | 0 | 0 | 0 | 4 | 4 | 4 | 4 | 5 |  | 1 | [11 empty] | 2 | 2 | 4 | 1 | 3 | 4+ | 4 | 1
PG&E NGBA | Redbud | 115 | Battery |  |  | 0 | 0 | 0 | 0 | 0 | 0 | 0 | 0 | 0 | 5 | 5 | 1 | 1 |  |  | 1 | [11 empty] | 2 | 2 | 4 | 2 | 3 | 1 | 1 | 0
SCE Metro | Redondo | 230 | Battery |  |  | 0 | 0 | 0 | 0 | 0 | 0 | 0 | 0 | 0 | 1 | 1 | 1 | 1 |  |  | 1 | [11 empty] | 1 | 1 | 2 | 1 | 2 | 1 | 1 | 0
PG&E FRESNO | Reedley | 115 | Battery |  |  | 0 | 0 | 0 | 0 | 0 | 0 | 0 | 0 | 0 | 5 | 2 | 5 | 2 |  |  | 1 | [11 empty] | 1 | 1 | 4 | 2 | 1 | 1 | 1 | 0
PG&E KERN | Renfro | 115 | Battery |  |  | 0 | 0 | 0 | 0 | 0 | 0 | 0 | 0 | 0 | 5 | 2 | 5 | 2 |  |  | 1 | [11 empty] | 1 | 1 | 2 | 1 | 2 | 1 | 1 | 0
PG&E GBA | Richmond R | 115 | Battery |  |  | 0 | 0 | 0 | 0 | 0 | 0 | 0 | 0 | 0 | 5 | 2 | 1 | 1 |  |  | 1 | [11 empty] | 2 | 1 | 2 | 1 | 2 | 1 | 1 | 0
PG&E NGBA | Rincon | 115 | Battery |  |  | 0 | 0 | 0 | 0 | 0 | 0 | 0 | 0 | 0 | 5 | 5 | 1 | 1 |  |  | 1 | [11 empty] | 2 | 1 | 3 | 2 | 2 | 1 | 1 | 0
PG&E KERN | Rio Bravo | 115 | Battery |  |  | 0 | 0 | 0 | 0 | 0 | 0 | 0 | 0 | 0 | 5 | 2 | 5 | 2 | 4 |  | 1 | [11 empty] | 1 | 1 | 2 | 1 | 1 | 1 | 1 | 0
SCE Metro | Rio Hondo | 230 | Battery |  |  | 265 | 10 | 275 | 265 | 10 | 275 | 0 | 0 | 0 | 1 | 1 | 1 | 1 | 1 |  | 1 | [11 empty] | 1 | 1 | 4 | 1 | 1 | 4+ | 1 | 1
PG&E NGBA | Rio Oso | 115 | Battery |  |  | 0 | 0 | 0 | 0 | 0 | 0 | 0 | 0 | 0 | 5 | 2 | 1 | 1 |  |  | 1 | [11 empty] | 2 | 1 | 4 | 1 | 3 | 1 | 1 | 0
PG&E NGBA | Rio Oso | 230 | Battery |  |  | 0 | 0 | 0 | 0 | 0 | 0 | 0 | 0 | 0 | 5 | 2 | 1 | 1 |  |  | 1 | [11 empty] | 2 | 1 | 4 | 1 | 3 | 1 | 1 | 0
PG&E GBA | Ripon | 115 | Battery |  |  | 99 | 0 | 99 | 99 | 0 | 99 | 0 | 0 | 0 | 5 | 5 | 1 | 1 | 3 |  | 2 | [11 empty] | 1 | 1 | 2 | 2 | 2 | 4+ | 1 | 1
PG&E GBA | Riverbank | 115 | Battery |  |  | 0 | 0 | 0 | 0 | 0 | 0 | 0 | 0 | 0 | 5 | 5 | 1 | 1 |  |  | 1 | [11 empty] | 1 | 1 | 3 | 2 | 2 | 1 | 1 | 0
SCE NOL | Roadway | 115 | Battery |  |  | 0 | 0 | 0 | 0 | 0 | 0 | 0 | 0 | 0 | 1 | 1 | 1 | 1 | 3 |  | 1 | [11 empty] | 2 | 1 | 2 | 1 | 1 | 4+ | 4 | 1
PG&E NGBA | Rock Creek 1 | 230 | Battery |  |  | 0 | 0 | 0 | 0 | 0 | 0 | 0 | 0 | 0 | 5 | 2 | 1 | 1 |  |  | 1 | [11 empty] | 2 | 2 | 4 | 1 | 3 | 1 | 1 | 0
SCE Northern | Rosamond | 66 | Battery |  |  | 0 | 0 | 0 | 0 | 0 | 0 | 0 | 0 | 0 | 1 | 1 | 1 | 1 |  |  | 1 | [11 empty] | 2 | 1 | 4 | 1 | 3 | 1 | 1 | 0
PG&E GBA | Rossmoor | 230 | Battery |  |  | 0 | 0 | 0 | 0 | 0 | 0 | 0 | 0 | 0 | 5 | 5 | 1 | 1 |  |  | 1 | [11 empty] | 2 | 1 | 4 | 1 | 3 | 1 | 1 | 0
PG&E NGBA | Round Mountain | 230 | Battery |  |  | 0 | 0 | 0 | 0 | 0 | 0 | 0 | 0 | 0 | 5 | 2 | 1 | 1 |  |  | 1 | [11 empty] | 2 | 2 | 4 | 2 | 3 | 1 | 1 | 0
PG&E NGBA | Round Mountain | 500 | Battery |  |  | 0 | 0 | 0 | 0 | 0 | 0 | 0 | 0 | 0 | 5 | 2 | 1 | 1 |  |  | 1 | [11 empty] | 2 | 2 | 4 | 2 | 3 | 1 | 1 | 0
PG&E GBA | Salado | 115 | Battery |  |  | 0 | 0 | 0 | 0 | 0 | 0 | 0 | 0 | 0 | 1 | 1 | 1 | 1 |  |  | 1 | [11 empty] | 1 | 1 | 4 | 2 | 1 | 1 | 1 | 0
PG&E GBA | Salado | 60 | Battery |  |  | 0 | 0 | 0 | 0 | 0 | 0 | 0 | 0 | 0 | 1 | 1 | 1 | 1 |  |  | 1 | [11 empty] | 1 | 1 | 4 | 2 | 1 | 4+ | 1 | 1
PG&E GBA | Salinas | 115 | Battery |  |  | 0 | 0 | 0 | 0 | 0 | 0 | 0 | 0 | 0 | 1 | 1 | 1 | 1 |  |  | 1 | [11 empty] | 2 | 2 | 3 | 2 | 2 | 1 | 1 | 0
SDGE | Salt Creek | 69 | Battery |  |  | 0 | 0 | 0 | 0 | 0 | 0 | 0 | 0 | 0 | 3 | 3 | 1 | 1 |  |  | 1 | [11 empty] | 2 | 1 | 3 | 1 | 2 | 2+ | 1 | 1
SCE Eastern | San Bernardino | 230 | Battery |  |  | 0 | 0 | 0 | 0 | 0 | 0 | 0 | 0 | 0 | 4 | 2 | 1 | 1 |  |  | 1 | [11 empty] | 1 | 1 | 2 | 1 | 2 | 2+ | 1 | 1
PG&E GBA | SAN FRAN A (POTRERO PP) | 115 | Battery |  |  | 0 | 0 | 0 | 0 | 0 | 0 | 0 | 0 | 0 | 5 | 2 | 1 | 1 |  |  | 1 | [11 empty] | 2 | 1 | 2 | 1 | 2 | 1 | 1 | 0
PG&E GBA | SAN FRAN A (POTRERO PP) | 230 | Battery |  |  | 0 | 0 | 0 | 0 | 0 | 0 | 0 | 0 | 0 | 5 | 2 | 1 | 1 |  |  | 1 | [11 empty] | 2 | 1 | 2 | 1 | 2 | 1 | 1 | 0
PG&E GBA | San Jose A | 115 | Battery |  |  | 0 | 0 | 0 | 0 | 0 | 0 | 0 | 0 | 0 | 1 | 1 | 1 | 1 |  |  | 1 | [11 empty] | 2 | 1 | 2 | 2 | 2 | 1 | 1 | 0
PG&E GBA | San Jose B | 115 | Battery |  |  | 0 | 0 | 0 | 0 | 0 | 0 | 0 | 0 | 0 | 1 | 1 | 1 | 1 |  |  | 1 | [11 empty] | 2 | 1 | 3 | 2 | 2 | 1 | 1 | 0
PG&E GBA | San Leandro U | 115 | Battery |  |  | 0 | 0 | 0 | 0 | 0 | 0 | 0 | 0 | 0 | 5 | 2 | 1 | 1 |  |  | 1 | [11 empty] | 2 | 1 | 3 | 1 | 2 | 1 | 1 | 0
PG&E KERN | San Luis Obispo | 115 | Battery |  |  | 0 | 0 | 0 | 0 | 0 | 0 | 0 | 0 | 0 | 5 | 2 | 5 | 2 |  |  | 1 | [11 empty] | 2 | 2 | 4 | 2 | 3 | 1 | 1 | 0
PG&E KERN | San Luis Obispo | 70 | Battery |  |  | 0 | 0 | 0 | 0 | 0 | 0 | 0 | 0 | 0 | 5 | 2 | 5 | 2 |  |  | 1 | [11 empty] | 2 | 2 | 4 | 2 | 3 | 1 | 1 | 0
SDGE | San Luis Rey | 230 | Battery |  |  | 0 | 0 | 0 | 0 | 0 | 0 | 0 | 0 | 0 | 3 | 3 | 1 | 1 |  |  | 1 | [11 empty] | 2 | 1 | 4 | 1 | 3 | 2+ | 1 | 1
SDGE | San Luis Rey | 69 | Battery |  |  | 0 | 0 | 0 | 0 | 0 | 0 | 0 | 0 | 0 | 3 | 3 | 1 | 1 |  |  | 1 | [11 empty] | 2 | 1 | 4 | 1 | 3 | 1 | 1 | 0
SDGE | San Marcos | 69 | Battery |  |  | 0 | 0 | 0 | 0 | 0 | 0 | 0 | 0 | 0 | 3 | 3 | 1 | 1 |  |  | 1 | [11 empty] | 2 | 1 | 2 | 1 | 3 | 1 | 1 | 0
SCE Metro | San Onofre | 230 | Battery |  |  | 0 | 0 | 0 | 0 | 0 | 0 | 0 | 0 | 0 | 1 | 1 | 1 | 1 |  |  | 1 | [11 empty] | 2 | 1 | 4 | 1 | 3 | 1 | 1 | 0
PG&E GBA | San Pablo | 115 | Battery |  |  | 0 | 0 | 0 | 0 | 0 | 0 | 0 | 0 | 0 | 5 | 2 | 1 | 1 |  |  | 1 | [11 empty] | 2 | 1 | 2 | 1 | 1 | 1 | 1 | 0
PG&E GBA | San Ramon | 230 | Battery |  |  | 0 | 0 | 0 | 0 | 0 | 0 | 0 | 0 | 0 | 5 | 2 | 1 | 1 |  |  | 1 | [11 empty] | 2 | 1 | 2 | 1 | 3 | 4+ | 1 | 1
SDGE | San Ysidro | 69 | Battery |  |  | 0 | 0 | 0 | 0 | 0 | 0 | 0 | 0 | 0 | 3 | 3 | 1 | 1 |  |  | 1 | [11 empty] | 2 | 1 | 2 | 1 | 2 | 1 | 1 | 0
SCE NOL | Sandlot | 230 | Battery |  |  | 0 | 0 | 0 | 0 | 0 | 0 | 0 | 0 | 0 | 4 | 3 | 1 | 1 |  |  | 1 | [11 empty] | 2 | 1 | 4 | 1 | 2 | 1 | 1 | 0
EOP | Sandy | 138 | Battery |  |  | 0 | 0 | 0 | 0 | 0 | 0 | 0 | 0 | 0 | 5 | 2 | 1 | 1 |  |  | 1 | [11 empty] | 2 | 2 | 4 | 1 | 3 | 1 | 1 | 0
PG&E FRESNO | Sanger | 115 | Battery |  |  | 0 | 0 | 0 | 0 | 0 | 0 | 0 | 0 | 0 | 5 | 2 | 5 | 2 | 3 |  | 1 | [11 empty] | 1 | 1 | 2 | 2 | 2 | 4+ | 1 | 1
SCE Northern | Santa Clara | 230 | Battery |  |  | 0 | 0 | 0 | 0 | 0 | 0 | 0 | 0 | 0 | 5 | 2 | 1 | 1 |  |  | 1 | [11 empty] | 2 | 1 | 3 | 1 | 2 | 1+ | 1 | 1
PG&E NGBA | Santa Rosa A | 115 | Battery |  |  | 0 | 0 | 0 | 0 | 0 | 0 | 0 | 0 | 0 | 5 | 5 | 1 | 1 |  |  | 1 | [11 empty] | 2 | 1 | 3 | 2 | 2 | 1 | 1 | 0
PG&E GBA | Santa Teresa | 115 | Battery |  |  | 0 | 0 | 0 | 0 | 0 | 0 | 0 | 0 | 0 | 1 | 1 | 1 | 1 | 3 |  | 1 | [11 empty] | 2 | 1 | 2 | 2 | 2 | 4+ | 1 | 1
SDGE | Santee | 138 | Battery |  |  | 10 | 0 | 10 | 10 | 0 | 10 | 0 | 0 | 0 | 3 | 3 | 1 | 1 |  |  | 1 | [11 empty] | 2 | 1 | 2 | 1 | 2 | 1 | 1 | 1
SCE Metro | Santiago | 230 | Battery |  |  | 0 | 0 | 0 | 0 | 0 | 0 | 0 | 0 | 0 | 1 | 1 | 1 | 1 |  |  | 1 | [11 empty] | 1 | 1 | 2 | 1 | 2 | 1 | 1 | 0
PG&E GBA | Saratoga | 230 | Battery |  |  | 0 | 0 | 0 | 0 | 0 | 0 | 0 | 0 | 0 | 1 | 1 | 1 | 1 |  |  | 1 | [11 empty] | 2 | 1 | 4 | 2 | 3 | 1 | 1 | 0
SCE Northern | Saugus | 230 | Battery |  |  | 0 | 0 | 0 | 0 | 0 | 0 | 0 | 0 | 0 | 5 | 2 | 1 | 1 |  |  | 1 | [11 empty] | 1 | 1 | 3 | 1 | 3 | 1 | 1 | 0
PG&E FRESNO | Schindler | 115 | Battery |  |  | 0 | 0 | 0 | 0 | 0 | 0 | 0 | 0 | 0 | 5 | 2 | 5 | 2 | 3 |  | 3 | [11 empty] | 1 | 1 | 4 | 2 | 1 | 4+ | 1 | 1
PG&E FRESNO | Schindler | 70 | Battery |  |  | 0 | 0 | 0 | 0 | 0 | 0 | 0 | 0 | 0 | 5 | 2 | 5 | 2 |  |  | 1 | [11 empty] | 1 | 1 | 4 | 2 | 1 | 1 | 1 | 0
PG&E GBA | Schulte | 115 | Battery |  |  | 13.3 | 0 | 13.3 | 13.3 | 0 | 13.3 | 0 | 0 | 0 | 5 | 5 | 1 | 1 | 3 |  | 3 | [11 empty] | 1 | 1 | 1 | 2 | 2 | 4+ | 1 | 1
SDGE | Scripps | 69 | Battery |  |  | 0 | 0 | 0 | 0 | 0 | 0 | 0 | 0 | 0 | 3 | 3 | 1 | 1 |  |  | 1 | [11 empty] | 2 | 1 | 2 | 1 | 3 | 2+ | 1 | 1
PG&E KERN | Semitropic | 115 | Battery |  |  | 0 | 0 | 0 | 0 | 0 | 0 | 0 | 0 | 0 | 5 | 2 | 5 | 2 |  |  | 1 | [11 empty] | 1 | 1 | 3 | 1 | 1 | 1 | 1 | 0
SCE Metro | Serrano | 230 | Battery |  |  | 0 | 0 | 0 | 0 | 0 | 0 | 0 | 0 | 0 | 1 | 1 | 1 | 1 | 5 |  | 1 | [11 empty] | 1 | 1 | 2 | 1 | 2 | 1 | 1 | 0
SCE Metro | Serrano | 500 | Battery |  |  | 0 | 0 | 0 | 0 | 0 | 0 | 0 | 0 | 0 | 1 | 1 | 1 | 1 | 5 |  | 1 | [11 empty] | 1 | 1 | 2 | 1 | 2 | 1 | 1 | 0
SDGE | Shadowridge | 138 | Battery |  |  | 0 | 0 | 0 | 0 | 0 | 0 | 0 | 0 | 0 | 3 | 3 | 1 | 1 |  |  | 1 | [11 empty] | 2 | 1 | 3 | 1 | 3 | 1 | 1 | 0
PG&E KERN | Shafter | 115 | Battery |  |  | 0 | 0 | 0 | 0 | 0 | 0 | 0 | 0 | 0 | 5 | 2 | 5 | 2 |  |  | 3 | [11 empty] | 1 | 1 | 3 | 1 | 1 | 2+ | 1 | 1
PG&E NGBA | Silverado | 115 | Battery |  |  | 0 | 0 | 0 | 0 | 0 | 0 | 0 | 0 | 0 | 5 | 5 | 1 | 1 |  |  | 1 | [11 empty] | 2 | 1 | 4 | 2 | 3 | 1 | 1 | 0
SDGE | Silvergate | 230 | Battery |  |  | 0 | 0 | 0 | 0 | 0 | 0 | 0 | 0 | 0 | 3 | 3 | 1 | 1 |  |  | 2 | [11 empty] | 2 | 1 | 1 | 1 | 1 | 2+ | 1 | 1
SDGE | Silvergate | 69 | Battery |  |  | 0 | 0 | 0 | 0 | 0 | 0 | 0 | 0 | 0 | 3 | 3 | 1 | 1 |  |  | 1 | [11 empty] | 2 | 1 | 1 | 1 | 1 | 1 | 1 | 0
PG&E KERN | Sisquoc | 115 | Battery |  |  | 0 | 0 | 0 | 0 | 0 | 0 | 0 | 0 | 0 | 5 | 2 | 5 | 2 |  |  | 1 | [11 empty] | 2 | 2 | 4 | 1 | 3 | 1 | 1 | 0
EOP | Sloan Canyon | 230 | Battery |  |  | 0 | 0 | 0 | 0 | 0 | 0 | 0 | 0 | 0 | 5 | 2 | 1 | 1 |  |  | 1 | [11 empty] | 2 | 2 | 3 | 1 | 3 | 4+ | 1 | 1
EOP | Sloan Canyon | 500 | Battery |  |  | 0 | 0 | 0 | 0 | 0 | 0 | 0 | 0 | 0 | 5 | 2 | 1 | 1 |  |  | 1 | [11 empty] | 2 | 2 | 3 | 1 | 3 | 1 | 1 | 0
PG&E KERN | Smyrna | 115 | Battery |  |  | 0 | 0 | 0 | 0 | 0 | 0 | 0 | 0 | 0 | 5 | 2 | 5 | 2 |  |  | 1 | [11 empty] | 1 | 1 | 4 | 1 | 1 | 4+ | 1 | 1
PG&E GBA | Sobrante | 115 | Battery |  |  | 0 | 0 | 0 | 0 | 0 | 0 | 0 | 0 | 0 | 5 | 2 | 1 | 1 |  |  | 1 | [11 empty] | 2 | 1 | 2 | 1 | 3 | 1 | 1 | 0
PG&E GBA | Sobrante | 230 | Battery |  |  | 0 | 0 | 0 | 0 | 0 | 0 | 0 | 0 | 0 | 5 | 2 | 1 | 1 |  |  | 1 | [11 empty] | 2 | 1 | 2 | 1 | 3 | 1 | 1 | 0
PG&E KERN | Solar | 230 | Battery |  |  | 0 | 0 | 0 | 0 | 0 | 0 | 0 | 0 | 0 | 5 | 2 | 5 | 2 |  |  | 1 | [11 empty] | 2 | 1 | 4 | 2 | 3 | 1 | 1 | 0
PG&E GBA | Soledad | 115 | Battery |  |  | 0 | 0 | 0 | 0 | 0 | 0 | 0 | 0 | 0 | 1 | 1 | 1 | 1 |  |  | 1 | [11 empty] | 2 | 2 | 4 | 2 | 3 | 1 | 1 | 0
PG&E GBA | Soledad | 60 | Battery |  |  | 0 | 0 | 0 | 0 | 0 | 0 | 0 | 0 | 0 | 1 | 1 | 1 | 1 |  |  | 1 | [11 empty] | 2 | 2 | 4 | 2 | 3 | 1 | 1 | 0
SDGE | Spring Valley | 69 | Battery |  |  | 0 | 0 | 0 | 0 | 0 | 0 | 0 | 0 | 0 | 3 | 3 | 1 | 1 |  |  | 1 | [11 empty] | 2 | 1 | 2 | 1 | 2 | 1 | 1 | 0
SCE Northern | Springville | 230 | Battery |  |  | 225 | 0 | 225 | 225 | 0 | 225 | 0 | 0 | 0 | 1 | 1 | 1 | 1 | 4 |  | 1 | [11 empty] | 1 | 1 | 4 | 1 | 1 | 4+ | 1 | 1
PG&E GBA | Stagg | 230 | Battery |  |  | 0 | 0 | 0 | 0 | 0 | 0 | 0 | 0 | 0 | 5 | 2 | 1 | 1 |  |  | 1 | [11 empty] | 1 | 1 | 3 | 2 | 2 | 4+ | 1 | 1
PG&E GBA | Standard Oil | 115 | Battery |  |  | 0 | 0 | 0 | 0 | 0 | 0 | 0 | 0 | 0 | 5 | 2 | 1 | 1 |  |  | 1 | [11 empty] | 2 | 1 | 1 | 1 | 2 | 1 | 1 | 0
PG&E GBA | Stanislaus | 115 | Battery |  |  | 0 | 0 | 0 | 0 | 0 | 0 | 0 | 0 | 0 | 5 | 5 | 1 | 1 |  |  | 1 | [11 empty] | 2 | 1 | 4 | 1 | 3 | 1 | 1 | 0
PG&E KERN | Stockdale | 115 | Battery |  |  | 0 | 0 | 0 | 0 | 0 | 0 | 0 | 0 | 0 | 5 | 2 | 5 | 2 |  |  | 1 | [11 empty] | 1 | 1 | 2 | 1 | 2 | 1 | 1 | 0
PG&E KERN | Stockdale | 230 | Battery |  |  | 0 | 0 | 0 | 0 | 0 | 0 | 0 | 0 | 0 | 5 | 2 | 5 | 2 |  |  | 1 | [11 empty] | 1 | 1 | 2 | 1 | 2 | 4+ | 1 | 1
PG&E GBA | Stockton A | 115 | Battery |  |  | 0 | 0 | 0 | 0 | 0 | 0 | 0 | 0 | 0 | 1 | 1 | 1 | 1 |  |  | 1 | [11 empty] | 1 | 1 | 3 | 2 | 1 | 1 | 1 | 0
PG&E GBA | Stone | 115 | Battery |  |  | 0 | 0 | 0 | 0 | 0 | 0 | 0 | 0 | 0 | 1 | 1 | 1 | 1 |  |  | 1 | [11 empty] | 2 | 1 | 3 | 2 | 2 | 1 | 1 | 0
PG&E FRESNO | Storey | 230 | Battery |  |  | 0 | 0 | 0 | 0 | 0 | 0 | 0 | 0 | 0 | 5 | 2 | 5 | 2 |  |  | 1 | [11 empty] | 1 | 1 | 4 | 2 | 1 | 1 | 1 | 0
PG&E NGBA | Summit | 115 | Battery |  |  | 0 | 0 | 0 | 0 | 0 | 0 | 0 | 0 | 0 | 5 | 2 | 1 | 1 |  |  | 1 | [11 empty] | 2 | 1 | 4 | 2 | 3 | 1 | 1 | 0
SDGE | Suncrest | 230 | Battery |  |  | 0 | 0 | 0 | 0 | 0 | 0 | 0 | 0 | 0 | 3 | 3 | 1 | 1 |  |  | 1 | [11 empty] | 2 | 1 | 4 | 1 | 3 | 2+ | 1 | 1
SDGE | Suncrest | 500 | Battery |  |  | 0 | 0 | 0 | 0 | 0 | 0 | 0 | 0 | 0 | 3 | 3 | 1 | 1 |  |  | 1 | [11 empty] | 2 | 1 | 4 | 1 | 3 | 1 | 1 | 0
PG&E KERN | Sunrise | 230 | Battery |  |  | 0 | 0 | 0 | 0 | 0 | 0 | 0 | 0 | 0 | 5 | 2 | 5 | 2 |  |  | 1 | [11 empty] | 1 | 1 | 1 | 1 | 1 | 1 | 1 | 0
PG&E KERN | Sunset | 230 | Battery |  |  | 0 | 0 | 0 | 0 | 0 | 0 | 0 | 0 | 0 | 5 | 2 | 5 | 2 |  |  | 1 | [11 empty] | 1 | 1 | 1 | 1 | 1 | 1 | 1 | 0
PG&E GBA | Swift | 115 | Battery |  |  | 0 | 0 | 0 | 0 | 0 | 0 | 0 | 0 | 0 | 1 | 1 | 1 | 1 |  |  | 1 | [11 empty] | 2 | 1 | 2 | 2 | 2 | 1 | 1 | 0
SDGE | Sycamore Canyon | 138 | Battery |  |  | 0 | 0 | 0 | 0 | 0 | 0 | 0 | 0 | 0 | 3 | 3 | 1 | 1 | 3 |  | 1 | [11 empty] | 2 | 1 | 4 | 1 | 3 | 1 | 1 | 0
SDGE | Sycamore Canyon | 230 | Battery |  |  | 0 | 0 | 0 | 0 | 0 | 0 | 0 | 0 | 0 | 3 | 3 | 1 | 1 |  |  | 1 | [11 empty] | 2 | 1 | 4 | 1 | 3 | 1 | 1 | 0
SDGE | Sycamore Canyon | 69 | Battery |  |  | 0 | 0 | 0 | 0 | 0 | 0 | 0 | 0 | 0 | 3 | 3 | 1 | 1 |  |  | 1 | [11 empty] | 2 | 1 | 4 | 1 | 3 | 1 | 1 | 0
SCE Northern | Sylmar | 230 | Battery |  |  | 0 | 0 | 0 | 0 | 0 | 0 | 0 | 0 | 0 | 5 | 2 | 1 | 1 |  |  | 1 | [11 empty] | 1 | 1 | 2 | 1 | 1 | 1 | 1 | 0
PG&E NGBA | Table Mountain | 115 | Battery |  |  | 0 | 0 | 0 | 0 | 0 | 0 | 0 | 0 | 0 | 5 | 2 | 1 | 1 |  |  | 1 | [11 empty] | 2 | 1 | 3 | 2 | 1 | 1 | 1 | 0
PG&E NGBA | Table Mountain | 230 | Battery |  |  | 0 | 0 | 0 | 0 | 0 | 0 | 0 | 0 | 0 | 5 | 2 | 1 | 1 |  |  | 1 | [11 empty] | 2 | 1 | 3 | 2 | 1 | 1 | 1 | 0
PG&E NGBA | Table Mountain | 500 | Battery |  |  | 0 | 0 | 0 | 0 | 0 | 0 | 0 | 0 | 0 | 5 | 2 | 1 | 1 |  |  | 1 | [11 empty] | 2 | 1 | 3 | 2 | 1 | 1 | 1 | 0
PG&E NGBA | Table Mountain | 60 | Battery |  |  | 0 | 0 | 0 | 0 | 0 | 0 | 0 | 0 | 0 | 5 | 2 | 1 | 1 |  |  | 1 | [11 empty] | 2 | 1 | 3 | 2 | 1 | 1 | 1 | 0
PG&E KERN | Taft | 115 | Battery |  |  | 0 | 0 | 0 | 0 | 0 | 0 | 0 | 0 | 0 | 5 | 2 | 5 | 2 |  |  | 1 | [11 empty] | 1 | 1 | 2 | 1 | 2 | 1 | 4 | 1
SDGE | Talega | 138 | Battery |  |  | 0 | 0 | 0 | 0 | 0 | 0 | 0 | 0 | 0 | 1 | 1 | 1 | 1 | 3 |  | 1 | [11 empty] | 2 | 1 | 3 | 1 | 3 | 4+ | 1 | 1
SDGE | Talega | 230 | Battery |  |  | 0 | 0 | 0 | 0 | 0 | 0 | 0 | 0 | 0 | 1 | 1 | 1 | 1 |  |  | 1 | [11 empty] | 2 | 1 | 3 | 1 | 3 | 1 | 1 | 0
PG&E GBA | Tassajara | 230 | Battery |  |  | 0 | 0 | 0 | 0 | 0 | 0 | 0 | 0 | 0 | 5 | 2 | 1 | 1 |  |  | 1 | [11 empty] | 2 | 1 | 3 | 1 | 3 | 1 | 1 | 0
PG&E KERN | Tejon | 70 | Battery |  |  | 0 | 0 | 0 | 0 | 0 | 0 | 0 | 0 | 0 | 5 | 2 | 5 | 2 |  |  | 1 | [11 empty] | 1 | 1 | 3 | 1 | 1 | 1 | 1 | 0
SDGE | Telegraph Canyon | 138 | Battery |  |  | 0 | 0 | 0 | 0 | 0 | 0 | 0 | 0 | 0 | 3 | 3 | 1 | 1 |  |  | 1 | [11 empty] | 2 | 1 | 2 | 1 | 2 | 1 | 1 | 0
PG&E KERN | Temblor | 115 | Battery |  |  | 0 | 0 | 0 | 0 | 0 | 0 | 0 | 0 | 0 | 5 | 2 | 5 | 2 |  |  | 1 | [11 empty] | 1 | 1 | 2 | 1 | 1 | 4+ | 1 | 1
PG&E KERN | Templeton | 230 | Battery |  |  | 0 | 0 | 0 | 0 | 0 | 0 | 0 | 0 | 0 | 5 | 2 | 5 | 2 |  |  | 1 | [11 empty] | 2 | 2 | 4 | 2 | 3 | 1 | 1 | 0
PG&E KERN | Templeton | 70 | Battery |  |  | 0 | 0 | 0 | 0 | 0 | 0 | 0 | 0 | 0 | 5 | 2 | 5 | 2 |  |  | 1 | [11 empty] | 2 | 2 | 4 | 2 | 3 | 1 | 1 | 0
PG&E GBA | Tesla | 115 | Battery |  |  | 0 | 0 | 0 | 0 | 0 | 0 | 0 | 0 | 0 | 1 | 1 | 1 | 1 |  |  | 1 | [11 empty] | 2 | 1 | 2 | 1 | 2 | 1 | 1 | 0
PG&E GBA | Tesla | 230 | Battery |  |  | 125 | 0 | 125 | 125 | 0 | 125 | 0 | 0 | 0 | 5 | 2 | 1 | 1 | 4 |  | 2 | [11 empty] | 2 | 1 | 2 | 1 | 2 | 4+ | 1 | 1
PG&E GBA | Tesla | 500 | Battery |  |  | 0 | 0 | 0 | 0 | 0 | 0 | 0 | 0 | 0 | 1 | 1 | 1 | 1 | 5 |  | 1 | [11 empty] | 2 | 1 | 2 | 1 | 2 | 4+ | 1 | 1
PG&E KERN | Tevis | 115 | Battery |  |  | 0 | 0 | 0 | 0 | 0 | 0 | 0 | 0 | 0 | 5 | 2 | 5 | 2 | 4 |  | 3 | [11 empty] | 1 | 1 | 2 | 1 | 2 | 1 | 1 | 0
EOP | Thousandaire | 138 | Battery |  |  | 0 | 0 | 0 | 0 | 0 | 0 | 0 | 0 | 0 | 5 | 2 | 1 | 1 |  |  | 1 | [11 empty] | 2 | 2 | 4 | 1 | 3 | 1 | 1 | 0
PG&E KERN | Topaz | 230 | Battery |  |  | 0 | 0 | 0 | 0 | 0 | 0 | 0 | 0 | 0 | 5 | 2 | 5 | 2 |  |  | 1 | [11 empty] | 1 | 1 | 3 | 1 | 2 | 1 | 1 | 0
SCE NOL | Tortilla | 115 | Battery |  |  | 0 | 0 | 0 | 0 | 0 | 0 | 0 | 0 | 0 | 4 | 3 | 1 | 1 |  |  | 1 | [11 empty] | 2 | 1 | 4 | 1 | 2 | 1 | 1 | 0
SDGE | Trabuco | 138 | Battery |  |  | 0 | 0 | 0 | 0 | 0 | 0 | 0 | 0 | 0 | 1 | 1 | 1 | 1 |  |  | 1 | [11 empty] | 1 | 1 | 1 | 1 | 2 | 1 | 1 | 0
PG&E GBA | Tracy | 115 | Battery |  |  | 0 | 0 | 0 | 0 | 0 | 0 | 0 | 0 | 0 | 1 | 1 | 1 | 1 |  |  | 1 | [11 empty] | 2 | 1 | 3 | 1 | 2 | 1 | 1 | 0
PG&E FRESNO | Tranquility | 230 | Battery |  |  | 352 | 0 | 352 | 352 | 0 | 352 | 0 | 0 | 0 | 5 | 2 | 5 | 2 | 3 |  | 2 | [11 empty] | 1 | 1 | 4 | 2 | 1 | 4+ | 4 | 1
PG&E GBA | Trimble | 115 | Battery |  |  | 0 | 0 | 0 | 0 | 0 | 0 | 0 | 0 | 0 | 1 | 1 | 1 | 1 |  |  | 1 | [11 empty] | 2 | 1 | 3 | 2 | 2 | 1 | 1 | 0
EOP | Trout Canyon | 230 | Battery |  |  | 485 | 0 | 485 | 485 | 0 | 485 | 0 | 0 | 0 | 5 | 2 | 1 | 1 |  |  | 2 | [11 empty] | 2 | 2 | 4 | 1 | 3 | 4+ | 4 | 1
EOP | Trout Canyon | 500 | Battery |  |  | 0 | 80 | 80 | 0 | 0 | 0 | 0 | 80 | 80 | 5 | 2 | 1 | 1 |  |  | 2 | [11 empty] | 2 | 2 | 4 | 1 | 3 | 5- | 1 | 1
PG&E NGBA | Tulucay | 230 | Battery |  |  | 0 | 0 | 0 | 0 | 0 | 0 | 0 | 0 | 0 | 5 | 5 | 1 | 1 |  |  | 1 | [11 empty] | 2 | 1 | 3 | 2 | 3 | 4+ | 1 | 1
PG&E NGBA | Tulucay | 60 | Battery |  |  | 0 | 0 | 0 | 0 | 0 | 0 | 0 | 0 | 0 | 5 | 5 | 1 | 1 |  |  | 1 | [11 empty] | 2 | 1 | 3 | 2 | 3 | 1 | 1 | 0
PG&E KERN | Tupman | 115 | Battery |  |  | 0 | 0 | 0 | 0 | 0 | 0 | 0 | 0 | 0 | 5 | 2 | 5 | 2 |  |  | 1 | [11 empty] | 1 | 1 | 2 | 1 | 1 | 1 | 1 | 0
PG&E NGBA | Ukiah | 115 | Battery |  |  | 0 | 0 | 0 | 0 | 0 | 0 | 0 | 0 | 0 | 5 | 5 | 1 | 1 |  |  | 1 | [11 empty] | 2 | 2 | 4 | 2 | 3 | 1 | 1 | 0
PG&E KERN | Union (Estrella) | 70 | Battery |  |  | 0 | 0 | 0 | 0 | 0 | 0 | 0 | 0 | 0 | 5 | 2 | 5 | 2 |  |  | 1 | [11 empty] | 2 | 2 | 4 | 2 | 3 | 1 | 1 | 0
PG&E NGBA | Vaca Dixon | 115 | Battery |  |  | 0 | 0 | 0 | 0 | 0 | 0 | 0 | 0 | 0 | 5 | 5 | 1 | 1 | 4 |  | 1 | [11 empty] | 2 | 1 | 1 | 1 | 3 | 2+ | 1 | 1
PG&E NGBA | Vaca Dixon | 230 | Battery |  |  | 300 | 0 | 300 | 300 | 0 | 300 | 0 | 0 | 0 | 5 | 5 | 1 | 1 |  |  | 1 | [11 empty] | 2 | 1 | 1 | 1 | 3 | 2+ | 1 | 1
PG&E NGBA | Vaca Dixon | 500 | Battery |  |  | 0 | 0 | 0 | 0 | 0 | 0 | 0 | 0 | 0 | 5 | 5 | 1 | 1 |  |  | 2 | [11 empty] | 2 | 1 | 1 | 1 | 3 | 2+ | 1 | 1
PG&E NGBA | Vaca Dixon | 60 | Battery |  |  | 0 | 0 | 0 | 0 | 0 | 0 | 0 | 0 | 0 | 5 | 5 | 1 | 1 |  |  | 1 | [11 empty] | 2 | 1 | 1 | 1 | 3 | 1 | 1 | 0
SCE Eastern | Valley (SCE) | 500 | Battery |  |  | 310 | 0 | 310 | 310 | 0 | 310 | 0 | 0 | 0 | 4 | 2 | 1 | 1 |  |  | 1 | [11 empty] | 1 | 1 | 2 | 1 | 2 | 4+ | 4 | 1
EOP | Valley (VEA) | 138 | Battery |  |  | 0 | 0 | 0 | 0 | 0 | 0 | 0 | 0 | 0 | 5 | 2 | 1 | 1 |  |  | 1 | [11 empty] | 2 | 2 | 4 | 1 | 3 | 4+ | 1 | 1
SDGE | Valley Center | 69 | Battery |  |  | 0 | 0 | 0 | 0 | 0 | 0 | 0 | 0 | 0 | 3 | 3 | 1 | 1 |  |  | 1 | [11 empty] | 2 | 1 | 4 | 1 | 3 | 1 | 1 | 0
PG&E GBA | Valley Home | 115 | Battery |  |  | 0 | 0 | 0 | 0 | 0 | 0 | 0 | 0 | 0 | 1 | 1 | 1 | 1 |  |  | 3 | [11 empty] | 1 | 1 | 4 | 2 | 1 | 1 | 1 | 0
PG&E GBA | Valley Springs | 230 | Battery |  |  | 0 | 0 | 0 | 0 | 0 | 0 | 0 | 0 | 0 | 1 | 1 | 1 | 1 |  |  | 1 | [11 empty] | 2 | 1 | 4 | 1 | 3 | 1 | 1 | 0
PG&E GBA | Valley Springs | 60 | Battery |  |  | 0 | 0 | 0 | 0 | 0 | 0 | 0 | 0 | 0 | 1 | 1 | 1 | 1 |  |  | 1 | [11 empty] | 2 | 1 | 4 | 1 | 3 | 4+ | 1 | 1
EOP | Valley Switch | 138 | Battery |  |  | 0 | 0 | 0 | 0 | 0 | 0 | 0 | 0 | 0 | 5 | 2 | 1 | 1 |  |  | 1 | [11 empty] | 2 | 2 | 4 | 1 | 3 | 1 | 1 | 0
EOP | Valley Switch | 230 | Battery |  |  | 0 | 0 | 0 | 0 | 0 | 0 | 0 | 0 | 0 | 5 | 2 | 1 | 1 |  |  | 1 | [11 empty] | 2 | 2 | 4 | 1 | 3 | 1 | 1 | 0
PG&E GBA | Vasco | 230 | Battery |  |  | 0 | 0 | 0 | 0 | 0 | 0 | 0 | 0 | 0 | 5 | 5 | 1 | 1 |  |  | 1 | [11 empty] | 2 | 1 | 3 | 1 | 3 | 1 | 1 | 0
PG&E GBA | Vasona | 230 | Battery |  |  | 0 | 0 | 0 | 0 | 0 | 0 | 0 | 0 | 0 | 1 | 1 | 1 | 1 |  |  | 1 | [11 empty] | 2 | 1 | 4 | 2 | 3 | 1 | 1 | 0
SCE Northern | Vestal | 230 | Battery |  |  | 50 | 0 | 50 | 50 | 0 | 50 | 0 | 0 | 0 | 1 | 1 | 1 | 1 |  |  | 1 | [11 empty] | 1 | 1 | 4 | 1 | 1 | 4+ | 4 | 1
SCE Northern | Vestal | 66 | Battery |  |  | 0 | 0 | 0 | 0 | 0 | 0 | 0 | 0 | 0 | 1 | 1 | 1 | 1 |  |  | 1 | [11 empty] | 1 | 1 | 4 | 1 | 1 | 1 | 4 | 1
SCE NOL | Victor | 115 | Battery |  |  | 0 | 0 | 0 | 0 | 0 | 0 | 0 | 0 | 0 | 1 | 1 | 1 | 1 | 3 |  | 1 | [11 empty] | 2 | 1 | 3 | 1 | 2 | 1 | 1 | 0
SCE NOL | Victor | 230 | Battery |  |  | 0 | 0 | 0 | 0 | 0 | 0 | 0 | 0 | 0 | 1 | 1 | 1 | 1 | 4 |  | 1 | [11 empty] | 2 | 1 | 3 | 1 | 2 | 4+ | 1 | 1
SCE Metro | Viejo | 230 | Battery |  |  | 0 | 0 | 0 | 0 | 0 | 0 | 0 | 0 | 0 | 1 | 1 | 1 | 1 |  |  | 1 | [11 empty] | 1 | 1 | 3 | 1 | 2 | 4+ | 1 | 1
PG&E GBA | Vierra | 115 | Battery |  |  | 92 | 0 | 92 | 92 | 0 | 92 | 0 | 0 | 0 | 5 | 5 | 1 | 1 |  |  | 2 | [11 empty] | 1 | 1 | 1 | 2 | 1 | 4+ | 1 | 1
SCE Metro | Villa Park | 230 | Battery |  |  | 0 | 0 | 0 | 0 | 0 | 0 | 0 | 0 | 0 | 1 | 1 | 1 | 1 |  |  | 1 | [11 empty] | 1 | 1 | 2 | 1 | 2 | 1 | 1 | 0
SCE Northern | Vincent | 230 | Battery |  |  | 59 | 0 | 59 | 59 | 0 | 59 | 0 | 0 | 0 | 1 | 1 | 1 | 1 | 4 |  | 2 | [11 empty] | 2 | 1 | 4 | 1 | 3 | 4+ | 4 | 1
SCE Northern | Vincent | 500 | Battery |  |  | 0 | 0 | 0 | 0 | 0 | 0 | 0 | 0 | 0 | 1 | 1 | 1 | 1 | 5 |  | 1 | [11 empty] | 2 | 1 | 4 | 1 | 3 | 1+ | 1 | 1
PG&E GBA | Vineyard | 230 | Battery |  |  | 0 | 0 | 0 | 0 | 0 | 0 | 0 | 0 | 0 | 5 | 5 | 1 | 1 |  |  | 1 | [11 empty] | 2 | 1 | 2 | 1 | 3 | 1 | 1 | 0
SDGE | Vineyard | 69 | Battery |  |  | 0 | 0 | 0 | 0 | 0 | 0 | 0 | 0 | 0 | 3 | 3 | 1 | 1 |  |  | 1 | [11 empty] | 2 | 1 | 2 | 1 | 3 | 1 | 1 | 0
SCE Eastern | Vista (SCE) | 230 | Battery |  |  | 0 | 0 | 0 | 0 | 0 | 0 | 0 | 0 | 0 | 4 | 2 | 1 | 1 |  |  | 1 | [11 empty] | 1 | 1 | 2 | 1 | 1 | 4+ | 4 | 1
EOP | Vista (VEA) | 138 | Battery |  |  | 0 | 0 | 0 | 0 | 0 | 0 | 0 | 0 | 0 | 5 | 2 | 1 | 1 |  |  | 1 | [11 empty] | 2 | 2 | 4 | 1 | 3 | 1 | 1 | 0
EOP | Vista (VEA) | 230 | Battery |  |  | 0 | 0 | 0 | 0 | 0 | 0 | 0 | 0 | 0 | 5 | 2 | 1 | 1 |  |  | 1 | [11 empty] | 2 | 2 | 4 | 1 | 3 | 1 | 1 | 0
PG&E FRESNO | Wahtoke | 115 | Battery |  |  | 0 | 0 | 0 | 0 | 0 | 0 | 0 | 0 | 0 | 5 | 2 | 5 | 2 |  |  | 1 | [11 empty] | 1 | 1 | 3 | 2 | 1 | 1 | 1 | 0
SCE Northern | Wakefield | 66 | Battery |  |  | 30 | 0 | 30 | 30 | 0 | 30 | 0 | 0 | 0 | 5 | 2 | 1 | 1 |  |  | 5 | [11 empty] | 2 | 1 | 4 | 1 | 3 | 1 | 1 | 1
SCE Metro | Walnut | 230 | Battery |  |  | 400 | 0 | 400 | 400 | 0 | 400 | 0 | 0 | 0 | 1 | 1 | 1 | 1 |  |  | 1 | [11 empty] | 1 | 1 | 1 | 1 | 1 | 4+ | 1 | 1
SCE Northern | Warne | 230 | Battery |  |  | 0 | 0 | 0 | 0 | 0 | 0 | 0 | 0 | 0 | 5 | 2 | 1 | 1 |  |  | 1 | [11 empty] | 1 | 1 | 4 | 1 | 3 | 1 | 1 | 0
PG&E GBA | Warnerville | 230 | Battery |  |  | 0 | 0 | 0 | 0 | 0 | 0 | 0 | 0 | 0 | 5 | 2 | 5 | 2 |  |  | 1 | [11 empty] | 1 | 1 | 3 | 2 | 2 | 1 | 1 | 0
PG&E FRESNO | Waukena | 115 | Battery |  |  | 0 | 0 | 0 | 0 | 0 | 0 | 0 | 0 | 0 | 5 | 2 | 5 | 2 |  |  | 1 | [11 empty] | 1 | 1 | 4 | 2 | 1 | 1 | 1 | 0
PG&E GBA | Weber | 230 | Battery |  |  | 0 | 0 | 0 | 0 | 0 | 0 | 0 | 0 | 0 | 1 | 1 | 1 | 1 |  |  | 1 | [11 empty] | 1 | 1 | 3 | 2 | 1 | 1 | 1 | 0
PG&E GBA | Weber | 60 | Battery |  |  | 20 | 0 | 20 | 20 | 0 | 20 | 0 | 0 | 0 | 1 | 1 | 1 | 1 | 3 |  | 3 | [11 empty] | 1 | 1 | 3 | 2 | 1 | 4+ | 1 | 1
PG&E FRESNO | West Fresno | 115 | Battery |  |  | 0 | 0 | 0 | 0 | 0 | 0 | 0 | 0 | 0 | 5 | 2 | 5 | 2 |  |  | 1 | [11 empty] | 1 | 1 | 2 | 2 | 1 | 1 | 1 | 0
PG&E FRESNO | Westley | 230 | Battery |  |  | 0 | 900 | 900 | 0 | 0 | 0 | 0 | 900 | 900 | 1 | 1 | 1 | 1 |  |  | 1 | [11 empty] | 1 | 1 | 4 | 2 | 1 | 5- | 1 | 1
PG&E KERN | Westpark | 115 | Battery |  |  | 0 | 0 | 0 | 0 | 0 | 0 | 0 | 0 | 0 | 5 | 2 | 5 | 2 |  |  | 1 | [11 empty] | 1 | 1 | 3 | 1 | 1 | 1 | 1 | 0
PG&E KERN | Wheeler Ridge | 230 | Battery |  |  | 0 | 0 | 0 | 0 | 0 | 0 | 0 | 0 | 0 | 5 | 5 | 5 | 2 | 1 |  | 1 | [11 empty] | 1 | 1 | 4 | 1 | 1 | 4+ | 4 | 1
PG&E KERN | Wheeler Ridge | 115 | Battery |  |  | 0 | 0 | 0 | 0 | 0 | 0 | 0 | 0 | 0 | 5 | 2 | 5 | 2 | 3 |  | 1 | [11 empty] | 1 | 1 | 4 | 1 | 1 | 1 | 1 | 0
PG&E KERN | Wheeler Ridge | 70 | Battery |  |  | 92 | 0 | 92 | 92 | 0 | 92 | 0 | 0 | 0 | 5 | 5 | 5 | 2 |  |  | 4 | [11 empty] | 1 | 1 | 4 | 1 | 1 | 4+ | 1 | 1
SCE Northern | Whirlwind | 230 | Battery |  |  | 550 | 523 | 1073 | 550 | 523 | 1073 | 0 | 0 | 0 | 1 | 1 | 1 | 1 | 5 |  | 3 | [11 empty] | 2 | 1 | 4 | 1 | 3 | 4+ | 3 | 1
SCE Northern | Whirlwind | 500 | Battery |  |  | 0 | 0 | 0 | 0 | 0 | 0 | 0 | 0 | 0 | 1 | 1 | 1 | 1 | 5 |  | 1 | [11 empty] | 2 | 1 | 4 | 1 | 3 | 4+ | 1 | 1
PG&E GBA | Whisman | 115 | Battery |  |  | 0 | 0 | 0 | 0 | 0 | 0 | 0 | 0 | 0 | 1 | 1 | 1 | 1 |  |  | 1 | [11 empty] | 2 | 1 | 2 | 2 | 2 | 1 | 1 | 0
SCE Eastern | Wildlife | 230 | Battery |  |  | 0 | 0 | 0 | 0 | 0 | 0 | 0 | 0 | 0 | 4 | 2 | 1 | 1 |  |  | 1 | [11 empty] | 1 | 1 | 1 | 1 | 1 | 2+ | 1 | 1
PG&E FRESNO | Wilson | 115 | Battery |  |  | 0 | 0 | 0 | 0 | 0 | 0 | 0 | 0 | 0 | 5 | 2 | 5 | 2 | 4 |  | 1 | [11 empty] | 1 | 1 | 4 | 2 | 1 | 1 | 1 | 0
PG&E FRESNO | Wilson | 230 | Battery |  |  | 0 | 0 | 0 | 0 | 0 | 0 | 0 | 0 | 0 | 5 | 2 | 5 | 2 |  |  | 1 | [11 empty] | 1 | 1 | 4 | 2 | 1 | 2+ | 1 | 1
SCE Northern | Windhub | 230 | Battery |  |  | 500 | 0 | 500 | 500 | 0 | 500 | 0 | 0 | 0 | 1 | 1 | 1 | 1 | 4 |  | 2 | [11 empty] | 2 | 1 | 4 | 1 | 2 | 4+ | 4 | 1
SCE Northern | Windhub | 500 | Battery |  |  | 15 | 0 | 15 | 15 | 0 | 15 | 0 | 0 | 0 | 1 | 1 | 1 | 1 | 5 |  | 4 | [11 empty] | 2 | 1 | 4 | 1 | 2 | 4+ | 1 | 1
PG&E GBA | Windmaster | 230 | Battery |  |  | 0 | 0 | 0 | 0 | 0 | 0 | 0 | 0 | 0 | 5 | 2 | 1 | 1 |  |  | 1 | [11 empty] | 2 | 1 | 2 | 1 | 2 | 1 | 1 | 0
PG&E NGBA | Windsor | 60 | Battery |  |  | 0 | 0 | 0 | 0 | 0 | 0 | 0 | 0 | 0 | 5 | 5 | 1 | 1 |  |  | 1 | [11 empty] | 1 | 1 | 2 | 1 | 2 | 1 | 1 | 0
PG&E NGBA | Woodland | 115 | Battery |  |  | 0 | 0 | 0 | 0 | 0 | 0 | 0 | 0 | 0 | 5 | 2 | 1 | 1 |  |  | 1 | [11 empty] | 2 | 1 | 4 | 2 | 3 | 4+ | 1 | 1
PG&E FRESNO | Woodward | 115 | Battery |  |  | 0 | 0 | 0 | 0 | 0 | 0 | 0 | 0 | 0 | 5 | 2 | 5 | 2 |  |  | 1 | [11 empty] | 1 | 1 | 2 | 2 | 2 | 1 | 1 | 0
PG&E NGBA | Wyandotte | 115 | Battery |  |  | 0 | 0 | 0 | 0 | 0 | 0 | 0 | 0 | 0 | 5 | 2 | 1 | 1 |  |  | 1 | [11 empty] | 2 | 1 | 2 | 2 | 2 | 1 | 1 | 0
PG&E KERN | 7th Standard | 115 | LDES |  |  | 0 | 0 | 0 | 0 | 0 | 0 | 0 | 0 | 0 | 5 | 2 | 5 | 2 | [14 empty] | 1 | 1 | 3 | 1 | 2 | 1 | 1 | 0
SCE Metro | Alamitos | 230 | LDES |  |  | 0 | 0 | 0 | 0 | 0 | 0 | 0 | 0 | 0 | 1 | 1 | 1 | 1 | [14 empty] | 1 | 1 | 1 | 1 | 1 | 1 | 1 | 0
SCE Eastern | Alberhill | 115 | LDES |  |  | 0 | 0 | 0 | 0 | 0 | 0 | 0 | 0 | 0 | 4 | 2 | 1 | 1 | [14 empty] | 1 | 1 | 4 | 1 | 1 | 1 | 1 | 0
SCE Eastern | Alberhill | 500 | LDES |  |  | 500 | 0 | 500 | 0 | 0 | 0 | 500 | 0 | 500 | 4 | 2 | 1 | 1 |  |  |  | See 'LandEnv_PSH' tab for PSH potential impacts analysis | [10 empty] | 1 | 1 | 4 | 1 | 1 | 1 | 1 | 1
PG&E GBA | Alhambra | 115 | LDES |  |  | 0 | 0 | 0 | 0 | 0 | 0 | 0 | 0 | 0 | 5 | 2 | 1 | 1 | [14 empty] | 2 | 1 | 2 | 1 | 2 | 1 | 1 | 0
PG&E FRESNO | Alpaugh | 115 | LDES |  |  | 0 | 0 | 0 | 0 | 0 | 0 | 0 | 0 | 0 | 5 | 2 | 5 | 2 | 3 | [13 empty] | 1 | 1 | 3 | 1 | 1 | 1 | 1 | 0
SDGE | Alpine | 69 | LDES |  |  | 0 | 0 | 0 | 0 | 0 | 0 | 0 | 0 | 0 | 3 | 3 | 1 | 1 | [14 empty] | 2 | 1 | 4 | 1 | 3 | 1 | 1 | 0
PG&E GBA | Altamont Midway (Sandhill) | 230 | LDES |  |  | 0 | 0 | 0 | 0 | 0 | 0 | 0 | 0 | 0 | 5 | 2 | 1 | 1 | [14 empty] | 2 | 1 | 2 | 1 | 3 | 1 | 1 | 0
SCE Northern | Antelope | 66 | LDES |  |  | 0 | 0 | 0 | 0 | 0 | 0 | 0 | 0 | 0 | 1 | 1 | 1 | 1 | [14 empty] | 2 | 1 | 4 | 1 | 3 | 1 | 1 | 0
SCE Northern | Antelope | 230 | LDES |  |  | 0 | 0 | 0 | 0 | 0 | 0 | 0 | 0 | 0 | 1 | 1 | 1 | 1 | 4 | [13 empty] | 2 | 1 | 4 | 1 | 3 | 1 | 1 | 0
SCE Northern | Antelope | 500 | LDES |  |  | 0 | 0 | 0 | 0 | 0 | 0 | 0 | 0 | 0 | 1 | 1 | 1 | 1 | [14 empty] | 2 | 1 | 4 | 1 | 3 | 1 | 1 | 0
PG&E NGBA | Arcata | 60 | LDES |  |  | 0 | 0 | 0 | 0 | 0 | 0 | 0 | 0 | 0 | 5 | 2 | 1 | 1 | [14 empty] | 2 | 2 | 4 | 2 | 3 | 1 | 1 | 0
PG&E KERN | Arco | 230 | LDES |  |  | 150 | 0 | 150 | 0 | 0 | 0 | 150 | 0 | 150 | 5 | 2 | 5 | 2 | 3 | [13 empty] | 1 | 1 | 4 | 1 | 1 | 5- | 1 | 1
PG&E KERN | Arco | 70 | LDES |  |  | 0 | 0 | 0 | 0 | 0 | 0 | 0 | 0 | 0 | 5 | 2 | 5 | 2 | [14 empty] | 1 | 1 | 4 | 1 | 1 | 1 | 1 | 0
SCE Metro | ArcoGen | 230 | LDES |  |  | 0 | 0 | 0 | 0 | 0 | 0 | 0 | 0 | 0 | 1 | 1 | 1 | 1 | [14 empty] | 1 | 1 | 1 | 1 | 1 | 1 | 1 | 0
SDGE | Artesian | 230 | LDES |  |  | 0 | 0 | 0 | 0 | 0 | 0 | 0 | 0 | 0 | 3 | 3 | 1 | 1 | [14 empty] | 2 | 1 | 2 | 1 | 3 | 1 | 1 | 0
SDGE | Artesian | 69 | LDES |  |  | 0 | 0 | 0 | 0 | 0 | 0 | 0 | 0 | 0 | 3 | 3 | 1 | 1 | [14 empty] | 2 | 1 | 2 | 1 | 3 | 1 | 1 | 0
PG&E FRESNO | Ashlan | 230 | LDES |  |  | 0 | 0 | 0 | 0 | 0 | 0 | 0 | 0 | 0 | 5 | 2 | 5 | 2 | [14 empty] | 1 | 1 | 2 | 2 | 1 | 1 | 1 | 0
PG&E NGBA | Atlantic | 115 | LDES |  |  | 0 | 0 | 0 | 0 | 0 | 0 | 0 | 0 | 0 | 5 | 2 | 1 | 1 | [14 empty] | 2 | 1 | 2 | 2 | 3 | 1 | 1 | 0
PG&E NGBA | Atlantic | 230 | LDES |  |  | 0 | 0 | 0 | 0 | 0 | 0 | 0 | 0 | 0 | 5 | 2 | 1 | 1 | [14 empty] | 2 | 1 | 2 | 2 | 3 | 1 | 1 | 0
PG&E NGBA | Atlantic | 60 | LDES |  |  | 0 | 0 | 0 | 0 | 0 | 0 | 0 | 0 | 0 | 5 | 2 | 1 | 1 | [14 empty] | 2 | 1 | 2 | 2 | 3 | 1 | 1 | 0
PG&E FRESNO | Atwater | 115 | LDES |  |  | 0 | 0 | 0 | 0 | 0 | 0 | 0 | 0 | 0 | 5 | 2 | 5 | 2 | [14 empty] | 1 | 1 | 2 | 2 | 1 | 1 | 1 | 0
PG&E GBA | Avena | 115 | LDES |  |  | 0 | 0 | 0 | 0 | 0 | 0 | 0 | 0 | 0 | 1 | 1 | 1 | 1 | [14 empty] | 1 | 1 | 3 | 2 | 1 | 1 | 1 | 0
SDGE | Avocado | 69 | LDES |  |  | 0 | 0 | 0 | 0 | 0 | 0 | 0 | 0 | 0 | 3 | 3 | 1 | 1 | [14 empty] | 2 | 1 | 3 | 1 | 3 | 1 | 1 | 0
PG&E NGBA | Bahia | 230 | LDES |  |  | 0 | 0 | 0 | 0 | 0 | 0 | 0 | 0 | 0 | 5 | 5 | 1 | 1 | [14 empty] | 2 | 1 | 1 | 1 | 2 | 1 | 1 | 0
SCE Northern | Bailey | 230 | LDES |  |  | 0 | 0 | 0 | 0 | 0 | 0 | 0 | 0 | 0 | 5 | 2 | 1 | 1 | [14 empty] | 1 | 1 | 4 | 1 | 3 | 1+ | 1 | 1
SCE NOL | Baker | 115 | LDES |  |  | 0 | 0 | 0 | 0 | 0 | 0 | 0 | 0 | 0 | 4 | 3 | 1 | 1 | [14 empty] | 2 | 2 | 4 | 1 | 1 | 1 | 1 | 0
PG&E KERN | Bakersfield | 230 | LDES |  |  | 0 | 0 | 0 | 0 | 0 | 0 | 0 | 0 | 0 | 5 | 2 | 5 | 2 | [14 empty] | 1 | 1 | 3 | 1 | 1 | 1 | 1 | 0
PG&E FRESNO | Balch | 230 | LDES |  |  | 0 | 0 | 0 | 0 | 0 | 0 | 0 | 0 | 0 | 5 | 2 | 5 | 2 | [14 empty] | 1 | 1 | 4 | 2 | 3 | 1 | 1 | 0
SCE Eastern | Bannister | 230 | LDES |  |  | 0 | 0 | 0 | 0 | 0 | 0 | 0 | 0 | 0 | 5 | 2 | 1 | 1 | [14 empty] | 2 | 1 | 2 | 2 | 1 | 1 | 1 | 0
SCE Metro | Barre | 230 | LDES |  |  | 0 | 0 | 0 | 0 | 0 | 0 | 0 | 0 | 0 | 1 | 1 | 1 | 1 | [14 empty] | 1 | 1 | 1 | 1 | 1 | 1 | 1 | 0
SDGE | Bay Boulevard | 69 | LDES |  |  | 0 | 0 | 0 | 0 | 0 | 0 | 0 | 0 | 0 | 3 | 3 | 1 | 1 | [14 empty] | 2 | 1 | 2 | 1 | 1 | 1 | 1 | 0
SDGE | Bay Boulevard | 230 | LDES |  |  | 0 | 0 | 0 | 0 | 0 | 0 | 0 | 0 | 0 | 3 | 3 | 1 | 1 | [14 empty] | 2 | 1 | 2 | 1 | 1 | 1 | 1 | 0
EOP | Beatty | 138 | LDES |  |  | 0 | 0 | 0 | 0 | 0 | 0 | 0 | 0 | 0 | 5 | 2 | 1 | 1 | [14 empty] | 2 | 2 | 4 | 1 | 3 | 1 | 1 | 0
EOP | Beatty | 230 | LDES |  |  | 500 | 0 | 500 | 0 | 0 | 0 | 500 | 0 | 500 | 5 | 2 | 1 | 1 | [14 empty] | 2 | 2 | 4 | 1 | 3 | 5- | 1 | 1
PG&E NGBA | Belden | 230 | LDES |  |  | 0 | 0 | 0 | 0 | 0 | 0 | 0 | 0 | 0 | 5 | 2 | 1 | 1 | [14 empty] | 2 | 2 | 4 | 1 | 3 | 1 | 1 | 0
PG&E NGBA | Bell | 115 | LDES |  |  | 0 | 0 | 0 | 0 | 0 | 0 | 0 | 0 | 0 | 5 | 2 | 1 | 1 | [14 empty] | 2 | 1 | 4 | 2 | 3 | 1 | 1 | 0
PG&E NGBA | Bellevue | 115 | LDES |  |  | 0 | 0 | 0 | 0 | 0 | 0 | 0 | 0 | 0 | 5 | 5 | 1 | 1 | [14 empty] | 2 | 1 | 2 | 2 | 2 | 1 | 1 | 0
PG&E GBA | Bellota | 115 | LDES |  |  | 0 | 0 | 0 | 0 | 0 | 0 | 0 | 0 | 0 | 5 | 5 | 1 | 1 | 3 | [13 empty] | 1 | 1 | 4 | 2 | 3 | 1 | 1 | 0
PG&E GBA | Bellota | 230 | LDES |  | Mapped as PSH | 400 | 0 | 400 | 0 | 0 | 0 | 400 | 0 | 400 | 1 | 1 | 1 | 1 | 3 |  |  | See 'LandEnv_PSH' tab for PSH potential impacts analysis | [10 empty] | 1 | 1 | 4 | 2 | 3 | 5- | 1 | 1
SCE Northern | Big Creek | 230 | LDES |  |  | 0 | 0 | 0 | 0 | 0 | 0 | 0 | 0 | 0 | 1 | 1 | 1 | 1 | [14 empty] | 1 | 1 | 4 | 2 | 3 | 1 | 1 | 0
PG&E FRESNO | Biola | 70 | LDES |  |  | 0 | 0 | 0 | 0 | 0 | 0 | 0 | 0 | 0 | 5 | 2 | 5 | 2 | [14 empty] | 1 | 1 | 4 | 2 | 1 | 1 | 1 | 0
PG&E GBA | Birds Landing | 230 | LDES |  |  | 0 | 0 | 0 | 0 | 0 | 0 | 0 | 0 | 0 | 5 | 5 | 1 | 1 | 3 | [13 empty] | 2 | 1 | 4 | 1 | 1 | 1 | 1 | 0
SCE Northern | Bliss | 66 | LDES |  |  | 0 | 0 | 0 | 0 | 0 | 0 | 0 | 0 | 0 | 1 | 1 | 1 | 1 | [14 empty] | 1 | 1 | 4 | 1 | 1 | 1 | 1 | 0
SCE Eastern | Blythe | 161 | LDES |  |  | 0 | 0 | 0 | 0 | 0 | 0 | 0 | 0 | 0 | 5 | 3 | 1 | 1 | 3 | [13 empty] | 2 | 2 | 2 | 1 | 1 | 1 | 1 | 0
PG&E NGBA | Bogue | 115 | LDES |  |  | 0 | 0 | 0 | 0 | 0 | 0 | 0 | 0 | 0 | 5 | 2 | 1 | 1 | [14 empty] | 2 | 2 | 2 | 1 | 2 | 1 | 1 | 0
PG&E FRESNO | Borden | 230 | LDES |  |  | 0 | 0 | 0 | 0 | 0 | 0 | 0 | 0 | 0 | 5 | 2 | 5 | 2 | 1 | [13 empty] | 1 | 1 | 4 | 2 | 1 | 1 | 1 | 0
PG&E FRESNO | Borden | 70 | LDES |  |  | 0 | 0 | 0 | 0 | 0 | 0 | 0 | 0 | 0 | 5 | 2 | 5 | 2 | [14 empty] | 1 | 1 | 4 | 2 | 1 | 1 | 1 | 0
SDGE | Boulevard East | 138 | LDES |  |  | 0 | 0 | 0 | 0 | 0 | 0 | 0 | 0 | 0 | 3 | 3 | 1 | 1 | 1 | [13 empty] | 2 | 1 | 4 | 1 | 3 | 1 | 1 | 0
SDGE | Boulevard East | 69 | LDES |  |  | 0 | 0 | 0 | 0 | 0 | 0 | 0 | 0 | 0 | 3 | 3 | 1 | 1 | [14 empty] | 2 | 1 | 4 | 1 | 3 | 1 | 1 | 0
PG&E GBA | Brentwood | 230 | LDES |  |  | 0 | 0 | 0 | 0 | 0 | 0 | 0 | 0 | 0 | 5 | 2 | 1 | 1 | [14 empty] | 2 | 1 | 4 | 1 | 3 | 1 | 1 | 0
PG&E NGBA | Bridgeville | 115 | LDES |  |  | 0 | 0 | 0 | 0 | 0 | 0 | 0 | 0 | 0 | 5 | 2 | 1 | 1 | [14 empty] | 2 | 2 | 4 | 2 | 3 | 1 | 1 | 0
PG&E NGBA | Brighton | 115 | LDES |  |  | 0 | 0 | 0 | 0 | 0 | 0 | 0 | 0 | 0 | 5 | 2 | 1 | 1 | [14 empty] | 2 | 1 | 2 | 2 | 1 | 1 | 1 | 0
PG&E NGBA | Brighton | 230 | LDES |  |  | 0 | 0 | 0 | 0 | 0 | 0 | 0 | 0 | 0 | 5 | 2 | 1 | 1 | [14 empty] | 2 | 1 | 2 | 2 | 1 | 1 | 1 | 0
PG&E NGBA | Brunswick | 115 | LDES |  |  | 0 | 0 | 0 | 0 | 0 | 0 | 0 | 0 | 0 | 5 | 2 | 1 | 1 | [14 empty] | 2 | 1 | 4 | 1 | 3 | 1 | 1 | 0
PG&E NGBA | Bucks Creek | 230 | LDES |  |  | 0 | 0 | 0 | 0 | 0 | 0 | 0 | 0 | 0 | 5 | 2 | 1 | 1 | [14 empty] | 2 | 2 | 4 | 1 | 3 | 1 | 1 | 0
PG&E KERN | Buena Vista | 230 | LDES |  |  | 0 | 0 | 0 | 0 | 0 | 0 | 0 | 0 | 0 | 5 | 2 | 5 | 2 | [14 empty] | 2 | 2 | 4 | 2 | 1 | 1 | 1 | 0
PG&E FRESNO | Bullard | 115 | LDES |  |  | 0 | 0 | 0 | 0 | 0 | 0 | 0 | 0 | 0 | 5 | 2 | 5 | 2 | [14 empty] | 1 | 1 | 1 | 2 | 2 | 1 | 1 | 0
PG&E GBA | Burlingame | 115 | LDES |  |  | 0 | 0 | 0 | 0 | 0 | 0 | 0 | 0 | 0 | 5 | 2 | 1 | 1 | [14 empty] | 2 | 1 | 3 | 1 | 2 | 1 | 1 | 0
PG&E NGBA | Burney Forest | 230 | LDES |  |  | 0 | 0 | 0 | 0 | 0 | 0 | 0 | 0 | 0 | 5 | 2 | 1 | 1 | [14 empty] | 2 | 2 | 4 | 2 | 3 | 1 | 1 | 0
PG&E NGBA | Butte | 115 | LDES |  |  | 0 | 0 | 0 | 0 | 0 | 0 | 0 | 0 | 0 | 5 | 2 | 1 | 1 | [14 empty] | 2 | 1 | 4 | 2 | 2 | 1 | 1 | 0
PG&E KERN | Cabrillo | 115 | LDES |  |  | 0 | 0 | 0 | 0 | 0 | 0 | 0 | 0 | 0 | 5 | 2 | 5 | 2 | [14 empty] | 2 | 2 | 4 | 1 | 3 | 1 | 1 | 0
PG&E FRESNO | Cal Flats | 230 | LDES |  |  | 0 | 0 | 0 | 0 | 0 | 0 | 0 | 0 | 0 | 5 | 2 | 5 | 2 | [14 empty] | 2 | 2 | 4 | 2 | 2 | 1 | 1 | 0
SCE NOL | Calcite | 230 | LDES |  |  | 0 | 0 | 0 | 0 | 0 | 0 | 0 | 0 | 0 | 1 | 1 | 1 | 1 | 3 | [13 empty] | 2 | 1 | 4 | 1 | 3 | 1 | 1 | 0
PG&E KERN | Caliente | 230 | LDES |  |  | 150 | 0 | 150 | 0 | 0 | 0 | 150 | 0 | 150 | 5 | 2 | 5 | 2 | 1 | [13 empty] | 2 | 1 | 4 | 2 | 2 | 5- | 1 | 1
PG&E FRESNO | California Ave | 115 | LDES |  |  | 0 | 0 | 0 | 0 | 0 | 0 | 0 | 0 | 0 | 5 | 2 | 5 | 2 | [14 empty] | 1 | 1 | 2 | 2 | 1 | 1 | 1 | 0
PG&E KERN | Callender | 115 | LDES |  |  | 0 | 0 | 0 | 0 | 0 | 0 | 0 | 0 | 0 | 5 | 2 | 5 | 2 | [14 empty] | 2 | 2 | 4 | 2 | 2 | 1 | 1 | 0
PG&E NGBA | Calpella | 115 | LDES |  |  | 0 | 0 | 0 | 0 | 0 | 0 | 0 | 0 | 0 | 5 | 5 | 1 | 1 | [14 empty] | 2 | 2 | 4 | 2 | 3 | 1 | 1 | 0
PG&E GBA | Camanche | 230 | LDES |  |  | 0 | 0 | 0 | 0 | 0 | 0 | 0 | 0 | 0 | 1 | 1 | 1 | 1 | [14 empty] | 1 | 1 | 4 | 2 | 3 | 1 | 1 | 0
SDGE | Cameron | 69 | LDES |  |  | 0 | 0 | 0 | 0 | 0 | 0 | 0 | 0 | 0 | 3 | 3 | 1 | 1 | [14 empty] | 1 | 1 | 2 | 1 | 1 | 1 | 1 | 0
SDGE | Cannon | 69 | LDES |  |  | 0 | 0 | 0 | 0 | 0 | 0 | 0 | 0 | 0 | 3 | 3 | 1 | 1 | [14 empty] | 2 | 1 | 1 | 1 | 3 | 1 | 1 | 0
PG&E FRESNO | Cantua | 115 | LDES |  |  | 0 | 0 | 0 | 0 | 0 | 0 | 0 | 0 | 0 | 5 | 2 | 5 | 2 | [14 empty] | 1 | 1 | 4 | 2 | 1 | 1 | 1 | 0
SDGE | Capistrano | 138 | LDES |  |  | 0 | 0 | 0 | 0 | 0 | 0 | 0 | 0 | 0 | 1 | 1 | 1 | 1 | [14 empty] | 1 | 1 | 2 | 1 | 3 | 1 | 1 | 0
SDGE | Capistrano | 230 | LDES |  |  | 0 | 0 | 0 | 0 | 0 | 0 | 0 | 0 | 0 | 1 | 1 | 1 | 1 | [14 empty] | 1 | 1 | 2 | 1 | 3 | 1 | 1 | 0
PG&E NGBA | Carberry | 230 | LDES |  |  | 0 | 0 | 0 | 0 | 0 | 0 | 0 | 0 | 0 | 5 | 2 | 1 | 1 | [14 empty] | 2 | 2 | 4 | 2 | 3 | 1 | 1 | 0
SCE Eastern | Cardiff | 66 | LDES |  |  | 0 | 0 | 0 | 0 | 0 | 0 | 0 | 0 | 0 | 4 | 2 | 1 | 1 | [14 empty] | 1 | 1 | 2 | 1 | 1 | 1 | 1 | 0
PG&E NGBA | Caribou | 60 | LDES |  |  | 0 | 0 | 0 | 0 | 0 | 0 | 0 | 0 | 0 | 5 | 2 | 1 | 1 | [14 empty] | 2 | 2 | 4 | 1 | 3 | 1 | 1 | 0
PG&E NGBA | Caribou | 115 | LDES |  |  | 0 | 0 | 0 | 0 | 0 | 0 | 0 | 0 | 0 | 5 | 2 | 1 | 1 | [14 empty] | 2 | 2 | 4 | 1 | 3 | 1 | 1 | 0
PG&E NGBA | Caribou | 230 | LDES |  |  | 0 | 0 | 0 | 0 | 0 | 0 | 0 | 0 | 0 | 5 | 2 | 1 | 1 | [14 empty] | 2 | 2 | 4 | 1 | 3 | 1 | 1 | 0
EOP | Carpenter Canyon (fka Gamebird) | 138 | LDES |  |  | 0 | 0 | 0 | 0 | 0 | 0 | 0 | 0 | 0 | 5 | 2 | 1 | 1 | [14 empty] | 2 | 2 | 4 | 1 | 3 | 1 | 1 | 0
EOP | Carpenter Canyon (fka Gamebird) | 230 | LDES |  |  | 0 | 0 | 0 | 0 | 0 | 0 | 0 | 0 | 0 | 5 | 2 | 1 | 1 | [14 empty] | 2 | 2 | 4 | 1 | 3 | 1 | 1 | 0
PG&E NGBA | Carquinez | 115 | LDES |  |  | 0 | 0 | 0 | 0 | 0 | 0 | 0 | 0 | 0 | 5 | 5 | 1 | 1 | [14 empty] | 2 | 1 | 2 | 1 | 1 | 1 | 1 | 0
SDGE | Carrizo Gorge | 138 | LDES |  |  | 0 | 0 | 0 | 0 | 0 | 0 | 0 | 0 | 0 | 3 | 3 | 1 | 1 | [14 empty] | 2 | 1 | 4 | 1 | 3 | 1 | 1 | 0
PG&E KERN | Carrizo Plains | 115 | LDES |  |  | 0 | 0 | 0 | 0 | 0 | 0 | 0 | 0 | 0 | 5 | 2 | 5 | 2 | [14 empty] | 2 | 1 | 4 | 2 | 2 | 1 | 1 | 0
PG&E KERN | Casaloma | 230 | LDES |  |  | 0 | 0 | 0 | 0 | 0 | 0 | 0 | 0 | 0 | 5 | 2 | 5 | 2 | [14 empty] | 1 | 1 | 3 | 1 | 1 | 1 | 1 | 0
PG&E GBA | Castro Valley | 230 | LDES |  |  | 0 | 0 | 0 | 0 | 0 | 0 | 0 | 0 | 0 | 5 | 5 | 1 | 1 | [14 empty] | 2 | 1 | 2 | 1 | 2 | 1 | 1 | 0
PG&E GBA | Cayetano | 230 | LDES |  |  | 0 | 0 | 0 | 0 | 0 | 0 | 0 | 0 | 0 | 5 | 2 | 1 | 1 | [14 empty] | 2 | 1 | 3 | 1 | 3 | 1 | 1 | 0
SCE Metro | Center | 230 | LDES |  |  | 0 | 0 | 0 | 0 | 0 | 0 | 0 | 0 | 0 | 1 | 1 | 1 | 1 | [14 empty] | 1 | 1 | 1 | 1 | 1 | 1 | 1 | 0
PG&E KERN | Charca | 115 | LDES |  |  | 0 | 0 | 0 | 0 | 0 | 0 | 0 | 0 | 0 | 5 | 2 | 5 | 2 | [14 empty] | 1 | 1 | 4 | 1 | 1 | 1 | 1 | 0
EOP | Charleston | 138 | LDES |  |  | 0 | 0 | 0 | 0 | 0 | 0 | 0 | 0 | 0 | 5 | 2 | 1 | 1 | [14 empty] | 2 | 2 | 4 | 1 | 3 | 1 | 1 | 0
SCE Metro | Chevmain | 230 | LDES |  |  | 0 | 0 | 0 | 0 | 0 | 0 | 0 | 0 | 0 | 1 | 1 | 1 | 1 | [14 empty] | 1 | 1 | 1 | 1 | 1 | 1 | 1 | 0
SDGE | Chicarita | 138 | LDES |  |  | 0 | 0 | 0 | 0 | 0 | 0 | 0 | 0 | 0 | 3 | 3 | 1 | 1 | [14 empty] | 2 | 1 | 3 | 1 | 3 | 1 | 1 | 0
SCE Metro | Chino | 230 | LDES |  |  | 0 | 0 | 0 | 0 | 0 | 0 | 0 | 0 | 0 | 1 | 1 | 1 | 1 | [14 empty] | 1 | 1 | 1 | 1 | 2 | 1 | 1 | 0
PG&E FRESNO | Chowchilla | 115 | LDES |  |  | 0 | 0 | 0 | 0 | 0 | 0 | 0 | 0 | 0 | 5 | 2 | 5 | 2 | [14 empty] | 1 | 1 | 1 | 2 | 2 | 1 | 1 | 0
PG&E GBA | Christie | 60 | LDES |  |  | 0 | 0 | 0 | 0 | 0 | 0 | 0 | 0 | 0 | 5 | 2 | 1 | 1 | [14 empty] | 2 | 1 | 2 | 1 | 2 | 1 | 1 | 0
PG&E GBA | Christie | 115 | LDES |  |  | 0 | 0 | 0 | 0 | 0 | 0 | 0 | 0 | 0 | 5 | 2 | 1 | 1 | [14 empty] | 2 | 1 | 2 | 1 | 2 | 1 | 1 | 0
SCE Eastern | Cielo Azul | 500 | LDES |  |  | 0 | 0 | 0 | 0 | 0 | 0 | 0 | 0 | 0 | 5 | 4 | 4 | 4 | [14 empty] | 2 | 2 | 4 | 1 | 3 | 1 | 1 | 0
PG&E GBA | Clay | 60 | LDES |  |  | 0 | 0 | 0 | 0 | 0 | 0 | 0 | 0 | 0 | 1 | 1 | 1 | 1 | [14 empty] | 2 | 1 | 3 | 1 | 3 | 1 | 1 | 0
PG&E GBA | Clayton | 115 | LDES |  |  | 0 | 0 | 0 | 0 | 0 | 0 | 0 | 0 | 0 | 5 | 2 | 1 | 1 | [14 empty] | 2 | 1 | 4 | 1 | 2 | 1 | 1 | 0
PG&E NGBA | Cloverdale | 115 | LDES |  |  | 0 | 0 | 0 | 0 | 0 | 0 | 0 | 0 | 0 | 5 | 5 | 1 | 1 | [14 empty] | 2 | 2 | 4 | 2 | 3 | 1 | 1 | 0
PG&E FRESNO | Clovis | 115 | LDES |  |  | 0 | 0 | 0 | 0 | 0 | 0 | 0 | 0 | 0 | 5 | 2 | 5 | 2 | [14 empty] | 1 | 1 | 2 | 2 | 2 | 1 | 1 | 0
PG&E GBA | Coburn | 230 | LDES |  |  | 0 | 0 | 0 | 0 | 0 | 0 | 0 | 0 | 0 | 5 | 2 | 5 | 2 | [14 empty] | 2 | 2 | 2 | 2 | 3 | 1 | 1 | 0
PG&E GBA | Coburn | 60 | LDES |  |  | 0 | 0 | 0 | 0 | 0 | 0 | 0 | 0 | 0 | 5 | 2 | 5 | 2 | [14 empty] | 2 | 2 | 2 | 2 | 3 | 1 | 1 | 0
PG&E NGBA | Colgate | 230 | LDES |  |  | 0 | 0 | 0 | 0 | 0 | 0 | 0 | 0 | 0 | 5 | 2 | 1 | 1 | [14 empty] | 2 | 1 | 4 | 1 | 3 | 1 | 1 | 0
PG&E GBA | Collierville | 230 | LDES |  |  | 0 | 0 | 0 | 0 | 0 | 0 | 0 | 0 | 0 | 5 | 5 | 1 | 1 | [14 empty] | 2 | 1 | 4 | 1 | 3 | 1 | 1 | 0
PG&E GBA | Collinsville | 230 | LDES |  |  | 0 | 0 | 0 | 0 | 0 | 0 | 0 | 0 | 0 | 5 | 2 | 1 | 1 | [14 empty] | 2 | 1 | 3 | 1 | 1 | 1 | 1 | 0
PG&E GBA | Collinsville | 500 | LDES |  |  | 0 | 0 | 0 | 0 | 0 | 0 | 0 | 0 | 0 | 5 | 2 | 1 | 1 | [14 empty] | 2 | 1 | 3 | 1 | 1 | 1 | 1 | 0
SCE Eastern | Colorado River | 230 | LDES |  |  | 0 | 0 | 0 | 0 | 0 | 0 | 0 | 0 | 0 | 4 | 4 | 4 | 4 | 4 | [13 empty] | 2 | 2 | 3 | 1 | 3 | 1 | 1 | 0
SCE Eastern | Colorado River | 500 | LDES |  |  | 0 | 0 | 0 | 0 | 0 | 0 | 0 | 0 | 0 | 4 | 4 | 4 | 4 | 2 | [13 empty] | 2 | 2 | 3 | 1 | 3 | 1 | 1 | 0
PG&E KERN | Columbus | 115 | LDES |  |  | 0 | 0 | 0 | 0 | 0 | 0 | 0 | 0 | 0 | 5 | 2 | 5 | 2 | [14 empty] | 1 | 1 | 2 | 1 | 2 | 1 | 1 | 0
PG&E GBA | Contra Costa | 115 | LDES |  |  | 0 | 0 | 0 | 0 | 0 | 0 | 0 | 0 | 0 | 5 | 5 | 1 | 1 | [14 empty] | 2 | 1 | 2 | 1 | 2 | 1 | 1 | 0
PG&E GBA | Contra Costa | 230 | LDES |  |  | 0 | 0 | 0 | 0 | 0 | 0 | 0 | 0 | 0 | 5 | 2 | 1 | 1 | [14 empty] | 2 | 1 | 2 | 1 | 2 | 1 | 1 | 0
PG&E GBA | Contra Costa PP | 230 | LDES |  |  | 0 | 0 | 0 | 0 | 0 | 0 | 0 | 0 | 0 | 5 | 5 | 1 | 1 | [14 empty] | 2 | 1 | 1 | 1 | 2 | 1 | 1 | 0
SCE NOL | Control | 115 | LDES |  |  | 0 | 0 | 0 | 0 | 0 | 0 | 0 | 0 | 0 | 5 | 3 | 3 | 3 | [14 empty] | 2 | 2 | 4 | 1 | 3 | 1 | 1 | 0
SCE NOL | Control | 55 | LDES |  |  | 0 | 0 | 0 | 0 | 0 | 0 | 0 | 0 | 0 | 5 | 3 | 3 | 3 | [14 empty] | 2 | 2 | 4 | 1 | 3 | 1 | 1 | 0
PG&E GBA | Cooley Landing | 115 | LDES |  |  | 0 | 0 | 0 | 0 | 0 | 0 | 0 | 0 | 0 | 5 | 2 | 1 | 1 | [14 empty] | 2 | 1 | 2 | 1 | 1 | 1 | 1 | 0
PG&E GBA | Cooley Landing | 60 | LDES |  |  | 0 | 0 | 0 | 0 | 0 | 0 | 0 | 0 | 0 | 1 | 1 | 1 | 1 | [14 empty] | 2 | 1 | 2 | 1 | 1 | 1 | 1 | 0
SCE NOL | Coolwater | 230 | LDES |  |  | 0 | 0 | 0 | 0 | 0 | 0 | 0 | 0 | 0 | 4 | 3 | 1 | 1 | [14 empty] | 2 | 1 | 2 | 1 | 1 | 1 | 1 | 0
SCE NOL | Coolwater | 115 | LDES |  |  | 0 | 0 | 0 | 0 | 0 | 0 | 0 | 0 | 0 | 4 | 3 | 1 | 1 | 3 | [13 empty] | 2 | 1 | 2 | 1 | 1 | 1 | 1 | 0
PG&E KERN | Copus | 70 | LDES |  |  | 0 | 0 | 0 | 0 | 0 | 0 | 0 | 0 | 0 | 5 | 2 | 5 | 2 | [14 empty] | 1 | 1 | 3 | 1 | 1 | 1 | 1 | 0
PG&E FRESNO | Corcoran | 70 | LDES |  |  | 0 | 0 | 0 | 0 | 0 | 0 | 0 | 0 | 0 | 5 | 2 | 5 | 2 | [14 empty] | 1 | 1 | 4 | 2 | 1 | 1 | 1 | 0
PG&E FRESNO | Corcoran | 115 | LDES |  |  | 0 | 0 | 0 | 0 | 0 | 0 | 0 | 0 | 0 | 5 | 2 | 5 | 2 | [14 empty] | 1 | 1 | 4 | 2 | 1 | 1 | 1 | 0
PG&E NGBA | Corona | 115 | LDES |  |  | 0 | 0 | 0 | 0 | 0 | 0 | 0 | 0 | 0 | 5 | 5 | 1 | 1 | [14 empty] | 2 | 1 | 3 | 2 | 3 | 1 | 1 | 0
PG&E NGBA | Cortina | 230 | LDES |  |  | 0 | 0 | 0 | 0 | 0 | 0 | 0 | 0 | 0 | 5 | 5 | 1 | 1 | 3 | [13 empty] | 2 | 2 | 4 | 1 | 3 | 1 | 1 | 0
PG&E NGBA | Cortina | 115 | LDES |  |  | 0 | 0 | 0 | 0 | 0 | 0 | 0 | 0 | 0 | 5 | 5 | 1 | 1 | 1 | [13 empty] | 2 | 2 | 4 | 1 | 3 | 1 | 1 | 0
PG&E GBA | Cottle | 230 | LDES |  |  | 0 | 0 | 0 | 0 | 0 | 0 | 0 | 0 | 0 | 5 | 2 | 5 | 2 | 3 | [13 empty] | 1 | 1 | 3 | 2 | 1 | 1 | 1 | 0
PG&E NGBA | Cottonwood | 115 | LDES |  |  | 0 | 0 | 0 | 0 | 0 | 0 | 0 | 0 | 0 | 5 | 2 | 1 | 1 | [14 empty] | 2 | 2 | 3 | 2 | 3 | 1 | 1 | 0
PG&E NGBA | Cottonwood | 230 | LDES |  |  | 0 | 0 | 0 | 0 | 0 | 0 | 0 | 0 | 0 | 5 | 2 | 1 | 1 | [14 empty] | 2 | 2 | 3 | 2 | 3 | 1 | 1 | 0
PG&E NGBA | Cottonwood | 60 | LDES |  |  | 0 | 0 | 0 | 0 | 0 | 0 | 0 | 0 | 0 | 5 | 2 | 1 | 1 | [14 empty] | 2 | 2 | 3 | 2 | 3 | 1 | 1 | 0
PG&E NGBA | Cove Road | 230 | LDES |  |  | 0 | 0 | 0 | 0 | 0 | 0 | 0 | 0 | 0 | 5 | 2 | 1 | 1 | [14 empty] | 2 | 2 | 4 | 2 | 3 | 1 | 1 | 0
PG&E GBA | Coyote | 230 | LDES |  |  | 0 | 0 | 0 | 0 | 0 | 0 | 0 | 0 | 0 | 1 | 1 | 1 | 1 | [14 empty] | 2 | 1 | 3 | 2 | 2 | 1 | 1 | 0
PG&E GBA | Crazy Horse Canyon | 115 | LDES |  |  | 0 | 0 | 0 | 0 | 0 | 0 | 0 | 0 | 0 | 1 | 1 | 1 | 1 | [14 empty] | 2 | 2 | 4 | 2 | 3 | 1 | 1 | 0
SDGE | Creelman | 69 | LDES |  |  | 0 | 0 | 0 | 0 | 0 | 0 | 0 | 0 | 0 | 3 | 3 | 1 | 1 | [14 empty] | 2 | 1 | 4 | 1 | 3 | 1 | 1 | 0
PG&E FRESNO | Crescent | 70 | LDES |  |  | 0 | 0 | 0 | 0 | 0 | 0 | 0 | 0 | 0 | 5 | 2 | 5 | 2 | [14 empty] | 1 | 1 | 3 | 2 | 1 | 1 | 1 | 0
PG&E FRESNO | Cressey | 115 | LDES |  |  | 0 | 0 | 0 | 0 | 0 | 0 | 0 | 0 | 0 | 5 | 2 | 5 | 2 | [14 empty] | 1 | 1 | 3 | 2 | 1 | 1 | 1 | 0
PG&E NGBA | Cresta | 230 | LDES |  |  | 0 | 0 | 0 | 0 | 0 | 0 | 0 | 0 | 0 | 5 | 2 | 1 | 1 | [14 empty] | 2 | 1 | 4 | 2 | 3 | 1 | 1 | 0
SDGE | Crestwood | 69 | LDES |  |  | 0 | 0 | 0 | 0 | 0 | 0 | 0 | 0 | 0 | 3 | 3 | 1 | 1 | [14 empty] | 2 | 1 | 4 | 1 | 3 | 1 | 1 | 0
PG&E GBA | Crow Creek | 60 | LDES |  |  | 0 | 0 | 0 | 0 | 0 | 0 | 0 | 0 | 0 | 5 | 5 | 1 | 1 | [14 empty] | 1 | 1 | 4 | 2 | 1 | 1 | 1 | 0
PG&E GBA | Crows Landing | 60 | LDES |  |  | 0 | 0 | 0 | 0 | 0 | 0 | 0 | 0 | 0 | 5 | 5 | 1 | 1 | [14 empty] | 1 | 1 | 4 | 2 | 1 | 1 | 1 | 0
PG&E GBA | Curtis | 115 | LDES |  |  | 0 | 0 | 0 | 0 | 0 | 0 | 0 | 0 | 0 | 5 | 5 | 1 | 1 | [14 empty] | 2 | 1 | 4 | 1 | 3 | 1 | 1 | 0
PG&E FRESNO | Dairyland | 115 | LDES |  |  | 0 | 0 | 0 | 0 | 0 | 0 | 0 | 0 | 0 | 5 | 2 | 5 | 2 | [14 empty] | 1 | 1 | 3 | 2 | 1 | 1 | 1 | 0
PG&E NGBA | Davis | 115 | LDES |  |  | 0 | 0 | 0 | 0 | 0 | 0 | 0 | 0 | 0 | 5 | 5 | 1 | 1 | 3 | [13 empty] | 2 | 1 | 4 | 2 | 3 | 1 | 1 | 0
SCE Metro | Del Amo | 500 | LDES |  |  | 0 | 0 | 0 | 0 | 0 | 0 | 0 | 0 | 0 | 1 | 1 | 1 | 1 | [14 empty] | 1 | 1 | 3 | 1 | 2 | 1 | 1 | 0
SCE Metro | Del Amo | 230 | LDES |  |  | 0 | 0 | 0 | 0 | 0 | 0 | 0 | 0 | 0 | 1 | 1 | 1 | 1 | [14 empty] | 1 | 1 | 3 | 1 | 2 | 1 | 1 | 0
SCE Eastern | Delaney | 500 | LDES |  |  | 0 | 0 | 0 | 0 | 0 | 0 | 0 | 0 | 0 | 5 | 4 | 4 | 4 | [14 empty] | 2 | 1 | 4 | 2 | 3 | 1 | 1 | 0
PG&E NGBA | Delevan | 230 | LDES |  |  | 0 | 0 | 0 | 0 | 0 | 0 | 0 | 0 | 0 | 5 | 5 | 1 | 1 | 3 | [13 empty] | 2 | 2 | 1 | 1 | 3 | 1 | 1 | 0
PG&E GBA | Delta PP | 230 | LDES |  |  | 0 | 0 | 0 | 0 | 0 | 0 | 0 | 0 | 0 | 5 | 2 | 1 | 1 | [14 empty] | 2 | 1 | 3 | 1 | 2 | 1 | 1 | 0
EOP | Desert View | 230 | LDES |  |  | 0 | 0 | 0 | 0 | 0 | 0 | 0 | 0 | 0 | 5 | 2 | 1 | 1 | [14 empty] | 2 | 1 | 4 | 1 | 3 | 1 | 1 | 0
SCE Eastern | Devers | 230 | LDES |  |  | 0 | 0 | 0 | 0 | 0 | 0 | 0 | 0 | 0 | 4 | 2 | 1 | 1 | 5 | [13 empty] | 2 | 1 | 1 | 1 | 3 | 1 | 1 | 0
SCE Eastern | Devers | 500 | LDES |  |  | 0 | 0 | 0 | 0 | 0 | 0 | 0 | 0 | 0 | 4 | 2 | 1 | 1 | [14 empty] | 2 | 1 | 1 | 1 | 3 | 1 | 1 | 0
PG&E KERN | Diablo Canyon | 230 | LDES |  |  | 0 | 0 | 0 | 0 | 0 | 0 | 0 | 0 | 0 | 5 | 2 | 5 | 2 | 3 | [13 empty] | 2 | 2 | 4 | 2 | 3 | 1 | 1 | 0
PG&E KERN | Diablo Canyon | 500 | LDES |  |  | 0 | 0 | 0 | 0 | 0 | 0 | 0 | 0 | 0 | 5 | 2 | 4 | 2 | 5 | [13 empty] | 2 | 2 | 4 | 2 | 3 | 1 | 1 | 0
PG&E KERN | Divide | 115 | LDES |  |  | 0 | 0 | 0 | 0 | 0 | 0 | 0 | 0 | 0 | 5 | 2 | 5 | 2 | [14 empty] | 2 | 2 | 4 | 1 | 2 | 1 | 1 | 0
PG&E GBA | Dixon Landing | 115 | LDES |  |  | 0 | 0 | 0 | 0 | 0 | 0 | 0 | 0 | 0 | 1 | 1 | 1 | 1 | [14 empty] | 2 | 1 | 2 | 1 | 2 | 1 | 1 | 0
PG&E FRESNO | Dos Amigos | 230 | LDES |  |  | 0 | 0 | 0 | 0 | 0 | 0 | 0 | 0 | 0 | 5 | 2 | 5 | 2 | [14 empty] | 1 | 1 | 4 | 2 | 1 | 1 | 1 | 0
PG&E NGBA | Drum | 115 | LDES |  |  | 0 | 0 | 0 | 0 | 0 | 0 | 0 | 0 | 0 | 5 | 2 | 1 | 1 | [14 empty] | 2 | 1 | 4 | 2 | 3 | 1 | 1 | 0
PG&E GBA | Dumbarton | 115 | LDES |  |  | 0 | 0 | 0 | 0 | 0 | 0 | 0 | 0 | 0 | 5 | 2 | 1 | 1 | [14 empty] | 2 | 1 | 3 | 1 | 2 | 1 | 1 | 0
SCE NOL | Dunn Siding | 115 | LDES |  |  | 0 | 0 | 0 | 0 | 0 | 0 | 0 | 0 | 0 | 4 | 3 | 1 | 1 | [14 empty] | 2 | 1 | 4 | 1 | 1 | 1 | 1 | 0
SCE Eastern | Eagle Mountain | 230 | LDES |  |  | 0 | 0 | 0 | 0 | 0 | 0 | 0 | 0 | 0 | 5 | 2 | 1 | 1 | [14 empty] | 2 | 2 | 4 | 1 | 3 | 1 | 1 | 0
PG&E NGBA | Eagle Rock (PGE) | 60 | LDES |  |  | 0 | 0 | 0 | 0 | 0 | 0 | 0 | 0 | 0 | 5 | 5 | 1 | 1 | [14 empty] | 2 | 2 | 4 | 2 | 3 | 1 | 1 | 0
PG&E NGBA | Eagle Rock (PGE) | 115 | LDES |  |  | 0 | 0 | 0 | 0 | 0 | 0 | 0 | 0 | 0 | 5 | 5 | 1 | 1 | 3 | [13 empty] | 2 | 2 | 4 | 2 | 3 | 1 | 1 | 0
SCE Metro | Eagle Rock (SCE) | 230 | LDES |  |  | 0 | 0 | 0 | 0 | 0 | 0 | 0 | 0 | 0 | 1 | 1 | 1 | 1 | [14 empty] | 1 | 1 | 2 | 1 | 2 | 1 | 1 | 0
PG&E NGBA | East Marysville | 115 | LDES |  |  | 0 | 0 | 0 | 0 | 0 | 0 | 0 | 0 | 0 | 5 | 2 | 1 | 1 | [14 empty] | 2 | 2 | 2 | 1 | 2 | 1 | 1 | 0
PG&E NGBA | East Nicolaus | 115 | LDES |  |  | 0 | 0 | 0 | 0 | 0 | 0 | 0 | 0 | 0 | 5 | 2 | 1 | 1 | [14 empty] | 2 | 1 | 4 | 1 | 3 | 1 | 1 | 0
PG&E NGBA | East Nicolaus | 60 | LDES |  |  | 0 | 0 | 0 | 0 | 0 | 0 | 0 | 0 | 0 | 5 | 2 | 1 | 1 | [14 empty] | 2 | 1 | 4 | 1 | 3 | 1 | 1 | 0
PG&E GBA | Eastshore | 115 | LDES |  |  | 0 | 0 | 0 | 0 | 0 | 0 | 0 | 0 | 0 | 5 | 2 | 1 | 1 | 4 | [13 empty] | 2 | 1 | 2 | 1 | 1 | 1 | 1 | 0
PG&E GBA | Eastshore | 230 | LDES |  |  | 0 | 0 | 0 | 0 | 0 | 0 | 0 | 0 | 0 | 5 | 2 | 1 | 1 | [14 empty] | 2 | 1 | 2 | 1 | 1 | 1 | 1 | 0
SDGE | ECO | 138 | LDES |  |  | 0 | 0 | 0 | 0 | 0 | 0 | 0 | 0 | 0 | 3 | 3 | 1 | 1 | 3 | [13 empty] | 2 | 1 | 4 | 1 | 3 | 1 | 1 | 0
SDGE | ECO | 230 | LDES |  |  | 0 | 0 | 0 | 0 | 0 | 0 | 0 | 0 | 0 | 3 | 3 | 1 | 1 | [14 empty] | 2 | 1 | 4 | 1 | 3 | 1 | 1 | 0
SDGE | ECO | 500 | LDES |  |  | 0 | 0 | 0 | 0 | 0 | 0 | 0 | 0 | 0 | 3 | 3 | 1 | 1 | [14 empty] | 2 | 1 | 4 | 1 | 3 | 1 | 1 | 0
PG&E GBA | Edenvale | 115 | LDES |  |  | 0 | 0 | 0 | 0 | 0 | 0 | 0 | 0 | 0 | 1 | 1 | 1 | 1 | [14 empty] | 2 | 1 | 2 | 2 | 2 | 1 | 1 | 0
PG&E GBA | Edes | 115 | LDES |  |  | 0 | 0 | 0 | 0 | 0 | 0 | 0 | 0 | 0 | 5 | 2 | 1 | 1 | [14 empty] | 2 | 1 | 3 | 1 | 1 | 1 | 1 | 0
PG&E GBA | Eight Mile | 230 | LDES |  |  | 0 | 0 | 0 | 0 | 0 | 0 | 0 | 0 | 0 | 5 | 2 | 1 | 1 | [14 empty] | 1 | 1 | 2 | 2 | 1 | 1 | 1 | 0
SDGE | El Cajon | 69 | LDES |  |  | 0 | 0 | 0 | 0 | 0 | 0 | 0 | 0 | 0 | 3 | 3 | 1 | 1 | [14 empty] | 2 | 1 | 2 | 1 | 1 | 1 | 1 | 0
SCE Eastern | El Casco | 230 | LDES |  |  | 0 | 0 | 0 | 0 | 0 | 0 | 0 | 0 | 0 | 4 | 2 | 1 | 1 | [14 empty] | 1 | 1 | 4 | 1 | 2 | 1 | 1 | 0
PG&E GBA | El Cerrito G | 115 | LDES |  |  | 0 | 0 | 0 | 0 | 0 | 0 | 0 | 0 | 0 | 5 | 2 | 1 | 1 | [14 empty] | 2 | 1 | 2 | 1 | 2 | 1 | 1 | 0
PG&E NGBA | El Dorado PH | 115 | LDES |  |  | 0 | 0 | 0 | 0 | 0 | 0 | 0 | 0 | 0 | 5 | 2 | 1 | 1 | [14 empty] | 2 | 1 | 4 | 2 | 3 | 1 | 1 | 0
PG&E FRESNO | El Nido (PGE) | 115 | LDES |  |  | 0 | 0 | 0 | 0 | 0 | 0 | 0 | 0 | 0 | 5 | 2 | 5 | 2 | [14 empty] | 1 | 1 | 4 | 2 | 1 | 1 | 1 | 0
SCE Metro | El Nido (SCE) | 230 | LDES |  |  | 0 | 0 | 0 | 0 | 0 | 0 | 0 | 0 | 0 | 1 | 1 | 1 | 1 | [14 empty] | 1 | 1 | 2 | 1 | 2 | 1 | 1 | 0
PG&E GBA | El Patio | 115 | LDES |  |  | 0 | 0 | 0 | 0 | 0 | 0 | 0 | 0 | 0 | 1 | 1 | 1 | 1 | [14 empty] | 2 | 1 | 3 | 2 | 2 | 1 | 1 | 0
SCE Metro | El Segundo | 230 | LDES |  |  | 0 | 0 | 0 | 0 | 0 | 0 | 0 | 0 | 0 | 1 | 1 | 1 | 1 | [14 empty] | 1 | 1 | 1 | 1 | 1 | 1 | 1 | 0
EOP | Eldorado | 230 | LDES |  |  | 500 | 0 | 500 | 0 | 0 | 0 | 500 | 0 | 500 | 5 | 2 | 1 | 1 | 4 | [13 empty] | 2 | 2 | 2 | 1 | 3 | 5- | 1 | 1
EOP | Eldorado | 500 | LDES |  |  | 0 | 0 | 0 | 0 | 0 | 0 | 0 | 0 | 0 | 5 | 2 | 1 | 1 | 5 | [13 empty] | 2 | 2 | 2 | 1 | 3 | 1 | 1 | 0
SCE Northern | Elizabeth Lake | 66 | LDES |  |  | 0 | 0 | 0 | 0 | 0 | 0 | 0 | 0 | 0 | 5 | 2 | 1 | 1 | [14 empty] | 1 | 1 | 3 | 1 | 3 | 1 | 1 | 0
PG&E KERN | Elk Hills | 230 | LDES |  |  | 0 | 0 | 0 | 0 | 0 | 0 | 0 | 0 | 0 | 5 | 2 | 5 | 2 | [14 empty] | 1 | 1 | 3 | 1 | 1 | 1 | 1 | 0
SDGE | Elliot | 69 | LDES |  |  | 0 | 0 | 0 | 0 | 0 | 0 | 0 | 0 | 0 | 3 | 3 | 1 | 1 | [14 empty] | 2 | 1 | 2 | 1 | 2 | 1 | 1 | 0
SCE Metro | Ellis | 230 | LDES |  |  | 0 | 0 | 0 | 0 | 0 | 0 | 0 | 0 | 0 | 1 | 1 | 1 | 1 | [14 empty] | 1 | 1 | 2 | 1 | 2 | 1 | 1 | 0
SDGE | Encina | 138 | LDES |  |  | 0 | 0 | 0 | 0 | 0 | 0 | 0 | 0 | 0 | 3 | 3 | 1 | 1 | 3 | [13 empty] | 2 | 1 | 1 | 1 | 3 | 1 | 1 | 0
SDGE | Encina | 230 | LDES |  |  | 0 | 0 | 0 | 0 | 0 | 0 | 0 | 0 | 0 | 3 | 3 | 1 | 1 | [14 empty] | 2 | 1 | 1 | 1 | 3 | 1 | 1 | 0
SDGE | Escondido | 230 | LDES |  |  | 0 | 0 | 0 | 0 | 0 | 0 | 0 | 0 | 0 | 3 | 3 | 1 | 1 | [14 empty] | 2 | 1 | 1 | 1 | 3 | 1 | 1 | 0
SDGE | Escondido | 69 | LDES |  |  | 0 | 0 | 0 | 0 | 0 | 0 | 0 | 0 | 0 | 3 | 3 | 1 | 1 | [14 empty] | 2 | 1 | 1 | 1 | 3 | 1 | 1 | 0
PG&E KERN | Estrella | 230 | LDES |  |  | 0 | 0 | 0 | 0 | 0 | 0 | 0 | 0 | 0 | 5 | 2 | 5 | 2 | [14 empty] | 2 | 2 | 4 | 2 | 3 | 1 | 1 | 0
SCE Eastern | Etiwanda | 230 | LDES |  |  | 0 | 0 | 0 | 0 | 0 | 0 | 0 | 0 | 0 | 1 | 1 | 1 | 1 | 5 | [13 empty] | 1 | 1 | 2 | 1 | 1 | 1 | 1 | 0
PG&E GBA | Evergreen | 115 | LDES |  |  | 0 | 0 | 0 | 0 | 0 | 0 | 0 | 0 | 0 | 1 | 1 | 1 | 1 | [14 empty] | 2 | 1 | 2 | 2 | 2 | 1 | 1 | 0
PG&E GBA | Evergreen | 60 | LDES |  |  | 0 | 0 | 0 | 0 | 0 | 0 | 0 | 0 | 0 | 1 | 1 | 1 | 1 | [14 empty] | 2 | 1 | 2 | 2 | 2 | 1 | 1 | 0
PG&E FRESNO | Excelsior | 115 | LDES |  |  | 0 | 0 | 0 | 0 | 0 | 0 | 0 | 0 | 0 | 5 | 2 | 5 | 2 | 1 | [13 empty] | 1 | 1 | 4 | 2 | 1 | 1 | 1 | 0
PG&E FRESNO | Exchequer | 115 | LDES |  |  | 0 | 0 | 0 | 0 | 0 | 0 | 0 | 0 | 0 | 5 | 2 | 5 | 2 | [14 empty] | 2 | 1 | 4 | 1 | 2 | 1 | 1 | 0
PG&E KERN | Fairway | 115 | LDES |  |  | 0 | 0 | 0 | 0 | 0 | 0 | 0 | 0 | 0 | 5 | 2 | 5 | 2 | [14 empty] | 2 | 2 | 3 | 1 | 2 | 1 | 1 | 0
PG&E KERN | Famoso | 115 | LDES |  |  | 0 | 0 | 0 | 0 | 0 | 0 | 0 | 0 | 0 | 5 | 2 | 5 | 2 | [14 empty] | 1 | 1 | 4 | 1 | 1 | 1 | 1 | 0
PG&E NGBA | Fern Road | 500 | LDES |  |  | 0 | 0 | 0 | 0 | 0 | 0 | 0 | 0 | 0 | 5 | 2 | 1 | 1 | [14 empty] | 2 | 2 | 4 | 2 | 3 | 1 | 1 | 0
PG&E GBA | Fibreboard (SPI Sonora) | 115 | LDES |  |  | 0 | 0 | 0 | 0 | 0 | 0 | 0 | 0 | 0 | 5 | 5 | 1 | 1 | [14 empty] | 2 | 1 | 2 | 1 | 2 | 1 | 1 | 0
PG&E FRESNO | Figarden | 230 | LDES |  |  | 0 | 0 | 0 | 0 | 0 | 0 | 0 | 0 | 0 | 5 | 2 | 5 | 2 | [14 empty] | 1 | 1 | 3 | 2 | 2 | 1 | 1 | 0
PG&E FRESNO | Fink | 230 | LDES |  |  | 0 | 0 | 0 | 0 | 0 | 0 | 0 | 0 | 0 | 1 | 1 | 1 | 1 | [14 empty] | 1 | 1 | 4 | 2 | 1 | 1 | 1 | 0
PG&E NGBA | Fitch Mountain | 60 | LDES |  |  | 0 | 0 | 0 | 0 | 0 | 0 | 0 | 0 | 0 | 5 | 5 | 1 | 1 | [14 empty] | 2 | 2 | 4 | 2 | 3 | 1 | 1 | 0
PG&E GBA | FMC | 115 | LDES |  |  | 0 | 0 | 0 | 0 | 0 | 0 | 0 | 0 | 0 | 1 | 1 | 1 | 1 | [14 empty] | 2 | 1 | 2 | 2 | 2 | 1 | 1 | 0
PG&E GBA | Fremont | 115 | LDES |  |  | 0 | 0 | 0 | 0 | 0 | 0 | 0 | 0 | 0 | 1 | 1 | 1 | 1 | [14 empty] | 2 | 1 | 3 | 1 | 2 | 1 | 1 | 0
PG&E GBA | French Camp | 60 | LDES |  |  | 0 | 0 | 0 | 0 | 0 | 0 | 0 | 0 | 0 | 1 | 1 | 1 | 1 | [14 empty] | 1 | 1 | 3 | 2 | 1 | 1 | 1 | 0
PG&E GBA | Frogtown | 115 | LDES |  |  | 0 | 0 | 0 | 0 | 0 | 0 | 0 | 0 | 0 | 1 | 1 | 1 | 1 | [14 empty] | 2 | 1 | 4 | 1 | 3 | 1 | 1 | 0
PG&E NGBA | Fulton | 115 | LDES |  |  | 0 | 0 | 0 | 0 | 0 | 0 | 0 | 0 | 0 | 5 | 5 | 1 | 1 | 1 | [13 empty] | 2 | 1 | 3 | 2 | 2 | 1 | 1 | 0
PG&E NGBA | Fulton | 230 | LDES |  |  | 0 | 0 | 0 | 0 | 0 | 0 | 0 | 0 | 0 | 5 | 5 | 1 | 1 | [14 empty] | 2 | 1 | 3 | 2 | 2 | 1 | 1 | 0
PG&E NGBA | Fulton | 60 | LDES |  |  | 0 | 0 | 0 | 0 | 0 | 0 | 0 | 0 | 0 | 5 | 5 | 1 | 1 | [14 empty] | 2 | 1 | 3 | 2 | 2 | 1 | 1 | 0
PG&E KERN | Ganso | 115 | LDES |  |  | 0 | 0 | 0 | 0 | 0 | 0 | 0 | 0 | 0 | 5 | 2 | 5 | 2 | [14 empty] | 1 | 1 | 3 | 1 | 1 | 1 | 1 | 0
PG&E FRESNO | Gates | 230 | LDES |  |  | 0 | 0 | 0 | 0 | 0 | 0 | 0 | 0 | 0 | 5 | 2 | 5 | 2 | 4 | [13 empty] | 1 | 1 | 3 | 2 | 1 | 1 | 1 | 0
PG&E FRESNO | Gates | 500 | LDES |  |  | 0 | 0 | 0 | 0 | 0 | 0 | 0 | 0 | 0 | 5 | 2 | 5 | 2 | 5 | [13 empty] | 1 | 1 | 3 | 2 | 1 | 1 | 1 | 0
PG&E NGBA | Geysers 12 | 230 | LDES |  |  | 0 | 0 | 0 | 0 | 0 | 0 | 0 | 0 | 0 | 5 | 5 | 1 | 1 | [14 empty] | 2 | 2 | 4 | 2 | 3 | 1 | 1 | 0
PG&E NGBA | Geysers 17 | 230 | LDES |  |  | 0 | 0 | 0 | 0 | 0 | 0 | 0 | 0 | 0 | 5 | 5 | 1 | 1 | [14 empty] | 2 | 2 | 4 | 2 | 3 | 1 | 1 | 0
PG&E NGBA | Geysers 3 | 115 | LDES |  |  | 0 | 0 | 0 | 0 | 0 | 0 | 0 | 0 | 0 | 5 | 5 | 1 | 1 | [14 empty] | 2 | 2 | 4 | 2 | 3 | 1 | 1 | 0
PG&E NGBA | Glenn | 230 | LDES |  |  | 0 | 0 | 0 | 0 | 0 | 0 | 0 | 0 | 0 | 5 | 2 | 1 | 1 | 3 | [13 empty] | 2 | 2 | 4 | 1 | 3 | 1 | 1 | 0
PG&E NGBA | Glenn | 60 | LDES |  |  | 0 | 0 | 0 | 0 | 0 | 0 | 0 | 0 | 0 | 5 | 2 | 1 | 1 | [14 empty] | 2 | 2 | 4 | 1 | 3 | 1 | 1 | 0
PG&E NGBA | Gold Hill | 115 | LDES |  |  | 0 | 0 | 0 | 0 | 0 | 0 | 0 | 0 | 0 | 5 | 2 | 1 | 1 | [14 empty] | 2 | 1 | 4 | 2 | 3 | 1 | 1 | 0
PG&E NGBA | Gold Hill | 230 | LDES |  |  | 0 | 0 | 0 | 0 | 0 | 0 | 0 | 0 | 0 | 5 | 2 | 1 | 1 | [14 empty] | 2 | 1 | 4 | 2 | 3 | 1 | 1 | 0
SCE Northern | Goleta | 230 | LDES |  |  | 0 | 0 | 0 | 0 | 0 | 0 | 0 | 0 | 0 | 5 | 2 | 1 | 1 | [14 empty] | 2 | 2 | 2 | 1 | 2 | 1 | 1 | 0
SCE Metro | Goodrich | 230 | LDES |  |  | 0 | 0 | 0 | 0 | 0 | 0 | 0 | 0 | 0 | 1 | 1 | 1 | 1 | [14 empty] | 1 | 1 | 3 | 1 | 2 | 1 | 1 | 0
PG&E KERN | Goose Lake | 115 | LDES |  |  | 0 | 0 | 0 | 0 | 0 | 0 | 0 | 0 | 0 | 5 | 2 | 5 | 2 | [14 empty] | 1 | 1 | 2 | 1 | 1 | 1 | 1 | 0
SCE Metro | Gould | 230 | LDES |  |  | 0 | 0 | 0 | 0 | 0 | 0 | 0 | 0 | 0 | 1 | 1 | 1 | 1 | [14 empty] | 1 | 1 | 4 | 1 | 2 | 1 | 1 | 0
PG&E NGBA | Grand Island | 115 | LDES |  |  | 0 | 0 | 0 | 0 | 0 | 0 | 0 | 0 | 0 | 5 | 2 | 1 | 1 | [14 empty] | 2 | 1 | 4 | 2 | 2 | 1 | 1 | 0
SDGE | Granite | 69 | LDES |  |  | 0 | 0 | 0 | 0 | 0 | 0 | 0 | 0 | 0 | 3 | 3 | 1 | 1 | [14 empty] | 2 | 1 | 2 | 2 | 2 | 1 | 1 | 0
PG&E GBA | Grant | 115 | LDES |  |  | 0 | 0 | 0 | 0 | 0 | 0 | 0 | 0 | 0 | 5 | 2 | 1 | 1 | [14 empty] | 2 | 1 | 2 | 1 | 2 | 1 | 1 | 0
PG&E GBA | Green Valley | 115 | LDES |  |  | 0 | 0 | 0 | 0 | 0 | 0 | 0 | 0 | 0 | 1 | 1 | 1 | 1 | 1 | [13 empty] | 2 | 2 | 3 | 2 | 2 | 1 | 1 | 0
PG&E NGBA | Greenleaf 1 | 115 | LDES |  |  | 0 | 0 | 0 | 0 | 0 | 0 | 0 | 0 | 0 | 5 | 2 | 1 | 1 | [14 empty] | 2 | 2 | 1 | 1 | 3 | 1 | 1 | 0
PG&E FRESNO | Gregg | 230 | LDES |  | Mapped as PSH | 0 | 0 | 0 | 0 | 0 | 0 | 0 | 0 | 0 | 5 | 2 | 5 | 2 | [14 empty] | 1 | 1 | 3 | 2 | 1 | 1 | 5 | 1
PG&E FRESNO | Grimmway-Malaga | 115 | LDES |  |  | 0 | 0 | 0 | 0 | 0 | 0 | 0 | 0 | 0 | 5 | 2 | 5 | 2 | [14 empty] | 1 | 1 | 2 | 1 | 1 | 1 | 1 | 0
PG&E NGBA | Grizzly | 230 | LDES |  |  | 0 | 0 | 0 | 0 | 0 | 0 | 0 | 0 | 0 | 5 | 2 | 1 | 1 | [14 empty] | 2 | 2 | 4 | 1 | 3 | 1 | 1 | 0
PG&E FRESNO | Guernsey | 70 | LDES |  |  | 0 | 0 | 0 | 0 | 0 | 0 | 0 | 0 | 0 | 5 | 2 | 5 | 2 | [14 empty] | 1 | 1 | 3 | 2 | 1 | 1 | 1 | 0
PG&E FRESNO | GWF Hanford | 115 | LDES |  |  | 0 | 0 | 0 | 0 | 0 | 0 | 0 | 0 | 0 | 5 | 2 | 5 | 2 | [14 empty] | 2 | 1 | 2 | 1 | 1 | 1 | 1 | 0
PG&E FRESNO | Haas | 230 | LDES |  |  | 0 | 0 | 0 | 0 | 0 | 0 | 0 | 0 | 0 | 5 | 2 | 5 | 2 | [14 empty] | 1 | 1 | 4 | 2 | 3 | 1 | 1 | 0
PG&E FRESNO | Hammonds | 115 | LDES |  |  | 0 | 0 | 0 | 0 | 0 | 0 | 0 | 0 | 0 | 5 | 2 | 5 | 2 | [14 empty] | 1 | 1 | 2 | 2 | 1 | 1 | 1 | 0
SCE Metro | HarborGen | 230 | LDES |  |  | 0 | 0 | 0 | 0 | 0 | 0 | 0 | 0 | 0 | 1 | 1 | 1 | 1 | [14 empty] | 1 | 1 | 2 | 1 | 1 | 1 | 1 | 0
PG&E NGBA | Harris | 60 | LDES |  |  | 0 | 0 | 0 | 0 | 0 | 0 | 0 | 0 | 0 | 5 | 2 | 1 | 1 | [14 empty] | 2 | 2 | 2 | 2 | 3 | 1 | 1 | 0
EOP | Harry Allen | 500 | LDES |  |  | 0 | 0 | 0 | 0 | 0 | 0 | 0 | 0 | 0 | 5 | 2 | 1 | 1 | [14 empty] | 2 | 2 | 4 | 1 | 3 | 1 | 1 | 0
PG&E NGBA | Hartley | 60 | LDES |  |  | 0 | 0 | 0 | 0 | 0 | 0 | 0 | 0 | 0 | 5 | 5 | 1 | 1 | [14 empty] | 2 | 2 | 4 | 2 | 3 | 1 | 1 | 0
SCE NOL | Harvard | 115 | LDES |  |  | 0 | 0 | 0 | 0 | 0 | 0 | 0 | 0 | 0 | 4 | 3 | 1 | 1 | [14 empty] | 2 | 1 | 4 | 1 | 1 | 1 | 1 | 0
SDGE | Hassayampa | 500 | LDES |  |  | 0 | 0 | 0 | 0 | 0 | 0 | 0 | 0 | 0 | 5 | 4 | 4 | 4 | [14 empty] | 2 | 1 | 4 | 2 | 3 | 1 | 1 | 0
PG&E FRESNO | Helm | 230 | LDES |  |  | 0 | 0 | 0 | 0 | 0 | 0 | 0 | 0 | 0 | 5 | 2 | 5 | 2 | 3 | [13 empty] | 1 | 1 | 2 | 2 | 1 | 1 | 1 | 0
PG&E FRESNO | Helm | 70 | LDES |  |  | 0 | 0 | 0 | 0 | 0 | 0 | 0 | 0 | 0 | 5 | 2 | 5 | 2 | [14 empty] | 1 | 1 | 2 | 2 | 1 | 1 | 1 | 0
PG&E FRESNO | Henrietta | 115 | LDES |  |  | 0 | 0 | 0 | 0 | 0 | 0 | 0 | 0 | 0 | 5 | 2 | 5 | 2 | 3 | [13 empty] | 1 | 1 | 1 | 2 | 1 | 1 | 1 | 0
PG&E FRESNO | Henrietta | 230 | LDES |  |  | 0 | 0 | 0 | 0 | 0 | 0 | 0 | 0 | 0 | 5 | 2 | 5 | 2 | 3 | [13 empty] | 1 | 1 | 1 | 2 | 1 | 1 | 1 | 0
PG&E FRESNO | Henrietta | 70 | LDES |  |  | 0 | 0 | 0 | 0 | 0 | 0 | 0 | 0 | 0 | 5 | 2 | 5 | 2 | [14 empty] | 1 | 1 | 1 | 2 | 1 | 1 | 1 | 0
PG&E FRESNO | Herndon | 115 | LDES |  |  | 0 | 0 | 0 | 0 | 0 | 0 | 0 | 0 | 0 | 5 | 2 | 5 | 2 | [14 empty] | 1 | 1 | 3 | 2 | 1 | 1 | 1 | 0
PG&E FRESNO | Herndon | 230 | LDES |  |  | 0 | 0 | 0 | 0 | 0 | 0 | 0 | 0 | 0 | 5 | 2 | 5 | 2 | [14 empty] | 1 | 1 | 3 | 2 | 1 | 1 | 1 | 0
PG&E GBA | Hicks | 230 | LDES |  |  | 0 | 0 | 0 | 0 | 0 | 0 | 0 | 0 | 0 | 1 | 1 | 1 | 1 | [14 empty] | 2 | 1 | 4 | 2 | 2 | 1 | 1 | 0
PG&E NGBA | Higgins | 115 | LDES |  |  | 0 | 0 | 0 | 0 | 0 | 0 | 0 | 0 | 0 | 5 | 2 | 1 | 1 | [14 empty] | 2 | 1 | 4 | 1 | 3 | 1 | 1 | 0
PG&E NGBA | Hilltop | 345 | LDES |  |  | 0 | 0 | 0 | 0 | 0 | 0 | 0 | 0 | 0 | 5 | 2 | 1 | 1 | [14 empty] | 2 | 2 | 4 | 1 | 3 | 1 | 1 | 0
SCE Metro | Hinson | 230 | LDES |  |  | 0 | 0 | 0 | 0 | 0 | 0 | 0 | 0 | 0 | 1 | 1 | 1 | 1 | [14 empty] | 1 | 1 | 2 | 1 | 1 | 1 | 1 | 0
PG&E GBA | Hollister | 115 | LDES |  |  | 0 | 0 | 0 | 0 | 0 | 0 | 0 | 0 | 0 | 1 | 1 | 1 | 1 | 3 | [13 empty] | 2 | 2 | 4 | 2 | 3 | 1 | 1 | 0
PG&E NGBA | Homestake | 115 | LDES |  |  | 0 | 0 | 0 | 0 | 0 | 0 | 0 | 0 | 0 | 5 | 5 | 1 | 1 | [14 empty] | 2 | 1 | 4 | 2 | 3 | 1 | 1 | 0
PG&E NGBA | Honcut | 115 | LDES |  |  | 0 | 0 | 0 | 0 | 0 | 0 | 0 | 0 | 0 | 5 | 2 | 1 | 1 | [14 empty] | 2 | 1 | 4 | 2 | 3 | 1 | 1 | 0
SDGE | Hoodoo Wash | 500 | LDES |  |  | 0 | 0 | 0 | 0 | 0 | 0 | 0 | 0 | 0 | 5 | 3 | 1 | 1 | [14 empty] | 2 | 2 | 4 | 2 | 3 | 1 | 1 | 0
PG&E NGBA | Hopland | 115 | LDES |  |  | 0 | 0 | 0 | 0 | 0 | 0 | 0 | 0 | 0 | 5 | 5 | 1 | 1 | [14 empty] | 2 | 2 | 4 | 2 | 3 | 1 | 1 | 0
PG&E NGBA | Hopland | 60 | LDES |  |  | 0 | 0 | 0 | 0 | 0 | 0 | 0 | 0 | 0 | 5 | 5 | 1 | 1 | [14 empty] | 2 | 2 | 4 | 2 | 3 | 1 | 1 | 0
PG&E NGBA | Humboldt | 115 | LDES |  |  | 0 | 0 | 0 | 0 | 0 | 0 | 0 | 0 | 0 | 5 | 2 | 1 | 1 | 3 | [13 empty] | 2 | 2 | 3 | 2 | 3 | 1 | 1 | 0
PG&E NGBA | Humboldt | 60 | LDES |  |  | 0 | 0 | 0 | 0 | 0 | 0 | 0 | 0 | 0 | 5 | 2 | 1 | 1 | [14 empty] | 2 | 2 | 3 | 2 | 3 | 1 | 1 | 0
PG&E NGBA | Humboldt | 500 | LDES |  |  | 0 | 0 | 0 | 0 | 0 | 0 | 0 | 0 | 0 | 5 | 2 | 1 | 1 | [14 empty] | 2 | 2 | 3 | 2 | 3 | 1 | 1 | 0
SCE Metro | Huntington Beach | 230 | LDES |  |  | 0 | 0 | 0 | 0 | 0 | 0 | 0 | 0 | 0 | 1 | 1 | 1 | 1 | [14 empty] | 1 | 1 | 1 | 1 | 2 | 1 | 1 | 0
PG&E NGBA | Ignacio | 115 | LDES |  |  | 0 | 0 | 0 | 0 | 0 | 0 | 0 | 0 | 0 | 5 | 2 | 1 | 1 | 3 | [13 empty] | 2 | 1 | 4 | 1 | 3 | 1 | 1 | 0
PG&E NGBA | Ignacio | 230 | LDES |  |  | 0 | 0 | 0 | 0 | 0 | 0 | 0 | 0 | 0 | 5 | 5 | 1 | 1 | 3 | [13 empty] | 2 | 1 | 4 | 1 | 3 | 1 | 1 | 0
PG&E NGBA | Ignacio | 60 | LDES |  |  | 0 | 0 | 0 | 0 | 0 | 0 | 0 | 0 | 0 | 5 | 5 | 1 | 1 | 3 | [13 empty] | 2 | 1 | 4 | 1 | 3 | 1 | 1 | 0
SDGE | Imperial Beach | 69 | LDES |  |  | 0 | 0 | 0 | 0 | 0 | 0 | 0 | 0 | 0 | 3 | 3 | 1 | 1 | [14 empty] | 2 | 1 | 3 | 1 | 2 | 1 | 1 | 0
SDGE | Imperial Valley | 230 | LDES |  |  | 0 | 0 | 0 | 0 | 0 | 0 | 0 | 0 | 0 | 3 | 3 | 1 | 1 | 4 | [13 empty] | 1 | 1 | 2 | 2 | 1 | 1 | 1 | 0
SDGE | Imperial Valley | 500 | LDES |  |  | 0 | 0 | 0 | 0 | 0 | 0 | 0 | 0 | 0 | 3 | 3 | 1 | 1 | 5 | [13 empty] | 1 | 1 | 2 | 2 | 1 | 1 | 1 | 0
EOP | Innovation | 138 | LDES |  |  | 0 | 0 | 0 | 0 | 0 | 0 | 0 | 0 | 0 | 5 | 2 | 1 | 1 | [14 empty] | 2 | 2 | 4 | 1 | 3 | 1 | 1 | 0
EOP | Innovation | 230 | LDES |  |  | 0 | 0 | 0 | 0 | 0 | 0 | 0 | 0 | 0 | 5 | 2 | 1 | 1 | [14 empty] | 2 | 2 | 4 | 1 | 3 | 1 | 1 | 0
SCE NOL | Inyokern | 115 | LDES |  |  | 0 | 0 | 0 | 0 | 0 | 0 | 0 | 0 | 0 | 4 | 3 | 1 | 1 | [14 empty] | 2 | 2 | 4 | 1 | 3 | 1 | 1 | 0
EOP | IS Tap | 138 | LDES |  |  | 0 | 0 | 0 | 0 | 0 | 0 | 0 | 0 | 0 | 5 | 2 | 1 | 1 | [14 empty] | 2 | 2 | 4 | 1 | 3 | 1 | 1 | 0
EOP | Ivanpah | 115 | LDES |  |  | 0 | 0 | 0 | 0 | 0 | 0 | 0 | 0 | 0 | 5 | 2 | 1 | 1 | [14 empty] | 2 | 2 | 4 | 1 | 1 | 1 | 1 | 0
EOP | Ivanpah | 230 | LDES |  |  | 0 | 0 | 0 | 0 | 0 | 0 | 0 | 0 | 0 | 5 | 2 | 1 | 1 | [14 empty] | 2 | 2 | 4 | 1 | 1 | 1 | 1 | 0
EOP | Jackass (DOE) | 138 | LDES |  |  | 0 | 0 | 0 | 0 | 0 | 0 | 0 | 0 | 0 | 5 | 2 | 1 | 1 | [14 empty] | 2 | 2 | 4 | 1 | 3 | 1 | 1 | 0
PG&E NGBA | James B Black | 230 | LDES |  |  | 0 | 0 | 0 | 0 | 0 | 0 | 0 | 0 | 0 | 5 | 2 | 1 | 1 | [14 empty] | 2 | 2 | 4 | 2 | 3 | 1 | 1 | 0
PG&E GBA | Jefferson | 230 | LDES |  |  | 0 | 0 | 0 | 0 | 0 | 0 | 0 | 0 | 0 | 1 | 1 | 1 | 1 | [14 empty] | 2 | 1 | 3 | 1 | 2 | 1 | 1 | 0
PG&E NGBA | Jessup | 115 | LDES |  |  | 0 | 0 | 0 | 0 | 0 | 0 | 0 | 0 | 0 | 5 | 2 | 1 | 1 | [14 empty] | 2 | 2 | 3 | 2 | 3 | 1 | 1 | 0
SCE Metro | Johanna | 230 | LDES |  |  | 0 | 0 | 0 | 0 | 0 | 0 | 0 | 0 | 0 | 1 | 1 | 1 | 1 | [14 empty] | 1 | 1 | 2 | 1 | 1 | 1 | 1 | 0
SCE Eastern | Julian Hinds | 230 | LDES |  |  | 0 | 0 | 0 | 0 | 0 | 0 | 0 | 0 | 0 | 5 | 2 | 1 | 1 | [14 empty] | 2 | 1 | 4 | 1 | 3 | 1 | 1 | 0
PG&E GBA | Kasson | 115 | LDES |  |  | 0 | 0 | 0 | 0 | 0 | 0 | 0 | 0 | 0 | 1 | 1 | 1 | 1 | [14 empty] | 1 | 1 | 4 | 2 | 1 | 1 | 1 | 0
PG&E GBA | Kasson | 60 | LDES |  |  | 0 | 0 | 0 | 0 | 0 | 0 | 0 | 0 | 0 | 1 | 1 | 1 | 1 | [14 empty] | 1 | 1 | 4 | 2 | 1 | 1 | 1 | 0
PG&E FRESNO | Kearney | 230 | LDES |  |  | 0 | 0 | 0 | 0 | 0 | 0 | 0 | 0 | 0 | 5 | 2 | 5 | 2 | [14 empty] | 1 | 1 | 3 | 2 | 1 | 1 | 1 | 0
PG&E FRESNO | Kearney | 70 | LDES |  |  | 0 | 0 | 0 | 0 | 0 | 0 | 0 | 0 | 0 | 5 | 2 | 5 | 2 | [14 empty] | 1 | 1 | 3 | 2 | 1 | 1 | 1 | 0
PG&E GBA | Kelso | 230 | LDES |  |  | 0 | 0 | 0 | 0 | 0 | 0 | 0 | 0 | 0 | 5 | 2 | 1 | 1 | [14 empty] | 2 | 1 | 2 | 1 | 2 | 1 | 1 | 0
PG&E FRESNO | Kerchoff 1 | 115 | LDES |  |  | 0 | 0 | 0 | 0 | 0 | 0 | 0 | 0 | 0 | 5 | 2 | 5 | 2 | [14 empty] | 1 | 1 | 4 | 2 | 3 | 1 | 1 | 0
PG&E KERN | Kern Oil | 115 | LDES |  |  | 0 | 0 | 0 | 0 | 0 | 0 | 0 | 0 | 0 | 5 | 2 | 5 | 2 | [14 empty] | 1 | 1 | 1 | 1 | 1 | 1 | 1 | 0
PG&E KERN | Kern PP | 115 | LDES |  |  | 0 | 0 | 0 | 0 | 0 | 0 | 0 | 0 | 0 | 5 | 2 | 5 | 2 | [14 empty] | 1 | 1 | 2 | 1 | 2 | 1 | 1 | 0
PG&E KERN | Kern PP | 230 | LDES |  |  | 0 | 0 | 0 | 0 | 0 | 0 | 0 | 0 | 0 | 5 | 2 | 5 | 2 | [14 empty] | 1 | 1 | 2 | 1 | 2 | 1 | 1 | 0
PG&E KERN | Kern PP | 70 | LDES |  |  | 0 | 0 | 0 | 0 | 0 | 0 | 0 | 0 | 0 | 5 | 2 | 5 | 2 | [14 empty] | 1 | 1 | 2 | 1 | 2 | 1 | 1 | 0
PG&E KERN | Kernridge | 115 | LDES |  |  | 0 | 0 | 0 | 0 | 0 | 0 | 0 | 0 | 0 | 5 | 2 | 5 | 2 | [14 empty] | 1 | 1 | 1 | 1 | 1 | 1 | 1 | 0
PG&E FRESNO | Kingsburg | 115 | LDES |  |  | 0 | 0 | 0 | 0 | 0 | 0 | 0 | 0 | 0 | 5 | 2 | 5 | 2 | [14 empty] | 1 | 1 | 2 | 2 | 1 | 1 | 1 | 0
PG&E GBA | Kirker | 115 | LDES |  |  | 0 | 0 | 0 | 0 | 0 | 0 | 0 | 0 | 0 | 5 | 2 | 1 | 1 | [14 empty] | 2 | 1 | 3 | 1 | 1 | 1 | 1 | 0
PG&E NGBA | Knights Landing | 115 | LDES |  |  | 0 | 0 | 0 | 0 | 0 | 0 | 0 | 0 | 0 | 5 | 2 | 1 | 1 | [14 empty] | 2 | 1 | 4 | 2 | 3 | 1 | 1 | 0
PG&E NGBA | Konocti | 60 | LDES |  |  | 0 | 0 | 0 | 0 | 0 | 0 | 0 | 0 | 0 | 5 | 5 | 1 | 1 | [14 empty] | 2 | 2 | 4 | 2 | 3 | 1 | 1 | 0
SCE NOL | Kramer | 115 | LDES |  |  | 0 | 0 | 0 | 0 | 0 | 0 | 0 | 0 | 0 | 4 | 3 | 1 | 1 | 3 | [13 empty] | 2 | 1 | 4 | 1 | 3 | 1 | 1 | 0
SCE NOL | Kramer | 230 | LDES |  |  | 0 | 0 | 0 | 0 | 0 | 0 | 0 | 0 | 0 | 4 | 3 | 1 | 1 | 4 | [13 empty] | 2 | 1 | 4 | 1 | 3 | 1 | 1 | 0
SCE Metro | La Cienega | 230 | LDES |  |  | 0 | 0 | 0 | 0 | 0 | 0 | 0 | 0 | 0 | 1 | 1 | 1 | 1 | [14 empty] | 1 | 1 | 2 | 1 | 2 | 1 | 1 | 0
SCE Metro | La Fresa | 230 | LDES |  |  | 0 | 0 | 0 | 0 | 0 | 0 | 0 | 0 | 0 | 1 | 1 | 1 | 1 | [14 empty] | 1 | 1 | 2 | 1 | 2 | 1 | 1 | 0
SCE Metro | Laguna Bell | 230 | LDES |  |  | 0 | 0 | 0 | 0 | 0 | 0 | 0 | 0 | 0 | 1 | 1 | 1 | 1 | 5 | [13 empty] | 1 | 1 | 2 | 1 | 1 | 1 | 1 | 0
PG&E KERN | Lakeview | 70 | LDES |  |  | 0 | 0 | 0 | 0 | 0 | 0 | 0 | 0 | 0 | 5 | 5 | 5 | 2 | [14 empty] | 1 | 1 | 4 | 1 | 1 | 1 | 1 | 0
PG&E NGBA | Lakeville | 230 | LDES |  |  | 0 | 0 | 0 | 0 | 0 | 0 | 0 | 0 | 0 | 5 | 5 | 1 | 1 | 3 | [13 empty] | 2 | 1 | 4 | 2 | 3 | 1 | 1 | 0
PG&E NGBA | Lakeville | 60 | LDES |  |  | 0 | 0 | 0 | 0 | 0 | 0 | 0 | 0 | 0 | 5 | 5 | 1 | 1 | [14 empty] | 2 | 1 | 4 | 2 | 3 | 1 | 1 | 0
PG&E NGBA | Lakeville | 115 | LDES |  |  | 0 | 0 | 0 | 0 | 0 | 0 | 0 | 0 | 0 | 5 | 5 | 1 | 1 | 3 | [13 empty] | 2 | 1 | 4 | 2 | 3 | 1 | 1 | 0
PG&E GBA | Lakewood | 115 | LDES |  |  | 0 | 0 | 0 | 0 | 0 | 0 | 0 | 0 | 0 | 5 | 2 | 1 | 1 | [14 empty] | 2 | 1 | 3 | 1 | 2 | 1 | 1 | 0
PG&E NGBA | Lambie | 230 | LDES |  |  | 0 | 0 | 0 | 0 | 0 | 0 | 0 | 0 | 0 | 5 | 5 | 1 | 1 | [14 empty] | 2 | 1 | 1 | 1 | 1 | 1 | 1 | 0
PG&E GBA | Lammers | 115 | LDES |  |  | 0 | 0 | 0 | 0 | 0 | 0 | 0 | 0 | 0 | 5 | 5 | 1 | 1 | 3 | [13 empty] | 1 | 1 | 1 | 2 | 2 | 1 | 1 | 0
PG&E KERN | Lamont | 115 | LDES |  |  | 0 | 0 | 0 | 0 | 0 | 0 | 0 | 0 | 0 | 5 | 2 | 5 | 2 | 3 | [13 empty] | 1 | 1 | 2 | 1 | 1 | 1 | 1 | 0
PG&E FRESNO | Las Aguilas | 230 | LDES |  |  | 0 | 0 | 0 | 0 | 0 | 0 | 0 | 0 | 0 | 5 | 2 | 5 | 2 | [14 empty] | 2 | 2 | 4 | 2 | 2 | 1 | 1 | 0
EOP | Lathrop | 138 | LDES |  |  | 0 | 0 | 0 | 0 | 0 | 0 | 0 | 0 | 0 | 5 | 2 | 1 | 1 | [14 empty] | 2 | 2 | 4 | 1 | 3 | 1 | 1 | 0
EOP | Lathrop | 230 | LDES |  |  | 0 | 0 | 0 | 0 | 0 | 0 | 0 | 0 | 0 | 5 | 2 | 1 | 1 | [14 empty] | 2 | 2 | 4 | 1 | 3 | 1 | 1 | 0
PG&E FRESNO | Le Grand | 115 | LDES |  |  | 0 | 0 | 0 | 0 | 0 | 0 | 0 | 0 | 0 | 5 | 2 | 5 | 2 | 3 | [13 empty] | 1 | 1 | 3 | 2 | 1 | 1 | 1 | 0
PG&E FRESNO | Lemoore | 70 | LDES |  |  | 0 | 0 | 0 | 0 | 0 | 0 | 0 | 0 | 0 | 5 | 2 | 5 | 2 | [14 empty] | 1 | 1 | 3 | 2 | 2 | 1 | 1 | 0
PG&E KERN | Lerdo | 115 | LDES |  |  | 0 | 0 | 0 | 0 | 0 | 0 | 0 | 0 | 0 | 5 | 2 | 5 | 2 | [14 empty] | 1 | 1 | 4 | 1 | 1 | 1 | 1 | 0
SCE Metro | Lewis | 230 | LDES |  |  | 0 | 0 | 0 | 0 | 0 | 0 | 0 | 0 | 0 | 1 | 1 | 1 | 1 | [14 empty] | 1 | 1 | 3 | 1 | 2 | 1 | 1 | 0
SCE Metro | Lighthipe | 230 | LDES |  |  | 0 | 0 | 0 | 0 | 0 | 0 | 0 | 0 | 0 | 1 | 1 | 1 | 1 | [14 empty] | 1 | 1 | 2 | 1 | 1 | 1 | 1 | 0
SDGE | Lilac | 69 | LDES |  |  | 0 | 0 | 0 | 0 | 0 | 0 | 0 | 0 | 0 | 3 | 3 | 1 | 1 | [14 empty] | 2 | 1 | 3 | 1 | 3 | 1 | 1 | 0
PG&E NGBA | Lincoln | 115 | LDES |  |  | 0 | 0 | 0 | 0 | 0 | 0 | 0 | 0 | 0 | 5 | 2 | 1 | 1 | [14 empty] | 2 | 1 | 3 | 2 | 3 | 1 | 1 | 0
PG&E KERN | Live Oak | 115 | LDES |  |  | 0 | 0 | 0 | 0 | 0 | 0 | 0 | 0 | 0 | 5 | 2 | 5 | 2 | [14 empty] | 1 | 1 | 1 | 1 | 1 | 1 | 1 | 0
PG&E GBA | Llagas | 115 | LDES |  |  | 0 | 0 | 0 | 0 | 0 | 0 | 0 | 0 | 0 | 1 | 1 | 1 | 1 | [14 empty] | 2 | 1 | 2 | 2 | 1 | 1 | 1 | 0
PG&E GBA | Lockeford | 115 | LDES |  |  | 0 | 0 | 0 | 0 | 0 | 0 | 0 | 0 | 0 | 1 | 1 | 1 | 1 | [14 empty] | 1 | 1 | 4 | 2 | 2 | 1 | 1 | 0
PG&E GBA | Lockeford | 230 | LDES |  |  | 0 | 0 | 0 | 0 | 0 | 0 | 0 | 0 | 0 | 5 | 2 | 1 | 1 | [14 empty] | 1 | 1 | 4 | 2 | 2 | 1 | 1 | 0
PG&E GBA | Lockeford | 60 | LDES |  |  | 0 | 0 | 0 | 0 | 0 | 0 | 0 | 0 | 0 | 5 | 2 | 1 | 1 | [14 empty] | 1 | 1 | 4 | 2 | 2 | 1 | 1 | 0
PG&E GBA | Lodi | 230 | LDES |  |  | 0 | 0 | 0 | 0 | 0 | 0 | 0 | 0 | 0 | 5 | 2 | 1 | 1 | [14 empty] | 1 | 1 | 1 | 2 | 1 | 1 | 1 | 0
PG&E NGBA | Logan Creek | 230 | LDES |  |  | 0 | 0 | 0 | 0 | 0 | 0 | 0 | 0 | 0 | 5 | 5 | 1 | 1 | [14 empty] | 2 | 2 | 4 | 1 | 2 | 1 | 1 | 0
PG&E GBA | Lone Tree | 230 | LDES |  |  | 0 | 0 | 0 | 0 | 0 | 0 | 0 | 0 | 0 | 5 | 5 | 1 | 1 | [14 empty] | 2 | 1 | 3 | 1 | 2 | 1 | 1 | 0
PG&E FRESNO | Los Banos | 230 | LDES |  |  | 0 | 0 | 0 | 0 | 0 | 0 | 0 | 0 | 0 | 5 | 2 | 5 | 2 | 3 | [13 empty] | 1 | 1 | 4 | 2 | 1 | 1 | 1 | 0
PG&E FRESNO | Los Banos | 500 | LDES |  |  | 0 | 0 | 0 | 0 | 0 | 0 | 0 | 0 | 0 | 1 | 1 | 1 | 1 | 2 | [13 empty] | 1 | 1 | 4 | 2 | 1 | 1 | 1 | 0
SDGE | Los Coches | 138 | LDES |  |  | 0 | 0 | 0 | 0 | 0 | 0 | 0 | 0 | 0 | 3 | 3 | 1 | 1 | [14 empty] | 2 | 2 | 4 | 2 | 3 | 1 | 1 | 0
SDGE | Los Coches | 69 | LDES |  |  | 0 | 0 | 0 | 0 | 0 | 0 | 0 | 0 | 0 | 3 | 3 | 1 | 1 | [14 empty] | 2 | 2 | 4 | 2 | 3 | 1 | 1 | 0
PG&E GBA | Los Esteros | 115 | LDES |  |  | 0 | 0 | 0 | 0 | 0 | 0 | 0 | 0 | 0 | 1 | 1 | 1 | 1 | 4 | [13 empty] | 2 | 1 | 1 | 2 | 1 | 1 | 1 | 0
PG&E GBA | Los Esteros | 230 | LDES |  |  | 0 | 0 | 0 | 0 | 0 | 0 | 0 | 0 | 0 | 1 | 1 | 1 | 1 | [14 empty] | 2 | 1 | 1 | 2 | 1 | 1 | 1 | 0
PG&E GBA | Los Positas | 230 | LDES |  |  | 0 | 0 | 0 | 0 | 0 | 0 | 0 | 0 | 0 | 5 | 5 | 1 | 1 | 3 | [13 empty] | 2 | 1 | 3 | 1 | 3 | 1 | 1 | 0
PG&E GBA | Los Positas | 60 | LDES |  |  | 0 | 0 | 0 | 0 | 0 | 0 | 0 | 0 | 0 | 5 | 5 | 1 | 1 | 3 | [13 empty] | 2 | 1 | 3 | 1 | 3 | 1 | 1 | 0
SDGE | Loveland | 69 | LDES |  |  | 0 | 0 | 0 | 0 | 0 | 0 | 0 | 0 | 0 | 3 | 3 | 1 | 1 | [14 empty] | 2 | 1 | 3 | 1 | 3 | 1 | 1 | 0
SCE NOL | Lugo | 230 | LDES |  |  | 362 | 0 | 362 | 0 | 0 | 0 | 362 | 0 | 362 | 1 | 1 | 1 | 1 | [14 empty] | 2 | 1 | 4 | 1 | 2 | 5- | 1 | 1
SCE Metro | Lugo | 500 | LDES |  |  | 0 | 0 | 0 | 0 | 0 | 0 | 0 | 0 | 0 | 1 | 1 | 1 | 1 | 5 | [13 empty] | 2 | 1 | 4 | 1 | 2 | 1+ | 1 | 1
PG&E FRESNO | Madera | 70 | LDES |  |  | 0 | 0 | 0 | 0 | 0 | 0 | 0 | 0 | 0 | 5 | 2 | 5 | 2 | [14 empty] | 1 | 1 | 4 | 2 | 1 | 1 | 1 | 0
PG&E NGBA | Madison | 115 | LDES |  |  | 0 | 0 | 0 | 0 | 0 | 0 | 0 | 0 | 0 | 5 | 5 | 1 | 1 | [14 empty] | 2 | 1 | 4 | 2 | 3 | 1 | 1 | 0
PG&E KERN | Magunden | 115 | LDES |  |  | 0 | 0 | 0 | 0 | 0 | 0 | 0 | 0 | 0 | 5 | 2 | 5 | 2 | [14 empty] | 1 | 1 | 2 | 1 | 1 | 1 | 1 | 0
SCE Northern | Magunden | 230 | LDES |  |  | 0 | 0 | 0 | 0 | 0 | 0 | 0 | 0 | 0 | 1 | 1 | 1 | 1 | [14 empty] | 1 | 1 | 2 | 1 | 1 | 1 | 1 | 0
PG&E FRESNO | Malaga | 115 | LDES |  |  | 0 | 0 | 0 | 0 | 0 | 0 | 0 | 0 | 0 | 5 | 2 | 5 | 2 | [14 empty] | 1 | 1 | 1 | 2 | 1 | 1 | 1 | 0
PG&E NGBA | Malin | 500 | LDES |  |  | 0 | 0 | 0 | 0 | 0 | 0 | 0 | 0 | 0 | 5 | 2 | 1 | 1 | [14 empty] | 2 | 2 | 4 | 2 | 3 | 1+ | 1 | 1
SCE Northern | Mandalay | 230 | LDES |  |  | 0 | 0 | 0 | 0 | 0 | 0 | 0 | 0 | 0 | 5 | 2 | 1 | 1 | [14 empty] | 2 | 1 | 2 | 1 | 1 | 1 | 1 | 0
PG&E FRESNO | Manning | 230 | LDES |  |  | 0 | 0 | 0 | 0 | 0 | 0 | 0 | 0 | 0 | 5 | 2 | 5 | 2 | 1 | [13 empty] | 1 | 1 | 2 | 2 | 1 | 1 | 1 | 0
PG&E FRESNO | Manning | 500 | LDES |  |  | 0 | 0 | 0 | 0 | 0 | 0 | 0 | 0 | 0 | 1 | 1 | 1 | 1 | 2 | [13 empty] | 1 | 1 | 2 | 2 | 1 | 1 | 1 | 0
PG&E GBA | Manteca | 115 | LDES |  |  | 0 | 0 | 0 | 0 | 0 | 0 | 0 | 0 | 0 | 5 | 5 | 5 | 2 | [14 empty] | 1 | 1 | 2 | 2 | 2 | 1 | 1 | 0
SDGE | Margarita | 138 | LDES |  |  | 0 | 0 | 0 | 0 | 0 | 0 | 0 | 0 | 0 | 1 | 1 | 1 | 1 | [14 empty] | 1 | 1 | 2 | 1 | 3 | 1 | 1 | 0
PG&E GBA | Martin | 230 | LDES |  |  | 0 | 0 | 0 | 0 | 0 | 0 | 0 | 0 | 0 | 5 | 2 | 1 | 1 | 3 | [13 empty] | 2 | 1 | 3 | 1 | 2 | 1 | 1 | 0
PG&E GBA | Martin | 115 | LDES |  |  | 0 | 0 | 0 | 0 | 0 | 0 | 0 | 0 | 0 | 1 | 1 | 1 | 1 | 4 | [13 empty] | 2 | 1 | 3 | 1 | 2 | 1 | 1 | 0
PG&E GBA | Martinez | 115 | LDES |  |  | 0 | 0 | 0 | 0 | 0 | 0 | 0 | 0 | 0 | 5 | 2 | 1 | 1 | [14 empty] | 2 | 1 | 1 | 1 | 1 | 1 | 1 | 0
PG&E FRESNO | Mc Mullin | 230 | LDES |  |  | 0 | 0 | 0 | 0 | 0 | 0 | 0 | 0 | 0 | 5 | 2 | 5 | 2 | [14 empty] | 1 | 1 | 3 | 2 | 1 | 1 | 1 | 0
PG&E FRESNO | McCall | 115 | LDES |  |  | 0 | 0 | 0 | 0 | 0 | 0 | 0 | 0 | 0 | 5 | 2 | 5 | 2 | [14 empty] | 1 | 1 | 3 | 2 | 1 | 1 | 1 | 0
PG&E FRESNO | McCall | 230 | LDES |  |  | 0 | 0 | 0 | 0 | 0 | 0 | 0 | 0 | 0 | 5 | 2 | 5 | 2 | [14 empty] | 1 | 1 | 3 | 2 | 1 | 1 | 1 | 0
PG&E GBA | Meadow Lane | 115 | LDES |  |  | 0 | 0 | 0 | 0 | 0 | 0 | 0 | 0 | 0 | 5 | 2 | 1 | 1 | [14 empty] | 2 | 1 | 2 | 1 | 1 | 1 | 1 | 0
PG&E GBA | Melones | 115 | LDES |  |  | 0 | 0 | 0 | 0 | 0 | 0 | 0 | 0 | 0 | 5 | 5 | 1 | 1 | [14 empty] | 2 | 1 | 4 | 1 | 3 | 1 | 1 | 0
PG&E GBA | Melones | 230 | LDES |  |  | 0 | 0 | 0 | 0 | 0 | 0 | 0 | 0 | 0 | 5 | 5 | 1 | 1 | [14 empty] | 2 | 1 | 4 | 1 | 3 | 1 | 1 | 0
SDGE | Melrose | 69 | LDES |  |  | 0 | 0 | 0 | 0 | 0 | 0 | 0 | 0 | 0 | 3 | 3 | 1 | 1 | [14 empty] | 2 | 1 | 3 | 1 | 3 | 1 | 1 | 0
PG&E NGBA | Mendocino | 115 | LDES |  |  | 0 | 0 | 0 | 0 | 0 | 0 | 0 | 0 | 0 | 5 | 5 | 1 | 1 | [14 empty] | 2 | 2 | 4 | 2 | 3 | 1 | 1 | 0
PG&E NGBA | Mendocino | 60 | LDES |  | Mapped as Flow-Battery | 0 | 0 | 0 | 0 | 0 | 0 | 0 | 0 | 0 | 5 | 5 | 1 | 1 | [14 empty] | 2 | 2 | 4 | 2 | 3 | 1 | 5 | 1
PG&E FRESNO | Mendota | 115 | LDES |  |  | 0 | 0 | 0 | 0 | 0 | 0 | 0 | 0 | 0 | 5 | 2 | 5 | 2 | 1 | [13 empty] | 1 | 1 | 3 | 2 | 1 | 1 | 1 | 0
PG&E GBA | Menlo | 60 | LDES |  |  | 0 | 0 | 0 | 0 | 0 | 0 | 0 | 0 | 0 | 5 | 2 | 1 | 1 | [14 empty] | 2 | 1 | 3 | 1 | 2 | 1 | 1 | 0
PG&E FRESNO | Merced | 115 | LDES |  |  | 0 | 0 | 0 | 0 | 0 | 0 | 0 | 0 | 0 | 5 | 2 | 5 | 2 | [14 empty] | 1 | 1 | 4 | 2 | 1 | 1 | 1 | 0
EOP | Mercury | 138 | LDES |  |  | 0 | 0 | 0 | 0 | 0 | 0 | 0 | 0 | 0 | 5 | 2 | 1 | 1 | [14 empty] | 2 | 2 | 4 | 1 | 3 | 1 | 1 | 0
PG&E FRESNO | Mercy Springs | 70 | LDES |  |  | 0 | 0 | 0 | 0 | 0 | 0 | 0 | 0 | 0 | 5 | 2 | 5 | 2 | [14 empty] | 1 | 1 | 4 | 2 | 1 | 1 | 1 | 0
PG&E NGBA | Meridian | 60 | LDES |  |  | 0 | 0 | 0 | 0 | 0 | 0 | 0 | 0 | 0 | 5 | 5 | 1 | 1 | [14 empty] | 2 | 2 | 4 | 1 | 3 | 1 | 1 | 0
PG&E KERN | Mesa (PGE) | 115 | LDES |  |  | 0 | 0 | 0 | 0 | 0 | 0 | 0 | 0 | 0 | 5 | 2 | 5 | 2 | [14 empty] | 2 | 2 | 3 | 2 | 2 | 1 | 1 | 0
PG&E KERN | Mesa (PGE) | 230 | LDES |  |  | 100 | 0 | 100 | 0 | 0 | 0 | 100 | 0 | 100 | 5 | 2 | 5 | 2 | [14 empty] | 2 | 2 | 3 | 2 | 2 | 5- | 1 | 1
SCE Metro | Mesa (SCE) | 230 | LDES |  |  | 0 | 0 | 0 | 0 | 0 | 0 | 0 | 0 | 0 | 1 | 1 | 1 | 1 | [14 empty] | 1 | 1 | 3 | 1 | 2 | 1 | 1 | 0
SCE Metro | Mesa (SCE) | 500 | LDES |  |  | 0 | 0 | 0 | 0 | 0 | 0 | 0 | 0 | 0 | 1 | 1 | 1 | 1 | [14 empty] | 1 | 1 | 3 | 1 | 2 | 1 | 1 | 0
SDGE | Mesa Heights | 69 | LDES |  |  | 0 | 0 | 0 | 0 | 0 | 0 | 0 | 0 | 0 | 3 | 3 | 1 | 1 | [14 empty] | 2 | 1 | 2 | 1 | 3 | 1 | 1 | 0
PG&E GBA | Metcalf | 115 | LDES |  |  | 0 | 0 | 0 | 0 | 0 | 0 | 0 | 0 | 0 | 1 | 1 | 1 | 1 | 4 | [13 empty] | 2 | 1 | 1 | 2 | 3 | 1 | 1 | 0
PG&E GBA | Metcalf | 230 | LDES |  |  | 0 | 0 | 0 | 0 | 0 | 0 | 0 | 0 | 0 | 1 | 1 | 1 | 1 | 4 | [13 empty] | 2 | 1 | 1 | 2 | 3 | 1 | 1 | 0
PG&E GBA | Metcalf | 500 | LDES |  |  | 0 | 0 | 0 | 0 | 0 | 0 | 0 | 0 | 0 | 1 | 1 | 1 | 1 | 5 | [13 empty] | 2 | 1 | 1 | 2 | 3 | 1 | 1 | 0
PG&E KERN | Midway | 115 | LDES |  |  | 0 | 0 | 0 | 0 | 0 | 0 | 0 | 0 | 0 | 5 | 2 | 5 | 2 | 4 | [13 empty] | 1 | 1 | 3 | 1 | 1 | 1 | 1 | 0
PG&E KERN | Midway | 230 | LDES |  |  | 0 | 0 | 0 | 0 | 0 | 0 | 0 | 0 | 0 | 5 | 2 | 5 | 2 | 4 | [13 empty] | 1 | 1 | 3 | 1 | 1 | 1 | 1 | 0
PG&E KERN | Midway | 500 | LDES |  |  | 0 | 0 | 0 | 0 | 0 | 0 | 0 | 0 | 0 | 5 | 2 | 4 | 2 | 5 | [13 empty] | 1 | 1 | 3 | 1 | 1 | 1 | 1 | 0
SDGE | Miguel | 230 | LDES |  |  | 0 | 0 | 0 | 0 | 0 | 0 | 0 | 0 | 0 | 3 | 3 | 1 | 1 | [14 empty] | 2 | 1 | 3 | 1 | 2 | 1 | 1 | 0
SDGE | Miguel | 500 | LDES |  |  | 0 | 0 | 0 | 0 | 0 | 0 | 0 | 0 | 0 | 3 | 3 | 1 | 1 | [14 empty] | 2 | 1 | 3 | 1 | 2 | 1 | 1 | 0
SDGE | Miguel | 69 | LDES |  |  | 0 | 0 | 0 | 0 | 0 | 0 | 0 | 0 | 0 | 3 | 3 | 1 | 1 | [14 empty] | 2 | 1 | 3 | 1 | 2 | 1 | 1 | 0
PG&E GBA | Millbrae | 115 | LDES |  |  | 0 | 0 | 0 | 0 | 0 | 0 | 0 | 0 | 0 | 1 | 1 | 1 | 1 | [14 empty] | 2 | 1 | 3 | 1 | 2 | 1 | 1 | 0
PG&E GBA | Miller | 115 | LDES |  |  | 0 | 0 | 0 | 0 | 0 | 0 | 0 | 0 | 0 | 5 | 5 | 1 | 1 | [14 empty] | 1 | 1 | 4 | 2 | 1 | 1 | 1 | 0
SCE Metro | Mira Loma | 230 | LDES |  |  | 0 | 0 | 0 | 0 | 0 | 0 | 0 | 0 | 0 | 1 | 1 | 1 | 1 | 5 | [13 empty] | 1 | 1 | 1 | 1 | 1 | 1 | 1 | 0
SCE Metro | Mira Loma | 500 | LDES |  |  | 0 | 0 | 0 | 0 | 0 | 0 | 0 | 0 | 0 | 1 | 1 | 1 | 1 | 5 | [13 empty] | 1 | 1 | 1 | 1 | 1 | 1 | 1 | 0
SCE Eastern | Mirage | 115 | LDES |  |  | 0 | 0 | 0 | 0 | 0 | 0 | 0 | 0 | 0 | 5 | 2 | 1 | 1 | [14 empty] | 2 | 1 | 3 | 1 | 3 | 1 | 1 | 0
SCE Eastern | Mirage | 230 | LDES |  |  | 0 | 0 | 0 | 0 | 0 | 0 | 0 | 0 | 0 | 5 | 2 | 1 | 1 | [14 empty] | 2 | 1 | 3 | 1 | 3 | 1 | 1 | 0
SDGE | Mission | 138 | LDES |  |  | 0 | 0 | 0 | 0 | 0 | 0 | 0 | 0 | 0 | 3 | 3 | 1 | 1 | [14 empty] | 2 | 1 | 2 | 1 | 2 | 1 | 1 | 0
SDGE | Mission | 230 | LDES |  |  | 0 | 0 | 0 | 0 | 0 | 0 | 0 | 0 | 0 | 3 | 3 | 1 | 1 | [14 empty] | 2 | 1 | 2 | 1 | 2 | 1 | 1 | 0
SDGE | Mission | 69 | LDES |  |  | 0 | 0 | 0 | 0 | 0 | 0 | 0 | 0 | 0 | 3 | 3 | 1 | 1 | [14 empty] | 2 | 1 | 2 | 1 | 2 | 1 | 1 | 0
PG&E GBA | Mi-Wuk | 115 | LDES |  |  | 0 | 0 | 0 | 0 | 0 | 0 | 0 | 0 | 0 | 5 | 5 | 1 | 1 | [14 empty] | 2 | 1 | 4 | 1 | 3 | 1 | 1 | 0
EOP | Mohave | 500 | LDES |  |  | 0 | 0 | 0 | 0 | 0 | 0 | 0 | 0 | 0 | 5 | 2 | 1 | 1 | 5 | [13 empty] | 2 | 2 | 3 | 1 | 3 | 1 | 1 | 0
PG&E NGBA | Monroe | 115 | LDES |  |  | 0 | 0 | 0 | 0 | 0 | 0 | 0 | 0 | 0 | 5 | 5 | 1 | 1 | [14 empty] | 2 | 1 | 3 | 2 | 2 | 1 | 1 | 0
SDGE | Monserate | 69 | LDES |  |  | 0 | 0 | 0 | 0 | 0 | 0 | 0 | 0 | 0 | 3 | 3 | 1 | 1 | [14 empty] | 2 | 1 | 3 | 1 | 3 | 1 | 1 | 0
PG&E GBA | Monta Vista | 115 | LDES |  |  | 0 | 0 | 0 | 0 | 0 | 0 | 0 | 0 | 0 | 1 | 1 | 1 | 1 | [14 empty] | 2 | 1 | 3 | 2 | 3 | 1 | 1 | 0
PG&E GBA | Monta Vista | 230 | LDES |  |  | 0 | 0 | 0 | 0 | 0 | 0 | 0 | 0 | 0 | 1 | 1 | 1 | 1 | [14 empty] | 2 | 1 | 3 | 2 | 3 | 1 | 1 | 0
PG&E GBA | Monta Vista | 60 | LDES |  |  | 0 | 0 | 0 | 0 | 0 | 0 | 0 | 0 | 0 | 1 | 1 | 1 | 1 | [14 empty] | 2 | 1 | 3 | 2 | 3 | 1 | 1 | 0
PG&E NGBA | Monticello | 115 | LDES |  |  | 0 | 0 | 0 | 0 | 0 | 0 | 0 | 0 | 0 | 5 | 5 | 1 | 1 | [14 empty] | 2 | 1 | 4 | 2 | 3 | 1 | 1 | 0
SCE Northern | Moorpark | 230 | LDES |  |  | 0 | 0 | 0 | 0 | 0 | 0 | 0 | 0 | 0 | 5 | 2 | 1 | 1 | 4 | [13 empty] | 2 | 1 | 4 | 1 | 3 | 1 | 1 | 0
SCE Northern | Moorpark | 66 | LDES |  |  | 0 | 0 | 0 | 0 | 0 | 0 | 0 | 0 | 0 | 5 | 2 | 1 | 1 | [14 empty] | 2 | 1 | 4 | 1 | 3 | 1 | 1 | 0
PG&E GBA | Moraga | 115 | LDES |  |  | 0 | 0 | 0 | 0 | 0 | 0 | 0 | 0 | 0 | 5 | 2 | 1 | 1 | [14 empty] | 2 | 1 | 3 | 1 | 3 | 1 | 1 | 0
PG&E GBA | Moraga | 230 | LDES |  |  | 0 | 0 | 0 | 0 | 0 | 0 | 0 | 0 | 0 | 5 | 2 | 1 | 1 | [14 empty] | 2 | 1 | 3 | 1 | 3 | 1 | 1 | 0
PG&E GBA | Morgan Hill | 115 | LDES |  |  | 0 | 0 | 0 | 0 | 0 | 0 | 0 | 0 | 0 | 1 | 1 | 1 | 1 | [14 empty] | 2 | 1 | 3 | 2 | 2 | 1 | 1 | 0
PG&E KERN | Morro Bay | 115 | LDES |  |  | 0 | 0 | 0 | 0 | 0 | 0 | 0 | 0 | 0 | 5 | 2 | 5 | 2 | [14 empty] | 2 | 2 | 2 | 2 | 3 | 1 | 1 | 0
PG&E KERN | Morro Bay | 230 | LDES |  |  | 500 | 0 | 500 | 0 | 0 | 0 | 500 | 0 | 500 | 5 | 2 | 5 | 2 | [14 empty] | 2 | 2 | 2 | 2 | 3 | 5- | 1 | 1
PG&E KERN | Morro Bay | 500 | LDES |  |  | 0 | 0 | 0 | 0 | 0 | 0 | 0 | 0 | 0 | 5 | 2 | 4 | 2 | [14 empty] | 2 | 2 | 2 | 2 | 3 | 1 | 1 | 0
PG&E GBA | Moss Landing | 115 | LDES |  |  | 0 | 0 | 0 | 0 | 0 | 0 | 0 | 0 | 0 | 1 | 1 | 1 | 1 | [14 empty] | 2 | 2 | 1 | 2 | 2 | 1 | 1 | 0
PG&E GBA | Moss Landing | 230 | LDES |  |  | 0 | 0 | 0 | 0 | 0 | 0 | 0 | 0 | 0 | 1 | 1 | 1 | 1 | [14 empty] | 2 | 2 | 1 | 2 | 2 | 1 | 1 | 0
PG&E GBA | Moss Landing | 500 | LDES |  |  | 0 | 0 | 0 | 0 | 0 | 0 | 0 | 0 | 0 | 5 | 2 | 1 | 1 | 5 | [13 empty] | 2 | 2 | 1 | 2 | 2 | 1 | 1 | 0
EOP | Mountain Pass | 115 | LDES |  |  | 0 | 0 | 0 | 0 | 0 | 0 | 0 | 0 | 0 | 5 | 2 | 1 | 1 | [14 empty] | 2 | 2 | 4 | 1 | 1 | 1 | 1 | 0
PG&E GBA | Mountain View | 115 | LDES |  |  | 0 | 0 | 0 | 0 | 0 | 0 | 0 | 0 | 0 | 1 | 1 | 1 | 1 | [14 empty] | 2 | 1 | 2 | 2 | 2 | 1 | 1 | 0
PG&E GBA | Mt Eden | 115 | LDES |  |  | 0 | 0 | 0 | 0 | 0 | 0 | 0 | 0 | 0 | 5 | 2 | 1 | 1 | [14 empty] | 2 | 1 | 2 | 1 | 2 | 1 | 1 | 0
PG&E KERN | Mt Poso | 115 | LDES |  |  | 0 | 0 | 0 | 0 | 0 | 0 | 0 | 0 | 0 | 5 | 2 | 5 | 2 | [14 empty] | 1 | 1 | 2 | 1 | 1 | 1 | 1 | 0
SDGE | Murray | 69 | LDES |  |  | 0 | 0 | 0 | 0 | 0 | 0 | 0 | 0 | 0 | 3 | 3 | 1 | 1 | [14 empty] | 2 | 1 | 2 | 1 | 2 | 1 | 1 | 0
PG&E FRESNO | Mustang | 230 | LDES |  |  | 0 | 0 | 0 | 0 | 0 | 0 | 0 | 0 | 0 | 5 | 2 | 5 | 2 | [14 empty] | 1 | 1 | 1 | 2 | 1 | 1 | 1 | 0
SCE Northern | Neenach | 66 | LDES |  |  | 0 | 0 | 0 | 0 | 0 | 0 | 0 | 0 | 0 | 1 | 1 | 1 | 1 | [14 empty] | 2 | 1 | 4 | 1 | 3 | 1 | 1 | 0
PG&E KERN | New Sub - Gates - Midway (Proposed) | 230 | LDES |  |  | 0 | 0 | 0 | 0 | 0 | 0 | 0 | 0 | 0 | 5 | 2 | 5 | 2 | 3 | [13 empty] | 1 | 1 | 4 | 2 | 1 | 1 | 1 | 0
PG&E KERN | New Sub - Gates - Templeton (Proposed) | 230 | LDES |  |  | 0 | 0 | 0 | 0 | 0 | 0 | 0 | 0 | 0 | 5 | 2 | 5 | 2 | [14 empty] | 1 | 1 | 4 | 2 | 1 | 1 | 1 | 0
SCE NOL | New Sub - Kramer - Lugo (Proposed) | 230 | LDES |  |  | 0 | 0 | 0 | 0 | 0 | 0 | 0 | 0 | 0 | 4 | 3 | 1 | 1 | [14 empty] | 2 | 1 | 2 | 1 | 1 | 1 | 1 | 0
PG&E FRESNO | New Sub - Los Banos - Midway (Proposed) | 500 | LDES |  |  | 0 | 0 | 0 | 0 | 0 | 0 | 0 | 0 | 0 | 5 | 2 | 4 | 2 | 5 | [13 empty] | 1 | 1 | 4 | 2 | 1 | 1 | 1 | 0
SCE NOL | New Sub - Lugo - Pisgah (Proposed) | 230 | LDES |  |  | 0 | 0 | 0 | 0 | 0 | 0 | 0 | 0 | 0 | 1 | 1 | 1 | 1 | [14 empty] | 2 | 1 | 3 | 1 | 3 | 1 | 1 | 0
PG&E KERN | New Sub - Midway - Wheeler Ridge (Proposed) | 230 | LDES |  |  | 0 | 0 | 0 | 0 | 0 | 0 | 0 | 0 | 0 | 5 | 2 | 5 | 2 | [14 empty] | 1 | 1 | 3 | 1 | 1 | 1 | 1 | 0
PG&E NGBA | New Sub - Near existing Leavitt (PSREC) | 345 | LDES |  |  | 0 | 0 | 0 | 0 | 0 | 0 | 0 | 0 | 0 | 5 | 2 | 1 | 1 | [14 empty] | 2 | 2 | 1 | 1 | 3 | 1 | 1 | 0
PG&E NGBA | New Sub - Near existing Madeline (NVE) | 345 | LDES |  |  | 0 | 0 | 0 | 0 | 0 | 0 | 0 | 0 | 0 | 5 | 2 | 1 | 1 | [14 empty] | 2 | 2 | 4 | 1 | 3 | 1 | 1 | 0
SDGE | New Sub - North Gila - IV (Proposed) | 500 | LDES |  |  | 0 | 0 | 0 | 0 | 0 | 0 | 0 | 0 | 0 | 3 | 3 | 1 | 1 | [14 empty] | 2 | 1 | 4 | 2 | 2 | 1 | 1 | 0
PG&E NGBA | New Sub - Pit 1 - Cottonwood (Proposed) | 230 | LDES |  |  | 0 | 0 | 0 | 0 | 0 | 0 | 0 | 0 | 0 | 5 | 2 | 1 | 1 | [14 empty] | 2 | 2 | 4 | 2 | 3 | 1 | 1 | 0
PG&E GBA | New Sub - Rancho Seco - Bellota (Proposed) | 230 | LDES |  |  | 0 | 0 | 0 | 0 | 0 | 0 | 0 | 0 | 0 | 1 | 1 | 1 | 1 | [14 empty] | 1 | 1 | 4 | 2 | 3 | 1 | 1 | 0
SDGE | New Sub - Suncrest - Ocotillo (Proposed) | 500 | LDES |  |  | 0 | 0 | 0 | 0 | 0 | 0 | 0 | 0 | 0 | 3 | 3 | 1 | 1 | [14 empty] | 2 | 1 | 4 | 1 | 3 | 1 | 1 | 0
PG&E FRESNO | New Sub - Westley - Quinto (Proposed) | 230 | LDES |  |  | 0 | 0 | 0 | 0 | 0 | 0 | 0 | 0 | 0 | 1 | 1 | 1 | 1 | [14 empty] | 1 | 1 | 4 | 2 | 1 | 1 | 1 | 0
PG&E GBA | Newark | 115 | LDES |  |  | 0 | 0 | 0 | 0 | 0 | 0 | 0 | 0 | 0 | 1 | 1 | 1 | 1 | [14 empty] | 2 | 1 | 3 | 1 | 2 | 1 | 1 | 0
PG&E GBA | Newark | 230 | LDES |  |  | 0 | 0 | 0 | 0 | 0 | 0 | 0 | 0 | 0 | 1 | 1 | 1 | 1 | 4 | [13 empty] | 2 | 1 | 3 | 1 | 2 | 1 | 1 | 0
PG&E GBA | Newark | 60 | LDES |  |  | 0 | 0 | 0 | 0 | 0 | 0 | 0 | 0 | 0 | 5 | 5 | 1 | 1 | 3 | [13 empty] | 2 | 1 | 3 | 1 | 2 | 1 | 1 | 0
PG&E FRESNO | Newhall | 115 | LDES |  |  | 0 | 0 | 0 | 0 | 0 | 0 | 0 | 0 | 0 | 5 | 2 | 5 | 2 | [14 empty] | 1 | 1 | 4 | 2 | 1 | 1 | 1 | 0
PG&E KERN | Norco | 115 | LDES |  |  | 0 | 0 | 0 | 0 | 0 | 0 | 0 | 0 | 0 | 5 | 2 | 5 | 2 | [14 empty] | 1 | 1 | 3 | 1 | 1 | 1 | 1 | 0
PG&E GBA | Nortech | 115 | LDES |  |  | 0 | 0 | 0 | 0 | 0 | 0 | 0 | 0 | 0 | 1 | 1 | 1 | 1 | [14 empty] | 2 | 1 | 2 | 2 | 1 | 1 | 1 | 0
SDGE | North City Metering | 138 | LDES |  |  | 0 | 0 | 0 | 0 | 0 | 0 | 0 | 0 | 0 | 3 | 3 | 1 | 1 | [14 empty] | 2 | 1 | 2 | 1 | 3 | 1 | 1 | 0
PG&E GBA | North Dublin | 230 | LDES |  |  | 0 | 0 | 0 | 0 | 0 | 0 | 0 | 0 | 0 | 5 | 5 | 1 | 1 | [14 empty] | 2 | 1 | 2 | 1 | 3 | 1 | 1 | 0
SDGE | North Gila | 500 | LDES |  |  | 0 | 0 | 0 | 0 | 0 | 0 | 0 | 0 | 0 | 3 | 3 | 1 | 1 | [14 empty] | 2 | 2 | 4 | 2 | 3 | 1 | 1 | 0
SCE Metro | North of SONGS | 230 | LDES |  |  | 0 | 0 | 0 | 0 | 0 | 0 | 0 | 0 | 0 | 1 | 1 | 1 | 1 | [14 empty] | 2 | 1 | 3 | 1 | 3 | 1 | 1 | 0
SCE Metro | North of SONGS | 500 | LDES |  |  | 0 | 0 | 0 | 0 | 0 | 0 | 0 | 0 | 0 | 1 | 1 | 1 | 1 | [14 empty] | 2 | 1 | 3 | 1 | 3 | 1 | 1 | 0
PG&E NGBA | Notre Dame | 115 | LDES |  |  | 0 | 0 | 0 | 0 | 0 | 0 | 0 | 0 | 0 | 5 | 2 | 1 | 1 | [14 empty] | 2 | 1 | 4 | 2 | 2 | 1 | 1 | 0
PG&E GBA | Oakland C | 115 | LDES |  |  | 0 | 0 | 0 | 0 | 0 | 0 | 0 | 0 | 0 | 5 | 2 | 1 | 1 | 3 | [13 empty] | 2 | 1 | 1 | 1 | 2 | 1 | 1 | 0
PG&E GBA | Oakland J | 115 | LDES |  |  | 0 | 0 | 0 | 0 | 0 | 0 | 0 | 0 | 0 | 5 | 2 | 1 | 1 | [14 empty] | 2 | 1 | 2 | 1 | 1 | 1 | 1 | 0
PG&E GBA | Oakland L | 115 | LDES |  |  | 0 | 0 | 0 | 0 | 0 | 0 | 0 | 0 | 0 | 5 | 2 | 1 | 1 | [14 empty] | 2 | 1 | 2 | 1 | 1 | 1 | 1 | 0
PG&E GBA | Oakland X | 115 | LDES |  |  | 0 | 0 | 0 | 0 | 0 | 0 | 0 | 0 | 0 | 5 | 2 | 1 | 1 | [14 empty] | 2 | 1 | 2 | 1 | 2 | 1 | 1 | 0
SDGE | Ocean Ranch | 69 | LDES |  |  | 0 | 0 | 0 | 0 | 0 | 0 | 0 | 0 | 0 | 3 | 3 | 1 | 1 | [14 empty] | 2 | 1 | 4 | 1 | 3 | 1 | 1 | 0
PG&E KERN | Oceano | 115 | LDES |  |  | 0 | 0 | 0 | 0 | 0 | 0 | 0 | 0 | 0 | 5 | 2 | 5 | 2 | [14 empty] | 2 | 2 | 4 | 2 | 3 | 1 | 1 | 0
SDGE | Ocotillo Express | 500 | LDES |  |  | 0 | 0 | 0 | 0 | 0 | 0 | 0 | 0 | 0 | 3 | 3 | 1 | 1 | [14 empty] | 2 | 1 | 4 | 2 | 3 | 1 | 1 | 0
PG&E KERN | Old River | 70 | LDES |  |  | 0 | 0 | 0 | 0 | 0 | 0 | 0 | 0 | 0 | 5 | 2 | 5 | 2 | [14 empty] | 1 | 1 | 4 | 1 | 2 | 1 | 1 | 0
SDGE | Old Town | 230 | LDES |  |  | 0 | 0 | 0 | 0 | 0 | 0 | 0 | 0 | 0 | 3 | 3 | 1 | 1 | [14 empty] | 2 | 1 | 3 | 1 | 2 | 1 | 1 | 0
SCE Metro | Olinda | 230 | LDES |  |  | 0 | 0 | 0 | 0 | 0 | 0 | 0 | 0 | 0 | 1 | 1 | 1 | 1 | [14 empty] | 1 | 1 | 2 | 1 | 2 | 1 | 1 | 0
PG&E FRESNO | Olive | 115 | LDES |  |  | 0 | 0 | 0 | 0 | 0 | 0 | 0 | 0 | 0 | 5 | 2 | 5 | 2 | 3 | [13 empty] | 1 | 1 | 4 | 1 | 1 | 1 | 1 | 0
PG&E NGBA | Olivehurst | 115 | LDES |  |  | 0 | 0 | 0 | 0 | 0 | 0 | 0 | 0 | 0 | 5 | 2 | 1 | 1 | [14 empty] | 2 | 2 | 2 | 1 | 2 | 1 | 1 | 0
PG&E NGBA | Oregon Trail | 60 | LDES |  |  | 0 | 0 | 0 | 0 | 0 | 0 | 0 | 0 | 0 | 5 | 2 | 1 | 1 | [14 empty] | 2 | 2 | 3 | 2 | 3 | 1 | 1 | 0
SCE Northern | Ormond Beach | 230 | LDES |  |  | 0 | 0 | 0 | 0 | 0 | 0 | 0 | 0 | 0 | 5 | 2 | 1 | 1 | [14 empty] | 2 | 1 | 1 | 1 | 1 | 1 | 1 | 0
PG&E FRESNO | Oro Loma | 115 | LDES |  |  | 0 | 0 | 0 | 0 | 0 | 0 | 0 | 0 | 0 | 5 | 2 | 5 | 2 | [14 empty] | 1 | 1 | 4 | 2 | 1 | 1 | 1 | 0
PG&E FRESNO | Oro Loma | 70 | LDES |  |  | 0 | 0 | 0 | 0 | 0 | 0 | 0 | 0 | 0 | 5 | 2 | 5 | 2 | [14 empty] | 1 | 1 | 4 | 2 | 1 | 1 | 1 | 0
PG&E FRESNO | Orosi | 70 | LDES |  |  | 0 | 0 | 0 | 0 | 0 | 0 | 0 | 0 | 0 | 5 | 2 | 5 | 2 | [14 empty] | 1 | 1 | 4 | 1 | 1 | 1 | 1 | 0
SDGE | Otay | 69 | LDES |  |  | 0 | 0 | 0 | 0 | 0 | 0 | 0 | 0 | 0 | 3 | 3 | 1 | 1 | [14 empty] | 2 | 1 | 1 | 1 | 1 | 1 | 1 | 0
SDGE | Otay Mesa | 230 | LDES |  |  | 0 | 0 | 0 | 0 | 0 | 0 | 0 | 0 | 0 | 3 | 3 | 1 | 1 | [14 empty] | 2 | 1 | 1 | 1 | 3 | 1 | 1 | 0
PG&E FRESNO | Padre Flats SW STA | 230 | LDES |  |  | 0 | 0 | 0 | 0 | 0 | 0 | 0 | 0 | 0 | 5 | 2 | 5 | 2 | [14 empty] | 1 | 1 | 4 | 2 | 1 | 1 | 1 | 0
EOP | Pahrump | 138 | LDES |  |  | 0 | 0 | 0 | 0 | 0 | 0 | 0 | 0 | 0 | 5 | 2 | 1 | 1 | [14 empty] | 2 | 2 | 4 | 1 | 3 | 1 | 1 | 0
EOP | Pahrump | 230 | LDES |  |  | 0 | 0 | 0 | 0 | 0 | 0 | 0 | 0 | 0 | 5 | 2 | 1 | 1 | [14 empty] | 2 | 2 | 4 | 1 | 3 | 1 | 1 | 0
SDGE | Pala | 69 | LDES |  |  | 0 | 0 | 0 | 0 | 0 | 0 | 0 | 0 | 0 | 3 | 3 | 1 | 1 | [14 empty] | 2 | 1 | 1 | 1 | 3 | 1 | 1 | 0
PG&E NGBA | Palermo | 115 | LDES |  |  | 0 | 0 | 0 | 0 | 0 | 0 | 0 | 0 | 0 | 5 | 2 | 1 | 1 | 4 | [13 empty] | 2 | 1 | 2 | 2 | 2 | 1 | 1 | 0
PG&E NGBA | Palermo | 230 | LDES |  |  | 0 | 0 | 0 | 0 | 0 | 0 | 0 | 0 | 0 | 5 | 2 | 1 | 1 | [14 empty] | 2 | 1 | 2 | 2 | 2 | 1 | 1 | 0
SCE Eastern | Palo Verde | 500 | LDES |  |  | 0 | 0 | 0 | 0 | 0 | 0 | 0 | 0 | 0 | 5 | 4 | 4 | 4 | [14 empty] | 2 | 1 | 4 | 2 | 3 | 1 | 1 | 0
SDGE | Palomar Energy | 230 | LDES |  |  | 0 | 0 | 0 | 0 | 0 | 0 | 0 | 0 | 0 | 3 | 3 | 1 | 1 | [14 empty] | 2 | 1 | 2 | 1 | 3 | 1 | 1 | 0
PG&E KERN | Panama | 70 | LDES |  |  | 0 | 0 | 0 | 0 | 0 | 0 | 0 | 0 | 0 | 5 | 2 | 5 | 2 | [14 empty] | 1 | 1 | 4 | 1 | 1 | 1 | 1 | 0
PG&E FRESNO | Panoche | 115 | LDES |  |  | 0 | 0 | 0 | 0 | 0 | 0 | 0 | 0 | 0 | 5 | 2 | 5 | 2 | [14 empty] | 1 | 1 | 1 | 2 | 1 | 1 | 1 | 0
PG&E FRESNO | Panoche | 230 | LDES |  |  | 0 | 0 | 0 | 0 | 0 | 0 | 0 | 0 | 0 | 5 | 2 | 5 | 2 | 3 | [13 empty] | 1 | 1 | 1 | 2 | 1 | 1 | 1 | 0
SCE Northern | Pardee | 230 | LDES |  |  | 250 | 0 | 250 | 0 | 0 | 0 | 250 | 0 | 250 | 5 | 2 | 1 | 1 | [14 empty] | 1 | 1 | 3 | 1 | 3 | 5- | 1 | 1
PG&E NGBA | Parkway | 230 | LDES |  |  | 0 | 0 | 0 | 0 | 0 | 0 | 0 | 0 | 0 | 5 | 5 | 1 | 1 | [14 empty] | 2 | 1 | 4 | 1 | 2 | 1 | 1 | 0
SCE Northern | Pastoria | 230 | LDES |  |  | 0 | 0 | 0 | 0 | 0 | 0 | 0 | 0 | 0 | 5 | 2 | 1 | 1 | [14 empty] | 1 | 1 | 2 | 1 | 3 | 1 | 1 | 0
SCE Metro | Pauda | 230 | LDES |  |  | 0 | 0 | 0 | 0 | 0 | 0 | 0 | 0 | 0 | 1 | 1 | 1 | 1 | [14 empty] | 1 | 1 | 2 | 1 | 2 | 1 | 1 | 0
PG&E GBA | Paul Sweet | 115 | LDES |  |  | 0 | 0 | 0 | 0 | 0 | 0 | 0 | 0 | 0 | 1 | 1 | 1 | 1 | [14 empty] | 2 | 2 | 2 | 2 | 3 | 1 | 1 | 0
PG&E NGBA | Peabody | 230 | LDES |  |  | 0 | 0 | 0 | 0 | 0 | 0 | 0 | 0 | 0 | 5 | 5 | 1 | 1 | [14 empty] | 2 | 1 | 2 | 1 | 2 | 1 | 1 | 0
PG&E NGBA | Pease | 115 | LDES |  |  | 0 | 0 | 0 | 0 | 0 | 0 | 0 | 0 | 0 | 5 | 2 | 1 | 1 | [14 empty] | 2 | 2 | 2 | 1 | 2 | 1 | 1 | 0
PG&E NGBA | Pease | 60 | LDES |  |  | 0 | 0 | 0 | 0 | 0 | 0 | 0 | 0 | 0 | 5 | 2 | 1 | 1 | [14 empty] | 2 | 2 | 2 | 1 | 2 | 1 | 1 | 0
SDGE | Penasquitos | 138 | LDES |  |  | 0 | 0 | 0 | 0 | 0 | 0 | 0 | 0 | 0 | 3 | 3 | 1 | 1 | [14 empty] | 2 | 1 | 2 | 1 | 3 | 1 | 1 | 0
SDGE | Penasquitos | 230 | LDES |  |  | 0 | 0 | 0 | 0 | 0 | 0 | 0 | 0 | 0 | 3 | 3 | 1 | 1 | [14 empty] | 2 | 1 | 2 | 1 | 3 | 1 | 1 | 0
SDGE | Penasquitos | 69 | LDES |  |  | 0 | 0 | 0 | 0 | 0 | 0 | 0 | 0 | 0 | 3 | 3 | 1 | 1 | [14 empty] | 2 | 1 | 2 | 1 | 3 | 1 | 1 | 0
SDGE | Pendleton | 69 | LDES |  |  | 0 | 0 | 0 | 0 | 0 | 0 | 0 | 0 | 0 | 3 | 3 | 1 | 1 | [14 empty] | 2 | 1 | 4 | 1 | 3 | 1 | 1 | 0
PG&E NGBA | Penngrove | 115 | LDES |  |  | 0 | 0 | 0 | 0 | 0 | 0 | 0 | 0 | 0 | 5 | 5 | 1 | 1 | [14 empty] | 2 | 1 | 3 | 2 | 2 | 1 | 1 | 0
PG&E GBA | Peoria | 115 | LDES |  |  | 0 | 0 | 0 | 0 | 0 | 0 | 0 | 0 | 0 | 5 | 5 | 1 | 1 | [14 empty] | 2 | 1 | 4 | 1 | 3 | 1 | 1 | 0
PG&E GBA | Piercy | 115 | LDES |  |  | 0 | 0 | 0 | 0 | 0 | 0 | 0 | 0 | 0 | 1 | 1 | 1 | 1 | [14 empty] | 2 | 1 | 2 | 2 | 2 | 1 | 1 | 0
PG&E FRESNO | Pine Flat | 230 | LDES |  |  | 0 | 0 | 0 | 0 | 0 | 0 | 0 | 0 | 0 | 5 | 2 | 5 | 2 | [14 empty] | 1 | 1 | 4 | 2 | 3 | 1 | 1 | 0
SCE NOL | Pisgah | 230 | LDES |  |  | 0 | 0 | 0 | 0 | 0 | 0 | 0 | 0 | 0 | 1 | 1 | 1 | 1 | 4 | [13 empty] | 2 | 1 | 4 | 1 | 1 | 1 | 1 | 0
PG&E NGBA | Pit 1 | 230 | LDES |  |  | 0 | 0 | 0 | 0 | 0 | 0 | 0 | 0 | 0 | 5 | 2 | 1 | 1 | [14 empty] | 2 | 2 | 4 | 2 | 3 | 1 | 1 | 0
PG&E NGBA | Pit 1 | 60 | LDES |  |  | 0 | 0 | 0 | 0 | 0 | 0 | 0 | 0 | 0 | 5 | 2 | 1 | 1 | [14 empty] | 2 | 2 | 4 | 2 | 3 | 1 | 1 | 0
PG&E NGBA | Pit 3 | 230 | LDES |  |  | 0 | 0 | 0 | 0 | 0 | 0 | 0 | 0 | 0 | 5 | 2 | 1 | 1 | [14 empty] | 2 | 2 | 4 | 2 | 3 | 1 | 1 | 0
PG&E NGBA | Pit 4 | 230 | LDES |  |  | 0 | 0 | 0 | 0 | 0 | 0 | 0 | 0 | 0 | 5 | 2 | 1 | 1 | [14 empty] | 2 | 2 | 4 | 2 | 3 | 1 | 1 | 0
PG&E GBA | Pittsburg | 115 | LDES |  |  | 0 | 0 | 0 | 0 | 0 | 0 | 0 | 0 | 0 | 5 | 2 | 1 | 1 | 4 | [13 empty] | 2 | 1 | 2 | 1 | 1 | 1 | 1 | 0
PG&E GBA | Pittsburg | 230 | LDES |  |  | 0 | 0 | 0 | 0 | 0 | 0 | 0 | 0 | 0 | 5 | 2 | 1 | 1 | 4 | [13 empty] | 2 | 1 | 2 | 1 | 1 | 1 | 1 | 0
PG&E NGBA | Pleasant Grove | 115 | LDES |  |  | 0 | 0 | 0 | 0 | 0 | 0 | 0 | 0 | 0 | 5 | 2 | 1 | 1 | [14 empty] | 2 | 1 | 2 | 2 | 3 | 1 | 1 | 0
PG&E NGBA | POE | 230 | LDES |  |  | 0 | 0 | 0 | 0 | 0 | 0 | 0 | 0 | 0 | 5 | 2 | 1 | 1 | [14 empty] | 2 | 1 | 4 | 2 | 3 | 1 | 1 | 0
SDGE | Point Loma | 69 | LDES |  |  | 0 | 0 | 0 | 0 | 0 | 0 | 0 | 0 | 0 | 3 | 3 | 1 | 1 | [14 empty] | 2 | 1 | 3 | 1 | 2 | 1 | 1 | 0
SDGE | Pomerado | 69 | LDES |  |  | 0 | 0 | 0 | 0 | 0 | 0 | 0 | 0 | 0 | 3 | 3 | 1 | 1 | [14 empty] | 2 | 1 | 3 | 1 | 3 | 1 | 1 | 0
PG&E KERN | Poso Mountain | 115 | LDES |  |  | 0 | 0 | 0 | 0 | 0 | 0 | 0 | 0 | 0 | 5 | 2 | 5 | 2 | [14 empty] | 1 | 1 | 3 | 1 | 2 | 1 | 1 | 0
EOP | Primm | 230 | LDES |  |  | 0 | 0 | 0 | 0 | 0 | 0 | 0 | 0 | 0 | 5 | 2 | 1 | 1 | [14 empty] | 2 | 2 | 4 | 1 | 2 | 1 | 1 | 0
PG&E NGBA | Putah Creek | 115 | LDES |  |  | 0 | 0 | 0 | 0 | 0 | 0 | 0 | 0 | 0 | 5 | 5 | 1 | 1 | [14 empty] | 2 | 1 | 3 | 2 | 3 | 1 | 1 | 0
SDGE | Q1806 | 138 | LDES |  |  | 0 | 0 | 0 | 0 | 0 | 0 | 0 | 0 | 0 | 1 | 1 | 1 | 1 | [14 empty] | 1 | 1 | 2 | 1 | 3 | 1 | 1 | 0
PG&E FRESNO | Quinto | 230 | LDES |  |  | 0 | 0 | 0 | 0 | 0 | 0 | 0 | 0 | 0 | 5 | 2 | 5 | 2 | [14 empty] | 1 | 1 | 4 | 2 | 1 | 1 | 1 | 0
PG&E GBA | Race Track | 115 | LDES |  |  | 0 | 0 | 0 | 0 | 0 | 0 | 0 | 0 | 0 | 5 | 5 | 1 | 1 | [14 empty] | 2 | 1 | 4 | 1 | 3 | 1 | 1 | 0
SDGE | Rancho Mission Viejo | 138 | LDES |  |  | 0 | 0 | 0 | 0 | 0 | 0 | 0 | 0 | 0 | 1 | 1 | 1 | 1 | [14 empty] | 1 | 1 | 2 | 1 | 3 | 1 | 1 | 0
PG&E GBA | Rancho Seco | 230 | LDES |  |  | 0 | 0 | 0 | 0 | 0 | 0 | 0 | 0 | 0 | 1 | 1 | 1 | 1 | [14 empty] | 2 | 1 | 1 | 2 | 3 | 1 | 1 | 0
SCE Metro | Rancho Vista | 230 | LDES |  |  | 0 | 0 | 0 | 0 | 0 | 0 | 0 | 0 | 0 | 1 | 1 | 1 | 1 | [14 empty] | 1 | 1 | 1 | 1 | 1 | 1 | 1 | 0
SCE Metro | Rancho Vista | 500 | LDES |  |  | 0 | 0 | 0 | 0 | 0 | 0 | 0 | 0 | 0 | 1 | 1 | 1 | 1 | [14 empty] | 1 | 1 | 1 | 1 | 1 | 1 | 1 | 0
SCE NOL | Ransburg | 115 | LDES |  |  | 0 | 0 | 0 | 0 | 0 | 0 | 0 | 0 | 0 | 4 | 3 | 1 | 1 | [14 empty] | 2 | 1 | 4 | 1 | 1 | 1 | 1 | 0
PG&E GBA | Ravenswood | 115 | LDES |  |  | 0 | 0 | 0 | 0 | 0 | 0 | 0 | 0 | 0 | 5 | 2 | 1 | 1 | [14 empty] | 2 | 1 | 2 | 1 | 2 | 1 | 1 | 0
PG&E GBA | Ravenswood | 230 | LDES |  |  | 0 | 0 | 0 | 0 | 0 | 0 | 0 | 0 | 0 | 5 | 2 | 1 | 1 | [14 empty] | 2 | 1 | 2 | 1 | 2 | 1 | 1 | 0
SCE Northern | Rector | 230 | LDES |  |  | 0 | 0 | 0 | 0 | 0 | 0 | 0 | 0 | 0 | 1 | 1 | 1 | 1 | [14 empty] | 1 | 1 | 2 | 1 | 2 | 1 | 1 | 0
SCE Eastern | Red Bluff | 230 | LDES |  |  | 0 | 0 | 0 | 0 | 0 | 0 | 0 | 0 | 0 | 4 | 4 | 4 | 4 | 1 | [13 empty] | 2 | 2 | 4 | 1 | 3 | 1 | 1 | 0
SCE Eastern | Red Bluff | 500 | LDES |  |  | 800 | 0 | 800 | 0 | 0 | 0 | 800 | 0 | 800 | 4 | 4 | 4 | 4 | 5 | [13 empty] | 2 | 2 | 4 | 1 | 3 | 2- | 1 | 1
PG&E NGBA | Redbud | 115 | LDES |  |  | 0 | 0 | 0 | 0 | 0 | 0 | 0 | 0 | 0 | 5 | 5 | 1 | 1 | [14 empty] | 2 | 2 | 4 | 2 | 3 | 1 | 1 | 0
SCE Metro | Redondo | 230 | LDES |  |  | 0 | 0 | 0 | 0 | 0 | 0 | 0 | 0 | 0 | 1 | 1 | 1 | 1 | [14 empty] | 1 | 1 | 2 | 1 | 2 | 1 | 1 | 0
PG&E FRESNO | Reedley | 115 | LDES |  |  | 0 | 0 | 0 | 0 | 0 | 0 | 0 | 0 | 0 | 5 | 2 | 5 | 2 | [14 empty] | 1 | 1 | 4 | 2 | 1 | 1 | 1 | 0
PG&E KERN | Renfro | 115 | LDES |  |  | 0 | 0 | 0 | 0 | 0 | 0 | 0 | 0 | 0 | 5 | 2 | 5 | 2 | [14 empty] | 1 | 1 | 2 | 1 | 2 | 1 | 1 | 0
PG&E GBA | Richmond R | 115 | LDES |  |  | 0 | 0 | 0 | 0 | 0 | 0 | 0 | 0 | 0 | 5 | 2 | 1 | 1 | [14 empty] | 2 | 1 | 2 | 1 | 2 | 1 | 1 | 0
PG&E NGBA | Rincon | 115 | LDES |  |  | 0 | 0 | 0 | 0 | 0 | 0 | 0 | 0 | 0 | 5 | 5 | 1 | 1 | [14 empty] | 2 | 1 | 3 | 2 | 2 | 1 | 1 | 0
PG&E KERN | Rio Bravo | 115 | LDES |  |  | 0 | 0 | 0 | 0 | 0 | 0 | 0 | 0 | 0 | 5 | 2 | 5 | 2 | 4 | [13 empty] | 1 | 1 | 2 | 1 | 1 | 1 | 1 | 0
SCE Metro | Rio Hondo | 230 | LDES |  |  | 0 | 0 | 0 | 0 | 0 | 0 | 0 | 0 | 0 | 1 | 1 | 1 | 1 | 1 | [13 empty] | 1 | 1 | 4 | 1 | 1 | 1 | 1 | 0
PG&E NGBA | Rio Oso | 115 | LDES |  |  | 0 | 0 | 0 | 0 | 0 | 0 | 0 | 0 | 0 | 5 | 2 | 1 | 1 | [14 empty] | 2 | 1 | 4 | 1 | 3 | 1 | 1 | 0
PG&E NGBA | Rio Oso | 230 | LDES |  |  | 0 | 0 | 0 | 0 | 0 | 0 | 0 | 0 | 0 | 5 | 2 | 1 | 1 | [14 empty] | 2 | 1 | 4 | 1 | 3 | 1 | 1 | 0
PG&E GBA | Ripon | 115 | LDES |  |  | 0 | 0 | 0 | 0 | 0 | 0 | 0 | 0 | 0 | 5 | 5 | 1 | 1 | 3 | [13 empty] | 1 | 1 | 2 | 2 | 2 | 1 | 1 | 0
PG&E GBA | Riverbank | 115 | LDES |  |  | 0 | 0 | 0 | 0 | 0 | 0 | 0 | 0 | 0 | 5 | 5 | 1 | 1 | [14 empty] | 1 | 1 | 3 | 2 | 2 | 1 | 1 | 0
SCE NOL | Roadway | 115 | LDES |  |  | 0 | 0 | 0 | 0 | 0 | 0 | 0 | 0 | 0 | 1 | 1 | 1 | 1 | 3 | [13 empty] | 2 | 1 | 2 | 1 | 1 | 1 | 1 | 0
PG&E NGBA | Rock Creek 1 | 230 | LDES |  |  | 0 | 0 | 0 | 0 | 0 | 0 | 0 | 0 | 0 | 5 | 2 | 1 | 1 | [14 empty] | 2 | 2 | 4 | 1 | 3 | 1 | 1 | 0
SCE Northern | Rosamond | 66 | LDES |  |  | 0 | 0 | 0 | 0 | 0 | 0 | 0 | 0 | 0 | 1 | 1 | 1 | 1 | [14 empty] | 2 | 1 | 4 | 1 | 3 | 1 | 1 | 0
PG&E GBA | Rossmoor | 230 | LDES |  |  | 0 | 0 | 0 | 0 | 0 | 0 | 0 | 0 | 0 | 5 | 5 | 1 | 1 | [14 empty] | 2 | 1 | 4 | 1 | 3 | 1 | 1 | 0
PG&E NGBA | Round Mountain | 230 | LDES |  |  | 0 | 0 | 0 | 0 | 0 | 0 | 0 | 0 | 0 | 5 | 2 | 1 | 1 | [14 empty] | 2 | 2 | 4 | 2 | 3 | 1 | 1 | 0
PG&E NGBA | Round Mountain | 500 | LDES |  |  | 0 | 0 | 0 | 0 | 0 | 0 | 0 | 0 | 0 | 5 | 2 | 1 | 1 | [14 empty] | 2 | 2 | 4 | 2 | 3 | 1 | 1 | 0
PG&E GBA | Salado | 115 | LDES |  |  | 0 | 0 | 0 | 0 | 0 | 0 | 0 | 0 | 0 | 1 | 1 | 1 | 1 | [14 empty] | 1 | 1 | 4 | 2 | 1 | 1 | 1 | 0
PG&E GBA | Salado | 60 | LDES |  |  | 0 | 0 | 0 | 0 | 0 | 0 | 0 | 0 | 0 | 1 | 1 | 1 | 1 | [14 empty] | 1 | 1 | 4 | 2 | 1 | 1 | 1 | 0
PG&E GBA | Salinas | 115 | LDES |  |  | 0 | 0 | 0 | 0 | 0 | 0 | 0 | 0 | 0 | 1 | 1 | 1 | 1 | [14 empty] | 2 | 2 | 3 | 2 | 2 | 1 | 1 | 0
SDGE | Salt Creek | 69 | LDES |  |  | 0 | 0 | 0 | 0 | 0 | 0 | 0 | 0 | 0 | 3 | 3 | 1 | 1 | [14 empty] | 2 | 1 | 3 | 1 | 2 | 1 | 1 | 0
SCE Eastern | San Bernardino | 230 | LDES |  |  | 0 | 0 | 0 | 0 | 0 | 0 | 0 | 0 | 0 | 4 | 2 | 1 | 1 | [14 empty] | 1 | 1 | 2 | 1 | 2 | 1 | 1 | 0
PG&E GBA | SAN FRAN A (POTRERO PP) | 115 | LDES |  |  | 0 | 0 | 0 | 0 | 0 | 0 | 0 | 0 | 0 | 5 | 2 | 1 | 1 | [14 empty] | 2 | 1 | 2 | 1 | 2 | 1 | 1 | 0
PG&E GBA | SAN FRAN A (POTRERO PP) | 230 | LDES |  |  | 0 | 0 | 0 | 0 | 0 | 0 | 0 | 0 | 0 | 5 | 2 | 1 | 1 | [14 empty] | 2 | 1 | 2 | 1 | 2 | 1 | 1 | 0
PG&E GBA | San Jose A | 115 | LDES |  |  | 0 | 0 | 0 | 0 | 0 | 0 | 0 | 0 | 0 | 1 | 1 | 1 | 1 | [14 empty] | 2 | 1 | 2 | 2 | 2 | 1 | 1 | 0
PG&E GBA | San Jose B | 115 | LDES |  |  | 0 | 0 | 0 | 0 | 0 | 0 | 0 | 0 | 0 | 1 | 1 | 1 | 1 | [14 empty] | 2 | 1 | 3 | 2 | 2 | 1 | 1 | 0
PG&E GBA | San Leandro U | 115 | LDES |  |  | 0 | 0 | 0 | 0 | 0 | 0 | 0 | 0 | 0 | 5 | 2 | 1 | 1 | [14 empty] | 2 | 1 | 3 | 1 | 2 | 1 | 1 | 0
PG&E KERN | San Luis Obispo | 115 | LDES |  |  | 0 | 0 | 0 | 0 | 0 | 0 | 0 | 0 | 0 | 5 | 2 | 5 | 2 | [14 empty] | 2 | 2 | 4 | 2 | 3 | 1 | 1 | 0
PG&E KERN | San Luis Obispo | 70 | LDES |  |  | 0 | 0 | 0 | 0 | 0 | 0 | 0 | 0 | 0 | 5 | 2 | 5 | 2 | [14 empty] | 2 | 2 | 4 | 2 | 3 | 1 | 1 | 0
SDGE | San Luis Rey | 230 | LDES |  |  | 0 | 0 | 0 | 0 | 0 | 0 | 0 | 0 | 0 | 3 | 3 | 1 | 1 | [14 empty] | 2 | 1 | 4 | 1 | 3 | 1 | 1 | 0
SDGE | San Luis Rey | 69 | LDES |  |  | 0 | 0 | 0 | 0 | 0 | 0 | 0 | 0 | 0 | 3 | 3 | 1 | 1 | [14 empty] | 2 | 1 | 4 | 1 | 3 | 1 | 1 | 0
SDGE | San Marcos | 69 | LDES |  |  | 0 | 0 | 0 | 0 | 0 | 0 | 0 | 0 | 0 | 3 | 3 | 1 | 1 | [14 empty] | 2 | 1 | 2 | 1 | 3 | 1 | 1 | 0
SCE Metro | San Onofre | 230 | LDES |  |  | 0 | 0 | 0 | 0 | 0 | 0 | 0 | 0 | 0 | 1 | 1 | 1 | 1 | [14 empty] | 2 | 1 | 4 | 1 | 3 | 1 | 1 | 0
PG&E GBA | San Pablo | 115 | LDES |  |  | 0 | 0 | 0 | 0 | 0 | 0 | 0 | 0 | 0 | 5 | 2 | 1 | 1 | [14 empty] | 2 | 1 | 2 | 1 | 1 | 1 | 1 | 0
PG&E GBA | San Ramon | 230 | LDES |  |  | 0 | 0 | 0 | 0 | 0 | 0 | 0 | 0 | 0 | 5 | 2 | 1 | 1 | [14 empty] | 2 | 1 | 2 | 1 | 3 | 1 | 1 | 0
SDGE | San Ysidro | 69 | LDES |  |  | 0 | 0 | 0 | 0 | 0 | 0 | 0 | 0 | 0 | 3 | 3 | 1 | 1 | [14 empty] | 2 | 1 | 2 | 1 | 2 | 1 | 1 | 0
SCE NOL | Sandlot | 230 | LDES |  |  | 0 | 0 | 0 | 0 | 0 | 0 | 0 | 0 | 0 | 4 | 3 | 1 | 1 | [14 empty] | 2 | 1 | 4 | 1 | 2 | 1 | 1 | 0
EOP | Sandy | 138 | LDES |  |  | 0 | 0 | 0 | 0 | 0 | 0 | 0 | 0 | 0 | 5 | 2 | 1 | 1 | [14 empty] | 2 | 2 | 4 | 1 | 3 | 1 | 1 | 0
PG&E FRESNO | Sanger | 115 | LDES |  |  | 0 | 0 | 0 | 0 | 0 | 0 | 0 | 0 | 0 | 5 | 2 | 5 | 2 | 3 | [13 empty] | 1 | 1 | 2 | 2 | 2 | 1 | 1 | 0
SCE Northern | Santa Clara | 230 | LDES |  |  | 0 | 0 | 0 | 0 | 0 | 0 | 0 | 0 | 0 | 5 | 2 | 1 | 1 | [14 empty] | 2 | 1 | 3 | 1 | 2 | 1 | 1 | 0
PG&E NGBA | Santa Rosa A | 115 | LDES |  |  | 0 | 0 | 0 | 0 | 0 | 0 | 0 | 0 | 0 | 5 | 5 | 1 | 1 | [14 empty] | 2 | 1 | 3 | 2 | 2 | 1 | 1 | 0
PG&E GBA | Santa Teresa | 115 | LDES |  |  | 0 | 0 | 0 | 0 | 0 | 0 | 0 | 0 | 0 | 1 | 1 | 1 | 1 | 3 | [13 empty] | 2 | 1 | 2 | 2 | 2 | 1 | 1 | 0
SDGE | Santee | 138 | LDES |  |  | 0 | 0 | 0 | 0 | 0 | 0 | 0 | 0 | 0 | 3 | 3 | 1 | 1 | [14 empty] | 2 | 1 | 2 | 1 | 2 | 1 | 1 | 0
SCE Metro | Santiago | 230 | LDES |  |  | 0 | 0 | 0 | 0 | 0 | 0 | 0 | 0 | 0 | 1 | 1 | 1 | 1 | [14 empty] | 1 | 1 | 2 | 1 | 2 | 1 | 1 | 0
PG&E GBA | Saratoga | 230 | LDES |  |  | 0 | 0 | 0 | 0 | 0 | 0 | 0 | 0 | 0 | 1 | 1 | 1 | 1 | [14 empty] | 2 | 1 | 4 | 2 | 3 | 1 | 1 | 0
SCE Northern | Saugus | 230 | LDES |  |  | 0 | 0 | 0 | 0 | 0 | 0 | 0 | 0 | 0 | 5 | 2 | 1 | 1 | [14 empty] | 1 | 1 | 3 | 1 | 3 | 1 | 1 | 0
PG&E FRESNO | Schindler | 115 | LDES |  |  | 0 | 0 | 0 | 0 | 0 | 0 | 0 | 0 | 0 | 5 | 2 | 5 | 2 | 3 | [13 empty] | 1 | 1 | 4 | 2 | 1 | 1 | 1 | 0
PG&E FRESNO | Schindler | 70 | LDES |  |  | 0 | 0 | 0 | 0 | 0 | 0 | 0 | 0 | 0 | 5 | 2 | 5 | 2 | [14 empty] | 1 | 1 | 4 | 2 | 1 | 1 | 1 | 0
PG&E GBA | Schulte | 115 | LDES |  |  | 0 | 0 | 0 | 0 | 0 | 0 | 0 | 0 | 0 | 5 | 5 | 1 | 1 | 3 | [13 empty] | 1 | 1 | 1 | 2 | 2 | 1 | 1 | 0
SDGE | Scripps | 69 | LDES |  |  | 0 | 0 | 0 | 0 | 0 | 0 | 0 | 0 | 0 | 3 | 3 | 1 | 1 | [14 empty] | 2 | 1 | 2 | 1 | 3 | 1 | 1 | 0
PG&E KERN | Semitropic | 115 | LDES |  |  | 0 | 0 | 0 | 0 | 0 | 0 | 0 | 0 | 0 | 5 | 2 | 5 | 2 | [14 empty] | 1 | 1 | 3 | 1 | 1 | 1 | 1 | 0
SCE Metro | Serrano | 230 | LDES |  |  | 0 | 0 | 0 | 0 | 0 | 0 | 0 | 0 | 0 | 1 | 1 | 1 | 1 | 5 | [13 empty] | 1 | 1 | 2 | 1 | 2 | 1 | 1 | 0
SCE Metro | Serrano | 500 | LDES |  |  | 0 | 0 | 0 | 0 | 0 | 0 | 0 | 0 | 0 | 1 | 1 | 1 | 1 | 5 | [13 empty] | 1 | 1 | 2 | 1 | 2 | 1 | 1 | 0
SDGE | Shadowridge | 138 | LDES |  |  | 0 | 0 | 0 | 0 | 0 | 0 | 0 | 0 | 0 | 3 | 3 | 1 | 1 | [14 empty] | 2 | 1 | 3 | 1 | 3 | 1 | 1 | 0
PG&E KERN | Shafter | 115 | LDES |  |  | 0 | 0 | 0 | 0 | 0 | 0 | 0 | 0 | 0 | 5 | 2 | 5 | 2 | [14 empty] | 1 | 1 | 3 | 1 | 1 | 1 | 1 | 0
PG&E NGBA | Silverado | 115 | LDES |  |  | 0 | 0 | 0 | 0 | 0 | 0 | 0 | 0 | 0 | 5 | 5 | 1 | 1 | [14 empty] | 2 | 1 | 4 | 2 | 3 | 1 | 1 | 0
SDGE | Silvergate | 230 | LDES |  |  | 0 | 0 | 0 | 0 | 0 | 0 | 0 | 0 | 0 | 3 | 3 | 1 | 1 | [14 empty] | 2 | 1 | 1 | 1 | 1 | 1 | 1 | 0
SDGE | Silvergate | 69 | LDES |  |  | 0 | 0 | 0 | 0 | 0 | 0 | 0 | 0 | 0 | 3 | 3 | 1 | 1 | [14 empty] | 2 | 1 | 1 | 1 | 1 | 1 | 1 | 0
PG&E KERN | Sisquoc | 115 | LDES |  |  | 0 | 0 | 0 | 0 | 0 | 0 | 0 | 0 | 0 | 5 | 2 | 5 | 2 | [14 empty] | 2 | 2 | 4 | 1 | 3 | 1 | 1 | 0
EOP | Sloan Canyon | 230 | LDES |  |  | 0 | 0 | 0 | 0 | 0 | 0 | 0 | 0 | 0 | 5 | 2 | 1 | 1 | [14 empty] | 2 | 2 | 3 | 1 | 3 | 1 | 1 | 0
EOP | Sloan Canyon | 500 | LDES |  |  | 0 | 0 | 0 | 0 | 0 | 0 | 0 | 0 | 0 | 5 | 2 | 1 | 1 | [14 empty] | 2 | 2 | 3 | 1 | 3 | 1 | 1 | 0
PG&E KERN | Smyrna | 115 | LDES |  |  | 0 | 0 | 0 | 0 | 0 | 0 | 0 | 0 | 0 | 5 | 2 | 5 | 2 | [14 empty] | 1 | 1 | 4 | 1 | 1 | 1 | 1 | 0
PG&E GBA | Sobrante | 115 | LDES |  |  | 0 | 0 | 0 | 0 | 0 | 0 | 0 | 0 | 0 | 5 | 2 | 1 | 1 | [14 empty] | 2 | 1 | 2 | 1 | 3 | 1 | 1 | 0
PG&E GBA | Sobrante | 230 | LDES |  |  | 0 | 0 | 0 | 0 | 0 | 0 | 0 | 0 | 0 | 5 | 2 | 1 | 1 | [14 empty] | 2 | 1 | 2 | 1 | 3 | 1 | 1 | 0
PG&E KERN | Solar | 230 | LDES |  |  | 0 | 0 | 0 | 0 | 0 | 0 | 0 | 0 | 0 | 5 | 2 | 5 | 2 | [14 empty] | 2 | 1 | 4 | 2 | 3 | 1 | 1 | 0
PG&E GBA | Soledad | 115 | LDES |  |  | 0 | 0 | 0 | 0 | 0 | 0 | 0 | 0 | 0 | 1 | 1 | 1 | 1 | [14 empty] | 2 | 2 | 4 | 2 | 3 | 1 | 1 | 0
PG&E GBA | Soledad | 60 | LDES |  |  | 0 | 0 | 0 | 0 | 0 | 0 | 0 | 0 | 0 | 1 | 1 | 1 | 1 | [14 empty] | 2 | 2 | 4 | 2 | 3 | 1 | 1 | 0
SDGE | Spring Valley | 69 | LDES |  |  | 0 | 0 | 0 | 0 | 0 | 0 | 0 | 0 | 0 | 3 | 3 | 1 | 1 | [14 empty] | 2 | 1 | 2 | 1 | 2 | 1 | 1 | 0
SCE Northern | Springville | 230 | LDES |  |  | 0 | 0 | 0 | 0 | 0 | 0 | 0 | 0 | 0 | 1 | 1 | 1 | 1 | 4 | [13 empty] | 1 | 1 | 4 | 1 | 1 | 1 | 1 | 0
PG&E GBA | Stagg | 230 | LDES |  |  | 0 | 0 | 0 | 0 | 0 | 0 | 0 | 0 | 0 | 5 | 2 | 1 | 1 | [14 empty] | 1 | 1 | 3 | 2 | 2 | 1 | 1 | 0
PG&E GBA | Standard Oil | 115 | LDES |  |  | 0 | 0 | 0 | 0 | 0 | 0 | 0 | 0 | 0 | 5 | 2 | 1 | 1 | [14 empty] | 2 | 1 | 1 | 1 | 2 | 1 | 1 | 0
PG&E GBA | Stanislaus | 115 | LDES |  |  | 0 | 0 | 0 | 0 | 0 | 0 | 0 | 0 | 0 | 5 | 5 | 1 | 1 | [14 empty] | 2 | 1 | 4 | 1 | 3 | 1 | 1 | 0
PG&E KERN | Stockdale | 115 | LDES |  |  | 0 | 0 | 0 | 0 | 0 | 0 | 0 | 0 | 0 | 5 | 2 | 5 | 2 | [14 empty] | 1 | 1 | 2 | 1 | 2 | 1 | 1 | 0
PG&E KERN | Stockdale | 230 | LDES |  |  | 0 | 0 | 0 | 0 | 0 | 0 | 0 | 0 | 0 | 5 | 2 | 5 | 2 | [14 empty] | 1 | 1 | 2 | 1 | 2 | 1 | 1 | 0
PG&E GBA | Stockton A | 115 | LDES |  |  | 0 | 0 | 0 | 0 | 0 | 0 | 0 | 0 | 0 | 1 | 1 | 1 | 1 | [14 empty] | 1 | 1 | 3 | 2 | 1 | 1 | 1 | 0
PG&E GBA | Stone | 115 | LDES |  |  | 0 | 0 | 0 | 0 | 0 | 0 | 0 | 0 | 0 | 1 | 1 | 1 | 1 | [14 empty] | 2 | 1 | 3 | 2 | 2 | 1 | 1 | 0
PG&E FRESNO | Storey | 230 | LDES |  |  | 0 | 0 | 0 | 0 | 0 | 0 | 0 | 0 | 0 | 5 | 2 | 5 | 2 | [14 empty] | 1 | 1 | 4 | 2 | 1 | 1 | 1 | 0
PG&E NGBA | Summit | 115 | LDES |  |  | 0 | 0 | 0 | 0 | 0 | 0 | 0 | 0 | 0 | 5 | 2 | 1 | 1 | [14 empty] | 2 | 1 | 4 | 2 | 3 | 1 | 1 | 0
SDGE | Suncrest | 230 | LDES |  |  | 0 | 0 | 0 | 0 | 0 | 0 | 0 | 0 | 0 | 3 | 3 | 1 | 1 | [14 empty] | 2 | 1 | 4 | 1 | 3 | 1 | 1 | 0
SDGE | Suncrest | 500 | LDES |  |  | 0 | 0 | 0 | 0 | 0 | 0 | 0 | 0 | 0 | 3 | 3 | 1 | 1 | [14 empty] | 2 | 1 | 4 | 1 | 3 | 1 | 1 | 0
PG&E KERN | Sunrise | 230 | LDES |  |  | 0 | 0 | 0 | 0 | 0 | 0 | 0 | 0 | 0 | 5 | 2 | 5 | 2 | [14 empty] | 1 | 1 | 1 | 1 | 1 | 1 | 1 | 0
PG&E KERN | Sunset | 230 | LDES |  |  | 0 | 0 | 0 | 0 | 0 | 0 | 0 | 0 | 0 | 5 | 2 | 5 | 2 | [14 empty] | 1 | 1 | 1 | 1 | 1 | 1 | 1 | 0
PG&E GBA | Swift | 115 | LDES |  |  | 0 | 0 | 0 | 0 | 0 | 0 | 0 | 0 | 0 | 1 | 1 | 1 | 1 | [14 empty] | 2 | 1 | 2 | 2 | 2 | 1 | 1 | 0
SDGE | Sycamore Canyon | 138 | LDES |  |  | 0 | 0 | 0 | 0 | 0 | 0 | 0 | 0 | 0 | 3 | 3 | 1 | 1 | 3 | [13 empty] | 2 | 1 | 4 | 1 | 3 | 1 | 1 | 0
SDGE | Sycamore Canyon | 230 | LDES |  | Mapped as PSH | 500 | 0 | 500 | 0 | 0 | 0 | 500 | 0 | 500 | 3 | 3 | 1 | 1 |  |  |  | See 'LandEnv_PSH' tab for PSH potential impacts analysis | [10 empty] | 2 | 1 | 4 | 1 | 3 | 3- | 1 | 1
SDGE | Sycamore Canyon | 69 | LDES |  |  | 0 | 0 | 0 | 0 | 0 | 0 | 0 | 0 | 0 | 3 | 3 | 1 | 1 | [14 empty] | 2 | 1 | 4 | 1 | 3 | 1 | 1 | 0
SCE Northern | Sylmar | 230 | LDES |  |  | 250 | 0 | 250 | 0 | 0 | 0 | 250 | 0 | 250 | 5 | 2 | 1 | 1 | [14 empty] | 1 | 1 | 2 | 1 | 1 | 5- | 1 | 1
PG&E NGBA | Table Mountain | 115 | LDES |  |  | 0 | 0 | 0 | 0 | 0 | 0 | 0 | 0 | 0 | 5 | 2 | 1 | 1 | [14 empty] | 2 | 1 | 3 | 2 | 1 | 1 | 1 | 0
PG&E NGBA | Table Mountain | 230 | LDES |  |  | 0 | 0 | 0 | 0 | 0 | 0 | 0 | 0 | 0 | 5 | 2 | 1 | 1 | [14 empty] | 2 | 1 | 3 | 2 | 1 | 1 | 1 | 0
PG&E NGBA | Table Mountain | 500 | LDES |  |  | 0 | 0 | 0 | 0 | 0 | 0 | 0 | 0 | 0 | 5 | 2 | 1 | 1 | [14 empty] | 2 | 1 | 3 | 2 | 1 | 1 | 1 | 0
PG&E NGBA | Table Mountain | 60 | LDES |  |  | 0 | 0 | 0 | 0 | 0 | 0 | 0 | 0 | 0 | 5 | 2 | 1 | 1 | [14 empty] | 2 | 1 | 3 | 2 | 1 | 1 | 1 | 0
PG&E KERN | Taft | 115 | LDES |  |  | 0 | 0 | 0 | 0 | 0 | 0 | 0 | 0 | 0 | 5 | 2 | 5 | 2 | [14 empty] | 1 | 1 | 2 | 1 | 2 | 1 | 1 | 0
SDGE | Talega | 138 | LDES |  |  | 0 | 0 | 0 | 0 | 0 | 0 | 0 | 0 | 0 | 1 | 1 | 1 | 1 | 3 | [13 empty] | 2 | 1 | 3 | 1 | 3 | 1 | 1 | 0
SDGE | Talega | 230 | LDES |  |  | 0 | 0 | 0 | 0 | 0 | 0 | 0 | 0 | 0 | 1 | 1 | 1 | 1 | [14 empty] | 2 | 1 | 3 | 1 | 3 | 1 | 1 | 0
PG&E GBA | Tassajara | 230 | LDES |  |  | 0 | 0 | 0 | 0 | 0 | 0 | 0 | 0 | 0 | 5 | 2 | 1 | 1 | [14 empty] | 2 | 1 | 3 | 1 | 3 | 1 | 1 | 0
PG&E KERN | Tejon | 70 | LDES |  |  | 0 | 0 | 0 | 0 | 0 | 0 | 0 | 0 | 0 | 5 | 2 | 5 | 2 | [14 empty] | 1 | 1 | 3 | 1 | 1 | 1 | 1 | 0
SDGE | Telegraph Canyon | 138 | LDES |  |  | 0 | 0 | 0 | 0 | 0 | 0 | 0 | 0 | 0 | 3 | 3 | 1 | 1 | [14 empty] | 2 | 1 | 2 | 1 | 2 | 1 | 1 | 0
PG&E KERN | Temblor | 115 | LDES |  |  | 0 | 0 | 0 | 0 | 0 | 0 | 0 | 0 | 0 | 5 | 2 | 5 | 2 | [14 empty] | 1 | 1 | 2 | 1 | 1 | 1 | 1 | 0
PG&E KERN | Templeton | 230 | LDES |  |  | 0 | 0 | 0 | 0 | 0 | 0 | 0 | 0 | 0 | 5 | 2 | 5 | 2 | [14 empty] | 2 | 2 | 4 | 2 | 3 | 1 | 1 | 0
PG&E KERN | Templeton | 70 | LDES |  |  | 0 | 0 | 0 | 0 | 0 | 0 | 0 | 0 | 0 | 5 | 2 | 5 | 2 | [14 empty] | 2 | 2 | 4 | 2 | 3 | 1 | 1 | 0
PG&E GBA | Tesla | 115 | LDES |  |  | 0 | 0 | 0 | 0 | 0 | 0 | 0 | 0 | 0 | 1 | 1 | 1 | 1 | [14 empty] | 2 | 1 | 2 | 1 | 2 | 1 | 1 | 0
PG&E GBA | Tesla | 230 | LDES |  |  | 0 | 0 | 0 | 0 | 0 | 0 | 0 | 0 | 0 | 5 | 2 | 1 | 1 | 4 | [13 empty] | 2 | 1 | 2 | 1 | 2 | 1 | 1 | 0
PG&E GBA | Tesla | 500 | LDES |  |  | 0 | 0 | 0 | 0 | 0 | 0 | 0 | 0 | 0 | 1 | 1 | 1 | 1 | 5 | [13 empty] | 2 | 1 | 2 | 1 | 2 | 1 | 1 | 0
PG&E KERN | Tevis | 115 | LDES |  |  | 0 | 0 | 0 | 0 | 0 | 0 | 0 | 0 | 0 | 5 | 2 | 5 | 2 | 4 | [13 empty] | 1 | 1 | 2 | 1 | 2 | 1 | 1 | 0
EOP | Thousandaire | 138 | LDES |  |  | 0 | 0 | 0 | 0 | 0 | 0 | 0 | 0 | 0 | 5 | 2 | 1 | 1 | [14 empty] | 2 | 2 | 4 | 1 | 3 | 1 | 1 | 0
PG&E KERN | Topaz | 230 | LDES |  |  | 0 | 0 | 0 | 0 | 0 | 0 | 0 | 0 | 0 | 5 | 2 | 5 | 2 | [14 empty] | 1 | 1 | 3 | 1 | 2 | 1 | 1 | 0
SCE NOL | Tortilla | 115 | LDES |  |  | 0 | 0 | 0 | 0 | 0 | 0 | 0 | 0 | 0 | 4 | 3 | 1 | 1 | [14 empty] | 2 | 1 | 4 | 1 | 2 | 1 | 1 | 0
SDGE | Trabuco | 138 | LDES |  |  | 0 | 0 | 0 | 0 | 0 | 0 | 0 | 0 | 0 | 1 | 1 | 1 | 1 | [14 empty] | 1 | 1 | 1 | 1 | 2 | 1 | 1 | 0
PG&E GBA | Tracy | 115 | LDES |  |  | 0 | 0 | 0 | 0 | 0 | 0 | 0 | 0 | 0 | 1 | 1 | 1 | 1 | [14 empty] | 2 | 1 | 3 | 1 | 2 | 1 | 1 | 0
PG&E FRESNO | Tranquility | 230 | LDES |  |  | 0 | 0 | 0 | 0 | 0 | 0 | 0 | 0 | 0 | 5 | 2 | 5 | 2 | 3 | [13 empty] | 1 | 1 | 4 | 2 | 1 | 1 | 1 | 0
PG&E GBA | Trimble | 115 | LDES |  |  | 0 | 0 | 0 | 0 | 0 | 0 | 0 | 0 | 0 | 1 | 1 | 1 | 1 | [14 empty] | 2 | 1 | 3 | 2 | 2 | 1 | 1 | 0
EOP | Trout Canyon | 230 | LDES |  |  | 0 | 0 | 0 | 0 | 0 | 0 | 0 | 0 | 0 | 5 | 2 | 1 | 1 | [14 empty] | 2 | 2 | 4 | 1 | 3 | 1 | 1 | 0
EOP | Trout Canyon | 500 | LDES |  |  | 0 | 0 | 0 | 0 | 0 | 0 | 0 | 0 | 0 | 5 | 2 | 1 | 1 | [14 empty] | 2 | 2 | 4 | 1 | 3 | 1 | 1 | 0
PG&E NGBA | Tulucay | 230 | LDES |  |  | 0 | 0 | 0 | 0 | 0 | 0 | 0 | 0 | 0 | 5 | 5 | 1 | 1 | [14 empty] | 2 | 1 | 3 | 2 | 3 | 1 | 1 | 0
PG&E NGBA | Tulucay | 60 | LDES |  |  | 0 | 0 | 0 | 0 | 0 | 0 | 0 | 0 | 0 | 5 | 5 | 1 | 1 | [14 empty] | 2 | 1 | 3 | 2 | 3 | 1 | 1 | 0
PG&E KERN | Tupman | 115 | LDES |  |  | 0 | 0 | 0 | 0 | 0 | 0 | 0 | 0 | 0 | 5 | 2 | 5 | 2 | [14 empty] | 1 | 1 | 2 | 1 | 1 | 1 | 1 | 0
PG&E NGBA | Ukiah | 115 | LDES |  |  | 0 | 0 | 0 | 0 | 0 | 0 | 0 | 0 | 0 | 5 | 5 | 1 | 1 | [14 empty] | 2 | 2 | 4 | 2 | 3 | 1 | 1 | 0
PG&E KERN | Union (Estrella) | 70 | LDES |  |  | 0 | 0 | 0 | 0 | 0 | 0 | 0 | 0 | 0 | 5 | 2 | 5 | 2 | [14 empty] | 2 | 2 | 4 | 2 | 3 | 1 | 1 | 0
PG&E NGBA | Vaca Dixon | 115 | LDES |  |  | 0 | 0 | 0 | 0 | 0 | 0 | 0 | 0 | 0 | 5 | 5 | 1 | 1 | 4 | [13 empty] | 2 | 1 | 1 | 1 | 3 | 1 | 1 | 0
PG&E NGBA | Vaca Dixon | 230 | LDES |  |  | 0 | 0 | 0 | 0 | 0 | 0 | 0 | 0 | 0 | 5 | 5 | 1 | 1 | [14 empty] | 2 | 1 | 1 | 1 | 3 | 1 | 1 | 0
PG&E NGBA | Vaca Dixon | 500 | LDES |  |  | 0 | 0 | 0 | 0 | 0 | 0 | 0 | 0 | 0 | 5 | 5 | 1 | 1 | [14 empty] | 2 | 1 | 1 | 1 | 3 | 1 | 1 | 0
PG&E NGBA | Vaca Dixon | 60 | LDES |  |  | 0 | 0 | 0 | 0 | 0 | 0 | 0 | 0 | 0 | 5 | 5 | 1 | 1 | [14 empty] | 2 | 1 | 1 | 1 | 3 | 1 | 1 | 0
SCE Eastern | Valley (SCE) | 500 | LDES |  |  | 0 | 0 | 0 | 0 | 0 | 0 | 0 | 0 | 0 | 4 | 2 | 1 | 1 | [14 empty] | 1 | 1 | 2 | 1 | 2 | 1 | 1 | 0
EOP | Valley (VEA) | 138 | LDES |  |  | 0 | 0 | 0 | 0 | 0 | 0 | 0 | 0 | 0 | 5 | 2 | 1 | 1 | [14 empty] | 2 | 2 | 4 | 1 | 3 | 1 | 1 | 0
SDGE | Valley Center | 69 | LDES |  |  | 0 | 0 | 0 | 0 | 0 | 0 | 0 | 0 | 0 | 3 | 3 | 1 | 1 | [14 empty] | 2 | 1 | 4 | 1 | 3 | 1 | 1 | 0
PG&E GBA | Valley Home | 115 | LDES |  |  | 0 | 0 | 0 | 0 | 0 | 0 | 0 | 0 | 0 | 1 | 1 | 1 | 1 | [14 empty] | 1 | 1 | 4 | 2 | 1 | 1 | 1 | 0
PG&E GBA | Valley Springs | 230 | LDES |  |  | 0 | 0 | 0 | 0 | 0 | 0 | 0 | 0 | 0 | 1 | 1 | 1 | 1 | [14 empty] | 2 | 1 | 4 | 1 | 3 | 1 | 1 | 0
PG&E GBA | Valley Springs | 60 | LDES |  |  | 0 | 0 | 0 | 0 | 0 | 0 | 0 | 0 | 0 | 1 | 1 | 1 | 1 | [14 empty] | 2 | 1 | 4 | 1 | 3 | 1 | 1 | 0
EOP | Valley Switch | 138 | LDES |  |  | 0 | 0 | 0 | 0 | 0 | 0 | 0 | 0 | 0 | 5 | 2 | 1 | 1 | [14 empty] | 2 | 2 | 4 | 1 | 3 | 1 | 1 | 0
EOP | Valley Switch | 230 | LDES |  |  | 0 | 0 | 0 | 0 | 0 | 0 | 0 | 0 | 0 | 5 | 2 | 1 | 1 | [14 empty] | 2 | 2 | 4 | 1 | 3 | 1 | 1 | 0
PG&E GBA | Vasco | 230 | LDES |  |  | 0 | 0 | 0 | 0 | 0 | 0 | 0 | 0 | 0 | 5 | 5 | 1 | 1 | [14 empty] | 2 | 1 | 3 | 1 | 3 | 1 | 1 | 0
PG&E GBA | Vasona | 230 | LDES |  |  | 0 | 0 | 0 | 0 | 0 | 0 | 0 | 0 | 0 | 1 | 1 | 1 | 1 | [14 empty] | 2 | 1 | 4 | 2 | 3 | 1 | 1 | 0
SCE Northern | Vestal | 230 | LDES |  |  | 0 | 0 | 0 | 0 | 0 | 0 | 0 | 0 | 0 | 1 | 1 | 1 | 1 | [14 empty] | 1 | 1 | 4 | 1 | 1 | 1 | 1 | 0
SCE Northern | Vestal | 66 | LDES |  |  | 0 | 0 | 0 | 0 | 0 | 0 | 0 | 0 | 0 | 1 | 1 | 1 | 1 | [14 empty] | 1 | 1 | 4 | 1 | 1 | 1 | 1 | 0
SCE NOL | Victor | 115 | LDES |  |  | 0 | 0 | 0 | 0 | 0 | 0 | 0 | 0 | 0 | 1 | 1 | 1 | 1 | 3 | [13 empty] | 2 | 1 | 3 | 1 | 2 | 1 | 1 | 0
SCE NOL | Victor | 230 | LDES |  |  | 0 | 0 | 0 | 0 | 0 | 0 | 0 | 0 | 0 | 1 | 1 | 1 | 1 | 4 | [13 empty] | 2 | 1 | 3 | 1 | 2 | 1 | 1 | 0
SCE Metro | Viejo | 230 | LDES |  |  | 0 | 0 | 0 | 0 | 0 | 0 | 0 | 0 | 0 | 1 | 1 | 1 | 1 | [14 empty] | 1 | 1 | 3 | 1 | 2 | 1 | 1 | 0
PG&E GBA | Vierra | 115 | LDES |  |  | 0 | 0 | 0 | 0 | 0 | 0 | 0 | 0 | 0 | 5 | 5 | 1 | 1 | [14 empty] | 1 | 1 | 1 | 2 | 1 | 1 | 1 | 0
SCE Metro | Villa Park | 230 | LDES |  |  | 0 | 0 | 0 | 0 | 0 | 0 | 0 | 0 | 0 | 1 | 1 | 1 | 1 | [14 empty] | 1 | 1 | 2 | 1 | 2 | 1 | 1 | 0
SCE Northern | Vincent | 230 | LDES |  |  | 0 | 0 | 0 | 0 | 0 | 0 | 0 | 0 | 0 | 1 | 1 | 1 | 1 | 4 | [13 empty] | 2 | 1 | 4 | 1 | 3 | 1 | 1 | 0
SCE Northern | Vincent | 500 | LDES |  |  | 0 | 0 | 0 | 0 | 0 | 0 | 0 | 0 | 0 | 1 | 1 | 1 | 1 | 5 | [13 empty] | 2 | 1 | 4 | 1 | 3 | 1 | 1 | 0
PG&E GBA | Vineyard | 230 | LDES |  |  | 0 | 0 | 0 | 0 | 0 | 0 | 0 | 0 | 0 | 5 | 5 | 1 | 1 | [14 empty] | 2 | 1 | 2 | 1 | 3 | 1 | 1 | 0
SDGE | Vineyard | 69 | LDES |  |  | 0 | 0 | 0 | 0 | 0 | 0 | 0 | 0 | 0 | 3 | 3 | 1 | 1 | [14 empty] | 2 | 1 | 2 | 1 | 3 | 1 | 1 | 0
SCE Eastern | Vista (SCE) | 230 | LDES |  |  | 0 | 0 | 0 | 0 | 0 | 0 | 0 | 0 | 0 | 4 | 2 | 1 | 1 | [14 empty] | 1 | 1 | 2 | 1 | 1 | 1 | 1 | 0
EOP | Vista (VEA) | 138 | LDES |  |  | 0 | 0 | 0 | 0 | 0 | 0 | 0 | 0 | 0 | 5 | 2 | 1 | 1 | [14 empty] | 2 | 2 | 4 | 1 | 3 | 1 | 1 | 0
EOP | Vista (VEA) | 230 | LDES |  |  | 0 | 0 | 0 | 0 | 0 | 0 | 0 | 0 | 0 | 5 | 2 | 1 | 1 | [14 empty] | 2 | 2 | 4 | 1 | 3 | 1 | 1 | 0
PG&E FRESNO | Wahtoke | 115 | LDES |  |  | 0 | 0 | 0 | 0 | 0 | 0 | 0 | 0 | 0 | 5 | 2 | 5 | 2 | [14 empty] | 1 | 1 | 3 | 2 | 1 | 1 | 1 | 0
SCE Northern | Wakefield | 66 | LDES |  |  | 0 | 0 | 0 | 0 | 0 | 0 | 0 | 0 | 0 | 5 | 2 | 1 | 1 | [14 empty] | 2 | 1 | 4 | 1 | 3 | 1 | 1 | 0
SCE Metro | Walnut | 230 | LDES |  |  | 0 | 0 | 0 | 0 | 0 | 0 | 0 | 0 | 0 | 1 | 1 | 1 | 1 | [14 empty] | 1 | 1 | 1 | 1 | 1 | 1 | 1 | 0
SCE Northern | Warne | 230 | LDES |  |  | 0 | 0 | 0 | 0 | 0 | 0 | 0 | 0 | 0 | 5 | 2 | 1 | 1 | [14 empty] | 1 | 1 | 4 | 1 | 3 | 1 | 1 | 0
PG&E GBA | Warnerville | 230 | LDES |  |  | 0 | 0 | 0 | 0 | 0 | 0 | 0 | 0 | 0 | 5 | 2 | 5 | 2 | [14 empty] | 1 | 1 | 3 | 2 | 2 | 1 | 1 | 0
PG&E FRESNO | Waukena | 115 | LDES |  |  | 0 | 0 | 0 | 0 | 0 | 0 | 0 | 0 | 0 | 5 | 2 | 5 | 2 | [14 empty] | 1 | 1 | 4 | 2 | 1 | 1 | 1 | 0
PG&E GBA | Weber | 230 | LDES |  |  | 0 | 0 | 0 | 0 | 0 | 0 | 0 | 0 | 0 | 1 | 1 | 1 | 1 | [14 empty] | 1 | 1 | 3 | 2 | 1 | 1 | 1 | 0
PG&E GBA | Weber | 60 | LDES |  |  | 0 | 0 | 0 | 0 | 0 | 0 | 0 | 0 | 0 | 1 | 1 | 1 | 1 | 3 | [13 empty] | 1 | 1 | 3 | 2 | 1 | 1 | 1 | 0
PG&E FRESNO | West Fresno | 115 | LDES |  |  | 0 | 0 | 0 | 0 | 0 | 0 | 0 | 0 | 0 | 5 | 2 | 5 | 2 | [14 empty] | 1 | 1 | 2 | 2 | 1 | 1 | 1 | 0
PG&E FRESNO | Westley | 230 | LDES |  |  | 0 | 0 | 0 | 0 | 0 | 0 | 0 | 0 | 0 | 1 | 1 | 1 | 1 | [14 empty] | 1 | 1 | 4 | 2 | 1 | 1 | 1 | 0
PG&E KERN | Westpark | 115 | LDES |  |  | 0 | 0 | 0 | 0 | 0 | 0 | 0 | 0 | 0 | 5 | 2 | 5 | 2 | [14 empty] | 1 | 1 | 3 | 1 | 1 | 1 | 1 | 0
PG&E KERN | Wheeler Ridge | 230 | LDES |  |  | 0 | 0 | 0 | 0 | 0 | 0 | 0 | 0 | 0 | 5 | 5 | 5 | 2 | 1 | [13 empty] | 1 | 1 | 4 | 1 | 1 | 1 | 1 | 0
PG&E KERN | Wheeler Ridge | 115 | LDES |  |  | 0 | 0 | 0 | 0 | 0 | 0 | 0 | 0 | 0 | 5 | 2 | 5 | 2 | 3 | [13 empty] | 1 | 1 | 4 | 1 | 1 | 1 | 1 | 0
PG&E KERN | Wheeler Ridge | 70 | LDES |  |  | 0 | 0 | 0 | 0 | 0 | 0 | 0 | 0 | 0 | 5 | 5 | 5 | 2 | [14 empty] | 1 | 1 | 4 | 1 | 1 | 1 | 1 | 0
SCE Northern | Whirlwind | 230 | LDES |  | Mapped as A-CAES | 300 | 0 | 300 | 0 | 0 | 0 | 300 | 0 | 300 | 1 | 1 | 1 | 1 | 5 | [13 empty] | 2 | 1 | 4 | 1 | 3 | 1 | 3 | 1
SCE Northern | Whirlwind | 500 | LDES |  |  | 0 | 0 | 0 | 0 | 0 | 0 | 0 | 0 | 0 | 1 | 1 | 1 | 1 | 5 | [13 empty] | 2 | 1 | 4 | 1 | 3 | 1 | 1 | 0
PG&E GBA | Whisman | 115 | LDES |  |  | 0 | 0 | 0 | 0 | 0 | 0 | 0 | 0 | 0 | 1 | 1 | 1 | 1 | [14 empty] | 2 | 1 | 2 | 2 | 2 | 1 | 1 | 0
SCE Eastern | Wildlife | 230 | LDES |  |  | 0 | 0 | 0 | 0 | 0 | 0 | 0 | 0 | 0 | 4 | 2 | 1 | 1 | [14 empty] | 1 | 1 | 1 | 1 | 1 | 1 | 1 | 0
PG&E FRESNO | Wilson | 115 | LDES |  |  | 0 | 0 | 0 | 0 | 0 | 0 | 0 | 0 | 0 | 5 | 2 | 5 | 2 | 4 | [13 empty] | 1 | 1 | 4 | 2 | 1 | 1 | 1 | 0
PG&E FRESNO | Wilson | 230 | LDES |  |  | 0 | 0 | 0 | 0 | 0 | 0 | 0 | 0 | 0 | 5 | 2 | 5 | 2 | [14 empty] | 1 | 1 | 4 | 2 | 1 | 1 | 1 | 0
SCE Northern | Windhub | 230 | LDES |  |  | 0 | 0 | 0 | 0 | 0 | 0 | 0 | 0 | 0 | 1 | 1 | 1 | 1 | 4 | [13 empty] | 2 | 1 | 4 | 1 | 2 | 1 | 1 | 0
SCE Northern | Windhub | 500 | LDES |  |  | 480 | 0 | 480 | 0 | 0 | 0 | 480 | 0 | 480 | 1 | 1 | 1 | 1 | 5 | [13 empty] | 2 | 1 | 4 | 1 | 2 | 5- | 1 | 1
PG&E GBA | Windmaster | 230 | LDES |  |  | 0 | 0 | 0 | 0 | 0 | 0 | 0 | 0 | 0 | 5 | 2 | 1 | 1 | [14 empty] | 2 | 1 | 2 | 1 | 2 | 1 | 1 | 0
PG&E NGBA | Windsor | 60 | LDES |  |  | 0 | 0 | 0 | 0 | 0 | 0 | 0 | 0 | 0 | 5 | 5 | 1 | 1 | [14 empty] | 1 | 1 | 2 | 1 | 2 | 1 | 1 | 0
PG&E NGBA | Woodland | 115 | LDES |  |  | 0 | 0 | 0 | 0 | 0 | 0 | 0 | 0 | 0 | 5 | 2 | 1 | 1 | [14 empty] | 2 | 1 | 4 | 2 | 3 | 1 | 1 | 0
PG&E FRESNO | Woodward | 115 | LDES |  |  | 0 | 0 | 0 | 0 | 0 | 0 | 0 | 0 | 0 | 5 | 2 | 5 | 2 | [14 empty] | 1 | 1 | 2 | 2 | 2 | 1 | 1 | 0
PG&E NGBA | Wyandotte | 115 | LDES |  |  | 0 | 0 | 0 | 0 | 0 | 0 | 0 | 0 | 0 | 5 | 2 | 1 | 1 | [14 empty] | 2 | 1 | 2 | 2 | 2 | 1 | 1 | 0
PG&E KERN | 7th Standard | 115 | OOS_Wind |  |  | 0 | 0 | 0 | 0 | 0 | 0 | 0 | 0 | 0 | 5 | 2 | 5 | 2 | [19 empty] | 1 | 1 | 0
SCE Metro | Alamitos | 230 | OOS_Wind |  |  | 0 | 0 | 0 | 0 | 0 | 0 | 0 | 0 | 0 | 1 | 1 | 1 | 1 | [19 empty] | 1 | 1 | 0
SCE Eastern | Alberhill | 115 | OOS_Wind |  |  | 0 | 0 | 0 | 0 | 0 | 0 | 0 | 0 | 0 | 4 | 2 | 1 | 1 | [19 empty] | 1 | 1 | 0
SCE Eastern | Alberhill | 500 | OOS_Wind |  |  | 0 | 0 | 0 | 0 | 0 | 0 | 0 | 0 | 0 | 4 | 2 | 1 | 1 | [19 empty] | 1 | 1 | 0
PG&E GBA | Alhambra | 115 | OOS_Wind |  |  | 0 | 0 | 0 | 0 | 0 | 0 | 0 | 0 | 0 | 5 | 2 | 1 | 1 | [19 empty] | 1 | 1 | 0
PG&E FRESNO | Alpaugh | 115 | OOS_Wind |  |  | 0 | 0 | 0 | 0 | 0 | 0 | 0 | 0 | 0 | 5 | 2 | 5 | 2 | 3 | [18 empty] | 1 | 1 | 0
PG&E GBA | Altamont Midway (Sandhill) | 230 | OOS_Wind |  |  | 0 | 0 | 0 | 0 | 0 | 0 | 0 | 0 | 0 | 5 | 2 | 1 | 1 | [19 empty] | 1 | 1 | 0
SCE Northern | Antelope | 230 | OOS_Wind |  |  | 0 | 0 | 0 | 0 | 0 | 0 | 0 | 0 | 0 | 1 | 1 | 1 | 1 | 4 | [18 empty] | 1+ | 1 | 1
SCE Northern | Antelope | 500 | OOS_Wind |  |  | 0 | 0 | 0 | 0 | 0 | 0 | 0 | 0 | 0 | 1 | 1 | 1 | 1 | [19 empty] | 1 | 1 | 0
PG&E KERN | Arco | 230 | OOS_Wind |  |  | 0 | 0 | 0 | 0 | 0 | 0 | 0 | 0 | 0 | 5 | 2 | 5 | 2 | 3 | [18 empty] | 1 | 1 | 0
SCE Metro | ArcoGen | 230 | OOS_Wind |  |  | 0 | 0 | 0 | 0 | 0 | 0 | 0 | 0 | 0 | 1 | 1 | 1 | 1 | [19 empty] | 1 | 1 | 0
SDGE | Artesian | 230 | OOS_Wind |  |  | 0 | 0 | 0 | 0 | 0 | 0 | 0 | 0 | 0 | 3 | 3 | 1 | 1 | [19 empty] | 1 | 1 | 0
PG&E FRESNO | Ashlan | 230 | OOS_Wind |  |  | 0 | 0 | 0 | 0 | 0 | 0 | 0 | 0 | 0 | 5 | 2 | 5 | 2 | [19 empty] | 1 | 1 | 0
PG&E NGBA | Atlantic | 115 | OOS_Wind |  |  | 0 | 0 | 0 | 0 | 0 | 0 | 0 | 0 | 0 | 5 | 2 | 1 | 1 | [19 empty] | 1 | 1 | 0
PG&E NGBA | Atlantic | 230 | OOS_Wind |  |  | 0 | 0 | 0 | 0 | 0 | 0 | 0 | 0 | 0 | 5 | 2 | 1 | 1 | [19 empty] | 1 | 1 | 0
PG&E FRESNO | Atwater | 115 | OOS_Wind |  |  | 0 | 0 | 0 | 0 | 0 | 0 | 0 | 0 | 0 | 5 | 2 | 5 | 2 | [19 empty] | 1 | 1 | 0
PG&E GBA | Avena | 115 | OOS_Wind |  |  | 0 | 0 | 0 | 0 | 0 | 0 | 0 | 0 | 0 | 1 | 1 | 1 | 1 | [19 empty] | 1 | 1 | 0
PG&E NGBA | Bahia | 230 | OOS_Wind |  |  | 0 | 0 | 0 | 0 | 0 | 0 | 0 | 0 | 0 | 5 | 5 | 1 | 1 | [19 empty] | 1 | 1 | 0
SCE Northern | Bailey | 230 | OOS_Wind |  |  | 0 | 0 | 0 | 0 | 0 | 0 | 0 | 0 | 0 | 5 | 2 | 1 | 1 | [19 empty] | 1 | 1 | 0
SCE NOL | Baker | 115 | OOS_Wind |  |  | 0 | 0 | 0 | 0 | 0 | 0 | 0 | 0 | 0 | 4 | 3 | 1 | 1 | [19 empty] | 1 | 1 | 0
PG&E KERN | Bakersfield | 230 | OOS_Wind |  |  | 0 | 0 | 0 | 0 | 0 | 0 | 0 | 0 | 0 | 5 | 2 | 5 | 2 | [19 empty] | 1 | 1 | 0
PG&E FRESNO | Balch | 230 | OOS_Wind |  |  | 0 | 0 | 0 | 0 | 0 | 0 | 0 | 0 | 0 | 5 | 2 | 5 | 2 | [19 empty] | 1 | 1 | 0
SCE Eastern | Bannister | 230 | OOS_Wind |  |  | 0 | 0 | 0 | 0 | 0 | 0 | 0 | 0 | 0 | 5 | 2 | 1 | 1 | [19 empty] | 1 | 1 | 0
SCE Metro | Barre | 230 | OOS_Wind |  |  | 0 | 0 | 0 | 0 | 0 | 0 | 0 | 0 | 0 | 1 | 1 | 1 | 1 | [19 empty] | 1 | 1 | 0
SDGE | Bay Boulevard | 230 | OOS_Wind |  |  | 0 | 0 | 0 | 0 | 0 | 0 | 0 | 0 | 0 | 3 | 3 | 1 | 1 | [19 empty] | 1 | 1 | 0
EOP | Beatty | 138 | OOS_Wind |  |  | 0 | 0 | 0 | 0 | 0 | 0 | 0 | 0 | 0 | 5 | 2 | 1 | 1 | [19 empty] | 1 | 1 | 0
EOP | Beatty | 230 | OOS_Wind |  |  | 0 | 0 | 0 | 0 | 0 | 0 | 0 | 0 | 0 | 5 | 2 | 1 | 1 | [19 empty] | 1 | 1 | 0
PG&E NGBA | Belden | 230 | OOS_Wind |  |  | 0 | 0 | 0 | 0 | 0 | 0 | 0 | 0 | 0 | 5 | 2 | 1 | 1 | [19 empty] | 1 | 1 | 0
PG&E NGBA | Bell | 115 | OOS_Wind |  |  | 0 | 0 | 0 | 0 | 0 | 0 | 0 | 0 | 0 | 5 | 2 | 1 | 1 | [19 empty] | 1 | 1 | 0
PG&E NGBA | Bellevue | 115 | OOS_Wind |  |  | 0 | 0 | 0 | 0 | 0 | 0 | 0 | 0 | 0 | 5 | 5 | 1 | 1 | [19 empty] | 1 | 1 | 0
PG&E GBA | Bellota | 115 | OOS_Wind |  |  | 0 | 0 | 0 | 0 | 0 | 0 | 0 | 0 | 0 | 5 | 5 | 1 | 1 | 3 | [18 empty] | 1 | 1 | 0
PG&E GBA | Bellota | 230 | OOS_Wind |  |  | 0 | 0 | 0 | 0 | 0 | 0 | 0 | 0 | 0 | 1 | 1 | 1 | 1 | 3 | [18 empty] | 1+ | 1 | 1
SCE Northern | Big Creek | 230 | OOS_Wind |  |  | 0 | 0 | 0 | 0 | 0 | 0 | 0 | 0 | 0 | 1 | 1 | 1 | 1 | [19 empty] | 1 | 1 | 0
PG&E GBA | Birds Landing | 230 | OOS_Wind |  |  | 0 | 0 | 0 | 0 | 0 | 0 | 0 | 0 | 0 | 5 | 5 | 1 | 1 | 3 | [18 empty] | 1 | 1 | 0
SCE Eastern | Blythe | 161 | OOS_Wind |  |  | 0 | 0 | 0 | 0 | 0 | 0 | 0 | 0 | 0 | 5 | 3 | 1 | 1 | 3 | [18 empty] | 1 | 1 | 0
PG&E NGBA | Bogue | 115 | OOS_Wind |  |  | 0 | 0 | 0 | 0 | 0 | 0 | 0 | 0 | 0 | 5 | 2 | 1 | 1 | [19 empty] | 1 | 1 | 0
PG&E FRESNO | Borden | 230 | OOS_Wind |  |  | 0 | 0 | 0 | 0 | 0 | 0 | 0 | 0 | 0 | 5 | 2 | 5 | 2 | 1 | [18 empty] | 1 | 1 | 0
SDGE | Boulevard East | 138 | OOS_Wind |  |  | 0 | 0 | 0 | 0 | 0 | 0 | 0 | 0 | 0 | 3 | 3 | 1 | 1 | 1 | [18 empty] | 1 | 1 | 0
PG&E GBA | Brentwood | 230 | OOS_Wind |  |  | 0 | 0 | 0 | 0 | 0 | 0 | 0 | 0 | 0 | 5 | 2 | 1 | 1 | [19 empty] | 1 | 1 | 0
PG&E NGBA | Bridgeville | 115 | OOS_Wind |  |  | 0 | 0 | 0 | 0 | 0 | 0 | 0 | 0 | 0 | 5 | 2 | 1 | 1 | [19 empty] | 1 | 1 | 0
PG&E NGBA | Brighton | 115 | OOS_Wind |  |  | 0 | 0 | 0 | 0 | 0 | 0 | 0 | 0 | 0 | 5 | 2 | 1 | 1 | [19 empty] | 1 | 1 | 0
PG&E NGBA | Brighton | 230 | OOS_Wind |  |  | 0 | 0 | 0 | 0 | 0 | 0 | 0 | 0 | 0 | 5 | 2 | 1 | 1 | [19 empty] | 1 | 1 | 0
PG&E NGBA | Brunswick | 115 | OOS_Wind |  |  | 0 | 0 | 0 | 0 | 0 | 0 | 0 | 0 | 0 | 5 | 2 | 1 | 1 | [19 empty] | 1 | 1 | 0
PG&E NGBA | Bucks Creek | 230 | OOS_Wind |  |  | 0 | 0 | 0 | 0 | 0 | 0 | 0 | 0 | 0 | 5 | 2 | 1 | 1 | [19 empty] | 1 | 1 | 0
PG&E KERN | Buena Vista | 230 | OOS_Wind |  |  | 0 | 0 | 0 | 0 | 0 | 0 | 0 | 0 | 0 | 5 | 2 | 5 | 2 | [19 empty] | 1 | 1 | 0
PG&E FRESNO | Bullard | 115 | OOS_Wind |  |  | 0 | 0 | 0 | 0 | 0 | 0 | 0 | 0 | 0 | 5 | 2 | 5 | 2 | [19 empty] | 1 | 1 | 0
PG&E GBA | Burlingame | 115 | OOS_Wind |  |  | 0 | 0 | 0 | 0 | 0 | 0 | 0 | 0 | 0 | 5 | 2 | 1 | 1 | [19 empty] | 1 | 1 | 0
PG&E NGBA | Burney Forest | 230 | OOS_Wind |  |  | 0 | 0 | 0 | 0 | 0 | 0 | 0 | 0 | 0 | 5 | 2 | 1 | 1 | [19 empty] | 1 | 1 | 0
PG&E NGBA | Butte | 115 | OOS_Wind |  |  | 0 | 0 | 0 | 0 | 0 | 0 | 0 | 0 | 0 | 5 | 2 | 1 | 1 | [19 empty] | 1 | 1 | 0
PG&E KERN | Cabrillo | 115 | OOS_Wind |  |  | 0 | 0 | 0 | 0 | 0 | 0 | 0 | 0 | 0 | 5 | 2 | 5 | 2 | [19 empty] | 1 | 1 | 0
PG&E FRESNO | Cal Flats | 230 | OOS_Wind |  |  | 0 | 0 | 0 | 0 | 0 | 0 | 0 | 0 | 0 | 5 | 2 | 5 | 2 | [19 empty] | 1 | 1 | 0
SCE NOL | Calcite | 230 | OOS_Wind |  |  | 0 | 0 | 0 | 0 | 0 | 0 | 0 | 0 | 0 | 1 | 1 | 1 | 1 | 3 | [18 empty] | 1+ | 1 | 1
PG&E KERN | Caliente | 230 | OOS_Wind |  |  | 0 | 0 | 0 | 0 | 0 | 0 | 0 | 0 | 0 | 5 | 2 | 5 | 2 | 1 | [18 empty] | 1 | 1 | 0
PG&E FRESNO | California Ave | 115 | OOS_Wind |  |  | 0 | 0 | 0 | 0 | 0 | 0 | 0 | 0 | 0 | 5 | 2 | 5 | 2 | [19 empty] | 1 | 1 | 0
PG&E KERN | Callender | 115 | OOS_Wind |  |  | 0 | 0 | 0 | 0 | 0 | 0 | 0 | 0 | 0 | 5 | 2 | 5 | 2 | [19 empty] | 1 | 1 | 0
PG&E NGBA | Calpella | 115 | OOS_Wind |  |  | 0 | 0 | 0 | 0 | 0 | 0 | 0 | 0 | 0 | 5 | 5 | 1 | 1 | [19 empty] | 1 | 1 | 0
PG&E GBA | Camanche | 230 | OOS_Wind |  |  | 0 | 0 | 0 | 0 | 0 | 0 | 0 | 0 | 0 | 1 | 1 | 1 | 1 | [19 empty] | 1 | 1 | 0
PG&E FRESNO | Cantua | 115 | OOS_Wind |  |  | 0 | 0 | 0 | 0 | 0 | 0 | 0 | 0 | 0 | 5 | 2 | 5 | 2 | [19 empty] | 1 | 1 | 0
SDGE | Capistrano | 138 | OOS_Wind |  |  | 0 | 0 | 0 | 0 | 0 | 0 | 0 | 0 | 0 | 1 | 1 | 1 | 1 | [19 empty] | 1 | 1 | 0
SDGE | Capistrano | 230 | OOS_Wind |  |  | 0 | 0 | 0 | 0 | 0 | 0 | 0 | 0 | 0 | 1 | 1 | 1 | 1 | [19 empty] | 1 | 1 | 0
PG&E NGBA | Carberry | 230 | OOS_Wind |  |  | 0 | 0 | 0 | 0 | 0 | 0 | 0 | 0 | 0 | 5 | 2 | 1 | 1 | [19 empty] | 1 | 1 | 0
PG&E NGBA | Caribou | 115 | OOS_Wind |  |  | 0 | 0 | 0 | 0 | 0 | 0 | 0 | 0 | 0 | 5 | 2 | 1 | 1 | [19 empty] | 1 | 1 | 0
PG&E NGBA | Caribou | 230 | OOS_Wind |  |  | 0 | 0 | 0 | 0 | 0 | 0 | 0 | 0 | 0 | 5 | 2 | 1 | 1 | [19 empty] | 1 | 1 | 0
EOP | Carpenter Canyon (fka Gamebird) | 138 | OOS_Wind |  |  | 0 | 0 | 0 | 0 | 0 | 0 | 0 | 0 | 0 | 5 | 2 | 1 | 1 | [19 empty] | 1 | 1 | 0
EOP | Carpenter Canyon (fka Gamebird) | 230 | OOS_Wind |  |  | 0 | 0 | 0 | 0 | 0 | 0 | 0 | 0 | 0 | 5 | 2 | 1 | 1 | [19 empty] | 1 | 1 | 0
PG&E NGBA | Carquinez | 115 | OOS_Wind |  |  | 0 | 0 | 0 | 0 | 0 | 0 | 0 | 0 | 0 | 5 | 5 | 1 | 1 | [19 empty] | 1 | 1 | 0
SDGE | Carrizo Gorge | 138 | OOS_Wind |  |  | 0 | 0 | 0 | 0 | 0 | 0 | 0 | 0 | 0 | 3 | 3 | 1 | 1 | [19 empty] | 1 | 1 | 0
PG&E KERN | Carrizo Plains | 115 | OOS_Wind |  |  | 0 | 0 | 0 | 0 | 0 | 0 | 0 | 0 | 0 | 5 | 2 | 5 | 2 | [19 empty] | 1 | 1 | 0
PG&E KERN | Casaloma | 230 | OOS_Wind |  |  | 0 | 0 | 0 | 0 | 0 | 0 | 0 | 0 | 0 | 5 | 2 | 5 | 2 | [19 empty] | 1 | 1 | 0
PG&E GBA | Castro Valley | 230 | OOS_Wind |  |  | 0 | 0 | 0 | 0 | 0 | 0 | 0 | 0 | 0 | 5 | 5 | 1 | 1 | [19 empty] | 1 | 1 | 0
PG&E GBA | Cayetano | 230 | OOS_Wind |  |  | 0 | 0 | 0 | 0 | 0 | 0 | 0 | 0 | 0 | 5 | 2 | 1 | 1 | [19 empty] | 1 | 1 | 0
SCE Metro | Center | 230 | OOS_Wind |  |  | 0 | 0 | 0 | 0 | 0 | 0 | 0 | 0 | 0 | 1 | 1 | 1 | 1 | [19 empty] | 1 | 1 | 0
PG&E KERN | Charca | 115 | OOS_Wind |  |  | 0 | 0 | 0 | 0 | 0 | 0 | 0 | 0 | 0 | 5 | 2 | 5 | 2 | [19 empty] | 1 | 1 | 0
EOP | Charleston | 138 | OOS_Wind |  |  | 0 | 0 | 0 | 0 | 0 | 0 | 0 | 0 | 0 | 5 | 2 | 1 | 1 | [19 empty] | 1 | 1 | 0
SCE Metro | Chevmain | 230 | OOS_Wind |  |  | 0 | 0 | 0 | 0 | 0 | 0 | 0 | 0 | 0 | 1 | 1 | 1 | 1 | [19 empty] | 1 | 1 | 0
SDGE | Chicarita | 138 | OOS_Wind |  |  | 0 | 0 | 0 | 0 | 0 | 0 | 0 | 0 | 0 | 3 | 3 | 1 | 1 | [19 empty] | 1 | 1 | 0
SCE Metro | Chino | 230 | OOS_Wind |  |  | 0 | 0 | 0 | 0 | 0 | 0 | 0 | 0 | 0 | 1 | 1 | 1 | 1 | [19 empty] | 1+ | 1 | 1
PG&E FRESNO | Chowchilla | 115 | OOS_Wind |  |  | 0 | 0 | 0 | 0 | 0 | 0 | 0 | 0 | 0 | 5 | 2 | 5 | 2 | [19 empty] | 1 | 1 | 0
PG&E GBA | Christie | 115 | OOS_Wind |  |  | 0 | 0 | 0 | 0 | 0 | 0 | 0 | 0 | 0 | 5 | 2 | 1 | 1 | [19 empty] | 1 | 1 | 0
SCE Eastern | Cielo Azul | 500 | OOS_Wind |  |  | 0 | 0 | 0 | 0 | 0 | 0 | 0 | 0 | 0 | 5 | 4 | 4 | 4 | [19 empty] | 1+ | 1 | 1
PG&E GBA | Clayton | 115 | OOS_Wind |  |  | 0 | 0 | 0 | 0 | 0 | 0 | 0 | 0 | 0 | 5 | 2 | 1 | 1 | [19 empty] | 1 | 1 | 0
PG&E NGBA | Cloverdale | 115 | OOS_Wind |  |  | 0 | 0 | 0 | 0 | 0 | 0 | 0 | 0 | 0 | 5 | 5 | 1 | 1 | [19 empty] | 1 | 1 | 0
PG&E FRESNO | Clovis | 115 | OOS_Wind |  |  | 0 | 0 | 0 | 0 | 0 | 0 | 0 | 0 | 0 | 5 | 2 | 5 | 2 | [19 empty] | 1 | 1 | 0
PG&E GBA | Coburn | 230 | OOS_Wind |  |  | 0 | 0 | 0 | 0 | 0 | 0 | 0 | 0 | 0 | 5 | 2 | 5 | 2 | [19 empty] | 1 | 1 | 0
PG&E NGBA | Colgate | 230 | OOS_Wind |  |  | 0 | 0 | 0 | 0 | 0 | 0 | 0 | 0 | 0 | 5 | 2 | 1 | 1 | [19 empty] | 1 | 1 | 0
PG&E GBA | Collierville | 230 | OOS_Wind |  |  | 0 | 0 | 0 | 0 | 0 | 0 | 0 | 0 | 0 | 5 | 5 | 1 | 1 | [19 empty] | 1 | 1 | 0
PG&E GBA | Collinsville | 230 | OOS_Wind |  |  | 0 | 0 | 0 | 0 | 0 | 0 | 0 | 0 | 0 | 5 | 2 | 1 | 1 | [19 empty] | 1 | 1 | 0
PG&E GBA | Collinsville | 500 | OOS_Wind |  |  | 0 | 0 | 0 | 0 | 0 | 0 | 0 | 0 | 0 | 5 | 2 | 1 | 1 | [19 empty] | 1 | 1 | 0
SCE Eastern | Colorado River | 230 | OOS_Wind |  |  | 0 | 0 | 0 | 0 | 0 | 0 | 0 | 0 | 0 | 4 | 4 | 4 | 4 | 4 | [18 empty] | 1 | 1 | 0
SCE Eastern | Colorado River | 500 | OOS_Wind |  |  | 0 | 0 | 0 | 0 | 0 | 0 | 0 | 0 | 0 | 4 | 4 | 4 | 4 | 2 | [18 empty] | 1 | 1 | 0
PG&E KERN | Columbus | 115 | OOS_Wind |  |  | 0 | 0 | 0 | 0 | 0 | 0 | 0 | 0 | 0 | 5 | 2 | 5 | 2 | [19 empty] | 1 | 1 | 0
PG&E GBA | Contra Costa | 115 | OOS_Wind |  |  | 0 | 0 | 0 | 0 | 0 | 0 | 0 | 0 | 0 | 5 | 5 | 1 | 1 | [19 empty] | 1 | 1 | 0
PG&E GBA | Contra Costa | 230 | OOS_Wind |  |  | 0 | 0 | 0 | 0 | 0 | 0 | 0 | 0 | 0 | 5 | 2 | 1 | 1 | [19 empty] | 1 | 1 | 0
PG&E GBA | Contra Costa PP | 230 | OOS_Wind |  |  | 0 | 0 | 0 | 0 | 0 | 0 | 0 | 0 | 0 | 5 | 5 | 1 | 1 | [19 empty] | 1 | 1 | 0
SCE NOL | Control | 115 | OOS_Wind |  |  | 0 | 0 | 0 | 0 | 0 | 0 | 0 | 0 | 0 | 5 | 3 | 3 | 3 | [19 empty] | 1 | 1 | 0
PG&E GBA | Cooley Landing | 115 | OOS_Wind |  |  | 0 | 0 | 0 | 0 | 0 | 0 | 0 | 0 | 0 | 5 | 2 | 1 | 1 | [19 empty] | 1 | 1 | 0
SCE NOL | Coolwater | 230 | OOS_Wind |  |  | 0 | 0 | 0 | 0 | 0 | 0 | 0 | 0 | 0 | 4 | 3 | 1 | 1 | [19 empty] | 1 | 1 | 0
SCE NOL | Coolwater | 115 | OOS_Wind |  |  | 0 | 0 | 0 | 0 | 0 | 0 | 0 | 0 | 0 | 4 | 3 | 1 | 1 | 3 | [18 empty] | 1 | 1 | 0
PG&E FRESNO | Corcoran | 115 | OOS_Wind |  |  | 0 | 0 | 0 | 0 | 0 | 0 | 0 | 0 | 0 | 5 | 2 | 5 | 2 | [19 empty] | 1 | 1 | 0
PG&E NGBA | Corona | 115 | OOS_Wind |  |  | 0 | 0 | 0 | 0 | 0 | 0 | 0 | 0 | 0 | 5 | 5 | 1 | 1 | [19 empty] | 1 | 1 | 0
PG&E NGBA | Cortina | 230 | OOS_Wind |  |  | 0 | 0 | 0 | 0 | 0 | 0 | 0 | 0 | 0 | 5 | 5 | 1 | 1 | 3 | [18 empty] | 1 | 1 | 0
PG&E NGBA | Cortina | 115 | OOS_Wind |  |  | 0 | 0 | 0 | 0 | 0 | 0 | 0 | 0 | 0 | 5 | 5 | 1 | 1 | 1 | [18 empty] | 1 | 1 | 0
PG&E GBA | Cottle | 230 | OOS_Wind |  |  | 0 | 0 | 0 | 0 | 0 | 0 | 0 | 0 | 0 | 5 | 2 | 5 | 2 | 3 | [18 empty] | 1 | 1 | 0
PG&E NGBA | Cottonwood | 115 | OOS_Wind |  |  | 0 | 0 | 0 | 0 | 0 | 0 | 0 | 0 | 0 | 5 | 2 | 1 | 1 | [19 empty] | 1 | 1 | 0
PG&E NGBA | Cottonwood | 230 | OOS_Wind |  |  | 0 | 0 | 0 | 0 | 0 | 0 | 0 | 0 | 0 | 5 | 2 | 1 | 1 | [19 empty] | 1 | 1 | 0
PG&E NGBA | Cove Road | 230 | OOS_Wind |  |  | 0 | 0 | 0 | 0 | 0 | 0 | 0 | 0 | 0 | 5 | 2 | 1 | 1 | [19 empty] | 1 | 1 | 0
PG&E GBA | Coyote | 230 | OOS_Wind |  |  | 0 | 0 | 0 | 0 | 0 | 0 | 0 | 0 | 0 | 1 | 1 | 1 | 1 | [19 empty] | 1 | 1 | 0
PG&E GBA | Crazy Horse Canyon | 115 | OOS_Wind |  |  | 0 | 0 | 0 | 0 | 0 | 0 | 0 | 0 | 0 | 1 | 1 | 1 | 1 | [19 empty] | 1 | 1 | 0
PG&E FRESNO | Cressey | 115 | OOS_Wind |  |  | 0 | 0 | 0 | 0 | 0 | 0 | 0 | 0 | 0 | 5 | 2 | 5 | 2 | [19 empty] | 1 | 1 | 0
PG&E NGBA | Cresta | 230 | OOS_Wind |  |  | 0 | 0 | 0 | 0 | 0 | 0 | 0 | 0 | 0 | 5 | 2 | 1 | 1 | [19 empty] | 1 | 1 | 0
PG&E GBA | Curtis | 115 | OOS_Wind |  |  | 0 | 0 | 0 | 0 | 0 | 0 | 0 | 0 | 0 | 5 | 5 | 1 | 1 | [19 empty] | 1 | 1 | 0
PG&E FRESNO | Dairyland | 115 | OOS_Wind |  |  | 0 | 0 | 0 | 0 | 0 | 0 | 0 | 0 | 0 | 5 | 2 | 5 | 2 | [19 empty] | 1 | 1 | 0
PG&E NGBA | Davis | 115 | OOS_Wind |  |  | 0 | 0 | 0 | 0 | 0 | 0 | 0 | 0 | 0 | 5 | 5 | 1 | 1 | 3 | [18 empty] | 1 | 1 | 0
SCE Metro | Del Amo | 500 | OOS_Wind |  |  | 0 | 0 | 0 | 0 | 0 | 0 | 0 | 0 | 0 | 1 | 1 | 1 | 1 | [19 empty] | 1 | 1 | 0
SCE Metro | Del Amo | 230 | OOS_Wind |  |  | 0 | 0 | 0 | 0 | 0 | 0 | 0 | 0 | 0 | 1 | 1 | 1 | 1 | [19 empty] | 1 | 1 | 0
SCE Eastern | Delaney | 500 | OOS_Wind |  |  | 0 | 0 | 0 | 0 | 0 | 0 | 0 | 0 | 0 | 5 | 4 | 4 | 4 | [19 empty] | 1 | 1 | 0
PG&E NGBA | Delevan | 230 | OOS_Wind |  |  | 0 | 0 | 0 | 0 | 0 | 0 | 0 | 0 | 0 | 5 | 5 | 1 | 1 | 3 | [18 empty] | 1+ | 1 | 1
PG&E GBA | Delta PP | 230 | OOS_Wind |  |  | 0 | 0 | 0 | 0 | 0 | 0 | 0 | 0 | 0 | 5 | 2 | 1 | 1 | [19 empty] | 1 | 1 | 0
EOP | Desert View | 230 | OOS_Wind |  |  | 0 | 0 | 0 | 0 | 0 | 0 | 0 | 0 | 0 | 5 | 2 | 1 | 1 | [19 empty] | 1 | 1 | 0
SCE Eastern | Devers | 230 | OOS_Wind |  |  | 0 | 0 | 0 | 0 | 0 | 0 | 0 | 0 | 0 | 4 | 2 | 1 | 1 | 5 | [18 empty] | 1 | 1 | 0
SCE Eastern | Devers | 500 | OOS_Wind |  |  | 0 | 0 | 0 | 0 | 0 | 0 | 0 | 0 | 0 | 4 | 2 | 1 | 1 | [19 empty] | 1+ | 1 | 1
PG&E KERN | Diablo Canyon | 230 | OOS_Wind |  |  | 0 | 0 | 0 | 0 | 0 | 0 | 0 | 0 | 0 | 5 | 2 | 5 | 2 | 3 | [18 empty] | 1 | 1 | 0
PG&E KERN | Diablo Canyon | 500 | OOS_Wind |  |  | 0 | 0 | 0 | 0 | 0 | 0 | 0 | 0 | 0 | 5 | 2 | 4 | 2 | 5 | [18 empty] | 1 | 1 | 0
PG&E KERN | Divide | 115 | OOS_Wind |  |  | 0 | 0 | 0 | 0 | 0 | 0 | 0 | 0 | 0 | 5 | 2 | 5 | 2 | [19 empty] | 1 | 1 | 0
PG&E GBA | Dixon Landing | 115 | OOS_Wind |  |  | 0 | 0 | 0 | 0 | 0 | 0 | 0 | 0 | 0 | 1 | 1 | 1 | 1 | [19 empty] | 1 | 1 | 0
PG&E FRESNO | Dos Amigos | 230 | OOS_Wind |  |  | 0 | 0 | 0 | 0 | 0 | 0 | 0 | 0 | 0 | 5 | 2 | 5 | 2 | [19 empty] | 1 | 1 | 0
PG&E NGBA | Drum | 115 | OOS_Wind |  |  | 0 | 0 | 0 | 0 | 0 | 0 | 0 | 0 | 0 | 5 | 2 | 1 | 1 | [19 empty] | 1 | 1 | 0
PG&E GBA | Dumbarton | 115 | OOS_Wind |  |  | 0 | 0 | 0 | 0 | 0 | 0 | 0 | 0 | 0 | 5 | 2 | 1 | 1 | [19 empty] | 1 | 1 | 0
SCE NOL | Dunn Siding | 115 | OOS_Wind |  |  | 0 | 0 | 0 | 0 | 0 | 0 | 0 | 0 | 0 | 4 | 3 | 1 | 1 | [19 empty] | 1 | 1 | 0
SCE Eastern | Eagle Mountain | 230 | OOS_Wind |  |  | 0 | 0 | 0 | 0 | 0 | 0 | 0 | 0 | 0 | 5 | 2 | 1 | 1 | [19 empty] | 1 | 1 | 0
PG&E NGBA | Eagle Rock (PGE) | 115 | OOS_Wind |  |  | 0 | 0 | 0 | 0 | 0 | 0 | 0 | 0 | 0 | 5 | 5 | 1 | 1 | 3 | [18 empty] | 1 | 1 | 0
SCE Metro | Eagle Rock (SCE) | 230 | OOS_Wind |  |  | 0 | 0 | 0 | 0 | 0 | 0 | 0 | 0 | 0 | 1 | 1 | 1 | 1 | [19 empty] | 1 | 1 | 0
PG&E NGBA | East Marysville | 115 | OOS_Wind |  |  | 0 | 0 | 0 | 0 | 0 | 0 | 0 | 0 | 0 | 5 | 2 | 1 | 1 | [19 empty] | 1 | 1 | 0
PG&E NGBA | East Nicolaus | 115 | OOS_Wind |  |  | 0 | 0 | 0 | 0 | 0 | 0 | 0 | 0 | 0 | 5 | 2 | 1 | 1 | [19 empty] | 1 | 1 | 0
PG&E GBA | Eastshore | 115 | OOS_Wind |  |  | 0 | 0 | 0 | 0 | 0 | 0 | 0 | 0 | 0 | 5 | 2 | 1 | 1 | 4 | [18 empty] | 1 | 1 | 0
PG&E GBA | Eastshore | 230 | OOS_Wind |  |  | 0 | 0 | 0 | 0 | 0 | 0 | 0 | 0 | 0 | 5 | 2 | 1 | 1 | [19 empty] | 1 | 1 | 0
SDGE | ECO | 138 | OOS_Wind |  |  | 0 | 0 | 0 | 0 | 0 | 0 | 0 | 0 | 0 | 3 | 3 | 1 | 1 | 3 | [18 empty] | 1 | 1 | 0
SDGE | ECO | 230 | OOS_Wind |  |  | 0 | 0 | 0 | 0 | 0 | 0 | 0 | 0 | 0 | 3 | 3 | 1 | 1 | [19 empty] | 1 | 1 | 0
SDGE | ECO | 500 | OOS_Wind |  |  | 0 | 0 | 0 | 0 | 0 | 0 | 0 | 0 | 0 | 3 | 3 | 1 | 1 | [19 empty] | 1 | 1 | 0
PG&E GBA | Edenvale | 115 | OOS_Wind |  |  | 0 | 0 | 0 | 0 | 0 | 0 | 0 | 0 | 0 | 1 | 1 | 1 | 1 | [19 empty] | 1 | 1 | 0
PG&E GBA | Edes | 115 | OOS_Wind |  |  | 0 | 0 | 0 | 0 | 0 | 0 | 0 | 0 | 0 | 5 | 2 | 1 | 1 | [19 empty] | 1 | 1 | 0
PG&E GBA | Eight Mile | 230 | OOS_Wind |  |  | 0 | 0 | 0 | 0 | 0 | 0 | 0 | 0 | 0 | 5 | 2 | 1 | 1 | [19 empty] | 1 | 1 | 0
SCE Eastern | El Casco | 230 | OOS_Wind |  |  | 0 | 0 | 0 | 0 | 0 | 0 | 0 | 0 | 0 | 4 | 2 | 1 | 1 | [19 empty] | 1 | 1 | 0
PG&E GBA | El Cerrito G | 115 | OOS_Wind |  |  | 0 | 0 | 0 | 0 | 0 | 0 | 0 | 0 | 0 | 5 | 2 | 1 | 1 | [19 empty] | 1 | 1 | 0
PG&E NGBA | El Dorado PH | 115 | OOS_Wind |  |  | 0 | 0 | 0 | 0 | 0 | 0 | 0 | 0 | 0 | 5 | 2 | 1 | 1 | [19 empty] | 1 | 1 | 0
PG&E FRESNO | El Nido (PGE) | 115 | OOS_Wind |  |  | 0 | 0 | 0 | 0 | 0 | 0 | 0 | 0 | 0 | 5 | 2 | 5 | 2 | [19 empty] | 1 | 1 | 0
SCE Metro | El Nido (SCE) | 230 | OOS_Wind |  |  | 0 | 0 | 0 | 0 | 0 | 0 | 0 | 0 | 0 | 1 | 1 | 1 | 1 | [19 empty] | 1 | 1 | 0
PG&E GBA | El Patio | 115 | OOS_Wind |  |  | 0 | 0 | 0 | 0 | 0 | 0 | 0 | 0 | 0 | 1 | 1 | 1 | 1 | [19 empty] | 1 | 1 | 0
SCE Metro | El Segundo | 230 | OOS_Wind |  |  | 0 | 0 | 0 | 0 | 0 | 0 | 0 | 0 | 0 | 1 | 1 | 1 | 1 | [19 empty] | 1 | 1 | 0
EOP | Eldorado | 230 | OOS_Wind | YES | SW_ExtTx_Wind | 0 | 0 | 0 | 0 | 0 | 0 | 0 | 0 | 0 | 5 | 2 | 1 | 1 | 4 | [18 empty] | 1 | 5 | 1
EOP | Eldorado | 500 | OOS_Wind | YES | Wyoming Wind | 1500 | 0 | 1500 | 0 | 0 | 0 | 1500 | 0 | 1500 | 5 | 2 | 1 | 1 | 5 | [18 empty] | 5- | 4 | 1
PG&E KERN | Elk Hills | 230 | OOS_Wind |  |  | 0 | 0 | 0 | 0 | 0 | 0 | 0 | 0 | 0 | 5 | 2 | 5 | 2 | [19 empty] | 1 | 1 | 0
SCE Metro | Ellis | 230 | OOS_Wind |  |  | 0 | 0 | 0 | 0 | 0 | 0 | 0 | 0 | 0 | 1 | 1 | 1 | 1 | [19 empty] | 1 | 1 | 0
SDGE | Encina | 138 | OOS_Wind |  |  | 0 | 0 | 0 | 0 | 0 | 0 | 0 | 0 | 0 | 3 | 3 | 1 | 1 | 3 | [18 empty] | 1 | 1 | 0
SDGE | Encina | 230 | OOS_Wind |  |  | 0 | 0 | 0 | 0 | 0 | 0 | 0 | 0 | 0 | 3 | 3 | 1 | 1 | [19 empty] | 1 | 1 | 0
SDGE | Escondido | 230 | OOS_Wind |  |  | 0 | 0 | 0 | 0 | 0 | 0 | 0 | 0 | 0 | 3 | 3 | 1 | 1 | [19 empty] | 1 | 1 | 0
PG&E KERN | Estrella | 230 | OOS_Wind |  |  | 0 | 0 | 0 | 0 | 0 | 0 | 0 | 0 | 0 | 5 | 2 | 5 | 2 | [19 empty] | 1 | 1 | 0
SCE Eastern | Etiwanda | 230 | OOS_Wind |  |  | 0 | 0 | 0 | 0 | 0 | 0 | 0 | 0 | 0 | 1 | 1 | 1 | 1 | 5 | [18 empty] | 1+ | 1 | 1
PG&E GBA | Evergreen | 115 | OOS_Wind |  |  | 0 | 0 | 0 | 0 | 0 | 0 | 0 | 0 | 0 | 1 | 1 | 1 | 1 | [19 empty] | 1 | 1 | 0
PG&E FRESNO | Excelsior | 115 | OOS_Wind |  |  | 0 | 0 | 0 | 0 | 0 | 0 | 0 | 0 | 0 | 5 | 2 | 5 | 2 | 1 | [18 empty] | 1 | 1 | 0
PG&E FRESNO | Exchequer | 115 | OOS_Wind |  |  | 0 | 0 | 0 | 0 | 0 | 0 | 0 | 0 | 0 | 5 | 2 | 5 | 2 | [19 empty] | 1 | 1 | 0
PG&E KERN | Fairway | 115 | OOS_Wind |  |  | 0 | 0 | 0 | 0 | 0 | 0 | 0 | 0 | 0 | 5 | 2 | 5 | 2 | [19 empty] | 1 | 1 | 0
PG&E KERN | Famoso | 115 | OOS_Wind |  |  | 0 | 0 | 0 | 0 | 0 | 0 | 0 | 0 | 0 | 5 | 2 | 5 | 2 | [19 empty] | 1 | 1 | 0
PG&E NGBA | Fern Road | 500 | OOS_Wind |  |  | 0 | 0 | 0 | 0 | 0 | 0 | 0 | 0 | 0 | 5 | 2 | 1 | 1 | [19 empty] | 1 | 1 | 0
PG&E GBA | Fibreboard (SPI Sonora) | 115 | OOS_Wind |  |  | 0 | 0 | 0 | 0 | 0 | 0 | 0 | 0 | 0 | 5 | 5 | 1 | 1 | [19 empty] | 1 | 1 | 0
PG&E FRESNO | Figarden | 230 | OOS_Wind |  |  | 0 | 0 | 0 | 0 | 0 | 0 | 0 | 0 | 0 | 5 | 2 | 5 | 2 | [19 empty] | 1 | 1 | 0
PG&E FRESNO | Fink | 230 | OOS_Wind |  |  | 0 | 0 | 0 | 0 | 0 | 0 | 0 | 0 | 0 | 1 | 1 | 1 | 1 | [19 empty] | 1 | 1 | 0
PG&E GBA | FMC | 115 | OOS_Wind |  |  | 0 | 0 | 0 | 0 | 0 | 0 | 0 | 0 | 0 | 1 | 1 | 1 | 1 | [19 empty] | 1 | 1 | 0
PG&E GBA | Fremont | 115 | OOS_Wind |  |  | 0 | 0 | 0 | 0 | 0 | 0 | 0 | 0 | 0 | 1 | 1 | 1 | 1 | [19 empty] | 1 | 1 | 0
PG&E GBA | Frogtown | 115 | OOS_Wind |  |  | 0 | 0 | 0 | 0 | 0 | 0 | 0 | 0 | 0 | 1 | 1 | 1 | 1 | [19 empty] | 1 | 1 | 0
PG&E NGBA | Fulton | 115 | OOS_Wind |  |  | 0 | 0 | 0 | 0 | 0 | 0 | 0 | 0 | 0 | 5 | 5 | 1 | 1 | 1 | [18 empty] | 1 | 1 | 0
PG&E NGBA | Fulton | 230 | OOS_Wind |  |  | 0 | 0 | 0 | 0 | 0 | 0 | 0 | 0 | 0 | 5 | 5 | 1 | 1 | [19 empty] | 1 | 1 | 0
PG&E KERN | Ganso | 115 | OOS_Wind |  |  | 0 | 0 | 0 | 0 | 0 | 0 | 0 | 0 | 0 | 5 | 2 | 5 | 2 | [19 empty] | 1 | 1 | 0
PG&E FRESNO | Gates | 230 | OOS_Wind |  |  | 0 | 0 | 0 | 0 | 0 | 0 | 0 | 0 | 0 | 5 | 2 | 5 | 2 | 4 | [18 empty] | 1 | 1 | 0
PG&E FRESNO | Gates | 500 | OOS_Wind |  |  | 0 | 0 | 0 | 0 | 0 | 0 | 0 | 0 | 0 | 5 | 2 | 5 | 2 | 5 | [18 empty] | 1 | 1 | 0
PG&E NGBA | Geysers 12 | 230 | OOS_Wind |  |  | 0 | 0 | 0 | 0 | 0 | 0 | 0 | 0 | 0 | 5 | 5 | 1 | 1 | [19 empty] | 1 | 1 | 0
PG&E NGBA | Geysers 17 | 230 | OOS_Wind |  |  | 0 | 0 | 0 | 0 | 0 | 0 | 0 | 0 | 0 | 5 | 5 | 1 | 1 | [19 empty] | 1 | 1 | 0
PG&E NGBA | Geysers 3 | 115 | OOS_Wind |  |  | 0 | 0 | 0 | 0 | 0 | 0 | 0 | 0 | 0 | 5 | 5 | 1 | 1 | [19 empty] | 1 | 1 | 0
PG&E NGBA | Glenn | 230 | OOS_Wind |  |  | 0 | 0 | 0 | 0 | 0 | 0 | 0 | 0 | 0 | 5 | 2 | 1 | 1 | 3 | [18 empty] | 1+ | 1 | 1
PG&E NGBA | Gold Hill | 115 | OOS_Wind |  |  | 0 | 0 | 0 | 0 | 0 | 0 | 0 | 0 | 0 | 5 | 2 | 1 | 1 | [19 empty] | 1 | 1 | 0
PG&E NGBA | Gold Hill | 230 | OOS_Wind |  |  | 0 | 0 | 0 | 0 | 0 | 0 | 0 | 0 | 0 | 5 | 2 | 1 | 1 | [19 empty] | 1 | 1 | 0
SCE Northern | Goleta | 230 | OOS_Wind |  |  | 0 | 0 | 0 | 0 | 0 | 0 | 0 | 0 | 0 | 5 | 2 | 1 | 1 | [19 empty] | 1 | 1 | 0
SCE Metro | Goodrich | 230 | OOS_Wind |  |  | 0 | 0 | 0 | 0 | 0 | 0 | 0 | 0 | 0 | 1 | 1 | 1 | 1 | [19 empty] | 1 | 1 | 0
PG&E KERN | Goose Lake | 115 | OOS_Wind |  |  | 0 | 0 | 0 | 0 | 0 | 0 | 0 | 0 | 0 | 5 | 2 | 5 | 2 | [19 empty] | 1 | 1 | 0
SCE Metro | Gould | 230 | OOS_Wind |  |  | 0 | 0 | 0 | 0 | 0 | 0 | 0 | 0 | 0 | 1 | 1 | 1 | 1 | [19 empty] | 1 | 1 | 0
PG&E NGBA | Grand Island | 115 | OOS_Wind |  |  | 0 | 0 | 0 | 0 | 0 | 0 | 0 | 0 | 0 | 5 | 2 | 1 | 1 | [19 empty] | 1 | 1 | 0
PG&E GBA | Grant | 115 | OOS_Wind |  |  | 0 | 0 | 0 | 0 | 0 | 0 | 0 | 0 | 0 | 5 | 2 | 1 | 1 | [19 empty] | 1 | 1 | 0
PG&E GBA | Green Valley | 115 | OOS_Wind |  |  | 0 | 0 | 0 | 0 | 0 | 0 | 0 | 0 | 0 | 1 | 1 | 1 | 1 | 1 | [18 empty] | 1 | 1 | 0
PG&E NGBA | Greenleaf 1 | 115 | OOS_Wind |  |  | 0 | 0 | 0 | 0 | 0 | 0 | 0 | 0 | 0 | 5 | 2 | 1 | 1 | [19 empty] | 1 | 1 | 0
PG&E FRESNO | Gregg | 230 | OOS_Wind |  |  | 0 | 0 | 0 | 0 | 0 | 0 | 0 | 0 | 0 | 5 | 2 | 5 | 2 | [19 empty] | 1 | 1 | 0
PG&E FRESNO | Grimmway-Malaga | 115 | OOS_Wind |  |  | 0 | 0 | 0 | 0 | 0 | 0 | 0 | 0 | 0 | 5 | 2 | 5 | 2 | [19 empty] | 1 | 1 | 0
PG&E NGBA | Grizzly | 230 | OOS_Wind |  |  | 0 | 0 | 0 | 0 | 0 | 0 | 0 | 0 | 0 | 5 | 2 | 1 | 1 | [19 empty] | 1 | 1 | 0
PG&E FRESNO | GWF Hanford | 115 | OOS_Wind |  |  | 0 | 0 | 0 | 0 | 0 | 0 | 0 | 0 | 0 | 5 | 2 | 5 | 2 | [19 empty] | 1 | 1 | 0
PG&E FRESNO | Haas | 230 | OOS_Wind |  |  | 0 | 0 | 0 | 0 | 0 | 0 | 0 | 0 | 0 | 5 | 2 | 5 | 2 | [19 empty] | 1 | 1 | 0
PG&E FRESNO | Hammonds | 115 | OOS_Wind |  |  | 0 | 0 | 0 | 0 | 0 | 0 | 0 | 0 | 0 | 5 | 2 | 5 | 2 | [19 empty] | 1 | 1 | 0
SCE Metro | HarborGen | 230 | OOS_Wind |  |  | 0 | 0 | 0 | 0 | 0 | 0 | 0 | 0 | 0 | 1 | 1 | 1 | 1 | [19 empty] | 1 | 1 | 0
EOP | Harry Allen | 500 | OOS_Wind | YES | Idaho Windo | 0 | 0 | 0 | 0 | 0 | 0 | 0 | 0 | 0 | 5 | 2 | 1 | 1 | [19 empty] | 1 | 5 | 1
SCE NOL | Harvard | 115 | OOS_Wind |  |  | 0 | 0 | 0 | 0 | 0 | 0 | 0 | 0 | 0 | 4 | 3 | 1 | 1 | [19 empty] | 1 | 1 | 0
SDGE | Hassayampa | 500 | OOS_Wind |  |  | 0 | 0 | 0 | 0 | 0 | 0 | 0 | 0 | 0 | 5 | 4 | 4 | 4 | [19 empty] | 1+ | 1 | 1
PG&E FRESNO | Helm | 230 | OOS_Wind |  |  | 0 | 0 | 0 | 0 | 0 | 0 | 0 | 0 | 0 | 5 | 2 | 5 | 2 | 3 | [18 empty] | 1 | 1 | 0
PG&E FRESNO | Henrietta | 115 | OOS_Wind |  |  | 0 | 0 | 0 | 0 | 0 | 0 | 0 | 0 | 0 | 5 | 2 | 5 | 2 | 3 | [18 empty] | 1 | 1 | 0
PG&E FRESNO | Henrietta | 230 | OOS_Wind |  |  | 0 | 0 | 0 | 0 | 0 | 0 | 0 | 0 | 0 | 5 | 2 | 5 | 2 | 3 | [18 empty] | 1+ | 1 | 1
PG&E FRESNO | Herndon | 115 | OOS_Wind |  |  | 0 | 0 | 0 | 0 | 0 | 0 | 0 | 0 | 0 | 5 | 2 | 5 | 2 | [19 empty] | 1 | 1 | 0
PG&E FRESNO | Herndon | 230 | OOS_Wind |  |  | 0 | 0 | 0 | 0 | 0 | 0 | 0 | 0 | 0 | 5 | 2 | 5 | 2 | [19 empty] | 1 | 1 | 0
PG&E GBA | Hicks | 230 | OOS_Wind |  |  | 0 | 0 | 0 | 0 | 0 | 0 | 0 | 0 | 0 | 1 | 1 | 1 | 1 | [19 empty] | 1 | 1 | 0
PG&E NGBA | Higgins | 115 | OOS_Wind |  |  | 0 | 0 | 0 | 0 | 0 | 0 | 0 | 0 | 0 | 5 | 2 | 1 | 1 | [19 empty] | 1 | 1 | 0
PG&E NGBA | Hilltop | 345 | OOS_Wind |  |  | 0 | 0 | 0 | 0 | 0 | 0 | 0 | 0 | 0 | 5 | 2 | 1 | 1 | [19 empty] | 1 | 1 | 0
SCE Metro | Hinson | 230 | OOS_Wind |  |  | 0 | 0 | 0 | 0 | 0 | 0 | 0 | 0 | 0 | 1 | 1 | 1 | 1 | [19 empty] | 1 | 1 | 0
PG&E GBA | Hollister | 115 | OOS_Wind |  |  | 0 | 0 | 0 | 0 | 0 | 0 | 0 | 0 | 0 | 1 | 1 | 1 | 1 | 3 | [18 empty] | 1 | 1 | 0
PG&E NGBA | Homestake | 115 | OOS_Wind |  |  | 0 | 0 | 0 | 0 | 0 | 0 | 0 | 0 | 0 | 5 | 5 | 1 | 1 | [19 empty] | 1 | 1 | 0
PG&E NGBA | Honcut | 115 | OOS_Wind |  |  | 0 | 0 | 0 | 0 | 0 | 0 | 0 | 0 | 0 | 5 | 2 | 1 | 1 | [19 empty] | 1 | 1 | 0
SDGE | Hoodoo Wash | 500 | OOS_Wind |  |  | 0 | 0 | 0 | 0 | 0 | 0 | 0 | 0 | 0 | 5 | 3 | 1 | 1 | [19 empty] | 1 | 1 | 0
PG&E NGBA | Hopland | 115 | OOS_Wind |  |  | 0 | 0 | 0 | 0 | 0 | 0 | 0 | 0 | 0 | 5 | 5 | 1 | 1 | [19 empty] | 1 | 1 | 0
PG&E NGBA | Humboldt | 115 | OOS_Wind |  |  | 0 | 0 | 0 | 0 | 0 | 0 | 0 | 0 | 0 | 5 | 2 | 1 | 1 | 3 | [18 empty] | 1 | 1 | 0
PG&E NGBA | Humboldt | 500 | OOS_Wind |  |  | 0 | 0 | 0 | 0 | 0 | 0 | 0 | 0 | 0 | 5 | 2 | 1 | 1 | [19 empty] | 1 | 1 | 0
SCE Metro | Huntington Beach | 230 | OOS_Wind |  |  | 0 | 0 | 0 | 0 | 0 | 0 | 0 | 0 | 0 | 1 | 1 | 1 | 1 | [19 empty] | 1 | 1 | 0
PG&E NGBA | Ignacio | 115 | OOS_Wind |  |  | 0 | 0 | 0 | 0 | 0 | 0 | 0 | 0 | 0 | 5 | 2 | 1 | 1 | 3 | [18 empty] | 1 | 1 | 0
PG&E NGBA | Ignacio | 230 | OOS_Wind |  |  | 0 | 0 | 0 | 0 | 0 | 0 | 0 | 0 | 0 | 5 | 5 | 1 | 1 | 3 | [18 empty] | 1 | 1 | 0
SDGE | Imperial Valley | 230 | OOS_Wind |  |  | 0 | 0 | 0 | 0 | 0 | 0 | 0 | 0 | 0 | 3 | 3 | 1 | 1 | 4 | [18 empty] | 1+ | 1 | 1
SDGE | Imperial Valley | 500 | OOS_Wind |  |  | 0 | 0 | 0 | 0 | 0 | 0 | 0 | 0 | 0 | 3 | 3 | 1 | 1 | 5 | [18 empty] | 1 | 1 | 0
EOP | Innovation | 138 | OOS_Wind |  |  | 0 | 0 | 0 | 0 | 0 | 0 | 0 | 0 | 0 | 5 | 2 | 1 | 1 | [19 empty] | 1 | 1 | 0
EOP | Innovation | 230 | OOS_Wind |  |  | 0 | 0 | 0 | 0 | 0 | 0 | 0 | 0 | 0 | 5 | 2 | 1 | 1 | [19 empty] | 1 | 1 | 0
SCE NOL | Inyokern | 115 | OOS_Wind |  |  | 0 | 0 | 0 | 0 | 0 | 0 | 0 | 0 | 0 | 4 | 3 | 1 | 1 | [19 empty] | 1 | 1 | 0
EOP | IS Tap | 138 | OOS_Wind |  |  | 0 | 0 | 0 | 0 | 0 | 0 | 0 | 0 | 0 | 5 | 2 | 1 | 1 | [19 empty] | 1 | 1 | 0
EOP | Ivanpah | 115 | OOS_Wind |  |  | 0 | 0 | 0 | 0 | 0 | 0 | 0 | 0 | 0 | 5 | 2 | 1 | 1 | [19 empty] | 1 | 1 | 0
EOP | Ivanpah | 230 | OOS_Wind |  |  | 0 | 0 | 0 | 0 | 0 | 0 | 0 | 0 | 0 | 5 | 2 | 1 | 1 | [19 empty] | 1 | 1 | 0
EOP | Jackass (DOE) | 138 | OOS_Wind |  |  | 0 | 0 | 0 | 0 | 0 | 0 | 0 | 0 | 0 | 5 | 2 | 1 | 1 | [19 empty] | 1 | 1 | 0
PG&E NGBA | James B Black | 230 | OOS_Wind |  |  | 0 | 0 | 0 | 0 | 0 | 0 | 0 | 0 | 0 | 5 | 2 | 1 | 1 | [19 empty] | 1 | 1 | 0
PG&E GBA | Jefferson | 230 | OOS_Wind |  |  | 0 | 0 | 0 | 0 | 0 | 0 | 0 | 0 | 0 | 1 | 1 | 1 | 1 | [19 empty] | 1 | 1 | 0
PG&E NGBA | Jessup | 115 | OOS_Wind |  |  | 0 | 0 | 0 | 0 | 0 | 0 | 0 | 0 | 0 | 5 | 2 | 1 | 1 | [19 empty] | 1 | 1 | 0
SCE Metro | Johanna | 230 | OOS_Wind |  |  | 0 | 0 | 0 | 0 | 0 | 0 | 0 | 0 | 0 | 1 | 1 | 1 | 1 | [19 empty] | 1 | 1 | 0
SCE Eastern | Julian Hinds | 230 | OOS_Wind |  |  | 0 | 0 | 0 | 0 | 0 | 0 | 0 | 0 | 0 | 5 | 2 | 1 | 1 | [19 empty] | 1 | 1 | 0
PG&E GBA | Kasson | 115 | OOS_Wind |  |  | 0 | 0 | 0 | 0 | 0 | 0 | 0 | 0 | 0 | 1 | 1 | 1 | 1 | [19 empty] | 1+ | 1 | 1
PG&E FRESNO | Kearney | 230 | OOS_Wind |  |  | 0 | 0 | 0 | 0 | 0 | 0 | 0 | 0 | 0 | 5 | 2 | 5 | 2 | [19 empty] | 1 | 1 | 0
PG&E GBA | Kelso | 230 | OOS_Wind |  |  | 0 | 0 | 0 | 0 | 0 | 0 | 0 | 0 | 0 | 5 | 2 | 1 | 1 | [19 empty] | 1 | 1 | 0
PG&E FRESNO | Kerchoff 1 | 115 | OOS_Wind |  |  | 0 | 0 | 0 | 0 | 0 | 0 | 0 | 0 | 0 | 5 | 2 | 5 | 2 | [19 empty] | 1 | 1 | 0
PG&E KERN | Kern Oil | 115 | OOS_Wind |  |  | 0 | 0 | 0 | 0 | 0 | 0 | 0 | 0 | 0 | 5 | 2 | 5 | 2 | [19 empty] | 1 | 1 | 0
PG&E KERN | Kern PP | 115 | OOS_Wind |  |  | 0 | 0 | 0 | 0 | 0 | 0 | 0 | 0 | 0 | 5 | 2 | 5 | 2 | [19 empty] | 1 | 1 | 0
PG&E KERN | Kern PP | 230 | OOS_Wind |  |  | 0 | 0 | 0 | 0 | 0 | 0 | 0 | 0 | 0 | 5 | 2 | 5 | 2 | [19 empty] | 1 | 1 | 0
PG&E KERN | Kernridge | 115 | OOS_Wind |  |  | 0 | 0 | 0 | 0 | 0 | 0 | 0 | 0 | 0 | 5 | 2 | 5 | 2 | [19 empty] | 1 | 1 | 0
PG&E FRESNO | Kingsburg | 115 | OOS_Wind |  |  | 0 | 0 | 0 | 0 | 0 | 0 | 0 | 0 | 0 | 5 | 2 | 5 | 2 | [19 empty] | 1 | 1 | 0
PG&E GBA | Kirker | 115 | OOS_Wind |  |  | 0 | 0 | 0 | 0 | 0 | 0 | 0 | 0 | 0 | 5 | 2 | 1 | 1 | [19 empty] | 1 | 1 | 0
PG&E NGBA | Knights Landing | 115 | OOS_Wind |  |  | 0 | 0 | 0 | 0 | 0 | 0 | 0 | 0 | 0 | 5 | 2 | 1 | 1 | [19 empty] | 1 | 1 | 0
SCE NOL | Kramer | 115 | OOS_Wind |  |  | 0 | 0 | 0 | 0 | 0 | 0 | 0 | 0 | 0 | 4 | 3 | 1 | 1 | 3 | [18 empty] | 1 | 1 | 0
SCE NOL | Kramer | 230 | OOS_Wind |  |  | 0 | 0 | 0 | 0 | 0 | 0 | 0 | 0 | 0 | 4 | 3 | 1 | 1 | 4 | [18 empty] | 1 | 1 | 0
SCE Metro | La Cienega | 230 | OOS_Wind |  |  | 0 | 0 | 0 | 0 | 0 | 0 | 0 | 0 | 0 | 1 | 1 | 1 | 1 | [19 empty] | 1 | 1 | 0
SCE Metro | La Fresa | 230 | OOS_Wind |  |  | 0 | 0 | 0 | 0 | 0 | 0 | 0 | 0 | 0 | 1 | 1 | 1 | 1 | [19 empty] | 1 | 1 | 0
SCE Metro | Laguna Bell | 230 | OOS_Wind |  |  | 0 | 0 | 0 | 0 | 0 | 0 | 0 | 0 | 0 | 1 | 1 | 1 | 1 | 5 | [18 empty] | 1+ | 1 | 1
PG&E NGBA | Lakeville | 230 | OOS_Wind |  |  | 0 | 0 | 0 | 0 | 0 | 0 | 0 | 0 | 0 | 5 | 5 | 1 | 1 | 3 | [18 empty] | 1 | 1 | 0
PG&E NGBA | Lakeville | 115 | OOS_Wind |  |  | 0 | 0 | 0 | 0 | 0 | 0 | 0 | 0 | 0 | 5 | 5 | 1 | 1 | 3 | [18 empty] | 1 | 1 | 0
PG&E GBA | Lakewood | 115 | OOS_Wind |  |  | 0 | 0 | 0 | 0 | 0 | 0 | 0 | 0 | 0 | 5 | 2 | 1 | 1 | [19 empty] | 1 | 1 | 0
PG&E NGBA | Lambie | 230 | OOS_Wind |  |  | 0 | 0 | 0 | 0 | 0 | 0 | 0 | 0 | 0 | 5 | 5 | 1 | 1 | [19 empty] | 1 | 1 | 0
PG&E GBA | Lammers | 115 | OOS_Wind |  |  | 0 | 0 | 0 | 0 | 0 | 0 | 0 | 0 | 0 | 5 | 5 | 1 | 1 | 3 | [18 empty] | 1+ | 1 | 1
PG&E KERN | Lamont | 115 | OOS_Wind |  |  | 0 | 0 | 0 | 0 | 0 | 0 | 0 | 0 | 0 | 5 | 2 | 5 | 2 | 3 | [18 empty] | 1 | 1 | 0
PG&E FRESNO | Las Aguilas | 230 | OOS_Wind |  |  | 0 | 0 | 0 | 0 | 0 | 0 | 0 | 0 | 0 | 5 | 2 | 5 | 2 | [19 empty] | 1 | 1 | 0
EOP | Lathrop | 138 | OOS_Wind |  |  | 0 | 0 | 0 | 0 | 0 | 0 | 0 | 0 | 0 | 5 | 2 | 1 | 1 | [19 empty] | 1 | 1 | 0
EOP | Lathrop | 230 | OOS_Wind |  |  | 0 | 0 | 0 | 0 | 0 | 0 | 0 | 0 | 0 | 5 | 2 | 1 | 1 | [19 empty] | 1 | 1 | 0
PG&E FRESNO | Le Grand | 115 | OOS_Wind |  |  | 0 | 0 | 0 | 0 | 0 | 0 | 0 | 0 | 0 | 5 | 2 | 5 | 2 | 3 | [18 empty] | 1+ | 1 | 1
PG&E KERN | Lerdo | 115 | OOS_Wind |  |  | 0 | 0 | 0 | 0 | 0 | 0 | 0 | 0 | 0 | 5 | 2 | 5 | 2 | [19 empty] | 1 | 1 | 0
SCE Metro | Lewis | 230 | OOS_Wind |  |  | 0 | 0 | 0 | 0 | 0 | 0 | 0 | 0 | 0 | 1 | 1 | 1 | 1 | [19 empty] | 1 | 1 | 0
SCE Metro | Lighthipe | 230 | OOS_Wind |  |  | 0 | 0 | 0 | 0 | 0 | 0 | 0 | 0 | 0 | 1 | 1 | 1 | 1 | [19 empty] | 1 | 1 | 0
PG&E NGBA | Lincoln | 115 | OOS_Wind |  |  | 0 | 0 | 0 | 0 | 0 | 0 | 0 | 0 | 0 | 5 | 2 | 1 | 1 | [19 empty] | 1 | 1 | 0
PG&E KERN | Live Oak | 115 | OOS_Wind |  |  | 0 | 0 | 0 | 0 | 0 | 0 | 0 | 0 | 0 | 5 | 2 | 5 | 2 | [19 empty] | 1 | 1 | 0
PG&E GBA | Llagas | 115 | OOS_Wind |  |  | 0 | 0 | 0 | 0 | 0 | 0 | 0 | 0 | 0 | 1 | 1 | 1 | 1 | [19 empty] | 1+ | 1 | 1
PG&E GBA | Lockeford | 115 | OOS_Wind |  |  | 0 | 0 | 0 | 0 | 0 | 0 | 0 | 0 | 0 | 1 | 1 | 1 | 1 | [19 empty] | 1+ | 1 | 1
PG&E GBA | Lockeford | 230 | OOS_Wind |  |  | 0 | 0 | 0 | 0 | 0 | 0 | 0 | 0 | 0 | 5 | 2 | 1 | 1 | [19 empty] | 1 | 1 | 0
PG&E GBA | Lodi | 230 | OOS_Wind |  |  | 0 | 0 | 0 | 0 | 0 | 0 | 0 | 0 | 0 | 5 | 2 | 1 | 1 | [19 empty] | 1 | 1 | 0
PG&E NGBA | Logan Creek | 230 | OOS_Wind |  |  | 0 | 0 | 0 | 0 | 0 | 0 | 0 | 0 | 0 | 5 | 5 | 1 | 1 | [19 empty] | 1 | 1 | 0
PG&E GBA | Lone Tree | 230 | OOS_Wind |  |  | 0 | 0 | 0 | 0 | 0 | 0 | 0 | 0 | 0 | 5 | 5 | 1 | 1 | [19 empty] | 1 | 1 | 0
PG&E FRESNO | Los Banos | 230 | OOS_Wind |  |  | 0 | 0 | 0 | 0 | 0 | 0 | 0 | 0 | 0 | 5 | 2 | 5 | 2 | 3 | [18 empty] | 1 | 1 | 0
PG&E FRESNO | Los Banos | 500 | OOS_Wind |  |  | 0 | 0 | 0 | 0 | 0 | 0 | 0 | 0 | 0 | 1 | 1 | 1 | 1 | 2 | [18 empty] | 1+ | 1 | 1
SDGE | Los Coches | 138 | OOS_Wind |  |  | 0 | 0 | 0 | 0 | 0 | 0 | 0 | 0 | 0 | 3 | 3 | 1 | 1 | [19 empty] | 1 | 1 | 0
PG&E GBA | Los Esteros | 115 | OOS_Wind |  |  | 0 | 0 | 0 | 0 | 0 | 0 | 0 | 0 | 0 | 1 | 1 | 1 | 1 | 4 | [18 empty] | 1+ | 1 | 1
PG&E GBA | Los Esteros | 230 | OOS_Wind |  |  | 0 | 0 | 0 | 0 | 0 | 0 | 0 | 0 | 0 | 1 | 1 | 1 | 1 | [19 empty] | 1 | 1 | 0
PG&E GBA | Los Positas | 230 | OOS_Wind |  |  | 0 | 0 | 0 | 0 | 0 | 0 | 0 | 0 | 0 | 5 | 5 | 1 | 1 | 3 | [18 empty] | 1 | 1 | 0
SCE NOL | Lugo | 230 | OOS_Wind |  |  | 0 | 0 | 0 | 0 | 0 | 0 | 0 | 0 | 0 | 1 | 1 | 1 | 1 | [19 empty] | 1+ | 1 | 1
SCE Metro | Lugo | 500 | OOS_Wind | YES | New Mexico Wind | 0 | 0 | 0 | 0 | 0 | 0 | 0 | 0 | 0 | 1 | 1 | 1 | 1 | 5 | [18 empty] | 1+ | 4 | 1
PG&E NGBA | Madison | 115 | OOS_Wind |  |  | 0 | 0 | 0 | 0 | 0 | 0 | 0 | 0 | 0 | 5 | 5 | 1 | 1 | [19 empty] | 1 | 1 | 0
PG&E KERN | Magunden | 115 | OOS_Wind |  |  | 0 | 0 | 0 | 0 | 0 | 0 | 0 | 0 | 0 | 5 | 2 | 5 | 2 | [19 empty] | 1 | 1 | 0
SCE Northern | Magunden | 230 | OOS_Wind |  |  | 0 | 0 | 0 | 0 | 0 | 0 | 0 | 0 | 0 | 1 | 1 | 1 | 1 | [19 empty] | 1 | 1 | 0
PG&E FRESNO | Malaga | 115 | OOS_Wind |  |  | 0 | 0 | 0 | 0 | 0 | 0 | 0 | 0 | 0 | 5 | 2 | 5 | 2 | [19 empty] | 1 | 1 | 0
PG&E NGBA | Malin | 500 | OOS_Wind |  |  | 0 | 0 | 0 | 0 | 0 | 0 | 0 | 0 | 0 | 5 | 2 | 1 | 1 | [19 empty] | 1 | 1 | 0
SCE Northern | Mandalay | 230 | OOS_Wind |  |  | 0 | 0 | 0 | 0 | 0 | 0 | 0 | 0 | 0 | 5 | 2 | 1 | 1 | [19 empty] | 1 | 1 | 0
PG&E FRESNO | Manning | 230 | OOS_Wind |  |  | 0 | 0 | 0 | 0 | 0 | 0 | 0 | 0 | 0 | 5 | 2 | 5 | 2 | 1 | [18 empty] | 1 | 1 | 0
PG&E FRESNO | Manning | 500 | OOS_Wind |  |  | 0 | 0 | 0 | 0 | 0 | 0 | 0 | 0 | 0 | 1 | 1 | 1 | 1 | 2 | [18 empty] | 1+ | 1 | 1
PG&E GBA | Manteca | 115 | OOS_Wind |  |  | 0 | 0 | 0 | 0 | 0 | 0 | 0 | 0 | 0 | 5 | 5 | 5 | 2 | [19 empty] | 1 | 1 | 0
SDGE | Margarita | 138 | OOS_Wind |  |  | 0 | 0 | 0 | 0 | 0 | 0 | 0 | 0 | 0 | 1 | 1 | 1 | 1 | [19 empty] | 1+ | 1 | 1
PG&E GBA | Martin | 230 | OOS_Wind |  |  | 0 | 0 | 0 | 0 | 0 | 0 | 0 | 0 | 0 | 5 | 2 | 1 | 1 | 3 | [18 empty] | 1 | 1 | 0
PG&E GBA | Martin | 115 | OOS_Wind |  |  | 0 | 0 | 0 | 0 | 0 | 0 | 0 | 0 | 0 | 1 | 1 | 1 | 1 | 4 | [18 empty] | 1 | 1 | 0
PG&E GBA | Martinez | 115 | OOS_Wind |  |  | 0 | 0 | 0 | 0 | 0 | 0 | 0 | 0 | 0 | 5 | 2 | 1 | 1 | [19 empty] | 1 | 1 | 0
PG&E FRESNO | Mc Mullin | 230 | OOS_Wind |  |  | 0 | 0 | 0 | 0 | 0 | 0 | 0 | 0 | 0 | 5 | 2 | 5 | 2 | [19 empty] | 1 | 1 | 0
PG&E FRESNO | McCall | 115 | OOS_Wind |  |  | 0 | 0 | 0 | 0 | 0 | 0 | 0 | 0 | 0 | 5 | 2 | 5 | 2 | [19 empty] | 1 | 1 | 0
PG&E FRESNO | McCall | 230 | OOS_Wind |  |  | 0 | 0 | 0 | 0 | 0 | 0 | 0 | 0 | 0 | 5 | 2 | 5 | 2 | [19 empty] | 1 | 1 | 0
PG&E GBA | Meadow Lane | 115 | OOS_Wind |  |  | 0 | 0 | 0 | 0 | 0 | 0 | 0 | 0 | 0 | 5 | 2 | 1 | 1 | [19 empty] | 1 | 1 | 0
PG&E GBA | Melones | 115 | OOS_Wind |  |  | 0 | 0 | 0 | 0 | 0 | 0 | 0 | 0 | 0 | 5 | 5 | 1 | 1 | [19 empty] | 1 | 1 | 0
PG&E GBA | Melones | 230 | OOS_Wind |  |  | 0 | 0 | 0 | 0 | 0 | 0 | 0 | 0 | 0 | 5 | 5 | 1 | 1 | [19 empty] | 1 | 1 | 0
PG&E NGBA | Mendocino | 115 | OOS_Wind |  |  | 0 | 0 | 0 | 0 | 0 | 0 | 0 | 0 | 0 | 5 | 5 | 1 | 1 | [19 empty] | 1 | 1 | 0
PG&E FRESNO | Mendota | 115 | OOS_Wind |  |  | 0 | 0 | 0 | 0 | 0 | 0 | 0 | 0 | 0 | 5 | 2 | 5 | 2 | 1 | [18 empty] | 1 | 1 | 0
PG&E FRESNO | Merced | 115 | OOS_Wind |  |  | 0 | 0 | 0 | 0 | 0 | 0 | 0 | 0 | 0 | 5 | 2 | 5 | 2 | [19 empty] | 1 | 1 | 0
EOP | Mercury | 138 | OOS_Wind |  |  | 0 | 0 | 0 | 0 | 0 | 0 | 0 | 0 | 0 | 5 | 2 | 1 | 1 | [19 empty] | 1 | 1 | 0
PG&E KERN | Mesa (PGE) | 115 | OOS_Wind |  |  | 0 | 0 | 0 | 0 | 0 | 0 | 0 | 0 | 0 | 5 | 2 | 5 | 2 | [19 empty] | 1 | 1 | 0
PG&E KERN | Mesa (PGE) | 230 | OOS_Wind |  |  | 0 | 0 | 0 | 0 | 0 | 0 | 0 | 0 | 0 | 5 | 2 | 5 | 2 | [19 empty] | 1 | 1 | 0
SCE Metro | Mesa (SCE) | 230 | OOS_Wind |  |  | 0 | 0 | 0 | 0 | 0 | 0 | 0 | 0 | 0 | 1 | 1 | 1 | 1 | [19 empty] | 1 | 1 | 0
SCE Metro | Mesa (SCE) | 500 | OOS_Wind |  |  | 0 | 0 | 0 | 0 | 0 | 0 | 0 | 0 | 0 | 1 | 1 | 1 | 1 | [19 empty] | 1 | 1 | 0
PG&E GBA | Metcalf | 115 | OOS_Wind |  |  | 0 | 0 | 0 | 0 | 0 | 0 | 0 | 0 | 0 | 1 | 1 | 1 | 1 | 4 | [18 empty] | 1 | 1 | 0
PG&E GBA | Metcalf | 230 | OOS_Wind |  |  | 0 | 0 | 0 | 0 | 0 | 0 | 0 | 0 | 0 | 1 | 1 | 1 | 1 | 4 | [18 empty] | 1+ | 1 | 1
PG&E GBA | Metcalf | 500 | OOS_Wind |  |  | 0 | 0 | 0 | 0 | 0 | 0 | 0 | 0 | 0 | 1 | 1 | 1 | 1 | 5 | [18 empty] | 1 | 1 | 0
PG&E KERN | Midway | 115 | OOS_Wind |  |  | 0 | 0 | 0 | 0 | 0 | 0 | 0 | 0 | 0 | 5 | 2 | 5 | 2 | 4 | [18 empty] | 1 | 1 | 0
PG&E KERN | Midway | 230 | OOS_Wind |  |  | 0 | 0 | 0 | 0 | 0 | 0 | 0 | 0 | 0 | 5 | 2 | 5 | 2 | 4 | [18 empty] | 1 | 1 | 0
PG&E KERN | Midway | 500 | OOS_Wind |  |  | 0 | 0 | 0 | 0 | 0 | 0 | 0 | 0 | 0 | 5 | 2 | 4 | 2 | 5 | [18 empty] | 1 | 1 | 0
SDGE | Miguel | 230 | OOS_Wind |  |  | 0 | 0 | 0 | 0 | 0 | 0 | 0 | 0 | 0 | 3 | 3 | 1 | 1 | [19 empty] | 1 | 1 | 0
SDGE | Miguel | 500 | OOS_Wind |  |  | 0 | 0 | 0 | 0 | 0 | 0 | 0 | 0 | 0 | 3 | 3 | 1 | 1 | [19 empty] | 1 | 1 | 0
PG&E GBA | Millbrae | 115 | OOS_Wind |  |  | 0 | 0 | 0 | 0 | 0 | 0 | 0 | 0 | 0 | 1 | 1 | 1 | 1 | [19 empty] | 1 | 1 | 0
PG&E GBA | Miller | 115 | OOS_Wind |  |  | 0 | 0 | 0 | 0 | 0 | 0 | 0 | 0 | 0 | 5 | 5 | 1 | 1 | [19 empty] | 1 | 1 | 0
SCE Metro | Mira Loma | 230 | OOS_Wind |  |  | 0 | 0 | 0 | 0 | 0 | 0 | 0 | 0 | 0 | 1 | 1 | 1 | 1 | 5 | [18 empty] | 1+ | 1 | 1
SCE Metro | Mira Loma | 500 | OOS_Wind |  |  | 0 | 0 | 0 | 0 | 0 | 0 | 0 | 0 | 0 | 1 | 1 | 1 | 1 | 5 | [18 empty] | 1 | 1 | 0
SCE Eastern | Mirage | 115 | OOS_Wind |  |  | 0 | 0 | 0 | 0 | 0 | 0 | 0 | 0 | 0 | 5 | 2 | 1 | 1 | [19 empty] | 1 | 1 | 0
SCE Eastern | Mirage | 230 | OOS_Wind |  |  | 0 | 0 | 0 | 0 | 0 | 0 | 0 | 0 | 0 | 5 | 2 | 1 | 1 | [19 empty] | 1 | 1 | 0
SDGE | Mission | 138 | OOS_Wind |  |  | 0 | 0 | 0 | 0 | 0 | 0 | 0 | 0 | 0 | 3 | 3 | 1 | 1 | [19 empty] | 1 | 1 | 0
SDGE | Mission | 230 | OOS_Wind |  |  | 0 | 0 | 0 | 0 | 0 | 0 | 0 | 0 | 0 | 3 | 3 | 1 | 1 | [19 empty] | 1 | 1 | 0
PG&E GBA | Mi-Wuk | 115 | OOS_Wind |  |  | 0 | 0 | 0 | 0 | 0 | 0 | 0 | 0 | 0 | 5 | 5 | 1 | 1 | [19 empty] | 1 | 1 | 0
EOP | Mohave | 500 | OOS_Wind |  |  | 0 | 0 | 0 | 0 | 0 | 0 | 0 | 0 | 0 | 5 | 2 | 1 | 1 | 5 | [18 empty] | 1+ | 1 | 1
PG&E NGBA | Monroe | 115 | OOS_Wind |  |  | 0 | 0 | 0 | 0 | 0 | 0 | 0 | 0 | 0 | 5 | 5 | 1 | 1 | [19 empty] | 1 | 1 | 0
PG&E GBA | Monta Vista | 115 | OOS_Wind |  |  | 0 | 0 | 0 | 0 | 0 | 0 | 0 | 0 | 0 | 1 | 1 | 1 | 1 | [19 empty] | 1 | 1 | 0
PG&E GBA | Monta Vista | 230 | OOS_Wind |  |  | 0 | 0 | 0 | 0 | 0 | 0 | 0 | 0 | 0 | 1 | 1 | 1 | 1 | [19 empty] | 1 | 1 | 0
PG&E NGBA | Monticello | 115 | OOS_Wind |  |  | 0 | 0 | 0 | 0 | 0 | 0 | 0 | 0 | 0 | 5 | 5 | 1 | 1 | [19 empty] | 1 | 1 | 0
SCE Northern | Moorpark | 230 | OOS_Wind |  |  | 0 | 0 | 0 | 0 | 0 | 0 | 0 | 0 | 0 | 5 | 2 | 1 | 1 | 4 | [18 empty] | 1 | 1 | 0
PG&E GBA | Moraga | 115 | OOS_Wind |  |  | 0 | 0 | 0 | 0 | 0 | 0 | 0 | 0 | 0 | 5 | 2 | 1 | 1 | [19 empty] | 1 | 1 | 0
PG&E GBA | Moraga | 230 | OOS_Wind |  |  | 0 | 0 | 0 | 0 | 0 | 0 | 0 | 0 | 0 | 5 | 2 | 1 | 1 | [19 empty] | 1 | 1 | 0
PG&E GBA | Morgan Hill | 115 | OOS_Wind |  |  | 0 | 0 | 0 | 0 | 0 | 0 | 0 | 0 | 0 | 1 | 1 | 1 | 1 | [19 empty] | 1 | 1 | 0
PG&E KERN | Morro Bay | 115 | OOS_Wind |  |  | 0 | 0 | 0 | 0 | 0 | 0 | 0 | 0 | 0 | 5 | 2 | 5 | 2 | [19 empty] | 1 | 1 | 0
PG&E KERN | Morro Bay | 230 | OOS_Wind |  |  | 0 | 0 | 0 | 0 | 0 | 0 | 0 | 0 | 0 | 5 | 2 | 5 | 2 | [19 empty] | 1 | 1 | 0
PG&E KERN | Morro Bay | 500 | OOS_Wind |  |  | 0 | 0 | 0 | 0 | 0 | 0 | 0 | 0 | 0 | 5 | 2 | 4 | 2 | [19 empty] | 1 | 1 | 0
PG&E GBA | Moss Landing | 115 | OOS_Wind |  |  | 0 | 0 | 0 | 0 | 0 | 0 | 0 | 0 | 0 | 1 | 1 | 1 | 1 | [19 empty] | 1 | 1 | 0
PG&E GBA | Moss Landing | 230 | OOS_Wind |  |  | 0 | 0 | 0 | 0 | 0 | 0 | 0 | 0 | 0 | 1 | 1 | 1 | 1 | [19 empty] | 1 | 1 | 0
PG&E GBA | Moss Landing | 500 | OOS_Wind |  |  | 0 | 0 | 0 | 0 | 0 | 0 | 0 | 0 | 0 | 5 | 2 | 1 | 1 | 5 | [18 empty] | 1 | 1 | 0
EOP | Mountain Pass | 115 | OOS_Wind |  |  | 0 | 0 | 0 | 0 | 0 | 0 | 0 | 0 | 0 | 5 | 2 | 1 | 1 | [19 empty] | 1 | 1 | 0
PG&E GBA | Mountain View | 115 | OOS_Wind |  |  | 0 | 0 | 0 | 0 | 0 | 0 | 0 | 0 | 0 | 1 | 1 | 1 | 1 | [19 empty] | 1 | 1 | 0
PG&E GBA | Mt Eden | 115 | OOS_Wind |  |  | 0 | 0 | 0 | 0 | 0 | 0 | 0 | 0 | 0 | 5 | 2 | 1 | 1 | [19 empty] | 1 | 1 | 0
PG&E KERN | Mt Poso | 115 | OOS_Wind |  |  | 0 | 0 | 0 | 0 | 0 | 0 | 0 | 0 | 0 | 5 | 2 | 5 | 2 | [19 empty] | 1 | 1 | 0
PG&E FRESNO | Mustang | 230 | OOS_Wind |  |  | 0 | 0 | 0 | 0 | 0 | 0 | 0 | 0 | 0 | 5 | 2 | 5 | 2 | [19 empty] | 1 | 1 | 0
PG&E KERN | New Sub - Gates - Midway (Proposed) | 230 | OOS_Wind |  |  | 0 | 0 | 0 | 0 | 0 | 0 | 0 | 0 | 0 | 5 | 2 | 5 | 2 | 3 | [18 empty] | 1 | 1 | 0
PG&E KERN | New Sub - Gates - Templeton (Proposed) | 230 | OOS_Wind |  |  | 0 | 0 | 0 | 0 | 0 | 0 | 0 | 0 | 0 | 5 | 2 | 5 | 2 | [19 empty] | 1 | 1 | 0
SCE NOL | New Sub - Kramer - Lugo (Proposed) | 230 | OOS_Wind |  |  | 0 | 0 | 0 | 0 | 0 | 0 | 0 | 0 | 0 | 4 | 3 | 1 | 1 | [19 empty] | 1 | 1 | 0
PG&E FRESNO | New Sub - Los Banos - Midway (Proposed) | 500 | OOS_Wind |  |  | 0 | 0 | 0 | 0 | 0 | 0 | 0 | 0 | 0 | 5 | 2 | 4 | 2 | 5 | [18 empty] | 1 | 1 | 0
SCE NOL | New Sub - Lugo - Pisgah (Proposed) | 230 | OOS_Wind |  |  | 0 | 0 | 0 | 0 | 0 | 0 | 0 | 0 | 0 | 1 | 1 | 1 | 1 | [19 empty] | 1 | 1 | 0
PG&E KERN | New Sub - Midway - Wheeler Ridge (Proposed) | 230 | OOS_Wind |  |  | 0 | 0 | 0 | 0 | 0 | 0 | 0 | 0 | 0 | 5 | 2 | 5 | 2 | [19 empty] | 1 | 1 | 0
PG&E NGBA | New Sub - Near existing Leavitt (PSREC) | 345 | OOS_Wind |  |  | 0 | 0 | 0 | 0 | 0 | 0 | 0 | 0 | 0 | 5 | 2 | 1 | 1 | [19 empty] | 1 | 1 | 0
PG&E NGBA | New Sub - Near existing Madeline (NVE) | 345 | OOS_Wind |  |  | 0 | 0 | 0 | 0 | 0 | 0 | 0 | 0 | 0 | 5 | 2 | 1 | 1 | [19 empty] | 1 | 1 | 0
SDGE | New Sub - North Gila - IV (Proposed) | 500 | OOS_Wind |  |  | 0 | 0 | 0 | 0 | 0 | 0 | 0 | 0 | 0 | 3 | 3 | 1 | 1 | [19 empty] | 1 | 1 | 0
PG&E NGBA | New Sub - Pit 1 - Cottonwood (Proposed) | 230 | OOS_Wind |  |  | 0 | 0 | 0 | 0 | 0 | 0 | 0 | 0 | 0 | 5 | 2 | 1 | 1 | [19 empty] | 1 | 1 | 0
PG&E GBA | New Sub - Rancho Seco - Bellota (Proposed) | 230 | OOS_Wind |  |  | 0 | 0 | 0 | 0 | 0 | 0 | 0 | 0 | 0 | 1 | 1 | 1 | 1 | [19 empty] | 1 | 1 | 0
SDGE | New Sub - Suncrest - Ocotillo (Proposed) | 500 | OOS_Wind |  |  | 0 | 0 | 0 | 0 | 0 | 0 | 0 | 0 | 0 | 3 | 3 | 1 | 1 | [19 empty] | 1 | 1 | 0
PG&E FRESNO | New Sub - Westley - Quinto (Proposed) | 230 | OOS_Wind |  |  | 0 | 0 | 0 | 0 | 0 | 0 | 0 | 0 | 0 | 1 | 1 | 1 | 1 | [19 empty] | 1 | 1 | 0
PG&E GBA | Newark | 115 | OOS_Wind |  |  | 0 | 0 | 0 | 0 | 0 | 0 | 0 | 0 | 0 | 1 | 1 | 1 | 1 | [19 empty] | 1 | 1 | 0
PG&E GBA | Newark | 230 | OOS_Wind |  |  | 0 | 0 | 0 | 0 | 0 | 0 | 0 | 0 | 0 | 1 | 1 | 1 | 1 | 4 | [18 empty] | 1 | 1 | 0
PG&E FRESNO | Newhall | 115 | OOS_Wind |  |  | 0 | 0 | 0 | 0 | 0 | 0 | 0 | 0 | 0 | 5 | 2 | 5 | 2 | [19 empty] | 1 | 1 | 0
PG&E KERN | Norco | 115 | OOS_Wind |  |  | 0 | 0 | 0 | 0 | 0 | 0 | 0 | 0 | 0 | 5 | 2 | 5 | 2 | [19 empty] | 1 | 1 | 0
PG&E GBA | Nortech | 115 | OOS_Wind |  |  | 0 | 0 | 0 | 0 | 0 | 0 | 0 | 0 | 0 | 1 | 1 | 1 | 1 | [19 empty] | 1 | 1 | 0
SDGE | North City Metering | 138 | OOS_Wind |  |  | 0 | 0 | 0 | 0 | 0 | 0 | 0 | 0 | 0 | 3 | 3 | 1 | 1 | [19 empty] | 1 | 1 | 0
PG&E GBA | North Dublin | 230 | OOS_Wind |  |  | 0 | 0 | 0 | 0 | 0 | 0 | 0 | 0 | 0 | 5 | 5 | 1 | 1 | [19 empty] | 1 | 1 | 0
SDGE | North Gila | 500 | OOS_Wind |  |  | 0 | 0 | 0 | 0 | 0 | 0 | 0 | 0 | 0 | 3 | 3 | 1 | 1 | [19 empty] | 1 | 1 | 0
SCE Metro | North of SONGS | 230 | OOS_Wind |  |  | 0 | 0 | 0 | 0 | 0 | 0 | 0 | 0 | 0 | 1 | 1 | 1 | 1 | [19 empty] | 1 | 1 | 0
SCE Metro | North of SONGS | 500 | OOS_Wind |  |  | 0 | 0 | 0 | 0 | 0 | 0 | 0 | 0 | 0 | 1 | 1 | 1 | 1 | [19 empty] | 1 | 1 | 0
PG&E NGBA | Notre Dame | 115 | OOS_Wind |  |  | 0 | 0 | 0 | 0 | 0 | 0 | 0 | 0 | 0 | 5 | 2 | 1 | 1 | [19 empty] | 1 | 1 | 0
PG&E GBA | Oakland C | 115 | OOS_Wind |  |  | 0 | 0 | 0 | 0 | 0 | 0 | 0 | 0 | 0 | 5 | 2 | 1 | 1 | 3 | [18 empty] | 1 | 1 | 0
PG&E GBA | Oakland J | 115 | OOS_Wind |  |  | 0 | 0 | 0 | 0 | 0 | 0 | 0 | 0 | 0 | 5 | 2 | 1 | 1 | [19 empty] | 1 | 1 | 0
PG&E GBA | Oakland L | 115 | OOS_Wind |  |  | 0 | 0 | 0 | 0 | 0 | 0 | 0 | 0 | 0 | 5 | 2 | 1 | 1 | [19 empty] | 1 | 1 | 0
PG&E GBA | Oakland X | 115 | OOS_Wind |  |  | 0 | 0 | 0 | 0 | 0 | 0 | 0 | 0 | 0 | 5 | 2 | 1 | 1 | [19 empty] | 1 | 1 | 0
PG&E KERN | Oceano | 115 | OOS_Wind |  |  | 0 | 0 | 0 | 0 | 0 | 0 | 0 | 0 | 0 | 5 | 2 | 5 | 2 | [19 empty] | 1 | 1 | 0
SDGE | Ocotillo Express | 500 | OOS_Wind |  |  | 0 | 0 | 0 | 0 | 0 | 0 | 0 | 0 | 0 | 3 | 3 | 1 | 1 | [19 empty] | 1 | 1 | 0
SDGE | Old Town | 230 | OOS_Wind |  |  | 0 | 0 | 0 | 0 | 0 | 0 | 0 | 0 | 0 | 3 | 3 | 1 | 1 | [19 empty] | 1 | 1 | 0
SCE Metro | Olinda | 230 | OOS_Wind |  |  | 0 | 0 | 0 | 0 | 0 | 0 | 0 | 0 | 0 | 1 | 1 | 1 | 1 | [19 empty] | 1 | 1 | 0
PG&E FRESNO | Olive | 115 | OOS_Wind |  |  | 0 | 0 | 0 | 0 | 0 | 0 | 0 | 0 | 0 | 5 | 2 | 5 | 2 | 3 | [18 empty] | 1 | 1 | 0
PG&E NGBA | Olivehurst | 115 | OOS_Wind |  |  | 0 | 0 | 0 | 0 | 0 | 0 | 0 | 0 | 0 | 5 | 2 | 1 | 1 | [19 empty] | 1 | 1 | 0
SCE Northern | Ormond Beach | 230 | OOS_Wind |  |  | 0 | 0 | 0 | 0 | 0 | 0 | 0 | 0 | 0 | 5 | 2 | 1 | 1 | [19 empty] | 1 | 1 | 0
PG&E FRESNO | Oro Loma | 115 | OOS_Wind |  |  | 0 | 0 | 0 | 0 | 0 | 0 | 0 | 0 | 0 | 5 | 2 | 5 | 2 | [19 empty] | 1+ | 1 | 1
SDGE | Otay Mesa | 230 | OOS_Wind |  |  | 0 | 0 | 0 | 0 | 0 | 0 | 0 | 0 | 0 | 3 | 3 | 1 | 1 | [19 empty] | 1 | 1 | 0
PG&E FRESNO | Padre Flats SW STA | 230 | OOS_Wind |  |  | 0 | 0 | 0 | 0 | 0 | 0 | 0 | 0 | 0 | 5 | 2 | 5 | 2 | [19 empty] | 1 | 1 | 0
EOP | Pahrump | 138 | OOS_Wind |  |  | 0 | 0 | 0 | 0 | 0 | 0 | 0 | 0 | 0 | 5 | 2 | 1 | 1 | [19 empty] | 1 | 1 | 0
EOP | Pahrump | 230 | OOS_Wind |  |  | 0 | 0 | 0 | 0 | 0 | 0 | 0 | 0 | 0 | 5 | 2 | 1 | 1 | [19 empty] | 1 | 1 | 0
PG&E NGBA | Palermo | 115 | OOS_Wind |  |  | 0 | 0 | 0 | 0 | 0 | 0 | 0 | 0 | 0 | 5 | 2 | 1 | 1 | 4 | [18 empty] | 1 | 1 | 0
PG&E NGBA | Palermo | 230 | OOS_Wind |  |  | 0 | 0 | 0 | 0 | 0 | 0 | 0 | 0 | 0 | 5 | 2 | 1 | 1 | [19 empty] | 1 | 1 | 0
SCE Eastern | Palo Verde | 500 | OOS_Wind | YES | New Mexico Wind | 2536 | 0 | 2536 | 285 | 0 | 285 | 2251 | 0 | 2251 | 5 | 4 | 4 | 4 | [19 empty] | 5- | 5 | 1
SDGE | Palomar Energy | 230 | OOS_Wind |  |  | 0 | 0 | 0 | 0 | 0 | 0 | 0 | 0 | 0 | 3 | 3 | 1 | 1 | [19 empty] | 1 | 1 | 0
PG&E FRESNO | Panoche | 115 | OOS_Wind |  |  | 0 | 0 | 0 | 0 | 0 | 0 | 0 | 0 | 0 | 5 | 2 | 5 | 2 | [19 empty] | 1 | 1 | 0
PG&E FRESNO | Panoche | 230 | OOS_Wind |  |  | 0 | 0 | 0 | 0 | 0 | 0 | 0 | 0 | 0 | 5 | 2 | 5 | 2 | 3 | [18 empty] | 1 | 1 | 0
SCE Northern | Pardee | 230 | OOS_Wind |  |  | 0 | 0 | 0 | 0 | 0 | 0 | 0 | 0 | 0 | 5 | 2 | 1 | 1 | [19 empty] | 1 | 1 | 0
PG&E NGBA | Parkway | 230 | OOS_Wind |  |  | 0 | 0 | 0 | 0 | 0 | 0 | 0 | 0 | 0 | 5 | 5 | 1 | 1 | [19 empty] | 1 | 1 | 0
SCE Northern | Pastoria | 230 | OOS_Wind |  |  | 0 | 0 | 0 | 0 | 0 | 0 | 0 | 0 | 0 | 5 | 2 | 1 | 1 | [19 empty] | 1 | 1 | 0
SCE Metro | Pauda | 230 | OOS_Wind |  |  | 0 | 0 | 0 | 0 | 0 | 0 | 0 | 0 | 0 | 1 | 1 | 1 | 1 | [19 empty] | 1 | 1 | 0
PG&E GBA | Paul Sweet | 115 | OOS_Wind |  |  | 0 | 0 | 0 | 0 | 0 | 0 | 0 | 0 | 0 | 1 | 1 | 1 | 1 | [19 empty] | 1 | 1 | 0
PG&E NGBA | Peabody | 230 | OOS_Wind |  |  | 0 | 0 | 0 | 0 | 0 | 0 | 0 | 0 | 0 | 5 | 5 | 1 | 1 | [19 empty] | 1 | 1 | 0
PG&E NGBA | Pease | 115 | OOS_Wind |  |  | 0 | 0 | 0 | 0 | 0 | 0 | 0 | 0 | 0 | 5 | 2 | 1 | 1 | [19 empty] | 1 | 1 | 0
SDGE | Penasquitos | 138 | OOS_Wind |  |  | 0 | 0 | 0 | 0 | 0 | 0 | 0 | 0 | 0 | 3 | 3 | 1 | 1 | [19 empty] | 1 | 1 | 0
SDGE | Penasquitos | 230 | OOS_Wind |  |  | 0 | 0 | 0 | 0 | 0 | 0 | 0 | 0 | 0 | 3 | 3 | 1 | 1 | [19 empty] | 1 | 1 | 0
PG&E NGBA | Penngrove | 115 | OOS_Wind |  |  | 0 | 0 | 0 | 0 | 0 | 0 | 0 | 0 | 0 | 5 | 5 | 1 | 1 | [19 empty] | 1 | 1 | 0
PG&E GBA | Peoria | 115 | OOS_Wind |  |  | 0 | 0 | 0 | 0 | 0 | 0 | 0 | 0 | 0 | 5 | 5 | 1 | 1 | [19 empty] | 1 | 1 | 0
PG&E GBA | Piercy | 115 | OOS_Wind |  |  | 0 | 0 | 0 | 0 | 0 | 0 | 0 | 0 | 0 | 1 | 1 | 1 | 1 | [19 empty] | 1+ | 1 | 1
PG&E FRESNO | Pine Flat | 230 | OOS_Wind |  |  | 0 | 0 | 0 | 0 | 0 | 0 | 0 | 0 | 0 | 5 | 2 | 5 | 2 | [19 empty] | 1 | 1 | 0
SCE NOL | Pisgah | 230 | OOS_Wind |  |  | 0 | 0 | 0 | 0 | 0 | 0 | 0 | 0 | 0 | 1 | 1 | 1 | 1 | 4 | [18 empty] | 1 | 1 | 0
PG&E NGBA | Pit 1 | 230 | OOS_Wind |  |  | 0 | 0 | 0 | 0 | 0 | 0 | 0 | 0 | 0 | 5 | 2 | 1 | 1 | [19 empty] | 1 | 1 | 0
PG&E NGBA | Pit 3 | 230 | OOS_Wind |  |  | 0 | 0 | 0 | 0 | 0 | 0 | 0 | 0 | 0 | 5 | 2 | 1 | 1 | [19 empty] | 1 | 1 | 0
PG&E NGBA | Pit 4 | 230 | OOS_Wind |  |  | 0 | 0 | 0 | 0 | 0 | 0 | 0 | 0 | 0 | 5 | 2 | 1 | 1 | [19 empty] | 1 | 1 | 0
PG&E GBA | Pittsburg | 115 | OOS_Wind |  |  | 0 | 0 | 0 | 0 | 0 | 0 | 0 | 0 | 0 | 5 | 2 | 1 | 1 | 4 | [18 empty] | 1 | 1 | 0
PG&E GBA | Pittsburg | 230 | OOS_Wind |  |  | 0 | 0 | 0 | 0 | 0 | 0 | 0 | 0 | 0 | 5 | 2 | 1 | 1 | 4 | [18 empty] | 1 | 1 | 0
PG&E NGBA | Pleasant Grove | 115 | OOS_Wind |  |  | 0 | 0 | 0 | 0 | 0 | 0 | 0 | 0 | 0 | 5 | 2 | 1 | 1 | [19 empty] | 1 | 1 | 0
PG&E NGBA | POE | 230 | OOS_Wind |  |  | 0 | 0 | 0 | 0 | 0 | 0 | 0 | 0 | 0 | 5 | 2 | 1 | 1 | [19 empty] | 1 | 1 | 0
PG&E KERN | Poso Mountain | 115 | OOS_Wind |  |  | 0 | 0 | 0 | 0 | 0 | 0 | 0 | 0 | 0 | 5 | 2 | 5 | 2 | [19 empty] | 1 | 1 | 0
EOP | Primm | 230 | OOS_Wind |  |  | 0 | 0 | 0 | 0 | 0 | 0 | 0 | 0 | 0 | 5 | 2 | 1 | 1 | [19 empty] | 1 | 1 | 0
PG&E NGBA | Putah Creek | 115 | OOS_Wind |  |  | 0 | 0 | 0 | 0 | 0 | 0 | 0 | 0 | 0 | 5 | 5 | 1 | 1 | [19 empty] | 1 | 1 | 0
SDGE | Q1806 | 138 | OOS_Wind |  |  | 0 | 0 | 0 | 0 | 0 | 0 | 0 | 0 | 0 | 1 | 1 | 1 | 1 | [19 empty] | 1 | 1 | 0
PG&E FRESNO | Quinto | 230 | OOS_Wind |  |  | 0 | 0 | 0 | 0 | 0 | 0 | 0 | 0 | 0 | 5 | 2 | 5 | 2 | [19 empty] | 1 | 1 | 0
PG&E GBA | Race Track | 115 | OOS_Wind |  |  | 0 | 0 | 0 | 0 | 0 | 0 | 0 | 0 | 0 | 5 | 5 | 1 | 1 | [19 empty] | 1 | 1 | 0
SDGE | Rancho Mission Viejo | 138 | OOS_Wind |  |  | 0 | 0 | 0 | 0 | 0 | 0 | 0 | 0 | 0 | 1 | 1 | 1 | 1 | [19 empty] | 1 | 1 | 0
PG&E GBA | Rancho Seco | 230 | OOS_Wind |  |  | 0 | 0 | 0 | 0 | 0 | 0 | 0 | 0 | 0 | 1 | 1 | 1 | 1 | [19 empty] | 1 | 1 | 0
SCE Metro | Rancho Vista | 230 | OOS_Wind |  |  | 0 | 0 | 0 | 0 | 0 | 0 | 0 | 0 | 0 | 1 | 1 | 1 | 1 | [19 empty] | 1+ | 1 | 1
SCE Metro | Rancho Vista | 500 | OOS_Wind |  |  | 0 | 0 | 0 | 0 | 0 | 0 | 0 | 0 | 0 | 1 | 1 | 1 | 1 | [19 empty] | 1 | 1 | 0
SCE NOL | Ransburg | 115 | OOS_Wind |  |  | 0 | 0 | 0 | 0 | 0 | 0 | 0 | 0 | 0 | 4 | 3 | 1 | 1 | [19 empty] | 1 | 1 | 0
PG&E GBA | Ravenswood | 115 | OOS_Wind |  |  | 0 | 0 | 0 | 0 | 0 | 0 | 0 | 0 | 0 | 5 | 2 | 1 | 1 | [19 empty] | 1 | 1 | 0
PG&E GBA | Ravenswood | 230 | OOS_Wind |  |  | 0 | 0 | 0 | 0 | 0 | 0 | 0 | 0 | 0 | 5 | 2 | 1 | 1 | [19 empty] | 1 | 1 | 0
SCE Northern | Rector | 230 | OOS_Wind |  |  | 0 | 0 | 0 | 0 | 0 | 0 | 0 | 0 | 0 | 1 | 1 | 1 | 1 | [19 empty] | 1 | 1 | 0
SCE Eastern | Red Bluff | 230 | OOS_Wind |  |  | 0 | 0 | 0 | 0 | 0 | 0 | 0 | 0 | 0 | 4 | 4 | 4 | 4 | 1 | [18 empty] | 1 | 1 | 0
SCE Eastern | Red Bluff | 500 | OOS_Wind |  |  | 0 | 0 | 0 | 0 | 0 | 0 | 0 | 0 | 0 | 4 | 4 | 4 | 4 | 5 | [18 empty] | 1 | 1 | 0
PG&E NGBA | Redbud | 115 | OOS_Wind |  |  | 0 | 0 | 0 | 0 | 0 | 0 | 0 | 0 | 0 | 5 | 5 | 1 | 1 | [19 empty] | 1 | 1 | 0
SCE Metro | Redondo | 230 | OOS_Wind |  |  | 0 | 0 | 0 | 0 | 0 | 0 | 0 | 0 | 0 | 1 | 1 | 1 | 1 | [19 empty] | 1 | 1 | 0
PG&E FRESNO | Reedley | 115 | OOS_Wind |  |  | 0 | 0 | 0 | 0 | 0 | 0 | 0 | 0 | 0 | 5 | 2 | 5 | 2 | [19 empty] | 1 | 1 | 0
PG&E KERN | Renfro | 115 | OOS_Wind |  |  | 0 | 0 | 0 | 0 | 0 | 0 | 0 | 0 | 0 | 5 | 2 | 5 | 2 | [19 empty] | 1 | 1 | 0
PG&E GBA | Richmond R | 115 | OOS_Wind |  |  | 0 | 0 | 0 | 0 | 0 | 0 | 0 | 0 | 0 | 5 | 2 | 1 | 1 | [19 empty] | 1 | 1 | 0
PG&E NGBA | Rincon | 115 | OOS_Wind |  |  | 0 | 0 | 0 | 0 | 0 | 0 | 0 | 0 | 0 | 5 | 5 | 1 | 1 | [19 empty] | 1 | 1 | 0
PG&E KERN | Rio Bravo | 115 | OOS_Wind |  |  | 0 | 0 | 0 | 0 | 0 | 0 | 0 | 0 | 0 | 5 | 2 | 5 | 2 | 4 | [18 empty] | 1 | 1 | 0
SCE Metro | Rio Hondo | 230 | OOS_Wind |  |  | 0 | 0 | 0 | 0 | 0 | 0 | 0 | 0 | 0 | 1 | 1 | 1 | 1 | 1 | [18 empty] | 1 | 1 | 0
PG&E NGBA | Rio Oso | 115 | OOS_Wind |  |  | 0 | 0 | 0 | 0 | 0 | 0 | 0 | 0 | 0 | 5 | 2 | 1 | 1 | [19 empty] | 1 | 1 | 0
PG&E NGBA | Rio Oso | 230 | OOS_Wind |  |  | 0 | 0 | 0 | 0 | 0 | 0 | 0 | 0 | 0 | 5 | 2 | 1 | 1 | [19 empty] | 1 | 1 | 0
PG&E GBA | Ripon | 115 | OOS_Wind |  |  | 0 | 0 | 0 | 0 | 0 | 0 | 0 | 0 | 0 | 5 | 5 | 1 | 1 | 3 | [18 empty] | 1 | 1 | 0
PG&E GBA | Riverbank | 115 | OOS_Wind |  |  | 0 | 0 | 0 | 0 | 0 | 0 | 0 | 0 | 0 | 5 | 5 | 1 | 1 | [19 empty] | 1 | 1 | 0
SCE NOL | Roadway | 115 | OOS_Wind |  |  | 0 | 0 | 0 | 0 | 0 | 0 | 0 | 0 | 0 | 1 | 1 | 1 | 1 | 3 | [18 empty] | 1 | 1 | 0
PG&E NGBA | Rock Creek 1 | 230 | OOS_Wind |  |  | 0 | 0 | 0 | 0 | 0 | 0 | 0 | 0 | 0 | 5 | 2 | 1 | 1 | [19 empty] | 1 | 1 | 0
PG&E GBA | Rossmoor | 230 | OOS_Wind |  |  | 0 | 0 | 0 | 0 | 0 | 0 | 0 | 0 | 0 | 5 | 5 | 1 | 1 | [19 empty] | 1 | 1 | 0
PG&E NGBA | Round Mountain | 230 | OOS_Wind |  |  | 0 | 0 | 0 | 0 | 0 | 0 | 0 | 0 | 0 | 5 | 2 | 1 | 1 | [19 empty] | 1 | 1 | 0
PG&E NGBA | Round Mountain | 500 | OOS_Wind |  |  | 0 | 0 | 0 | 0 | 0 | 0 | 0 | 0 | 0 | 5 | 2 | 1 | 1 | [19 empty] | 1 | 1 | 0
PG&E GBA | Salado | 115 | OOS_Wind |  |  | 0 | 0 | 0 | 0 | 0 | 0 | 0 | 0 | 0 | 1 | 1 | 1 | 1 | [19 empty] | 1+ | 1 | 1
PG&E GBA | Salinas | 115 | OOS_Wind |  |  | 0 | 0 | 0 | 0 | 0 | 0 | 0 | 0 | 0 | 1 | 1 | 1 | 1 | [19 empty] | 1 | 1 | 0
SCE Eastern | San Bernardino | 230 | OOS_Wind |  |  | 0 | 0 | 0 | 0 | 0 | 0 | 0 | 0 | 0 | 4 | 2 | 1 | 1 | [19 empty] | 1 | 1 | 0
PG&E GBA | SAN FRAN A (POTRERO PP) | 115 | OOS_Wind |  |  | 0 | 0 | 0 | 0 | 0 | 0 | 0 | 0 | 0 | 5 | 2 | 1 | 1 | [19 empty] | 1 | 1 | 0
PG&E GBA | SAN FRAN A (POTRERO PP) | 230 | OOS_Wind |  |  | 0 | 0 | 0 | 0 | 0 | 0 | 0 | 0 | 0 | 5 | 2 | 1 | 1 | [19 empty] | 1 | 1 | 0
PG&E GBA | San Jose A | 115 | OOS_Wind |  |  | 0 | 0 | 0 | 0 | 0 | 0 | 0 | 0 | 0 | 1 | 1 | 1 | 1 | [19 empty] | 1 | 1 | 0
PG&E GBA | San Jose B | 115 | OOS_Wind |  |  | 0 | 0 | 0 | 0 | 0 | 0 | 0 | 0 | 0 | 1 | 1 | 1 | 1 | [19 empty] | 1 | 1 | 0
PG&E GBA | San Leandro U | 115 | OOS_Wind |  |  | 0 | 0 | 0 | 0 | 0 | 0 | 0 | 0 | 0 | 5 | 2 | 1 | 1 | [19 empty] | 1 | 1 | 0
PG&E KERN | San Luis Obispo | 115 | OOS_Wind |  |  | 0 | 0 | 0 | 0 | 0 | 0 | 0 | 0 | 0 | 5 | 2 | 5 | 2 | [19 empty] | 1 | 1 | 0
SDGE | San Luis Rey | 230 | OOS_Wind |  |  | 0 | 0 | 0 | 0 | 0 | 0 | 0 | 0 | 0 | 3 | 3 | 1 | 1 | [19 empty] | 1 | 1 | 0
SCE Metro | San Onofre | 230 | OOS_Wind |  |  | 0 | 0 | 0 | 0 | 0 | 0 | 0 | 0 | 0 | 1 | 1 | 1 | 1 | [19 empty] | 1 | 1 | 0
PG&E GBA | San Pablo | 115 | OOS_Wind |  |  | 0 | 0 | 0 | 0 | 0 | 0 | 0 | 0 | 0 | 5 | 2 | 1 | 1 | [19 empty] | 1 | 1 | 0
PG&E GBA | San Ramon | 230 | OOS_Wind |  |  | 0 | 0 | 0 | 0 | 0 | 0 | 0 | 0 | 0 | 5 | 2 | 1 | 1 | [19 empty] | 1 | 1 | 0
SCE NOL | Sandlot | 230 | OOS_Wind |  |  | 0 | 0 | 0 | 0 | 0 | 0 | 0 | 0 | 0 | 4 | 3 | 1 | 1 | [19 empty] | 1 | 1 | 0
EOP | Sandy | 138 | OOS_Wind |  |  | 0 | 0 | 0 | 0 | 0 | 0 | 0 | 0 | 0 | 5 | 2 | 1 | 1 | [19 empty] | 1 | 1 | 0
PG&E FRESNO | Sanger | 115 | OOS_Wind |  |  | 0 | 0 | 0 | 0 | 0 | 0 | 0 | 0 | 0 | 5 | 2 | 5 | 2 | 3 | [18 empty] | 1 | 1 | 0
SCE Northern | Santa Clara | 230 | OOS_Wind |  |  | 0 | 0 | 0 | 0 | 0 | 0 | 0 | 0 | 0 | 5 | 2 | 1 | 1 | [19 empty] | 1 | 1 | 0
PG&E NGBA | Santa Rosa A | 115 | OOS_Wind |  |  | 0 | 0 | 0 | 0 | 0 | 0 | 0 | 0 | 0 | 5 | 5 | 1 | 1 | [19 empty] | 1 | 1 | 0
PG&E GBA | Santa Teresa | 115 | OOS_Wind |  |  | 0 | 0 | 0 | 0 | 0 | 0 | 0 | 0 | 0 | 1 | 1 | 1 | 1 | 3 | [18 empty] | 1 | 1 | 0
SDGE | Santee | 138 | OOS_Wind |  |  | 0 | 0 | 0 | 0 | 0 | 0 | 0 | 0 | 0 | 3 | 3 | 1 | 1 | [19 empty] | 1 | 1 | 0
SCE Metro | Santiago | 230 | OOS_Wind |  |  | 0 | 0 | 0 | 0 | 0 | 0 | 0 | 0 | 0 | 1 | 1 | 1 | 1 | [19 empty] | 1 | 1 | 0
PG&E GBA | Saratoga | 230 | OOS_Wind |  |  | 0 | 0 | 0 | 0 | 0 | 0 | 0 | 0 | 0 | 1 | 1 | 1 | 1 | [19 empty] | 1 | 1 | 0
SCE Northern | Saugus | 230 | OOS_Wind |  |  | 0 | 0 | 0 | 0 | 0 | 0 | 0 | 0 | 0 | 5 | 2 | 1 | 1 | [19 empty] | 1 | 1 | 0
PG&E FRESNO | Schindler | 115 | OOS_Wind |  |  | 0 | 0 | 0 | 0 | 0 | 0 | 0 | 0 | 0 | 5 | 2 | 5 | 2 | 3 | [18 empty] | 1 | 1 | 0
PG&E GBA | Schulte | 115 | OOS_Wind |  |  | 0 | 0 | 0 | 0 | 0 | 0 | 0 | 0 | 0 | 5 | 5 | 1 | 1 | 3 | [18 empty] | 1 | 1 | 0
PG&E KERN | Semitropic | 115 | OOS_Wind |  |  | 0 | 0 | 0 | 0 | 0 | 0 | 0 | 0 | 0 | 5 | 2 | 5 | 2 | [19 empty] | 1 | 1 | 0
SCE Metro | Serrano | 230 | OOS_Wind |  |  | 0 | 0 | 0 | 0 | 0 | 0 | 0 | 0 | 0 | 1 | 1 | 1 | 1 | 5 | [18 empty] | 1 | 1 | 0
SCE Metro | Serrano | 500 | OOS_Wind |  |  | 0 | 0 | 0 | 0 | 0 | 0 | 0 | 0 | 0 | 1 | 1 | 1 | 1 | 5 | [18 empty] | 1 | 1 | 0
SDGE | Shadowridge | 138 | OOS_Wind |  |  | 0 | 0 | 0 | 0 | 0 | 0 | 0 | 0 | 0 | 3 | 3 | 1 | 1 | [19 empty] | 1 | 1 | 0
PG&E KERN | Shafter | 115 | OOS_Wind |  |  | 0 | 0 | 0 | 0 | 0 | 0 | 0 | 0 | 0 | 5 | 2 | 5 | 2 | [19 empty] | 1 | 1 | 0
PG&E NGBA | Silverado | 115 | OOS_Wind |  |  | 0 | 0 | 0 | 0 | 0 | 0 | 0 | 0 | 0 | 5 | 5 | 1 | 1 | [19 empty] | 1 | 1 | 0
SDGE | Silvergate | 230 | OOS_Wind |  |  | 0 | 0 | 0 | 0 | 0 | 0 | 0 | 0 | 0 | 3 | 3 | 1 | 1 | [19 empty] | 1 | 1 | 0
PG&E KERN | Sisquoc | 115 | OOS_Wind |  |  | 0 | 0 | 0 | 0 | 0 | 0 | 0 | 0 | 0 | 5 | 2 | 5 | 2 | [19 empty] | 1 | 1 | 0
EOP | Sloan Canyon | 230 | OOS_Wind |  |  | 0 | 0 | 0 | 0 | 0 | 0 | 0 | 0 | 0 | 5 | 2 | 1 | 1 | [19 empty] | 1 | 1 | 0
EOP | Sloan Canyon | 500 | OOS_Wind |  |  | 0 | 0 | 0 | 0 | 0 | 0 | 0 | 0 | 0 | 5 | 2 | 1 | 1 | [19 empty] | 1 | 1 | 0
PG&E KERN | Smyrna | 115 | OOS_Wind |  |  | 0 | 0 | 0 | 0 | 0 | 0 | 0 | 0 | 0 | 5 | 2 | 5 | 2 | [19 empty] | 1 | 1 | 0
PG&E GBA | Sobrante | 115 | OOS_Wind |  |  | 0 | 0 | 0 | 0 | 0 | 0 | 0 | 0 | 0 | 5 | 2 | 1 | 1 | [19 empty] | 1 | 1 | 0
PG&E GBA | Sobrante | 230 | OOS_Wind |  |  | 0 | 0 | 0 | 0 | 0 | 0 | 0 | 0 | 0 | 5 | 2 | 1 | 1 | [19 empty] | 1 | 1 | 0
PG&E KERN | Solar | 230 | OOS_Wind |  |  | 0 | 0 | 0 | 0 | 0 | 0 | 0 | 0 | 0 | 5 | 2 | 5 | 2 | [19 empty] | 1 | 1 | 0
PG&E GBA | Soledad | 115 | OOS_Wind |  |  | 0 | 0 | 0 | 0 | 0 | 0 | 0 | 0 | 0 | 1 | 1 | 1 | 1 | [19 empty] | 1 | 1 | 0
SCE Northern | Springville | 230 | OOS_Wind |  |  | 0 | 0 | 0 | 0 | 0 | 0 | 0 | 0 | 0 | 1 | 1 | 1 | 1 | 4 | [18 empty] | 1 | 1 | 0
PG&E GBA | Stagg | 230 | OOS_Wind |  |  | 0 | 0 | 0 | 0 | 0 | 0 | 0 | 0 | 0 | 5 | 2 | 1 | 1 | [19 empty] | 1 | 1 | 0
PG&E GBA | Standard Oil | 115 | OOS_Wind |  |  | 0 | 0 | 0 | 0 | 0 | 0 | 0 | 0 | 0 | 5 | 2 | 1 | 1 | [19 empty] | 1 | 1 | 0
PG&E GBA | Stanislaus | 115 | OOS_Wind |  |  | 0 | 0 | 0 | 0 | 0 | 0 | 0 | 0 | 0 | 5 | 5 | 1 | 1 | [19 empty] | 1 | 1 | 0
PG&E KERN | Stockdale | 115 | OOS_Wind |  |  | 0 | 0 | 0 | 0 | 0 | 0 | 0 | 0 | 0 | 5 | 2 | 5 | 2 | [19 empty] | 1 | 1 | 0
PG&E KERN | Stockdale | 230 | OOS_Wind |  |  | 0 | 0 | 0 | 0 | 0 | 0 | 0 | 0 | 0 | 5 | 2 | 5 | 2 | [19 empty] | 1 | 1 | 0
PG&E GBA | Stockton A | 115 | OOS_Wind |  |  | 0 | 0 | 0 | 0 | 0 | 0 | 0 | 0 | 0 | 1 | 1 | 1 | 1 | [19 empty] | 1 | 1 | 0
PG&E GBA | Stone | 115 | OOS_Wind |  |  | 0 | 0 | 0 | 0 | 0 | 0 | 0 | 0 | 0 | 1 | 1 | 1 | 1 | [19 empty] | 1 | 1 | 0
PG&E FRESNO | Storey | 230 | OOS_Wind |  |  | 0 | 0 | 0 | 0 | 0 | 0 | 0 | 0 | 0 | 5 | 2 | 5 | 2 | [19 empty] | 1 | 1 | 0
PG&E NGBA | Summit | 115 | OOS_Wind |  |  | 0 | 0 | 0 | 0 | 0 | 0 | 0 | 0 | 0 | 5 | 2 | 1 | 1 | [19 empty] | 1 | 1 | 0
SDGE | Suncrest | 230 | OOS_Wind |  |  | 0 | 0 | 0 | 0 | 0 | 0 | 0 | 0 | 0 | 3 | 3 | 1 | 1 | [19 empty] | 1 | 1 | 0
SDGE | Suncrest | 500 | OOS_Wind |  |  | 0 | 0 | 0 | 0 | 0 | 0 | 0 | 0 | 0 | 3 | 3 | 1 | 1 | [19 empty] | 1 | 1 | 0
PG&E KERN | Sunrise | 230 | OOS_Wind |  |  | 0 | 0 | 0 | 0 | 0 | 0 | 0 | 0 | 0 | 5 | 2 | 5 | 2 | [19 empty] | 1 | 1 | 0
PG&E KERN | Sunset | 230 | OOS_Wind |  |  | 0 | 0 | 0 | 0 | 0 | 0 | 0 | 0 | 0 | 5 | 2 | 5 | 2 | [19 empty] | 1 | 1 | 0
PG&E GBA | Swift | 115 | OOS_Wind |  |  | 0 | 0 | 0 | 0 | 0 | 0 | 0 | 0 | 0 | 1 | 1 | 1 | 1 | [19 empty] | 1 | 1 | 0
SDGE | Sycamore Canyon | 138 | OOS_Wind |  |  | 0 | 0 | 0 | 0 | 0 | 0 | 0 | 0 | 0 | 3 | 3 | 1 | 1 | 3 | [18 empty] | 1 | 1 | 0
SDGE | Sycamore Canyon | 230 | OOS_Wind |  |  | 0 | 0 | 0 | 0 | 0 | 0 | 0 | 0 | 0 | 3 | 3 | 1 | 1 | [19 empty] | 1 | 1 | 0
SCE Northern | Sylmar | 230 | OOS_Wind |  |  | 0 | 0 | 0 | 0 | 0 | 0 | 0 | 0 | 0 | 5 | 2 | 1 | 1 | [19 empty] | 1 | 1 | 0
PG&E NGBA | Table Mountain | 115 | OOS_Wind |  |  | 0 | 0 | 0 | 0 | 0 | 0 | 0 | 0 | 0 | 5 | 2 | 1 | 1 | [19 empty] | 1 | 1 | 0
PG&E NGBA | Table Mountain | 230 | OOS_Wind |  |  | 0 | 0 | 0 | 0 | 0 | 0 | 0 | 0 | 0 | 5 | 2 | 1 | 1 | [19 empty] | 1 | 1 | 0
PG&E NGBA | Table Mountain | 500 | OOS_Wind |  |  | 0 | 0 | 0 | 0 | 0 | 0 | 0 | 0 | 0 | 5 | 2 | 1 | 1 | [19 empty] | 1 | 1 | 0
PG&E KERN | Taft | 115 | OOS_Wind |  |  | 0 | 0 | 0 | 0 | 0 | 0 | 0 | 0 | 0 | 5 | 2 | 5 | 2 | [19 empty] | 1 | 1 | 0
SDGE | Talega | 138 | OOS_Wind |  |  | 0 | 0 | 0 | 0 | 0 | 0 | 0 | 0 | 0 | 1 | 1 | 1 | 1 | 3 | [18 empty] | 1+ | 1 | 1
SDGE | Talega | 230 | OOS_Wind |  |  | 0 | 0 | 0 | 0 | 0 | 0 | 0 | 0 | 0 | 1 | 1 | 1 | 1 | [19 empty] | 1 | 1 | 0
PG&E GBA | Tassajara | 230 | OOS_Wind |  |  | 0 | 0 | 0 | 0 | 0 | 0 | 0 | 0 | 0 | 5 | 2 | 1 | 1 | [19 empty] | 1 | 1 | 0
SDGE | Telegraph Canyon | 138 | OOS_Wind |  |  | 0 | 0 | 0 | 0 | 0 | 0 | 0 | 0 | 0 | 3 | 3 | 1 | 1 | [19 empty] | 1 | 1 | 0
PG&E KERN | Temblor | 115 | OOS_Wind |  |  | 0 | 0 | 0 | 0 | 0 | 0 | 0 | 0 | 0 | 5 | 2 | 5 | 2 | [19 empty] | 1 | 1 | 0
PG&E KERN | Templeton | 230 | OOS_Wind |  |  | 0 | 0 | 0 | 0 | 0 | 0 | 0 | 0 | 0 | 5 | 2 | 5 | 2 | [19 empty] | 1 | 1 | 0
PG&E GBA | Tesla | 115 | OOS_Wind |  |  | 0 | 0 | 0 | 0 | 0 | 0 | 0 | 0 | 0 | 1 | 1 | 1 | 1 | [19 empty] | 1 | 1 | 0
PG&E GBA | Tesla | 230 | OOS_Wind |  |  | 0 | 0 | 0 | 0 | 0 | 0 | 0 | 0 | 0 | 5 | 2 | 1 | 1 | 4 | [18 empty] | 1 | 1 | 0
PG&E GBA | Tesla | 500 | OOS_Wind |  |  | 0 | 0 | 0 | 0 | 0 | 0 | 0 | 0 | 0 | 1 | 1 | 1 | 1 | 5 | [18 empty] | 1+ | 1 | 1
PG&E KERN | Tevis | 115 | OOS_Wind |  |  | 0 | 0 | 0 | 0 | 0 | 0 | 0 | 0 | 0 | 5 | 2 | 5 | 2 | 4 | [18 empty] | 1 | 1 | 0
EOP | Thousandaire | 138 | OOS_Wind |  |  | 0 | 0 | 0 | 0 | 0 | 0 | 0 | 0 | 0 | 5 | 2 | 1 | 1 | [19 empty] | 1 | 1 | 0
PG&E KERN | Topaz | 230 | OOS_Wind |  |  | 0 | 0 | 0 | 0 | 0 | 0 | 0 | 0 | 0 | 5 | 2 | 5 | 2 | [19 empty] | 1 | 1 | 0
SCE NOL | Tortilla | 115 | OOS_Wind |  |  | 0 | 0 | 0 | 0 | 0 | 0 | 0 | 0 | 0 | 4 | 3 | 1 | 1 | [19 empty] | 1 | 1 | 0
SDGE | Trabuco | 138 | OOS_Wind |  |  | 0 | 0 | 0 | 0 | 0 | 0 | 0 | 0 | 0 | 1 | 1 | 1 | 1 | [19 empty] | 1 | 1 | 0
PG&E GBA | Tracy | 115 | OOS_Wind |  |  | 0 | 0 | 0 | 0 | 0 | 0 | 0 | 0 | 0 | 1 | 1 | 1 | 1 | [19 empty] | 1 | 1 | 0
PG&E FRESNO | Tranquility | 230 | OOS_Wind |  |  | 0 | 0 | 0 | 0 | 0 | 0 | 0 | 0 | 0 | 5 | 2 | 5 | 2 | 3 | [18 empty] | 1 | 1 | 0
PG&E GBA | Trimble | 115 | OOS_Wind |  |  | 0 | 0 | 0 | 0 | 0 | 0 | 0 | 0 | 0 | 1 | 1 | 1 | 1 | [19 empty] | 1 | 1 | 0
EOP | Trout Canyon | 230 | OOS_Wind |  |  | 0 | 0 | 0 | 0 | 0 | 0 | 0 | 0 | 0 | 5 | 2 | 1 | 1 | [19 empty] | 1 | 1 | 0
EOP | Trout Canyon | 500 | OOS_Wind |  |  | 0 | 0 | 0 | 0 | 0 | 0 | 0 | 0 | 0 | 5 | 2 | 1 | 1 | [19 empty] | 1 | 1 | 0
PG&E NGBA | Tulucay | 230 | OOS_Wind |  |  | 0 | 0 | 0 | 0 | 0 | 0 | 0 | 0 | 0 | 5 | 5 | 1 | 1 | [19 empty] | 1 | 1 | 0
PG&E KERN | Tupman | 115 | OOS_Wind |  |  | 0 | 0 | 0 | 0 | 0 | 0 | 0 | 0 | 0 | 5 | 2 | 5 | 2 | [19 empty] | 1 | 1 | 0
PG&E NGBA | Ukiah | 115 | OOS_Wind |  |  | 0 | 0 | 0 | 0 | 0 | 0 | 0 | 0 | 0 | 5 | 5 | 1 | 1 | [19 empty] | 1 | 1 | 0
PG&E NGBA | Vaca Dixon | 115 | OOS_Wind |  |  | 0 | 0 | 0 | 0 | 0 | 0 | 0 | 0 | 0 | 5 | 5 | 1 | 1 | 4 | [18 empty] | 1 | 1 | 0
PG&E NGBA | Vaca Dixon | 230 | OOS_Wind |  |  | 0 | 0 | 0 | 0 | 0 | 0 | 0 | 0 | 0 | 5 | 5 | 1 | 1 | [19 empty] | 1 | 1 | 0
PG&E NGBA | Vaca Dixon | 500 | OOS_Wind |  |  | 0 | 0 | 0 | 0 | 0 | 0 | 0 | 0 | 0 | 5 | 5 | 1 | 1 | [19 empty] | 1 | 1 | 0
SCE Eastern | Valley (SCE) | 500 | OOS_Wind |  |  | 0 | 0 | 0 | 0 | 0 | 0 | 0 | 0 | 0 | 4 | 2 | 1 | 1 | [19 empty] | 1 | 1 | 0
EOP | Valley (VEA) | 138 | OOS_Wind |  |  | 0 | 0 | 0 | 0 | 0 | 0 | 0 | 0 | 0 | 5 | 2 | 1 | 1 | [19 empty] | 1 | 1 | 0
PG&E GBA | Valley Home | 115 | OOS_Wind |  |  | 0 | 0 | 0 | 0 | 0 | 0 | 0 | 0 | 0 | 1 | 1 | 1 | 1 | [19 empty] | 1 | 1 | 0
PG&E GBA | Valley Springs | 230 | OOS_Wind |  |  | 0 | 0 | 0 | 0 | 0 | 0 | 0 | 0 | 0 | 1 | 1 | 1 | 1 | [19 empty] | 1+ | 1 | 1
EOP | Valley Switch | 138 | OOS_Wind |  |  | 0 | 0 | 0 | 0 | 0 | 0 | 0 | 0 | 0 | 5 | 2 | 1 | 1 | [19 empty] | 1 | 1 | 0
EOP | Valley Switch | 230 | OOS_Wind |  |  | 0 | 0 | 0 | 0 | 0 | 0 | 0 | 0 | 0 | 5 | 2 | 1 | 1 | [19 empty] | 1+ | 1 | 1
PG&E GBA | Vasco | 230 | OOS_Wind |  |  | 0 | 0 | 0 | 0 | 0 | 0 | 0 | 0 | 0 | 5 | 5 | 1 | 1 | [19 empty] | 1 | 1 | 0
PG&E GBA | Vasona | 230 | OOS_Wind |  |  | 0 | 0 | 0 | 0 | 0 | 0 | 0 | 0 | 0 | 1 | 1 | 1 | 1 | [19 empty] | 1 | 1 | 0
SCE Northern | Vestal | 230 | OOS_Wind |  |  | 0 | 0 | 0 | 0 | 0 | 0 | 0 | 0 | 0 | 1 | 1 | 1 | 1 | [19 empty] | 1 | 1 | 0
SCE NOL | Victor | 115 | OOS_Wind |  |  | 0 | 0 | 0 | 0 | 0 | 0 | 0 | 0 | 0 | 1 | 1 | 1 | 1 | 3 | [18 empty] | 1 | 1 | 0
SCE NOL | Victor | 230 | OOS_Wind |  |  | 0 | 0 | 0 | 0 | 0 | 0 | 0 | 0 | 0 | 1 | 1 | 1 | 1 | 4 | [18 empty] | 1 | 1 | 0
SCE Metro | Viejo | 230 | OOS_Wind |  |  | 0 | 0 | 0 | 0 | 0 | 0 | 0 | 0 | 0 | 1 | 1 | 1 | 1 | [19 empty] | 1+ | 1 | 1
PG&E GBA | Vierra | 115 | OOS_Wind |  |  | 0 | 0 | 0 | 0 | 0 | 0 | 0 | 0 | 0 | 5 | 5 | 1 | 1 | [19 empty] | 1 | 1 | 0
SCE Metro | Villa Park | 230 | OOS_Wind |  |  | 0 | 0 | 0 | 0 | 0 | 0 | 0 | 0 | 0 | 1 | 1 | 1 | 1 | [19 empty] | 1 | 1 | 0
SCE Northern | Vincent | 230 | OOS_Wind |  |  | 0 | 0 | 0 | 0 | 0 | 0 | 0 | 0 | 0 | 1 | 1 | 1 | 1 | 4 | [18 empty] | 1+ | 1 | 1
SCE Northern | Vincent | 500 | OOS_Wind |  |  | 0 | 0 | 0 | 0 | 0 | 0 | 0 | 0 | 0 | 1 | 1 | 1 | 1 | 5 | [18 empty] | 1+ | 1 | 1
PG&E GBA | Vineyard | 230 | OOS_Wind |  |  | 0 | 0 | 0 | 0 | 0 | 0 | 0 | 0 | 0 | 5 | 5 | 1 | 1 | [19 empty] | 1 | 1 | 0
SCE Eastern | Vista (SCE) | 230 | OOS_Wind |  |  | 0 | 0 | 0 | 0 | 0 | 0 | 0 | 0 | 0 | 4 | 2 | 1 | 1 | [19 empty] | 1 | 1 | 0
EOP | Vista (VEA) | 138 | OOS_Wind |  |  | 0 | 0 | 0 | 0 | 0 | 0 | 0 | 0 | 0 | 5 | 2 | 1 | 1 | [19 empty] | 1 | 1 | 0
EOP | Vista (VEA) | 230 | OOS_Wind |  |  | 0 | 0 | 0 | 0 | 0 | 0 | 0 | 0 | 0 | 5 | 2 | 1 | 1 | [19 empty] | 1 | 1 | 0
PG&E FRESNO | Wahtoke | 115 | OOS_Wind |  |  | 0 | 0 | 0 | 0 | 0 | 0 | 0 | 0 | 0 | 5 | 2 | 5 | 2 | [19 empty] | 1 | 1 | 0
SCE Metro | Walnut | 230 | OOS_Wind |  |  | 0 | 0 | 0 | 0 | 0 | 0 | 0 | 0 | 0 | 1 | 1 | 1 | 1 | [19 empty] | 1 | 1 | 0
SCE Northern | Warne | 230 | OOS_Wind |  |  | 0 | 0 | 0 | 0 | 0 | 0 | 0 | 0 | 0 | 5 | 2 | 1 | 1 | [19 empty] | 1 | 1 | 0
PG&E GBA | Warnerville | 230 | OOS_Wind |  |  | 0 | 0 | 0 | 0 | 0 | 0 | 0 | 0 | 0 | 5 | 2 | 5 | 2 | [19 empty] | 1 | 1 | 0
PG&E FRESNO | Waukena | 115 | OOS_Wind |  |  | 0 | 0 | 0 | 0 | 0 | 0 | 0 | 0 | 0 | 5 | 2 | 5 | 2 | [19 empty] | 1 | 1 | 0
PG&E GBA | Weber | 230 | OOS_Wind |  |  | 0 | 0 | 0 | 0 | 0 | 0 | 0 | 0 | 0 | 1 | 1 | 1 | 1 | [19 empty] | 1 | 1 | 0
PG&E FRESNO | West Fresno | 115 | OOS_Wind |  |  | 0 | 0 | 0 | 0 | 0 | 0 | 0 | 0 | 0 | 5 | 2 | 5 | 2 | [19 empty] | 1 | 1 | 0
PG&E FRESNO | Westley | 230 | OOS_Wind |  |  | 0 | 0 | 0 | 0 | 0 | 0 | 0 | 0 | 0 | 1 | 1 | 1 | 1 | [19 empty] | 1 | 1 | 0
PG&E KERN | Westpark | 115 | OOS_Wind |  |  | 0 | 0 | 0 | 0 | 0 | 0 | 0 | 0 | 0 | 5 | 2 | 5 | 2 | [19 empty] | 1 | 1 | 0
PG&E KERN | Wheeler Ridge | 230 | OOS_Wind |  |  | 0 | 0 | 0 | 0 | 0 | 0 | 0 | 0 | 0 | 5 | 5 | 5 | 2 | 1 | [18 empty] | 1 | 1 | 0
PG&E KERN | Wheeler Ridge | 115 | OOS_Wind |  |  | 0 | 0 | 0 | 0 | 0 | 0 | 0 | 0 | 0 | 5 | 2 | 5 | 2 | 3 | [18 empty] | 1 | 1 | 0
SCE Northern | Whirlwind | 230 | OOS_Wind |  |  | 0 | 0 | 0 | 0 | 0 | 0 | 0 | 0 | 0 | 1 | 1 | 1 | 1 | 5 | [18 empty] | 1+ | 1 | 1
SCE Northern | Whirlwind | 500 | OOS_Wind |  |  | 0 | 0 | 0 | 0 | 0 | 0 | 0 | 0 | 0 | 1 | 1 | 1 | 1 | 5 | [18 empty] | 1 | 1 | 0
PG&E GBA | Whisman | 115 | OOS_Wind |  |  | 0 | 0 | 0 | 0 | 0 | 0 | 0 | 0 | 0 | 1 | 1 | 1 | 1 | [19 empty] | 1 | 1 | 0
SCE Eastern | Wildlife | 230 | OOS_Wind |  |  | 0 | 0 | 0 | 0 | 0 | 0 | 0 | 0 | 0 | 4 | 2 | 1 | 1 | [19 empty] | 1 | 1 | 0
PG&E FRESNO | Wilson | 115 | OOS_Wind |  |  | 0 | 0 | 0 | 0 | 0 | 0 | 0 | 0 | 0 | 5 | 2 | 5 | 2 | 4 | [18 empty] | 1 | 1 | 0
PG&E FRESNO | Wilson | 230 | OOS_Wind |  |  | 0 | 0 | 0 | 0 | 0 | 0 | 0 | 0 | 0 | 5 | 2 | 5 | 2 | [19 empty] | 1 | 1 | 0
SCE Northern | Windhub | 230 | OOS_Wind |  |  | 0 | 0 | 0 | 0 | 0 | 0 | 0 | 0 | 0 | 1 | 1 | 1 | 1 | 4 | [18 empty] | 1 | 1 | 0
SCE Northern | Windhub | 500 | OOS_Wind |  |  | 0 | 0 | 0 | 0 | 0 | 0 | 0 | 0 | 0 | 1 | 1 | 1 | 1 | 5 | [18 empty] | 1 | 1 | 0
PG&E GBA | Windmaster | 230 | OOS_Wind |  |  | 0 | 0 | 0 | 0 | 0 | 0 | 0 | 0 | 0 | 5 | 2 | 1 | 1 | [19 empty] | 1 | 1 | 0
PG&E NGBA | Woodland | 115 | OOS_Wind |  |  | 0 | 0 | 0 | 0 | 0 | 0 | 0 | 0 | 0 | 5 | 2 | 1 | 1 | [19 empty] | 1 | 1 | 0
PG&E FRESNO | Woodward | 115 | OOS_Wind |  |  | 0 | 0 | 0 | 0 | 0 | 0 | 0 | 0 | 0 | 5 | 2 | 5 | 2 | [19 empty] | 1 | 1 | 0
PG&E NGBA | Wyandotte | 115 | OOS_Wind |  |  | 0 | 0 | 0 | 0 | 0 | 0 | 0 | 0 | 0 | 5 | 2 | 1 | 1 | [19 empty] | 1 | 1 | 0
PG&E KERN | 7th Standard | 115 | Offshore_Wind |  |  | 0 | 0 | 0 | 0 | 0 | 0 | 0 | 0 | 0 | 5 | 2 | 5 | 2 | [19 empty] | 1 | 1 | 0
SCE Metro | Alamitos | 230 | Offshore_Wind |  |  | 0 | 0 | 0 | 0 | 0 | 0 | 0 | 0 | 0 | 1 | 1 | 1 | 1 | [19 empty] | 1 | 1 | 0
SCE Eastern | Alberhill | 115 | Offshore_Wind |  |  | 0 | 0 | 0 | 0 | 0 | 0 | 0 | 0 | 0 | 4 | 2 | 1 | 1 | [19 empty] | 1 | 1 | 0
SCE Eastern | Alberhill | 500 | Offshore_Wind |  |  | 0 | 0 | 0 | 0 | 0 | 0 | 0 | 0 | 0 | 4 | 2 | 1 | 1 | [19 empty] | 1 | 1 | 0
PG&E GBA | Alhambra | 115 | Offshore_Wind |  |  | 0 | 0 | 0 | 0 | 0 | 0 | 0 | 0 | 0 | 5 | 2 | 1 | 1 | [19 empty] | 1 | 1 | 0
PG&E FRESNO | Alpaugh | 115 | Offshore_Wind |  |  | 0 | 0 | 0 | 0 | 0 | 0 | 0 | 0 | 0 | 5 | 2 | 5 | 2 | 3 | [18 empty] | 1 | 1 | 0
PG&E GBA | Altamont Midway (Sandhill) | 230 | Offshore_Wind |  |  | 0 | 0 | 0 | 0 | 0 | 0 | 0 | 0 | 0 | 5 | 2 | 1 | 1 | [19 empty] | 1 | 1 | 0
SCE Northern | Antelope | 230 | Offshore_Wind |  |  | 0 | 0 | 0 | 0 | 0 | 0 | 0 | 0 | 0 | 1 | 1 | 1 | 1 | 4 | [18 empty] | 1 | 1 | 0
SCE Northern | Antelope | 500 | Offshore_Wind |  |  | 0 | 0 | 0 | 0 | 0 | 0 | 0 | 0 | 0 | 1 | 1 | 1 | 1 | [19 empty] | 1 | 1 | 0
PG&E KERN | Arco | 230 | Offshore_Wind |  |  | 0 | 0 | 0 | 0 | 0 | 0 | 0 | 0 | 0 | 5 | 2 | 5 | 2 | 3 | [18 empty] | 1 | 1 | 0
SCE Metro | ArcoGen | 230 | Offshore_Wind |  |  | 0 | 0 | 0 | 0 | 0 | 0 | 0 | 0 | 0 | 1 | 1 | 1 | 1 | [19 empty] | 1 | 1 | 0
SDGE | Artesian | 230 | Offshore_Wind |  |  | 0 | 0 | 0 | 0 | 0 | 0 | 0 | 0 | 0 | 3 | 3 | 1 | 1 | [19 empty] | 1 | 1 | 0
PG&E FRESNO | Ashlan | 230 | Offshore_Wind |  |  | 0 | 0 | 0 | 0 | 0 | 0 | 0 | 0 | 0 | 5 | 2 | 5 | 2 | [19 empty] | 1 | 1 | 0
PG&E NGBA | Atlantic | 115 | Offshore_Wind |  |  | 0 | 0 | 0 | 0 | 0 | 0 | 0 | 0 | 0 | 5 | 2 | 1 | 1 | [19 empty] | 1 | 1 | 0
PG&E NGBA | Atlantic | 230 | Offshore_Wind |  |  | 0 | 0 | 0 | 0 | 0 | 0 | 0 | 0 | 0 | 5 | 2 | 1 | 1 | [19 empty] | 1 | 1 | 0
PG&E FRESNO | Atwater | 115 | Offshore_Wind |  |  | 0 | 0 | 0 | 0 | 0 | 0 | 0 | 0 | 0 | 5 | 2 | 5 | 2 | [19 empty] | 1 | 1 | 0
PG&E GBA | Avena | 115 | Offshore_Wind |  |  | 0 | 0 | 0 | 0 | 0 | 0 | 0 | 0 | 0 | 1 | 1 | 1 | 1 | [19 empty] | 1 | 1 | 0
PG&E NGBA | Bahia | 230 | Offshore_Wind |  |  | 0 | 0 | 0 | 0 | 0 | 0 | 0 | 0 | 0 | 5 | 5 | 1 | 1 | [19 empty] | 1 | 1 | 0
SCE Northern | Bailey | 230 | Offshore_Wind |  |  | 0 | 0 | 0 | 0 | 0 | 0 | 0 | 0 | 0 | 5 | 2 | 1 | 1 | [19 empty] | 1 | 1 | 0
SCE NOL | Baker | 115 | Offshore_Wind |  |  | 0 | 0 | 0 | 0 | 0 | 0 | 0 | 0 | 0 | 4 | 3 | 1 | 1 | [19 empty] | 1 | 1 | 0
PG&E KERN | Bakersfield | 230 | Offshore_Wind |  |  | 0 | 0 | 0 | 0 | 0 | 0 | 0 | 0 | 0 | 5 | 2 | 5 | 2 | [19 empty] | 1 | 1 | 0
PG&E FRESNO | Balch | 230 | Offshore_Wind |  |  | 0 | 0 | 0 | 0 | 0 | 0 | 0 | 0 | 0 | 5 | 2 | 5 | 2 | [19 empty] | 1 | 1 | 0
SCE Eastern | Bannister | 230 | Offshore_Wind |  |  | 0 | 0 | 0 | 0 | 0 | 0 | 0 | 0 | 0 | 5 | 2 | 1 | 1 | [19 empty] | 1 | 1 | 0
SCE Metro | Barre | 230 | Offshore_Wind |  |  | 0 | 0 | 0 | 0 | 0 | 0 | 0 | 0 | 0 | 1 | 1 | 1 | 1 | [19 empty] | 1 | 1 | 0
SDGE | Bay Boulevard | 230 | Offshore_Wind |  |  | 0 | 0 | 0 | 0 | 0 | 0 | 0 | 0 | 0 | 3 | 3 | 1 | 1 | [19 empty] | 1 | 1 | 0
EOP | Beatty | 138 | Offshore_Wind |  |  | 0 | 0 | 0 | 0 | 0 | 0 | 0 | 0 | 0 | 5 | 2 | 1 | 1 | [19 empty] | 1 | 1 | 0
EOP | Beatty | 230 | Offshore_Wind |  |  | 0 | 0 | 0 | 0 | 0 | 0 | 0 | 0 | 0 | 5 | 2 | 1 | 1 | [19 empty] | 1 | 1 | 0
PG&E NGBA | Belden | 230 | Offshore_Wind |  |  | 0 | 0 | 0 | 0 | 0 | 0 | 0 | 0 | 0 | 5 | 2 | 1 | 1 | [19 empty] | 1 | 1 | 0
PG&E NGBA | Bell | 115 | Offshore_Wind |  |  | 0 | 0 | 0 | 0 | 0 | 0 | 0 | 0 | 0 | 5 | 2 | 1 | 1 | [19 empty] | 1 | 1 | 0
PG&E NGBA | Bellevue | 115 | Offshore_Wind |  |  | 0 | 0 | 0 | 0 | 0 | 0 | 0 | 0 | 0 | 5 | 5 | 1 | 1 | [19 empty] | 1 | 1 | 0
PG&E GBA | Bellota | 115 | Offshore_Wind |  |  | 0 | 0 | 0 | 0 | 0 | 0 | 0 | 0 | 0 | 5 | 5 | 1 | 1 | 3 | [18 empty] | 1 | 1 | 0
PG&E GBA | Bellota | 230 | Offshore_Wind |  |  | 0 | 0 | 0 | 0 | 0 | 0 | 0 | 0 | 0 | 1 | 1 | 1 | 1 | 3 | [18 empty] | 1 | 1 | 0
SCE Northern | Big Creek | 230 | Offshore_Wind |  |  | 0 | 0 | 0 | 0 | 0 | 0 | 0 | 0 | 0 | 1 | 1 | 1 | 1 | [19 empty] | 1 | 1 | 0
PG&E GBA | Birds Landing | 230 | Offshore_Wind |  |  | 0 | 0 | 0 | 0 | 0 | 0 | 0 | 0 | 0 | 5 | 5 | 1 | 1 | 3 | [18 empty] | 1 | 1 | 0
SCE Eastern | Blythe | 161 | Offshore_Wind |  |  | 0 | 0 | 0 | 0 | 0 | 0 | 0 | 0 | 0 | 5 | 3 | 1 | 1 | 3 | [18 empty] | 1 | 1 | 0
PG&E NGBA | Bogue | 115 | Offshore_Wind |  |  | 0 | 0 | 0 | 0 | 0 | 0 | 0 | 0 | 0 | 5 | 2 | 1 | 1 | [19 empty] | 1 | 1 | 0
PG&E FRESNO | Borden | 230 | Offshore_Wind |  |  | 0 | 0 | 0 | 0 | 0 | 0 | 0 | 0 | 0 | 5 | 2 | 5 | 2 | 1 | [18 empty] | 1 | 1 | 0
SDGE | Boulevard East | 138 | Offshore_Wind |  |  | 0 | 0 | 0 | 0 | 0 | 0 | 0 | 0 | 0 | 3 | 3 | 1 | 1 | 1 | [18 empty] | 1 | 1 | 0
PG&E GBA | Brentwood | 230 | Offshore_Wind |  |  | 0 | 0 | 0 | 0 | 0 | 0 | 0 | 0 | 0 | 5 | 2 | 1 | 1 | [19 empty] | 1 | 1 | 0
PG&E NGBA | Bridgeville | 115 | Offshore_Wind |  |  | 0 | 0 | 0 | 0 | 0 | 0 | 0 | 0 | 0 | 5 | 2 | 1 | 1 | [19 empty] | 1 | 1 | 0
PG&E NGBA | Brighton | 115 | Offshore_Wind |  |  | 0 | 0 | 0 | 0 | 0 | 0 | 0 | 0 | 0 | 5 | 2 | 1 | 1 | [19 empty] | 1 | 1 | 0
PG&E NGBA | Brighton | 230 | Offshore_Wind |  |  | 0 | 0 | 0 | 0 | 0 | 0 | 0 | 0 | 0 | 5 | 2 | 1 | 1 | [19 empty] | 1 | 1 | 0
PG&E NGBA | Brunswick | 115 | Offshore_Wind |  |  | 0 | 0 | 0 | 0 | 0 | 0 | 0 | 0 | 0 | 5 | 2 | 1 | 1 | [19 empty] | 1 | 1 | 0
PG&E NGBA | Bucks Creek | 230 | Offshore_Wind |  |  | 0 | 0 | 0 | 0 | 0 | 0 | 0 | 0 | 0 | 5 | 2 | 1 | 1 | [19 empty] | 1 | 1 | 0
PG&E KERN | Buena Vista | 230 | Offshore_Wind |  |  | 0 | 0 | 0 | 0 | 0 | 0 | 0 | 0 | 0 | 5 | 2 | 5 | 2 | [19 empty] | 1 | 1 | 0
PG&E FRESNO | Bullard | 115 | Offshore_Wind |  |  | 0 | 0 | 0 | 0 | 0 | 0 | 0 | 0 | 0 | 5 | 2 | 5 | 2 | [19 empty] | 1 | 1 | 0
PG&E GBA | Burlingame | 115 | Offshore_Wind |  |  | 0 | 0 | 0 | 0 | 0 | 0 | 0 | 0 | 0 | 5 | 2 | 1 | 1 | [19 empty] | 1 | 1 | 0
PG&E NGBA | Burney Forest | 230 | Offshore_Wind |  |  | 0 | 0 | 0 | 0 | 0 | 0 | 0 | 0 | 0 | 5 | 2 | 1 | 1 | [19 empty] | 1 | 1 | 0
PG&E NGBA | Butte | 115 | Offshore_Wind |  |  | 0 | 0 | 0 | 0 | 0 | 0 | 0 | 0 | 0 | 5 | 2 | 1 | 1 | [19 empty] | 1 | 1 | 0
PG&E KERN | Cabrillo | 115 | Offshore_Wind |  |  | 0 | 0 | 0 | 0 | 0 | 0 | 0 | 0 | 0 | 5 | 2 | 5 | 2 | [19 empty] | 1 | 1 | 0
PG&E FRESNO | Cal Flats | 230 | Offshore_Wind |  |  | 0 | 0 | 0 | 0 | 0 | 0 | 0 | 0 | 0 | 5 | 2 | 5 | 2 | [19 empty] | 1 | 1 | 0
SCE NOL | Calcite | 230 | Offshore_Wind |  |  | 0 | 0 | 0 | 0 | 0 | 0 | 0 | 0 | 0 | 1 | 1 | 1 | 1 | 3 | [18 empty] | 1 | 1 | 0
PG&E KERN | Caliente | 230 | Offshore_Wind |  |  | 0 | 0 | 0 | 0 | 0 | 0 | 0 | 0 | 0 | 5 | 2 | 5 | 2 | 1 | [18 empty] | 1 | 1 | 0
PG&E FRESNO | California Ave | 115 | Offshore_Wind |  |  | 0 | 0 | 0 | 0 | 0 | 0 | 0 | 0 | 0 | 5 | 2 | 5 | 2 | [19 empty] | 1 | 1 | 0
PG&E KERN | Callender | 115 | Offshore_Wind |  |  | 0 | 0 | 0 | 0 | 0 | 0 | 0 | 0 | 0 | 5 | 2 | 5 | 2 | [19 empty] | 1 | 1 | 0
PG&E NGBA | Calpella | 115 | Offshore_Wind |  |  | 0 | 0 | 0 | 0 | 0 | 0 | 0 | 0 | 0 | 5 | 5 | 1 | 1 | [19 empty] | 1 | 1 | 0
PG&E GBA | Camanche | 230 | Offshore_Wind |  |  | 0 | 0 | 0 | 0 | 0 | 0 | 0 | 0 | 0 | 1 | 1 | 1 | 1 | [19 empty] | 1 | 1 | 0
PG&E FRESNO | Cantua | 115 | Offshore_Wind |  |  | 0 | 0 | 0 | 0 | 0 | 0 | 0 | 0 | 0 | 5 | 2 | 5 | 2 | [19 empty] | 1 | 1 | 0
SDGE | Capistrano | 138 | Offshore_Wind |  |  | 0 | 0 | 0 | 0 | 0 | 0 | 0 | 0 | 0 | 1 | 1 | 1 | 1 | [19 empty] | 1 | 1 | 0
SDGE | Capistrano | 230 | Offshore_Wind |  |  | 0 | 0 | 0 | 0 | 0 | 0 | 0 | 0 | 0 | 1 | 1 | 1 | 1 | [19 empty] | 1 | 1 | 0
PG&E NGBA | Carberry | 230 | Offshore_Wind |  |  | 0 | 0 | 0 | 0 | 0 | 0 | 0 | 0 | 0 | 5 | 2 | 1 | 1 | [19 empty] | 1 | 1 | 0
PG&E NGBA | Caribou | 115 | Offshore_Wind |  |  | 0 | 0 | 0 | 0 | 0 | 0 | 0 | 0 | 0 | 5 | 2 | 1 | 1 | [19 empty] | 1 | 1 | 0
PG&E NGBA | Caribou | 230 | Offshore_Wind |  |  | 0 | 0 | 0 | 0 | 0 | 0 | 0 | 0 | 0 | 5 | 2 | 1 | 1 | [19 empty] | 1 | 1 | 0
EOP | Carpenter Canyon (fka Gamebird) | 138 | Offshore_Wind |  |  | 0 | 0 | 0 | 0 | 0 | 0 | 0 | 0 | 0 | 5 | 2 | 1 | 1 | [19 empty] | 1 | 1 | 0
EOP | Carpenter Canyon (fka Gamebird) | 230 | Offshore_Wind |  |  | 0 | 0 | 0 | 0 | 0 | 0 | 0 | 0 | 0 | 5 | 2 | 1 | 1 | [19 empty] | 1 | 1 | 0
PG&E NGBA | Carquinez | 115 | Offshore_Wind |  |  | 0 | 0 | 0 | 0 | 0 | 0 | 0 | 0 | 0 | 5 | 5 | 1 | 1 | [19 empty] | 1 | 1 | 0
SDGE | Carrizo Gorge | 138 | Offshore_Wind |  |  | 0 | 0 | 0 | 0 | 0 | 0 | 0 | 0 | 0 | 3 | 3 | 1 | 1 | [19 empty] | 1 | 1 | 0
PG&E KERN | Carrizo Plains | 115 | Offshore_Wind |  |  | 0 | 0 | 0 | 0 | 0 | 0 | 0 | 0 | 0 | 5 | 2 | 5 | 2 | [19 empty] | 1 | 1 | 0
PG&E KERN | Casaloma | 230 | Offshore_Wind |  |  | 0 | 0 | 0 | 0 | 0 | 0 | 0 | 0 | 0 | 5 | 2 | 5 | 2 | [19 empty] | 1 | 1 | 0
PG&E GBA | Castro Valley | 230 | Offshore_Wind |  |  | 0 | 0 | 0 | 0 | 0 | 0 | 0 | 0 | 0 | 5 | 5 | 1 | 1 | [19 empty] | 1 | 1 | 0
PG&E GBA | Cayetano | 230 | Offshore_Wind |  |  | 0 | 0 | 0 | 0 | 0 | 0 | 0 | 0 | 0 | 5 | 2 | 1 | 1 | [19 empty] | 1 | 1 | 0
SCE Metro | Center | 230 | Offshore_Wind |  |  | 0 | 0 | 0 | 0 | 0 | 0 | 0 | 0 | 0 | 1 | 1 | 1 | 1 | [19 empty] | 1 | 1 | 0
PG&E KERN | Charca | 115 | Offshore_Wind |  |  | 0 | 0 | 0 | 0 | 0 | 0 | 0 | 0 | 0 | 5 | 2 | 5 | 2 | [19 empty] | 1 | 1 | 0
EOP | Charleston | 138 | Offshore_Wind |  |  | 0 | 0 | 0 | 0 | 0 | 0 | 0 | 0 | 0 | 5 | 2 | 1 | 1 | [19 empty] | 1 | 1 | 0
SCE Metro | Chevmain | 230 | Offshore_Wind |  |  | 0 | 0 | 0 | 0 | 0 | 0 | 0 | 0 | 0 | 1 | 1 | 1 | 1 | [19 empty] | 1 | 1 | 0
SDGE | Chicarita | 138 | Offshore_Wind |  |  | 0 | 0 | 0 | 0 | 0 | 0 | 0 | 0 | 0 | 3 | 3 | 1 | 1 | [19 empty] | 1 | 1 | 0
SCE Metro | Chino | 230 | Offshore_Wind |  |  | 0 | 0 | 0 | 0 | 0 | 0 | 0 | 0 | 0 | 1 | 1 | 1 | 1 | [19 empty] | 1 | 1 | 0
PG&E FRESNO | Chowchilla | 115 | Offshore_Wind |  |  | 0 | 0 | 0 | 0 | 0 | 0 | 0 | 0 | 0 | 5 | 2 | 5 | 2 | [19 empty] | 1 | 1 | 0
PG&E GBA | Christie | 115 | Offshore_Wind |  |  | 0 | 0 | 0 | 0 | 0 | 0 | 0 | 0 | 0 | 5 | 2 | 1 | 1 | [19 empty] | 1 | 1 | 0
SCE Eastern | Cielo Azul | 500 | Offshore_Wind |  |  | 0 | 0 | 0 | 0 | 0 | 0 | 0 | 0 | 0 | 5 | 4 | 4 | 4 | [19 empty] | 1 | 1 | 0
PG&E GBA | Clayton | 115 | Offshore_Wind |  |  | 0 | 0 | 0 | 0 | 0 | 0 | 0 | 0 | 0 | 5 | 2 | 1 | 1 | [19 empty] | 1 | 1 | 0
PG&E NGBA | Cloverdale | 115 | Offshore_Wind |  |  | 0 | 0 | 0 | 0 | 0 | 0 | 0 | 0 | 0 | 5 | 5 | 1 | 1 | [19 empty] | 1 | 1 | 0
PG&E FRESNO | Clovis | 115 | Offshore_Wind |  |  | 0 | 0 | 0 | 0 | 0 | 0 | 0 | 0 | 0 | 5 | 2 | 5 | 2 | [19 empty] | 1 | 1 | 0
PG&E GBA | Coburn | 230 | Offshore_Wind |  |  | 0 | 0 | 0 | 0 | 0 | 0 | 0 | 0 | 0 | 5 | 2 | 5 | 2 | [19 empty] | 1 | 1 | 0
PG&E NGBA | Colgate | 230 | Offshore_Wind |  |  | 0 | 0 | 0 | 0 | 0 | 0 | 0 | 0 | 0 | 5 | 2 | 1 | 1 | [19 empty] | 1 | 1 | 0
PG&E GBA | Collierville | 230 | Offshore_Wind |  |  | 0 | 0 | 0 | 0 | 0 | 0 | 0 | 0 | 0 | 5 | 5 | 1 | 1 | [19 empty] | 1 | 1 | 0
PG&E GBA | Collinsville | 230 | Offshore_Wind |  |  | 0 | 0 | 0 | 0 | 0 | 0 | 0 | 0 | 0 | 5 | 2 | 1 | 1 | [19 empty] | 1 | 1 | 0
PG&E GBA | Collinsville | 500 | Offshore_Wind |  |  | 0 | 0 | 0 | 0 | 0 | 0 | 0 | 0 | 0 | 5 | 2 | 1 | 1 | [19 empty] | 1 | 1 | 0
SCE Eastern | Colorado River | 230 | Offshore_Wind |  |  | 0 | 0 | 0 | 0 | 0 | 0 | 0 | 0 | 0 | 4 | 4 | 4 | 4 | 4 | [18 empty] | 1 | 1 | 0
SCE Eastern | Colorado River | 500 | Offshore_Wind |  |  | 0 | 0 | 0 | 0 | 0 | 0 | 0 | 0 | 0 | 4 | 4 | 4 | 4 | 2 | [18 empty] | 1 | 1 | 0
PG&E KERN | Columbus | 115 | Offshore_Wind |  |  | 0 | 0 | 0 | 0 | 0 | 0 | 0 | 0 | 0 | 5 | 2 | 5 | 2 | [19 empty] | 1 | 1 | 0
PG&E GBA | Contra Costa | 115 | Offshore_Wind |  |  | 0 | 0 | 0 | 0 | 0 | 0 | 0 | 0 | 0 | 5 | 5 | 1 | 1 | [19 empty] | 1 | 1 | 0
PG&E GBA | Contra Costa | 230 | Offshore_Wind |  |  | 0 | 0 | 0 | 0 | 0 | 0 | 0 | 0 | 0 | 5 | 2 | 1 | 1 | [19 empty] | 1 | 1 | 0
PG&E GBA | Contra Costa PP | 230 | Offshore_Wind |  |  | 0 | 0 | 0 | 0 | 0 | 0 | 0 | 0 | 0 | 5 | 5 | 1 | 1 | [19 empty] | 1 | 1 | 0
SCE NOL | Control | 115 | Offshore_Wind |  |  | 0 | 0 | 0 | 0 | 0 | 0 | 0 | 0 | 0 | 5 | 3 | 3 | 3 | [19 empty] | 1 | 1 | 0
PG&E GBA | Cooley Landing | 115 | Offshore_Wind |  |  | 0 | 0 | 0 | 0 | 0 | 0 | 0 | 0 | 0 | 5 | 2 | 1 | 1 | [19 empty] | 1 | 1 | 0
SCE NOL | Coolwater | 230 | Offshore_Wind |  |  | 0 | 0 | 0 | 0 | 0 | 0 | 0 | 0 | 0 | 4 | 3 | 1 | 1 | [19 empty] | 1 | 1 | 0
SCE NOL | Coolwater | 115 | Offshore_Wind |  |  | 0 | 0 | 0 | 0 | 0 | 0 | 0 | 0 | 0 | 4 | 3 | 1 | 1 | 3 | [18 empty] | 1 | 1 | 0
PG&E FRESNO | Corcoran | 115 | Offshore_Wind |  |  | 0 | 0 | 0 | 0 | 0 | 0 | 0 | 0 | 0 | 5 | 2 | 5 | 2 | [19 empty] | 1 | 1 | 0
PG&E NGBA | Corona | 115 | Offshore_Wind |  |  | 0 | 0 | 0 | 0 | 0 | 0 | 0 | 0 | 0 | 5 | 5 | 1 | 1 | [19 empty] | 1 | 1 | 0
PG&E NGBA | Cortina | 230 | Offshore_Wind |  |  | 0 | 0 | 0 | 0 | 0 | 0 | 0 | 0 | 0 | 5 | 5 | 1 | 1 | 3 | [18 empty] | 1 | 1 | 0
PG&E NGBA | Cortina | 115 | Offshore_Wind |  |  | 0 | 0 | 0 | 0 | 0 | 0 | 0 | 0 | 0 | 5 | 5 | 1 | 1 | 1 | [18 empty] | 1 | 1 | 0
PG&E GBA | Cottle | 230 | Offshore_Wind |  |  | 0 | 0 | 0 | 0 | 0 | 0 | 0 | 0 | 0 | 5 | 2 | 5 | 2 | 3 | [18 empty] | 1 | 1 | 0
PG&E NGBA | Cottonwood | 115 | Offshore_Wind |  |  | 0 | 0 | 0 | 0 | 0 | 0 | 0 | 0 | 0 | 5 | 2 | 1 | 1 | [19 empty] | 1 | 1 | 0
PG&E NGBA | Cottonwood | 230 | Offshore_Wind |  |  | 0 | 0 | 0 | 0 | 0 | 0 | 0 | 0 | 0 | 5 | 2 | 1 | 1 | [19 empty] | 1 | 1 | 0
PG&E NGBA | Cove Road | 230 | Offshore_Wind |  |  | 0 | 0 | 0 | 0 | 0 | 0 | 0 | 0 | 0 | 5 | 2 | 1 | 1 | [19 empty] | 1 | 1 | 0
PG&E GBA | Coyote | 230 | Offshore_Wind |  |  | 0 | 0 | 0 | 0 | 0 | 0 | 0 | 0 | 0 | 1 | 1 | 1 | 1 | [19 empty] | 1 | 1 | 0
PG&E GBA | Crazy Horse Canyon | 115 | Offshore_Wind |  |  | 0 | 0 | 0 | 0 | 0 | 0 | 0 | 0 | 0 | 1 | 1 | 1 | 1 | [19 empty] | 1 | 1 | 0
PG&E FRESNO | Cressey | 115 | Offshore_Wind |  |  | 0 | 0 | 0 | 0 | 0 | 0 | 0 | 0 | 0 | 5 | 2 | 5 | 2 | [19 empty] | 1 | 1 | 0
PG&E NGBA | Cresta | 230 | Offshore_Wind |  |  | 0 | 0 | 0 | 0 | 0 | 0 | 0 | 0 | 0 | 5 | 2 | 1 | 1 | [19 empty] | 1 | 1 | 0
PG&E GBA | Curtis | 115 | Offshore_Wind |  |  | 0 | 0 | 0 | 0 | 0 | 0 | 0 | 0 | 0 | 5 | 5 | 1 | 1 | [19 empty] | 1 | 1 | 0
PG&E FRESNO | Dairyland | 115 | Offshore_Wind |  |  | 0 | 0 | 0 | 0 | 0 | 0 | 0 | 0 | 0 | 5 | 2 | 5 | 2 | [19 empty] | 1 | 1 | 0
PG&E NGBA | Davis | 115 | Offshore_Wind |  |  | 0 | 0 | 0 | 0 | 0 | 0 | 0 | 0 | 0 | 5 | 5 | 1 | 1 | 3 | [18 empty] | 1 | 1 | 0
SCE Metro | Del Amo | 500 | Offshore_Wind |  |  | 0 | 0 | 0 | 0 | 0 | 0 | 0 | 0 | 0 | 1 | 1 | 1 | 1 | [19 empty] | 1 | 1 | 0
SCE Metro | Del Amo | 230 | Offshore_Wind |  |  | 0 | 0 | 0 | 0 | 0 | 0 | 0 | 0 | 0 | 1 | 1 | 1 | 1 | [19 empty] | 1 | 1 | 0
SCE Eastern | Delaney | 500 | Offshore_Wind |  |  | 0 | 0 | 0 | 0 | 0 | 0 | 0 | 0 | 0 | 5 | 4 | 4 | 4 | [19 empty] | 1 | 1 | 0
PG&E NGBA | Delevan | 230 | Offshore_Wind |  |  | 0 | 0 | 0 | 0 | 0 | 0 | 0 | 0 | 0 | 5 | 5 | 1 | 1 | 3 | [18 empty] | 1 | 1 | 0
PG&E GBA | Delta PP | 230 | Offshore_Wind |  |  | 0 | 0 | 0 | 0 | 0 | 0 | 0 | 0 | 0 | 5 | 2 | 1 | 1 | [19 empty] | 1 | 1 | 0
EOP | Desert View | 230 | Offshore_Wind |  |  | 0 | 0 | 0 | 0 | 0 | 0 | 0 | 0 | 0 | 5 | 2 | 1 | 1 | [19 empty] | 1 | 1 | 0
SCE Eastern | Devers | 230 | Offshore_Wind |  |  | 0 | 0 | 0 | 0 | 0 | 0 | 0 | 0 | 0 | 4 | 2 | 1 | 1 | 5 | [18 empty] | 1 | 1 | 0
SCE Eastern | Devers | 500 | Offshore_Wind |  |  | 0 | 0 | 0 | 0 | 0 | 0 | 0 | 0 | 0 | 4 | 2 | 1 | 1 | [19 empty] | 1 | 1 | 0
PG&E KERN | Diablo Canyon | 230 | Offshore_Wind |  |  | 0 | 0 | 0 | 0 | 0 | 0 | 0 | 0 | 0 | 5 | 2 | 5 | 2 | 3 | [18 empty] | 1 | 1 | 0
PG&E KERN | Diablo Canyon | 500 | Offshore_Wind |  |  | 0 | 0 | 0 | 0 | 0 | 0 | 0 | 0 | 0 | 5 | 2 | 4 | 2 | 5 | [18 empty] | 1 | 4 | 1
PG&E KERN | Divide | 115 | Offshore_Wind |  |  | 0 | 0 | 0 | 0 | 0 | 0 | 0 | 0 | 0 | 5 | 2 | 5 | 2 | [19 empty] | 1 | 1 | 0
PG&E GBA | Dixon Landing | 115 | Offshore_Wind |  |  | 0 | 0 | 0 | 0 | 0 | 0 | 0 | 0 | 0 | 1 | 1 | 1 | 1 | [19 empty] | 1 | 1 | 0
PG&E FRESNO | Dos Amigos | 230 | Offshore_Wind |  |  | 0 | 0 | 0 | 0 | 0 | 0 | 0 | 0 | 0 | 5 | 2 | 5 | 2 | [19 empty] | 1 | 1 | 0
PG&E NGBA | Drum | 115 | Offshore_Wind |  |  | 0 | 0 | 0 | 0 | 0 | 0 | 0 | 0 | 0 | 5 | 2 | 1 | 1 | [19 empty] | 1 | 1 | 0
PG&E GBA | Dumbarton | 115 | Offshore_Wind |  |  | 0 | 0 | 0 | 0 | 0 | 0 | 0 | 0 | 0 | 5 | 2 | 1 | 1 | [19 empty] | 1 | 1 | 0
SCE NOL | Dunn Siding | 115 | Offshore_Wind |  |  | 0 | 0 | 0 | 0 | 0 | 0 | 0 | 0 | 0 | 4 | 3 | 1 | 1 | [19 empty] | 1 | 1 | 0
SCE Eastern | Eagle Mountain | 230 | Offshore_Wind |  |  | 0 | 0 | 0 | 0 | 0 | 0 | 0 | 0 | 0 | 5 | 2 | 1 | 1 | [19 empty] | 1 | 1 | 0
PG&E NGBA | Eagle Rock (PGE) | 115 | Offshore_Wind |  |  | 0 | 0 | 0 | 0 | 0 | 0 | 0 | 0 | 0 | 5 | 5 | 1 | 1 | 3 | [18 empty] | 1 | 1 | 0
SCE Metro | Eagle Rock (SCE) | 230 | Offshore_Wind |  |  | 0 | 0 | 0 | 0 | 0 | 0 | 0 | 0 | 0 | 1 | 1 | 1 | 1 | [19 empty] | 1 | 1 | 0
PG&E NGBA | East Marysville | 115 | Offshore_Wind |  |  | 0 | 0 | 0 | 0 | 0 | 0 | 0 | 0 | 0 | 5 | 2 | 1 | 1 | [19 empty] | 1 | 1 | 0
PG&E NGBA | East Nicolaus | 115 | Offshore_Wind |  |  | 0 | 0 | 0 | 0 | 0 | 0 | 0 | 0 | 0 | 5 | 2 | 1 | 1 | [19 empty] | 1 | 1 | 0
PG&E GBA | Eastshore | 115 | Offshore_Wind |  |  | 0 | 0 | 0 | 0 | 0 | 0 | 0 | 0 | 0 | 5 | 2 | 1 | 1 | 4 | [18 empty] | 1 | 1 | 0
PG&E GBA | Eastshore | 230 | Offshore_Wind |  |  | 0 | 0 | 0 | 0 | 0 | 0 | 0 | 0 | 0 | 5 | 2 | 1 | 1 | [19 empty] | 1 | 1 | 0
SDGE | ECO | 138 | Offshore_Wind |  |  | 0 | 0 | 0 | 0 | 0 | 0 | 0 | 0 | 0 | 3 | 3 | 1 | 1 | 3 | [18 empty] | 1 | 1 | 0
SDGE | ECO | 230 | Offshore_Wind |  |  | 0 | 0 | 0 | 0 | 0 | 0 | 0 | 0 | 0 | 3 | 3 | 1 | 1 | [19 empty] | 1 | 1 | 0
SDGE | ECO | 500 | Offshore_Wind |  |  | 0 | 0 | 0 | 0 | 0 | 0 | 0 | 0 | 0 | 3 | 3 | 1 | 1 | [19 empty] | 1 | 1 | 0
PG&E GBA | Edenvale | 115 | Offshore_Wind |  |  | 0 | 0 | 0 | 0 | 0 | 0 | 0 | 0 | 0 | 1 | 1 | 1 | 1 | [19 empty] | 1 | 1 | 0
PG&E GBA | Edes | 115 | Offshore_Wind |  |  | 0 | 0 | 0 | 0 | 0 | 0 | 0 | 0 | 0 | 5 | 2 | 1 | 1 | [19 empty] | 1 | 1 | 0
PG&E GBA | Eight Mile | 230 | Offshore_Wind |  |  | 0 | 0 | 0 | 0 | 0 | 0 | 0 | 0 | 0 | 5 | 2 | 1 | 1 | [19 empty] | 1 | 1 | 0
SCE Eastern | El Casco | 230 | Offshore_Wind |  |  | 0 | 0 | 0 | 0 | 0 | 0 | 0 | 0 | 0 | 4 | 2 | 1 | 1 | [19 empty] | 1 | 1 | 0
PG&E GBA | El Cerrito G | 115 | Offshore_Wind |  |  | 0 | 0 | 0 | 0 | 0 | 0 | 0 | 0 | 0 | 5 | 2 | 1 | 1 | [19 empty] | 1 | 1 | 0
PG&E NGBA | El Dorado PH | 115 | Offshore_Wind |  |  | 0 | 0 | 0 | 0 | 0 | 0 | 0 | 0 | 0 | 5 | 2 | 1 | 1 | [19 empty] | 1 | 1 | 0
PG&E FRESNO | El Nido (PGE) | 115 | Offshore_Wind |  |  | 0 | 0 | 0 | 0 | 0 | 0 | 0 | 0 | 0 | 5 | 2 | 5 | 2 | [19 empty] | 1 | 1 | 0
SCE Metro | El Nido (SCE) | 230 | Offshore_Wind |  |  | 0 | 0 | 0 | 0 | 0 | 0 | 0 | 0 | 0 | 1 | 1 | 1 | 1 | [19 empty] | 1 | 1 | 0
PG&E GBA | El Patio | 115 | Offshore_Wind |  |  | 0 | 0 | 0 | 0 | 0 | 0 | 0 | 0 | 0 | 1 | 1 | 1 | 1 | [19 empty] | 1 | 1 | 0
SCE Metro | El Segundo | 230 | Offshore_Wind |  |  | 0 | 0 | 0 | 0 | 0 | 0 | 0 | 0 | 0 | 1 | 1 | 1 | 1 | [19 empty] | 1 | 1 | 0
EOP | Eldorado | 230 | Offshore_Wind |  |  | 0 | 0 | 0 | 0 | 0 | 0 | 0 | 0 | 0 | 5 | 2 | 1 | 1 | 4 | [18 empty] | 1 | 1 | 0
EOP | Eldorado | 500 | Offshore_Wind |  |  | 0 | 0 | 0 | 0 | 0 | 0 | 0 | 0 | 0 | 5 | 2 | 1 | 1 | 5 | [18 empty] | 1 | 1 | 0
PG&E KERN | Elk Hills | 230 | Offshore_Wind |  |  | 0 | 0 | 0 | 0 | 0 | 0 | 0 | 0 | 0 | 5 | 2 | 5 | 2 | [19 empty] | 1 | 1 | 0
SCE Metro | Ellis | 230 | Offshore_Wind |  |  | 0 | 0 | 0 | 0 | 0 | 0 | 0 | 0 | 0 | 1 | 1 | 1 | 1 | [19 empty] | 1 | 1 | 0
SDGE | Encina | 138 | Offshore_Wind |  |  | 0 | 0 | 0 | 0 | 0 | 0 | 0 | 0 | 0 | 3 | 3 | 1 | 1 | 3 | [18 empty] | 1 | 1 | 0
SDGE | Encina | 230 | Offshore_Wind |  |  | 0 | 0 | 0 | 0 | 0 | 0 | 0 | 0 | 0 | 3 | 3 | 1 | 1 | [19 empty] | 1 | 1 | 0
SDGE | Escondido | 230 | Offshore_Wind |  |  | 0 | 0 | 0 | 0 | 0 | 0 | 0 | 0 | 0 | 3 | 3 | 1 | 1 | [19 empty] | 1 | 1 | 0
PG&E KERN | Estrella | 230 | Offshore_Wind |  |  | 0 | 0 | 0 | 0 | 0 | 0 | 0 | 0 | 0 | 5 | 2 | 5 | 2 | [19 empty] | 1 | 1 | 0
SCE Eastern | Etiwanda | 230 | Offshore_Wind |  |  | 0 | 0 | 0 | 0 | 0 | 0 | 0 | 0 | 0 | 1 | 1 | 1 | 1 | 5 | [18 empty] | 1 | 1 | 0
PG&E GBA | Evergreen | 115 | Offshore_Wind |  |  | 0 | 0 | 0 | 0 | 0 | 0 | 0 | 0 | 0 | 1 | 1 | 1 | 1 | [19 empty] | 1 | 1 | 0
PG&E FRESNO | Excelsior | 115 | Offshore_Wind |  |  | 0 | 0 | 0 | 0 | 0 | 0 | 0 | 0 | 0 | 5 | 2 | 5 | 2 | 1 | [18 empty] | 1 | 1 | 0
PG&E FRESNO | Exchequer | 115 | Offshore_Wind |  |  | 0 | 0 | 0 | 0 | 0 | 0 | 0 | 0 | 0 | 5 | 2 | 5 | 2 | [19 empty] | 1 | 1 | 0
PG&E KERN | Fairway | 115 | Offshore_Wind |  |  | 0 | 0 | 0 | 0 | 0 | 0 | 0 | 0 | 0 | 5 | 2 | 5 | 2 | [19 empty] | 1 | 1 | 0
PG&E KERN | Famoso | 115 | Offshore_Wind |  |  | 0 | 0 | 0 | 0 | 0 | 0 | 0 | 0 | 0 | 5 | 2 | 5 | 2 | [19 empty] | 1 | 1 | 0
PG&E NGBA | Fern Road | 500 | Offshore_Wind |  |  | 0 | 0 | 0 | 0 | 0 | 0 | 0 | 0 | 0 | 5 | 2 | 1 | 1 | [19 empty] | 1 | 1 | 0
PG&E GBA | Fibreboard (SPI Sonora) | 115 | Offshore_Wind |  |  | 0 | 0 | 0 | 0 | 0 | 0 | 0 | 0 | 0 | 5 | 5 | 1 | 1 | [19 empty] | 1 | 1 | 0
PG&E FRESNO | Figarden | 230 | Offshore_Wind |  |  | 0 | 0 | 0 | 0 | 0 | 0 | 0 | 0 | 0 | 5 | 2 | 5 | 2 | [19 empty] | 1 | 1 | 0
PG&E FRESNO | Fink | 230 | Offshore_Wind |  |  | 0 | 0 | 0 | 0 | 0 | 0 | 0 | 0 | 0 | 1 | 1 | 1 | 1 | [19 empty] | 1 | 1 | 0
PG&E GBA | FMC | 115 | Offshore_Wind |  |  | 0 | 0 | 0 | 0 | 0 | 0 | 0 | 0 | 0 | 1 | 1 | 1 | 1 | [19 empty] | 1 | 1 | 0
PG&E GBA | Fremont | 115 | Offshore_Wind |  |  | 0 | 0 | 0 | 0 | 0 | 0 | 0 | 0 | 0 | 1 | 1 | 1 | 1 | [19 empty] | 1 | 1 | 0
PG&E GBA | Frogtown | 115 | Offshore_Wind |  |  | 0 | 0 | 0 | 0 | 0 | 0 | 0 | 0 | 0 | 1 | 1 | 1 | 1 | [19 empty] | 1 | 1 | 0
PG&E NGBA | Fulton | 115 | Offshore_Wind |  |  | 0 | 0 | 0 | 0 | 0 | 0 | 0 | 0 | 0 | 5 | 5 | 1 | 1 | 1 | [18 empty] | 1 | 1 | 0
PG&E NGBA | Fulton | 230 | Offshore_Wind |  |  | 0 | 0 | 0 | 0 | 0 | 0 | 0 | 0 | 0 | 5 | 5 | 1 | 1 | [19 empty] | 1 | 1 | 0
PG&E KERN | Ganso | 115 | Offshore_Wind |  |  | 0 | 0 | 0 | 0 | 0 | 0 | 0 | 0 | 0 | 5 | 2 | 5 | 2 | [19 empty] | 1 | 1 | 0
PG&E FRESNO | Gates | 230 | Offshore_Wind |  |  | 0 | 0 | 0 | 0 | 0 | 0 | 0 | 0 | 0 | 5 | 2 | 5 | 2 | 4 | [18 empty] | 1 | 1 | 0
PG&E FRESNO | Gates | 500 | Offshore_Wind |  |  | 0 | 0 | 0 | 0 | 0 | 0 | 0 | 0 | 0 | 5 | 2 | 5 | 2 | 5 | [18 empty] | 1 | 1 | 0
PG&E NGBA | Geysers 12 | 230 | Offshore_Wind |  |  | 0 | 0 | 0 | 0 | 0 | 0 | 0 | 0 | 0 | 5 | 5 | 1 | 1 | [19 empty] | 1 | 1 | 0
PG&E NGBA | Geysers 17 | 230 | Offshore_Wind |  |  | 0 | 0 | 0 | 0 | 0 | 0 | 0 | 0 | 0 | 5 | 5 | 1 | 1 | [19 empty] | 1 | 1 | 0
PG&E NGBA | Geysers 3 | 115 | Offshore_Wind |  |  | 0 | 0 | 0 | 0 | 0 | 0 | 0 | 0 | 0 | 5 | 5 | 1 | 1 | [19 empty] | 1 | 1 | 0
PG&E NGBA | Glenn | 230 | Offshore_Wind |  |  | 0 | 0 | 0 | 0 | 0 | 0 | 0 | 0 | 0 | 5 | 2 | 1 | 1 | 3 | [18 empty] | 1 | 1 | 0
PG&E NGBA | Gold Hill | 115 | Offshore_Wind |  |  | 0 | 0 | 0 | 0 | 0 | 0 | 0 | 0 | 0 | 5 | 2 | 1 | 1 | [19 empty] | 1 | 1 | 0
PG&E NGBA | Gold Hill | 230 | Offshore_Wind |  |  | 0 | 0 | 0 | 0 | 0 | 0 | 0 | 0 | 0 | 5 | 2 | 1 | 1 | [19 empty] | 1 | 1 | 0
SCE Northern | Goleta | 230 | Offshore_Wind |  |  | 0 | 0 | 0 | 0 | 0 | 0 | 0 | 0 | 0 | 5 | 2 | 1 | 1 | [19 empty] | 1 | 1 | 0
SCE Metro | Goodrich | 230 | Offshore_Wind |  |  | 0 | 0 | 0 | 0 | 0 | 0 | 0 | 0 | 0 | 1 | 1 | 1 | 1 | [19 empty] | 1 | 1 | 0
PG&E KERN | Goose Lake | 115 | Offshore_Wind |  |  | 0 | 0 | 0 | 0 | 0 | 0 | 0 | 0 | 0 | 5 | 2 | 5 | 2 | [19 empty] | 1 | 1 | 0
SCE Metro | Gould | 230 | Offshore_Wind |  |  | 0 | 0 | 0 | 0 | 0 | 0 | 0 | 0 | 0 | 1 | 1 | 1 | 1 | [19 empty] | 1 | 1 | 0
PG&E NGBA | Grand Island | 115 | Offshore_Wind |  |  | 0 | 0 | 0 | 0 | 0 | 0 | 0 | 0 | 0 | 5 | 2 | 1 | 1 | [19 empty] | 1 | 1 | 0
PG&E GBA | Grant | 115 | Offshore_Wind |  |  | 0 | 0 | 0 | 0 | 0 | 0 | 0 | 0 | 0 | 5 | 2 | 1 | 1 | [19 empty] | 1 | 1 | 0
PG&E GBA | Green Valley | 115 | Offshore_Wind |  |  | 0 | 0 | 0 | 0 | 0 | 0 | 0 | 0 | 0 | 1 | 1 | 1 | 1 | 1 | [18 empty] | 1 | 1 | 0
PG&E NGBA | Greenleaf 1 | 115 | Offshore_Wind |  |  | 0 | 0 | 0 | 0 | 0 | 0 | 0 | 0 | 0 | 5 | 2 | 1 | 1 | [19 empty] | 1 | 1 | 0
PG&E FRESNO | Gregg | 230 | Offshore_Wind |  |  | 0 | 0 | 0 | 0 | 0 | 0 | 0 | 0 | 0 | 5 | 2 | 5 | 2 | [19 empty] | 1 | 1 | 0
PG&E FRESNO | Grimmway-Malaga | 115 | Offshore_Wind |  |  | 0 | 0 | 0 | 0 | 0 | 0 | 0 | 0 | 0 | 5 | 2 | 5 | 2 | [19 empty] | 1 | 1 | 0
PG&E NGBA | Grizzly | 230 | Offshore_Wind |  |  | 0 | 0 | 0 | 0 | 0 | 0 | 0 | 0 | 0 | 5 | 2 | 1 | 1 | [19 empty] | 1 | 1 | 0
PG&E FRESNO | GWF Hanford | 115 | Offshore_Wind |  |  | 0 | 0 | 0 | 0 | 0 | 0 | 0 | 0 | 0 | 5 | 2 | 5 | 2 | [19 empty] | 1 | 1 | 0
PG&E FRESNO | Haas | 230 | Offshore_Wind |  |  | 0 | 0 | 0 | 0 | 0 | 0 | 0 | 0 | 0 | 5 | 2 | 5 | 2 | [19 empty] | 1 | 1 | 0
PG&E FRESNO | Hammonds | 115 | Offshore_Wind |  |  | 0 | 0 | 0 | 0 | 0 | 0 | 0 | 0 | 0 | 5 | 2 | 5 | 2 | [19 empty] | 1 | 1 | 0
SCE Metro | HarborGen | 230 | Offshore_Wind |  |  | 0 | 0 | 0 | 0 | 0 | 0 | 0 | 0 | 0 | 1 | 1 | 1 | 1 | [19 empty] | 1 | 1 | 0
EOP | Harry Allen | 500 | Offshore_Wind |  |  | 0 | 0 | 0 | 0 | 0 | 0 | 0 | 0 | 0 | 5 | 2 | 1 | 1 | [19 empty] | 1 | 1 | 0
SCE NOL | Harvard | 115 | Offshore_Wind |  |  | 0 | 0 | 0 | 0 | 0 | 0 | 0 | 0 | 0 | 4 | 3 | 1 | 1 | [19 empty] | 1 | 1 | 0
SDGE | Hassayampa | 500 | Offshore_Wind |  |  | 0 | 0 | 0 | 0 | 0 | 0 | 0 | 0 | 0 | 5 | 4 | 4 | 4 | [19 empty] | 1 | 1 | 0
PG&E FRESNO | Helm | 230 | Offshore_Wind |  |  | 0 | 0 | 0 | 0 | 0 | 0 | 0 | 0 | 0 | 5 | 2 | 5 | 2 | 3 | [18 empty] | 1 | 1 | 0
PG&E FRESNO | Henrietta | 115 | Offshore_Wind |  |  | 0 | 0 | 0 | 0 | 0 | 0 | 0 | 0 | 0 | 5 | 2 | 5 | 2 | 3 | [18 empty] | 1 | 1 | 0
PG&E FRESNO | Henrietta | 230 | Offshore_Wind |  |  | 0 | 0 | 0 | 0 | 0 | 0 | 0 | 0 | 0 | 5 | 2 | 5 | 2 | 3 | [18 empty] | 1 | 1 | 0
PG&E FRESNO | Herndon | 115 | Offshore_Wind |  |  | 0 | 0 | 0 | 0 | 0 | 0 | 0 | 0 | 0 | 5 | 2 | 5 | 2 | [19 empty] | 1 | 1 | 0
PG&E FRESNO | Herndon | 230 | Offshore_Wind |  |  | 0 | 0 | 0 | 0 | 0 | 0 | 0 | 0 | 0 | 5 | 2 | 5 | 2 | [19 empty] | 1 | 1 | 0
PG&E GBA | Hicks | 230 | Offshore_Wind |  |  | 0 | 0 | 0 | 0 | 0 | 0 | 0 | 0 | 0 | 1 | 1 | 1 | 1 | [19 empty] | 1 | 1 | 0
PG&E NGBA | Higgins | 115 | Offshore_Wind |  |  | 0 | 0 | 0 | 0 | 0 | 0 | 0 | 0 | 0 | 5 | 2 | 1 | 1 | [19 empty] | 1 | 1 | 0
PG&E NGBA | Hilltop | 345 | Offshore_Wind |  |  | 0 | 0 | 0 | 0 | 0 | 0 | 0 | 0 | 0 | 5 | 2 | 1 | 1 | [19 empty] | 1 | 1 | 0
SCE Metro | Hinson | 230 | Offshore_Wind |  |  | 0 | 0 | 0 | 0 | 0 | 0 | 0 | 0 | 0 | 1 | 1 | 1 | 1 | [19 empty] | 1 | 1 | 0
PG&E GBA | Hollister | 115 | Offshore_Wind |  |  | 0 | 0 | 0 | 0 | 0 | 0 | 0 | 0 | 0 | 1 | 1 | 1 | 1 | 3 | [18 empty] | 1 | 1 | 0
PG&E NGBA | Homestake | 115 | Offshore_Wind |  |  | 0 | 0 | 0 | 0 | 0 | 0 | 0 | 0 | 0 | 5 | 5 | 1 | 1 | [19 empty] | 1 | 1 | 0
PG&E NGBA | Honcut | 115 | Offshore_Wind |  |  | 0 | 0 | 0 | 0 | 0 | 0 | 0 | 0 | 0 | 5 | 2 | 1 | 1 | [19 empty] | 1 | 1 | 0
SDGE | Hoodoo Wash | 500 | Offshore_Wind |  |  | 0 | 0 | 0 | 0 | 0 | 0 | 0 | 0 | 0 | 5 | 3 | 1 | 1 | [19 empty] | 1 | 1 | 0
PG&E NGBA | Hopland | 115 | Offshore_Wind |  |  | 0 | 0 | 0 | 0 | 0 | 0 | 0 | 0 | 0 | 5 | 5 | 1 | 1 | [19 empty] | 1 | 1 | 0
PG&E NGBA | Humboldt | 115 | Offshore_Wind |  |  | 0 | 0 | 0 | 0 | 0 | 0 | 0 | 0 | 0 | 5 | 2 | 1 | 1 | 3 | [18 empty] | 1 | 1 | 0
PG&E NGBA | Humboldt | 500 | Offshore_Wind |  |  | 0 | 0 | 0 | 0 | 0 | 0 | 0 | 0 | 0 | 5 | 2 | 1 | 1 | [19 empty] | 1 | 5 | 1
SCE Metro | Huntington Beach | 230 | Offshore_Wind |  |  | 0 | 0 | 0 | 0 | 0 | 0 | 0 | 0 | 0 | 1 | 1 | 1 | 1 | [19 empty] | 1 | 1 | 0
PG&E NGBA | Ignacio | 115 | Offshore_Wind |  |  | 0 | 0 | 0 | 0 | 0 | 0 | 0 | 0 | 0 | 5 | 2 | 1 | 1 | 3 | [18 empty] | 1 | 1 | 0
PG&E NGBA | Ignacio | 230 | Offshore_Wind |  |  | 0 | 0 | 0 | 0 | 0 | 0 | 0 | 0 | 0 | 5 | 5 | 1 | 1 | 3 | [18 empty] | 1 | 1 | 0
SDGE | Imperial Valley | 230 | Offshore_Wind |  |  | 0 | 0 | 0 | 0 | 0 | 0 | 0 | 0 | 0 | 3 | 3 | 1 | 1 | 4 | [18 empty] | 1 | 1 | 0
SDGE | Imperial Valley | 500 | Offshore_Wind |  |  | 0 | 0 | 0 | 0 | 0 | 0 | 0 | 0 | 0 | 3 | 3 | 1 | 1 | 5 | [18 empty] | 1 | 1 | 0
EOP | Innovation | 138 | Offshore_Wind |  |  | 0 | 0 | 0 | 0 | 0 | 0 | 0 | 0 | 0 | 5 | 2 | 1 | 1 | [19 empty] | 1 | 1 | 0
EOP | Innovation | 230 | Offshore_Wind |  |  | 0 | 0 | 0 | 0 | 0 | 0 | 0 | 0 | 0 | 5 | 2 | 1 | 1 | [19 empty] | 1 | 1 | 0
SCE NOL | Inyokern | 115 | Offshore_Wind |  |  | 0 | 0 | 0 | 0 | 0 | 0 | 0 | 0 | 0 | 4 | 3 | 1 | 1 | [19 empty] | 1 | 1 | 0
EOP | IS Tap | 138 | Offshore_Wind |  |  | 0 | 0 | 0 | 0 | 0 | 0 | 0 | 0 | 0 | 5 | 2 | 1 | 1 | [19 empty] | 1 | 1 | 0
EOP | Ivanpah | 115 | Offshore_Wind |  |  | 0 | 0 | 0 | 0 | 0 | 0 | 0 | 0 | 0 | 5 | 2 | 1 | 1 | [19 empty] | 1 | 1 | 0
EOP | Ivanpah | 230 | Offshore_Wind |  |  | 0 | 0 | 0 | 0 | 0 | 0 | 0 | 0 | 0 | 5 | 2 | 1 | 1 | [19 empty] | 1 | 1 | 0
EOP | Jackass (DOE) | 138 | Offshore_Wind |  |  | 0 | 0 | 0 | 0 | 0 | 0 | 0 | 0 | 0 | 5 | 2 | 1 | 1 | [19 empty] | 1 | 1 | 0
PG&E NGBA | James B Black | 230 | Offshore_Wind |  |  | 0 | 0 | 0 | 0 | 0 | 0 | 0 | 0 | 0 | 5 | 2 | 1 | 1 | [19 empty] | 1 | 1 | 0
PG&E GBA | Jefferson | 230 | Offshore_Wind |  |  | 0 | 0 | 0 | 0 | 0 | 0 | 0 | 0 | 0 | 1 | 1 | 1 | 1 | [19 empty] | 1 | 1 | 0
PG&E NGBA | Jessup | 115 | Offshore_Wind |  |  | 0 | 0 | 0 | 0 | 0 | 0 | 0 | 0 | 0 | 5 | 2 | 1 | 1 | [19 empty] | 1 | 1 | 0
SCE Metro | Johanna | 230 | Offshore_Wind |  |  | 0 | 0 | 0 | 0 | 0 | 0 | 0 | 0 | 0 | 1 | 1 | 1 | 1 | [19 empty] | 1 | 1 | 0
SCE Eastern | Julian Hinds | 230 | Offshore_Wind |  |  | 0 | 0 | 0 | 0 | 0 | 0 | 0 | 0 | 0 | 5 | 2 | 1 | 1 | [19 empty] | 1 | 1 | 0
PG&E GBA | Kasson | 115 | Offshore_Wind |  |  | 0 | 0 | 0 | 0 | 0 | 0 | 0 | 0 | 0 | 1 | 1 | 1 | 1 | [19 empty] | 1 | 1 | 0
PG&E FRESNO | Kearney | 230 | Offshore_Wind |  |  | 0 | 0 | 0 | 0 | 0 | 0 | 0 | 0 | 0 | 5 | 2 | 5 | 2 | [19 empty] | 1 | 1 | 0
PG&E GBA | Kelso | 230 | Offshore_Wind |  |  | 0 | 0 | 0 | 0 | 0 | 0 | 0 | 0 | 0 | 5 | 2 | 1 | 1 | [19 empty] | 1 | 1 | 0
PG&E FRESNO | Kerchoff 1 | 115 | Offshore_Wind |  |  | 0 | 0 | 0 | 0 | 0 | 0 | 0 | 0 | 0 | 5 | 2 | 5 | 2 | [19 empty] | 1 | 1 | 0
PG&E KERN | Kern Oil | 115 | Offshore_Wind |  |  | 0 | 0 | 0 | 0 | 0 | 0 | 0 | 0 | 0 | 5 | 2 | 5 | 2 | [19 empty] | 1 | 1 | 0
PG&E KERN | Kern PP | 115 | Offshore_Wind |  |  | 0 | 0 | 0 | 0 | 0 | 0 | 0 | 0 | 0 | 5 | 2 | 5 | 2 | [19 empty] | 1 | 1 | 0
PG&E KERN | Kern PP | 230 | Offshore_Wind |  |  | 0 | 0 | 0 | 0 | 0 | 0 | 0 | 0 | 0 | 5 | 2 | 5 | 2 | [19 empty] | 1 | 1 | 0
PG&E KERN | Kernridge | 115 | Offshore_Wind |  |  | 0 | 0 | 0 | 0 | 0 | 0 | 0 | 0 | 0 | 5 | 2 | 5 | 2 | [19 empty] | 1 | 1 | 0
PG&E FRESNO | Kingsburg | 115 | Offshore_Wind |  |  | 0 | 0 | 0 | 0 | 0 | 0 | 0 | 0 | 0 | 5 | 2 | 5 | 2 | [19 empty] | 1 | 1 | 0
PG&E GBA | Kirker | 115 | Offshore_Wind |  |  | 0 | 0 | 0 | 0 | 0 | 0 | 0 | 0 | 0 | 5 | 2 | 1 | 1 | [19 empty] | 1 | 1 | 0
PG&E NGBA | Knights Landing | 115 | Offshore_Wind |  |  | 0 | 0 | 0 | 0 | 0 | 0 | 0 | 0 | 0 | 5 | 2 | 1 | 1 | [19 empty] | 1 | 1 | 0
SCE NOL | Kramer | 115 | Offshore_Wind |  |  | 0 | 0 | 0 | 0 | 0 | 0 | 0 | 0 | 0 | 4 | 3 | 1 | 1 | 3 | [18 empty] | 1 | 1 | 0
SCE NOL | Kramer | 230 | Offshore_Wind |  |  | 0 | 0 | 0 | 0 | 0 | 0 | 0 | 0 | 0 | 4 | 3 | 1 | 1 | 4 | [18 empty] | 1 | 1 | 0
SCE Metro | La Cienega | 230 | Offshore_Wind |  |  | 0 | 0 | 0 | 0 | 0 | 0 | 0 | 0 | 0 | 1 | 1 | 1 | 1 | [19 empty] | 1 | 1 | 0
SCE Metro | La Fresa | 230 | Offshore_Wind |  |  | 0 | 0 | 0 | 0 | 0 | 0 | 0 | 0 | 0 | 1 | 1 | 1 | 1 | [19 empty] | 1 | 1 | 0
SCE Metro | Laguna Bell | 230 | Offshore_Wind |  |  | 0 | 0 | 0 | 0 | 0 | 0 | 0 | 0 | 0 | 1 | 1 | 1 | 1 | 5 | [18 empty] | 1 | 1 | 0
PG&E NGBA | Lakeville | 230 | Offshore_Wind |  |  | 0 | 0 | 0 | 0 | 0 | 0 | 0 | 0 | 0 | 5 | 5 | 1 | 1 | 3 | [18 empty] | 1 | 1 | 0
PG&E NGBA | Lakeville | 115 | Offshore_Wind |  |  | 0 | 0 | 0 | 0 | 0 | 0 | 0 | 0 | 0 | 5 | 5 | 1 | 1 | 3 | [18 empty] | 1 | 1 | 0
PG&E GBA | Lakewood | 115 | Offshore_Wind |  |  | 0 | 0 | 0 | 0 | 0 | 0 | 0 | 0 | 0 | 5 | 2 | 1 | 1 | [19 empty] | 1 | 1 | 0
PG&E NGBA | Lambie | 230 | Offshore_Wind |  |  | 0 | 0 | 0 | 0 | 0 | 0 | 0 | 0 | 0 | 5 | 5 | 1 | 1 | [19 empty] | 1 | 1 | 0
PG&E GBA | Lammers | 115 | Offshore_Wind |  |  | 0 | 0 | 0 | 0 | 0 | 0 | 0 | 0 | 0 | 5 | 5 | 1 | 1 | 3 | [18 empty] | 1 | 1 | 0
PG&E KERN | Lamont | 115 | Offshore_Wind |  |  | 0 | 0 | 0 | 0 | 0 | 0 | 0 | 0 | 0 | 5 | 2 | 5 | 2 | 3 | [18 empty] | 1 | 1 | 0
PG&E FRESNO | Las Aguilas | 230 | Offshore_Wind |  |  | 0 | 0 | 0 | 0 | 0 | 0 | 0 | 0 | 0 | 5 | 2 | 5 | 2 | [19 empty] | 1 | 1 | 0
EOP | Lathrop | 138 | Offshore_Wind |  |  | 0 | 0 | 0 | 0 | 0 | 0 | 0 | 0 | 0 | 5 | 2 | 1 | 1 | [19 empty] | 1 | 1 | 0
EOP | Lathrop | 230 | Offshore_Wind |  |  | 0 | 0 | 0 | 0 | 0 | 0 | 0 | 0 | 0 | 5 | 2 | 1 | 1 | [19 empty] | 1 | 1 | 0
PG&E FRESNO | Le Grand | 115 | Offshore_Wind |  |  | 0 | 0 | 0 | 0 | 0 | 0 | 0 | 0 | 0 | 5 | 2 | 5 | 2 | 3 | [18 empty] | 1 | 1 | 0
PG&E KERN | Lerdo | 115 | Offshore_Wind |  |  | 0 | 0 | 0 | 0 | 0 | 0 | 0 | 0 | 0 | 5 | 2 | 5 | 2 | [19 empty] | 1 | 1 | 0
SCE Metro | Lewis | 230 | Offshore_Wind |  |  | 0 | 0 | 0 | 0 | 0 | 0 | 0 | 0 | 0 | 1 | 1 | 1 | 1 | [19 empty] | 1 | 1 | 0
SCE Metro | Lighthipe | 230 | Offshore_Wind |  |  | 0 | 0 | 0 | 0 | 0 | 0 | 0 | 0 | 0 | 1 | 1 | 1 | 1 | [19 empty] | 1 | 1 | 0
PG&E NGBA | Lincoln | 115 | Offshore_Wind |  |  | 0 | 0 | 0 | 0 | 0 | 0 | 0 | 0 | 0 | 5 | 2 | 1 | 1 | [19 empty] | 1 | 1 | 0
PG&E KERN | Live Oak | 115 | Offshore_Wind |  |  | 0 | 0 | 0 | 0 | 0 | 0 | 0 | 0 | 0 | 5 | 2 | 5 | 2 | [19 empty] | 1 | 1 | 0
PG&E GBA | Llagas | 115 | Offshore_Wind |  |  | 0 | 0 | 0 | 0 | 0 | 0 | 0 | 0 | 0 | 1 | 1 | 1 | 1 | [19 empty] | 1 | 1 | 0
PG&E GBA | Lockeford | 115 | Offshore_Wind |  |  | 0 | 0 | 0 | 0 | 0 | 0 | 0 | 0 | 0 | 1 | 1 | 1 | 1 | [19 empty] | 1 | 1 | 0
PG&E GBA | Lockeford | 230 | Offshore_Wind |  |  | 0 | 0 | 0 | 0 | 0 | 0 | 0 | 0 | 0 | 5 | 2 | 1 | 1 | [19 empty] | 1 | 1 | 0
PG&E GBA | Lodi | 230 | Offshore_Wind |  |  | 0 | 0 | 0 | 0 | 0 | 0 | 0 | 0 | 0 | 5 | 2 | 1 | 1 | [19 empty] | 1 | 1 | 0
PG&E NGBA | Logan Creek | 230 | Offshore_Wind |  |  | 0 | 0 | 0 | 0 | 0 | 0 | 0 | 0 | 0 | 5 | 5 | 1 | 1 | [19 empty] | 1 | 1 | 0
PG&E GBA | Lone Tree | 230 | Offshore_Wind |  |  | 0 | 0 | 0 | 0 | 0 | 0 | 0 | 0 | 0 | 5 | 5 | 1 | 1 | [19 empty] | 1 | 1 | 0
PG&E FRESNO | Los Banos | 230 | Offshore_Wind |  |  | 0 | 0 | 0 | 0 | 0 | 0 | 0 | 0 | 0 | 5 | 2 | 5 | 2 | 3 | [18 empty] | 1 | 1 | 0
PG&E FRESNO | Los Banos | 500 | Offshore_Wind |  |  | 0 | 0 | 0 | 0 | 0 | 0 | 0 | 0 | 0 | 1 | 1 | 1 | 1 | 2 | [18 empty] | 1 | 1 | 0
SDGE | Los Coches | 138 | Offshore_Wind |  |  | 0 | 0 | 0 | 0 | 0 | 0 | 0 | 0 | 0 | 3 | 3 | 1 | 1 | [19 empty] | 1 | 1 | 0
PG&E GBA | Los Esteros | 115 | Offshore_Wind |  |  | 0 | 0 | 0 | 0 | 0 | 0 | 0 | 0 | 0 | 1 | 1 | 1 | 1 | 4 | [18 empty] | 1 | 1 | 0
PG&E GBA | Los Esteros | 230 | Offshore_Wind |  |  | 0 | 0 | 0 | 0 | 0 | 0 | 0 | 0 | 0 | 1 | 1 | 1 | 1 | [19 empty] | 1 | 1 | 0
PG&E GBA | Los Positas | 230 | Offshore_Wind |  |  | 0 | 0 | 0 | 0 | 0 | 0 | 0 | 0 | 0 | 5 | 5 | 1 | 1 | 3 | [18 empty] | 1 | 1 | 0
SCE NOL | Lugo | 230 | Offshore_Wind |  |  | 0 | 0 | 0 | 0 | 0 | 0 | 0 | 0 | 0 | 1 | 1 | 1 | 1 | [19 empty] | 1 | 1 | 0
SCE Metro | Lugo | 500 | Offshore_Wind |  |  | 0 | 0 | 0 | 0 | 0 | 0 | 0 | 0 | 0 | 1 | 1 | 1 | 1 | 5 | [18 empty] | 1 | 1 | 0
PG&E NGBA | Madison | 115 | Offshore_Wind |  |  | 0 | 0 | 0 | 0 | 0 | 0 | 0 | 0 | 0 | 5 | 5 | 1 | 1 | [19 empty] | 1 | 1 | 0
PG&E KERN | Magunden | 115 | Offshore_Wind |  |  | 0 | 0 | 0 | 0 | 0 | 0 | 0 | 0 | 0 | 5 | 2 | 5 | 2 | [19 empty] | 1 | 1 | 0
SCE Northern | Magunden | 230 | Offshore_Wind |  |  | 0 | 0 | 0 | 0 | 0 | 0 | 0 | 0 | 0 | 1 | 1 | 1 | 1 | [19 empty] | 1 | 1 | 0
PG&E FRESNO | Malaga | 115 | Offshore_Wind |  |  | 0 | 0 | 0 | 0 | 0 | 0 | 0 | 0 | 0 | 5 | 2 | 5 | 2 | [19 empty] | 1 | 1 | 0
PG&E NGBA | Malin | 500 | Offshore_Wind |  |  | 0 | 0 | 0 | 0 | 0 | 0 | 0 | 0 | 0 | 5 | 2 | 1 | 1 | [19 empty] | 1 | 1 | 0
SCE Northern | Mandalay | 230 | Offshore_Wind |  |  | 0 | 0 | 0 | 0 | 0 | 0 | 0 | 0 | 0 | 5 | 2 | 1 | 1 | [19 empty] | 1 | 1 | 0
PG&E FRESNO | Manning | 230 | Offshore_Wind |  |  | 0 | 0 | 0 | 0 | 0 | 0 | 0 | 0 | 0 | 5 | 2 | 5 | 2 | 1 | [18 empty] | 1 | 1 | 0
PG&E FRESNO | Manning | 500 | Offshore_Wind |  |  | 0 | 0 | 0 | 0 | 0 | 0 | 0 | 0 | 0 | 1 | 1 | 1 | 1 | 2 | [18 empty] | 1 | 1 | 0
PG&E GBA | Manteca | 115 | Offshore_Wind |  |  | 0 | 0 | 0 | 0 | 0 | 0 | 0 | 0 | 0 | 5 | 5 | 5 | 2 | [19 empty] | 1 | 1 | 0
SDGE | Margarita | 138 | Offshore_Wind |  |  | 0 | 0 | 0 | 0 | 0 | 0 | 0 | 0 | 0 | 1 | 1 | 1 | 1 | [19 empty] | 1 | 1 | 0
PG&E GBA | Martin | 230 | Offshore_Wind |  |  | 0 | 0 | 0 | 0 | 0 | 0 | 0 | 0 | 0 | 5 | 2 | 1 | 1 | 3 | [18 empty] | 1 | 1 | 0
PG&E GBA | Martin | 115 | Offshore_Wind |  |  | 0 | 0 | 0 | 0 | 0 | 0 | 0 | 0 | 0 | 1 | 1 | 1 | 1 | 4 | [18 empty] | 1 | 1 | 0
PG&E GBA | Martinez | 115 | Offshore_Wind |  |  | 0 | 0 | 0 | 0 | 0 | 0 | 0 | 0 | 0 | 5 | 2 | 1 | 1 | [19 empty] | 1 | 1 | 0
PG&E FRESNO | Mc Mullin | 230 | Offshore_Wind |  |  | 0 | 0 | 0 | 0 | 0 | 0 | 0 | 0 | 0 | 5 | 2 | 5 | 2 | [19 empty] | 1 | 1 | 0
PG&E FRESNO | McCall | 115 | Offshore_Wind |  |  | 0 | 0 | 0 | 0 | 0 | 0 | 0 | 0 | 0 | 5 | 2 | 5 | 2 | [19 empty] | 1 | 1 | 0
PG&E FRESNO | McCall | 230 | Offshore_Wind |  |  | 0 | 0 | 0 | 0 | 0 | 0 | 0 | 0 | 0 | 5 | 2 | 5 | 2 | [19 empty] | 1 | 1 | 0
PG&E GBA | Meadow Lane | 115 | Offshore_Wind |  |  | 0 | 0 | 0 | 0 | 0 | 0 | 0 | 0 | 0 | 5 | 2 | 1 | 1 | [19 empty] | 1 | 1 | 0
PG&E GBA | Melones | 115 | Offshore_Wind |  |  | 0 | 0 | 0 | 0 | 0 | 0 | 0 | 0 | 0 | 5 | 5 | 1 | 1 | [19 empty] | 1 | 1 | 0
PG&E GBA | Melones | 230 | Offshore_Wind |  |  | 0 | 0 | 0 | 0 | 0 | 0 | 0 | 0 | 0 | 5 | 5 | 1 | 1 | [19 empty] | 1 | 1 | 0
PG&E NGBA | Mendocino | 115 | Offshore_Wind |  |  | 0 | 0 | 0 | 0 | 0 | 0 | 0 | 0 | 0 | 5 | 5 | 1 | 1 | [19 empty] | 1 | 1 | 0
PG&E FRESNO | Mendota | 115 | Offshore_Wind |  |  | 0 | 0 | 0 | 0 | 0 | 0 | 0 | 0 | 0 | 5 | 2 | 5 | 2 | 1 | [18 empty] | 1 | 1 | 0
PG&E FRESNO | Merced | 115 | Offshore_Wind |  |  | 0 | 0 | 0 | 0 | 0 | 0 | 0 | 0 | 0 | 5 | 2 | 5 | 2 | [19 empty] | 1 | 1 | 0
EOP | Mercury | 138 | Offshore_Wind |  |  | 0 | 0 | 0 | 0 | 0 | 0 | 0 | 0 | 0 | 5 | 2 | 1 | 1 | [19 empty] | 1 | 1 | 0
PG&E KERN | Mesa (PGE) | 115 | Offshore_Wind |  |  | 0 | 0 | 0 | 0 | 0 | 0 | 0 | 0 | 0 | 5 | 2 | 5 | 2 | [19 empty] | 1 | 1 | 0
PG&E KERN | Mesa (PGE) | 230 | Offshore_Wind |  |  | 0 | 0 | 0 | 0 | 0 | 0 | 0 | 0 | 0 | 5 | 2 | 5 | 2 | [19 empty] | 1 | 1 | 0
SCE Metro | Mesa (SCE) | 230 | Offshore_Wind |  |  | 0 | 0 | 0 | 0 | 0 | 0 | 0 | 0 | 0 | 1 | 1 | 1 | 1 | [19 empty] | 1 | 1 | 0
SCE Metro | Mesa (SCE) | 500 | Offshore_Wind |  |  | 0 | 0 | 0 | 0 | 0 | 0 | 0 | 0 | 0 | 1 | 1 | 1 | 1 | [19 empty] | 1 | 1 | 0
PG&E GBA | Metcalf | 115 | Offshore_Wind |  |  | 0 | 0 | 0 | 0 | 0 | 0 | 0 | 0 | 0 | 1 | 1 | 1 | 1 | 4 | [18 empty] | 1 | 1 | 0
PG&E GBA | Metcalf | 230 | Offshore_Wind |  |  | 0 | 0 | 0 | 0 | 0 | 0 | 0 | 0 | 0 | 1 | 1 | 1 | 1 | 4 | [18 empty] | 1 | 1 | 0
PG&E GBA | Metcalf | 500 | Offshore_Wind |  |  | 0 | 0 | 0 | 0 | 0 | 0 | 0 | 0 | 0 | 1 | 1 | 1 | 1 | 5 | [18 empty] | 1 | 1 | 0
PG&E KERN | Midway | 115 | Offshore_Wind |  |  | 0 | 0 | 0 | 0 | 0 | 0 | 0 | 0 | 0 | 5 | 2 | 5 | 2 | 4 | [18 empty] | 1 | 1 | 0
PG&E KERN | Midway | 230 | Offshore_Wind |  |  | 0 | 0 | 0 | 0 | 0 | 0 | 0 | 0 | 0 | 5 | 2 | 5 | 2 | 4 | [18 empty] | 1 | 1 | 0
PG&E KERN | Midway | 500 | Offshore_Wind |  |  | 0 | 0 | 0 | 0 | 0 | 0 | 0 | 0 | 0 | 5 | 2 | 4 | 2 | 5 | [18 empty] | 1 | 1 | 0
SDGE | Miguel | 230 | Offshore_Wind |  |  | 0 | 0 | 0 | 0 | 0 | 0 | 0 | 0 | 0 | 3 | 3 | 1 | 1 | [19 empty] | 1 | 1 | 0
SDGE | Miguel | 500 | Offshore_Wind |  |  | 0 | 0 | 0 | 0 | 0 | 0 | 0 | 0 | 0 | 3 | 3 | 1 | 1 | [19 empty] | 1 | 1 | 0
PG&E GBA | Millbrae | 115 | Offshore_Wind |  |  | 0 | 0 | 0 | 0 | 0 | 0 | 0 | 0 | 0 | 1 | 1 | 1 | 1 | [19 empty] | 1 | 1 | 0
PG&E GBA | Miller | 115 | Offshore_Wind |  |  | 0 | 0 | 0 | 0 | 0 | 0 | 0 | 0 | 0 | 5 | 5 | 1 | 1 | [19 empty] | 1 | 1 | 0
SCE Metro | Mira Loma | 230 | Offshore_Wind |  |  | 0 | 0 | 0 | 0 | 0 | 0 | 0 | 0 | 0 | 1 | 1 | 1 | 1 | 5 | [18 empty] | 1 | 1 | 0
SCE Metro | Mira Loma | 500 | Offshore_Wind |  |  | 0 | 0 | 0 | 0 | 0 | 0 | 0 | 0 | 0 | 1 | 1 | 1 | 1 | 5 | [18 empty] | 1 | 1 | 0
SCE Eastern | Mirage | 115 | Offshore_Wind |  |  | 0 | 0 | 0 | 0 | 0 | 0 | 0 | 0 | 0 | 5 | 2 | 1 | 1 | [19 empty] | 1 | 1 | 0
SCE Eastern | Mirage | 230 | Offshore_Wind |  |  | 0 | 0 | 0 | 0 | 0 | 0 | 0 | 0 | 0 | 5 | 2 | 1 | 1 | [19 empty] | 1 | 1 | 0
SDGE | Mission | 138 | Offshore_Wind |  |  | 0 | 0 | 0 | 0 | 0 | 0 | 0 | 0 | 0 | 3 | 3 | 1 | 1 | [19 empty] | 1 | 1 | 0
SDGE | Mission | 230 | Offshore_Wind |  |  | 0 | 0 | 0 | 0 | 0 | 0 | 0 | 0 | 0 | 3 | 3 | 1 | 1 | [19 empty] | 1 | 1 | 0
PG&E GBA | Mi-Wuk | 115 | Offshore_Wind |  |  | 0 | 0 | 0 | 0 | 0 | 0 | 0 | 0 | 0 | 5 | 5 | 1 | 1 | [19 empty] | 1 | 1 | 0
EOP | Mohave | 500 | Offshore_Wind |  |  | 0 | 0 | 0 | 0 | 0 | 0 | 0 | 0 | 0 | 5 | 2 | 1 | 1 | 5 | [18 empty] | 1 | 1 | 0
PG&E NGBA | Monroe | 115 | Offshore_Wind |  |  | 0 | 0 | 0 | 0 | 0 | 0 | 0 | 0 | 0 | 5 | 5 | 1 | 1 | [19 empty] | 1 | 1 | 0
PG&E GBA | Monta Vista | 115 | Offshore_Wind |  |  | 0 | 0 | 0 | 0 | 0 | 0 | 0 | 0 | 0 | 1 | 1 | 1 | 1 | [19 empty] | 1 | 1 | 0
PG&E GBA | Monta Vista | 230 | Offshore_Wind |  |  | 0 | 0 | 0 | 0 | 0 | 0 | 0 | 0 | 0 | 1 | 1 | 1 | 1 | [19 empty] | 1 | 1 | 0
PG&E NGBA | Monticello | 115 | Offshore_Wind |  |  | 0 | 0 | 0 | 0 | 0 | 0 | 0 | 0 | 0 | 5 | 5 | 1 | 1 | [19 empty] | 1 | 1 | 0
SCE Northern | Moorpark | 230 | Offshore_Wind |  |  | 0 | 0 | 0 | 0 | 0 | 0 | 0 | 0 | 0 | 5 | 2 | 1 | 1 | 4 | [18 empty] | 1 | 1 | 0
PG&E GBA | Moraga | 115 | Offshore_Wind |  |  | 0 | 0 | 0 | 0 | 0 | 0 | 0 | 0 | 0 | 5 | 2 | 1 | 1 | [19 empty] | 1 | 1 | 0
PG&E GBA | Moraga | 230 | Offshore_Wind |  |  | 0 | 0 | 0 | 0 | 0 | 0 | 0 | 0 | 0 | 5 | 2 | 1 | 1 | [19 empty] | 1 | 1 | 0
PG&E GBA | Morgan Hill | 115 | Offshore_Wind |  |  | 0 | 0 | 0 | 0 | 0 | 0 | 0 | 0 | 0 | 1 | 1 | 1 | 1 | [19 empty] | 1 | 1 | 0
PG&E KERN | Morro Bay | 115 | Offshore_Wind |  |  | 0 | 0 | 0 | 0 | 0 | 0 | 0 | 0 | 0 | 5 | 2 | 5 | 2 | [19 empty] | 1 | 1 | 0
PG&E KERN | Morro Bay | 230 | Offshore_Wind |  |  | 0 | 0 | 0 | 0 | 0 | 0 | 0 | 0 | 0 | 5 | 2 | 5 | 2 | [19 empty] | 1 | 1 | 0
PG&E KERN | Morro Bay | 500 | Offshore_Wind |  |  | 0 | 0 | 0 | 0 | 0 | 0 | 0 | 0 | 0 | 5 | 2 | 4 | 2 | [19 empty] | 1 | 1 | 0
PG&E GBA | Moss Landing | 115 | Offshore_Wind |  |  | 0 | 0 | 0 | 0 | 0 | 0 | 0 | 0 | 0 | 1 | 1 | 1 | 1 | [19 empty] | 1 | 1 | 0
PG&E GBA | Moss Landing | 230 | Offshore_Wind |  |  | 0 | 0 | 0 | 0 | 0 | 0 | 0 | 0 | 0 | 1 | 1 | 1 | 1 | [19 empty] | 1 | 1 | 0
PG&E GBA | Moss Landing | 500 | Offshore_Wind |  |  | 0 | 0 | 0 | 0 | 0 | 0 | 0 | 0 | 0 | 5 | 2 | 1 | 1 | 5 | [18 empty] | 1 | 1 | 0
EOP | Mountain Pass | 115 | Offshore_Wind |  |  | 0 | 0 | 0 | 0 | 0 | 0 | 0 | 0 | 0 | 5 | 2 | 1 | 1 | [19 empty] | 1 | 1 | 0
PG&E GBA | Mountain View | 115 | Offshore_Wind |  |  | 0 | 0 | 0 | 0 | 0 | 0 | 0 | 0 | 0 | 1 | 1 | 1 | 1 | [19 empty] | 1 | 1 | 0
PG&E GBA | Mt Eden | 115 | Offshore_Wind |  |  | 0 | 0 | 0 | 0 | 0 | 0 | 0 | 0 | 0 | 5 | 2 | 1 | 1 | [19 empty] | 1 | 1 | 0
PG&E KERN | Mt Poso | 115 | Offshore_Wind |  |  | 0 | 0 | 0 | 0 | 0 | 0 | 0 | 0 | 0 | 5 | 2 | 5 | 2 | [19 empty] | 1 | 1 | 0
PG&E FRESNO | Mustang | 230 | Offshore_Wind |  |  | 0 | 0 | 0 | 0 | 0 | 0 | 0 | 0 | 0 | 5 | 2 | 5 | 2 | [19 empty] | 1 | 1 | 0
PG&E KERN | New Sub - Gates - Midway (Proposed) | 230 | Offshore_Wind |  |  | 0 | 0 | 0 | 0 | 0 | 0 | 0 | 0 | 0 | 5 | 2 | 5 | 2 | 3 | [18 empty] | 1 | 1 | 0
PG&E KERN | New Sub - Gates - Templeton (Proposed) | 230 | Offshore_Wind |  |  | 0 | 0 | 0 | 0 | 0 | 0 | 0 | 0 | 0 | 5 | 2 | 5 | 2 | [19 empty] | 1 | 1 | 0
SCE NOL | New Sub - Kramer - Lugo (Proposed) | 230 | Offshore_Wind |  |  | 0 | 0 | 0 | 0 | 0 | 0 | 0 | 0 | 0 | 4 | 3 | 1 | 1 | [19 empty] | 1 | 1 | 0
PG&E FRESNO | New Sub - Los Banos - Midway (Proposed) | 500 | Offshore_Wind |  |  | 0 | 0 | 0 | 0 | 0 | 0 | 0 | 0 | 0 | 5 | 2 | 4 | 2 | 5 | [18 empty] | 1 | 1 | 0
SCE NOL | New Sub - Lugo - Pisgah (Proposed) | 230 | Offshore_Wind |  |  | 0 | 0 | 0 | 0 | 0 | 0 | 0 | 0 | 0 | 1 | 1 | 1 | 1 | [19 empty] | 1 | 1 | 0
PG&E KERN | New Sub - Midway - Wheeler Ridge (Proposed) | 230 | Offshore_Wind |  |  | 0 | 0 | 0 | 0 | 0 | 0 | 0 | 0 | 0 | 5 | 2 | 5 | 2 | [19 empty] | 1 | 1 | 0
PG&E NGBA | New Sub - Near existing Leavitt (PSREC) | 345 | Offshore_Wind |  |  | 0 | 0 | 0 | 0 | 0 | 0 | 0 | 0 | 0 | 5 | 2 | 1 | 1 | [19 empty] | 1 | 1 | 0
PG&E NGBA | New Sub - Near existing Madeline (NVE) | 345 | Offshore_Wind |  |  | 0 | 0 | 0 | 0 | 0 | 0 | 0 | 0 | 0 | 5 | 2 | 1 | 1 | [19 empty] | 1 | 1 | 0
SDGE | New Sub - North Gila - IV (Proposed) | 500 | Offshore_Wind |  |  | 0 | 0 | 0 | 0 | 0 | 0 | 0 | 0 | 0 | 3 | 3 | 1 | 1 | [19 empty] | 1 | 1 | 0
PG&E NGBA | New Sub - Pit 1 - Cottonwood (Proposed) | 230 | Offshore_Wind |  |  | 0 | 0 | 0 | 0 | 0 | 0 | 0 | 0 | 0 | 5 | 2 | 1 | 1 | [19 empty] | 1 | 1 | 0
PG&E GBA | New Sub - Rancho Seco - Bellota (Proposed) | 230 | Offshore_Wind |  |  | 0 | 0 | 0 | 0 | 0 | 0 | 0 | 0 | 0 | 1 | 1 | 1 | 1 | [19 empty] | 1 | 1 | 0
SDGE | New Sub - Suncrest - Ocotillo (Proposed) | 500 | Offshore_Wind |  |  | 0 | 0 | 0 | 0 | 0 | 0 | 0 | 0 | 0 | 3 | 3 | 1 | 1 | [19 empty] | 1 | 1 | 0
PG&E FRESNO | New Sub - Westley - Quinto (Proposed) | 230 | Offshore_Wind |  |  | 0 | 0 | 0 | 0 | 0 | 0 | 0 | 0 | 0 | 1 | 1 | 1 | 1 | [19 empty] | 1 | 1 | 0
PG&E GBA | Newark | 115 | Offshore_Wind |  |  | 0 | 0 | 0 | 0 | 0 | 0 | 0 | 0 | 0 | 1 | 1 | 1 | 1 | [19 empty] | 1 | 1 | 0
PG&E GBA | Newark | 230 | Offshore_Wind |  |  | 0 | 0 | 0 | 0 | 0 | 0 | 0 | 0 | 0 | 1 | 1 | 1 | 1 | 4 | [18 empty] | 1 | 1 | 0
PG&E FRESNO | Newhall | 115 | Offshore_Wind |  |  | 0 | 0 | 0 | 0 | 0 | 0 | 0 | 0 | 0 | 5 | 2 | 5 | 2 | [19 empty] | 1 | 1 | 0
PG&E KERN | Norco | 115 | Offshore_Wind |  |  | 0 | 0 | 0 | 0 | 0 | 0 | 0 | 0 | 0 | 5 | 2 | 5 | 2 | [19 empty] | 1 | 1 | 0
PG&E GBA | Nortech | 115 | Offshore_Wind |  |  | 0 | 0 | 0 | 0 | 0 | 0 | 0 | 0 | 0 | 1 | 1 | 1 | 1 | [19 empty] | 1 | 1 | 0
SDGE | North City Metering | 138 | Offshore_Wind |  |  | 0 | 0 | 0 | 0 | 0 | 0 | 0 | 0 | 0 | 3 | 3 | 1 | 1 | [19 empty] | 1 | 1 | 0
PG&E GBA | North Dublin | 230 | Offshore_Wind |  |  | 0 | 0 | 0 | 0 | 0 | 0 | 0 | 0 | 0 | 5 | 5 | 1 | 1 | [19 empty] | 1 | 1 | 0
SDGE | North Gila | 500 | Offshore_Wind |  |  | 0 | 0 | 0 | 0 | 0 | 0 | 0 | 0 | 0 | 3 | 3 | 1 | 1 | [19 empty] | 1 | 1 | 0
SCE Metro | North of SONGS | 230 | Offshore_Wind |  |  | 0 | 0 | 0 | 0 | 0 | 0 | 0 | 0 | 0 | 1 | 1 | 1 | 1 | [19 empty] | 1 | 1 | 0
SCE Metro | North of SONGS | 500 | Offshore_Wind |  |  | 0 | 0 | 0 | 0 | 0 | 0 | 0 | 0 | 0 | 1 | 1 | 1 | 1 | [19 empty] | 1 | 1 | 0
PG&E NGBA | Notre Dame | 115 | Offshore_Wind |  |  | 0 | 0 | 0 | 0 | 0 | 0 | 0 | 0 | 0 | 5 | 2 | 1 | 1 | [19 empty] | 1 | 1 | 0
PG&E GBA | Oakland C | 115 | Offshore_Wind |  |  | 0 | 0 | 0 | 0 | 0 | 0 | 0 | 0 | 0 | 5 | 2 | 1 | 1 | 3 | [18 empty] | 1 | 1 | 0
PG&E GBA | Oakland J | 115 | Offshore_Wind |  |  | 0 | 0 | 0 | 0 | 0 | 0 | 0 | 0 | 0 | 5 | 2 | 1 | 1 | [19 empty] | 1 | 1 | 0
PG&E GBA | Oakland L | 115 | Offshore_Wind |  |  | 0 | 0 | 0 | 0 | 0 | 0 | 0 | 0 | 0 | 5 | 2 | 1 | 1 | [19 empty] | 1 | 1 | 0
PG&E GBA | Oakland X | 115 | Offshore_Wind |  |  | 0 | 0 | 0 | 0 | 0 | 0 | 0 | 0 | 0 | 5 | 2 | 1 | 1 | [19 empty] | 1 | 1 | 0
PG&E KERN | Oceano | 115 | Offshore_Wind |  |  | 0 | 0 | 0 | 0 | 0 | 0 | 0 | 0 | 0 | 5 | 2 | 5 | 2 | [19 empty] | 1 | 1 | 0
SDGE | Ocotillo Express | 500 | Offshore_Wind |  |  | 0 | 0 | 0 | 0 | 0 | 0 | 0 | 0 | 0 | 3 | 3 | 1 | 1 | [19 empty] | 1 | 1 | 0
SDGE | Old Town | 230 | Offshore_Wind |  |  | 0 | 0 | 0 | 0 | 0 | 0 | 0 | 0 | 0 | 3 | 3 | 1 | 1 | [19 empty] | 1 | 1 | 0
SCE Metro | Olinda | 230 | Offshore_Wind |  |  | 0 | 0 | 0 | 0 | 0 | 0 | 0 | 0 | 0 | 1 | 1 | 1 | 1 | [19 empty] | 1 | 1 | 0
PG&E FRESNO | Olive | 115 | Offshore_Wind |  |  | 0 | 0 | 0 | 0 | 0 | 0 | 0 | 0 | 0 | 5 | 2 | 5 | 2 | 3 | [18 empty] | 1 | 1 | 0
PG&E NGBA | Olivehurst | 115 | Offshore_Wind |  |  | 0 | 0 | 0 | 0 | 0 | 0 | 0 | 0 | 0 | 5 | 2 | 1 | 1 | [19 empty] | 1 | 1 | 0
SCE Northern | Ormond Beach | 230 | Offshore_Wind |  |  | 0 | 0 | 0 | 0 | 0 | 0 | 0 | 0 | 0 | 5 | 2 | 1 | 1 | [19 empty] | 1 | 1 | 0
PG&E FRESNO | Oro Loma | 115 | Offshore_Wind |  |  | 0 | 0 | 0 | 0 | 0 | 0 | 0 | 0 | 0 | 5 | 2 | 5 | 2 | [19 empty] | 1 | 1 | 0
SDGE | Otay Mesa | 230 | Offshore_Wind |  |  | 0 | 0 | 0 | 0 | 0 | 0 | 0 | 0 | 0 | 3 | 3 | 1 | 1 | [19 empty] | 1 | 1 | 0
PG&E FRESNO | Padre Flats SW STA | 230 | Offshore_Wind |  |  | 0 | 0 | 0 | 0 | 0 | 0 | 0 | 0 | 0 | 5 | 2 | 5 | 2 | [19 empty] | 1 | 1 | 0
EOP | Pahrump | 138 | Offshore_Wind |  |  | 0 | 0 | 0 | 0 | 0 | 0 | 0 | 0 | 0 | 5 | 2 | 1 | 1 | [19 empty] | 1 | 1 | 0
EOP | Pahrump | 230 | Offshore_Wind |  |  | 0 | 0 | 0 | 0 | 0 | 0 | 0 | 0 | 0 | 5 | 2 | 1 | 1 | [19 empty] | 1 | 1 | 0
PG&E NGBA | Palermo | 115 | Offshore_Wind |  |  | 0 | 0 | 0 | 0 | 0 | 0 | 0 | 0 | 0 | 5 | 2 | 1 | 1 | 4 | [18 empty] | 1 | 1 | 0
PG&E NGBA | Palermo | 230 | Offshore_Wind |  |  | 0 | 0 | 0 | 0 | 0 | 0 | 0 | 0 | 0 | 5 | 2 | 1 | 1 | [19 empty] | 1 | 1 | 0
SCE Eastern | Palo Verde | 500 | Offshore_Wind |  |  | 0 | 0 | 0 | 0 | 0 | 0 | 0 | 0 | 0 | 5 | 4 | 4 | 4 | [19 empty] | 1 | 1 | 0
SDGE | Palomar Energy | 230 | Offshore_Wind |  |  | 0 | 0 | 0 | 0 | 0 | 0 | 0 | 0 | 0 | 3 | 3 | 1 | 1 | [19 empty] | 1 | 1 | 0
PG&E FRESNO | Panoche | 115 | Offshore_Wind |  |  | 0 | 0 | 0 | 0 | 0 | 0 | 0 | 0 | 0 | 5 | 2 | 5 | 2 | [19 empty] | 1 | 1 | 0
PG&E FRESNO | Panoche | 230 | Offshore_Wind |  |  | 0 | 0 | 0 | 0 | 0 | 0 | 0 | 0 | 0 | 5 | 2 | 5 | 2 | 3 | [18 empty] | 1 | 1 | 0
SCE Northern | Pardee | 230 | Offshore_Wind |  |  | 0 | 0 | 0 | 0 | 0 | 0 | 0 | 0 | 0 | 5 | 2 | 1 | 1 | [19 empty] | 1 | 1 | 0
PG&E NGBA | Parkway | 230 | Offshore_Wind |  |  | 0 | 0 | 0 | 0 | 0 | 0 | 0 | 0 | 0 | 5 | 5 | 1 | 1 | [19 empty] | 1 | 1 | 0
SCE Northern | Pastoria | 230 | Offshore_Wind |  |  | 0 | 0 | 0 | 0 | 0 | 0 | 0 | 0 | 0 | 5 | 2 | 1 | 1 | [19 empty] | 1 | 1 | 0
SCE Metro | Pauda | 230 | Offshore_Wind |  |  | 0 | 0 | 0 | 0 | 0 | 0 | 0 | 0 | 0 | 1 | 1 | 1 | 1 | [19 empty] | 1 | 1 | 0
PG&E GBA | Paul Sweet | 115 | Offshore_Wind |  |  | 0 | 0 | 0 | 0 | 0 | 0 | 0 | 0 | 0 | 1 | 1 | 1 | 1 | [19 empty] | 1 | 1 | 0
PG&E NGBA | Peabody | 230 | Offshore_Wind |  |  | 0 | 0 | 0 | 0 | 0 | 0 | 0 | 0 | 0 | 5 | 5 | 1 | 1 | [19 empty] | 1 | 1 | 0
PG&E NGBA | Pease | 115 | Offshore_Wind |  |  | 0 | 0 | 0 | 0 | 0 | 0 | 0 | 0 | 0 | 5 | 2 | 1 | 1 | [19 empty] | 1 | 1 | 0
SDGE | Penasquitos | 138 | Offshore_Wind |  |  | 0 | 0 | 0 | 0 | 0 | 0 | 0 | 0 | 0 | 3 | 3 | 1 | 1 | [19 empty] | 1 | 1 | 0
SDGE | Penasquitos | 230 | Offshore_Wind |  |  | 0 | 0 | 0 | 0 | 0 | 0 | 0 | 0 | 0 | 3 | 3 | 1 | 1 | [19 empty] | 1 | 1 | 0
PG&E NGBA | Penngrove | 115 | Offshore_Wind |  |  | 0 | 0 | 0 | 0 | 0 | 0 | 0 | 0 | 0 | 5 | 5 | 1 | 1 | [19 empty] | 1 | 1 | 0
PG&E GBA | Peoria | 115 | Offshore_Wind |  |  | 0 | 0 | 0 | 0 | 0 | 0 | 0 | 0 | 0 | 5 | 5 | 1 | 1 | [19 empty] | 1 | 1 | 0
PG&E GBA | Piercy | 115 | Offshore_Wind |  |  | 0 | 0 | 0 | 0 | 0 | 0 | 0 | 0 | 0 | 1 | 1 | 1 | 1 | [19 empty] | 1 | 1 | 0
PG&E FRESNO | Pine Flat | 230 | Offshore_Wind |  |  | 0 | 0 | 0 | 0 | 0 | 0 | 0 | 0 | 0 | 5 | 2 | 5 | 2 | [19 empty] | 1 | 1 | 0
SCE NOL | Pisgah | 230 | Offshore_Wind |  |  | 0 | 0 | 0 | 0 | 0 | 0 | 0 | 0 | 0 | 1 | 1 | 1 | 1 | 4 | [18 empty] | 1 | 1 | 0
PG&E NGBA | Pit 1 | 230 | Offshore_Wind |  |  | 0 | 0 | 0 | 0 | 0 | 0 | 0 | 0 | 0 | 5 | 2 | 1 | 1 | [19 empty] | 1 | 1 | 0
PG&E NGBA | Pit 3 | 230 | Offshore_Wind |  |  | 0 | 0 | 0 | 0 | 0 | 0 | 0 | 0 | 0 | 5 | 2 | 1 | 1 | [19 empty] | 1 | 1 | 0
PG&E NGBA | Pit 4 | 230 | Offshore_Wind |  |  | 0 | 0 | 0 | 0 | 0 | 0 | 0 | 0 | 0 | 5 | 2 | 1 | 1 | [19 empty] | 1 | 1 | 0
PG&E GBA | Pittsburg | 115 | Offshore_Wind |  |  | 0 | 0 | 0 | 0 | 0 | 0 | 0 | 0 | 0 | 5 | 2 | 1 | 1 | 4 | [18 empty] | 1 | 1 | 0
PG&E GBA | Pittsburg | 230 | Offshore_Wind |  |  | 0 | 0 | 0 | 0 | 0 | 0 | 0 | 0 | 0 | 5 | 2 | 1 | 1 | 4 | [18 empty] | 1 | 1 | 0
PG&E NGBA | Pleasant Grove | 115 | Offshore_Wind |  |  | 0 | 0 | 0 | 0 | 0 | 0 | 0 | 0 | 0 | 5 | 2 | 1 | 1 | [19 empty] | 1 | 1 | 0
PG&E NGBA | POE | 230 | Offshore_Wind |  |  | 0 | 0 | 0 | 0 | 0 | 0 | 0 | 0 | 0 | 5 | 2 | 1 | 1 | [19 empty] | 1 | 1 | 0
PG&E KERN | Poso Mountain | 115 | Offshore_Wind |  |  | 0 | 0 | 0 | 0 | 0 | 0 | 0 | 0 | 0 | 5 | 2 | 5 | 2 | [19 empty] | 1 | 1 | 0
EOP | Primm | 230 | Offshore_Wind |  |  | 0 | 0 | 0 | 0 | 0 | 0 | 0 | 0 | 0 | 5 | 2 | 1 | 1 | [19 empty] | 1 | 1 | 0
PG&E NGBA | Putah Creek | 115 | Offshore_Wind |  |  | 0 | 0 | 0 | 0 | 0 | 0 | 0 | 0 | 0 | 5 | 5 | 1 | 1 | [19 empty] | 1 | 1 | 0
SDGE | Q1806 | 138 | Offshore_Wind |  |  | 0 | 0 | 0 | 0 | 0 | 0 | 0 | 0 | 0 | 1 | 1 | 1 | 1 | [19 empty] | 1 | 1 | 0
PG&E FRESNO | Quinto | 230 | Offshore_Wind |  |  | 0 | 0 | 0 | 0 | 0 | 0 | 0 | 0 | 0 | 5 | 2 | 5 | 2 | [19 empty] | 1 | 1 | 0
PG&E GBA | Race Track | 115 | Offshore_Wind |  |  | 0 | 0 | 0 | 0 | 0 | 0 | 0 | 0 | 0 | 5 | 5 | 1 | 1 | [19 empty] | 1 | 1 | 0
SDGE | Rancho Mission Viejo | 138 | Offshore_Wind |  |  | 0 | 0 | 0 | 0 | 0 | 0 | 0 | 0 | 0 | 1 | 1 | 1 | 1 | [19 empty] | 1 | 1 | 0
PG&E GBA | Rancho Seco | 230 | Offshore_Wind |  |  | 0 | 0 | 0 | 0 | 0 | 0 | 0 | 0 | 0 | 1 | 1 | 1 | 1 | [19 empty] | 1 | 1 | 0
SCE Metro | Rancho Vista | 230 | Offshore_Wind |  |  | 0 | 0 | 0 | 0 | 0 | 0 | 0 | 0 | 0 | 1 | 1 | 1 | 1 | [19 empty] | 1 | 1 | 0
SCE Metro | Rancho Vista | 500 | Offshore_Wind |  |  | 0 | 0 | 0 | 0 | 0 | 0 | 0 | 0 | 0 | 1 | 1 | 1 | 1 | [19 empty] | 1 | 1 | 0
SCE NOL | Ransburg | 115 | Offshore_Wind |  |  | 0 | 0 | 0 | 0 | 0 | 0 | 0 | 0 | 0 | 4 | 3 | 1 | 1 | [19 empty] | 1 | 1 | 0
PG&E GBA | Ravenswood | 115 | Offshore_Wind |  |  | 0 | 0 | 0 | 0 | 0 | 0 | 0 | 0 | 0 | 5 | 2 | 1 | 1 | [19 empty] | 1 | 1 | 0
PG&E GBA | Ravenswood | 230 | Offshore_Wind |  |  | 0 | 0 | 0 | 0 | 0 | 0 | 0 | 0 | 0 | 5 | 2 | 1 | 1 | [19 empty] | 1 | 1 | 0
SCE Northern | Rector | 230 | Offshore_Wind |  |  | 0 | 0 | 0 | 0 | 0 | 0 | 0 | 0 | 0 | 1 | 1 | 1 | 1 | [19 empty] | 1 | 1 | 0
SCE Eastern | Red Bluff | 230 | Offshore_Wind |  |  | 0 | 0 | 0 | 0 | 0 | 0 | 0 | 0 | 0 | 4 | 4 | 4 | 4 | 1 | [18 empty] | 1 | 1 | 0
SCE Eastern | Red Bluff | 500 | Offshore_Wind |  |  | 0 | 0 | 0 | 0 | 0 | 0 | 0 | 0 | 0 | 4 | 4 | 4 | 4 | 5 | [18 empty] | 1 | 1 | 0
PG&E NGBA | Redbud | 115 | Offshore_Wind |  |  | 0 | 0 | 0 | 0 | 0 | 0 | 0 | 0 | 0 | 5 | 5 | 1 | 1 | [19 empty] | 1 | 1 | 0
SCE Metro | Redondo | 230 | Offshore_Wind |  |  | 0 | 0 | 0 | 0 | 0 | 0 | 0 | 0 | 0 | 1 | 1 | 1 | 1 | [19 empty] | 1 | 1 | 0
PG&E FRESNO | Reedley | 115 | Offshore_Wind |  |  | 0 | 0 | 0 | 0 | 0 | 0 | 0 | 0 | 0 | 5 | 2 | 5 | 2 | [19 empty] | 1 | 1 | 0
PG&E KERN | Renfro | 115 | Offshore_Wind |  |  | 0 | 0 | 0 | 0 | 0 | 0 | 0 | 0 | 0 | 5 | 2 | 5 | 2 | [19 empty] | 1 | 1 | 0
PG&E GBA | Richmond R | 115 | Offshore_Wind |  |  | 0 | 0 | 0 | 0 | 0 | 0 | 0 | 0 | 0 | 5 | 2 | 1 | 1 | [19 empty] | 1 | 1 | 0
PG&E NGBA | Rincon | 115 | Offshore_Wind |  |  | 0 | 0 | 0 | 0 | 0 | 0 | 0 | 0 | 0 | 5 | 5 | 1 | 1 | [19 empty] | 1 | 1 | 0
PG&E KERN | Rio Bravo | 115 | Offshore_Wind |  |  | 0 | 0 | 0 | 0 | 0 | 0 | 0 | 0 | 0 | 5 | 2 | 5 | 2 | 4 | [18 empty] | 1 | 1 | 0
SCE Metro | Rio Hondo | 230 | Offshore_Wind |  |  | 0 | 0 | 0 | 0 | 0 | 0 | 0 | 0 | 0 | 1 | 1 | 1 | 1 | 1 | [18 empty] | 1 | 1 | 0
PG&E NGBA | Rio Oso | 115 | Offshore_Wind |  |  | 0 | 0 | 0 | 0 | 0 | 0 | 0 | 0 | 0 | 5 | 2 | 1 | 1 | [19 empty] | 1 | 1 | 0
PG&E NGBA | Rio Oso | 230 | Offshore_Wind |  |  | 0 | 0 | 0 | 0 | 0 | 0 | 0 | 0 | 0 | 5 | 2 | 1 | 1 | [19 empty] | 1 | 1 | 0
PG&E GBA | Ripon | 115 | Offshore_Wind |  |  | 0 | 0 | 0 | 0 | 0 | 0 | 0 | 0 | 0 | 5 | 5 | 1 | 1 | 3 | [18 empty] | 1 | 1 | 0
PG&E GBA | Riverbank | 115 | Offshore_Wind |  |  | 0 | 0 | 0 | 0 | 0 | 0 | 0 | 0 | 0 | 5 | 5 | 1 | 1 | [19 empty] | 1 | 1 | 0
SCE NOL | Roadway | 115 | Offshore_Wind |  |  | 0 | 0 | 0 | 0 | 0 | 0 | 0 | 0 | 0 | 1 | 1 | 1 | 1 | 3 | [18 empty] | 1 | 1 | 0
PG&E NGBA | Rock Creek 1 | 230 | Offshore_Wind |  |  | 0 | 0 | 0 | 0 | 0 | 0 | 0 | 0 | 0 | 5 | 2 | 1 | 1 | [19 empty] | 1 | 1 | 0
PG&E GBA | Rossmoor | 230 | Offshore_Wind |  |  | 0 | 0 | 0 | 0 | 0 | 0 | 0 | 0 | 0 | 5 | 5 | 1 | 1 | [19 empty] | 1 | 1 | 0
PG&E NGBA | Round Mountain | 230 | Offshore_Wind |  |  | 0 | 0 | 0 | 0 | 0 | 0 | 0 | 0 | 0 | 5 | 2 | 1 | 1 | [19 empty] | 1 | 1 | 0
PG&E NGBA | Round Mountain | 500 | Offshore_Wind |  |  | 0 | 0 | 0 | 0 | 0 | 0 | 0 | 0 | 0 | 5 | 2 | 1 | 1 | [19 empty] | 1 | 1 | 0
PG&E GBA | Salado | 115 | Offshore_Wind |  |  | 0 | 0 | 0 | 0 | 0 | 0 | 0 | 0 | 0 | 1 | 1 | 1 | 1 | [19 empty] | 1 | 1 | 0
PG&E GBA | Salinas | 115 | Offshore_Wind |  |  | 0 | 0 | 0 | 0 | 0 | 0 | 0 | 0 | 0 | 1 | 1 | 1 | 1 | [19 empty] | 1 | 1 | 0
SCE Eastern | San Bernardino | 230 | Offshore_Wind |  |  | 0 | 0 | 0 | 0 | 0 | 0 | 0 | 0 | 0 | 4 | 2 | 1 | 1 | [19 empty] | 1 | 1 | 0
PG&E GBA | SAN FRAN A (POTRERO PP) | 115 | Offshore_Wind |  |  | 0 | 0 | 0 | 0 | 0 | 0 | 0 | 0 | 0 | 5 | 2 | 1 | 1 | [19 empty] | 1 | 1 | 0
PG&E GBA | SAN FRAN A (POTRERO PP) | 230 | Offshore_Wind |  |  | 0 | 0 | 0 | 0 | 0 | 0 | 0 | 0 | 0 | 5 | 2 | 1 | 1 | [19 empty] | 1 | 1 | 0
PG&E GBA | San Jose A | 115 | Offshore_Wind |  |  | 0 | 0 | 0 | 0 | 0 | 0 | 0 | 0 | 0 | 1 | 1 | 1 | 1 | [19 empty] | 1 | 1 | 0
PG&E GBA | San Jose B | 115 | Offshore_Wind |  |  | 0 | 0 | 0 | 0 | 0 | 0 | 0 | 0 | 0 | 1 | 1 | 1 | 1 | [19 empty] | 1 | 1 | 0
PG&E GBA | San Leandro U | 115 | Offshore_Wind |  |  | 0 | 0 | 0 | 0 | 0 | 0 | 0 | 0 | 0 | 5 | 2 | 1 | 1 | [19 empty] | 1 | 1 | 0
PG&E KERN | San Luis Obispo | 115 | Offshore_Wind |  |  | 0 | 0 | 0 | 0 | 0 | 0 | 0 | 0 | 0 | 5 | 2 | 5 | 2 | [19 empty] | 1 | 1 | 0
SDGE | San Luis Rey | 230 | Offshore_Wind |  |  | 0 | 0 | 0 | 0 | 0 | 0 | 0 | 0 | 0 | 3 | 3 | 1 | 1 | [19 empty] | 1 | 1 | 0
SCE Metro | San Onofre | 230 | Offshore_Wind |  |  | 0 | 0 | 0 | 0 | 0 | 0 | 0 | 0 | 0 | 1 | 1 | 1 | 1 | [19 empty] | 1 | 1 | 0
PG&E GBA | San Pablo | 115 | Offshore_Wind |  |  | 0 | 0 | 0 | 0 | 0 | 0 | 0 | 0 | 0 | 5 | 2 | 1 | 1 | [19 empty] | 1 | 1 | 0
PG&E GBA | San Ramon | 230 | Offshore_Wind |  |  | 0 | 0 | 0 | 0 | 0 | 0 | 0 | 0 | 0 | 5 | 2 | 1 | 1 | [19 empty] | 1 | 1 | 0
SCE NOL | Sandlot | 230 | Offshore_Wind |  |  | 0 | 0 | 0 | 0 | 0 | 0 | 0 | 0 | 0 | 4 | 3 | 1 | 1 | [19 empty] | 1 | 1 | 0
EOP | Sandy | 138 | Offshore_Wind |  |  | 0 | 0 | 0 | 0 | 0 | 0 | 0 | 0 | 0 | 5 | 2 | 1 | 1 | [19 empty] | 1 | 1 | 0
PG&E FRESNO | Sanger | 115 | Offshore_Wind |  |  | 0 | 0 | 0 | 0 | 0 | 0 | 0 | 0 | 0 | 5 | 2 | 5 | 2 | 3 | [18 empty] | 1 | 1 | 0
SCE Northern | Santa Clara | 230 | Offshore_Wind |  |  | 0 | 0 | 0 | 0 | 0 | 0 | 0 | 0 | 0 | 5 | 2 | 1 | 1 | [19 empty] | 1 | 1 | 0
PG&E NGBA | Santa Rosa A | 115 | Offshore_Wind |  |  | 0 | 0 | 0 | 0 | 0 | 0 | 0 | 0 | 0 | 5 | 5 | 1 | 1 | [19 empty] | 1 | 1 | 0
PG&E GBA | Santa Teresa | 115 | Offshore_Wind |  |  | 0 | 0 | 0 | 0 | 0 | 0 | 0 | 0 | 0 | 1 | 1 | 1 | 1 | 3 | [18 empty] | 1 | 1 | 0
SDGE | Santee | 138 | Offshore_Wind |  |  | 0 | 0 | 0 | 0 | 0 | 0 | 0 | 0 | 0 | 3 | 3 | 1 | 1 | [19 empty] | 1 | 1 | 0
SCE Metro | Santiago | 230 | Offshore_Wind |  |  | 0 | 0 | 0 | 0 | 0 | 0 | 0 | 0 | 0 | 1 | 1 | 1 | 1 | [19 empty] | 1 | 1 | 0
PG&E GBA | Saratoga | 230 | Offshore_Wind |  |  | 0 | 0 | 0 | 0 | 0 | 0 | 0 | 0 | 0 | 1 | 1 | 1 | 1 | [19 empty] | 1 | 1 | 0
SCE Northern | Saugus | 230 | Offshore_Wind |  |  | 0 | 0 | 0 | 0 | 0 | 0 | 0 | 0 | 0 | 5 | 2 | 1 | 1 | [19 empty] | 1 | 1 | 0
PG&E FRESNO | Schindler | 115 | Offshore_Wind |  |  | 0 | 0 | 0 | 0 | 0 | 0 | 0 | 0 | 0 | 5 | 2 | 5 | 2 | 3 | [18 empty] | 1 | 1 | 0
PG&E GBA | Schulte | 115 | Offshore_Wind |  |  | 0 | 0 | 0 | 0 | 0 | 0 | 0 | 0 | 0 | 5 | 5 | 1 | 1 | 3 | [18 empty] | 1 | 1 | 0
PG&E KERN | Semitropic | 115 | Offshore_Wind |  |  | 0 | 0 | 0 | 0 | 0 | 0 | 0 | 0 | 0 | 5 | 2 | 5 | 2 | [19 empty] | 1 | 1 | 0
SCE Metro | Serrano | 230 | Offshore_Wind |  |  | 0 | 0 | 0 | 0 | 0 | 0 | 0 | 0 | 0 | 1 | 1 | 1 | 1 | 5 | [18 empty] | 1 | 1 | 0
SCE Metro | Serrano | 500 | Offshore_Wind |  |  | 0 | 0 | 0 | 0 | 0 | 0 | 0 | 0 | 0 | 1 | 1 | 1 | 1 | 5 | [18 empty] | 1 | 1 | 0
SDGE | Shadowridge | 138 | Offshore_Wind |  |  | 0 | 0 | 0 | 0 | 0 | 0 | 0 | 0 | 0 | 3 | 3 | 1 | 1 | [19 empty] | 1 | 1 | 0
PG&E KERN | Shafter | 115 | Offshore_Wind |  |  | 0 | 0 | 0 | 0 | 0 | 0 | 0 | 0 | 0 | 5 | 2 | 5 | 2 | [19 empty] | 1 | 1 | 0
PG&E NGBA | Silverado | 115 | Offshore_Wind |  |  | 0 | 0 | 0 | 0 | 0 | 0 | 0 | 0 | 0 | 5 | 5 | 1 | 1 | [19 empty] | 1 | 1 | 0
SDGE | Silvergate | 230 | Offshore_Wind |  |  | 0 | 0 | 0 | 0 | 0 | 0 | 0 | 0 | 0 | 3 | 3 | 1 | 1 | [19 empty] | 1 | 1 | 0
PG&E KERN | Sisquoc | 115 | Offshore_Wind |  |  | 0 | 0 | 0 | 0 | 0 | 0 | 0 | 0 | 0 | 5 | 2 | 5 | 2 | [19 empty] | 1 | 1 | 0
EOP | Sloan Canyon | 230 | Offshore_Wind |  |  | 0 | 0 | 0 | 0 | 0 | 0 | 0 | 0 | 0 | 5 | 2 | 1 | 1 | [19 empty] | 1 | 1 | 0
EOP | Sloan Canyon | 500 | Offshore_Wind |  |  | 0 | 0 | 0 | 0 | 0 | 0 | 0 | 0 | 0 | 5 | 2 | 1 | 1 | [19 empty] | 1 | 1 | 0
PG&E KERN | Smyrna | 115 | Offshore_Wind |  |  | 0 | 0 | 0 | 0 | 0 | 0 | 0 | 0 | 0 | 5 | 2 | 5 | 2 | [19 empty] | 1 | 1 | 0
PG&E GBA | Sobrante | 115 | Offshore_Wind |  |  | 0 | 0 | 0 | 0 | 0 | 0 | 0 | 0 | 0 | 5 | 2 | 1 | 1 | [19 empty] | 1 | 1 | 0
PG&E GBA | Sobrante | 230 | Offshore_Wind |  |  | 0 | 0 | 0 | 0 | 0 | 0 | 0 | 0 | 0 | 5 | 2 | 1 | 1 | [19 empty] | 1 | 1 | 0
PG&E KERN | Solar | 230 | Offshore_Wind |  |  | 0 | 0 | 0 | 0 | 0 | 0 | 0 | 0 | 0 | 5 | 2 | 5 | 2 | [19 empty] | 1 | 1 | 0
PG&E GBA | Soledad | 115 | Offshore_Wind |  |  | 0 | 0 | 0 | 0 | 0 | 0 | 0 | 0 | 0 | 1 | 1 | 1 | 1 | [19 empty] | 1 | 1 | 0
SCE Northern | Springville | 230 | Offshore_Wind |  |  | 0 | 0 | 0 | 0 | 0 | 0 | 0 | 0 | 0 | 1 | 1 | 1 | 1 | 4 | [18 empty] | 1 | 1 | 0
PG&E GBA | Stagg | 230 | Offshore_Wind |  |  | 0 | 0 | 0 | 0 | 0 | 0 | 0 | 0 | 0 | 5 | 2 | 1 | 1 | [19 empty] | 1 | 1 | 0
PG&E GBA | Standard Oil | 115 | Offshore_Wind |  |  | 0 | 0 | 0 | 0 | 0 | 0 | 0 | 0 | 0 | 5 | 2 | 1 | 1 | [19 empty] | 1 | 1 | 0
PG&E GBA | Stanislaus | 115 | Offshore_Wind |  |  | 0 | 0 | 0 | 0 | 0 | 0 | 0 | 0 | 0 | 5 | 5 | 1 | 1 | [19 empty] | 1 | 1 | 0
PG&E KERN | Stockdale | 115 | Offshore_Wind |  |  | 0 | 0 | 0 | 0 | 0 | 0 | 0 | 0 | 0 | 5 | 2 | 5 | 2 | [19 empty] | 1 | 1 | 0
PG&E KERN | Stockdale | 230 | Offshore_Wind |  |  | 0 | 0 | 0 | 0 | 0 | 0 | 0 | 0 | 0 | 5 | 2 | 5 | 2 | [19 empty] | 1 | 1 | 0
PG&E GBA | Stockton A | 115 | Offshore_Wind |  |  | 0 | 0 | 0 | 0 | 0 | 0 | 0 | 0 | 0 | 1 | 1 | 1 | 1 | [19 empty] | 1 | 1 | 0
PG&E GBA | Stone | 115 | Offshore_Wind |  |  | 0 | 0 | 0 | 0 | 0 | 0 | 0 | 0 | 0 | 1 | 1 | 1 | 1 | [19 empty] | 1 | 1 | 0
PG&E FRESNO | Storey | 230 | Offshore_Wind |  |  | 0 | 0 | 0 | 0 | 0 | 0 | 0 | 0 | 0 | 5 | 2 | 5 | 2 | [19 empty] | 1 | 1 | 0
PG&E NGBA | Summit | 115 | Offshore_Wind |  |  | 0 | 0 | 0 | 0 | 0 | 0 | 0 | 0 | 0 | 5 | 2 | 1 | 1 | [19 empty] | 1 | 1 | 0
SDGE | Suncrest | 230 | Offshore_Wind |  |  | 0 | 0 | 0 | 0 | 0 | 0 | 0 | 0 | 0 | 3 | 3 | 1 | 1 | [19 empty] | 1 | 1 | 0
SDGE | Suncrest | 500 | Offshore_Wind |  |  | 0 | 0 | 0 | 0 | 0 | 0 | 0 | 0 | 0 | 3 | 3 | 1 | 1 | [19 empty] | 1 | 1 | 0
PG&E KERN | Sunrise | 230 | Offshore_Wind |  |  | 0 | 0 | 0 | 0 | 0 | 0 | 0 | 0 | 0 | 5 | 2 | 5 | 2 | [19 empty] | 1 | 1 | 0
PG&E KERN | Sunset | 230 | Offshore_Wind |  |  | 0 | 0 | 0 | 0 | 0 | 0 | 0 | 0 | 0 | 5 | 2 | 5 | 2 | [19 empty] | 1 | 1 | 0
PG&E GBA | Swift | 115 | Offshore_Wind |  |  | 0 | 0 | 0 | 0 | 0 | 0 | 0 | 0 | 0 | 1 | 1 | 1 | 1 | [19 empty] | 1 | 1 | 0
SDGE | Sycamore Canyon | 138 | Offshore_Wind |  |  | 0 | 0 | 0 | 0 | 0 | 0 | 0 | 0 | 0 | 3 | 3 | 1 | 1 | 3 | [18 empty] | 1 | 1 | 0
SDGE | Sycamore Canyon | 230 | Offshore_Wind |  |  | 0 | 0 | 0 | 0 | 0 | 0 | 0 | 0 | 0 | 3 | 3 | 1 | 1 | [19 empty] | 1 | 1 | 0
SCE Northern | Sylmar | 230 | Offshore_Wind |  |  | 0 | 0 | 0 | 0 | 0 | 0 | 0 | 0 | 0 | 5 | 2 | 1 | 1 | [19 empty] | 1 | 1 | 0
PG&E NGBA | Table Mountain | 115 | Offshore_Wind |  |  | 0 | 0 | 0 | 0 | 0 | 0 | 0 | 0 | 0 | 5 | 2 | 1 | 1 | [19 empty] | 1 | 1 | 0
PG&E NGBA | Table Mountain | 230 | Offshore_Wind |  |  | 0 | 0 | 0 | 0 | 0 | 0 | 0 | 0 | 0 | 5 | 2 | 1 | 1 | [19 empty] | 1 | 1 | 0
PG&E NGBA | Table Mountain | 500 | Offshore_Wind |  |  | 0 | 0 | 0 | 0 | 0 | 0 | 0 | 0 | 0 | 5 | 2 | 1 | 1 | [19 empty] | 1 | 1 | 0
PG&E KERN | Taft | 115 | Offshore_Wind |  |  | 0 | 0 | 0 | 0 | 0 | 0 | 0 | 0 | 0 | 5 | 2 | 5 | 2 | [19 empty] | 1 | 1 | 0
SDGE | Talega | 138 | Offshore_Wind |  |  | 0 | 0 | 0 | 0 | 0 | 0 | 0 | 0 | 0 | 1 | 1 | 1 | 1 | 3 | [18 empty] | 1 | 1 | 0
SDGE | Talega | 230 | Offshore_Wind |  |  | 0 | 0 | 0 | 0 | 0 | 0 | 0 | 0 | 0 | 1 | 1 | 1 | 1 | [19 empty] | 1 | 1 | 0
PG&E GBA | Tassajara | 230 | Offshore_Wind |  |  | 0 | 0 | 0 | 0 | 0 | 0 | 0 | 0 | 0 | 5 | 2 | 1 | 1 | [19 empty] | 1 | 1 | 0
SDGE | Telegraph Canyon | 138 | Offshore_Wind |  |  | 0 | 0 | 0 | 0 | 0 | 0 | 0 | 0 | 0 | 3 | 3 | 1 | 1 | [19 empty] | 1 | 1 | 0
PG&E KERN | Temblor | 115 | Offshore_Wind |  |  | 0 | 0 | 0 | 0 | 0 | 0 | 0 | 0 | 0 | 5 | 2 | 5 | 2 | [19 empty] | 1 | 1 | 0
PG&E KERN | Templeton | 230 | Offshore_Wind |  |  | 0 | 0 | 0 | 0 | 0 | 0 | 0 | 0 | 0 | 5 | 2 | 5 | 2 | [19 empty] | 1 | 1 | 0
PG&E GBA | Tesla | 115 | Offshore_Wind |  |  | 0 | 0 | 0 | 0 | 0 | 0 | 0 | 0 | 0 | 1 | 1 | 1 | 1 | [19 empty] | 1 | 1 | 0
PG&E GBA | Tesla | 230 | Offshore_Wind |  |  | 0 | 0 | 0 | 0 | 0 | 0 | 0 | 0 | 0 | 5 | 2 | 1 | 1 | 4 | [18 empty] | 1 | 1 | 0
PG&E GBA | Tesla | 500 | Offshore_Wind |  |  | 0 | 0 | 0 | 0 | 0 | 0 | 0 | 0 | 0 | 1 | 1 | 1 | 1 | 5 | [18 empty] | 1 | 1 | 0
PG&E KERN | Tevis | 115 | Offshore_Wind |  |  | 0 | 0 | 0 | 0 | 0 | 0 | 0 | 0 | 0 | 5 | 2 | 5 | 2 | 4 | [18 empty] | 1 | 1 | 0
EOP | Thousandaire | 138 | Offshore_Wind |  |  | 0 | 0 | 0 | 0 | 0 | 0 | 0 | 0 | 0 | 5 | 2 | 1 | 1 | [19 empty] | 1 | 1 | 0
PG&E KERN | Topaz | 230 | Offshore_Wind |  |  | 0 | 0 | 0 | 0 | 0 | 0 | 0 | 0 | 0 | 5 | 2 | 5 | 2 | [19 empty] | 1 | 1 | 0
SCE NOL | Tortilla | 115 | Offshore_Wind |  |  | 0 | 0 | 0 | 0 | 0 | 0 | 0 | 0 | 0 | 4 | 3 | 1 | 1 | [19 empty] | 1 | 1 | 0
SDGE | Trabuco | 138 | Offshore_Wind |  |  | 0 | 0 | 0 | 0 | 0 | 0 | 0 | 0 | 0 | 1 | 1 | 1 | 1 | [19 empty] | 1 | 1 | 0
PG&E GBA | Tracy | 115 | Offshore_Wind |  |  | 0 | 0 | 0 | 0 | 0 | 0 | 0 | 0 | 0 | 1 | 1 | 1 | 1 | [19 empty] | 1 | 1 | 0
PG&E FRESNO | Tranquility | 230 | Offshore_Wind |  |  | 0 | 0 | 0 | 0 | 0 | 0 | 0 | 0 | 0 | 5 | 2 | 5 | 2 | 3 | [18 empty] | 1 | 1 | 0
PG&E GBA | Trimble | 115 | Offshore_Wind |  |  | 0 | 0 | 0 | 0 | 0 | 0 | 0 | 0 | 0 | 1 | 1 | 1 | 1 | [19 empty] | 1 | 1 | 0
EOP | Trout Canyon | 230 | Offshore_Wind |  |  | 0 | 0 | 0 | 0 | 0 | 0 | 0 | 0 | 0 | 5 | 2 | 1 | 1 | [19 empty] | 1 | 1 | 0
EOP | Trout Canyon | 500 | Offshore_Wind |  |  | 0 | 0 | 0 | 0 | 0 | 0 | 0 | 0 | 0 | 5 | 2 | 1 | 1 | [19 empty] | 1 | 1 | 0
PG&E NGBA | Tulucay | 230 | Offshore_Wind |  |  | 0 | 0 | 0 | 0 | 0 | 0 | 0 | 0 | 0 | 5 | 5 | 1 | 1 | [19 empty] | 1 | 1 | 0
PG&E KERN | Tupman | 115 | Offshore_Wind |  |  | 0 | 0 | 0 | 0 | 0 | 0 | 0 | 0 | 0 | 5 | 2 | 5 | 2 | [19 empty] | 1 | 1 | 0
PG&E NGBA | Ukiah | 115 | Offshore_Wind |  |  | 0 | 0 | 0 | 0 | 0 | 0 | 0 | 0 | 0 | 5 | 5 | 1 | 1 | [19 empty] | 1 | 1 | 0
PG&E NGBA | Vaca Dixon | 115 | Offshore_Wind |  |  | 0 | 0 | 0 | 0 | 0 | 0 | 0 | 0 | 0 | 5 | 5 | 1 | 1 | 4 | [18 empty] | 1 | 1 | 0
PG&E NGBA | Vaca Dixon | 230 | Offshore_Wind |  |  | 0 | 0 | 0 | 0 | 0 | 0 | 0 | 0 | 0 | 5 | 5 | 1 | 1 | [19 empty] | 1 | 1 | 0
PG&E NGBA | Vaca Dixon | 500 | Offshore_Wind |  |  | 0 | 0 | 0 | 0 | 0 | 0 | 0 | 0 | 0 | 5 | 5 | 1 | 1 | [19 empty] | 1 | 1 | 0
SCE Eastern | Valley (SCE) | 500 | Offshore_Wind |  |  | 0 | 0 | 0 | 0 | 0 | 0 | 0 | 0 | 0 | 4 | 2 | 1 | 1 | [19 empty] | 1 | 1 | 0
EOP | Valley (VEA) | 138 | Offshore_Wind |  |  | 0 | 0 | 0 | 0 | 0 | 0 | 0 | 0 | 0 | 5 | 2 | 1 | 1 | [19 empty] | 1 | 1 | 0
PG&E GBA | Valley Home | 115 | Offshore_Wind |  |  | 0 | 0 | 0 | 0 | 0 | 0 | 0 | 0 | 0 | 1 | 1 | 1 | 1 | [19 empty] | 1 | 1 | 0
PG&E GBA | Valley Springs | 230 | Offshore_Wind |  |  | 0 | 0 | 0 | 0 | 0 | 0 | 0 | 0 | 0 | 1 | 1 | 1 | 1 | [19 empty] | 1 | 1 | 0
EOP | Valley Switch | 138 | Offshore_Wind |  |  | 0 | 0 | 0 | 0 | 0 | 0 | 0 | 0 | 0 | 5 | 2 | 1 | 1 | [19 empty] | 1 | 1 | 0
EOP | Valley Switch | 230 | Offshore_Wind |  |  | 0 | 0 | 0 | 0 | 0 | 0 | 0 | 0 | 0 | 5 | 2 | 1 | 1 | [19 empty] | 1 | 1 | 0
PG&E GBA | Vasco | 230 | Offshore_Wind |  |  | 0 | 0 | 0 | 0 | 0 | 0 | 0 | 0 | 0 | 5 | 5 | 1 | 1 | [19 empty] | 1 | 1 | 0
PG&E GBA | Vasona | 230 | Offshore_Wind |  |  | 0 | 0 | 0 | 0 | 0 | 0 | 0 | 0 | 0 | 1 | 1 | 1 | 1 | [19 empty] | 1 | 1 | 0
SCE Northern | Vestal | 230 | Offshore_Wind |  |  | 0 | 0 | 0 | 0 | 0 | 0 | 0 | 0 | 0 | 1 | 1 | 1 | 1 | [19 empty] | 1 | 1 | 0
SCE NOL | Victor | 115 | Offshore_Wind |  |  | 0 | 0 | 0 | 0 | 0 | 0 | 0 | 0 | 0 | 1 | 1 | 1 | 1 | 3 | [18 empty] | 1 | 1 | 0
SCE NOL | Victor | 230 | Offshore_Wind |  |  | 0 | 0 | 0 | 0 | 0 | 0 | 0 | 0 | 0 | 1 | 1 | 1 | 1 | 4 | [18 empty] | 1 | 1 | 0
SCE Metro | Viejo | 230 | Offshore_Wind |  |  | 0 | 0 | 0 | 0 | 0 | 0 | 0 | 0 | 0 | 1 | 1 | 1 | 1 | [19 empty] | 1 | 1 | 0
PG&E GBA | Vierra | 115 | Offshore_Wind |  |  | 0 | 0 | 0 | 0 | 0 | 0 | 0 | 0 | 0 | 5 | 5 | 1 | 1 | [19 empty] | 1 | 1 | 0
SCE Metro | Villa Park | 230 | Offshore_Wind |  |  | 0 | 0 | 0 | 0 | 0 | 0 | 0 | 0 | 0 | 1 | 1 | 1 | 1 | [19 empty] | 1 | 1 | 0
SCE Northern | Vincent | 230 | Offshore_Wind |  |  | 0 | 0 | 0 | 0 | 0 | 0 | 0 | 0 | 0 | 1 | 1 | 1 | 1 | 4 | [18 empty] | 1 | 1 | 0
SCE Northern | Vincent | 500 | Offshore_Wind |  |  | 0 | 0 | 0 | 0 | 0 | 0 | 0 | 0 | 0 | 1 | 1 | 1 | 1 | 5 | [18 empty] | 1 | 1 | 0
PG&E GBA | Vineyard | 230 | Offshore_Wind |  |  | 0 | 0 | 0 | 0 | 0 | 0 | 0 | 0 | 0 | 5 | 5 | 1 | 1 | [19 empty] | 1 | 1 | 0
SCE Eastern | Vista (SCE) | 230 | Offshore_Wind |  |  | 0 | 0 | 0 | 0 | 0 | 0 | 0 | 0 | 0 | 4 | 2 | 1 | 1 | [19 empty] | 1 | 1 | 0
EOP | Vista (VEA) | 138 | Offshore_Wind |  |  | 0 | 0 | 0 | 0 | 0 | 0 | 0 | 0 | 0 | 5 | 2 | 1 | 1 | [19 empty] | 1 | 1 | 0
EOP | Vista (VEA) | 230 | Offshore_Wind |  |  | 0 | 0 | 0 | 0 | 0 | 0 | 0 | 0 | 0 | 5 | 2 | 1 | 1 | [19 empty] | 1 | 1 | 0
PG&E FRESNO | Wahtoke | 115 | Offshore_Wind |  |  | 0 | 0 | 0 | 0 | 0 | 0 | 0 | 0 | 0 | 5 | 2 | 5 | 2 | [19 empty] | 1 | 1 | 0
SCE Metro | Walnut | 230 | Offshore_Wind |  |  | 0 | 0 | 0 | 0 | 0 | 0 | 0 | 0 | 0 | 1 | 1 | 1 | 1 | [19 empty] | 1 | 1 | 0
SCE Northern | Warne | 230 | Offshore_Wind |  |  | 0 | 0 | 0 | 0 | 0 | 0 | 0 | 0 | 0 | 5 | 2 | 1 | 1 | [19 empty] | 1 | 1 | 0
PG&E GBA | Warnerville | 230 | Offshore_Wind |  |  | 0 | 0 | 0 | 0 | 0 | 0 | 0 | 0 | 0 | 5 | 2 | 5 | 2 | [19 empty] | 1 | 1 | 0
PG&E FRESNO | Waukena | 115 | Offshore_Wind |  |  | 0 | 0 | 0 | 0 | 0 | 0 | 0 | 0 | 0 | 5 | 2 | 5 | 2 | [19 empty] | 1 | 1 | 0
PG&E GBA | Weber | 230 | Offshore_Wind |  |  | 0 | 0 | 0 | 0 | 0 | 0 | 0 | 0 | 0 | 1 | 1 | 1 | 1 | [19 empty] | 1 | 1 | 0
PG&E FRESNO | West Fresno | 115 | Offshore_Wind |  |  | 0 | 0 | 0 | 0 | 0 | 0 | 0 | 0 | 0 | 5 | 2 | 5 | 2 | [19 empty] | 1 | 1 | 0
PG&E FRESNO | Westley | 230 | Offshore_Wind |  |  | 0 | 0 | 0 | 0 | 0 | 0 | 0 | 0 | 0 | 1 | 1 | 1 | 1 | [19 empty] | 1 | 1 | 0
PG&E KERN | Westpark | 115 | Offshore_Wind |  |  | 0 | 0 | 0 | 0 | 0 | 0 | 0 | 0 | 0 | 5 | 2 | 5 | 2 | [19 empty] | 1 | 1 | 0
PG&E KERN | Wheeler Ridge | 230 | Offshore_Wind |  |  | 0 | 0 | 0 | 0 | 0 | 0 | 0 | 0 | 0 | 5 | 5 | 5 | 2 | 1 | [18 empty] | 1 | 1 | 0
PG&E KERN | Wheeler Ridge | 115 | Offshore_Wind |  |  | 0 | 0 | 0 | 0 | 0 | 0 | 0 | 0 | 0 | 5 | 2 | 5 | 2 | 3 | [18 empty] | 1 | 1 | 0
SCE Northern | Whirlwind | 230 | Offshore_Wind |  |  | 0 | 0 | 0 | 0 | 0 | 0 | 0 | 0 | 0 | 1 | 1 | 1 | 1 | 5 | [18 empty] | 1 | 1 | 0
SCE Northern | Whirlwind | 500 | Offshore_Wind |  |  | 0 | 0 | 0 | 0 | 0 | 0 | 0 | 0 | 0 | 1 | 1 | 1 | 1 | 5 | [18 empty] | 1 | 1 | 0
PG&E GBA | Whisman | 115 | Offshore_Wind |  |  | 0 | 0 | 0 | 0 | 0 | 0 | 0 | 0 | 0 | 1 | 1 | 1 | 1 | [19 empty] | 1 | 1 | 0
SCE Eastern | Wildlife | 230 | Offshore_Wind |  |  | 0 | 0 | 0 | 0 | 0 | 0 | 0 | 0 | 0 | 4 | 2 | 1 | 1 | [19 empty] | 1 | 1 | 0
PG&E FRESNO | Wilson | 115 | Offshore_Wind |  |  | 0 | 0 | 0 | 0 | 0 | 0 | 0 | 0 | 0 | 5 | 2 | 5 | 2 | 4 | [18 empty] | 1 | 1 | 0
PG&E FRESNO | Wilson | 230 | Offshore_Wind |  |  | 0 | 0 | 0 | 0 | 0 | 0 | 0 | 0 | 0 | 5 | 2 | 5 | 2 | [19 empty] | 1 | 1 | 0
SCE Northern | Windhub | 230 | Offshore_Wind |  |  | 0 | 0 | 0 | 0 | 0 | 0 | 0 | 0 | 0 | 1 | 1 | 1 | 1 | 4 | [18 empty] | 1 | 1 | 0
SCE Northern | Windhub | 500 | Offshore_Wind |  |  | 0 | 0 | 0 | 0 | 0 | 0 | 0 | 0 | 0 | 1 | 1 | 1 | 1 | 5 | [18 empty] | 1 | 1 | 0
PG&E GBA | Windmaster | 230 | Offshore_Wind |  |  | 0 | 0 | 0 | 0 | 0 | 0 | 0 | 0 | 0 | 5 | 2 | 1 | 1 | [19 empty] | 1 | 1 | 0
PG&E NGBA | Woodland | 115 | Offshore_Wind |  |  | 0 | 0 | 0 | 0 | 0 | 0 | 0 | 0 | 0 | 5 | 2 | 1 | 1 | [19 empty] | 1 | 1 | 0
PG&E FRESNO | Woodward | 115 | Offshore_Wind |  |  | 0 | 0 | 0 | 0 | 0 | 0 | 0 | 0 | 0 | 5 | 2 | 5 | 2 | [19 empty] | 1 | 1 | 0
PG&E NGBA | Wyandotte | 115 | Offshore_Wind |  |  | 0 | 0 | 0 | 0 | 0 | 0 | 0 | 0 | 0 | 5 | 2 | 1 | 1 | [19 empty] | 1 | 1 | 0
Note on P4: [Threaded comment] Your version of Excel allows you to read this threaded comment; however, any edits to it will get removed if the file is opened in a newer version of Excel. Learn more: https://go.microsoft.com/fwlink/?linkid=870924 Comment: Why do we have 5’s at subs where no resources are mapped? Because they’re part of constraints that other subs have resources mapped to?

## 2041_Criteria_Alignment
Summary of mapped resources alignment with all the applied busbar mapping criteria for the 2041 model year. Results are shown by substation and resource type.
[6 empty] | Total Portfolio |  |  | In-Development |  |  | Generic |  |  | 1. System level transmission capability |  |  |  | 2. Substation level interconnection |  |  | 3. Land-use implications and feasibility |  |  |  |  | 4. Environmental (conservation and biological) impact factors | [5 empty] | 5. Community and environmental (societal) impact factors |  |  |  |  | 6 | 7. Alignment with Previous TPP Portfolios | Flag
CAISO Study Area | Substation | Voltage | Resource Type | Out-of-CAISO | Mapped Res. Note | FCDS (or 4-hr for Battery) | EODS (or 8-hr for Battery) | Total | FCDS (or 4-hr for Battery) | EODS (or 8-hr for Battery) | Total | FCDS (or 4-hr for Battery) | EODS (or 8-hr for Battery) | Total | FCDS Alignment pre-upgrades | Final FCDS Alignment | EODS Alignment pre-upgrades | Final EODS Alignment | Interconnection Upgrade | Distance to interconnection | Voltage Interconnection | Core Screen Criteria Alignment Level | Parcelization Criteria Alignment Level | Cropland Index Criteria Alignment Level | Overdrafted Basin Criteria Alignment Level | Fire Threat Criteria Alignment Level | ACE Connectivity Criteria Alignment | ACE Biodiversity Criteria Alignment | ACE Irreplaceability Criteria Alignment | All ACE Criteria Alignment | Intactness Criteria Alignment | Wetlands Criteria Alignment | Non-Attainment Zone PM2.5 | Non-Attainment Zone O3 | Gas Plant Proximity | IRA Energy Communities | DAC Proximity | Commercial Development Interest | Alignment with Previous TPP
PG&E KERN | 7th Standard | 115 | Geothermal |  |  | 0 | 0 | 0 | 0 | 0 | 0 | 0 | 0 | 0 | 5 | 2 | 5 | 2 | [14 empty] | 1 | 1 | 3 | 1 | 2 | 1 | 1 | 0
SCE Metro | Alamitos | 230 | Geothermal |  |  | 0 | 0 | 0 | 0 | 0 | 0 | 0 | 0 | 0 | 1 | 1 | 1 | 1 | [14 empty] | 1 | 1 | 1 | 1 | 1 | 1 | 1 | 0
SCE Eastern | Alberhill | 115 | Geothermal |  |  | 0 | 0 | 0 | 0 | 0 | 0 | 0 | 0 | 0 | 5 | 5 | 1 | 1 | [14 empty] | 1 | 1 | 4 | 1 | 1 | 1 | 1 | 0
SCE Eastern | Alberhill | 500 | Geothermal |  |  | 0 | 0 | 0 | 0 | 0 | 0 | 0 | 0 | 0 | 5 | 5 | 1 | 1 | [14 empty] | 1 | 1 | 4 | 1 | 1 | 1 | 1 | 0
PG&E GBA | Alhambra | 115 | Geothermal |  |  | 0 | 0 | 0 | 0 | 0 | 0 | 0 | 0 | 0 | 5 | 2 | 1 | 1 | [14 empty] | 2 | 1 | 2 | 1 | 2 | 1 | 1 | 0
PG&E FRESNO | Alpaugh | 115 | Geothermal |  |  | 0 | 0 | 0 | 0 | 0 | 0 | 0 | 0 | 0 | 5 | 2 | 5 | 2 | 3 | [13 empty] | 1 | 1 | 3 | 1 | 1 | 1 | 1 | 0
SDGE | Alpine | 69 | Geothermal |  |  | 0 | 0 | 0 | 0 | 0 | 0 | 0 | 0 | 0 | 4 | 4 | 1 | 1 | [14 empty] | 2 | 1 | 4 | 1 | 3 | 1 | 1 | 0
PG&E GBA | Altamont Midway (Sandhill) | 230 | Geothermal |  |  | 0 | 0 | 0 | 0 | 0 | 0 | 0 | 0 | 0 | 5 | 2 | 1 | 1 | [14 empty] | 2 | 1 | 2 | 1 | 3 | 1 | 1 | 0
SCE Northern | Antelope | 66 | Geothermal |  |  | 0 | 0 | 0 | 0 | 0 | 0 | 0 | 0 | 0 | 5 | 5 | 1 | 1 | [14 empty] | 2 | 1 | 4 | 1 | 3 | 1 | 1 | 0
SCE Northern | Antelope | 230 | Geothermal |  |  | 0 | 0 | 0 | 0 | 0 | 0 | 0 | 0 | 0 | 5 | 5 | 1 | 1 | 4 | [13 empty] | 2 | 1 | 4 | 1 | 3 | 1 | 1 | 0
SCE Northern | Antelope | 500 | Geothermal |  |  | 0 | 0 | 0 | 0 | 0 | 0 | 0 | 0 | 0 | 5 | 5 | 1 | 1 | [14 empty] | 2 | 1 | 4 | 1 | 3 | 1 | 1 | 0
PG&E NGBA | Arcata | 60 | Geothermal |  |  | 0 | 0 | 0 | 0 | 0 | 0 | 0 | 0 | 0 | 5 | 2 | 1 | 1 | [14 empty] | 2 | 2 | 4 | 2 | 3 | 1 | 1 | 0
PG&E KERN | Arco | 230 | Geothermal |  |  | 0 | 0 | 0 | 0 | 0 | 0 | 0 | 0 | 0 | 5 | 2 | 5 | 2 | 3 | [13 empty] | 1 | 1 | 4 | 1 | 1 | 1 | 1 | 0
PG&E KERN | Arco | 70 | Geothermal |  |  | 0 | 0 | 0 | 0 | 0 | 0 | 0 | 0 | 0 | 5 | 2 | 5 | 2 | [14 empty] | 1 | 1 | 4 | 1 | 1 | 1 | 1 | 0
SCE Metro | ArcoGen | 230 | Geothermal |  |  | 0 | 0 | 0 | 0 | 0 | 0 | 0 | 0 | 0 | 1 | 1 | 1 | 1 | [14 empty] | 1 | 1 | 1 | 1 | 1 | 1 | 1 | 0
SDGE | Artesian | 230 | Geothermal |  |  | 0 | 0 | 0 | 0 | 0 | 0 | 0 | 0 | 0 | 4 | 4 | 1 | 1 | [14 empty] | 2 | 1 | 2 | 1 | 3 | 1 | 1 | 0
SDGE | Artesian | 69 | Geothermal |  |  | 0 | 0 | 0 | 0 | 0 | 0 | 0 | 0 | 0 | 4 | 4 | 1 | 1 | [14 empty] | 2 | 1 | 2 | 1 | 3 | 1 | 1 | 0
PG&E FRESNO | Ashlan | 230 | Geothermal |  |  | 0 | 0 | 0 | 0 | 0 | 0 | 0 | 0 | 0 | 5 | 2 | 5 | 2 | [14 empty] | 1 | 1 | 2 | 2 | 1 | 1 | 1 | 0
PG&E NGBA | Atlantic | 115 | Geothermal |  |  | 0 | 0 | 0 | 0 | 0 | 0 | 0 | 0 | 0 | 5 | 2 | 1 | 1 | [14 empty] | 2 | 1 | 2 | 2 | 3 | 1 | 1 | 0
PG&E NGBA | Atlantic | 230 | Geothermal |  |  | 0 | 0 | 0 | 0 | 0 | 0 | 0 | 0 | 0 | 5 | 2 | 1 | 1 | [14 empty] | 2 | 1 | 2 | 2 | 3 | 1 | 1 | 0
PG&E NGBA | Atlantic | 60 | Geothermal |  |  | 0 | 0 | 0 | 0 | 0 | 0 | 0 | 0 | 0 | 5 | 2 | 1 | 1 | [14 empty] | 2 | 1 | 2 | 2 | 3 | 1 | 1 | 0
PG&E FRESNO | Atwater | 115 | Geothermal |  |  | 0 | 0 | 0 | 0 | 0 | 0 | 0 | 0 | 0 | 5 | 2 | 5 | 2 | [14 empty] | 1 | 1 | 2 | 2 | 1 | 1 | 1 | 0
PG&E GBA | Avena | 115 | Geothermal |  |  | 0 | 0 | 0 | 0 | 0 | 0 | 0 | 0 | 0 | 5 | 5 | 1 | 1 | [14 empty] | 1 | 1 | 3 | 2 | 1 | 1 | 1 | 0
SDGE | Avocado | 69 | Geothermal |  |  | 0 | 0 | 0 | 0 | 0 | 0 | 0 | 0 | 0 | 4 | 4 | 1 | 1 | [14 empty] | 2 | 1 | 3 | 1 | 3 | 1 | 1 | 0
PG&E NGBA | Bahia | 230 | Geothermal |  |  | 0 | 0 | 0 | 0 | 0 | 0 | 0 | 0 | 0 | 5 | 2 | 1 | 1 | [14 empty] | 2 | 1 | 1 | 1 | 2 | 1 | 1 | 0
SCE Northern | Bailey | 230 | Geothermal |  |  | 0 | 0 | 0 | 0 | 0 | 0 | 0 | 0 | 0 | 5 | 2 | 4 | 2 | [14 empty] | 1 | 1 | 4 | 1 | 3 | 1 | 1 | 0
SCE NOL | Baker | 115 | Geothermal |  |  | 0 | 0 | 0 | 0 | 0 | 0 | 0 | 0 | 0 | 4 | 4 | 1 | 1 | [14 empty] | 2 | 2 | 4 | 1 | 1 | 1 | 1 | 0
PG&E KERN | Bakersfield | 230 | Geothermal |  |  | 0 | 0 | 0 | 0 | 0 | 0 | 0 | 0 | 0 | 5 | 2 | 5 | 2 | [14 empty] | 1 | 1 | 3 | 1 | 1 | 1 | 1 | 0
PG&E FRESNO | Balch | 230 | Geothermal |  |  | 0 | 0 | 0 | 0 | 0 | 0 | 0 | 0 | 0 | 5 | 2 | 5 | 2 | [14 empty] | 1 | 1 | 4 | 2 | 3 | 1 | 1 | 0
SCE Eastern | Bannister | 230 | Geothermal |  |  | 0 | 0 | 0 | 0 | 0 | 0 | 0 | 0 | 0 | 5 | 5 | 4 | 4 |  |  |  | 1 |  |  |  | 1 | 1 | 1 | 1 | 1 | 1 | 2 | 2 | 1 | 2 | 2 | 1 | 1 | 1 | 0
SCE Metro | Barre | 230 | Geothermal |  |  | 0 | 0 | 0 | 0 | 0 | 0 | 0 | 0 | 0 | 1 | 1 | 1 | 1 | [14 empty] | 1 | 1 | 1 | 1 | 1 | 1 | 1 | 0
SDGE | Bay Boulevard | 69 | Geothermal |  |  | 0 | 0 | 0 | 0 | 0 | 0 | 0 | 0 | 0 | 4 | 4 | 1 | 1 | [14 empty] | 2 | 1 | 2 | 1 | 1 | 1 | 1 | 0
SDGE | Bay Boulevard | 230 | Geothermal |  |  | 0 | 0 | 0 | 0 | 0 | 0 | 0 | 0 | 0 | 4 | 4 | 1 | 1 | [14 empty] | 2 | 1 | 2 | 1 | 1 | 1 | 1 | 0
EOP | Beatty | 138 | Geothermal |  |  | 0 | 0 | 0 | 0 | 0 | 0 | 0 | 0 | 0 | 5 | 3 | 4 | 2 | [14 empty] | 2 | 2 | 4 | 1 | 3 | 1 | 1 | 0
EOP | Beatty | 230 | Geothermal |  |  | 436 | 0 | 436 | 0 | 0 | 0 | 436 | 0 | 436 | 5 | 3 | 4 | 2 |  | 4 |  | N/A |  |  |  | N/A | N/A | N/A | N/A | N/A | N/A | N/A | 2 | 2 | 4 | 1 | 3 | 5- | 1 | 1
PG&E NGBA | Belden | 230 | Geothermal |  |  | 0 | 0 | 0 | 0 | 0 | 0 | 0 | 0 | 0 | 5 | 5 | 3 | 3 | [14 empty] | 2 | 2 | 4 | 1 | 3 | 1 | 1 | 0
PG&E NGBA | Bell | 115 | Geothermal |  |  | 0 | 0 | 0 | 0 | 0 | 0 | 0 | 0 | 0 | 5 | 2 | 1 | 1 | [14 empty] | 2 | 1 | 4 | 2 | 3 | 1 | 1 | 0
PG&E NGBA | Bellevue | 115 | Geothermal |  |  | 0 | 0 | 0 | 0 | 0 | 0 | 0 | 0 | 0 | 5 | 2 | 1 | 1 | [14 empty] | 2 | 1 | 2 | 2 | 2 | 1 | 1 | 0
PG&E GBA | Bellota | 115 | Geothermal |  |  | 0 | 0 | 0 | 0 | 0 | 0 | 0 | 0 | 0 | 5 | 5 | 1 | 1 | 3 | [13 empty] | 1 | 1 | 4 | 2 | 3 | 1 | 1 | 0
PG&E GBA | Bellota | 230 | Geothermal |  |  | 0 | 0 | 0 | 0 | 0 | 0 | 0 | 0 | 0 | 5 | 2 | 1 | 1 | 3 | [13 empty] | 1 | 1 | 4 | 2 | 3 | 1 | 1 | 0
SCE Northern | Big Creek | 230 | Geothermal |  |  | 0 | 0 | 0 | 0 | 0 | 0 | 0 | 0 | 0 | 5 | 5 | 1 | 1 | [14 empty] | 1 | 1 | 4 | 2 | 3 | 1 | 1 | 0
PG&E FRESNO | Biola | 70 | Geothermal |  |  | 0 | 0 | 0 | 0 | 0 | 0 | 0 | 0 | 0 | 5 | 2 | 5 | 2 | [14 empty] | 1 | 1 | 4 | 2 | 1 | 1 | 1 | 0
PG&E GBA | Birds Landing | 230 | Geothermal |  |  | 0 | 0 | 0 | 0 | 0 | 0 | 0 | 0 | 0 | 5 | 2 | 1 | 1 | 3 | [13 empty] | 2 | 1 | 4 | 1 | 1 | 1 | 1 | 0
SCE Northern | Bliss | 66 | Geothermal |  |  | 0 | 0 | 0 | 0 | 0 | 0 | 0 | 0 | 0 | 5 | 5 | 1 | 1 | [14 empty] | 1 | 1 | 4 | 1 | 1 | 1 | 1 | 0
SCE Eastern | Blythe | 161 | Geothermal |  |  | 0 | 0 | 0 | 0 | 0 | 0 | 0 | 0 | 0 | 5 | 4 | 4 | 4 | 3 | [13 empty] | 2 | 2 | 2 | 1 | 1 | 1 | 1 | 0
PG&E NGBA | Bogue | 115 | Geothermal |  |  | 0 | 0 | 0 | 0 | 0 | 0 | 0 | 0 | 0 | 5 | 2 | 1 | 1 | [14 empty] | 2 | 2 | 2 | 1 | 2 | 1 | 1 | 0
PG&E FRESNO | Borden | 230 | Geothermal |  |  | 0 | 0 | 0 | 0 | 0 | 0 | 0 | 0 | 0 | 5 | 2 | 5 | 2 | 1 | [13 empty] | 1 | 1 | 4 | 2 | 1 | 1 | 1 | 0
PG&E FRESNO | Borden | 70 | Geothermal |  |  | 0 | 0 | 0 | 0 | 0 | 0 | 0 | 0 | 0 | 5 | 2 | 5 | 2 | [14 empty] | 1 | 1 | 4 | 2 | 1 | 1 | 1 | 0
SDGE | Boulevard East | 138 | Geothermal |  |  | 0 | 0 | 0 | 0 | 0 | 0 | 0 | 0 | 0 | 4 | 4 | 1 | 1 | 1 | [13 empty] | 2 | 1 | 4 | 1 | 3 | 1 | 1 | 0
SDGE | Boulevard East | 69 | Geothermal |  |  | 0 | 0 | 0 | 0 | 0 | 0 | 0 | 0 | 0 | 4 | 4 | 1 | 1 | [14 empty] | 2 | 1 | 4 | 1 | 3 | 1 | 1 | 0
PG&E GBA | Brentwood | 230 | Geothermal |  |  | 0 | 0 | 0 | 0 | 0 | 0 | 0 | 0 | 0 | 5 | 2 | 1 | 1 | [14 empty] | 2 | 1 | 4 | 1 | 3 | 1 | 1 | 0
PG&E NGBA | Bridgeville | 115 | Geothermal |  |  | 185.7 | 0 | 185.7 | 0 | 0 | 0 | 185.7 | 0 | 185.7 | 5 | 2 | 1 | 1 | [14 empty] | 2 | 2 | 4 | 2 | 3 | 5- | 1 | 1
PG&E NGBA | Brighton | 115 | Geothermal |  |  | 0 | 0 | 0 | 0 | 0 | 0 | 0 | 0 | 0 | 5 | 2 | 1 | 1 | [14 empty] | 2 | 1 | 2 | 2 | 1 | 1 | 1 | 0
PG&E NGBA | Brighton | 230 | Geothermal |  |  | 0 | 0 | 0 | 0 | 0 | 0 | 0 | 0 | 0 | 5 | 2 | 1 | 1 | [14 empty] | 2 | 1 | 2 | 2 | 1 | 1 | 1 | 0
PG&E NGBA | Brunswick | 115 | Geothermal |  |  | 0 | 0 | 0 | 0 | 0 | 0 | 0 | 0 | 0 | 5 | 2 | 1 | 1 | [14 empty] | 2 | 1 | 4 | 1 | 3 | 1 | 1 | 0
PG&E NGBA | Bucks Creek | 230 | Geothermal |  |  | 0 | 0 | 0 | 0 | 0 | 0 | 0 | 0 | 0 | 5 | 5 | 3 | 3 | [14 empty] | 2 | 2 | 4 | 1 | 3 | 1 | 1 | 0
PG&E KERN | Buena Vista | 230 | Geothermal |  |  | 0 | 0 | 0 | 0 | 0 | 0 | 0 | 0 | 0 | 5 | 2 | 5 | 2 | [14 empty] | 2 | 2 | 4 | 2 | 1 | 1 | 1 | 0
PG&E FRESNO | Bullard | 115 | Geothermal |  |  | 0 | 0 | 0 | 0 | 0 | 0 | 0 | 0 | 0 | 5 | 2 | 5 | 2 | [14 empty] | 1 | 1 | 1 | 2 | 2 | 1 | 1 | 0
PG&E GBA | Burlingame | 115 | Geothermal |  |  | 0 | 0 | 0 | 0 | 0 | 0 | 0 | 0 | 0 | 5 | 2 | 1 | 1 | [14 empty] | 2 | 1 | 3 | 1 | 2 | 1 | 1 | 0
PG&E NGBA | Burney Forest | 230 | Geothermal |  |  | 0 | 0 | 0 | 0 | 0 | 0 | 0 | 0 | 0 | 5 | 2 | 1 | 1 | [14 empty] | 2 | 2 | 4 | 2 | 3 | 1 | 1 | 0
PG&E NGBA | Butte | 115 | Geothermal |  |  | 0 | 0 | 0 | 0 | 0 | 0 | 0 | 0 | 0 | 5 | 2 | 1 | 1 | [14 empty] | 2 | 1 | 4 | 2 | 2 | 1 | 1 | 0
PG&E KERN | Cabrillo | 115 | Geothermal |  |  | 0 | 0 | 0 | 0 | 0 | 0 | 0 | 0 | 0 | 5 | 2 | 5 | 2 | [14 empty] | 2 | 2 | 4 | 1 | 3 | 1 | 1 | 0
PG&E FRESNO | Cal Flats | 230 | Geothermal |  |  | 0 | 0 | 0 | 0 | 0 | 0 | 0 | 0 | 0 | 5 | 2 | 5 | 2 | [14 empty] | 2 | 2 | 4 | 2 | 2 | 1 | 1 | 0
SCE NOL | Calcite | 230 | Geothermal |  |  | 0 | 0 | 0 | 0 | 0 | 0 | 0 | 0 | 0 | 5 | 5 | 1 | 1 | 3 | [13 empty] | 2 | 1 | 4 | 1 | 3 | 1 | 1 | 0
PG&E KERN | Caliente | 230 | Geothermal |  |  | 0 | 0 | 0 | 0 | 0 | 0 | 0 | 0 | 0 | 5 | 2 | 5 | 2 | 1 | [13 empty] | 2 | 1 | 4 | 2 | 2 | 1 | 1 | 0
PG&E FRESNO | California Ave | 115 | Geothermal |  |  | 0 | 0 | 0 | 0 | 0 | 0 | 0 | 0 | 0 | 5 | 2 | 5 | 2 | [14 empty] | 1 | 1 | 2 | 2 | 1 | 1 | 1 | 0
PG&E KERN | Callender | 115 | Geothermal |  |  | 0 | 0 | 0 | 0 | 0 | 0 | 0 | 0 | 0 | 5 | 2 | 5 | 2 | [14 empty] | 2 | 2 | 4 | 2 | 2 | 1 | 1 | 0
PG&E NGBA | Calpella | 115 | Geothermal |  |  | 0 | 0 | 0 | 0 | 0 | 0 | 0 | 0 | 0 | 5 | 2 | 1 | 1 | [14 empty] | 2 | 2 | 4 | 2 | 3 | 1 | 1 | 0
PG&E GBA | Camanche | 230 | Geothermal |  |  | 0 | 0 | 0 | 0 | 0 | 0 | 0 | 0 | 0 | 5 | 2 | 1 | 1 | [14 empty] | 1 | 1 | 4 | 2 | 3 | 1 | 1 | 0
SDGE | Cameron | 69 | Geothermal |  |  | 0 | 0 | 0 | 0 | 0 | 0 | 0 | 0 | 0 | 4 | 4 | 1 | 1 | [14 empty] | 1 | 1 | 2 | 1 | 1 | 1 | 1 | 0
SDGE | Cannon | 69 | Geothermal |  |  | 0 | 0 | 0 | 0 | 0 | 0 | 0 | 0 | 0 | 4 | 4 | 1 | 1 | [14 empty] | 2 | 1 | 1 | 1 | 3 | 1 | 1 | 0
PG&E FRESNO | Cantua | 115 | Geothermal |  |  | 0 | 0 | 0 | 0 | 0 | 0 | 0 | 0 | 0 | 5 | 2 | 5 | 2 | [14 empty] | 1 | 1 | 4 | 2 | 1 | 1 | 1 | 0
SDGE | Capistrano | 138 | Geothermal |  |  | 0 | 0 | 0 | 0 | 0 | 0 | 0 | 0 | 0 | 1 | 1 | 1 | 1 | [14 empty] | 1 | 1 | 2 | 1 | 3 | 1 | 1 | 0
SDGE | Capistrano | 230 | Geothermal |  |  | 0 | 0 | 0 | 0 | 0 | 0 | 0 | 0 | 0 | 1 | 1 | 1 | 1 | [14 empty] | 1 | 1 | 2 | 1 | 3 | 1 | 1 | 0
PG&E NGBA | Carberry | 230 | Geothermal |  |  | 0 | 0 | 0 | 0 | 0 | 0 | 0 | 0 | 0 | 5 | 2 | 1 | 1 | [14 empty] | 2 | 2 | 4 | 2 | 3 | 1 | 1 | 0
SCE Eastern | Cardiff | 66 | Geothermal |  |  | 0 | 0 | 0 | 0 | 0 | 0 | 0 | 0 | 0 | 5 | 5 | 1 | 1 | [14 empty] | 1 | 1 | 2 | 1 | 1 | 1 | 1 | 0
PG&E NGBA | Caribou | 60 | Geothermal |  |  | 0 | 0 | 0 | 0 | 0 | 0 | 0 | 0 | 0 | 5 | 2 | 1 | 1 | [14 empty] | 2 | 2 | 4 | 1 | 3 | 1 | 1 | 0
PG&E NGBA | Caribou | 115 | Geothermal |  |  | 0 | 0 | 0 | 0 | 0 | 0 | 0 | 0 | 0 | 5 | 2 | 1 | 1 | [14 empty] | 2 | 2 | 4 | 1 | 3 | 1 | 1 | 0
PG&E NGBA | Caribou | 230 | Geothermal |  |  | 0 | 0 | 0 | 0 | 0 | 0 | 0 | 0 | 0 | 5 | 2 | 1 | 1 | [14 empty] | 2 | 2 | 4 | 1 | 3 | 1 | 1 | 0
EOP | Carpenter Canyon (fka Gamebird) | 138 | Geothermal |  |  | 0 | 0 | 0 | 0 | 0 | 0 | 0 | 0 | 0 | 5 | 3 | 4 | 2 | [14 empty] | 2 | 2 | 4 | 1 | 3 | 1 | 1 | 0
EOP | Carpenter Canyon (fka Gamebird) | 230 | Geothermal |  |  | 0 | 0 | 0 | 0 | 0 | 0 | 0 | 0 | 0 | 5 | 3 | 4 | 2 | [14 empty] | 2 | 2 | 4 | 1 | 3 | 1 | 1 | 0
PG&E NGBA | Carquinez | 115 | Geothermal |  |  | 0 | 0 | 0 | 0 | 0 | 0 | 0 | 0 | 0 | 5 | 2 | 1 | 1 | [14 empty] | 2 | 1 | 2 | 1 | 1 | 1 | 1 | 0
SDGE | Carrizo Gorge | 138 | Geothermal |  |  | 0 | 0 | 0 | 0 | 0 | 0 | 0 | 0 | 0 | 4 | 4 | 1 | 1 | [14 empty] | 2 | 1 | 4 | 1 | 3 | 1 | 1 | 0
PG&E KERN | Carrizo Plains | 115 | Geothermal |  |  | 0 | 0 | 0 | 0 | 0 | 0 | 0 | 0 | 0 | 5 | 2 | 5 | 2 | [14 empty] | 2 | 1 | 4 | 2 | 2 | 1 | 1 | 0
PG&E KERN | Casaloma | 230 | Geothermal |  |  | 0 | 0 | 0 | 0 | 0 | 0 | 0 | 0 | 0 | 5 | 2 | 5 | 2 | [14 empty] | 1 | 1 | 3 | 1 | 1 | 1 | 1 | 0
PG&E GBA | Castro Valley | 230 | Geothermal |  |  | 0 | 0 | 0 | 0 | 0 | 0 | 0 | 0 | 0 | 5 | 2 | 1 | 1 | [14 empty] | 2 | 1 | 2 | 1 | 2 | 1 | 1 | 0
PG&E GBA | Cayetano | 230 | Geothermal |  |  | 0 | 0 | 0 | 0 | 0 | 0 | 0 | 0 | 0 | 5 | 2 | 1 | 1 | [14 empty] | 2 | 1 | 3 | 1 | 3 | 1 | 1 | 0
SCE Metro | Center | 230 | Geothermal |  |  | 0 | 0 | 0 | 0 | 0 | 0 | 0 | 0 | 0 | 1 | 1 | 1 | 1 | [14 empty] | 1 | 1 | 1 | 1 | 1 | 1 | 1 | 0
PG&E KERN | Charca | 115 | Geothermal |  |  | 0 | 0 | 0 | 0 | 0 | 0 | 0 | 0 | 0 | 5 | 2 | 5 | 2 | [14 empty] | 1 | 1 | 4 | 1 | 1 | 1 | 1 | 0
EOP | Charleston | 138 | Geothermal |  |  | 0 | 0 | 0 | 0 | 0 | 0 | 0 | 0 | 0 | 5 | 3 | 4 | 2 | [14 empty] | 2 | 2 | 4 | 1 | 3 | 1 | 1 | 0
SCE Metro | Chevmain | 230 | Geothermal |  |  | 0 | 0 | 0 | 0 | 0 | 0 | 0 | 0 | 0 | 1 | 1 | 1 | 1 | [14 empty] | 1 | 1 | 1 | 1 | 1 | 1 | 1 | 0
SDGE | Chicarita | 138 | Geothermal |  |  | 0 | 0 | 0 | 0 | 0 | 0 | 0 | 0 | 0 | 4 | 4 | 1 | 1 | [14 empty] | 2 | 1 | 3 | 1 | 3 | 1 | 1 | 0
SCE Metro | Chino | 230 | Geothermal |  |  | 0 | 0 | 0 | 0 | 0 | 0 | 0 | 0 | 0 | 1 | 1 | 1 | 1 | [14 empty] | 1 | 1 | 1 | 1 | 2 | 1 | 1 | 0
PG&E FRESNO | Chowchilla | 115 | Geothermal |  |  | 0 | 0 | 0 | 0 | 0 | 0 | 0 | 0 | 0 | 5 | 2 | 5 | 2 | [14 empty] | 1 | 1 | 1 | 2 | 2 | 1 | 1 | 0
PG&E GBA | Christie | 60 | Geothermal |  |  | 0 | 0 | 0 | 0 | 0 | 0 | 0 | 0 | 0 | 5 | 2 | 1 | 1 | [14 empty] | 2 | 1 | 2 | 1 | 2 | 1 | 1 | 0
PG&E GBA | Christie | 115 | Geothermal |  |  | 0 | 0 | 0 | 0 | 0 | 0 | 0 | 0 | 0 | 5 | 2 | 1 | 1 | [14 empty] | 2 | 1 | 2 | 1 | 2 | 1 | 1 | 0
SCE Eastern | Cielo Azul | 500 | Geothermal |  |  | 0 | 0 | 0 | 0 | 0 | 0 | 0 | 0 | 0 | 5 | 4 | 4 | 2 | [14 empty] | 2 | 2 | 4 | 1 | 3 | 1 | 1 | 0
PG&E GBA | Clay | 60 | Geothermal |  |  | 0 | 0 | 0 | 0 | 0 | 0 | 0 | 0 | 0 | 5 | 2 | 1 | 1 | [14 empty] | 2 | 1 | 3 | 1 | 3 | 1 | 1 | 0
PG&E GBA | Clayton | 115 | Geothermal |  |  | 0 | 0 | 0 | 0 | 0 | 0 | 0 | 0 | 0 | 5 | 2 | 1 | 1 | [14 empty] | 2 | 1 | 4 | 1 | 2 | 1 | 1 | 0
PG&E NGBA | Cloverdale | 115 | Geothermal |  |  | 112.2 | 0 | 112.2 | 4.2 | 0 | 4.2 | 108 | 0 | 108 | 5 | 2 | 1 | 1 |  | 2 |  | 1 |  |  |  | 1 | 5 | 2 | 1 | 2 | 3 | 1 | 2 | 2 | 4 | 2 | 3 | 5- | 1 | 1
PG&E FRESNO | Clovis | 115 | Geothermal |  |  | 0 | 0 | 0 | 0 | 0 | 0 | 0 | 0 | 0 | 5 | 2 | 5 | 2 | [14 empty] | 1 | 1 | 2 | 2 | 2 | 1 | 1 | 0
PG&E GBA | Coburn | 230 | Geothermal |  |  | 0 | 0 | 0 | 0 | 0 | 0 | 0 | 0 | 0 | 5 | 2 | 5 | 2 | [14 empty] | 2 | 2 | 2 | 2 | 3 | 1 | 1 | 0
PG&E GBA | Coburn | 60 | Geothermal |  |  | 0 | 0 | 0 | 0 | 0 | 0 | 0 | 0 | 0 | 5 | 2 | 5 | 2 | [14 empty] | 2 | 2 | 2 | 2 | 3 | 1 | 1 | 0
PG&E NGBA | Colgate | 230 | Geothermal |  |  | 0 | 0 | 0 | 0 | 0 | 0 | 0 | 0 | 0 | 5 | 2 | 1 | 1 | [14 empty] | 2 | 1 | 4 | 1 | 3 | 1 | 1 | 0
PG&E GBA | Collierville | 230 | Geothermal |  |  | 0 | 0 | 0 | 0 | 0 | 0 | 0 | 0 | 0 | 5 | 5 | 1 | 1 | [14 empty] | 2 | 1 | 4 | 1 | 3 | 1 | 1 | 0
PG&E GBA | Collinsville | 230 | Geothermal |  |  | 0 | 0 | 0 | 0 | 0 | 0 | 0 | 0 | 0 | 5 | 2 | 1 | 1 | [14 empty] | 2 | 1 | 3 | 1 | 1 | 1 | 1 | 0
PG&E GBA | Collinsville | 500 | Geothermal |  |  | 0 | 0 | 0 | 0 | 0 | 0 | 0 | 0 | 0 | 5 | 2 | 1 | 1 | [14 empty] | 2 | 1 | 3 | 1 | 1 | 1 | 1 | 0
SCE Eastern | Colorado River | 230 | Geothermal |  |  | 0 | 0 | 0 | 0 | 0 | 0 | 0 | 0 | 0 | 4 | 4 | 3 | 2 | [14 empty] | 2 | 2 | 3 | 1 | 3 | 1 | 1 | 0
SCE Eastern | Colorado River | 500 | Geothermal |  |  | 0 | 0 | 0 | 0 | 0 | 0 | 0 | 0 | 0 | 4 | 4 | 3 | 2 | [14 empty] | 2 | 2 | 3 | 1 | 3 | 1 | 1 | 0
PG&E KERN | Columbus | 115 | Geothermal |  |  | 0 | 0 | 0 | 0 | 0 | 0 | 0 | 0 | 0 | 5 | 2 | 5 | 2 | [14 empty] | 1 | 1 | 2 | 1 | 2 | 1 | 1 | 0
PG&E GBA | Contra Costa | 115 | Geothermal |  |  | 0 | 0 | 0 | 0 | 0 | 0 | 0 | 0 | 0 | 5 | 2 | 1 | 1 | [14 empty] | 2 | 1 | 2 | 1 | 2 | 1 | 1 | 0
PG&E GBA | Contra Costa | 230 | Geothermal |  |  | 0 | 0 | 0 | 0 | 0 | 0 | 0 | 0 | 0 | 5 | 2 | 1 | 1 | [14 empty] | 2 | 1 | 2 | 1 | 2 | 1 | 1 | 0
PG&E GBA | Contra Costa PP | 230 | Geothermal |  |  | 0 | 0 | 0 | 0 | 0 | 0 | 0 | 0 | 0 | 5 | 2 | 1 | 1 | [14 empty] | 2 | 1 | 1 | 1 | 2 | 1 | 1 | 0
SCE NOL | Control | 115 | Geothermal |  |  | 177 | 0 | 177 | 0 | 0 | 0 | 177 | 0 | 177 | 5 | 5 | 3 | 3 |  |  |  | N/A |  |  |  | N/A | N/A | N/A | N/A | N/A | N/A | N/A | 2 | 2 | 4 | 1 | 3 | 5- | 1 | 1
SCE NOL | Control | 55 | Geothermal |  |  | 0 | 0 | 0 | 0 | 0 | 0 | 0 | 0 | 0 | 5 | 5 | 3 | 3 | [14 empty] | 2 | 2 | 4 | 1 | 3 | 1 | 1 | 0
PG&E GBA | Cooley Landing | 115 | Geothermal |  |  | 0 | 0 | 0 | 0 | 0 | 0 | 0 | 0 | 0 | 5 | 2 | 1 | 1 | [14 empty] | 2 | 1 | 2 | 1 | 1 | 1 | 1 | 0
PG&E GBA | Cooley Landing | 60 | Geothermal |  |  | 0 | 0 | 0 | 0 | 0 | 0 | 0 | 0 | 0 | 1 | 1 | 1 | 1 | [14 empty] | 2 | 1 | 2 | 1 | 1 | 1 | 1 | 0
SCE NOL | Coolwater | 230 | Geothermal |  |  | 0 | 0 | 0 | 0 | 0 | 0 | 0 | 0 | 0 | 4 | 4 | 1 | 1 | [14 empty] | 2 | 1 | 2 | 1 | 1 | 1 | 1 | 0
SCE NOL | Coolwater | 115 | Geothermal |  |  | 0 | 0 | 0 | 0 | 0 | 0 | 0 | 0 | 0 | 4 | 4 | 1 | 1 | [14 empty] | 2 | 1 | 2 | 1 | 1 | 1 | 1 | 0
PG&E KERN | Copus | 70 | Geothermal |  |  | 0 | 0 | 0 | 0 | 0 | 0 | 0 | 0 | 0 | 5 | 2 | 5 | 2 | [14 empty] | 1 | 1 | 3 | 1 | 1 | 1 | 1 | 0
PG&E FRESNO | Corcoran | 70 | Geothermal |  |  | 0 | 0 | 0 | 0 | 0 | 0 | 0 | 0 | 0 | 5 | 2 | 5 | 2 | [14 empty] | 1 | 1 | 4 | 2 | 1 | 1 | 1 | 0
PG&E FRESNO | Corcoran | 115 | Geothermal |  |  | 0 | 0 | 0 | 0 | 0 | 0 | 0 | 0 | 0 | 5 | 2 | 5 | 2 | [14 empty] | 1 | 1 | 4 | 2 | 1 | 1 | 1 | 0
PG&E NGBA | Corona | 115 | Geothermal |  |  | 0 | 0 | 0 | 0 | 0 | 0 | 0 | 0 | 0 | 5 | 2 | 1 | 1 | [14 empty] | 2 | 1 | 3 | 2 | 3 | 1 | 1 | 0
PG&E NGBA | Cortina | 230 | Geothermal |  |  | 0 | 0 | 0 | 0 | 0 | 0 | 0 | 0 | 0 | 5 | 2 | 1 | 1 | [14 empty] | 2 | 2 | 4 | 1 | 3 | 1 | 1 | 0
PG&E NGBA | Cortina | 115 | Geothermal |  |  | 0 | 0 | 0 | 0 | 0 | 0 | 0 | 0 | 0 | 5 | 2 | 1 | 1 | [14 empty] | 2 | 2 | 4 | 1 | 3 | 1 | 1 | 0
PG&E GBA | Cottle | 230 | Geothermal |  |  | 0 | 0 | 0 | 0 | 0 | 0 | 0 | 0 | 0 | 5 | 2 | 5 | 2 | [14 empty] | 1 | 1 | 3 | 2 | 1 | 1 | 1 | 0
PG&E NGBA | Cottonwood | 115 | Geothermal |  |  | 0 | 0 | 0 | 0 | 0 | 0 | 0 | 0 | 0 | 5 | 2 | 1 | 1 | [14 empty] | 2 | 2 | 3 | 2 | 3 | 1 | 1 | 0
PG&E NGBA | Cottonwood | 230 | Geothermal |  |  | 0 | 0 | 0 | 0 | 0 | 0 | 0 | 0 | 0 | 5 | 2 | 1 | 1 | [14 empty] | 2 | 2 | 3 | 2 | 3 | 1 | 1 | 0
PG&E NGBA | Cottonwood | 60 | Geothermal |  |  | 0 | 0 | 0 | 0 | 0 | 0 | 0 | 0 | 0 | 5 | 2 | 1 | 1 | [14 empty] | 2 | 2 | 3 | 2 | 3 | 1 | 1 | 0
PG&E NGBA | Cove Road | 230 | Geothermal |  |  | 0 | 0 | 0 | 0 | 0 | 0 | 0 | 0 | 0 | 5 | 2 | 1 | 1 | [14 empty] | 2 | 2 | 4 | 2 | 3 | 1 | 1 | 0
PG&E GBA | Coyote | 230 | Geothermal |  |  | 37 | 0 | 37 | 0 | 0 | 0 | 37 | 0 | 37 | 1 | 1 | 1 | 1 | [14 empty] | 2 | 1 | 3 | 2 | 2 | 5- | 1 | 1
PG&E GBA | Crazy Horse Canyon | 115 | Geothermal |  |  | 0 | 0 | 0 | 0 | 0 | 0 | 0 | 0 | 0 | 1 | 1 | 3 | 3 | [14 empty] | 2 | 2 | 4 | 2 | 3 | 1 | 1 | 0
SDGE | Creelman | 69 | Geothermal |  |  | 0 | 0 | 0 | 0 | 0 | 0 | 0 | 0 | 0 | 4 | 4 | 1 | 1 | [14 empty] | 2 | 1 | 4 | 1 | 3 | 1 | 1 | 0
PG&E FRESNO | Crescent | 70 | Geothermal |  |  | 0 | 0 | 0 | 0 | 0 | 0 | 0 | 0 | 0 | 5 | 2 | 5 | 2 | [14 empty] | 1 | 1 | 3 | 2 | 1 | 1 | 1 | 0
PG&E FRESNO | Cressey | 115 | Geothermal |  |  | 0 | 0 | 0 | 0 | 0 | 0 | 0 | 0 | 0 | 5 | 2 | 5 | 2 | [14 empty] | 1 | 1 | 3 | 2 | 1 | 1 | 1 | 0
PG&E NGBA | Cresta | 230 | Geothermal |  |  | 0 | 0 | 0 | 0 | 0 | 0 | 0 | 0 | 0 | 5 | 5 | 3 | 3 | [14 empty] | 2 | 1 | 4 | 2 | 3 | 1 | 1 | 0
SDGE | Crestwood | 69 | Geothermal |  |  | 0 | 0 | 0 | 0 | 0 | 0 | 0 | 0 | 0 | 4 | 4 | 1 | 1 | [14 empty] | 2 | 1 | 4 | 1 | 3 | 1 | 1 | 0
PG&E GBA | Crow Creek | 60 | Geothermal |  |  | 0 | 0 | 0 | 0 | 0 | 0 | 0 | 0 | 0 | 5 | 5 | 1 | 1 | [14 empty] | 1 | 1 | 4 | 2 | 1 | 1 | 1 | 0
PG&E GBA | Crows Landing | 60 | Geothermal |  |  | 0 | 0 | 0 | 0 | 0 | 0 | 0 | 0 | 0 | 5 | 5 | 1 | 1 | [14 empty] | 1 | 1 | 4 | 2 | 1 | 1 | 1 | 0
PG&E GBA | Curtis | 115 | Geothermal |  |  | 0 | 0 | 0 | 0 | 0 | 0 | 0 | 0 | 0 | 5 | 5 | 1 | 1 | [14 empty] | 2 | 1 | 4 | 1 | 3 | 1 | 1 | 0
PG&E FRESNO | Dairyland | 115 | Geothermal |  |  | 0 | 0 | 0 | 0 | 0 | 0 | 0 | 0 | 0 | 5 | 2 | 5 | 2 | [14 empty] | 1 | 1 | 3 | 2 | 1 | 1 | 1 | 0
PG&E NGBA | Davis | 115 | Geothermal |  |  | 0 | 0 | 0 | 0 | 0 | 0 | 0 | 0 | 0 | 5 | 2 | 1 | 1 | [14 empty] | 2 | 1 | 4 | 2 | 3 | 1 | 1 | 0
SCE Metro | Del Amo | 500 | Geothermal |  |  | 0 | 0 | 0 | 0 | 0 | 0 | 0 | 0 | 0 | 1 | 1 | 1 | 1 | [14 empty] | 1 | 1 | 3 | 1 | 2 | 1 | 1 | 0
SCE Metro | Del Amo | 230 | Geothermal |  |  | 0 | 0 | 0 | 0 | 0 | 0 | 0 | 0 | 0 | 1 | 1 | 1 | 1 | [14 empty] | 1 | 1 | 3 | 1 | 2 | 1 | 1 | 0
SCE Eastern | Delaney | 500 | Geothermal |  |  | 0 | 0 | 0 | 0 | 0 | 0 | 0 | 0 | 0 | 5 | 4 | 4 | 2 | [14 empty] | 2 | 1 | 4 | 2 | 3 | 1 | 1 | 0
PG&E NGBA | Delevan | 230 | Geothermal |  |  | 0 | 0 | 0 | 0 | 0 | 0 | 0 | 0 | 0 | 5 | 2 | 1 | 1 | [14 empty] | 2 | 2 | 1 | 1 | 3 | 1 | 1 | 0
PG&E GBA | Delta PP | 230 | Geothermal |  |  | 0 | 0 | 0 | 0 | 0 | 0 | 0 | 0 | 0 | 5 | 2 | 1 | 1 | [14 empty] | 2 | 1 | 3 | 1 | 2 | 1 | 1 | 0
EOP | Desert View | 230 | Geothermal |  |  | 0 | 0 | 0 | 0 | 0 | 0 | 0 | 0 | 0 | 5 | 3 | 4 | 2 | [14 empty] | 2 | 1 | 4 | 1 | 3 | 1 | 1 | 0
SCE Eastern | Devers | 230 | Geothermal |  |  | 0 | 0 | 0 | 0 | 0 | 0 | 0 | 0 | 0 | 5 | 5 | 1 | 1 | [14 empty] | 2 | 1 | 1 | 1 | 3 | 1 | 1 | 0
SCE Eastern | Devers | 500 | Geothermal |  |  | 0 | 0 | 0 | 0 | 0 | 0 | 0 | 0 | 0 | 5 | 5 | 1 | 1 | [14 empty] | 2 | 1 | 1 | 1 | 3 | 1 | 1 | 0
PG&E KERN | Diablo Canyon | 230 | Geothermal |  |  | 0 | 0 | 0 | 0 | 0 | 0 | 0 | 0 | 0 | 5 | 2 | 5 | 2 | [14 empty] | 2 | 2 | 4 | 2 | 3 | 1 | 1 | 0
PG&E KERN | Diablo Canyon | 500 | Geothermal |  |  | 0 | 0 | 0 | 0 | 0 | 0 | 0 | 0 | 0 | 5 | 2 | 4 | 2 | [14 empty] | 2 | 2 | 4 | 2 | 3 | 1 | 1 | 0
PG&E KERN | Divide | 115 | Geothermal |  |  | 0 | 0 | 0 | 0 | 0 | 0 | 0 | 0 | 0 | 5 | 2 | 5 | 2 | [14 empty] | 2 | 2 | 4 | 1 | 2 | 1 | 1 | 0
PG&E GBA | Dixon Landing | 115 | Geothermal |  |  | 23 | 0 | 23 | 0 | 0 | 0 | 23 | 0 | 23 | 1 | 1 | 1 | 1 | [14 empty] | 2 | 1 | 2 | 1 | 2 | 5- | 1 | 1
PG&E FRESNO | Dos Amigos | 230 | Geothermal |  |  | 10 | 0 | 10 | 0 | 0 | 0 | 10 | 0 | 10 | 5 | 2 | 5 | 2 | [14 empty] | 1 | 1 | 4 | 2 | 1 | 5- | 1 | 1
PG&E NGBA | Drum | 115 | Geothermal |  |  | 0 | 0 | 0 | 0 | 0 | 0 | 0 | 0 | 0 | 5 | 5 | 3 | 3 | [14 empty] | 2 | 1 | 4 | 2 | 3 | 1 | 1 | 0
PG&E GBA | Dumbarton | 115 | Geothermal |  |  | 0 | 0 | 0 | 0 | 0 | 0 | 0 | 0 | 0 | 5 | 2 | 1 | 1 | [14 empty] | 2 | 1 | 3 | 1 | 2 | 1 | 1 | 0
SCE NOL | Dunn Siding | 115 | Geothermal |  |  | 0 | 0 | 0 | 0 | 0 | 0 | 0 | 0 | 0 | 4 | 4 | 1 | 1 | [14 empty] | 2 | 1 | 4 | 1 | 1 | 1 | 1 | 0
SCE Eastern | Eagle Mountain | 230 | Geothermal |  |  | 0 | 0 | 0 | 0 | 0 | 0 | 0 | 0 | 0 | 5 | 5 | 4 | 4 | [14 empty] | 2 | 2 | 4 | 1 | 3 | 1 | 1 | 0
PG&E NGBA | Eagle Rock (PGE) | 60 | Geothermal |  |  | 0 | 0 | 0 | 0 | 0 | 0 | 0 | 0 | 0 | 5 | 2 | 1 | 1 | [14 empty] | 2 | 2 | 4 | 2 | 3 | 1 | 1 | 0
PG&E NGBA | Eagle Rock (PGE) | 115 | Geothermal |  |  | 7 | 0 | 7 | 7 | 0 | 7 | 0 | 0 | 0 | 5 | 2 | 1 | 1 | 3 | 2 |  | 1 |  |  |  | 1 | 5 | 2 | 1 | 2 | 3 | 1 | 2 | 2 | 4 | 2 | 3 | 1 | 5 | 1
SCE Metro | Eagle Rock (SCE) | 230 | Geothermal |  |  | 0 | 0 | 0 | 0 | 0 | 0 | 0 | 0 | 0 | 1 | 1 | 1 | 1 | [14 empty] | 1 | 1 | 2 | 1 | 2 | 1 | 1 | 0
PG&E NGBA | East Marysville | 115 | Geothermal |  |  | 0 | 0 | 0 | 0 | 0 | 0 | 0 | 0 | 0 | 5 | 2 | 1 | 1 | [14 empty] | 2 | 2 | 2 | 1 | 2 | 1 | 1 | 0
PG&E NGBA | East Nicolaus | 115 | Geothermal |  |  | 0 | 0 | 0 | 0 | 0 | 0 | 0 | 0 | 0 | 5 | 2 | 1 | 1 | [14 empty] | 2 | 1 | 4 | 1 | 3 | 1 | 1 | 0
PG&E NGBA | East Nicolaus | 60 | Geothermal |  |  | 0 | 0 | 0 | 0 | 0 | 0 | 0 | 0 | 0 | 5 | 2 | 1 | 1 | [14 empty] | 2 | 1 | 4 | 1 | 3 | 1 | 1 | 0
PG&E GBA | Eastshore | 115 | Geothermal |  |  | 0 | 0 | 0 | 0 | 0 | 0 | 0 | 0 | 0 | 5 | 2 | 1 | 1 | [14 empty] | 2 | 1 | 2 | 1 | 1 | 1 | 1 | 0
PG&E GBA | Eastshore | 230 | Geothermal |  |  | 0 | 0 | 0 | 0 | 0 | 0 | 0 | 0 | 0 | 5 | 2 | 1 | 1 | [14 empty] | 2 | 1 | 2 | 1 | 1 | 1 | 1 | 0
SDGE | ECO | 138 | Geothermal |  |  | 0 | 0 | 0 | 0 | 0 | 0 | 0 | 0 | 0 | 4 | 4 | 1 | 1 | [14 empty] | 2 | 1 | 4 | 1 | 3 | 1 | 1 | 0
SDGE | ECO | 230 | Geothermal |  |  | 0 | 0 | 0 | 0 | 0 | 0 | 0 | 0 | 0 | 4 | 4 | 1 | 1 | [14 empty] | 2 | 1 | 4 | 1 | 3 | 1 | 1 | 0
SDGE | ECO | 500 | Geothermal |  |  | 0 | 0 | 0 | 0 | 0 | 0 | 0 | 0 | 0 | 4 | 4 | 1 | 1 | [14 empty] | 2 | 1 | 4 | 1 | 3 | 1 | 1 | 0
PG&E GBA | Edenvale | 115 | Geothermal |  |  | 0 | 0 | 0 | 0 | 0 | 0 | 0 | 0 | 0 | 1 | 1 | 1 | 1 | [14 empty] | 2 | 1 | 2 | 2 | 2 | 1 | 1 | 0
PG&E GBA | Edes | 115 | Geothermal |  |  | 0 | 0 | 0 | 0 | 0 | 0 | 0 | 0 | 0 | 5 | 2 | 1 | 1 | [14 empty] | 2 | 1 | 3 | 1 | 1 | 1 | 1 | 0
PG&E GBA | Eight Mile | 230 | Geothermal |  |  | 0 | 0 | 0 | 0 | 0 | 0 | 0 | 0 | 0 | 5 | 2 | 1 | 1 | [14 empty] | 1 | 1 | 2 | 2 | 1 | 1 | 1 | 0
SDGE | El Cajon | 69 | Geothermal |  |  | 0 | 0 | 0 | 0 | 0 | 0 | 0 | 0 | 0 | 4 | 4 | 1 | 1 | [14 empty] | 2 | 1 | 2 | 1 | 1 | 1 | 1 | 0
SCE Eastern | El Casco | 230 | Geothermal |  |  | 0 | 0 | 0 | 0 | 0 | 0 | 0 | 0 | 0 | 5 | 5 | 1 | 1 | [14 empty] | 1 | 1 | 4 | 1 | 2 | 1 | 1 | 0
PG&E GBA | El Cerrito G | 115 | Geothermal |  |  | 0 | 0 | 0 | 0 | 0 | 0 | 0 | 0 | 0 | 5 | 2 | 1 | 1 | [14 empty] | 2 | 1 | 2 | 1 | 2 | 1 | 1 | 0
PG&E NGBA | El Dorado PH | 115 | Geothermal |  |  | 0 | 0 | 0 | 0 | 0 | 0 | 0 | 0 | 0 | 5 | 2 | 1 | 1 | [14 empty] | 2 | 1 | 4 | 2 | 3 | 1 | 1 | 0
PG&E FRESNO | El Nido (PGE) | 115 | Geothermal |  |  | 10 | 0 | 10 | 0 | 0 | 0 | 10 | 0 | 10 | 5 | 2 | 5 | 2 | [14 empty] | 1 | 1 | 4 | 2 | 1 | 5- | 1 | 1
SCE Metro | El Nido (SCE) | 230 | Geothermal |  |  | 0 | 0 | 0 | 0 | 0 | 0 | 0 | 0 | 0 | 1 | 1 | 1 | 1 | [14 empty] | 1 | 1 | 2 | 1 | 2 | 1 | 1 | 0
PG&E GBA | El Patio | 115 | Geothermal |  |  | 0 | 0 | 0 | 0 | 0 | 0 | 0 | 0 | 0 | 1 | 1 | 1 | 1 | [14 empty] | 2 | 1 | 3 | 2 | 2 | 1 | 1 | 0
SCE Metro | El Segundo | 230 | Geothermal |  |  | 0 | 0 | 0 | 0 | 0 | 0 | 0 | 0 | 0 | 1 | 1 | 1 | 1 | [14 empty] | 1 | 1 | 1 | 1 | 1 | 1 | 1 | 0
EOP | Eldorado | 230 | Geothermal | YES | Northern Nevada | 472 | 0 | 472 | 45 | 0 | 45 | 427 | 0 | 427 | 5 | 3 | 4 | 2 | 4 | N/A |  | N/A |  |  |  | N/A | N/A | N/A | N/A | N/A | N/A | N/A | 2 | 2 | 2 | 1 | 3 | 5- | 1 | 1
EOP | Eldorado | 500 | Geothermal |  |  | 741 | 0 | 741 | 0 | 0 | 0 | 741 | 0 | 741 | 5 | 2 | 4 | 2 | 5 |  |  | N/A |  |  |  | N/A | N/A | N/A | N/A | N/A | N/A | N/A | 2 | 2 | 2 | 1 | 3 | 5- | 1 | 1
SCE Northern | Elizabeth Lake | 66 | Geothermal |  |  | 0 | 0 | 0 | 0 | 0 | 0 | 0 | 0 | 0 | 5 | 2 | 4 | 2 | [14 empty] | 1 | 1 | 3 | 1 | 3 | 1 | 1 | 0
PG&E KERN | Elk Hills | 230 | Geothermal |  |  | 0 | 0 | 0 | 0 | 0 | 0 | 0 | 0 | 0 | 5 | 2 | 5 | 2 | [14 empty] | 1 | 1 | 3 | 1 | 1 | 1 | 1 | 0
SDGE | Elliot | 69 | Geothermal |  |  | 0 | 0 | 0 | 0 | 0 | 0 | 0 | 0 | 0 | 4 | 4 | 1 | 1 | [14 empty] | 2 | 1 | 2 | 1 | 2 | 1 | 1 | 0
SCE Metro | Ellis | 230 | Geothermal |  |  | 0 | 0 | 0 | 0 | 0 | 0 | 0 | 0 | 0 | 1 | 1 | 1 | 1 | [14 empty] | 1 | 1 | 2 | 1 | 2 | 1 | 1 | 0
SDGE | Encina | 138 | Geothermal |  |  | 0 | 0 | 0 | 0 | 0 | 0 | 0 | 0 | 0 | 4 | 4 | 1 | 1 | [14 empty] | 2 | 1 | 1 | 1 | 3 | 1 | 1 | 0
SDGE | Encina | 230 | Geothermal |  |  | 0 | 0 | 0 | 0 | 0 | 0 | 0 | 0 | 0 | 4 | 4 | 1 | 1 | [14 empty] | 2 | 1 | 1 | 1 | 3 | 1 | 1 | 0
SDGE | Escondido | 230 | Geothermal |  |  | 0 | 0 | 0 | 0 | 0 | 0 | 0 | 0 | 0 | 4 | 4 | 1 | 1 | [14 empty] | 2 | 1 | 1 | 1 | 3 | 1 | 1 | 0
SDGE | Escondido | 69 | Geothermal |  |  | 0 | 0 | 0 | 0 | 0 | 0 | 0 | 0 | 0 | 4 | 4 | 1 | 1 | [14 empty] | 2 | 1 | 1 | 1 | 3 | 1 | 1 | 0
PG&E KERN | Estrella | 230 | Geothermal |  |  | 0 | 0 | 0 | 0 | 0 | 0 | 0 | 0 | 0 | 5 | 2 | 5 | 2 | [14 empty] | 2 | 2 | 4 | 2 | 3 | 1 | 1 | 0
SCE Eastern | Etiwanda | 230 | Geothermal |  |  | 0 | 0 | 0 | 0 | 0 | 0 | 0 | 0 | 0 | 5 | 5 | 1 | 1 | [14 empty] | 1 | 1 | 2 | 1 | 1 | 1 | 1 | 0
PG&E GBA | Evergreen | 115 | Geothermal |  |  | 0 | 0 | 0 | 0 | 0 | 0 | 0 | 0 | 0 | 1 | 1 | 1 | 1 | [14 empty] | 2 | 1 | 2 | 2 | 2 | 1 | 1 | 0
PG&E GBA | Evergreen | 60 | Geothermal |  |  | 0 | 0 | 0 | 0 | 0 | 0 | 0 | 0 | 0 | 1 | 1 | 1 | 1 | [14 empty] | 2 | 1 | 2 | 2 | 2 | 1 | 1 | 0
PG&E FRESNO | Excelsior | 115 | Geothermal |  |  | 0 | 0 | 0 | 0 | 0 | 0 | 0 | 0 | 0 | 5 | 2 | 5 | 2 | [14 empty] | 1 | 1 | 4 | 2 | 1 | 1 | 1 | 0
PG&E FRESNO | Exchequer | 115 | Geothermal |  |  | 0 | 0 | 0 | 0 | 0 | 0 | 0 | 0 | 0 | 5 | 2 | 5 | 2 | [14 empty] | 2 | 1 | 4 | 1 | 2 | 1 | 1 | 0
PG&E KERN | Fairway | 115 | Geothermal |  |  | 0 | 0 | 0 | 0 | 0 | 0 | 0 | 0 | 0 | 5 | 2 | 5 | 2 | [14 empty] | 2 | 2 | 3 | 1 | 2 | 1 | 1 | 0
PG&E KERN | Famoso | 115 | Geothermal |  |  | 0 | 0 | 0 | 0 | 0 | 0 | 0 | 0 | 0 | 5 | 2 | 5 | 2 | [14 empty] | 1 | 1 | 4 | 1 | 1 | 1 | 1 | 0
PG&E NGBA | Fern Road | 500 | Geothermal |  |  | 0 | 0 | 0 | 0 | 0 | 0 | 0 | 0 | 0 | 5 | 2 | 1 | 1 | [14 empty] | 2 | 2 | 4 | 2 | 3 | 1 | 1 | 0
PG&E GBA | Fibreboard (SPI Sonora) | 115 | Geothermal |  |  | 0 | 0 | 0 | 0 | 0 | 0 | 0 | 0 | 0 | 5 | 5 | 1 | 1 | [14 empty] | 2 | 1 | 2 | 1 | 2 | 1 | 1 | 0
PG&E FRESNO | Figarden | 230 | Geothermal |  |  | 0 | 0 | 0 | 0 | 0 | 0 | 0 | 0 | 0 | 5 | 2 | 5 | 2 | [14 empty] | 1 | 1 | 3 | 2 | 2 | 1 | 1 | 0
PG&E FRESNO | Fink | 230 | Geothermal |  |  | 70 | 0 | 70 | 0 | 0 | 0 | 70 | 0 | 70 | 1 | 1 | 1 | 1 | [14 empty] | 1 | 1 | 4 | 2 | 1 | 5- | 1 | 1
PG&E NGBA | Fitch Mountain | 60 | Geothermal |  |  | 0 | 0 | 0 | 0 | 0 | 0 | 0 | 0 | 0 | 5 | 2 | 1 | 1 | [14 empty] | 2 | 2 | 4 | 2 | 3 | 1 | 1 | 0
PG&E GBA | FMC | 115 | Geothermal |  |  | 0 | 0 | 0 | 0 | 0 | 0 | 0 | 0 | 0 | 1 | 1 | 1 | 1 | [14 empty] | 2 | 1 | 2 | 2 | 2 | 1 | 1 | 0
PG&E GBA | Fremont | 115 | Geothermal |  |  | 0 | 0 | 0 | 0 | 0 | 0 | 0 | 0 | 0 | 1 | 1 | 1 | 1 | [14 empty] | 2 | 1 | 3 | 1 | 2 | 1 | 1 | 0
PG&E GBA | French Camp | 60 | Geothermal |  |  | 0 | 0 | 0 | 0 | 0 | 0 | 0 | 0 | 0 | 5 | 2 | 1 | 1 | [14 empty] | 1 | 1 | 3 | 2 | 1 | 1 | 1 | 0
PG&E GBA | Frogtown | 115 | Geothermal |  |  | 0 | 0 | 0 | 0 | 0 | 0 | 0 | 0 | 0 | 5 | 2 | 1 | 1 | [14 empty] | 2 | 1 | 4 | 1 | 3 | 1 | 1 | 0
PG&E NGBA | Fulton | 115 | Geothermal |  |  | 0 | 0 | 0 | 0 | 0 | 0 | 0 | 0 | 0 | 5 | 2 | 1 | 1 | [14 empty] | 2 | 1 | 3 | 2 | 2 | 1 | 1 | 0
PG&E NGBA | Fulton | 230 | Geothermal |  |  | 0 | 0 | 0 | 0 | 0 | 0 | 0 | 0 | 0 | 5 | 2 | 1 | 1 |  | 2 |  | 1 |  |  |  | 1 | 5 | 2 | 1 | 2 | 3 | 1 | 2 | 1 | 3 | 2 | 2 | 1 | 5 | 1
PG&E NGBA | Fulton | 60 | Geothermal |  |  | 0 | 0 | 0 | 0 | 0 | 0 | 0 | 0 | 0 | 5 | 2 | 1 | 1 | [14 empty] | 2 | 1 | 3 | 2 | 2 | 1 | 1 | 0
PG&E KERN | Ganso | 115 | Geothermal |  |  | 0 | 0 | 0 | 0 | 0 | 0 | 0 | 0 | 0 | 5 | 2 | 5 | 2 | [14 empty] | 1 | 1 | 3 | 1 | 1 | 1 | 1 | 0
PG&E FRESNO | Gates | 230 | Geothermal |  |  | 0 | 0 | 0 | 0 | 0 | 0 | 0 | 0 | 0 | 5 | 2 | 5 | 2 | [14 empty] | 1 | 1 | 3 | 2 | 1 | 1 | 1 | 0
PG&E FRESNO | Gates | 500 | Geothermal |  |  | 0 | 0 | 0 | 0 | 0 | 0 | 0 | 0 | 0 | 5 | 2 | 5 | 2 | [14 empty] | 1 | 1 | 3 | 2 | 1 | 1 | 1 | 0
PG&E NGBA | Geysers 12 | 230 | Geothermal |  |  | 0 | 0 | 0 | 0 | 0 | 0 | 0 | 0 | 0 | 5 | 2 | 1 | 1 | [14 empty] | 2 | 2 | 4 | 2 | 3 | 1 | 1 | 0
PG&E NGBA | Geysers 17 | 230 | Geothermal |  |  | 0 | 0 | 0 | 0 | 0 | 0 | 0 | 0 | 0 | 5 | 2 | 1 | 1 |  | 2 |  | 1 |  |  |  | 1 | 5 | 2 | 1 | 2 | 3 | 1 | 2 | 2 | 4 | 2 | 3 | 4+ | 5 | 1
PG&E NGBA | Geysers 3 | 115 | Geothermal |  |  | 0 | 0 | 0 | 0 | 0 | 0 | 0 | 0 | 0 | 5 | 2 | 1 | 1 | [14 empty] | 2 | 2 | 4 | 2 | 3 | 1 | 1 | 0
PG&E NGBA | Glenn | 230 | Geothermal |  |  | 0 | 0 | 0 | 0 | 0 | 0 | 0 | 0 | 0 | 5 | 2 | 1 | 1 | [14 empty] | 2 | 2 | 4 | 1 | 3 | 1 | 1 | 0
PG&E NGBA | Glenn | 60 | Geothermal |  |  | 0 | 0 | 0 | 0 | 0 | 0 | 0 | 0 | 0 | 5 | 2 | 1 | 1 | [14 empty] | 2 | 2 | 4 | 1 | 3 | 1 | 1 | 0
PG&E NGBA | Gold Hill | 115 | Geothermal |  |  | 0 | 0 | 0 | 0 | 0 | 0 | 0 | 0 | 0 | 5 | 2 | 1 | 1 | [14 empty] | 2 | 1 | 4 | 2 | 3 | 1 | 1 | 0
PG&E NGBA | Gold Hill | 230 | Geothermal |  |  | 0 | 0 | 0 | 0 | 0 | 0 | 0 | 0 | 0 | 5 | 2 | 1 | 1 | [14 empty] | 2 | 1 | 4 | 2 | 3 | 1 | 1 | 0
SCE Northern | Goleta | 230 | Geothermal |  |  | 0 | 0 | 0 | 0 | 0 | 0 | 0 | 0 | 0 | 5 | 2 | 4 | 2 | [14 empty] | 2 | 2 | 2 | 1 | 2 | 1 | 1 | 0
SCE Metro | Goodrich | 230 | Geothermal |  |  | 0 | 0 | 0 | 0 | 0 | 0 | 0 | 0 | 0 | 1 | 1 | 1 | 1 | [14 empty] | 1 | 1 | 3 | 1 | 2 | 1 | 1 | 0
PG&E KERN | Goose Lake | 115 | Geothermal |  |  | 0 | 0 | 0 | 0 | 0 | 0 | 0 | 0 | 0 | 5 | 2 | 5 | 2 | [14 empty] | 1 | 1 | 2 | 1 | 1 | 1 | 1 | 0
SCE Metro | Gould | 230 | Geothermal |  |  | 0 | 0 | 0 | 0 | 0 | 0 | 0 | 0 | 0 | 1 | 1 | 1 | 1 | [14 empty] | 1 | 1 | 4 | 1 | 2 | 1 | 1 | 0
PG&E NGBA | Grand Island | 115 | Geothermal |  |  | 0 | 0 | 0 | 0 | 0 | 0 | 0 | 0 | 0 | 5 | 2 | 1 | 1 | [14 empty] | 2 | 1 | 4 | 2 | 2 | 1 | 1 | 0
SDGE | Granite | 69 | Geothermal |  |  | 0 | 0 | 0 | 0 | 0 | 0 | 0 | 0 | 0 | 4 | 4 | 1 | 1 | [14 empty] | 2 | 1 | 2 | 2 | 2 | 1 | 1 | 0
PG&E GBA | Grant | 115 | Geothermal |  |  | 0 | 0 | 0 | 0 | 0 | 0 | 0 | 0 | 0 | 5 | 2 | 1 | 1 | [14 empty] | 2 | 1 | 2 | 1 | 2 | 1 | 1 | 0
PG&E GBA | Green Valley | 115 | Geothermal |  |  | 0 | 0 | 0 | 0 | 0 | 0 | 0 | 0 | 0 | 1 | 1 | 3 | 3 | [14 empty] | 2 | 2 | 3 | 2 | 2 | 1 | 1 | 0
PG&E NGBA | Greenleaf 1 | 115 | Geothermal |  |  | 0 | 0 | 0 | 0 | 0 | 0 | 0 | 0 | 0 | 5 | 2 | 1 | 1 | [14 empty] | 2 | 2 | 1 | 1 | 3 | 1 | 1 | 0
PG&E FRESNO | Gregg | 230 | Geothermal |  |  | 0 | 0 | 0 | 0 | 0 | 0 | 0 | 0 | 0 | 5 | 2 | 5 | 2 | [14 empty] | 1 | 1 | 3 | 2 | 1 | 1 | 1 | 0
PG&E FRESNO | Grimmway-Malaga | 115 | Geothermal |  |  | 0 | 0 | 0 | 0 | 0 | 0 | 0 | 0 | 0 | 5 | 2 | 5 | 2 | [14 empty] | 1 | 1 | 2 | 1 | 1 | 1 | 1 | 0
PG&E NGBA | Grizzly | 230 | Geothermal |  |  | 0 | 0 | 0 | 0 | 0 | 0 | 0 | 0 | 0 | 5 | 5 | 3 | 3 | [14 empty] | 2 | 2 | 4 | 1 | 3 | 1 | 1 | 0
PG&E FRESNO | Guernsey | 70 | Geothermal |  |  | 0 | 0 | 0 | 0 | 0 | 0 | 0 | 0 | 0 | 5 | 2 | 5 | 2 | [14 empty] | 1 | 1 | 3 | 2 | 1 | 1 | 1 | 0
PG&E FRESNO | GWF Hanford | 115 | Geothermal |  |  | 0 | 0 | 0 | 0 | 0 | 0 | 0 | 0 | 0 | 5 | 2 | 5 | 2 | [14 empty] | 2 | 1 | 2 | 1 | 1 | 1 | 1 | 0
PG&E FRESNO | Haas | 230 | Geothermal |  |  | 0 | 0 | 0 | 0 | 0 | 0 | 0 | 0 | 0 | 5 | 2 | 5 | 2 | [14 empty] | 1 | 1 | 4 | 2 | 3 | 1 | 1 | 0
PG&E FRESNO | Hammonds | 115 | Geothermal |  |  | 0 | 0 | 0 | 0 | 0 | 0 | 0 | 0 | 0 | 5 | 2 | 5 | 2 | [14 empty] | 1 | 1 | 2 | 2 | 1 | 1 | 1 | 0
SCE Metro | HarborGen | 230 | Geothermal |  |  | 0 | 0 | 0 | 0 | 0 | 0 | 0 | 0 | 0 | 1 | 1 | 1 | 1 | [14 empty] | 1 | 1 | 2 | 1 | 1 | 1 | 1 | 0
PG&E NGBA | Harris | 60 | Geothermal |  |  | 0 | 0 | 0 | 0 | 0 | 0 | 0 | 0 | 0 | 5 | 2 | 1 | 1 | [14 empty] | 2 | 2 | 2 | 2 | 3 | 1 | 1 | 0
EOP | Harry Allen | 500 | Geothermal |  |  | 0 | 0 | 0 | 0 | 0 | 0 | 0 | 0 | 0 | 5 | 3 | 4 | 2 | [14 empty] | 2 | 2 | 4 | 1 | 3 | 1 | 1 | 0
PG&E NGBA | Hartley | 60 | Geothermal |  |  | 0 | 0 | 0 | 0 | 0 | 0 | 0 | 0 | 0 | 5 | 2 | 1 | 1 | [14 empty] | 2 | 2 | 4 | 2 | 3 | 1 | 1 | 0
SCE NOL | Harvard | 115 | Geothermal |  |  | 0 | 0 | 0 | 0 | 0 | 0 | 0 | 0 | 0 | 4 | 4 | 1 | 1 | [14 empty] | 2 | 1 | 4 | 1 | 1 | 1 | 1 | 0
SDGE | Hassayampa | 500 | Geothermal |  |  | 0 | 0 | 0 | 0 | 0 | 0 | 0 | 0 | 0 | 5 | 4 | 4 | 2 | [14 empty] | 2 | 1 | 4 | 2 | 3 | 1 | 1 | 0
PG&E FRESNO | Helm | 230 | Geothermal |  |  | 0 | 0 | 0 | 0 | 0 | 0 | 0 | 0 | 0 | 5 | 2 | 5 | 2 | [14 empty] | 1 | 1 | 2 | 2 | 1 | 1 | 1 | 0
PG&E FRESNO | Helm | 70 | Geothermal |  |  | 0 | 0 | 0 | 0 | 0 | 0 | 0 | 0 | 0 | 5 | 2 | 5 | 2 | [14 empty] | 1 | 1 | 2 | 2 | 1 | 1 | 1 | 0
PG&E FRESNO | Henrietta | 115 | Geothermal |  |  | 0 | 0 | 0 | 0 | 0 | 0 | 0 | 0 | 0 | 5 | 2 | 5 | 2 | [14 empty] | 1 | 1 | 1 | 2 | 1 | 1 | 1 | 0
PG&E FRESNO | Henrietta | 230 | Geothermal |  |  | 0 | 0 | 0 | 0 | 0 | 0 | 0 | 0 | 0 | 5 | 2 | 5 | 2 | [14 empty] | 1 | 1 | 1 | 2 | 1 | 1 | 1 | 0
PG&E FRESNO | Henrietta | 70 | Geothermal |  |  | 0 | 0 | 0 | 0 | 0 | 0 | 0 | 0 | 0 | 5 | 2 | 5 | 2 | [14 empty] | 1 | 1 | 1 | 2 | 1 | 1 | 1 | 0
PG&E FRESNO | Herndon | 115 | Geothermal |  |  | 0 | 0 | 0 | 0 | 0 | 0 | 0 | 0 | 0 | 5 | 2 | 5 | 2 | [14 empty] | 1 | 1 | 3 | 2 | 1 | 1 | 1 | 0
PG&E FRESNO | Herndon | 230 | Geothermal |  |  | 0 | 0 | 0 | 0 | 0 | 0 | 0 | 0 | 0 | 5 | 2 | 5 | 2 | [14 empty] | 1 | 1 | 3 | 2 | 1 | 1 | 1 | 0
PG&E GBA | Hicks | 230 | Geothermal |  |  | 0 | 0 | 0 | 0 | 0 | 0 | 0 | 0 | 0 | 1 | 1 | 1 | 1 | [14 empty] | 2 | 1 | 4 | 2 | 2 | 1 | 1 | 0
PG&E NGBA | Higgins | 115 | Geothermal |  |  | 0 | 0 | 0 | 0 | 0 | 0 | 0 | 0 | 0 | 5 | 2 | 1 | 1 | [14 empty] | 2 | 1 | 4 | 1 | 3 | 1 | 1 | 0
PG&E NGBA | Hilltop | 345 | Geothermal |  |  | 159 | 0 | 159 | 0 | 0 | 0 | 159 | 0 | 159 | 5 | 2 | 1 | 1 |  |  |  | 1 |  |  |  | 1 | 2 | 1 | 1 | 1 | 3 | 1 | 2 | 2 | 4 | 1 | 3 | 5- | 1 | 1
SCE Metro | Hinson | 230 | Geothermal |  |  | 0 | 0 | 0 | 0 | 0 | 0 | 0 | 0 | 0 | 1 | 1 | 1 | 1 | [14 empty] | 1 | 1 | 2 | 1 | 1 | 1 | 1 | 0
PG&E GBA | Hollister | 115 | Geothermal |  |  | 164 | 0 | 164 | 0 | 0 | 0 | 164 | 0 | 164 | 1 | 1 | 3 | 3 | [14 empty] | 2 | 2 | 4 | 2 | 3 | 5- | 1 | 1
PG&E NGBA | Homestake | 115 | Geothermal |  |  | 0 | 0 | 0 | 0 | 0 | 0 | 0 | 0 | 0 | 5 | 2 | 1 | 1 | [14 empty] | 2 | 1 | 4 | 2 | 3 | 1 | 1 | 0
PG&E NGBA | Honcut | 115 | Geothermal |  |  | 0 | 0 | 0 | 0 | 0 | 0 | 0 | 0 | 0 | 5 | 2 | 1 | 1 | [14 empty] | 2 | 1 | 4 | 2 | 3 | 1 | 1 | 0
SDGE | Hoodoo Wash | 500 | Geothermal |  |  | 0 | 0 | 0 | 0 | 0 | 0 | 0 | 0 | 0 | 5 | 4 | 4 | 2 | [14 empty] | 2 | 2 | 4 | 2 | 3 | 1 | 1 | 0
PG&E NGBA | Hopland | 115 | Geothermal |  |  | 0 | 0 | 0 | 0 | 0 | 0 | 0 | 0 | 0 | 5 | 2 | 1 | 1 | [14 empty] | 2 | 2 | 4 | 2 | 3 | 1 | 1 | 0
PG&E NGBA | Hopland | 60 | Geothermal |  |  | 0 | 0 | 0 | 0 | 0 | 0 | 0 | 0 | 0 | 5 | 2 | 1 | 1 | [14 empty] | 2 | 2 | 4 | 2 | 3 | 1 | 1 | 0
PG&E NGBA | Humboldt | 115 | Geothermal |  |  | 0 | 0 | 0 | 0 | 0 | 0 | 0 | 0 | 0 | 5 | 2 | 1 | 1 | [14 empty] | 2 | 2 | 3 | 2 | 3 | 1 | 1 | 0
PG&E NGBA | Humboldt | 60 | Geothermal |  |  | 0 | 0 | 0 | 0 | 0 | 0 | 0 | 0 | 0 | 5 | 2 | 1 | 1 | [14 empty] | 2 | 2 | 3 | 2 | 3 | 1 | 1 | 0
PG&E NGBA | Humboldt | 500 | Geothermal |  |  | 0 | 0 | 0 | 0 | 0 | 0 | 0 | 0 | 0 | 5 | 2 | 1 | 1 | [14 empty] | 2 | 2 | 3 | 2 | 3 | 1 | 1 | 0
SCE Metro | Huntington Beach | 230 | Geothermal |  |  | 0 | 0 | 0 | 0 | 0 | 0 | 0 | 0 | 0 | 1 | 1 | 1 | 1 | [14 empty] | 1 | 1 | 1 | 1 | 2 | 1 | 1 | 0
PG&E NGBA | Ignacio | 115 | Geothermal |  |  | 0 | 0 | 0 | 0 | 0 | 0 | 0 | 0 | 0 | 5 | 2 | 1 | 1 | [14 empty] | 2 | 1 | 4 | 1 | 3 | 1 | 1 | 0
PG&E NGBA | Ignacio | 230 | Geothermal |  |  | 0 | 0 | 0 | 0 | 0 | 0 | 0 | 0 | 0 | 5 | 2 | 1 | 1 | [14 empty] | 2 | 1 | 4 | 1 | 3 | 1 | 1 | 0
PG&E NGBA | Ignacio | 60 | Geothermal |  |  | 0 | 0 | 0 | 0 | 0 | 0 | 0 | 0 | 0 | 5 | 2 | 1 | 1 | [14 empty] | 2 | 1 | 4 | 1 | 3 | 1 | 1 | 0
SDGE | Imperial Beach | 69 | Geothermal |  |  | 0 | 0 | 0 | 0 | 0 | 0 | 0 | 0 | 0 | 4 | 4 | 1 | 1 | [14 empty] | 2 | 1 | 3 | 1 | 2 | 1 | 1 | 0
SDGE | Imperial Valley | 230 | Geothermal | YES | Imperial-IID | 1000 | 0 | 1000 | 25 | 0 | 25 | 975 | 0 | 975 | 4 | 4 | 1 | 1 | 4 | 1 |  | 1 |  |  |  | 1 | 1 | 1 | 1 | 1 | 1 | 1 | 1 | 1 | 2 | 2 | 1 | 5- | 1 | 1
SDGE | Imperial Valley | 500 | Geothermal |  |  | 0 | 0 | 0 | 0 | 0 | 0 | 0 | 0 | 0 | 4 | 4 | 1 | 1 | [14 empty] | 1 | 1 | 2 | 2 | 1 | 1 | 1 | 0
EOP | Innovation | 138 | Geothermal |  |  | 0 | 0 | 0 | 0 | 0 | 0 | 0 | 0 | 0 | 5 | 3 | 4 | 2 | [14 empty] | 2 | 2 | 4 | 1 | 3 | 1 | 1 | 0
EOP | Innovation | 230 | Geothermal |  |  | 0 | 0 | 0 | 0 | 0 | 0 | 0 | 0 | 0 | 5 | 3 | 4 | 2 | [14 empty] | 2 | 2 | 4 | 1 | 3 | 1 | 1 | 0
SCE NOL | Inyokern | 115 | Geothermal |  |  | 116 | 0 | 116 | 0 | 0 | 0 | 116 | 0 | 116 | 4 | 4 | 1 | 1 |  |  |  | 1 |  |  |  | 1 | 1 | 1 | 1 | 1 | 1 | 4 | 2 | 2 | 4 | 1 | 3 | 5- | 1 | 1
EOP | IS Tap | 138 | Geothermal |  |  | 0 | 0 | 0 | 0 | 0 | 0 | 0 | 0 | 0 | 5 | 3 | 4 | 2 | [14 empty] | 2 | 2 | 4 | 1 | 3 | 1 | 1 | 0
EOP | Ivanpah | 115 | Geothermal |  |  | 0 | 0 | 0 | 0 | 0 | 0 | 0 | 0 | 0 | 5 | 3 | 4 | 2 | [14 empty] | 2 | 2 | 4 | 1 | 1 | 1 | 1 | 0
EOP | Ivanpah | 230 | Geothermal |  |  | 0 | 0 | 0 | 0 | 0 | 0 | 0 | 0 | 0 | 5 | 3 | 4 | 2 | [14 empty] | 2 | 2 | 4 | 1 | 1 | 1 | 1 | 0
EOP | Jackass (DOE) | 138 | Geothermal |  |  | 0 | 0 | 0 | 0 | 0 | 0 | 0 | 0 | 0 | 5 | 3 | 4 | 2 | [14 empty] | 2 | 2 | 4 | 1 | 3 | 1 | 1 | 0
PG&E NGBA | James B Black | 230 | Geothermal |  |  | 131 | 0 | 131 | 0 | 0 | 0 | 131 | 0 | 131 | 5 | 2 | 1 | 1 | [14 empty] | 2 | 2 | 4 | 2 | 3 | 5- | 1 | 1
PG&E GBA | Jefferson | 230 | Geothermal |  |  | 0 | 0 | 0 | 0 | 0 | 0 | 0 | 0 | 0 | 1 | 1 | 1 | 1 | [14 empty] | 2 | 1 | 3 | 1 | 2 | 1 | 1 | 0
PG&E NGBA | Jessup | 115 | Geothermal |  |  | 100 | 0 | 100 | 0 | 0 | 0 | 100 | 0 | 100 | 5 | 2 | 1 | 1 | [14 empty] | 2 | 2 | 3 | 2 | 3 | 5- | 1 | 1
SCE Metro | Johanna | 230 | Geothermal |  |  | 0 | 0 | 0 | 0 | 0 | 0 | 0 | 0 | 0 | 1 | 1 | 1 | 1 | [14 empty] | 1 | 1 | 2 | 1 | 1 | 1 | 1 | 0
SCE Eastern | Julian Hinds | 230 | Geothermal |  |  | 0 | 0 | 0 | 0 | 0 | 0 | 0 | 0 | 0 | 5 | 5 | 4 | 4 | [14 empty] | 2 | 1 | 4 | 1 | 3 | 1 | 1 | 0
PG&E GBA | Kasson | 115 | Geothermal |  |  | 0 | 0 | 0 | 0 | 0 | 0 | 0 | 0 | 0 | 5 | 2 | 1 | 1 | [14 empty] | 1 | 1 | 4 | 2 | 1 | 1 | 1 | 0
PG&E GBA | Kasson | 60 | Geothermal |  |  | 0 | 0 | 0 | 0 | 0 | 0 | 0 | 0 | 0 | 5 | 5 | 1 | 1 | [14 empty] | 1 | 1 | 4 | 2 | 1 | 1 | 1 | 0
PG&E FRESNO | Kearney | 230 | Geothermal |  |  | 0 | 0 | 0 | 0 | 0 | 0 | 0 | 0 | 0 | 5 | 2 | 5 | 2 | [14 empty] | 1 | 1 | 3 | 2 | 1 | 1 | 1 | 0
PG&E FRESNO | Kearney | 70 | Geothermal |  |  | 0 | 0 | 0 | 0 | 0 | 0 | 0 | 0 | 0 | 5 | 2 | 5 | 2 | [14 empty] | 1 | 1 | 3 | 2 | 1 | 1 | 1 | 0
PG&E GBA | Kelso | 230 | Geothermal |  |  | 0 | 0 | 0 | 0 | 0 | 0 | 0 | 0 | 0 | 5 | 2 | 1 | 1 | [14 empty] | 2 | 1 | 2 | 1 | 2 | 1 | 1 | 0
PG&E FRESNO | Kerchoff 1 | 115 | Geothermal |  |  | 0 | 0 | 0 | 0 | 0 | 0 | 0 | 0 | 0 | 5 | 2 | 5 | 2 | [14 empty] | 1 | 1 | 4 | 2 | 3 | 1 | 1 | 0
PG&E KERN | Kern Oil | 115 | Geothermal |  |  | 0 | 0 | 0 | 0 | 0 | 0 | 0 | 0 | 0 | 5 | 2 | 5 | 2 | [14 empty] | 1 | 1 | 1 | 1 | 1 | 1 | 1 | 0
PG&E KERN | Kern PP | 115 | Geothermal |  |  | 0 | 0 | 0 | 0 | 0 | 0 | 0 | 0 | 0 | 5 | 2 | 5 | 2 | [14 empty] | 1 | 1 | 2 | 1 | 2 | 1 | 1 | 0
PG&E KERN | Kern PP | 230 | Geothermal |  |  | 0 | 0 | 0 | 0 | 0 | 0 | 0 | 0 | 0 | 5 | 2 | 5 | 2 | [14 empty] | 1 | 1 | 2 | 1 | 2 | 1 | 1 | 0
PG&E KERN | Kern PP | 70 | Geothermal |  |  | 0 | 0 | 0 | 0 | 0 | 0 | 0 | 0 | 0 | 5 | 2 | 5 | 2 | [14 empty] | 1 | 1 | 2 | 1 | 2 | 1 | 1 | 0
PG&E KERN | Kernridge | 115 | Geothermal |  |  | 0 | 0 | 0 | 0 | 0 | 0 | 0 | 0 | 0 | 5 | 2 | 5 | 2 | [14 empty] | 1 | 1 | 1 | 1 | 1 | 1 | 1 | 0
PG&E FRESNO | Kingsburg | 115 | Geothermal |  |  | 0 | 0 | 0 | 0 | 0 | 0 | 0 | 0 | 0 | 5 | 2 | 5 | 2 | [14 empty] | 1 | 1 | 2 | 2 | 1 | 1 | 1 | 0
PG&E GBA | Kirker | 115 | Geothermal |  |  | 0 | 0 | 0 | 0 | 0 | 0 | 0 | 0 | 0 | 5 | 2 | 1 | 1 | [14 empty] | 2 | 1 | 3 | 1 | 1 | 1 | 1 | 0
PG&E NGBA | Knights Landing | 115 | Geothermal |  |  | 0 | 0 | 0 | 0 | 0 | 0 | 0 | 0 | 0 | 5 | 5 | 3 | 3 | [14 empty] | 2 | 1 | 4 | 2 | 3 | 1 | 1 | 0
PG&E NGBA | Konocti | 60 | Geothermal |  |  | 0 | 0 | 0 | 0 | 0 | 0 | 0 | 0 | 0 | 5 | 2 | 1 | 1 | [14 empty] | 2 | 2 | 4 | 2 | 3 | 1 | 1 | 0
SCE NOL | Kramer | 115 | Geothermal |  |  | 0 | 0 | 0 | 0 | 0 | 0 | 0 | 0 | 0 | 4 | 4 | 1 | 1 | [14 empty] | 2 | 1 | 4 | 1 | 3 | 1 | 1 | 0
SCE NOL | Kramer | 230 | Geothermal |  |  | 0 | 0 | 0 | 0 | 0 | 0 | 0 | 0 | 0 | 4 | 4 | 1 | 1 | [14 empty] | 2 | 1 | 4 | 1 | 3 | 1 | 1 | 0
SCE Metro | La Cienega | 230 | Geothermal |  |  | 0 | 0 | 0 | 0 | 0 | 0 | 0 | 0 | 0 | 1 | 1 | 1 | 1 | [14 empty] | 1 | 1 | 2 | 1 | 2 | 1 | 1 | 0
SCE Metro | La Fresa | 230 | Geothermal |  |  | 0 | 0 | 0 | 0 | 0 | 0 | 0 | 0 | 0 | 1 | 1 | 1 | 1 | [14 empty] | 1 | 1 | 2 | 1 | 2 | 1 | 1 | 0
SCE Metro | Laguna Bell | 230 | Geothermal |  |  | 0 | 0 | 0 | 0 | 0 | 0 | 0 | 0 | 0 | 1 | 1 | 1 | 1 | [14 empty] | 1 | 1 | 2 | 1 | 1 | 1 | 1 | 0
PG&E KERN | Lakeview | 70 | Geothermal |  |  | 0 | 0 | 0 | 0 | 0 | 0 | 0 | 0 | 0 | 5 | 5 | 5 | 2 | [14 empty] | 1 | 1 | 4 | 1 | 1 | 1 | 1 | 0
PG&E NGBA | Lakeville | 230 | Geothermal |  |  | 0 | 0 | 0 | 0 | 0 | 0 | 0 | 0 | 0 | 5 | 2 | 1 | 1 | [14 empty] | 2 | 1 | 4 | 2 | 3 | 1 | 1 | 0
PG&E NGBA | Lakeville | 60 | Geothermal |  |  | 0 | 0 | 0 | 0 | 0 | 0 | 0 | 0 | 0 | 5 | 2 | 1 | 1 | [14 empty] | 2 | 1 | 4 | 2 | 3 | 1 | 1 | 0
PG&E NGBA | Lakeville | 115 | Geothermal |  |  | 20 | 0 | 20 | 0 | 0 | 0 | 20 | 0 | 20 | 5 | 2 | 1 | 1 |  |  |  | 2 |  |  |  | 2 | 1 | 2 | 4 | 5 | 5 | 2 | 2 | 1 | 4 | 2 | 3 | 5- | 1 | 1
PG&E GBA | Lakewood | 115 | Geothermal |  |  | 0 | 0 | 0 | 0 | 0 | 0 | 0 | 0 | 0 | 5 | 2 | 1 | 1 | [14 empty] | 2 | 1 | 3 | 1 | 2 | 1 | 1 | 0
PG&E NGBA | Lambie | 230 | Geothermal |  |  | 0 | 0 | 0 | 0 | 0 | 0 | 0 | 0 | 0 | 5 | 2 | 1 | 1 | [14 empty] | 2 | 1 | 1 | 1 | 1 | 1 | 1 | 0
PG&E GBA | Lammers | 115 | Geothermal |  |  | 0 | 0 | 0 | 0 | 0 | 0 | 0 | 0 | 0 | 5 | 5 | 1 | 1 | [14 empty] | 1 | 1 | 1 | 2 | 2 | 1 | 1 | 0
PG&E KERN | Lamont | 115 | Geothermal |  |  | 0 | 0 | 0 | 0 | 0 | 0 | 0 | 0 | 0 | 5 | 2 | 5 | 2 | [14 empty] | 1 | 1 | 2 | 1 | 1 | 1 | 1 | 0
PG&E FRESNO | Las Aguilas | 230 | Geothermal |  |  | 0 | 0 | 0 | 0 | 0 | 0 | 0 | 0 | 0 | 5 | 2 | 5 | 2 | [14 empty] | 2 | 2 | 4 | 2 | 2 | 1 | 1 | 0
EOP | Lathrop | 138 | Geothermal |  |  | 0 | 0 | 0 | 0 | 0 | 0 | 0 | 0 | 0 | 5 | 3 | 4 | 2 | [14 empty] | 2 | 2 | 4 | 1 | 3 | 1 | 1 | 0
EOP | Lathrop | 230 | Geothermal |  |  | 0 | 0 | 0 | 0 | 0 | 0 | 0 | 0 | 0 | 5 | 3 | 4 | 2 | [14 empty] | 2 | 2 | 4 | 1 | 3 | 1 | 1 | 0
PG&E FRESNO | Le Grand | 115 | Geothermal |  |  | 0 | 0 | 0 | 0 | 0 | 0 | 0 | 0 | 0 | 5 | 2 | 5 | 2 | [14 empty] | 1 | 1 | 3 | 2 | 1 | 1 | 1 | 0
PG&E FRESNO | Lemoore | 70 | Geothermal |  |  | 0 | 0 | 0 | 0 | 0 | 0 | 0 | 0 | 0 | 5 | 2 | 5 | 2 | [14 empty] | 1 | 1 | 3 | 2 | 2 | 1 | 1 | 0
PG&E KERN | Lerdo | 115 | Geothermal |  |  | 0 | 0 | 0 | 0 | 0 | 0 | 0 | 0 | 0 | 5 | 2 | 5 | 2 | [14 empty] | 1 | 1 | 4 | 1 | 1 | 1 | 1 | 0
SCE Metro | Lewis | 230 | Geothermal |  |  | 0 | 0 | 0 | 0 | 0 | 0 | 0 | 0 | 0 | 1 | 1 | 1 | 1 | [14 empty] | 1 | 1 | 3 | 1 | 2 | 1 | 1 | 0
SCE Metro | Lighthipe | 230 | Geothermal |  |  | 0 | 0 | 0 | 0 | 0 | 0 | 0 | 0 | 0 | 1 | 1 | 1 | 1 | [14 empty] | 1 | 1 | 2 | 1 | 1 | 1 | 1 | 0
SDGE | Lilac | 69 | Geothermal |  |  | 0 | 0 | 0 | 0 | 0 | 0 | 0 | 0 | 0 | 4 | 4 | 1 | 1 | [14 empty] | 2 | 1 | 3 | 1 | 3 | 1 | 1 | 0
PG&E NGBA | Lincoln | 115 | Geothermal |  |  | 0 | 0 | 0 | 0 | 0 | 0 | 0 | 0 | 0 | 5 | 5 | 3 | 3 | [14 empty] | 2 | 1 | 3 | 2 | 3 | 1 | 1 | 0
PG&E KERN | Live Oak | 115 | Geothermal |  |  | 0 | 0 | 0 | 0 | 0 | 0 | 0 | 0 | 0 | 5 | 2 | 5 | 2 | [14 empty] | 1 | 1 | 1 | 1 | 1 | 1 | 1 | 0
PG&E GBA | Llagas | 115 | Geothermal |  |  | 0 | 0 | 0 | 0 | 0 | 0 | 0 | 0 | 0 | 1 | 1 | 3 | 3 | [14 empty] | 2 | 1 | 2 | 2 | 1 | 1 | 1 | 0
PG&E GBA | Lockeford | 115 | Geothermal |  |  | 0 | 0 | 0 | 0 | 0 | 0 | 0 | 0 | 0 | 5 | 2 | 1 | 1 | [14 empty] | 1 | 1 | 4 | 2 | 2 | 1 | 1 | 0
PG&E GBA | Lockeford | 230 | Geothermal |  |  | 0 | 0 | 0 | 0 | 0 | 0 | 0 | 0 | 0 | 5 | 2 | 1 | 1 | [14 empty] | 1 | 1 | 4 | 2 | 2 | 1 | 1 | 0
PG&E GBA | Lockeford | 60 | Geothermal |  |  | 0 | 0 | 0 | 0 | 0 | 0 | 0 | 0 | 0 | 5 | 2 | 1 | 1 | [14 empty] | 1 | 1 | 4 | 2 | 2 | 1 | 1 | 0
PG&E GBA | Lodi | 230 | Geothermal |  |  | 0 | 0 | 0 | 0 | 0 | 0 | 0 | 0 | 0 | 5 | 2 | 1 | 1 | [14 empty] | 1 | 1 | 1 | 2 | 1 | 1 | 1 | 0
PG&E NGBA | Logan Creek | 230 | Geothermal |  |  | 0 | 0 | 0 | 0 | 0 | 0 | 0 | 0 | 0 | 5 | 2 | 1 | 1 | [14 empty] | 2 | 2 | 4 | 1 | 2 | 1 | 1 | 0
PG&E GBA | Lone Tree | 230 | Geothermal |  |  | 0 | 0 | 0 | 0 | 0 | 0 | 0 | 0 | 0 | 5 | 2 | 1 | 1 | [14 empty] | 2 | 1 | 3 | 1 | 2 | 1 | 1 | 0
PG&E FRESNO | Los Banos | 230 | Geothermal |  |  | 10 | 0 | 10 | 0 | 0 | 0 | 10 | 0 | 10 | 5 | 2 | 5 | 2 | [14 empty] | 1 | 1 | 4 | 2 | 1 | 5- | 1 | 1
PG&E FRESNO | Los Banos | 500 | Geothermal |  |  | 0 | 0 | 0 | 0 | 0 | 0 | 0 | 0 | 0 | 1 | 1 | 1 | 1 | [14 empty] | 1 | 1 | 4 | 2 | 1 | 1 | 1 | 0
SDGE | Los Coches | 138 | Geothermal |  |  | 0 | 0 | 0 | 0 | 0 | 0 | 0 | 0 | 0 | 4 | 4 | 1 | 1 | [14 empty] | 2 | 2 | 4 | 2 | 3 | 1 | 1 | 0
SDGE | Los Coches | 69 | Geothermal |  |  | 0 | 0 | 0 | 0 | 0 | 0 | 0 | 0 | 0 | 4 | 4 | 1 | 1 | [14 empty] | 2 | 2 | 4 | 2 | 3 | 1 | 1 | 0
PG&E GBA | Los Esteros | 115 | Geothermal |  |  | 0 | 0 | 0 | 0 | 0 | 0 | 0 | 0 | 0 | 1 | 1 | 1 | 1 | [14 empty] | 2 | 1 | 1 | 2 | 1 | 1 | 1 | 0
PG&E GBA | Los Esteros | 230 | Geothermal |  |  | 0 | 0 | 0 | 0 | 0 | 0 | 0 | 0 | 0 | 1 | 1 | 1 | 1 | [14 empty] | 2 | 1 | 1 | 2 | 1 | 1 | 1 | 0
PG&E GBA | Los Positas | 230 | Geothermal |  |  | 0 | 0 | 0 | 0 | 0 | 0 | 0 | 0 | 0 | 5 | 2 | 1 | 1 | [14 empty] | 2 | 1 | 3 | 1 | 3 | 1 | 1 | 0
PG&E GBA | Los Positas | 60 | Geothermal |  |  | 0 | 0 | 0 | 0 | 0 | 0 | 0 | 0 | 0 | 5 | 2 | 1 | 1 | [14 empty] | 2 | 1 | 3 | 1 | 3 | 1 | 1 | 0
SDGE | Loveland | 69 | Geothermal |  |  | 0 | 0 | 0 | 0 | 0 | 0 | 0 | 0 | 0 | 4 | 4 | 1 | 1 | [14 empty] | 2 | 1 | 3 | 1 | 3 | 1 | 1 | 0
SCE NOL | Lugo | 230 | Geothermal |  |  | 0 | 0 | 0 | 0 | 0 | 0 | 0 | 0 | 0 | 3 | 3 | 1 | 1 | [14 empty] | 2 | 1 | 4 | 1 | 2 | 1 | 1 | 0
SCE Metro | Lugo | 500 | Geothermal | YES | Utah, Northern Nevada | 203 | 0 | 203 | 203 | 0 | 203 | 0 | 0 | 0 | 1 | 1 | 1 | 1 | 5 | N/A |  | N/A |  |  |  | N/A | N/A | N/A | N/A | N/A | N/A | N/A | 2 | 1 | 4 | 1 | 2 | 1 | 4 | 1
PG&E FRESNO | Madera | 70 | Geothermal |  |  | 0 | 0 | 0 | 0 | 0 | 0 | 0 | 0 | 0 | 5 | 2 | 5 | 2 | [14 empty] | 1 | 1 | 4 | 2 | 1 | 1 | 1 | 0
PG&E NGBA | Madison | 115 | Geothermal |  |  | 0 | 0 | 0 | 0 | 0 | 0 | 0 | 0 | 0 | 5 | 2 | 1 | 1 | [14 empty] | 2 | 1 | 4 | 2 | 3 | 1 | 1 | 0
PG&E KERN | Magunden | 115 | Geothermal |  |  | 0 | 0 | 0 | 0 | 0 | 0 | 0 | 0 | 0 | 5 | 2 | 5 | 2 | [14 empty] | 1 | 1 | 2 | 1 | 1 | 1 | 1 | 0
SCE Northern | Magunden | 230 | Geothermal |  |  | 0 | 0 | 0 | 0 | 0 | 0 | 0 | 0 | 0 | 5 | 5 | 1 | 1 | [14 empty] | 1 | 1 | 2 | 1 | 1 | 1 | 1 | 0
PG&E FRESNO | Malaga | 115 | Geothermal |  |  | 0 | 0 | 0 | 0 | 0 | 0 | 0 | 0 | 0 | 5 | 2 | 5 | 2 | [14 empty] | 1 | 1 | 1 | 2 | 1 | 1 | 1 | 0
PG&E NGBA | Malin | 500 | Geothermal |  |  | 2133.8 | 0 | 2133.8 | 0 | 0 | 0 | 2133.8 | 0 | 2133.8 | 5 | 2 | 1 | 1 |  |  |  | 1 |  |  |  | 1 | 1 | 3 | 1 | 1 | 3 | 5 | 2 | 2 | 4 | 2 | 3 | 3- | 1 | 1
SCE Northern | Mandalay | 230 | Geothermal |  |  | 0 | 0 | 0 | 0 | 0 | 0 | 0 | 0 | 0 | 5 | 2 | 4 | 2 | [14 empty] | 2 | 1 | 2 | 1 | 1 | 1 | 1 | 0
PG&E FRESNO | Manning | 230 | Geothermal |  |  | 0 | 0 | 0 | 0 | 0 | 0 | 0 | 0 | 0 | 5 | 2 | 5 | 2 | [14 empty] | 1 | 1 | 2 | 2 | 1 | 1 | 1 | 0
PG&E FRESNO | Manning | 500 | Geothermal |  |  | 0 | 0 | 0 | 0 | 0 | 0 | 0 | 0 | 0 | 1 | 1 | 1 | 1 | [14 empty] | 1 | 1 | 2 | 2 | 1 | 1 | 1 | 0
PG&E GBA | Manteca | 115 | Geothermal |  |  | 0 | 0 | 0 | 0 | 0 | 0 | 0 | 0 | 0 | 5 | 5 | 5 | 2 | [14 empty] | 1 | 1 | 2 | 2 | 2 | 1 | 1 | 0
SDGE | Margarita | 138 | Geothermal |  |  | 0 | 0 | 0 | 0 | 0 | 0 | 0 | 0 | 0 | 1 | 1 | 1 | 1 | [14 empty] | 1 | 1 | 2 | 1 | 3 | 1 | 1 | 0
PG&E GBA | Martin | 230 | Geothermal |  |  | 0 | 0 | 0 | 0 | 0 | 0 | 0 | 0 | 0 | 5 | 2 | 1 | 1 | [14 empty] | 2 | 1 | 3 | 1 | 2 | 1 | 1 | 0
PG&E GBA | Martin | 115 | Geothermal |  |  | 0 | 0 | 0 | 0 | 0 | 0 | 0 | 0 | 0 | 1 | 1 | 1 | 1 | [14 empty] | 2 | 1 | 3 | 1 | 2 | 1 | 1 | 0
PG&E GBA | Martinez | 115 | Geothermal |  |  | 0 | 0 | 0 | 0 | 0 | 0 | 0 | 0 | 0 | 5 | 2 | 1 | 1 | [14 empty] | 2 | 1 | 1 | 1 | 1 | 1 | 1 | 0
PG&E FRESNO | Mc Mullin | 230 | Geothermal |  |  | 0 | 0 | 0 | 0 | 0 | 0 | 0 | 0 | 0 | 5 | 2 | 5 | 2 | [14 empty] | 1 | 1 | 3 | 2 | 1 | 1 | 1 | 0
PG&E FRESNO | McCall | 115 | Geothermal |  |  | 0 | 0 | 0 | 0 | 0 | 0 | 0 | 0 | 0 | 5 | 2 | 5 | 2 | [14 empty] | 1 | 1 | 3 | 2 | 1 | 1 | 1 | 0
PG&E FRESNO | McCall | 230 | Geothermal |  |  | 0 | 0 | 0 | 0 | 0 | 0 | 0 | 0 | 0 | 5 | 2 | 5 | 2 | [14 empty] | 1 | 1 | 3 | 2 | 1 | 1 | 1 | 0
PG&E GBA | Meadow Lane | 115 | Geothermal |  |  | 0 | 0 | 0 | 0 | 0 | 0 | 0 | 0 | 0 | 5 | 2 | 1 | 1 | [14 empty] | 2 | 1 | 2 | 1 | 1 | 1 | 1 | 0
PG&E GBA | Melones | 115 | Geothermal |  |  | 0 | 0 | 0 | 0 | 0 | 0 | 0 | 0 | 0 | 5 | 5 | 1 | 1 | [14 empty] | 2 | 1 | 4 | 1 | 3 | 1 | 1 | 0
PG&E GBA | Melones | 230 | Geothermal |  |  | 0 | 0 | 0 | 0 | 0 | 0 | 0 | 0 | 0 | 5 | 5 | 1 | 1 | [14 empty] | 2 | 1 | 4 | 1 | 3 | 1 | 1 | 0
SDGE | Melrose | 69 | Geothermal |  |  | 0 | 0 | 0 | 0 | 0 | 0 | 0 | 0 | 0 | 4 | 4 | 1 | 1 | [14 empty] | 2 | 1 | 3 | 1 | 3 | 1 | 1 | 0
PG&E NGBA | Mendocino | 115 | Geothermal |  |  | 0 | 0 | 0 | 0 | 0 | 0 | 0 | 0 | 0 | 5 | 2 | 1 | 1 | [14 empty] | 2 | 2 | 4 | 2 | 3 | 1 | 1 | 0
PG&E NGBA | Mendocino | 60 | Geothermal |  |  | 0 | 0 | 0 | 0 | 0 | 0 | 0 | 0 | 0 | 5 | 2 | 1 | 1 | [14 empty] | 2 | 2 | 4 | 2 | 3 | 1 | 1 | 0
PG&E FRESNO | Mendota | 115 | Geothermal |  |  | 0 | 0 | 0 | 0 | 0 | 0 | 0 | 0 | 0 | 5 | 2 | 5 | 2 | [14 empty] | 1 | 1 | 3 | 2 | 1 | 1 | 1 | 0
PG&E GBA | Menlo | 60 | Geothermal |  |  | 0 | 0 | 0 | 0 | 0 | 0 | 0 | 0 | 0 | 5 | 2 | 1 | 1 | [14 empty] | 2 | 1 | 3 | 1 | 2 | 1 | 1 | 0
PG&E FRESNO | Merced | 115 | Geothermal |  |  | 0 | 0 | 0 | 0 | 0 | 0 | 0 | 0 | 0 | 5 | 2 | 5 | 2 | [14 empty] | 1 | 1 | 4 | 2 | 1 | 1 | 1 | 0
EOP | Mercury | 138 | Geothermal |  |  | 0 | 0 | 0 | 0 | 0 | 0 | 0 | 0 | 0 | 5 | 3 | 4 | 2 | [14 empty] | 2 | 2 | 4 | 1 | 3 | 1 | 1 | 0
PG&E FRESNO | Mercy Springs | 70 | Geothermal |  |  | 0 | 0 | 0 | 0 | 0 | 0 | 0 | 0 | 0 | 5 | 2 | 5 | 2 | [14 empty] | 1 | 1 | 4 | 2 | 1 | 1 | 1 | 0
PG&E NGBA | Meridian | 60 | Geothermal |  |  | 0 | 0 | 0 | 0 | 0 | 0 | 0 | 0 | 0 | 5 | 2 | 1 | 1 | [14 empty] | 2 | 2 | 4 | 1 | 3 | 1 | 1 | 0
PG&E KERN | Mesa (PGE) | 115 | Geothermal |  |  | 0 | 0 | 0 | 0 | 0 | 0 | 0 | 0 | 0 | 5 | 2 | 5 | 2 | [14 empty] | 2 | 2 | 3 | 2 | 2 | 1 | 1 | 0
PG&E KERN | Mesa (PGE) | 230 | Geothermal |  |  | 0 | 0 | 0 | 0 | 0 | 0 | 0 | 0 | 0 | 5 | 2 | 5 | 2 | [14 empty] | 2 | 2 | 3 | 2 | 2 | 1 | 1 | 0
SCE Metro | Mesa (SCE) | 230 | Geothermal |  |  | 0 | 0 | 0 | 0 | 0 | 0 | 0 | 0 | 0 | 1 | 1 | 1 | 1 | [14 empty] | 1 | 1 | 3 | 1 | 2 | 1 | 1 | 0
SCE Metro | Mesa (SCE) | 500 | Geothermal |  |  | 0 | 0 | 0 | 0 | 0 | 0 | 0 | 0 | 0 | 1 | 1 | 1 | 1 | [14 empty] | 1 | 1 | 3 | 1 | 2 | 1 | 1 | 0
SDGE | Mesa Heights | 69 | Geothermal |  |  | 0 | 0 | 0 | 0 | 0 | 0 | 0 | 0 | 0 | 4 | 4 | 1 | 1 | [14 empty] | 2 | 1 | 2 | 1 | 3 | 1 | 1 | 0
PG&E GBA | Metcalf | 115 | Geothermal |  |  | 0 | 0 | 0 | 0 | 0 | 0 | 0 | 0 | 0 | 1 | 1 | 1 | 1 | [14 empty] | 2 | 1 | 1 | 2 | 3 | 1 | 1 | 0
PG&E GBA | Metcalf | 230 | Geothermal |  |  | 0 | 0 | 0 | 0 | 0 | 0 | 0 | 0 | 0 | 1 | 1 | 1 | 1 | [14 empty] | 2 | 1 | 1 | 2 | 3 | 1 | 1 | 0
PG&E GBA | Metcalf | 500 | Geothermal |  |  | 0 | 0 | 0 | 0 | 0 | 0 | 0 | 0 | 0 | 1 | 1 | 1 | 1 | [14 empty] | 2 | 1 | 1 | 2 | 3 | 1 | 1 | 0
PG&E KERN | Midway | 115 | Geothermal |  |  | 0 | 0 | 0 | 0 | 0 | 0 | 0 | 0 | 0 | 5 | 2 | 5 | 2 | [14 empty] | 1 | 1 | 3 | 1 | 1 | 1 | 1 | 0
PG&E KERN | Midway | 230 | Geothermal |  |  | 0 | 0 | 0 | 0 | 0 | 0 | 0 | 0 | 0 | 5 | 2 | 5 | 2 | [14 empty] | 1 | 1 | 3 | 1 | 1 | 1 | 1 | 0
PG&E KERN | Midway | 500 | Geothermal |  |  | 0 | 0 | 0 | 0 | 0 | 0 | 0 | 0 | 0 | 5 | 2 | 4 | 2 | [14 empty] | 1 | 1 | 3 | 1 | 1 | 1 | 1 | 0
SDGE | Miguel | 230 | Geothermal |  |  | 0 | 0 | 0 | 0 | 0 | 0 | 0 | 0 | 0 | 4 | 4 | 1 | 1 | [14 empty] | 2 | 1 | 3 | 1 | 2 | 1 | 1 | 0
SDGE | Miguel | 500 | Geothermal |  |  | 0 | 0 | 0 | 0 | 0 | 0 | 0 | 0 | 0 | 4 | 4 | 1 | 1 | [14 empty] | 2 | 1 | 3 | 1 | 2 | 1 | 1 | 0
SDGE | Miguel | 69 | Geothermal |  |  | 0 | 0 | 0 | 0 | 0 | 0 | 0 | 0 | 0 | 4 | 4 | 1 | 1 | [14 empty] | 2 | 1 | 3 | 1 | 2 | 1 | 1 | 0
PG&E GBA | Millbrae | 115 | Geothermal |  |  | 0 | 0 | 0 | 0 | 0 | 0 | 0 | 0 | 0 | 1 | 1 | 1 | 1 | [14 empty] | 2 | 1 | 3 | 1 | 2 | 1 | 1 | 0
PG&E GBA | Miller | 115 | Geothermal |  |  | 100 | 0 | 100 | 0 | 0 | 0 | 100 | 0 | 100 | 5 | 5 | 1 | 1 | [14 empty] | 1 | 1 | 4 | 2 | 1 | 5- | 1 | 1
SCE Metro | Mira Loma | 230 | Geothermal |  |  | 0 | 0 | 0 | 0 | 0 | 0 | 0 | 0 | 0 | 1 | 1 | 1 | 1 | [14 empty] | 1 | 1 | 1 | 1 | 1 | 1 | 1 | 0
SCE Metro | Mira Loma | 500 | Geothermal |  |  | 0 | 0 | 0 | 0 | 0 | 0 | 0 | 0 | 0 | 1 | 1 | 1 | 1 | [14 empty] | 1 | 1 | 1 | 1 | 1 | 1 | 1 | 0
SCE Eastern | Mirage | 115 | Geothermal |  |  | 0 | 0 | 0 | 0 | 0 | 0 | 0 | 0 | 0 | 5 | 5 | 4 | 4 | [14 empty] | 2 | 1 | 3 | 1 | 3 | 1 | 1 | 0
SCE Eastern | Mirage | 230 | Geothermal | YES | Imperial-IID | 1347 | 0 | 1347 | 30 | 0 | 30 | 1317 | 0 | 1317 | 5 | 5 | 4 | 4 |  | 1 |  | 1 |  |  |  | 1 | 1 | 1 | 2 | 2 | 2 | 1 | 2 | 1 | 3 | 1 | 3 | 5- | 1 | 1
SDGE | Mission | 138 | Geothermal |  |  | 0 | 0 | 0 | 0 | 0 | 0 | 0 | 0 | 0 | 4 | 4 | 1 | 1 | [14 empty] | 2 | 1 | 2 | 1 | 2 | 1 | 1 | 0
SDGE | Mission | 230 | Geothermal |  |  | 0 | 0 | 0 | 0 | 0 | 0 | 0 | 0 | 0 | 4 | 4 | 1 | 1 | [14 empty] | 2 | 1 | 2 | 1 | 2 | 1 | 1 | 0
SDGE | Mission | 69 | Geothermal |  |  | 0 | 0 | 0 | 0 | 0 | 0 | 0 | 0 | 0 | 4 | 4 | 1 | 1 | [14 empty] | 2 | 1 | 2 | 1 | 2 | 1 | 1 | 0
PG&E GBA | Mi-Wuk | 115 | Geothermal |  |  | 0 | 0 | 0 | 0 | 0 | 0 | 0 | 0 | 0 | 5 | 5 | 1 | 1 | [14 empty] | 2 | 1 | 4 | 1 | 3 | 1 | 1 | 0
EOP | Mohave | 500 | Geothermal |  |  | 0 | 0 | 0 | 0 | 0 | 0 | 0 | 0 | 0 | 5 | 2 | 4 | 2 | [14 empty] | 2 | 2 | 3 | 1 | 3 | 1 | 1 | 0
PG&E NGBA | Monroe | 115 | Geothermal |  |  | 0 | 0 | 0 | 0 | 0 | 0 | 0 | 0 | 0 | 5 | 2 | 1 | 1 | [14 empty] | 2 | 1 | 3 | 2 | 2 | 1 | 1 | 0
SDGE | Monserate | 69 | Geothermal |  |  | 0 | 0 | 0 | 0 | 0 | 0 | 0 | 0 | 0 | 4 | 4 | 1 | 1 | [14 empty] | 2 | 1 | 3 | 1 | 3 | 1 | 1 | 0
PG&E GBA | Monta Vista | 115 | Geothermal |  |  | 0 | 0 | 0 | 0 | 0 | 0 | 0 | 0 | 0 | 1 | 1 | 1 | 1 | [14 empty] | 2 | 1 | 3 | 2 | 3 | 1 | 1 | 0
PG&E GBA | Monta Vista | 230 | Geothermal |  |  | 0 | 0 | 0 | 0 | 0 | 0 | 0 | 0 | 0 | 1 | 1 | 1 | 1 | [14 empty] | 2 | 1 | 3 | 2 | 3 | 1 | 1 | 0
PG&E GBA | Monta Vista | 60 | Geothermal |  |  | 0 | 0 | 0 | 0 | 0 | 0 | 0 | 0 | 0 | 1 | 1 | 1 | 1 | [14 empty] | 2 | 1 | 3 | 2 | 3 | 1 | 1 | 0
PG&E NGBA | Monticello | 115 | Geothermal |  |  | 0 | 0 | 0 | 0 | 0 | 0 | 0 | 0 | 0 | 5 | 2 | 1 | 1 | [14 empty] | 2 | 1 | 4 | 2 | 3 | 1 | 1 | 0
SCE Northern | Moorpark | 230 | Geothermal |  |  | 0 | 0 | 0 | 0 | 0 | 0 | 0 | 0 | 0 | 5 | 2 | 4 | 2 | [14 empty] | 2 | 1 | 4 | 1 | 3 | 1 | 1 | 0
SCE Northern | Moorpark | 66 | Geothermal |  |  | 0 | 0 | 0 | 0 | 0 | 0 | 0 | 0 | 0 | 5 | 2 | 4 | 2 | [14 empty] | 2 | 1 | 4 | 1 | 3 | 1 | 1 | 0
PG&E GBA | Moraga | 115 | Geothermal |  |  | 0 | 0 | 0 | 0 | 0 | 0 | 0 | 0 | 0 | 5 | 2 | 1 | 1 | [14 empty] | 2 | 1 | 3 | 1 | 3 | 1 | 1 | 0
PG&E GBA | Moraga | 230 | Geothermal |  |  | 0 | 0 | 0 | 0 | 0 | 0 | 0 | 0 | 0 | 5 | 2 | 1 | 1 | [14 empty] | 2 | 1 | 3 | 1 | 3 | 1 | 1 | 0
PG&E GBA | Morgan Hill | 115 | Geothermal |  |  | 0 | 0 | 0 | 0 | 0 | 0 | 0 | 0 | 0 | 1 | 1 | 3 | 3 | [14 empty] | 2 | 1 | 3 | 2 | 2 | 1 | 1 | 0
PG&E KERN | Morro Bay | 115 | Geothermal |  |  | 0 | 0 | 0 | 0 | 0 | 0 | 0 | 0 | 0 | 5 | 2 | 5 | 2 | [14 empty] | 2 | 2 | 2 | 2 | 3 | 1 | 1 | 0
PG&E KERN | Morro Bay | 230 | Geothermal |  |  | 0 | 0 | 0 | 0 | 0 | 0 | 0 | 0 | 0 | 5 | 2 | 5 | 2 | [14 empty] | 2 | 2 | 2 | 2 | 3 | 1 | 1 | 0
PG&E KERN | Morro Bay | 500 | Geothermal |  |  | 0 | 0 | 0 | 0 | 0 | 0 | 0 | 0 | 0 | 5 | 2 | 4 | 2 | [14 empty] | 2 | 2 | 2 | 2 | 3 | 1 | 1 | 0
PG&E GBA | Moss Landing | 115 | Geothermal |  |  | 50 | 0 | 50 | 0 | 0 | 0 | 50 | 0 | 50 | 1 | 1 | 3 | 3 | [14 empty] | 2 | 2 | 1 | 2 | 2 | 5- | 1 | 1
PG&E GBA | Moss Landing | 230 | Geothermal |  |  | 0 | 0 | 0 | 0 | 0 | 0 | 0 | 0 | 0 | 1 | 1 | 3 | 3 | [14 empty] | 2 | 2 | 1 | 2 | 2 | 1 | 1 | 0
PG&E GBA | Moss Landing | 500 | Geothermal |  |  | 0 | 0 | 0 | 0 | 0 | 0 | 0 | 0 | 0 | 5 | 2 | 1 | 1 | [14 empty] | 2 | 2 | 1 | 2 | 2 | 1 | 1 | 0
EOP | Mountain Pass | 115 | Geothermal |  |  | 0 | 0 | 0 | 0 | 0 | 0 | 0 | 0 | 0 | 5 | 3 | 4 | 2 | [14 empty] | 2 | 2 | 4 | 1 | 1 | 1 | 1 | 0
PG&E GBA | Mountain View | 115 | Geothermal |  |  | 0 | 0 | 0 | 0 | 0 | 0 | 0 | 0 | 0 | 1 | 1 | 1 | 1 | [14 empty] | 2 | 1 | 2 | 2 | 2 | 1 | 1 | 0
PG&E GBA | Mt Eden | 115 | Geothermal |  |  | 0 | 0 | 0 | 0 | 0 | 0 | 0 | 0 | 0 | 5 | 2 | 1 | 1 | [14 empty] | 2 | 1 | 2 | 1 | 2 | 1 | 1 | 0
PG&E KERN | Mt Poso | 115 | Geothermal |  |  | 0 | 0 | 0 | 0 | 0 | 0 | 0 | 0 | 0 | 5 | 2 | 5 | 2 | [14 empty] | 1 | 1 | 2 | 1 | 1 | 1 | 1 | 0
SDGE | Murray | 69 | Geothermal |  |  | 0 | 0 | 0 | 0 | 0 | 0 | 0 | 0 | 0 | 4 | 4 | 1 | 1 | [14 empty] | 2 | 1 | 2 | 1 | 2 | 1 | 1 | 0
PG&E FRESNO | Mustang | 230 | Geothermal |  |  | 0 | 0 | 0 | 0 | 0 | 0 | 0 | 0 | 0 | 5 | 2 | 5 | 2 | [14 empty] | 1 | 1 | 1 | 2 | 1 | 1 | 1 | 0
SCE Northern | Neenach | 66 | Geothermal |  |  | 0 | 0 | 0 | 0 | 0 | 0 | 0 | 0 | 0 | 5 | 5 | 1 | 1 | [14 empty] | 2 | 1 | 4 | 1 | 3 | 1 | 1 | 0
PG&E KERN | New Sub - Gates - Midway (Proposed) | 230 | Geothermal |  |  | 0 | 0 | 0 | 0 | 0 | 0 | 0 | 0 | 0 | 5 | 2 | 5 | 2 | [14 empty] | 1 | 1 | 4 | 2 | 1 | 1 | 1 | 0
PG&E KERN | New Sub - Gates - Templeton (Proposed) | 230 | Geothermal |  |  | 0 | 0 | 0 | 0 | 0 | 0 | 0 | 0 | 0 | 5 | 2 | 5 | 2 | [14 empty] | 1 | 1 | 4 | 2 | 1 | 1 | 1 | 0
SCE NOL | New Sub - Kramer - Lugo (Proposed) | 230 | Geothermal |  |  | 0 | 0 | 0 | 0 | 0 | 0 | 0 | 0 | 0 | 4 | 4 | 1 | 1 | [14 empty] | 2 | 1 | 2 | 1 | 1 | 1 | 1 | 0
PG&E FRESNO | New Sub - Los Banos - Midway (Proposed) | 500 | Geothermal |  |  | 0 | 0 | 0 | 0 | 0 | 0 | 0 | 0 | 0 | 5 | 2 | 4 | 2 | [14 empty] | 1 | 1 | 4 | 2 | 1 | 1 | 1 | 0
SCE NOL | New Sub - Lugo - Pisgah (Proposed) | 230 | Geothermal |  |  | 0 | 0 | 0 | 0 | 0 | 0 | 0 | 0 | 0 | 5 | 5 | 1 | 1 | [14 empty] | 2 | 1 | 3 | 1 | 3 | 1 | 1 | 0
PG&E KERN | New Sub - Midway - Wheeler Ridge (Proposed) | 230 | Geothermal |  |  | 0 | 0 | 0 | 0 | 0 | 0 | 0 | 0 | 0 | 5 | 2 | 5 | 2 | [14 empty] | 1 | 1 | 3 | 1 | 1 | 1 | 1 | 0
PG&E NGBA | New Sub - Near existing Leavitt (PSREC) | 345 | Geothermal |  |  | 19 | 0 | 19 | 0 | 0 | 0 | 19 | 0 | 19 | 5 | 2 | 1 | 1 |  |  |  | 1 |  |  |  | 1 | 3 | 1 | 2 | 2 | 3 | 1 | 2 | 2 | 1 | 1 | 3 | 5- | 1 | 1
PG&E NGBA | New Sub - Near existing Madeline (NVE) | 345 | Geothermal |  |  | 0 | 0 | 0 | 0 | 0 | 0 | 0 | 0 | 0 | 5 | 2 | 1 | 1 | [14 empty] | 2 | 2 | 4 | 1 | 3 | 1 | 1 | 0
SDGE | New Sub - North Gila - IV (Proposed) | 500 | Geothermal |  |  | 0 | 0 | 0 | 0 | 0 | 0 | 0 | 0 | 0 | 4 | 4 | 1 | 1 | [14 empty] | 2 | 1 | 4 | 2 | 2 | 1 | 1 | 0
PG&E NGBA | New Sub - Pit 1 - Cottonwood (Proposed) | 230 | Geothermal |  |  | 0 | 0 | 0 | 0 | 0 | 0 | 0 | 0 | 0 | 5 | 2 | 1 | 1 | [14 empty] | 2 | 2 | 4 | 2 | 3 | 1 | 1 | 0
PG&E GBA | New Sub - Rancho Seco - Bellota (Proposed) | 230 | Geothermal |  |  | 0 | 0 | 0 | 0 | 0 | 0 | 0 | 0 | 0 | 5 | 2 | 1 | 1 | [14 empty] | 1 | 1 | 4 | 2 | 3 | 1 | 1 | 0
SDGE | New Sub - Suncrest - Ocotillo (Proposed) | 500 | Geothermal |  |  | 0 | 0 | 0 | 0 | 0 | 0 | 0 | 0 | 0 | 4 | 4 | 1 | 1 | [14 empty] | 2 | 1 | 4 | 1 | 3 | 1 | 1 | 0
PG&E FRESNO | New Sub - Westley - Quinto (Proposed) | 230 | Geothermal |  |  | 80 | 0 | 80 | 0 | 0 | 0 | 80 | 0 | 80 | 1 | 1 | 1 | 1 | [14 empty] | 1 | 1 | 4 | 2 | 1 | 5- | 1 | 1
PG&E GBA | Newark | 115 | Geothermal |  |  | 0 | 0 | 0 | 0 | 0 | 0 | 0 | 0 | 0 | 1 | 1 | 1 | 1 | [14 empty] | 2 | 1 | 3 | 1 | 2 | 1 | 1 | 0
PG&E GBA | Newark | 230 | Geothermal |  |  | 0 | 0 | 0 | 0 | 0 | 0 | 0 | 0 | 0 | 1 | 1 | 1 | 1 | [14 empty] | 2 | 1 | 3 | 1 | 2 | 1 | 1 | 0
PG&E GBA | Newark | 60 | Geothermal |  |  | 0 | 0 | 0 | 0 | 0 | 0 | 0 | 0 | 0 | 5 | 2 | 1 | 1 | [14 empty] | 2 | 1 | 3 | 1 | 2 | 1 | 1 | 0
PG&E FRESNO | Newhall | 115 | Geothermal |  |  | 0 | 0 | 0 | 0 | 0 | 0 | 0 | 0 | 0 | 5 | 2 | 5 | 2 | [14 empty] | 1 | 1 | 4 | 2 | 1 | 1 | 1 | 0
PG&E KERN | Norco | 115 | Geothermal |  |  | 0 | 0 | 0 | 0 | 0 | 0 | 0 | 0 | 0 | 5 | 2 | 5 | 2 | [14 empty] | 1 | 1 | 3 | 1 | 1 | 1 | 1 | 0
PG&E GBA | Nortech | 115 | Geothermal |  |  | 0 | 0 | 0 | 0 | 0 | 0 | 0 | 0 | 0 | 1 | 1 | 1 | 1 | [14 empty] | 2 | 1 | 2 | 2 | 1 | 1 | 1 | 0
SDGE | North City Metering | 138 | Geothermal |  |  | 0 | 0 | 0 | 0 | 0 | 0 | 0 | 0 | 0 | 4 | 4 | 1 | 1 | [14 empty] | 2 | 1 | 2 | 1 | 3 | 1 | 1 | 0
PG&E GBA | North Dublin | 230 | Geothermal |  |  | 0 | 0 | 0 | 0 | 0 | 0 | 0 | 0 | 0 | 5 | 2 | 1 | 1 | [14 empty] | 2 | 1 | 2 | 1 | 3 | 1 | 1 | 0
SDGE | North Gila | 500 | Geothermal |  |  | 0 | 0 | 0 | 0 | 0 | 0 | 0 | 0 | 0 | 4 | 4 | 1 | 1 | [14 empty] | 2 | 2 | 4 | 2 | 3 | 1 | 1 | 0
SCE Metro | North of SONGS | 230 | Geothermal |  |  | 0 | 0 | 0 | 0 | 0 | 0 | 0 | 0 | 0 | 1 | 1 | 1 | 1 | [14 empty] | 2 | 1 | 3 | 1 | 3 | 1 | 1 | 0
SCE Metro | North of SONGS | 500 | Geothermal |  |  | 0 | 0 | 0 | 0 | 0 | 0 | 0 | 0 | 0 | 1 | 1 | 1 | 1 | [14 empty] | 2 | 1 | 3 | 1 | 3 | 1 | 1 | 0
PG&E NGBA | Notre Dame | 115 | Geothermal |  |  | 0 | 0 | 0 | 0 | 0 | 0 | 0 | 0 | 0 | 5 | 2 | 1 | 1 | [14 empty] | 2 | 1 | 4 | 2 | 2 | 1 | 1 | 0
PG&E GBA | Oakland C | 115 | Geothermal |  |  | 0 | 0 | 0 | 0 | 0 | 0 | 0 | 0 | 0 | 5 | 2 | 1 | 1 | [14 empty] | 2 | 1 | 1 | 1 | 2 | 1 | 1 | 0
PG&E GBA | Oakland J | 115 | Geothermal |  |  | 0 | 0 | 0 | 0 | 0 | 0 | 0 | 0 | 0 | 5 | 2 | 1 | 1 | [14 empty] | 2 | 1 | 2 | 1 | 1 | 1 | 1 | 0
PG&E GBA | Oakland L | 115 | Geothermal |  |  | 0 | 0 | 0 | 0 | 0 | 0 | 0 | 0 | 0 | 5 | 2 | 1 | 1 | [14 empty] | 2 | 1 | 2 | 1 | 1 | 1 | 1 | 0
PG&E GBA | Oakland X | 115 | Geothermal |  |  | 0 | 0 | 0 | 0 | 0 | 0 | 0 | 0 | 0 | 5 | 2 | 1 | 1 | [14 empty] | 2 | 1 | 2 | 1 | 2 | 1 | 1 | 0
SDGE | Ocean Ranch | 69 | Geothermal |  |  | 0 | 0 | 0 | 0 | 0 | 0 | 0 | 0 | 0 | 4 | 4 | 1 | 1 | [14 empty] | 2 | 1 | 4 | 1 | 3 | 1 | 1 | 0
PG&E KERN | Oceano | 115 | Geothermal |  |  | 0 | 0 | 0 | 0 | 0 | 0 | 0 | 0 | 0 | 5 | 2 | 5 | 2 | [14 empty] | 2 | 2 | 4 | 2 | 3 | 1 | 1 | 0
SDGE | Ocotillo Express | 500 | Geothermal |  |  | 0 | 0 | 0 | 0 | 0 | 0 | 0 | 0 | 0 | 4 | 4 | 1 | 1 | [14 empty] | 2 | 1 | 4 | 2 | 3 | 1 | 1 | 0
PG&E KERN | Old River | 70 | Geothermal |  |  | 0 | 0 | 0 | 0 | 0 | 0 | 0 | 0 | 0 | 5 | 2 | 5 | 2 | [14 empty] | 1 | 1 | 4 | 1 | 2 | 1 | 1 | 0
SDGE | Old Town | 230 | Geothermal |  |  | 0 | 0 | 0 | 0 | 0 | 0 | 0 | 0 | 0 | 4 | 4 | 1 | 1 | [14 empty] | 2 | 1 | 3 | 1 | 2 | 1 | 1 | 0
SCE Metro | Olinda | 230 | Geothermal |  |  | 0 | 0 | 0 | 0 | 0 | 0 | 0 | 0 | 0 | 1 | 1 | 1 | 1 | [14 empty] | 1 | 1 | 2 | 1 | 2 | 1 | 1 | 0
PG&E FRESNO | Olive | 115 | Geothermal |  |  | 0 | 0 | 0 | 0 | 0 | 0 | 0 | 0 | 0 | 5 | 2 | 5 | 2 | [14 empty] | 1 | 1 | 4 | 1 | 1 | 1 | 1 | 0
PG&E NGBA | Olivehurst | 115 | Geothermal |  |  | 0 | 0 | 0 | 0 | 0 | 0 | 0 | 0 | 0 | 5 | 2 | 1 | 1 | [14 empty] | 2 | 2 | 2 | 1 | 2 | 1 | 1 | 0
PG&E NGBA | Oregon Trail | 60 | Geothermal |  |  | 0 | 0 | 0 | 0 | 0 | 0 | 0 | 0 | 0 | 5 | 2 | 1 | 1 | [14 empty] | 2 | 2 | 3 | 2 | 3 | 1 | 1 | 0
SCE Northern | Ormond Beach | 230 | Geothermal |  |  | 0 | 0 | 0 | 0 | 0 | 0 | 0 | 0 | 0 | 5 | 2 | 4 | 2 | [14 empty] | 2 | 1 | 1 | 1 | 1 | 1 | 1 | 0
PG&E FRESNO | Oro Loma | 115 | Geothermal |  |  | 0 | 0 | 0 | 0 | 0 | 0 | 0 | 0 | 0 | 5 | 2 | 5 | 2 | [14 empty] | 1 | 1 | 4 | 2 | 1 | 1 | 1 | 0
PG&E FRESNO | Oro Loma | 70 | Geothermal |  |  | 0 | 0 | 0 | 0 | 0 | 0 | 0 | 0 | 0 | 5 | 2 | 5 | 2 | [14 empty] | 1 | 1 | 4 | 2 | 1 | 1 | 1 | 0
PG&E FRESNO | Orosi | 70 | Geothermal |  |  | 0 | 0 | 0 | 0 | 0 | 0 | 0 | 0 | 0 | 5 | 2 | 5 | 2 | [14 empty] | 1 | 1 | 4 | 1 | 1 | 1 | 1 | 0
SDGE | Otay | 69 | Geothermal |  |  | 0 | 0 | 0 | 0 | 0 | 0 | 0 | 0 | 0 | 4 | 4 | 1 | 1 | [14 empty] | 2 | 1 | 1 | 1 | 1 | 1 | 1 | 0
SDGE | Otay Mesa | 230 | Geothermal |  |  | 0 | 0 | 0 | 0 | 0 | 0 | 0 | 0 | 0 | 4 | 4 | 1 | 1 | [14 empty] | 2 | 1 | 1 | 1 | 3 | 1 | 1 | 0
PG&E FRESNO | Padre Flats SW STA | 230 | Geothermal |  |  | 20 | 0 | 20 | 0 | 0 | 0 | 20 | 0 | 20 | 5 | 2 | 5 | 2 | [14 empty] | 1 | 1 | 4 | 2 | 1 | 5- | 1 | 1
EOP | Pahrump | 138 | Geothermal |  |  | 0 | 0 | 0 | 0 | 0 | 0 | 0 | 0 | 0 | 5 | 3 | 4 | 2 | [14 empty] | 2 | 2 | 4 | 1 | 3 | 1 | 1 | 0
EOP | Pahrump | 230 | Geothermal |  |  | 0 | 0 | 0 | 0 | 0 | 0 | 0 | 0 | 0 | 5 | 3 | 4 | 2 | [14 empty] | 2 | 2 | 4 | 1 | 3 | 1 | 1 | 0
SDGE | Pala | 69 | Geothermal |  |  | 0 | 0 | 0 | 0 | 0 | 0 | 0 | 0 | 0 | 4 | 4 | 1 | 1 | [14 empty] | 2 | 1 | 1 | 1 | 3 | 1 | 1 | 0
PG&E NGBA | Palermo | 115 | Geothermal |  |  | 0 | 0 | 0 | 0 | 0 | 0 | 0 | 0 | 0 | 5 | 2 | 1 | 1 | [14 empty] | 2 | 1 | 2 | 2 | 2 | 1 | 1 | 0
PG&E NGBA | Palermo | 230 | Geothermal |  |  | 20 | 0 | 20 | 0 | 0 | 0 | 20 | 0 | 20 | 5 | 2 | 1 | 1 |  |  |  | 2 |  |  |  | 2 | 5 | 5 | 2 | 2 | 5 | 5 | 2 | 1 | 2 | 2 | 2 | 5- | 1 | 1
SCE Eastern | Palo Verde | 500 | Geothermal |  |  | 0 | 0 | 0 | 0 | 0 | 0 | 0 | 0 | 0 | 5 | 4 | 4 | 2 | [14 empty] | 2 | 1 | 4 | 2 | 3 | 1 | 1 | 0
SDGE | Palomar Energy | 230 | Geothermal |  |  | 0 | 0 | 0 | 0 | 0 | 0 | 0 | 0 | 0 | 4 | 4 | 1 | 1 | [14 empty] | 2 | 1 | 2 | 1 | 3 | 1 | 1 | 0
PG&E KERN | Panama | 70 | Geothermal |  |  | 0 | 0 | 0 | 0 | 0 | 0 | 0 | 0 | 0 | 5 | 2 | 5 | 2 | [14 empty] | 1 | 1 | 4 | 1 | 1 | 1 | 1 | 0
PG&E FRESNO | Panoche | 115 | Geothermal |  |  | 0 | 0 | 0 | 0 | 0 | 0 | 0 | 0 | 0 | 5 | 2 | 5 | 2 | [14 empty] | 1 | 1 | 1 | 2 | 1 | 1 | 1 | 0
PG&E FRESNO | Panoche | 230 | Geothermal |  |  | 0 | 0 | 0 | 0 | 0 | 0 | 0 | 0 | 0 | 5 | 2 | 5 | 2 | [14 empty] | 1 | 1 | 1 | 2 | 1 | 1 | 1 | 0
SCE Northern | Pardee | 230 | Geothermal |  |  | 0 | 0 | 0 | 0 | 0 | 0 | 0 | 0 | 0 | 5 | 2 | 4 | 2 | [14 empty] | 1 | 1 | 3 | 1 | 3 | 1 | 1 | 0
PG&E NGBA | Parkway | 230 | Geothermal |  |  | 0 | 0 | 0 | 0 | 0 | 0 | 0 | 0 | 0 | 5 | 2 | 1 | 1 | [14 empty] | 2 | 1 | 4 | 1 | 2 | 1 | 1 | 0
SCE Northern | Pastoria | 230 | Geothermal |  |  | 0 | 0 | 0 | 0 | 0 | 0 | 0 | 0 | 0 | 5 | 2 | 4 | 2 | [14 empty] | 1 | 1 | 2 | 1 | 3 | 1 | 1 | 0
SCE Metro | Pauda | 230 | Geothermal |  |  | 0 | 0 | 0 | 0 | 0 | 0 | 0 | 0 | 0 | 1 | 1 | 1 | 1 | [14 empty] | 1 | 1 | 2 | 1 | 2 | 1 | 1 | 0
PG&E GBA | Paul Sweet | 115 | Geothermal |  |  | 0 | 0 | 0 | 0 | 0 | 0 | 0 | 0 | 0 | 1 | 1 | 3 | 3 | [14 empty] | 2 | 2 | 2 | 2 | 3 | 1 | 1 | 0
PG&E NGBA | Peabody | 230 | Geothermal |  |  | 0 | 0 | 0 | 0 | 0 | 0 | 0 | 0 | 0 | 5 | 2 | 1 | 1 | [14 empty] | 2 | 1 | 2 | 1 | 2 | 1 | 1 | 0
PG&E NGBA | Pease | 115 | Geothermal |  |  | 0 | 0 | 0 | 0 | 0 | 0 | 0 | 0 | 0 | 5 | 2 | 1 | 1 | [14 empty] | 2 | 2 | 2 | 1 | 2 | 1 | 1 | 0
PG&E NGBA | Pease | 60 | Geothermal |  |  | 0 | 0 | 0 | 0 | 0 | 0 | 0 | 0 | 0 | 5 | 2 | 1 | 1 | [14 empty] | 2 | 2 | 2 | 1 | 2 | 1 | 1 | 0
SDGE | Penasquitos | 138 | Geothermal |  |  | 0 | 0 | 0 | 0 | 0 | 0 | 0 | 0 | 0 | 4 | 4 | 1 | 1 | [14 empty] | 2 | 1 | 2 | 1 | 3 | 1 | 1 | 0
SDGE | Penasquitos | 230 | Geothermal |  |  | 0 | 0 | 0 | 0 | 0 | 0 | 0 | 0 | 0 | 4 | 4 | 1 | 1 | [14 empty] | 2 | 1 | 2 | 1 | 3 | 1 | 1 | 0
SDGE | Penasquitos | 69 | Geothermal |  |  | 0 | 0 | 0 | 0 | 0 | 0 | 0 | 0 | 0 | 4 | 4 | 1 | 1 | [14 empty] | 2 | 1 | 2 | 1 | 3 | 1 | 1 | 0
SDGE | Pendleton | 69 | Geothermal |  |  | 0 | 0 | 0 | 0 | 0 | 0 | 0 | 0 | 0 | 4 | 4 | 1 | 1 | [14 empty] | 2 | 1 | 4 | 1 | 3 | 1 | 1 | 0
PG&E NGBA | Penngrove | 115 | Geothermal |  |  | 0 | 0 | 0 | 0 | 0 | 0 | 0 | 0 | 0 | 5 | 2 | 1 | 1 | [14 empty] | 2 | 1 | 3 | 2 | 2 | 1 | 1 | 0
PG&E GBA | Peoria | 115 | Geothermal |  |  | 0 | 0 | 0 | 0 | 0 | 0 | 0 | 0 | 0 | 5 | 5 | 1 | 1 | [14 empty] | 2 | 1 | 4 | 1 | 3 | 1 | 1 | 0
PG&E GBA | Piercy | 115 | Geothermal |  |  | 0 | 0 | 0 | 0 | 0 | 0 | 0 | 0 | 0 | 1 | 1 | 1 | 1 | [14 empty] | 2 | 1 | 2 | 2 | 2 | 1 | 1 | 0
PG&E FRESNO | Pine Flat | 230 | Geothermal |  |  | 0 | 0 | 0 | 0 | 0 | 0 | 0 | 0 | 0 | 5 | 2 | 5 | 2 | [14 empty] | 1 | 1 | 4 | 2 | 3 | 1 | 1 | 0
SCE NOL | Pisgah | 230 | Geothermal |  |  | 0 | 0 | 0 | 0 | 0 | 0 | 0 | 0 | 0 | 5 | 5 | 1 | 1 | [14 empty] | 2 | 1 | 4 | 1 | 1 | 1 | 1 | 0
PG&E NGBA | Pit 1 | 230 | Geothermal |  |  | 0 | 0 | 0 | 0 | 0 | 0 | 0 | 0 | 0 | 5 | 2 | 1 | 1 | [14 empty] | 2 | 2 | 4 | 2 | 3 | 1 | 1 | 0
PG&E NGBA | Pit 1 | 60 | Geothermal |  |  | 0 | 0 | 0 | 0 | 0 | 0 | 0 | 0 | 0 | 5 | 2 | 1 | 1 | [14 empty] | 2 | 2 | 4 | 2 | 3 | 1 | 1 | 0
PG&E NGBA | Pit 3 | 230 | Geothermal |  |  | 0 | 0 | 0 | 0 | 0 | 0 | 0 | 0 | 0 | 5 | 2 | 1 | 1 | [14 empty] | 2 | 2 | 4 | 2 | 3 | 1 | 1 | 0
PG&E NGBA | Pit 4 | 230 | Geothermal |  |  | 0 | 0 | 0 | 0 | 0 | 0 | 0 | 0 | 0 | 5 | 2 | 1 | 1 | [14 empty] | 2 | 2 | 4 | 2 | 3 | 1 | 1 | 0
PG&E GBA | Pittsburg | 115 | Geothermal |  |  | 0 | 0 | 0 | 0 | 0 | 0 | 0 | 0 | 0 | 5 | 2 | 1 | 1 | [14 empty] | 2 | 1 | 2 | 1 | 1 | 1 | 1 | 0
PG&E GBA | Pittsburg | 230 | Geothermal |  |  | 0 | 0 | 0 | 0 | 0 | 0 | 0 | 0 | 0 | 5 | 2 | 1 | 1 | [14 empty] | 2 | 1 | 2 | 1 | 1 | 1 | 1 | 0
PG&E NGBA | Pleasant Grove | 115 | Geothermal |  |  | 0 | 0 | 0 | 0 | 0 | 0 | 0 | 0 | 0 | 5 | 2 | 1 | 1 | [14 empty] | 2 | 1 | 2 | 2 | 3 | 1 | 1 | 0
PG&E NGBA | POE | 230 | Geothermal |  |  | 0 | 0 | 0 | 0 | 0 | 0 | 0 | 0 | 0 | 5 | 5 | 3 | 3 | [14 empty] | 2 | 1 | 4 | 2 | 3 | 1 | 1 | 0
SDGE | Point Loma | 69 | Geothermal |  |  | 0 | 0 | 0 | 0 | 0 | 0 | 0 | 0 | 0 | 4 | 4 | 1 | 1 | [14 empty] | 2 | 1 | 3 | 1 | 2 | 1 | 1 | 0
SDGE | Pomerado | 69 | Geothermal |  |  | 0 | 0 | 0 | 0 | 0 | 0 | 0 | 0 | 0 | 4 | 4 | 1 | 1 | [14 empty] | 2 | 1 | 3 | 1 | 3 | 1 | 1 | 0
PG&E KERN | Poso Mountain | 115 | Geothermal |  |  | 0 | 0 | 0 | 0 | 0 | 0 | 0 | 0 | 0 | 5 | 2 | 5 | 2 | [14 empty] | 1 | 1 | 3 | 1 | 2 | 1 | 1 | 0
EOP | Primm | 230 | Geothermal |  |  | 0 | 0 | 0 | 0 | 0 | 0 | 0 | 0 | 0 | 5 | 3 | 4 | 2 | [14 empty] | 2 | 2 | 4 | 1 | 2 | 1 | 1 | 0
PG&E NGBA | Putah Creek | 115 | Geothermal |  |  | 0 | 0 | 0 | 0 | 0 | 0 | 0 | 0 | 0 | 5 | 2 | 1 | 1 | [14 empty] | 2 | 1 | 3 | 2 | 3 | 1 | 1 | 0
SDGE | Q1806 | 138 | Geothermal |  |  | 0 | 0 | 0 | 0 | 0 | 0 | 0 | 0 | 0 | 1 | 1 | 1 | 1 | [14 empty] | 1 | 1 | 2 | 1 | 3 | 1 | 1 | 0
PG&E FRESNO | Quinto | 230 | Geothermal |  |  | 20 | 0 | 20 | 0 | 0 | 0 | 20 | 0 | 20 | 5 | 2 | 5 | 2 | [14 empty] | 1 | 1 | 4 | 2 | 1 | 5- | 1 | 1
PG&E GBA | Race Track | 115 | Geothermal |  |  | 0 | 0 | 0 | 0 | 0 | 0 | 0 | 0 | 0 | 5 | 5 | 1 | 1 | [14 empty] | 2 | 1 | 4 | 1 | 3 | 1 | 1 | 0
SDGE | Rancho Mission Viejo | 138 | Geothermal |  |  | 0 | 0 | 0 | 0 | 0 | 0 | 0 | 0 | 0 | 1 | 1 | 1 | 1 | [14 empty] | 1 | 1 | 2 | 1 | 3 | 1 | 1 | 0
PG&E GBA | Rancho Seco | 230 | Geothermal |  |  | 0 | 0 | 0 | 0 | 0 | 0 | 0 | 0 | 0 | 5 | 2 | 1 | 1 | [14 empty] | 2 | 1 | 1 | 2 | 3 | 1 | 1 | 0
SCE Metro | Rancho Vista | 230 | Geothermal |  |  | 0 | 0 | 0 | 0 | 0 | 0 | 0 | 0 | 0 | 1 | 1 | 1 | 1 | [14 empty] | 1 | 1 | 1 | 1 | 1 | 1 | 1 | 0
SCE Metro | Rancho Vista | 500 | Geothermal |  |  | 0 | 0 | 0 | 0 | 0 | 0 | 0 | 0 | 0 | 1 | 1 | 1 | 1 | [14 empty] | 1 | 1 | 1 | 1 | 1 | 1 | 1 | 0
SCE NOL | Ransburg | 115 | Geothermal |  |  | 0 | 0 | 0 | 0 | 0 | 0 | 0 | 0 | 0 | 4 | 4 | 1 | 1 | [14 empty] | 2 | 1 | 4 | 1 | 1 | 1 | 1 | 0
PG&E GBA | Ravenswood | 115 | Geothermal |  |  | 0 | 0 | 0 | 0 | 0 | 0 | 0 | 0 | 0 | 5 | 2 | 1 | 1 | [14 empty] | 2 | 1 | 2 | 1 | 2 | 1 | 1 | 0
PG&E GBA | Ravenswood | 230 | Geothermal |  |  | 0 | 0 | 0 | 0 | 0 | 0 | 0 | 0 | 0 | 5 | 2 | 1 | 1 | [14 empty] | 2 | 1 | 2 | 1 | 2 | 1 | 1 | 0
SCE Northern | Rector | 230 | Geothermal |  |  | 0 | 0 | 0 | 0 | 0 | 0 | 0 | 0 | 0 | 5 | 5 | 1 | 1 | [14 empty] | 1 | 1 | 2 | 1 | 2 | 1 | 1 | 0
SCE Eastern | Red Bluff | 230 | Geothermal |  |  | 0 | 0 | 0 | 0 | 0 | 0 | 0 | 0 | 0 | 5 | 5 | 3 | 2 | [14 empty] | 2 | 2 | 4 | 1 | 3 | 1 | 1 | 0
SCE Eastern | Red Bluff | 500 | Geothermal |  |  | 0 | 0 | 0 | 0 | 0 | 0 | 0 | 0 | 0 | 5 | 5 | 3 | 2 | [14 empty] | 2 | 2 | 4 | 1 | 3 | 1 | 1 | 0
PG&E NGBA | Redbud | 115 | Geothermal |  |  | 241 | 0 | 241 | 0 | 0 | 0 | 241 | 0 | 241 | 5 | 2 | 1 | 1 |  |  |  | 1 |  |  |  | 1 | 5 | 2 | 1 | 2 | 3 | 1 | 2 | 2 | 4 | 2 | 3 | 5- | 1 | 1
SCE Metro | Redondo | 230 | Geothermal |  |  | 0 | 0 | 0 | 0 | 0 | 0 | 0 | 0 | 0 | 1 | 1 | 1 | 1 | [14 empty] | 1 | 1 | 2 | 1 | 2 | 1 | 1 | 0
PG&E FRESNO | Reedley | 115 | Geothermal |  |  | 0 | 0 | 0 | 0 | 0 | 0 | 0 | 0 | 0 | 5 | 2 | 5 | 2 | [14 empty] | 1 | 1 | 4 | 2 | 1 | 1 | 1 | 0
PG&E KERN | Renfro | 115 | Geothermal |  |  | 0 | 0 | 0 | 0 | 0 | 0 | 0 | 0 | 0 | 5 | 2 | 5 | 2 | [14 empty] | 1 | 1 | 2 | 1 | 2 | 1 | 1 | 0
PG&E GBA | Richmond R | 115 | Geothermal |  |  | 0 | 0 | 0 | 0 | 0 | 0 | 0 | 0 | 0 | 5 | 2 | 1 | 1 | [14 empty] | 2 | 1 | 2 | 1 | 2 | 1 | 1 | 0
PG&E NGBA | Rincon | 115 | Geothermal |  |  | 50 | 0 | 50 | 0 | 0 | 0 | 50 | 0 | 50 | 5 | 2 | 1 | 1 |  |  |  | 1 |  |  |  | 1 | 1 | 2 | 3 | 4 | 5 | 1 | 2 | 1 | 3 | 2 | 2 | 5- | 1 | 1
PG&E KERN | Rio Bravo | 115 | Geothermal |  |  | 0 | 0 | 0 | 0 | 0 | 0 | 0 | 0 | 0 | 5 | 2 | 5 | 2 | [14 empty] | 1 | 1 | 2 | 1 | 1 | 1 | 1 | 0
SCE Metro | Rio Hondo | 230 | Geothermal |  |  | 0 | 0 | 0 | 0 | 0 | 0 | 0 | 0 | 0 | 1 | 1 | 1 | 1 | [14 empty] | 1 | 1 | 4 | 1 | 1 | 1 | 1 | 0
PG&E NGBA | Rio Oso | 115 | Geothermal |  |  | 0 | 0 | 0 | 0 | 0 | 0 | 0 | 0 | 0 | 5 | 5 | 3 | 3 | [14 empty] | 2 | 1 | 4 | 1 | 3 | 1 | 1 | 0
PG&E NGBA | Rio Oso | 230 | Geothermal |  |  | 0 | 0 | 0 | 0 | 0 | 0 | 0 | 0 | 0 | 5 | 5 | 3 | 3 | [14 empty] | 2 | 1 | 4 | 1 | 3 | 1 | 1 | 0
PG&E GBA | Ripon | 115 | Geothermal |  |  | 0 | 0 | 0 | 0 | 0 | 0 | 0 | 0 | 0 | 5 | 5 | 1 | 1 | [14 empty] | 1 | 1 | 2 | 2 | 2 | 1 | 1 | 0
PG&E GBA | Riverbank | 115 | Geothermal |  |  | 0 | 0 | 0 | 0 | 0 | 0 | 0 | 0 | 0 | 5 | 5 | 1 | 1 | [14 empty] | 1 | 1 | 3 | 2 | 2 | 1 | 1 | 0
SCE NOL | Roadway | 115 | Geothermal |  |  | 0 | 0 | 0 | 0 | 0 | 0 | 0 | 0 | 0 | 3 | 3 | 1 | 1 | [14 empty] | 2 | 1 | 2 | 1 | 1 | 1 | 1 | 0
PG&E NGBA | Rock Creek 1 | 230 | Geothermal |  |  | 0 | 0 | 0 | 0 | 0 | 0 | 0 | 0 | 0 | 5 | 2 | 1 | 1 | [14 empty] | 2 | 2 | 4 | 1 | 3 | 1 | 1 | 0
SCE Northern | Rosamond | 66 | Geothermal |  |  | 0 | 0 | 0 | 0 | 0 | 0 | 0 | 0 | 0 | 5 | 5 | 1 | 1 | [14 empty] | 2 | 1 | 4 | 1 | 3 | 1 | 1 | 0
PG&E GBA | Rossmoor | 230 | Geothermal |  |  | 0 | 0 | 0 | 0 | 0 | 0 | 0 | 0 | 0 | 5 | 2 | 1 | 1 | [14 empty] | 2 | 1 | 4 | 1 | 3 | 1 | 1 | 0
PG&E NGBA | Round Mountain | 230 | Geothermal |  |  | 0 | 0 | 0 | 0 | 0 | 0 | 0 | 0 | 0 | 5 | 2 | 1 | 1 | [14 empty] | 2 | 2 | 4 | 2 | 3 | 1 | 1 | 0
PG&E NGBA | Round Mountain | 500 | Geothermal |  |  | 0 | 0 | 0 | 0 | 0 | 0 | 0 | 0 | 0 | 5 | 2 | 1 | 1 | [14 empty] | 2 | 2 | 4 | 2 | 3 | 1 | 1 | 0
PG&E GBA | Salado | 115 | Geothermal |  |  | 0 | 0 | 0 | 0 | 0 | 0 | 0 | 0 | 0 | 5 | 5 | 1 | 1 | [14 empty] | 1 | 1 | 4 | 2 | 1 | 1 | 1 | 0
PG&E GBA | Salado | 60 | Geothermal |  |  | 0 | 0 | 0 | 0 | 0 | 0 | 0 | 0 | 0 | 5 | 5 | 1 | 1 | [14 empty] | 1 | 1 | 4 | 2 | 1 | 1 | 1 | 0
PG&E GBA | Salinas | 115 | Geothermal |  |  | 0 | 0 | 0 | 0 | 0 | 0 | 0 | 0 | 0 | 1 | 1 | 3 | 3 | [14 empty] | 2 | 2 | 3 | 2 | 2 | 1 | 1 | 0
SDGE | Salt Creek | 69 | Geothermal |  |  | 0 | 0 | 0 | 0 | 0 | 0 | 0 | 0 | 0 | 4 | 4 | 1 | 1 | [14 empty] | 2 | 1 | 3 | 1 | 2 | 1 | 1 | 0
SCE Eastern | San Bernardino | 230 | Geothermal |  |  | 0 | 0 | 0 | 0 | 0 | 0 | 0 | 0 | 0 | 5 | 5 | 1 | 1 | [14 empty] | 1 | 1 | 2 | 1 | 2 | 1 | 1 | 0
PG&E GBA | SAN FRAN A (POTRERO PP) | 115 | Geothermal |  |  | 0 | 0 | 0 | 0 | 0 | 0 | 0 | 0 | 0 | 5 | 2 | 1 | 1 | [14 empty] | 2 | 1 | 2 | 1 | 2 | 1 | 1 | 0
PG&E GBA | SAN FRAN A (POTRERO PP) | 230 | Geothermal |  |  | 0 | 0 | 0 | 0 | 0 | 0 | 0 | 0 | 0 | 5 | 2 | 1 | 1 | [14 empty] | 2 | 1 | 2 | 1 | 2 | 1 | 1 | 0
PG&E GBA | San Jose A | 115 | Geothermal |  |  | 0 | 0 | 0 | 0 | 0 | 0 | 0 | 0 | 0 | 1 | 1 | 1 | 1 | [14 empty] | 2 | 1 | 2 | 2 | 2 | 1 | 1 | 0
PG&E GBA | San Jose B | 115 | Geothermal |  |  | 0 | 0 | 0 | 0 | 0 | 0 | 0 | 0 | 0 | 1 | 1 | 1 | 1 | [14 empty] | 2 | 1 | 3 | 2 | 2 | 1 | 1 | 0
PG&E GBA | San Leandro U | 115 | Geothermal |  |  | 0 | 0 | 0 | 0 | 0 | 0 | 0 | 0 | 0 | 5 | 2 | 1 | 1 | [14 empty] | 2 | 1 | 3 | 1 | 2 | 1 | 1 | 0
PG&E KERN | San Luis Obispo | 115 | Geothermal |  |  | 0 | 0 | 0 | 0 | 0 | 0 | 0 | 0 | 0 | 5 | 2 | 5 | 2 | [14 empty] | 2 | 2 | 4 | 2 | 3 | 1 | 1 | 0
PG&E KERN | San Luis Obispo | 70 | Geothermal |  |  | 0 | 0 | 0 | 0 | 0 | 0 | 0 | 0 | 0 | 5 | 2 | 5 | 2 | [14 empty] | 2 | 2 | 4 | 2 | 3 | 1 | 1 | 0
SDGE | San Luis Rey | 230 | Geothermal |  |  | 0 | 0 | 0 | 0 | 0 | 0 | 0 | 0 | 0 | 4 | 4 | 1 | 1 | [14 empty] | 2 | 1 | 4 | 1 | 3 | 1 | 1 | 0
SDGE | San Luis Rey | 69 | Geothermal |  |  | 0 | 0 | 0 | 0 | 0 | 0 | 0 | 0 | 0 | 4 | 4 | 1 | 1 | [14 empty] | 2 | 1 | 4 | 1 | 3 | 1 | 1 | 0
SDGE | San Marcos | 69 | Geothermal |  |  | 0 | 0 | 0 | 0 | 0 | 0 | 0 | 0 | 0 | 4 | 4 | 1 | 1 | [14 empty] | 2 | 1 | 2 | 1 | 3 | 1 | 1 | 0
SCE Metro | San Onofre | 230 | Geothermal |  |  | 0 | 0 | 0 | 0 | 0 | 0 | 0 | 0 | 0 | 1 | 1 | 1 | 1 | [14 empty] | 2 | 1 | 4 | 1 | 3 | 1 | 1 | 0
PG&E GBA | San Pablo | 115 | Geothermal |  |  | 0 | 0 | 0 | 0 | 0 | 0 | 0 | 0 | 0 | 5 | 2 | 1 | 1 | [14 empty] | 2 | 1 | 2 | 1 | 1 | 1 | 1 | 0
PG&E GBA | San Ramon | 230 | Geothermal |  |  | 0 | 0 | 0 | 0 | 0 | 0 | 0 | 0 | 0 | 5 | 2 | 1 | 1 | [14 empty] | 2 | 1 | 2 | 1 | 3 | 1 | 1 | 0
SDGE | San Ysidro | 69 | Geothermal |  |  | 0 | 0 | 0 | 0 | 0 | 0 | 0 | 0 | 0 | 4 | 4 | 1 | 1 | [14 empty] | 2 | 1 | 2 | 1 | 2 | 1 | 1 | 0
SCE NOL | Sandlot | 230 | Geothermal |  |  | 0 | 0 | 0 | 0 | 0 | 0 | 0 | 0 | 0 | 4 | 4 | 1 | 1 | [14 empty] | 2 | 1 | 4 | 1 | 2 | 1 | 1 | 0
EOP | Sandy | 138 | Geothermal |  |  | 0 | 0 | 0 | 0 | 0 | 0 | 0 | 0 | 0 | 5 | 3 | 4 | 2 | [14 empty] | 2 | 2 | 4 | 1 | 3 | 1 | 1 | 0
PG&E FRESNO | Sanger | 115 | Geothermal |  |  | 0 | 0 | 0 | 0 | 0 | 0 | 0 | 0 | 0 | 5 | 2 | 5 | 2 | [14 empty] | 1 | 1 | 2 | 2 | 2 | 1 | 1 | 0
SCE Northern | Santa Clara | 230 | Geothermal |  |  | 0 | 0 | 0 | 0 | 0 | 0 | 0 | 0 | 0 | 5 | 2 | 4 | 2 | [14 empty] | 2 | 1 | 3 | 1 | 2 | 1 | 1 | 0
PG&E NGBA | Santa Rosa A | 115 | Geothermal |  |  | 0 | 0 | 0 | 0 | 0 | 0 | 0 | 0 | 0 | 5 | 2 | 1 | 1 | [14 empty] | 2 | 1 | 3 | 2 | 2 | 1 | 1 | 0
PG&E GBA | Santa Teresa | 115 | Geothermal |  |  | 0 | 0 | 0 | 0 | 0 | 0 | 0 | 0 | 0 | 1 | 1 | 1 | 1 | [14 empty] | 2 | 1 | 2 | 2 | 2 | 1 | 1 | 0
SDGE | Santee | 138 | Geothermal |  |  | 0 | 0 | 0 | 0 | 0 | 0 | 0 | 0 | 0 | 4 | 4 | 1 | 1 | [14 empty] | 2 | 1 | 2 | 1 | 2 | 1 | 1 | 0
SCE Metro | Santiago | 230 | Geothermal |  |  | 0 | 0 | 0 | 0 | 0 | 0 | 0 | 0 | 0 | 1 | 1 | 1 | 1 | [14 empty] | 1 | 1 | 2 | 1 | 2 | 1 | 1 | 0
PG&E GBA | Saratoga | 230 | Geothermal |  |  | 0 | 0 | 0 | 0 | 0 | 0 | 0 | 0 | 0 | 1 | 1 | 1 | 1 | [14 empty] | 2 | 1 | 4 | 2 | 3 | 1 | 1 | 0
SCE Northern | Saugus | 230 | Geothermal |  |  | 0 | 0 | 0 | 0 | 0 | 0 | 0 | 0 | 0 | 5 | 2 | 4 | 2 | [14 empty] | 1 | 1 | 3 | 1 | 3 | 1 | 1 | 0
PG&E FRESNO | Schindler | 115 | Geothermal |  |  | 0 | 0 | 0 | 0 | 0 | 0 | 0 | 0 | 0 | 5 | 2 | 5 | 2 | [14 empty] | 1 | 1 | 4 | 2 | 1 | 1 | 1 | 0
PG&E FRESNO | Schindler | 70 | Geothermal |  |  | 0 | 0 | 0 | 0 | 0 | 0 | 0 | 0 | 0 | 5 | 2 | 5 | 2 | [14 empty] | 1 | 1 | 4 | 2 | 1 | 1 | 1 | 0
PG&E GBA | Schulte | 115 | Geothermal |  |  | 0 | 0 | 0 | 0 | 0 | 0 | 0 | 0 | 0 | 5 | 5 | 1 | 1 | [14 empty] | 1 | 1 | 1 | 2 | 2 | 1 | 1 | 0
SDGE | Scripps | 69 | Geothermal |  |  | 0 | 0 | 0 | 0 | 0 | 0 | 0 | 0 | 0 | 4 | 4 | 1 | 1 | [14 empty] | 2 | 1 | 2 | 1 | 3 | 1 | 1 | 0
PG&E KERN | Semitropic | 115 | Geothermal |  |  | 0 | 0 | 0 | 0 | 0 | 0 | 0 | 0 | 0 | 5 | 2 | 5 | 2 | [14 empty] | 1 | 1 | 3 | 1 | 1 | 1 | 1 | 0
SCE Metro | Serrano | 230 | Geothermal |  |  | 0 | 0 | 0 | 0 | 0 | 0 | 0 | 0 | 0 | 1 | 1 | 1 | 1 | [14 empty] | 1 | 1 | 2 | 1 | 2 | 1 | 1 | 0
SCE Metro | Serrano | 500 | Geothermal |  |  | 0 | 0 | 0 | 0 | 0 | 0 | 0 | 0 | 0 | 1 | 1 | 1 | 1 | [14 empty] | 1 | 1 | 2 | 1 | 2 | 1 | 1 | 0
SDGE | Shadowridge | 138 | Geothermal |  |  | 0 | 0 | 0 | 0 | 0 | 0 | 0 | 0 | 0 | 4 | 4 | 1 | 1 | [14 empty] | 2 | 1 | 3 | 1 | 3 | 1 | 1 | 0
PG&E KERN | Shafter | 115 | Geothermal |  |  | 0 | 0 | 0 | 0 | 0 | 0 | 0 | 0 | 0 | 5 | 2 | 5 | 2 | [14 empty] | 1 | 1 | 3 | 1 | 1 | 1 | 1 | 0
PG&E NGBA | Silverado | 115 | Geothermal |  |  | 0 | 0 | 0 | 0 | 0 | 0 | 0 | 0 | 0 | 5 | 2 | 1 | 1 | [14 empty] | 2 | 1 | 4 | 2 | 3 | 1 | 1 | 0
SDGE | Silvergate | 230 | Geothermal |  |  | 0 | 0 | 0 | 0 | 0 | 0 | 0 | 0 | 0 | 4 | 4 | 1 | 1 | [14 empty] | 2 | 1 | 1 | 1 | 1 | 1 | 1 | 0
SDGE | Silvergate | 69 | Geothermal |  |  | 0 | 0 | 0 | 0 | 0 | 0 | 0 | 0 | 0 | 4 | 4 | 1 | 1 | [14 empty] | 2 | 1 | 1 | 1 | 1 | 1 | 1 | 0
PG&E KERN | Sisquoc | 115 | Geothermal |  |  | 0 | 0 | 0 | 0 | 0 | 0 | 0 | 0 | 0 | 5 | 2 | 5 | 2 | [14 empty] | 2 | 2 | 4 | 1 | 3 | 1 | 1 | 0
EOP | Sloan Canyon | 230 | Geothermal |  |  | 0 | 0 | 0 | 0 | 0 | 0 | 0 | 0 | 0 | 5 | 3 | 4 | 2 | [14 empty] | 2 | 2 | 3 | 1 | 3 | 1 | 1 | 0
EOP | Sloan Canyon | 500 | Geothermal |  |  | 0 | 0 | 0 | 0 | 0 | 0 | 0 | 0 | 0 | 5 | 3 | 4 | 2 | [14 empty] | 2 | 2 | 3 | 1 | 3 | 1 | 1 | 0
PG&E KERN | Smyrna | 115 | Geothermal |  |  | 0 | 0 | 0 | 0 | 0 | 0 | 0 | 0 | 0 | 5 | 2 | 5 | 2 | [14 empty] | 1 | 1 | 4 | 1 | 1 | 1 | 1 | 0
PG&E GBA | Sobrante | 115 | Geothermal |  |  | 0 | 0 | 0 | 0 | 0 | 0 | 0 | 0 | 0 | 5 | 2 | 1 | 1 | [14 empty] | 2 | 1 | 2 | 1 | 3 | 1 | 1 | 0
PG&E GBA | Sobrante | 230 | Geothermal |  |  | 0 | 0 | 0 | 0 | 0 | 0 | 0 | 0 | 0 | 5 | 2 | 1 | 1 | [14 empty] | 2 | 1 | 2 | 1 | 3 | 1 | 1 | 0
PG&E KERN | Solar | 230 | Geothermal |  |  | 0 | 0 | 0 | 0 | 0 | 0 | 0 | 0 | 0 | 5 | 2 | 5 | 2 | [14 empty] | 2 | 1 | 4 | 2 | 3 | 1 | 1 | 0
PG&E GBA | Soledad | 115 | Geothermal |  |  | 0 | 0 | 0 | 0 | 0 | 0 | 0 | 0 | 0 | 1 | 1 | 3 | 3 | [14 empty] | 2 | 2 | 4 | 2 | 3 | 1 | 1 | 0
PG&E GBA | Soledad | 60 | Geothermal |  |  | 0 | 0 | 0 | 0 | 0 | 0 | 0 | 0 | 0 | 1 | 1 | 3 | 3 | [14 empty] | 2 | 2 | 4 | 2 | 3 | 1 | 1 | 0
SDGE | Spring Valley | 69 | Geothermal |  |  | 0 | 0 | 0 | 0 | 0 | 0 | 0 | 0 | 0 | 4 | 4 | 1 | 1 | [14 empty] | 2 | 1 | 2 | 1 | 2 | 1 | 1 | 0
SCE Northern | Springville | 230 | Geothermal |  |  | 0 | 0 | 0 | 0 | 0 | 0 | 0 | 0 | 0 | 5 | 5 | 1 | 1 | [14 empty] | 1 | 1 | 4 | 1 | 1 | 1 | 1 | 0
PG&E GBA | Stagg | 230 | Geothermal |  |  | 0 | 0 | 0 | 0 | 0 | 0 | 0 | 0 | 0 | 5 | 2 | 1 | 1 | [14 empty] | 1 | 1 | 3 | 2 | 2 | 1 | 1 | 0
PG&E GBA | Standard Oil | 115 | Geothermal |  |  | 0 | 0 | 0 | 0 | 0 | 0 | 0 | 0 | 0 | 5 | 2 | 1 | 1 | [14 empty] | 2 | 1 | 1 | 1 | 2 | 1 | 1 | 0
PG&E GBA | Stanislaus | 115 | Geothermal |  |  | 0 | 0 | 0 | 0 | 0 | 0 | 0 | 0 | 0 | 5 | 5 | 1 | 1 | [14 empty] | 2 | 1 | 4 | 1 | 3 | 1 | 1 | 0
PG&E KERN | Stockdale | 115 | Geothermal |  |  | 0 | 0 | 0 | 0 | 0 | 0 | 0 | 0 | 0 | 5 | 2 | 5 | 2 | [14 empty] | 1 | 1 | 2 | 1 | 2 | 1 | 1 | 0
PG&E KERN | Stockdale | 230 | Geothermal |  |  | 0 | 0 | 0 | 0 | 0 | 0 | 0 | 0 | 0 | 5 | 2 | 5 | 2 | [14 empty] | 1 | 1 | 2 | 1 | 2 | 1 | 1 | 0
PG&E GBA | Stockton A | 115 | Geothermal |  |  | 0 | 0 | 0 | 0 | 0 | 0 | 0 | 0 | 0 | 5 | 2 | 1 | 1 | [14 empty] | 1 | 1 | 3 | 2 | 1 | 1 | 1 | 0
PG&E GBA | Stone | 115 | Geothermal |  |  | 0 | 0 | 0 | 0 | 0 | 0 | 0 | 0 | 0 | 1 | 1 | 1 | 1 | [14 empty] | 2 | 1 | 3 | 2 | 2 | 1 | 1 | 0
PG&E FRESNO | Storey | 230 | Geothermal |  |  | 0 | 0 | 0 | 0 | 0 | 0 | 0 | 0 | 0 | 5 | 2 | 5 | 2 | [14 empty] | 1 | 1 | 4 | 2 | 1 | 1 | 1 | 0
PG&E NGBA | Summit | 115 | Geothermal |  |  | 10 | 0 | 10 | 0 | 0 | 0 | 10 | 0 | 10 | 5 | 5 | 3 | 3 |  |  |  | N/A |  |  |  | N/A | N/A | N/A | N/A | N/A | N/A | N/A | 2 | 1 | 4 | 2 | 3 | 5- | 1 | 1
SDGE | Suncrest | 230 | Geothermal |  |  | 0 | 0 | 0 | 0 | 0 | 0 | 0 | 0 | 0 | 4 | 4 | 1 | 1 | [14 empty] | 2 | 1 | 4 | 1 | 3 | 1 | 1 | 0
SDGE | Suncrest | 500 | Geothermal |  |  | 0 | 0 | 0 | 0 | 0 | 0 | 0 | 0 | 0 | 4 | 4 | 1 | 1 | [14 empty] | 2 | 1 | 4 | 1 | 3 | 1 | 1 | 0
PG&E KERN | Sunrise | 230 | Geothermal |  |  | 0 | 0 | 0 | 0 | 0 | 0 | 0 | 0 | 0 | 5 | 2 | 5 | 2 | [14 empty] | 1 | 1 | 1 | 1 | 1 | 1 | 1 | 0
PG&E KERN | Sunset | 230 | Geothermal |  |  | 0 | 0 | 0 | 0 | 0 | 0 | 0 | 0 | 0 | 5 | 2 | 5 | 2 | [14 empty] | 1 | 1 | 1 | 1 | 1 | 1 | 1 | 0
PG&E GBA | Swift | 115 | Geothermal |  |  | 34 | 0 | 34 | 0 | 0 | 0 | 34 | 0 | 34 | 1 | 1 | 1 | 1 | [14 empty] | 2 | 1 | 2 | 2 | 2 | 5- | 1 | 1
SDGE | Sycamore Canyon | 138 | Geothermal |  |  | 0 | 0 | 0 | 0 | 0 | 0 | 0 | 0 | 0 | 4 | 4 | 1 | 1 | [14 empty] | 2 | 1 | 4 | 1 | 3 | 1 | 1 | 0
SDGE | Sycamore Canyon | 230 | Geothermal |  |  | 0 | 0 | 0 | 0 | 0 | 0 | 0 | 0 | 0 | 4 | 4 | 1 | 1 | [14 empty] | 2 | 1 | 4 | 1 | 3 | 1 | 1 | 0
SDGE | Sycamore Canyon | 69 | Geothermal |  |  | 0 | 0 | 0 | 0 | 0 | 0 | 0 | 0 | 0 | 4 | 4 | 1 | 1 | [14 empty] | 2 | 1 | 4 | 1 | 3 | 1 | 1 | 0
SCE Northern | Sylmar | 230 | Geothermal |  |  | 0 | 0 | 0 | 0 | 0 | 0 | 0 | 0 | 0 | 5 | 2 | 4 | 2 | [14 empty] | 1 | 1 | 2 | 1 | 1 | 1 | 1 | 0
PG&E NGBA | Table Mountain | 115 | Geothermal |  |  | 0 | 0 | 0 | 0 | 0 | 0 | 0 | 0 | 0 | 5 | 2 | 1 | 1 | [14 empty] | 2 | 1 | 3 | 2 | 1 | 1 | 1 | 0
PG&E NGBA | Table Mountain | 230 | Geothermal |  |  | 0 | 0 | 0 | 0 | 0 | 0 | 0 | 0 | 0 | 5 | 2 | 1 | 1 | [14 empty] | 2 | 1 | 3 | 2 | 1 | 1 | 1 | 0
PG&E NGBA | Table Mountain | 500 | Geothermal |  |  | 0 | 0 | 0 | 0 | 0 | 0 | 0 | 0 | 0 | 5 | 2 | 1 | 1 | [14 empty] | 2 | 1 | 3 | 2 | 1 | 1 | 1 | 0
PG&E NGBA | Table Mountain | 60 | Geothermal |  |  | 0 | 0 | 0 | 0 | 0 | 0 | 0 | 0 | 0 | 5 | 2 | 1 | 1 | [14 empty] | 2 | 1 | 3 | 2 | 1 | 1 | 1 | 0
PG&E KERN | Taft | 115 | Geothermal |  |  | 0 | 0 | 0 | 0 | 0 | 0 | 0 | 0 | 0 | 5 | 2 | 5 | 2 | [14 empty] | 1 | 1 | 2 | 1 | 2 | 1 | 1 | 0
SDGE | Talega | 138 | Geothermal |  |  | 0 | 0 | 0 | 0 | 0 | 0 | 0 | 0 | 0 | 1 | 1 | 1 | 1 | [14 empty] | 2 | 1 | 3 | 1 | 3 | 1 | 1 | 0
SDGE | Talega | 230 | Geothermal |  |  | 0 | 0 | 0 | 0 | 0 | 0 | 0 | 0 | 0 | 1 | 1 | 1 | 1 | [14 empty] | 2 | 1 | 3 | 1 | 3 | 1 | 1 | 0
PG&E GBA | Tassajara | 230 | Geothermal |  |  | 0 | 0 | 0 | 0 | 0 | 0 | 0 | 0 | 0 | 5 | 2 | 1 | 1 | [14 empty] | 2 | 1 | 3 | 1 | 3 | 1 | 1 | 0
PG&E KERN | Tejon | 70 | Geothermal |  |  | 0 | 0 | 0 | 0 | 0 | 0 | 0 | 0 | 0 | 5 | 2 | 5 | 2 | [14 empty] | 1 | 1 | 3 | 1 | 1 | 1 | 1 | 0
SDGE | Telegraph Canyon | 138 | Geothermal |  |  | 0 | 0 | 0 | 0 | 0 | 0 | 0 | 0 | 0 | 4 | 4 | 1 | 1 | [14 empty] | 2 | 1 | 2 | 1 | 2 | 1 | 1 | 0
PG&E KERN | Temblor | 115 | Geothermal |  |  | 0 | 0 | 0 | 0 | 0 | 0 | 0 | 0 | 0 | 5 | 2 | 5 | 2 | [14 empty] | 1 | 1 | 2 | 1 | 1 | 1 | 1 | 0
PG&E KERN | Templeton | 230 | Geothermal |  |  | 0 | 0 | 0 | 0 | 0 | 0 | 0 | 0 | 0 | 5 | 2 | 5 | 2 | [14 empty] | 2 | 2 | 4 | 2 | 3 | 1 | 1 | 0
PG&E KERN | Templeton | 70 | Geothermal |  |  | 0 | 0 | 0 | 0 | 0 | 0 | 0 | 0 | 0 | 5 | 2 | 5 | 2 | [14 empty] | 2 | 2 | 4 | 2 | 3 | 1 | 1 | 0
PG&E GBA | Tesla | 115 | Geothermal |  |  | 0 | 0 | 0 | 0 | 0 | 0 | 0 | 0 | 0 | 1 | 1 | 1 | 1 | [14 empty] | 2 | 1 | 2 | 1 | 2 | 1 | 1 | 0
PG&E GBA | Tesla | 230 | Geothermal |  |  | 0 | 0 | 0 | 0 | 0 | 0 | 0 | 0 | 0 | 5 | 2 | 1 | 1 | [14 empty] | 2 | 1 | 2 | 1 | 2 | 1 | 1 | 0
PG&E GBA | Tesla | 500 | Geothermal |  |  | 0 | 0 | 0 | 0 | 0 | 0 | 0 | 0 | 0 | 1 | 1 | 1 | 1 | [14 empty] | 2 | 1 | 2 | 1 | 2 | 1 | 1 | 0
PG&E KERN | Tevis | 115 | Geothermal |  |  | 0 | 0 | 0 | 0 | 0 | 0 | 0 | 0 | 0 | 5 | 2 | 5 | 2 | [14 empty] | 1 | 1 | 2 | 1 | 2 | 1 | 1 | 0
EOP | Thousandaire | 138 | Geothermal |  |  | 0 | 0 | 0 | 0 | 0 | 0 | 0 | 0 | 0 | 5 | 3 | 4 | 2 | [14 empty] | 2 | 2 | 4 | 1 | 3 | 1 | 1 | 0
PG&E KERN | Topaz | 230 | Geothermal |  |  | 0 | 0 | 0 | 0 | 0 | 0 | 0 | 0 | 0 | 5 | 2 | 5 | 2 | [14 empty] | 1 | 1 | 3 | 1 | 2 | 1 | 1 | 0
SCE NOL | Tortilla | 115 | Geothermal |  |  | 0 | 0 | 0 | 0 | 0 | 0 | 0 | 0 | 0 | 4 | 4 | 1 | 1 | [14 empty] | 2 | 1 | 4 | 1 | 2 | 1 | 1 | 0
SDGE | Trabuco | 138 | Geothermal |  |  | 0 | 0 | 0 | 0 | 0 | 0 | 0 | 0 | 0 | 1 | 1 | 1 | 1 | [14 empty] | 1 | 1 | 1 | 1 | 2 | 1 | 1 | 0
PG&E GBA | Tracy | 115 | Geothermal |  |  | 0 | 0 | 0 | 0 | 0 | 0 | 0 | 0 | 0 | 5 | 2 | 1 | 1 | [14 empty] | 2 | 1 | 3 | 1 | 2 | 1 | 1 | 0
PG&E FRESNO | Tranquility | 230 | Geothermal |  |  | 0 | 0 | 0 | 0 | 0 | 0 | 0 | 0 | 0 | 5 | 2 | 5 | 2 | [14 empty] | 1 | 1 | 4 | 2 | 1 | 1 | 1 | 0
PG&E GBA | Trimble | 115 | Geothermal |  |  | 0 | 0 | 0 | 0 | 0 | 0 | 0 | 0 | 0 | 1 | 1 | 1 | 1 | [14 empty] | 2 | 1 | 3 | 2 | 2 | 1 | 1 | 0
EOP | Trout Canyon | 230 | Geothermal |  |  | 0 | 0 | 0 | 0 | 0 | 0 | 0 | 0 | 0 | 5 | 3 | 4 | 2 | [14 empty] | 2 | 2 | 4 | 1 | 3 | 1 | 1 | 0
EOP | Trout Canyon | 500 | Geothermal |  |  | 0 | 0 | 0 | 0 | 0 | 0 | 0 | 0 | 0 | 5 | 3 | 4 | 2 | [14 empty] | 2 | 2 | 4 | 1 | 3 | 1 | 1 | 0
PG&E NGBA | Tulucay | 230 | Geothermal |  |  | 0 | 0 | 0 | 0 | 0 | 0 | 0 | 0 | 0 | 5 | 2 | 1 | 1 | [14 empty] | 2 | 1 | 3 | 2 | 3 | 1 | 1 | 0
PG&E NGBA | Tulucay | 60 | Geothermal |  |  | 0 | 0 | 0 | 0 | 0 | 0 | 0 | 0 | 0 | 5 | 2 | 1 | 1 | [14 empty] | 2 | 1 | 3 | 2 | 3 | 1 | 1 | 0
PG&E KERN | Tupman | 115 | Geothermal |  |  | 0 | 0 | 0 | 0 | 0 | 0 | 0 | 0 | 0 | 5 | 2 | 5 | 2 | [14 empty] | 1 | 1 | 2 | 1 | 1 | 1 | 1 | 0
PG&E NGBA | Ukiah | 115 | Geothermal |  |  | 0 | 0 | 0 | 0 | 0 | 0 | 0 | 0 | 0 | 5 | 2 | 1 | 1 | [14 empty] | 2 | 2 | 4 | 2 | 3 | 1 | 1 | 0
PG&E KERN | Union (Estrella) | 70 | Geothermal |  |  | 0 | 0 | 0 | 0 | 0 | 0 | 0 | 0 | 0 | 5 | 2 | 5 | 2 | [14 empty] | 2 | 2 | 4 | 2 | 3 | 1 | 1 | 0
PG&E NGBA | Vaca Dixon | 115 | Geothermal |  |  | 0 | 0 | 0 | 0 | 0 | 0 | 0 | 0 | 0 | 5 | 2 | 1 | 1 | [14 empty] | 2 | 1 | 1 | 1 | 3 | 1 | 1 | 0
PG&E NGBA | Vaca Dixon | 230 | Geothermal |  |  | 0 | 0 | 0 | 0 | 0 | 0 | 0 | 0 | 0 | 5 | 2 | 1 | 1 | [14 empty] | 2 | 1 | 1 | 1 | 3 | 1 | 1 | 0
PG&E NGBA | Vaca Dixon | 500 | Geothermal |  |  | 0 | 0 | 0 | 0 | 0 | 0 | 0 | 0 | 0 | 5 | 2 | 1 | 1 | [14 empty] | 2 | 1 | 1 | 1 | 3 | 1 | 1 | 0
PG&E NGBA | Vaca Dixon | 60 | Geothermal |  |  | 0 | 0 | 0 | 0 | 0 | 0 | 0 | 0 | 0 | 5 | 2 | 1 | 1 | [14 empty] | 2 | 1 | 1 | 1 | 3 | 1 | 1 | 0
SCE Eastern | Valley (SCE) | 500 | Geothermal |  |  | 0 | 0 | 0 | 0 | 0 | 0 | 0 | 0 | 0 | 5 | 5 | 1 | 1 | [14 empty] | 1 | 1 | 2 | 1 | 2 | 1 | 1 | 0
EOP | Valley (VEA) | 138 | Geothermal |  |  | 0 | 0 | 0 | 0 | 0 | 0 | 0 | 0 | 0 | 5 | 3 | 4 | 2 | [14 empty] | 2 | 2 | 4 | 1 | 3 | 1 | 1 | 0
SDGE | Valley Center | 69 | Geothermal |  |  | 0 | 0 | 0 | 0 | 0 | 0 | 0 | 0 | 0 | 4 | 4 | 1 | 1 | [14 empty] | 2 | 1 | 4 | 1 | 3 | 1 | 1 | 0
PG&E GBA | Valley Home | 115 | Geothermal |  |  | 0 | 0 | 0 | 0 | 0 | 0 | 0 | 0 | 0 | 5 | 5 | 1 | 1 | [14 empty] | 1 | 1 | 4 | 2 | 1 | 1 | 1 | 0
PG&E GBA | Valley Springs | 230 | Geothermal |  |  | 0 | 0 | 0 | 0 | 0 | 0 | 0 | 0 | 0 | 5 | 2 | 1 | 1 | [14 empty] | 2 | 1 | 4 | 1 | 3 | 1 | 1 | 0
PG&E GBA | Valley Springs | 60 | Geothermal |  |  | 0 | 0 | 0 | 0 | 0 | 0 | 0 | 0 | 0 | 5 | 2 | 1 | 1 | [14 empty] | 2 | 1 | 4 | 1 | 3 | 1 | 1 | 0
EOP | Valley Switch | 138 | Geothermal |  |  | 0 | 0 | 0 | 0 | 0 | 0 | 0 | 0 | 0 | 5 | 3 | 4 | 2 | [14 empty] | 2 | 2 | 4 | 1 | 3 | 1 | 1 | 0
EOP | Valley Switch | 230 | Geothermal |  |  | 0 | 0 | 0 | 0 | 0 | 0 | 0 | 0 | 0 | 5 | 3 | 4 | 2 | [14 empty] | 2 | 2 | 4 | 1 | 3 | 1 | 1 | 0
PG&E GBA | Vasco | 230 | Geothermal |  |  | 0 | 0 | 0 | 0 | 0 | 0 | 0 | 0 | 0 | 5 | 2 | 1 | 1 | [14 empty] | 2 | 1 | 3 | 1 | 3 | 1 | 1 | 0
PG&E GBA | Vasona | 230 | Geothermal |  |  | 0 | 0 | 0 | 0 | 0 | 0 | 0 | 0 | 0 | 1 | 1 | 1 | 1 | [14 empty] | 2 | 1 | 4 | 2 | 3 | 1 | 1 | 0
SCE Northern | Vestal | 230 | Geothermal |  |  | 0 | 0 | 0 | 0 | 0 | 0 | 0 | 0 | 0 | 5 | 5 | 1 | 1 | [14 empty] | 1 | 1 | 4 | 1 | 1 | 1 | 1 | 0
SCE Northern | Vestal | 66 | Geothermal |  |  | 0 | 0 | 0 | 0 | 0 | 0 | 0 | 0 | 0 | 5 | 5 | 1 | 1 | [14 empty] | 1 | 1 | 4 | 1 | 1 | 1 | 1 | 0
SCE NOL | Victor | 115 | Geothermal |  |  | 0 | 0 | 0 | 0 | 0 | 0 | 0 | 0 | 0 | 3 | 3 | 1 | 1 | [14 empty] | 2 | 1 | 3 | 1 | 2 | 1 | 1 | 0
SCE NOL | Victor | 230 | Geothermal |  |  | 0 | 0 | 0 | 0 | 0 | 0 | 0 | 0 | 0 | 3 | 3 | 1 | 1 | [14 empty] | 2 | 1 | 3 | 1 | 2 | 1 | 1 | 0
SCE Metro | Viejo | 230 | Geothermal |  |  | 0 | 0 | 0 | 0 | 0 | 0 | 0 | 0 | 0 | 1 | 1 | 1 | 1 | [14 empty] | 1 | 1 | 3 | 1 | 2 | 1 | 1 | 0
PG&E GBA | Vierra | 115 | Geothermal |  |  | 0 | 0 | 0 | 0 | 0 | 0 | 0 | 0 | 0 | 5 | 5 | 1 | 1 | [14 empty] | 1 | 1 | 1 | 2 | 1 | 1 | 1 | 0
SCE Metro | Villa Park | 230 | Geothermal |  |  | 0 | 0 | 0 | 0 | 0 | 0 | 0 | 0 | 0 | 1 | 1 | 1 | 1 | [14 empty] | 1 | 1 | 2 | 1 | 2 | 1 | 1 | 0
SCE Northern | Vincent | 230 | Geothermal |  |  | 0 | 0 | 0 | 0 | 0 | 0 | 0 | 0 | 0 | 1 | 1 | 1 | 1 | [14 empty] | 2 | 1 | 4 | 1 | 3 | 1 | 1 | 0
SCE Northern | Vincent | 500 | Geothermal |  |  | 0 | 0 | 0 | 0 | 0 | 0 | 0 | 0 | 0 | 1 | 1 | 1 | 1 | [14 empty] | 2 | 1 | 4 | 1 | 3 | 1 | 1 | 0
PG&E GBA | Vineyard | 230 | Geothermal |  |  | 0 | 0 | 0 | 0 | 0 | 0 | 0 | 0 | 0 | 5 | 2 | 1 | 1 | [14 empty] | 2 | 1 | 2 | 1 | 3 | 1 | 1 | 0
SDGE | Vineyard | 69 | Geothermal |  |  | 0 | 0 | 0 | 0 | 0 | 0 | 0 | 0 | 0 | 4 | 4 | 1 | 1 | [14 empty] | 2 | 1 | 2 | 1 | 3 | 1 | 1 | 0
SCE Eastern | Vista (SCE) | 230 | Geothermal |  |  | 0 | 0 | 0 | 0 | 0 | 0 | 0 | 0 | 0 | 5 | 5 | 1 | 1 | [14 empty] | 1 | 1 | 2 | 1 | 1 | 1 | 1 | 0
EOP | Vista (VEA) | 138 | Geothermal |  |  | 0 | 0 | 0 | 0 | 0 | 0 | 0 | 0 | 0 | 5 | 3 | 4 | 2 | [14 empty] | 2 | 2 | 4 | 1 | 3 | 1 | 1 | 0
EOP | Vista (VEA) | 230 | Geothermal |  |  | 0 | 0 | 0 | 0 | 0 | 0 | 0 | 0 | 0 | 5 | 3 | 4 | 2 | [14 empty] | 2 | 2 | 4 | 1 | 3 | 1 | 1 | 0
PG&E FRESNO | Wahtoke | 115 | Geothermal |  |  | 0 | 0 | 0 | 0 | 0 | 0 | 0 | 0 | 0 | 5 | 2 | 5 | 2 | [14 empty] | 1 | 1 | 3 | 2 | 1 | 1 | 1 | 0
SCE Northern | Wakefield | 66 | Geothermal |  |  | 0 | 0 | 0 | 0 | 0 | 0 | 0 | 0 | 0 | 5 | 2 | 4 | 2 | [14 empty] | 2 | 1 | 4 | 1 | 3 | 1 | 1 | 0
SCE Metro | Walnut | 230 | Geothermal |  |  | 0 | 0 | 0 | 0 | 0 | 0 | 0 | 0 | 0 | 1 | 1 | 1 | 1 | [14 empty] | 1 | 1 | 1 | 1 | 1 | 1 | 1 | 0
SCE Northern | Warne | 230 | Geothermal |  |  | 0 | 0 | 0 | 0 | 0 | 0 | 0 | 0 | 0 | 5 | 2 | 4 | 2 | [14 empty] | 1 | 1 | 4 | 1 | 3 | 1 | 1 | 0
PG&E GBA | Warnerville | 230 | Geothermal |  |  | 0 | 0 | 0 | 0 | 0 | 0 | 0 | 0 | 0 | 5 | 2 | 5 | 2 | [14 empty] | 1 | 1 | 3 | 2 | 2 | 1 | 1 | 0
PG&E FRESNO | Waukena | 115 | Geothermal |  |  | 0 | 0 | 0 | 0 | 0 | 0 | 0 | 0 | 0 | 5 | 2 | 5 | 2 | [14 empty] | 1 | 1 | 4 | 2 | 1 | 1 | 1 | 0
PG&E GBA | Weber | 230 | Geothermal |  |  | 0 | 0 | 0 | 0 | 0 | 0 | 0 | 0 | 0 | 5 | 2 | 1 | 1 | [14 empty] | 1 | 1 | 3 | 2 | 1 | 1 | 1 | 0
PG&E GBA | Weber | 60 | Geothermal |  |  | 0 | 0 | 0 | 0 | 0 | 0 | 0 | 0 | 0 | 5 | 2 | 1 | 1 | [14 empty] | 1 | 1 | 3 | 2 | 1 | 1 | 1 | 0
PG&E FRESNO | West Fresno | 115 | Geothermal |  |  | 0 | 0 | 0 | 0 | 0 | 0 | 0 | 0 | 0 | 5 | 2 | 5 | 2 | [14 empty] | 1 | 1 | 2 | 2 | 1 | 1 | 1 | 0
PG&E FRESNO | Westley | 230 | Geothermal |  |  | 0 | 0 | 0 | 0 | 0 | 0 | 0 | 0 | 0 | 1 | 1 | 1 | 1 | [14 empty] | 1 | 1 | 4 | 2 | 1 | 1 | 1 | 0
PG&E KERN | Westpark | 115 | Geothermal |  |  | 0 | 0 | 0 | 0 | 0 | 0 | 0 | 0 | 0 | 5 | 2 | 5 | 2 | [14 empty] | 1 | 1 | 3 | 1 | 1 | 1 | 1 | 0
PG&E KERN | Wheeler Ridge | 230 | Geothermal |  |  | 0 | 0 | 0 | 0 | 0 | 0 | 0 | 0 | 0 | 5 | 5 | 5 | 2 | [14 empty] | 1 | 1 | 4 | 1 | 1 | 1 | 1 | 0
PG&E KERN | Wheeler Ridge | 115 | Geothermal |  |  | 0 | 0 | 0 | 0 | 0 | 0 | 0 | 0 | 0 | 5 | 2 | 5 | 2 | [14 empty] | 1 | 1 | 4 | 1 | 1 | 1 | 1 | 0
PG&E KERN | Wheeler Ridge | 70 | Geothermal |  |  | 0 | 0 | 0 | 0 | 0 | 0 | 0 | 0 | 0 | 5 | 5 | 5 | 2 | [14 empty] | 1 | 1 | 4 | 1 | 1 | 1 | 1 | 0
SCE Northern | Whirlwind | 230 | Geothermal |  |  | 0 | 0 | 0 | 0 | 0 | 0 | 0 | 0 | 0 | 5 | 5 | 1 | 1 | [14 empty] | 2 | 1 | 4 | 1 | 3 | 1 | 1 | 0
SCE Northern | Whirlwind | 500 | Geothermal |  |  | 0 | 0 | 0 | 0 | 0 | 0 | 0 | 0 | 0 | 5 | 5 | 1 | 1 | [14 empty] | 2 | 1 | 4 | 1 | 3 | 1 | 1 | 0
PG&E GBA | Whisman | 115 | Geothermal |  |  | 0 | 0 | 0 | 0 | 0 | 0 | 0 | 0 | 0 | 1 | 1 | 1 | 1 | [14 empty] | 2 | 1 | 2 | 2 | 2 | 1 | 1 | 0
SCE Eastern | Wildlife | 230 | Geothermal |  |  | 0 | 0 | 0 | 0 | 0 | 0 | 0 | 0 | 0 | 5 | 5 | 1 | 1 | [14 empty] | 1 | 1 | 1 | 1 | 1 | 1 | 1 | 0
PG&E FRESNO | Wilson | 115 | Geothermal |  |  | 0 | 0 | 0 | 0 | 0 | 0 | 0 | 0 | 0 | 5 | 2 | 5 | 2 | [14 empty] | 1 | 1 | 4 | 2 | 1 | 1 | 1 | 0
PG&E FRESNO | Wilson | 230 | Geothermal |  |  | 0 | 0 | 0 | 0 | 0 | 0 | 0 | 0 | 0 | 5 | 2 | 5 | 2 | [14 empty] | 1 | 1 | 4 | 2 | 1 | 1 | 1 | 0
SCE Northern | Windhub | 230 | Geothermal |  |  | 0 | 0 | 0 | 0 | 0 | 0 | 0 | 0 | 0 | 5 | 5 | 1 | 1 | [14 empty] | 2 | 1 | 4 | 1 | 2 | 1 | 1 | 0
SCE Northern | Windhub | 500 | Geothermal |  |  | 0 | 0 | 0 | 0 | 0 | 0 | 0 | 0 | 0 | 5 | 5 | 1 | 1 | [14 empty] | 2 | 1 | 4 | 1 | 2 | 1 | 1 | 0
PG&E GBA | Windmaster | 230 | Geothermal |  |  | 0 | 0 | 0 | 0 | 0 | 0 | 0 | 0 | 0 | 5 | 2 | 1 | 1 | [14 empty] | 2 | 1 | 2 | 1 | 2 | 1 | 1 | 0
PG&E NGBA | Windsor | 60 | Geothermal |  |  | 0 | 0 | 0 | 0 | 0 | 0 | 0 | 0 | 0 | 5 | 2 | 1 | 1 | [14 empty] | 1 | 1 | 2 | 1 | 2 | 1 | 1 | 0
PG&E NGBA | Woodland | 115 | Geothermal |  |  | 0 | 0 | 0 | 0 | 0 | 0 | 0 | 0 | 0 | 5 | 5 | 3 | 3 | [14 empty] | 2 | 1 | 4 | 2 | 3 | 1 | 1 | 0
PG&E FRESNO | Woodward | 115 | Geothermal |  |  | 0 | 0 | 0 | 0 | 0 | 0 | 0 | 0 | 0 | 5 | 2 | 5 | 2 | [14 empty] | 1 | 1 | 2 | 2 | 2 | 1 | 1 | 0
PG&E NGBA | Wyandotte | 115 | Geothermal |  |  | 0 | 0 | 0 | 0 | 0 | 0 | 0 | 0 | 0 | 5 | 2 | 1 | 1 | [14 empty] | 2 | 1 | 2 | 2 | 2 | 1 | 1 | 0
PG&E KERN | 7th Standard | 115 | Biomass |  |  | 0 | 0 | 0 | 0 | 0 | 0 | 0 | 0 | 0 | 5 | 2 | 5 | 2 | [14 empty] | 3 | 3 | 2 | 3 | 3 | 1 | 1 | 0
SCE Metro | Alamitos | 230 | Biomass |  |  | 0 | 0 | 0 | 0 | 0 | 0 | 0 | 0 | 0 | 1 | 1 | 1 | 1 | [14 empty] | 3 | 3 | 4 | 3 | 4 | 1 | 1 | 0
SCE Eastern | Alberhill | 115 | Biomass |  |  | 0 | 0 | 0 | 0 | 0 | 0 | 0 | 0 | 0 | 5 | 5 | 1 | 1 | [14 empty] | 3 | 3 | 1 | 3 | 4 | 1 | 1 | 0
SCE Eastern | Alberhill | 500 | Biomass |  |  | 0 | 0 | 0 | 0 | 0 | 0 | 0 | 0 | 0 | 5 | 5 | 1 | 1 | [14 empty] | 3 | 3 | 1 | 3 | 4 | 1 | 1 | 0
PG&E GBA | Alhambra | 115 | Biomass |  |  | 0 | 0 | 0 | 0 | 0 | 0 | 0 | 0 | 0 | 5 | 2 | 1 | 1 | [14 empty] | 1 | 3 | 3 | 3 | 3 | 1 | 1 | 0
PG&E FRESNO | Alpaugh | 115 | Biomass |  |  | 0 | 0 | 0 | 0 | 0 | 0 | 0 | 0 | 0 | 5 | 2 | 5 | 2 | [14 empty] | 3 | 3 | 2 | 3 | 4 | 1 | 1 | 0
SDGE | Alpine | 69 | Biomass |  |  | 0 | 0 | 0 | 0 | 0 | 0 | 0 | 0 | 0 | 4 | 4 | 1 | 1 | [14 empty] | 1 | 3 | 1 | 3 | 1 | 1 | 1 | 0
PG&E GBA | Altamont Midway (Sandhill) | 230 | Biomass |  |  | 0 | 0 | 0 | 0 | 0 | 0 | 0 | 0 | 0 | 5 | 2 | 1 | 1 | [14 empty] | 1 | 3 | 3 | 3 | 1 | 1 | 1 | 0
SCE Northern | Antelope | 66 | Biomass |  |  | 0 | 0 | 0 | 0 | 0 | 0 | 0 | 0 | 0 | 5 | 5 | 1 | 1 | [14 empty] | 1 | 3 | 1 | 3 | 1 | 1 | 1 | 0
SCE Northern | Antelope | 230 | Biomass |  |  | 0 | 0 | 0 | 0 | 0 | 0 | 0 | 0 | 0 | 5 | 5 | 1 | 1 | [14 empty] | 1 | 3 | 1 | 3 | 1 | 1 | 1 | 0
SCE Northern | Antelope | 500 | Biomass |  |  | 0 | 0 | 0 | 0 | 0 | 0 | 0 | 0 | 0 | 5 | 5 | 1 | 1 | [14 empty] | 1 | 3 | 1 | 3 | 1 | 1 | 1 | 0
PG&E NGBA | Arcata | 60 | Biomass |  |  | 0 | 0 | 0 | 0 | 0 | 0 | 0 | 0 | 0 | 5 | 2 | 1 | 1 | [14 empty] | 1 | 1 | 1 | 1 | 1 | 1 | 1 | 0
PG&E KERN | Arco | 230 | Biomass |  |  | 0 | 0 | 0 | 0 | 0 | 0 | 0 | 0 | 0 | 5 | 2 | 5 | 2 | [14 empty] | 3 | 3 | 1 | 3 | 4 | 1 | 1 | 0
PG&E KERN | Arco | 70 | Biomass |  |  | 0 | 0 | 0 | 0 | 0 | 0 | 0 | 0 | 0 | 5 | 2 | 5 | 2 | [14 empty] | 3 | 3 | 1 | 3 | 4 | 1 | 1 | 0
SCE Metro | ArcoGen | 230 | Biomass |  |  | 0 | 0 | 0 | 0 | 0 | 0 | 0 | 0 | 0 | 1 | 1 | 1 | 1 | [14 empty] | 3 | 3 | 4 | 3 | 4 | 1 | 1 | 0
SDGE | Artesian | 230 | Biomass |  |  | 0 | 0 | 0 | 0 | 0 | 0 | 0 | 0 | 0 | 4 | 4 | 1 | 1 | [14 empty] | 1 | 3 | 3 | 3 | 1 | 1 | 1 | 0
SDGE | Artesian | 69 | Biomass |  |  | 0 | 0 | 0 | 0 | 0 | 0 | 0 | 0 | 0 | 4 | 4 | 1 | 1 | [14 empty] | 1 | 3 | 3 | 3 | 1 | 1 | 1 | 0
PG&E FRESNO | Ashlan | 230 | Biomass |  |  | 0 | 0 | 0 | 0 | 0 | 0 | 0 | 0 | 0 | 5 | 2 | 5 | 2 | [14 empty] | 3 | 3 | 3 | 1 | 4 | 1 | 1 | 0
PG&E NGBA | Atlantic | 115 | Biomass |  |  | 0 | 0 | 0 | 0 | 0 | 0 | 0 | 0 | 0 | 5 | 2 | 1 | 1 | [14 empty] | 1 | 3 | 3 | 1 | 1 | 1 | 1 | 0
PG&E NGBA | Atlantic | 230 | Biomass |  |  | 0 | 0 | 0 | 0 | 0 | 0 | 0 | 0 | 0 | 5 | 2 | 1 | 1 | [14 empty] | 1 | 3 | 3 | 1 | 1 | 1 | 1 | 0
PG&E NGBA | Atlantic | 60 | Biomass |  |  | 0 | 0 | 0 | 0 | 0 | 0 | 0 | 0 | 0 | 5 | 2 | 1 | 1 | [14 empty] | 1 | 3 | 3 | 1 | 1 | 1 | 1 | 0
PG&E FRESNO | Atwater | 115 | Biomass |  |  | 0 | 0 | 0 | 0 | 0 | 0 | 0 | 0 | 0 | 5 | 2 | 5 | 2 | [14 empty] | 3 | 3 | 4 | 1 | 4 | 1 | 1 | 0
PG&E GBA | Avena | 115 | Biomass |  |  | 0 | 0 | 0 | 0 | 0 | 0 | 0 | 0 | 0 | 5 | 5 | 1 | 1 | [14 empty] | 3 | 3 | 2 | 1 | 4 | 1 | 1 | 0
SDGE | Avocado | 69 | Biomass |  |  | 0 | 0 | 0 | 0 | 0 | 0 | 0 | 0 | 0 | 4 | 4 | 1 | 1 | [14 empty] | 1 | 3 | 2 | 3 | 1 | 1 | 1 | 0
PG&E NGBA | Bahia | 230 | Biomass |  |  | 0 | 0 | 0 | 0 | 0 | 0 | 0 | 0 | 0 | 5 | 2 | 1 | 1 | [14 empty] | 1 | 3 | 4 | 3 | 3 | 1 | 1 | 0
SCE Northern | Bailey | 230 | Biomass |  |  | 0 | 0 | 0 | 0 | 0 | 0 | 0 | 0 | 0 | 5 | 2 | 4 | 2 | [14 empty] | 3 | 3 | 1 | 3 | 1 | 1 | 1 | 0
SCE NOL | Baker | 115 | Biomass |  |  | 0 | 0 | 0 | 0 | 0 | 0 | 0 | 0 | 0 | 4 | 4 | 1 | 1 | [14 empty] | 1 | 1 | 1 | 3 | 4 | 1 | 1 | 0
PG&E KERN | Bakersfield | 230 | Biomass |  |  | 0 | 0 | 0 | 0 | 0 | 0 | 0 | 0 | 0 | 5 | 2 | 5 | 2 | [14 empty] | 3 | 3 | 3 | 3 | 4 | 1 | 1 | 0
PG&E FRESNO | Balch | 230 | Biomass |  |  | 0 | 0 | 0 | 0 | 0 | 0 | 0 | 0 | 0 | 5 | 2 | 5 | 2 | [14 empty] | 3 | 3 | 1 | 1 | 1 | 1 | 1 | 0
SCE Eastern | Bannister | 230 | Biomass |  |  | 0 | 0 | 0 | 0 | 0 | 0 | 0 | 0 | 0 | 5 | 5 | 4 | 4 | [14 empty] | 1 | 3 | 3 | 1 | 4 | 1 | 1 | 0
SCE Metro | Barre | 230 | Biomass |  |  | 0 | 0 | 0 | 0 | 0 | 0 | 0 | 0 | 0 | 1 | 1 | 1 | 1 | [14 empty] | 3 | 3 | 4 | 3 | 4 | 1 | 1 | 0
SDGE | Bay Boulevard | 69 | Biomass |  |  | 0 | 0 | 0 | 0 | 0 | 0 | 0 | 0 | 0 | 4 | 4 | 1 | 1 | [14 empty] | 1 | 3 | 4 | 3 | 4 | 1 | 1 | 0
SDGE | Bay Boulevard | 230 | Biomass |  |  | 0 | 0 | 0 | 0 | 0 | 0 | 0 | 0 | 0 | 4 | 4 | 1 | 1 | [14 empty] | 1 | 3 | 4 | 3 | 4 | 1 | 1 | 0
EOP | Beatty | 138 | Biomass |  |  | 0 | 0 | 0 | 0 | 0 | 0 | 0 | 0 | 0 | 5 | 3 | 4 | 2 | [14 empty] | 1 | 1 | 1 | 3 | 1 | 1 | 1 | 0
EOP | Beatty | 230 | Biomass |  |  | 0 | 0 | 0 | 0 | 0 | 0 | 0 | 0 | 0 | 5 | 3 | 4 | 2 | [14 empty] | 1 | 1 | 1 | 3 | 1 | 1 | 1 | 0
PG&E NGBA | Belden | 230 | Biomass |  |  | 0 | 0 | 0 | 0 | 0 | 0 | 0 | 0 | 0 | 5 | 5 | 3 | 3 | [14 empty] | 1 | 1 | 1 | 3 | 1 | 1 | 1 | 0
PG&E NGBA | Bell | 115 | Biomass |  |  | 0 | 0 | 0 | 0 | 0 | 0 | 0 | 0 | 0 | 5 | 2 | 1 | 1 | [14 empty] | 1 | 3 | 1 | 1 | 1 | 1 | 1 | 0
PG&E NGBA | Bellevue | 115 | Biomass |  |  | 0 | 0 | 0 | 0 | 0 | 0 | 0 | 0 | 0 | 5 | 2 | 1 | 1 | [14 empty] | 1 | 3 | 3 | 1 | 3 | 1 | 1 | 0
PG&E GBA | Bellota | 115 | Biomass |  |  | 0 | 0 | 0 | 0 | 0 | 0 | 0 | 0 | 0 | 5 | 5 | 1 | 1 | 3 | [13 empty] | 3 | 3 | 1 | 1 | 1 | 1 | 1 | 0
PG&E GBA | Bellota | 230 | Biomass |  |  | 0 | 0 | 0 | 0 | 0 | 0 | 0 | 0 | 0 | 5 | 2 | 1 | 1 | [14 empty] | 3 | 3 | 1 | 1 | 1 | 1 | 1 | 0
SCE Northern | Big Creek | 230 | Biomass |  |  | 0 | 0 | 0 | 0 | 0 | 0 | 0 | 0 | 0 | 5 | 5 | 1 | 1 | [14 empty] | 3 | 3 | 1 | 1 | 1 | 1 | 1 | 0
PG&E FRESNO | Biola | 70 | Biomass |  |  | 0 | 0 | 0 | 0 | 0 | 0 | 0 | 0 | 0 | 5 | 2 | 5 | 2 | [14 empty] | 3 | 3 | 1 | 1 | 4 | 1 | 1 | 0
PG&E GBA | Birds Landing | 230 | Biomass |  |  | 0 | 0 | 0 | 0 | 0 | 0 | 0 | 0 | 0 | 5 | 2 | 1 | 1 | [14 empty] | 1 | 3 | 2 | 3 | 4 | 1 | 1 | 0
SCE Northern | Bliss | 66 | Biomass |  |  | 0 | 0 | 0 | 0 | 0 | 0 | 0 | 0 | 0 | 5 | 5 | 1 | 1 | [14 empty] | 3 | 3 | 1 | 3 | 4 | 1 | 1 | 0
SCE Eastern | Blythe | 161 | Biomass |  |  | 0 | 0 | 0 | 0 | 0 | 0 | 0 | 0 | 0 | 5 | 4 | 4 | 4 | [14 empty] | 1 | 1 | 3 | 3 | 4 | 1 | 1 | 0
PG&E NGBA | Bogue | 115 | Biomass |  |  | 0 | 0 | 0 | 0 | 0 | 0 | 0 | 0 | 0 | 5 | 2 | 1 | 1 | [14 empty] | 1 | 1 | 3 | 3 | 3 | 1 | 1 | 0
PG&E FRESNO | Borden | 230 | Biomass |  |  | 0 | 0 | 0 | 0 | 0 | 0 | 0 | 0 | 0 | 5 | 2 | 5 | 2 | [14 empty] | 3 | 3 | 1 | 1 | 4 | 1 | 1 | 0
PG&E FRESNO | Borden | 70 | Biomass |  |  | 0 | 0 | 0 | 0 | 0 | 0 | 0 | 0 | 0 | 5 | 2 | 5 | 2 | [14 empty] | 3 | 3 | 1 | 1 | 4 | 1 | 1 | 0
SDGE | Boulevard East | 138 | Biomass |  |  | 0 | 0 | 0 | 0 | 0 | 0 | 0 | 0 | 0 | 4 | 4 | 1 | 1 | [14 empty] | 1 | 3 | 1 | 3 | 1 | 1 | 1 | 0
SDGE | Boulevard East | 69 | Biomass |  |  | 0 | 0 | 0 | 0 | 0 | 0 | 0 | 0 | 0 | 4 | 4 | 1 | 1 | [14 empty] | 1 | 3 | 1 | 3 | 1 | 1 | 1 | 0
PG&E GBA | Brentwood | 230 | Biomass |  |  | 0 | 0 | 0 | 0 | 0 | 0 | 0 | 0 | 0 | 5 | 2 | 1 | 1 | [14 empty] | 1 | 3 | 2 | 3 | 1 | 1 | 1 | 0
PG&E NGBA | Bridgeville | 115 | Biomass |  |  | 0 | 0 | 0 | 0 | 0 | 0 | 0 | 0 | 0 | 5 | 2 | 1 | 1 | [14 empty] | 1 | 1 | 1 | 1 | 1 | 1 | 4 | 1
PG&E NGBA | Brighton | 115 | Biomass |  |  | 0 | 0 | 0 | 0 | 0 | 0 | 0 | 0 | 0 | 5 | 2 | 1 | 1 | [14 empty] | 1 | 3 | 3 | 1 | 4 | 1 | 1 | 0
PG&E NGBA | Brighton | 230 | Biomass |  |  | 0 | 0 | 0 | 0 | 0 | 0 | 0 | 0 | 0 | 5 | 2 | 1 | 1 | [14 empty] | 1 | 3 | 3 | 1 | 4 | 1 | 1 | 0
PG&E NGBA | Brunswick | 115 | Biomass |  |  | 0 | 0 | 0 | 0 | 0 | 0 | 0 | 0 | 0 | 5 | 2 | 1 | 1 | [14 empty] | 1 | 3 | 1 | 3 | 1 | 1 | 1 | 0
PG&E NGBA | Bucks Creek | 230 | Biomass |  |  | 0 | 0 | 0 | 0 | 0 | 0 | 0 | 0 | 0 | 5 | 5 | 3 | 3 | [14 empty] | 1 | 1 | 1 | 3 | 1 | 1 | 1 | 0
PG&E KERN | Buena Vista | 230 | Biomass |  |  | 0 | 0 | 0 | 0 | 0 | 0 | 0 | 0 | 0 | 5 | 2 | 5 | 2 | [14 empty] | 1 | 1 | 2 | 1 | 4 | 1 | 1 | 0
PG&E FRESNO | Bullard | 115 | Biomass |  |  | 0 | 0 | 0 | 0 | 0 | 0 | 0 | 0 | 0 | 5 | 2 | 5 | 2 | [14 empty] | 3 | 3 | 4 | 1 | 3 | 1 | 1 | 0
PG&E GBA | Burlingame | 115 | Biomass |  |  | 0 | 0 | 0 | 0 | 0 | 0 | 0 | 0 | 0 | 5 | 2 | 1 | 1 | [14 empty] | 1 | 3 | 3 | 3 | 3 | 1 | 1 | 0
PG&E NGBA | Burney Forest | 230 | Biomass |  |  | 0 | 0 | 0 | 0 | 0 | 0 | 0 | 0 | 0 | 5 | 2 | 1 | 1 | [14 empty] | 1 | 1 | 1 | 1 | 1 | 1 | 4 | 1
PG&E NGBA | Butte | 115 | Biomass |  |  | 0 | 0 | 0 | 0 | 0 | 0 | 0 | 0 | 0 | 5 | 2 | 1 | 1 | [14 empty] | 1 | 3 | 1 | 1 | 3 | 1 | 1 | 0
PG&E KERN | Cabrillo | 115 | Biomass |  |  | 0 | 0 | 0 | 0 | 0 | 0 | 0 | 0 | 0 | 5 | 2 | 5 | 2 | [14 empty] | 1 | 1 | 1 | 3 | 1 | 1 | 1 | 0
PG&E FRESNO | Cal Flats | 230 | Biomass |  |  | 0 | 0 | 0 | 0 | 0 | 0 | 0 | 0 | 0 | 5 | 2 | 5 | 2 | [14 empty] | 1 | 1 | 1 | 1 | 3 | 1 | 1 | 0
SCE NOL | Calcite | 230 | Biomass |  |  | 0 | 0 | 0 | 0 | 0 | 0 | 0 | 0 | 0 | 5 | 5 | 1 | 1 | [14 empty] | 1 | 3 | 1 | 3 | 1 | 1 | 1 | 0
PG&E KERN | Caliente | 230 | Biomass |  |  | 0 | 0 | 0 | 0 | 0 | 0 | 0 | 0 | 0 | 5 | 2 | 5 | 2 | 1 | [13 empty] | 1 | 3 | 1 | 1 | 3 | 1 | 1 | 0
PG&E FRESNO | California Ave | 115 | Biomass |  |  | 0 | 0 | 0 | 0 | 0 | 0 | 0 | 0 | 0 | 5 | 2 | 5 | 2 | [14 empty] | 3 | 3 | 3 | 1 | 4 | 1 | 1 | 0
PG&E KERN | Callender | 115 | Biomass |  |  | 0 | 0 | 0 | 0 | 0 | 0 | 0 | 0 | 0 | 5 | 2 | 5 | 2 | [14 empty] | 1 | 1 | 1 | 1 | 3 | 1 | 1 | 0
PG&E NGBA | Calpella | 115 | Biomass |  |  | 0 | 0 | 0 | 0 | 0 | 0 | 0 | 0 | 0 | 5 | 2 | 1 | 1 | [14 empty] | 1 | 1 | 1 | 1 | 1 | 1 | 5 | 1
PG&E GBA | Camanche | 230 | Biomass |  |  | 0 | 0 | 0 | 0 | 0 | 0 | 0 | 0 | 0 | 5 | 2 | 1 | 1 | [14 empty] | 3 | 3 | 2 | 1 | 1 | 1 | 1 | 0
SDGE | Cameron | 69 | Biomass |  |  | 0 | 0 | 0 | 0 | 0 | 0 | 0 | 0 | 0 | 4 | 4 | 1 | 1 | [14 empty] | 3 | 3 | 3 | 3 | 4 | 1 | 1 | 0
SDGE | Cannon | 69 | Biomass |  |  | 0 | 0 | 0 | 0 | 0 | 0 | 0 | 0 | 0 | 4 | 4 | 1 | 1 | [14 empty] | 1 | 3 | 4 | 3 | 1 | 1 | 1 | 0
PG&E FRESNO | Cantua | 115 | Biomass |  |  | 0 | 0 | 0 | 0 | 0 | 0 | 0 | 0 | 0 | 5 | 2 | 5 | 2 | [14 empty] | 3 | 3 | 1 | 1 | 4 | 1 | 1 | 0
SDGE | Capistrano | 138 | Biomass |  |  | 0 | 0 | 0 | 0 | 0 | 0 | 0 | 0 | 0 | 1 | 1 | 1 | 1 | [14 empty] | 3 | 3 | 3 | 3 | 1 | 1 | 1 | 0
SDGE | Capistrano | 230 | Biomass |  |  | 0 | 0 | 0 | 0 | 0 | 0 | 0 | 0 | 0 | 1 | 1 | 1 | 1 | [14 empty] | 3 | 3 | 3 | 3 | 1 | 1 | 1 | 0
PG&E NGBA | Carberry | 230 | Biomass |  |  | 0 | 0 | 0 | 0 | 0 | 0 | 0 | 0 | 0 | 5 | 2 | 1 | 1 | [14 empty] | 1 | 1 | 1 | 1 | 1 | 1 | 4 | 1
SCE Eastern | Cardiff | 66 | Biomass |  |  | 0 | 0 | 0 | 0 | 0 | 0 | 0 | 0 | 0 | 5 | 5 | 1 | 1 | [14 empty] | 3 | 3 | 3 | 3 | 4 | 1 | 1 | 0
PG&E NGBA | Caribou | 60 | Biomass |  |  | 0 | 0 | 0 | 0 | 0 | 0 | 0 | 0 | 0 | 5 | 2 | 1 | 1 | [14 empty] | 1 | 1 | 1 | 3 | 1 | 1 | 4 | 1
PG&E NGBA | Caribou | 115 | Biomass |  |  | 0 | 0 | 0 | 0 | 0 | 0 | 0 | 0 | 0 | 5 | 2 | 1 | 1 | [14 empty] | 1 | 1 | 1 | 3 | 1 | 1 | 4 | 1
PG&E NGBA | Caribou | 230 | Biomass |  |  | 0 | 0 | 0 | 0 | 0 | 0 | 0 | 0 | 0 | 5 | 2 | 1 | 1 | [14 empty] | 1 | 1 | 1 | 3 | 1 | 1 | 1 | 0
EOP | Carpenter Canyon (fka Gamebird) | 138 | Biomass |  |  | 0 | 0 | 0 | 0 | 0 | 0 | 0 | 0 | 0 | 5 | 3 | 4 | 2 | [14 empty] | 1 | 1 | 1 | 3 | 1 | 1 | 1 | 0
EOP | Carpenter Canyon (fka Gamebird) | 230 | Biomass |  |  | 0 | 0 | 0 | 0 | 0 | 0 | 0 | 0 | 0 | 5 | 3 | 4 | 2 | [14 empty] | 1 | 1 | 1 | 3 | 1 | 1 | 1 | 0
PG&E NGBA | Carquinez | 115 | Biomass |  |  | 0 | 0 | 0 | 0 | 0 | 0 | 0 | 0 | 0 | 5 | 2 | 1 | 1 | [14 empty] | 1 | 3 | 3 | 3 | 4 | 1 | 1 | 0
SDGE | Carrizo Gorge | 138 | Biomass |  |  | 0 | 0 | 0 | 0 | 0 | 0 | 0 | 0 | 0 | 4 | 4 | 1 | 1 | [14 empty] | 1 | 3 | 1 | 3 | 1 | 1 | 1 | 0
PG&E KERN | Carrizo Plains | 115 | Biomass |  |  | 0 | 0 | 0 | 0 | 0 | 0 | 0 | 0 | 0 | 5 | 2 | 5 | 2 | [14 empty] | 1 | 3 | 1 | 1 | 3 | 1 | 1 | 0
PG&E KERN | Casaloma | 230 | Biomass |  |  | 0 | 0 | 0 | 0 | 0 | 0 | 0 | 0 | 0 | 5 | 2 | 5 | 2 | [14 empty] | 3 | 3 | 3 | 3 | 4 | 1 | 1 | 0
PG&E GBA | Castro Valley | 230 | Biomass |  |  | 0 | 0 | 0 | 0 | 0 | 0 | 0 | 0 | 0 | 5 | 2 | 1 | 1 | [14 empty] | 1 | 3 | 3 | 3 | 3 | 1 | 1 | 0
PG&E GBA | Cayetano | 230 | Biomass |  |  | 0 | 0 | 0 | 0 | 0 | 0 | 0 | 0 | 0 | 5 | 2 | 1 | 1 | [14 empty] | 1 | 3 | 2 | 3 | 1 | 1 | 1 | 0
SCE Metro | Center | 230 | Biomass |  |  | 0 | 0 | 0 | 0 | 0 | 0 | 0 | 0 | 0 | 1 | 1 | 1 | 1 | [14 empty] | 3 | 3 | 4 | 3 | 4 | 1 | 1 | 0
PG&E KERN | Charca | 115 | Biomass |  |  | 0 | 0 | 0 | 0 | 0 | 0 | 0 | 0 | 0 | 5 | 2 | 5 | 2 | [14 empty] | 3 | 3 | 1 | 3 | 4 | 1 | 1 | 0
EOP | Charleston | 138 | Biomass |  |  | 0 | 0 | 0 | 0 | 0 | 0 | 0 | 0 | 0 | 5 | 3 | 4 | 2 | [14 empty] | 1 | 1 | 1 | 3 | 1 | 1 | 1 | 0
SCE Metro | Chevmain | 230 | Biomass |  |  | 0 | 0 | 0 | 0 | 0 | 0 | 0 | 0 | 0 | 1 | 1 | 1 | 1 | [14 empty] | 3 | 3 | 4 | 3 | 4 | 1 | 1 | 0
SDGE | Chicarita | 138 | Biomass |  |  | 0 | 0 | 0 | 0 | 0 | 0 | 0 | 0 | 0 | 4 | 4 | 1 | 1 | [14 empty] | 1 | 3 | 3 | 3 | 1 | 1 | 1 | 0
SCE Metro | Chino | 230 | Biomass |  |  | 0 | 0 | 0 | 0 | 0 | 0 | 0 | 0 | 0 | 1 | 1 | 1 | 1 | [14 empty] | 3 | 3 | 4 | 3 | 3 | 1 | 1 | 0
PG&E FRESNO | Chowchilla | 115 | Biomass |  |  | 0 | 0 | 0 | 0 | 0 | 0 | 0 | 0 | 0 | 5 | 2 | 5 | 2 | [14 empty] | 3 | 3 | 4 | 1 | 3 | 1 | 1 | 0
PG&E GBA | Christie | 60 | Biomass |  |  | 0 | 0 | 0 | 0 | 0 | 0 | 0 | 0 | 0 | 5 | 2 | 1 | 1 | [14 empty] | 1 | 3 | 3 | 3 | 3 | 1 | 1 | 0
PG&E GBA | Christie | 115 | Biomass |  |  | 0 | 0 | 0 | 0 | 0 | 0 | 0 | 0 | 0 | 5 | 2 | 1 | 1 | [14 empty] | 1 | 3 | 3 | 3 | 3 | 1 | 1 | 0
SCE Eastern | Cielo Azul | 500 | Biomass |  |  | 0 | 0 | 0 | 0 | 0 | 0 | 0 | 0 | 0 | 5 | 4 | 4 | 2 | [14 empty] | 1 | 1 | 1 | 3 | 1 | 1 | 1 | 0
PG&E GBA | Clay | 60 | Biomass |  |  | 0 | 0 | 0 | 0 | 0 | 0 | 0 | 0 | 0 | 5 | 2 | 1 | 1 | [14 empty] | 1 | 3 | 3 | 3 | 1 | 1 | 1 | 0
PG&E GBA | Clayton | 115 | Biomass |  |  | 0 | 0 | 0 | 0 | 0 | 0 | 0 | 0 | 0 | 5 | 2 | 1 | 1 | [14 empty] | 1 | 3 | 2 | 3 | 3 | 1 | 1 | 0
PG&E NGBA | Cloverdale | 115 | Biomass |  |  | 0 | 0 | 0 | 0 | 0 | 0 | 0 | 0 | 0 | 5 | 2 | 1 | 1 | [14 empty] | 1 | 1 | 1 | 1 | 1 | 1 | 5 | 1
PG&E FRESNO | Clovis | 115 | Biomass |  |  | 0 | 0 | 0 | 0 | 0 | 0 | 0 | 0 | 0 | 5 | 2 | 5 | 2 | [14 empty] | 3 | 3 | 3 | 1 | 3 | 1 | 1 | 0
PG&E GBA | Coburn | 230 | Biomass |  |  | 0 | 0 | 0 | 0 | 0 | 0 | 0 | 0 | 0 | 5 | 2 | 5 | 2 | [14 empty] | 1 | 1 | 3 | 1 | 1 | 1 | 1 | 0
PG&E GBA | Coburn | 60 | Biomass |  |  | 0 | 0 | 0 | 0 | 0 | 0 | 0 | 0 | 0 | 5 | 2 | 5 | 2 | [14 empty] | 1 | 1 | 3 | 1 | 1 | 1 | 1 | 0
PG&E NGBA | Colgate | 230 | Biomass |  |  | 0 | 0 | 0 | 0 | 0 | 0 | 0 | 0 | 0 | 5 | 2 | 1 | 1 | [14 empty] | 1 | 3 | 1 | 3 | 1 | 1 | 4 | 1
PG&E GBA | Collierville | 230 | Biomass |  |  | 0 | 0 | 0 | 0 | 0 | 0 | 0 | 0 | 0 | 5 | 5 | 1 | 1 | [14 empty] | 1 | 3 | 1 | 3 | 1 | 1 | 1 | 0
PG&E GBA | Collinsville | 230 | Biomass |  |  | 0 | 0 | 0 | 0 | 0 | 0 | 0 | 0 | 0 | 5 | 2 | 1 | 1 | [14 empty] | 1 | 3 | 3 | 3 | 4 | 1 | 1 | 0
PG&E GBA | Collinsville | 500 | Biomass |  |  | 0 | 0 | 0 | 0 | 0 | 0 | 0 | 0 | 0 | 5 | 2 | 1 | 1 | [14 empty] | 1 | 3 | 3 | 3 | 4 | 1 | 1 | 0
SCE Eastern | Colorado River | 230 | Biomass |  |  | 0 | 0 | 0 | 0 | 0 | 0 | 0 | 0 | 0 | 4 | 4 | 3 | 2 | [14 empty] | 1 | 1 | 2 | 3 | 1 | 1 | 1 | 0
SCE Eastern | Colorado River | 500 | Biomass |  |  | 0 | 0 | 0 | 0 | 0 | 0 | 0 | 0 | 0 | 4 | 4 | 3 | 2 | [14 empty] | 1 | 1 | 2 | 3 | 1 | 1 | 1 | 0
PG&E KERN | Columbus | 115 | Biomass |  |  | 0 | 0 | 0 | 0 | 0 | 0 | 0 | 0 | 0 | 5 | 2 | 5 | 2 | [14 empty] | 3 | 3 | 3 | 3 | 3 | 1 | 1 | 0
PG&E GBA | Contra Costa | 115 | Biomass |  |  | 0 | 0 | 0 | 0 | 0 | 0 | 0 | 0 | 0 | 5 | 2 | 1 | 1 | [14 empty] | 1 | 3 | 4 | 3 | 3 | 1 | 1 | 0
PG&E GBA | Contra Costa | 230 | Biomass |  |  | 0 | 0 | 0 | 0 | 0 | 0 | 0 | 0 | 0 | 5 | 2 | 1 | 1 | [14 empty] | 1 | 3 | 4 | 3 | 3 | 1 | 1 | 0
PG&E GBA | Contra Costa PP | 230 | Biomass |  |  | 0 | 0 | 0 | 0 | 0 | 0 | 0 | 0 | 0 | 5 | 2 | 1 | 1 | [14 empty] | 1 | 3 | 4 | 3 | 3 | 1 | 1 | 0
SCE NOL | Control | 115 | Biomass |  |  | 0 | 0 | 0 | 0 | 0 | 0 | 0 | 0 | 0 | 5 | 5 | 3 | 3 | [14 empty] | 1 | 1 | 1 | 3 | 1 | 1 | 1 | 0
SCE NOL | Control | 55 | Biomass |  |  | 0 | 0 | 0 | 0 | 0 | 0 | 0 | 0 | 0 | 5 | 5 | 3 | 3 | [14 empty] | 1 | 1 | 1 | 3 | 1 | 1 | 1 | 0
PG&E GBA | Cooley Landing | 115 | Biomass |  |  | 0 | 0 | 0 | 0 | 0 | 0 | 0 | 0 | 0 | 5 | 2 | 1 | 1 | [14 empty] | 1 | 3 | 3 | 3 | 4 | 1 | 1 | 0
PG&E GBA | Cooley Landing | 60 | Biomass |  |  | 0 | 0 | 0 | 0 | 0 | 0 | 0 | 0 | 0 | 1 | 1 | 1 | 1 | [14 empty] | 1 | 3 | 3 | 3 | 4 | 1 | 1 | 0
SCE NOL | Coolwater | 230 | Biomass |  |  | 0 | 0 | 0 | 0 | 0 | 0 | 0 | 0 | 0 | 4 | 4 | 1 | 1 | [14 empty] | 1 | 3 | 4 | 3 | 4 | 1 | 1 | 0
SCE NOL | Coolwater | 115 | Biomass |  |  | 0 | 0 | 0 | 0 | 0 | 0 | 0 | 0 | 0 | 4 | 4 | 1 | 1 | [14 empty] | 1 | 3 | 4 | 3 | 4 | 1 | 1 | 0
PG&E KERN | Copus | 70 | Biomass |  |  | 0 | 0 | 0 | 0 | 0 | 0 | 0 | 0 | 0 | 5 | 2 | 5 | 2 | [14 empty] | 3 | 3 | 2 | 3 | 4 | 1 | 1 | 0
PG&E FRESNO | Corcoran | 70 | Biomass |  |  | 0 | 0 | 0 | 0 | 0 | 0 | 0 | 0 | 0 | 5 | 2 | 5 | 2 | [14 empty] | 3 | 3 | 1 | 1 | 4 | 1 | 1 | 0
PG&E FRESNO | Corcoran | 115 | Biomass |  |  | 0 | 0 | 0 | 0 | 0 | 0 | 0 | 0 | 0 | 5 | 2 | 5 | 2 | [14 empty] | 3 | 3 | 1 | 1 | 4 | 1 | 1 | 0
PG&E NGBA | Corona | 115 | Biomass |  |  | 0 | 0 | 0 | 0 | 0 | 0 | 0 | 0 | 0 | 5 | 2 | 1 | 1 | [14 empty] | 1 | 3 | 2 | 1 | 1 | 1 | 1 | 0
PG&E NGBA | Cortina | 230 | Biomass |  |  | 0 | 0 | 0 | 0 | 0 | 0 | 0 | 0 | 0 | 5 | 2 | 1 | 1 | [14 empty] | 1 | 1 | 1 | 3 | 1 | 1 | 1 | 0
PG&E NGBA | Cortina | 115 | Biomass |  |  | 0 | 0 | 0 | 0 | 0 | 0 | 0 | 0 | 0 | 5 | 2 | 1 | 1 | 1 | [13 empty] | 1 | 1 | 1 | 3 | 1 | 1 | 4 | 1
PG&E GBA | Cottle | 230 | Biomass |  |  | 0 | 0 | 0 | 0 | 0 | 0 | 0 | 0 | 0 | 5 | 2 | 5 | 2 | 3 | [13 empty] | 3 | 3 | 3 | 1 | 4 | 1 | 1 | 0
PG&E NGBA | Cottonwood | 115 | Biomass |  |  | 0 | 0 | 0 | 0 | 0 | 0 | 0 | 0 | 0 | 5 | 2 | 1 | 1 | [14 empty] | 1 | 1 | 3 | 1 | 1 | 1 | 1 | 0
PG&E NGBA | Cottonwood | 230 | Biomass |  |  | 0 | 0 | 0 | 0 | 0 | 0 | 0 | 0 | 0 | 5 | 2 | 1 | 1 | [14 empty] | 1 | 1 | 3 | 1 | 1 | 1 | 1 | 0
PG&E NGBA | Cottonwood | 60 | Biomass |  |  | 0 | 0 | 0 | 0 | 0 | 0 | 0 | 0 | 0 | 5 | 2 | 1 | 1 | [14 empty] | 1 | 1 | 3 | 1 | 1 | 1 | 1 | 0
PG&E NGBA | Cove Road | 230 | Biomass |  |  | 0 | 0 | 0 | 0 | 0 | 0 | 0 | 0 | 0 | 5 | 2 | 1 | 1 | [14 empty] | 1 | 1 | 1 | 1 | 1 | 1 | 1 | 0
PG&E GBA | Coyote | 230 | Biomass |  |  | 0 | 0 | 0 | 0 | 0 | 0 | 0 | 0 | 0 | 1 | 1 | 1 | 1 | [14 empty] | 1 | 3 | 2 | 1 | 3 | 1 | 1 | 0
PG&E GBA | Crazy Horse Canyon | 115 | Biomass |  |  | 0 | 0 | 0 | 0 | 0 | 0 | 0 | 0 | 0 | 1 | 1 | 3 | 3 | [14 empty] | 1 | 1 | 2 | 1 | 1 | 1 | 1 | 0
SDGE | Creelman | 69 | Biomass |  |  | 0 | 0 | 0 | 0 | 0 | 0 | 0 | 0 | 0 | 4 | 4 | 1 | 1 | [14 empty] | 1 | 3 | 1 | 3 | 1 | 1 | 1 | 0
PG&E FRESNO | Crescent | 70 | Biomass |  |  | 0 | 0 | 0 | 0 | 0 | 0 | 0 | 0 | 0 | 5 | 2 | 5 | 2 | [14 empty] | 3 | 3 | 2 | 1 | 4 | 1 | 1 | 0
PG&E FRESNO | Cressey | 115 | Biomass |  |  | 0 | 0 | 0 | 0 | 0 | 0 | 0 | 0 | 0 | 5 | 2 | 5 | 2 | [14 empty] | 3 | 3 | 3 | 1 | 4 | 1 | 1 | 0
PG&E NGBA | Cresta | 230 | Biomass |  |  | 0 | 0 | 0 | 0 | 0 | 0 | 0 | 0 | 0 | 5 | 5 | 3 | 3 | [14 empty] | 1 | 3 | 1 | 1 | 1 | 1 | 1 | 0
SDGE | Crestwood | 69 | Biomass |  |  | 0 | 0 | 0 | 0 | 0 | 0 | 0 | 0 | 0 | 4 | 4 | 1 | 1 | [14 empty] | 1 | 3 | 1 | 3 | 1 | 1 | 1 | 0
PG&E GBA | Crow Creek | 60 | Biomass |  |  | 0 | 0 | 0 | 0 | 0 | 0 | 0 | 0 | 0 | 5 | 5 | 1 | 1 | [14 empty] | 3 | 3 | 1 | 1 | 4 | 1 | 1 | 0
PG&E GBA | Crows Landing | 60 | Biomass |  |  | 0 | 0 | 0 | 0 | 0 | 0 | 0 | 0 | 0 | 5 | 5 | 1 | 1 | [14 empty] | 3 | 3 | 1 | 1 | 4 | 1 | 1 | 0
PG&E GBA | Curtis | 115 | Biomass |  |  | 0 | 0 | 0 | 0 | 0 | 0 | 0 | 0 | 0 | 5 | 5 | 1 | 1 | [14 empty] | 1 | 3 | 1 | 3 | 1 | 1 | 1 | 0
PG&E FRESNO | Dairyland | 115 | Biomass |  |  | 0 | 0 | 0 | 0 | 0 | 0 | 0 | 0 | 0 | 5 | 2 | 5 | 2 | [14 empty] | 3 | 3 | 2 | 1 | 4 | 1 | 1 | 0
PG&E NGBA | Davis | 115 | Biomass |  |  | 0 | 0 | 0 | 0 | 0 | 0 | 0 | 0 | 0 | 5 | 2 | 1 | 1 | [14 empty] | 1 | 3 | 1 | 1 | 1 | 1 | 1 | 0
SCE Metro | Del Amo | 500 | Biomass |  |  | 0 | 0 | 0 | 0 | 0 | 0 | 0 | 0 | 0 | 1 | 1 | 1 | 1 | [14 empty] | 3 | 3 | 3 | 3 | 3 | 1 | 1 | 0
SCE Metro | Del Amo | 230 | Biomass |  |  | 0 | 0 | 0 | 0 | 0 | 0 | 0 | 0 | 0 | 1 | 1 | 1 | 1 | [14 empty] | 3 | 3 | 3 | 3 | 3 | 1 | 1 | 0
SCE Eastern | Delaney | 500 | Biomass |  |  | 0 | 0 | 0 | 0 | 0 | 0 | 0 | 0 | 0 | 5 | 4 | 4 | 2 | [14 empty] | 1 | 3 | 1 | 1 | 1 | 1 | 1 | 0
PG&E NGBA | Delevan | 230 | Biomass |  |  | 0 | 0 | 0 | 0 | 0 | 0 | 0 | 0 | 0 | 5 | 2 | 1 | 1 | [14 empty] | 1 | 1 | 4 | 3 | 1 | 1 | 1 | 0
PG&E GBA | Delta PP | 230 | Biomass |  |  | 0 | 0 | 0 | 0 | 0 | 0 | 0 | 0 | 0 | 5 | 2 | 1 | 1 | [14 empty] | 1 | 3 | 3 | 3 | 3 | 1 | 1 | 0
EOP | Desert View | 230 | Biomass |  |  | 0 | 0 | 0 | 0 | 0 | 0 | 0 | 0 | 0 | 5 | 3 | 4 | 2 | [14 empty] | 1 | 3 | 1 | 3 | 1 | 1 | 1 | 0
SCE Eastern | Devers | 230 | Biomass |  |  | 0 | 0 | 0 | 0 | 0 | 0 | 0 | 0 | 0 | 5 | 5 | 1 | 1 | [14 empty] | 1 | 3 | 4 | 3 | 1 | 1 | 1 | 0
SCE Eastern | Devers | 500 | Biomass |  |  | 0 | 0 | 0 | 0 | 0 | 0 | 0 | 0 | 0 | 5 | 5 | 1 | 1 | [14 empty] | 1 | 3 | 4 | 3 | 1 | 1 | 1 | 0
PG&E KERN | Diablo Canyon | 230 | Biomass |  |  | 0 | 0 | 0 | 0 | 0 | 0 | 0 | 0 | 0 | 5 | 2 | 5 | 2 | [14 empty] | 1 | 1 | 1 | 1 | 1 | 1 | 1 | 0
PG&E KERN | Diablo Canyon | 500 | Biomass |  |  | 0 | 0 | 0 | 0 | 0 | 0 | 0 | 0 | 0 | 5 | 2 | 4 | 2 | [14 empty] | 1 | 1 | 1 | 1 | 1 | 1 | 1 | 0
PG&E KERN | Divide | 115 | Biomass |  |  | 0 | 0 | 0 | 0 | 0 | 0 | 0 | 0 | 0 | 5 | 2 | 5 | 2 | [14 empty] | 1 | 1 | 2 | 3 | 3 | 1 | 1 | 0
PG&E GBA | Dixon Landing | 115 | Biomass |  |  | 0 | 0 | 0 | 0 | 0 | 0 | 0 | 0 | 0 | 1 | 1 | 1 | 1 | [14 empty] | 1 | 3 | 3 | 3 | 3 | 1 | 1 | 0
PG&E FRESNO | Dos Amigos | 230 | Biomass |  |  | 0 | 0 | 0 | 0 | 0 | 0 | 0 | 0 | 0 | 5 | 2 | 5 | 2 | [14 empty] | 3 | 3 | 1 | 1 | 4 | 1 | 1 | 0
PG&E NGBA | Drum | 115 | Biomass |  |  | 0 | 0 | 0 | 0 | 0 | 0 | 0 | 0 | 0 | 5 | 5 | 3 | 3 | [14 empty] | 1 | 3 | 1 | 1 | 1 | 1 | 1 | 0
PG&E GBA | Dumbarton | 115 | Biomass |  |  | 0 | 0 | 0 | 0 | 0 | 0 | 0 | 0 | 0 | 5 | 2 | 1 | 1 | [14 empty] | 1 | 3 | 2 | 3 | 3 | 1 | 1 | 0
SCE NOL | Dunn Siding | 115 | Biomass |  |  | 0 | 0 | 0 | 0 | 0 | 0 | 0 | 0 | 0 | 4 | 4 | 1 | 1 | [14 empty] | 1 | 3 | 1 | 3 | 4 | 1 | 1 | 0
SCE Eastern | Eagle Mountain | 230 | Biomass |  |  | 0 | 0 | 0 | 0 | 0 | 0 | 0 | 0 | 0 | 5 | 5 | 4 | 4 | [14 empty] | 1 | 1 | 1 | 3 | 1 | 1 | 1 | 0
PG&E NGBA | Eagle Rock (PGE) | 60 | Biomass |  |  | 0 | 0 | 0 | 0 | 0 | 0 | 0 | 0 | 0 | 5 | 2 | 1 | 1 | [14 empty] | 1 | 1 | 1 | 1 | 1 | 1 | 1 | 0
PG&E NGBA | Eagle Rock (PGE) | 115 | Biomass |  |  | 0 | 0 | 0 | 0 | 0 | 0 | 0 | 0 | 0 | 5 | 2 | 1 | 1 | 3 | [13 empty] | 1 | 1 | 1 | 1 | 1 | 1 | 1 | 0
SCE Metro | Eagle Rock (SCE) | 230 | Biomass |  |  | 0 | 0 | 0 | 0 | 0 | 0 | 0 | 0 | 0 | 1 | 1 | 1 | 1 | [14 empty] | 3 | 3 | 3 | 3 | 3 | 1 | 1 | 0
PG&E NGBA | East Marysville | 115 | Biomass |  |  | 0 | 0 | 0 | 0 | 0 | 0 | 0 | 0 | 0 | 5 | 2 | 1 | 1 | [14 empty] | 1 | 1 | 3 | 3 | 3 | 1 | 1 | 0
PG&E NGBA | East Nicolaus | 115 | Biomass |  |  | 0 | 0 | 0 | 0 | 0 | 0 | 0 | 0 | 0 | 5 | 2 | 1 | 1 | [14 empty] | 1 | 3 | 1 | 3 | 1 | 1 | 1 | 0
PG&E NGBA | East Nicolaus | 60 | Biomass |  |  | 0 | 0 | 0 | 0 | 0 | 0 | 0 | 0 | 0 | 5 | 2 | 1 | 1 | [14 empty] | 1 | 3 | 1 | 3 | 1 | 1 | 1 | 0
PG&E GBA | Eastshore | 115 | Biomass |  |  | 0 | 0 | 0 | 0 | 0 | 0 | 0 | 0 | 0 | 5 | 2 | 1 | 1 | [14 empty] | 1 | 3 | 3 | 3 | 4 | 1 | 1 | 0
PG&E GBA | Eastshore | 230 | Biomass |  |  | 0 | 0 | 0 | 0 | 0 | 0 | 0 | 0 | 0 | 5 | 2 | 1 | 1 | [14 empty] | 1 | 3 | 3 | 3 | 4 | 1 | 1 | 0
SDGE | ECO | 138 | Biomass |  |  | 0 | 0 | 0 | 0 | 0 | 0 | 0 | 0 | 0 | 4 | 4 | 1 | 1 | [14 empty] | 1 | 3 | 1 | 3 | 1 | 1 | 1 | 0
SDGE | ECO | 230 | Biomass |  |  | 0 | 0 | 0 | 0 | 0 | 0 | 0 | 0 | 0 | 4 | 4 | 1 | 1 | [14 empty] | 1 | 3 | 1 | 3 | 1 | 1 | 1 | 0
SDGE | ECO | 500 | Biomass |  |  | 0 | 0 | 0 | 0 | 0 | 0 | 0 | 0 | 0 | 4 | 4 | 1 | 1 | [14 empty] | 1 | 3 | 1 | 3 | 1 | 1 | 1 | 0
PG&E GBA | Edenvale | 115 | Biomass |  |  | 0 | 0 | 0 | 0 | 0 | 0 | 0 | 0 | 0 | 1 | 1 | 1 | 1 | [14 empty] | 1 | 3 | 3 | 1 | 3 | 1 | 1 | 0
PG&E GBA | Edes | 115 | Biomass |  |  | 0 | 0 | 0 | 0 | 0 | 0 | 0 | 0 | 0 | 5 | 2 | 1 | 1 | [14 empty] | 1 | 3 | 2 | 3 | 4 | 1 | 1 | 0
PG&E GBA | Eight Mile | 230 | Biomass |  |  | 0 | 0 | 0 | 0 | 0 | 0 | 0 | 0 | 0 | 5 | 2 | 1 | 1 | [14 empty] | 3 | 3 | 3 | 1 | 4 | 1 | 1 | 0
SDGE | El Cajon | 69 | Biomass |  |  | 0 | 0 | 0 | 0 | 0 | 0 | 0 | 0 | 0 | 4 | 4 | 1 | 1 | [14 empty] | 1 | 3 | 4 | 3 | 4 | 1 | 1 | 0
SCE Eastern | El Casco | 230 | Biomass |  |  | 0 | 0 | 0 | 0 | 0 | 0 | 0 | 0 | 0 | 5 | 5 | 1 | 1 | [14 empty] | 3 | 3 | 1 | 3 | 3 | 1 | 1 | 0
PG&E GBA | El Cerrito G | 115 | Biomass |  |  | 0 | 0 | 0 | 0 | 0 | 0 | 0 | 0 | 0 | 5 | 2 | 1 | 1 | [14 empty] | 1 | 3 | 3 | 3 | 3 | 1 | 1 | 0
PG&E NGBA | El Dorado PH | 115 | Biomass |  |  | 0 | 0 | 0 | 0 | 0 | 0 | 0 | 0 | 0 | 5 | 2 | 1 | 1 | [14 empty] | 1 | 3 | 1 | 1 | 1 | 1 | 1 | 0
PG&E FRESNO | El Nido (PGE) | 115 | Biomass |  |  | 0 | 0 | 0 | 0 | 0 | 0 | 0 | 0 | 0 | 5 | 2 | 5 | 2 | [14 empty] | 3 | 3 | 1 | 1 | 4 | 1 | 1 | 0
SCE Metro | El Nido (SCE) | 230 | Biomass |  |  | 0 | 0 | 0 | 0 | 0 | 0 | 0 | 0 | 0 | 1 | 1 | 1 | 1 | [14 empty] | 3 | 3 | 3 | 3 | 3 | 1 | 1 | 0
PG&E GBA | El Patio | 115 | Biomass |  |  | 0 | 0 | 0 | 0 | 0 | 0 | 0 | 0 | 0 | 1 | 1 | 1 | 1 | [14 empty] | 1 | 3 | 3 | 1 | 3 | 1 | 1 | 0
SCE Metro | El Segundo | 230 | Biomass |  |  | 0 | 0 | 0 | 0 | 0 | 0 | 0 | 0 | 0 | 1 | 1 | 1 | 1 | [14 empty] | 3 | 3 | 4 | 3 | 4 | 1 | 1 | 0
EOP | Eldorado | 230 | Biomass |  |  | 0 | 0 | 0 | 0 | 0 | 0 | 0 | 0 | 0 | 5 | 3 | 4 | 2 | [14 empty] | 1 | 1 | 3 | 3 | 1 | 1 | 1 | 0
EOP | Eldorado | 500 | Biomass |  |  | 0 | 0 | 0 | 0 | 0 | 0 | 0 | 0 | 0 | 5 | 2 | 4 | 2 | [14 empty] | 1 | 1 | 3 | 3 | 1 | 1 | 1 | 0
SCE Northern | Elizabeth Lake | 66 | Biomass |  |  | 0 | 0 | 0 | 0 | 0 | 0 | 0 | 0 | 0 | 5 | 2 | 4 | 2 | [14 empty] | 3 | 3 | 3 | 3 | 1 | 1 | 1 | 0
PG&E KERN | Elk Hills | 230 | Biomass |  |  | 0 | 0 | 0 | 0 | 0 | 0 | 0 | 0 | 0 | 5 | 2 | 5 | 2 | [14 empty] | 3 | 3 | 2 | 3 | 4 | 1 | 1 | 0
SDGE | Elliot | 69 | Biomass |  |  | 0 | 0 | 0 | 0 | 0 | 0 | 0 | 0 | 0 | 4 | 4 | 1 | 1 | [14 empty] | 1 | 3 | 3 | 3 | 3 | 1 | 1 | 0
SCE Metro | Ellis | 230 | Biomass |  |  | 0 | 0 | 0 | 0 | 0 | 0 | 0 | 0 | 0 | 1 | 1 | 1 | 1 | [14 empty] | 3 | 3 | 3 | 3 | 3 | 1 | 1 | 0
SDGE | Encina | 138 | Biomass |  |  | 0 | 0 | 0 | 0 | 0 | 0 | 0 | 0 | 0 | 4 | 4 | 1 | 1 | [14 empty] | 1 | 3 | 4 | 3 | 1 | 1 | 1 | 0
SDGE | Encina | 230 | Biomass |  |  | 0 | 0 | 0 | 0 | 0 | 0 | 0 | 0 | 0 | 4 | 4 | 1 | 1 | [14 empty] | 1 | 3 | 4 | 3 | 1 | 1 | 1 | 0
SDGE | Escondido | 230 | Biomass |  |  | 0 | 0 | 0 | 0 | 0 | 0 | 0 | 0 | 0 | 4 | 4 | 1 | 1 | [14 empty] | 1 | 3 | 4 | 3 | 1 | 1 | 1 | 0
SDGE | Escondido | 69 | Biomass |  |  | 0 | 0 | 0 | 0 | 0 | 0 | 0 | 0 | 0 | 4 | 4 | 1 | 1 | [14 empty] | 1 | 3 | 4 | 3 | 1 | 1 | 1 | 0
PG&E KERN | Estrella | 230 | Biomass |  |  | 0 | 0 | 0 | 0 | 0 | 0 | 0 | 0 | 0 | 5 | 2 | 5 | 2 | [14 empty] | 1 | 1 | 1 | 1 | 1 | 1 | 1 | 0
SCE Eastern | Etiwanda | 230 | Biomass |  |  | 0 | 0 | 0 | 0 | 0 | 0 | 0 | 0 | 0 | 5 | 5 | 1 | 1 | [14 empty] | 3 | 3 | 4 | 3 | 4 | 1 | 1 | 0
PG&E GBA | Evergreen | 115 | Biomass |  |  | 0 | 0 | 0 | 0 | 0 | 0 | 0 | 0 | 0 | 1 | 1 | 1 | 1 | [14 empty] | 1 | 3 | 3 | 1 | 3 | 1 | 1 | 0
PG&E GBA | Evergreen | 60 | Biomass |  |  | 0 | 0 | 0 | 0 | 0 | 0 | 0 | 0 | 0 | 1 | 1 | 1 | 1 | [14 empty] | 1 | 3 | 3 | 1 | 3 | 1 | 1 | 0
PG&E FRESNO | Excelsior | 115 | Biomass |  |  | 0 | 0 | 0 | 0 | 0 | 0 | 0 | 0 | 0 | 5 | 2 | 5 | 2 | [14 empty] | 3 | 3 | 1 | 1 | 4 | 1 | 1 | 0
PG&E FRESNO | Exchequer | 115 | Biomass |  |  | 0 | 0 | 0 | 0 | 0 | 0 | 0 | 0 | 0 | 5 | 2 | 5 | 2 | [14 empty] | 1 | 3 | 1 | 3 | 3 | 1 | 5 | 1
PG&E KERN | Fairway | 115 | Biomass |  |  | 0 | 0 | 0 | 0 | 0 | 0 | 0 | 0 | 0 | 5 | 2 | 5 | 2 | [14 empty] | 1 | 1 | 3 | 3 | 3 | 1 | 1 | 0
PG&E KERN | Famoso | 115 | Biomass |  |  | 0 | 0 | 0 | 0 | 0 | 0 | 0 | 0 | 0 | 5 | 2 | 5 | 2 | [14 empty] | 3 | 3 | 2 | 3 | 4 | 1 | 1 | 0
PG&E NGBA | Fern Road | 500 | Biomass |  |  | 0 | 0 | 0 | 0 | 0 | 0 | 0 | 0 | 0 | 5 | 2 | 1 | 1 | [14 empty] | 1 | 1 | 1 | 1 | 1 | 1 | 1 | 0
PG&E GBA | Fibreboard (SPI Sonora) | 115 | Biomass |  |  | 0 | 0 | 0 | 0 | 0 | 0 | 0 | 0 | 0 | 5 | 5 | 1 | 1 | [14 empty] | 1 | 3 | 4 | 3 | 3 | 1 | 1 | 0
PG&E FRESNO | Figarden | 230 | Biomass |  |  | 0 | 0 | 0 | 0 | 0 | 0 | 0 | 0 | 0 | 5 | 2 | 5 | 2 | [14 empty] | 3 | 3 | 2 | 1 | 3 | 1 | 1 | 0
PG&E FRESNO | Fink | 230 | Biomass |  |  | 0 | 0 | 0 | 0 | 0 | 0 | 0 | 0 | 0 | 1 | 1 | 1 | 1 | [14 empty] | 3 | 3 | 1 | 1 | 4 | 1 | 1 | 0
PG&E NGBA | Fitch Mountain | 60 | Biomass |  |  | 0 | 0 | 0 | 0 | 0 | 0 | 0 | 0 | 0 | 5 | 2 | 1 | 1 | [14 empty] | 1 | 1 | 1 | 1 | 1 | 1 | 1 | 0
PG&E GBA | FMC | 115 | Biomass |  |  | 0 | 0 | 0 | 0 | 0 | 0 | 0 | 0 | 0 | 1 | 1 | 1 | 1 | [14 empty] | 1 | 3 | 4 | 1 | 3 | 1 | 1 | 0
PG&E GBA | Fremont | 115 | Biomass |  |  | 0 | 0 | 0 | 0 | 0 | 0 | 0 | 0 | 0 | 1 | 1 | 1 | 1 | [14 empty] | 1 | 3 | 2 | 3 | 3 | 1 | 1 | 0
PG&E GBA | French Camp | 60 | Biomass |  |  | 0 | 0 | 0 | 0 | 0 | 0 | 0 | 0 | 0 | 5 | 2 | 1 | 1 | [14 empty] | 3 | 3 | 3 | 1 | 4 | 1 | 1 | 0
PG&E GBA | Frogtown | 115 | Biomass |  |  | 0 | 0 | 0 | 0 | 0 | 0 | 0 | 0 | 0 | 5 | 2 | 1 | 1 | [14 empty] | 1 | 3 | 1 | 3 | 1 | 1 | 1 | 0
PG&E NGBA | Fulton | 115 | Biomass |  |  | 0 | 0 | 0 | 0 | 0 | 0 | 0 | 0 | 0 | 5 | 2 | 1 | 1 | 1 | [13 empty] | 1 | 3 | 3 | 1 | 3 | 1 | 1 | 0
PG&E NGBA | Fulton | 230 | Biomass |  |  | 0 | 0 | 0 | 0 | 0 | 0 | 0 | 0 | 0 | 5 | 2 | 1 | 1 | [14 empty] | 1 | 3 | 3 | 1 | 3 | 1 | 1 | 0
PG&E NGBA | Fulton | 60 | Biomass |  |  | 0 | 0 | 0 | 0 | 0 | 0 | 0 | 0 | 0 | 5 | 2 | 1 | 1 | [14 empty] | 1 | 3 | 3 | 1 | 3 | 1 | 1 | 0
PG&E KERN | Ganso | 115 | Biomass |  |  | 0 | 0 | 0 | 0 | 0 | 0 | 0 | 0 | 0 | 5 | 2 | 5 | 2 | [14 empty] | 3 | 3 | 2 | 3 | 4 | 1 | 4 | 1
PG&E FRESNO | Gates | 230 | Biomass |  |  | 0 | 0 | 0 | 0 | 0 | 0 | 0 | 0 | 0 | 5 | 2 | 5 | 2 | [14 empty] | 3 | 3 | 3 | 1 | 4 | 1 | 1 | 0
PG&E FRESNO | Gates | 500 | Biomass |  |  | 0 | 0 | 0 | 0 | 0 | 0 | 0 | 0 | 0 | 5 | 2 | 5 | 2 | [14 empty] | 3 | 3 | 3 | 1 | 4 | 1 | 1 | 0
PG&E NGBA | Geysers 12 | 230 | Biomass |  |  | 0 | 0 | 0 | 0 | 0 | 0 | 0 | 0 | 0 | 5 | 2 | 1 | 1 | [14 empty] | 1 | 1 | 1 | 1 | 1 | 1 | 1 | 0
PG&E NGBA | Geysers 17 | 230 | Biomass |  |  | 0 | 0 | 0 | 0 | 0 | 0 | 0 | 0 | 0 | 5 | 2 | 1 | 1 | [14 empty] | 1 | 1 | 1 | 1 | 1 | 1 | 1 | 0
PG&E NGBA | Geysers 3 | 115 | Biomass |  |  | 0 | 0 | 0 | 0 | 0 | 0 | 0 | 0 | 0 | 5 | 2 | 1 | 1 | [14 empty] | 1 | 1 | 1 | 1 | 1 | 1 | 1 | 0
PG&E NGBA | Glenn | 230 | Biomass |  |  | 0 | 0 | 0 | 0 | 0 | 0 | 0 | 0 | 0 | 5 | 2 | 1 | 1 | 3 | [13 empty] | 1 | 1 | 1 | 3 | 1 | 1 | 1 | 0
PG&E NGBA | Glenn | 60 | Biomass |  |  | 0 | 0 | 0 | 0 | 0 | 0 | 0 | 0 | 0 | 5 | 2 | 1 | 1 | [14 empty] | 1 | 1 | 1 | 3 | 1 | 1 | 1 | 0
PG&E NGBA | Gold Hill | 115 | Biomass |  |  | 0 | 0 | 0 | 0 | 0 | 0 | 0 | 0 | 0 | 5 | 2 | 1 | 1 | [14 empty] | 1 | 3 | 1 | 1 | 1 | 1 | 1 | 0
PG&E NGBA | Gold Hill | 230 | Biomass |  |  | 0 | 0 | 0 | 0 | 0 | 0 | 0 | 0 | 0 | 5 | 2 | 1 | 1 | [14 empty] | 1 | 3 | 1 | 1 | 1 | 1 | 1 | 0
SCE Northern | Goleta | 230 | Biomass |  |  | 0 | 0 | 0 | 0 | 0 | 0 | 0 | 0 | 0 | 5 | 2 | 4 | 2 | [14 empty] | 1 | 1 | 3 | 3 | 3 | 1 | 1 | 0
SCE Metro | Goodrich | 230 | Biomass |  |  | 0 | 0 | 0 | 0 | 0 | 0 | 0 | 0 | 0 | 1 | 1 | 1 | 1 | [14 empty] | 3 | 3 | 3 | 3 | 3 | 1 | 1 | 0
PG&E KERN | Goose Lake | 115 | Biomass |  |  | 0 | 0 | 0 | 0 | 0 | 0 | 0 | 0 | 0 | 5 | 2 | 5 | 2 | [14 empty] | 3 | 3 | 3 | 3 | 4 | 1 | 4 | 1
SCE Metro | Gould | 230 | Biomass |  |  | 0 | 0 | 0 | 0 | 0 | 0 | 0 | 0 | 0 | 1 | 1 | 1 | 1 | [14 empty] | 3 | 3 | 2 | 3 | 3 | 1 | 1 | 0
PG&E NGBA | Grand Island | 115 | Biomass |  |  | 0 | 0 | 0 | 0 | 0 | 0 | 0 | 0 | 0 | 5 | 2 | 1 | 1 | [14 empty] | 1 | 3 | 1 | 1 | 3 | 1 | 1 | 0
SDGE | Granite | 69 | Biomass |  |  | 0 | 0 | 0 | 0 | 0 | 0 | 0 | 0 | 0 | 4 | 4 | 1 | 1 | [14 empty] | 1 | 3 | 3 | 1 | 3 | 1 | 1 | 0
PG&E GBA | Grant | 115 | Biomass |  |  | 0 | 0 | 0 | 0 | 0 | 0 | 0 | 0 | 0 | 5 | 2 | 1 | 1 | [14 empty] | 1 | 3 | 3 | 3 | 3 | 1 | 1 | 0
PG&E GBA | Green Valley | 115 | Biomass |  |  | 0 | 0 | 0 | 0 | 0 | 0 | 0 | 0 | 0 | 1 | 1 | 3 | 3 | 1 | [13 empty] | 1 | 1 | 3 | 1 | 3 | 1 | 5 | 1
PG&E NGBA | Greenleaf 1 | 115 | Biomass |  |  | 0 | 0 | 0 | 0 | 0 | 0 | 0 | 0 | 0 | 5 | 2 | 1 | 1 | [14 empty] | 1 | 1 | 4 | 3 | 1 | 1 | 1 | 0
PG&E FRESNO | Gregg | 230 | Biomass |  |  | 0 | 0 | 0 | 0 | 0 | 0 | 0 | 0 | 0 | 5 | 2 | 5 | 2 | [14 empty] | 3 | 3 | 2 | 1 | 4 | 1 | 1 | 0
PG&E FRESNO | Grimmway-Malaga | 115 | Biomass |  |  | 0 | 0 | 0 | 0 | 0 | 0 | 0 | 0 | 0 | 5 | 2 | 5 | 2 | [14 empty] | 3 | 3 | 3 | 3 | 4 | 1 | 1 | 0
PG&E NGBA | Grizzly | 230 | Biomass |  |  | 0 | 0 | 0 | 0 | 0 | 0 | 0 | 0 | 0 | 5 | 5 | 3 | 3 | [14 empty] | 1 | 1 | 1 | 3 | 1 | 1 | 1 | 0
PG&E FRESNO | Guernsey | 70 | Biomass |  |  | 0 | 0 | 0 | 0 | 0 | 0 | 0 | 0 | 0 | 5 | 2 | 5 | 2 | [14 empty] | 3 | 3 | 3 | 1 | 4 | 1 | 1 | 0
PG&E FRESNO | GWF Hanford | 115 | Biomass |  |  | 0 | 0 | 0 | 0 | 0 | 0 | 0 | 0 | 0 | 5 | 2 | 5 | 2 | [14 empty] | 1 | 3 | 4 | 3 | 4 | 1 | 1 | 0
PG&E FRESNO | Haas | 230 | Biomass |  |  | 0 | 0 | 0 | 0 | 0 | 0 | 0 | 0 | 0 | 5 | 2 | 5 | 2 | [14 empty] | 3 | 3 | 1 | 1 | 1 | 1 | 1 | 0
PG&E FRESNO | Hammonds | 115 | Biomass |  |  | 0 | 0 | 0 | 0 | 0 | 0 | 0 | 0 | 0 | 5 | 2 | 5 | 2 | [14 empty] | 3 | 3 | 3 | 1 | 4 | 1 | 1 | 0
SCE Metro | HarborGen | 230 | Biomass |  |  | 0 | 0 | 0 | 0 | 0 | 0 | 0 | 0 | 0 | 1 | 1 | 1 | 1 | [14 empty] | 3 | 3 | 4 | 3 | 4 | 1 | 1 | 0
PG&E NGBA | Harris | 60 | Biomass |  |  | 0 | 0 | 0 | 0 | 0 | 0 | 0 | 0 | 0 | 5 | 2 | 1 | 1 | [14 empty] | 1 | 1 | 3 | 1 | 1 | 1 | 1 | 0
EOP | Harry Allen | 500 | Biomass |  |  | 0 | 0 | 0 | 0 | 0 | 0 | 0 | 0 | 0 | 5 | 3 | 4 | 2 | [14 empty] | 1 | 1 | 1 | 3 | 1 | 1 | 1 | 0
PG&E NGBA | Hartley | 60 | Biomass |  |  | 0 | 0 | 0 | 0 | 0 | 0 | 0 | 0 | 0 | 5 | 2 | 1 | 1 | [14 empty] | 1 | 1 | 1 | 1 | 1 | 1 | 1 | 0
SCE NOL | Harvard | 115 | Biomass |  |  | 0 | 0 | 0 | 0 | 0 | 0 | 0 | 0 | 0 | 4 | 4 | 1 | 1 | [14 empty] | 1 | 3 | 1 | 3 | 4 | 1 | 1 | 0
SDGE | Hassayampa | 500 | Biomass |  |  | 0 | 0 | 0 | 0 | 0 | 0 | 0 | 0 | 0 | 5 | 4 | 4 | 2 | [14 empty] | 1 | 3 | 1 | 1 | 1 | 1 | 1 | 0
PG&E FRESNO | Helm | 230 | Biomass |  |  | 0 | 0 | 0 | 0 | 0 | 0 | 0 | 0 | 0 | 5 | 2 | 5 | 2 | [14 empty] | 3 | 3 | 3 | 1 | 4 | 1 | 1 | 0
PG&E FRESNO | Helm | 70 | Biomass |  |  | 0 | 0 | 0 | 0 | 0 | 0 | 0 | 0 | 0 | 5 | 2 | 5 | 2 | [14 empty] | 3 | 3 | 3 | 1 | 4 | 1 | 1 | 0
PG&E FRESNO | Henrietta | 115 | Biomass |  |  | 0 | 0 | 0 | 0 | 0 | 0 | 0 | 0 | 0 | 5 | 2 | 5 | 2 | [14 empty] | 3 | 3 | 4 | 1 | 4 | 1 | 1 | 0
PG&E FRESNO | Henrietta | 230 | Biomass |  |  | 0 | 0 | 0 | 0 | 0 | 0 | 0 | 0 | 0 | 5 | 2 | 5 | 2 | [14 empty] | 3 | 3 | 4 | 1 | 4 | 1 | 1 | 0
PG&E FRESNO | Henrietta | 70 | Biomass |  |  | 0 | 0 | 0 | 0 | 0 | 0 | 0 | 0 | 0 | 5 | 2 | 5 | 2 | [14 empty] | 3 | 3 | 4 | 1 | 4 | 1 | 1 | 0
PG&E FRESNO | Herndon | 115 | Biomass |  |  | 0 | 0 | 0 | 0 | 0 | 0 | 0 | 0 | 0 | 5 | 2 | 5 | 2 | [14 empty] | 3 | 3 | 2 | 1 | 4 | 1 | 1 | 0
PG&E FRESNO | Herndon | 230 | Biomass |  |  | 0 | 0 | 0 | 0 | 0 | 0 | 0 | 0 | 0 | 5 | 2 | 5 | 2 | [14 empty] | 3 | 3 | 2 | 1 | 4 | 1 | 1 | 0
PG&E GBA | Hicks | 230 | Biomass |  |  | 0 | 0 | 0 | 0 | 0 | 0 | 0 | 0 | 0 | 1 | 1 | 1 | 1 | [14 empty] | 1 | 3 | 2 | 1 | 3 | 1 | 1 | 0
PG&E NGBA | Higgins | 115 | Biomass |  |  | 0 | 0 | 0 | 0 | 0 | 0 | 0 | 0 | 0 | 5 | 2 | 1 | 1 | [14 empty] | 1 | 3 | 1 | 3 | 1 | 1 | 1 | 0
PG&E NGBA | Hilltop | 345 | Biomass |  |  | 0 | 0 | 0 | 0 | 0 | 0 | 0 | 0 | 0 | 5 | 2 | 1 | 1 | [14 empty] | 1 | 1 | 1 | 3 | 1 | 1 | 1 | 0
SCE Metro | Hinson | 230 | Biomass |  |  | 0 | 0 | 0 | 0 | 0 | 0 | 0 | 0 | 0 | 1 | 1 | 1 | 1 | [14 empty] | 3 | 3 | 3 | 3 | 4 | 1 | 4 | 1
PG&E GBA | Hollister | 115 | Biomass |  |  | 0 | 0 | 0 | 0 | 0 | 0 | 0 | 0 | 0 | 1 | 1 | 3 | 3 | [14 empty] | 1 | 1 | 1 | 1 | 1 | 1 | 1 | 0
PG&E NGBA | Homestake | 115 | Biomass |  |  | 0 | 0 | 0 | 0 | 0 | 0 | 0 | 0 | 0 | 5 | 2 | 1 | 1 | [14 empty] | 1 | 3 | 1 | 1 | 1 | 1 | 1 | 0
PG&E NGBA | Honcut | 115 | Biomass |  |  | 0 | 0 | 0 | 0 | 0 | 0 | 0 | 0 | 0 | 5 | 2 | 1 | 1 | [14 empty] | 1 | 3 | 1 | 1 | 1 | 1 | 1 | 0
SDGE | Hoodoo Wash | 500 | Biomass |  |  | 0 | 0 | 0 | 0 | 0 | 0 | 0 | 0 | 0 | 5 | 4 | 4 | 2 | [14 empty] | 1 | 1 | 1 | 1 | 1 | 1 | 1 | 0
PG&E NGBA | Hopland | 115 | Biomass |  |  | 0 | 0 | 0 | 0 | 0 | 0 | 0 | 0 | 0 | 5 | 2 | 1 | 1 | [14 empty] | 1 | 1 | 1 | 1 | 1 | 1 | 1 | 0
PG&E NGBA | Hopland | 60 | Biomass |  |  | 0 | 0 | 0 | 0 | 0 | 0 | 0 | 0 | 0 | 5 | 2 | 1 | 1 | [14 empty] | 1 | 1 | 1 | 1 | 1 | 1 | 1 | 0
PG&E NGBA | Humboldt | 115 | Biomass |  |  | 0 | 0 | 0 | 0 | 0 | 0 | 0 | 0 | 0 | 5 | 2 | 1 | 1 | 3 | [13 empty] | 1 | 1 | 2 | 1 | 1 | 1 | 4 | 1
PG&E NGBA | Humboldt | 60 | Biomass |  |  | 0 | 0 | 0 | 0 | 0 | 0 | 0 | 0 | 0 | 5 | 2 | 1 | 1 | [14 empty] | 1 | 1 | 2 | 1 | 1 | 1 | 1 | 0
PG&E NGBA | Humboldt | 500 | Biomass |  |  | 0 | 0 | 0 | 0 | 0 | 0 | 0 | 0 | 0 | 5 | 2 | 1 | 1 | [14 empty] | 1 | 1 | 2 | 1 | 1 | 1 | 1 | 0
SCE Metro | Huntington Beach | 230 | Biomass |  |  | 0 | 0 | 0 | 0 | 0 | 0 | 0 | 0 | 0 | 1 | 1 | 1 | 1 | [14 empty] | 3 | 3 | 4 | 3 | 3 | 1 | 1 | 0
PG&E NGBA | Ignacio | 115 | Biomass |  |  | 0 | 0 | 0 | 0 | 0 | 0 | 0 | 0 | 0 | 5 | 2 | 1 | 1 | 3 | [13 empty] | 1 | 3 | 1 | 3 | 1 | 1 | 5 | 1
PG&E NGBA | Ignacio | 230 | Biomass |  |  | 0 | 0 | 0 | 0 | 0 | 0 | 0 | 0 | 0 | 5 | 2 | 1 | 1 | [14 empty] | 1 | 3 | 1 | 3 | 1 | 1 | 1 | 0
PG&E NGBA | Ignacio | 60 | Biomass |  |  | 0 | 0 | 0 | 0 | 0 | 0 | 0 | 0 | 0 | 5 | 2 | 1 | 1 | [14 empty] | 1 | 3 | 1 | 3 | 1 | 1 | 1 | 0
SDGE | Imperial Beach | 69 | Biomass |  |  | 0 | 0 | 0 | 0 | 0 | 0 | 0 | 0 | 0 | 4 | 4 | 1 | 1 | [14 empty] | 1 | 3 | 3 | 3 | 3 | 1 | 1 | 0
SDGE | Imperial Valley | 230 | Biomass |  |  | 0 | 0 | 0 | 0 | 0 | 0 | 0 | 0 | 0 | 4 | 4 | 1 | 1 | [14 empty] | 3 | 3 | 3 | 1 | 4 | 1 | 1 | 0
SDGE | Imperial Valley | 500 | Biomass |  |  | 0 | 0 | 0 | 0 | 0 | 0 | 0 | 0 | 0 | 4 | 4 | 1 | 1 | [14 empty] | 3 | 3 | 3 | 1 | 4 | 1 | 1 | 0
EOP | Innovation | 138 | Biomass |  |  | 0 | 0 | 0 | 0 | 0 | 0 | 0 | 0 | 0 | 5 | 3 | 4 | 2 | [14 empty] | 1 | 1 | 1 | 3 | 1 | 1 | 1 | 0
EOP | Innovation | 230 | Biomass |  |  | 0 | 0 | 0 | 0 | 0 | 0 | 0 | 0 | 0 | 5 | 3 | 4 | 2 | [14 empty] | 1 | 1 | 1 | 3 | 1 | 1 | 1 | 0
SCE NOL | Inyokern | 115 | Biomass |  |  | 0 | 0 | 0 | 0 | 0 | 0 | 0 | 0 | 0 | 4 | 4 | 1 | 1 | [14 empty] | 1 | 1 | 1 | 3 | 1 | 1 | 5 | 1
EOP | IS Tap | 138 | Biomass |  |  | 0 | 0 | 0 | 0 | 0 | 0 | 0 | 0 | 0 | 5 | 3 | 4 | 2 | [14 empty] | 1 | 1 | 1 | 3 | 1 | 1 | 1 | 0
EOP | Ivanpah | 115 | Biomass |  |  | 0 | 0 | 0 | 0 | 0 | 0 | 0 | 0 | 0 | 5 | 3 | 4 | 2 | [14 empty] | 1 | 1 | 1 | 3 | 4 | 1 | 1 | 0
EOP | Ivanpah | 230 | Biomass |  |  | 0 | 0 | 0 | 0 | 0 | 0 | 0 | 0 | 0 | 5 | 3 | 4 | 2 | [14 empty] | 1 | 1 | 1 | 3 | 4 | 1 | 1 | 0
EOP | Jackass (DOE) | 138 | Biomass |  |  | 0 | 0 | 0 | 0 | 0 | 0 | 0 | 0 | 0 | 5 | 3 | 4 | 2 | [14 empty] | 1 | 1 | 1 | 3 | 1 | 1 | 1 | 0
PG&E NGBA | James B Black | 230 | Biomass |  |  | 0 | 0 | 0 | 0 | 0 | 0 | 0 | 0 | 0 | 5 | 2 | 1 | 1 | [14 empty] | 1 | 1 | 1 | 1 | 1 | 1 | 1 | 0
PG&E GBA | Jefferson | 230 | Biomass |  |  | 0 | 0 | 0 | 0 | 0 | 0 | 0 | 0 | 0 | 1 | 1 | 1 | 1 | [14 empty] | 1 | 3 | 2 | 3 | 3 | 1 | 1 | 0
PG&E NGBA | Jessup | 115 | Biomass |  |  | 0 | 0 | 0 | 0 | 0 | 0 | 0 | 0 | 0 | 5 | 2 | 1 | 1 | [14 empty] | 1 | 1 | 3 | 1 | 1 | 1 | 4 | 1
SCE Metro | Johanna | 230 | Biomass |  |  | 0 | 0 | 0 | 0 | 0 | 0 | 0 | 0 | 0 | 1 | 1 | 1 | 1 | [14 empty] | 3 | 3 | 3 | 3 | 4 | 1 | 1 | 0
SCE Eastern | Julian Hinds | 230 | Biomass |  |  | 0 | 0 | 0 | 0 | 0 | 0 | 0 | 0 | 0 | 5 | 5 | 4 | 4 | [14 empty] | 1 | 3 | 1 | 3 | 1 | 1 | 1 | 0
PG&E GBA | Kasson | 115 | Biomass |  |  | 0 | 0 | 0 | 0 | 0 | 0 | 0 | 0 | 0 | 5 | 2 | 1 | 1 | [14 empty] | 3 | 3 | 2 | 1 | 4 | 1 | 1 | 0
PG&E GBA | Kasson | 60 | Biomass |  |  | 0 | 0 | 0 | 0 | 0 | 0 | 0 | 0 | 0 | 5 | 5 | 1 | 1 | [14 empty] | 3 | 3 | 2 | 1 | 4 | 1 | 1 | 0
PG&E FRESNO | Kearney | 230 | Biomass |  |  | 0 | 0 | 0 | 0 | 0 | 0 | 0 | 0 | 0 | 5 | 2 | 5 | 2 | [14 empty] | 3 | 3 | 2 | 1 | 4 | 1 | 1 | 0
PG&E FRESNO | Kearney | 70 | Biomass |  |  | 0 | 0 | 0 | 0 | 0 | 0 | 0 | 0 | 0 | 5 | 2 | 5 | 2 | [14 empty] | 3 | 3 | 2 | 1 | 4 | 1 | 1 | 0
PG&E GBA | Kelso | 230 | Biomass |  |  | 0 | 0 | 0 | 0 | 0 | 0 | 0 | 0 | 0 | 5 | 2 | 1 | 1 | [14 empty] | 1 | 3 | 4 | 3 | 3 | 1 | 1 | 0
PG&E FRESNO | Kerchoff 1 | 115 | Biomass |  |  | 0 | 0 | 0 | 0 | 0 | 0 | 0 | 0 | 0 | 5 | 2 | 5 | 2 | [14 empty] | 3 | 3 | 1 | 1 | 1 | 1 | 5 | 1
PG&E KERN | Kern Oil | 115 | Biomass |  |  | 0 | 0 | 0 | 0 | 0 | 0 | 0 | 0 | 0 | 5 | 2 | 5 | 2 | [14 empty] | 3 | 3 | 4 | 3 | 4 | 1 | 1 | 0
PG&E KERN | Kern PP | 115 | Biomass |  |  | 0 | 0 | 0 | 0 | 0 | 0 | 0 | 0 | 0 | 5 | 2 | 5 | 2 | [14 empty] | 3 | 3 | 3 | 3 | 3 | 1 | 1 | 0
PG&E KERN | Kern PP | 230 | Biomass |  |  | 0 | 0 | 0 | 0 | 0 | 0 | 0 | 0 | 0 | 5 | 2 | 5 | 2 | [14 empty] | 3 | 3 | 3 | 3 | 3 | 1 | 1 | 0
PG&E KERN | Kern PP | 70 | Biomass |  |  | 0 | 0 | 0 | 0 | 0 | 0 | 0 | 0 | 0 | 5 | 2 | 5 | 2 | [14 empty] | 3 | 3 | 3 | 3 | 3 | 1 | 1 | 0
PG&E KERN | Kernridge | 115 | Biomass |  |  | 0 | 0 | 0 | 0 | 0 | 0 | 0 | 0 | 0 | 5 | 2 | 5 | 2 | [14 empty] | 3 | 3 | 4 | 3 | 4 | 1 | 1 | 0
PG&E FRESNO | Kingsburg | 115 | Biomass |  |  | 0 | 0 | 0 | 0 | 0 | 0 | 0 | 0 | 0 | 5 | 2 | 5 | 2 | [14 empty] | 3 | 3 | 3 | 1 | 4 | 1 | 1 | 0
PG&E GBA | Kirker | 115 | Biomass |  |  | 0 | 0 | 0 | 0 | 0 | 0 | 0 | 0 | 0 | 5 | 2 | 1 | 1 | [14 empty] | 1 | 3 | 3 | 3 | 4 | 1 | 1 | 0
PG&E NGBA | Knights Landing | 115 | Biomass |  |  | 0 | 0 | 0 | 0 | 0 | 0 | 0 | 0 | 0 | 5 | 5 | 3 | 3 | [14 empty] | 1 | 3 | 1 | 1 | 1 | 1 | 1 | 0
PG&E NGBA | Konocti | 60 | Biomass |  |  | 0 | 0 | 0 | 0 | 0 | 0 | 0 | 0 | 0 | 5 | 2 | 1 | 1 | [14 empty] | 1 | 1 | 1 | 1 | 1 | 1 | 5 | 1
SCE NOL | Kramer | 115 | Biomass |  |  | 0 | 0 | 0 | 0 | 0 | 0 | 0 | 0 | 0 | 4 | 4 | 1 | 1 | [14 empty] | 1 | 3 | 2 | 3 | 1 | 1 | 1 | 0
SCE NOL | Kramer | 230 | Biomass |  |  | 0 | 0 | 0 | 0 | 0 | 0 | 0 | 0 | 0 | 4 | 4 | 1 | 1 | [14 empty] | 1 | 3 | 2 | 3 | 1 | 1 | 1 | 0
SCE Metro | La Cienega | 230 | Biomass |  |  | 0 | 0 | 0 | 0 | 0 | 0 | 0 | 0 | 0 | 1 | 1 | 1 | 1 | [14 empty] | 3 | 3 | 3 | 3 | 3 | 1 | 1 | 0
SCE Metro | La Fresa | 230 | Biomass |  |  | 0 | 0 | 0 | 0 | 0 | 0 | 0 | 0 | 0 | 1 | 1 | 1 | 1 | [14 empty] | 3 | 3 | 3 | 3 | 3 | 1 | 1 | 0
SCE Metro | Laguna Bell | 230 | Biomass |  |  | 0 | 0 | 0 | 0 | 0 | 0 | 0 | 0 | 0 | 1 | 1 | 1 | 1 | [14 empty] | 3 | 3 | 4 | 3 | 4 | 1 | 1 | 0
PG&E KERN | Lakeview | 70 | Biomass |  |  | 0 | 0 | 0 | 0 | 0 | 0 | 0 | 0 | 0 | 5 | 5 | 5 | 2 | [14 empty] | 3 | 3 | 1 | 3 | 4 | 1 | 1 | 0
PG&E NGBA | Lakeville | 230 | Biomass |  |  | 0 | 0 | 0 | 0 | 0 | 0 | 0 | 0 | 0 | 5 | 2 | 1 | 1 | 3 | [13 empty] | 1 | 3 | 1 | 1 | 1 | 1 | 1 | 0
PG&E NGBA | Lakeville | 60 | Biomass |  |  | 0 | 0 | 0 | 0 | 0 | 0 | 0 | 0 | 0 | 5 | 2 | 1 | 1 | [14 empty] | 1 | 3 | 1 | 1 | 1 | 1 | 1 | 0
PG&E NGBA | Lakeville | 115 | Biomass |  |  | 0 | 0 | 0 | 0 | 0 | 0 | 0 | 0 | 0 | 5 | 2 | 1 | 1 | [14 empty] | 1 | 3 | 1 | 1 | 1 | 1 | 1 | 0
PG&E GBA | Lakewood | 115 | Biomass |  |  | 0 | 0 | 0 | 0 | 0 | 0 | 0 | 0 | 0 | 5 | 2 | 1 | 1 | [14 empty] | 1 | 3 | 3 | 3 | 3 | 1 | 1 | 0
PG&E NGBA | Lambie | 230 | Biomass |  |  | 0 | 0 | 0 | 0 | 0 | 0 | 0 | 0 | 0 | 5 | 2 | 1 | 1 | [14 empty] | 1 | 3 | 4 | 3 | 4 | 1 | 1 | 0
PG&E GBA | Lammers | 115 | Biomass |  |  | 0 | 0 | 0 | 0 | 0 | 0 | 0 | 0 | 0 | 5 | 5 | 1 | 1 | [14 empty] | 3 | 3 | 4 | 1 | 3 | 1 | 1 | 0
PG&E KERN | Lamont | 115 | Biomass |  |  | 0 | 0 | 0 | 0 | 0 | 0 | 0 | 0 | 0 | 5 | 2 | 5 | 2 | 3 | [13 empty] | 3 | 3 | 3 | 3 | 4 | 1 | 4 | 1
PG&E FRESNO | Las Aguilas | 230 | Biomass |  |  | 0 | 0 | 0 | 0 | 0 | 0 | 0 | 0 | 0 | 5 | 2 | 5 | 2 | [14 empty] | 1 | 1 | 1 | 1 | 3 | 1 | 1 | 0
EOP | Lathrop | 138 | Biomass |  |  | 0 | 0 | 0 | 0 | 0 | 0 | 0 | 0 | 0 | 5 | 3 | 4 | 2 | [14 empty] | 1 | 1 | 1 | 3 | 1 | 1 | 1 | 0
EOP | Lathrop | 230 | Biomass |  |  | 0 | 0 | 0 | 0 | 0 | 0 | 0 | 0 | 0 | 5 | 3 | 4 | 2 | [14 empty] | 1 | 1 | 1 | 3 | 1 | 1 | 1 | 0
PG&E FRESNO | Le Grand | 115 | Biomass |  |  | 0 | 0 | 0 | 0 | 0 | 0 | 0 | 0 | 0 | 5 | 2 | 5 | 2 | [14 empty] | 3 | 3 | 2 | 1 | 4 | 1 | 1 | 0
PG&E FRESNO | Lemoore | 70 | Biomass |  |  | 0 | 0 | 0 | 0 | 0 | 0 | 0 | 0 | 0 | 5 | 2 | 5 | 2 | [14 empty] | 3 | 3 | 2 | 1 | 3 | 1 | 1 | 0
PG&E KERN | Lerdo | 115 | Biomass |  |  | 0 | 0 | 0 | 0 | 0 | 0 | 0 | 0 | 0 | 5 | 2 | 5 | 2 | [14 empty] | 3 | 3 | 2 | 3 | 4 | 1 | 1 | 0
SCE Metro | Lewis | 230 | Biomass |  |  | 0 | 0 | 0 | 0 | 0 | 0 | 0 | 0 | 0 | 1 | 1 | 1 | 1 | [14 empty] | 3 | 3 | 3 | 3 | 3 | 1 | 1 | 0
SCE Metro | Lighthipe | 230 | Biomass |  |  | 0 | 0 | 0 | 0 | 0 | 0 | 0 | 0 | 0 | 1 | 1 | 1 | 1 | [14 empty] | 3 | 3 | 3 | 3 | 4 | 1 | 1 | 0
SDGE | Lilac | 69 | Biomass |  |  | 0 | 0 | 0 | 0 | 0 | 0 | 0 | 0 | 0 | 4 | 4 | 1 | 1 | [14 empty] | 1 | 3 | 2 | 3 | 1 | 1 | 1 | 0
PG&E NGBA | Lincoln | 115 | Biomass |  |  | 0 | 0 | 0 | 0 | 0 | 0 | 0 | 0 | 0 | 5 | 5 | 3 | 3 | [14 empty] | 1 | 3 | 2 | 1 | 1 | 1 | 1 | 0
PG&E KERN | Live Oak | 115 | Biomass |  |  | 0 | 0 | 0 | 0 | 0 | 0 | 0 | 0 | 0 | 5 | 2 | 5 | 2 | [14 empty] | 3 | 3 | 4 | 3 | 4 | 1 | 1 | 0
PG&E GBA | Llagas | 115 | Biomass |  |  | 0 | 0 | 0 | 0 | 0 | 0 | 0 | 0 | 0 | 1 | 1 | 3 | 3 | [14 empty] | 1 | 3 | 3 | 1 | 4 | 1 | 1 | 0
PG&E GBA | Lockeford | 115 | Biomass |  |  | 0 | 0 | 0 | 0 | 0 | 0 | 0 | 0 | 0 | 5 | 2 | 1 | 1 | [14 empty] | 3 | 3 | 2 | 1 | 3 | 1 | 1 | 0
PG&E GBA | Lockeford | 230 | Biomass |  |  | 0 | 0 | 0 | 0 | 0 | 0 | 0 | 0 | 0 | 5 | 2 | 1 | 1 | [14 empty] | 3 | 3 | 2 | 1 | 3 | 1 | 1 | 0
PG&E GBA | Lockeford | 60 | Biomass |  |  | 0 | 0 | 0 | 0 | 0 | 0 | 0 | 0 | 0 | 5 | 2 | 1 | 1 | [14 empty] | 3 | 3 | 2 | 1 | 3 | 1 | 1 | 0
PG&E GBA | Lodi | 230 | Biomass |  |  | 0 | 0 | 0 | 0 | 0 | 0 | 0 | 0 | 0 | 5 | 2 | 1 | 1 | [14 empty] | 3 | 3 | 4 | 1 | 4 | 1 | 1 | 0
PG&E NGBA | Logan Creek | 230 | Biomass |  |  | 0 | 0 | 0 | 0 | 0 | 0 | 0 | 0 | 0 | 5 | 2 | 1 | 1 | [14 empty] | 1 | 1 | 1 | 3 | 3 | 1 | 1 | 0
PG&E GBA | Lone Tree | 230 | Biomass |  |  | 0 | 0 | 0 | 0 | 0 | 0 | 0 | 0 | 0 | 5 | 2 | 1 | 1 | [14 empty] | 1 | 3 | 3 | 3 | 3 | 1 | 1 | 0
PG&E FRESNO | Los Banos | 230 | Biomass |  |  | 0 | 0 | 0 | 0 | 0 | 0 | 0 | 0 | 0 | 5 | 2 | 5 | 2 | 3 | [13 empty] | 3 | 3 | 1 | 1 | 4 | 1 | 5 | 1
PG&E FRESNO | Los Banos | 500 | Biomass |  |  | 0 | 0 | 0 | 0 | 0 | 0 | 0 | 0 | 0 | 1 | 1 | 1 | 1 | [14 empty] | 3 | 3 | 1 | 1 | 4 | 1 | 1 | 0
SDGE | Los Coches | 138 | Biomass |  |  | 0 | 0 | 0 | 0 | 0 | 0 | 0 | 0 | 0 | 4 | 4 | 1 | 1 | [14 empty] | 1 | 1 | 1 | 1 | 1 | 1 | 1 | 0
SDGE | Los Coches | 69 | Biomass |  |  | 0 | 0 | 0 | 0 | 0 | 0 | 0 | 0 | 0 | 4 | 4 | 1 | 1 | [14 empty] | 1 | 1 | 1 | 1 | 1 | 1 | 1 | 0
PG&E GBA | Los Esteros | 115 | Biomass |  |  | 0 | 0 | 0 | 0 | 0 | 0 | 0 | 0 | 0 | 1 | 1 | 1 | 1 | [14 empty] | 1 | 3 | 4 | 1 | 4 | 1 | 1 | 0
PG&E GBA | Los Esteros | 230 | Biomass |  |  | 0 | 0 | 0 | 0 | 0 | 0 | 0 | 0 | 0 | 1 | 1 | 1 | 1 | [14 empty] | 1 | 3 | 4 | 1 | 4 | 1 | 1 | 0
PG&E GBA | Los Positas | 230 | Biomass |  |  | 0 | 0 | 0 | 0 | 0 | 0 | 0 | 0 | 0 | 5 | 2 | 1 | 1 | [14 empty] | 1 | 3 | 2 | 3 | 1 | 1 | 1 | 0
PG&E GBA | Los Positas | 60 | Biomass |  |  | 0 | 0 | 0 | 0 | 0 | 0 | 0 | 0 | 0 | 5 | 2 | 1 | 1 | [14 empty] | 1 | 3 | 2 | 3 | 1 | 1 | 1 | 0
SDGE | Loveland | 69 | Biomass |  |  | 0 | 0 | 0 | 0 | 0 | 0 | 0 | 0 | 0 | 4 | 4 | 1 | 1 | [14 empty] | 1 | 3 | 2 | 3 | 1 | 1 | 1 | 0
SCE NOL | Lugo | 230 | Biomass |  |  | 0 | 0 | 0 | 0 | 0 | 0 | 0 | 0 | 0 | 3 | 3 | 1 | 1 | [14 empty] | 1 | 3 | 1 | 3 | 3 | 1 | 1 | 0
SCE Metro | Lugo | 500 | Biomass |  |  | 0 | 0 | 0 | 0 | 0 | 0 | 0 | 0 | 0 | 1 | 1 | 1 | 1 | [14 empty] | 1 | 3 | 1 | 3 | 3 | 1 | 1 | 0
PG&E FRESNO | Madera | 70 | Biomass |  |  | 0 | 0 | 0 | 0 | 0 | 0 | 0 | 0 | 0 | 5 | 2 | 5 | 2 | [14 empty] | 3 | 3 | 1 | 1 | 4 | 1 | 1 | 0
PG&E NGBA | Madison | 115 | Biomass |  |  | 0 | 0 | 0 | 0 | 0 | 0 | 0 | 0 | 0 | 5 | 2 | 1 | 1 | [14 empty] | 1 | 3 | 1 | 1 | 1 | 1 | 1 | 0
PG&E KERN | Magunden | 115 | Biomass |  |  | 0 | 0 | 0 | 0 | 0 | 0 | 0 | 0 | 0 | 5 | 2 | 5 | 2 | [14 empty] | 3 | 3 | 3 | 3 | 4 | 1 | 1 | 0
SCE Northern | Magunden | 230 | Biomass |  |  | 0 | 0 | 0 | 0 | 0 | 0 | 0 | 0 | 0 | 5 | 5 | 1 | 1 | [14 empty] | 3 | 3 | 3 | 3 | 4 | 1 | 1 | 0
PG&E FRESNO | Malaga | 115 | Biomass |  |  | 0 | 0 | 0 | 0 | 0 | 0 | 0 | 0 | 0 | 5 | 2 | 5 | 2 | [14 empty] | 3 | 3 | 4 | 1 | 4 | 1 | 1 | 0
PG&E NGBA | Malin | 500 | Biomass |  |  | 0 | 0 | 0 | 0 | 0 | 0 | 0 | 0 | 0 | 5 | 2 | 1 | 1 | [14 empty] | 1 | 1 | 1 | 1 | 1 | 1 | 1 | 0
SCE Northern | Mandalay | 230 | Biomass |  |  | 0 | 0 | 0 | 0 | 0 | 0 | 0 | 0 | 0 | 5 | 2 | 4 | 2 | [14 empty] | 1 | 3 | 4 | 3 | 4 | 1 | 1 | 0
PG&E FRESNO | Manning | 230 | Biomass |  |  | 0 | 0 | 0 | 0 | 0 | 0 | 0 | 0 | 0 | 5 | 2 | 5 | 2 | [14 empty] | 3 | 3 | 3 | 1 | 4 | 1 | 1 | 0
PG&E FRESNO | Manning | 500 | Biomass |  |  | 0 | 0 | 0 | 0 | 0 | 0 | 0 | 0 | 0 | 1 | 1 | 1 | 1 | [14 empty] | 3 | 3 | 3 | 1 | 4 | 1 | 1 | 0
PG&E GBA | Manteca | 115 | Biomass |  |  | 0 | 0 | 0 | 0 | 0 | 0 | 0 | 0 | 0 | 5 | 5 | 5 | 2 | [14 empty] | 3 | 3 | 3 | 1 | 3 | 1 | 1 | 0
SDGE | Margarita | 138 | Biomass |  |  | 0 | 0 | 0 | 0 | 0 | 0 | 0 | 0 | 0 | 1 | 1 | 1 | 1 | [14 empty] | 3 | 3 | 3 | 3 | 1 | 1 | 1 | 0
PG&E GBA | Martin | 230 | Biomass |  |  | 0 | 0 | 0 | 0 | 0 | 0 | 0 | 0 | 0 | 5 | 2 | 1 | 1 | [14 empty] | 1 | 3 | 3 | 3 | 3 | 1 | 1 | 0
PG&E GBA | Martin | 115 | Biomass |  |  | 0 | 0 | 0 | 0 | 0 | 0 | 0 | 0 | 0 | 1 | 1 | 1 | 1 | [14 empty] | 1 | 3 | 3 | 3 | 3 | 1 | 1 | 0
PG&E GBA | Martinez | 115 | Biomass |  |  | 0 | 0 | 0 | 0 | 0 | 0 | 0 | 0 | 0 | 5 | 2 | 1 | 1 | [14 empty] | 1 | 3 | 4 | 3 | 4 | 1 | 1 | 0
PG&E FRESNO | Mc Mullin | 230 | Biomass |  |  | 0 | 0 | 0 | 0 | 0 | 0 | 0 | 0 | 0 | 5 | 2 | 5 | 2 | [14 empty] | 3 | 3 | 2 | 1 | 4 | 1 | 1 | 0
PG&E FRESNO | McCall | 115 | Biomass |  |  | 0 | 0 | 0 | 0 | 0 | 0 | 0 | 0 | 0 | 5 | 2 | 5 | 2 | [14 empty] | 3 | 3 | 2 | 1 | 4 | 1 | 1 | 0
PG&E FRESNO | McCall | 230 | Biomass |  |  | 0 | 0 | 0 | 0 | 0 | 0 | 0 | 0 | 0 | 5 | 2 | 5 | 2 | [14 empty] | 3 | 3 | 2 | 1 | 4 | 1 | 1 | 0
PG&E GBA | Meadow Lane | 115 | Biomass |  |  | 0 | 0 | 0 | 0 | 0 | 0 | 0 | 0 | 0 | 5 | 2 | 1 | 1 | [14 empty] | 1 | 3 | 4 | 3 | 4 | 1 | 1 | 0
PG&E GBA | Melones | 115 | Biomass |  |  | 0 | 0 | 0 | 0 | 0 | 0 | 0 | 0 | 0 | 5 | 5 | 1 | 1 | [14 empty] | 1 | 3 | 1 | 3 | 1 | 1 | 1 | 0
PG&E GBA | Melones | 230 | Biomass |  |  | 0 | 0 | 0 | 0 | 0 | 0 | 0 | 0 | 0 | 5 | 5 | 1 | 1 | [14 empty] | 1 | 3 | 1 | 3 | 1 | 1 | 1 | 0
SDGE | Melrose | 69 | Biomass |  |  | 0 | 0 | 0 | 0 | 0 | 0 | 0 | 0 | 0 | 4 | 4 | 1 | 1 | [14 empty] | 1 | 3 | 2 | 3 | 1 | 1 | 1 | 0
PG&E NGBA | Mendocino | 115 | Biomass |  |  | 0 | 0 | 0 | 0 | 0 | 0 | 0 | 0 | 0 | 5 | 2 | 1 | 1 | [14 empty] | 1 | 1 | 1 | 1 | 1 | 1 | 1 | 0
PG&E NGBA | Mendocino | 60 | Biomass |  |  | 0 | 0 | 0 | 0 | 0 | 0 | 0 | 0 | 0 | 5 | 2 | 1 | 1 | [14 empty] | 1 | 1 | 1 | 1 | 1 | 1 | 5 | 1
PG&E FRESNO | Mendota | 115 | Biomass |  |  | 0 | 0 | 0 | 0 | 0 | 0 | 0 | 0 | 0 | 5 | 2 | 5 | 2 | [14 empty] | 3 | 3 | 2 | 1 | 4 | 1 | 1 | 0
PG&E GBA | Menlo | 60 | Biomass |  |  | 0 | 0 | 0 | 0 | 0 | 0 | 0 | 0 | 0 | 5 | 2 | 1 | 1 | [14 empty] | 1 | 3 | 3 | 3 | 3 | 1 | 1 | 0
PG&E FRESNO | Merced | 115 | Biomass |  |  | 0 | 0 | 0 | 0 | 0 | 0 | 0 | 0 | 0 | 5 | 2 | 5 | 2 | [14 empty] | 3 | 3 | 2 | 1 | 4 | 1 | 1 | 0
EOP | Mercury | 138 | Biomass |  |  | 0 | 0 | 0 | 0 | 0 | 0 | 0 | 0 | 0 | 5 | 3 | 4 | 2 | [14 empty] | 1 | 1 | 1 | 3 | 1 | 1 | 1 | 0
PG&E FRESNO | Mercy Springs | 70 | Biomass |  |  | 0 | 0 | 0 | 0 | 0 | 0 | 0 | 0 | 0 | 5 | 2 | 5 | 2 | [14 empty] | 3 | 3 | 1 | 1 | 4 | 1 | 5 | 1
PG&E NGBA | Meridian | 60 | Biomass |  |  | 0 | 0 | 0 | 0 | 0 | 0 | 0 | 0 | 0 | 5 | 2 | 1 | 1 | [14 empty] | 1 | 1 | 1 | 3 | 1 | 1 | 1 | 0
PG&E KERN | Mesa (PGE) | 115 | Biomass |  |  | 0 | 0 | 0 | 0 | 0 | 0 | 0 | 0 | 0 | 5 | 2 | 5 | 2 | [14 empty] | 1 | 1 | 3 | 1 | 3 | 1 | 1 | 0
PG&E KERN | Mesa (PGE) | 230 | Biomass |  |  | 0 | 0 | 0 | 0 | 0 | 0 | 0 | 0 | 0 | 5 | 2 | 5 | 2 | [14 empty] | 1 | 1 | 3 | 1 | 3 | 1 | 1 | 0
SCE Metro | Mesa (SCE) | 230 | Biomass |  |  | 0 | 0 | 0 | 0 | 0 | 0 | 0 | 0 | 0 | 1 | 1 | 1 | 1 | [14 empty] | 3 | 3 | 3 | 3 | 3 | 1 | 1 | 0
SCE Metro | Mesa (SCE) | 500 | Biomass |  |  | 0 | 0 | 0 | 0 | 0 | 0 | 0 | 0 | 0 | 1 | 1 | 1 | 1 | [14 empty] | 3 | 3 | 3 | 3 | 3 | 1 | 1 | 0
SDGE | Mesa Heights | 69 | Biomass |  |  | 0 | 0 | 0 | 0 | 0 | 0 | 0 | 0 | 0 | 4 | 4 | 1 | 1 | [14 empty] | 1 | 3 | 3 | 3 | 1 | 1 | 1 | 0
PG&E GBA | Metcalf | 115 | Biomass |  |  | 0 | 0 | 0 | 0 | 0 | 0 | 0 | 0 | 0 | 1 | 1 | 1 | 1 | 4 | [13 empty] | 1 | 3 | 4 | 1 | 1 | 1 | 1 | 0
PG&E GBA | Metcalf | 230 | Biomass |  |  | 0 | 0 | 0 | 0 | 0 | 0 | 0 | 0 | 0 | 1 | 1 | 1 | 1 | [14 empty] | 1 | 3 | 4 | 1 | 1 | 1 | 1 | 0
PG&E GBA | Metcalf | 500 | Biomass |  |  | 0 | 0 | 0 | 0 | 0 | 0 | 0 | 0 | 0 | 1 | 1 | 1 | 1 | [14 empty] | 1 | 3 | 4 | 1 | 1 | 1 | 1 | 0
PG&E KERN | Midway | 115 | Biomass |  |  | 0 | 0 | 0 | 0 | 0 | 0 | 0 | 0 | 0 | 5 | 2 | 5 | 2 | [14 empty] | 3 | 3 | 2 | 3 | 4 | 1 | 1 | 0
PG&E KERN | Midway | 230 | Biomass |  |  | 0 | 0 | 0 | 0 | 0 | 0 | 0 | 0 | 0 | 5 | 2 | 5 | 2 | [14 empty] | 3 | 3 | 2 | 3 | 4 | 1 | 1 | 0
PG&E KERN | Midway | 500 | Biomass |  |  | 0 | 0 | 0 | 0 | 0 | 0 | 0 | 0 | 0 | 5 | 2 | 4 | 2 | [14 empty] | 3 | 3 | 2 | 3 | 4 | 1 | 1 | 0
SDGE | Miguel | 230 | Biomass |  |  | 0 | 0 | 0 | 0 | 0 | 0 | 0 | 0 | 0 | 4 | 4 | 1 | 1 | [14 empty] | 1 | 3 | 2 | 3 | 3 | 1 | 1 | 0
SDGE | Miguel | 500 | Biomass |  |  | 0 | 0 | 0 | 0 | 0 | 0 | 0 | 0 | 0 | 4 | 4 | 1 | 1 | [14 empty] | 1 | 3 | 2 | 3 | 3 | 1 | 1 | 0
SDGE | Miguel | 69 | Biomass |  |  | 0 | 0 | 0 | 0 | 0 | 0 | 0 | 0 | 0 | 4 | 4 | 1 | 1 | [14 empty] | 1 | 3 | 2 | 3 | 3 | 1 | 1 | 0
PG&E GBA | Millbrae | 115 | Biomass |  |  | 0 | 0 | 0 | 0 | 0 | 0 | 0 | 0 | 0 | 1 | 1 | 1 | 1 | [14 empty] | 1 | 3 | 3 | 3 | 3 | 1 | 1 | 0
PG&E GBA | Miller | 115 | Biomass |  |  | 0 | 0 | 0 | 0 | 0 | 0 | 0 | 0 | 0 | 5 | 5 | 1 | 1 | [14 empty] | 3 | 3 | 1 | 1 | 4 | 1 | 1 | 0
SCE Metro | Mira Loma | 230 | Biomass |  |  | 0 | 0 | 0 | 0 | 0 | 0 | 0 | 0 | 0 | 1 | 1 | 1 | 1 | [14 empty] | 3 | 3 | 4 | 3 | 4 | 1 | 1 | 0
SCE Metro | Mira Loma | 500 | Biomass |  |  | 0 | 0 | 0 | 0 | 0 | 0 | 0 | 0 | 0 | 1 | 1 | 1 | 1 | [14 empty] | 3 | 3 | 4 | 3 | 4 | 1 | 1 | 0
SCE Eastern | Mirage | 115 | Biomass |  |  | 0 | 0 | 0 | 0 | 0 | 0 | 0 | 0 | 0 | 5 | 5 | 4 | 4 | [14 empty] | 1 | 3 | 2 | 3 | 1 | 1 | 1 | 0
SCE Eastern | Mirage | 230 | Biomass |  |  | 0 | 0 | 0 | 0 | 0 | 0 | 0 | 0 | 0 | 5 | 5 | 4 | 4 | [14 empty] | 1 | 3 | 2 | 3 | 1 | 1 | 1 | 0
SDGE | Mission | 138 | Biomass |  |  | 0 | 0 | 0 | 0 | 0 | 0 | 0 | 0 | 0 | 4 | 4 | 1 | 1 | [14 empty] | 1 | 3 | 3 | 3 | 3 | 1 | 1 | 0
SDGE | Mission | 230 | Biomass |  |  | 0 | 0 | 0 | 0 | 0 | 0 | 0 | 0 | 0 | 4 | 4 | 1 | 1 | [14 empty] | 1 | 3 | 3 | 3 | 3 | 1 | 1 | 0
SDGE | Mission | 69 | Biomass |  |  | 0 | 0 | 0 | 0 | 0 | 0 | 0 | 0 | 0 | 4 | 4 | 1 | 1 | [14 empty] | 1 | 3 | 3 | 3 | 3 | 1 | 1 | 0
PG&E GBA | Mi-Wuk | 115 | Biomass |  |  | 0 | 0 | 0 | 0 | 0 | 0 | 0 | 0 | 0 | 5 | 5 | 1 | 1 | [14 empty] | 1 | 3 | 1 | 3 | 1 | 1 | 1 | 0
EOP | Mohave | 500 | Biomass |  |  | 0 | 0 | 0 | 0 | 0 | 0 | 0 | 0 | 0 | 5 | 2 | 4 | 2 | [14 empty] | 1 | 1 | 3 | 3 | 1 | 1 | 1 | 0
PG&E NGBA | Monroe | 115 | Biomass |  |  | 0 | 0 | 0 | 0 | 0 | 0 | 0 | 0 | 0 | 5 | 2 | 1 | 1 | [14 empty] | 1 | 3 | 3 | 1 | 3 | 1 | 1 | 0
SDGE | Monserate | 69 | Biomass |  |  | 0 | 0 | 0 | 0 | 0 | 0 | 0 | 0 | 0 | 4 | 4 | 1 | 1 | [14 empty] | 1 | 3 | 2 | 3 | 1 | 1 | 1 | 0
PG&E GBA | Monta Vista | 115 | Biomass |  |  | 0 | 0 | 0 | 0 | 0 | 0 | 0 | 0 | 0 | 1 | 1 | 1 | 1 | [14 empty] | 1 | 3 | 2 | 1 | 1 | 1 | 1 | 0
PG&E GBA | Monta Vista | 230 | Biomass |  |  | 0 | 0 | 0 | 0 | 0 | 0 | 0 | 0 | 0 | 1 | 1 | 1 | 1 | [14 empty] | 1 | 3 | 2 | 1 | 1 | 1 | 1 | 0
PG&E GBA | Monta Vista | 60 | Biomass |  |  | 0 | 0 | 0 | 0 | 0 | 0 | 0 | 0 | 0 | 1 | 1 | 1 | 1 | [14 empty] | 1 | 3 | 2 | 1 | 1 | 1 | 1 | 0
PG&E NGBA | Monticello | 115 | Biomass |  |  | 0 | 0 | 0 | 0 | 0 | 0 | 0 | 0 | 0 | 5 | 2 | 1 | 1 | [14 empty] | 1 | 3 | 1 | 1 | 1 | 1 | 1 | 0
SCE Northern | Moorpark | 230 | Biomass |  |  | 0 | 0 | 0 | 0 | 0 | 0 | 0 | 0 | 0 | 5 | 2 | 4 | 2 | [14 empty] | 1 | 3 | 1 | 3 | 1 | 1 | 1 | 0
SCE Northern | Moorpark | 66 | Biomass |  |  | 0 | 0 | 0 | 0 | 0 | 0 | 0 | 0 | 0 | 5 | 2 | 4 | 2 | [14 empty] | 1 | 3 | 1 | 3 | 1 | 1 | 1 | 0
PG&E GBA | Moraga | 115 | Biomass |  |  | 0 | 0 | 0 | 0 | 0 | 0 | 0 | 0 | 0 | 5 | 2 | 1 | 1 | [14 empty] | 1 | 3 | 2 | 3 | 1 | 1 | 1 | 0
PG&E GBA | Moraga | 230 | Biomass |  |  | 0 | 0 | 0 | 0 | 0 | 0 | 0 | 0 | 0 | 5 | 2 | 1 | 1 | [14 empty] | 1 | 3 | 2 | 3 | 1 | 1 | 1 | 0
PG&E GBA | Morgan Hill | 115 | Biomass |  |  | 0 | 0 | 0 | 0 | 0 | 0 | 0 | 0 | 0 | 1 | 1 | 3 | 3 | [14 empty] | 1 | 3 | 2 | 1 | 3 | 1 | 1 | 0
PG&E KERN | Morro Bay | 115 | Biomass |  |  | 0 | 0 | 0 | 0 | 0 | 0 | 0 | 0 | 0 | 5 | 2 | 5 | 2 | [14 empty] | 1 | 1 | 4 | 1 | 1 | 1 | 1 | 0
PG&E KERN | Morro Bay | 230 | Biomass |  |  | 0 | 0 | 0 | 0 | 0 | 0 | 0 | 0 | 0 | 5 | 2 | 5 | 2 | [14 empty] | 1 | 1 | 4 | 1 | 1 | 1 | 1 | 0
PG&E KERN | Morro Bay | 500 | Biomass |  |  | 0 | 0 | 0 | 0 | 0 | 0 | 0 | 0 | 0 | 5 | 2 | 4 | 2 | [14 empty] | 1 | 1 | 4 | 1 | 1 | 1 | 1 | 0
PG&E GBA | Moss Landing | 115 | Biomass |  |  | 0 | 0 | 0 | 0 | 0 | 0 | 0 | 0 | 0 | 1 | 1 | 3 | 3 | [14 empty] | 1 | 1 | 4 | 1 | 3 | 1 | 1 | 0
PG&E GBA | Moss Landing | 230 | Biomass |  |  | 0 | 0 | 0 | 0 | 0 | 0 | 0 | 0 | 0 | 1 | 1 | 3 | 3 | [14 empty] | 1 | 1 | 4 | 1 | 3 | 1 | 1 | 0
PG&E GBA | Moss Landing | 500 | Biomass |  |  | 0 | 0 | 0 | 0 | 0 | 0 | 0 | 0 | 0 | 5 | 2 | 1 | 1 | [14 empty] | 1 | 1 | 4 | 1 | 3 | 1 | 1 | 0
EOP | Mountain Pass | 115 | Biomass |  |  | 0 | 0 | 0 | 0 | 0 | 0 | 0 | 0 | 0 | 5 | 3 | 4 | 2 | [14 empty] | 1 | 1 | 1 | 3 | 4 | 1 | 1 | 0
PG&E GBA | Mountain View | 115 | Biomass |  |  | 0 | 0 | 0 | 0 | 0 | 0 | 0 | 0 | 0 | 1 | 1 | 1 | 1 | [14 empty] | 1 | 3 | 3 | 1 | 3 | 1 | 1 | 0
PG&E GBA | Mt Eden | 115 | Biomass |  |  | 0 | 0 | 0 | 0 | 0 | 0 | 0 | 0 | 0 | 5 | 2 | 1 | 1 | [14 empty] | 1 | 3 | 3 | 3 | 3 | 1 | 1 | 0
PG&E KERN | Mt Poso | 115 | Biomass |  |  | 0 | 0 | 0 | 0 | 0 | 0 | 0 | 0 | 0 | 5 | 2 | 5 | 2 | [14 empty] | 3 | 3 | 4 | 3 | 4 | 1 | 1 | 0
SDGE | Murray | 69 | Biomass |  |  | 0 | 0 | 0 | 0 | 0 | 0 | 0 | 0 | 0 | 4 | 4 | 1 | 1 | [14 empty] | 1 | 3 | 3 | 3 | 3 | 1 | 1 | 0
PG&E FRESNO | Mustang | 230 | Biomass |  |  | 0 | 0 | 0 | 0 | 0 | 0 | 0 | 0 | 0 | 5 | 2 | 5 | 2 | [14 empty] | 3 | 3 | 4 | 1 | 4 | 1 | 1 | 0
SCE Northern | Neenach | 66 | Biomass |  |  | 0 | 0 | 0 | 0 | 0 | 0 | 0 | 0 | 0 | 5 | 5 | 1 | 1 | [14 empty] | 1 | 3 | 1 | 3 | 1 | 1 | 1 | 0
PG&E KERN | New Sub - Gates - Midway (Proposed) | 230 | Biomass |  |  | 0 | 0 | 0 | 0 | 0 | 0 | 0 | 0 | 0 | 5 | 2 | 5 | 2 | [14 empty] | 3 | 3 | 1 | 1 | 4 | 1 | 1 | 0
PG&E KERN | New Sub - Gates - Templeton (Proposed) | 230 | Biomass |  |  | 0 | 0 | 0 | 0 | 0 | 0 | 0 | 0 | 0 | 5 | 2 | 5 | 2 | [14 empty] | 3 | 3 | 1 | 1 | 4 | 1 | 1 | 0
SCE NOL | New Sub - Kramer - Lugo (Proposed) | 230 | Biomass |  |  | 0 | 0 | 0 | 0 | 0 | 0 | 0 | 0 | 0 | 4 | 4 | 1 | 1 | [14 empty] | 1 | 3 | 3 | 3 | 4 | 1 | 1 | 0
PG&E FRESNO | New Sub - Los Banos - Midway (Proposed) | 500 | Biomass |  |  | 0 | 0 | 0 | 0 | 0 | 0 | 0 | 0 | 0 | 5 | 2 | 4 | 2 | [14 empty] | 3 | 3 | 1 | 1 | 4 | 1 | 1 | 0
SCE NOL | New Sub - Lugo - Pisgah (Proposed) | 230 | Biomass |  |  | 0 | 0 | 0 | 0 | 0 | 0 | 0 | 0 | 0 | 5 | 5 | 1 | 1 | [14 empty] | 1 | 3 | 2 | 3 | 1 | 1 | 1 | 0
PG&E KERN | New Sub - Midway - Wheeler Ridge (Proposed) | 230 | Biomass |  |  | 0 | 0 | 0 | 0 | 0 | 0 | 0 | 0 | 0 | 5 | 2 | 5 | 2 | [14 empty] | 3 | 3 | 2 | 3 | 4 | 1 | 1 | 0
PG&E NGBA | New Sub - Near existing Leavitt (PSREC) | 345 | Biomass |  |  | 0 | 0 | 0 | 0 | 0 | 0 | 0 | 0 | 0 | 5 | 2 | 1 | 1 | [14 empty] | 1 | 1 | 4 | 3 | 1 | 1 | 1 | 0
PG&E NGBA | New Sub - Near existing Madeline (NVE) | 345 | Biomass |  |  | 0 | 0 | 0 | 0 | 0 | 0 | 0 | 0 | 0 | 5 | 2 | 1 | 1 | [14 empty] | 1 | 1 | 1 | 3 | 1 | 1 | 1 | 0
SDGE | New Sub - North Gila - IV (Proposed) | 500 | Biomass |  |  | 0 | 0 | 0 | 0 | 0 | 0 | 0 | 0 | 0 | 4 | 4 | 1 | 1 | [14 empty] | 1 | 3 | 1 | 1 | 3 | 1 | 1 | 0
PG&E NGBA | New Sub - Pit 1 - Cottonwood (Proposed) | 230 | Biomass |  |  | 0 | 0 | 0 | 0 | 0 | 0 | 0 | 0 | 0 | 5 | 2 | 1 | 1 | [14 empty] | 1 | 1 | 1 | 1 | 1 | 1 | 1 | 0
PG&E GBA | New Sub - Rancho Seco - Bellota (Proposed) | 230 | Biomass |  |  | 0 | 0 | 0 | 0 | 0 | 0 | 0 | 0 | 0 | 5 | 2 | 1 | 1 | [14 empty] | 3 | 3 | 2 | 1 | 1 | 1 | 1 | 0
SDGE | New Sub - Suncrest - Ocotillo (Proposed) | 500 | Biomass |  |  | 0 | 0 | 0 | 0 | 0 | 0 | 0 | 0 | 0 | 4 | 4 | 1 | 1 | [14 empty] | 1 | 3 | 1 | 3 | 1 | 1 | 1 | 0
PG&E FRESNO | New Sub - Westley - Quinto (Proposed) | 230 | Biomass |  |  | 0 | 0 | 0 | 0 | 0 | 0 | 0 | 0 | 0 | 1 | 1 | 1 | 1 | [14 empty] | 3 | 3 | 1 | 1 | 4 | 1 | 1 | 0
PG&E GBA | Newark | 115 | Biomass |  |  | 0 | 0 | 0 | 0 | 0 | 0 | 0 | 0 | 0 | 1 | 1 | 1 | 1 | [14 empty] | 1 | 3 | 2 | 3 | 3 | 1 | 1 | 0
PG&E GBA | Newark | 230 | Biomass |  |  | 0 | 0 | 0 | 0 | 0 | 0 | 0 | 0 | 0 | 1 | 1 | 1 | 1 | [14 empty] | 1 | 3 | 2 | 3 | 3 | 1 | 1 | 0
PG&E GBA | Newark | 60 | Biomass |  |  | 0 | 0 | 0 | 0 | 0 | 0 | 0 | 0 | 0 | 5 | 2 | 1 | 1 | [14 empty] | 1 | 3 | 2 | 3 | 3 | 1 | 1 | 0
PG&E FRESNO | Newhall | 115 | Biomass |  |  | 0 | 0 | 0 | 0 | 0 | 0 | 0 | 0 | 0 | 5 | 2 | 5 | 2 | [14 empty] | 3 | 3 | 1 | 1 | 4 | 1 | 1 | 0
PG&E KERN | Norco | 115 | Biomass |  |  | 0 | 0 | 0 | 0 | 0 | 0 | 0 | 0 | 0 | 5 | 2 | 5 | 2 | [14 empty] | 3 | 3 | 2 | 3 | 4 | 1 | 4 | 1
PG&E GBA | Nortech | 115 | Biomass |  |  | 0 | 0 | 0 | 0 | 0 | 0 | 0 | 0 | 0 | 1 | 1 | 1 | 1 | [14 empty] | 1 | 3 | 3 | 1 | 4 | 1 | 1 | 0
SDGE | North City Metering | 138 | Biomass |  |  | 0 | 0 | 0 | 0 | 0 | 0 | 0 | 0 | 0 | 4 | 4 | 1 | 1 | [14 empty] | 1 | 3 | 3 | 3 | 1 | 1 | 1 | 0
PG&E GBA | North Dublin | 230 | Biomass |  |  | 0 | 0 | 0 | 0 | 0 | 0 | 0 | 0 | 0 | 5 | 2 | 1 | 1 | [14 empty] | 1 | 3 | 3 | 3 | 1 | 1 | 1 | 0
SDGE | North Gila | 500 | Biomass |  |  | 0 | 0 | 0 | 0 | 0 | 0 | 0 | 0 | 0 | 4 | 4 | 1 | 1 | [14 empty] | 1 | 1 | 1 | 1 | 1 | 1 | 1 | 0
SCE Metro | North of SONGS | 230 | Biomass |  |  | 0 | 0 | 0 | 0 | 0 | 0 | 0 | 0 | 0 | 1 | 1 | 1 | 1 | [14 empty] | 1 | 3 | 2 | 3 | 1 | 1 | 1 | 0
SCE Metro | North of SONGS | 500 | Biomass |  |  | 0 | 0 | 0 | 0 | 0 | 0 | 0 | 0 | 0 | 1 | 1 | 1 | 1 | [14 empty] | 1 | 3 | 2 | 3 | 1 | 1 | 1 | 0
PG&E NGBA | Notre Dame | 115 | Biomass |  |  | 0 | 0 | 0 | 0 | 0 | 0 | 0 | 0 | 0 | 5 | 2 | 1 | 1 | [14 empty] | 1 | 3 | 1 | 1 | 3 | 1 | 1 | 0
PG&E GBA | Oakland C | 115 | Biomass |  |  | 0 | 0 | 0 | 0 | 0 | 0 | 0 | 0 | 0 | 5 | 2 | 1 | 1 | [14 empty] | 1 | 3 | 4 | 3 | 3 | 1 | 1 | 0
PG&E GBA | Oakland J | 115 | Biomass |  |  | 0 | 0 | 0 | 0 | 0 | 0 | 0 | 0 | 0 | 5 | 2 | 1 | 1 | [14 empty] | 1 | 3 | 3 | 3 | 4 | 1 | 1 | 0
PG&E GBA | Oakland L | 115 | Biomass |  |  | 0 | 0 | 0 | 0 | 0 | 0 | 0 | 0 | 0 | 5 | 2 | 1 | 1 | [14 empty] | 1 | 3 | 3 | 3 | 4 | 1 | 1 | 0
PG&E GBA | Oakland X | 115 | Biomass |  |  | 0 | 0 | 0 | 0 | 0 | 0 | 0 | 0 | 0 | 5 | 2 | 1 | 1 | [14 empty] | 1 | 3 | 3 | 3 | 3 | 1 | 1 | 0
SDGE | Ocean Ranch | 69 | Biomass |  |  | 0 | 0 | 0 | 0 | 0 | 0 | 0 | 0 | 0 | 4 | 4 | 1 | 1 | [14 empty] | 1 | 3 | 2 | 3 | 1 | 1 | 1 | 0
PG&E KERN | Oceano | 115 | Biomass |  |  | 0 | 0 | 0 | 0 | 0 | 0 | 0 | 0 | 0 | 5 | 2 | 5 | 2 | [14 empty] | 1 | 1 | 1 | 1 | 1 | 1 | 1 | 0
SDGE | Ocotillo Express | 500 | Biomass |  |  | 0 | 0 | 0 | 0 | 0 | 0 | 0 | 0 | 0 | 4 | 4 | 1 | 1 | [14 empty] | 1 | 3 | 1 | 1 | 1 | 1 | 1 | 0
PG&E KERN | Old River | 70 | Biomass |  |  | 0 | 0 | 0 | 0 | 0 | 0 | 0 | 0 | 0 | 5 | 2 | 5 | 2 | [14 empty] | 3 | 3 | 1 | 3 | 3 | 1 | 1 | 0
SDGE | Old Town | 230 | Biomass |  |  | 0 | 0 | 0 | 0 | 0 | 0 | 0 | 0 | 0 | 4 | 4 | 1 | 1 | [14 empty] | 1 | 3 | 3 | 3 | 3 | 1 | 1 | 0
SCE Metro | Olinda | 230 | Biomass |  |  | 0 | 0 | 0 | 0 | 0 | 0 | 0 | 0 | 0 | 1 | 1 | 1 | 1 | [14 empty] | 3 | 3 | 3 | 3 | 3 | 1 | 1 | 0
PG&E FRESNO | Olive | 115 | Biomass |  |  | 0 | 0 | 0 | 0 | 0 | 0 | 0 | 0 | 0 | 5 | 2 | 5 | 2 | [14 empty] | 3 | 3 | 1 | 3 | 4 | 1 | 1 | 0
PG&E NGBA | Olivehurst | 115 | Biomass |  |  | 0 | 0 | 0 | 0 | 0 | 0 | 0 | 0 | 0 | 5 | 2 | 1 | 1 | [14 empty] | 1 | 1 | 3 | 3 | 3 | 1 | 1 | 0
PG&E NGBA | Oregon Trail | 60 | Biomass |  |  | 0 | 0 | 0 | 0 | 0 | 0 | 0 | 0 | 0 | 5 | 2 | 1 | 1 | [14 empty] | 1 | 1 | 2 | 1 | 1 | 1 | 1 | 0
SCE Northern | Ormond Beach | 230 | Biomass |  |  | 0 | 0 | 0 | 0 | 0 | 0 | 0 | 0 | 0 | 5 | 2 | 4 | 2 | [14 empty] | 1 | 3 | 4 | 3 | 4 | 1 | 1 | 0
PG&E FRESNO | Oro Loma | 115 | Biomass |  |  | 0 | 0 | 0 | 0 | 0 | 0 | 0 | 0 | 0 | 5 | 2 | 5 | 2 | [14 empty] | 3 | 3 | 1 | 1 | 4 | 1 | 1 | 0
PG&E FRESNO | Oro Loma | 70 | Biomass |  |  | 0 | 0 | 0 | 0 | 0 | 0 | 0 | 0 | 0 | 5 | 2 | 5 | 2 | [14 empty] | 3 | 3 | 1 | 1 | 4 | 1 | 1 | 0
PG&E FRESNO | Orosi | 70 | Biomass |  |  | 0 | 0 | 0 | 0 | 0 | 0 | 0 | 0 | 0 | 5 | 2 | 5 | 2 | [14 empty] | 3 | 3 | 1 | 3 | 4 | 1 | 1 | 0
SDGE | Otay | 69 | Biomass |  |  | 0 | 0 | 0 | 0 | 0 | 0 | 0 | 0 | 0 | 4 | 4 | 1 | 1 | [14 empty] | 1 | 3 | 4 | 3 | 4 | 1 | 1 | 0
SDGE | Otay Mesa | 230 | Biomass |  |  | 0 | 0 | 0 | 0 | 0 | 0 | 0 | 0 | 0 | 4 | 4 | 1 | 1 | [14 empty] | 1 | 3 | 4 | 3 | 1 | 1 | 1 | 0
PG&E FRESNO | Padre Flats SW STA | 230 | Biomass |  |  | 0 | 0 | 0 | 0 | 0 | 0 | 0 | 0 | 0 | 5 | 2 | 5 | 2 | [14 empty] | 3 | 3 | 1 | 1 | 4 | 1 | 1 | 0
EOP | Pahrump | 138 | Biomass |  |  | 0 | 0 | 0 | 0 | 0 | 0 | 0 | 0 | 0 | 5 | 3 | 4 | 2 | [14 empty] | 1 | 1 | 1 | 3 | 1 | 1 | 1 | 0
EOP | Pahrump | 230 | Biomass |  |  | 0 | 0 | 0 | 0 | 0 | 0 | 0 | 0 | 0 | 5 | 3 | 4 | 2 | [14 empty] | 1 | 1 | 1 | 3 | 1 | 1 | 1 | 0
SDGE | Pala | 69 | Biomass |  |  | 0 | 0 | 0 | 0 | 0 | 0 | 0 | 0 | 0 | 4 | 4 | 1 | 1 | [14 empty] | 1 | 3 | 4 | 3 | 1 | 1 | 1 | 0
PG&E NGBA | Palermo | 115 | Biomass |  |  | 0 | 0 | 0 | 0 | 0 | 0 | 0 | 0 | 0 | 5 | 2 | 1 | 1 | 4 | [13 empty] | 1 | 3 | 3 | 1 | 3 | 1 | 1 | 0
PG&E NGBA | Palermo | 230 | Biomass |  |  | 0 | 0 | 0 | 0 | 0 | 0 | 0 | 0 | 0 | 5 | 2 | 1 | 1 | [14 empty] | 1 | 3 | 3 | 1 | 3 | 1 | 1 | 0
SCE Eastern | Palo Verde | 500 | Biomass |  |  | 0 | 0 | 0 | 0 | 0 | 0 | 0 | 0 | 0 | 5 | 4 | 4 | 2 | [14 empty] | 1 | 3 | 1 | 1 | 1 | 1 | 1 | 0
SDGE | Palomar Energy | 230 | Biomass |  |  | 0 | 0 | 0 | 0 | 0 | 0 | 0 | 0 | 0 | 4 | 4 | 1 | 1 | [14 empty] | 1 | 3 | 3 | 3 | 1 | 1 | 1 | 0
PG&E KERN | Panama | 70 | Biomass |  |  | 0 | 0 | 0 | 0 | 0 | 0 | 0 | 0 | 0 | 5 | 2 | 5 | 2 | [14 empty] | 3 | 3 | 2 | 3 | 4 | 1 | 1 | 0
PG&E FRESNO | Panoche | 115 | Biomass |  |  | 0 | 0 | 0 | 0 | 0 | 0 | 0 | 0 | 0 | 5 | 2 | 5 | 2 | [14 empty] | 3 | 3 | 4 | 1 | 4 | 1 | 1 | 0
PG&E FRESNO | Panoche | 230 | Biomass |  |  | 0 | 0 | 0 | 0 | 0 | 0 | 0 | 0 | 0 | 5 | 2 | 5 | 2 | [14 empty] | 3 | 3 | 4 | 1 | 4 | 1 | 1 | 0
SCE Northern | Pardee | 230 | Biomass |  |  | 0 | 0 | 0 | 0 | 0 | 0 | 0 | 0 | 0 | 5 | 2 | 4 | 2 | [14 empty] | 3 | 3 | 3 | 3 | 1 | 1 | 1 | 0
PG&E NGBA | Parkway | 230 | Biomass |  |  | 0 | 0 | 0 | 0 | 0 | 0 | 0 | 0 | 0 | 5 | 2 | 1 | 1 | [14 empty] | 1 | 3 | 2 | 3 | 3 | 1 | 4 | 1
SCE Northern | Pastoria | 230 | Biomass |  |  | 0 | 0 | 0 | 0 | 0 | 0 | 0 | 0 | 0 | 5 | 2 | 4 | 2 | [14 empty] | 3 | 3 | 3 | 3 | 1 | 1 | 1 | 0
SCE Metro | Pauda | 230 | Biomass |  |  | 0 | 0 | 0 | 0 | 0 | 0 | 0 | 0 | 0 | 1 | 1 | 1 | 1 | [14 empty] | 3 | 3 | 3 | 3 | 3 | 1 | 1 | 0
PG&E GBA | Paul Sweet | 115 | Biomass |  |  | 0 | 0 | 0 | 0 | 0 | 0 | 0 | 0 | 0 | 1 | 1 | 3 | 3 | [14 empty] | 1 | 1 | 3 | 1 | 1 | 1 | 1 | 0
PG&E NGBA | Peabody | 230 | Biomass |  |  | 0 | 0 | 0 | 0 | 0 | 0 | 0 | 0 | 0 | 5 | 2 | 1 | 1 | [14 empty] | 1 | 3 | 3 | 3 | 3 | 1 | 1 | 0
PG&E NGBA | Pease | 115 | Biomass |  |  | 0 | 0 | 0 | 0 | 0 | 0 | 0 | 0 | 0 | 5 | 2 | 1 | 1 | [14 empty] | 1 | 1 | 3 | 3 | 3 | 1 | 1 | 0
PG&E NGBA | Pease | 60 | Biomass |  |  | 0 | 0 | 0 | 0 | 0 | 0 | 0 | 0 | 0 | 5 | 2 | 1 | 1 | [14 empty] | 1 | 1 | 3 | 3 | 3 | 1 | 1 | 0
SDGE | Penasquitos | 138 | Biomass |  |  | 0 | 0 | 0 | 0 | 0 | 0 | 0 | 0 | 0 | 4 | 4 | 1 | 1 | [14 empty] | 1 | 3 | 3 | 3 | 1 | 1 | 1 | 0
SDGE | Penasquitos | 230 | Biomass |  |  | 0 | 0 | 0 | 0 | 0 | 0 | 0 | 0 | 0 | 4 | 4 | 1 | 1 | [14 empty] | 1 | 3 | 3 | 3 | 1 | 1 | 1 | 0
SDGE | Penasquitos | 69 | Biomass |  |  | 0 | 0 | 0 | 0 | 0 | 0 | 0 | 0 | 0 | 4 | 4 | 1 | 1 | [14 empty] | 1 | 3 | 3 | 3 | 1 | 1 | 1 | 0
SDGE | Pendleton | 69 | Biomass |  |  | 0 | 0 | 0 | 0 | 0 | 0 | 0 | 0 | 0 | 4 | 4 | 1 | 1 | [14 empty] | 1 | 3 | 1 | 3 | 1 | 1 | 1 | 0
PG&E NGBA | Penngrove | 115 | Biomass |  |  | 0 | 0 | 0 | 0 | 0 | 0 | 0 | 0 | 0 | 5 | 2 | 1 | 1 | [14 empty] | 1 | 3 | 2 | 1 | 3 | 1 | 1 | 0
PG&E GBA | Peoria | 115 | Biomass |  |  | 0 | 0 | 0 | 0 | 0 | 0 | 0 | 0 | 0 | 5 | 5 | 1 | 1 | [14 empty] | 1 | 3 | 1 | 3 | 1 | 1 | 4 | 1
PG&E GBA | Piercy | 115 | Biomass |  |  | 0 | 0 | 0 | 0 | 0 | 0 | 0 | 0 | 0 | 1 | 1 | 1 | 1 | [14 empty] | 1 | 3 | 3 | 1 | 3 | 1 | 1 | 0
PG&E FRESNO | Pine Flat | 230 | Biomass |  |  | 0 | 0 | 0 | 0 | 0 | 0 | 0 | 0 | 0 | 5 | 2 | 5 | 2 | [14 empty] | 3 | 3 | 1 | 1 | 1 | 1 | 1 | 0
SCE NOL | Pisgah | 230 | Biomass |  |  | 0 | 0 | 0 | 0 | 0 | 0 | 0 | 0 | 0 | 5 | 5 | 1 | 1 | [14 empty] | 1 | 3 | 1 | 3 | 4 | 1 | 1 | 0
PG&E NGBA | Pit 1 | 230 | Biomass |  |  | 0 | 0 | 0 | 0 | 0 | 0 | 0 | 0 | 0 | 5 | 2 | 1 | 1 | [14 empty] | 1 | 1 | 1 | 1 | 1 | 1 | 1 | 0
PG&E NGBA | Pit 1 | 60 | Biomass |  |  | 0 | 0 | 0 | 0 | 0 | 0 | 0 | 0 | 0 | 5 | 2 | 1 | 1 | [14 empty] | 1 | 1 | 1 | 1 | 1 | 1 | 1 | 0
PG&E NGBA | Pit 3 | 230 | Biomass |  |  | 0 | 0 | 0 | 0 | 0 | 0 | 0 | 0 | 0 | 5 | 2 | 1 | 1 | [14 empty] | 1 | 1 | 1 | 1 | 1 | 1 | 1 | 0
PG&E NGBA | Pit 4 | 230 | Biomass |  |  | 0 | 0 | 0 | 0 | 0 | 0 | 0 | 0 | 0 | 5 | 2 | 1 | 1 | [14 empty] | 1 | 1 | 1 | 1 | 1 | 1 | 1 | 0
PG&E GBA | Pittsburg | 115 | Biomass |  |  | 0 | 0 | 0 | 0 | 0 | 0 | 0 | 0 | 0 | 5 | 2 | 1 | 1 | [14 empty] | 1 | 3 | 4 | 3 | 4 | 1 | 1 | 0
PG&E GBA | Pittsburg | 230 | Biomass |  |  | 0 | 0 | 0 | 0 | 0 | 0 | 0 | 0 | 0 | 5 | 2 | 1 | 1 | [14 empty] | 1 | 3 | 4 | 3 | 4 | 1 | 1 | 0
PG&E NGBA | Pleasant Grove | 115 | Biomass |  |  | 0 | 0 | 0 | 0 | 0 | 0 | 0 | 0 | 0 | 5 | 2 | 1 | 1 | [14 empty] | 1 | 3 | 3 | 1 | 1 | 1 | 1 | 0
PG&E NGBA | POE | 230 | Biomass |  |  | 0 | 0 | 0 | 0 | 0 | 0 | 0 | 0 | 0 | 5 | 5 | 3 | 3 | [14 empty] | 1 | 3 | 1 | 1 | 1 | 1 | 1 | 0
SDGE | Point Loma | 69 | Biomass |  |  | 0 | 0 | 0 | 0 | 0 | 0 | 0 | 0 | 0 | 4 | 4 | 1 | 1 | [14 empty] | 1 | 3 | 3 | 3 | 3 | 1 | 1 | 0
SDGE | Pomerado | 69 | Biomass |  |  | 0 | 0 | 0 | 0 | 0 | 0 | 0 | 0 | 0 | 4 | 4 | 1 | 1 | [14 empty] | 1 | 3 | 3 | 3 | 1 | 1 | 1 | 0
PG&E KERN | Poso Mountain | 115 | Biomass |  |  | 0 | 0 | 0 | 0 | 0 | 0 | 0 | 0 | 0 | 5 | 2 | 5 | 2 | [14 empty] | 3 | 3 | 3 | 3 | 3 | 1 | 1 | 0
EOP | Primm | 230 | Biomass |  |  | 0 | 0 | 0 | 0 | 0 | 0 | 0 | 0 | 0 | 5 | 3 | 4 | 2 | [14 empty] | 1 | 1 | 1 | 3 | 3 | 1 | 1 | 0
PG&E NGBA | Putah Creek | 115 | Biomass |  |  | 0 | 0 | 0 | 0 | 0 | 0 | 0 | 0 | 0 | 5 | 2 | 1 | 1 | [14 empty] | 1 | 3 | 2 | 1 | 1 | 1 | 1 | 0
SDGE | Q1806 | 138 | Biomass |  |  | 0 | 0 | 0 | 0 | 0 | 0 | 0 | 0 | 0 | 1 | 1 | 1 | 1 | [14 empty] | 3 | 3 | 3 | 3 | 1 | 1 | 1 | 0
PG&E FRESNO | Quinto | 230 | Biomass |  |  | 0 | 0 | 0 | 0 | 0 | 0 | 0 | 0 | 0 | 5 | 2 | 5 | 2 | [14 empty] | 3 | 3 | 1 | 1 | 4 | 1 | 1 | 0
PG&E GBA | Race Track | 115 | Biomass |  |  | 0 | 0 | 0 | 0 | 0 | 0 | 0 | 0 | 0 | 5 | 5 | 1 | 1 | [14 empty] | 1 | 3 | 1 | 3 | 1 | 1 | 1 | 0
SDGE | Rancho Mission Viejo | 138 | Biomass |  |  | 0 | 0 | 0 | 0 | 0 | 0 | 0 | 0 | 0 | 1 | 1 | 1 | 1 | [14 empty] | 3 | 3 | 3 | 3 | 1 | 1 | 1 | 0
PG&E GBA | Rancho Seco | 230 | Biomass |  |  | 0 | 0 | 0 | 0 | 0 | 0 | 0 | 0 | 0 | 5 | 2 | 1 | 1 | [14 empty] | 1 | 3 | 4 | 1 | 1 | 1 | 1 | 0
SCE Metro | Rancho Vista | 230 | Biomass |  |  | 0 | 0 | 0 | 0 | 0 | 0 | 0 | 0 | 0 | 1 | 1 | 1 | 1 | [14 empty] | 3 | 3 | 4 | 3 | 4 | 1 | 1 | 0
SCE Metro | Rancho Vista | 500 | Biomass |  |  | 0 | 0 | 0 | 0 | 0 | 0 | 0 | 0 | 0 | 1 | 1 | 1 | 1 | [14 empty] | 3 | 3 | 4 | 3 | 4 | 1 | 1 | 0
SCE NOL | Ransburg | 115 | Biomass |  |  | 0 | 0 | 0 | 0 | 0 | 0 | 0 | 0 | 0 | 4 | 4 | 1 | 1 | [14 empty] | 1 | 3 | 1 | 3 | 4 | 1 | 1 | 0
PG&E GBA | Ravenswood | 115 | Biomass |  |  | 0 | 0 | 0 | 0 | 0 | 0 | 0 | 0 | 0 | 5 | 2 | 1 | 1 | [14 empty] | 1 | 3 | 3 | 3 | 3 | 1 | 1 | 0
PG&E GBA | Ravenswood | 230 | Biomass |  |  | 0 | 0 | 0 | 0 | 0 | 0 | 0 | 0 | 0 | 5 | 2 | 1 | 1 | [14 empty] | 1 | 3 | 3 | 3 | 3 | 1 | 1 | 0
SCE Northern | Rector | 230 | Biomass |  |  | 0 | 0 | 0 | 0 | 0 | 0 | 0 | 0 | 0 | 5 | 5 | 1 | 1 | [14 empty] | 3 | 3 | 3 | 3 | 3 | 1 | 1 | 0
SCE Eastern | Red Bluff | 230 | Biomass |  |  | 0 | 0 | 0 | 0 | 0 | 0 | 0 | 0 | 0 | 5 | 5 | 3 | 2 | [14 empty] | 1 | 1 | 1 | 3 | 1 | 1 | 1 | 0
SCE Eastern | Red Bluff | 500 | Biomass |  |  | 0 | 0 | 0 | 0 | 0 | 0 | 0 | 0 | 0 | 5 | 5 | 3 | 2 | [14 empty] | 1 | 1 | 1 | 3 | 1 | 1 | 1 | 0
PG&E NGBA | Redbud | 115 | Biomass |  |  | 0 | 0 | 0 | 0 | 0 | 0 | 0 | 0 | 0 | 5 | 2 | 1 | 1 | [14 empty] | 1 | 1 | 1 | 1 | 1 | 1 | 1 | 0
SCE Metro | Redondo | 230 | Biomass |  |  | 0 | 0 | 0 | 0 | 0 | 0 | 0 | 0 | 0 | 1 | 1 | 1 | 1 | [14 empty] | 3 | 3 | 4 | 3 | 3 | 1 | 1 | 0
PG&E FRESNO | Reedley | 115 | Biomass |  |  | 0 | 0 | 0 | 0 | 0 | 0 | 0 | 0 | 0 | 5 | 2 | 5 | 2 | [14 empty] | 3 | 3 | 1 | 1 | 4 | 1 | 1 | 0
PG&E KERN | Renfro | 115 | Biomass |  |  | 0 | 0 | 0 | 0 | 0 | 0 | 0 | 0 | 0 | 5 | 2 | 5 | 2 | [14 empty] | 3 | 3 | 3 | 3 | 3 | 1 | 1 | 0
PG&E GBA | Richmond R | 115 | Biomass |  |  | 0 | 0 | 0 | 0 | 0 | 0 | 0 | 0 | 0 | 5 | 2 | 1 | 1 | [14 empty] | 1 | 3 | 3 | 3 | 3 | 1 | 5 | 1
PG&E NGBA | Rincon | 115 | Biomass |  |  | 0 | 0 | 0 | 0 | 0 | 0 | 0 | 0 | 0 | 5 | 2 | 1 | 1 | [14 empty] | 1 | 3 | 3 | 1 | 3 | 1 | 1 | 0
PG&E KERN | Rio Bravo | 115 | Biomass |  |  | 0 | 0 | 0 | 0 | 0 | 0 | 0 | 0 | 0 | 5 | 2 | 5 | 2 | [14 empty] | 3 | 3 | 3 | 3 | 4 | 1 | 1 | 0
SCE Metro | Rio Hondo | 230 | Biomass |  |  | 0 | 0 | 0 | 0 | 0 | 0 | 0 | 0 | 0 | 1 | 1 | 1 | 1 | [14 empty] | 3 | 3 | 2 | 3 | 4 | 1 | 1 | 0
PG&E NGBA | Rio Oso | 115 | Biomass |  |  | 0 | 0 | 0 | 0 | 0 | 0 | 0 | 0 | 0 | 5 | 5 | 3 | 3 | [14 empty] | 1 | 3 | 1 | 3 | 1 | 1 | 1 | 0
PG&E NGBA | Rio Oso | 230 | Biomass |  |  | 0 | 0 | 0 | 0 | 0 | 0 | 0 | 0 | 0 | 5 | 5 | 3 | 3 | [14 empty] | 1 | 3 | 1 | 3 | 1 | 1 | 1 | 0
PG&E GBA | Ripon | 115 | Biomass |  |  | 0 | 0 | 0 | 0 | 0 | 0 | 0 | 0 | 0 | 5 | 5 | 1 | 1 | [14 empty] | 3 | 3 | 3 | 1 | 3 | 1 | 1 | 0
PG&E GBA | Riverbank | 115 | Biomass |  |  | 0 | 0 | 0 | 0 | 0 | 0 | 0 | 0 | 0 | 5 | 5 | 1 | 1 | [14 empty] | 3 | 3 | 3 | 1 | 3 | 1 | 1 | 0
SCE NOL | Roadway | 115 | Biomass |  |  | 0 | 0 | 0 | 0 | 0 | 0 | 0 | 0 | 0 | 3 | 3 | 1 | 1 | 3 | [13 empty] | 1 | 3 | 3 | 3 | 4 | 1 | 5 | 1
PG&E NGBA | Rock Creek 1 | 230 | Biomass |  |  | 0 | 0 | 0 | 0 | 0 | 0 | 0 | 0 | 0 | 5 | 2 | 1 | 1 | [14 empty] | 1 | 1 | 1 | 3 | 1 | 1 | 1 | 0
SCE Northern | Rosamond | 66 | Biomass |  |  | 0 | 0 | 0 | 0 | 0 | 0 | 0 | 0 | 0 | 5 | 5 | 1 | 1 | [14 empty] | 1 | 3 | 1 | 3 | 1 | 1 | 1 | 0
PG&E GBA | Rossmoor | 230 | Biomass |  |  | 0 | 0 | 0 | 0 | 0 | 0 | 0 | 0 | 0 | 5 | 2 | 1 | 1 | [14 empty] | 1 | 3 | 2 | 3 | 1 | 1 | 1 | 0
PG&E NGBA | Round Mountain | 230 | Biomass |  |  | 0 | 0 | 0 | 0 | 0 | 0 | 0 | 0 | 0 | 5 | 2 | 1 | 1 | [14 empty] | 1 | 1 | 1 | 1 | 1 | 1 | 1 | 0
PG&E NGBA | Round Mountain | 500 | Biomass |  |  | 0 | 0 | 0 | 0 | 0 | 0 | 0 | 0 | 0 | 5 | 2 | 1 | 1 | [14 empty] | 1 | 1 | 1 | 1 | 1 | 1 | 1 | 0
PG&E GBA | Salado | 115 | Biomass |  |  | 0 | 0 | 0 | 0 | 0 | 0 | 0 | 0 | 0 | 5 | 5 | 1 | 1 | [14 empty] | 3 | 3 | 1 | 1 | 4 | 1 | 1 | 0
PG&E GBA | Salado | 60 | Biomass |  |  | 0 | 0 | 0 | 0 | 0 | 0 | 0 | 0 | 0 | 5 | 5 | 1 | 1 | [14 empty] | 3 | 3 | 1 | 1 | 4 | 1 | 1 | 0
PG&E GBA | Salinas | 115 | Biomass |  |  | 0 | 0 | 0 | 0 | 0 | 0 | 0 | 0 | 0 | 1 | 1 | 3 | 3 | [14 empty] | 1 | 1 | 3 | 1 | 3 | 1 | 4 | 1
SDGE | Salt Creek | 69 | Biomass |  |  | 0 | 0 | 0 | 0 | 0 | 0 | 0 | 0 | 0 | 4 | 4 | 1 | 1 | [14 empty] | 1 | 3 | 2 | 3 | 3 | 1 | 1 | 0
SCE Eastern | San Bernardino | 230 | Biomass |  |  | 0 | 0 | 0 | 0 | 0 | 0 | 0 | 0 | 0 | 5 | 5 | 1 | 1 | [14 empty] | 3 | 3 | 4 | 3 | 3 | 1 | 5 | 1
PG&E GBA | SAN FRAN A (POTRERO PP) | 115 | Biomass |  |  | 0 | 0 | 0 | 0 | 0 | 0 | 0 | 0 | 0 | 5 | 2 | 1 | 1 | [14 empty] | 1 | 3 | 4 | 3 | 3 | 1 | 1 | 0
PG&E GBA | SAN FRAN A (POTRERO PP) | 230 | Biomass |  |  | 0 | 0 | 0 | 0 | 0 | 0 | 0 | 0 | 0 | 5 | 2 | 1 | 1 | [14 empty] | 1 | 3 | 4 | 3 | 3 | 1 | 1 | 0
PG&E GBA | San Jose A | 115 | Biomass |  |  | 0 | 0 | 0 | 0 | 0 | 0 | 0 | 0 | 0 | 1 | 1 | 1 | 1 | [14 empty] | 1 | 3 | 4 | 1 | 3 | 1 | 1 | 0
PG&E GBA | San Jose B | 115 | Biomass |  |  | 0 | 0 | 0 | 0 | 0 | 0 | 0 | 0 | 0 | 1 | 1 | 1 | 1 | [14 empty] | 1 | 3 | 3 | 1 | 3 | 1 | 1 | 0
PG&E GBA | San Leandro U | 115 | Biomass |  |  | 0 | 0 | 0 | 0 | 0 | 0 | 0 | 0 | 0 | 5 | 2 | 1 | 1 | [14 empty] | 1 | 3 | 2 | 3 | 3 | 1 | 1 | 0
PG&E KERN | San Luis Obispo | 115 | Biomass |  |  | 0 | 0 | 0 | 0 | 0 | 0 | 0 | 0 | 0 | 5 | 2 | 5 | 2 | [14 empty] | 1 | 1 | 1 | 1 | 1 | 1 | 1 | 0
PG&E KERN | San Luis Obispo | 70 | Biomass |  |  | 0 | 0 | 0 | 0 | 0 | 0 | 0 | 0 | 0 | 5 | 2 | 5 | 2 | [14 empty] | 1 | 1 | 1 | 1 | 1 | 1 | 5 | 1
SDGE | San Luis Rey | 230 | Biomass |  |  | 0 | 0 | 0 | 0 | 0 | 0 | 0 | 0 | 0 | 4 | 4 | 1 | 1 | [14 empty] | 1 | 3 | 2 | 3 | 1 | 1 | 1 | 0
SDGE | San Luis Rey | 69 | Biomass |  |  | 0 | 0 | 0 | 0 | 0 | 0 | 0 | 0 | 0 | 4 | 4 | 1 | 1 | [14 empty] | 1 | 3 | 2 | 3 | 1 | 1 | 1 | 0
SDGE | San Marcos | 69 | Biomass |  |  | 0 | 0 | 0 | 0 | 0 | 0 | 0 | 0 | 0 | 4 | 4 | 1 | 1 | [14 empty] | 1 | 3 | 3 | 3 | 1 | 1 | 1 | 0
SCE Metro | San Onofre | 230 | Biomass |  |  | 0 | 0 | 0 | 0 | 0 | 0 | 0 | 0 | 0 | 1 | 1 | 1 | 1 | [14 empty] | 1 | 3 | 1 | 3 | 1 | 1 | 1 | 0
PG&E GBA | San Pablo | 115 | Biomass |  |  | 0 | 0 | 0 | 0 | 0 | 0 | 0 | 0 | 0 | 5 | 2 | 1 | 1 | [14 empty] | 1 | 3 | 3 | 3 | 4 | 1 | 1 | 0
PG&E GBA | San Ramon | 230 | Biomass |  |  | 0 | 0 | 0 | 0 | 0 | 0 | 0 | 0 | 0 | 5 | 2 | 1 | 1 | [14 empty] | 1 | 3 | 3 | 3 | 1 | 1 | 1 | 0
SDGE | San Ysidro | 69 | Biomass |  |  | 0 | 0 | 0 | 0 | 0 | 0 | 0 | 0 | 0 | 4 | 4 | 1 | 1 | [14 empty] | 1 | 3 | 3 | 3 | 3 | 1 | 1 | 0
SCE NOL | Sandlot | 230 | Biomass |  |  | 0 | 0 | 0 | 0 | 0 | 0 | 0 | 0 | 0 | 4 | 4 | 1 | 1 | [14 empty] | 1 | 3 | 1 | 3 | 3 | 1 | 1 | 0
EOP | Sandy | 138 | Biomass |  |  | 0 | 0 | 0 | 0 | 0 | 0 | 0 | 0 | 0 | 5 | 3 | 4 | 2 | [14 empty] | 1 | 1 | 1 | 3 | 1 | 1 | 1 | 0
PG&E FRESNO | Sanger | 115 | Biomass |  |  | 0 | 0 | 0 | 0 | 0 | 0 | 0 | 0 | 0 | 5 | 2 | 5 | 2 | 3 | [13 empty] | 3 | 3 | 3 | 1 | 3 | 1 | 5 | 1
SCE Northern | Santa Clara | 230 | Biomass |  |  | 0 | 0 | 0 | 0 | 0 | 0 | 0 | 0 | 0 | 5 | 2 | 4 | 2 | [14 empty] | 1 | 3 | 2 | 3 | 3 | 1 | 1 | 0
PG&E NGBA | Santa Rosa A | 115 | Biomass |  |  | 0 | 0 | 0 | 0 | 0 | 0 | 0 | 0 | 0 | 5 | 2 | 1 | 1 | [14 empty] | 1 | 3 | 3 | 1 | 3 | 1 | 1 | 0
PG&E GBA | Santa Teresa | 115 | Biomass |  |  | 0 | 0 | 0 | 0 | 0 | 0 | 0 | 0 | 0 | 1 | 1 | 1 | 1 | [14 empty] | 1 | 3 | 3 | 1 | 3 | 1 | 1 | 0
SDGE | Santee | 138 | Biomass |  |  | 0 | 0 | 0 | 0 | 0 | 0 | 0 | 0 | 0 | 4 | 4 | 1 | 1 | [14 empty] | 1 | 3 | 3 | 3 | 3 | 1 | 1 | 0
SCE Metro | Santiago | 230 | Biomass |  |  | 0 | 0 | 0 | 0 | 0 | 0 | 0 | 0 | 0 | 1 | 1 | 1 | 1 | [14 empty] | 3 | 3 | 3 | 3 | 3 | 1 | 1 | 0
PG&E GBA | Saratoga | 230 | Biomass |  |  | 0 | 0 | 0 | 0 | 0 | 0 | 0 | 0 | 0 | 1 | 1 | 1 | 1 | [14 empty] | 1 | 3 | 2 | 1 | 1 | 1 | 1 | 0
SCE Northern | Saugus | 230 | Biomass |  |  | 0 | 0 | 0 | 0 | 0 | 0 | 0 | 0 | 0 | 5 | 2 | 4 | 2 | [14 empty] | 3 | 3 | 3 | 3 | 1 | 1 | 1 | 0
PG&E FRESNO | Schindler | 115 | Biomass |  |  | 0 | 0 | 0 | 0 | 0 | 0 | 0 | 0 | 0 | 5 | 2 | 5 | 2 | [14 empty] | 3 | 3 | 1 | 1 | 4 | 1 | 1 | 0
PG&E FRESNO | Schindler | 70 | Biomass |  |  | 0 | 0 | 0 | 0 | 0 | 0 | 0 | 0 | 0 | 5 | 2 | 5 | 2 | [14 empty] | 3 | 3 | 1 | 1 | 4 | 1 | 1 | 0
PG&E GBA | Schulte | 115 | Biomass |  |  | 0 | 0 | 0 | 0 | 0 | 0 | 0 | 0 | 0 | 5 | 5 | 1 | 1 | [14 empty] | 3 | 3 | 4 | 1 | 3 | 1 | 1 | 0
SDGE | Scripps | 69 | Biomass |  |  | 0 | 0 | 0 | 0 | 0 | 0 | 0 | 0 | 0 | 4 | 4 | 1 | 1 | [14 empty] | 1 | 3 | 3 | 3 | 1 | 1 | 1 | 0
PG&E KERN | Semitropic | 115 | Biomass |  |  | 0 | 0 | 0 | 0 | 0 | 0 | 0 | 0 | 0 | 5 | 2 | 5 | 2 | [14 empty] | 3 | 3 | 2 | 3 | 4 | 1 | 1 | 0
SCE Metro | Serrano | 230 | Biomass |  |  | 0 | 0 | 0 | 0 | 0 | 0 | 0 | 0 | 0 | 1 | 1 | 1 | 1 | [14 empty] | 3 | 3 | 3 | 3 | 3 | 1 | 1 | 0
SCE Metro | Serrano | 500 | Biomass |  |  | 0 | 0 | 0 | 0 | 0 | 0 | 0 | 0 | 0 | 1 | 1 | 1 | 1 | [14 empty] | 3 | 3 | 3 | 3 | 3 | 1 | 1 | 0
SDGE | Shadowridge | 138 | Biomass |  |  | 0 | 0 | 0 | 0 | 0 | 0 | 0 | 0 | 0 | 4 | 4 | 1 | 1 | [14 empty] | 1 | 3 | 2 | 3 | 1 | 1 | 1 | 0
PG&E KERN | Shafter | 115 | Biomass |  |  | 0 | 0 | 0 | 0 | 0 | 0 | 0 | 0 | 0 | 5 | 2 | 5 | 2 | [14 empty] | 3 | 3 | 2 | 3 | 4 | 1 | 1 | 0
PG&E NGBA | Silverado | 115 | Biomass |  |  | 0 | 0 | 0 | 0 | 0 | 0 | 0 | 0 | 0 | 5 | 2 | 1 | 1 | [14 empty] | 1 | 3 | 2 | 1 | 1 | 1 | 1 | 0
SDGE | Silvergate | 230 | Biomass |  |  | 0 | 0 | 0 | 0 | 0 | 0 | 0 | 0 | 0 | 4 | 4 | 1 | 1 | [14 empty] | 1 | 3 | 4 | 3 | 4 | 1 | 1 | 0
SDGE | Silvergate | 69 | Biomass |  |  | 0 | 0 | 0 | 0 | 0 | 0 | 0 | 0 | 0 | 4 | 4 | 1 | 1 | [14 empty] | 1 | 3 | 4 | 3 | 4 | 1 | 1 | 0
PG&E KERN | Sisquoc | 115 | Biomass |  |  | 0 | 0 | 0 | 0 | 0 | 0 | 0 | 0 | 0 | 5 | 2 | 5 | 2 | [14 empty] | 1 | 1 | 2 | 3 | 1 | 1 | 1 | 0
EOP | Sloan Canyon | 230 | Biomass |  |  | 0 | 0 | 0 | 0 | 0 | 0 | 0 | 0 | 0 | 5 | 3 | 4 | 2 | [14 empty] | 1 | 1 | 2 | 3 | 1 | 1 | 1 | 0
EOP | Sloan Canyon | 500 | Biomass |  |  | 0 | 0 | 0 | 0 | 0 | 0 | 0 | 0 | 0 | 5 | 3 | 4 | 2 | [14 empty] | 1 | 1 | 2 | 3 | 1 | 1 | 1 | 0
PG&E KERN | Smyrna | 115 | Biomass |  |  | 0 | 0 | 0 | 0 | 0 | 0 | 0 | 0 | 0 | 5 | 2 | 5 | 2 | [14 empty] | 3 | 3 | 1 | 3 | 4 | 1 | 1 | 0
PG&E GBA | Sobrante | 115 | Biomass |  |  | 0 | 0 | 0 | 0 | 0 | 0 | 0 | 0 | 0 | 5 | 2 | 1 | 1 | [14 empty] | 1 | 3 | 3 | 3 | 1 | 1 | 1 | 0
PG&E GBA | Sobrante | 230 | Biomass |  |  | 0 | 0 | 0 | 0 | 0 | 0 | 0 | 0 | 0 | 5 | 2 | 1 | 1 | [14 empty] | 1 | 3 | 3 | 3 | 1 | 1 | 1 | 0
PG&E KERN | Solar | 230 | Biomass |  |  | 0 | 0 | 0 | 0 | 0 | 0 | 0 | 0 | 0 | 5 | 2 | 5 | 2 | [14 empty] | 1 | 3 | 1 | 1 | 1 | 1 | 1 | 0
PG&E GBA | Soledad | 115 | Biomass |  |  | 0 | 0 | 0 | 0 | 0 | 0 | 0 | 0 | 0 | 1 | 1 | 3 | 3 | [14 empty] | 1 | 1 | 1 | 1 | 1 | 1 | 1 | 0
PG&E GBA | Soledad | 60 | Biomass |  |  | 0 | 0 | 0 | 0 | 0 | 0 | 0 | 0 | 0 | 1 | 1 | 3 | 3 | [14 empty] | 1 | 1 | 1 | 1 | 1 | 1 | 1 | 0
SDGE | Spring Valley | 69 | Biomass |  |  | 0 | 0 | 0 | 0 | 0 | 0 | 0 | 0 | 0 | 4 | 4 | 1 | 1 | [14 empty] | 1 | 3 | 3 | 3 | 3 | 1 | 1 | 0
SCE Northern | Springville | 230 | Biomass |  |  | 0 | 0 | 0 | 0 | 0 | 0 | 0 | 0 | 0 | 5 | 5 | 1 | 1 | [14 empty] | 3 | 3 | 1 | 3 | 4 | 1 | 1 | 0
PG&E GBA | Stagg | 230 | Biomass |  |  | 0 | 0 | 0 | 0 | 0 | 0 | 0 | 0 | 0 | 5 | 2 | 1 | 1 | [14 empty] | 3 | 3 | 3 | 1 | 3 | 1 | 1 | 0
PG&E GBA | Standard Oil | 115 | Biomass |  |  | 0 | 0 | 0 | 0 | 0 | 0 | 0 | 0 | 0 | 5 | 2 | 1 | 1 | [14 empty] | 1 | 3 | 4 | 3 | 3 | 1 | 1 | 0
PG&E GBA | Stanislaus | 115 | Biomass |  |  | 0 | 0 | 0 | 0 | 0 | 0 | 0 | 0 | 0 | 5 | 5 | 1 | 1 | [14 empty] | 1 | 3 | 1 | 3 | 1 | 1 | 1 | 0
PG&E KERN | Stockdale | 115 | Biomass |  |  | 0 | 0 | 0 | 0 | 0 | 0 | 0 | 0 | 0 | 5 | 2 | 5 | 2 | [14 empty] | 3 | 3 | 3 | 3 | 3 | 1 | 1 | 0
PG&E KERN | Stockdale | 230 | Biomass |  |  | 0 | 0 | 0 | 0 | 0 | 0 | 0 | 0 | 0 | 5 | 2 | 5 | 2 | [14 empty] | 3 | 3 | 3 | 3 | 3 | 1 | 1 | 0
PG&E GBA | Stockton A | 115 | Biomass |  |  | 0 | 0 | 0 | 0 | 0 | 0 | 0 | 0 | 0 | 5 | 2 | 1 | 1 | [14 empty] | 3 | 3 | 3 | 1 | 4 | 1 | 1 | 0
PG&E GBA | Stone | 115 | Biomass |  |  | 0 | 0 | 0 | 0 | 0 | 0 | 0 | 0 | 0 | 1 | 1 | 1 | 1 | [14 empty] | 1 | 3 | 3 | 1 | 3 | 1 | 1 | 0
PG&E FRESNO | Storey | 230 | Biomass |  |  | 0 | 0 | 0 | 0 | 0 | 0 | 0 | 0 | 0 | 5 | 2 | 5 | 2 | [14 empty] | 3 | 3 | 1 | 1 | 4 | 1 | 1 | 0
PG&E NGBA | Summit | 115 | Biomass |  |  | 0 | 0 | 0 | 0 | 0 | 0 | 0 | 0 | 0 | 5 | 5 | 3 | 3 | [14 empty] | 1 | 3 | 1 | 1 | 1 | 1 | 1 | 0
SDGE | Suncrest | 230 | Biomass |  |  | 0 | 0 | 0 | 0 | 0 | 0 | 0 | 0 | 0 | 4 | 4 | 1 | 1 | [14 empty] | 1 | 3 | 1 | 3 | 1 | 1 | 1 | 0
SDGE | Suncrest | 500 | Biomass |  |  | 0 | 0 | 0 | 0 | 0 | 0 | 0 | 0 | 0 | 4 | 4 | 1 | 1 | [14 empty] | 1 | 3 | 1 | 3 | 1 | 1 | 1 | 0
PG&E KERN | Sunrise | 230 | Biomass |  |  | 0 | 0 | 0 | 0 | 0 | 0 | 0 | 0 | 0 | 5 | 2 | 5 | 2 | [14 empty] | 3 | 3 | 4 | 3 | 4 | 1 | 1 | 0
PG&E KERN | Sunset | 230 | Biomass |  |  | 0 | 0 | 0 | 0 | 0 | 0 | 0 | 0 | 0 | 5 | 2 | 5 | 2 | [14 empty] | 3 | 3 | 4 | 3 | 4 | 1 | 1 | 0
PG&E GBA | Swift | 115 | Biomass |  |  | 0 | 0 | 0 | 0 | 0 | 0 | 0 | 0 | 0 | 1 | 1 | 1 | 1 | [14 empty] | 1 | 3 | 3 | 1 | 3 | 1 | 1 | 0
SDGE | Sycamore Canyon | 138 | Biomass |  |  | 0 | 0 | 0 | 0 | 0 | 0 | 0 | 0 | 0 | 4 | 4 | 1 | 1 | [14 empty] | 1 | 3 | 2 | 3 | 1 | 1 | 1 | 0
SDGE | Sycamore Canyon | 230 | Biomass |  |  | 0 | 0 | 0 | 0 | 0 | 0 | 0 | 0 | 0 | 4 | 4 | 1 | 1 | [14 empty] | 1 | 3 | 2 | 3 | 1 | 1 | 1 | 0
SDGE | Sycamore Canyon | 69 | Biomass |  |  | 0 | 0 | 0 | 0 | 0 | 0 | 0 | 0 | 0 | 4 | 4 | 1 | 1 | [14 empty] | 1 | 3 | 2 | 3 | 1 | 1 | 1 | 0
SCE Northern | Sylmar | 230 | Biomass |  |  | 0 | 0 | 0 | 0 | 0 | 0 | 0 | 0 | 0 | 5 | 2 | 4 | 2 | [14 empty] | 3 | 3 | 3 | 3 | 4 | 1 | 1 | 0
PG&E NGBA | Table Mountain | 115 | Biomass |  |  | 0 | 0 | 0 | 0 | 0 | 0 | 0 | 0 | 0 | 5 | 2 | 1 | 1 | [14 empty] | 1 | 3 | 2 | 1 | 4 | 1 | 1 | 0
PG&E NGBA | Table Mountain | 230 | Biomass |  |  | 0 | 0 | 0 | 0 | 0 | 0 | 0 | 0 | 0 | 5 | 2 | 1 | 1 | [14 empty] | 1 | 3 | 2 | 1 | 4 | 1 | 1 | 0
PG&E NGBA | Table Mountain | 500 | Biomass |  |  | 0 | 0 | 0 | 0 | 0 | 0 | 0 | 0 | 0 | 5 | 2 | 1 | 1 | [14 empty] | 1 | 3 | 2 | 1 | 4 | 1 | 1 | 0
PG&E NGBA | Table Mountain | 60 | Biomass |  |  | 0 | 0 | 0 | 0 | 0 | 0 | 0 | 0 | 0 | 5 | 2 | 1 | 1 | [14 empty] | 1 | 3 | 2 | 1 | 4 | 1 | 1 | 0
PG&E KERN | Taft | 115 | Biomass |  |  | 0 | 0 | 0 | 0 | 0 | 0 | 0 | 0 | 0 | 5 | 2 | 5 | 2 | [14 empty] | 3 | 3 | 3 | 3 | 3 | 1 | 1 | 0
SDGE | Talega | 138 | Biomass |  |  | 0 | 0 | 0 | 0 | 0 | 0 | 0 | 0 | 0 | 1 | 1 | 1 | 1 | [14 empty] | 1 | 3 | 2 | 3 | 1 | 1 | 1 | 0
SDGE | Talega | 230 | Biomass |  |  | 0 | 0 | 0 | 0 | 0 | 0 | 0 | 0 | 0 | 1 | 1 | 1 | 1 | [14 empty] | 1 | 3 | 2 | 3 | 1 | 1 | 1 | 0
PG&E GBA | Tassajara | 230 | Biomass |  |  | 0 | 0 | 0 | 0 | 0 | 0 | 0 | 0 | 0 | 5 | 2 | 1 | 1 | [14 empty] | 1 | 3 | 2 | 3 | 1 | 1 | 1 | 0
PG&E KERN | Tejon | 70 | Biomass |  |  | 0 | 0 | 0 | 0 | 0 | 0 | 0 | 0 | 0 | 5 | 2 | 5 | 2 | [14 empty] | 3 | 3 | 2 | 3 | 4 | 1 | 1 | 0
SDGE | Telegraph Canyon | 138 | Biomass |  |  | 0 | 0 | 0 | 0 | 0 | 0 | 0 | 0 | 0 | 4 | 4 | 1 | 1 | [14 empty] | 1 | 3 | 3 | 3 | 3 | 1 | 1 | 0
PG&E KERN | Temblor | 115 | Biomass |  |  | 0 | 0 | 0 | 0 | 0 | 0 | 0 | 0 | 0 | 5 | 2 | 5 | 2 | [14 empty] | 3 | 3 | 3 | 3 | 4 | 1 | 1 | 0
PG&E KERN | Templeton | 230 | Biomass |  |  | 0 | 0 | 0 | 0 | 0 | 0 | 0 | 0 | 0 | 5 | 2 | 5 | 2 | [14 empty] | 1 | 1 | 1 | 1 | 1 | 1 | 1 | 0
PG&E KERN | Templeton | 70 | Biomass |  |  | 0 | 0 | 0 | 0 | 0 | 0 | 0 | 0 | 0 | 5 | 2 | 5 | 2 | [14 empty] | 1 | 1 | 1 | 1 | 1 | 1 | 5 | 1
PG&E GBA | Tesla | 115 | Biomass |  |  | 0 | 0 | 0 | 0 | 0 | 0 | 0 | 0 | 0 | 1 | 1 | 1 | 1 | [14 empty] | 1 | 3 | 3 | 3 | 3 | 1 | 1 | 0
PG&E GBA | Tesla | 230 | Biomass |  |  | 0 | 0 | 0 | 0 | 0 | 0 | 0 | 0 | 0 | 5 | 2 | 1 | 1 | [14 empty] | 1 | 3 | 3 | 3 | 3 | 1 | 1 | 0
PG&E GBA | Tesla | 500 | Biomass |  |  | 0 | 0 | 0 | 0 | 0 | 0 | 0 | 0 | 0 | 1 | 1 | 1 | 1 | [14 empty] | 1 | 3 | 3 | 3 | 3 | 1 | 1 | 0
PG&E KERN | Tevis | 115 | Biomass |  |  | 0 | 0 | 0 | 0 | 0 | 0 | 0 | 0 | 0 | 5 | 2 | 5 | 2 | [14 empty] | 3 | 3 | 3 | 3 | 3 | 1 | 1 | 0
EOP | Thousandaire | 138 | Biomass |  |  | 0 | 0 | 0 | 0 | 0 | 0 | 0 | 0 | 0 | 5 | 3 | 4 | 2 | [14 empty] | 1 | 1 | 1 | 3 | 1 | 1 | 1 | 0
PG&E KERN | Topaz | 230 | Biomass |  |  | 0 | 0 | 0 | 0 | 0 | 0 | 0 | 0 | 0 | 5 | 2 | 5 | 2 | [14 empty] | 3 | 3 | 3 | 3 | 3 | 1 | 1 | 0
SCE NOL | Tortilla | 115 | Biomass |  |  | 0 | 0 | 0 | 0 | 0 | 0 | 0 | 0 | 0 | 4 | 4 | 1 | 1 | [14 empty] | 1 | 3 | 2 | 3 | 3 | 1 | 1 | 0
SDGE | Trabuco | 138 | Biomass |  |  | 0 | 0 | 0 | 0 | 0 | 0 | 0 | 0 | 0 | 1 | 1 | 1 | 1 | [14 empty] | 3 | 3 | 4 | 3 | 3 | 1 | 1 | 0
PG&E GBA | Tracy | 115 | Biomass |  |  | 0 | 0 | 0 | 0 | 0 | 0 | 0 | 0 | 0 | 5 | 2 | 1 | 1 | [14 empty] | 1 | 3 | 3 | 3 | 3 | 1 | 4 | 1
PG&E FRESNO | Tranquility | 230 | Biomass |  |  | 0 | 0 | 0 | 0 | 0 | 0 | 0 | 0 | 0 | 5 | 2 | 5 | 2 | [14 empty] | 3 | 3 | 1 | 1 | 4 | 1 | 1 | 0
PG&E GBA | Trimble | 115 | Biomass |  |  | 0 | 0 | 0 | 0 | 0 | 0 | 0 | 0 | 0 | 1 | 1 | 1 | 1 | [14 empty] | 1 | 3 | 3 | 1 | 3 | 1 | 1 | 0
EOP | Trout Canyon | 230 | Biomass |  |  | 0 | 0 | 0 | 0 | 0 | 0 | 0 | 0 | 0 | 5 | 3 | 4 | 2 | [14 empty] | 1 | 1 | 1 | 3 | 1 | 1 | 1 | 0
EOP | Trout Canyon | 500 | Biomass |  |  | 0 | 0 | 0 | 0 | 0 | 0 | 0 | 0 | 0 | 5 | 3 | 4 | 2 | [14 empty] | 1 | 1 | 1 | 3 | 1 | 1 | 1 | 0
PG&E NGBA | Tulucay | 230 | Biomass |  |  | 0 | 0 | 0 | 0 | 0 | 0 | 0 | 0 | 0 | 5 | 2 | 1 | 1 | [14 empty] | 1 | 3 | 3 | 1 | 1 | 1 | 1 | 0
PG&E NGBA | Tulucay | 60 | Biomass |  |  | 0 | 0 | 0 | 0 | 0 | 0 | 0 | 0 | 0 | 5 | 2 | 1 | 1 | [14 empty] | 1 | 3 | 3 | 1 | 1 | 1 | 1 | 0
PG&E KERN | Tupman | 115 | Biomass |  |  | 0 | 0 | 0 | 0 | 0 | 0 | 0 | 0 | 0 | 5 | 2 | 5 | 2 | [14 empty] | 3 | 3 | 3 | 3 | 4 | 1 | 1 | 0
PG&E NGBA | Ukiah | 115 | Biomass |  |  | 0 | 0 | 0 | 0 | 0 | 0 | 0 | 0 | 0 | 5 | 2 | 1 | 1 | [14 empty] | 1 | 1 | 1 | 1 | 1 | 1 | 1 | 0
PG&E KERN | Union (Estrella) | 70 | Biomass |  |  | 0 | 0 | 0 | 0 | 0 | 0 | 0 | 0 | 0 | 5 | 2 | 5 | 2 | [14 empty] | 1 | 1 | 1 | 1 | 1 | 1 | 1 | 0
PG&E NGBA | Vaca Dixon | 115 | Biomass |  |  | 0 | 0 | 0 | 0 | 0 | 0 | 0 | 0 | 0 | 5 | 2 | 1 | 1 | [14 empty] | 1 | 3 | 4 | 3 | 1 | 1 | 1 | 0
PG&E NGBA | Vaca Dixon | 230 | Biomass |  |  | 0 | 0 | 0 | 0 | 0 | 0 | 0 | 0 | 0 | 5 | 2 | 1 | 1 | [14 empty] | 1 | 3 | 4 | 3 | 1 | 1 | 1 | 0
PG&E NGBA | Vaca Dixon | 500 | Biomass |  |  | 0 | 0 | 0 | 0 | 0 | 0 | 0 | 0 | 0 | 5 | 2 | 1 | 1 | [14 empty] | 1 | 3 | 4 | 3 | 1 | 1 | 1 | 0
PG&E NGBA | Vaca Dixon | 60 | Biomass |  |  | 0 | 0 | 0 | 0 | 0 | 0 | 0 | 0 | 0 | 5 | 2 | 1 | 1 | [14 empty] | 1 | 3 | 4 | 3 | 1 | 1 | 1 | 0
SCE Eastern | Valley (SCE) | 500 | Biomass |  |  | 0 | 0 | 0 | 0 | 0 | 0 | 0 | 0 | 0 | 5 | 5 | 1 | 1 | [14 empty] | 3 | 3 | 4 | 3 | 3 | 1 | 1 | 0
EOP | Valley (VEA) | 138 | Biomass |  |  | 0 | 0 | 0 | 0 | 0 | 0 | 0 | 0 | 0 | 5 | 3 | 4 | 2 | [14 empty] | 1 | 1 | 1 | 3 | 1 | 1 | 1 | 0
SDGE | Valley Center | 69 | Biomass |  |  | 0 | 0 | 0 | 0 | 0 | 0 | 0 | 0 | 0 | 4 | 4 | 1 | 1 | [14 empty] | 1 | 3 | 2 | 3 | 1 | 1 | 1 | 0
PG&E GBA | Valley Home | 115 | Biomass |  |  | 0 | 0 | 0 | 0 | 0 | 0 | 0 | 0 | 0 | 5 | 5 | 1 | 1 | [14 empty] | 3 | 3 | 2 | 1 | 4 | 1 | 1 | 0
PG&E GBA | Valley Springs | 230 | Biomass |  |  | 0 | 0 | 0 | 0 | 0 | 0 | 0 | 0 | 0 | 5 | 2 | 1 | 1 | [14 empty] | 1 | 3 | 2 | 3 | 1 | 1 | 5 | 1
PG&E GBA | Valley Springs | 60 | Biomass |  |  | 0 | 0 | 0 | 0 | 0 | 0 | 0 | 0 | 0 | 5 | 2 | 1 | 1 | [14 empty] | 1 | 3 | 2 | 3 | 1 | 1 | 1 | 0
EOP | Valley Switch | 138 | Biomass |  |  | 0 | 0 | 0 | 0 | 0 | 0 | 0 | 0 | 0 | 5 | 3 | 4 | 2 | [14 empty] | 1 | 1 | 1 | 3 | 1 | 1 | 1 | 0
EOP | Valley Switch | 230 | Biomass |  |  | 0 | 0 | 0 | 0 | 0 | 0 | 0 | 0 | 0 | 5 | 3 | 4 | 2 | [14 empty] | 1 | 1 | 1 | 3 | 1 | 1 | 1 | 0
PG&E GBA | Vasco | 230 | Biomass |  |  | 0 | 0 | 0 | 0 | 0 | 0 | 0 | 0 | 0 | 5 | 2 | 1 | 1 | [14 empty] | 1 | 3 | 2 | 3 | 1 | 1 | 1 | 0
PG&E GBA | Vasona | 230 | Biomass |  |  | 0 | 0 | 0 | 0 | 0 | 0 | 0 | 0 | 0 | 1 | 1 | 1 | 1 | [14 empty] | 1 | 3 | 2 | 1 | 1 | 1 | 1 | 0
SCE Northern | Vestal | 230 | Biomass |  |  | 0 | 0 | 0 | 0 | 0 | 0 | 0 | 0 | 0 | 5 | 5 | 1 | 1 | [14 empty] | 3 | 3 | 2 | 3 | 4 | 1 | 1 | 0
SCE Northern | Vestal | 66 | Biomass |  |  | 0 | 0 | 0 | 0 | 0 | 0 | 0 | 0 | 0 | 5 | 5 | 1 | 1 | [14 empty] | 3 | 3 | 2 | 3 | 4 | 1 | 1 | 0
SCE NOL | Victor | 115 | Biomass |  |  | 0 | 0 | 0 | 0 | 0 | 0 | 0 | 0 | 0 | 3 | 3 | 1 | 1 | [14 empty] | 1 | 3 | 2 | 3 | 3 | 1 | 1 | 0
SCE NOL | Victor | 230 | Biomass |  |  | 0 | 0 | 0 | 0 | 0 | 0 | 0 | 0 | 0 | 3 | 3 | 1 | 1 | [14 empty] | 1 | 3 | 2 | 3 | 3 | 1 | 1 | 0
SCE Metro | Viejo | 230 | Biomass |  |  | 0 | 0 | 0 | 0 | 0 | 0 | 0 | 0 | 0 | 1 | 1 | 1 | 1 | [14 empty] | 3 | 3 | 2 | 3 | 3 | 1 | 1 | 0
PG&E GBA | Vierra | 115 | Biomass |  |  | 0 | 0 | 0 | 0 | 0 | 0 | 0 | 0 | 0 | 5 | 5 | 1 | 1 | [14 empty] | 3 | 3 | 4 | 1 | 4 | 1 | 1 | 0
SCE Metro | Villa Park | 230 | Biomass |  |  | 0 | 0 | 0 | 0 | 0 | 0 | 0 | 0 | 0 | 1 | 1 | 1 | 1 | [14 empty] | 3 | 3 | 3 | 3 | 3 | 1 | 1 | 0
SCE Northern | Vincent | 230 | Biomass |  |  | 0 | 0 | 0 | 0 | 0 | 0 | 0 | 0 | 0 | 1 | 1 | 1 | 1 | [14 empty] | 1 | 3 | 1 | 3 | 1 | 1 | 1 | 0
SCE Northern | Vincent | 500 | Biomass |  |  | 0 | 0 | 0 | 0 | 0 | 0 | 0 | 0 | 0 | 1 | 1 | 1 | 1 | [14 empty] | 1 | 3 | 1 | 3 | 1 | 1 | 1 | 0
PG&E GBA | Vineyard | 230 | Biomass |  |  | 0 | 0 | 0 | 0 | 0 | 0 | 0 | 0 | 0 | 5 | 2 | 1 | 1 | [14 empty] | 1 | 3 | 3 | 3 | 1 | 1 | 1 | 0
SDGE | Vineyard | 69 | Biomass |  |  | 0 | 0 | 0 | 0 | 0 | 0 | 0 | 0 | 0 | 4 | 4 | 1 | 1 | [14 empty] | 1 | 3 | 3 | 3 | 1 | 1 | 1 | 0
SCE Eastern | Vista (SCE) | 230 | Biomass |  |  | 0 | 0 | 0 | 0 | 0 | 0 | 0 | 0 | 0 | 5 | 5 | 1 | 1 | [14 empty] | 3 | 3 | 3 | 3 | 4 | 1 | 5 | 1
EOP | Vista (VEA) | 138 | Biomass |  |  | 0 | 0 | 0 | 0 | 0 | 0 | 0 | 0 | 0 | 5 | 3 | 4 | 2 | [14 empty] | 1 | 1 | 1 | 3 | 1 | 1 | 1 | 0
EOP | Vista (VEA) | 230 | Biomass |  |  | 0 | 0 | 0 | 0 | 0 | 0 | 0 | 0 | 0 | 5 | 3 | 4 | 2 | [14 empty] | 1 | 1 | 1 | 3 | 1 | 1 | 1 | 0
PG&E FRESNO | Wahtoke | 115 | Biomass |  |  | 0 | 0 | 0 | 0 | 0 | 0 | 0 | 0 | 0 | 5 | 2 | 5 | 2 | [14 empty] | 3 | 3 | 2 | 1 | 4 | 1 | 1 | 0
SCE Northern | Wakefield | 66 | Biomass |  |  | 0 | 0 | 0 | 0 | 0 | 0 | 0 | 0 | 0 | 5 | 2 | 4 | 2 | [14 empty] | 1 | 3 | 1 | 3 | 1 | 1 | 1 | 0
SCE Metro | Walnut | 230 | Biomass |  |  | 0 | 0 | 0 | 0 | 0 | 0 | 0 | 0 | 0 | 1 | 1 | 1 | 1 | [14 empty] | 3 | 3 | 4 | 3 | 4 | 1 | 1 | 0
SCE Northern | Warne | 230 | Biomass |  |  | 0 | 0 | 0 | 0 | 0 | 0 | 0 | 0 | 0 | 5 | 2 | 4 | 2 | [14 empty] | 3 | 3 | 1 | 3 | 1 | 1 | 1 | 0
PG&E GBA | Warnerville | 230 | Biomass |  |  | 0 | 0 | 0 | 0 | 0 | 0 | 0 | 0 | 0 | 5 | 2 | 5 | 2 | [14 empty] | 3 | 3 | 3 | 1 | 3 | 1 | 1 | 0
PG&E FRESNO | Waukena | 115 | Biomass |  |  | 0 | 0 | 0 | 0 | 0 | 0 | 0 | 0 | 0 | 5 | 2 | 5 | 2 | [14 empty] | 3 | 3 | 2 | 1 | 4 | 1 | 1 | 0
PG&E GBA | Weber | 230 | Biomass |  |  | 0 | 0 | 0 | 0 | 0 | 0 | 0 | 0 | 0 | 5 | 2 | 1 | 1 | [14 empty] | 3 | 3 | 3 | 1 | 4 | 1 | 1 | 0
PG&E GBA | Weber | 60 | Biomass |  |  | 0 | 0 | 0 | 0 | 0 | 0 | 0 | 0 | 0 | 5 | 2 | 1 | 1 | [14 empty] | 3 | 3 | 3 | 1 | 4 | 1 | 1 | 0
PG&E FRESNO | West Fresno | 115 | Biomass |  |  | 0 | 0 | 0 | 0 | 0 | 0 | 0 | 0 | 0 | 5 | 2 | 5 | 2 | [14 empty] | 3 | 3 | 3 | 1 | 4 | 1 | 1 | 0
PG&E FRESNO | Westley | 230 | Biomass |  |  | 0 | 0 | 0 | 0 | 0 | 0 | 0 | 0 | 0 | 1 | 1 | 1 | 1 | [14 empty] | 3 | 3 | 1 | 1 | 4 | 1 | 1 | 0
PG&E KERN | Westpark | 115 | Biomass |  |  | 0 | 0 | 0 | 0 | 0 | 0 | 0 | 0 | 0 | 5 | 2 | 5 | 2 | [14 empty] | 3 | 3 | 3 | 3 | 4 | 1 | 1 | 0
PG&E KERN | Wheeler Ridge | 230 | Biomass |  |  | 0 | 0 | 0 | 0 | 0 | 0 | 0 | 0 | 0 | 5 | 5 | 5 | 2 | [14 empty] | 3 | 3 | 1 | 3 | 4 | 1 | 1 | 0
PG&E KERN | Wheeler Ridge | 115 | Biomass |  |  | 0 | 0 | 0 | 0 | 0 | 0 | 0 | 0 | 0 | 5 | 2 | 5 | 2 | [14 empty] | 3 | 3 | 1 | 3 | 4 | 1 | 1 | 0
PG&E KERN | Wheeler Ridge | 70 | Biomass |  |  | 0 | 0 | 0 | 0 | 0 | 0 | 0 | 0 | 0 | 5 | 5 | 5 | 2 | [14 empty] | 3 | 3 | 1 | 3 | 4 | 1 | 1 | 0
SCE Northern | Whirlwind | 230 | Biomass |  |  | 0 | 0 | 0 | 0 | 0 | 0 | 0 | 0 | 0 | 5 | 5 | 1 | 1 | [14 empty] | 1 | 3 | 1 | 3 | 1 | 1 | 1 | 0
SCE Northern | Whirlwind | 500 | Biomass |  |  | 0 | 0 | 0 | 0 | 0 | 0 | 0 | 0 | 0 | 5 | 5 | 1 | 1 | [14 empty] | 1 | 3 | 1 | 3 | 1 | 1 | 1 | 0
PG&E GBA | Whisman | 115 | Biomass |  |  | 0 | 0 | 0 | 0 | 0 | 0 | 0 | 0 | 0 | 1 | 1 | 1 | 1 | [14 empty] | 1 | 3 | 3 | 1 | 3 | 1 | 1 | 0
SCE Eastern | Wildlife | 230 | Biomass |  |  | 0 | 0 | 0 | 0 | 0 | 0 | 0 | 0 | 0 | 5 | 5 | 1 | 1 | [14 empty] | 3 | 3 | 4 | 3 | 4 | 1 | 1 | 0
PG&E FRESNO | Wilson | 115 | Biomass |  |  | 0 | 0 | 0 | 0 | 0 | 0 | 0 | 0 | 0 | 5 | 2 | 5 | 2 | 4 | [13 empty] | 3 | 3 | 1 | 1 | 4 | 1 | 1 | 0
PG&E FRESNO | Wilson | 230 | Biomass |  |  | 0 | 0 | 0 | 0 | 0 | 0 | 0 | 0 | 0 | 5 | 2 | 5 | 2 | [14 empty] | 3 | 3 | 1 | 1 | 4 | 1 | 1 | 0
SCE Northern | Windhub | 230 | Biomass |  |  | 0 | 0 | 0 | 0 | 0 | 0 | 0 | 0 | 0 | 5 | 5 | 1 | 1 | [14 empty] | 1 | 3 | 1 | 3 | 3 | 1 | 1 | 0
SCE Northern | Windhub | 500 | Biomass |  |  | 0 | 0 | 0 | 0 | 0 | 0 | 0 | 0 | 0 | 5 | 5 | 1 | 1 | [14 empty] | 1 | 3 | 1 | 3 | 3 | 1 | 1 | 0
PG&E GBA | Windmaster | 230 | Biomass |  |  | 0 | 0 | 0 | 0 | 0 | 0 | 0 | 0 | 0 | 5 | 2 | 1 | 1 | [14 empty] | 1 | 3 | 3 | 3 | 3 | 1 | 1 | 0
PG&E NGBA | Windsor | 60 | Biomass |  |  | 0 | 0 | 0 | 0 | 0 | 0 | 0 | 0 | 0 | 5 | 2 | 1 | 1 | [14 empty] | 3 | 3 | 3 | 3 | 3 | 1 | 1 | 0
PG&E NGBA | Woodland | 115 | Biomass |  |  | 0 | 0 | 0 | 0 | 0 | 0 | 0 | 0 | 0 | 5 | 5 | 3 | 3 | [14 empty] | 1 | 3 | 1 | 1 | 1 | 1 | 1 | 0
PG&E FRESNO | Woodward | 115 | Biomass |  |  | 0 | 0 | 0 | 0 | 0 | 0 | 0 | 0 | 0 | 5 | 2 | 5 | 2 | [14 empty] | 3 | 3 | 3 | 1 | 3 | 1 | 1 | 0
PG&E NGBA | Wyandotte | 115 | Biomass |  |  | 0 | 0 | 0 | 0 | 0 | 0 | 0 | 0 | 0 | 5 | 2 | 1 | 1 | [14 empty] | 1 | 3 | 3 | 1 | 3 | 1 | 4 | 1
PG&E KERN | 7th Standard | 115 | Wind, Onshore |  |  | 0 | 0 | 0 | 0 | 0 | 0 | 0 | 0 | 0 | 5 | 2 | 5 | 2 |  | 1 | 1 | N/A |  |  |  | N/A | N/A | N/A | N/A | N/A | N/A | N/A | 1 | 1 | 3 | 1 | 2 | 1 | 1 | 0
SCE Metro | Alamitos | 230 | Wind, Onshore |  |  | 0 | 0 | 0 | 0 | 0 | 0 | 0 | 0 | 0 | 1 | 1 | 1 | 1 |  | 1 | 1 | N/A |  |  |  | N/A | N/A | N/A | N/A | N/A | N/A | N/A | 1 | 1 | 1 | 1 | 1 | 1 | 1 | 0
SCE Eastern | Alberhill | 115 | Wind, Onshore |  |  | 0 | 0 | 0 | 0 | 0 | 0 | 0 | 0 | 0 | 5 | 5 | 1 | 1 |  | 1 | 1 | N/A |  |  |  | N/A | N/A | N/A | N/A | N/A | N/A | N/A | 1 | 1 | 4 | 1 | 1 | 1 | 1 | 0
SCE Eastern | Alberhill | 500 | Wind, Onshore |  |  | 0 | 0 | 0 | 0 | 0 | 0 | 0 | 0 | 0 | 5 | 5 | 1 | 1 |  | 1 | 1 | N/A |  |  |  | N/A | N/A | N/A | N/A | N/A | N/A | N/A | 1 | 1 | 4 | 1 | 1 | 1 | 1 | 0
PG&E GBA | Alhambra | 115 | Wind, Onshore |  |  | 0 | 0 | 0 | 0 | 0 | 0 | 0 | 0 | 0 | 5 | 2 | 1 | 1 |  | 1 | 1 | N/A |  |  |  | N/A | N/A | N/A | N/A | N/A | N/A | N/A | 2 | 1 | 2 | 1 | 2 | 1 | 1 | 0
PG&E FRESNO | Alpaugh | 115 | Wind, Onshore |  |  | 0 | 0 | 0 | 0 | 0 | 0 | 0 | 0 | 0 | 5 | 2 | 5 | 2 |  | 1 | 1 | 1 |  |  |  | 1 | 1 | 1 | 1 | 1 | 1 | 1 | 1 | 1 | 3 | 1 | 1 | 1 | 1 | 0
SDGE | Alpine | 69 | Wind, Onshore |  |  | 0 | 0 | 0 | 0 | 0 | 0 | 0 | 0 | 0 | 4 | 4 | 1 | 1 |  | 1 | 1 | N/A |  |  |  | N/A | N/A | N/A | N/A | N/A | N/A | N/A | 2 | 1 | 4 | 1 | 3 | 1 | 1 | 0
PG&E GBA | Altamont Midway (Sandhill) | 230 | Wind, Onshore |  |  | 0 | 0 | 0 | 0 | 0 | 0 | 0 | 0 | 0 | 5 | 2 | 1 | 1 |  | 1 | 1 | 1 |  |  |  | 5 | 3 | 3 | 5 | 5 | 1 | 1 | 2 | 1 | 2 | 1 | 3 | 4+ | 4 | 1
SCE Northern | Antelope | 66 | Wind, Onshore |  |  | 0 | 0 | 0 | 0 | 0 | 0 | 0 | 0 | 0 | 5 | 5 | 1 | 1 |  | 1 | 1 | 1 |  |  |  | 3 | 1 | 1 | 1 | 1 | 1 | 1 | 2 | 1 | 4 | 1 | 3 | 1 | 1 | 0
SCE Northern | Antelope | 230 | Wind, Onshore |  |  | 0 | 0 | 0 | 0 | 0 | 0 | 0 | 0 | 0 | 5 | 5 | 1 | 1 | 4 | 1 | 1 | 1 |  |  |  | 3 | 1 | 1 | 1 | 1 | 1 | 1 | 2 | 1 | 4 | 1 | 3 | 1 | 4 | 1
SCE Northern | Antelope | 500 | Wind, Onshore |  |  | 0 | 0 | 0 | 0 | 0 | 0 | 0 | 0 | 0 | 5 | 5 | 1 | 1 |  | 1 | 1 | 1 |  |  |  | 3 | 1 | 1 | 1 | 1 | 1 | 1 | 2 | 1 | 4 | 1 | 3 | 1 | 1 | 0
PG&E NGBA | Arcata | 60 | Wind, Onshore |  |  | 0 | 0 | 0 | 0 | 0 | 0 | 0 | 0 | 0 | 5 | 2 | 1 | 1 |  | 1 | 1 | N/A |  |  |  | N/A | N/A | N/A | N/A | N/A | N/A | N/A | 2 | 2 | 4 | 2 | 3 | 1 | 1 | 0
PG&E KERN | Arco | 230 | Wind, Onshore |  |  | 0 | 0 | 0 | 0 | 0 | 0 | 0 | 0 | 0 | 5 | 2 | 5 | 2 |  | 1 | 1 | N/A |  |  |  | N/A | N/A | N/A | N/A | N/A | N/A | N/A | 1 | 1 | 4 | 1 | 1 | 1 | 1 | 0
PG&E KERN | Arco | 70 | Wind, Onshore |  |  | 0 | 0 | 0 | 0 | 0 | 0 | 0 | 0 | 0 | 5 | 2 | 5 | 2 |  | 1 | 1 | N/A |  |  |  | N/A | N/A | N/A | N/A | N/A | N/A | N/A | 1 | 1 | 4 | 1 | 1 | 1 | 1 | 0
SCE Metro | ArcoGen | 230 | Wind, Onshore |  |  | 0 | 0 | 0 | 0 | 0 | 0 | 0 | 0 | 0 | 1 | 1 | 1 | 1 |  | 1 | 1 | N/A |  |  |  | N/A | N/A | N/A | N/A | N/A | N/A | N/A | 1 | 1 | 1 | 1 | 1 | 1 | 1 | 0
SDGE | Artesian | 230 | Wind, Onshore |  |  | 0 | 0 | 0 | 0 | 0 | 0 | 0 | 0 | 0 | 4 | 4 | 1 | 1 |  | 1 | 1 | N/A |  |  |  | N/A | N/A | N/A | N/A | N/A | N/A | N/A | 2 | 1 | 2 | 1 | 3 | 1 | 1 | 0
SDGE | Artesian | 69 | Wind, Onshore |  |  | 0 | 0 | 0 | 0 | 0 | 0 | 0 | 0 | 0 | 4 | 4 | 1 | 1 |  | 1 | 1 | N/A |  |  |  | N/A | N/A | N/A | N/A | N/A | N/A | N/A | 2 | 1 | 2 | 1 | 3 | 1 | 1 | 0
PG&E FRESNO | Ashlan | 230 | Wind, Onshore |  |  | 0 | 0 | 0 | 0 | 0 | 0 | 0 | 0 | 0 | 5 | 2 | 5 | 2 |  | 1 | 1 | N/A |  |  |  | N/A | N/A | N/A | N/A | N/A | N/A | N/A | 1 | 1 | 2 | 2 | 1 | 1 | 1 | 0
PG&E NGBA | Atlantic | 115 | Wind, Onshore |  |  | 0 | 0 | 0 | 0 | 0 | 0 | 0 | 0 | 0 | 5 | 2 | 1 | 1 |  | 1 | 1 | N/A |  |  |  | N/A | N/A | N/A | N/A | N/A | N/A | N/A | 2 | 1 | 2 | 2 | 3 | 1 | 1 | 0
PG&E NGBA | Atlantic | 230 | Wind, Onshore |  |  | 0 | 0 | 0 | 0 | 0 | 0 | 0 | 0 | 0 | 5 | 2 | 1 | 1 |  | 1 | 1 | N/A |  |  |  | N/A | N/A | N/A | N/A | N/A | N/A | N/A | 2 | 1 | 2 | 2 | 3 | 1 | 1 | 0
PG&E NGBA | Atlantic | 60 | Wind, Onshore |  |  | 0 | 0 | 0 | 0 | 0 | 0 | 0 | 0 | 0 | 5 | 2 | 1 | 1 |  | 1 | 1 | N/A |  |  |  | N/A | N/A | N/A | N/A | N/A | N/A | N/A | 2 | 1 | 2 | 2 | 3 | 1 | 1 | 0
PG&E FRESNO | Atwater | 115 | Wind, Onshore |  |  | 0 | 0 | 0 | 0 | 0 | 0 | 0 | 0 | 0 | 5 | 2 | 5 | 2 |  | 1 | 1 | N/A |  |  |  | N/A | N/A | N/A | N/A | N/A | N/A | N/A | 1 | 1 | 2 | 2 | 1 | 1 | 1 | 0
PG&E GBA | Avena | 115 | Wind, Onshore |  |  | 0 | 0 | 0 | 0 | 0 | 0 | 0 | 0 | 0 | 5 | 5 | 1 | 1 |  | 1 | 1 | N/A |  |  |  | N/A | N/A | N/A | N/A | N/A | N/A | N/A | 1 | 1 | 3 | 2 | 1 | 1 | 1 | 0
SDGE | Avocado | 69 | Wind, Onshore |  |  | 0 | 0 | 0 | 0 | 0 | 0 | 0 | 0 | 0 | 4 | 4 | 1 | 1 |  | 1 | 1 | N/A |  |  |  | N/A | N/A | N/A | N/A | N/A | N/A | N/A | 2 | 1 | 3 | 1 | 3 | 1 | 1 | 0
PG&E NGBA | Bahia | 230 | Wind, Onshore |  |  | 0 | 0 | 0 | 0 | 0 | 0 | 0 | 0 | 0 | 5 | 2 | 1 | 1 |  | 1 | 1 | N/A |  |  |  | N/A | N/A | N/A | N/A | N/A | N/A | N/A | 2 | 1 | 1 | 1 | 2 | 1 | 1 | 0
SCE Northern | Bailey | 230 | Wind, Onshore |  |  | 0 | 0 | 0 | 0 | 0 | 0 | 0 | 0 | 0 | 5 | 2 | 4 | 2 |  | 1 | 1 | N/A |  |  |  | N/A | N/A | N/A | N/A | N/A | N/A | N/A | 1 | 1 | 4 | 1 | 3 | 4+ | 1 | 1
SCE NOL | Baker | 115 | Wind, Onshore |  |  | 0 | 0 | 0 | 0 | 0 | 0 | 0 | 0 | 0 | 4 | 4 | 1 | 1 |  | 1 | 1 | N/A |  |  |  | N/A | N/A | N/A | N/A | N/A | N/A | N/A | 2 | 2 | 4 | 1 | 1 | 1 | 1 | 0
PG&E KERN | Bakersfield | 230 | Wind, Onshore |  |  | 0 | 0 | 0 | 0 | 0 | 0 | 0 | 0 | 0 | 5 | 2 | 5 | 2 |  | 1 | 1 | N/A |  |  |  | N/A | N/A | N/A | N/A | N/A | N/A | N/A | 1 | 1 | 3 | 1 | 1 | 1 | 1 | 0
PG&E FRESNO | Balch | 230 | Wind, Onshore |  |  | 0 | 0 | 0 | 0 | 0 | 0 | 0 | 0 | 0 | 5 | 2 | 5 | 2 |  | 2 | 1 | 1 |  |  |  | 1 | 1 | 1 | 1 | 1 | 1 | 1 | 1 | 1 | 4 | 2 | 3 | 1 | 1 | 0
SCE Eastern | Bannister | 230 | Wind, Onshore |  |  | 0 | 0 | 0 | 0 | 0 | 0 | 0 | 0 | 0 | 5 | 5 | 4 | 4 |  | 1 | 1 | N/A |  |  |  | N/A | N/A | N/A | N/A | N/A | N/A | N/A | 2 | 1 | 2 | 2 | 1 | 1 | 1 | 0
SCE Metro | Barre | 230 | Wind, Onshore |  |  | 0 | 0 | 0 | 0 | 0 | 0 | 0 | 0 | 0 | 1 | 1 | 1 | 1 |  | 1 | 1 | N/A |  |  |  | N/A | N/A | N/A | N/A | N/A | N/A | N/A | 1 | 1 | 1 | 1 | 1 | 1 | 1 | 0
SDGE | Bay Boulevard | 69 | Wind, Onshore |  |  | 0 | 0 | 0 | 0 | 0 | 0 | 0 | 0 | 0 | 4 | 4 | 1 | 1 |  | 1 | 1 | N/A |  |  |  | N/A | N/A | N/A | N/A | N/A | N/A | N/A | 2 | 1 | 2 | 1 | 1 | 1 | 1 | 0
SDGE | Bay Boulevard | 230 | Wind, Onshore |  |  | 0 | 0 | 0 | 0 | 0 | 0 | 0 | 0 | 0 | 4 | 4 | 1 | 1 |  | 1 | 1 | N/A |  |  |  | N/A | N/A | N/A | N/A | N/A | N/A | N/A | 2 | 1 | 2 | 1 | 1 | 1 | 1 | 0
EOP | Beatty | 138 | Wind, Onshore |  |  | 0 | 0 | 0 | 0 | 0 | 0 | 0 | 0 | 0 | 5 | 3 | 4 | 2 |  | 1 | 1 | N/A |  |  |  | N/A | N/A | N/A | N/A | N/A | N/A | N/A | 2 | 2 | 4 | 1 | 3 | 1 | 1 | 0
EOP | Beatty | 230 | Wind, Onshore |  |  | 0 | 0 | 0 | 0 | 0 | 0 | 0 | 0 | 0 | 5 | 3 | 4 | 2 |  | 1 | 1 | N/A |  |  |  | N/A | N/A | N/A | N/A | N/A | N/A | N/A | 2 | 2 | 4 | 1 | 3 | 1 | 1 | 0
PG&E NGBA | Belden | 230 | Wind, Onshore |  |  | 0 | 0 | 0 | 0 | 0 | 0 | 0 | 0 | 0 | 5 | 5 | 3 | 3 |  | 1 | 1 | N/A |  |  |  | N/A | N/A | N/A | N/A | N/A | N/A | N/A | 2 | 2 | 4 | 1 | 3 | 1 | 1 | 0
PG&E NGBA | Bell | 115 | Wind, Onshore |  |  | 0 | 0 | 0 | 0 | 0 | 0 | 0 | 0 | 0 | 5 | 2 | 1 | 1 |  | 1 | 1 | N/A |  |  |  | N/A | N/A | N/A | N/A | N/A | N/A | N/A | 2 | 1 | 4 | 2 | 3 | 1 | 1 | 0
PG&E NGBA | Bellevue | 115 | Wind, Onshore |  |  | 0 | 0 | 0 | 0 | 0 | 0 | 0 | 0 | 0 | 5 | 2 | 1 | 1 |  | 1 | 1 | N/A |  |  |  | N/A | N/A | N/A | N/A | N/A | N/A | N/A | 2 | 1 | 2 | 2 | 2 | 1 | 1 | 0
PG&E GBA | Bellota | 115 | Wind, Onshore |  |  | 0 | 0 | 0 | 0 | 0 | 0 | 0 | 0 | 0 | 5 | 5 | 1 | 1 |  | 2 | 1 | 1 |  |  |  | 1 | 1 | 1 | 1 | 1 | 1 | 1 | 1 | 1 | 4 | 2 | 3 | 1 | 1 | 0
PG&E GBA | Bellota | 230 | Wind, Onshore |  |  | 0 | 0 | 0 | 0 | 0 | 0 | 0 | 0 | 0 | 5 | 2 | 1 | 1 |  | 1 | 1 | N/A |  |  |  | N/A | N/A | N/A | N/A | N/A | N/A | N/A | 1 | 1 | 4 | 2 | 3 | 1 | 1 | 0
SCE Northern | Big Creek | 230 | Wind, Onshore |  |  | 0 | 0 | 0 | 0 | 0 | 0 | 0 | 0 | 0 | 5 | 5 | 1 | 1 |  | 1 | 1 | N/A |  |  |  | N/A | N/A | N/A | N/A | N/A | N/A | N/A | 1 | 1 | 4 | 2 | 3 | 1 | 1 | 0
PG&E FRESNO | Biola | 70 | Wind, Onshore |  |  | 0 | 0 | 0 | 0 | 0 | 0 | 0 | 0 | 0 | 5 | 2 | 5 | 2 |  | 1 | 1 | N/A |  |  |  | N/A | N/A | N/A | N/A | N/A | N/A | N/A | 1 | 1 | 4 | 2 | 1 | 1 | 1 | 0
PG&E GBA | Birds Landing | 230 | Wind, Onshore |  |  | 0 | 0 | 0 | 0 | 0 | 0 | 0 | 0 | 0 | 5 | 2 | 1 | 1 | 3 | 2 | 1 | 1 |  |  |  | 2 | 1 | 1 | 1 | 2 | 1 | 1 | 2 | 1 | 4 | 1 | 1 | 1 | 4 | 1
SCE Northern | Bliss | 66 | Wind, Onshore |  |  | 0 | 0 | 0 | 0 | 0 | 0 | 0 | 0 | 0 | 5 | 5 | 1 | 1 |  | 1 | 1 | N/A |  |  |  | N/A | N/A | N/A | N/A | N/A | N/A | N/A | 1 | 1 | 4 | 1 | 1 | 1 | 1 | 0
SCE Eastern | Blythe | 161 | Wind, Onshore |  |  | 0 | 0 | 0 | 0 | 0 | 0 | 0 | 0 | 0 | 5 | 4 | 4 | 4 |  | 1 | 1 | N/A |  |  |  | N/A | N/A | N/A | N/A | N/A | N/A | N/A | 2 | 2 | 2 | 1 | 1 | 1 | 1 | 0
PG&E NGBA | Bogue | 115 | Wind, Onshore |  |  | 0 | 0 | 0 | 0 | 0 | 0 | 0 | 0 | 0 | 5 | 2 | 1 | 1 |  | 1 | 1 | N/A |  |  |  | N/A | N/A | N/A | N/A | N/A | N/A | N/A | 2 | 2 | 2 | 1 | 2 | 1 | 1 | 0
PG&E FRESNO | Borden | 230 | Wind, Onshore |  |  | 0 | 0 | 0 | 0 | 0 | 0 | 0 | 0 | 0 | 5 | 2 | 5 | 2 |  | 1 | 1 | N/A |  |  |  | N/A | N/A | N/A | N/A | N/A | N/A | N/A | 1 | 1 | 4 | 2 | 1 | 1 | 1 | 0
PG&E FRESNO | Borden | 70 | Wind, Onshore |  |  | 0 | 0 | 0 | 0 | 0 | 0 | 0 | 0 | 0 | 5 | 2 | 5 | 2 |  | 1 | 1 | N/A |  |  |  | N/A | N/A | N/A | N/A | N/A | N/A | N/A | 1 | 1 | 4 | 2 | 1 | 1 | 1 | 0
SDGE | Boulevard East | 138 | Wind, Onshore |  |  | 180 | 0 | 180 | 0 | 0 | 0 | 180 | 0 | 180 | 4 | 4 | 1 | 1 | 1 | 1 | 4 | 3 |  |  |  | 5 | 2 | 2 | 2 | 2 | 2 | 2 | 2 | 1 | 4 | 1 | 3 | 5- | 1 | 1
SDGE | Boulevard East | 69 | Wind, Onshore |  |  | 0 | 0 | 0 | 0 | 0 | 0 | 0 | 0 | 0 | 4 | 4 | 1 | 1 |  | 1 | 1 | N/A |  |  |  | N/A | N/A | N/A | N/A | N/A | N/A | N/A | 2 | 1 | 4 | 1 | 3 | 1 | 1 | 0
PG&E GBA | Brentwood | 230 | Wind, Onshore |  |  | 0 | 0 | 0 | 0 | 0 | 0 | 0 | 0 | 0 | 5 | 2 | 1 | 1 |  | 1 | 1 | N/A |  |  |  | N/A | N/A | N/A | N/A | N/A | N/A | N/A | 2 | 1 | 4 | 1 | 3 | 1 | 1 | 0
PG&E NGBA | Bridgeville | 115 | Wind, Onshore |  |  | 212 | 0 | 212 | 0 | 0 | 0 | 212 | 0 | 212 | 5 | 2 | 1 | 1 |  | 3 | 4 | 4 |  |  |  | 2 | 2 | 2 | 2 | 2 | 3 | 2 | 2 | 2 | 4 | 2 | 3 | 5- | 1 | 1
PG&E NGBA | Brighton | 115 | Wind, Onshore |  |  | 0 | 0 | 0 | 0 | 0 | 0 | 0 | 0 | 0 | 5 | 2 | 1 | 1 |  | 1 | 1 | N/A |  |  |  | N/A | N/A | N/A | N/A | N/A | N/A | N/A | 2 | 1 | 2 | 2 | 1 | 1 | 1 | 0
PG&E NGBA | Brighton | 230 | Wind, Onshore |  |  | 0 | 0 | 0 | 0 | 0 | 0 | 0 | 0 | 0 | 5 | 2 | 1 | 1 |  | 1 | 1 | N/A |  |  |  | N/A | N/A | N/A | N/A | N/A | N/A | N/A | 2 | 1 | 2 | 2 | 1 | 1 | 1 | 0
PG&E NGBA | Brunswick | 115 | Wind, Onshore |  |  | 0 | 0 | 0 | 0 | 0 | 0 | 0 | 0 | 0 | 5 | 2 | 1 | 1 |  | 1 | 1 | N/A |  |  |  | N/A | N/A | N/A | N/A | N/A | N/A | N/A | 2 | 1 | 4 | 1 | 3 | 1 | 1 | 0
PG&E NGBA | Bucks Creek | 230 | Wind, Onshore |  |  | 0 | 0 | 0 | 0 | 0 | 0 | 0 | 0 | 0 | 5 | 5 | 3 | 3 |  | 1 | 1 | N/A |  |  |  | N/A | N/A | N/A | N/A | N/A | N/A | N/A | 2 | 2 | 4 | 1 | 3 | 1 | 1 | 0
PG&E KERN | Buena Vista | 230 | Wind, Onshore |  |  | 0 | 0 | 0 | 0 | 0 | 0 | 0 | 0 | 0 | 5 | 2 | 5 | 2 |  | 1 | 1 | N/A |  |  |  | N/A | N/A | N/A | N/A | N/A | N/A | N/A | 2 | 2 | 4 | 2 | 1 | 1 | 1 | 0
PG&E FRESNO | Bullard | 115 | Wind, Onshore |  |  | 0 | 0 | 0 | 0 | 0 | 0 | 0 | 0 | 0 | 5 | 2 | 5 | 2 |  | 1 | 1 | N/A |  |  |  | N/A | N/A | N/A | N/A | N/A | N/A | N/A | 1 | 1 | 1 | 2 | 2 | 1 | 1 | 0
PG&E GBA | Burlingame | 115 | Wind, Onshore |  |  | 0 | 0 | 0 | 0 | 0 | 0 | 0 | 0 | 0 | 5 | 2 | 1 | 1 |  | 1 | 1 | N/A |  |  |  | N/A | N/A | N/A | N/A | N/A | N/A | N/A | 2 | 1 | 3 | 1 | 2 | 1 | 1 | 0
PG&E NGBA | Burney Forest | 230 | Wind, Onshore |  |  | 0 | 0 | 0 | 0 | 0 | 0 | 0 | 0 | 0 | 5 | 2 | 1 | 1 |  | 1 | 1 | N/A |  |  |  | N/A | N/A | N/A | N/A | N/A | N/A | N/A | 2 | 2 | 4 | 2 | 3 | 1 | 1 | 0
PG&E NGBA | Butte | 115 | Wind, Onshore |  |  | 0 | 0 | 0 | 0 | 0 | 0 | 0 | 0 | 0 | 5 | 2 | 1 | 1 |  | 1 | 1 | N/A |  |  |  | N/A | N/A | N/A | N/A | N/A | N/A | N/A | 2 | 1 | 4 | 2 | 2 | 1 | 1 | 0
PG&E KERN | Cabrillo | 115 | Wind, Onshore |  |  | 0 | 0 | 0 | 0 | 0 | 0 | 0 | 0 | 0 | 5 | 2 | 5 | 2 |  | 4 | 1 | 5 |  |  |  | 5 | 3 | 1 | 1 | 4 | 2 | 1 | 2 | 2 | 4 | 1 | 3 | 1+ | 1 | 1
PG&E FRESNO | Cal Flats | 230 | Wind, Onshore |  |  | 0 | 0 | 0 | 0 | 0 | 0 | 0 | 0 | 0 | 5 | 2 | 5 | 2 |  | 1 | 1 | N/A |  |  |  | N/A | N/A | N/A | N/A | N/A | N/A | N/A | 2 | 2 | 4 | 2 | 2 | 1 | 1 | 0
SCE NOL | Calcite | 230 | Wind, Onshore |  |  | 0 | 0 | 0 | 0 | 0 | 0 | 0 | 0 | 0 | 5 | 5 | 1 | 1 |  | 1 | 1 | N/A |  |  |  | N/A | N/A | N/A | N/A | N/A | N/A | N/A | 2 | 1 | 4 | 1 | 3 | 1 | 1 | 0
PG&E KERN | Caliente | 230 | Wind, Onshore |  |  | 0 | 0 | 0 | 0 | 0 | 0 | 0 | 0 | 0 | 5 | 2 | 5 | 2 | 1 | 1 | 1 | 1 |  |  |  | 3 | 2 | 1 | 1 | 2 | 2 | 1 | 2 | 1 | 4 | 2 | 2 | 1 | 1 | 0
PG&E FRESNO | California Ave | 115 | Wind, Onshore |  |  | 0 | 0 | 0 | 0 | 0 | 0 | 0 | 0 | 0 | 5 | 2 | 5 | 2 |  | 1 | 1 | 1 |  |  |  | 1 | 1 | 1 | 1 | 1 | 1 | 1 | 1 | 1 | 2 | 2 | 1 | 1 | 1 | 0
PG&E KERN | Callender | 115 | Wind, Onshore |  |  | 0 | 0 | 0 | 0 | 0 | 0 | 0 | 0 | 0 | 5 | 2 | 5 | 2 |  | 1 | 1 | N/A |  |  |  | N/A | N/A | N/A | N/A | N/A | N/A | N/A | 2 | 2 | 4 | 2 | 2 | 1 | 1 | 0
PG&E NGBA | Calpella | 115 | Wind, Onshore |  |  | 0 | 0 | 0 | 0 | 0 | 0 | 0 | 0 | 0 | 5 | 2 | 1 | 1 |  | 1 | 1 | N/A |  |  |  | N/A | N/A | N/A | N/A | N/A | N/A | N/A | 2 | 2 | 4 | 2 | 3 | 1 | 1 | 0
PG&E GBA | Camanche | 230 | Wind, Onshore |  |  | 0 | 0 | 0 | 0 | 0 | 0 | 0 | 0 | 0 | 5 | 2 | 1 | 1 |  | 1 | 1 | N/A |  |  |  | N/A | N/A | N/A | N/A | N/A | N/A | N/A | 1 | 1 | 4 | 2 | 3 | 1 | 1 | 0
SDGE | Cameron | 69 | Wind, Onshore |  |  | 0 | 0 | 0 | 0 | 0 | 0 | 0 | 0 | 0 | 4 | 4 | 1 | 1 |  | 1 | 1 | N/A |  |  |  | N/A | N/A | N/A | N/A | N/A | N/A | N/A | 1 | 1 | 2 | 1 | 1 | 1 | 1 | 0
SDGE | Cannon | 69 | Wind, Onshore |  |  | 0 | 0 | 0 | 0 | 0 | 0 | 0 | 0 | 0 | 4 | 4 | 1 | 1 |  | 1 | 1 | N/A |  |  |  | N/A | N/A | N/A | N/A | N/A | N/A | N/A | 2 | 1 | 1 | 1 | 3 | 1 | 1 | 0
PG&E FRESNO | Cantua | 115 | Wind, Onshore |  |  | 0 | 0 | 0 | 0 | 0 | 0 | 0 | 0 | 0 | 5 | 2 | 5 | 2 |  | 1 | 1 | N/A |  |  |  | N/A | N/A | N/A | N/A | N/A | N/A | N/A | 1 | 1 | 4 | 2 | 1 | 1 | 1 | 0
SDGE | Capistrano | 138 | Wind, Onshore |  |  | 0 | 0 | 0 | 0 | 0 | 0 | 0 | 0 | 0 | 1 | 1 | 1 | 1 |  | 1 | 1 | N/A |  |  |  | N/A | N/A | N/A | N/A | N/A | N/A | N/A | 1 | 1 | 2 | 1 | 3 | 1 | 1 | 0
SDGE | Capistrano | 230 | Wind, Onshore |  |  | 0 | 0 | 0 | 0 | 0 | 0 | 0 | 0 | 0 | 1 | 1 | 1 | 1 |  | 1 | 1 | N/A |  |  |  | N/A | N/A | N/A | N/A | N/A | N/A | N/A | 1 | 1 | 2 | 1 | 3 | 1 | 1 | 0
PG&E NGBA | Carberry | 230 | Wind, Onshore |  |  | 0 | 0 | 0 | 0 | 0 | 0 | 0 | 0 | 0 | 5 | 2 | 1 | 1 |  | 1 | 1 | N/A |  |  |  | N/A | N/A | N/A | N/A | N/A | N/A | N/A | 2 | 2 | 4 | 2 | 3 | 1 | 1 | 0
SCE Eastern | Cardiff | 66 | Wind, Onshore |  |  | 0 | 0 | 0 | 0 | 0 | 0 | 0 | 0 | 0 | 5 | 5 | 1 | 1 |  | 1 | 1 | N/A |  |  |  | N/A | N/A | N/A | N/A | N/A | N/A | N/A | 1 | 1 | 2 | 1 | 1 | 1 | 1 | 0
PG&E NGBA | Caribou | 60 | Wind, Onshore |  |  | 0 | 0 | 0 | 0 | 0 | 0 | 0 | 0 | 0 | 5 | 2 | 1 | 1 |  | 2 | 1 | 1 |  |  |  | 3 | 1 | 3 | 2 | 3 | 3 | 1 | 2 | 2 | 4 | 1 | 3 | 1 | 1 | 0
PG&E NGBA | Caribou | 115 | Wind, Onshore |  |  | 0 | 0 | 0 | 0 | 0 | 0 | 0 | 0 | 0 | 5 | 2 | 1 | 1 |  | 2 | 1 | 1 |  |  |  | 3 | 1 | 3 | 2 | 3 | 3 | 1 | 2 | 2 | 4 | 1 | 3 | 1 | 1 | 0
PG&E NGBA | Caribou | 230 | Wind, Onshore |  |  | 0 | 0 | 0 | 0 | 0 | 0 | 0 | 0 | 0 | 5 | 2 | 1 | 1 |  | 2 | 1 | 1 |  |  |  | 3 | 1 | 3 | 2 | 3 | 3 | 1 | 2 | 2 | 4 | 1 | 3 | 1 | 1 | 0
EOP | Carpenter Canyon (fka Gamebird) | 138 | Wind, Onshore |  |  | 0 | 0 | 0 | 0 | 0 | 0 | 0 | 0 | 0 | 5 | 3 | 4 | 2 |  | 1 | 1 | N/A |  |  |  | N/A | N/A | N/A | N/A | N/A | N/A | N/A | 2 | 2 | 4 | 1 | 3 | 1 | 1 | 0
EOP | Carpenter Canyon (fka Gamebird) | 230 | Wind, Onshore |  |  | 0 | 0 | 0 | 0 | 0 | 0 | 0 | 0 | 0 | 5 | 3 | 4 | 2 |  | 1 | 1 | N/A |  |  |  | N/A | N/A | N/A | N/A | N/A | N/A | N/A | 2 | 2 | 4 | 1 | 3 | 1 | 1 | 0
PG&E NGBA | Carquinez | 115 | Wind, Onshore |  |  | 0 | 0 | 0 | 0 | 0 | 0 | 0 | 0 | 0 | 5 | 2 | 1 | 1 |  | 1 | 1 | N/A |  |  |  | N/A | N/A | N/A | N/A | N/A | N/A | N/A | 2 | 1 | 2 | 1 | 1 | 1 | 1 | 0
SDGE | Carrizo Gorge | 138 | Wind, Onshore |  |  | 0 | 0 | 0 | 0 | 0 | 0 | 0 | 0 | 0 | 4 | 4 | 1 | 1 |  | 1 | 1 | N/A |  |  |  | N/A | N/A | N/A | N/A | N/A | N/A | N/A | 2 | 1 | 4 | 1 | 3 | 1 | 1 | 0
PG&E KERN | Carrizo Plains | 115 | Wind, Onshore |  |  | 0 | 0 | 0 | 0 | 0 | 0 | 0 | 0 | 0 | 5 | 2 | 5 | 2 |  | 1 | 1 | N/A |  |  |  | N/A | N/A | N/A | N/A | N/A | N/A | N/A | 2 | 1 | 4 | 2 | 2 | 1 | 1 | 0
PG&E KERN | Casaloma | 230 | Wind, Onshore |  |  | 0 | 0 | 0 | 0 | 0 | 0 | 0 | 0 | 0 | 5 | 2 | 5 | 2 |  | 1 | 1 | N/A |  |  |  | N/A | N/A | N/A | N/A | N/A | N/A | N/A | 1 | 1 | 3 | 1 | 1 | 1 | 1 | 0
PG&E GBA | Castro Valley | 230 | Wind, Onshore |  |  | 0 | 0 | 0 | 0 | 0 | 0 | 0 | 0 | 0 | 5 | 2 | 1 | 1 |  | 1 | 1 | N/A |  |  |  | N/A | N/A | N/A | N/A | N/A | N/A | N/A | 2 | 1 | 2 | 1 | 2 | 1 | 1 | 0
PG&E GBA | Cayetano | 230 | Wind, Onshore |  |  | 0 | 0 | 0 | 0 | 0 | 0 | 0 | 0 | 0 | 5 | 2 | 1 | 1 |  | 1 | 1 | N/A |  |  |  | N/A | N/A | N/A | N/A | N/A | N/A | N/A | 2 | 1 | 3 | 1 | 3 | 1 | 1 | 0
SCE Metro | Center | 230 | Wind, Onshore |  |  | 0 | 0 | 0 | 0 | 0 | 0 | 0 | 0 | 0 | 1 | 1 | 1 | 1 |  | 1 | 1 | N/A |  |  |  | N/A | N/A | N/A | N/A | N/A | N/A | N/A | 1 | 1 | 1 | 1 | 1 | 1 | 1 | 0
PG&E KERN | Charca | 115 | Wind, Onshore |  |  | 0 | 0 | 0 | 0 | 0 | 0 | 0 | 0 | 0 | 5 | 2 | 5 | 2 |  | 1 | 1 | N/A |  |  |  | N/A | N/A | N/A | N/A | N/A | N/A | N/A | 1 | 1 | 4 | 1 | 1 | 1 | 1 | 0
EOP | Charleston | 138 | Wind, Onshore |  |  | 0 | 0 | 0 | 0 | 0 | 0 | 0 | 0 | 0 | 5 | 3 | 4 | 2 |  | 1 | 1 | N/A |  |  |  | N/A | N/A | N/A | N/A | N/A | N/A | N/A | 2 | 2 | 4 | 1 | 3 | 1 | 1 | 0
SCE Metro | Chevmain | 230 | Wind, Onshore |  |  | 0 | 0 | 0 | 0 | 0 | 0 | 0 | 0 | 0 | 1 | 1 | 1 | 1 |  | 1 | 1 | N/A |  |  |  | N/A | N/A | N/A | N/A | N/A | N/A | N/A | 1 | 1 | 1 | 1 | 1 | 1 | 1 | 0
SDGE | Chicarita | 138 | Wind, Onshore |  |  | 0 | 0 | 0 | 0 | 0 | 0 | 0 | 0 | 0 | 4 | 4 | 1 | 1 |  | 1 | 1 | N/A |  |  |  | N/A | N/A | N/A | N/A | N/A | N/A | N/A | 2 | 1 | 3 | 1 | 3 | 1 | 1 | 0
SCE Metro | Chino | 230 | Wind, Onshore |  |  | 0 | 0 | 0 | 0 | 0 | 0 | 0 | 0 | 0 | 1 | 1 | 1 | 1 |  | 1 | 1 | 1 |  |  |  | 1 | 1 | 1 | 1 | 1 | 1 | 1 | 1 | 1 | 1 | 1 | 2 | 1 | 1 | 0
PG&E FRESNO | Chowchilla | 115 | Wind, Onshore |  |  | 0 | 0 | 0 | 0 | 0 | 0 | 0 | 0 | 0 | 5 | 2 | 5 | 2 |  | 1 | 1 | N/A |  |  |  | N/A | N/A | N/A | N/A | N/A | N/A | N/A | 1 | 1 | 1 | 2 | 2 | 1 | 1 | 0
PG&E GBA | Christie | 60 | Wind, Onshore |  |  | 0 | 0 | 0 | 0 | 0 | 0 | 0 | 0 | 0 | 5 | 2 | 1 | 1 |  | 3 | 1 | 1 |  |  |  | 2 | 2 | 1 | 1 | 3 | 1 | 1 | 2 | 1 | 2 | 1 | 2 | 1 | 1 | 0
PG&E GBA | Christie | 115 | Wind, Onshore |  |  | 0 | 0 | 0 | 0 | 0 | 0 | 0 | 0 | 0 | 5 | 2 | 1 | 1 |  | 3 | 1 | 1 |  |  |  | 2 | 2 | 1 | 1 | 3 | 1 | 1 | 2 | 1 | 2 | 1 | 2 | 1 | 1 | 0
SCE Eastern | Cielo Azul | 500 | Wind, Onshore |  |  | 0 | 0 | 0 | 0 | 0 | 0 | 0 | 0 | 0 | 5 | 4 | 4 | 2 |  | 1 | 1 | N/A |  |  |  | N/A | N/A | N/A | N/A | N/A | N/A | N/A | 2 | 2 | 4 | 1 | 3 | 1 | 1 | 0
PG&E GBA | Clay | 60 | Wind, Onshore |  |  | 0 | 0 | 0 | 0 | 0 | 0 | 0 | 0 | 0 | 5 | 2 | 1 | 1 |  | 1 | 1 | N/A |  |  |  | N/A | N/A | N/A | N/A | N/A | N/A | N/A | 2 | 1 | 3 | 1 | 3 | 1 | 1 | 0
PG&E GBA | Clayton | 115 | Wind, Onshore |  |  | 0 | 0 | 0 | 0 | 0 | 0 | 0 | 0 | 0 | 5 | 2 | 1 | 1 |  | 1 | 1 | N/A |  |  |  | N/A | N/A | N/A | N/A | N/A | N/A | N/A | 2 | 1 | 4 | 1 | 2 | 1 | 1 | 0
PG&E NGBA | Cloverdale | 115 | Wind, Onshore |  |  | 0 | 0 | 0 | 0 | 0 | 0 | 0 | 0 | 0 | 5 | 2 | 1 | 1 |  | 1 | 1 | N/A |  |  |  | N/A | N/A | N/A | N/A | N/A | N/A | N/A | 2 | 2 | 4 | 2 | 3 | 1 | 1 | 0
PG&E FRESNO | Clovis | 115 | Wind, Onshore |  |  | 0 | 0 | 0 | 0 | 0 | 0 | 0 | 0 | 0 | 5 | 2 | 5 | 2 |  | 1 | 1 | N/A |  |  |  | N/A | N/A | N/A | N/A | N/A | N/A | N/A | 1 | 1 | 2 | 2 | 2 | 1 | 1 | 0
PG&E GBA | Coburn | 230 | Wind, Onshore |  |  | 100 | 0 | 100 | 0 | 0 | 0 | 100 | 0 | 100 | 5 | 2 | 5 | 2 |  | 4 | 2 | 2 |  |  |  | 5 | 2 | 2 | 2 | 2 | 2 | 2 | 2 | 2 | 2 | 2 | 3 | 5- | 1 | 1
PG&E GBA | Coburn | 60 | Wind, Onshore |  |  | 0 | 0 | 0 | 0 | 0 | 0 | 0 | 0 | 0 | 5 | 2 | 5 | 2 |  | 4 | 1 | 2 |  |  |  | 5 | 2 | 2 | 2 | 2 | 2 | 2 | 2 | 2 | 2 | 2 | 3 | 1 | 1 | 0
PG&E NGBA | Colgate | 230 | Wind, Onshore |  |  | 0 | 0 | 0 | 0 | 0 | 0 | 0 | 0 | 0 | 5 | 2 | 1 | 1 |  | 1 | 1 | N/A |  |  |  | N/A | N/A | N/A | N/A | N/A | N/A | N/A | 2 | 1 | 4 | 1 | 3 | 1 | 1 | 0
PG&E GBA | Collierville | 230 | Wind, Onshore |  |  | 0 | 0 | 0 | 0 | 0 | 0 | 0 | 0 | 0 | 5 | 5 | 1 | 1 |  | 2 | 1 | 1 |  |  |  | 5 | 1 | 1 | 1 | 1 | 1 | 1 | 2 | 1 | 4 | 1 | 3 | 1 | 1 | 0
PG&E GBA | Collinsville | 230 | Wind, Onshore |  |  | 0 | 0 | 0 | 0 | 0 | 0 | 0 | 0 | 0 | 5 | 2 | 1 | 1 |  | 1 | 1 | N/A |  |  |  | N/A | N/A | N/A | N/A | N/A | N/A | N/A | 2 | 1 | 3 | 1 | 1 | 1 | 1 | 0
PG&E GBA | Collinsville | 500 | Wind, Onshore |  |  | 0 | 0 | 0 | 0 | 0 | 0 | 0 | 0 | 0 | 5 | 2 | 1 | 1 |  | 1 | 1 | N/A |  |  |  | N/A | N/A | N/A | N/A | N/A | N/A | N/A | 2 | 1 | 3 | 1 | 1 | 1 | 1 | 0
SCE Eastern | Colorado River | 230 | Wind, Onshore |  |  | 0 | 0 | 0 | 0 | 0 | 0 | 0 | 0 | 0 | 4 | 4 | 3 | 2 |  | 1 | 1 | N/A |  |  |  | N/A | N/A | N/A | N/A | N/A | N/A | N/A | 2 | 2 | 3 | 1 | 3 | 1 | 1 | 0
SCE Eastern | Colorado River | 500 | Wind, Onshore |  |  | 0 | 0 | 0 | 0 | 0 | 0 | 0 | 0 | 0 | 4 | 4 | 3 | 2 |  | 1 | 1 | N/A |  |  |  | N/A | N/A | N/A | N/A | N/A | N/A | N/A | 2 | 2 | 3 | 1 | 3 | 1 | 1 | 0
PG&E KERN | Columbus | 115 | Wind, Onshore |  |  | 0 | 0 | 0 | 0 | 0 | 0 | 0 | 0 | 0 | 5 | 2 | 5 | 2 |  | 2 | 1 | 1 |  |  |  | 1 | 1 | 1 | 1 | 1 | 1 | 1 | 1 | 1 | 2 | 1 | 2 | 1 | 1 | 0
PG&E GBA | Contra Costa | 115 | Wind, Onshore |  |  | 0 | 0 | 0 | 0 | 0 | 0 | 0 | 0 | 0 | 5 | 2 | 1 | 1 |  | 2 | 1 | 1 |  |  |  | 2 | 1 | 2 | 1 | 2 | 1 | 1 | 2 | 1 | 2 | 1 | 2 | 1 | 1 | 0
PG&E GBA | Contra Costa | 230 | Wind, Onshore |  |  | 0 | 0 | 0 | 0 | 0 | 0 | 0 | 0 | 0 | 5 | 2 | 1 | 1 |  | 2 | 1 | 1 |  |  |  | 2 | 1 | 2 | 1 | 2 | 1 | 1 | 2 | 1 | 2 | 1 | 2 | 1 | 1 | 0
PG&E GBA | Contra Costa PP | 230 | Wind, Onshore |  |  | 0 | 0 | 0 | 0 | 0 | 0 | 0 | 0 | 0 | 5 | 2 | 1 | 1 |  | 1 | 1 | N/A |  |  |  | N/A | N/A | N/A | N/A | N/A | N/A | N/A | 2 | 1 | 1 | 1 | 2 | 1 | 1 | 0
SCE NOL | Control | 115 | Wind, Onshore |  |  | 0 | 0 | 0 | 0 | 0 | 0 | 0 | 0 | 0 | 5 | 5 | 3 | 3 |  | 1 | 1 | N/A |  |  |  | N/A | N/A | N/A | N/A | N/A | N/A | N/A | 2 | 2 | 4 | 1 | 3 | 1 | 1 | 0
SCE NOL | Control | 55 | Wind, Onshore |  |  | 0 | 0 | 0 | 0 | 0 | 0 | 0 | 0 | 0 | 5 | 5 | 3 | 3 |  | 1 | 1 | N/A |  |  |  | N/A | N/A | N/A | N/A | N/A | N/A | N/A | 2 | 2 | 4 | 1 | 3 | 1 | 1 | 0
PG&E GBA | Cooley Landing | 115 | Wind, Onshore |  |  | 0 | 0 | 0 | 0 | 0 | 0 | 0 | 0 | 0 | 5 | 2 | 1 | 1 |  | 3 | 1 | 1 |  |  |  | 1 | 1 | 1 | 1 | 1 | 1 | 1 | 2 | 1 | 2 | 1 | 1 | 1 | 1 | 0
PG&E GBA | Cooley Landing | 60 | Wind, Onshore |  |  | 0 | 0 | 0 | 0 | 0 | 0 | 0 | 0 | 0 | 1 | 1 | 1 | 1 |  | 3 | 1 | 1 |  |  |  | 1 | 1 | 1 | 1 | 1 | 1 | 1 | 2 | 1 | 2 | 1 | 1 | 1 | 1 | 0
SCE NOL | Coolwater | 230 | Wind, Onshore |  |  | 0 | 0 | 0 | 0 | 0 | 0 | 0 | 0 | 0 | 4 | 4 | 1 | 1 |  | 3 | 1 | 1 |  |  |  | 1 | 1 | 1 | 1 | 1 | 2 | 1 | 2 | 1 | 2 | 1 | 1 | 4+ | 1 | 1
SCE NOL | Coolwater | 115 | Wind, Onshore |  |  | 0 | 0 | 0 | 0 | 0 | 0 | 0 | 0 | 0 | 4 | 4 | 1 | 1 | 3 | 3 | 1 | 1 |  |  |  | 1 | 1 | 1 | 1 | 1 | 2 | 1 | 2 | 1 | 2 | 1 | 1 | 1 | 5 | 1
PG&E KERN | Copus | 70 | Wind, Onshore |  |  | 0 | 0 | 0 | 0 | 0 | 0 | 0 | 0 | 0 | 5 | 2 | 5 | 2 |  | 1 | 1 | N/A |  |  |  | N/A | N/A | N/A | N/A | N/A | N/A | N/A | 1 | 1 | 3 | 1 | 1 | 1 | 1 | 0
PG&E FRESNO | Corcoran | 70 | Wind, Onshore |  |  | 0 | 0 | 0 | 0 | 0 | 0 | 0 | 0 | 0 | 5 | 2 | 5 | 2 |  | 1 | 1 | N/A |  |  |  | N/A | N/A | N/A | N/A | N/A | N/A | N/A | 1 | 1 | 4 | 2 | 1 | 1 | 1 | 0
PG&E FRESNO | Corcoran | 115 | Wind, Onshore |  |  | 0 | 0 | 0 | 0 | 0 | 0 | 0 | 0 | 0 | 5 | 2 | 5 | 2 |  | 1 | 1 | N/A |  |  |  | N/A | N/A | N/A | N/A | N/A | N/A | N/A | 1 | 1 | 4 | 2 | 1 | 1 | 1 | 0
PG&E NGBA | Corona | 115 | Wind, Onshore |  |  | 0 | 0 | 0 | 0 | 0 | 0 | 0 | 0 | 0 | 5 | 2 | 1 | 1 |  | 1 | 1 | N/A |  |  |  | N/A | N/A | N/A | N/A | N/A | N/A | N/A | 2 | 1 | 3 | 2 | 3 | 1 | 1 | 0
PG&E NGBA | Cortina | 230 | Wind, Onshore |  |  | 0 | 0 | 0 | 0 | 0 | 0 | 0 | 0 | 0 | 5 | 2 | 1 | 1 |  | 1 | 1 | N/A |  |  |  | N/A | N/A | N/A | N/A | N/A | N/A | N/A | 2 | 2 | 4 | 1 | 3 | 1 | 1 | 0
PG&E NGBA | Cortina | 115 | Wind, Onshore |  |  | 0 | 0 | 0 | 0 | 0 | 0 | 0 | 0 | 0 | 5 | 2 | 1 | 1 |  | 1 | 1 | N/A |  |  |  | N/A | N/A | N/A | N/A | N/A | N/A | N/A | 2 | 2 | 4 | 1 | 3 | 1 | 1 | 0
PG&E GBA | Cottle | 230 | Wind, Onshore |  |  | 0 | 0 | 0 | 0 | 0 | 0 | 0 | 0 | 0 | 5 | 2 | 5 | 2 |  | 1 | 1 | N/A |  |  |  | N/A | N/A | N/A | N/A | N/A | N/A | N/A | 1 | 1 | 3 | 2 | 1 | 1 | 1 | 0
PG&E NGBA | Cottonwood | 115 | Wind, Onshore |  |  | 0 | 0 | 0 | 0 | 0 | 0 | 0 | 0 | 0 | 5 | 2 | 1 | 1 |  | 4 | 1 | 1 |  |  |  | 5 | 1 | 1 | 1 | 1 | 2 | 1 | 2 | 2 | 3 | 2 | 3 | 1 | 1 | 0
PG&E NGBA | Cottonwood | 230 | Wind, Onshore |  |  | 0 | 0 | 0 | 0 | 0 | 0 | 0 | 0 | 0 | 5 | 2 | 1 | 1 |  | 4 | 1 | 1 |  |  |  | 5 | 1 | 1 | 1 | 1 | 2 | 1 | 2 | 2 | 3 | 2 | 3 | 1 | 1 | 0
PG&E NGBA | Cottonwood | 60 | Wind, Onshore |  |  | 0 | 0 | 0 | 0 | 0 | 0 | 0 | 0 | 0 | 5 | 2 | 1 | 1 |  | 4 | 1 | 1 |  |  |  | 5 | 1 | 1 | 1 | 1 | 2 | 1 | 2 | 2 | 3 | 2 | 3 | 1 | 1 | 0
PG&E NGBA | Cove Road | 230 | Wind, Onshore |  |  | 0 | 0 | 0 | 0 | 0 | 0 | 0 | 0 | 0 | 5 | 2 | 1 | 1 |  | 1 | 1 | N/A |  |  |  | N/A | N/A | N/A | N/A | N/A | N/A | N/A | 2 | 2 | 4 | 2 | 3 | 1 | 1 | 0
PG&E GBA | Coyote | 230 | Wind, Onshore |  |  | 0 | 0 | 0 | 0 | 0 | 0 | 0 | 0 | 0 | 1 | 1 | 1 | 1 |  | 1 | 1 | N/A |  |  |  | N/A | N/A | N/A | N/A | N/A | N/A | N/A | 2 | 1 | 3 | 2 | 2 | 1 | 1 | 0
PG&E GBA | Crazy Horse Canyon | 115 | Wind, Onshore |  |  | 0 | 0 | 0 | 0 | 0 | 0 | 0 | 0 | 0 | 1 | 1 | 3 | 3 |  | 1 | 1 | N/A |  |  |  | N/A | N/A | N/A | N/A | N/A | N/A | N/A | 2 | 2 | 4 | 2 | 3 | 1 | 1 | 0
SDGE | Creelman | 69 | Wind, Onshore |  |  | 0 | 0 | 0 | 0 | 0 | 0 | 0 | 0 | 0 | 4 | 4 | 1 | 1 |  | 1 | 1 | N/A |  |  |  | N/A | N/A | N/A | N/A | N/A | N/A | N/A | 2 | 1 | 4 | 1 | 3 | 1 | 1 | 0
PG&E FRESNO | Crescent | 70 | Wind, Onshore |  |  | 0 | 0 | 0 | 0 | 0 | 0 | 0 | 0 | 0 | 5 | 2 | 5 | 2 |  | 1 | 1 | N/A |  |  |  | N/A | N/A | N/A | N/A | N/A | N/A | N/A | 1 | 1 | 3 | 2 | 1 | 1 | 1 | 0
PG&E FRESNO | Cressey | 115 | Wind, Onshore |  |  | 0 | 0 | 0 | 0 | 0 | 0 | 0 | 0 | 0 | 5 | 2 | 5 | 2 |  | 1 | 1 | N/A |  |  |  | N/A | N/A | N/A | N/A | N/A | N/A | N/A | 1 | 1 | 3 | 2 | 1 | 1 | 1 | 0
PG&E NGBA | Cresta | 230 | Wind, Onshore |  |  | 0 | 0 | 0 | 0 | 0 | 0 | 0 | 0 | 0 | 5 | 5 | 3 | 3 |  | 1 | 1 | N/A |  |  |  | N/A | N/A | N/A | N/A | N/A | N/A | N/A | 2 | 1 | 4 | 2 | 3 | 1 | 1 | 0
SDGE | Crestwood | 69 | Wind, Onshore |  |  | 0 | 0 | 0 | 0 | 0 | 0 | 0 | 0 | 0 | 4 | 4 | 1 | 1 |  | 1 | 1 | N/A |  |  |  | N/A | N/A | N/A | N/A | N/A | N/A | N/A | 2 | 1 | 4 | 1 | 3 | 1 | 1 | 0
PG&E GBA | Crow Creek | 60 | Wind, Onshore |  |  | 0 | 0 | 0 | 0 | 0 | 0 | 0 | 0 | 0 | 5 | 5 | 1 | 1 |  | 1 | 1 | N/A |  |  |  | N/A | N/A | N/A | N/A | N/A | N/A | N/A | 1 | 1 | 4 | 2 | 1 | 1 | 1 | 0
PG&E GBA | Crows Landing | 60 | Wind, Onshore |  |  | 0 | 0 | 0 | 0 | 0 | 0 | 0 | 0 | 0 | 5 | 5 | 1 | 1 |  | 1 | 1 | N/A |  |  |  | N/A | N/A | N/A | N/A | N/A | N/A | N/A | 1 | 1 | 4 | 2 | 1 | 1 | 1 | 0
PG&E GBA | Curtis | 115 | Wind, Onshore |  |  | 0 | 0 | 0 | 0 | 0 | 0 | 0 | 0 | 0 | 5 | 5 | 1 | 1 |  | 1 | 1 | N/A |  |  |  | N/A | N/A | N/A | N/A | N/A | N/A | N/A | 2 | 1 | 4 | 1 | 3 | 1 | 1 | 0
PG&E FRESNO | Dairyland | 115 | Wind, Onshore |  |  | 0 | 0 | 0 | 0 | 0 | 0 | 0 | 0 | 0 | 5 | 2 | 5 | 2 |  | 1 | 1 | N/A |  |  |  | N/A | N/A | N/A | N/A | N/A | N/A | N/A | 1 | 1 | 3 | 2 | 1 | 1 | 1 | 0
PG&E NGBA | Davis | 115 | Wind, Onshore |  |  | 0 | 0 | 0 | 0 | 0 | 0 | 0 | 0 | 0 | 5 | 2 | 1 | 1 |  | 1 | 1 | N/A |  |  |  | N/A | N/A | N/A | N/A | N/A | N/A | N/A | 2 | 1 | 4 | 2 | 3 | 1 | 1 | 0
SCE Metro | Del Amo | 500 | Wind, Onshore |  |  | 0 | 0 | 0 | 0 | 0 | 0 | 0 | 0 | 0 | 1 | 1 | 1 | 1 |  | 1 | 1 | N/A |  |  |  | N/A | N/A | N/A | N/A | N/A | N/A | N/A | 1 | 1 | 3 | 1 | 2 | 1 | 1 | 0
SCE Metro | Del Amo | 230 | Wind, Onshore |  |  | 0 | 0 | 0 | 0 | 0 | 0 | 0 | 0 | 0 | 1 | 1 | 1 | 1 |  | 1 | 1 | N/A |  |  |  | N/A | N/A | N/A | N/A | N/A | N/A | N/A | 1 | 1 | 3 | 1 | 2 | 1 | 1 | 0
SCE Eastern | Delaney | 500 | Wind, Onshore |  |  | 0 | 0 | 0 | 0 | 0 | 0 | 0 | 0 | 0 | 5 | 4 | 4 | 2 |  | 1 | 1 | N/A |  |  |  | N/A | N/A | N/A | N/A | N/A | N/A | N/A | 2 | 1 | 4 | 2 | 3 | 1 | 1 | 0
PG&E NGBA | Delevan | 230 | Wind, Onshore |  |  | 0 | 0 | 0 | 0 | 0 | 0 | 0 | 0 | 0 | 5 | 2 | 1 | 1 |  | 1 | 1 | N/A |  |  |  | N/A | N/A | N/A | N/A | N/A | N/A | N/A | 2 | 2 | 1 | 1 | 3 | 1 | 1 | 0
PG&E GBA | Delta PP | 230 | Wind, Onshore |  |  | 0 | 0 | 0 | 0 | 0 | 0 | 0 | 0 | 0 | 5 | 2 | 1 | 1 |  | 1 | 1 | N/A |  |  |  | N/A | N/A | N/A | N/A | N/A | N/A | N/A | 2 | 1 | 3 | 1 | 2 | 1 | 1 | 0
EOP | Desert View | 230 | Wind, Onshore |  |  | 0 | 0 | 0 | 0 | 0 | 0 | 0 | 0 | 0 | 5 | 3 | 4 | 2 |  | 1 | 1 | N/A |  |  |  | N/A | N/A | N/A | N/A | N/A | N/A | N/A | 2 | 1 | 4 | 1 | 3 | 1 | 1 | 0
SCE Eastern | Devers | 230 | Wind, Onshore |  |  | 0 | 0 | 0 | 0 | 0 | 0 | 0 | 0 | 0 | 5 | 5 | 1 | 1 | 5 | 4 | 1 | 1 |  |  |  | 3 | 1 | 1 | 1 | 1 | 2 | 1 | 2 | 1 | 1 | 1 | 3 | 4+ | 5 | 1
SCE Eastern | Devers | 500 | Wind, Onshore |  |  | 0 | 0 | 0 | 0 | 0 | 0 | 0 | 0 | 0 | 5 | 5 | 1 | 1 |  | 4 | 1 | 1 |  |  |  | 3 | 1 | 1 | 1 | 1 | 2 | 1 | 2 | 1 | 1 | 1 | 3 | 1+ | 1 | 1
PG&E KERN | Diablo Canyon | 230 | Wind, Onshore |  |  | 0 | 0 | 0 | 0 | 0 | 0 | 0 | 0 | 0 | 5 | 2 | 5 | 2 |  | 1 | 1 | N/A |  |  |  | N/A | N/A | N/A | N/A | N/A | N/A | N/A | 2 | 2 | 4 | 2 | 3 | 1 | 1 | 0
PG&E KERN | Diablo Canyon | 500 | Wind, Onshore |  |  | 0 | 0 | 0 | 0 | 0 | 0 | 0 | 0 | 0 | 5 | 2 | 4 | 2 |  | 1 | 1 | N/A |  |  |  | N/A | N/A | N/A | N/A | N/A | N/A | N/A | 2 | 2 | 4 | 2 | 3 | 4+ | 1 | 1
PG&E KERN | Divide | 115 | Wind, Onshore |  |  | 0 | 0 | 0 | 0 | 0 | 0 | 0 | 0 | 0 | 5 | 2 | 5 | 2 |  | 1 | 1 | 1 |  |  |  | 1 | 4 | 1 | 1 | 4 | 1 | 1 | 2 | 2 | 4 | 1 | 2 | 1 | 1 | 0
PG&E GBA | Dixon Landing | 115 | Wind, Onshore |  |  | 0 | 0 | 0 | 0 | 0 | 0 | 0 | 0 | 0 | 1 | 1 | 1 | 1 |  | 1 | 1 | N/A |  |  |  | N/A | N/A | N/A | N/A | N/A | N/A | N/A | 2 | 1 | 2 | 1 | 2 | 1 | 1 | 0
PG&E FRESNO | Dos Amigos | 230 | Wind, Onshore |  |  | 0 | 0 | 0 | 0 | 0 | 0 | 0 | 0 | 0 | 5 | 2 | 5 | 2 |  | 1 | 1 | N/A |  |  |  | N/A | N/A | N/A | N/A | N/A | N/A | N/A | 1 | 1 | 4 | 2 | 1 | 1 | 1 | 0
PG&E NGBA | Drum | 115 | Wind, Onshore |  |  | 0 | 0 | 0 | 0 | 0 | 0 | 0 | 0 | 0 | 5 | 5 | 3 | 3 |  | 1 | 1 | N/A |  |  |  | N/A | N/A | N/A | N/A | N/A | N/A | N/A | 2 | 1 | 4 | 2 | 3 | 1 | 1 | 0
PG&E GBA | Dumbarton | 115 | Wind, Onshore |  |  | 0 | 0 | 0 | 0 | 0 | 0 | 0 | 0 | 0 | 5 | 2 | 1 | 1 |  | 1 | 1 | N/A |  |  |  | N/A | N/A | N/A | N/A | N/A | N/A | N/A | 2 | 1 | 3 | 1 | 2 | 1 | 1 | 0
SCE NOL | Dunn Siding | 115 | Wind, Onshore |  |  | 0 | 0 | 0 | 0 | 0 | 0 | 0 | 0 | 0 | 4 | 4 | 1 | 1 |  | 1 | 1 | N/A |  |  |  | N/A | N/A | N/A | N/A | N/A | N/A | N/A | 2 | 1 | 4 | 1 | 1 | 1 | 1 | 0
SCE Eastern | Eagle Mountain | 230 | Wind, Onshore |  |  | 0 | 0 | 0 | 0 | 0 | 0 | 0 | 0 | 0 | 5 | 5 | 4 | 4 |  | 1 | 1 | N/A |  |  |  | N/A | N/A | N/A | N/A | N/A | N/A | N/A | 2 | 2 | 4 | 1 | 3 | 1 | 1 | 0
PG&E NGBA | Eagle Rock (PGE) | 60 | Wind, Onshore |  |  | 0 | 0 | 0 | 0 | 0 | 0 | 0 | 0 | 0 | 5 | 2 | 1 | 1 |  | 2 | 1 | 1 |  |  |  | 5 | 4 | 1 | 2 | 5 | 1 | 1 | 2 | 2 | 4 | 2 | 3 | 1 | 1 | 0
PG&E NGBA | Eagle Rock (PGE) | 115 | Wind, Onshore |  |  | 0 | 0 | 0 | 0 | 0 | 0 | 0 | 0 | 0 | 5 | 2 | 1 | 1 | 3 | 2 | 1 | 1 |  |  |  | 5 | 4 | 1 | 2 | 5 | 1 | 1 | 2 | 2 | 4 | 2 | 3 | 1 | 5 | 1
SCE Metro | Eagle Rock (SCE) | 230 | Wind, Onshore |  |  | 0 | 0 | 0 | 0 | 0 | 0 | 0 | 0 | 0 | 1 | 1 | 1 | 1 |  | 1 | 1 | 1 |  |  |  | 1 | 1 | 1 | 1 | 1 | 1 | 1 | 1 | 1 | 2 | 1 | 2 | 1 | 1 | 0
PG&E NGBA | East Marysville | 115 | Wind, Onshore |  |  | 0 | 0 | 0 | 0 | 0 | 0 | 0 | 0 | 0 | 5 | 2 | 1 | 1 |  | 1 | 1 | N/A |  |  |  | N/A | N/A | N/A | N/A | N/A | N/A | N/A | 2 | 2 | 2 | 1 | 2 | 1 | 1 | 0
PG&E NGBA | East Nicolaus | 115 | Wind, Onshore |  |  | 0 | 0 | 0 | 0 | 0 | 0 | 0 | 0 | 0 | 5 | 2 | 1 | 1 |  | 1 | 1 | N/A |  |  |  | N/A | N/A | N/A | N/A | N/A | N/A | N/A | 2 | 1 | 4 | 1 | 3 | 1 | 1 | 0
PG&E NGBA | East Nicolaus | 60 | Wind, Onshore |  |  | 0 | 0 | 0 | 0 | 0 | 0 | 0 | 0 | 0 | 5 | 2 | 1 | 1 |  | 1 | 1 | N/A |  |  |  | N/A | N/A | N/A | N/A | N/A | N/A | N/A | 2 | 1 | 4 | 1 | 3 | 1 | 1 | 0
PG&E GBA | Eastshore | 115 | Wind, Onshore |  |  | 0 | 0 | 0 | 0 | 0 | 0 | 0 | 0 | 0 | 5 | 2 | 1 | 1 |  | 4 | 1 | 1 |  |  |  | 5 | 3 | 2 | 3 | 4 | 1 | 1 | 2 | 1 | 2 | 1 | 1 | 1 | 1 | 0
PG&E GBA | Eastshore | 230 | Wind, Onshore |  |  | 0 | 0 | 0 | 0 | 0 | 0 | 0 | 0 | 0 | 5 | 2 | 1 | 1 |  | 4 | 1 | 1 |  |  |  | 5 | 3 | 2 | 3 | 4 | 1 | 1 | 2 | 1 | 2 | 1 | 1 | 1 | 1 | 0
SDGE | ECO | 138 | Wind, Onshore |  |  | 0 | 0 | 0 | 0 | 0 | 0 | 0 | 0 | 0 | 4 | 4 | 1 | 1 | 3 | 3 | 1 | 1 |  |  |  | 4 | 1 | 1 | 1 | 1 | 1 | 1 | 2 | 1 | 4 | 1 | 3 | 1 | 1 | 0
SDGE | ECO | 230 | Wind, Onshore |  |  | 0 | 0 | 0 | 0 | 0 | 0 | 0 | 0 | 0 | 4 | 4 | 1 | 1 |  | 3 | 1 | #N/A |  |  |  | #N/A | #N/A | #N/A | #N/A | #N/A | #N/A | #N/A | 2 | 1 | 4 | 1 | 3 | 4+ | 5 | 1
SDGE | ECO | 500 | Wind, Onshore |  |  | 0 | 0 | 0 | 0 | 0 | 0 | 0 | 0 | 0 | 4 | 4 | 1 | 1 |  | 3 | 1 | #N/A |  |  |  | #N/A | #N/A | #N/A | #N/A | #N/A | #N/A | #N/A | 2 | 1 | 4 | 1 | 3 | 2+ | 5 | 1
PG&E GBA | Edenvale | 115 | Wind, Onshore |  |  | 0 | 0 | 0 | 0 | 0 | 0 | 0 | 0 | 0 | 1 | 1 | 1 | 1 |  | 1 | 1 | N/A |  |  |  | N/A | N/A | N/A | N/A | N/A | N/A | N/A | 2 | 1 | 2 | 2 | 2 | 1 | 1 | 0
PG&E GBA | Edes | 115 | Wind, Onshore |  |  | 0 | 0 | 0 | 0 | 0 | 0 | 0 | 0 | 0 | 5 | 2 | 1 | 1 |  | 1 | 1 | N/A |  |  |  | N/A | N/A | N/A | N/A | N/A | N/A | N/A | 2 | 1 | 3 | 1 | 1 | 1 | 1 | 0
PG&E GBA | Eight Mile | 230 | Wind, Onshore |  |  | 0 | 0 | 0 | 0 | 0 | 0 | 0 | 0 | 0 | 5 | 2 | 1 | 1 |  | 1 | 1 | N/A |  |  |  | N/A | N/A | N/A | N/A | N/A | N/A | N/A | 1 | 1 | 2 | 2 | 1 | 1 | 1 | 0
SDGE | El Cajon | 69 | Wind, Onshore |  |  | 0 | 0 | 0 | 0 | 0 | 0 | 0 | 0 | 0 | 4 | 4 | 1 | 1 |  | 1 | 1 | N/A |  |  |  | N/A | N/A | N/A | N/A | N/A | N/A | N/A | 2 | 1 | 2 | 1 | 1 | 1 | 1 | 0
SCE Eastern | El Casco | 230 | Wind, Onshore |  |  | 0 | 0 | 0 | 0 | 0 | 0 | 0 | 0 | 0 | 5 | 5 | 1 | 1 |  | 1 | 1 | N/A |  |  |  | N/A | N/A | N/A | N/A | N/A | N/A | N/A | 1 | 1 | 4 | 1 | 2 | 1 | 1 | 0
PG&E GBA | El Cerrito G | 115 | Wind, Onshore |  |  | 0 | 0 | 0 | 0 | 0 | 0 | 0 | 0 | 0 | 5 | 2 | 1 | 1 |  | 1 | 1 | N/A |  |  |  | N/A | N/A | N/A | N/A | N/A | N/A | N/A | 2 | 1 | 2 | 1 | 2 | 1 | 1 | 0
PG&E NGBA | El Dorado PH | 115 | Wind, Onshore |  |  | 0 | 0 | 0 | 0 | 0 | 0 | 0 | 0 | 0 | 5 | 2 | 1 | 1 |  | 1 | 1 | N/A |  |  |  | N/A | N/A | N/A | N/A | N/A | N/A | N/A | 2 | 1 | 4 | 2 | 3 | 1 | 1 | 0
PG&E FRESNO | El Nido (PGE) | 115 | Wind, Onshore |  |  | 0 | 0 | 0 | 0 | 0 | 0 | 0 | 0 | 0 | 5 | 2 | 5 | 2 |  | 1 | 1 | N/A |  |  |  | N/A | N/A | N/A | N/A | N/A | N/A | N/A | 1 | 1 | 4 | 2 | 1 | 1 | 1 | 0
SCE Metro | El Nido (SCE) | 230 | Wind, Onshore |  |  | 0 | 0 | 0 | 0 | 0 | 0 | 0 | 0 | 0 | 1 | 1 | 1 | 1 |  | 1 | 1 | N/A |  |  |  | N/A | N/A | N/A | N/A | N/A | N/A | N/A | 1 | 1 | 2 | 1 | 2 | 1 | 1 | 0
PG&E GBA | El Patio | 115 | Wind, Onshore |  |  | 0 | 0 | 0 | 0 | 0 | 0 | 0 | 0 | 0 | 1 | 1 | 1 | 1 |  | 1 | 1 | N/A |  |  |  | N/A | N/A | N/A | N/A | N/A | N/A | N/A | 2 | 1 | 3 | 2 | 2 | 1 | 1 | 0
SCE Metro | El Segundo | 230 | Wind, Onshore |  |  | 0 | 0 | 0 | 0 | 0 | 0 | 0 | 0 | 0 | 1 | 1 | 1 | 1 |  | 1 | 1 | N/A |  |  |  | N/A | N/A | N/A | N/A | N/A | N/A | N/A | 1 | 1 | 1 | 1 | 1 | 1 | 1 | 0
EOP | Eldorado | 230 | Wind, Onshore |  |  | 0 | 0 | 0 | 0 | 0 | 0 | 0 | 0 | 0 | 5 | 3 | 4 | 2 |  | 1 | 1 | N/A |  |  |  | N/A | N/A | N/A | N/A | N/A | N/A | N/A | 2 | 2 | 2 | 1 | 3 | 1 | 1 | 0
EOP | Eldorado | 500 | Wind, Onshore |  |  | 0 | 0 | 0 | 0 | 0 | 0 | 0 | 0 | 0 | 5 | 2 | 4 | 2 |  | 1 | 1 | N/A |  |  |  | N/A | N/A | N/A | N/A | N/A | N/A | N/A | 2 | 2 | 2 | 1 | 3 | 1 | 1 | 0
SCE Northern | Elizabeth Lake | 66 | Wind, Onshore |  |  | 0 | 0 | 0 | 0 | 0 | 0 | 0 | 0 | 0 | 5 | 2 | 4 | 2 |  | 1 | 1 | N/A |  |  |  | N/A | N/A | N/A | N/A | N/A | N/A | N/A | 1 | 1 | 3 | 1 | 3 | 1 | 1 | 0
PG&E KERN | Elk Hills | 230 | Wind, Onshore |  |  | 0 | 0 | 0 | 0 | 0 | 0 | 0 | 0 | 0 | 5 | 2 | 5 | 2 |  | 1 | 1 | N/A |  |  |  | N/A | N/A | N/A | N/A | N/A | N/A | N/A | 1 | 1 | 3 | 1 | 1 | 1 | 1 | 0
SDGE | Elliot | 69 | Wind, Onshore |  |  | 0 | 0 | 0 | 0 | 0 | 0 | 0 | 0 | 0 | 4 | 4 | 1 | 1 |  | 1 | 1 | N/A |  |  |  | N/A | N/A | N/A | N/A | N/A | N/A | N/A | 2 | 1 | 2 | 1 | 2 | 1 | 1 | 0
SCE Metro | Ellis | 230 | Wind, Onshore |  |  | 0 | 0 | 0 | 0 | 0 | 0 | 0 | 0 | 0 | 1 | 1 | 1 | 1 |  | 1 | 1 | N/A |  |  |  | N/A | N/A | N/A | N/A | N/A | N/A | N/A | 1 | 1 | 2 | 1 | 2 | 1 | 1 | 0
SDGE | Encina | 138 | Wind, Onshore |  |  | 0 | 0 | 0 | 0 | 0 | 0 | 0 | 0 | 0 | 4 | 4 | 1 | 1 |  | 1 | 1 | 1 |  |  |  | 1 | 1 | 3 | 3 | 3 | 1 | 1 | 2 | 1 | 1 | 1 | 3 | 1 | 1 | 0
SDGE | Encina | 230 | Wind, Onshore |  |  | 0 | 0 | 0 | 0 | 0 | 0 | 0 | 0 | 0 | 4 | 4 | 1 | 1 |  | 1 | 1 | 1 |  |  |  | 1 | 1 | 3 | 3 | 3 | 1 | 1 | 2 | 1 | 1 | 1 | 3 | 1 | 1 | 0
SDGE | Escondido | 230 | Wind, Onshore |  |  | 0 | 0 | 0 | 0 | 0 | 0 | 0 | 0 | 0 | 4 | 4 | 1 | 1 |  | 1 | 1 | N/A |  |  |  | N/A | N/A | N/A | N/A | N/A | N/A | N/A | 2 | 1 | 1 | 1 | 3 | 1 | 1 | 0
SDGE | Escondido | 69 | Wind, Onshore |  |  | 0 | 0 | 0 | 0 | 0 | 0 | 0 | 0 | 0 | 4 | 4 | 1 | 1 |  | 1 | 1 | N/A |  |  |  | N/A | N/A | N/A | N/A | N/A | N/A | N/A | 2 | 1 | 1 | 1 | 3 | 1 | 1 | 0
PG&E KERN | Estrella | 230 | Wind, Onshore |  |  | 0 | 0 | 0 | 0 | 0 | 0 | 0 | 0 | 0 | 5 | 2 | 5 | 2 |  | 1 | 1 | N/A |  |  |  | N/A | N/A | N/A | N/A | N/A | N/A | N/A | 2 | 2 | 4 | 2 | 3 | 1 | 1 | 0
SCE Eastern | Etiwanda | 230 | Wind, Onshore |  |  | 0 | 0 | 0 | 0 | 0 | 0 | 0 | 0 | 0 | 5 | 5 | 1 | 1 |  | 1 | 1 | N/A |  |  |  | N/A | N/A | N/A | N/A | N/A | N/A | N/A | 1 | 1 | 2 | 1 | 1 | 1 | 1 | 0
PG&E GBA | Evergreen | 115 | Wind, Onshore |  |  | 0 | 0 | 0 | 0 | 0 | 0 | 0 | 0 | 0 | 1 | 1 | 1 | 1 |  | 1 | 1 | N/A |  |  |  | N/A | N/A | N/A | N/A | N/A | N/A | N/A | 2 | 1 | 2 | 2 | 2 | 1 | 1 | 0
PG&E GBA | Evergreen | 60 | Wind, Onshore |  |  | 0 | 0 | 0 | 0 | 0 | 0 | 0 | 0 | 0 | 1 | 1 | 1 | 1 |  | 1 | 1 | N/A |  |  |  | N/A | N/A | N/A | N/A | N/A | N/A | N/A | 2 | 1 | 2 | 2 | 2 | 1 | 1 | 0
PG&E FRESNO | Excelsior | 115 | Wind, Onshore |  |  | 0 | 0 | 0 | 0 | 0 | 0 | 0 | 0 | 0 | 5 | 2 | 5 | 2 |  | 1 | 1 | N/A |  |  |  | N/A | N/A | N/A | N/A | N/A | N/A | N/A | 1 | 1 | 4 | 2 | 1 | 1 | 1 | 0
PG&E FRESNO | Exchequer | 115 | Wind, Onshore |  |  | 0 | 0 | 0 | 0 | 0 | 0 | 0 | 0 | 0 | 5 | 2 | 5 | 2 |  | 1 | 1 | N/A |  |  |  | N/A | N/A | N/A | N/A | N/A | N/A | N/A | 2 | 1 | 4 | 1 | 2 | 1 | 1 | 0
PG&E KERN | Fairway | 115 | Wind, Onshore |  |  | 0 | 0 | 0 | 0 | 0 | 0 | 0 | 0 | 0 | 5 | 2 | 5 | 2 |  | 1 | 1 | N/A |  |  |  | N/A | N/A | N/A | N/A | N/A | N/A | N/A | 2 | 2 | 3 | 1 | 2 | 1 | 1 | 0
PG&E KERN | Famoso | 115 | Wind, Onshore |  |  | 0 | 0 | 0 | 0 | 0 | 0 | 0 | 0 | 0 | 5 | 2 | 5 | 2 |  | 1 | 1 | N/A |  |  |  | N/A | N/A | N/A | N/A | N/A | N/A | N/A | 1 | 1 | 4 | 1 | 1 | 1 | 1 | 0
PG&E NGBA | Fern Road | 500 | Wind, Onshore |  |  | 0 | 0 | 0 | 0 | 0 | 0 | 0 | 0 | 0 | 5 | 2 | 1 | 1 |  | 4 | 1 | 1 |  |  |  | 3 | 1 | 1 | 1 | 3 | 2 | 1 | 2 | 2 | 4 | 2 | 3 | 1 | 1 | 0
PG&E GBA | Fibreboard (SPI Sonora) | 115 | Wind, Onshore |  |  | 0 | 0 | 0 | 0 | 0 | 0 | 0 | 0 | 0 | 5 | 5 | 1 | 1 |  | 2 | 1 | N/A |  |  |  | N/A | N/A | N/A | N/A | N/A | N/A | N/A | 2 | 1 | 2 | 1 | 2 | 1 | 1 | 0
PG&E FRESNO | Figarden | 230 | Wind, Onshore |  |  | 0 | 0 | 0 | 0 | 0 | 0 | 0 | 0 | 0 | 5 | 2 | 5 | 2 |  | 1 | 1 | N/A |  |  |  | N/A | N/A | N/A | N/A | N/A | N/A | N/A | 1 | 1 | 3 | 2 | 2 | 1 | 1 | 0
PG&E FRESNO | Fink | 230 | Wind, Onshore |  |  | 0 | 0 | 0 | 0 | 0 | 0 | 0 | 0 | 0 | 1 | 1 | 1 | 1 |  | 1 | 1 | N/A |  |  |  | N/A | N/A | N/A | N/A | N/A | N/A | N/A | 1 | 1 | 4 | 2 | 1 | 1 | 1 | 0
PG&E NGBA | Fitch Mountain | 60 | Wind, Onshore |  |  | 0 | 0 | 0 | 0 | 0 | 0 | 0 | 0 | 0 | 5 | 2 | 1 | 1 |  | 1 | 1 | N/A |  |  |  | N/A | N/A | N/A | N/A | N/A | N/A | N/A | 2 | 2 | 4 | 2 | 3 | 1 | 1 | 0
PG&E GBA | FMC | 115 | Wind, Onshore |  |  | 0 | 0 | 0 | 0 | 0 | 0 | 0 | 0 | 0 | 1 | 1 | 1 | 1 |  | 1 | 1 | N/A |  |  |  | N/A | N/A | N/A | N/A | N/A | N/A | N/A | 2 | 1 | 2 | 2 | 2 | 1 | 1 | 0
PG&E GBA | Fremont | 115 | Wind, Onshore |  |  | 0 | 0 | 0 | 0 | 0 | 0 | 0 | 0 | 0 | 1 | 1 | 1 | 1 |  | 1 | 1 | N/A |  |  |  | N/A | N/A | N/A | N/A | N/A | N/A | N/A | 2 | 1 | 3 | 1 | 2 | 1 | 1 | 0
PG&E GBA | French Camp | 60 | Wind, Onshore |  |  | 0 | 0 | 0 | 0 | 0 | 0 | 0 | 0 | 0 | 5 | 2 | 1 | 1 |  | 1 | 1 | N/A |  |  |  | N/A | N/A | N/A | N/A | N/A | N/A | N/A | 1 | 1 | 3 | 2 | 1 | 1 | 1 | 0
PG&E GBA | Frogtown | 115 | Wind, Onshore |  |  | 0 | 0 | 0 | 0 | 0 | 0 | 0 | 0 | 0 | 5 | 2 | 1 | 1 |  | 1 | 1 | N/A |  |  |  | N/A | N/A | N/A | N/A | N/A | N/A | N/A | 2 | 1 | 4 | 1 | 3 | 1 | 1 | 0
PG&E NGBA | Fulton | 115 | Wind, Onshore |  |  | 0 | 0 | 0 | 0 | 0 | 0 | 0 | 0 | 0 | 5 | 2 | 1 | 1 |  | 1 | 1 | N/A |  |  |  | N/A | N/A | N/A | N/A | N/A | N/A | N/A | 2 | 1 | 3 | 2 | 2 | 1 | 1 | 0
PG&E NGBA | Fulton | 230 | Wind, Onshore |  |  | 0 | 0 | 0 | 0 | 0 | 0 | 0 | 0 | 0 | 5 | 2 | 1 | 1 |  | 1 | 1 | N/A |  |  |  | N/A | N/A | N/A | N/A | N/A | N/A | N/A | 2 | 1 | 3 | 2 | 2 | 1 | 1 | 0
PG&E NGBA | Fulton | 60 | Wind, Onshore |  |  | 0 | 0 | 0 | 0 | 0 | 0 | 0 | 0 | 0 | 5 | 2 | 1 | 1 |  | 1 | 1 | N/A |  |  |  | N/A | N/A | N/A | N/A | N/A | N/A | N/A | 2 | 1 | 3 | 2 | 2 | 1 | 1 | 0
PG&E KERN | Ganso | 115 | Wind, Onshore |  |  | 0 | 0 | 0 | 0 | 0 | 0 | 0 | 0 | 0 | 5 | 2 | 5 | 2 |  | 1 | 1 | N/A |  |  |  | N/A | N/A | N/A | N/A | N/A | N/A | N/A | 1 | 1 | 3 | 1 | 1 | 1 | 1 | 0
PG&E FRESNO | Gates | 230 | Wind, Onshore |  |  | 0 | 0 | 0 | 0 | 0 | 0 | 0 | 0 | 0 | 5 | 2 | 5 | 2 |  | 1 | 1 | N/A |  |  |  | N/A | N/A | N/A | N/A | N/A | N/A | N/A | 1 | 1 | 3 | 2 | 1 | 1 | 1 | 0
PG&E FRESNO | Gates | 500 | Wind, Onshore |  |  | 0 | 0 | 0 | 0 | 0 | 0 | 0 | 0 | 0 | 5 | 2 | 5 | 2 |  | 1 | 1 | N/A |  |  |  | N/A | N/A | N/A | N/A | N/A | N/A | N/A | 1 | 1 | 3 | 2 | 1 | 1 | 1 | 0
PG&E NGBA | Geysers 12 | 230 | Wind, Onshore |  |  | 0 | 0 | 0 | 0 | 0 | 0 | 0 | 0 | 0 | 5 | 2 | 1 | 1 |  | 1 | 1 | N/A |  |  |  | N/A | N/A | N/A | N/A | N/A | N/A | N/A | 2 | 2 | 4 | 2 | 3 | 1 | 1 | 0
PG&E NGBA | Geysers 17 | 230 | Wind, Onshore |  |  | 0 | 0 | 0 | 0 | 0 | 0 | 0 | 0 | 0 | 5 | 2 | 1 | 1 |  | 1 | 1 | N/A |  |  |  | N/A | N/A | N/A | N/A | N/A | N/A | N/A | 2 | 2 | 4 | 2 | 3 | 1 | 1 | 0
PG&E NGBA | Geysers 3 | 115 | Wind, Onshore |  |  | 0 | 0 | 0 | 0 | 0 | 0 | 0 | 0 | 0 | 5 | 2 | 1 | 1 |  | 1 | 1 | N/A |  |  |  | N/A | N/A | N/A | N/A | N/A | N/A | N/A | 2 | 2 | 4 | 2 | 3 | 1 | 1 | 0
PG&E NGBA | Glenn | 230 | Wind, Onshore |  |  | 0 | 0 | 0 | 0 | 0 | 0 | 0 | 0 | 0 | 5 | 2 | 1 | 1 | 3 | 1 | 1 | 1 |  |  |  | 5 | 5 | 1 | 1 | 5 | 5 | 1 | 2 | 2 | 4 | 1 | 3 | 1 | 4 | 1
PG&E NGBA | Glenn | 60 | Wind, Onshore |  |  | 0 | 0 | 0 | 0 | 0 | 0 | 0 | 0 | 0 | 5 | 2 | 1 | 1 |  | 1 | 1 | 1 |  |  |  | 5 | 5 | 1 | 1 | 5 | 5 | 1 | 2 | 2 | 4 | 1 | 3 | 1 | 1 | 0
PG&E NGBA | Gold Hill | 115 | Wind, Onshore |  |  | 0 | 0 | 0 | 0 | 0 | 0 | 0 | 0 | 0 | 5 | 2 | 1 | 1 |  | 1 | 1 | 1 |  |  |  | 1 | 1 | 1 | 1 | 1 | 1 | 1 | 2 | 1 | 4 | 2 | 3 | 1 | 1 | 0
PG&E NGBA | Gold Hill | 230 | Wind, Onshore |  |  | 0 | 0 | 0 | 0 | 0 | 0 | 0 | 0 | 0 | 5 | 2 | 1 | 1 |  | 1 | 1 | 1 |  |  |  | 1 | 1 | 1 | 1 | 1 | 1 | 1 | 2 | 1 | 4 | 2 | 3 | 1 | 1 | 0
SCE Northern | Goleta | 230 | Wind, Onshore |  |  | 0 | 0 | 0 | 0 | 0 | 0 | 0 | 0 | 0 | 5 | 2 | 4 | 2 |  | 1 | 1 | N/A |  |  |  | N/A | N/A | N/A | N/A | N/A | N/A | N/A | 2 | 2 | 2 | 1 | 2 | 1 | 1 | 0
SCE Metro | Goodrich | 230 | Wind, Onshore |  |  | 0 | 0 | 0 | 0 | 0 | 0 | 0 | 0 | 0 | 1 | 1 | 1 | 1 |  | 1 | 1 | N/A |  |  |  | N/A | N/A | N/A | N/A | N/A | N/A | N/A | 1 | 1 | 3 | 1 | 2 | 1 | 1 | 0
PG&E KERN | Goose Lake | 115 | Wind, Onshore |  |  | 0 | 0 | 0 | 0 | 0 | 0 | 0 | 0 | 0 | 5 | 2 | 5 | 2 |  | 1 | 1 | N/A |  |  |  | N/A | N/A | N/A | N/A | N/A | N/A | N/A | 1 | 1 | 2 | 1 | 1 | 1 | 1 | 0
SCE Metro | Gould | 230 | Wind, Onshore |  |  | 0 | 0 | 0 | 0 | 0 | 0 | 0 | 0 | 0 | 1 | 1 | 1 | 1 |  | 1 | 1 | N/A |  |  |  | N/A | N/A | N/A | N/A | N/A | N/A | N/A | 1 | 1 | 4 | 1 | 2 | 1 | 1 | 0
PG&E NGBA | Grand Island | 115 | Wind, Onshore |  |  | 0 | 0 | 0 | 0 | 0 | 0 | 0 | 0 | 0 | 5 | 2 | 1 | 1 |  | 1 | 1 | N/A |  |  |  | N/A | N/A | N/A | N/A | N/A | N/A | N/A | 2 | 1 | 4 | 2 | 2 | 1 | 1 | 0
SDGE | Granite | 69 | Wind, Onshore |  |  | 0 | 0 | 0 | 0 | 0 | 0 | 0 | 0 | 0 | 4 | 4 | 1 | 1 |  | 1 | 1 | N/A |  |  |  | N/A | N/A | N/A | N/A | N/A | N/A | N/A | 2 | 1 | 2 | 2 | 2 | 1 | 1 | 0
PG&E GBA | Grant | 115 | Wind, Onshore |  |  | 0 | 0 | 0 | 0 | 0 | 0 | 0 | 0 | 0 | 5 | 2 | 1 | 1 |  | 1 | 1 | N/A |  |  |  | N/A | N/A | N/A | N/A | N/A | N/A | N/A | 2 | 1 | 2 | 1 | 2 | 1 | 1 | 0
PG&E GBA | Green Valley | 115 | Wind, Onshore |  |  | 0 | 0 | 0 | 0 | 0 | 0 | 0 | 0 | 0 | 1 | 1 | 3 | 3 |  | 1 | 1 | N/A |  |  |  | N/A | N/A | N/A | N/A | N/A | N/A | N/A | 2 | 2 | 3 | 2 | 2 | 1 | 1 | 0
PG&E NGBA | Greenleaf 1 | 115 | Wind, Onshore |  |  | 0 | 0 | 0 | 0 | 0 | 0 | 0 | 0 | 0 | 5 | 2 | 1 | 1 |  | 1 | 1 | N/A |  |  |  | N/A | N/A | N/A | N/A | N/A | N/A | N/A | 2 | 2 | 1 | 1 | 3 | 1 | 1 | 0
PG&E FRESNO | Gregg | 230 | Wind, Onshore |  |  | 0 | 0 | 0 | 0 | 0 | 0 | 0 | 0 | 0 | 5 | 2 | 5 | 2 |  | 1 | 1 | 1 |  |  |  | 1 | 1 | 1 | 1 | 1 | 1 | 1 | 1 | 1 | 3 | 2 | 1 | 1 | 5 | 1
PG&E FRESNO | Grimmway-Malaga | 115 | Wind, Onshore |  |  | 0 | 0 | 0 | 0 | 0 | 0 | 0 | 0 | 0 | 5 | 2 | 5 | 2 |  | 1 | 1 | N/A |  |  |  | N/A | N/A | N/A | N/A | N/A | N/A | N/A | 1 | 1 | 2 | 1 | 1 | 1 | 1 | 0
PG&E NGBA | Grizzly | 230 | Wind, Onshore |  |  | 0 | 0 | 0 | 0 | 0 | 0 | 0 | 0 | 0 | 5 | 5 | 3 | 3 |  | 2 | 1 | 1 |  |  |  | 3 | 1 | 3 | 3 | 5 | 3 | 1 | 2 | 2 | 4 | 1 | 3 | 1 | 1 | 0
PG&E FRESNO | Guernsey | 70 | Wind, Onshore |  |  | 0 | 0 | 0 | 0 | 0 | 0 | 0 | 0 | 0 | 5 | 2 | 5 | 2 |  | 1 | 1 | N/A |  |  |  | N/A | N/A | N/A | N/A | N/A | N/A | N/A | 1 | 1 | 3 | 2 | 1 | 1 | 1 | 0
PG&E FRESNO | GWF Hanford | 115 | Wind, Onshore |  |  | 0 | 0 | 0 | 0 | 0 | 0 | 0 | 0 | 0 | 5 | 2 | 5 | 2 |  | 1 | 1 | N/A |  |  |  | N/A | N/A | N/A | N/A | N/A | N/A | N/A | 2 | 1 | 2 | 1 | 1 | 1 | 1 | 0
PG&E FRESNO | Haas | 230 | Wind, Onshore |  |  | 0 | 0 | 0 | 0 | 0 | 0 | 0 | 0 | 0 | 5 | 2 | 5 | 2 |  | 1 | 1 | N/A |  |  |  | N/A | N/A | N/A | N/A | N/A | N/A | N/A | 1 | 1 | 4 | 2 | 3 | 1 | 1 | 0
PG&E FRESNO | Hammonds | 115 | Wind, Onshore |  |  | 0 | 0 | 0 | 0 | 0 | 0 | 0 | 0 | 0 | 5 | 2 | 5 | 2 |  | 1 | 1 | N/A |  |  |  | N/A | N/A | N/A | N/A | N/A | N/A | N/A | 1 | 1 | 2 | 2 | 1 | 1 | 1 | 0
SCE Metro | HarborGen | 230 | Wind, Onshore |  |  | 0 | 0 | 0 | 0 | 0 | 0 | 0 | 0 | 0 | 1 | 1 | 1 | 1 |  | 1 | 1 | N/A |  |  |  | N/A | N/A | N/A | N/A | N/A | N/A | N/A | 1 | 1 | 2 | 1 | 1 | 1 | 1 | 0
PG&E NGBA | Harris | 60 | Wind, Onshore |  |  | 0 | 0 | 0 | 0 | 0 | 0 | 0 | 0 | 0 | 5 | 2 | 1 | 1 |  | 1 | 1 | N/A |  |  |  | N/A | N/A | N/A | N/A | N/A | N/A | N/A | 2 | 2 | 2 | 2 | 3 | 1 | 1 | 0
EOP | Harry Allen | 500 | Wind, Onshore |  |  | 0 | 0 | 0 | 0 | 0 | 0 | 0 | 0 | 0 | 5 | 3 | 4 | 2 |  | 1 | 1 | N/A |  |  |  | N/A | N/A | N/A | N/A | N/A | N/A | N/A | 2 | 2 | 4 | 1 | 3 | 1 | 1 | 0
PG&E NGBA | Hartley | 60 | Wind, Onshore |  |  | 0 | 0 | 0 | 0 | 0 | 0 | 0 | 0 | 0 | 5 | 2 | 1 | 1 |  | 1 | 1 | 1 |  |  |  | 5 | 3 | 1 | 1 | 3 | 1 | 1 | 2 | 2 | 4 | 2 | 3 | 1 | 1 | 0
SCE NOL | Harvard | 115 | Wind, Onshore |  |  | 0 | 0 | 0 | 0 | 0 | 0 | 0 | 0 | 0 | 4 | 4 | 1 | 1 |  | 1 | 1 | N/A |  |  |  | N/A | N/A | N/A | N/A | N/A | N/A | N/A | 2 | 1 | 4 | 1 | 1 | 1 | 1 | 0
SDGE | Hassayampa | 500 | Wind, Onshore |  |  | 0 | 0 | 0 | 0 | 0 | 0 | 0 | 0 | 0 | 5 | 4 | 4 | 2 |  | 1 | 1 | N/A |  |  |  | N/A | N/A | N/A | N/A | N/A | N/A | N/A | 2 | 1 | 4 | 2 | 3 | 1 | 1 | 0
PG&E FRESNO | Helm | 230 | Wind, Onshore |  |  | 0 | 0 | 0 | 0 | 0 | 0 | 0 | 0 | 0 | 5 | 2 | 5 | 2 |  | 1 | 1 | N/A |  |  |  | N/A | N/A | N/A | N/A | N/A | N/A | N/A | 1 | 1 | 2 | 2 | 1 | 1 | 1 | 0
PG&E FRESNO | Helm | 70 | Wind, Onshore |  |  | 0 | 0 | 0 | 0 | 0 | 0 | 0 | 0 | 0 | 5 | 2 | 5 | 2 |  | 1 | 1 | N/A |  |  |  | N/A | N/A | N/A | N/A | N/A | N/A | N/A | 1 | 1 | 2 | 2 | 1 | 1 | 1 | 0
PG&E FRESNO | Henrietta | 115 | Wind, Onshore |  |  | 0 | 0 | 0 | 0 | 0 | 0 | 0 | 0 | 0 | 5 | 2 | 5 | 2 |  | 1 | 1 | N/A |  |  |  | N/A | N/A | N/A | N/A | N/A | N/A | N/A | 1 | 1 | 1 | 2 | 1 | 1 | 1 | 0
PG&E FRESNO | Henrietta | 230 | Wind, Onshore |  |  | 0 | 0 | 0 | 0 | 0 | 0 | 0 | 0 | 0 | 5 | 2 | 5 | 2 |  | 1 | 1 | N/A |  |  |  | N/A | N/A | N/A | N/A | N/A | N/A | N/A | 1 | 1 | 1 | 2 | 1 | 1 | 1 | 0
PG&E FRESNO | Henrietta | 70 | Wind, Onshore |  |  | 0 | 0 | 0 | 0 | 0 | 0 | 0 | 0 | 0 | 5 | 2 | 5 | 2 |  | 1 | 1 | N/A |  |  |  | N/A | N/A | N/A | N/A | N/A | N/A | N/A | 1 | 1 | 1 | 2 | 1 | 1 | 1 | 0
PG&E FRESNO | Herndon | 115 | Wind, Onshore |  |  | 0 | 0 | 0 | 0 | 0 | 0 | 0 | 0 | 0 | 5 | 2 | 5 | 2 |  | 1 | 1 | N/A |  |  |  | N/A | N/A | N/A | N/A | N/A | N/A | N/A | 1 | 1 | 3 | 2 | 1 | 1 | 1 | 0
PG&E FRESNO | Herndon | 230 | Wind, Onshore |  |  | 0 | 0 | 0 | 0 | 0 | 0 | 0 | 0 | 0 | 5 | 2 | 5 | 2 |  | 1 | 1 | N/A |  |  |  | N/A | N/A | N/A | N/A | N/A | N/A | N/A | 1 | 1 | 3 | 2 | 1 | 1 | 1 | 0
PG&E GBA | Hicks | 230 | Wind, Onshore |  |  | 0 | 0 | 0 | 0 | 0 | 0 | 0 | 0 | 0 | 1 | 1 | 1 | 1 |  | 1 | 1 | N/A |  |  |  | N/A | N/A | N/A | N/A | N/A | N/A | N/A | 2 | 1 | 4 | 2 | 2 | 1 | 1 | 0
PG&E NGBA | Higgins | 115 | Wind, Onshore |  |  | 0 | 0 | 0 | 0 | 0 | 0 | 0 | 0 | 0 | 5 | 2 | 1 | 1 |  | 1 | 1 | N/A |  |  |  | N/A | N/A | N/A | N/A | N/A | N/A | N/A | 2 | 1 | 4 | 1 | 3 | 1 | 1 | 0
PG&E NGBA | Hilltop | 345 | Wind, Onshore | YES | Northern CA Wind Mapped to NVE area | 0 | 0 | 0 | 0 | 0 | 0 | 0 | 0 | 0 | 5 | 2 | 1 | 1 |  | 3 | 1 | 1 |  |  |  | 2 | 2 | 1 | 1 | 3 | 2 | 1 | 2 | 2 | 4 | 1 | 3 | 1 | 4 | 1
SCE Metro | Hinson | 230 | Wind, Onshore |  |  | 0 | 0 | 0 | 0 | 0 | 0 | 0 | 0 | 0 | 1 | 1 | 1 | 1 |  | 1 | 1 | N/A |  |  |  | N/A | N/A | N/A | N/A | N/A | N/A | N/A | 1 | 1 | 2 | 1 | 1 | 1 | 1 | 0
PG&E GBA | Hollister | 115 | Wind, Onshore |  |  | 0 | 0 | 0 | 0 | 0 | 0 | 0 | 0 | 0 | 1 | 1 | 3 | 3 |  | 1 | 1 | N/A |  |  |  | N/A | N/A | N/A | N/A | N/A | N/A | N/A | 2 | 2 | 4 | 2 | 3 | 1 | 1 | 0
PG&E NGBA | Homestake | 115 | Wind, Onshore |  |  | 0 | 0 | 0 | 0 | 0 | 0 | 0 | 0 | 0 | 5 | 2 | 1 | 1 |  | 1 | 1 | N/A |  |  |  | N/A | N/A | N/A | N/A | N/A | N/A | N/A | 2 | 1 | 4 | 2 | 3 | 1 | 1 | 0
PG&E NGBA | Honcut | 115 | Wind, Onshore |  |  | 0 | 0 | 0 | 0 | 0 | 0 | 0 | 0 | 0 | 5 | 2 | 1 | 1 |  | 1 | 1 | N/A |  |  |  | N/A | N/A | N/A | N/A | N/A | N/A | N/A | 2 | 1 | 4 | 2 | 3 | 1 | 1 | 0
SDGE | Hoodoo Wash | 500 | Wind, Onshore |  |  | 0 | 0 | 0 | 0 | 0 | 0 | 0 | 0 | 0 | 5 | 4 | 4 | 2 |  | 1 | 1 | N/A |  |  |  | N/A | N/A | N/A | N/A | N/A | N/A | N/A | 2 | 2 | 4 | 2 | 3 | 1 | 1 | 0
PG&E NGBA | Hopland | 115 | Wind, Onshore |  |  | 0 | 0 | 0 | 0 | 0 | 0 | 0 | 0 | 0 | 5 | 2 | 1 | 1 |  | 1 | 1 | N/A |  |  |  | N/A | N/A | N/A | N/A | N/A | N/A | N/A | 2 | 2 | 4 | 2 | 3 | 1 | 1 | 0
PG&E NGBA | Hopland | 60 | Wind, Onshore |  |  | 0 | 0 | 0 | 0 | 0 | 0 | 0 | 0 | 0 | 5 | 2 | 1 | 1 |  | 1 | 1 | N/A |  |  |  | N/A | N/A | N/A | N/A | N/A | N/A | N/A | 2 | 2 | 4 | 2 | 3 | 1 | 1 | 0
PG&E NGBA | Humboldt | 115 | Wind, Onshore |  |  | 0 | 0 | 0 | 0 | 0 | 0 | 0 | 0 | 0 | 5 | 2 | 1 | 1 |  | 4 | 1 | 3 |  |  |  | 2 | 1 | 1 | 1 | 1 | 3 | 1 | 2 | 2 | 3 | 2 | 3 | 2+ | 1 | 1
PG&E NGBA | Humboldt | 60 | Wind, Onshore |  |  | 0 | 0 | 0 | 0 | 0 | 0 | 0 | 0 | 0 | 5 | 2 | 1 | 1 |  | 4 | 1 | 3 |  |  |  | 2 | 1 | 1 | 1 | 1 | 3 | 1 | 2 | 2 | 3 | 2 | 3 | 1 | 1 | 0
PG&E NGBA | Humboldt | 500 | Wind, Onshore |  |  | 100 | 0 | 100 | 0 | 0 | 0 | 100 | 0 | 100 | 5 | 2 | 1 | 1 |  | 4 | 4 | 3 |  |  |  | 2 | 1 | 1 | 1 | 1 | 3 | 1 | 2 | 2 | 3 | 2 | 3 | 5- | 1 | 1
SCE Metro | Huntington Beach | 230 | Wind, Onshore |  |  | 0 | 0 | 0 | 0 | 0 | 0 | 0 | 0 | 0 | 1 | 1 | 1 | 1 |  | 1 | 1 | N/A |  |  |  | N/A | N/A | N/A | N/A | N/A | N/A | N/A | 1 | 1 | 1 | 1 | 2 | 1 | 1 | 0
PG&E NGBA | Ignacio | 115 | Wind, Onshore |  |  | 0 | 0 | 0 | 0 | 0 | 0 | 0 | 0 | 0 | 5 | 2 | 1 | 1 |  | 1 | 1 | N/A |  |  |  | N/A | N/A | N/A | N/A | N/A | N/A | N/A | 2 | 1 | 4 | 1 | 3 | 1 | 1 | 0
PG&E NGBA | Ignacio | 230 | Wind, Onshore |  |  | 0 | 0 | 0 | 0 | 0 | 0 | 0 | 0 | 0 | 5 | 2 | 1 | 1 |  | 1 | 1 | N/A |  |  |  | N/A | N/A | N/A | N/A | N/A | N/A | N/A | 2 | 1 | 4 | 1 | 3 | 1 | 1 | 0
PG&E NGBA | Ignacio | 60 | Wind, Onshore |  |  | 0 | 0 | 0 | 0 | 0 | 0 | 0 | 0 | 0 | 5 | 2 | 1 | 1 |  | 1 | 1 | N/A |  |  |  | N/A | N/A | N/A | N/A | N/A | N/A | N/A | 2 | 1 | 4 | 1 | 3 | 1 | 1 | 0
SDGE | Imperial Beach | 69 | Wind, Onshore |  |  | 0 | 0 | 0 | 0 | 0 | 0 | 0 | 0 | 0 | 4 | 4 | 1 | 1 |  | 1 | 1 | N/A |  |  |  | N/A | N/A | N/A | N/A | N/A | N/A | N/A | 2 | 1 | 3 | 1 | 2 | 1 | 1 | 0
SDGE | Imperial Valley | 230 | Wind, Onshore |  |  | 0 | 0 | 0 | 0 | 0 | 0 | 0 | 0 | 0 | 4 | 4 | 1 | 1 |  | 4 | 1 | 1 |  |  |  | 1 | 1 | 1 | 1 | 1 | 3 | 1 | 1 | 1 | 2 | 2 | 1 | 1 | 1 | 0
SDGE | Imperial Valley | 500 | Wind, Onshore |  |  | 0 | 0 | 0 | 0 | 0 | 0 | 0 | 0 | 0 | 4 | 4 | 1 | 1 |  | 4 | 1 | 1 |  |  |  | 1 | 1 | 1 | 1 | 1 | 3 | 1 | 1 | 1 | 2 | 2 | 1 | 1 | 1 | 0
EOP | Innovation | 138 | Wind, Onshore |  |  | 0 | 0 | 0 | 0 | 0 | 0 | 0 | 0 | 0 | 5 | 3 | 4 | 2 |  | 1 | 1 | N/A |  |  |  | N/A | N/A | N/A | N/A | N/A | N/A | N/A | 2 | 2 | 4 | 1 | 3 | 1 | 1 | 0
EOP | Innovation | 230 | Wind, Onshore |  |  | 0 | 0 | 0 | 0 | 0 | 0 | 0 | 0 | 0 | 5 | 3 | 4 | 2 |  | 1 | 1 | N/A |  |  |  | N/A | N/A | N/A | N/A | N/A | N/A | N/A | 2 | 2 | 4 | 1 | 3 | 1 | 1 | 0
SCE NOL | Inyokern | 115 | Wind, Onshore |  |  | 0 | 0 | 0 | 0 | 0 | 0 | 0 | 0 | 0 | 4 | 4 | 1 | 1 |  | 1 | 1 | N/A |  |  |  | N/A | N/A | N/A | N/A | N/A | N/A | N/A | 2 | 2 | 4 | 1 | 3 | 1 | 1 | 0
EOP | IS Tap | 138 | Wind, Onshore |  |  | 0 | 0 | 0 | 0 | 0 | 0 | 0 | 0 | 0 | 5 | 3 | 4 | 2 |  | 1 | 1 | N/A |  |  |  | N/A | N/A | N/A | N/A | N/A | N/A | N/A | 2 | 2 | 4 | 1 | 3 | 1 | 1 | 0
EOP | Ivanpah | 115 | Wind, Onshore |  |  | 0 | 0 | 0 | 0 | 0 | 0 | 0 | 0 | 0 | 5 | 3 | 4 | 2 |  | 1 | 1 | N/A |  |  |  | N/A | N/A | N/A | N/A | N/A | N/A | N/A | 2 | 2 | 4 | 1 | 1 | 1 | 1 | 0
EOP | Ivanpah | 230 | Wind, Onshore |  |  | 0 | 0 | 0 | 0 | 0 | 0 | 0 | 0 | 0 | 5 | 3 | 4 | 2 |  | 1 | 1 | N/A |  |  |  | N/A | N/A | N/A | N/A | N/A | N/A | N/A | 2 | 2 | 4 | 1 | 1 | 1 | 1 | 0
EOP | Jackass (DOE) | 138 | Wind, Onshore |  |  | 0 | 0 | 0 | 0 | 0 | 0 | 0 | 0 | 0 | 5 | 3 | 4 | 2 |  | 1 | 1 | N/A |  |  |  | N/A | N/A | N/A | N/A | N/A | N/A | N/A | 2 | 2 | 4 | 1 | 3 | 1 | 1 | 0
PG&E NGBA | James B Black | 230 | Wind, Onshore |  |  | 0 | 0 | 0 | 0 | 0 | 0 | 0 | 0 | 0 | 5 | 2 | 1 | 1 |  | 4 | 1 | 1 |  |  |  | 5 | 1 | 1 | 1 | 2 | 2 | 1 | 2 | 2 | 4 | 2 | 3 | 1 | 1 | 0
PG&E GBA | Jefferson | 230 | Wind, Onshore |  |  | 0 | 0 | 0 | 0 | 0 | 0 | 0 | 0 | 0 | 1 | 1 | 1 | 1 |  | 1 | 1 | N/A |  |  |  | N/A | N/A | N/A | N/A | N/A | N/A | N/A | 2 | 1 | 3 | 1 | 2 | 1 | 1 | 0
PG&E NGBA | Jessup | 115 | Wind, Onshore |  |  | 0 | 0 | 0 | 0 | 0 | 0 | 0 | 0 | 0 | 5 | 2 | 1 | 1 |  | 1 | 1 | N/A |  |  |  | N/A | N/A | N/A | N/A | N/A | N/A | N/A | 2 | 2 | 3 | 2 | 3 | 1 | 1 | 0
SCE Metro | Johanna | 230 | Wind, Onshore |  |  | 0 | 0 | 0 | 0 | 0 | 0 | 0 | 0 | 0 | 1 | 1 | 1 | 1 |  | 1 | 1 | N/A |  |  |  | N/A | N/A | N/A | N/A | N/A | N/A | N/A | 1 | 1 | 2 | 1 | 1 | 1 | 1 | 0
SCE Eastern | Julian Hinds | 230 | Wind, Onshore |  |  | 0 | 0 | 0 | 0 | 0 | 0 | 0 | 0 | 0 | 5 | 5 | 4 | 4 |  | 3 | 1 | 1 |  |  |  | 1 | 1 | 1 | 1 | 1 | 2 | 1 | 2 | 1 | 4 | 1 | 3 | 1 | 1 | 0
PG&E GBA | Kasson | 115 | Wind, Onshore |  |  | 0 | 0 | 0 | 0 | 0 | 0 | 0 | 0 | 0 | 5 | 2 | 1 | 1 |  | 1 | 1 | N/A |  |  |  | N/A | N/A | N/A | N/A | N/A | N/A | N/A | 1 | 1 | 4 | 2 | 1 | 1 | 1 | 0
PG&E GBA | Kasson | 60 | Wind, Onshore |  |  | 0 | 0 | 0 | 0 | 0 | 0 | 0 | 0 | 0 | 5 | 5 | 1 | 1 |  | 1 | 1 | N/A |  |  |  | N/A | N/A | N/A | N/A | N/A | N/A | N/A | 1 | 1 | 4 | 2 | 1 | 1 | 1 | 0
PG&E FRESNO | Kearney | 230 | Wind, Onshore |  |  | 0 | 0 | 0 | 0 | 0 | 0 | 0 | 0 | 0 | 5 | 2 | 5 | 2 |  | 1 | 1 | N/A |  |  |  | N/A | N/A | N/A | N/A | N/A | N/A | N/A | 1 | 1 | 3 | 2 | 1 | 1 | 1 | 0
PG&E FRESNO | Kearney | 70 | Wind, Onshore |  |  | 0 | 0 | 0 | 0 | 0 | 0 | 0 | 0 | 0 | 5 | 2 | 5 | 2 |  | 1 | 1 | N/A |  |  |  | N/A | N/A | N/A | N/A | N/A | N/A | N/A | 1 | 1 | 3 | 2 | 1 | 1 | 1 | 0
PG&E GBA | Kelso | 230 | Wind, Onshore |  |  | 0 | 0 | 0 | 0 | 0 | 0 | 0 | 0 | 0 | 5 | 2 | 1 | 1 |  | 1 | 1 | 1 |  |  |  | 5 | 3 | 3 | 5 | 5 | 1 | 1 | 2 | 1 | 2 | 1 | 2 | 1 | 4 | 1
PG&E FRESNO | Kerchoff 1 | 115 | Wind, Onshore |  |  | 0 | 0 | 0 | 0 | 0 | 0 | 0 | 0 | 0 | 5 | 2 | 5 | 2 |  | 1 | 1 | N/A |  |  |  | N/A | N/A | N/A | N/A | N/A | N/A | N/A | 1 | 1 | 4 | 2 | 3 | 1 | 1 | 0
PG&E KERN | Kern Oil | 115 | Wind, Onshore |  |  | 0 | 0 | 0 | 0 | 0 | 0 | 0 | 0 | 0 | 5 | 2 | 5 | 2 |  | 1 | 1 | N/A |  |  |  | N/A | N/A | N/A | N/A | N/A | N/A | N/A | 1 | 1 | 1 | 1 | 1 | 1 | 1 | 0
PG&E KERN | Kern PP | 115 | Wind, Onshore |  |  | 0 | 0 | 0 | 0 | 0 | 0 | 0 | 0 | 0 | 5 | 2 | 5 | 2 |  | 1 | 1 | N/A |  |  |  | N/A | N/A | N/A | N/A | N/A | N/A | N/A | 1 | 1 | 2 | 1 | 2 | 1 | 1 | 0
PG&E KERN | Kern PP | 230 | Wind, Onshore |  |  | 0 | 0 | 0 | 0 | 0 | 0 | 0 | 0 | 0 | 5 | 2 | 5 | 2 |  | 1 | 1 | N/A |  |  |  | N/A | N/A | N/A | N/A | N/A | N/A | N/A | 1 | 1 | 2 | 1 | 2 | 1 | 1 | 0
PG&E KERN | Kern PP | 70 | Wind, Onshore |  |  | 0 | 0 | 0 | 0 | 0 | 0 | 0 | 0 | 0 | 5 | 2 | 5 | 2 |  | 1 | 1 | N/A |  |  |  | N/A | N/A | N/A | N/A | N/A | N/A | N/A | 1 | 1 | 2 | 1 | 2 | 1 | 1 | 0
PG&E KERN | Kernridge | 115 | Wind, Onshore |  |  | 0 | 0 | 0 | 0 | 0 | 0 | 0 | 0 | 0 | 5 | 2 | 5 | 2 |  | 1 | 1 | N/A |  |  |  | N/A | N/A | N/A | N/A | N/A | N/A | N/A | 1 | 1 | 1 | 1 | 1 | 1 | 1 | 0
PG&E FRESNO | Kingsburg | 115 | Wind, Onshore |  |  | 0 | 0 | 0 | 0 | 0 | 0 | 0 | 0 | 0 | 5 | 2 | 5 | 2 |  | 1 | 1 | N/A |  |  |  | N/A | N/A | N/A | N/A | N/A | N/A | N/A | 1 | 1 | 2 | 2 | 1 | 1 | 1 | 0
PG&E GBA | Kirker | 115 | Wind, Onshore |  |  | 0 | 0 | 0 | 0 | 0 | 0 | 0 | 0 | 0 | 5 | 2 | 1 | 1 |  | 1 | 1 | N/A |  |  |  | N/A | N/A | N/A | N/A | N/A | N/A | N/A | 2 | 1 | 3 | 1 | 1 | 1 | 1 | 0
PG&E NGBA | Knights Landing | 115 | Wind, Onshore |  |  | 0 | 0 | 0 | 0 | 0 | 0 | 0 | 0 | 0 | 5 | 5 | 3 | 3 |  | 1 | 1 | N/A |  |  |  | N/A | N/A | N/A | N/A | N/A | N/A | N/A | 2 | 1 | 4 | 2 | 3 | 1 | 1 | 0
PG&E NGBA | Konocti | 60 | Wind, Onshore |  |  | 0 | 0 | 0 | 0 | 0 | 0 | 0 | 0 | 0 | 5 | 2 | 1 | 1 |  | 1 | 1 | N/A |  |  |  | N/A | N/A | N/A | N/A | N/A | N/A | N/A | 2 | 2 | 4 | 2 | 3 | 1 | 1 | 0
SCE NOL | Kramer | 115 | Wind, Onshore |  |  | 0 | 0 | 0 | 0 | 0 | 0 | 0 | 0 | 0 | 4 | 4 | 1 | 1 |  | 1 | 1 | N/A |  |  |  | N/A | N/A | N/A | N/A | N/A | N/A | N/A | 2 | 1 | 4 | 1 | 3 | 1 | 1 | 0
SCE NOL | Kramer | 230 | Wind, Onshore |  |  | 0 | 0 | 0 | 0 | 0 | 0 | 0 | 0 | 0 | 4 | 4 | 1 | 1 |  | 1 | 1 | N/A |  |  |  | N/A | N/A | N/A | N/A | N/A | N/A | N/A | 2 | 1 | 4 | 1 | 3 | 1 | 1 | 0
SCE Metro | La Cienega | 230 | Wind, Onshore |  |  | 0 | 0 | 0 | 0 | 0 | 0 | 0 | 0 | 0 | 1 | 1 | 1 | 1 |  | 1 | 1 | N/A |  |  |  | N/A | N/A | N/A | N/A | N/A | N/A | N/A | 1 | 1 | 2 | 1 | 2 | 1 | 1 | 0
SCE Metro | La Fresa | 230 | Wind, Onshore |  |  | 0 | 0 | 0 | 0 | 0 | 0 | 0 | 0 | 0 | 1 | 1 | 1 | 1 |  | 1 | 1 | N/A |  |  |  | N/A | N/A | N/A | N/A | N/A | N/A | N/A | 1 | 1 | 2 | 1 | 2 | 1 | 1 | 0
SCE Metro | Laguna Bell | 230 | Wind, Onshore |  |  | 0 | 0 | 0 | 0 | 0 | 0 | 0 | 0 | 0 | 1 | 1 | 1 | 1 |  | 1 | 1 | N/A |  |  |  | N/A | N/A | N/A | N/A | N/A | N/A | N/A | 1 | 1 | 2 | 1 | 1 | 1 | 1 | 0
PG&E KERN | Lakeview | 70 | Wind, Onshore |  |  | 0 | 0 | 0 | 0 | 0 | 0 | 0 | 0 | 0 | 5 | 5 | 5 | 2 |  | 1 | 1 | N/A |  |  |  | N/A | N/A | N/A | N/A | N/A | N/A | N/A | 1 | 1 | 4 | 1 | 1 | 1 | 1 | 0
PG&E NGBA | Lakeville | 230 | Wind, Onshore |  |  | 0 | 0 | 0 | 0 | 0 | 0 | 0 | 0 | 0 | 5 | 2 | 1 | 1 |  | 1 | 1 | N/A |  |  |  | N/A | N/A | N/A | N/A | N/A | N/A | N/A | 2 | 1 | 4 | 2 | 3 | 1 | 1 | 0
PG&E NGBA | Lakeville | 60 | Wind, Onshore |  |  | 0 | 0 | 0 | 0 | 0 | 0 | 0 | 0 | 0 | 5 | 2 | 1 | 1 |  | 1 | 1 | N/A |  |  |  | N/A | N/A | N/A | N/A | N/A | N/A | N/A | 2 | 1 | 4 | 2 | 3 | 1 | 1 | 0
PG&E NGBA | Lakeville | 115 | Wind, Onshore |  |  | 0 | 0 | 0 | 0 | 0 | 0 | 0 | 0 | 0 | 5 | 2 | 1 | 1 |  | 1 | 1 | N/A |  |  |  | N/A | N/A | N/A | N/A | N/A | N/A | N/A | 2 | 1 | 4 | 2 | 3 | 1 | 1 | 0
PG&E GBA | Lakewood | 115 | Wind, Onshore |  |  | 0 | 0 | 0 | 0 | 0 | 0 | 0 | 0 | 0 | 5 | 2 | 1 | 1 |  | 1 | 1 | N/A |  |  |  | N/A | N/A | N/A | N/A | N/A | N/A | N/A | 2 | 1 | 3 | 1 | 2 | 1 | 1 | 0
PG&E NGBA | Lambie | 230 | Wind, Onshore |  |  | 0 | 0 | 0 | 0 | 0 | 0 | 0 | 0 | 0 | 5 | 2 | 1 | 1 |  | 1 | 1 | N/A |  |  |  | N/A | N/A | N/A | N/A | N/A | N/A | N/A | 2 | 1 | 1 | 1 | 1 | 1 | 1 | 0
PG&E GBA | Lammers | 115 | Wind, Onshore |  |  | 0 | 0 | 0 | 0 | 0 | 0 | 0 | 0 | 0 | 5 | 5 | 1 | 1 |  | 1 | 1 | N/A |  |  |  | N/A | N/A | N/A | N/A | N/A | N/A | N/A | 1 | 1 | 1 | 2 | 2 | 1 | 1 | 0
PG&E KERN | Lamont | 115 | Wind, Onshore |  |  | 0 | 0 | 0 | 0 | 0 | 0 | 0 | 0 | 0 | 5 | 2 | 5 | 2 |  | 1 | 1 | N/A |  |  |  | N/A | N/A | N/A | N/A | N/A | N/A | N/A | 1 | 1 | 2 | 1 | 1 | 1 | 1 | 0
PG&E FRESNO | Las Aguilas | 230 | Wind, Onshore |  |  | 0 | 0 | 0 | 0 | 0 | 0 | 0 | 0 | 0 | 5 | 2 | 5 | 2 |  | 1 | 1 | N/A |  |  |  | N/A | N/A | N/A | N/A | N/A | N/A | N/A | 2 | 2 | 4 | 2 | 2 | 1 | 1 | 0
EOP | Lathrop | 138 | Wind, Onshore |  |  | 0 | 0 | 0 | 0 | 0 | 0 | 0 | 0 | 0 | 5 | 3 | 4 | 2 |  | 3 | 1 | 3 |  |  |  | N/A | N/A | N/A | N/A | N/A | N/A | N/A | 2 | 2 | 4 | 1 | 3 | 1 | 1 | 0
EOP | Lathrop | 230 | Wind, Onshore |  |  | 150 | 0 | 150 | 0 | 0 | 0 | 150 | 0 | 150 | 5 | 3 | 4 | 2 |  | 3 | 2 | 3 |  |  |  | N/A | N/A | N/A | N/A | N/A | N/A | N/A | 2 | 2 | 4 | 1 | 3 | 5- | 5 | 1
PG&E FRESNO | Le Grand | 115 | Wind, Onshore |  |  | 0 | 0 | 0 | 0 | 0 | 0 | 0 | 0 | 0 | 5 | 2 | 5 | 2 |  | 1 | 1 | N/A |  |  |  | N/A | N/A | N/A | N/A | N/A | N/A | N/A | 1 | 1 | 3 | 2 | 1 | 1 | 1 | 0
PG&E FRESNO | Lemoore | 70 | Wind, Onshore |  |  | 0 | 0 | 0 | 0 | 0 | 0 | 0 | 0 | 0 | 5 | 2 | 5 | 2 |  | 1 | 1 | N/A |  |  |  | N/A | N/A | N/A | N/A | N/A | N/A | N/A | 1 | 1 | 3 | 2 | 2 | 1 | 1 | 0
PG&E KERN | Lerdo | 115 | Wind, Onshore |  |  | 0 | 0 | 0 | 0 | 0 | 0 | 0 | 0 | 0 | 5 | 2 | 5 | 2 |  | 1 | 1 | N/A |  |  |  | N/A | N/A | N/A | N/A | N/A | N/A | N/A | 1 | 1 | 4 | 1 | 1 | 1 | 1 | 0
SCE Metro | Lewis | 230 | Wind, Onshore |  |  | 0 | 0 | 0 | 0 | 0 | 0 | 0 | 0 | 0 | 1 | 1 | 1 | 1 |  | 1 | 1 | N/A |  |  |  | N/A | N/A | N/A | N/A | N/A | N/A | N/A | 1 | 1 | 3 | 1 | 2 | 1 | 1 | 0
SCE Metro | Lighthipe | 230 | Wind, Onshore |  |  | 0 | 0 | 0 | 0 | 0 | 0 | 0 | 0 | 0 | 1 | 1 | 1 | 1 |  | 1 | 1 | N/A |  |  |  | N/A | N/A | N/A | N/A | N/A | N/A | N/A | 1 | 1 | 2 | 1 | 1 | 1 | 1 | 0
SDGE | Lilac | 69 | Wind, Onshore |  |  | 0 | 0 | 0 | 0 | 0 | 0 | 0 | 0 | 0 | 4 | 4 | 1 | 1 |  | 1 | 1 | N/A |  |  |  | N/A | N/A | N/A | N/A | N/A | N/A | N/A | 2 | 1 | 3 | 1 | 3 | 1 | 1 | 0
PG&E NGBA | Lincoln | 115 | Wind, Onshore |  |  | 0 | 0 | 0 | 0 | 0 | 0 | 0 | 0 | 0 | 5 | 5 | 3 | 3 |  | 1 | 1 | N/A |  |  |  | N/A | N/A | N/A | N/A | N/A | N/A | N/A | 2 | 1 | 3 | 2 | 3 | 1 | 1 | 0
PG&E KERN | Live Oak | 115 | Wind, Onshore |  |  | 0 | 0 | 0 | 0 | 0 | 0 | 0 | 0 | 0 | 5 | 2 | 5 | 2 |  | 1 | 1 | N/A |  |  |  | N/A | N/A | N/A | N/A | N/A | N/A | N/A | 1 | 1 | 1 | 1 | 1 | 1 | 1 | 0
PG&E GBA | Llagas | 115 | Wind, Onshore |  |  | 0 | 0 | 0 | 0 | 0 | 0 | 0 | 0 | 0 | 1 | 1 | 3 | 3 |  | 1 | 1 | N/A |  |  |  | N/A | N/A | N/A | N/A | N/A | N/A | N/A | 2 | 1 | 2 | 2 | 1 | 1 | 1 | 0
PG&E GBA | Lockeford | 115 | Wind, Onshore |  |  | 0 | 0 | 0 | 0 | 0 | 0 | 0 | 0 | 0 | 5 | 2 | 1 | 1 |  | 1 | 1 | N/A |  |  |  | N/A | N/A | N/A | N/A | N/A | N/A | N/A | 1 | 1 | 4 | 2 | 2 | 1 | 1 | 0
PG&E GBA | Lockeford | 230 | Wind, Onshore |  |  | 0 | 0 | 0 | 0 | 0 | 0 | 0 | 0 | 0 | 5 | 2 | 1 | 1 |  | 1 | 1 | N/A |  |  |  | N/A | N/A | N/A | N/A | N/A | N/A | N/A | 1 | 1 | 4 | 2 | 2 | 1 | 1 | 0
PG&E GBA | Lockeford | 60 | Wind, Onshore |  |  | 0 | 0 | 0 | 0 | 0 | 0 | 0 | 0 | 0 | 5 | 2 | 1 | 1 |  | 1 | 1 | N/A |  |  |  | N/A | N/A | N/A | N/A | N/A | N/A | N/A | 1 | 1 | 4 | 2 | 2 | 1 | 1 | 0
PG&E GBA | Lodi | 230 | Wind, Onshore |  |  | 0 | 0 | 0 | 0 | 0 | 0 | 0 | 0 | 0 | 5 | 2 | 1 | 1 |  | 1 | 1 | N/A |  |  |  | N/A | N/A | N/A | N/A | N/A | N/A | N/A | 1 | 1 | 1 | 2 | 1 | 1 | 1 | 0
PG&E NGBA | Logan Creek | 230 | Wind, Onshore |  |  | 0 | 0 | 0 | 0 | 0 | 0 | 0 | 0 | 0 | 5 | 2 | 1 | 1 |  | 1 | 1 | N/A |  |  |  | N/A | N/A | N/A | N/A | N/A | N/A | N/A | 2 | 2 | 4 | 1 | 2 | 1 | 1 | 0
PG&E GBA | Lone Tree | 230 | Wind, Onshore |  |  | 0 | 0 | 0 | 0 | 0 | 0 | 0 | 0 | 0 | 5 | 2 | 1 | 1 |  | 1 | 1 | N/A |  |  |  | N/A | N/A | N/A | N/A | N/A | N/A | N/A | 2 | 1 | 3 | 1 | 2 | 1 | 1 | 0
PG&E FRESNO | Los Banos | 230 | Wind, Onshore |  |  | 0 | 69.3 | 69.3 | 0 | 69.3 | 69.3 | 0 | 0 | 0 | 5 | 2 | 5 | 2 | 3 | 4 | 2 | 5 |  |  |  | 5 | 5 | 2 | 2 | 5 | 5 | 2 | 1 | 1 | 4 | 2 | 1 | 1 | 5 | 1
PG&E FRESNO | Los Banos | 500 | Wind, Onshore |  |  | 0 | 0 | 0 | 0 | 0 | 0 | 0 | 0 | 0 | 1 | 1 | 1 | 1 |  | 4 | 1 | 5 |  |  |  | 5 | 5 | 2 | 2 | 5 | 5 | 2 | 1 | 1 | 4 | 2 | 1 | 1 | 1 | 0
SDGE | Los Coches | 138 | Wind, Onshore |  |  | 0 | 0 | 0 | 0 | 0 | 0 | 0 | 0 | 0 | 4 | 4 | 1 | 1 |  | 1 | 1 | N/A |  |  |  | N/A | N/A | N/A | N/A | N/A | N/A | N/A | 2 | 2 | 4 | 2 | 3 | 1+ | 1 | 1
SDGE | Los Coches | 69 | Wind, Onshore |  |  | 0 | 0 | 0 | 0 | 0 | 0 | 0 | 0 | 0 | 4 | 4 | 1 | 1 |  | 1 | 1 | N/A |  |  |  | N/A | N/A | N/A | N/A | N/A | N/A | N/A | 2 | 2 | 4 | 2 | 3 | 1 | 1 | 0
PG&E GBA | Los Esteros | 115 | Wind, Onshore |  |  | 0 | 0 | 0 | 0 | 0 | 0 | 0 | 0 | 0 | 1 | 1 | 1 | 1 |  | 1 | 1 | N/A |  |  |  | N/A | N/A | N/A | N/A | N/A | N/A | N/A | 2 | 1 | 1 | 2 | 1 | 1 | 1 | 0
PG&E GBA | Los Esteros | 230 | Wind, Onshore |  |  | 0 | 0 | 0 | 0 | 0 | 0 | 0 | 0 | 0 | 1 | 1 | 1 | 1 |  | 1 | 1 | N/A |  |  |  | N/A | N/A | N/A | N/A | N/A | N/A | N/A | 2 | 1 | 1 | 2 | 1 | 1 | 1 | 0
PG&E GBA | Los Positas | 230 | Wind, Onshore |  |  | 0 | 0 | 0 | 0 | 0 | 0 | 0 | 0 | 0 | 5 | 2 | 1 | 1 |  | 1 | 1 | N/A |  |  |  | N/A | N/A | N/A | N/A | N/A | N/A | N/A | 2 | 1 | 3 | 1 | 3 | 1 | 1 | 0
PG&E GBA | Los Positas | 60 | Wind, Onshore |  |  | 0 | 0 | 0 | 0 | 0 | 0 | 0 | 0 | 0 | 5 | 2 | 1 | 1 |  | 1 | 1 | N/A |  |  |  | N/A | N/A | N/A | N/A | N/A | N/A | N/A | 2 | 1 | 3 | 1 | 3 | 1 | 1 | 0
SDGE | Loveland | 69 | Wind, Onshore |  |  | 0 | 0 | 0 | 0 | 0 | 0 | 0 | 0 | 0 | 4 | 4 | 1 | 1 |  | 1 | 1 | N/A |  |  |  | N/A | N/A | N/A | N/A | N/A | N/A | N/A | 2 | 1 | 3 | 1 | 3 | 1 | 1 | 0
SCE NOL | Lugo | 230 | Wind, Onshore |  |  | 0 | 0 | 0 | 0 | 0 | 0 | 0 | 0 | 0 | 3 | 3 | 1 | 1 |  | 3 | 1 | 1 |  |  |  | 3 | 2 | 1 | 1 | 3 | 1 | 1 | 2 | 1 | 4 | 1 | 2 | 1+ | 1 | 1
SCE Metro | Lugo | 500 | Wind, Onshore |  |  | 0 | 0 | 0 | 0 | 0 | 0 | 0 | 0 | 0 | 1 | 1 | 1 | 1 |  | 3 | 1 | #N/A |  |  |  | N/A | N/A | N/A | N/A | N/A | N/A | N/A | 2 | 1 | 4 | 1 | 2 | 1 | 1 | 0
PG&E FRESNO | Madera | 70 | Wind, Onshore |  |  | 0 | 0 | 0 | 0 | 0 | 0 | 0 | 0 | 0 | 5 | 2 | 5 | 2 |  | 1 | 1 | N/A |  |  |  | N/A | N/A | N/A | N/A | N/A | N/A | N/A | 1 | 1 | 4 | 2 | 1 | 1 | 1 | 0
PG&E NGBA | Madison | 115 | Wind, Onshore |  |  | 0 | 0 | 0 | 0 | 0 | 0 | 0 | 0 | 0 | 5 | 2 | 1 | 1 |  | 3 | 1 | 1 |  |  |  | 5 | 3 | 1 | 1 | 3 | 3 | 1 | 2 | 1 | 4 | 2 | 3 | 1 | 1 | 0
PG&E KERN | Magunden | 115 | Wind, Onshore |  |  | 0 | 0 | 0 | 0 | 0 | 0 | 0 | 0 | 0 | 5 | 2 | 5 | 2 |  | 1 | 1 | N/A |  |  |  | N/A | N/A | N/A | N/A | N/A | N/A | N/A | 1 | 1 | 2 | 1 | 1 | 1 | 1 | 0
SCE Northern | Magunden | 230 | Wind, Onshore |  |  | 0 | 0 | 0 | 0 | 0 | 0 | 0 | 0 | 0 | 5 | 5 | 1 | 1 |  | 1 | 1 | N/A |  |  |  | N/A | N/A | N/A | N/A | N/A | N/A | N/A | 1 | 1 | 2 | 1 | 1 | 1 | 1 | 0
PG&E FRESNO | Malaga | 115 | Wind, Onshore |  |  | 0 | 0 | 0 | 0 | 0 | 0 | 0 | 0 | 0 | 5 | 2 | 5 | 2 |  | 1 | 1 | N/A |  |  |  | N/A | N/A | N/A | N/A | N/A | N/A | N/A | 1 | 1 | 1 | 2 | 1 | 1 | 1 | 0
PG&E NGBA | Malin | 500 | Wind, Onshore |  |  | 0 | 0 | 0 | 0 | 0 | 0 | 0 | 0 | 0 | 5 | 2 | 1 | 1 |  | 1 | 1 | N/A |  |  |  | N/A | N/A | N/A | N/A | N/A | N/A | N/A | 2 | 2 | 4 | 2 | 3 | 1 | 1 | 0
SCE Northern | Mandalay | 230 | Wind, Onshore |  |  | 0 | 0 | 0 | 0 | 0 | 0 | 0 | 0 | 0 | 5 | 2 | 4 | 2 |  | 1 | 1 | N/A |  |  |  | N/A | N/A | N/A | N/A | N/A | N/A | N/A | 2 | 1 | 2 | 1 | 1 | 1 | 1 | 0
PG&E FRESNO | Manning | 230 | Wind, Onshore |  |  | 0 | 0 | 0 | 0 | 0 | 0 | 0 | 0 | 0 | 5 | 2 | 5 | 2 |  | 1 | 1 | N/A |  |  |  | N/A | N/A | N/A | N/A | N/A | N/A | N/A | 1 | 1 | 2 | 2 | 1 | 1 | 1 | 0
PG&E FRESNO | Manning | 500 | Wind, Onshore |  |  | 0 | 0 | 0 | 0 | 0 | 0 | 0 | 0 | 0 | 1 | 1 | 1 | 1 |  | 1 | 1 | N/A |  |  |  | N/A | N/A | N/A | N/A | N/A | N/A | N/A | 1 | 1 | 2 | 2 | 1 | 1 | 1 | 0
PG&E GBA | Manteca | 115 | Wind, Onshore |  |  | 0 | 0 | 0 | 0 | 0 | 0 | 0 | 0 | 0 | 5 | 5 | 5 | 2 |  | 1 | 1 | N/A |  |  |  | N/A | N/A | N/A | N/A | N/A | N/A | N/A | 1 | 1 | 2 | 2 | 2 | 1 | 1 | 0
SDGE | Margarita | 138 | Wind, Onshore |  |  | 0 | 0 | 0 | 0 | 0 | 0 | 0 | 0 | 0 | 1 | 1 | 1 | 1 |  | 1 | 1 | N/A |  |  |  | N/A | N/A | N/A | N/A | N/A | N/A | N/A | 1 | 1 | 2 | 1 | 3 | 1 | 1 | 0
PG&E GBA | Martin | 230 | Wind, Onshore |  |  | 0 | 0 | 0 | 0 | 0 | 0 | 0 | 0 | 0 | 5 | 2 | 1 | 1 |  | 1 | 1 | N/A |  |  |  | N/A | N/A | N/A | N/A | N/A | N/A | N/A | 2 | 1 | 3 | 1 | 2 | 1 | 1 | 0
PG&E GBA | Martin | 115 | Wind, Onshore |  |  | 0 | 0 | 0 | 0 | 0 | 0 | 0 | 0 | 0 | 1 | 1 | 1 | 1 |  | 1 | 1 | N/A |  |  |  | N/A | N/A | N/A | N/A | N/A | N/A | N/A | 2 | 1 | 3 | 1 | 2 | 1 | 1 | 0
PG&E GBA | Martinez | 115 | Wind, Onshore |  |  | 0 | 0 | 0 | 0 | 0 | 0 | 0 | 0 | 0 | 5 | 2 | 1 | 1 |  | 1 | 1 | N/A |  |  |  | N/A | N/A | N/A | N/A | N/A | N/A | N/A | 2 | 1 | 1 | 1 | 1 | 1 | 1 | 0
PG&E FRESNO | Mc Mullin | 230 | Wind, Onshore |  |  | 0 | 0 | 0 | 0 | 0 | 0 | 0 | 0 | 0 | 5 | 2 | 5 | 2 |  | 1 | 1 | N/A |  |  |  | N/A | N/A | N/A | N/A | N/A | N/A | N/A | 1 | 1 | 3 | 2 | 1 | 1 | 1 | 0
PG&E FRESNO | McCall | 115 | Wind, Onshore |  |  | 0 | 0 | 0 | 0 | 0 | 0 | 0 | 0 | 0 | 5 | 2 | 5 | 2 |  | 1 | 1 | N/A |  |  |  | N/A | N/A | N/A | N/A | N/A | N/A | N/A | 1 | 1 | 3 | 2 | 1 | 1 | 1 | 0
PG&E FRESNO | McCall | 230 | Wind, Onshore |  |  | 0 | 0 | 0 | 0 | 0 | 0 | 0 | 0 | 0 | 5 | 2 | 5 | 2 |  | 1 | 1 | N/A |  |  |  | N/A | N/A | N/A | N/A | N/A | N/A | N/A | 1 | 1 | 3 | 2 | 1 | 1 | 1 | 0
PG&E GBA | Meadow Lane | 115 | Wind, Onshore |  |  | 0 | 0 | 0 | 0 | 0 | 0 | 0 | 0 | 0 | 5 | 2 | 1 | 1 |  | 1 | 1 | N/A |  |  |  | N/A | N/A | N/A | N/A | N/A | N/A | N/A | 2 | 1 | 2 | 1 | 1 | 1 | 1 | 0
PG&E GBA | Melones | 115 | Wind, Onshore |  |  | 0 | 0 | 0 | 0 | 0 | 0 | 0 | 0 | 0 | 5 | 5 | 1 | 1 |  | 1 | 1 | N/A |  |  |  | N/A | N/A | N/A | N/A | N/A | N/A | N/A | 2 | 1 | 4 | 1 | 3 | 1 | 1 | 0
PG&E GBA | Melones | 230 | Wind, Onshore |  |  | 0 | 0 | 0 | 0 | 0 | 0 | 0 | 0 | 0 | 5 | 5 | 1 | 1 |  | 1 | 1 | N/A |  |  |  | N/A | N/A | N/A | N/A | N/A | N/A | N/A | 2 | 1 | 4 | 1 | 3 | 1 | 1 | 0
SDGE | Melrose | 69 | Wind, Onshore |  |  | 0 | 0 | 0 | 0 | 0 | 0 | 0 | 0 | 0 | 4 | 4 | 1 | 1 |  | 1 | 1 | N/A |  |  |  | N/A | N/A | N/A | N/A | N/A | N/A | N/A | 2 | 1 | 3 | 1 | 3 | 1 | 1 | 0
PG&E NGBA | Mendocino | 115 | Wind, Onshore |  |  | 0 | 0 | 0 | 0 | 0 | 0 | 0 | 0 | 0 | 5 | 2 | 1 | 1 |  | 1 | 1 | N/A |  |  |  | N/A | N/A | N/A | N/A | N/A | N/A | N/A | 2 | 2 | 4 | 2 | 3 | 1 | 1 | 0
PG&E NGBA | Mendocino | 60 | Wind, Onshore |  |  | 0 | 0 | 0 | 0 | 0 | 0 | 0 | 0 | 0 | 5 | 2 | 1 | 1 |  | 1 | 1 | N/A |  |  |  | N/A | N/A | N/A | N/A | N/A | N/A | N/A | 2 | 2 | 4 | 2 | 3 | 1 | 1 | 0
PG&E FRESNO | Mendota | 115 | Wind, Onshore |  |  | 0 | 0 | 0 | 0 | 0 | 0 | 0 | 0 | 0 | 5 | 2 | 5 | 2 |  | 1 | 1 | N/A |  |  |  | N/A | N/A | N/A | N/A | N/A | N/A | N/A | 1 | 1 | 3 | 2 | 1 | 1 | 1 | 0
PG&E GBA | Menlo | 60 | Wind, Onshore |  |  | 0 | 0 | 0 | 0 | 0 | 0 | 0 | 0 | 0 | 5 | 2 | 1 | 1 |  | 1 | 1 | N/A |  |  |  | N/A | N/A | N/A | N/A | N/A | N/A | N/A | 2 | 1 | 3 | 1 | 2 | 1 | 1 | 0
PG&E FRESNO | Merced | 115 | Wind, Onshore |  |  | 0 | 0 | 0 | 0 | 0 | 0 | 0 | 0 | 0 | 5 | 2 | 5 | 2 |  | 1 | 1 | N/A |  |  |  | N/A | N/A | N/A | N/A | N/A | N/A | N/A | 1 | 1 | 4 | 2 | 1 | 1 | 1 | 0
EOP | Mercury | 138 | Wind, Onshore |  |  | 0 | 0 | 0 | 0 | 0 | 0 | 0 | 0 | 0 | 5 | 3 | 4 | 2 |  | 1 | 1 | N/A |  |  |  | N/A | N/A | N/A | N/A | N/A | N/A | N/A | 2 | 2 | 4 | 1 | 3 | 1 | 1 | 0
PG&E FRESNO | Mercy Springs | 70 | Wind, Onshore |  |  | 0 | 0 | 0 | 0 | 0 | 0 | 0 | 0 | 0 | 5 | 2 | 5 | 2 |  | 1 | 1 | N/A |  |  |  | N/A | N/A | N/A | N/A | N/A | N/A | N/A | 1 | 1 | 4 | 2 | 1 | 1 | 1 | 0
PG&E NGBA | Meridian | 60 | Wind, Onshore |  |  | 0 | 0 | 0 | 0 | 0 | 0 | 0 | 0 | 0 | 5 | 2 | 1 | 1 |  | 1 | 1 | N/A |  |  |  | N/A | N/A | N/A | N/A | N/A | N/A | N/A | 2 | 2 | 4 | 1 | 3 | 1 | 1 | 0
PG&E KERN | Mesa (PGE) | 115 | Wind, Onshore |  |  | 0 | 0 | 0 | 0 | 0 | 0 | 0 | 0 | 0 | 5 | 2 | 5 | 2 |  | 1 | 1 | N/A |  |  |  | N/A | N/A | N/A | N/A | N/A | N/A | N/A | 2 | 2 | 3 | 2 | 2 | 1 | 1 | 0
PG&E KERN | Mesa (PGE) | 230 | Wind, Onshore |  |  | 0 | 0 | 0 | 0 | 0 | 0 | 0 | 0 | 0 | 5 | 2 | 5 | 2 |  | 1 | 1 | N/A |  |  |  | N/A | N/A | N/A | N/A | N/A | N/A | N/A | 2 | 2 | 3 | 2 | 2 | 1 | 1 | 0
SCE Metro | Mesa (SCE) | 230 | Wind, Onshore |  |  | 0 | 0 | 0 | 0 | 0 | 0 | 0 | 0 | 0 | 1 | 1 | 1 | 1 |  | 1 | 1 | N/A |  |  |  | N/A | N/A | N/A | N/A | N/A | N/A | N/A | 1 | 1 | 3 | 1 | 2 | 1 | 1 | 0
SCE Metro | Mesa (SCE) | 500 | Wind, Onshore |  |  | 0 | 0 | 0 | 0 | 0 | 0 | 0 | 0 | 0 | 1 | 1 | 1 | 1 |  | 1 | 1 | N/A |  |  |  | N/A | N/A | N/A | N/A | N/A | N/A | N/A | 1 | 1 | 3 | 1 | 2 | 1 | 1 | 0
SDGE | Mesa Heights | 69 | Wind, Onshore |  |  | 0 | 0 | 0 | 0 | 0 | 0 | 0 | 0 | 0 | 4 | 4 | 1 | 1 |  | 1 | 1 | N/A |  |  |  | N/A | N/A | N/A | N/A | N/A | N/A | N/A | 2 | 1 | 2 | 1 | 3 | 1 | 1 | 0
PG&E GBA | Metcalf | 115 | Wind, Onshore |  |  | 0 | 0 | 0 | 0 | 0 | 0 | 0 | 0 | 0 | 1 | 1 | 1 | 1 |  | 1 | 1 | N/A |  |  |  | N/A | N/A | N/A | N/A | N/A | N/A | N/A | 2 | 1 | 1 | 2 | 3 | 1 | 1 | 0
PG&E GBA | Metcalf | 230 | Wind, Onshore |  |  | 0 | 0 | 0 | 0 | 0 | 0 | 0 | 0 | 0 | 1 | 1 | 1 | 1 |  | 1 | 1 | N/A |  |  |  | N/A | N/A | N/A | N/A | N/A | N/A | N/A | 2 | 1 | 1 | 2 | 3 | 1 | 1 | 0
PG&E GBA | Metcalf | 500 | Wind, Onshore |  |  | 0 | 0 | 0 | 0 | 0 | 0 | 0 | 0 | 0 | 1 | 1 | 1 | 1 | 5 | 1 | 1 | N/A |  |  |  | N/A | N/A | N/A | N/A | N/A | N/A | N/A | 2 | 1 | 1 | 2 | 3 | 1 | 1 | 0
PG&E KERN | Midway | 115 | Wind, Onshore |  |  | 0 | 0 | 0 | 0 | 0 | 0 | 0 | 0 | 0 | 5 | 2 | 5 | 2 |  | 3 | 1 | 1 |  |  |  | 1 | 1 | 1 | 1 | 1 | 1 | 1 | 1 | 1 | 3 | 1 | 1 | 1 | 1 | 0
PG&E KERN | Midway | 230 | Wind, Onshore |  |  | 0 | 0 | 0 | 0 | 0 | 0 | 0 | 0 | 0 | 5 | 2 | 5 | 2 |  | 3 | 1 | 1 |  |  |  | 1 | 1 | 1 | 1 | 1 | 1 | 1 | 1 | 1 | 3 | 1 | 1 | 1 | 1 | 0
PG&E KERN | Midway | 500 | Wind, Onshore |  |  | 0 | 0 | 0 | 0 | 0 | 0 | 0 | 0 | 0 | 5 | 2 | 4 | 2 |  | 3 | 1 | 1 |  |  |  | 1 | 1 | 1 | 1 | 1 | 1 | 1 | 1 | 1 | 3 | 1 | 1 | 1 | 1 | 0
SDGE | Miguel | 230 | Wind, Onshore |  |  | 0 | 0 | 0 | 0 | 0 | 0 | 0 | 0 | 0 | 4 | 4 | 1 | 1 |  | 1 | 1 | N/A |  |  |  | N/A | N/A | N/A | N/A | N/A | N/A | N/A | 2 | 1 | 3 | 1 | 2 | 1 | 1 | 0
SDGE | Miguel | 500 | Wind, Onshore |  |  | 0 | 0 | 0 | 0 | 0 | 0 | 0 | 0 | 0 | 4 | 4 | 1 | 1 |  | 1 | 1 | N/A |  |  |  | N/A | N/A | N/A | N/A | N/A | N/A | N/A | 2 | 1 | 3 | 1 | 2 | 1 | 1 | 0
SDGE | Miguel | 69 | Wind, Onshore |  |  | 0 | 0 | 0 | 0 | 0 | 0 | 0 | 0 | 0 | 4 | 4 | 1 | 1 |  | 1 | 1 | N/A |  |  |  | N/A | N/A | N/A | N/A | N/A | N/A | N/A | 2 | 1 | 3 | 1 | 2 | 1 | 1 | 0
PG&E GBA | Millbrae | 115 | Wind, Onshore |  |  | 0 | 0 | 0 | 0 | 0 | 0 | 0 | 0 | 0 | 1 | 1 | 1 | 1 |  | 1 | 1 | N/A |  |  |  | N/A | N/A | N/A | N/A | N/A | N/A | N/A | 2 | 1 | 3 | 1 | 2 | 1 | 1 | 0
PG&E GBA | Miller | 115 | Wind, Onshore |  |  | 0 | 0 | 0 | 0 | 0 | 0 | 0 | 0 | 0 | 5 | 5 | 1 | 1 |  | 1 | 1 | N/A |  |  |  | N/A | N/A | N/A | N/A | N/A | N/A | N/A | 1 | 1 | 4 | 2 | 1 | 1 | 1 | 0
SCE Metro | Mira Loma | 230 | Wind, Onshore |  |  | 0 | 0 | 0 | 0 | 0 | 0 | 0 | 0 | 0 | 1 | 1 | 1 | 1 |  | 1 | 1 | N/A |  |  |  | N/A | N/A | N/A | N/A | N/A | N/A | N/A | 1 | 1 | 1 | 1 | 1 | 1 | 1 | 0
SCE Metro | Mira Loma | 500 | Wind, Onshore |  |  | 0 | 0 | 0 | 0 | 0 | 0 | 0 | 0 | 0 | 1 | 1 | 1 | 1 |  | 1 | 1 | N/A |  |  |  | N/A | N/A | N/A | N/A | N/A | N/A | N/A | 1 | 1 | 1 | 1 | 1 | 1 | 1 | 0
SCE Eastern | Mirage | 115 | Wind, Onshore |  |  | 0 | 0 | 0 | 0 | 0 | 0 | 0 | 0 | 0 | 5 | 5 | 4 | 4 |  | 1 | 1 | N/A |  |  |  | N/A | N/A | N/A | N/A | N/A | N/A | N/A | 2 | 1 | 3 | 1 | 3 | 1 | 1 | 0
SCE Eastern | Mirage | 230 | Wind, Onshore |  |  | 0 | 0 | 0 | 0 | 0 | 0 | 0 | 0 | 0 | 5 | 5 | 4 | 4 |  | 1 | 1 | 1 |  |  |  | 1 | 1 | 1 | 1 | 1 | 1 | 1 | 2 | 1 | 3 | 1 | 3 | 1 | 1 | 0
SDGE | Mission | 138 | Wind, Onshore |  |  | 0 | 0 | 0 | 0 | 0 | 0 | 0 | 0 | 0 | 4 | 4 | 1 | 1 |  | 1 | 1 | N/A |  |  |  | N/A | N/A | N/A | N/A | N/A | N/A | N/A | 2 | 1 | 2 | 1 | 2 | 1 | 1 | 0
SDGE | Mission | 230 | Wind, Onshore |  |  | 0 | 0 | 0 | 0 | 0 | 0 | 0 | 0 | 0 | 4 | 4 | 1 | 1 |  | 1 | 1 | N/A |  |  |  | N/A | N/A | N/A | N/A | N/A | N/A | N/A | 2 | 1 | 2 | 1 | 2 | 1 | 1 | 0
SDGE | Mission | 69 | Wind, Onshore |  |  | 0 | 0 | 0 | 0 | 0 | 0 | 0 | 0 | 0 | 4 | 4 | 1 | 1 |  | 1 | 1 | N/A |  |  |  | N/A | N/A | N/A | N/A | N/A | N/A | N/A | 2 | 1 | 2 | 1 | 2 | 1 | 1 | 0
PG&E GBA | Mi-Wuk | 115 | Wind, Onshore |  |  | 0 | 0 | 0 | 0 | 0 | 0 | 0 | 0 | 0 | 5 | 5 | 1 | 1 |  | 1 | 1 | N/A |  |  |  | N/A | N/A | N/A | N/A | N/A | N/A | N/A | 2 | 1 | 4 | 1 | 3 | 1 | 1 | 0
EOP | Mohave | 500 | Wind, Onshore |  |  | 100 | 0 | 100 | 0 | 0 | 0 | 100 | 0 | 100 | 5 | 2 | 4 | 2 | 5 | 3 | 4 | 3 |  |  |  | N/A | N/A | N/A | N/A | N/A | N/A | N/A | 2 | 2 | 3 | 1 | 3 | 5- | 4 | 1
PG&E NGBA | Monroe | 115 | Wind, Onshore |  |  | 0 | 0 | 0 | 0 | 0 | 0 | 0 | 0 | 0 | 5 | 2 | 1 | 1 |  | 1 | 1 | N/A |  |  |  | N/A | N/A | N/A | N/A | N/A | N/A | N/A | 2 | 1 | 3 | 2 | 2 | 1 | 1 | 0
SDGE | Monserate | 69 | Wind, Onshore |  |  | 0 | 0 | 0 | 0 | 0 | 0 | 0 | 0 | 0 | 4 | 4 | 1 | 1 |  | 1 | 1 | N/A |  |  |  | N/A | N/A | N/A | N/A | N/A | N/A | N/A | 2 | 1 | 3 | 1 | 3 | 1 | 1 | 0
PG&E GBA | Monta Vista | 115 | Wind, Onshore |  |  | 0 | 0 | 0 | 0 | 0 | 0 | 0 | 0 | 0 | 1 | 1 | 1 | 1 |  | 1 | 1 | N/A |  |  |  | N/A | N/A | N/A | N/A | N/A | N/A | N/A | 2 | 1 | 3 | 2 | 3 | 1 | 1 | 0
PG&E GBA | Monta Vista | 230 | Wind, Onshore |  |  | 0 | 0 | 0 | 0 | 0 | 0 | 0 | 0 | 0 | 1 | 1 | 1 | 1 |  | 1 | 1 | N/A |  |  |  | N/A | N/A | N/A | N/A | N/A | N/A | N/A | 2 | 1 | 3 | 2 | 3 | 1 | 1 | 0
PG&E GBA | Monta Vista | 60 | Wind, Onshore |  |  | 0 | 0 | 0 | 0 | 0 | 0 | 0 | 0 | 0 | 1 | 1 | 1 | 1 |  | 1 | 1 | N/A |  |  |  | N/A | N/A | N/A | N/A | N/A | N/A | N/A | 2 | 1 | 3 | 2 | 3 | 1 | 1 | 0
PG&E NGBA | Monticello | 115 | Wind, Onshore |  |  | 0 | 0 | 0 | 0 | 0 | 0 | 0 | 0 | 0 | 5 | 2 | 1 | 1 |  | 1 | 1 | N/A |  |  |  | N/A | N/A | N/A | N/A | N/A | N/A | N/A | 2 | 1 | 4 | 2 | 3 | 1 | 1 | 0
SCE Northern | Moorpark | 230 | Wind, Onshore |  |  | 0 | 0 | 0 | 0 | 0 | 0 | 0 | 0 | 0 | 5 | 2 | 4 | 2 |  | 1 | 1 | N/A |  |  |  | N/A | N/A | N/A | N/A | N/A | N/A | N/A | 2 | 1 | 4 | 1 | 3 | 1 | 1 | 0
SCE Northern | Moorpark | 66 | Wind, Onshore |  |  | 0 | 0 | 0 | 0 | 0 | 0 | 0 | 0 | 0 | 5 | 2 | 4 | 2 |  | 1 | 1 | N/A |  |  |  | N/A | N/A | N/A | N/A | N/A | N/A | N/A | 2 | 1 | 4 | 1 | 3 | 1 | 1 | 0
PG&E GBA | Moraga | 115 | Wind, Onshore |  |  | 0 | 0 | 0 | 0 | 0 | 0 | 0 | 0 | 0 | 5 | 2 | 1 | 1 |  | 1 | 1 | N/A |  |  |  | N/A | N/A | N/A | N/A | N/A | N/A | N/A | 2 | 1 | 3 | 1 | 3 | 1 | 1 | 0
PG&E GBA | Moraga | 230 | Wind, Onshore |  |  | 0 | 0 | 0 | 0 | 0 | 0 | 0 | 0 | 0 | 5 | 2 | 1 | 1 |  | 1 | 1 | N/A |  |  |  | N/A | N/A | N/A | N/A | N/A | N/A | N/A | 2 | 1 | 3 | 1 | 3 | 1 | 1 | 0
PG&E GBA | Morgan Hill | 115 | Wind, Onshore |  |  | 0 | 0 | 0 | 0 | 0 | 0 | 0 | 0 | 0 | 1 | 1 | 3 | 3 |  | 1 | 1 | N/A |  |  |  | N/A | N/A | N/A | N/A | N/A | N/A | N/A | 2 | 1 | 3 | 2 | 2 | 1 | 1 | 0
PG&E KERN | Morro Bay | 115 | Wind, Onshore |  |  | 0 | 0 | 0 | 0 | 0 | 0 | 0 | 0 | 0 | 5 | 2 | 5 | 2 |  | 1 | 1 | N/A |  |  |  | N/A | N/A | N/A | N/A | N/A | N/A | N/A | 2 | 2 | 2 | 2 | 3 | 1 | 1 | 0
PG&E KERN | Morro Bay | 230 | Wind, Onshore |  |  | 0 | 0 | 0 | 0 | 0 | 0 | 0 | 0 | 0 | 5 | 2 | 5 | 2 |  | 1 | 1 | N/A |  |  |  | N/A | N/A | N/A | N/A | N/A | N/A | N/A | 2 | 2 | 2 | 2 | 3 | 1 | 1 | 0
PG&E KERN | Morro Bay | 500 | Wind, Onshore |  |  | 0 | 0 | 0 | 0 | 0 | 0 | 0 | 0 | 0 | 5 | 2 | 4 | 2 |  | 1 | 1 | N/A |  |  |  | N/A | N/A | N/A | N/A | N/A | N/A | N/A | 2 | 2 | 2 | 2 | 3 | 1 | 1 | 0
PG&E GBA | Moss Landing | 115 | Wind, Onshore |  |  | 0 | 0 | 0 | 0 | 0 | 0 | 0 | 0 | 0 | 1 | 1 | 3 | 3 |  | 3 | 1 | 1 |  |  |  | 1 | 1 | 2 | 2 | 2 | 1 | 1 | 2 | 2 | 1 | 2 | 2 | 1 | 1 | 0
PG&E GBA | Moss Landing | 230 | Wind, Onshore |  |  | 0 | 0 | 0 | 0 | 0 | 0 | 0 | 0 | 0 | 1 | 1 | 3 | 3 |  | 3 | 1 | 1 |  |  |  | 1 | 1 | 2 | 2 | 2 | 1 | 1 | 2 | 2 | 1 | 2 | 2 | 1 | 1 | 0
PG&E GBA | Moss Landing | 500 | Wind, Onshore |  |  | 0 | 0 | 0 | 0 | 0 | 0 | 0 | 0 | 0 | 5 | 2 | 1 | 1 |  | 3 | 1 | 1 |  |  |  | 1 | 1 | 2 | 2 | 2 | 1 | 1 | 2 | 2 | 1 | 2 | 2 | 2+ | 1 | 1
EOP | Mountain Pass | 115 | Wind, Onshore |  |  | 0 | 0 | 0 | 0 | 0 | 0 | 0 | 0 | 0 | 5 | 3 | 4 | 2 |  | 1 | 1 | N/A |  |  |  | N/A | N/A | N/A | N/A | N/A | N/A | N/A | 2 | 2 | 4 | 1 | 1 | 1 | 1 | 0
PG&E GBA | Mountain View | 115 | Wind, Onshore |  |  | 0 | 0 | 0 | 0 | 0 | 0 | 0 | 0 | 0 | 1 | 1 | 1 | 1 |  | 1 | 1 | N/A |  |  |  | N/A | N/A | N/A | N/A | N/A | N/A | N/A | 2 | 1 | 2 | 2 | 2 | 1 | 1 | 0
PG&E GBA | Mt Eden | 115 | Wind, Onshore |  |  | 0 | 0 | 0 | 0 | 0 | 0 | 0 | 0 | 0 | 5 | 2 | 1 | 1 |  | 1 | 1 | N/A |  |  |  | N/A | N/A | N/A | N/A | N/A | N/A | N/A | 2 | 1 | 2 | 1 | 2 | 1 | 1 | 0
PG&E KERN | Mt Poso | 115 | Wind, Onshore |  |  | 0 | 0 | 0 | 0 | 0 | 0 | 0 | 0 | 0 | 5 | 2 | 5 | 2 |  | 1 | 1 | N/A |  |  |  | N/A | N/A | N/A | N/A | N/A | N/A | N/A | 1 | 1 | 2 | 1 | 1 | 1 | 1 | 0
SDGE | Murray | 69 | Wind, Onshore |  |  | 0 | 0 | 0 | 0 | 0 | 0 | 0 | 0 | 0 | 4 | 4 | 1 | 1 |  | 1 | 1 | N/A |  |  |  | N/A | N/A | N/A | N/A | N/A | N/A | N/A | 2 | 1 | 2 | 1 | 2 | 1 | 1 | 0
PG&E FRESNO | Mustang | 230 | Wind, Onshore |  |  | 0 | 0 | 0 | 0 | 0 | 0 | 0 | 0 | 0 | 5 | 2 | 5 | 2 |  | 1 | 1 | N/A |  |  |  | N/A | N/A | N/A | N/A | N/A | N/A | N/A | 1 | 1 | 1 | 2 | 1 | 1 | 1 | 0
SCE Northern | Neenach | 66 | Wind, Onshore |  |  | 0 | 0 | 0 | 0 | 0 | 0 | 0 | 0 | 0 | 5 | 5 | 1 | 1 |  | 1 | 1 | N/A |  |  |  | N/A | N/A | N/A | N/A | N/A | N/A | N/A | 2 | 1 | 4 | 1 | 3 | 1 | 1 | 0
PG&E KERN | New Sub - Gates - Midway (Proposed) | 230 | Wind, Onshore |  |  | 0 | 0 | 0 | 0 | 0 | 0 | 0 | 0 | 0 | 5 | 2 | 5 | 2 |  | 1 | 1 | N/A |  |  |  | N/A | N/A | N/A | N/A | N/A | N/A | N/A | 1 | 1 | 4 | 2 | 1 | 1 | 1 | 0
PG&E KERN | New Sub - Gates - Templeton (Proposed) | 230 | Wind, Onshore |  |  | 0 | 0 | 0 | 0 | 0 | 0 | 0 | 0 | 0 | 5 | 2 | 5 | 2 |  | 1 | 1 | N/A |  |  |  | N/A | N/A | N/A | N/A | N/A | N/A | N/A | 1 | 1 | 4 | 2 | 1 | 1 | 1 | 0
SCE NOL | New Sub - Kramer - Lugo (Proposed) | 230 | Wind, Onshore |  |  | 0 | 0 | 0 | 0 | 0 | 0 | 0 | 0 | 0 | 4 | 4 | 1 | 1 |  | 1 | 1 | N/A |  |  |  | N/A | N/A | N/A | N/A | N/A | N/A | N/A | 2 | 1 | 2 | 1 | 1 | 1 | 1 | 0
PG&E FRESNO | New Sub - Los Banos - Midway (Proposed) | 500 | Wind, Onshore |  |  | 0 | 0 | 0 | 0 | 0 | 0 | 0 | 0 | 0 | 5 | 2 | 4 | 2 |  | 1 | 1 | N/A |  |  |  | N/A | N/A | N/A | N/A | N/A | N/A | N/A | 1 | 1 | 4 | 2 | 1 | 1 | 1 | 0
SCE NOL | New Sub - Lugo - Pisgah (Proposed) | 230 | Wind, Onshore |  |  | 0 | 0 | 0 | 0 | 0 | 0 | 0 | 0 | 0 | 5 | 5 | 1 | 1 |  | 2 | 1 | 1 |  |  |  | 1 | 1 | 1 | 1 | 1 | 3 | 1 | 2 | 1 | 3 | 1 | 3 | 1 | 5 | 1
PG&E KERN | New Sub - Midway - Wheeler Ridge (Proposed) | 230 | Wind, Onshore |  |  | 0 | 0 | 0 | 0 | 0 | 0 | 0 | 0 | 0 | 5 | 2 | 5 | 2 |  | 1 | 1 | N/A |  |  |  | N/A | N/A | N/A | N/A | N/A | N/A | N/A | 1 | 1 | 3 | 1 | 1 | 1 | 1 | 0
PG&E NGBA | New Sub - Near existing Leavitt (PSREC) | 345 | Wind, Onshore | YES | Northern CA Wind Mapped to NVE area | 448 | 0 | 448 | 0 | 0 | 0 | 448 | 0 | 448 | 5 | 2 | 1 | 1 |  | 3 | 1 | 4 |  |  |  | 5 | 2 | 1 | 2 | 2 | 4 | 1 | 2 | 2 | 1 | 1 | 3 | 5- | 1 | 1
PG&E NGBA | New Sub - Near existing Madeline (NVE) | 345 | Wind, Onshore | YES | Northern CA Wind Mapped to NVE area | 480 | 220 | 700 | 0 | 0 | 0 | 480 | 220 | 700 | 5 | 2 | 1 | 1 |  | 3 | 1 | 4 |  |  |  | 5 | 1 | 1 | 1 | 2 | 3 | 1 | 2 | 2 | 4 | 1 | 3 | 5- | 3 | 1
SDGE | New Sub - North Gila - IV (Proposed) | 500 | Wind, Onshore |  |  | 0 | 0 | 0 | 0 | 0 | 0 | 0 | 0 | 0 | 4 | 4 | 1 | 1 |  | 1 | 1 | N/A |  |  |  | N/A | N/A | N/A | N/A | N/A | N/A | N/A | 2 | 1 | 4 | 2 | 2 | 1 | 1 | 0
PG&E NGBA | New Sub - Pit 1 - Cottonwood (Proposed) | 230 | Wind, Onshore |  |  | 0 | 0 | 0 | 0 | 0 | 0 | 0 | 0 | 0 | 5 | 2 | 1 | 1 |  | 2 | 1 | 1 |  |  |  | 5 | 2 | 1 | 1 | 3 | 1 | 1 | 2 | 2 | 4 | 2 | 3 | 4+ | 4 | 1
PG&E GBA | New Sub - Rancho Seco - Bellota (Proposed) | 230 | Wind, Onshore |  |  | 0 | 0 | 0 | 0 | 0 | 0 | 0 | 0 | 0 | 5 | 2 | 1 | 1 |  | 1 | 1 | N/A |  |  |  | N/A | N/A | N/A | N/A | N/A | N/A | N/A | 1 | 1 | 4 | 2 | 3 | 1 | 1 | 0
SDGE | New Sub - Suncrest - Ocotillo (Proposed) | 500 | Wind, Onshore |  |  | 0 | 0 | 0 | 0 | 0 | 0 | 0 | 0 | 0 | 4 | 4 | 1 | 1 |  | 4 | 1 | 1 |  |  |  | 5 | 1 | 1 | 1 | 2 | 1 | 1 | 2 | 1 | 4 | 1 | 3 | 4+ | 5 | 1
PG&E FRESNO | New Sub - Westley - Quinto (Proposed) | 230 | Wind, Onshore |  |  | 0 | 0 | 0 | 0 | 0 | 0 | 0 | 0 | 0 | 1 | 1 | 1 | 1 |  | 1 | 1 | N/A |  |  |  | N/A | N/A | N/A | N/A | N/A | N/A | N/A | 1 | 1 | 4 | 2 | 1 | 1 | 1 | 0
PG&E GBA | Newark | 115 | Wind, Onshore |  |  | 0 | 0 | 0 | 0 | 0 | 0 | 0 | 0 | 0 | 1 | 1 | 1 | 1 |  | 1 | 1 | N/A |  |  |  | N/A | N/A | N/A | N/A | N/A | N/A | N/A | 2 | 1 | 3 | 1 | 2 | 1 | 1 | 0
PG&E GBA | Newark | 230 | Wind, Onshore |  |  | 0 | 0 | 0 | 0 | 0 | 0 | 0 | 0 | 0 | 1 | 1 | 1 | 1 |  | 1 | 1 | N/A |  |  |  | N/A | N/A | N/A | N/A | N/A | N/A | N/A | 2 | 1 | 3 | 1 | 2 | 1 | 1 | 0
PG&E GBA | Newark | 60 | Wind, Onshore |  |  | 0 | 0 | 0 | 0 | 0 | 0 | 0 | 0 | 0 | 5 | 2 | 1 | 1 |  | 1 | 1 | N/A |  |  |  | N/A | N/A | N/A | N/A | N/A | N/A | N/A | 2 | 1 | 3 | 1 | 2 | 1 | 1 | 0
PG&E FRESNO | Newhall | 115 | Wind, Onshore |  |  | 0 | 0 | 0 | 0 | 0 | 0 | 0 | 0 | 0 | 5 | 2 | 5 | 2 |  | 1 | 1 | N/A |  |  |  | N/A | N/A | N/A | N/A | N/A | N/A | N/A | 1 | 1 | 4 | 2 | 1 | 1 | 1 | 0
PG&E KERN | Norco | 115 | Wind, Onshore |  |  | 0 | 0 | 0 | 0 | 0 | 0 | 0 | 0 | 0 | 5 | 2 | 5 | 2 |  | 2 | 1 | 1 |  |  |  | 1 | 1 | 1 | 1 | 1 | 1 | 1 | 1 | 1 | 3 | 1 | 1 | 1 | 1 | 0
PG&E GBA | Nortech | 115 | Wind, Onshore |  |  | 0 | 0 | 0 | 0 | 0 | 0 | 0 | 0 | 0 | 1 | 1 | 1 | 1 |  | 2 | 1 | 1 |  |  |  | 5 | 3 | 3 | 3 | 4 | 3 | 1 | 2 | 1 | 2 | 2 | 1 | 1 | 1 | 0
SDGE | North City Metering | 138 | Wind, Onshore |  |  | 0 | 0 | 0 | 0 | 0 | 0 | 0 | 0 | 0 | 4 | 4 | 1 | 1 |  | 2 | 1 | 1 |  |  |  | 1 | 1 | 1 | 2 | 2 | 1 | 1 | 2 | 1 | 2 | 1 | 3 | 1 | 1 | 0
PG&E GBA | North Dublin | 230 | Wind, Onshore |  |  | 0 | 0 | 0 | 0 | 0 | 0 | 0 | 0 | 0 | 5 | 2 | 1 | 1 |  | 1 | 1 | N/A |  |  |  | N/A | N/A | N/A | N/A | N/A | N/A | N/A | 2 | 1 | 2 | 1 | 3 | 1 | 1 | 0
SDGE | North Gila | 500 | Wind, Onshore |  |  | 0 | 0 | 0 | 0 | 0 | 0 | 0 | 0 | 0 | 4 | 4 | 1 | 1 |  | 1 | 1 | N/A |  |  |  | N/A | N/A | N/A | N/A | N/A | N/A | N/A | 2 | 2 | 4 | 2 | 3 | 1 | 1 | 0
SCE Metro | North of SONGS | 230 | Wind, Onshore |  |  | 0 | 0 | 0 | 0 | 0 | 0 | 0 | 0 | 0 | 1 | 1 | 1 | 1 |  | 1 | 1 | N/A |  |  |  | N/A | N/A | N/A | N/A | N/A | N/A | N/A | 2 | 1 | 3 | 1 | 3 | 1 | 1 | 0
SCE Metro | North of SONGS | 500 | Wind, Onshore |  |  | 0 | 0 | 0 | 0 | 0 | 0 | 0 | 0 | 0 | 1 | 1 | 1 | 1 |  | 1 | 1 | N/A |  |  |  | N/A | N/A | N/A | N/A | N/A | N/A | N/A | 2 | 1 | 3 | 1 | 3 | 1 | 1 | 0
PG&E NGBA | Notre Dame | 115 | Wind, Onshore |  |  | 0 | 0 | 0 | 0 | 0 | 0 | 0 | 0 | 0 | 5 | 2 | 1 | 1 |  | 1 | 1 | N/A |  |  |  | N/A | N/A | N/A | N/A | N/A | N/A | N/A | 2 | 1 | 4 | 2 | 2 | 1 | 1 | 0
PG&E GBA | Oakland C | 115 | Wind, Onshore |  |  | 0 | 0 | 0 | 0 | 0 | 0 | 0 | 0 | 0 | 5 | 2 | 1 | 1 |  | 1 | 1 | N/A |  |  |  | N/A | N/A | N/A | N/A | N/A | N/A | N/A | 2 | 1 | 1 | 1 | 2 | 1 | 1 | 0
PG&E GBA | Oakland J | 115 | Wind, Onshore |  |  | 0 | 0 | 0 | 0 | 0 | 0 | 0 | 0 | 0 | 5 | 2 | 1 | 1 |  | 1 | 1 | 1 |  |  |  | 1 | 1 | 1 | 1 | 1 | 1 | 1 | 2 | 1 | 2 | 1 | 1 | 1 | 1 | 0
PG&E GBA | Oakland L | 115 | Wind, Onshore |  |  | 0 | 0 | 0 | 0 | 0 | 0 | 0 | 0 | 0 | 5 | 2 | 1 | 1 |  | 1 | 1 | N/A |  |  |  | N/A | N/A | N/A | N/A | N/A | N/A | N/A | 2 | 1 | 2 | 1 | 1 | 1 | 1 | 0
PG&E GBA | Oakland X | 115 | Wind, Onshore |  |  | 0 | 0 | 0 | 0 | 0 | 0 | 0 | 0 | 0 | 5 | 2 | 1 | 1 |  | 1 | 1 | N/A |  |  |  | N/A | N/A | N/A | N/A | N/A | N/A | N/A | 2 | 1 | 2 | 1 | 2 | 1 | 1 | 0
SDGE | Ocean Ranch | 69 | Wind, Onshore |  |  | 0 | 0 | 0 | 0 | 0 | 0 | 0 | 0 | 0 | 4 | 4 | 1 | 1 |  | 1 | 1 | N/A |  |  |  | N/A | N/A | N/A | N/A | N/A | N/A | N/A | 2 | 1 | 4 | 1 | 3 | 1 | 1 | 0
PG&E KERN | Oceano | 115 | Wind, Onshore |  |  | 0 | 0 | 0 | 0 | 0 | 0 | 0 | 0 | 0 | 5 | 2 | 5 | 2 |  | 1 | 1 | N/A |  |  |  | N/A | N/A | N/A | N/A | N/A | N/A | N/A | 2 | 2 | 4 | 2 | 3 | 1 | 1 | 0
SDGE | Ocotillo Express | 500 | Wind, Onshore |  |  | 0 | 0 | 0 | 0 | 0 | 0 | 0 | 0 | 0 | 4 | 4 | 1 | 1 |  | 4 | 1 | 1 |  |  |  | 4 | 1 | 1 | 1 | 1 | 2 | 1 | 2 | 1 | 4 | 2 | 3 | 1 | 1 | 0
PG&E KERN | Old River | 70 | Wind, Onshore |  |  | 0 | 0 | 0 | 0 | 0 | 0 | 0 | 0 | 0 | 5 | 2 | 5 | 2 |  | 1 | 1 | N/A |  |  |  | N/A | N/A | N/A | N/A | N/A | N/A | N/A | 1 | 1 | 4 | 1 | 2 | 1 | 1 | 0
SDGE | Old Town | 230 | Wind, Onshore |  |  | 0 | 0 | 0 | 0 | 0 | 0 | 0 | 0 | 0 | 4 | 4 | 1 | 1 |  | 1 | 1 | N/A |  |  |  | N/A | N/A | N/A | N/A | N/A | N/A | N/A | 2 | 1 | 3 | 1 | 2 | 1 | 1 | 0
SCE Metro | Olinda | 230 | Wind, Onshore |  |  | 0 | 0 | 0 | 0 | 0 | 0 | 0 | 0 | 0 | 1 | 1 | 1 | 1 |  | 1 | 1 | N/A |  |  |  | N/A | N/A | N/A | N/A | N/A | N/A | N/A | 1 | 1 | 2 | 1 | 2 | 1 | 1 | 0
PG&E FRESNO | Olive | 115 | Wind, Onshore |  |  | 0 | 0 | 0 | 0 | 0 | 0 | 0 | 0 | 0 | 5 | 2 | 5 | 2 |  | 1 | 1 | N/A |  |  |  | N/A | N/A | N/A | N/A | N/A | N/A | N/A | 1 | 1 | 4 | 1 | 1 | 1 | 1 | 0
PG&E NGBA | Olivehurst | 115 | Wind, Onshore |  |  | 0 | 0 | 0 | 0 | 0 | 0 | 0 | 0 | 0 | 5 | 2 | 1 | 1 |  | 1 | 1 | N/A |  |  |  | N/A | N/A | N/A | N/A | N/A | N/A | N/A | 2 | 2 | 2 | 1 | 2 | 1 | 1 | 0
PG&E NGBA | Oregon Trail | 60 | Wind, Onshore |  |  | 0 | 0 | 0 | 0 | 0 | 0 | 0 | 0 | 0 | 5 | 2 | 1 | 1 |  | 1 | 1 | N/A |  |  |  | N/A | N/A | N/A | N/A | N/A | N/A | N/A | 2 | 2 | 3 | 2 | 3 | 1 | 1 | 0
SCE Northern | Ormond Beach | 230 | Wind, Onshore |  |  | 0 | 0 | 0 | 0 | 0 | 0 | 0 | 0 | 0 | 5 | 2 | 4 | 2 |  | 1 | 1 | N/A |  |  |  | N/A | N/A | N/A | N/A | N/A | N/A | N/A | 2 | 1 | 1 | 1 | 1 | 1 | 1 | 0
PG&E FRESNO | Oro Loma | 115 | Wind, Onshore |  |  | 0 | 0 | 0 | 0 | 0 | 0 | 0 | 0 | 0 | 5 | 2 | 5 | 2 |  | 1 | 1 | N/A |  |  |  | N/A | N/A | N/A | N/A | N/A | N/A | N/A | 1 | 1 | 4 | 2 | 1 | 1 | 1 | 0
PG&E FRESNO | Oro Loma | 70 | Wind, Onshore |  |  | 0 | 0 | 0 | 0 | 0 | 0 | 0 | 0 | 0 | 5 | 2 | 5 | 2 |  | 1 | 1 | N/A |  |  |  | N/A | N/A | N/A | N/A | N/A | N/A | N/A | 1 | 1 | 4 | 2 | 1 | 1 | 1 | 0
PG&E FRESNO | Orosi | 70 | Wind, Onshore |  |  | 0 | 0 | 0 | 0 | 0 | 0 | 0 | 0 | 0 | 5 | 2 | 5 | 2 |  | 1 | 1 | N/A |  |  |  | N/A | N/A | N/A | N/A | N/A | N/A | N/A | 1 | 1 | 4 | 1 | 1 | 1 | 1 | 0
SDGE | Otay | 69 | Wind, Onshore |  |  | 0 | 0 | 0 | 0 | 0 | 0 | 0 | 0 | 0 | 4 | 4 | 1 | 1 |  | 1 | 1 | N/A |  |  |  | N/A | N/A | N/A | N/A | N/A | N/A | N/A | 2 | 1 | 1 | 1 | 1 | 1 | 1 | 0
SDGE | Otay Mesa | 230 | Wind, Onshore |  |  | 0 | 0 | 0 | 0 | 0 | 0 | 0 | 0 | 0 | 4 | 4 | 1 | 1 |  | 1 | 1 | N/A |  |  |  | N/A | N/A | N/A | N/A | N/A | N/A | N/A | 2 | 1 | 1 | 1 | 3 | 1 | 1 | 0
PG&E FRESNO | Padre Flats SW STA | 230 | Wind, Onshore |  |  | 0 | 0 | 0 | 0 | 0 | 0 | 0 | 0 | 0 | 5 | 2 | 5 | 2 |  | 1 | 1 | N/A |  |  |  | N/A | N/A | N/A | N/A | N/A | N/A | N/A | 1 | 1 | 4 | 2 | 1 | 1 | 1 | 0
EOP | Pahrump | 138 | Wind, Onshore |  |  | 0 | 0 | 0 | 0 | 0 | 0 | 0 | 0 | 0 | 5 | 3 | 4 | 2 |  | 1 | 1 | N/A |  |  |  | N/A | N/A | N/A | N/A | N/A | N/A | N/A | 2 | 2 | 4 | 1 | 3 | 1 | 1 | 0
EOP | Pahrump | 230 | Wind, Onshore |  |  | 0 | 0 | 0 | 0 | 0 | 0 | 0 | 0 | 0 | 5 | 3 | 4 | 2 |  | 1 | 1 | N/A |  |  |  | N/A | N/A | N/A | N/A | N/A | N/A | N/A | 2 | 2 | 4 | 1 | 3 | 1 | 1 | 0
SDGE | Pala | 69 | Wind, Onshore |  |  | 0 | 0 | 0 | 0 | 0 | 0 | 0 | 0 | 0 | 4 | 4 | 1 | 1 |  | 1 | 1 | N/A |  |  |  | N/A | N/A | N/A | N/A | N/A | N/A | N/A | 2 | 1 | 1 | 1 | 3 | 1 | 1 | 0
PG&E NGBA | Palermo | 115 | Wind, Onshore |  |  | 0 | 0 | 0 | 0 | 0 | 0 | 0 | 0 | 0 | 5 | 2 | 1 | 1 |  | 1 | 1 | N/A |  |  |  | N/A | N/A | N/A | N/A | N/A | N/A | N/A | 2 | 1 | 2 | 2 | 2 | 1 | 1 | 0
PG&E NGBA | Palermo | 230 | Wind, Onshore |  |  | 0 | 0 | 0 | 0 | 0 | 0 | 0 | 0 | 0 | 5 | 2 | 1 | 1 |  | 1 | 1 | N/A |  |  |  | N/A | N/A | N/A | N/A | N/A | N/A | N/A | 2 | 1 | 2 | 2 | 2 | 1 | 1 | 0
SCE Eastern | Palo Verde | 500 | Wind, Onshore |  |  | 0 | 0 | 0 | 0 | 0 | 0 | 0 | 0 | 0 | 5 | 4 | 4 | 2 |  | 1 | 1 | N/A |  |  |  | N/A | N/A | N/A | N/A | N/A | N/A | N/A | 2 | 1 | 4 | 2 | 3 | 1 | 1 | 0
SDGE | Palomar Energy | 230 | Wind, Onshore |  |  | 0 | 0 | 0 | 0 | 0 | 0 | 0 | 0 | 0 | 4 | 4 | 1 | 1 |  | 1 | 1 | N/A |  |  |  | N/A | N/A | N/A | N/A | N/A | N/A | N/A | 2 | 1 | 2 | 1 | 3 | 1 | 1 | 0
PG&E KERN | Panama | 70 | Wind, Onshore |  |  | 0 | 0 | 0 | 0 | 0 | 0 | 0 | 0 | 0 | 5 | 2 | 5 | 2 |  | 1 | 1 | N/A |  |  |  | N/A | N/A | N/A | N/A | N/A | N/A | N/A | 1 | 1 | 4 | 1 | 1 | 1 | 1 | 0
PG&E FRESNO | Panoche | 115 | Wind, Onshore |  |  | 0 | 0 | 0 | 0 | 0 | 0 | 0 | 0 | 0 | 5 | 2 | 5 | 2 |  | 1 | 1 | N/A |  |  |  | N/A | N/A | N/A | N/A | N/A | N/A | N/A | 1 | 1 | 1 | 2 | 1 | 1 | 1 | 0
PG&E FRESNO | Panoche | 230 | Wind, Onshore |  |  | 0 | 0 | 0 | 0 | 0 | 0 | 0 | 0 | 0 | 5 | 2 | 5 | 2 |  | 1 | 1 | N/A |  |  |  | N/A | N/A | N/A | N/A | N/A | N/A | N/A | 1 | 1 | 1 | 2 | 1 | 1 | 1 | 0
SCE Northern | Pardee | 230 | Wind, Onshore |  |  | 0 | 0 | 0 | 0 | 0 | 0 | 0 | 0 | 0 | 5 | 2 | 4 | 2 |  | 1 | 1 | N/A |  |  |  | N/A | N/A | N/A | N/A | N/A | N/A | N/A | 1 | 1 | 3 | 1 | 3 | 1 | 1 | 0
PG&E NGBA | Parkway | 230 | Wind, Onshore |  |  | 0 | 0 | 0 | 0 | 0 | 0 | 0 | 0 | 0 | 5 | 2 | 1 | 1 |  | 1 | 1 | N/A |  |  |  | N/A | N/A | N/A | N/A | N/A | N/A | N/A | 2 | 1 | 4 | 1 | 2 | 1 | 1 | 0
SCE Northern | Pastoria | 230 | Wind, Onshore |  |  | 0 | 0 | 0 | 0 | 0 | 0 | 0 | 0 | 0 | 5 | 2 | 4 | 2 |  | 1 | 1 | N/A |  |  |  | N/A | N/A | N/A | N/A | N/A | N/A | N/A | 1 | 1 | 2 | 1 | 3 | 1 | 1 | 0
SCE Metro | Pauda | 230 | Wind, Onshore |  |  | 0 | 0 | 0 | 0 | 0 | 0 | 0 | 0 | 0 | 1 | 1 | 1 | 1 |  | 1 | 1 | N/A |  |  |  | N/A | N/A | N/A | N/A | N/A | N/A | N/A | 1 | 1 | 2 | 1 | 2 | 1 | 1 | 0
PG&E GBA | Paul Sweet | 115 | Wind, Onshore |  |  | 0 | 0 | 0 | 0 | 0 | 0 | 0 | 0 | 0 | 1 | 1 | 3 | 3 |  | 1 | 1 | N/A |  |  |  | N/A | N/A | N/A | N/A | N/A | N/A | N/A | 2 | 2 | 2 | 2 | 3 | 1 | 1 | 0
PG&E NGBA | Peabody | 230 | Wind, Onshore |  |  | 0 | 0 | 0 | 0 | 0 | 0 | 0 | 0 | 0 | 5 | 2 | 1 | 1 |  | 1 | 1 | N/A |  |  |  | N/A | N/A | N/A | N/A | N/A | N/A | N/A | 2 | 1 | 2 | 1 | 2 | 1 | 1 | 0
PG&E NGBA | Pease | 115 | Wind, Onshore |  |  | 0 | 0 | 0 | 0 | 0 | 0 | 0 | 0 | 0 | 5 | 2 | 1 | 1 |  | 1 | 1 | N/A |  |  |  | N/A | N/A | N/A | N/A | N/A | N/A | N/A | 2 | 2 | 2 | 1 | 2 | 1 | 1 | 0
PG&E NGBA | Pease | 60 | Wind, Onshore |  |  | 0 | 0 | 0 | 0 | 0 | 0 | 0 | 0 | 0 | 5 | 2 | 1 | 1 |  | 1 | 1 | N/A |  |  |  | N/A | N/A | N/A | N/A | N/A | N/A | N/A | 2 | 2 | 2 | 1 | 2 | 1 | 1 | 0
SDGE | Penasquitos | 138 | Wind, Onshore |  |  | 0 | 0 | 0 | 0 | 0 | 0 | 0 | 0 | 0 | 4 | 4 | 1 | 1 |  | 1 | 1 | 1 |  |  |  | 1 | 1 | 1 | 2 | 2 | 1 | 1 | 2 | 1 | 2 | 1 | 3 | 1 | 1 | 0
SDGE | Penasquitos | 230 | Wind, Onshore |  |  | 0 | 0 | 0 | 0 | 0 | 0 | 0 | 0 | 0 | 4 | 4 | 1 | 1 |  | 1 | 1 | 1 |  |  |  | 1 | 1 | 1 | 2 | 2 | 1 | 1 | 2 | 1 | 2 | 1 | 3 | 1 | 1 | 0
SDGE | Penasquitos | 69 | Wind, Onshore |  |  | 0 | 0 | 0 | 0 | 0 | 0 | 0 | 0 | 0 | 4 | 4 | 1 | 1 |  | 1 | 1 | 1 |  |  |  | 1 | 1 | 1 | 2 | 2 | 1 | 1 | 2 | 1 | 2 | 1 | 3 | 1 | 1 | 0
SDGE | Pendleton | 69 | Wind, Onshore |  |  | 0 | 0 | 0 | 0 | 0 | 0 | 0 | 0 | 0 | 4 | 4 | 1 | 1 |  | 1 | 1 | N/A |  |  |  | N/A | N/A | N/A | N/A | N/A | N/A | N/A | 2 | 1 | 4 | 1 | 3 | 1 | 1 | 0
PG&E NGBA | Penngrove | 115 | Wind, Onshore |  |  | 0 | 0 | 0 | 0 | 0 | 0 | 0 | 0 | 0 | 5 | 2 | 1 | 1 |  | 1 | 1 | N/A |  |  |  | N/A | N/A | N/A | N/A | N/A | N/A | N/A | 2 | 1 | 3 | 2 | 2 | 1 | 1 | 0
PG&E GBA | Peoria | 115 | Wind, Onshore |  |  | 0 | 0 | 0 | 0 | 0 | 0 | 0 | 0 | 0 | 5 | 5 | 1 | 1 |  | 2 | 1 | 1 |  |  |  | 1 | 1 | 1 | 1 | 1 | 1 | 1 | 2 | 1 | 4 | 1 | 3 | 1 | 1 | 0
PG&E GBA | Piercy | 115 | Wind, Onshore |  |  | 0 | 0 | 0 | 0 | 0 | 0 | 0 | 0 | 0 | 1 | 1 | 1 | 1 |  | 1 | 1 | N/A |  |  |  | N/A | N/A | N/A | N/A | N/A | N/A | N/A | 2 | 1 | 2 | 2 | 2 | 1 | 1 | 0
PG&E FRESNO | Pine Flat | 230 | Wind, Onshore |  |  | 0 | 0 | 0 | 0 | 0 | 0 | 0 | 0 | 0 | 5 | 2 | 5 | 2 |  | 1 | 1 | N/A |  |  |  | N/A | N/A | N/A | N/A | N/A | N/A | N/A | 1 | 1 | 4 | 2 | 3 | 1 | 1 | 0
SCE NOL | Pisgah | 230 | Wind, Onshore |  |  | 0 | 0 | 0 | 0 | 0 | 0 | 0 | 0 | 0 | 5 | 5 | 1 | 1 |  | 1 | 1 | N/A |  |  |  | N/A | N/A | N/A | N/A | N/A | N/A | N/A | 2 | 1 | 4 | 1 | 1 | 1 | 1 | 0
PG&E NGBA | Pit 1 | 230 | Wind, Onshore |  |  | 0 | 0 | 0 | 0 | 0 | 0 | 0 | 0 | 0 | 5 | 2 | 1 | 1 |  | 1 | 1 | N/A |  |  |  | N/A | N/A | N/A | N/A | N/A | N/A | N/A | 2 | 2 | 4 | 2 | 3 | 1 | 1 | 0
PG&E NGBA | Pit 1 | 60 | Wind, Onshore |  |  | 0 | 0 | 0 | 0 | 0 | 0 | 0 | 0 | 0 | 5 | 2 | 1 | 1 |  | 1 | 1 | N/A |  |  |  | N/A | N/A | N/A | N/A | N/A | N/A | N/A | 2 | 2 | 4 | 2 | 3 | 1 | 1 | 0
PG&E NGBA | Pit 3 | 230 | Wind, Onshore |  |  | 0 | 0 | 0 | 0 | 0 | 0 | 0 | 0 | 0 | 5 | 2 | 1 | 1 |  | 1 | 1 | N/A |  |  |  | N/A | N/A | N/A | N/A | N/A | N/A | N/A | 2 | 2 | 4 | 2 | 3 | 1 | 1 | 0
PG&E NGBA | Pit 4 | 230 | Wind, Onshore |  |  | 0 | 0 | 0 | 0 | 0 | 0 | 0 | 0 | 0 | 5 | 2 | 1 | 1 |  | 1 | 1 | N/A |  |  |  | N/A | N/A | N/A | N/A | N/A | N/A | N/A | 2 | 2 | 4 | 2 | 3 | 1 | 1 | 0
PG&E GBA | Pittsburg | 115 | Wind, Onshore |  |  | 0 | 0 | 0 | 0 | 0 | 0 | 0 | 0 | 0 | 5 | 2 | 1 | 1 |  | 1 | 1 | N/A |  |  |  | N/A | N/A | N/A | N/A | N/A | N/A | N/A | 2 | 1 | 2 | 1 | 1 | 1 | 1 | 0
PG&E GBA | Pittsburg | 230 | Wind, Onshore |  |  | 0 | 0 | 0 | 0 | 0 | 0 | 0 | 0 | 0 | 5 | 2 | 1 | 1 |  | 1 | 1 | N/A |  |  |  | N/A | N/A | N/A | N/A | N/A | N/A | N/A | 2 | 1 | 2 | 1 | 1 | 1 | 1 | 0
PG&E NGBA | Pleasant Grove | 115 | Wind, Onshore |  |  | 0 | 0 | 0 | 0 | 0 | 0 | 0 | 0 | 0 | 5 | 2 | 1 | 1 |  | 1 | 1 | N/A |  |  |  | N/A | N/A | N/A | N/A | N/A | N/A | N/A | 2 | 1 | 2 | 2 | 3 | 1 | 1 | 0
PG&E NGBA | POE | 230 | Wind, Onshore |  |  | 0 | 0 | 0 | 0 | 0 | 0 | 0 | 0 | 0 | 5 | 5 | 3 | 3 |  | 1 | 1 | N/A |  |  |  | N/A | N/A | N/A | N/A | N/A | N/A | N/A | 2 | 1 | 4 | 2 | 3 | 1 | 1 | 0
SDGE | Point Loma | 69 | Wind, Onshore |  |  | 0 | 0 | 0 | 0 | 0 | 0 | 0 | 0 | 0 | 4 | 4 | 1 | 1 |  | 1 | 1 | N/A |  |  |  | N/A | N/A | N/A | N/A | N/A | N/A | N/A | 2 | 1 | 3 | 1 | 2 | 1 | 1 | 0
SDGE | Pomerado | 69 | Wind, Onshore |  |  | 0 | 0 | 0 | 0 | 0 | 0 | 0 | 0 | 0 | 4 | 4 | 1 | 1 |  | 1 | 1 | N/A |  |  |  | N/A | N/A | N/A | N/A | N/A | N/A | N/A | 2 | 1 | 3 | 1 | 3 | 1 | 1 | 0
PG&E KERN | Poso Mountain | 115 | Wind, Onshore |  |  | 0 | 0 | 0 | 0 | 0 | 0 | 0 | 0 | 0 | 5 | 2 | 5 | 2 |  | 1 | 1 | N/A |  |  |  | N/A | N/A | N/A | N/A | N/A | N/A | N/A | 1 | 1 | 3 | 1 | 2 | 1 | 1 | 0
EOP | Primm | 230 | Wind, Onshore |  |  | 0 | 0 | 0 | 0 | 0 | 0 | 0 | 0 | 0 | 5 | 3 | 4 | 2 |  | 1 | 1 | N/A |  |  |  | N/A | N/A | N/A | N/A | N/A | N/A | N/A | 2 | 2 | 4 | 1 | 2 | 1 | 1 | 0
PG&E NGBA | Putah Creek | 115 | Wind, Onshore |  |  | 0 | 0 | 0 | 0 | 0 | 0 | 0 | 0 | 0 | 5 | 2 | 1 | 1 |  | 1 | 1 | N/A |  |  |  | N/A | N/A | N/A | N/A | N/A | N/A | N/A | 2 | 1 | 3 | 2 | 3 | 1 | 1 | 0
SDGE | Q1806 | 138 | Wind, Onshore |  |  | 0 | 0 | 0 | 0 | 0 | 0 | 0 | 0 | 0 | 1 | 1 | 1 | 1 |  | 1 | 1 | N/A |  |  |  | N/A | N/A | N/A | N/A | N/A | N/A | N/A | 1 | 1 | 2 | 1 | 3 | 1 | 1 | 0
PG&E FRESNO | Quinto | 230 | Wind, Onshore |  |  | 0 | 0 | 0 | 0 | 0 | 0 | 0 | 0 | 0 | 5 | 2 | 5 | 2 |  | 1 | 1 | N/A |  |  |  | N/A | N/A | N/A | N/A | N/A | N/A | N/A | 1 | 1 | 4 | 2 | 1 | 1 | 1 | 0
PG&E GBA | Race Track | 115 | Wind, Onshore |  |  | 0 | 0 | 0 | 0 | 0 | 0 | 0 | 0 | 0 | 5 | 5 | 1 | 1 |  | 1 | 1 | N/A |  |  |  | N/A | N/A | N/A | N/A | N/A | N/A | N/A | 2 | 1 | 4 | 1 | 3 | 1 | 1 | 0
SDGE | Rancho Mission Viejo | 138 | Wind, Onshore |  |  | 0 | 0 | 0 | 0 | 0 | 0 | 0 | 0 | 0 | 1 | 1 | 1 | 1 |  | 1 | 1 | N/A |  |  |  | N/A | N/A | N/A | N/A | N/A | N/A | N/A | 1 | 1 | 2 | 1 | 3 | 1 | 1 | 0
PG&E GBA | Rancho Seco | 230 | Wind, Onshore |  |  | 0 | 0 | 0 | 0 | 0 | 0 | 0 | 0 | 0 | 5 | 2 | 1 | 1 |  | 1 | 1 | N/A |  |  |  | N/A | N/A | N/A | N/A | N/A | N/A | N/A | 2 | 1 | 1 | 2 | 3 | 1 | 1 | 0
SCE Metro | Rancho Vista | 230 | Wind, Onshore |  |  | 0 | 0 | 0 | 0 | 0 | 0 | 0 | 0 | 0 | 1 | 1 | 1 | 1 |  | 1 | 1 | N/A |  |  |  | N/A | N/A | N/A | N/A | N/A | N/A | N/A | 1 | 1 | 1 | 1 | 1 | 1 | 1 | 0
SCE Metro | Rancho Vista | 500 | Wind, Onshore |  |  | 0 | 0 | 0 | 0 | 0 | 0 | 0 | 0 | 0 | 1 | 1 | 1 | 1 |  | 1 | 1 | N/A |  |  |  | N/A | N/A | N/A | N/A | N/A | N/A | N/A | 1 | 1 | 1 | 1 | 1 | 1 | 1 | 0
SCE NOL | Ransburg | 115 | Wind, Onshore |  |  | 0 | 0 | 0 | 0 | 0 | 0 | 0 | 0 | 0 | 4 | 4 | 1 | 1 |  | 1 | 1 | N/A |  |  |  | N/A | N/A | N/A | N/A | N/A | N/A | N/A | 2 | 1 | 4 | 1 | 1 | 1 | 1 | 0
PG&E GBA | Ravenswood | 115 | Wind, Onshore |  |  | 0 | 0 | 0 | 0 | 0 | 0 | 0 | 0 | 0 | 5 | 2 | 1 | 1 |  | 1 | 1 | N/A |  |  |  | N/A | N/A | N/A | N/A | N/A | N/A | N/A | 2 | 1 | 2 | 1 | 2 | 1 | 1 | 0
PG&E GBA | Ravenswood | 230 | Wind, Onshore |  |  | 0 | 0 | 0 | 0 | 0 | 0 | 0 | 0 | 0 | 5 | 2 | 1 | 1 |  | 1 | 1 | N/A |  |  |  | N/A | N/A | N/A | N/A | N/A | N/A | N/A | 2 | 1 | 2 | 1 | 2 | 1 | 1 | 0
SCE Northern | Rector | 230 | Wind, Onshore |  |  | 0 | 0 | 0 | 0 | 0 | 0 | 0 | 0 | 0 | 5 | 5 | 1 | 1 |  | 1 | 1 | N/A |  |  |  | N/A | N/A | N/A | N/A | N/A | N/A | N/A | 1 | 1 | 2 | 1 | 2 | 1 | 1 | 0
SCE Eastern | Red Bluff | 230 | Wind, Onshore |  |  | 0 | 0 | 0 | 0 | 0 | 0 | 0 | 0 | 0 | 5 | 5 | 3 | 2 |  | 1 | 1 | N/A |  |  |  | N/A | N/A | N/A | N/A | N/A | N/A | N/A | 2 | 2 | 4 | 1 | 3 | 1 | 1 | 0
SCE Eastern | Red Bluff | 500 | Wind, Onshore |  |  | 0 | 0 | 0 | 0 | 0 | 0 | 0 | 0 | 0 | 5 | 5 | 3 | 2 |  | 1 | 1 | N/A |  |  |  | N/A | N/A | N/A | N/A | N/A | N/A | N/A | 2 | 2 | 4 | 1 | 3 | 1 | 1 | 0
PG&E NGBA | Redbud | 115 | Wind, Onshore |  |  | 0 | 0 | 0 | 0 | 0 | 0 | 0 | 0 | 0 | 5 | 2 | 1 | 1 |  | 1 | 1 | N/A |  |  |  | N/A | N/A | N/A | N/A | N/A | N/A | N/A | 2 | 2 | 4 | 2 | 3 | 1 | 1 | 0
SCE Metro | Redondo | 230 | Wind, Onshore |  |  | 0 | 0 | 0 | 0 | 0 | 0 | 0 | 0 | 0 | 1 | 1 | 1 | 1 |  | 1 | 1 | N/A |  |  |  | N/A | N/A | N/A | N/A | N/A | N/A | N/A | 1 | 1 | 2 | 1 | 2 | 1 | 1 | 0
PG&E FRESNO | Reedley | 115 | Wind, Onshore |  |  | 0 | 0 | 0 | 0 | 0 | 0 | 0 | 0 | 0 | 5 | 2 | 5 | 2 |  | 1 | 1 | N/A |  |  |  | N/A | N/A | N/A | N/A | N/A | N/A | N/A | 1 | 1 | 4 | 2 | 1 | 1 | 1 | 0
PG&E KERN | Renfro | 115 | Wind, Onshore |  |  | 0 | 0 | 0 | 0 | 0 | 0 | 0 | 0 | 0 | 5 | 2 | 5 | 2 |  | 1 | 1 | N/A |  |  |  | N/A | N/A | N/A | N/A | N/A | N/A | N/A | 1 | 1 | 2 | 1 | 2 | 1 | 1 | 0
PG&E GBA | Richmond R | 115 | Wind, Onshore |  |  | 0 | 0 | 0 | 0 | 0 | 0 | 0 | 0 | 0 | 5 | 2 | 1 | 1 |  | 1 | 1 | N/A |  |  |  | N/A | N/A | N/A | N/A | N/A | N/A | N/A | 2 | 1 | 2 | 1 | 2 | 1 | 1 | 0
PG&E NGBA | Rincon | 115 | Wind, Onshore |  |  | 0 | 0 | 0 | 0 | 0 | 0 | 0 | 0 | 0 | 5 | 2 | 1 | 1 |  | 1 | 1 | N/A |  |  |  | N/A | N/A | N/A | N/A | N/A | N/A | N/A | 2 | 1 | 3 | 2 | 2 | 1 | 1 | 0
PG&E KERN | Rio Bravo | 115 | Wind, Onshore |  |  | 0 | 0 | 0 | 0 | 0 | 0 | 0 | 0 | 0 | 5 | 2 | 5 | 2 |  | 1 | 1 | N/A |  |  |  | N/A | N/A | N/A | N/A | N/A | N/A | N/A | 1 | 1 | 2 | 1 | 1 | 1 | 1 | 0
SCE Metro | Rio Hondo | 230 | Wind, Onshore |  |  | 0 | 0 | 0 | 0 | 0 | 0 | 0 | 0 | 0 | 1 | 1 | 1 | 1 |  | 1 | 1 | N/A |  |  |  | N/A | N/A | N/A | N/A | N/A | N/A | N/A | 1 | 1 | 4 | 1 | 1 | 1 | 1 | 0
PG&E NGBA | Rio Oso | 115 | Wind, Onshore |  |  | 0 | 0 | 0 | 0 | 0 | 0 | 0 | 0 | 0 | 5 | 5 | 3 | 3 |  | 1 | 1 | N/A |  |  |  | N/A | N/A | N/A | N/A | N/A | N/A | N/A | 2 | 1 | 4 | 1 | 3 | 1 | 1 | 0
PG&E NGBA | Rio Oso | 230 | Wind, Onshore |  |  | 0 | 0 | 0 | 0 | 0 | 0 | 0 | 0 | 0 | 5 | 5 | 3 | 3 |  | 1 | 1 | N/A |  |  |  | N/A | N/A | N/A | N/A | N/A | N/A | N/A | 2 | 1 | 4 | 1 | 3 | 1 | 1 | 0
PG&E GBA | Ripon | 115 | Wind, Onshore |  |  | 0 | 0 | 0 | 0 | 0 | 0 | 0 | 0 | 0 | 5 | 5 | 1 | 1 |  | 1 | 1 | N/A |  |  |  | N/A | N/A | N/A | N/A | N/A | N/A | N/A | 1 | 1 | 2 | 2 | 2 | 1 | 1 | 0
PG&E GBA | Riverbank | 115 | Wind, Onshore |  |  | 0 | 0 | 0 | 0 | 0 | 0 | 0 | 0 | 0 | 5 | 5 | 1 | 1 |  | 1 | 1 | N/A |  |  |  | N/A | N/A | N/A | N/A | N/A | N/A | N/A | 1 | 1 | 3 | 2 | 2 | 1 | 1 | 0
SCE NOL | Roadway | 115 | Wind, Onshore |  |  | 0 | 0 | 0 | 0 | 0 | 0 | 0 | 0 | 0 | 3 | 3 | 1 | 1 |  | 1 | 1 | N/A |  |  |  | N/A | N/A | N/A | N/A | N/A | N/A | N/A | 2 | 1 | 2 | 1 | 1 | 1 | 1 | 0
PG&E NGBA | Rock Creek 1 | 230 | Wind, Onshore |  |  | 0 | 0 | 0 | 0 | 0 | 0 | 0 | 0 | 0 | 5 | 2 | 1 | 1 |  | 1 | 1 | N/A |  |  |  | N/A | N/A | N/A | N/A | N/A | N/A | N/A | 2 | 2 | 4 | 1 | 3 | 1 | 1 | 0
SCE Northern | Rosamond | 66 | Wind, Onshore |  |  | 0 | 0 | 0 | 0 | 0 | 0 | 0 | 0 | 0 | 5 | 5 | 1 | 1 |  | 1 | 1 | N/A |  |  |  | N/A | N/A | N/A | N/A | N/A | N/A | N/A | 2 | 1 | 4 | 1 | 3 | 1 | 1 | 0
PG&E GBA | Rossmoor | 230 | Wind, Onshore |  |  | 0 | 0 | 0 | 0 | 0 | 0 | 0 | 0 | 0 | 5 | 2 | 1 | 1 |  | 1 | 1 | N/A |  |  |  | N/A | N/A | N/A | N/A | N/A | N/A | N/A | 2 | 1 | 4 | 1 | 3 | 1 | 1 | 0
PG&E NGBA | Round Mountain | 230 | Wind, Onshore |  |  | 0 | 0 | 0 | 0 | 0 | 0 | 0 | 0 | 0 | 5 | 2 | 1 | 1 |  | 1 | 1 | 1 |  |  |  | 5 | 3 | 1 | 1 | 3 | 1 | 1 | 2 | 2 | 4 | 2 | 3 | 1 | 1 | 0
PG&E NGBA | Round Mountain | 500 | Wind, Onshore |  |  | 0 | 0 | 0 | 0 | 0 | 0 | 0 | 0 | 0 | 5 | 2 | 1 | 1 |  | 1 | 1 | 1 |  |  |  | 5 | 3 | 1 | 1 | 3 | 1 | 1 | 2 | 2 | 4 | 2 | 3 | 1 | 1 | 0
PG&E GBA | Salado | 115 | Wind, Onshore |  |  | 0 | 0 | 0 | 0 | 0 | 0 | 0 | 0 | 0 | 5 | 5 | 1 | 1 |  | 1 | 1 | N/A |  |  |  | N/A | N/A | N/A | N/A | N/A | N/A | N/A | 1 | 1 | 4 | 2 | 1 | 1 | 1 | 0
PG&E GBA | Salado | 60 | Wind, Onshore |  |  | 0 | 0 | 0 | 0 | 0 | 0 | 0 | 0 | 0 | 5 | 5 | 1 | 1 |  | 1 | 1 | N/A |  |  |  | N/A | N/A | N/A | N/A | N/A | N/A | N/A | 1 | 1 | 4 | 2 | 1 | 1 | 1 | 0
PG&E GBA | Salinas | 115 | Wind, Onshore |  |  | 0 | 0 | 0 | 0 | 0 | 0 | 0 | 0 | 0 | 1 | 1 | 3 | 3 |  | 1 | 1 | N/A |  |  |  | N/A | N/A | N/A | N/A | N/A | N/A | N/A | 2 | 2 | 3 | 2 | 2 | 1 | 1 | 0
SDGE | Salt Creek | 69 | Wind, Onshore |  |  | 0 | 0 | 0 | 0 | 0 | 0 | 0 | 0 | 0 | 4 | 4 | 1 | 1 |  | 1 | 1 | N/A |  |  |  | N/A | N/A | N/A | N/A | N/A | N/A | N/A | 2 | 1 | 3 | 1 | 2 | 1 | 1 | 0
SCE Eastern | San Bernardino | 230 | Wind, Onshore |  |  | 0 | 0 | 0 | 0 | 0 | 0 | 0 | 0 | 0 | 5 | 5 | 1 | 1 |  | 1 | 1 | N/A |  |  |  | N/A | N/A | N/A | N/A | N/A | N/A | N/A | 1 | 1 | 2 | 1 | 2 | 1 | 1 | 0
PG&E GBA | SAN FRAN A (POTRERO PP) | 115 | Wind, Onshore |  |  | 0 | 0 | 0 | 0 | 0 | 0 | 0 | 0 | 0 | 5 | 2 | 1 | 1 |  | 1 | 1 | N/A |  |  |  | N/A | N/A | N/A | N/A | N/A | N/A | N/A | 2 | 1 | 2 | 1 | 2 | 1 | 1 | 0
PG&E GBA | SAN FRAN A (POTRERO PP) | 230 | Wind, Onshore |  |  | 0 | 0 | 0 | 0 | 0 | 0 | 0 | 0 | 0 | 5 | 2 | 1 | 1 |  | 1 | 1 | N/A |  |  |  | N/A | N/A | N/A | N/A | N/A | N/A | N/A | 2 | 1 | 2 | 1 | 2 | 1 | 1 | 0
PG&E GBA | San Jose A | 115 | Wind, Onshore |  |  | 0 | 0 | 0 | 0 | 0 | 0 | 0 | 0 | 0 | 1 | 1 | 1 | 1 |  | 1 | 1 | N/A |  |  |  | N/A | N/A | N/A | N/A | N/A | N/A | N/A | 2 | 1 | 2 | 2 | 2 | 1 | 1 | 0
PG&E GBA | San Jose B | 115 | Wind, Onshore |  |  | 0 | 0 | 0 | 0 | 0 | 0 | 0 | 0 | 0 | 1 | 1 | 1 | 1 |  | 1 | 1 | N/A |  |  |  | N/A | N/A | N/A | N/A | N/A | N/A | N/A | 2 | 1 | 3 | 2 | 2 | 1 | 1 | 0
PG&E GBA | San Leandro U | 115 | Wind, Onshore |  |  | 0 | 0 | 0 | 0 | 0 | 0 | 0 | 0 | 0 | 5 | 2 | 1 | 1 |  | 1 | 1 | N/A |  |  |  | N/A | N/A | N/A | N/A | N/A | N/A | N/A | 2 | 1 | 3 | 1 | 2 | 1 | 1 | 0
PG&E KERN | San Luis Obispo | 115 | Wind, Onshore |  |  | 0 | 0 | 0 | 0 | 0 | 0 | 0 | 0 | 0 | 5 | 2 | 5 | 2 |  | 1 | 1 | N/A |  |  |  | N/A | N/A | N/A | N/A | N/A | N/A | N/A | 2 | 2 | 4 | 2 | 3 | 1 | 1 | 0
PG&E KERN | San Luis Obispo | 70 | Wind, Onshore |  |  | 0 | 0 | 0 | 0 | 0 | 0 | 0 | 0 | 0 | 5 | 2 | 5 | 2 |  | 1 | 1 | N/A |  |  |  | N/A | N/A | N/A | N/A | N/A | N/A | N/A | 2 | 2 | 4 | 2 | 3 | 1 | 1 | 0
SDGE | San Luis Rey | 230 | Wind, Onshore |  |  | 0 | 0 | 0 | 0 | 0 | 0 | 0 | 0 | 0 | 4 | 4 | 1 | 1 |  | 1 | 1 | N/A |  |  |  | N/A | N/A | N/A | N/A | N/A | N/A | N/A | 2 | 1 | 4 | 1 | 3 | 1 | 1 | 0
SDGE | San Luis Rey | 69 | Wind, Onshore |  |  | 0 | 0 | 0 | 0 | 0 | 0 | 0 | 0 | 0 | 4 | 4 | 1 | 1 |  | 1 | 1 | N/A |  |  |  | N/A | N/A | N/A | N/A | N/A | N/A | N/A | 2 | 1 | 4 | 1 | 3 | 1 | 1 | 0
SDGE | San Marcos | 69 | Wind, Onshore |  |  | 0 | 0 | 0 | 0 | 0 | 0 | 0 | 0 | 0 | 4 | 4 | 1 | 1 |  | 1 | 1 | N/A |  |  |  | N/A | N/A | N/A | N/A | N/A | N/A | N/A | 2 | 1 | 2 | 1 | 3 | 1 | 1 | 0
SCE Metro | San Onofre | 230 | Wind, Onshore |  |  | 0 | 0 | 0 | 0 | 0 | 0 | 0 | 0 | 0 | 1 | 1 | 1 | 1 |  | 1 | 1 | N/A |  |  |  | N/A | N/A | N/A | N/A | N/A | N/A | N/A | 2 | 1 | 4 | 1 | 3 | 1 | 1 | 0
PG&E GBA | San Pablo | 115 | Wind, Onshore |  |  | 0 | 0 | 0 | 0 | 0 | 0 | 0 | 0 | 0 | 5 | 2 | 1 | 1 |  | 1 | 1 | N/A |  |  |  | N/A | N/A | N/A | N/A | N/A | N/A | N/A | 2 | 1 | 2 | 1 | 1 | 1 | 1 | 0
PG&E GBA | San Ramon | 230 | Wind, Onshore |  |  | 0 | 0 | 0 | 0 | 0 | 0 | 0 | 0 | 0 | 5 | 2 | 1 | 1 |  | 1 | 1 | N/A |  |  |  | N/A | N/A | N/A | N/A | N/A | N/A | N/A | 2 | 1 | 2 | 1 | 3 | 1 | 1 | 0
SDGE | San Ysidro | 69 | Wind, Onshore |  |  | 0 | 0 | 0 | 0 | 0 | 0 | 0 | 0 | 0 | 4 | 4 | 1 | 1 |  | 1 | 1 | N/A |  |  |  | N/A | N/A | N/A | N/A | N/A | N/A | N/A | 2 | 1 | 2 | 1 | 2 | 1 | 1 | 0
SCE NOL | Sandlot | 230 | Wind, Onshore |  |  | 0 | 0 | 0 | 0 | 0 | 0 | 0 | 0 | 0 | 4 | 4 | 1 | 1 |  | 1 | 1 | N/A |  |  |  | N/A | N/A | N/A | N/A | N/A | N/A | N/A | 2 | 1 | 4 | 1 | 2 | 1 | 1 | 0
EOP | Sandy | 138 | Wind, Onshore |  |  | 0 | 0 | 0 | 0 | 0 | 0 | 0 | 0 | 0 | 5 | 3 | 4 | 2 |  | 1 | 1 | N/A |  |  |  | N/A | N/A | N/A | N/A | N/A | N/A | N/A | 2 | 2 | 4 | 1 | 3 | 1 | 1 | 0
PG&E FRESNO | Sanger | 115 | Wind, Onshore |  |  | 0 | 0 | 0 | 0 | 0 | 0 | 0 | 0 | 0 | 5 | 2 | 5 | 2 |  | 1 | 1 | N/A |  |  |  | N/A | N/A | N/A | N/A | N/A | N/A | N/A | 1 | 1 | 2 | 2 | 2 | 1 | 1 | 0
SCE Northern | Santa Clara | 230 | Wind, Onshore |  |  | 0 | 0 | 0 | 0 | 0 | 0 | 0 | 0 | 0 | 5 | 2 | 4 | 2 |  | 1 | 1 | N/A |  |  |  | N/A | N/A | N/A | N/A | N/A | N/A | N/A | 2 | 1 | 3 | 1 | 2 | 1 | 1 | 0
PG&E NGBA | Santa Rosa A | 115 | Wind, Onshore |  |  | 0 | 0 | 0 | 0 | 0 | 0 | 0 | 0 | 0 | 5 | 2 | 1 | 1 |  | 1 | 1 | N/A |  |  |  | N/A | N/A | N/A | N/A | N/A | N/A | N/A | 2 | 1 | 3 | 2 | 2 | 1 | 1 | 0
PG&E GBA | Santa Teresa | 115 | Wind, Onshore |  |  | 0 | 0 | 0 | 0 | 0 | 0 | 0 | 0 | 0 | 1 | 1 | 1 | 1 |  | 1 | 1 | N/A |  |  |  | N/A | N/A | N/A | N/A | N/A | N/A | N/A | 2 | 1 | 2 | 2 | 2 | 1 | 1 | 0
SDGE | Santee | 138 | Wind, Onshore |  |  | 0 | 0 | 0 | 0 | 0 | 0 | 0 | 0 | 0 | 4 | 4 | 1 | 1 |  | 1 | 1 | N/A |  |  |  | N/A | N/A | N/A | N/A | N/A | N/A | N/A | 2 | 1 | 2 | 1 | 2 | 1 | 1 | 0
SCE Metro | Santiago | 230 | Wind, Onshore |  |  | 0 | 0 | 0 | 0 | 0 | 0 | 0 | 0 | 0 | 1 | 1 | 1 | 1 |  | 1 | 1 | N/A |  |  |  | N/A | N/A | N/A | N/A | N/A | N/A | N/A | 1 | 1 | 2 | 1 | 2 | 1 | 1 | 0
PG&E GBA | Saratoga | 230 | Wind, Onshore |  |  | 0 | 0 | 0 | 0 | 0 | 0 | 0 | 0 | 0 | 1 | 1 | 1 | 1 |  | 1 | 1 | N/A |  |  |  | N/A | N/A | N/A | N/A | N/A | N/A | N/A | 2 | 1 | 4 | 2 | 3 | 1 | 1 | 0
SCE Northern | Saugus | 230 | Wind, Onshore |  |  | 0 | 0 | 0 | 0 | 0 | 0 | 0 | 0 | 0 | 5 | 2 | 4 | 2 |  | 1 | 1 | N/A |  |  |  | N/A | N/A | N/A | N/A | N/A | N/A | N/A | 1 | 1 | 3 | 1 | 3 | 1 | 1 | 0
PG&E FRESNO | Schindler | 115 | Wind, Onshore |  |  | 0 | 0 | 0 | 0 | 0 | 0 | 0 | 0 | 0 | 5 | 2 | 5 | 2 |  | 1 | 1 | N/A |  |  |  | N/A | N/A | N/A | N/A | N/A | N/A | N/A | 1 | 1 | 4 | 2 | 1 | 1 | 1 | 0
PG&E FRESNO | Schindler | 70 | Wind, Onshore |  |  | 0 | 0 | 0 | 0 | 0 | 0 | 0 | 0 | 0 | 5 | 2 | 5 | 2 |  | 1 | 1 | N/A |  |  |  | N/A | N/A | N/A | N/A | N/A | N/A | N/A | 1 | 1 | 4 | 2 | 1 | 1 | 1 | 0
PG&E GBA | Schulte | 115 | Wind, Onshore |  |  | 0 | 0 | 0 | 0 | 0 | 0 | 0 | 0 | 0 | 5 | 5 | 1 | 1 |  | 1 | 1 | N/A |  |  |  | N/A | N/A | N/A | N/A | N/A | N/A | N/A | 1 | 1 | 1 | 2 | 2 | 1 | 1 | 0
SDGE | Scripps | 69 | Wind, Onshore |  |  | 0 | 0 | 0 | 0 | 0 | 0 | 0 | 0 | 0 | 4 | 4 | 1 | 1 |  | 1 | 1 | N/A |  |  |  | N/A | N/A | N/A | N/A | N/A | N/A | N/A | 2 | 1 | 2 | 1 | 3 | 1 | 1 | 0
PG&E KERN | Semitropic | 115 | Wind, Onshore |  |  | 0 | 0 | 0 | 0 | 0 | 0 | 0 | 0 | 0 | 5 | 2 | 5 | 2 |  | 1 | 1 | N/A |  |  |  | N/A | N/A | N/A | N/A | N/A | N/A | N/A | 1 | 1 | 3 | 1 | 1 | 1 | 1 | 0
SCE Metro | Serrano | 230 | Wind, Onshore |  |  | 0 | 0 | 0 | 0 | 0 | 0 | 0 | 0 | 0 | 1 | 1 | 1 | 1 |  | 1 | 1 | N/A |  |  |  | N/A | N/A | N/A | N/A | N/A | N/A | N/A | 1 | 1 | 2 | 1 | 2 | 1 | 1 | 0
SCE Metro | Serrano | 500 | Wind, Onshore |  |  | 0 | 0 | 0 | 0 | 0 | 0 | 0 | 0 | 0 | 1 | 1 | 1 | 1 |  | 1 | 1 | N/A |  |  |  | N/A | N/A | N/A | N/A | N/A | N/A | N/A | 1 | 1 | 2 | 1 | 2 | 1 | 1 | 0
SDGE | Shadowridge | 138 | Wind, Onshore |  |  | 0 | 0 | 0 | 0 | 0 | 0 | 0 | 0 | 0 | 4 | 4 | 1 | 1 |  | 1 | 1 | N/A |  |  |  | N/A | N/A | N/A | N/A | N/A | N/A | N/A | 2 | 1 | 3 | 1 | 3 | 1 | 1 | 0
PG&E KERN | Shafter | 115 | Wind, Onshore |  |  | 0 | 0 | 0 | 0 | 0 | 0 | 0 | 0 | 0 | 5 | 2 | 5 | 2 |  | 1 | 1 | N/A |  |  |  | N/A | N/A | N/A | N/A | N/A | N/A | N/A | 1 | 1 | 3 | 1 | 1 | 1 | 1 | 0
PG&E NGBA | Silverado | 115 | Wind, Onshore |  |  | 0 | 0 | 0 | 0 | 0 | 0 | 0 | 0 | 0 | 5 | 2 | 1 | 1 |  | 1 | 1 | N/A |  |  |  | N/A | N/A | N/A | N/A | N/A | N/A | N/A | 2 | 1 | 4 | 2 | 3 | 1 | 1 | 0
SDGE | Silvergate | 230 | Wind, Onshore |  |  | 0 | 0 | 0 | 0 | 0 | 0 | 0 | 0 | 0 | 4 | 4 | 1 | 1 |  | 1 | 1 | N/A |  |  |  | N/A | N/A | N/A | N/A | N/A | N/A | N/A | 2 | 1 | 1 | 1 | 1 | 1 | 1 | 0
SDGE | Silvergate | 69 | Wind, Onshore |  |  | 0 | 0 | 0 | 0 | 0 | 0 | 0 | 0 | 0 | 4 | 4 | 1 | 1 |  | 1 | 1 | N/A |  |  |  | N/A | N/A | N/A | N/A | N/A | N/A | N/A | 2 | 1 | 1 | 1 | 1 | 1 | 1 | 0
PG&E KERN | Sisquoc | 115 | Wind, Onshore |  |  | 0 | 0 | 0 | 0 | 0 | 0 | 0 | 0 | 0 | 5 | 2 | 5 | 2 |  | 1 | 1 | N/A |  |  |  | N/A | N/A | N/A | N/A | N/A | N/A | N/A | 2 | 2 | 4 | 1 | 3 | 1 | 1 | 0
EOP | Sloan Canyon | 230 | Wind, Onshore |  |  | 0 | 0 | 0 | 0 | 0 | 0 | 0 | 0 | 0 | 5 | 3 | 4 | 2 |  | 3 | 1 | 1 |  |  |  | N/A | N/A | N/A | N/A | N/A | N/A | N/A | 2 | 2 | 3 | 1 | 3 | 4+ | 5 | 1
EOP | Sloan Canyon | 500 | Wind, Onshore |  |  | 0 | 0 | 0 | 0 | 0 | 0 | 0 | 0 | 0 | 5 | 3 | 4 | 2 |  | 3 | 1 | 1 |  |  |  | N/A | N/A | N/A | N/A | N/A | N/A | N/A | 2 | 2 | 3 | 1 | 3 | 1 | 1 | 0
PG&E KERN | Smyrna | 115 | Wind, Onshore |  |  | 0 | 0 | 0 | 0 | 0 | 0 | 0 | 0 | 0 | 5 | 2 | 5 | 2 |  | 1 | 1 | N/A |  |  |  | N/A | N/A | N/A | N/A | N/A | N/A | N/A | 1 | 1 | 4 | 1 | 1 | 1 | 1 | 0
PG&E GBA | Sobrante | 115 | Wind, Onshore |  |  | 0 | 0 | 0 | 0 | 0 | 0 | 0 | 0 | 0 | 5 | 2 | 1 | 1 |  | 1 | 1 | N/A |  |  |  | N/A | N/A | N/A | N/A | N/A | N/A | N/A | 2 | 1 | 2 | 1 | 3 | 1 | 1 | 0
PG&E GBA | Sobrante | 230 | Wind, Onshore |  |  | 0 | 0 | 0 | 0 | 0 | 0 | 0 | 0 | 0 | 5 | 2 | 1 | 1 |  | 1 | 1 | N/A |  |  |  | N/A | N/A | N/A | N/A | N/A | N/A | N/A | 2 | 1 | 2 | 1 | 3 | 1 | 1 | 0
PG&E KERN | Solar | 230 | Wind, Onshore |  |  | 0 | 0 | 0 | 0 | 0 | 0 | 0 | 0 | 0 | 5 | 2 | 5 | 2 |  | 1 | 1 | N/A |  |  |  | N/A | N/A | N/A | N/A | N/A | N/A | N/A | 2 | 1 | 4 | 2 | 3 | 1 | 1 | 0
PG&E GBA | Soledad | 115 | Wind, Onshore |  |  | 150 | 0 | 150 | 0 | 0 | 0 | 150 | 0 | 150 | 1 | 1 | 3 | 3 |  | 3 | 3 | 4 |  |  |  | 4 | 3 | 2 | 3 | 3 | 3 | 2 | 2 | 2 | 4 | 2 | 3 | 5- | 1 | 1
PG&E GBA | Soledad | 60 | Wind, Onshore |  |  | 0 | 0 | 0 | 0 | 0 | 0 | 0 | 0 | 0 | 1 | 1 | 3 | 3 |  | 1 | 1 | 5 |  |  |  | 2 | 4 | 4 | 4 | 4 | 4 | 4 | 2 | 2 | 4 | 2 | 3 | 1 | 4 | 1
SDGE | Spring Valley | 69 | Wind, Onshore |  |  | 0 | 0 | 0 | 0 | 0 | 0 | 0 | 0 | 0 | 4 | 4 | 1 | 1 |  | 1 | 1 | N/A |  |  |  | N/A | N/A | N/A | N/A | N/A | N/A | N/A | 2 | 1 | 2 | 1 | 2 | 1 | 1 | 0
SCE Northern | Springville | 230 | Wind, Onshore |  |  | 0 | 0 | 0 | 0 | 0 | 0 | 0 | 0 | 0 | 5 | 5 | 1 | 1 |  | 1 | 1 | N/A |  |  |  | N/A | N/A | N/A | N/A | N/A | N/A | N/A | 1 | 1 | 4 | 1 | 1 | 1 | 1 | 0
PG&E GBA | Stagg | 230 | Wind, Onshore |  |  | 0 | 0 | 0 | 0 | 0 | 0 | 0 | 0 | 0 | 5 | 2 | 1 | 1 |  | 1 | 1 | N/A |  |  |  | N/A | N/A | N/A | N/A | N/A | N/A | N/A | 1 | 1 | 3 | 2 | 2 | 1 | 1 | 0
PG&E GBA | Standard Oil | 115 | Wind, Onshore |  |  | 0 | 0 | 0 | 0 | 0 | 0 | 0 | 0 | 0 | 5 | 2 | 1 | 1 |  | 1 | 1 | N/A |  |  |  | N/A | N/A | N/A | N/A | N/A | N/A | N/A | 2 | 1 | 1 | 1 | 2 | 1 | 1 | 0
PG&E GBA | Stanislaus | 115 | Wind, Onshore |  |  | 0 | 0 | 0 | 0 | 0 | 0 | 0 | 0 | 0 | 5 | 5 | 1 | 1 |  | 1 | 1 | N/A |  |  |  | N/A | N/A | N/A | N/A | N/A | N/A | N/A | 2 | 1 | 4 | 1 | 3 | 1 | 1 | 0
PG&E KERN | Stockdale | 115 | Wind, Onshore |  |  | 0 | 0 | 0 | 0 | 0 | 0 | 0 | 0 | 0 | 5 | 2 | 5 | 2 |  | 1 | 1 | N/A |  |  |  | N/A | N/A | N/A | N/A | N/A | N/A | N/A | 1 | 1 | 2 | 1 | 2 | 1 | 1 | 0
PG&E KERN | Stockdale | 230 | Wind, Onshore |  |  | 0 | 0 | 0 | 0 | 0 | 0 | 0 | 0 | 0 | 5 | 2 | 5 | 2 |  | 1 | 1 | N/A |  |  |  | N/A | N/A | N/A | N/A | N/A | N/A | N/A | 1 | 1 | 2 | 1 | 2 | 1 | 1 | 0
PG&E GBA | Stockton A | 115 | Wind, Onshore |  |  | 0 | 0 | 0 | 0 | 0 | 0 | 0 | 0 | 0 | 5 | 2 | 1 | 1 |  | 1 | 1 | N/A |  |  |  | N/A | N/A | N/A | N/A | N/A | N/A | N/A | 1 | 1 | 3 | 2 | 1 | 1 | 1 | 0
PG&E GBA | Stone | 115 | Wind, Onshore |  |  | 0 | 0 | 0 | 0 | 0 | 0 | 0 | 0 | 0 | 1 | 1 | 1 | 1 |  | 1 | 1 | N/A |  |  |  | N/A | N/A | N/A | N/A | N/A | N/A | N/A | 2 | 1 | 3 | 2 | 2 | 1 | 1 | 0
PG&E FRESNO | Storey | 230 | Wind, Onshore |  |  | 0 | 0 | 0 | 0 | 0 | 0 | 0 | 0 | 0 | 5 | 2 | 5 | 2 |  | 1 | 1 | N/A |  |  |  | N/A | N/A | N/A | N/A | N/A | N/A | N/A | 1 | 1 | 4 | 2 | 1 | 1 | 1 | 0
PG&E NGBA | Summit | 115 | Wind, Onshore |  |  | 220 | 0 | 220 | 0 | 0 | 0 | 220 | 0 | 220 | 5 | 5 | 3 | 3 |  | 2 | 4 | 4 |  |  |  | 2 | 2 | 2 | 2 | 2 | 2 | 2 | 2 | 1 | 4 | 2 | 3 | 5- | 1 | 1
SDGE | Suncrest | 230 | Wind, Onshore |  |  | 0 | 0 | 0 | 0 | 0 | 0 | 0 | 0 | 0 | 4 | 4 | 1 | 1 |  | 1 | 1 | N/A |  |  |  | N/A | N/A | N/A | N/A | N/A | N/A | N/A | 2 | 1 | 4 | 1 | 3 | 1 | 1 | 0
SDGE | Suncrest | 500 | Wind, Onshore |  |  | 0 | 0 | 0 | 0 | 0 | 0 | 0 | 0 | 0 | 4 | 4 | 1 | 1 |  | 1 | 1 | N/A |  |  |  | N/A | N/A | N/A | N/A | N/A | N/A | N/A | 2 | 1 | 4 | 1 | 3 | 1 | 1 | 0
PG&E KERN | Sunrise | 230 | Wind, Onshore |  |  | 0 | 0 | 0 | 0 | 0 | 0 | 0 | 0 | 0 | 5 | 2 | 5 | 2 |  | 1 | 1 | N/A |  |  |  | N/A | N/A | N/A | N/A | N/A | N/A | N/A | 1 | 1 | 1 | 1 | 1 | 1 | 1 | 0
PG&E KERN | Sunset | 230 | Wind, Onshore |  |  | 0 | 0 | 0 | 0 | 0 | 0 | 0 | 0 | 0 | 5 | 2 | 5 | 2 |  | 1 | 1 | N/A |  |  |  | N/A | N/A | N/A | N/A | N/A | N/A | N/A | 1 | 1 | 1 | 1 | 1 | 1 | 1 | 0
PG&E GBA | Swift | 115 | Wind, Onshore |  |  | 0 | 0 | 0 | 0 | 0 | 0 | 0 | 0 | 0 | 1 | 1 | 1 | 1 |  | 1 | 1 | N/A |  |  |  | N/A | N/A | N/A | N/A | N/A | N/A | N/A | 2 | 1 | 2 | 2 | 2 | 1 | 1 | 0
SDGE | Sycamore Canyon | 138 | Wind, Onshore |  |  | 0 | 0 | 0 | 0 | 0 | 0 | 0 | 0 | 0 | 4 | 4 | 1 | 1 |  | 1 | 1 | N/A |  |  |  | N/A | N/A | N/A | N/A | N/A | N/A | N/A | 2 | 1 | 4 | 1 | 3 | 1 | 1 | 0
SDGE | Sycamore Canyon | 230 | Wind, Onshore |  |  | 0 | 0 | 0 | 0 | 0 | 0 | 0 | 0 | 0 | 4 | 4 | 1 | 1 |  | 1 | 1 | N/A |  |  |  | N/A | N/A | N/A | N/A | N/A | N/A | N/A | 2 | 1 | 4 | 1 | 3 | 1 | 1 | 0
SDGE | Sycamore Canyon | 69 | Wind, Onshore |  |  | 0 | 0 | 0 | 0 | 0 | 0 | 0 | 0 | 0 | 4 | 4 | 1 | 1 |  | 1 | 1 | N/A |  |  |  | N/A | N/A | N/A | N/A | N/A | N/A | N/A | 2 | 1 | 4 | 1 | 3 | 1 | 1 | 0
SCE Northern | Sylmar | 230 | Wind, Onshore |  |  | 0 | 0 | 0 | 0 | 0 | 0 | 0 | 0 | 0 | 5 | 2 | 4 | 2 |  | 1 | 1 | N/A |  |  |  | N/A | N/A | N/A | N/A | N/A | N/A | N/A | 1 | 1 | 2 | 1 | 1 | 1 | 1 | 0
PG&E NGBA | Table Mountain | 115 | Wind, Onshore |  |  | 0 | 0 | 0 | 0 | 0 | 0 | 0 | 0 | 0 | 5 | 2 | 1 | 1 |  | 1 | 1 | 1 |  |  |  | 1 | 1 | 1 | 1 | 1 | 1 | 1 | 2 | 1 | 3 | 2 | 1 | 1 | 1 | 0
PG&E NGBA | Table Mountain | 230 | Wind, Onshore |  |  | 0 | 0 | 0 | 0 | 0 | 0 | 0 | 0 | 0 | 5 | 2 | 1 | 1 |  | 1 | 1 | 1 |  |  |  | 1 | 1 | 1 | 1 | 1 | 1 | 1 | 2 | 1 | 3 | 2 | 1 | 1 | 4 | 1
PG&E NGBA | Table Mountain | 500 | Wind, Onshore |  |  | 0 | 0 | 0 | 0 | 0 | 0 | 0 | 0 | 0 | 5 | 2 | 1 | 1 |  | 1 | 1 | 1 |  |  |  | 1 | 1 | 1 | 1 | 1 | 1 | 1 | 2 | 1 | 3 | 2 | 1 | 1 | 1 | 0
PG&E NGBA | Table Mountain | 60 | Wind, Onshore |  |  | 0 | 0 | 0 | 0 | 0 | 0 | 0 | 0 | 0 | 5 | 2 | 1 | 1 |  | 1 | 1 | N/A |  |  |  | N/A | N/A | N/A | N/A | N/A | N/A | N/A | 2 | 1 | 3 | 2 | 1 | 1 | 1 | 0
PG&E KERN | Taft | 115 | Wind, Onshore |  |  | 0 | 0 | 0 | 0 | 0 | 0 | 0 | 0 | 0 | 5 | 2 | 5 | 2 |  | 1 | 1 | N/A |  |  |  | N/A | N/A | N/A | N/A | N/A | N/A | N/A | 1 | 1 | 2 | 1 | 2 | 1 | 1 | 0
SDGE | Talega | 138 | Wind, Onshore |  |  | 0 | 0 | 0 | 0 | 0 | 0 | 0 | 0 | 0 | 1 | 1 | 1 | 1 |  | 1 | 1 | N/A |  |  |  | N/A | N/A | N/A | N/A | N/A | N/A | N/A | 2 | 1 | 3 | 1 | 3 | 1 | 1 | 0
SDGE | Talega | 230 | Wind, Onshore |  |  | 0 | 0 | 0 | 0 | 0 | 0 | 0 | 0 | 0 | 1 | 1 | 1 | 1 |  | 1 | 1 | N/A |  |  |  | N/A | N/A | N/A | N/A | N/A | N/A | N/A | 2 | 1 | 3 | 1 | 3 | 1 | 1 | 0
PG&E GBA | Tassajara | 230 | Wind, Onshore |  |  | 0 | 0 | 0 | 0 | 0 | 0 | 0 | 0 | 0 | 5 | 2 | 1 | 1 |  | 1 | 1 | N/A |  |  |  | N/A | N/A | N/A | N/A | N/A | N/A | N/A | 2 | 1 | 3 | 1 | 3 | 1 | 1 | 0
PG&E KERN | Tejon | 70 | Wind, Onshore |  |  | 0 | 0 | 0 | 0 | 0 | 0 | 0 | 0 | 0 | 5 | 2 | 5 | 2 |  | 1 | 1 | N/A |  |  |  | N/A | N/A | N/A | N/A | N/A | N/A | N/A | 1 | 1 | 3 | 1 | 1 | 1 | 1 | 0
SDGE | Telegraph Canyon | 138 | Wind, Onshore |  |  | 0 | 0 | 0 | 0 | 0 | 0 | 0 | 0 | 0 | 4 | 4 | 1 | 1 |  | 1 | 1 | N/A |  |  |  | N/A | N/A | N/A | N/A | N/A | N/A | N/A | 2 | 1 | 2 | 1 | 2 | 1 | 1 | 0
PG&E KERN | Temblor | 115 | Wind, Onshore |  |  | 0 | 0 | 0 | 0 | 0 | 0 | 0 | 0 | 0 | 5 | 2 | 5 | 2 |  | 1 | 1 | N/A |  |  |  | N/A | N/A | N/A | N/A | N/A | N/A | N/A | 1 | 1 | 2 | 1 | 1 | 1 | 1 | 0
PG&E KERN | Templeton | 230 | Wind, Onshore |  |  | 0 | 0 | 0 | 0 | 0 | 0 | 0 | 0 | 0 | 5 | 2 | 5 | 2 |  | 1 | 1 | 1 |  |  |  | 5 | 3 | 1 | 1 | 3 | 2 | 1 | 2 | 2 | 4 | 2 | 3 | 1 | 4 | 1
PG&E KERN | Templeton | 70 | Wind, Onshore |  |  | 0 | 0 | 0 | 0 | 0 | 0 | 0 | 0 | 0 | 5 | 2 | 5 | 2 |  | 1 | 1 | 1 |  |  |  | 5 | 3 | 1 | 1 | 3 | 2 | 1 | 2 | 2 | 4 | 2 | 3 | 1 | 1 | 0
PG&E GBA | Tesla | 115 | Wind, Onshore |  |  | 0 | 0 | 0 | 0 | 0 | 0 | 0 | 0 | 0 | 1 | 1 | 1 | 1 |  | 2 | 1 | 1 |  |  |  | 5 | 4 | 3 | 4 | 5 | 1 | 1 | 2 | 1 | 2 | 1 | 2 | 1 | 1 | 0
PG&E GBA | Tesla | 230 | Wind, Onshore |  |  | 0 | 0 | 0 | 0 | 0 | 0 | 0 | 0 | 0 | 5 | 2 | 1 | 1 | 4 | 2 | 1 | 1 |  |  |  | 5 | 4 | 3 | 4 | 5 | 1 | 1 | 2 | 1 | 2 | 1 | 2 | 4+ | 4 | 1
PG&E GBA | Tesla | 500 | Wind, Onshore |  |  | 0 | 0 | 0 | 0 | 0 | 0 | 0 | 0 | 0 | 1 | 1 | 1 | 1 | 5 | 2 | 1 | 1 |  |  |  | 5 | 4 | 3 | 4 | 5 | 1 | 1 | 2 | 1 | 2 | 1 | 2 | 4+ | 4 | 1
PG&E KERN | Tevis | 115 | Wind, Onshore |  |  | 0 | 0 | 0 | 0 | 0 | 0 | 0 | 0 | 0 | 5 | 2 | 5 | 2 |  | 1 | 1 | N/A |  |  |  | N/A | N/A | N/A | N/A | N/A | N/A | N/A | 1 | 1 | 2 | 1 | 2 | 1 | 1 | 0
EOP | Thousandaire | 138 | Wind, Onshore |  |  | 0 | 0 | 0 | 0 | 0 | 0 | 0 | 0 | 0 | 5 | 3 | 4 | 2 |  | 1 | 1 | N/A |  |  |  | N/A | N/A | N/A | N/A | N/A | N/A | N/A | 2 | 2 | 4 | 1 | 3 | 1 | 1 | 0
PG&E KERN | Topaz | 230 | Wind, Onshore |  |  | 0 | 0 | 0 | 0 | 0 | 0 | 0 | 0 | 0 | 5 | 2 | 5 | 2 |  | 1 | 1 | N/A |  |  |  | N/A | N/A | N/A | N/A | N/A | N/A | N/A | 1 | 1 | 3 | 1 | 2 | 1 | 1 | 0
SCE NOL | Tortilla | 115 | Wind, Onshore |  |  | 0 | 0 | 0 | 0 | 0 | 0 | 0 | 0 | 0 | 4 | 4 | 1 | 1 |  | 1 | 1 | N/A |  |  |  | N/A | N/A | N/A | N/A | N/A | N/A | N/A | 2 | 1 | 4 | 1 | 2 | 1 | 1 | 0
SDGE | Trabuco | 138 | Wind, Onshore |  |  | 0 | 0 | 0 | 0 | 0 | 0 | 0 | 0 | 0 | 1 | 1 | 1 | 1 |  | 1 | 1 | N/A |  |  |  | N/A | N/A | N/A | N/A | N/A | N/A | N/A | 1 | 1 | 1 | 1 | 2 | 1 | 1 | 0
PG&E GBA | Tracy | 115 | Wind, Onshore |  |  | 0 | 0 | 0 | 0 | 0 | 0 | 0 | 0 | 0 | 5 | 2 | 1 | 1 |  | 1 | 1 | N/A |  |  |  | N/A | N/A | N/A | N/A | N/A | N/A | N/A | 2 | 1 | 3 | 1 | 2 | 1 | 1 | 0
PG&E FRESNO | Tranquility | 230 | Wind, Onshore |  |  | 0 | 0 | 0 | 0 | 0 | 0 | 0 | 0 | 0 | 5 | 2 | 5 | 2 |  | 1 | 1 | N/A |  |  |  | N/A | N/A | N/A | N/A | N/A | N/A | N/A | 1 | 1 | 4 | 2 | 1 | 1 | 1 | 0
PG&E GBA | Trimble | 115 | Wind, Onshore |  |  | 0 | 0 | 0 | 0 | 0 | 0 | 0 | 0 | 0 | 1 | 1 | 1 | 1 |  | 1 | 1 | N/A |  |  |  | N/A | N/A | N/A | N/A | N/A | N/A | N/A | 2 | 1 | 3 | 2 | 2 | 1 | 1 | 0
EOP | Trout Canyon | 230 | Wind, Onshore |  |  | 0 | 0 | 0 | 0 | 0 | 0 | 0 | 0 | 0 | 5 | 3 | 4 | 2 |  | 3 | 1 | 1 |  |  |  | N/A | N/A | N/A | N/A | N/A | N/A | N/A | 2 | 2 | 4 | 1 | 3 | 1 | 1 | 0
EOP | Trout Canyon | 500 | Wind, Onshore |  |  | 0 | 0 | 0 | 0 | 0 | 0 | 0 | 0 | 0 | 5 | 3 | 4 | 2 |  | 3 | 1 | 1 |  |  |  | N/A | N/A | N/A | N/A | N/A | N/A | N/A | 2 | 2 | 4 | 1 | 3 | 1 | 1 | 0
PG&E NGBA | Tulucay | 230 | Wind, Onshore |  |  | 0 | 0 | 0 | 0 | 0 | 0 | 0 | 0 | 0 | 5 | 2 | 1 | 1 |  | 1 | 1 | N/A |  |  |  | N/A | N/A | N/A | N/A | N/A | N/A | N/A | 2 | 1 | 3 | 2 | 3 | 1 | 1 | 0
PG&E NGBA | Tulucay | 60 | Wind, Onshore |  |  | 0 | 0 | 0 | 0 | 0 | 0 | 0 | 0 | 0 | 5 | 2 | 1 | 1 |  | 1 | 1 | N/A |  |  |  | N/A | N/A | N/A | N/A | N/A | N/A | N/A | 2 | 1 | 3 | 2 | 3 | 1 | 1 | 0
PG&E KERN | Tupman | 115 | Wind, Onshore |  |  | 0 | 0 | 0 | 0 | 0 | 0 | 0 | 0 | 0 | 5 | 2 | 5 | 2 |  | 1 | 1 | N/A |  |  |  | N/A | N/A | N/A | N/A | N/A | N/A | N/A | 1 | 1 | 2 | 1 | 1 | 1 | 1 | 0
PG&E NGBA | Ukiah | 115 | Wind, Onshore |  |  | 0 | 0 | 0 | 0 | 0 | 0 | 0 | 0 | 0 | 5 | 2 | 1 | 1 |  | 1 | 1 | N/A |  |  |  | N/A | N/A | N/A | N/A | N/A | N/A | N/A | 2 | 2 | 4 | 2 | 3 | 1 | 1 | 0
PG&E KERN | Union (Estrella) | 70 | Wind, Onshore |  |  | 0 | 0 | 0 | 0 | 0 | 0 | 0 | 0 | 0 | 5 | 2 | 5 | 2 |  | 1 | 1 | N/A |  |  |  | N/A | N/A | N/A | N/A | N/A | N/A | N/A | 2 | 2 | 4 | 2 | 3 | 1 | 1 | 0
PG&E NGBA | Vaca Dixon | 115 | Wind, Onshore |  |  | 0 | 0 | 0 | 0 | 0 | 0 | 0 | 0 | 0 | 5 | 2 | 1 | 1 |  | 3 | 1 | 2 |  |  |  | 3 | 1 | 1 | 1 | 2 | 1 | 1 | 2 | 1 | 1 | 1 | 3 | 1 | 1 | 0
PG&E NGBA | Vaca Dixon | 230 | Wind, Onshore |  |  | 70 | 0 | 70 | 0 | 0 | 0 | 70 | 0 | 70 | 5 | 2 | 1 | 1 |  | 3 | 2 | 2 |  |  |  | 3 | 1 | 1 | 1 | 2 | 1 | 1 | 2 | 1 | 1 | 1 | 3 | 5- | 1 | 1
PG&E NGBA | Vaca Dixon | 500 | Wind, Onshore |  |  | 0 | 0 | 0 | 0 | 0 | 0 | 0 | 0 | 0 | 5 | 2 | 1 | 1 |  | 3 | 1 | 2 |  |  |  | 3 | 1 | 1 | 1 | 2 | 1 | 1 | 2 | 1 | 1 | 1 | 3 | 1 | 1 | 0
PG&E NGBA | Vaca Dixon | 60 | Wind, Onshore |  |  | 0 | 0 | 0 | 0 | 0 | 0 | 0 | 0 | 0 | 5 | 2 | 1 | 1 |  | 1 | 1 | N/A |  |  |  | N/A | N/A | N/A | N/A | N/A | N/A | N/A | 2 | 1 | 1 | 1 | 3 | 1 | 1 | 0
SCE Eastern | Valley (SCE) | 500 | Wind, Onshore |  |  | 0 | 0 | 0 | 0 | 0 | 0 | 0 | 0 | 0 | 5 | 5 | 1 | 1 |  | 1 | 1 | N/A |  |  |  | N/A | N/A | N/A | N/A | N/A | N/A | N/A | 1 | 1 | 2 | 1 | 2 | 1 | 1 | 0
EOP | Valley (VEA) | 138 | Wind, Onshore |  |  | 0 | 0 | 0 | 0 | 0 | 0 | 0 | 0 | 0 | 5 | 3 | 4 | 2 |  | 1 | 1 | N/A |  |  |  | N/A | N/A | N/A | N/A | N/A | N/A | N/A | 2 | 2 | 4 | 1 | 3 | 1 | 1 | 0
SDGE | Valley Center | 69 | Wind, Onshore |  |  | 0 | 0 | 0 | 0 | 0 | 0 | 0 | 0 | 0 | 4 | 4 | 1 | 1 |  | 1 | 1 | N/A |  |  |  | N/A | N/A | N/A | N/A | N/A | N/A | N/A | 2 | 1 | 4 | 1 | 3 | 1 | 1 | 0
PG&E GBA | Valley Home | 115 | Wind, Onshore |  |  | 0 | 0 | 0 | 0 | 0 | 0 | 0 | 0 | 0 | 5 | 5 | 1 | 1 |  | 1 | 1 | N/A |  |  |  | N/A | N/A | N/A | N/A | N/A | N/A | N/A | 1 | 1 | 4 | 2 | 1 | 1 | 1 | 0
PG&E GBA | Valley Springs | 230 | Wind, Onshore |  |  | 0 | 0 | 0 | 0 | 0 | 0 | 0 | 0 | 0 | 5 | 2 | 1 | 1 |  | 1 | 1 | N/A |  |  |  | N/A | N/A | N/A | N/A | N/A | N/A | N/A | 2 | 1 | 4 | 1 | 3 | 1 | 1 | 0
PG&E GBA | Valley Springs | 60 | Wind, Onshore |  |  | 0 | 0 | 0 | 0 | 0 | 0 | 0 | 0 | 0 | 5 | 2 | 1 | 1 |  | 1 | 1 | N/A |  |  |  | N/A | N/A | N/A | N/A | N/A | N/A | N/A | 2 | 1 | 4 | 1 | 3 | 1 | 1 | 0
EOP | Valley Switch | 138 | Wind, Onshore |  |  | 0 | 0 | 0 | 0 | 0 | 0 | 0 | 0 | 0 | 5 | 3 | 4 | 2 |  | 1 | 1 | N/A |  |  |  | N/A | N/A | N/A | N/A | N/A | N/A | N/A | 2 | 2 | 4 | 1 | 3 | 1 | 1 | 0
EOP | Valley Switch | 230 | Wind, Onshore |  |  | 0 | 0 | 0 | 0 | 0 | 0 | 0 | 0 | 0 | 5 | 3 | 4 | 2 |  | 1 | 1 | N/A |  |  |  | N/A | N/A | N/A | N/A | N/A | N/A | N/A | 2 | 2 | 4 | 1 | 3 | 1 | 1 | 0
PG&E GBA | Vasco | 230 | Wind, Onshore |  |  | 0 | 0 | 0 | 0 | 0 | 0 | 0 | 0 | 0 | 5 | 2 | 1 | 1 |  | 1 | 1 | N/A |  |  |  | N/A | N/A | N/A | N/A | N/A | N/A | N/A | 2 | 1 | 3 | 1 | 3 | 1 | 1 | 0
PG&E GBA | Vasona | 230 | Wind, Onshore |  |  | 0 | 0 | 0 | 0 | 0 | 0 | 0 | 0 | 0 | 1 | 1 | 1 | 1 |  | 1 | 1 | N/A |  |  |  | N/A | N/A | N/A | N/A | N/A | N/A | N/A | 2 | 1 | 4 | 2 | 3 | 1 | 1 | 0
SCE Northern | Vestal | 230 | Wind, Onshore |  |  | 0 | 0 | 0 | 0 | 0 | 0 | 0 | 0 | 0 | 5 | 5 | 1 | 1 |  | 1 | 1 | N/A |  |  |  | N/A | N/A | N/A | N/A | N/A | N/A | N/A | 1 | 1 | 4 | 1 | 1 | 1 | 1 | 0
SCE Northern | Vestal | 66 | Wind, Onshore |  |  | 0 | 0 | 0 | 0 | 0 | 0 | 0 | 0 | 0 | 5 | 5 | 1 | 1 |  | 1 | 1 | N/A |  |  |  | N/A | N/A | N/A | N/A | N/A | N/A | N/A | 1 | 1 | 4 | 1 | 1 | 1 | 1 | 0
SCE NOL | Victor | 115 | Wind, Onshore |  |  | 0 | 0 | 0 | 0 | 0 | 0 | 0 | 0 | 0 | 3 | 3 | 1 | 1 |  | 1 | 1 | N/A |  |  |  | N/A | N/A | N/A | N/A | N/A | N/A | N/A | 2 | 1 | 3 | 1 | 2 | 1 | 1 | 0
SCE NOL | Victor | 230 | Wind, Onshore |  |  | 0 | 0 | 0 | 0 | 0 | 0 | 0 | 0 | 0 | 3 | 3 | 1 | 1 |  | 1 | 1 | N/A |  |  |  | N/A | N/A | N/A | N/A | N/A | N/A | N/A | 2 | 1 | 3 | 1 | 2 | 1 | 1 | 0
SCE Metro | Viejo | 230 | Wind, Onshore |  |  | 0 | 0 | 0 | 0 | 0 | 0 | 0 | 0 | 0 | 1 | 1 | 1 | 1 |  | 1 | 1 | N/A |  |  |  | N/A | N/A | N/A | N/A | N/A | N/A | N/A | 1 | 1 | 3 | 1 | 2 | 1 | 1 | 0
PG&E GBA | Vierra | 115 | Wind, Onshore |  |  | 0 | 0 | 0 | 0 | 0 | 0 | 0 | 0 | 0 | 5 | 5 | 1 | 1 |  | 1 | 1 | N/A |  |  |  | N/A | N/A | N/A | N/A | N/A | N/A | N/A | 1 | 1 | 1 | 2 | 1 | 1 | 1 | 0
SCE Metro | Villa Park | 230 | Wind, Onshore |  |  | 0 | 0 | 0 | 0 | 0 | 0 | 0 | 0 | 0 | 1 | 1 | 1 | 1 |  | 1 | 1 | N/A |  |  |  | N/A | N/A | N/A | N/A | N/A | N/A | N/A | 1 | 1 | 2 | 1 | 2 | 1 | 1 | 0
SCE Northern | Vincent | 230 | Wind, Onshore |  |  | 0 | 0 | 0 | 0 | 0 | 0 | 0 | 0 | 0 | 1 | 1 | 1 | 1 |  | 1 | 1 | N/A |  |  |  | N/A | N/A | N/A | N/A | N/A | N/A | N/A | 2 | 1 | 4 | 1 | 3 | 1 | 1 | 0
SCE Northern | Vincent | 500 | Wind, Onshore |  |  | 0 | 0 | 0 | 0 | 0 | 0 | 0 | 0 | 0 | 1 | 1 | 1 | 1 |  | 1 | 1 | N/A |  |  |  | N/A | N/A | N/A | N/A | N/A | N/A | N/A | 2 | 1 | 4 | 1 | 3 | 1 | 1 | 0
PG&E GBA | Vineyard | 230 | Wind, Onshore |  |  | 0 | 0 | 0 | 0 | 0 | 0 | 0 | 0 | 0 | 5 | 2 | 1 | 1 |  | 1 | 1 | N/A |  |  |  | N/A | N/A | N/A | N/A | N/A | N/A | N/A | 2 | 1 | 2 | 1 | 3 | 1 | 1 | 0
SDGE | Vineyard | 69 | Wind, Onshore |  |  | 0 | 0 | 0 | 0 | 0 | 0 | 0 | 0 | 0 | 4 | 4 | 1 | 1 |  | 1 | 1 | N/A |  |  |  | N/A | N/A | N/A | N/A | N/A | N/A | N/A | 2 | 1 | 2 | 1 | 3 | 1 | 1 | 0
SCE Eastern | Vista (SCE) | 230 | Wind, Onshore |  |  | 0 | 0 | 0 | 0 | 0 | 0 | 0 | 0 | 0 | 5 | 5 | 1 | 1 |  | 1 | 1 | N/A |  |  |  | N/A | N/A | N/A | N/A | N/A | N/A | N/A | 1 | 1 | 2 | 1 | 1 | 1 | 1 | 0
EOP | Vista (VEA) | 138 | Wind, Onshore |  |  | 0 | 0 | 0 | 0 | 0 | 0 | 0 | 0 | 0 | 5 | 3 | 4 | 2 |  | 1 | 1 | N/A |  |  |  | N/A | N/A | N/A | N/A | N/A | N/A | N/A | 2 | 2 | 4 | 1 | 3 | 1 | 1 | 0
EOP | Vista (VEA) | 230 | Wind, Onshore |  |  | 0 | 0 | 0 | 0 | 0 | 0 | 0 | 0 | 0 | 5 | 3 | 4 | 2 |  | 1 | 1 | N/A |  |  |  | N/A | N/A | N/A | N/A | N/A | N/A | N/A | 2 | 2 | 4 | 1 | 3 | 1 | 1 | 0
PG&E FRESNO | Wahtoke | 115 | Wind, Onshore |  |  | 0 | 0 | 0 | 0 | 0 | 0 | 0 | 0 | 0 | 5 | 2 | 5 | 2 |  | 1 | 1 | N/A |  |  |  | N/A | N/A | N/A | N/A | N/A | N/A | N/A | 1 | 1 | 3 | 2 | 1 | 1 | 1 | 0
SCE Northern | Wakefield | 66 | Wind, Onshore |  |  | 0 | 0 | 0 | 0 | 0 | 0 | 0 | 0 | 0 | 5 | 2 | 4 | 2 |  | 1 | 1 | N/A |  |  |  | N/A | N/A | N/A | N/A | N/A | N/A | N/A | 2 | 1 | 4 | 1 | 3 | 1 | 1 | 0
SCE Metro | Walnut | 230 | Wind, Onshore |  |  | 0 | 0 | 0 | 0 | 0 | 0 | 0 | 0 | 0 | 1 | 1 | 1 | 1 |  | 1 | 1 | N/A |  |  |  | N/A | N/A | N/A | N/A | N/A | N/A | N/A | 1 | 1 | 1 | 1 | 1 | 1 | 1 | 0
SCE Northern | Warne | 230 | Wind, Onshore |  |  | 0 | 0 | 0 | 0 | 0 | 0 | 0 | 0 | 0 | 5 | 2 | 4 | 2 |  | 1 | 1 | N/A |  |  |  | N/A | N/A | N/A | N/A | N/A | N/A | N/A | 1 | 1 | 4 | 1 | 3 | 1 | 1 | 0
PG&E GBA | Warnerville | 230 | Wind, Onshore |  |  | 0 | 0 | 0 | 0 | 0 | 0 | 0 | 0 | 0 | 5 | 2 | 5 | 2 |  | 1 | 1 | N/A |  |  |  | N/A | N/A | N/A | N/A | N/A | N/A | N/A | 1 | 1 | 3 | 2 | 2 | 1 | 1 | 0
PG&E FRESNO | Waukena | 115 | Wind, Onshore |  |  | 0 | 0 | 0 | 0 | 0 | 0 | 0 | 0 | 0 | 5 | 2 | 5 | 2 |  | 1 | 1 | N/A |  |  |  | N/A | N/A | N/A | N/A | N/A | N/A | N/A | 1 | 1 | 4 | 2 | 1 | 1 | 1 | 0
PG&E GBA | Weber | 230 | Wind, Onshore |  |  | 0 | 0 | 0 | 0 | 0 | 0 | 0 | 0 | 0 | 5 | 2 | 1 | 1 |  | 1 | 1 | N/A |  |  |  | N/A | N/A | N/A | N/A | N/A | N/A | N/A | 1 | 1 | 3 | 2 | 1 | 1 | 1 | 0
PG&E GBA | Weber | 60 | Wind, Onshore |  |  | 0 | 0 | 0 | 0 | 0 | 0 | 0 | 0 | 0 | 5 | 2 | 1 | 1 |  | 1 | 1 | N/A |  |  |  | N/A | N/A | N/A | N/A | N/A | N/A | N/A | 1 | 1 | 3 | 2 | 1 | 1 | 1 | 0
PG&E FRESNO | West Fresno | 115 | Wind, Onshore |  |  | 0 | 0 | 0 | 0 | 0 | 0 | 0 | 0 | 0 | 5 | 2 | 5 | 2 |  | 1 | 1 | N/A |  |  |  | N/A | N/A | N/A | N/A | N/A | N/A | N/A | 1 | 1 | 2 | 2 | 1 | 1 | 1 | 0
PG&E FRESNO | Westley | 230 | Wind, Onshore |  |  | 0 | 0 | 0 | 0 | 0 | 0 | 0 | 0 | 0 | 1 | 1 | 1 | 1 |  | 1 | 1 | N/A |  |  |  | N/A | N/A | N/A | N/A | N/A | N/A | N/A | 1 | 1 | 4 | 2 | 1 | 1 | 1 | 0
PG&E KERN | Westpark | 115 | Wind, Onshore |  |  | 0 | 0 | 0 | 0 | 0 | 0 | 0 | 0 | 0 | 5 | 2 | 5 | 2 |  | 1 | 1 | N/A |  |  |  | N/A | N/A | N/A | N/A | N/A | N/A | N/A | 1 | 1 | 3 | 1 | 1 | 1 | 1 | 0
PG&E KERN | Wheeler Ridge | 230 | Wind, Onshore |  |  | 0 | 0 | 0 | 0 | 0 | 0 | 0 | 0 | 0 | 5 | 5 | 5 | 2 |  | 1 | 1 | N/A |  |  |  | N/A | N/A | N/A | N/A | N/A | N/A | N/A | 1 | 1 | 4 | 1 | 1 | 1 | 1 | 0
PG&E KERN | Wheeler Ridge | 115 | Wind, Onshore |  |  | 0 | 0 | 0 | 0 | 0 | 0 | 0 | 0 | 0 | 5 | 2 | 5 | 2 |  | 1 | 1 | N/A |  |  |  | N/A | N/A | N/A | N/A | N/A | N/A | N/A | 1 | 1 | 4 | 1 | 1 | 1 | 1 | 0
PG&E KERN | Wheeler Ridge | 70 | Wind, Onshore |  |  | 0 | 0 | 0 | 0 | 0 | 0 | 0 | 0 | 0 | 5 | 5 | 5 | 2 |  | 1 | 1 | N/A |  |  |  | N/A | N/A | N/A | N/A | N/A | N/A | N/A | 1 | 1 | 4 | 1 | 1 | 1 | 1 | 0
SCE Northern | Whirlwind | 230 | Wind, Onshore |  |  | 0 | 0 | 0 | 0 | 0 | 0 | 0 | 0 | 0 | 5 | 5 | 1 | 1 | 5 | 1 | 1 | 1 |  |  |  | 1 | 1 | 1 | 1 | 2 | 1 | 1 | 2 | 1 | 4 | 1 | 3 | 4+ | 4 | 1
SCE Northern | Whirlwind | 500 | Wind, Onshore |  |  | 0 | 0 | 0 | 0 | 0 | 0 | 0 | 0 | 0 | 5 | 5 | 1 | 1 |  | 1 | 1 | 1 |  |  |  | 1 | 1 | 1 | 1 | 2 | 1 | 1 | 2 | 1 | 4 | 1 | 3 | 1 | 1 | 0
PG&E GBA | Whisman | 115 | Wind, Onshore |  |  | 0 | 0 | 0 | 0 | 0 | 0 | 0 | 0 | 0 | 1 | 1 | 1 | 1 |  | 1 | 1 | N/A |  |  |  | N/A | N/A | N/A | N/A | N/A | N/A | N/A | 2 | 1 | 2 | 2 | 2 | 1 | 1 | 0
SCE Eastern | Wildlife | 230 | Wind, Onshore |  |  | 0 | 0 | 0 | 0 | 0 | 0 | 0 | 0 | 0 | 5 | 5 | 1 | 1 |  | 1 | 1 | N/A |  |  |  | N/A | N/A | N/A | N/A | N/A | N/A | N/A | 1 | 1 | 1 | 1 | 1 | 1 | 1 | 0
PG&E FRESNO | Wilson | 115 | Wind, Onshore |  |  | 0 | 0 | 0 | 0 | 0 | 0 | 0 | 0 | 0 | 5 | 2 | 5 | 2 |  | 3 | 1 | 1 |  |  |  | 1 | 1 | 1 | 1 | 1 | 1 | 1 | 1 | 1 | 4 | 2 | 1 | 1 | 1 | 0
PG&E FRESNO | Wilson | 230 | Wind, Onshore |  |  | 0 | 0 | 0 | 0 | 0 | 0 | 0 | 0 | 0 | 5 | 2 | 5 | 2 |  | 3 | 1 | 1 |  |  |  | 1 | 1 | 1 | 1 | 1 | 1 | 1 | 1 | 1 | 4 | 2 | 1 | 1 | 5 | 1
SCE Northern | Windhub | 230 | Wind, Onshore |  |  | 0 | 0 | 0 | 0 | 0 | 0 | 0 | 0 | 0 | 5 | 5 | 1 | 1 | 4 | 1 | 1 | 2 |  |  |  | 2 | 1 | 1 | 1 | 3 | 1 | 1 | 2 | 1 | 4 | 1 | 2 | 1+ | 4 | 1
SCE Northern | Windhub | 500 | Wind, Onshore |  |  | 0 | 0 | 0 | 0 | 0 | 0 | 0 | 0 | 0 | 5 | 5 | 1 | 1 |  | 4 | 1 | 1 |  |  |  | 3 | 1 | 1 | 1 | 2 | 1 | 1 | 2 | 1 | 4 | 1 | 2 | 1 | 1 | 0
PG&E GBA | Windmaster | 230 | Wind, Onshore |  |  | 0 | 0 | 0 | 0 | 0 | 0 | 0 | 0 | 0 | 5 | 2 | 1 | 1 |  | 1 | 1 | N/A |  |  |  | N/A | N/A | N/A | N/A | N/A | N/A | N/A | 2 | 1 | 2 | 1 | 2 | 1 | 1 | 0
PG&E NGBA | Windsor | 60 | Wind, Onshore |  |  | 0 | 0 | 0 | 0 | 0 | 0 | 0 | 0 | 0 | 5 | 2 | 1 | 1 |  | 1 | 1 | N/A |  |  |  | N/A | N/A | N/A | N/A | N/A | N/A | N/A | 1 | 1 | 2 | 1 | 2 | 1 | 1 | 0
PG&E NGBA | Woodland | 115 | Wind, Onshore |  |  | 0 | 0 | 0 | 0 | 0 | 0 | 0 | 0 | 0 | 5 | 5 | 3 | 3 |  | 1 | 1 | N/A |  |  |  | N/A | N/A | N/A | N/A | N/A | N/A | N/A | 2 | 1 | 4 | 2 | 3 | 1 | 1 | 0
PG&E FRESNO | Woodward | 115 | Wind, Onshore |  |  | 0 | 0 | 0 | 0 | 0 | 0 | 0 | 0 | 0 | 5 | 2 | 5 | 2 |  | 1 | 1 | N/A |  |  |  | N/A | N/A | N/A | N/A | N/A | N/A | N/A | 1 | 1 | 2 | 2 | 2 | 1 | 1 | 0
PG&E NGBA | Wyandotte | 115 | Wind, Onshore |  |  | 0 | 0 | 0 | 0 | 0 | 0 | 0 | 0 | 0 | 5 | 2 | 1 | 1 |  | 1 | 1 | N/A |  |  |  | N/A | N/A | N/A | N/A | N/A | N/A | N/A | 2 | 1 | 2 | 2 | 2 | 1 | 1 | 0
PG&E KERN | 7th Standard | 115 | Distributed_Solar |  |  | 0 | 0 | 0 | 0 | 0 | 0 | 0 | 0 | 0 | 5 | 2 | 5 | 2 | [14 empty] | 1 | 1 | 3 | 1 | 2 | 1 | 1 | 0
SCE Metro | Alamitos | 230 | Distributed_Solar |  |  | 0 | 0 | 0 | 0 | 0 | 0 | 0 | 0 | 0 | 1 | 1 | 1 | 1 | [14 empty] | 1 | 1 | 1 | 1 | 1 | 1 | 1 | 0
SCE Eastern | Alberhill | 115 | Distributed_Solar |  |  | 0 | 0 | 0 | 0 | 0 | 0 | 0 | 0 | 0 | 5 | 5 | 1 | 1 | [14 empty] | 1 | 1 | 4 | 1 | 1 | 1 | 1 | 0
SCE Eastern | Alberhill | 500 | Distributed_Solar |  |  | 0 | 0 | 0 | 0 | 0 | 0 | 0 | 0 | 0 | 5 | 5 | 1 | 1 | [14 empty] | 1 | 1 | 4 | 1 | 1 | 1 | 1 | 0
PG&E GBA | Alhambra | 115 | Distributed_Solar |  |  | 0 | 0 | 0 | 0 | 0 | 0 | 0 | 0 | 0 | 5 | 2 | 1 | 1 | [14 empty] | 2 | 1 | 2 | 1 | 2 | 1 | 1 | 0
PG&E FRESNO | Alpaugh | 115 | Distributed_Solar |  |  | 0 | 0 | 0 | 0 | 0 | 0 | 0 | 0 | 0 | 5 | 2 | 5 | 2 | 3 | [13 empty] | 1 | 1 | 3 | 1 | 1 | 1 | 4 | 1
SDGE | Alpine | 69 | Distributed_Solar |  |  | 0 | 0 | 0 | 0 | 0 | 0 | 0 | 0 | 0 | 4 | 4 | 1 | 1 | [14 empty] | 2 | 1 | 4 | 1 | 3 | 1 | 1 | 0
PG&E GBA | Altamont Midway (Sandhill) | 230 | Distributed_Solar |  |  | 0 | 0 | 0 | 0 | 0 | 0 | 0 | 0 | 0 | 5 | 2 | 1 | 1 | [14 empty] | 2 | 1 | 2 | 1 | 3 | 1 | 1 | 0
SCE Northern | Antelope | 66 | Distributed_Solar |  |  | 0 | 6 | 6 | 0 | 6 | 6 | 0 | 0 | 0 | 5 | 5 | 1 | 1 | [14 empty] | 2 | 1 | 4 | 1 | 3 | 4+ | 1 | 1
SCE Northern | Antelope | 230 | Distributed_Solar |  |  | 0 | 0 | 0 | 0 | 0 | 0 | 0 | 0 | 0 | 5 | 5 | 1 | 1 | 4 | [13 empty] | 2 | 1 | 4 | 1 | 3 | 4+ | 4 | 1
SCE Northern | Antelope | 500 | Distributed_Solar |  |  | 0 | 0 | 0 | 0 | 0 | 0 | 0 | 0 | 0 | 5 | 5 | 1 | 1 | [14 empty] | 2 | 1 | 4 | 1 | 3 | 1 | 1 | 0
PG&E NGBA | Arcata | 60 | Distributed_Solar |  |  | 0 | 4 | 4 | 0 | 4 | 4 | 0 | 0 | 0 | 5 | 2 | 1 | 1 | [14 empty] | 2 | 2 | 4 | 2 | 3 | 1 | 4 | 1
PG&E KERN | Arco | 230 | Distributed_Solar |  |  | 0 | 4.79 | 4.79 | 0 | 4.79 | 4.79 | 0 | 0 | 0 | 5 | 2 | 5 | 2 | 3 | [13 empty] | 1 | 1 | 4 | 1 | 1 | 1 | 1 | 1
PG&E KERN | Arco | 70 | Distributed_Solar |  |  | 0 | 0 | 0 | 0 | 0 | 0 | 0 | 0 | 0 | 5 | 2 | 5 | 2 | [14 empty] | 1 | 1 | 4 | 1 | 1 | 1 | 1 | 0
SCE Metro | ArcoGen | 230 | Distributed_Solar |  |  | 0 | 0 | 0 | 0 | 0 | 0 | 0 | 0 | 0 | 1 | 1 | 1 | 1 | [14 empty] | 1 | 1 | 1 | 1 | 1 | 1 | 1 | 0
SDGE | Artesian | 230 | Distributed_Solar |  |  | 0 | 0 | 0 | 0 | 0 | 0 | 0 | 0 | 0 | 4 | 4 | 1 | 1 | [14 empty] | 2 | 1 | 2 | 1 | 3 | 1 | 1 | 0
SDGE | Artesian | 69 | Distributed_Solar |  |  | 0 | 0 | 0 | 0 | 0 | 0 | 0 | 0 | 0 | 4 | 4 | 1 | 1 | [14 empty] | 2 | 1 | 2 | 1 | 3 | 1 | 1 | 0
PG&E FRESNO | Ashlan | 230 | Distributed_Solar |  |  | 0 | 0 | 0 | 0 | 0 | 0 | 0 | 0 | 0 | 5 | 2 | 5 | 2 | [14 empty] | 1 | 1 | 2 | 2 | 1 | 1 | 1 | 0
PG&E NGBA | Atlantic | 115 | Distributed_Solar |  |  | 0 | 0 | 0 | 0 | 0 | 0 | 0 | 0 | 0 | 5 | 2 | 1 | 1 | [14 empty] | 2 | 1 | 2 | 2 | 3 | 1 | 1 | 0
PG&E NGBA | Atlantic | 230 | Distributed_Solar |  |  | 0 | 0 | 0 | 0 | 0 | 0 | 0 | 0 | 0 | 5 | 2 | 1 | 1 | [14 empty] | 2 | 1 | 2 | 2 | 3 | 1 | 1 | 0
PG&E NGBA | Atlantic | 60 | Distributed_Solar |  |  | 0 | 0 | 0 | 0 | 0 | 0 | 0 | 0 | 0 | 5 | 2 | 1 | 1 | [14 empty] | 2 | 1 | 2 | 2 | 3 | 1 | 1 | 0
PG&E FRESNO | Atwater | 115 | Distributed_Solar |  |  | 0 | 2 | 2 | 0 | 2 | 2 | 0 | 0 | 0 | 5 | 2 | 5 | 2 | [14 empty] | 1 | 1 | 2 | 2 | 1 | 1 | 1 | 1
PG&E GBA | Avena | 115 | Distributed_Solar |  |  | 0 | 0 | 0 | 0 | 0 | 0 | 0 | 0 | 0 | 5 | 5 | 1 | 1 | [14 empty] | 1 | 1 | 3 | 2 | 1 | 1 | 1 | 0
SDGE | Avocado | 69 | Distributed_Solar |  |  | 0 | 0 | 0 | 0 | 0 | 0 | 0 | 0 | 0 | 4 | 4 | 1 | 1 | [14 empty] | 2 | 1 | 3 | 1 | 3 | 1 | 1 | 0
PG&E NGBA | Bahia | 230 | Distributed_Solar |  |  | 0 | 0 | 0 | 0 | 0 | 0 | 0 | 0 | 0 | 5 | 2 | 1 | 1 | [14 empty] | 2 | 1 | 1 | 1 | 2 | 1 | 1 | 0
SCE Northern | Bailey | 230 | Distributed_Solar |  |  | 0 | 0 | 0 | 0 | 0 | 0 | 0 | 0 | 0 | 5 | 2 | 4 | 2 | [14 empty] | 1 | 1 | 4 | 1 | 3 | 1 | 1 | 0
SCE NOL | Baker | 115 | Distributed_Solar |  |  | 0 | 0 | 0 | 0 | 0 | 0 | 0 | 0 | 0 | 4 | 4 | 1 | 1 | [14 empty] | 2 | 2 | 4 | 1 | 1 | 1 | 1 | 0
PG&E KERN | Bakersfield | 230 | Distributed_Solar |  |  | 0 | 0 | 0 | 0 | 0 | 0 | 0 | 0 | 0 | 5 | 2 | 5 | 2 | [14 empty] | 1 | 1 | 3 | 1 | 1 | 1 | 1 | 0
PG&E FRESNO | Balch | 230 | Distributed_Solar |  |  | 0 | 0 | 0 | 0 | 0 | 0 | 0 | 0 | 0 | 5 | 2 | 5 | 2 | [14 empty] | 1 | 1 | 4 | 2 | 3 | 1 | 1 | 0
SCE Eastern | Bannister | 230 | Distributed_Solar |  |  | 0 | 0 | 0 | 0 | 0 | 0 | 0 | 0 | 0 | 5 | 5 | 4 | 4 | [14 empty] | 2 | 1 | 2 | 2 | 1 | 1 | 1 | 0
SCE Metro | Barre | 230 | Distributed_Solar |  |  | 0 | 0 | 0 | 0 | 0 | 0 | 0 | 0 | 0 | 1 | 1 | 1 | 1 | [14 empty] | 1 | 1 | 1 | 1 | 1 | 4+ | 1 | 1
SDGE | Bay Boulevard | 69 | Distributed_Solar |  |  | 0 | 0 | 0 | 0 | 0 | 0 | 0 | 0 | 0 | 4 | 4 | 1 | 1 | [14 empty] | 2 | 1 | 2 | 1 | 1 | 1 | 1 | 0
SDGE | Bay Boulevard | 230 | Distributed_Solar |  |  | 0 | 0 | 0 | 0 | 0 | 0 | 0 | 0 | 0 | 4 | 4 | 1 | 1 | [14 empty] | 2 | 1 | 2 | 1 | 1 | 1 | 1 | 0
EOP | Beatty | 138 | Distributed_Solar |  |  | 0 | 0 | 0 | 0 | 0 | 0 | 0 | 0 | 0 | 5 | 3 | 4 | 2 | [14 empty] | 2 | 2 | 4 | 1 | 3 | 1 | 1 | 0
EOP | Beatty | 230 | Distributed_Solar |  |  | 0 | 0 | 0 | 0 | 0 | 0 | 0 | 0 | 0 | 5 | 3 | 4 | 2 | [14 empty] | 2 | 2 | 4 | 1 | 3 | 1 | 1 | 0
PG&E NGBA | Belden | 230 | Distributed_Solar |  |  | 0 | 0 | 0 | 0 | 0 | 0 | 0 | 0 | 0 | 5 | 5 | 3 | 3 | [14 empty] | 2 | 2 | 4 | 1 | 3 | 1 | 1 | 0
PG&E NGBA | Bell | 115 | Distributed_Solar |  |  | 0 | 0 | 0 | 0 | 0 | 0 | 0 | 0 | 0 | 5 | 2 | 1 | 1 | [14 empty] | 2 | 1 | 4 | 2 | 3 | 1 | 1 | 0
PG&E NGBA | Bellevue | 115 | Distributed_Solar |  |  | 0 | 0 | 0 | 0 | 0 | 0 | 0 | 0 | 0 | 5 | 2 | 1 | 1 | [14 empty] | 2 | 1 | 2 | 2 | 2 | 1 | 1 | 0
PG&E GBA | Bellota | 115 | Distributed_Solar |  |  | 0 | 0 | 0 | 0 | 0 | 0 | 0 | 0 | 0 | 5 | 5 | 1 | 1 | [14 empty] | 1 | 1 | 4 | 2 | 3 | 1 | 1 | 0
PG&E GBA | Bellota | 230 | Distributed_Solar |  |  | 0 | 0 | 0 | 0 | 0 | 0 | 0 | 0 | 0 | 5 | 2 | 1 | 1 | [14 empty] | 1 | 1 | 4 | 2 | 3 | 1 | 1 | 0
SCE Northern | Big Creek | 230 | Distributed_Solar |  |  | 0 | 0 | 0 | 0 | 0 | 0 | 0 | 0 | 0 | 5 | 5 | 1 | 1 | [14 empty] | 1 | 1 | 4 | 2 | 3 | 1 | 1 | 0
PG&E FRESNO | Biola | 70 | Distributed_Solar |  |  | 0 | 0 | 0 | 0 | 0 | 0 | 0 | 0 | 0 | 5 | 2 | 5 | 2 | [14 empty] | 1 | 1 | 4 | 2 | 1 | 1 | 1 | 0
PG&E GBA | Birds Landing | 230 | Distributed_Solar |  |  | 0 | 0 | 0 | 0 | 0 | 0 | 0 | 0 | 0 | 5 | 2 | 1 | 1 | [14 empty] | 2 | 1 | 4 | 1 | 1 | 1 | 1 | 0
SCE Northern | Bliss | 66 | Distributed_Solar |  |  | 0 | 0 | 0 | 0 | 0 | 0 | 0 | 0 | 0 | 5 | 5 | 1 | 1 | [14 empty] | 1 | 1 | 4 | 1 | 1 | 1 | 1 | 0
SCE Eastern | Blythe | 161 | Distributed_Solar |  |  | 0 | 0 | 0 | 0 | 0 | 0 | 0 | 0 | 0 | 5 | 4 | 4 | 4 | 3 | [13 empty] | 2 | 2 | 2 | 1 | 1 | 4+ | 1 | 1
PG&E NGBA | Bogue | 115 | Distributed_Solar |  |  | 0 | 0 | 0 | 0 | 0 | 0 | 0 | 0 | 0 | 5 | 2 | 1 | 1 | [14 empty] | 2 | 2 | 2 | 1 | 2 | 1 | 1 | 0
PG&E FRESNO | Borden | 230 | Distributed_Solar |  |  | 0 | 0 | 0 | 0 | 0 | 0 | 0 | 0 | 0 | 5 | 2 | 5 | 2 | 1 | [13 empty] | 1 | 1 | 4 | 2 | 1 | 1 | 1 | 0
PG&E FRESNO | Borden | 70 | Distributed_Solar |  |  | 0 | 0 | 0 | 0 | 0 | 0 | 0 | 0 | 0 | 5 | 2 | 5 | 2 | [14 empty] | 1 | 1 | 4 | 2 | 1 | 1 | 5 | 1
SDGE | Boulevard East | 138 | Distributed_Solar |  |  | 0 | 0 | 0 | 0 | 0 | 0 | 0 | 0 | 0 | 4 | 4 | 1 | 1 | [14 empty] | 2 | 1 | 4 | 1 | 3 | 1+ | 1 | 1
SDGE | Boulevard East | 69 | Distributed_Solar |  |  | 0 | 0 | 0 | 0 | 0 | 0 | 0 | 0 | 0 | 4 | 4 | 1 | 1 | [14 empty] | 2 | 1 | 4 | 1 | 3 | 1 | 1 | 0
PG&E GBA | Brentwood | 230 | Distributed_Solar |  |  | 0 | 2 | 2 | 0 | 2 | 2 | 0 | 0 | 0 | 5 | 2 | 1 | 1 | [14 empty] | 2 | 1 | 4 | 1 | 3 | 1 | 1 | 1
PG&E NGBA | Bridgeville | 115 | Distributed_Solar |  |  | 0 | 0 | 0 | 0 | 0 | 0 | 0 | 0 | 0 | 5 | 2 | 1 | 1 | [14 empty] | 2 | 2 | 4 | 2 | 3 | 1 | 1 | 0
PG&E NGBA | Brighton | 115 | Distributed_Solar |  |  | 0 | 0 | 0 | 0 | 0 | 0 | 0 | 0 | 0 | 5 | 2 | 1 | 1 | [14 empty] | 2 | 1 | 2 | 2 | 1 | 1 | 1 | 0
PG&E NGBA | Brighton | 230 | Distributed_Solar |  |  | 0 | 0 | 0 | 0 | 0 | 0 | 0 | 0 | 0 | 5 | 2 | 1 | 1 | [14 empty] | 2 | 1 | 2 | 2 | 1 | 1 | 1 | 0
PG&E NGBA | Brunswick | 115 | Distributed_Solar |  |  | 0 | 0 | 0 | 0 | 0 | 0 | 0 | 0 | 0 | 5 | 2 | 1 | 1 | [14 empty] | 2 | 1 | 4 | 1 | 3 | 1 | 4 | 1
PG&E NGBA | Bucks Creek | 230 | Distributed_Solar |  |  | 0 | 0 | 0 | 0 | 0 | 0 | 0 | 0 | 0 | 5 | 5 | 3 | 3 | [14 empty] | 2 | 2 | 4 | 1 | 3 | 1 | 1 | 0
PG&E KERN | Buena Vista | 230 | Distributed_Solar |  |  | 0 | 0 | 0 | 0 | 0 | 0 | 0 | 0 | 0 | 5 | 2 | 5 | 2 | [14 empty] | 2 | 2 | 4 | 2 | 1 | 1 | 1 | 0
PG&E FRESNO | Bullard | 115 | Distributed_Solar |  |  | 0 | 0 | 0 | 0 | 0 | 0 | 0 | 0 | 0 | 5 | 2 | 5 | 2 | [14 empty] | 1 | 1 | 1 | 2 | 2 | 1 | 1 | 0
PG&E GBA | Burlingame | 115 | Distributed_Solar |  |  | 0 | 0 | 0 | 0 | 0 | 0 | 0 | 0 | 0 | 5 | 2 | 1 | 1 | [14 empty] | 2 | 1 | 3 | 1 | 2 | 1 | 1 | 0
PG&E NGBA | Burney Forest | 230 | Distributed_Solar |  |  | 0 | 0 | 0 | 0 | 0 | 0 | 0 | 0 | 0 | 5 | 2 | 1 | 1 | [14 empty] | 2 | 2 | 4 | 2 | 3 | 1 | 1 | 0
PG&E NGBA | Butte | 115 | Distributed_Solar |  |  | 0 | 0 | 0 | 0 | 0 | 0 | 0 | 0 | 0 | 5 | 2 | 1 | 1 | [14 empty] | 2 | 1 | 4 | 2 | 2 | 1 | 1 | 0
PG&E KERN | Cabrillo | 115 | Distributed_Solar |  |  | 0 | 0 | 0 | 0 | 0 | 0 | 0 | 0 | 0 | 5 | 2 | 5 | 2 | [14 empty] | 2 | 2 | 4 | 1 | 3 | 1 | 1 | 0
PG&E FRESNO | Cal Flats | 230 | Distributed_Solar |  |  | 0 | 0 | 0 | 0 | 0 | 0 | 0 | 0 | 0 | 5 | 2 | 5 | 2 | [14 empty] | 2 | 2 | 4 | 2 | 2 | 1 | 1 | 0
SCE NOL | Calcite | 230 | Distributed_Solar |  |  | 0 | 0 | 0 | 0 | 0 | 0 | 0 | 0 | 0 | 5 | 5 | 1 | 1 | [14 empty] | 2 | 1 | 4 | 1 | 3 | 1 | 1 | 0
PG&E KERN | Caliente | 230 | Distributed_Solar |  |  | 0 | 0 | 0 | 0 | 0 | 0 | 0 | 0 | 0 | 5 | 2 | 5 | 2 | [14 empty] | 2 | 1 | 4 | 2 | 2 | 1 | 1 | 0
PG&E FRESNO | California Ave | 115 | Distributed_Solar |  |  | 0 | 0 | 0 | 0 | 0 | 0 | 0 | 0 | 0 | 5 | 2 | 5 | 2 | [14 empty] | 1 | 1 | 2 | 2 | 1 | 1 | 1 | 0
PG&E KERN | Callender | 115 | Distributed_Solar |  |  | 0 | 0 | 0 | 0 | 0 | 0 | 0 | 0 | 0 | 5 | 2 | 5 | 2 | [14 empty] | 2 | 2 | 4 | 2 | 2 | 1 | 1 | 0
PG&E NGBA | Calpella | 115 | Distributed_Solar |  |  | 0 | 4 | 4 | 0 | 4 | 4 | 0 | 0 | 0 | 5 | 2 | 1 | 1 | [14 empty] | 2 | 2 | 4 | 2 | 3 | 1 | 1 | 1
PG&E GBA | Camanche | 230 | Distributed_Solar |  |  | 0 | 0 | 0 | 0 | 0 | 0 | 0 | 0 | 0 | 5 | 2 | 1 | 1 | [14 empty] | 1 | 1 | 4 | 2 | 3 | 1 | 1 | 0
SDGE | Cameron | 69 | Distributed_Solar |  |  | 0 | 0 | 0 | 0 | 0 | 0 | 0 | 0 | 0 | 4 | 4 | 1 | 1 | [14 empty] | 1 | 1 | 2 | 1 | 1 | 1 | 5 | 1
SDGE | Cannon | 69 | Distributed_Solar |  |  | 0 | 0 | 0 | 0 | 0 | 0 | 0 | 0 | 0 | 4 | 4 | 1 | 1 | [14 empty] | 2 | 1 | 1 | 1 | 3 | 1 | 1 | 0
PG&E FRESNO | Cantua | 115 | Distributed_Solar |  |  | 0 | 0 | 0 | 0 | 0 | 0 | 0 | 0 | 0 | 5 | 2 | 5 | 2 | [14 empty] | 1 | 1 | 4 | 2 | 1 | 1 | 1 | 0
SDGE | Capistrano | 138 | Distributed_Solar |  |  | 0 | 0 | 0 | 0 | 0 | 0 | 0 | 0 | 0 | 1 | 1 | 1 | 1 | [14 empty] | 1 | 1 | 2 | 1 | 3 | 1 | 1 | 0
SDGE | Capistrano | 230 | Distributed_Solar |  |  | 0 | 0 | 0 | 0 | 0 | 0 | 0 | 0 | 0 | 1 | 1 | 1 | 1 | [14 empty] | 1 | 1 | 2 | 1 | 3 | 1 | 1 | 0
PG&E NGBA | Carberry | 230 | Distributed_Solar |  |  | 0 | 0 | 0 | 0 | 0 | 0 | 0 | 0 | 0 | 5 | 2 | 1 | 1 | [14 empty] | 2 | 2 | 4 | 2 | 3 | 1 | 1 | 0
SCE Eastern | Cardiff | 66 | Distributed_Solar |  |  | 0 | 0 | 0 | 0 | 0 | 0 | 0 | 0 | 0 | 5 | 5 | 1 | 1 | [14 empty] | 1 | 1 | 2 | 1 | 1 | 1 | 1 | 0
PG&E NGBA | Caribou | 60 | Distributed_Solar |  |  | 0 | 0 | 0 | 0 | 0 | 0 | 0 | 0 | 0 | 5 | 2 | 1 | 1 | [14 empty] | 2 | 2 | 4 | 1 | 3 | 1 | 1 | 0
PG&E NGBA | Caribou | 115 | Distributed_Solar |  |  | 0 | 0 | 0 | 0 | 0 | 0 | 0 | 0 | 0 | 5 | 2 | 1 | 1 | [14 empty] | 2 | 2 | 4 | 1 | 3 | 1 | 1 | 0
PG&E NGBA | Caribou | 230 | Distributed_Solar |  |  | 0 | 0 | 0 | 0 | 0 | 0 | 0 | 0 | 0 | 5 | 2 | 1 | 1 | [14 empty] | 2 | 2 | 4 | 1 | 3 | 1 | 1 | 0
EOP | Carpenter Canyon (fka Gamebird) | 138 | Distributed_Solar |  |  | 0 | 0 | 0 | 0 | 0 | 0 | 0 | 0 | 0 | 5 | 3 | 4 | 2 | [14 empty] | 2 | 2 | 4 | 1 | 3 | 1 | 1 | 0
EOP | Carpenter Canyon (fka Gamebird) | 230 | Distributed_Solar |  |  | 0 | 0 | 0 | 0 | 0 | 0 | 0 | 0 | 0 | 5 | 3 | 4 | 2 | [14 empty] | 2 | 2 | 4 | 1 | 3 | 1 | 1 | 0
PG&E NGBA | Carquinez | 115 | Distributed_Solar |  |  | 0 | 0 | 0 | 0 | 0 | 0 | 0 | 0 | 0 | 5 | 2 | 1 | 1 | [14 empty] | 2 | 1 | 2 | 1 | 1 | 1 | 1 | 0
SDGE | Carrizo Gorge | 138 | Distributed_Solar |  |  | 0 | 0 | 0 | 0 | 0 | 0 | 0 | 0 | 0 | 4 | 4 | 1 | 1 | [14 empty] | 2 | 1 | 4 | 1 | 3 | 1 | 1 | 0
PG&E KERN | Carrizo Plains | 115 | Distributed_Solar |  |  | 0 | 0 | 0 | 0 | 0 | 0 | 0 | 0 | 0 | 5 | 2 | 5 | 2 | [14 empty] | 2 | 1 | 4 | 2 | 2 | 1 | 1 | 0
PG&E KERN | Casaloma | 230 | Distributed_Solar |  |  | 0 | 0 | 0 | 0 | 0 | 0 | 0 | 0 | 0 | 5 | 2 | 5 | 2 | [14 empty] | 1 | 1 | 3 | 1 | 1 | 1 | 1 | 0
PG&E GBA | Castro Valley | 230 | Distributed_Solar |  |  | 0 | 0 | 0 | 0 | 0 | 0 | 0 | 0 | 0 | 5 | 2 | 1 | 1 | [14 empty] | 2 | 1 | 2 | 1 | 2 | 1 | 1 | 0
PG&E GBA | Cayetano | 230 | Distributed_Solar |  |  | 0 | 0 | 0 | 0 | 0 | 0 | 0 | 0 | 0 | 5 | 2 | 1 | 1 | [14 empty] | 2 | 1 | 3 | 1 | 3 | 1 | 1 | 0
SCE Metro | Center | 230 | Distributed_Solar |  |  | 0 | 0 | 0 | 0 | 0 | 0 | 0 | 0 | 0 | 1 | 1 | 1 | 1 | [14 empty] | 1 | 1 | 1 | 1 | 1 | 1 | 1 | 0
PG&E KERN | Charca | 115 | Distributed_Solar |  |  | 0 | 4.62 | 4.62 | 0 | 4.62 | 4.62 | 0 | 0 | 0 | 5 | 2 | 5 | 2 | [14 empty] | 1 | 1 | 4 | 1 | 1 | 1 | 1 | 1
EOP | Charleston | 138 | Distributed_Solar |  |  | 0 | 0 | 0 | 0 | 0 | 0 | 0 | 0 | 0 | 5 | 3 | 4 | 2 | [14 empty] | 2 | 2 | 4 | 1 | 3 | 1 | 1 | 0
SCE Metro | Chevmain | 230 | Distributed_Solar |  |  | 0 | 0 | 0 | 0 | 0 | 0 | 0 | 0 | 0 | 1 | 1 | 1 | 1 | [14 empty] | 1 | 1 | 1 | 1 | 1 | 1 | 1 | 0
SDGE | Chicarita | 138 | Distributed_Solar |  |  | 0 | 0 | 0 | 0 | 0 | 0 | 0 | 0 | 0 | 4 | 4 | 1 | 1 | [14 empty] | 2 | 1 | 3 | 1 | 3 | 1 | 1 | 0
SCE Metro | Chino | 230 | Distributed_Solar |  |  | 0 | 0 | 0 | 0 | 0 | 0 | 0 | 0 | 0 | 1 | 1 | 1 | 1 | [14 empty] | 1 | 1 | 1 | 1 | 2 | 1+ | 1 | 1
PG&E FRESNO | Chowchilla | 115 | Distributed_Solar |  |  | 0 | 7.56 | 7.56 | 0 | 7.56 | 7.56 | 0 | 0 | 0 | 5 | 2 | 5 | 2 | [14 empty] | 1 | 1 | 1 | 2 | 2 | 1 | 1 | 1
PG&E GBA | Christie | 60 | Distributed_Solar |  |  | 0 | 0 | 0 | 0 | 0 | 0 | 0 | 0 | 0 | 5 | 2 | 1 | 1 | [14 empty] | 2 | 1 | 2 | 1 | 2 | 1 | 1 | 0
PG&E GBA | Christie | 115 | Distributed_Solar |  |  | 0 | 0 | 0 | 0 | 0 | 0 | 0 | 0 | 0 | 5 | 2 | 1 | 1 | [14 empty] | 2 | 1 | 2 | 1 | 2 | 1 | 1 | 0
SCE Eastern | Cielo Azul | 500 | Distributed_Solar |  |  | 0 | 0 | 0 | 0 | 0 | 0 | 0 | 0 | 0 | 5 | 4 | 4 | 2 | [14 empty] | 2 | 2 | 4 | 1 | 3 | 1 | 1 | 0
PG&E GBA | Clay | 60 | Distributed_Solar |  |  | 0 | 0 | 0 | 0 | 0 | 0 | 0 | 0 | 0 | 5 | 2 | 1 | 1 | [14 empty] | 2 | 1 | 3 | 1 | 3 | 1 | 1 | 0
PG&E GBA | Clayton | 115 | Distributed_Solar |  |  | 0 | 0 | 0 | 0 | 0 | 0 | 0 | 0 | 0 | 5 | 2 | 1 | 1 | [14 empty] | 2 | 1 | 4 | 1 | 2 | 1 | 1 | 0
PG&E NGBA | Cloverdale | 115 | Distributed_Solar |  |  | 0 | 0 | 0 | 0 | 0 | 0 | 0 | 0 | 0 | 5 | 2 | 1 | 1 | [14 empty] | 2 | 2 | 4 | 2 | 3 | 1 | 1 | 0
PG&E FRESNO | Clovis | 115 | Distributed_Solar |  |  | 0 | 0 | 0 | 0 | 0 | 0 | 0 | 0 | 0 | 5 | 2 | 5 | 2 | [14 empty] | 1 | 1 | 2 | 2 | 2 | 1 | 1 | 0
PG&E GBA | Coburn | 230 | Distributed_Solar |  |  | 0 | 0 | 0 | 0 | 0 | 0 | 0 | 0 | 0 | 5 | 2 | 5 | 2 | [14 empty] | 2 | 2 | 2 | 2 | 3 | 1 | 1 | 0
PG&E GBA | Coburn | 60 | Distributed_Solar |  |  | 0 | 0 | 0 | 0 | 0 | 0 | 0 | 0 | 0 | 5 | 2 | 5 | 2 | [14 empty] | 2 | 2 | 2 | 2 | 3 | 1 | 1 | 0
PG&E NGBA | Colgate | 230 | Distributed_Solar |  |  | 0 | 0 | 0 | 0 | 0 | 0 | 0 | 0 | 0 | 5 | 2 | 1 | 1 | [14 empty] | 2 | 1 | 4 | 1 | 3 | 1 | 1 | 0
PG&E GBA | Collierville | 230 | Distributed_Solar |  |  | 0 | 0 | 0 | 0 | 0 | 0 | 0 | 0 | 0 | 5 | 5 | 1 | 1 | [14 empty] | 2 | 1 | 4 | 1 | 3 | 1 | 1 | 0
PG&E GBA | Collinsville | 230 | Distributed_Solar |  |  | 0 | 0 | 0 | 0 | 0 | 0 | 0 | 0 | 0 | 5 | 2 | 1 | 1 | [14 empty] | 2 | 1 | 3 | 1 | 1 | 1 | 1 | 0
PG&E GBA | Collinsville | 500 | Distributed_Solar |  |  | 0 | 0 | 0 | 0 | 0 | 0 | 0 | 0 | 0 | 5 | 2 | 1 | 1 | [14 empty] | 2 | 1 | 3 | 1 | 1 | 1 | 1 | 0
SCE Eastern | Colorado River | 230 | Distributed_Solar |  |  | 0 | 0 | 0 | 0 | 0 | 0 | 0 | 0 | 0 | 4 | 4 | 3 | 2 | [14 empty] | 2 | 2 | 3 | 1 | 3 | 1 | 1 | 0
SCE Eastern | Colorado River | 500 | Distributed_Solar |  |  | 0 | 0 | 0 | 0 | 0 | 0 | 0 | 0 | 0 | 4 | 4 | 3 | 2 | [14 empty] | 2 | 2 | 3 | 1 | 3 | 1 | 1 | 0
PG&E KERN | Columbus | 115 | Distributed_Solar |  |  | 0 | 0 | 0 | 0 | 0 | 0 | 0 | 0 | 0 | 5 | 2 | 5 | 2 | [14 empty] | 1 | 1 | 2 | 1 | 2 | 1 | 1 | 0
PG&E GBA | Contra Costa | 115 | Distributed_Solar |  |  | 0 | 0 | 0 | 0 | 0 | 0 | 0 | 0 | 0 | 5 | 2 | 1 | 1 | [14 empty] | 2 | 1 | 2 | 1 | 2 | 1 | 1 | 0
PG&E GBA | Contra Costa | 230 | Distributed_Solar |  |  | 0 | 0 | 0 | 0 | 0 | 0 | 0 | 0 | 0 | 5 | 2 | 1 | 1 | [14 empty] | 2 | 1 | 2 | 1 | 2 | 1 | 1 | 0
PG&E GBA | Contra Costa PP | 230 | Distributed_Solar |  |  | 0 | 0 | 0 | 0 | 0 | 0 | 0 | 0 | 0 | 5 | 2 | 1 | 1 | [14 empty] | 2 | 1 | 1 | 1 | 2 | 1 | 1 | 0
SCE NOL | Control | 115 | Distributed_Solar |  |  | 0 | 0 | 0 | 0 | 0 | 0 | 0 | 0 | 0 | 5 | 5 | 3 | 3 | [14 empty] | 2 | 2 | 4 | 1 | 3 | 1 | 1 | 0
SCE NOL | Control | 55 | Distributed_Solar |  |  | 0 | 0 | 0 | 0 | 0 | 0 | 0 | 0 | 0 | 5 | 5 | 3 | 3 | [14 empty] | 2 | 2 | 4 | 1 | 3 | 1 | 1 | 0
PG&E GBA | Cooley Landing | 115 | Distributed_Solar |  |  | 0 | 0 | 0 | 0 | 0 | 0 | 0 | 0 | 0 | 5 | 2 | 1 | 1 | [14 empty] | 2 | 1 | 2 | 1 | 1 | 1 | 1 | 0
PG&E GBA | Cooley Landing | 60 | Distributed_Solar |  |  | 0 | 0 | 0 | 0 | 0 | 0 | 0 | 0 | 0 | 1 | 1 | 1 | 1 | [14 empty] | 2 | 1 | 2 | 1 | 1 | 1 | 1 | 0
SCE NOL | Coolwater | 230 | Distributed_Solar |  |  | 0 | 0 | 0 | 0 | 0 | 0 | 0 | 0 | 0 | 4 | 4 | 1 | 1 | [14 empty] | 2 | 1 | 2 | 1 | 1 | 1 | 1 | 0
SCE NOL | Coolwater | 115 | Distributed_Solar |  |  | 0 | 0 | 0 | 0 | 0 | 0 | 0 | 0 | 0 | 4 | 4 | 1 | 1 | 3 | [13 empty] | 2 | 1 | 2 | 1 | 1 | 4+ | 1 | 1
PG&E KERN | Copus | 70 | Distributed_Solar |  |  | 0 | 0 | 0 | 0 | 0 | 0 | 0 | 0 | 0 | 5 | 2 | 5 | 2 | [14 empty] | 1 | 1 | 3 | 1 | 1 | 1 | 1 | 0
PG&E FRESNO | Corcoran | 70 | Distributed_Solar |  |  | 0 | 0 | 0 | 0 | 0 | 0 | 0 | 0 | 0 | 5 | 2 | 5 | 2 | [14 empty] | 1 | 1 | 4 | 2 | 1 | 1 | 5 | 1
PG&E FRESNO | Corcoran | 115 | Distributed_Solar |  |  | 0 | 0 | 0 | 0 | 0 | 0 | 0 | 0 | 0 | 5 | 2 | 5 | 2 | [14 empty] | 1 | 1 | 4 | 2 | 1 | 1 | 1 | 0
PG&E NGBA | Corona | 115 | Distributed_Solar |  |  | 0 | 0 | 0 | 0 | 0 | 0 | 0 | 0 | 0 | 5 | 2 | 1 | 1 | [14 empty] | 2 | 1 | 3 | 2 | 3 | 1 | 1 | 0
PG&E NGBA | Cortina | 230 | Distributed_Solar |  |  | 0 | 0 | 0 | 0 | 0 | 0 | 0 | 0 | 0 | 5 | 2 | 1 | 1 | [14 empty] | 2 | 2 | 4 | 1 | 3 | 1 | 1 | 0
PG&E NGBA | Cortina | 115 | Distributed_Solar |  |  | 0 | 0 | 0 | 0 | 0 | 0 | 0 | 0 | 0 | 5 | 2 | 1 | 1 | 1 | [13 empty] | 2 | 2 | 4 | 1 | 3 | 1 | 1 | 0
PG&E GBA | Cottle | 230 | Distributed_Solar |  |  | 0 | 0 | 0 | 0 | 0 | 0 | 0 | 0 | 0 | 5 | 2 | 5 | 2 | 3 | [13 empty] | 1 | 1 | 3 | 2 | 1 | 1 | 1 | 0
PG&E NGBA | Cottonwood | 115 | Distributed_Solar |  |  | 0 | 0 | 0 | 0 | 0 | 0 | 0 | 0 | 0 | 5 | 2 | 1 | 1 | [14 empty] | 2 | 2 | 3 | 2 | 3 | 1 | 1 | 0
PG&E NGBA | Cottonwood | 230 | Distributed_Solar |  |  | 0 | 0 | 0 | 0 | 0 | 0 | 0 | 0 | 0 | 5 | 2 | 1 | 1 | [14 empty] | 2 | 2 | 3 | 2 | 3 | 1 | 1 | 0
PG&E NGBA | Cottonwood | 60 | Distributed_Solar |  |  | 0 | 0 | 0 | 0 | 0 | 0 | 0 | 0 | 0 | 5 | 2 | 1 | 1 | [14 empty] | 2 | 2 | 3 | 2 | 3 | 1 | 1 | 0
PG&E NGBA | Cove Road | 230 | Distributed_Solar |  |  | 0 | 0 | 0 | 0 | 0 | 0 | 0 | 0 | 0 | 5 | 2 | 1 | 1 | [14 empty] | 2 | 2 | 4 | 2 | 3 | 1 | 1 | 0
PG&E GBA | Coyote | 230 | Distributed_Solar |  |  | 0 | 0 | 0 | 0 | 0 | 0 | 0 | 0 | 0 | 1 | 1 | 1 | 1 | [14 empty] | 2 | 1 | 3 | 2 | 2 | 1 | 1 | 0
PG&E GBA | Crazy Horse Canyon | 115 | Distributed_Solar |  |  | 0 | 0 | 0 | 0 | 0 | 0 | 0 | 0 | 0 | 1 | 1 | 3 | 3 | [14 empty] | 2 | 2 | 4 | 2 | 3 | 1 | 1 | 0
SDGE | Creelman | 69 | Distributed_Solar |  |  | 0 | 0 | 0 | 0 | 0 | 0 | 0 | 0 | 0 | 4 | 4 | 1 | 1 | [14 empty] | 2 | 1 | 4 | 1 | 3 | 1+ | 1 | 1
PG&E FRESNO | Crescent | 70 | Distributed_Solar |  |  | 0 | 0 | 0 | 0 | 0 | 0 | 0 | 0 | 0 | 5 | 2 | 5 | 2 | [14 empty] | 1 | 1 | 3 | 2 | 1 | 1 | 1 | 0
PG&E FRESNO | Cressey | 115 | Distributed_Solar |  |  | 0 | 0 | 0 | 0 | 0 | 0 | 0 | 0 | 0 | 5 | 2 | 5 | 2 | [14 empty] | 1 | 1 | 3 | 2 | 1 | 1 | 1 | 0
PG&E NGBA | Cresta | 230 | Distributed_Solar |  |  | 0 | 0 | 0 | 0 | 0 | 0 | 0 | 0 | 0 | 5 | 5 | 3 | 3 | [14 empty] | 2 | 1 | 4 | 2 | 3 | 1 | 1 | 0
SDGE | Crestwood | 69 | Distributed_Solar |  |  | 0 | 0 | 0 | 0 | 0 | 0 | 0 | 0 | 0 | 4 | 4 | 1 | 1 | [14 empty] | 2 | 1 | 4 | 1 | 3 | 1 | 1 | 0
PG&E GBA | Crow Creek | 60 | Distributed_Solar |  |  | 0 | 0 | 0 | 0 | 0 | 0 | 0 | 0 | 0 | 5 | 5 | 1 | 1 | [14 empty] | 1 | 1 | 4 | 2 | 1 | 1 | 1 | 0
PG&E GBA | Crows Landing | 60 | Distributed_Solar |  |  | 0 | 0 | 0 | 0 | 0 | 0 | 0 | 0 | 0 | 5 | 5 | 1 | 1 | [14 empty] | 1 | 1 | 4 | 2 | 1 | 1 | 1 | 0
PG&E GBA | Curtis | 115 | Distributed_Solar |  |  | 0 | 0 | 0 | 0 | 0 | 0 | 0 | 0 | 0 | 5 | 5 | 1 | 1 | [14 empty] | 2 | 1 | 4 | 1 | 3 | 1 | 1 | 0
PG&E FRESNO | Dairyland | 115 | Distributed_Solar |  |  | 0 | 0 | 0 | 0 | 0 | 0 | 0 | 0 | 0 | 5 | 2 | 5 | 2 | [14 empty] | 1 | 1 | 3 | 2 | 1 | 1 | 5 | 1
PG&E NGBA | Davis | 115 | Distributed_Solar |  |  | 0 | 0 | 0 | 0 | 0 | 0 | 0 | 0 | 0 | 5 | 2 | 1 | 1 | 3 | [13 empty] | 2 | 1 | 4 | 2 | 3 | 1 | 1 | 0
SCE Metro | Del Amo | 500 | Distributed_Solar |  |  | 0 | 0 | 0 | 0 | 0 | 0 | 0 | 0 | 0 | 1 | 1 | 1 | 1 | [14 empty] | 1 | 1 | 3 | 1 | 2 | 1 | 1 | 0
SCE Metro | Del Amo | 230 | Distributed_Solar |  |  | 0 | 0 | 0 | 0 | 0 | 0 | 0 | 0 | 0 | 1 | 1 | 1 | 1 | [14 empty] | 1 | 1 | 3 | 1 | 2 | 1 | 1 | 0
SCE Eastern | Delaney | 500 | Distributed_Solar |  |  | 0 | 0 | 0 | 0 | 0 | 0 | 0 | 0 | 0 | 5 | 4 | 4 | 2 | [14 empty] | 2 | 1 | 4 | 2 | 3 | 1 | 1 | 0
PG&E NGBA | Delevan | 230 | Distributed_Solar |  |  | 0 | 0 | 0 | 0 | 0 | 0 | 0 | 0 | 0 | 5 | 2 | 1 | 1 | [14 empty] | 2 | 2 | 1 | 1 | 3 | 1 | 1 | 0
PG&E GBA | Delta PP | 230 | Distributed_Solar |  |  | 0 | 0 | 0 | 0 | 0 | 0 | 0 | 0 | 0 | 5 | 2 | 1 | 1 | [14 empty] | 2 | 1 | 3 | 1 | 2 | 1 | 1 | 0
EOP | Desert View | 230 | Distributed_Solar |  |  | 0 | 0 | 0 | 0 | 0 | 0 | 0 | 0 | 0 | 5 | 3 | 4 | 2 | [14 empty] | 2 | 1 | 4 | 1 | 3 | 1 | 1 | 0
SCE Eastern | Devers | 230 | Distributed_Solar |  |  | 0 | 0 | 0 | 0 | 0 | 0 | 0 | 0 | 0 | 5 | 5 | 1 | 1 | 5 | [13 empty] | 2 | 1 | 1 | 1 | 3 | 4+ | 1 | 1
SCE Eastern | Devers | 500 | Distributed_Solar |  |  | 0 | 0 | 0 | 0 | 0 | 0 | 0 | 0 | 0 | 5 | 5 | 1 | 1 | [14 empty] | 2 | 1 | 1 | 1 | 3 | 1 | 1 | 0
PG&E KERN | Diablo Canyon | 230 | Distributed_Solar |  |  | 0 | 0 | 0 | 0 | 0 | 0 | 0 | 0 | 0 | 5 | 2 | 5 | 2 | [14 empty] | 2 | 2 | 4 | 2 | 3 | 1 | 1 | 0
PG&E KERN | Diablo Canyon | 500 | Distributed_Solar |  |  | 0 | 0 | 0 | 0 | 0 | 0 | 0 | 0 | 0 | 5 | 2 | 4 | 2 | [14 empty] | 2 | 2 | 4 | 2 | 3 | 1 | 1 | 0
PG&E KERN | Divide | 115 | Distributed_Solar |  |  | 0 | 0 | 0 | 0 | 0 | 0 | 0 | 0 | 0 | 5 | 2 | 5 | 2 | [14 empty] | 2 | 2 | 4 | 1 | 2 | 1 | 1 | 0
PG&E GBA | Dixon Landing | 115 | Distributed_Solar |  |  | 0 | 0 | 0 | 0 | 0 | 0 | 0 | 0 | 0 | 1 | 1 | 1 | 1 | [14 empty] | 2 | 1 | 2 | 1 | 2 | 1 | 4 | 1
PG&E FRESNO | Dos Amigos | 230 | Distributed_Solar |  |  | 0 | 3 | 3 | 0 | 3 | 3 | 0 | 0 | 0 | 5 | 2 | 5 | 2 | [14 empty] | 1 | 1 | 4 | 2 | 1 | 1 | 1 | 1
PG&E NGBA | Drum | 115 | Distributed_Solar |  |  | 0 | 0 | 0 | 0 | 0 | 0 | 0 | 0 | 0 | 5 | 5 | 3 | 3 | [14 empty] | 2 | 1 | 4 | 2 | 3 | 1 | 1 | 0
PG&E GBA | Dumbarton | 115 | Distributed_Solar |  |  | 0 | 0 | 0 | 0 | 0 | 0 | 0 | 0 | 0 | 5 | 2 | 1 | 1 | [14 empty] | 2 | 1 | 3 | 1 | 2 | 1 | 5 | 1
SCE NOL | Dunn Siding | 115 | Distributed_Solar |  |  | 0 | 0 | 0 | 0 | 0 | 0 | 0 | 0 | 0 | 4 | 4 | 1 | 1 | [14 empty] | 2 | 1 | 4 | 1 | 1 | 1 | 1 | 0
SCE Eastern | Eagle Mountain | 230 | Distributed_Solar |  |  | 0 | 0 | 0 | 0 | 0 | 0 | 0 | 0 | 0 | 5 | 5 | 4 | 4 | [14 empty] | 2 | 2 | 4 | 1 | 3 | 1 | 1 | 0
PG&E NGBA | Eagle Rock (PGE) | 60 | Distributed_Solar |  |  | 0 | 0 | 0 | 0 | 0 | 0 | 0 | 0 | 0 | 5 | 2 | 1 | 1 | [14 empty] | 2 | 2 | 4 | 2 | 3 | 1 | 1 | 0
PG&E NGBA | Eagle Rock (PGE) | 115 | Distributed_Solar |  |  | 0 | 0 | 0 | 0 | 0 | 0 | 0 | 0 | 0 | 5 | 2 | 1 | 1 | [14 empty] | 2 | 2 | 4 | 2 | 3 | 1 | 1 | 0
SCE Metro | Eagle Rock (SCE) | 230 | Distributed_Solar |  |  | 0 | 0 | 0 | 0 | 0 | 0 | 0 | 0 | 0 | 1 | 1 | 1 | 1 | [14 empty] | 1 | 1 | 2 | 1 | 2 | 1 | 1 | 0
PG&E NGBA | East Marysville | 115 | Distributed_Solar |  |  | 0 | 0 | 0 | 0 | 0 | 0 | 0 | 0 | 0 | 5 | 2 | 1 | 1 | [14 empty] | 2 | 2 | 2 | 1 | 2 | 1 | 1 | 0
PG&E NGBA | East Nicolaus | 115 | Distributed_Solar |  |  | 0 | 0 | 0 | 0 | 0 | 0 | 0 | 0 | 0 | 5 | 2 | 1 | 1 | [14 empty] | 2 | 1 | 4 | 1 | 3 | 1 | 1 | 0
PG&E NGBA | East Nicolaus | 60 | Distributed_Solar |  |  | 0 | 0 | 0 | 0 | 0 | 0 | 0 | 0 | 0 | 5 | 2 | 1 | 1 | [14 empty] | 2 | 1 | 4 | 1 | 3 | 1 | 1 | 0
PG&E GBA | Eastshore | 115 | Distributed_Solar |  |  | 0 | 0 | 0 | 0 | 0 | 0 | 0 | 0 | 0 | 5 | 2 | 1 | 1 | [14 empty] | 2 | 1 | 2 | 1 | 1 | 1 | 1 | 0
PG&E GBA | Eastshore | 230 | Distributed_Solar |  |  | 0 | 0 | 0 | 0 | 0 | 0 | 0 | 0 | 0 | 5 | 2 | 1 | 1 | [14 empty] | 2 | 1 | 2 | 1 | 1 | 1 | 1 | 0
SDGE | ECO | 138 | Distributed_Solar |  |  | 0 | 0 | 0 | 0 | 0 | 0 | 0 | 0 | 0 | 4 | 4 | 1 | 1 | [14 empty] | 2 | 1 | 4 | 1 | 3 | 1 | 1 | 0
SDGE | ECO | 230 | Distributed_Solar |  |  | 0 | 0 | 0 | 0 | 0 | 0 | 0 | 0 | 0 | 4 | 4 | 1 | 1 | [14 empty] | 2 | 1 | 4 | 1 | 3 | 1 | 1 | 0
SDGE | ECO | 500 | Distributed_Solar |  |  | 0 | 0 | 0 | 0 | 0 | 0 | 0 | 0 | 0 | 4 | 4 | 1 | 1 | [14 empty] | 2 | 1 | 4 | 1 | 3 | 1 | 1 | 0
PG&E GBA | Edenvale | 115 | Distributed_Solar |  |  | 0 | 0 | 0 | 0 | 0 | 0 | 0 | 0 | 0 | 1 | 1 | 1 | 1 | [14 empty] | 2 | 1 | 2 | 2 | 2 | 1 | 1 | 0
PG&E GBA | Edes | 115 | Distributed_Solar |  |  | 0 | 0 | 0 | 0 | 0 | 0 | 0 | 0 | 0 | 5 | 2 | 1 | 1 | [14 empty] | 2 | 1 | 3 | 1 | 1 | 1 | 5 | 1
PG&E GBA | Eight Mile | 230 | Distributed_Solar |  |  | 0 | 0 | 0 | 0 | 0 | 0 | 0 | 0 | 0 | 5 | 2 | 1 | 1 | [14 empty] | 1 | 1 | 2 | 2 | 1 | 1 | 1 | 0
SDGE | El Cajon | 69 | Distributed_Solar |  |  | 0 | 0 | 0 | 0 | 0 | 0 | 0 | 0 | 0 | 4 | 4 | 1 | 1 | [14 empty] | 2 | 1 | 2 | 1 | 1 | 1+ | 1 | 1
SCE Eastern | El Casco | 230 | Distributed_Solar |  |  | 0 | 0 | 0 | 0 | 0 | 0 | 0 | 0 | 0 | 5 | 5 | 1 | 1 | [14 empty] | 1 | 1 | 4 | 1 | 2 | 1 | 1 | 0
PG&E GBA | El Cerrito G | 115 | Distributed_Solar |  |  | 0 | 0 | 0 | 0 | 0 | 0 | 0 | 0 | 0 | 5 | 2 | 1 | 1 | [14 empty] | 2 | 1 | 2 | 1 | 2 | 1 | 1 | 0
PG&E NGBA | El Dorado PH | 115 | Distributed_Solar |  |  | 0 | 0 | 0 | 0 | 0 | 0 | 0 | 0 | 0 | 5 | 2 | 1 | 1 | [14 empty] | 2 | 1 | 4 | 2 | 3 | 1 | 1 | 0
PG&E FRESNO | El Nido (PGE) | 115 | Distributed_Solar |  |  | 0 | 3 | 3 | 0 | 3 | 3 | 0 | 0 | 0 | 5 | 2 | 5 | 2 | [14 empty] | 1 | 1 | 4 | 2 | 1 | 1 | 1 | 1
SCE Metro | El Nido (SCE) | 230 | Distributed_Solar |  |  | 0 | 0 | 0 | 0 | 0 | 0 | 0 | 0 | 0 | 1 | 1 | 1 | 1 | [14 empty] | 1 | 1 | 2 | 1 | 2 | 1 | 1 | 0
PG&E GBA | El Patio | 115 | Distributed_Solar |  |  | 0 | 0 | 0 | 0 | 0 | 0 | 0 | 0 | 0 | 1 | 1 | 1 | 1 | [14 empty] | 2 | 1 | 3 | 2 | 2 | 1 | 1 | 0
SCE Metro | El Segundo | 230 | Distributed_Solar |  |  | 0 | 0 | 0 | 0 | 0 | 0 | 0 | 0 | 0 | 1 | 1 | 1 | 1 | [14 empty] | 1 | 1 | 1 | 1 | 1 | 1 | 1 | 0
EOP | Eldorado | 230 | Distributed_Solar |  |  | 0 | 0 | 0 | 0 | 0 | 0 | 0 | 0 | 0 | 5 | 3 | 4 | 2 | [14 empty] | 2 | 2 | 2 | 1 | 3 | 1 | 1 | 0
EOP | Eldorado | 500 | Distributed_Solar |  |  | 0 | 0 | 0 | 0 | 0 | 0 | 0 | 0 | 0 | 5 | 2 | 4 | 2 | [14 empty] | 2 | 2 | 2 | 1 | 3 | 1 | 1 | 0
SCE Northern | Elizabeth Lake | 66 | Distributed_Solar |  |  | 0 | 0 | 0 | 0 | 0 | 0 | 0 | 0 | 0 | 5 | 2 | 4 | 2 | [14 empty] | 1 | 1 | 3 | 1 | 3 | 1 | 1 | 0
PG&E KERN | Elk Hills | 230 | Distributed_Solar |  |  | 0 | 0 | 0 | 0 | 0 | 0 | 0 | 0 | 0 | 5 | 2 | 5 | 2 | [14 empty] | 1 | 1 | 3 | 1 | 1 | 1 | 4 | 1
SDGE | Elliot | 69 | Distributed_Solar |  |  | 0 | 0 | 0 | 0 | 0 | 0 | 0 | 0 | 0 | 4 | 4 | 1 | 1 | [14 empty] | 2 | 1 | 2 | 1 | 2 | 1 | 1 | 0
SCE Metro | Ellis | 230 | Distributed_Solar |  |  | 0 | 0 | 0 | 0 | 0 | 0 | 0 | 0 | 0 | 1 | 1 | 1 | 1 | [14 empty] | 1 | 1 | 2 | 1 | 2 | 1 | 1 | 0
SDGE | Encina | 138 | Distributed_Solar |  |  | 0 | 0 | 0 | 0 | 0 | 0 | 0 | 0 | 0 | 4 | 4 | 1 | 1 | [14 empty] | 2 | 1 | 1 | 1 | 3 | 1 | 1 | 0
SDGE | Encina | 230 | Distributed_Solar |  |  | 0 | 0 | 0 | 0 | 0 | 0 | 0 | 0 | 0 | 4 | 4 | 1 | 1 | [14 empty] | 2 | 1 | 1 | 1 | 3 | 1 | 1 | 0
SDGE | Escondido | 230 | Distributed_Solar |  |  | 0 | 0 | 0 | 0 | 0 | 0 | 0 | 0 | 0 | 4 | 4 | 1 | 1 | [14 empty] | 2 | 1 | 1 | 1 | 3 | 1 | 1 | 0
SDGE | Escondido | 69 | Distributed_Solar |  |  | 0 | 0 | 0 | 0 | 0 | 0 | 0 | 0 | 0 | 4 | 4 | 1 | 1 | [14 empty] | 2 | 1 | 1 | 1 | 3 | 1 | 1 | 0
PG&E KERN | Estrella | 230 | Distributed_Solar |  |  | 0 | 0 | 0 | 0 | 0 | 0 | 0 | 0 | 0 | 5 | 2 | 5 | 2 | [14 empty] | 2 | 2 | 4 | 2 | 3 | 1 | 1 | 0
SCE Eastern | Etiwanda | 230 | Distributed_Solar |  |  | 0 | 0 | 0 | 0 | 0 | 0 | 0 | 0 | 0 | 5 | 5 | 1 | 1 | [14 empty] | 1 | 1 | 2 | 1 | 1 | 1 | 1 | 0
PG&E GBA | Evergreen | 115 | Distributed_Solar |  |  | 0 | 0 | 0 | 0 | 0 | 0 | 0 | 0 | 0 | 1 | 1 | 1 | 1 | [14 empty] | 2 | 1 | 2 | 2 | 2 | 1 | 1 | 0
PG&E GBA | Evergreen | 60 | Distributed_Solar |  |  | 0 | 0 | 0 | 0 | 0 | 0 | 0 | 0 | 0 | 1 | 1 | 1 | 1 | [14 empty] | 2 | 1 | 2 | 2 | 2 | 1 | 1 | 0
PG&E FRESNO | Excelsior | 115 | Distributed_Solar |  |  | 0 | 0 | 0 | 0 | 0 | 0 | 0 | 0 | 0 | 5 | 2 | 5 | 2 | [14 empty] | 1 | 1 | 4 | 2 | 1 | 1 | 1 | 0
PG&E FRESNO | Exchequer | 115 | Distributed_Solar |  |  | 0 | 0 | 0 | 0 | 0 | 0 | 0 | 0 | 0 | 5 | 2 | 5 | 2 | [14 empty] | 2 | 1 | 4 | 1 | 2 | 1 | 1 | 0
PG&E KERN | Fairway | 115 | Distributed_Solar |  |  | 0 | 0 | 0 | 0 | 0 | 0 | 0 | 0 | 0 | 5 | 2 | 5 | 2 | [14 empty] | 2 | 2 | 3 | 1 | 2 | 1 | 1 | 0
PG&E KERN | Famoso | 115 | Distributed_Solar |  |  | 0 | 0 | 0 | 0 | 0 | 0 | 0 | 0 | 0 | 5 | 2 | 5 | 2 | [14 empty] | 1 | 1 | 4 | 1 | 1 | 1 | 4 | 1
PG&E NGBA | Fern Road | 500 | Distributed_Solar |  |  | 0 | 0 | 0 | 0 | 0 | 0 | 0 | 0 | 0 | 5 | 2 | 1 | 1 | [14 empty] | 2 | 2 | 4 | 2 | 3 | 1 | 1 | 0
PG&E GBA | Fibreboard (SPI Sonora) | 115 | Distributed_Solar |  |  | 0 | 0 | 0 | 0 | 0 | 0 | 0 | 0 | 0 | 5 | 5 | 1 | 1 | [14 empty] | 2 | 1 | 2 | 1 | 2 | 1 | 1 | 0
PG&E FRESNO | Figarden | 230 | Distributed_Solar |  |  | 0 | 0 | 0 | 0 | 0 | 0 | 0 | 0 | 0 | 5 | 2 | 5 | 2 | [14 empty] | 1 | 1 | 3 | 2 | 2 | 1 | 1 | 0
PG&E FRESNO | Fink | 230 | Distributed_Solar |  |  | 0 | 0 | 0 | 0 | 0 | 0 | 0 | 0 | 0 | 1 | 1 | 1 | 1 | [14 empty] | 1 | 1 | 4 | 2 | 1 | 1 | 1 | 0
PG&E NGBA | Fitch Mountain | 60 | Distributed_Solar |  |  | 0 | 0 | 0 | 0 | 0 | 0 | 0 | 0 | 0 | 5 | 2 | 1 | 1 | [14 empty] | 2 | 2 | 4 | 2 | 3 | 1 | 1 | 0
PG&E GBA | FMC | 115 | Distributed_Solar |  |  | 0 | 0 | 0 | 0 | 0 | 0 | 0 | 0 | 0 | 1 | 1 | 1 | 1 | [14 empty] | 2 | 1 | 2 | 2 | 2 | 1 | 1 | 0
PG&E GBA | Fremont | 115 | Distributed_Solar |  |  | 0 | 0 | 0 | 0 | 0 | 0 | 0 | 0 | 0 | 1 | 1 | 1 | 1 | [14 empty] | 2 | 1 | 3 | 1 | 2 | 1 | 1 | 0
PG&E GBA | French Camp | 60 | Distributed_Solar |  |  | 0 | 0 | 0 | 0 | 0 | 0 | 0 | 0 | 0 | 5 | 2 | 1 | 1 | [14 empty] | 1 | 1 | 3 | 2 | 1 | 1 | 1 | 0
PG&E GBA | Frogtown | 115 | Distributed_Solar |  |  | 0 | 0 | 0 | 0 | 0 | 0 | 0 | 0 | 0 | 5 | 2 | 1 | 1 | [14 empty] | 2 | 1 | 4 | 1 | 3 | 1 | 1 | 0
PG&E NGBA | Fulton | 115 | Distributed_Solar |  |  | 0 | 0 | 0 | 0 | 0 | 0 | 0 | 0 | 0 | 5 | 2 | 1 | 1 | [14 empty] | 2 | 1 | 3 | 2 | 2 | 1 | 1 | 0
PG&E NGBA | Fulton | 230 | Distributed_Solar |  |  | 0 | 0 | 0 | 0 | 0 | 0 | 0 | 0 | 0 | 5 | 2 | 1 | 1 | [14 empty] | 2 | 1 | 3 | 2 | 2 | 1 | 1 | 0
PG&E NGBA | Fulton | 60 | Distributed_Solar |  |  | 0 | 0 | 0 | 0 | 0 | 0 | 0 | 0 | 0 | 5 | 2 | 1 | 1 | [14 empty] | 2 | 1 | 3 | 2 | 2 | 1 | 1 | 0
PG&E KERN | Ganso | 115 | Distributed_Solar |  |  | 0 | 0 | 0 | 0 | 0 | 0 | 0 | 0 | 0 | 5 | 2 | 5 | 2 | [14 empty] | 1 | 1 | 3 | 1 | 1 | 1 | 4 | 1
PG&E FRESNO | Gates | 230 | Distributed_Solar |  |  | 0 | 3 | 3 | 0 | 3 | 3 | 0 | 0 | 0 | 5 | 2 | 5 | 2 | 4 | [13 empty] | 1 | 1 | 3 | 2 | 1 | 1 | 1 | 1
PG&E FRESNO | Gates | 500 | Distributed_Solar |  |  | 0 | 0 | 0 | 0 | 0 | 0 | 0 | 0 | 0 | 5 | 2 | 5 | 2 | [14 empty] | 1 | 1 | 3 | 2 | 1 | 1 | 1 | 0
PG&E NGBA | Geysers 12 | 230 | Distributed_Solar |  |  | 0 | 0 | 0 | 0 | 0 | 0 | 0 | 0 | 0 | 5 | 2 | 1 | 1 | [14 empty] | 2 | 2 | 4 | 2 | 3 | 1 | 1 | 0
PG&E NGBA | Geysers 17 | 230 | Distributed_Solar |  |  | 0 | 0 | 0 | 0 | 0 | 0 | 0 | 0 | 0 | 5 | 2 | 1 | 1 | [14 empty] | 2 | 2 | 4 | 2 | 3 | 1 | 1 | 0
PG&E NGBA | Geysers 3 | 115 | Distributed_Solar |  |  | 0 | 0 | 0 | 0 | 0 | 0 | 0 | 0 | 0 | 5 | 2 | 1 | 1 | [14 empty] | 2 | 2 | 4 | 2 | 3 | 1 | 1 | 0
PG&E NGBA | Glenn | 230 | Distributed_Solar |  |  | 0 | 0 | 0 | 0 | 0 | 0 | 0 | 0 | 0 | 5 | 2 | 1 | 1 | [14 empty] | 2 | 2 | 4 | 1 | 3 | 1 | 1 | 0
PG&E NGBA | Glenn | 60 | Distributed_Solar |  |  | 0 | 0 | 0 | 0 | 0 | 0 | 0 | 0 | 0 | 5 | 2 | 1 | 1 | [14 empty] | 2 | 2 | 4 | 1 | 3 | 1 | 1 | 0
PG&E NGBA | Gold Hill | 115 | Distributed_Solar |  |  | 0 | 0 | 0 | 0 | 0 | 0 | 0 | 0 | 0 | 5 | 2 | 1 | 1 | [14 empty] | 2 | 1 | 4 | 2 | 3 | 1 | 1 | 0
PG&E NGBA | Gold Hill | 230 | Distributed_Solar |  |  | 0 | 0 | 0 | 0 | 0 | 0 | 0 | 0 | 0 | 5 | 2 | 1 | 1 | [14 empty] | 2 | 1 | 4 | 2 | 3 | 1 | 1 | 0
SCE Northern | Goleta | 230 | Distributed_Solar |  |  | 0 | 0 | 0 | 0 | 0 | 0 | 0 | 0 | 0 | 5 | 2 | 4 | 2 | [14 empty] | 2 | 2 | 2 | 1 | 2 | 1 | 1 | 0
SCE Metro | Goodrich | 230 | Distributed_Solar |  |  | 0 | 0 | 0 | 0 | 0 | 0 | 0 | 0 | 0 | 1 | 1 | 1 | 1 | [14 empty] | 1 | 1 | 3 | 1 | 2 | 1 | 1 | 0
PG&E KERN | Goose Lake | 115 | Distributed_Solar |  |  | 0 | 0 | 0 | 0 | 0 | 0 | 0 | 0 | 0 | 5 | 2 | 5 | 2 | [14 empty] | 1 | 1 | 2 | 1 | 1 | 1 | 1 | 0
SCE Metro | Gould | 230 | Distributed_Solar |  |  | 0 | 0 | 0 | 0 | 0 | 0 | 0 | 0 | 0 | 1 | 1 | 1 | 1 | [14 empty] | 1 | 1 | 4 | 1 | 2 | 1 | 1 | 0
PG&E NGBA | Grand Island | 115 | Distributed_Solar |  |  | 0 | 2.73 | 2.73 | 0 | 2.73 | 2.73 | 0 | 0 | 0 | 5 | 2 | 1 | 1 | [14 empty] | 2 | 1 | 4 | 2 | 2 | 1 | 1 | 1
SDGE | Granite | 69 | Distributed_Solar |  |  | 0 | 0 | 0 | 0 | 0 | 0 | 0 | 0 | 0 | 4 | 4 | 1 | 1 | [14 empty] | 2 | 1 | 2 | 2 | 2 | 1 | 1 | 0
PG&E GBA | Grant | 115 | Distributed_Solar |  |  | 0 | 0 | 0 | 0 | 0 | 0 | 0 | 0 | 0 | 5 | 2 | 1 | 1 | [14 empty] | 2 | 1 | 2 | 1 | 2 | 1 | 1 | 0
PG&E GBA | Green Valley | 115 | Distributed_Solar |  |  | 0 | 0 | 0 | 0 | 0 | 0 | 0 | 0 | 0 | 1 | 1 | 3 | 3 | [14 empty] | 2 | 2 | 3 | 2 | 2 | 1 | 1 | 0
PG&E NGBA | Greenleaf 1 | 115 | Distributed_Solar |  |  | 0 | 0 | 0 | 0 | 0 | 0 | 0 | 0 | 0 | 5 | 2 | 1 | 1 | [14 empty] | 2 | 2 | 1 | 1 | 3 | 1 | 1 | 0
PG&E FRESNO | Gregg | 230 | Distributed_Solar |  |  | 0 | 0 | 0 | 0 | 0 | 0 | 0 | 0 | 0 | 5 | 2 | 5 | 2 | [14 empty] | 1 | 1 | 3 | 2 | 1 | 1 | 1 | 0
PG&E FRESNO | Grimmway-Malaga | 115 | Distributed_Solar |  |  | 0 | 0 | 0 | 0 | 0 | 0 | 0 | 0 | 0 | 5 | 2 | 5 | 2 | [14 empty] | 1 | 1 | 2 | 1 | 1 | 1 | 1 | 0
PG&E NGBA | Grizzly | 230 | Distributed_Solar |  |  | 0 | 0 | 0 | 0 | 0 | 0 | 0 | 0 | 0 | 5 | 5 | 3 | 3 | [14 empty] | 2 | 2 | 4 | 1 | 3 | 1 | 1 | 0
PG&E FRESNO | Guernsey | 70 | Distributed_Solar |  |  | 0 | 0 | 0 | 0 | 0 | 0 | 0 | 0 | 0 | 5 | 2 | 5 | 2 | [14 empty] | 1 | 1 | 3 | 2 | 1 | 1 | 5 | 1
PG&E FRESNO | GWF Hanford | 115 | Distributed_Solar |  |  | 0 | 0 | 0 | 0 | 0 | 0 | 0 | 0 | 0 | 5 | 2 | 5 | 2 | [14 empty] | 2 | 1 | 2 | 1 | 1 | 1 | 1 | 0
PG&E FRESNO | Haas | 230 | Distributed_Solar |  |  | 0 | 0 | 0 | 0 | 0 | 0 | 0 | 0 | 0 | 5 | 2 | 5 | 2 | [14 empty] | 1 | 1 | 4 | 2 | 3 | 1 | 1 | 0
PG&E FRESNO | Hammonds | 115 | Distributed_Solar |  |  | 0 | 0 | 0 | 0 | 0 | 0 | 0 | 0 | 0 | 5 | 2 | 5 | 2 | [14 empty] | 1 | 1 | 2 | 2 | 1 | 1 | 1 | 0
SCE Metro | HarborGen | 230 | Distributed_Solar |  |  | 0 | 0 | 0 | 0 | 0 | 0 | 0 | 0 | 0 | 1 | 1 | 1 | 1 | [14 empty] | 1 | 1 | 2 | 1 | 1 | 1 | 1 | 0
PG&E NGBA | Harris | 60 | Distributed_Solar |  |  | 0 | 0 | 0 | 0 | 0 | 0 | 0 | 0 | 0 | 5 | 2 | 1 | 1 | [14 empty] | 2 | 2 | 2 | 2 | 3 | 1 | 1 | 0
EOP | Harry Allen | 500 | Distributed_Solar |  |  | 0 | 0 | 0 | 0 | 0 | 0 | 0 | 0 | 0 | 5 | 3 | 4 | 2 | [14 empty] | 2 | 2 | 4 | 1 | 3 | 1 | 1 | 0
PG&E NGBA | Hartley | 60 | Distributed_Solar |  |  | 0 | 0 | 0 | 0 | 0 | 0 | 0 | 0 | 0 | 5 | 2 | 1 | 1 | [14 empty] | 2 | 2 | 4 | 2 | 3 | 1 | 1 | 0
SCE NOL | Harvard | 115 | Distributed_Solar |  |  | 0 | 0 | 0 | 0 | 0 | 0 | 0 | 0 | 0 | 4 | 4 | 1 | 1 | [14 empty] | 2 | 1 | 4 | 1 | 1 | 1 | 1 | 0
SDGE | Hassayampa | 500 | Distributed_Solar |  |  | 0 | 0 | 0 | 0 | 0 | 0 | 0 | 0 | 0 | 5 | 4 | 4 | 2 | [14 empty] | 2 | 1 | 4 | 2 | 3 | 1 | 1 | 0
PG&E FRESNO | Helm | 230 | Distributed_Solar |  |  | 0 | 0 | 0 | 0 | 0 | 0 | 0 | 0 | 0 | 5 | 2 | 5 | 2 | [14 empty] | 1 | 1 | 2 | 2 | 1 | 1 | 1 | 0
PG&E FRESNO | Helm | 70 | Distributed_Solar |  |  | 0 | 0 | 0 | 0 | 0 | 0 | 0 | 0 | 0 | 5 | 2 | 5 | 2 | [14 empty] | 1 | 1 | 2 | 2 | 1 | 1 | 1 | 0
PG&E FRESNO | Henrietta | 115 | Distributed_Solar |  |  | 0 | 0 | 0 | 0 | 0 | 0 | 0 | 0 | 0 | 5 | 2 | 5 | 2 | [14 empty] | 1 | 1 | 1 | 2 | 1 | 1 | 1 | 0
PG&E FRESNO | Henrietta | 230 | Distributed_Solar |  |  | 0 | 0 | 0 | 0 | 0 | 0 | 0 | 0 | 0 | 5 | 2 | 5 | 2 | 3 | [13 empty] | 1 | 1 | 1 | 2 | 1 | 1 | 1 | 0
PG&E FRESNO | Henrietta | 70 | Distributed_Solar |  |  | 0 | 0 | 0 | 0 | 0 | 0 | 0 | 0 | 0 | 5 | 2 | 5 | 2 | [14 empty] | 1 | 1 | 1 | 2 | 1 | 1 | 5 | 1
PG&E FRESNO | Herndon | 115 | Distributed_Solar |  |  | 0 | 0 | 0 | 0 | 0 | 0 | 0 | 0 | 0 | 5 | 2 | 5 | 2 | [14 empty] | 1 | 1 | 3 | 2 | 1 | 1 | 1 | 0
PG&E FRESNO | Herndon | 230 | Distributed_Solar |  |  | 0 | 0 | 0 | 0 | 0 | 0 | 0 | 0 | 0 | 5 | 2 | 5 | 2 | [14 empty] | 1 | 1 | 3 | 2 | 1 | 1 | 1 | 0
PG&E GBA | Hicks | 230 | Distributed_Solar |  |  | 0 | 0 | 0 | 0 | 0 | 0 | 0 | 0 | 0 | 1 | 1 | 1 | 1 | [14 empty] | 2 | 1 | 4 | 2 | 2 | 1 | 1 | 0
PG&E NGBA | Higgins | 115 | Distributed_Solar |  |  | 0 | 0 | 0 | 0 | 0 | 0 | 0 | 0 | 0 | 5 | 2 | 1 | 1 | [14 empty] | 2 | 1 | 4 | 1 | 3 | 1 | 1 | 0
PG&E NGBA | Hilltop | 345 | Distributed_Solar |  |  | 0 | 0 | 0 | 0 | 0 | 0 | 0 | 0 | 0 | 5 | 2 | 1 | 1 | [14 empty] | 2 | 2 | 4 | 1 | 3 | 1 | 1 | 0
SCE Metro | Hinson | 230 | Distributed_Solar |  |  | 0 | 0.68 | 0.68 | 0 | 0.68 | 0.68 | 0 | 0 | 0 | 1 | 1 | 1 | 1 | [14 empty] | 1 | 1 | 2 | 1 | 1 | 1 | 4 | 1
PG&E GBA | Hollister | 115 | Distributed_Solar |  |  | 0 | 0 | 0 | 0 | 0 | 0 | 0 | 0 | 0 | 1 | 1 | 3 | 3 | 3 | [13 empty] | 2 | 2 | 4 | 2 | 3 | 1 | 1 | 0
PG&E NGBA | Homestake | 115 | Distributed_Solar |  |  | 0 | 0 | 0 | 0 | 0 | 0 | 0 | 0 | 0 | 5 | 2 | 1 | 1 | [14 empty] | 2 | 1 | 4 | 2 | 3 | 1 | 1 | 0
PG&E NGBA | Honcut | 115 | Distributed_Solar |  |  | 0 | 0 | 0 | 0 | 0 | 0 | 0 | 0 | 0 | 5 | 2 | 1 | 1 | [14 empty] | 2 | 1 | 4 | 2 | 3 | 1 | 1 | 0
SDGE | Hoodoo Wash | 500 | Distributed_Solar |  |  | 0 | 0 | 0 | 0 | 0 | 0 | 0 | 0 | 0 | 5 | 4 | 4 | 2 | [14 empty] | 2 | 2 | 4 | 2 | 3 | 1 | 1 | 0
PG&E NGBA | Hopland | 115 | Distributed_Solar |  |  | 0 | 0 | 0 | 0 | 0 | 0 | 0 | 0 | 0 | 5 | 2 | 1 | 1 | [14 empty] | 2 | 2 | 4 | 2 | 3 | 1 | 1 | 0
PG&E NGBA | Hopland | 60 | Distributed_Solar |  |  | 0 | 0 | 0 | 0 | 0 | 0 | 0 | 0 | 0 | 5 | 2 | 1 | 1 | [14 empty] | 2 | 2 | 4 | 2 | 3 | 1 | 1 | 0
PG&E NGBA | Humboldt | 115 | Distributed_Solar |  |  | 0 | 0 | 0 | 0 | 0 | 0 | 0 | 0 | 0 | 5 | 2 | 1 | 1 | 3 | [13 empty] | 2 | 2 | 3 | 2 | 3 | 1 | 1 | 0
PG&E NGBA | Humboldt | 60 | Distributed_Solar |  |  | 0 | 1.999 | 1.999 | 0 | 1.999 | 1.999 | 0 | 0 | 0 | 5 | 2 | 1 | 1 | [14 empty] | 2 | 2 | 3 | 2 | 3 | 1 | 1 | 1
PG&E NGBA | Humboldt | 500 | Distributed_Solar |  |  | 0 | 0 | 0 | 0 | 0 | 0 | 0 | 0 | 0 | 5 | 2 | 1 | 1 | [14 empty] | 2 | 2 | 3 | 2 | 3 | 1 | 1 | 0
SCE Metro | Huntington Beach | 230 | Distributed_Solar |  |  | 0 | 0 | 0 | 0 | 0 | 0 | 0 | 0 | 0 | 1 | 1 | 1 | 1 | [14 empty] | 1 | 1 | 1 | 1 | 2 | 1 | 1 | 0
PG&E NGBA | Ignacio | 115 | Distributed_Solar |  |  | 0 | 0 | 0 | 0 | 0 | 0 | 0 | 0 | 0 | 5 | 2 | 1 | 1 | [14 empty] | 2 | 1 | 4 | 1 | 3 | 1 | 1 | 0
PG&E NGBA | Ignacio | 230 | Distributed_Solar |  |  | 0 | 0 | 0 | 0 | 0 | 0 | 0 | 0 | 0 | 5 | 2 | 1 | 1 | [14 empty] | 2 | 1 | 4 | 1 | 3 | 1 | 1 | 0
PG&E NGBA | Ignacio | 60 | Distributed_Solar |  |  | 0 | 0 | 0 | 0 | 0 | 0 | 0 | 0 | 0 | 5 | 2 | 1 | 1 | [14 empty] | 2 | 1 | 4 | 1 | 3 | 1 | 1 | 0
SDGE | Imperial Beach | 69 | Distributed_Solar |  |  | 0 | 0 | 0 | 0 | 0 | 0 | 0 | 0 | 0 | 4 | 4 | 1 | 1 | [14 empty] | 2 | 1 | 3 | 1 | 2 | 1+ | 1 | 1
SDGE | Imperial Valley | 230 | Distributed_Solar |  |  | 0 | 0 | 0 | 0 | 0 | 0 | 0 | 0 | 0 | 4 | 4 | 1 | 1 | [14 empty] | 1 | 1 | 2 | 2 | 1 | 1 | 1 | 0
SDGE | Imperial Valley | 500 | Distributed_Solar |  |  | 0 | 0 | 0 | 0 | 0 | 0 | 0 | 0 | 0 | 4 | 4 | 1 | 1 | [14 empty] | 1 | 1 | 2 | 2 | 1 | 1 | 1 | 0
EOP | Innovation | 138 | Distributed_Solar |  |  | 0 | 0 | 0 | 0 | 0 | 0 | 0 | 0 | 0 | 5 | 3 | 4 | 2 | [14 empty] | 2 | 2 | 4 | 1 | 3 | 1 | 1 | 0
EOP | Innovation | 230 | Distributed_Solar |  |  | 0 | 0 | 0 | 0 | 0 | 0 | 0 | 0 | 0 | 5 | 3 | 4 | 2 | [14 empty] | 2 | 2 | 4 | 1 | 3 | 1 | 1 | 0
SCE NOL | Inyokern | 115 | Distributed_Solar |  |  | 0 | 0 | 0 | 0 | 0 | 0 | 0 | 0 | 0 | 4 | 4 | 1 | 1 | [14 empty] | 2 | 2 | 4 | 1 | 3 | 4+ | 1 | 1
EOP | IS Tap | 138 | Distributed_Solar |  |  | 0 | 0 | 0 | 0 | 0 | 0 | 0 | 0 | 0 | 5 | 3 | 4 | 2 | [14 empty] | 2 | 2 | 4 | 1 | 3 | 1 | 1 | 0
EOP | Ivanpah | 115 | Distributed_Solar |  |  | 0 | 0 | 0 | 0 | 0 | 0 | 0 | 0 | 0 | 5 | 3 | 4 | 2 | [14 empty] | 2 | 2 | 4 | 1 | 1 | 1 | 1 | 0
EOP | Ivanpah | 230 | Distributed_Solar |  |  | 0 | 0 | 0 | 0 | 0 | 0 | 0 | 0 | 0 | 5 | 3 | 4 | 2 | [14 empty] | 2 | 2 | 4 | 1 | 1 | 1 | 1 | 0
EOP | Jackass (DOE) | 138 | Distributed_Solar |  |  | 0 | 0 | 0 | 0 | 0 | 0 | 0 | 0 | 0 | 5 | 3 | 4 | 2 | [14 empty] | 2 | 2 | 4 | 1 | 3 | 1 | 1 | 0
PG&E NGBA | James B Black | 230 | Distributed_Solar |  |  | 0 | 0 | 0 | 0 | 0 | 0 | 0 | 0 | 0 | 5 | 2 | 1 | 1 | [14 empty] | 2 | 2 | 4 | 2 | 3 | 1 | 1 | 0
PG&E GBA | Jefferson | 230 | Distributed_Solar |  |  | 0 | 0 | 0 | 0 | 0 | 0 | 0 | 0 | 0 | 1 | 1 | 1 | 1 | [14 empty] | 2 | 1 | 3 | 1 | 2 | 1 | 1 | 0
PG&E NGBA | Jessup | 115 | Distributed_Solar |  |  | 0 | 0 | 0 | 0 | 0 | 0 | 0 | 0 | 0 | 5 | 2 | 1 | 1 | [14 empty] | 2 | 2 | 3 | 2 | 3 | 1 | 1 | 0
SCE Metro | Johanna | 230 | Distributed_Solar |  |  | 0 | 0 | 0 | 0 | 0 | 0 | 0 | 0 | 0 | 1 | 1 | 1 | 1 | [14 empty] | 1 | 1 | 2 | 1 | 1 | 1 | 1 | 0
SCE Eastern | Julian Hinds | 230 | Distributed_Solar |  |  | 0 | 0 | 0 | 0 | 0 | 0 | 0 | 0 | 0 | 5 | 5 | 4 | 4 | [14 empty] | 2 | 1 | 4 | 1 | 3 | 1 | 1 | 0
PG&E GBA | Kasson | 115 | Distributed_Solar |  |  | 0 | 0 | 0 | 0 | 0 | 0 | 0 | 0 | 0 | 5 | 2 | 1 | 1 | [14 empty] | 1 | 1 | 4 | 2 | 1 | 1 | 1 | 0
PG&E GBA | Kasson | 60 | Distributed_Solar |  |  | 0 | 0 | 0 | 0 | 0 | 0 | 0 | 0 | 0 | 5 | 5 | 1 | 1 | [14 empty] | 1 | 1 | 4 | 2 | 1 | 1 | 1 | 0
PG&E FRESNO | Kearney | 230 | Distributed_Solar |  |  | 0 | 0 | 0 | 0 | 0 | 0 | 0 | 0 | 0 | 5 | 2 | 5 | 2 | [14 empty] | 1 | 1 | 3 | 2 | 1 | 1 | 5 | 1
PG&E FRESNO | Kearney | 70 | Distributed_Solar |  |  | 0 | 0 | 0 | 0 | 0 | 0 | 0 | 0 | 0 | 5 | 2 | 5 | 2 | [14 empty] | 1 | 1 | 3 | 2 | 1 | 1 | 1 | 0
PG&E GBA | Kelso | 230 | Distributed_Solar |  |  | 0 | 0 | 0 | 0 | 0 | 0 | 0 | 0 | 0 | 5 | 2 | 1 | 1 | [14 empty] | 2 | 1 | 2 | 1 | 2 | 1 | 1 | 0
PG&E FRESNO | Kerchoff 1 | 115 | Distributed_Solar |  |  | 0 | 0 | 0 | 0 | 0 | 0 | 0 | 0 | 0 | 5 | 2 | 5 | 2 | [14 empty] | 1 | 1 | 4 | 2 | 3 | 1 | 1 | 0
PG&E KERN | Kern Oil | 115 | Distributed_Solar |  |  | 0 | 0 | 0 | 0 | 0 | 0 | 0 | 0 | 0 | 5 | 2 | 5 | 2 | [14 empty] | 1 | 1 | 1 | 1 | 1 | 1 | 4 | 1
PG&E KERN | Kern PP | 115 | Distributed_Solar |  |  | 0 | 0 | 0 | 0 | 0 | 0 | 0 | 0 | 0 | 5 | 2 | 5 | 2 | [14 empty] | 1 | 1 | 2 | 1 | 2 | 1 | 1 | 0
PG&E KERN | Kern PP | 230 | Distributed_Solar |  |  | 0 | 0 | 0 | 0 | 0 | 0 | 0 | 0 | 0 | 5 | 2 | 5 | 2 | [14 empty] | 1 | 1 | 2 | 1 | 2 | 1 | 1 | 0
PG&E KERN | Kern PP | 70 | Distributed_Solar |  |  | 0 | 0 | 0 | 0 | 0 | 0 | 0 | 0 | 0 | 5 | 2 | 5 | 2 | [14 empty] | 1 | 1 | 2 | 1 | 2 | 1 | 1 | 0
PG&E KERN | Kernridge | 115 | Distributed_Solar |  |  | 0 | 0 | 0 | 0 | 0 | 0 | 0 | 0 | 0 | 5 | 2 | 5 | 2 | [14 empty] | 1 | 1 | 1 | 1 | 1 | 1 | 1 | 0
PG&E FRESNO | Kingsburg | 115 | Distributed_Solar |  |  | 0 | 0 | 0 | 0 | 0 | 0 | 0 | 0 | 0 | 5 | 2 | 5 | 2 | [14 empty] | 1 | 1 | 2 | 2 | 1 | 1 | 1 | 0
PG&E GBA | Kirker | 115 | Distributed_Solar |  |  | 0 | 2.9 | 2.9 | 0 | 2.9 | 2.9 | 0 | 0 | 0 | 5 | 2 | 1 | 1 | [14 empty] | 2 | 1 | 3 | 1 | 1 | 4+ | 1 | 1
PG&E NGBA | Knights Landing | 115 | Distributed_Solar |  |  | 0 | 0 | 0 | 0 | 0 | 0 | 0 | 0 | 0 | 5 | 5 | 3 | 3 | [14 empty] | 2 | 1 | 4 | 2 | 3 | 1 | 1 | 0
PG&E NGBA | Konocti | 60 | Distributed_Solar |  |  | 0 | 0 | 0 | 0 | 0 | 0 | 0 | 0 | 0 | 5 | 2 | 1 | 1 | [14 empty] | 2 | 2 | 4 | 2 | 3 | 1 | 1 | 0
SCE NOL | Kramer | 115 | Distributed_Solar |  |  | 0 | 0 | 0 | 0 | 0 | 0 | 0 | 0 | 0 | 4 | 4 | 1 | 1 | 3 | [13 empty] | 2 | 1 | 4 | 1 | 3 | 4+ | 5 | 1
SCE NOL | Kramer | 230 | Distributed_Solar |  |  | 0 | 0 | 0 | 0 | 0 | 0 | 0 | 0 | 0 | 4 | 4 | 1 | 1 | 4 | [13 empty] | 2 | 1 | 4 | 1 | 3 | 4+ | 1 | 1
SCE Metro | La Cienega | 230 | Distributed_Solar |  |  | 0 | 0 | 0 | 0 | 0 | 0 | 0 | 0 | 0 | 1 | 1 | 1 | 1 | [14 empty] | 1 | 1 | 2 | 1 | 2 | 1 | 1 | 0
SCE Metro | La Fresa | 230 | Distributed_Solar |  |  | 0 | 0 | 0 | 0 | 0 | 0 | 0 | 0 | 0 | 1 | 1 | 1 | 1 | [14 empty] | 1 | 1 | 2 | 1 | 2 | 1 | 4 | 1
SCE Metro | Laguna Bell | 230 | Distributed_Solar |  |  | 0 | 0.68 | 0.68 | 0 | 0.68 | 0.68 | 0 | 0 | 0 | 1 | 1 | 1 | 1 | 5 | [13 empty] | 1 | 1 | 2 | 1 | 1 | 4+ | 4 | 1
PG&E KERN | Lakeview | 70 | Distributed_Solar |  |  | 0 | 0 | 0 | 0 | 0 | 0 | 0 | 0 | 0 | 5 | 5 | 5 | 2 | [14 empty] | 1 | 1 | 4 | 1 | 1 | 1 | 1 | 0
PG&E NGBA | Lakeville | 230 | Distributed_Solar |  |  | 0 | 0 | 0 | 0 | 0 | 0 | 0 | 0 | 0 | 5 | 2 | 1 | 1 | [14 empty] | 2 | 1 | 4 | 2 | 3 | 1 | 1 | 0
PG&E NGBA | Lakeville | 60 | Distributed_Solar |  |  | 0 | 0 | 0 | 0 | 0 | 0 | 0 | 0 | 0 | 5 | 2 | 1 | 1 | [14 empty] | 2 | 1 | 4 | 2 | 3 | 1 | 5 | 1
PG&E NGBA | Lakeville | 115 | Distributed_Solar |  |  | 0 | 0 | 0 | 0 | 0 | 0 | 0 | 0 | 0 | 5 | 2 | 1 | 1 | [14 empty] | 2 | 1 | 4 | 2 | 3 | 1 | 1 | 0
PG&E GBA | Lakewood | 115 | Distributed_Solar |  |  | 0 | 0 | 0 | 0 | 0 | 0 | 0 | 0 | 0 | 5 | 2 | 1 | 1 | [14 empty] | 2 | 1 | 3 | 1 | 2 | 1 | 1 | 0
PG&E NGBA | Lambie | 230 | Distributed_Solar |  |  | 0 | 0 | 0 | 0 | 0 | 0 | 0 | 0 | 0 | 5 | 2 | 1 | 1 | [14 empty] | 2 | 1 | 1 | 1 | 1 | 1 | 1 | 0
PG&E GBA | Lammers | 115 | Distributed_Solar |  |  | 0 | 0 | 0 | 0 | 0 | 0 | 0 | 0 | 0 | 5 | 5 | 1 | 1 | 3 | [13 empty] | 1 | 1 | 1 | 2 | 2 | 1 | 1 | 0
PG&E KERN | Lamont | 115 | Distributed_Solar |  |  | 0 | 0 | 0 | 0 | 0 | 0 | 0 | 0 | 0 | 5 | 2 | 5 | 2 | 3 | [13 empty] | 1 | 1 | 2 | 1 | 1 | 1 | 4 | 1
PG&E FRESNO | Las Aguilas | 230 | Distributed_Solar |  |  | 0 | 0 | 0 | 0 | 0 | 0 | 0 | 0 | 0 | 5 | 2 | 5 | 2 | [14 empty] | 2 | 2 | 4 | 2 | 2 | 1 | 1 | 0
EOP | Lathrop | 138 | Distributed_Solar |  |  | 0 | 0 | 0 | 0 | 0 | 0 | 0 | 0 | 0 | 5 | 3 | 4 | 2 | [14 empty] | 2 | 2 | 4 | 1 | 3 | 1 | 1 | 0
EOP | Lathrop | 230 | Distributed_Solar |  |  | 0 | 0 | 0 | 0 | 0 | 0 | 0 | 0 | 0 | 5 | 3 | 4 | 2 | [14 empty] | 2 | 2 | 4 | 1 | 3 | 1 | 1 | 0
PG&E FRESNO | Le Grand | 115 | Distributed_Solar |  |  | 0 | 0 | 0 | 0 | 0 | 0 | 0 | 0 | 0 | 5 | 2 | 5 | 2 | [14 empty] | 1 | 1 | 3 | 2 | 1 | 1 | 1 | 0
PG&E FRESNO | Lemoore | 70 | Distributed_Solar |  |  | 0 | 0 | 0 | 0 | 0 | 0 | 0 | 0 | 0 | 5 | 2 | 5 | 2 | [14 empty] | 1 | 1 | 3 | 2 | 2 | 1 | 1 | 0
PG&E KERN | Lerdo | 115 | Distributed_Solar |  |  | 0 | 0 | 0 | 0 | 0 | 0 | 0 | 0 | 0 | 5 | 2 | 5 | 2 | [14 empty] | 1 | 1 | 4 | 1 | 1 | 1 | 1 | 0
SCE Metro | Lewis | 230 | Distributed_Solar |  |  | 0 | 0 | 0 | 0 | 0 | 0 | 0 | 0 | 0 | 1 | 1 | 1 | 1 | [14 empty] | 1 | 1 | 3 | 1 | 2 | 1 | 1 | 0
SCE Metro | Lighthipe | 230 | Distributed_Solar |  |  | 0 | 1.32 | 1.32 | 0 | 1.32 | 1.32 | 0 | 0 | 0 | 1 | 1 | 1 | 1 | [14 empty] | 1 | 1 | 2 | 1 | 1 | 4+ | 4 | 1
SDGE | Lilac | 69 | Distributed_Solar |  |  | 0 | 0 | 0 | 0 | 0 | 0 | 0 | 0 | 0 | 4 | 4 | 1 | 1 | [14 empty] | 2 | 1 | 3 | 1 | 3 | 1 | 1 | 0
PG&E NGBA | Lincoln | 115 | Distributed_Solar |  |  | 0 | 0 | 0 | 0 | 0 | 0 | 0 | 0 | 0 | 5 | 5 | 3 | 3 | [14 empty] | 2 | 1 | 3 | 2 | 3 | 1 | 1 | 0
PG&E KERN | Live Oak | 115 | Distributed_Solar |  |  | 0 | 0 | 0 | 0 | 0 | 0 | 0 | 0 | 0 | 5 | 2 | 5 | 2 | [14 empty] | 1 | 1 | 1 | 1 | 1 | 1 | 1 | 0
PG&E GBA | Llagas | 115 | Distributed_Solar |  |  | 0 | 0 | 0 | 0 | 0 | 0 | 0 | 0 | 0 | 1 | 1 | 3 | 3 | [14 empty] | 2 | 1 | 2 | 2 | 1 | 1 | 1 | 0
PG&E GBA | Lockeford | 115 | Distributed_Solar |  |  | 0 | 0 | 0 | 0 | 0 | 0 | 0 | 0 | 0 | 5 | 2 | 1 | 1 | [14 empty] | 1 | 1 | 4 | 2 | 2 | 1 | 1 | 0
PG&E GBA | Lockeford | 230 | Distributed_Solar |  |  | 0 | 0 | 0 | 0 | 0 | 0 | 0 | 0 | 0 | 5 | 2 | 1 | 1 | [14 empty] | 1 | 1 | 4 | 2 | 2 | 1 | 1 | 0
PG&E GBA | Lockeford | 60 | Distributed_Solar |  |  | 0 | 0 | 0 | 0 | 0 | 0 | 0 | 0 | 0 | 5 | 2 | 1 | 1 | [14 empty] | 1 | 1 | 4 | 2 | 2 | 1 | 1 | 0
PG&E GBA | Lodi | 230 | Distributed_Solar |  |  | 0 | 0 | 0 | 0 | 0 | 0 | 0 | 0 | 0 | 5 | 2 | 1 | 1 | [14 empty] | 1 | 1 | 1 | 2 | 1 | 1 | 1 | 0
PG&E NGBA | Logan Creek | 230 | Distributed_Solar |  |  | 0 | 0 | 0 | 0 | 0 | 0 | 0 | 0 | 0 | 5 | 2 | 1 | 1 | [14 empty] | 2 | 2 | 4 | 1 | 2 | 1 | 1 | 0
PG&E GBA | Lone Tree | 230 | Distributed_Solar |  |  | 0 | 0 | 0 | 0 | 0 | 0 | 0 | 0 | 0 | 5 | 2 | 1 | 1 | [14 empty] | 2 | 1 | 3 | 1 | 2 | 1 | 4 | 1
PG&E FRESNO | Los Banos | 230 | Distributed_Solar |  |  | 0 | 5.9 | 5.9 | 0 | 5.9 | 5.9 | 0 | 0 | 0 | 5 | 2 | 5 | 2 | 3 | [13 empty] | 1 | 1 | 4 | 2 | 1 | 1 | 1 | 1
PG&E FRESNO | Los Banos | 500 | Distributed_Solar |  |  | 0 | 0 | 0 | 0 | 0 | 0 | 0 | 0 | 0 | 1 | 1 | 1 | 1 | [14 empty] | 1 | 1 | 4 | 2 | 1 | 1 | 1 | 0
SDGE | Los Coches | 138 | Distributed_Solar |  |  | 0 | 0 | 0 | 0 | 0 | 0 | 0 | 0 | 0 | 4 | 4 | 1 | 1 | [14 empty] | 2 | 2 | 4 | 2 | 3 | 1 | 1 | 0
SDGE | Los Coches | 69 | Distributed_Solar |  |  | 0 | 0 | 0 | 0 | 0 | 0 | 0 | 0 | 0 | 4 | 4 | 1 | 1 | [14 empty] | 2 | 2 | 4 | 2 | 3 | 1 | 1 | 0
PG&E GBA | Los Esteros | 115 | Distributed_Solar |  |  | 0 | 0 | 0 | 0 | 0 | 0 | 0 | 0 | 0 | 1 | 1 | 1 | 1 | [14 empty] | 2 | 1 | 1 | 2 | 1 | 1 | 1 | 0
PG&E GBA | Los Esteros | 230 | Distributed_Solar |  |  | 0 | 0 | 0 | 0 | 0 | 0 | 0 | 0 | 0 | 1 | 1 | 1 | 1 | [14 empty] | 2 | 1 | 1 | 2 | 1 | 1 | 1 | 0
PG&E GBA | Los Positas | 230 | Distributed_Solar |  |  | 0 | 0 | 0 | 0 | 0 | 0 | 0 | 0 | 0 | 5 | 2 | 1 | 1 | [14 empty] | 2 | 1 | 3 | 1 | 3 | 1 | 1 | 0
PG&E GBA | Los Positas | 60 | Distributed_Solar |  |  | 0 | 0 | 0 | 0 | 0 | 0 | 0 | 0 | 0 | 5 | 2 | 1 | 1 | 3 | [13 empty] | 2 | 1 | 3 | 1 | 3 | 1 | 1 | 0
SDGE | Loveland | 69 | Distributed_Solar |  |  | 0 | 0 | 0 | 0 | 0 | 0 | 0 | 0 | 0 | 4 | 4 | 1 | 1 | [14 empty] | 2 | 1 | 3 | 1 | 3 | 1 | 5 | 1
SCE NOL | Lugo | 230 | Distributed_Solar |  |  | 0 | 0 | 0 | 0 | 0 | 0 | 0 | 0 | 0 | 3 | 3 | 1 | 1 | [14 empty] | 2 | 1 | 4 | 1 | 2 | 1 | 1 | 0
SCE Metro | Lugo | 500 | Distributed_Solar |  |  | 0 | 0 | 0 | 0 | 0 | 0 | 0 | 0 | 0 | 1 | 1 | 1 | 1 | [14 empty] | 2 | 1 | 4 | 1 | 2 | 1 | 1 | 0
PG&E FRESNO | Madera | 70 | Distributed_Solar |  |  | 0 | 0 | 0 | 0 | 0 | 0 | 0 | 0 | 0 | 5 | 2 | 5 | 2 | [14 empty] | 1 | 1 | 4 | 2 | 1 | 1 | 1 | 0
PG&E NGBA | Madison | 115 | Distributed_Solar |  |  | 0 | 0 | 0 | 0 | 0 | 0 | 0 | 0 | 0 | 5 | 2 | 1 | 1 | [14 empty] | 2 | 1 | 4 | 2 | 3 | 1 | 1 | 0
PG&E KERN | Magunden | 115 | Distributed_Solar |  |  | 0 | 0 | 0 | 0 | 0 | 0 | 0 | 0 | 0 | 5 | 2 | 5 | 2 | [14 empty] | 1 | 1 | 2 | 1 | 1 | 1 | 1 | 0
SCE Northern | Magunden | 230 | Distributed_Solar |  |  | 0 | 0 | 0 | 0 | 0 | 0 | 0 | 0 | 0 | 5 | 5 | 1 | 1 | [14 empty] | 1 | 1 | 2 | 1 | 1 | 1 | 1 | 0
PG&E FRESNO | Malaga | 115 | Distributed_Solar |  |  | 0 | 0 | 0 | 0 | 0 | 0 | 0 | 0 | 0 | 5 | 2 | 5 | 2 | [14 empty] | 1 | 1 | 1 | 2 | 1 | 1 | 1 | 0
PG&E NGBA | Malin | 500 | Distributed_Solar |  |  | 0 | 0 | 0 | 0 | 0 | 0 | 0 | 0 | 0 | 5 | 2 | 1 | 1 | [14 empty] | 2 | 2 | 4 | 2 | 3 | 1 | 1 | 0
SCE Northern | Mandalay | 230 | Distributed_Solar |  |  | 0 | 0 | 0 | 0 | 0 | 0 | 0 | 0 | 0 | 5 | 2 | 4 | 2 | [14 empty] | 2 | 1 | 2 | 1 | 1 | 1 | 1 | 0
PG&E FRESNO | Manning | 230 | Distributed_Solar |  |  | 0 | 0 | 0 | 0 | 0 | 0 | 0 | 0 | 0 | 5 | 2 | 5 | 2 | [14 empty] | 1 | 1 | 2 | 2 | 1 | 1 | 1 | 0
PG&E FRESNO | Manning | 500 | Distributed_Solar |  |  | 0 | 0 | 0 | 0 | 0 | 0 | 0 | 0 | 0 | 1 | 1 | 1 | 1 | [14 empty] | 1 | 1 | 2 | 2 | 1 | 1 | 1 | 0
PG&E GBA | Manteca | 115 | Distributed_Solar |  |  | 0 | 0 | 0 | 0 | 0 | 0 | 0 | 0 | 0 | 5 | 5 | 5 | 2 | [14 empty] | 1 | 1 | 2 | 2 | 2 | 1 | 4 | 1
SDGE | Margarita | 138 | Distributed_Solar |  |  | 0 | 0 | 0 | 0 | 0 | 0 | 0 | 0 | 0 | 1 | 1 | 1 | 1 | [14 empty] | 1 | 1 | 2 | 1 | 3 | 1 | 1 | 0
PG&E GBA | Martin | 230 | Distributed_Solar |  |  | 0 | 0 | 0 | 0 | 0 | 0 | 0 | 0 | 0 | 5 | 2 | 1 | 1 | [14 empty] | 2 | 1 | 3 | 1 | 2 | 1 | 1 | 0
PG&E GBA | Martin | 115 | Distributed_Solar |  |  | 0 | 0 | 0 | 0 | 0 | 0 | 0 | 0 | 0 | 1 | 1 | 1 | 1 | 4 | [13 empty] | 2 | 1 | 3 | 1 | 2 | 1 | 1 | 0
PG&E GBA | Martinez | 115 | Distributed_Solar |  |  | 0 | 0 | 0 | 0 | 0 | 0 | 0 | 0 | 0 | 5 | 2 | 1 | 1 | [14 empty] | 2 | 1 | 1 | 1 | 1 | 1 | 1 | 0
PG&E FRESNO | Mc Mullin | 230 | Distributed_Solar |  |  | 0 | 0 | 0 | 0 | 0 | 0 | 0 | 0 | 0 | 5 | 2 | 5 | 2 | [14 empty] | 1 | 1 | 3 | 2 | 1 | 1 | 1 | 0
PG&E FRESNO | McCall | 115 | Distributed_Solar |  |  | 0 | 0 | 0 | 0 | 0 | 0 | 0 | 0 | 0 | 5 | 2 | 5 | 2 | [14 empty] | 1 | 1 | 3 | 2 | 1 | 1 | 5 | 1
PG&E FRESNO | McCall | 230 | Distributed_Solar |  |  | 0 | 0 | 0 | 0 | 0 | 0 | 0 | 0 | 0 | 5 | 2 | 5 | 2 | [14 empty] | 1 | 1 | 3 | 2 | 1 | 1 | 1 | 0
PG&E GBA | Meadow Lane | 115 | Distributed_Solar |  |  | 0 | 0 | 0 | 0 | 0 | 0 | 0 | 0 | 0 | 5 | 2 | 1 | 1 | [14 empty] | 2 | 1 | 2 | 1 | 1 | 1 | 1 | 0
PG&E GBA | Melones | 115 | Distributed_Solar |  |  | 0 | 0 | 0 | 0 | 0 | 0 | 0 | 0 | 0 | 5 | 5 | 1 | 1 | [14 empty] | 2 | 1 | 4 | 1 | 3 | 1 | 1 | 0
PG&E GBA | Melones | 230 | Distributed_Solar |  |  | 0 | 0 | 0 | 0 | 0 | 0 | 0 | 0 | 0 | 5 | 5 | 1 | 1 | [14 empty] | 2 | 1 | 4 | 1 | 3 | 1 | 1 | 0
SDGE | Melrose | 69 | Distributed_Solar |  |  | 0 | 0 | 0 | 0 | 0 | 0 | 0 | 0 | 0 | 4 | 4 | 1 | 1 | [14 empty] | 2 | 1 | 3 | 1 | 3 | 1 | 1 | 0
PG&E NGBA | Mendocino | 115 | Distributed_Solar |  |  | 0 | 5 | 5 | 0 | 5 | 5 | 0 | 0 | 0 | 5 | 2 | 1 | 1 | [14 empty] | 2 | 2 | 4 | 2 | 3 | 1 | 1 | 1
PG&E NGBA | Mendocino | 60 | Distributed_Solar |  |  | 0 | 0 | 0 | 0 | 0 | 0 | 0 | 0 | 0 | 5 | 2 | 1 | 1 | [14 empty] | 2 | 2 | 4 | 2 | 3 | 1 | 1 | 0
PG&E FRESNO | Mendota | 115 | Distributed_Solar |  |  | 0 | 0 | 0 | 0 | 0 | 0 | 0 | 0 | 0 | 5 | 2 | 5 | 2 | [14 empty] | 1 | 1 | 3 | 2 | 1 | 1 | 1 | 0
PG&E GBA | Menlo | 60 | Distributed_Solar |  |  | 0 | 0 | 0 | 0 | 0 | 0 | 0 | 0 | 0 | 5 | 2 | 1 | 1 | [14 empty] | 2 | 1 | 3 | 1 | 2 | 1 | 1 | 0
PG&E FRESNO | Merced | 115 | Distributed_Solar |  |  | 0 | 0 | 0 | 0 | 0 | 0 | 0 | 0 | 0 | 5 | 2 | 5 | 2 | [14 empty] | 1 | 1 | 4 | 2 | 1 | 1 | 5 | 1
EOP | Mercury | 138 | Distributed_Solar |  |  | 0 | 0 | 0 | 0 | 0 | 0 | 0 | 0 | 0 | 5 | 3 | 4 | 2 | [14 empty] | 2 | 2 | 4 | 1 | 3 | 1 | 1 | 0
PG&E FRESNO | Mercy Springs | 70 | Distributed_Solar |  |  | 0 | 0 | 0 | 0 | 0 | 0 | 0 | 0 | 0 | 5 | 2 | 5 | 2 | [14 empty] | 1 | 1 | 4 | 2 | 1 | 1 | 1 | 0
PG&E NGBA | Meridian | 60 | Distributed_Solar |  |  | 0 | 0 | 0 | 0 | 0 | 0 | 0 | 0 | 0 | 5 | 2 | 1 | 1 | [14 empty] | 2 | 2 | 4 | 1 | 3 | 1 | 1 | 0
PG&E KERN | Mesa (PGE) | 115 | Distributed_Solar |  |  | 0 | 0 | 0 | 0 | 0 | 0 | 0 | 0 | 0 | 5 | 2 | 5 | 2 | [14 empty] | 2 | 2 | 3 | 2 | 2 | 1 | 1 | 0
PG&E KERN | Mesa (PGE) | 230 | Distributed_Solar |  |  | 0 | 0 | 0 | 0 | 0 | 0 | 0 | 0 | 0 | 5 | 2 | 5 | 2 | [14 empty] | 2 | 2 | 3 | 2 | 2 | 1 | 1 | 0
SCE Metro | Mesa (SCE) | 230 | Distributed_Solar |  |  | 0 | 1.92 | 1.92 | 0 | 1.92 | 1.92 | 0 | 0 | 0 | 1 | 1 | 1 | 1 | [14 empty] | 1 | 1 | 3 | 1 | 2 | 1 | 3 | 1
SCE Metro | Mesa (SCE) | 500 | Distributed_Solar |  |  | 0 | 0 | 0 | 0 | 0 | 0 | 0 | 0 | 0 | 1 | 1 | 1 | 1 | [14 empty] | 1 | 1 | 3 | 1 | 2 | 1 | 1 | 0
SDGE | Mesa Heights | 69 | Distributed_Solar |  |  | 0 | 0 | 0 | 0 | 0 | 0 | 0 | 0 | 0 | 4 | 4 | 1 | 1 | [14 empty] | 2 | 1 | 2 | 1 | 3 | 1 | 1 | 0
PG&E GBA | Metcalf | 115 | Distributed_Solar |  |  | 0 | 0 | 0 | 0 | 0 | 0 | 0 | 0 | 0 | 1 | 1 | 1 | 1 | [14 empty] | 2 | 1 | 1 | 2 | 3 | 1 | 1 | 0
PG&E GBA | Metcalf | 230 | Distributed_Solar |  |  | 0 | 0 | 0 | 0 | 0 | 0 | 0 | 0 | 0 | 1 | 1 | 1 | 1 | [14 empty] | 2 | 1 | 1 | 2 | 3 | 1 | 1 | 0
PG&E GBA | Metcalf | 500 | Distributed_Solar |  |  | 0 | 0 | 0 | 0 | 0 | 0 | 0 | 0 | 0 | 1 | 1 | 1 | 1 | [14 empty] | 2 | 1 | 1 | 2 | 3 | 1 | 1 | 0
PG&E KERN | Midway | 115 | Distributed_Solar |  |  | 0 | 0 | 0 | 0 | 0 | 0 | 0 | 0 | 0 | 5 | 2 | 5 | 2 | 4 | [13 empty] | 1 | 1 | 3 | 1 | 1 | 1 | 1 | 0
PG&E KERN | Midway | 230 | Distributed_Solar |  |  | 0 | 0 | 0 | 0 | 0 | 0 | 0 | 0 | 0 | 5 | 2 | 5 | 2 | [14 empty] | 1 | 1 | 3 | 1 | 1 | 1 | 1 | 0
PG&E KERN | Midway | 500 | Distributed_Solar |  |  | 0 | 0 | 0 | 0 | 0 | 0 | 0 | 0 | 0 | 5 | 2 | 4 | 2 | [14 empty] | 1 | 1 | 3 | 1 | 1 | 1 | 1 | 0
SDGE | Miguel | 230 | Distributed_Solar |  |  | 0 | 0 | 0 | 0 | 0 | 0 | 0 | 0 | 0 | 4 | 4 | 1 | 1 | [14 empty] | 2 | 1 | 3 | 1 | 2 | 1 | 1 | 0
SDGE | Miguel | 500 | Distributed_Solar |  |  | 0 | 0 | 0 | 0 | 0 | 0 | 0 | 0 | 0 | 4 | 4 | 1 | 1 | [14 empty] | 2 | 1 | 3 | 1 | 2 | 1 | 1 | 0
SDGE | Miguel | 69 | Distributed_Solar |  |  | 0 | 0 | 0 | 0 | 0 | 0 | 0 | 0 | 0 | 4 | 4 | 1 | 1 | [14 empty] | 2 | 1 | 3 | 1 | 2 | 1 | 1 | 0
PG&E GBA | Millbrae | 115 | Distributed_Solar |  |  | 0 | 0 | 0 | 0 | 0 | 0 | 0 | 0 | 0 | 1 | 1 | 1 | 1 | [14 empty] | 2 | 1 | 3 | 1 | 2 | 1 | 5 | 1
PG&E GBA | Miller | 115 | Distributed_Solar |  |  | 0 | 0 | 0 | 0 | 0 | 0 | 0 | 0 | 0 | 5 | 5 | 1 | 1 | [14 empty] | 1 | 1 | 4 | 2 | 1 | 1 | 1 | 0
SCE Metro | Mira Loma | 230 | Distributed_Solar |  |  | 0 | 0 | 0 | 0 | 0 | 0 | 0 | 0 | 0 | 1 | 1 | 1 | 1 | [14 empty] | 1 | 1 | 1 | 1 | 1 | 1 | 1 | 0
SCE Metro | Mira Loma | 500 | Distributed_Solar |  |  | 0 | 0 | 0 | 0 | 0 | 0 | 0 | 0 | 0 | 1 | 1 | 1 | 1 | [14 empty] | 1 | 1 | 1 | 1 | 1 | 1 | 1 | 0
SCE Eastern | Mirage | 115 | Distributed_Solar |  |  | 0 | 0 | 0 | 0 | 0 | 0 | 0 | 0 | 0 | 5 | 5 | 4 | 4 | [14 empty] | 2 | 1 | 3 | 1 | 3 | 1 | 1 | 0
SCE Eastern | Mirage | 230 | Distributed_Solar |  |  | 0 | 0 | 0 | 0 | 0 | 0 | 0 | 0 | 0 | 5 | 5 | 4 | 4 | [14 empty] | 2 | 1 | 3 | 1 | 3 | 1 | 1 | 0
SDGE | Mission | 138 | Distributed_Solar |  |  | 0 | 0 | 0 | 0 | 0 | 0 | 0 | 0 | 0 | 4 | 4 | 1 | 1 | [14 empty] | 2 | 1 | 2 | 1 | 2 | 1 | 1 | 0
SDGE | Mission | 230 | Distributed_Solar |  |  | 0 | 0 | 0 | 0 | 0 | 0 | 0 | 0 | 0 | 4 | 4 | 1 | 1 | [14 empty] | 2 | 1 | 2 | 1 | 2 | 1 | 1 | 0
SDGE | Mission | 69 | Distributed_Solar |  |  | 0 | 0 | 0 | 0 | 0 | 0 | 0 | 0 | 0 | 4 | 4 | 1 | 1 | [14 empty] | 2 | 1 | 2 | 1 | 2 | 1 | 1 | 0
PG&E GBA | Mi-Wuk | 115 | Distributed_Solar |  |  | 0 | 0 | 0 | 0 | 0 | 0 | 0 | 0 | 0 | 5 | 5 | 1 | 1 | [14 empty] | 2 | 1 | 4 | 1 | 3 | 1 | 1 | 0
EOP | Mohave | 500 | Distributed_Solar |  |  | 0 | 0 | 0 | 0 | 0 | 0 | 0 | 0 | 0 | 5 | 2 | 4 | 2 | [14 empty] | 2 | 2 | 3 | 1 | 3 | 1 | 1 | 0
PG&E NGBA | Monroe | 115 | Distributed_Solar |  |  | 0 | 0 | 0 | 0 | 0 | 0 | 0 | 0 | 0 | 5 | 2 | 1 | 1 | [14 empty] | 2 | 1 | 3 | 2 | 2 | 1 | 1 | 0
SDGE | Monserate | 69 | Distributed_Solar |  |  | 0 | 0 | 0 | 0 | 0 | 0 | 0 | 0 | 0 | 4 | 4 | 1 | 1 | [14 empty] | 2 | 1 | 3 | 1 | 3 | 1 | 1 | 0
PG&E GBA | Monta Vista | 115 | Distributed_Solar |  |  | 0 | 0 | 0 | 0 | 0 | 0 | 0 | 0 | 0 | 1 | 1 | 1 | 1 | [14 empty] | 2 | 1 | 3 | 2 | 3 | 1 | 1 | 0
PG&E GBA | Monta Vista | 230 | Distributed_Solar |  |  | 0 | 0 | 0 | 0 | 0 | 0 | 0 | 0 | 0 | 1 | 1 | 1 | 1 | [14 empty] | 2 | 1 | 3 | 2 | 3 | 1 | 1 | 0
PG&E GBA | Monta Vista | 60 | Distributed_Solar |  |  | 0 | 0 | 0 | 0 | 0 | 0 | 0 | 0 | 0 | 1 | 1 | 1 | 1 | [14 empty] | 2 | 1 | 3 | 2 | 3 | 1 | 1 | 0
PG&E NGBA | Monticello | 115 | Distributed_Solar |  |  | 0 | 0 | 0 | 0 | 0 | 0 | 0 | 0 | 0 | 5 | 2 | 1 | 1 | [14 empty] | 2 | 1 | 4 | 2 | 3 | 1 | 1 | 0
SCE Northern | Moorpark | 230 | Distributed_Solar |  |  | 0 | 0 | 0 | 0 | 0 | 0 | 0 | 0 | 0 | 5 | 2 | 4 | 2 | [14 empty] | 2 | 1 | 4 | 1 | 3 | 1 | 1 | 0
SCE Northern | Moorpark | 66 | Distributed_Solar |  |  | 0 | 0 | 0 | 0 | 0 | 0 | 0 | 0 | 0 | 5 | 2 | 4 | 2 | [14 empty] | 2 | 1 | 4 | 1 | 3 | 1 | 1 | 0
PG&E GBA | Moraga | 115 | Distributed_Solar |  |  | 0 | 0 | 0 | 0 | 0 | 0 | 0 | 0 | 0 | 5 | 2 | 1 | 1 | [14 empty] | 2 | 1 | 3 | 1 | 3 | 1 | 1 | 0
PG&E GBA | Moraga | 230 | Distributed_Solar |  |  | 0 | 0 | 0 | 0 | 0 | 0 | 0 | 0 | 0 | 5 | 2 | 1 | 1 | [14 empty] | 2 | 1 | 3 | 1 | 3 | 1 | 1 | 0
PG&E GBA | Morgan Hill | 115 | Distributed_Solar |  |  | 0 | 0 | 0 | 0 | 0 | 0 | 0 | 0 | 0 | 1 | 1 | 3 | 3 | [14 empty] | 2 | 1 | 3 | 2 | 2 | 1 | 1 | 0
PG&E KERN | Morro Bay | 115 | Distributed_Solar |  |  | 0 | 0 | 0 | 0 | 0 | 0 | 0 | 0 | 0 | 5 | 2 | 5 | 2 | [14 empty] | 2 | 2 | 2 | 2 | 3 | 1 | 1 | 0
PG&E KERN | Morro Bay | 230 | Distributed_Solar |  |  | 0 | 0 | 0 | 0 | 0 | 0 | 0 | 0 | 0 | 5 | 2 | 5 | 2 | [14 empty] | 2 | 2 | 2 | 2 | 3 | 1 | 1 | 0
PG&E KERN | Morro Bay | 500 | Distributed_Solar |  |  | 0 | 0 | 0 | 0 | 0 | 0 | 0 | 0 | 0 | 5 | 2 | 4 | 2 | [14 empty] | 2 | 2 | 2 | 2 | 3 | 1 | 1 | 0
PG&E GBA | Moss Landing | 115 | Distributed_Solar |  |  | 0 | 0 | 0 | 0 | 0 | 0 | 0 | 0 | 0 | 1 | 1 | 3 | 3 | [14 empty] | 2 | 2 | 1 | 2 | 2 | 1 | 1 | 0
PG&E GBA | Moss Landing | 230 | Distributed_Solar |  |  | 0 | 0 | 0 | 0 | 0 | 0 | 0 | 0 | 0 | 1 | 1 | 3 | 3 | [14 empty] | 2 | 2 | 1 | 2 | 2 | 1 | 1 | 0
PG&E GBA | Moss Landing | 500 | Distributed_Solar |  |  | 0 | 0 | 0 | 0 | 0 | 0 | 0 | 0 | 0 | 5 | 2 | 1 | 1 | [14 empty] | 2 | 2 | 1 | 2 | 2 | 1 | 1 | 0
EOP | Mountain Pass | 115 | Distributed_Solar |  |  | 0 | 0 | 0 | 0 | 0 | 0 | 0 | 0 | 0 | 5 | 3 | 4 | 2 | [14 empty] | 2 | 2 | 4 | 1 | 1 | 1 | 1 | 0
PG&E GBA | Mountain View | 115 | Distributed_Solar |  |  | 0 | 0 | 0 | 0 | 0 | 0 | 0 | 0 | 0 | 1 | 1 | 1 | 1 | [14 empty] | 2 | 1 | 2 | 2 | 2 | 1 | 1 | 0
PG&E GBA | Mt Eden | 115 | Distributed_Solar |  |  | 0 | 0 | 0 | 0 | 0 | 0 | 0 | 0 | 0 | 5 | 2 | 1 | 1 | [14 empty] | 2 | 1 | 2 | 1 | 2 | 1 | 1 | 0
PG&E KERN | Mt Poso | 115 | Distributed_Solar |  |  | 0 | 0 | 0 | 0 | 0 | 0 | 0 | 0 | 0 | 5 | 2 | 5 | 2 | [14 empty] | 1 | 1 | 2 | 1 | 1 | 1 | 1 | 0
SDGE | Murray | 69 | Distributed_Solar |  |  | 0 | 0 | 0 | 0 | 0 | 0 | 0 | 0 | 0 | 4 | 4 | 1 | 1 | [14 empty] | 2 | 1 | 2 | 1 | 2 | 1 | 1 | 0
PG&E FRESNO | Mustang | 230 | Distributed_Solar |  |  | 0 | 0 | 0 | 0 | 0 | 0 | 0 | 0 | 0 | 5 | 2 | 5 | 2 | [14 empty] | 1 | 1 | 1 | 2 | 1 | 1 | 1 | 0
SCE Northern | Neenach | 66 | Distributed_Solar |  |  | 0 | 0 | 0 | 0 | 0 | 0 | 0 | 0 | 0 | 5 | 5 | 1 | 1 | [14 empty] | 2 | 1 | 4 | 1 | 3 | 1 | 1 | 0
PG&E KERN | New Sub - Gates - Midway (Proposed) | 230 | Distributed_Solar |  |  | 0 | 0 | 0 | 0 | 0 | 0 | 0 | 0 | 0 | 5 | 2 | 5 | 2 | [14 empty] | 1 | 1 | 4 | 2 | 1 | 1 | 1 | 0
PG&E KERN | New Sub - Gates - Templeton (Proposed) | 230 | Distributed_Solar |  |  | 0 | 0 | 0 | 0 | 0 | 0 | 0 | 0 | 0 | 5 | 2 | 5 | 2 | [14 empty] | 1 | 1 | 4 | 2 | 1 | 1 | 1 | 0
SCE NOL | New Sub - Kramer - Lugo (Proposed) | 230 | Distributed_Solar |  |  | 0 | 0 | 0 | 0 | 0 | 0 | 0 | 0 | 0 | 4 | 4 | 1 | 1 | [14 empty] | 2 | 1 | 2 | 1 | 1 | 1 | 1 | 0
PG&E FRESNO | New Sub - Los Banos - Midway (Proposed) | 500 | Distributed_Solar |  |  | 0 | 0 | 0 | 0 | 0 | 0 | 0 | 0 | 0 | 5 | 2 | 4 | 2 | [14 empty] | 1 | 1 | 4 | 2 | 1 | 1 | 1 | 0
SCE NOL | New Sub - Lugo - Pisgah (Proposed) | 230 | Distributed_Solar |  |  | 0 | 0 | 0 | 0 | 0 | 0 | 0 | 0 | 0 | 5 | 5 | 1 | 1 | [14 empty] | 2 | 1 | 3 | 1 | 3 | 1 | 1 | 0
PG&E KERN | New Sub - Midway - Wheeler Ridge (Proposed) | 230 | Distributed_Solar |  |  | 0 | 0 | 0 | 0 | 0 | 0 | 0 | 0 | 0 | 5 | 2 | 5 | 2 | [14 empty] | 1 | 1 | 3 | 1 | 1 | 1 | 1 | 0
PG&E NGBA | New Sub - Near existing Leavitt (PSREC) | 345 | Distributed_Solar |  |  | 0 | 0 | 0 | 0 | 0 | 0 | 0 | 0 | 0 | 5 | 2 | 1 | 1 | [14 empty] | 2 | 2 | 1 | 1 | 3 | 1 | 1 | 0
PG&E NGBA | New Sub - Near existing Madeline (NVE) | 345 | Distributed_Solar |  |  | 0 | 0 | 0 | 0 | 0 | 0 | 0 | 0 | 0 | 5 | 2 | 1 | 1 | [14 empty] | 2 | 2 | 4 | 1 | 3 | 1 | 1 | 0
SDGE | New Sub - North Gila - IV (Proposed) | 500 | Distributed_Solar |  |  | 0 | 0 | 0 | 0 | 0 | 0 | 0 | 0 | 0 | 4 | 4 | 1 | 1 | [14 empty] | 2 | 1 | 4 | 2 | 2 | 1 | 1 | 0
PG&E NGBA | New Sub - Pit 1 - Cottonwood (Proposed) | 230 | Distributed_Solar |  |  | 0 | 0 | 0 | 0 | 0 | 0 | 0 | 0 | 0 | 5 | 2 | 1 | 1 | [14 empty] | 2 | 2 | 4 | 2 | 3 | 1 | 1 | 0
PG&E GBA | New Sub - Rancho Seco - Bellota (Proposed) | 230 | Distributed_Solar |  |  | 0 | 0 | 0 | 0 | 0 | 0 | 0 | 0 | 0 | 5 | 2 | 1 | 1 | [14 empty] | 1 | 1 | 4 | 2 | 3 | 1 | 1 | 0
SDGE | New Sub - Suncrest - Ocotillo (Proposed) | 500 | Distributed_Solar |  |  | 0 | 0 | 0 | 0 | 0 | 0 | 0 | 0 | 0 | 4 | 4 | 1 | 1 | [14 empty] | 2 | 1 | 4 | 1 | 3 | 1 | 1 | 0
PG&E FRESNO | New Sub - Westley - Quinto (Proposed) | 230 | Distributed_Solar |  |  | 0 | 0 | 0 | 0 | 0 | 0 | 0 | 0 | 0 | 1 | 1 | 1 | 1 | [14 empty] | 1 | 1 | 4 | 2 | 1 | 1 | 1 | 0
PG&E GBA | Newark | 115 | Distributed_Solar |  |  | 0 | 0 | 0 | 0 | 0 | 0 | 0 | 0 | 0 | 1 | 1 | 1 | 1 | [14 empty] | 2 | 1 | 3 | 1 | 2 | 1 | 1 | 0
PG&E GBA | Newark | 230 | Distributed_Solar |  |  | 0 | 0 | 0 | 0 | 0 | 0 | 0 | 0 | 0 | 1 | 1 | 1 | 1 | [14 empty] | 2 | 1 | 3 | 1 | 2 | 1 | 1 | 0
PG&E GBA | Newark | 60 | Distributed_Solar |  |  | 0 | 0 | 0 | 0 | 0 | 0 | 0 | 0 | 0 | 5 | 2 | 1 | 1 | 3 | [13 empty] | 2 | 1 | 3 | 1 | 2 | 1 | 4 | 1
PG&E FRESNO | Newhall | 115 | Distributed_Solar |  |  | 0 | 0 | 0 | 0 | 0 | 0 | 0 | 0 | 0 | 5 | 2 | 5 | 2 | [14 empty] | 1 | 1 | 4 | 2 | 1 | 1 | 1 | 0
PG&E KERN | Norco | 115 | Distributed_Solar |  |  | 0 | 0 | 0 | 0 | 0 | 0 | 0 | 0 | 0 | 5 | 2 | 5 | 2 | [14 empty] | 1 | 1 | 3 | 1 | 1 | 1 | 1 | 0
PG&E GBA | Nortech | 115 | Distributed_Solar |  |  | 0 | 0 | 0 | 0 | 0 | 0 | 0 | 0 | 0 | 1 | 1 | 1 | 1 | [14 empty] | 2 | 1 | 2 | 2 | 1 | 1 | 1 | 0
SDGE | North City Metering | 138 | Distributed_Solar |  |  | 0 | 0 | 0 | 0 | 0 | 0 | 0 | 0 | 0 | 4 | 4 | 1 | 1 | [14 empty] | 2 | 1 | 2 | 1 | 3 | 1 | 1 | 0
PG&E GBA | North Dublin | 230 | Distributed_Solar |  |  | 0 | 0 | 0 | 0 | 0 | 0 | 0 | 0 | 0 | 5 | 2 | 1 | 1 | [14 empty] | 2 | 1 | 2 | 1 | 3 | 1 | 1 | 0
SDGE | North Gila | 500 | Distributed_Solar |  |  | 0 | 0 | 0 | 0 | 0 | 0 | 0 | 0 | 0 | 4 | 4 | 1 | 1 | [14 empty] | 2 | 2 | 4 | 2 | 3 | 1 | 1 | 0
SCE Metro | North of SONGS | 230 | Distributed_Solar |  |  | 0 | 0 | 0 | 0 | 0 | 0 | 0 | 0 | 0 | 1 | 1 | 1 | 1 | [14 empty] | 2 | 1 | 3 | 1 | 3 | 1 | 1 | 0
SCE Metro | North of SONGS | 500 | Distributed_Solar |  |  | 0 | 0 | 0 | 0 | 0 | 0 | 0 | 0 | 0 | 1 | 1 | 1 | 1 | [14 empty] | 2 | 1 | 3 | 1 | 3 | 1 | 1 | 0
PG&E NGBA | Notre Dame | 115 | Distributed_Solar |  |  | 0 | 0 | 0 | 0 | 0 | 0 | 0 | 0 | 0 | 5 | 2 | 1 | 1 | [14 empty] | 2 | 1 | 4 | 2 | 2 | 1 | 1 | 0
PG&E GBA | Oakland C | 115 | Distributed_Solar |  |  | 0 | 0 | 0 | 0 | 0 | 0 | 0 | 0 | 0 | 5 | 2 | 1 | 1 | [14 empty] | 2 | 1 | 1 | 1 | 2 | 1 | 1 | 0
PG&E GBA | Oakland J | 115 | Distributed_Solar |  |  | 0 | 0 | 0 | 0 | 0 | 0 | 0 | 0 | 0 | 5 | 2 | 1 | 1 | [14 empty] | 2 | 1 | 2 | 1 | 1 | 1 | 1 | 0
PG&E GBA | Oakland L | 115 | Distributed_Solar |  |  | 0 | 0 | 0 | 0 | 0 | 0 | 0 | 0 | 0 | 5 | 2 | 1 | 1 | [14 empty] | 2 | 1 | 2 | 1 | 1 | 1 | 1 | 0
PG&E GBA | Oakland X | 115 | Distributed_Solar |  |  | 0 | 0 | 0 | 0 | 0 | 0 | 0 | 0 | 0 | 5 | 2 | 1 | 1 | [14 empty] | 2 | 1 | 2 | 1 | 2 | 1 | 1 | 0
SDGE | Ocean Ranch | 69 | Distributed_Solar |  |  | 0 | 0 | 0 | 0 | 0 | 0 | 0 | 0 | 0 | 4 | 4 | 1 | 1 | [14 empty] | 2 | 1 | 4 | 1 | 3 | 1 | 1 | 0
PG&E KERN | Oceano | 115 | Distributed_Solar |  |  | 0 | 0 | 0 | 0 | 0 | 0 | 0 | 0 | 0 | 5 | 2 | 5 | 2 | [14 empty] | 2 | 2 | 4 | 2 | 3 | 1 | 1 | 0
SDGE | Ocotillo Express | 500 | Distributed_Solar |  |  | 0 | 0 | 0 | 0 | 0 | 0 | 0 | 0 | 0 | 4 | 4 | 1 | 1 | [14 empty] | 2 | 1 | 4 | 2 | 3 | 1 | 1 | 0
PG&E KERN | Old River | 70 | Distributed_Solar |  |  | 0 | 2.4 | 2.4 | 0 | 2.4 | 2.4 | 0 | 0 | 0 | 5 | 2 | 5 | 2 | [14 empty] | 1 | 1 | 4 | 1 | 2 | 1 | 1 | 1
SDGE | Old Town | 230 | Distributed_Solar |  |  | 0 | 0 | 0 | 0 | 0 | 0 | 0 | 0 | 0 | 4 | 4 | 1 | 1 | [14 empty] | 2 | 1 | 3 | 1 | 2 | 1 | 1 | 0
SCE Metro | Olinda | 230 | Distributed_Solar |  |  | 0 | 0 | 0 | 0 | 0 | 0 | 0 | 0 | 0 | 1 | 1 | 1 | 1 | [14 empty] | 1 | 1 | 2 | 1 | 2 | 1 | 1 | 0
PG&E FRESNO | Olive | 115 | Distributed_Solar |  |  | 0 | 0 | 0 | 0 | 0 | 0 | 0 | 0 | 0 | 5 | 2 | 5 | 2 | [14 empty] | 1 | 1 | 4 | 1 | 1 | 1 | 1 | 0
PG&E NGBA | Olivehurst | 115 | Distributed_Solar |  |  | 0 | 0 | 0 | 0 | 0 | 0 | 0 | 0 | 0 | 5 | 2 | 1 | 1 | [14 empty] | 2 | 2 | 2 | 1 | 2 | 1 | 1 | 0
PG&E NGBA | Oregon Trail | 60 | Distributed_Solar |  |  | 0 | 0 | 0 | 0 | 0 | 0 | 0 | 0 | 0 | 5 | 2 | 1 | 1 | [14 empty] | 2 | 2 | 3 | 2 | 3 | 1 | 1 | 0
SCE Northern | Ormond Beach | 230 | Distributed_Solar |  |  | 0 | 0 | 0 | 0 | 0 | 0 | 0 | 0 | 0 | 5 | 2 | 4 | 2 | [14 empty] | 2 | 1 | 1 | 1 | 1 | 1 | 1 | 0
PG&E FRESNO | Oro Loma | 115 | Distributed_Solar |  |  | 0 | 0 | 0 | 0 | 0 | 0 | 0 | 0 | 0 | 5 | 2 | 5 | 2 | [14 empty] | 1 | 1 | 4 | 2 | 1 | 1 | 1 | 0
PG&E FRESNO | Oro Loma | 70 | Distributed_Solar |  |  | 0 | 5 | 5 | 0 | 5 | 5 | 0 | 0 | 0 | 5 | 2 | 5 | 2 | [14 empty] | 1 | 1 | 4 | 2 | 1 | 1 | 1 | 1
PG&E FRESNO | Orosi | 70 | Distributed_Solar |  |  | 0 | 0 | 0 | 0 | 0 | 0 | 0 | 0 | 0 | 5 | 2 | 5 | 2 | [14 empty] | 1 | 1 | 4 | 1 | 1 | 1 | 1 | 0
SDGE | Otay | 69 | Distributed_Solar |  |  | 0 | 0 | 0 | 0 | 0 | 0 | 0 | 0 | 0 | 4 | 4 | 1 | 1 | [14 empty] | 2 | 1 | 1 | 1 | 1 | 1 | 1 | 0
SDGE | Otay Mesa | 230 | Distributed_Solar |  |  | 0 | 0 | 0 | 0 | 0 | 0 | 0 | 0 | 0 | 4 | 4 | 1 | 1 | [14 empty] | 2 | 1 | 1 | 1 | 3 | 1 | 1 | 0
PG&E FRESNO | Padre Flats SW STA | 230 | Distributed_Solar |  |  | 0 | 0 | 0 | 0 | 0 | 0 | 0 | 0 | 0 | 5 | 2 | 5 | 2 | [14 empty] | 1 | 1 | 4 | 2 | 1 | 1 | 1 | 0
EOP | Pahrump | 138 | Distributed_Solar |  |  | 0 | 0 | 0 | 0 | 0 | 0 | 0 | 0 | 0 | 5 | 3 | 4 | 2 | [14 empty] | 2 | 2 | 4 | 1 | 3 | 1 | 1 | 0
EOP | Pahrump | 230 | Distributed_Solar |  |  | 0 | 0 | 0 | 0 | 0 | 0 | 0 | 0 | 0 | 5 | 3 | 4 | 2 | [14 empty] | 2 | 2 | 4 | 1 | 3 | 1 | 1 | 0
SDGE | Pala | 69 | Distributed_Solar |  |  | 0 | 0 | 0 | 0 | 0 | 0 | 0 | 0 | 0 | 4 | 4 | 1 | 1 | [14 empty] | 2 | 1 | 1 | 1 | 3 | 1 | 1 | 0
PG&E NGBA | Palermo | 115 | Distributed_Solar |  |  | 0 | 0 | 0 | 0 | 0 | 0 | 0 | 0 | 0 | 5 | 2 | 1 | 1 | [14 empty] | 2 | 1 | 2 | 2 | 2 | 1 | 1 | 0
PG&E NGBA | Palermo | 230 | Distributed_Solar |  |  | 0 | 0 | 0 | 0 | 0 | 0 | 0 | 0 | 0 | 5 | 2 | 1 | 1 | [14 empty] | 2 | 1 | 2 | 2 | 2 | 1 | 1 | 0
SCE Eastern | Palo Verde | 500 | Distributed_Solar |  |  | 0 | 0 | 0 | 0 | 0 | 0 | 0 | 0 | 0 | 5 | 4 | 4 | 2 | [14 empty] | 2 | 1 | 4 | 2 | 3 | 1 | 1 | 0
SDGE | Palomar Energy | 230 | Distributed_Solar |  |  | 0 | 0 | 0 | 0 | 0 | 0 | 0 | 0 | 0 | 4 | 4 | 1 | 1 | [14 empty] | 2 | 1 | 2 | 1 | 3 | 1 | 1 | 0
PG&E KERN | Panama | 70 | Distributed_Solar |  |  | 0 | 0 | 0 | 0 | 0 | 0 | 0 | 0 | 0 | 5 | 2 | 5 | 2 | [14 empty] | 1 | 1 | 4 | 1 | 1 | 1 | 1 | 0
PG&E FRESNO | Panoche | 115 | Distributed_Solar |  |  | 0 | 4.4 | 4.4 | 0 | 4.4 | 4.4 | 0 | 0 | 0 | 5 | 2 | 5 | 2 | [14 empty] | 1 | 1 | 1 | 2 | 1 | 1 | 3 | 1
PG&E FRESNO | Panoche | 230 | Distributed_Solar |  |  | 0 | 0 | 0 | 0 | 0 | 0 | 0 | 0 | 0 | 5 | 2 | 5 | 2 | [14 empty] | 1 | 1 | 1 | 2 | 1 | 1 | 1 | 0
SCE Northern | Pardee | 230 | Distributed_Solar |  |  | 0 | 0 | 0 | 0 | 0 | 0 | 0 | 0 | 0 | 5 | 2 | 4 | 2 | [14 empty] | 1 | 1 | 3 | 1 | 3 | 1 | 1 | 0
PG&E NGBA | Parkway | 230 | Distributed_Solar |  |  | 0 | 0 | 0 | 0 | 0 | 0 | 0 | 0 | 0 | 5 | 2 | 1 | 1 | [14 empty] | 2 | 1 | 4 | 1 | 2 | 1 | 1 | 0
SCE Northern | Pastoria | 230 | Distributed_Solar |  |  | 0 | 0 | 0 | 0 | 0 | 0 | 0 | 0 | 0 | 5 | 2 | 4 | 2 | [14 empty] | 1 | 1 | 2 | 1 | 3 | 1 | 1 | 0
SCE Metro | Pauda | 230 | Distributed_Solar |  |  | 0 | 0 | 0 | 0 | 0 | 0 | 0 | 0 | 0 | 1 | 1 | 1 | 1 | [14 empty] | 1 | 1 | 2 | 1 | 2 | 1 | 1 | 0
PG&E GBA | Paul Sweet | 115 | Distributed_Solar |  |  | 0 | 0 | 0 | 0 | 0 | 0 | 0 | 0 | 0 | 1 | 1 | 3 | 3 | [14 empty] | 2 | 2 | 2 | 2 | 3 | 1 | 1 | 0
PG&E NGBA | Peabody | 230 | Distributed_Solar |  |  | 0 | 0 | 0 | 0 | 0 | 0 | 0 | 0 | 0 | 5 | 2 | 1 | 1 | [14 empty] | 2 | 1 | 2 | 1 | 2 | 1 | 4 | 1
PG&E NGBA | Pease | 115 | Distributed_Solar |  |  | 0 | 0 | 0 | 0 | 0 | 0 | 0 | 0 | 0 | 5 | 2 | 1 | 1 | [14 empty] | 2 | 2 | 2 | 1 | 2 | 1 | 1 | 0
PG&E NGBA | Pease | 60 | Distributed_Solar |  |  | 0 | 0 | 0 | 0 | 0 | 0 | 0 | 0 | 0 | 5 | 2 | 1 | 1 | [14 empty] | 2 | 2 | 2 | 1 | 2 | 1 | 4 | 1
SDGE | Penasquitos | 138 | Distributed_Solar |  |  | 0 | 0 | 0 | 0 | 0 | 0 | 0 | 0 | 0 | 4 | 4 | 1 | 1 | [14 empty] | 2 | 1 | 2 | 1 | 3 | 1 | 1 | 0
SDGE | Penasquitos | 230 | Distributed_Solar |  |  | 0 | 0 | 0 | 0 | 0 | 0 | 0 | 0 | 0 | 4 | 4 | 1 | 1 | [14 empty] | 2 | 1 | 2 | 1 | 3 | 1 | 1 | 0
SDGE | Penasquitos | 69 | Distributed_Solar |  |  | 0 | 0 | 0 | 0 | 0 | 0 | 0 | 0 | 0 | 4 | 4 | 1 | 1 | [14 empty] | 2 | 1 | 2 | 1 | 3 | 1 | 1 | 0
SDGE | Pendleton | 69 | Distributed_Solar |  |  | 0 | 0 | 0 | 0 | 0 | 0 | 0 | 0 | 0 | 4 | 4 | 1 | 1 | [14 empty] | 2 | 1 | 4 | 1 | 3 | 1 | 1 | 0
PG&E NGBA | Penngrove | 115 | Distributed_Solar |  |  | 0 | 0 | 0 | 0 | 0 | 0 | 0 | 0 | 0 | 5 | 2 | 1 | 1 | [14 empty] | 2 | 1 | 3 | 2 | 2 | 1 | 1 | 0
PG&E GBA | Peoria | 115 | Distributed_Solar |  |  | 0 | 0 | 0 | 0 | 0 | 0 | 0 | 0 | 0 | 5 | 5 | 1 | 1 | [14 empty] | 2 | 1 | 4 | 1 | 3 | 1 | 1 | 0
PG&E GBA | Piercy | 115 | Distributed_Solar |  |  | 0 | 0 | 0 | 0 | 0 | 0 | 0 | 0 | 0 | 1 | 1 | 1 | 1 | [14 empty] | 2 | 1 | 2 | 2 | 2 | 1 | 1 | 0
PG&E FRESNO | Pine Flat | 230 | Distributed_Solar |  |  | 0 | 0 | 0 | 0 | 0 | 0 | 0 | 0 | 0 | 5 | 2 | 5 | 2 | [14 empty] | 1 | 1 | 4 | 2 | 3 | 1 | 1 | 0
SCE NOL | Pisgah | 230 | Distributed_Solar |  |  | 0 | 0 | 0 | 0 | 0 | 0 | 0 | 0 | 0 | 5 | 5 | 1 | 1 | [14 empty] | 2 | 1 | 4 | 1 | 1 | 1 | 1 | 0
PG&E NGBA | Pit 1 | 230 | Distributed_Solar |  |  | 0 | 0 | 0 | 0 | 0 | 0 | 0 | 0 | 0 | 5 | 2 | 1 | 1 | [14 empty] | 2 | 2 | 4 | 2 | 3 | 1 | 1 | 0
PG&E NGBA | Pit 1 | 60 | Distributed_Solar |  |  | 0 | 0 | 0 | 0 | 0 | 0 | 0 | 0 | 0 | 5 | 2 | 1 | 1 | [14 empty] | 2 | 2 | 4 | 2 | 3 | 1 | 1 | 0
PG&E NGBA | Pit 3 | 230 | Distributed_Solar |  |  | 0 | 0 | 0 | 0 | 0 | 0 | 0 | 0 | 0 | 5 | 2 | 1 | 1 | [14 empty] | 2 | 2 | 4 | 2 | 3 | 1 | 1 | 0
PG&E NGBA | Pit 4 | 230 | Distributed_Solar |  |  | 0 | 0 | 0 | 0 | 0 | 0 | 0 | 0 | 0 | 5 | 2 | 1 | 1 | [14 empty] | 2 | 2 | 4 | 2 | 3 | 1 | 1 | 0
PG&E GBA | Pittsburg | 115 | Distributed_Solar |  |  | 0 | 0 | 0 | 0 | 0 | 0 | 0 | 0 | 0 | 5 | 2 | 1 | 1 | [14 empty] | 2 | 1 | 2 | 1 | 1 | 1 | 1 | 0
PG&E GBA | Pittsburg | 230 | Distributed_Solar |  |  | 0 | 0 | 0 | 0 | 0 | 0 | 0 | 0 | 0 | 5 | 2 | 1 | 1 | [14 empty] | 2 | 1 | 2 | 1 | 1 | 1 | 1 | 0
PG&E NGBA | Pleasant Grove | 115 | Distributed_Solar |  |  | 0 | 0 | 0 | 0 | 0 | 0 | 0 | 0 | 0 | 5 | 2 | 1 | 1 | [14 empty] | 2 | 1 | 2 | 2 | 3 | 1 | 1 | 0
PG&E NGBA | POE | 230 | Distributed_Solar |  |  | 0 | 0 | 0 | 0 | 0 | 0 | 0 | 0 | 0 | 5 | 5 | 3 | 3 | [14 empty] | 2 | 1 | 4 | 2 | 3 | 1 | 1 | 0
SDGE | Point Loma | 69 | Distributed_Solar |  |  | 0 | 0 | 0 | 0 | 0 | 0 | 0 | 0 | 0 | 4 | 4 | 1 | 1 | [14 empty] | 2 | 1 | 3 | 1 | 2 | 1 | 1 | 0
SDGE | Pomerado | 69 | Distributed_Solar |  |  | 0 | 0 | 0 | 0 | 0 | 0 | 0 | 0 | 0 | 4 | 4 | 1 | 1 | [14 empty] | 2 | 1 | 3 | 1 | 3 | 1 | 1 | 0
PG&E KERN | Poso Mountain | 115 | Distributed_Solar |  |  | 0 | 0 | 0 | 0 | 0 | 0 | 0 | 0 | 0 | 5 | 2 | 5 | 2 | [14 empty] | 1 | 1 | 3 | 1 | 2 | 1 | 1 | 0
EOP | Primm | 230 | Distributed_Solar |  |  | 0 | 0 | 0 | 0 | 0 | 0 | 0 | 0 | 0 | 5 | 3 | 4 | 2 | [14 empty] | 2 | 2 | 4 | 1 | 2 | 1 | 1 | 0
PG&E NGBA | Putah Creek | 115 | Distributed_Solar |  |  | 0 | 0 | 0 | 0 | 0 | 0 | 0 | 0 | 0 | 5 | 2 | 1 | 1 | [14 empty] | 2 | 1 | 3 | 2 | 3 | 1 | 4 | 1
SDGE | Q1806 | 138 | Distributed_Solar |  |  | 0 | 0 | 0 | 0 | 0 | 0 | 0 | 0 | 0 | 1 | 1 | 1 | 1 | [14 empty] | 1 | 1 | 2 | 1 | 3 | 1 | 1 | 0
PG&E FRESNO | Quinto | 230 | Distributed_Solar |  |  | 0 | 0 | 0 | 0 | 0 | 0 | 0 | 0 | 0 | 5 | 2 | 5 | 2 | [14 empty] | 1 | 1 | 4 | 2 | 1 | 1 | 1 | 0
PG&E GBA | Race Track | 115 | Distributed_Solar |  |  | 0 | 0 | 0 | 0 | 0 | 0 | 0 | 0 | 0 | 5 | 5 | 1 | 1 | [14 empty] | 2 | 1 | 4 | 1 | 3 | 1 | 1 | 0
SDGE | Rancho Mission Viejo | 138 | Distributed_Solar |  |  | 0 | 0 | 0 | 0 | 0 | 0 | 0 | 0 | 0 | 1 | 1 | 1 | 1 | [14 empty] | 1 | 1 | 2 | 1 | 3 | 1 | 1 | 0
PG&E GBA | Rancho Seco | 230 | Distributed_Solar |  |  | 0 | 0 | 0 | 0 | 0 | 0 | 0 | 0 | 0 | 5 | 2 | 1 | 1 | [14 empty] | 2 | 1 | 1 | 2 | 3 | 1 | 1 | 0
SCE Metro | Rancho Vista | 230 | Distributed_Solar |  |  | 0 | 0 | 0 | 0 | 0 | 0 | 0 | 0 | 0 | 1 | 1 | 1 | 1 | [14 empty] | 1 | 1 | 1 | 1 | 1 | 1 | 1 | 0
SCE Metro | Rancho Vista | 500 | Distributed_Solar |  |  | 0 | 0 | 0 | 0 | 0 | 0 | 0 | 0 | 0 | 1 | 1 | 1 | 1 | [14 empty] | 1 | 1 | 1 | 1 | 1 | 1 | 1 | 0
SCE NOL | Ransburg | 115 | Distributed_Solar |  |  | 0 | 0 | 0 | 0 | 0 | 0 | 0 | 0 | 0 | 4 | 4 | 1 | 1 | [14 empty] | 2 | 1 | 4 | 1 | 1 | 1 | 5 | 1
PG&E GBA | Ravenswood | 115 | Distributed_Solar |  |  | 0 | 0 | 0 | 0 | 0 | 0 | 0 | 0 | 0 | 5 | 2 | 1 | 1 | [14 empty] | 2 | 1 | 2 | 1 | 2 | 1 | 1 | 0
PG&E GBA | Ravenswood | 230 | Distributed_Solar |  |  | 0 | 0 | 0 | 0 | 0 | 0 | 0 | 0 | 0 | 5 | 2 | 1 | 1 | [14 empty] | 2 | 1 | 2 | 1 | 2 | 1 | 1 | 0
SCE Northern | Rector | 230 | Distributed_Solar |  |  | 0 | 12 | 12 | 0 | 12 | 12 | 0 | 0 | 0 | 5 | 5 | 1 | 1 | [14 empty] | 1 | 1 | 2 | 1 | 2 | 4+ | 3 | 1
SCE Eastern | Red Bluff | 230 | Distributed_Solar |  |  | 0 | 0 | 0 | 0 | 0 | 0 | 0 | 0 | 0 | 5 | 5 | 3 | 2 | 1 | [13 empty] | 2 | 2 | 4 | 1 | 3 | 1 | 1 | 0
SCE Eastern | Red Bluff | 500 | Distributed_Solar |  |  | 0 | 0 | 0 | 0 | 0 | 0 | 0 | 0 | 0 | 5 | 5 | 3 | 2 | [14 empty] | 2 | 2 | 4 | 1 | 3 | 1 | 1 | 0
PG&E NGBA | Redbud | 115 | Distributed_Solar |  |  | 0 | 0 | 0 | 0 | 0 | 0 | 0 | 0 | 0 | 5 | 2 | 1 | 1 | [14 empty] | 2 | 2 | 4 | 2 | 3 | 1 | 1 | 0
SCE Metro | Redondo | 230 | Distributed_Solar |  |  | 0 | 0 | 0 | 0 | 0 | 0 | 0 | 0 | 0 | 1 | 1 | 1 | 1 | [14 empty] | 1 | 1 | 2 | 1 | 2 | 1 | 1 | 0
PG&E FRESNO | Reedley | 115 | Distributed_Solar |  |  | 0 | 0 | 0 | 0 | 0 | 0 | 0 | 0 | 0 | 5 | 2 | 5 | 2 | [14 empty] | 1 | 1 | 4 | 2 | 1 | 1 | 1 | 0
PG&E KERN | Renfro | 115 | Distributed_Solar |  |  | 0 | 0 | 0 | 0 | 0 | 0 | 0 | 0 | 0 | 5 | 2 | 5 | 2 | [14 empty] | 1 | 1 | 2 | 1 | 2 | 1 | 1 | 0
PG&E GBA | Richmond R | 115 | Distributed_Solar |  |  | 0 | 0 | 0 | 0 | 0 | 0 | 0 | 0 | 0 | 5 | 2 | 1 | 1 | [14 empty] | 2 | 1 | 2 | 1 | 2 | 1 | 5 | 1
PG&E NGBA | Rincon | 115 | Distributed_Solar |  |  | 0 | 0 | 0 | 0 | 0 | 0 | 0 | 0 | 0 | 5 | 2 | 1 | 1 | [14 empty] | 2 | 1 | 3 | 2 | 2 | 1 | 1 | 0
PG&E KERN | Rio Bravo | 115 | Distributed_Solar |  |  | 0 | 0 | 0 | 0 | 0 | 0 | 0 | 0 | 0 | 5 | 2 | 5 | 2 | 4 | [13 empty] | 1 | 1 | 2 | 1 | 1 | 1 | 1 | 0
SCE Metro | Rio Hondo | 230 | Distributed_Solar |  |  | 0 | 0 | 0 | 0 | 0 | 0 | 0 | 0 | 0 | 1 | 1 | 1 | 1 | [14 empty] | 1 | 1 | 4 | 1 | 1 | 1 | 1 | 0
PG&E NGBA | Rio Oso | 115 | Distributed_Solar |  |  | 0 | 0 | 0 | 0 | 0 | 0 | 0 | 0 | 0 | 5 | 5 | 3 | 3 | [14 empty] | 2 | 1 | 4 | 1 | 3 | 1 | 1 | 0
PG&E NGBA | Rio Oso | 230 | Distributed_Solar |  |  | 0 | 0 | 0 | 0 | 0 | 0 | 0 | 0 | 0 | 5 | 5 | 3 | 3 | [14 empty] | 2 | 1 | 4 | 1 | 3 | 1 | 1 | 0
PG&E GBA | Ripon | 115 | Distributed_Solar |  |  | 0 | 2.6 | 2.6 | 0 | 2.6 | 2.6 | 0 | 0 | 0 | 5 | 5 | 1 | 1 | 3 | [13 empty] | 1 | 1 | 2 | 2 | 2 | 1 | 1 | 1
PG&E GBA | Riverbank | 115 | Distributed_Solar |  |  | 0 | 0 | 0 | 0 | 0 | 0 | 0 | 0 | 0 | 5 | 5 | 1 | 1 | [14 empty] | 1 | 1 | 3 | 2 | 2 | 1 | 1 | 0
SCE NOL | Roadway | 115 | Distributed_Solar |  |  | 0 | 0 | 0 | 0 | 0 | 0 | 0 | 0 | 0 | 3 | 3 | 1 | 1 | 3 | [13 empty] | 2 | 1 | 2 | 1 | 1 | 1 | 5 | 1
PG&E NGBA | Rock Creek 1 | 230 | Distributed_Solar |  |  | 0 | 0 | 0 | 0 | 0 | 0 | 0 | 0 | 0 | 5 | 2 | 1 | 1 | [14 empty] | 2 | 2 | 4 | 1 | 3 | 1 | 1 | 0
SCE Northern | Rosamond | 66 | Distributed_Solar |  |  | 0 | 0 | 0 | 0 | 0 | 0 | 0 | 0 | 0 | 5 | 5 | 1 | 1 | [14 empty] | 2 | 1 | 4 | 1 | 3 | 1 | 1 | 0
PG&E GBA | Rossmoor | 230 | Distributed_Solar |  |  | 0 | 0 | 0 | 0 | 0 | 0 | 0 | 0 | 0 | 5 | 2 | 1 | 1 | [14 empty] | 2 | 1 | 4 | 1 | 3 | 1 | 1 | 0
PG&E NGBA | Round Mountain | 230 | Distributed_Solar |  |  | 0 | 0 | 0 | 0 | 0 | 0 | 0 | 0 | 0 | 5 | 2 | 1 | 1 | [14 empty] | 2 | 2 | 4 | 2 | 3 | 1 | 1 | 0
PG&E NGBA | Round Mountain | 500 | Distributed_Solar |  |  | 0 | 0 | 0 | 0 | 0 | 0 | 0 | 0 | 0 | 5 | 2 | 1 | 1 | [14 empty] | 2 | 2 | 4 | 2 | 3 | 1 | 1 | 0
PG&E GBA | Salado | 115 | Distributed_Solar |  |  | 0 | 0 | 0 | 0 | 0 | 0 | 0 | 0 | 0 | 5 | 5 | 1 | 1 | [14 empty] | 1 | 1 | 4 | 2 | 1 | 1 | 1 | 0
PG&E GBA | Salado | 60 | Distributed_Solar |  |  | 0 | 0 | 0 | 0 | 0 | 0 | 0 | 0 | 0 | 5 | 5 | 1 | 1 | [14 empty] | 1 | 1 | 4 | 2 | 1 | 1 | 1 | 0
PG&E GBA | Salinas | 115 | Distributed_Solar |  |  | 0 | 0 | 0 | 0 | 0 | 0 | 0 | 0 | 0 | 1 | 1 | 3 | 3 | [14 empty] | 2 | 2 | 3 | 2 | 2 | 1 | 4 | 1
SDGE | Salt Creek | 69 | Distributed_Solar |  |  | 0 | 0 | 0 | 0 | 0 | 0 | 0 | 0 | 0 | 4 | 4 | 1 | 1 | [14 empty] | 2 | 1 | 3 | 1 | 2 | 1 | 1 | 0
SCE Eastern | San Bernardino | 230 | Distributed_Solar |  |  | 0 | 0 | 0 | 0 | 0 | 0 | 0 | 0 | 0 | 5 | 5 | 1 | 1 | [14 empty] | 1 | 1 | 2 | 1 | 2 | 4+ | 1 | 1
PG&E GBA | SAN FRAN A (POTRERO PP) | 115 | Distributed_Solar |  |  | 0 | 0 | 0 | 0 | 0 | 0 | 0 | 0 | 0 | 5 | 2 | 1 | 1 | [14 empty] | 2 | 1 | 2 | 1 | 2 | 1 | 1 | 0
PG&E GBA | SAN FRAN A (POTRERO PP) | 230 | Distributed_Solar |  |  | 0 | 0 | 0 | 0 | 0 | 0 | 0 | 0 | 0 | 5 | 2 | 1 | 1 | [14 empty] | 2 | 1 | 2 | 1 | 2 | 1 | 1 | 0
PG&E GBA | San Jose A | 115 | Distributed_Solar |  |  | 0 | 0 | 0 | 0 | 0 | 0 | 0 | 0 | 0 | 1 | 1 | 1 | 1 | [14 empty] | 2 | 1 | 2 | 2 | 2 | 1 | 1 | 0
PG&E GBA | San Jose B | 115 | Distributed_Solar |  |  | 0 | 0 | 0 | 0 | 0 | 0 | 0 | 0 | 0 | 1 | 1 | 1 | 1 | [14 empty] | 2 | 1 | 3 | 2 | 2 | 1 | 1 | 0
PG&E GBA | San Leandro U | 115 | Distributed_Solar |  |  | 0 | 0 | 0 | 0 | 0 | 0 | 0 | 0 | 0 | 5 | 2 | 1 | 1 | [14 empty] | 2 | 1 | 3 | 1 | 2 | 1 | 1 | 0
PG&E KERN | San Luis Obispo | 115 | Distributed_Solar |  |  | 0 | 0 | 0 | 0 | 0 | 0 | 0 | 0 | 0 | 5 | 2 | 5 | 2 | [14 empty] | 2 | 2 | 4 | 2 | 3 | 1 | 1 | 0
PG&E KERN | San Luis Obispo | 70 | Distributed_Solar |  |  | 0 | 0 | 0 | 0 | 0 | 0 | 0 | 0 | 0 | 5 | 2 | 5 | 2 | [14 empty] | 2 | 2 | 4 | 2 | 3 | 1 | 1 | 0
SDGE | San Luis Rey | 230 | Distributed_Solar |  |  | 0 | 0 | 0 | 0 | 0 | 0 | 0 | 0 | 0 | 4 | 4 | 1 | 1 | [14 empty] | 2 | 1 | 4 | 1 | 3 | 1 | 1 | 0
SDGE | San Luis Rey | 69 | Distributed_Solar |  |  | 0 | 0 | 0 | 0 | 0 | 0 | 0 | 0 | 0 | 4 | 4 | 1 | 1 | [14 empty] | 2 | 1 | 4 | 1 | 3 | 1 | 1 | 0
SDGE | San Marcos | 69 | Distributed_Solar |  |  | 0 | 0 | 0 | 0 | 0 | 0 | 0 | 0 | 0 | 4 | 4 | 1 | 1 | [14 empty] | 2 | 1 | 2 | 1 | 3 | 1 | 1 | 0
SCE Metro | San Onofre | 230 | Distributed_Solar |  |  | 0 | 0 | 0 | 0 | 0 | 0 | 0 | 0 | 0 | 1 | 1 | 1 | 1 | [14 empty] | 2 | 1 | 4 | 1 | 3 | 1 | 1 | 0
PG&E GBA | San Pablo | 115 | Distributed_Solar |  |  | 0 | 0 | 0 | 0 | 0 | 0 | 0 | 0 | 0 | 5 | 2 | 1 | 1 | [14 empty] | 2 | 1 | 2 | 1 | 1 | 1 | 1 | 0
PG&E GBA | San Ramon | 230 | Distributed_Solar |  |  | 0 | 0 | 0 | 0 | 0 | 0 | 0 | 0 | 0 | 5 | 2 | 1 | 1 | [14 empty] | 2 | 1 | 2 | 1 | 3 | 1 | 1 | 0
SDGE | San Ysidro | 69 | Distributed_Solar |  |  | 0 | 0 | 0 | 0 | 0 | 0 | 0 | 0 | 0 | 4 | 4 | 1 | 1 | [14 empty] | 2 | 1 | 2 | 1 | 2 | 1 | 1 | 0
SCE NOL | Sandlot | 230 | Distributed_Solar |  |  | 0 | 0 | 0 | 0 | 0 | 0 | 0 | 0 | 0 | 4 | 4 | 1 | 1 | [14 empty] | 2 | 1 | 4 | 1 | 2 | 1 | 1 | 0
EOP | Sandy | 138 | Distributed_Solar |  |  | 0 | 0 | 0 | 0 | 0 | 0 | 0 | 0 | 0 | 5 | 3 | 4 | 2 | [14 empty] | 2 | 2 | 4 | 1 | 3 | 1 | 1 | 0
PG&E FRESNO | Sanger | 115 | Distributed_Solar |  |  | 0 | 0 | 0 | 0 | 0 | 0 | 0 | 0 | 0 | 5 | 2 | 5 | 2 | 3 | [13 empty] | 1 | 1 | 2 | 2 | 2 | 1 | 1 | 0
SCE Northern | Santa Clara | 230 | Distributed_Solar |  |  | 0 | 0 | 0 | 0 | 0 | 0 | 0 | 0 | 0 | 5 | 2 | 4 | 2 | [14 empty] | 2 | 1 | 3 | 1 | 2 | 1 | 1 | 0
PG&E NGBA | Santa Rosa A | 115 | Distributed_Solar |  |  | 0 | 0 | 0 | 0 | 0 | 0 | 0 | 0 | 0 | 5 | 2 | 1 | 1 | [14 empty] | 2 | 1 | 3 | 2 | 2 | 1 | 1 | 0
PG&E GBA | Santa Teresa | 115 | Distributed_Solar |  |  | 0 | 0 | 0 | 0 | 0 | 0 | 0 | 0 | 0 | 1 | 1 | 1 | 1 | [14 empty] | 2 | 1 | 2 | 2 | 2 | 1 | 1 | 0
SDGE | Santee | 138 | Distributed_Solar |  |  | 0 | 0 | 0 | 0 | 0 | 0 | 0 | 0 | 0 | 4 | 4 | 1 | 1 | [14 empty] | 2 | 1 | 2 | 1 | 2 | 1 | 1 | 0
SCE Metro | Santiago | 230 | Distributed_Solar |  |  | 0 | 0 | 0 | 0 | 0 | 0 | 0 | 0 | 0 | 1 | 1 | 1 | 1 | [14 empty] | 1 | 1 | 2 | 1 | 2 | 1 | 1 | 0
PG&E GBA | Saratoga | 230 | Distributed_Solar |  |  | 0 | 0 | 0 | 0 | 0 | 0 | 0 | 0 | 0 | 1 | 1 | 1 | 1 | [14 empty] | 2 | 1 | 4 | 2 | 3 | 1 | 1 | 0
SCE Northern | Saugus | 230 | Distributed_Solar |  |  | 0 | 0 | 0 | 0 | 0 | 0 | 0 | 0 | 0 | 5 | 2 | 4 | 2 | [14 empty] | 1 | 1 | 3 | 1 | 3 | 1 | 1 | 0
PG&E FRESNO | Schindler | 115 | Distributed_Solar |  |  | 0 | 0 | 0 | 0 | 0 | 0 | 0 | 0 | 0 | 5 | 2 | 5 | 2 | 3 | [13 empty] | 1 | 1 | 4 | 2 | 1 | 1 | 1 | 0
PG&E FRESNO | Schindler | 70 | Distributed_Solar |  |  | 0 | 0 | 0 | 0 | 0 | 0 | 0 | 0 | 0 | 5 | 2 | 5 | 2 | [14 empty] | 1 | 1 | 4 | 2 | 1 | 1 | 1 | 0
PG&E GBA | Schulte | 115 | Distributed_Solar |  |  | 0 | 0 | 0 | 0 | 0 | 0 | 0 | 0 | 0 | 5 | 5 | 1 | 1 | [14 empty] | 1 | 1 | 1 | 2 | 2 | 1 | 1 | 0
SDGE | Scripps | 69 | Distributed_Solar |  |  | 0 | 0 | 0 | 0 | 0 | 0 | 0 | 0 | 0 | 4 | 4 | 1 | 1 | [14 empty] | 2 | 1 | 2 | 1 | 3 | 1 | 1 | 0
PG&E KERN | Semitropic | 115 | Distributed_Solar |  |  | 0 | 4.66 | 4.66 | 0 | 4.66 | 4.66 | 0 | 0 | 0 | 5 | 2 | 5 | 2 | [14 empty] | 1 | 1 | 3 | 1 | 1 | 1 | 1 | 1
SCE Metro | Serrano | 230 | Distributed_Solar |  |  | 0 | 0 | 0 | 0 | 0 | 0 | 0 | 0 | 0 | 1 | 1 | 1 | 1 | [14 empty] | 1 | 1 | 2 | 1 | 2 | 1 | 1 | 0
SCE Metro | Serrano | 500 | Distributed_Solar |  |  | 0 | 0 | 0 | 0 | 0 | 0 | 0 | 0 | 0 | 1 | 1 | 1 | 1 | [14 empty] | 1 | 1 | 2 | 1 | 2 | 1 | 1 | 0
SDGE | Shadowridge | 138 | Distributed_Solar |  |  | 0 | 0 | 0 | 0 | 0 | 0 | 0 | 0 | 0 | 4 | 4 | 1 | 1 | [14 empty] | 2 | 1 | 3 | 1 | 3 | 1 | 1 | 0
PG&E KERN | Shafter | 115 | Distributed_Solar |  |  | 0 | 2.25 | 2.25 | 0 | 2.25 | 2.25 | 0 | 0 | 0 | 5 | 2 | 5 | 2 | [14 empty] | 1 | 1 | 3 | 1 | 1 | 1 | 1 | 1
PG&E NGBA | Silverado | 115 | Distributed_Solar |  |  | 0 | 0 | 0 | 0 | 0 | 0 | 0 | 0 | 0 | 5 | 2 | 1 | 1 | [14 empty] | 2 | 1 | 4 | 2 | 3 | 1 | 1 | 0
SDGE | Silvergate | 230 | Distributed_Solar |  |  | 0 | 0 | 0 | 0 | 0 | 0 | 0 | 0 | 0 | 4 | 4 | 1 | 1 | [14 empty] | 2 | 1 | 1 | 1 | 1 | 1 | 1 | 0
SDGE | Silvergate | 69 | Distributed_Solar |  |  | 0 | 0 | 0 | 0 | 0 | 0 | 0 | 0 | 0 | 4 | 4 | 1 | 1 | [14 empty] | 2 | 1 | 1 | 1 | 1 | 1 | 1 | 0
PG&E KERN | Sisquoc | 115 | Distributed_Solar |  |  | 0 | 0 | 0 | 0 | 0 | 0 | 0 | 0 | 0 | 5 | 2 | 5 | 2 | [14 empty] | 2 | 2 | 4 | 1 | 3 | 1 | 1 | 0
EOP | Sloan Canyon | 230 | Distributed_Solar |  |  | 0 | 0 | 0 | 0 | 0 | 0 | 0 | 0 | 0 | 5 | 3 | 4 | 2 | [14 empty] | 2 | 2 | 3 | 1 | 3 | 1 | 1 | 0
EOP | Sloan Canyon | 500 | Distributed_Solar |  |  | 0 | 0 | 0 | 0 | 0 | 0 | 0 | 0 | 0 | 5 | 3 | 4 | 2 | [14 empty] | 2 | 2 | 3 | 1 | 3 | 1 | 1 | 0
PG&E KERN | Smyrna | 115 | Distributed_Solar |  |  | 0 | 0 | 0 | 0 | 0 | 0 | 0 | 0 | 0 | 5 | 2 | 5 | 2 | [14 empty] | 1 | 1 | 4 | 1 | 1 | 1 | 4 | 1
PG&E GBA | Sobrante | 115 | Distributed_Solar |  |  | 0 | 0 | 0 | 0 | 0 | 0 | 0 | 0 | 0 | 5 | 2 | 1 | 1 | [14 empty] | 2 | 1 | 2 | 1 | 3 | 1 | 1 | 0
PG&E GBA | Sobrante | 230 | Distributed_Solar |  |  | 0 | 0 | 0 | 0 | 0 | 0 | 0 | 0 | 0 | 5 | 2 | 1 | 1 | [14 empty] | 2 | 1 | 2 | 1 | 3 | 1 | 1 | 0
PG&E KERN | Solar | 230 | Distributed_Solar |  |  | 0 | 0 | 0 | 0 | 0 | 0 | 0 | 0 | 0 | 5 | 2 | 5 | 2 | [14 empty] | 2 | 1 | 4 | 2 | 3 | 1 | 1 | 0
PG&E GBA | Soledad | 115 | Distributed_Solar |  |  | 0 | 0 | 0 | 0 | 0 | 0 | 0 | 0 | 0 | 1 | 1 | 3 | 3 | [14 empty] | 2 | 2 | 4 | 2 | 3 | 1 | 1 | 0
PG&E GBA | Soledad | 60 | Distributed_Solar |  |  | 0 | 0 | 0 | 0 | 0 | 0 | 0 | 0 | 0 | 1 | 1 | 3 | 3 | [14 empty] | 2 | 2 | 4 | 2 | 3 | 1 | 1 | 0
SDGE | Spring Valley | 69 | Distributed_Solar |  |  | 0 | 0 | 0 | 0 | 0 | 0 | 0 | 0 | 0 | 4 | 4 | 1 | 1 | [14 empty] | 2 | 1 | 2 | 1 | 2 | 1 | 1 | 0
SCE Northern | Springville | 230 | Distributed_Solar |  |  | 0 | 3 | 3 | 0 | 3 | 3 | 0 | 0 | 0 | 5 | 5 | 1 | 1 | 4 | [13 empty] | 1 | 1 | 4 | 1 | 1 | 4+ | 1 | 1
PG&E GBA | Stagg | 230 | Distributed_Solar |  |  | 0 | 0 | 0 | 0 | 0 | 0 | 0 | 0 | 0 | 5 | 2 | 1 | 1 | [14 empty] | 1 | 1 | 3 | 2 | 2 | 1 | 1 | 0
PG&E GBA | Standard Oil | 115 | Distributed_Solar |  |  | 0 | 0 | 0 | 0 | 0 | 0 | 0 | 0 | 0 | 5 | 2 | 1 | 1 | [14 empty] | 2 | 1 | 1 | 1 | 2 | 1 | 1 | 0
PG&E GBA | Stanislaus | 115 | Distributed_Solar |  |  | 0 | 0 | 0 | 0 | 0 | 0 | 0 | 0 | 0 | 5 | 5 | 1 | 1 | [14 empty] | 2 | 1 | 4 | 1 | 3 | 1 | 1 | 0
PG&E KERN | Stockdale | 115 | Distributed_Solar |  |  | 0 | 0 | 0 | 0 | 0 | 0 | 0 | 0 | 0 | 5 | 2 | 5 | 2 | [14 empty] | 1 | 1 | 2 | 1 | 2 | 1 | 4 | 1
PG&E KERN | Stockdale | 230 | Distributed_Solar |  |  | 0 | 0 | 0 | 0 | 0 | 0 | 0 | 0 | 0 | 5 | 2 | 5 | 2 | [14 empty] | 1 | 1 | 2 | 1 | 2 | 1 | 1 | 0
PG&E GBA | Stockton A | 115 | Distributed_Solar |  |  | 0 | 0 | 0 | 0 | 0 | 0 | 0 | 0 | 0 | 5 | 2 | 1 | 1 | [14 empty] | 1 | 1 | 3 | 2 | 1 | 1 | 1 | 0
PG&E GBA | Stone | 115 | Distributed_Solar |  |  | 0 | 0 | 0 | 0 | 0 | 0 | 0 | 0 | 0 | 1 | 1 | 1 | 1 | [14 empty] | 2 | 1 | 3 | 2 | 2 | 1 | 1 | 0
PG&E FRESNO | Storey | 230 | Distributed_Solar |  |  | 0 | 0 | 0 | 0 | 0 | 0 | 0 | 0 | 0 | 5 | 2 | 5 | 2 | [14 empty] | 1 | 1 | 4 | 2 | 1 | 1 | 1 | 0
PG&E NGBA | Summit | 115 | Distributed_Solar |  |  | 0 | 0 | 0 | 0 | 0 | 0 | 0 | 0 | 0 | 5 | 5 | 3 | 3 | [14 empty] | 2 | 1 | 4 | 2 | 3 | 1 | 1 | 0
SDGE | Suncrest | 230 | Distributed_Solar |  |  | 0 | 0 | 0 | 0 | 0 | 0 | 0 | 0 | 0 | 4 | 4 | 1 | 1 | [14 empty] | 2 | 1 | 4 | 1 | 3 | 1 | 1 | 0
SDGE | Suncrest | 500 | Distributed_Solar |  |  | 0 | 0 | 0 | 0 | 0 | 0 | 0 | 0 | 0 | 4 | 4 | 1 | 1 | [14 empty] | 2 | 1 | 4 | 1 | 3 | 1 | 1 | 0
PG&E KERN | Sunrise | 230 | Distributed_Solar |  |  | 0 | 0 | 0 | 0 | 0 | 0 | 0 | 0 | 0 | 5 | 2 | 5 | 2 | [14 empty] | 1 | 1 | 1 | 1 | 1 | 1 | 1 | 0
PG&E KERN | Sunset | 230 | Distributed_Solar |  |  | 0 | 0 | 0 | 0 | 0 | 0 | 0 | 0 | 0 | 5 | 2 | 5 | 2 | [14 empty] | 1 | 1 | 1 | 1 | 1 | 1 | 1 | 0
PG&E GBA | Swift | 115 | Distributed_Solar |  |  | 0 | 0 | 0 | 0 | 0 | 0 | 0 | 0 | 0 | 1 | 1 | 1 | 1 | [14 empty] | 2 | 1 | 2 | 2 | 2 | 1 | 1 | 0
SDGE | Sycamore Canyon | 138 | Distributed_Solar |  |  | 0 | 0 | 0 | 0 | 0 | 0 | 0 | 0 | 0 | 4 | 4 | 1 | 1 | [14 empty] | 2 | 1 | 4 | 1 | 3 | 1 | 1 | 0
SDGE | Sycamore Canyon | 230 | Distributed_Solar |  |  | 0 | 0 | 0 | 0 | 0 | 0 | 0 | 0 | 0 | 4 | 4 | 1 | 1 | [14 empty] | 2 | 1 | 4 | 1 | 3 | 1 | 1 | 0
SDGE | Sycamore Canyon | 69 | Distributed_Solar |  |  | 0 | 0 | 0 | 0 | 0 | 0 | 0 | 0 | 0 | 4 | 4 | 1 | 1 | [14 empty] | 2 | 1 | 4 | 1 | 3 | 1 | 1 | 0
SCE Northern | Sylmar | 230 | Distributed_Solar |  |  | 0 | 0 | 0 | 0 | 0 | 0 | 0 | 0 | 0 | 5 | 2 | 4 | 2 | [14 empty] | 1 | 1 | 2 | 1 | 1 | 1 | 1 | 0
PG&E NGBA | Table Mountain | 115 | Distributed_Solar |  |  | 0 | 0 | 0 | 0 | 0 | 0 | 0 | 0 | 0 | 5 | 2 | 1 | 1 | [14 empty] | 2 | 1 | 3 | 2 | 1 | 1 | 1 | 0
PG&E NGBA | Table Mountain | 230 | Distributed_Solar |  |  | 0 | 0 | 0 | 0 | 0 | 0 | 0 | 0 | 0 | 5 | 2 | 1 | 1 | [14 empty] | 2 | 1 | 3 | 2 | 1 | 1 | 1 | 0
PG&E NGBA | Table Mountain | 500 | Distributed_Solar |  |  | 0 | 0 | 0 | 0 | 0 | 0 | 0 | 0 | 0 | 5 | 2 | 1 | 1 | [14 empty] | 2 | 1 | 3 | 2 | 1 | 1 | 1 | 0
PG&E NGBA | Table Mountain | 60 | Distributed_Solar |  |  | 0 | 0 | 0 | 0 | 0 | 0 | 0 | 0 | 0 | 5 | 2 | 1 | 1 | [14 empty] | 2 | 1 | 3 | 2 | 1 | 1 | 1 | 0
PG&E KERN | Taft | 115 | Distributed_Solar |  |  | 0 | 0 | 0 | 0 | 0 | 0 | 0 | 0 | 0 | 5 | 2 | 5 | 2 | [14 empty] | 1 | 1 | 2 | 1 | 2 | 1 | 4 | 1
SDGE | Talega | 138 | Distributed_Solar |  |  | 0 | 0 | 0 | 0 | 0 | 0 | 0 | 0 | 0 | 1 | 1 | 1 | 1 | [14 empty] | 2 | 1 | 3 | 1 | 3 | 1 | 1 | 0
SDGE | Talega | 230 | Distributed_Solar |  |  | 0 | 0 | 0 | 0 | 0 | 0 | 0 | 0 | 0 | 1 | 1 | 1 | 1 | [14 empty] | 2 | 1 | 3 | 1 | 3 | 1 | 1 | 0
PG&E GBA | Tassajara | 230 | Distributed_Solar |  |  | 0 | 0 | 0 | 0 | 0 | 0 | 0 | 0 | 0 | 5 | 2 | 1 | 1 | [14 empty] | 2 | 1 | 3 | 1 | 3 | 1 | 1 | 0
PG&E KERN | Tejon | 70 | Distributed_Solar |  |  | 0 | 0 | 0 | 0 | 0 | 0 | 0 | 0 | 0 | 5 | 2 | 5 | 2 | [14 empty] | 1 | 1 | 3 | 1 | 1 | 1 | 1 | 0
SDGE | Telegraph Canyon | 138 | Distributed_Solar |  |  | 0 | 0 | 0 | 0 | 0 | 0 | 0 | 0 | 0 | 4 | 4 | 1 | 1 | [14 empty] | 2 | 1 | 2 | 1 | 2 | 1 | 1 | 0
PG&E KERN | Temblor | 115 | Distributed_Solar |  |  | 0 | 0 | 0 | 0 | 0 | 0 | 0 | 0 | 0 | 5 | 2 | 5 | 2 | [14 empty] | 1 | 1 | 2 | 1 | 1 | 1 | 1 | 0
PG&E KERN | Templeton | 230 | Distributed_Solar |  |  | 0 | 0 | 0 | 0 | 0 | 0 | 0 | 0 | 0 | 5 | 2 | 5 | 2 | [14 empty] | 2 | 2 | 4 | 2 | 3 | 1 | 1 | 0
PG&E KERN | Templeton | 70 | Distributed_Solar |  |  | 0 | 0 | 0 | 0 | 0 | 0 | 0 | 0 | 0 | 5 | 2 | 5 | 2 | [14 empty] | 2 | 2 | 4 | 2 | 3 | 1 | 1 | 0
PG&E GBA | Tesla | 115 | Distributed_Solar |  |  | 0 | 0 | 0 | 0 | 0 | 0 | 0 | 0 | 0 | 1 | 1 | 1 | 1 | [14 empty] | 2 | 1 | 2 | 1 | 2 | 1 | 1 | 0
PG&E GBA | Tesla | 230 | Distributed_Solar |  |  | 0 | 0 | 0 | 0 | 0 | 0 | 0 | 0 | 0 | 5 | 2 | 1 | 1 | [14 empty] | 2 | 1 | 2 | 1 | 2 | 1 | 1 | 0
PG&E GBA | Tesla | 500 | Distributed_Solar |  |  | 0 | 0 | 0 | 0 | 0 | 0 | 0 | 0 | 0 | 1 | 1 | 1 | 1 | [14 empty] | 2 | 1 | 2 | 1 | 2 | 1 | 1 | 0
PG&E KERN | Tevis | 115 | Distributed_Solar |  |  | 0 | 0 | 0 | 0 | 0 | 0 | 0 | 0 | 0 | 5 | 2 | 5 | 2 | 4 | [13 empty] | 1 | 1 | 2 | 1 | 2 | 1 | 1 | 0
EOP | Thousandaire | 138 | Distributed_Solar |  |  | 0 | 0 | 0 | 0 | 0 | 0 | 0 | 0 | 0 | 5 | 3 | 4 | 2 | [14 empty] | 2 | 2 | 4 | 1 | 3 | 1 | 1 | 0
PG&E KERN | Topaz | 230 | Distributed_Solar |  |  | 0 | 0 | 0 | 0 | 0 | 0 | 0 | 0 | 0 | 5 | 2 | 5 | 2 | [14 empty] | 1 | 1 | 3 | 1 | 2 | 1 | 1 | 0
SCE NOL | Tortilla | 115 | Distributed_Solar |  |  | 0 | 3 | 3 | 0 | 3 | 3 | 0 | 0 | 0 | 4 | 4 | 1 | 1 | [14 empty] | 2 | 1 | 4 | 1 | 2 | 1+ | 1 | 1
SDGE | Trabuco | 138 | Distributed_Solar |  |  | 0 | 0 | 0 | 0 | 0 | 0 | 0 | 0 | 0 | 1 | 1 | 1 | 1 | [14 empty] | 1 | 1 | 1 | 1 | 2 | 1 | 1 | 0
PG&E GBA | Tracy | 115 | Distributed_Solar |  |  | 0 | 0 | 0 | 0 | 0 | 0 | 0 | 0 | 0 | 5 | 2 | 1 | 1 | [14 empty] | 2 | 1 | 3 | 1 | 2 | 1 | 1 | 0
PG&E FRESNO | Tranquility | 230 | Distributed_Solar |  |  | 0 | 0 | 0 | 0 | 0 | 0 | 0 | 0 | 0 | 5 | 2 | 5 | 2 | [14 empty] | 1 | 1 | 4 | 2 | 1 | 1 | 1 | 0
PG&E GBA | Trimble | 115 | Distributed_Solar |  |  | 0 | 0 | 0 | 0 | 0 | 0 | 0 | 0 | 0 | 1 | 1 | 1 | 1 | [14 empty] | 2 | 1 | 3 | 2 | 2 | 1 | 1 | 0
EOP | Trout Canyon | 230 | Distributed_Solar |  |  | 0 | 0 | 0 | 0 | 0 | 0 | 0 | 0 | 0 | 5 | 3 | 4 | 2 | [14 empty] | 2 | 2 | 4 | 1 | 3 | 1 | 1 | 0
EOP | Trout Canyon | 500 | Distributed_Solar |  |  | 0 | 0 | 0 | 0 | 0 | 0 | 0 | 0 | 0 | 5 | 3 | 4 | 2 | [14 empty] | 2 | 2 | 4 | 1 | 3 | 1 | 1 | 0
PG&E NGBA | Tulucay | 230 | Distributed_Solar |  |  | 0 | 0 | 0 | 0 | 0 | 0 | 0 | 0 | 0 | 5 | 2 | 1 | 1 | [14 empty] | 2 | 1 | 3 | 2 | 3 | 1 | 1 | 0
PG&E NGBA | Tulucay | 60 | Distributed_Solar |  |  | 0 | 0 | 0 | 0 | 0 | 0 | 0 | 0 | 0 | 5 | 2 | 1 | 1 | [14 empty] | 2 | 1 | 3 | 2 | 3 | 1 | 1 | 0
PG&E KERN | Tupman | 115 | Distributed_Solar |  |  | 0 | 0 | 0 | 0 | 0 | 0 | 0 | 0 | 0 | 5 | 2 | 5 | 2 | [14 empty] | 1 | 1 | 2 | 1 | 1 | 1 | 1 | 0
PG&E NGBA | Ukiah | 115 | Distributed_Solar |  |  | 0 | 0 | 0 | 0 | 0 | 0 | 0 | 0 | 0 | 5 | 2 | 1 | 1 | [14 empty] | 2 | 2 | 4 | 2 | 3 | 1 | 1 | 0
PG&E KERN | Union (Estrella) | 70 | Distributed_Solar |  |  | 0 | 0 | 0 | 0 | 0 | 0 | 0 | 0 | 0 | 5 | 2 | 5 | 2 | [14 empty] | 2 | 2 | 4 | 2 | 3 | 1 | 1 | 0
PG&E NGBA | Vaca Dixon | 115 | Distributed_Solar |  |  | 0 | 0 | 0 | 0 | 0 | 0 | 0 | 0 | 0 | 5 | 2 | 1 | 1 | [14 empty] | 2 | 1 | 1 | 1 | 3 | 1 | 1 | 0
PG&E NGBA | Vaca Dixon | 230 | Distributed_Solar |  |  | 0 | 0 | 0 | 0 | 0 | 0 | 0 | 0 | 0 | 5 | 2 | 1 | 1 | [14 empty] | 2 | 1 | 1 | 1 | 3 | 1 | 1 | 0
PG&E NGBA | Vaca Dixon | 500 | Distributed_Solar |  |  | 0 | 0 | 0 | 0 | 0 | 0 | 0 | 0 | 0 | 5 | 2 | 1 | 1 | [14 empty] | 2 | 1 | 1 | 1 | 3 | 1 | 1 | 0
PG&E NGBA | Vaca Dixon | 60 | Distributed_Solar |  |  | 0 | 0 | 0 | 0 | 0 | 0 | 0 | 0 | 0 | 5 | 2 | 1 | 1 | [14 empty] | 2 | 1 | 1 | 1 | 3 | 1 | 1 | 0
SCE Eastern | Valley (SCE) | 500 | Distributed_Solar |  |  | 0 | 0 | 0 | 0 | 0 | 0 | 0 | 0 | 0 | 5 | 5 | 1 | 1 | [14 empty] | 1 | 1 | 2 | 1 | 2 | 1 | 1 | 0
EOP | Valley (VEA) | 138 | Distributed_Solar |  |  | 0 | 0 | 0 | 0 | 0 | 0 | 0 | 0 | 0 | 5 | 3 | 4 | 2 | [14 empty] | 2 | 2 | 4 | 1 | 3 | 1 | 1 | 0
SDGE | Valley Center | 69 | Distributed_Solar |  |  | 0 | 0 | 0 | 0 | 0 | 0 | 0 | 0 | 0 | 4 | 4 | 1 | 1 | [14 empty] | 2 | 1 | 4 | 1 | 3 | 1+ | 5 | 1
PG&E GBA | Valley Home | 115 | Distributed_Solar |  |  | 0 | 0 | 0 | 0 | 0 | 0 | 0 | 0 | 0 | 5 | 5 | 1 | 1 | [14 empty] | 1 | 1 | 4 | 2 | 1 | 1 | 1 | 0
PG&E GBA | Valley Springs | 230 | Distributed_Solar |  |  | 0 | 0 | 0 | 0 | 0 | 0 | 0 | 0 | 0 | 5 | 2 | 1 | 1 | [14 empty] | 2 | 1 | 4 | 1 | 3 | 1 | 1 | 0
PG&E GBA | Valley Springs | 60 | Distributed_Solar |  |  | 0 | 0 | 0 | 0 | 0 | 0 | 0 | 0 | 0 | 5 | 2 | 1 | 1 | [14 empty] | 2 | 1 | 4 | 1 | 3 | 1 | 1 | 0
EOP | Valley Switch | 138 | Distributed_Solar |  |  | 0 | 0 | 0 | 0 | 0 | 0 | 0 | 0 | 0 | 5 | 3 | 4 | 2 | [14 empty] | 2 | 2 | 4 | 1 | 3 | 1 | 1 | 0
EOP | Valley Switch | 230 | Distributed_Solar |  |  | 0 | 0 | 0 | 0 | 0 | 0 | 0 | 0 | 0 | 5 | 3 | 4 | 2 | [14 empty] | 2 | 2 | 4 | 1 | 3 | 1 | 1 | 0
PG&E GBA | Vasco | 230 | Distributed_Solar |  |  | 0 | 0 | 0 | 0 | 0 | 0 | 0 | 0 | 0 | 5 | 2 | 1 | 1 | [14 empty] | 2 | 1 | 3 | 1 | 3 | 1 | 1 | 0
PG&E GBA | Vasona | 230 | Distributed_Solar |  |  | 0 | 0 | 0 | 0 | 0 | 0 | 0 | 0 | 0 | 1 | 1 | 1 | 1 | [14 empty] | 2 | 1 | 4 | 2 | 3 | 1 | 1 | 0
SCE Northern | Vestal | 230 | Distributed_Solar |  |  | 0 | 0 | 0 | 0 | 0 | 0 | 0 | 0 | 0 | 5 | 5 | 1 | 1 | [14 empty] | 1 | 1 | 4 | 1 | 1 | 4+ | 1 | 1
SCE Northern | Vestal | 66 | Distributed_Solar |  |  | 0 | 0 | 0 | 0 | 0 | 0 | 0 | 0 | 0 | 5 | 5 | 1 | 1 | [14 empty] | 1 | 1 | 4 | 1 | 1 | 1 | 1 | 0
SCE NOL | Victor | 115 | Distributed_Solar |  |  | 0 | 7 | 7 | 0 | 7 | 7 | 0 | 0 | 0 | 3 | 3 | 1 | 1 | 3 | [13 empty] | 2 | 1 | 3 | 1 | 2 | 1+ | 1 | 1
SCE NOL | Victor | 230 | Distributed_Solar |  |  | 0 | 0 | 0 | 0 | 0 | 0 | 0 | 0 | 0 | 3 | 3 | 1 | 1 | 4 | [13 empty] | 2 | 1 | 3 | 1 | 2 | 4+ | 5 | 1
SCE Metro | Viejo | 230 | Distributed_Solar |  |  | 0 | 0 | 0 | 0 | 0 | 0 | 0 | 0 | 0 | 1 | 1 | 1 | 1 | [14 empty] | 1 | 1 | 3 | 1 | 2 | 1 | 1 | 0
PG&E GBA | Vierra | 115 | Distributed_Solar |  |  | 0 | 2.975 | 2.975 | 0 | 2.975 | 2.975 | 0 | 0 | 0 | 5 | 5 | 1 | 1 | [14 empty] | 1 | 1 | 1 | 2 | 1 | 1 | 1 | 1
SCE Metro | Villa Park | 230 | Distributed_Solar |  |  | 0 | 0 | 0 | 0 | 0 | 0 | 0 | 0 | 0 | 1 | 1 | 1 | 1 | [14 empty] | 1 | 1 | 2 | 1 | 2 | 1 | 1 | 0
SCE Northern | Vincent | 230 | Distributed_Solar |  |  | 0 | 0 | 0 | 0 | 0 | 0 | 0 | 0 | 0 | 1 | 1 | 1 | 1 | [14 empty] | 2 | 1 | 4 | 1 | 3 | 1 | 1 | 0
SCE Northern | Vincent | 500 | Distributed_Solar |  |  | 0 | 0 | 0 | 0 | 0 | 0 | 0 | 0 | 0 | 1 | 1 | 1 | 1 | [14 empty] | 2 | 1 | 4 | 1 | 3 | 1 | 1 | 0
PG&E GBA | Vineyard | 230 | Distributed_Solar |  |  | 0 | 0 | 0 | 0 | 0 | 0 | 0 | 0 | 0 | 5 | 2 | 1 | 1 | [14 empty] | 2 | 1 | 2 | 1 | 3 | 1 | 1 | 0
SDGE | Vineyard | 69 | Distributed_Solar |  |  | 0 | 0 | 0 | 0 | 0 | 0 | 0 | 0 | 0 | 4 | 4 | 1 | 1 | [14 empty] | 2 | 1 | 2 | 1 | 3 | 1 | 1 | 0
SCE Eastern | Vista (SCE) | 230 | Distributed_Solar |  |  | 0 | 0 | 0 | 0 | 0 | 0 | 0 | 0 | 0 | 5 | 5 | 1 | 1 | [14 empty] | 1 | 1 | 2 | 1 | 1 | 1 | 1 | 0
EOP | Vista (VEA) | 138 | Distributed_Solar |  |  | 0 | 0 | 0 | 0 | 0 | 0 | 0 | 0 | 0 | 5 | 3 | 4 | 2 | [14 empty] | 2 | 2 | 4 | 1 | 3 | 1 | 1 | 0
EOP | Vista (VEA) | 230 | Distributed_Solar |  |  | 0 | 0 | 0 | 0 | 0 | 0 | 0 | 0 | 0 | 5 | 3 | 4 | 2 | [14 empty] | 2 | 2 | 4 | 1 | 3 | 1 | 1 | 0
PG&E FRESNO | Wahtoke | 115 | Distributed_Solar |  |  | 0 | 0 | 0 | 0 | 0 | 0 | 0 | 0 | 0 | 5 | 2 | 5 | 2 | [14 empty] | 1 | 1 | 3 | 2 | 1 | 1 | 1 | 0
SCE Northern | Wakefield | 66 | Distributed_Solar |  |  | 0 | 0 | 0 | 0 | 0 | 0 | 0 | 0 | 0 | 5 | 2 | 4 | 2 | [14 empty] | 2 | 1 | 4 | 1 | 3 | 1 | 1 | 0
SCE Metro | Walnut | 230 | Distributed_Solar |  |  | 0 | 0 | 0 | 0 | 0 | 0 | 0 | 0 | 0 | 1 | 1 | 1 | 1 | [14 empty] | 1 | 1 | 1 | 1 | 1 | 1 | 1 | 0
SCE Northern | Warne | 230 | Distributed_Solar |  |  | 0 | 0 | 0 | 0 | 0 | 0 | 0 | 0 | 0 | 5 | 2 | 4 | 2 | [14 empty] | 1 | 1 | 4 | 1 | 3 | 1 | 1 | 0
PG&E GBA | Warnerville | 230 | Distributed_Solar |  |  | 0 | 0 | 0 | 0 | 0 | 0 | 0 | 0 | 0 | 5 | 2 | 5 | 2 | [14 empty] | 1 | 1 | 3 | 2 | 2 | 1 | 1 | 0
PG&E FRESNO | Waukena | 115 | Distributed_Solar |  |  | 0 | 0 | 0 | 0 | 0 | 0 | 0 | 0 | 0 | 5 | 2 | 5 | 2 | [14 empty] | 1 | 1 | 4 | 2 | 1 | 1 | 1 | 0
PG&E GBA | Weber | 230 | Distributed_Solar |  |  | 0 | 0 | 0 | 0 | 0 | 0 | 0 | 0 | 0 | 5 | 2 | 1 | 1 | [14 empty] | 1 | 1 | 3 | 2 | 1 | 1 | 1 | 0
PG&E GBA | Weber | 60 | Distributed_Solar |  |  | 0 | 0 | 0 | 0 | 0 | 0 | 0 | 0 | 0 | 5 | 2 | 1 | 1 | 3 | [13 empty] | 1 | 1 | 3 | 2 | 1 | 1 | 4 | 1
PG&E FRESNO | West Fresno | 115 | Distributed_Solar |  |  | 0 | 0 | 0 | 0 | 0 | 0 | 0 | 0 | 0 | 5 | 2 | 5 | 2 | [14 empty] | 1 | 1 | 2 | 2 | 1 | 1 | 1 | 0
PG&E FRESNO | Westley | 230 | Distributed_Solar |  |  | 0 | 0 | 0 | 0 | 0 | 0 | 0 | 0 | 0 | 1 | 1 | 1 | 1 | [14 empty] | 1 | 1 | 4 | 2 | 1 | 1 | 1 | 0
PG&E KERN | Westpark | 115 | Distributed_Solar |  |  | 0 | 0 | 0 | 0 | 0 | 0 | 0 | 0 | 0 | 5 | 2 | 5 | 2 | [14 empty] | 1 | 1 | 3 | 1 | 1 | 1 | 1 | 0
PG&E KERN | Wheeler Ridge | 230 | Distributed_Solar |  |  | 0 | 0 | 0 | 0 | 0 | 0 | 0 | 0 | 0 | 5 | 5 | 5 | 2 | [14 empty] | 1 | 1 | 4 | 1 | 1 | 1 | 1 | 0
PG&E KERN | Wheeler Ridge | 115 | Distributed_Solar |  |  | 0 | 0 | 0 | 0 | 0 | 0 | 0 | 0 | 0 | 5 | 2 | 5 | 2 | [14 empty] | 1 | 1 | 4 | 1 | 1 | 1 | 1 | 0
PG&E KERN | Wheeler Ridge | 70 | Distributed_Solar |  |  | 0 | 0 | 0 | 0 | 0 | 0 | 0 | 0 | 0 | 5 | 5 | 5 | 2 | [14 empty] | 1 | 1 | 4 | 1 | 1 | 1 | 1 | 0
SCE Northern | Whirlwind | 230 | Distributed_Solar |  |  | 0 | 0 | 0 | 0 | 0 | 0 | 0 | 0 | 0 | 5 | 5 | 1 | 1 | [14 empty] | 2 | 1 | 4 | 1 | 3 | 1 | 1 | 0
SCE Northern | Whirlwind | 500 | Distributed_Solar |  |  | 0 | 0 | 0 | 0 | 0 | 0 | 0 | 0 | 0 | 5 | 5 | 1 | 1 | [14 empty] | 2 | 1 | 4 | 1 | 3 | 1 | 1 | 0
PG&E GBA | Whisman | 115 | Distributed_Solar |  |  | 0 | 0 | 0 | 0 | 0 | 0 | 0 | 0 | 0 | 1 | 1 | 1 | 1 | [14 empty] | 2 | 1 | 2 | 2 | 2 | 1 | 1 | 0
SCE Eastern | Wildlife | 230 | Distributed_Solar |  |  | 0 | 0 | 0 | 0 | 0 | 0 | 0 | 0 | 0 | 5 | 5 | 1 | 1 | [14 empty] | 1 | 1 | 1 | 1 | 1 | 1 | 1 | 0
PG&E FRESNO | Wilson | 115 | Distributed_Solar |  |  | 0 | 0 | 0 | 0 | 0 | 0 | 0 | 0 | 0 | 5 | 2 | 5 | 2 | [14 empty] | 1 | 1 | 4 | 2 | 1 | 1 | 1 | 0
PG&E FRESNO | Wilson | 230 | Distributed_Solar |  |  | 0 | 0 | 0 | 0 | 0 | 0 | 0 | 0 | 0 | 5 | 2 | 5 | 2 | [14 empty] | 1 | 1 | 4 | 2 | 1 | 1 | 1 | 0
SCE Northern | Windhub | 230 | Distributed_Solar |  |  | 0 | 0 | 0 | 0 | 0 | 0 | 0 | 0 | 0 | 5 | 5 | 1 | 1 | 4 | [13 empty] | 2 | 1 | 4 | 1 | 2 | 1+ | 1 | 1
SCE Northern | Windhub | 500 | Distributed_Solar |  |  | 0 | 0 | 0 | 0 | 0 | 0 | 0 | 0 | 0 | 5 | 5 | 1 | 1 | [14 empty] | 2 | 1 | 4 | 1 | 2 | 1 | 1 | 0
PG&E GBA | Windmaster | 230 | Distributed_Solar |  |  | 0 | 0 | 0 | 0 | 0 | 0 | 0 | 0 | 0 | 5 | 2 | 1 | 1 | [14 empty] | 2 | 1 | 2 | 1 | 2 | 1 | 1 | 0
PG&E NGBA | Windsor | 60 | Distributed_Solar |  |  | 0 | 0 | 0 | 0 | 0 | 0 | 0 | 0 | 0 | 5 | 2 | 1 | 1 | [14 empty] | 1 | 1 | 2 | 1 | 2 | 1 | 1 | 0
PG&E NGBA | Woodland | 115 | Distributed_Solar |  |  | 0 | 0 | 0 | 0 | 0 | 0 | 0 | 0 | 0 | 5 | 5 | 3 | 3 | [14 empty] | 2 | 1 | 4 | 2 | 3 | 1 | 1 | 0
PG&E FRESNO | Woodward | 115 | Distributed_Solar |  |  | 0 | 0 | 0 | 0 | 0 | 0 | 0 | 0 | 0 | 5 | 2 | 5 | 2 | [14 empty] | 1 | 1 | 2 | 2 | 2 | 1 | 1 | 0
PG&E NGBA | Wyandotte | 115 | Distributed_Solar |  |  | 0 | 0 | 0 | 0 | 0 | 0 | 0 | 0 | 0 | 5 | 2 | 1 | 1 | [14 empty] | 2 | 1 | 2 | 2 | 2 | 1 | 4 | 1
PG&E KERN | 7th Standard | 115 | Solar |  |  | 0 | 90 | 90 | 0 | 0 | 0 | 0 | 90 | 90 | 5 | 2 | 5 | 2 |  | 1 | 2 | 1 | 2 | 2 | 1 | 1 | 1 | 1 | 1 | 1 | 1 | 1 | 1 | 1 | 3 | 1 | 2 | 5- | 1 | 1
SCE Metro | Alamitos | 230 | Solar |  |  | 382 | 0 | 382 | 0 | 0 | 0 | 382 | 0 | 382 | 1 | 1 | 1 | 1 |  | 1 | 1 | 5 | 5 | 1 | 2 | 1 | 3 | 3 | 5 | 5 | 3 | 3 | 1 | 1 | 1 | 1 | 1 | 5- | 1 | 1
SCE Eastern | Alberhill | 115 | Solar |  |  | 2984 | 1000 | 3984 | 0 | 0 | 0 | 2984 | 1000 | 3984 | 5 | 5 | 1 | 1 |  | 1 | 5 | 5 | 5 | 5 | 2 | 5 | 5 | 5 | 5 | 5 | 5 | 5 | 1 | 1 | 4 | 1 | 1 | 5- | 1 | 1
SCE Eastern | Alberhill | 500 | Solar |  |  | 435 | 0 | 435 | 0 | 0 | 0 | 435 | 0 | 435 | 5 | 5 | 1 | 1 |  | 1 | 1 | 5 | 5 | 5 | 2 | 5 | 5 | 5 | 5 | 5 | 5 | 5 | 1 | 1 | 4 | 1 | 1 | 5- | 1 | 1
PG&E GBA | Alhambra | 115 | Solar |  |  | 0 | 0 | 0 | 0 | 0 | 0 | 0 | 0 | 0 | 5 | 2 | 1 | 1 |  | 1 | 1 | 1 | 1 | 1 | 2 | 2 | 1 | 2 | 2 | 3 | 1 | 1 | 2 | 1 | 2 | 1 | 2 | 1 | 1 | 0
PG&E FRESNO | Alpaugh | 115 | Solar |  |  | 0 | 0 | 0 | 0 | 0 | 0 | 0 | 0 | 0 | 5 | 2 | 5 | 2 | 3 | 1 | 1 | 1 | 1 | 1 | 1 | 1 | 1 | 1 | 1 | 1 | 1 | 1 | 1 | 1 | 3 | 1 | 1 | 2+ | 1 | 1
SDGE | Alpine | 69 | Solar |  |  | 0 | 0 | 0 | 0 | 0 | 0 | 0 | 0 | 0 | 4 | 4 | 1 | 1 |  | 1 | 3 | 1 | 1 | 1 | 2 | 5 | 1 | 1 | 2 | 3 | 2 | 1 | 2 | 1 | 4 | 1 | 3 | 1 | 1 | 0
PG&E GBA | Altamont Midway (Sandhill) | 230 | Solar |  |  | 0 | 0 | 0 | 0 | 0 | 0 | 0 | 0 | 0 | 5 | 2 | 1 | 1 |  | 1 | 1 | 1 | 1 | 1 | 2 | 5 | 2 | 2 | 2 | 3 | 1 | 1 | 2 | 1 | 2 | 1 | 3 | 1 | 1 | 0
SCE Northern | Antelope | 66 | Solar |  |  | 0 | 0 | 0 | 0 | 0 | 0 | 0 | 0 | 0 | 5 | 5 | 1 | 1 |  | 1 | 1 | 2 | 5 | 1 | 2 | 3 | 2 | 2 | 2 | 2 | 2 | 2 | 2 | 1 | 4 | 1 | 3 | 4+ | 4 | 1
SCE Northern | Antelope | 230 | Solar |  |  | 933 | 450 | 1383 | 0 | 0 | 0 | 933 | 450 | 1383 | 5 | 5 | 1 | 1 | 4 | 1 | 2 | 2 | 5 | 1 | 2 | 3 | 2 | 2 | 2 | 2 | 2 | 2 | 2 | 1 | 4 | 1 | 3 | 5- | 1 | 1
SCE Northern | Antelope | 500 | Solar |  |  | 0 | 1000 | 1000 | 0 | 0 | 0 | 0 | 1000 | 1000 | 5 | 5 | 1 | 1 |  | 1 | 1 | 2 | 5 | 1 | 2 | 3 | 2 | 2 | 2 | 2 | 2 | 2 | 2 | 1 | 4 | 1 | 3 | 5- | 1 | 1
PG&E NGBA | Arcata | 60 | Solar |  |  | 0 | 0 | 0 | 0 | 0 | 0 | 0 | 0 | 0 | 5 | 2 | 1 | 1 |  | 1 | 3 | 1 | 1 | 1 | 2 | 1 | 1 | 1 | 2 | 2 | 1 | 1 | 2 | 2 | 4 | 2 | 3 | 1 | 1 | 0
PG&E KERN | Arco | 230 | Solar |  |  | 1840 | 0 | 1840 | 0 | 0 | 0 | 1840 | 0 | 1840 | 5 | 2 | 5 | 2 | 3 | 1 | 2 | 4 | 2 | 3 | 1 | 2 | 2 | 1 | 1 | 3 | 1 | 1 | 1 | 1 | 4 | 1 | 1 | 5- | 1 | 1
PG&E KERN | Arco | 70 | Solar |  |  | 60 | 0 | 60 | 60 | 0 | 60 | 0 | 0 | 0 | 5 | 2 | 5 | 2 |  | 1 | 4 | 4 | 2 | 3 | 1 | 2 | 2 | 1 | 1 | 3 | 1 | 1 | 1 | 1 | 4 | 1 | 1 | 1 | 1 | 1
SCE Metro | ArcoGen | 230 | Solar |  |  | 0 | 0 | 0 | 0 | 0 | 0 | 0 | 0 | 0 | 1 | 1 | 1 | 1 |  | 1 | 1 | 1 | 1 | 1 | 2 | 1 | 1 | 1 | 2 | 2 | 1 | 1 | 1 | 1 | 1 | 1 | 1 | 1 | 1 | 0
SDGE | Artesian | 230 | Solar |  |  | 0 | 0 | 0 | 0 | 0 | 0 | 0 | 0 | 0 | 4 | 4 | 1 | 1 |  | 1 | 1 | 1 | 1 | 1 | 2 | 5 | 2 | 2 | 1 | 3 | 1 | 1 | 2 | 1 | 2 | 1 | 3 | 1 | 1 | 0
SDGE | Artesian | 69 | Solar |  |  | 0 | 0 | 0 | 0 | 0 | 0 | 0 | 0 | 0 | 4 | 4 | 1 | 1 |  | 1 | 1 | 1 | 1 | 1 | 2 | 5 | 2 | 2 | 1 | 3 | 1 | 1 | 2 | 1 | 2 | 1 | 3 | 1 | 1 | 0
PG&E FRESNO | Ashlan | 230 | Solar |  |  | 0 | 0 | 0 | 0 | 0 | 0 | 0 | 0 | 0 | 5 | 2 | 5 | 2 |  | 1 | 1 | 1 | 1 | 2 | 1 | 1 | 1 | 1 | 1 | 1 | 1 | 1 | 1 | 1 | 2 | 2 | 1 | 1 | 1 | 0
PG&E NGBA | Atlantic | 115 | Solar |  |  | 0 | 0 | 0 | 0 | 0 | 0 | 0 | 0 | 0 | 5 | 2 | 1 | 1 |  | 1 | 1 | 1 | 1 | 1 | 2 | 3 | 1 | 1 | 1 | 1 | 1 | 1 | 2 | 1 | 2 | 2 | 3 | 1 | 1 | 0
PG&E NGBA | Atlantic | 230 | Solar |  |  | 0 | 0 | 0 | 0 | 0 | 0 | 0 | 0 | 0 | 5 | 2 | 1 | 1 |  | 1 | 1 | 1 | 1 | 1 | 2 | 3 | 1 | 1 | 1 | 1 | 1 | 1 | 2 | 1 | 2 | 2 | 3 | 1 | 1 | 0
PG&E NGBA | Atlantic | 60 | Solar |  |  | 0 | 0 | 0 | 0 | 0 | 0 | 0 | 0 | 0 | 5 | 2 | 1 | 1 |  | 1 | 1 | 1 | 1 | 1 | 2 | 3 | 1 | 1 | 1 | 1 | 1 | 1 | 2 | 1 | 2 | 2 | 3 | 1 | 1 | 0
PG&E FRESNO | Atwater | 115 | Solar |  |  | 0 | 0 | 0 | 0 | 0 | 0 | 0 | 0 | 0 | 5 | 2 | 5 | 2 |  | 1 | 1 | 1 | 1 | 1 | 1 | 1 | 1 | 1 | 1 | 2 | 1 | 1 | 1 | 1 | 2 | 2 | 1 | 4+ | 1 | 1
PG&E GBA | Avena | 115 | Solar |  |  | 100 | 0 | 100 | 0 | 0 | 0 | 100 | 0 | 100 | 5 | 5 | 1 | 1 |  | 1 | 3 | 1 | 2 | 1 | 1 | 1 | 1 | 1 | 1 | 1 | 1 | 1 | 1 | 1 | 3 | 2 | 1 | 5- | 1 | 1
SDGE | Avocado | 69 | Solar |  |  | 0 | 0 | 0 | 0 | 0 | 0 | 0 | 0 | 0 | 4 | 4 | 1 | 1 |  | 1 | 1 | 1 | 1 | 1 | 2 | 5 | 3 | 1 | 1 | 3 | 1 | 1 | 2 | 1 | 3 | 1 | 3 | 1 | 1 | 0
PG&E NGBA | Bahia | 230 | Solar |  |  | 0 | 200 | 200 | 0 | 0 | 0 | 0 | 200 | 200 | 5 | 2 | 1 | 1 |  | 1 | 1 | 2 | 2 | 1 | 2 | 2 | 1 | 1 | 1 | 3 | 1 | 1 | 2 | 1 | 1 | 1 | 2 | 5- | 1 | 1
SCE Northern | Bailey | 230 | Solar |  |  | 0 | 0 | 0 | 0 | 0 | 0 | 0 | 0 | 0 | 5 | 2 | 4 | 2 |  | 1 | 1 | 1 | 1 | 1 | 2 | 5 | 2 | 2 | 2 | 5 | 2 | 1 | 1 | 1 | 4 | 1 | 3 | 1 | 1 | 0
SCE NOL | Baker | 115 | Solar |  |  | 0 | 0 | 0 | 0 | 0 | 0 | 0 | 0 | 0 | 4 | 4 | 1 | 1 |  | 1 | 1 | 1 | 1 | 1 | 2 | 1 | 1 | 1 | 1 | 1 | 2 | 1 | 2 | 2 | 4 | 1 | 1 | 1 | 1 | 0
PG&E KERN | Bakersfield | 230 | Solar |  |  | 0 | 0 | 0 | 0 | 0 | 0 | 0 | 0 | 0 | 5 | 2 | 5 | 2 |  | 1 | 1 | 1 | 1 | 1 | 1 | 2 | 1 | 1 | 1 | 2 | 1 | 1 | 1 | 1 | 3 | 1 | 1 | 1 | 1 | 0
PG&E FRESNO | Balch | 230 | Solar |  |  | 0 | 0 | 0 | 0 | 0 | 0 | 0 | 0 | 0 | 5 | 2 | 5 | 2 |  | 2 | 1 | 1 | 1 | 1 | 2 | 5 | 1 | 1 | 1 | 2 | 3 | 1 | 1 | 1 | 4 | 2 | 3 | 1 | 1 | 0
SCE Eastern | Bannister | 230 | Solar |  |  | 0 | 0 | 0 | 0 | 0 | 0 | 0 | 0 | 0 | 5 | 5 | 4 | 4 |  | 1 | 1 | 1 | 1 | 1 | 2 | 1 | 1 | 1 | 2 | 2 | 1 | 1 | 2 | 1 | 2 | 2 | 1 | 2+ | 1 | 1
SCE Metro | Barre | 230 | Solar |  |  | 0 | 0 | 0 | 0 | 0 | 0 | 0 | 0 | 0 | 1 | 1 | 1 | 1 |  | 1 | 1 | 1 | 1 | 1 | 2 | 1 | 1 | 1 | 5 | 5 | 1 | 1 | 1 | 1 | 1 | 1 | 1 | 4+ | 4 | 1
SDGE | Bay Boulevard | 69 | Solar |  |  | 0 | 0 | 0 | 0 | 0 | 0 | 0 | 0 | 0 | 4 | 4 | 1 | 1 |  | 1 | 1 | 1 | 1 | 1 | 2 | 2 | 1 | 2 | 4 | 4 | 1 | 1 | 2 | 1 | 2 | 1 | 1 | 1 | 1 | 0
SDGE | Bay Boulevard | 230 | Solar |  |  | 0 | 0 | 0 | 0 | 0 | 0 | 0 | 0 | 0 | 4 | 4 | 1 | 1 |  | 1 | 1 | 1 | 1 | 1 | 2 | 2 | 1 | 2 | 4 | 4 | 1 | 1 | 2 | 1 | 2 | 1 | 1 | 1 | 1 | 0
EOP | Beatty | 138 | Solar |  |  | 0 | 0 | 0 | 0 | 0 | 0 | 0 | 0 | 0 | 5 | 3 | 4 | 2 |  | 1 | 1 | 1 | N/A | N/A | 2 | N/A | N/A | N/A | N/A | N/A | N/A | N/A | 2 | 2 | 4 | 1 | 3 | 1 | 1 | 0
EOP | Beatty | 230 | Solar |  |  | 0 | 0 | 0 | 0 | 0 | 0 | 0 | 0 | 0 | 5 | 3 | 4 | 2 |  | 1 | 2 | 1 | N/A | N/A | 2 | N/A | N/A | N/A | N/A | N/A | N/A | N/A | 2 | 2 | 4 | 1 | 3 | 4+ | 5 | 1
PG&E NGBA | Belden | 230 | Solar |  |  | 0 | 0 | 0 | 0 | 0 | 0 | 0 | 0 | 0 | 5 | 5 | 3 | 3 |  | 1 | 1 | 1 | 1 | 1 | 2 | 4 | 1 | 2 | 2 | 3 | 2 | 1 | 2 | 2 | 4 | 1 | 3 | 1 | 1 | 0
PG&E NGBA | Bell | 115 | Solar |  |  | 0 | 0 | 0 | 0 | 0 | 0 | 0 | 0 | 0 | 5 | 2 | 1 | 1 |  | 1 | 1 | 1 | 1 | 1 | 2 | 5 | 3 | 1 | 1 | 3 | 1 | 1 | 2 | 1 | 4 | 2 | 3 | 1 | 1 | 0
PG&E NGBA | Bellevue | 115 | Solar |  |  | 0 | 0 | 0 | 0 | 0 | 0 | 0 | 0 | 0 | 5 | 2 | 1 | 1 |  | 1 | 1 | 1 | 1 | 1 | 2 | 2 | 1 | 1 | 2 | 3 | 1 | 1 | 2 | 1 | 2 | 2 | 2 | 1+ | 1 | 1
PG&E GBA | Bellota | 115 | Solar |  |  | 0 | 0 | 0 | 0 | 0 | 0 | 0 | 0 | 0 | 5 | 5 | 1 | 1 |  | 2 | 1 | 1 | 1 | 1 | 1 | 2 | 1 | 1 | 1 | 2 | 1 | 1 | 1 | 1 | 4 | 2 | 3 | 1 | 1 | 0
PG&E GBA | Bellota | 230 | Solar |  |  | 10 | 0 | 10 | 0 | 0 | 0 | 10 | 0 | 10 | 5 | 2 | 1 | 1 | 3 | 1 | 5 | 1 | 1 | 1 | 1 | 2 | 1 | 1 | 1 | 2 | 1 | 1 | 1 | 1 | 4 | 2 | 3 | 5- | 4 | 1
SCE Northern | Big Creek | 230 | Solar |  |  | 200 | 0 | 200 | 0 | 0 | 0 | 200 | 0 | 200 | 5 | 5 | 1 | 1 |  | 1 | 1 | 4 | 1 | 4 | 2 | 2 | 1 | 2 | 1 | 3 | 2 | 1 | 1 | 1 | 4 | 2 | 3 | 5- | 1 | 1
PG&E FRESNO | Biola | 70 | Solar |  |  | 0 | 0 | 0 | 0 | 0 | 0 | 0 | 0 | 0 | 5 | 2 | 5 | 2 |  | 1 | 1 | 1 | 1 | 2 | 1 | 1 | 1 | 1 | 1 | 1 | 1 | 1 | 1 | 1 | 4 | 2 | 1 | 1 | 1 | 0
PG&E GBA | Birds Landing | 230 | Solar |  |  | 0 | 100 | 100 | 0 | 0 | 0 | 0 | 100 | 100 | 5 | 2 | 1 | 1 | 3 | 2 | 2 | 1 | 1 | 1 | 2 | 3 | 1 | 1 | 1 | 1 | 1 | 1 | 2 | 1 | 4 | 1 | 1 | 5- | 4 | 1
SCE Northern | Bliss | 66 | Solar |  |  | 0 | 0 | 0 | 0 | 0 | 0 | 0 | 0 | 0 | 5 | 5 | 1 | 1 |  | 1 | 1 | 1 | 1 | 2 | 1 | 1 | 1 | 1 | 1 | 1 | 1 | 1 | 1 | 1 | 4 | 1 | 1 | 1 | 1 | 0
SCE Eastern | Blythe | 161 | Solar |  |  | 0 | 160 | 160 | 0 | 160 | 160 | 0 | 0 | 0 | 5 | 4 | 4 | 4 | 3 | 1 | 4 | 1 | 1 | 1 | 2 | 1 | 1 | 1 | 1 | 1 | 1 | 1 | 2 | 2 | 2 | 1 | 1 | 4+ | 1 | 1
PG&E NGBA | Bogue | 115 | Solar |  |  | 0 | 0 | 0 | 0 | 0 | 0 | 0 | 0 | 0 | 5 | 2 | 1 | 1 |  | 1 | 1 | 1 | 1 | 2 | 2 | 1 | 1 | 1 | 1 | 2 | 1 | 1 | 2 | 2 | 2 | 1 | 2 | 1 | 1 | 0
PG&E FRESNO | Borden | 230 | Solar |  |  | 0 | 0 | 0 | 0 | 0 | 0 | 0 | 0 | 0 | 5 | 2 | 5 | 2 | 1 | 1 | 1 | 1 | 1 | 1 | 1 | 2 | 1 | 1 | 1 | 2 | 1 | 1 | 1 | 1 | 4 | 2 | 1 | 4+ | 5 | 1
PG&E FRESNO | Borden | 70 | Solar |  |  | 0 | 0 | 0 | 0 | 0 | 0 | 0 | 0 | 0 | 5 | 2 | 5 | 2 |  | 1 | 1 | 1 | 1 | 1 | 1 | 2 | 1 | 1 | 1 | 2 | 1 | 1 | 1 | 1 | 4 | 2 | 1 | 1 | 1 | 0
SDGE | Boulevard East | 138 | Solar |  |  | 0 | 82.6 | 82.6 | 0 | 0 | 0 | 0 | 82.6 | 82.6 | 4 | 4 | 1 | 1 |  | 1 | 4 | 1 | 1 | 1 | 2 | 5 | 1 | 1 | 1 | 1 | 1 | 1 | 2 | 1 | 4 | 1 | 3 | 5- | 1 | 1
SDGE | Boulevard East | 69 | Solar |  |  | 0 | 17.4 | 17.4 | 0 | 17.4 | 17.4 | 0 | 0 | 0 | 4 | 4 | 1 | 1 |  | 1 | 3 | 1 | 1 | 1 | 2 | 5 | 1 | 1 | 1 | 1 | 1 | 1 | 2 | 1 | 4 | 1 | 3 | 4+ | 4 | 1
PG&E GBA | Brentwood | 230 | Solar |  |  | 0 | 89.5 | 89.5 | 0 | 0 | 0 | 0 | 89.5 | 89.5 | 5 | 2 | 1 | 1 |  | 1 | 2 | 2 | 1 | 1 | 2 | 2 | 1 | 1 | 1 | 2 | 1 | 1 | 2 | 1 | 4 | 1 | 3 | 5- | 1 | 1
PG&E NGBA | Bridgeville | 115 | Solar |  |  | 0 | 0 | 0 | 0 | 0 | 0 | 0 | 0 | 0 | 5 | 2 | 1 | 1 |  | 3 | 1 | 1 | 1 | 1 | 2 | 1 | 1 | 1 | 1 | 1 | 2 | 1 | 2 | 2 | 4 | 2 | 3 | 1 | 1 | 0
PG&E NGBA | Brighton | 115 | Solar |  |  | 0 | 0 | 0 | 0 | 0 | 0 | 0 | 0 | 0 | 5 | 2 | 1 | 1 |  | 1 | 1 | 1 | 1 | 1 | 2 | 2 | 1 | 1 | 1 | 1 | 1 | 1 | 2 | 1 | 2 | 2 | 1 | 1 | 1 | 0
PG&E NGBA | Brighton | 230 | Solar |  |  | 0 | 0 | 0 | 0 | 0 | 0 | 0 | 0 | 0 | 5 | 2 | 1 | 1 |  | 1 | 1 | 1 | 1 | 1 | 2 | 2 | 1 | 1 | 1 | 1 | 1 | 1 | 2 | 1 | 2 | 2 | 1 | 1 | 1 | 0
PG&E NGBA | Brunswick | 115 | Solar |  |  | 0 | 0 | 0 | 0 | 0 | 0 | 0 | 0 | 0 | 5 | 2 | 1 | 1 |  | 1 | 1 | 1 | 1 | 1 | 2 | 5 | 3 | 1 | 1 | 3 | 1 | 1 | 2 | 1 | 4 | 1 | 3 | 4+ | 1 | 1
PG&E NGBA | Bucks Creek | 230 | Solar |  |  | 0 | 0 | 0 | 0 | 0 | 0 | 0 | 0 | 0 | 5 | 5 | 3 | 3 |  | 1 | 1 | 1 | 1 | 1 | 2 | 5 | 1 | 2 | 2 | 3 | 2 | 1 | 2 | 2 | 4 | 1 | 3 | 1 | 1 | 0
PG&E KERN | Buena Vista | 230 | Solar |  |  | 0 | 0 | 0 | 0 | 0 | 0 | 0 | 0 | 0 | 5 | 2 | 5 | 2 |  | 1 | 1 | 1 | 1 | 2 | 1 | 2 | 1 | 1 | 1 | 1 | 1 | 1 | 2 | 2 | 4 | 2 | 1 | 1 | 1 | 0
PG&E FRESNO | Bullard | 115 | Solar |  |  | 0 | 0 | 0 | 0 | 0 | 0 | 0 | 0 | 0 | 5 | 2 | 5 | 2 |  | 1 | 1 | 1 | 1 | 1 | 1 | 2 | 1 | 1 | 1 | 2 | 1 | 1 | 1 | 1 | 1 | 2 | 2 | 4+ | 1 | 1
PG&E GBA | Burlingame | 115 | Solar |  |  | 88 | 0 | 88 | 0 | 0 | 0 | 88 | 0 | 88 | 5 | 2 | 1 | 1 |  | 1 | 2 | 4 | 3 | 4 | 2 | 1 | 1 | 2 | 3 | 4 | 1 | 1 | 2 | 1 | 3 | 1 | 2 | 5- | 1 | 1
PG&E NGBA | Burney Forest | 230 | Solar |  |  | 0 | 0 | 0 | 0 | 0 | 0 | 0 | 0 | 0 | 5 | 2 | 1 | 1 |  | 1 | 1 | 1 | 1 | 1 | 2 | 3 | 1 | 1 | 1 | 1 | 1 | 1 | 2 | 2 | 4 | 2 | 3 | 1 | 1 | 0
PG&E NGBA | Butte | 115 | Solar |  |  | 0 | 0 | 0 | 0 | 0 | 0 | 0 | 0 | 0 | 5 | 2 | 1 | 1 |  | 1 | 1 | 1 | 1 | 1 | 2 | 2 | 2 | 1 | 1 | 2 | 1 | 1 | 2 | 1 | 4 | 2 | 2 | 2+ | 1 | 1
PG&E KERN | Cabrillo | 115 | Solar |  |  | 0 | 0 | 0 | 0 | 0 | 0 | 0 | 0 | 0 | 5 | 2 | 5 | 2 |  | 4 | 1 | 1 | 1 | 1 | 2 | 2 | 1 | 1 | 2 | 3 | 1 | 1 | 2 | 2 | 4 | 1 | 3 | 1+ | 1 | 1
PG&E FRESNO | Cal Flats | 230 | Solar |  |  | 0 | 0 | 0 | 0 | 0 | 0 | 0 | 0 | 0 | 5 | 2 | 5 | 2 |  | 1 | 1 | 1 | 1 | 1 | 2 | 5 | 1 | 1 | 1 | 2 | 3 | 1 | 2 | 2 | 4 | 2 | 2 | 1 | 1 | 0
SCE NOL | Calcite | 230 | Solar |  |  | 165 | 300 | 465 | 0 | 0 | 0 | 165 | 300 | 465 | 5 | 5 | 1 | 1 | 3 | 1 | 1 | 1 | 5 | 1 | 2 | 1 | 1 | 1 | 1 | 2 | 1 | 1 | 2 | 1 | 4 | 1 | 3 | 3- | 3 | 1
PG&E KERN | Caliente | 230 | Solar |  |  | 0 | 0 | 0 | 0 | 0 | 0 | 0 | 0 | 0 | 5 | 2 | 5 | 2 | 1 | 1 | 1 | 1 | 1 | 1 | 2 | 2 | 2 | 1 | 1 | 3 | 1 | 1 | 2 | 1 | 4 | 2 | 2 | 1 | 1 | 0
PG&E FRESNO | California Ave | 115 | Solar |  |  | 0 | 0 | 0 | 0 | 0 | 0 | 0 | 0 | 0 | 5 | 2 | 5 | 2 |  | 1 | 1 | 1 | 1 | 2 | 1 | 1 | 1 | 1 | 1 | 1 | 1 | 1 | 1 | 1 | 2 | 2 | 1 | 4+ | 1 | 1
PG&E KERN | Callender | 115 | Solar |  |  | 0 | 0 | 0 | 0 | 0 | 0 | 0 | 0 | 0 | 5 | 2 | 5 | 2 |  | 1 | 1 | 1 | 1 | 1 | 2 | 2 | 1 | 1 | 1 | 1 | 1 | 1 | 2 | 2 | 4 | 2 | 2 | 1 | 1 | 0
PG&E NGBA | Calpella | 115 | Solar |  |  | 0 | 0 | 0 | 0 | 0 | 0 | 0 | 0 | 0 | 5 | 2 | 1 | 1 |  | 1 | 1 | 1 | 1 | 1 | 2 | 3 | 1 | 1 | 1 | 2 | 2 | 1 | 2 | 2 | 4 | 2 | 3 | 4+ | 1 | 1
PG&E GBA | Camanche | 230 | Solar |  |  | 0 | 0 | 0 | 0 | 0 | 0 | 0 | 0 | 0 | 5 | 2 | 1 | 1 |  | 1 | 1 | 1 | 1 | 1 | 1 | 1 | 2 | 1 | 2 | 3 | 1 | 1 | 1 | 1 | 4 | 2 | 3 | 4+ | 1 | 1
SDGE | Cameron | 69 | Solar |  |  | 0 | 0 | 0 | 0 | 0 | 0 | 0 | 0 | 0 | 4 | 4 | 1 | 1 |  | 1 | 1 | 1 | 1 | 1 | 2 | 5 | 1 | 1 | 1 | 1 | 1 | 1 | 1 | 1 | 2 | 1 | 1 | 1 | 1 | 0
SDGE | Cannon | 69 | Solar |  |  | 0 | 0 | 0 | 0 | 0 | 0 | 0 | 0 | 0 | 4 | 4 | 1 | 1 |  | 1 | 1 | 1 | 1 | 1 | 2 | 1 | 1 | 1 | 1 | 2 | 1 | 1 | 2 | 1 | 1 | 1 | 3 | 1 | 1 | 0
PG&E FRESNO | Cantua | 115 | Solar |  |  | 100 | 0 | 100 | 0 | 0 | 0 | 100 | 0 | 100 | 5 | 2 | 5 | 2 |  | 1 | 3 | 1 | 1 | 1 | 1 | 2 | 1 | 1 | 1 | 1 | 1 | 1 | 1 | 1 | 4 | 2 | 1 | 5- | 1 | 1
SDGE | Capistrano | 138 | Solar |  |  | 0 | 0 | 0 | 0 | 0 | 0 | 0 | 0 | 0 | 1 | 1 | 1 | 1 |  | 1 | 1 | 1 | 1 | 1 | 2 | 5 | 1 | 2 | 3 | 3 | 2 | 1 | 1 | 1 | 2 | 1 | 3 | 1 | 1 | 0
SDGE | Capistrano | 230 | Solar |  |  | 0 | 0 | 0 | 0 | 0 | 0 | 0 | 0 | 0 | 1 | 1 | 1 | 1 |  | 1 | 5 | 1 | 1 | 1 | 2 | 5 | 1 | 2 | 3 | 3 | 2 | 1 | 1 | 1 | 2 | 1 | 3 | 1 | 1 | 0
PG&E NGBA | Carberry | 230 | Solar |  |  | 0 | 0 | 0 | 0 | 0 | 0 | 0 | 0 | 0 | 5 | 2 | 1 | 1 |  | 1 | 1 | 1 | 1 | 1 | 2 | 3 | 2 | 1 | 1 | 2 | 1 | 1 | 2 | 2 | 4 | 2 | 3 | 1 | 1 | 0
SCE Eastern | Cardiff | 66 | Solar |  |  | 0 | 0 | 0 | 0 | 0 | 0 | 0 | 0 | 0 | 5 | 5 | 1 | 1 |  | 1 | 1 | 1 | 1 | 1 | 2 | 5 | 1 | 2 | 2 | 3 | 1 | 1 | 1 | 1 | 2 | 1 | 1 | 1 | 1 | 0
PG&E NGBA | Caribou | 60 | Solar |  |  | 0 | 0 | 0 | 0 | 0 | 0 | 0 | 0 | 0 | 5 | 2 | 1 | 1 |  | 2 | 1 | 1 | 1 | 1 | 2 | 5 | 1 | 1 | 1 | 2 | 1 | 1 | 2 | 2 | 4 | 1 | 3 | 1 | 1 | 0
PG&E NGBA | Caribou | 115 | Solar |  |  | 0 | 0 | 0 | 0 | 0 | 0 | 0 | 0 | 0 | 5 | 2 | 1 | 1 |  | 2 | 1 | 1 | 1 | 1 | 2 | 5 | 1 | 1 | 1 | 2 | 1 | 1 | 2 | 2 | 4 | 1 | 3 | 1 | 1 | 0
PG&E NGBA | Caribou | 230 | Solar |  |  | 0 | 0 | 0 | 0 | 0 | 0 | 0 | 0 | 0 | 5 | 2 | 1 | 1 |  | 2 | 1 | 1 | 1 | 1 | 2 | 5 | 1 | 1 | 1 | 2 | 1 | 1 | 2 | 2 | 4 | 1 | 3 | 1 | 1 | 0
EOP | Carpenter Canyon (fka Gamebird) | 138 | Solar |  |  | 0 | 0 | 0 | 0 | 0 | 0 | 0 | 0 | 0 | 5 | 3 | 4 | 2 |  | 1 | 1 | 1 | N/A | N/A | 2 | N/A | N/A | N/A | N/A | N/A | N/A | N/A | 2 | 2 | 4 | 1 | 3 | 1 | 1 | 0
EOP | Carpenter Canyon (fka Gamebird) | 230 | Solar |  |  | 0 | 0 | 0 | 0 | 0 | 0 | 0 | 0 | 0 | 5 | 3 | 4 | 2 |  | 1 | 5 | 1 | N/A | N/A | 2 | N/A | N/A | N/A | N/A | N/A | N/A | N/A | 2 | 2 | 4 | 1 | 3 | 4+ | 5 | 1
PG&E NGBA | Carquinez | 115 | Solar |  |  | 0 | 0 | 0 | 0 | 0 | 0 | 0 | 0 | 0 | 5 | 2 | 1 | 1 |  | 1 | 1 | 1 | 1 | 1 | 2 | 2 | 1 | 1 | 1 | 3 | 1 | 1 | 2 | 1 | 2 | 1 | 1 | 1 | 1 | 0
SDGE | Carrizo Gorge | 138 | Solar |  |  | 0 | 0 | 0 | 0 | 0 | 0 | 0 | 0 | 0 | 4 | 4 | 1 | 1 |  | 1 | 2 | 1 | 1 | 1 | 2 | 5 | 1 | 1 | 1 | 1 | 1 | 1 | 2 | 1 | 4 | 1 | 3 | 1 | 4 | 1
PG&E KERN | Carrizo Plains | 115 | Solar |  |  | 0 | 0 | 0 | 0 | 0 | 0 | 0 | 0 | 0 | 5 | 2 | 5 | 2 |  | 1 | 1 | 1 | 1 | 1 | 1 | 3 | 1 | 1 | 1 | 2 | 2 | 1 | 2 | 1 | 4 | 2 | 2 | 1 | 1 | 0
PG&E KERN | Casaloma | 230 | Solar |  |  | 0 | 0 | 0 | 0 | 0 | 0 | 0 | 0 | 0 | 5 | 2 | 5 | 2 |  | 1 | 1 | 1 | 1 | 2 | 1 | 1 | 1 | 1 | 1 | 1 | 1 | 1 | 1 | 1 | 3 | 1 | 1 | 1 | 1 | 0
PG&E GBA | Castro Valley | 230 | Solar |  |  | 0 | 0 | 0 | 0 | 0 | 0 | 0 | 0 | 0 | 5 | 2 | 1 | 1 |  | 1 | 1 | 1 | 1 | 1 | 2 | 5 | 3 | 1 | 2 | 4 | 1 | 1 | 2 | 1 | 2 | 1 | 2 | 2+ | 1 | 1
PG&E GBA | Cayetano | 230 | Solar |  |  | 0 | 0 | 0 | 0 | 0 | 0 | 0 | 0 | 0 | 5 | 2 | 1 | 1 |  | 1 | 1 | 1 | 1 | 1 | 2 | 5 | 2 | 2 | 3 | 3 | 1 | 1 | 2 | 1 | 3 | 1 | 3 | 2+ | 4 | 1
SCE Metro | Center | 230 | Solar |  |  | 0 | 0 | 0 | 0 | 0 | 0 | 0 | 0 | 0 | 1 | 1 | 1 | 1 |  | 1 | 2 | 1 | 1 | 1 | 2 | 1 | 1 | 1 | 1 | 1 | 1 | 1 | 1 | 1 | 1 | 1 | 1 | 2+ | 1 | 1
PG&E KERN | Charca | 115 | Solar |  |  | 0 | 0 | 0 | 0 | 0 | 0 | 0 | 0 | 0 | 5 | 2 | 5 | 2 |  | 1 | 1 | 1 | 1 | 3 | 1 | 1 | 1 | 1 | 1 | 1 | 1 | 1 | 1 | 1 | 4 | 1 | 1 | 4+ | 1 | 1
EOP | Charleston | 138 | Solar |  |  | 0 | 0 | 0 | 0 | 0 | 0 | 0 | 0 | 0 | 5 | 3 | 4 | 2 |  | 1 | 1 | 1 | N/A | N/A | 2 | N/A | N/A | N/A | N/A | N/A | N/A | N/A | 2 | 2 | 4 | 1 | 3 | 1 | 1 | 0
SCE Metro | Chevmain | 230 | Solar |  |  | 0 | 0 | 0 | 0 | 0 | 0 | 0 | 0 | 0 | 1 | 1 | 1 | 1 |  | 1 | 2 | 1 | 1 | 1 | 2 | 1 | 1 | 1 | 2 | 3 | 1 | 1 | 1 | 1 | 1 | 1 | 1 | 1 | 1 | 0
SDGE | Chicarita | 138 | Solar |  |  | 0 | 0 | 0 | 0 | 0 | 0 | 0 | 0 | 0 | 4 | 4 | 1 | 1 |  | 1 | 1 | 1 | 1 | 1 | 2 | 5 | 2 | 2 | 2 | 3 | 1 | 1 | 2 | 1 | 3 | 1 | 3 | 1 | 1 | 0
SCE Metro | Chino | 230 | Solar |  |  | 0 | 0 | 0 | 0 | 0 | 0 | 0 | 0 | 0 | 1 | 1 | 1 | 1 |  | 1 | 2 | 1 | 1 | 1 | 2 | 3 | 1 | 1 | 1 | 1 | 1 | 1 | 1 | 1 | 1 | 1 | 2 | 2+ | 1 | 1
PG&E FRESNO | Chowchilla | 115 | Solar |  |  | 0 | 0 | 0 | 0 | 0 | 0 | 0 | 0 | 0 | 5 | 2 | 5 | 2 |  | 1 | 1 | 1 | 1 | 1 | 1 | 2 | 1 | 1 | 1 | 2 | 1 | 1 | 1 | 1 | 1 | 2 | 2 | 4+ | 1 | 1
PG&E GBA | Christie | 60 | Solar |  |  | 0 | 0 | 0 | 0 | 0 | 0 | 0 | 0 | 0 | 5 | 2 | 1 | 1 |  | 3 | 1 | 1 | 1 | 1 | 2 | 2 | 1 | 1 | 2 | 3 | 1 | 1 | 2 | 1 | 2 | 1 | 2 | 1 | 1 | 0
PG&E GBA | Christie | 115 | Solar |  |  | 0 | 0 | 0 | 0 | 0 | 0 | 0 | 0 | 0 | 5 | 2 | 1 | 1 |  | 3 | 1 | 1 | 1 | 1 | 2 | 2 | 1 | 1 | 2 | 3 | 1 | 1 | 2 | 1 | 2 | 1 | 2 | 1 | 1 | 0
SCE Eastern | Cielo Azul | 500 | Solar |  |  | 0 | 2520 | 2520 | 0 | 2025 | 2025 | 0 | 495 | 495 | 5 | 4 | 4 | 2 |  | 1 | 3 | 2 | N/A | N/A | 2 | N/A | N/A | N/A | N/A | N/A | N/A | N/A | 2 | 2 | 4 | 1 | 3 | 4+ | 5 | 1
PG&E GBA | Clay | 60 | Solar |  |  | 0 | 0 | 0 | 0 | 0 | 0 | 0 | 0 | 0 | 5 | 2 | 1 | 1 |  | 1 | 1 | 1 | 1 | 1 | 2 | 3 | 4 | 1 | 2 | 5 | 2 | 1 | 2 | 1 | 3 | 1 | 3 | 1+ | 1 | 1
PG&E GBA | Clayton | 115 | Solar |  |  | 0 | 0 | 0 | 0 | 0 | 0 | 0 | 0 | 0 | 5 | 2 | 1 | 1 |  | 1 | 1 | 1 | 1 | 1 | 2 | 5 | 2 | 3 | 2 | 3 | 1 | 1 | 2 | 1 | 4 | 1 | 2 | 2+ | 1 | 1
PG&E NGBA | Cloverdale | 115 | Solar |  |  | 0 | 0 | 0 | 0 | 0 | 0 | 0 | 0 | 0 | 5 | 2 | 1 | 1 |  | 1 | 1 | 1 | 1 | 1 | 2 | 4 | 2 | 1 | 2 | 3 | 1 | 1 | 2 | 2 | 4 | 2 | 3 | 2+ | 1 | 1
PG&E FRESNO | Clovis | 115 | Solar |  |  | 0 | 0 | 0 | 0 | 0 | 0 | 0 | 0 | 0 | 5 | 2 | 5 | 2 |  | 1 | 1 | 1 | 1 | 1 | 1 | 3 | 2 | 1 | 1 | 2 | 1 | 1 | 1 | 1 | 2 | 2 | 2 | 1 | 1 | 0
PG&E GBA | Coburn | 230 | Solar |  |  | 1244 | 0 | 1244 | 0 | 0 | 0 | 1244 | 0 | 1244 | 5 | 2 | 5 | 2 |  | 4 | 2 | 2 | 1 | 1 | 2 | 3 | 1 | 1 | 1 | 1 | 1 | 1 | 2 | 2 | 2 | 2 | 3 | 5- | 1 | 1
PG&E GBA | Coburn | 60 | Solar |  |  | 0 | 0 | 0 | 0 | 0 | 0 | 0 | 0 | 0 | 5 | 2 | 5 | 2 |  | 4 | 1 | 2 | 1 | 1 | 2 | 3 | 1 | 1 | 1 | 1 | 1 | 1 | 2 | 2 | 2 | 2 | 3 | 1 | 1 | 0
PG&E NGBA | Colgate | 230 | Solar |  |  | 0 | 0 | 0 | 0 | 0 | 0 | 0 | 0 | 0 | 5 | 2 | 1 | 1 |  | 1 | 1 | 1 | 1 | 1 | 2 | 5 | 3 | 1 | 1 | 4 | 1 | 1 | 2 | 1 | 4 | 1 | 3 | 1 | 1 | 0
PG&E GBA | Collierville | 230 | Solar |  |  | 0 | 0 | 0 | 0 | 0 | 0 | 0 | 0 | 0 | 5 | 5 | 1 | 1 |  | 2 | 1 | 1 | 1 | 1 | 2 | 5 | 1 | 1 | 1 | 2 | 1 | 1 | 2 | 1 | 4 | 1 | 3 | 1 | 1 | 0
PG&E GBA | Collinsville | 230 | Solar |  |  | 601 | 0 | 601 | 0 | 0 | 0 | 601 | 0 | 601 | 5 | 2 | 1 | 1 |  | 1 | 1 | 1 | 2 | 1 | 2 | 3 | 1 | 1 | 1 | 1 | 1 | 1 | 2 | 1 | 3 | 1 | 1 | 5- | 1 | 1
PG&E GBA | Collinsville | 500 | Solar |  |  | 0 | 0 | 0 | 0 | 0 | 0 | 0 | 0 | 0 | 5 | 2 | 1 | 1 |  | 1 | 1 | 1 | 2 | 1 | 2 | 3 | 1 | 1 | 1 | 1 | 1 | 1 | 2 | 1 | 3 | 1 | 1 | 1 | 1 | 0
SCE Eastern | Colorado River | 230 | Solar |  |  | 400 | 500 | 900 | 0 | 500 | 500 | 400 | 0 | 400 | 4 | 4 | 3 | 2 | 4 | 1 | 1 | 2 | 1 | 3 | 2 | 1 | 1 | 1 | 1 | 2 | 1 | 1 | 2 | 2 | 3 | 1 | 3 | 4+ | 4 | 1
SCE Eastern | Colorado River | 500 | Solar |  |  | 0 | 0 | 0 | 0 | 0 | 0 | 0 | 0 | 0 | 4 | 4 | 3 | 2 | 2 | 1 | 1 | 3 | 2 | 3 | 2 | 1 | 1 | 1 | 1 | 2 | 2 | 1 | 2 | 2 | 3 | 1 | 3 | 1+ | 1 | 1
PG&E KERN | Columbus | 115 | Solar |  |  | 100 | 0 | 100 | 0 | 0 | 0 | 100 | 0 | 100 | 5 | 2 | 5 | 2 |  | 2 | 3 | 1 | 1 | 1 | 1 | 2 | 2 | 1 | 1 | 2 | 1 | 1 | 1 | 1 | 2 | 1 | 2 | 5- | 1 | 1
PG&E GBA | Contra Costa | 115 | Solar |  |  | 0 | 0 | 0 | 0 | 0 | 0 | 0 | 0 | 0 | 5 | 2 | 1 | 1 |  | 2 | 1 | 1 | 1 | 1 | 2 | 3 | 1 | 2 | 1 | 2 | 1 | 1 | 2 | 1 | 2 | 1 | 2 | 1 | 1 | 0
PG&E GBA | Contra Costa | 230 | Solar |  |  | 0 | 0 | 0 | 0 | 0 | 0 | 0 | 0 | 0 | 5 | 2 | 1 | 1 |  | 2 | 1 | 1 | 1 | 1 | 2 | 3 | 1 | 2 | 1 | 2 | 1 | 1 | 2 | 1 | 2 | 1 | 2 | 2+ | 1 | 1
PG&E GBA | Contra Costa PP | 230 | Solar |  |  | 0 | 0 | 0 | 0 | 0 | 0 | 0 | 0 | 0 | 5 | 2 | 1 | 1 |  | 1 | 1 | 1 | 1 | 1 | 2 | 2 | 1 | 1 | 1 | 1 | 1 | 1 | 2 | 1 | 1 | 1 | 2 | 1 | 1 | 0
SCE NOL | Control | 115 | Solar |  |  | 0 | 0 | 0 | 0 | 0 | 0 | 0 | 0 | 0 | 5 | 5 | 3 | 3 |  | 1 | 1 | 1 | 1 | 1 | 2 | 1 | 1 | 1 | 1 | 1 | 3 | 1 | 2 | 2 | 4 | 1 | 3 | 1 | 1 | 0
SCE NOL | Control | 55 | Solar |  |  | 0 | 0 | 0 | 0 | 0 | 0 | 0 | 0 | 0 | 5 | 5 | 3 | 3 |  | 1 | 1 | #N/A | N/A | N/A | 2 | N/A | N/A | N/A | N/A | N/A | N/A | N/A | 2 | 2 | 4 | 1 | 3 | 1 | 1 | 0
PG&E GBA | Cooley Landing | 115 | Solar |  |  | 0 | 100 | 100 | 0 | 0 | 0 | 0 | 100 | 100 | 5 | 2 | 1 | 1 |  | 3 | 3 | 5 | 5 | 4 | 2 | 1 | 2 | 3 | 4 | 4 | 1 | 2 | 2 | 1 | 2 | 1 | 1 | 5- | 1 | 1
PG&E GBA | Cooley Landing | 60 | Solar |  |  | 0 | 0 | 0 | 0 | 0 | 0 | 0 | 0 | 0 | 1 | 1 | 1 | 1 |  | 3 | 1 | 5 | 5 | 4 | 2 | 1 | 2 | 3 | 4 | 4 | 1 | 2 | 2 | 1 | 2 | 1 | 1 | 1 | 1 | 0
SCE NOL | Coolwater | 230 | Solar |  |  | 0 | 0 | 0 | 0 | 0 | 0 | 0 | 0 | 0 | 4 | 4 | 1 | 1 |  | 3 | 1 | 1 | 1 | 1 | 2 | 1 | 3 | 1 | 1 | 3 | 1 | 1 | 2 | 1 | 2 | 1 | 1 | 4+ | 1 | 1
SCE NOL | Coolwater | 115 | Solar |  |  | 0 | 0 | 0 | 0 | 0 | 0 | 0 | 0 | 0 | 4 | 4 | 1 | 1 | 3 | 3 | 3 | 1 | 1 | 1 | 2 | 1 | 3 | 1 | 1 | 3 | 1 | 1 | 2 | 1 | 2 | 1 | 1 | 4+ | 5 | 1
PG&E KERN | Copus | 70 | Solar |  |  | 0 | 0 | 0 | 0 | 0 | 0 | 0 | 0 | 0 | 5 | 2 | 5 | 2 |  | 1 | 1 | 1 | 1 | 1 | 1 | 1 | 1 | 1 | 1 | 2 | 1 | 1 | 1 | 1 | 3 | 1 | 1 | 4+ | 1 | 1
PG&E FRESNO | Corcoran | 70 | Solar |  |  | 0 | 0 | 0 | 0 | 0 | 0 | 0 | 0 | 0 | 5 | 2 | 5 | 2 |  | 1 | 1 | 1 | 1 | 1 | 1 | 1 | 1 | 1 | 1 | 1 | 1 | 1 | 1 | 1 | 4 | 2 | 1 | 1 | 1 | 0
PG&E FRESNO | Corcoran | 115 | Solar |  |  | 0 | 0 | 0 | 0 | 0 | 0 | 0 | 0 | 0 | 5 | 2 | 5 | 2 |  | 1 | 1 | 1 | 1 | 1 | 1 | 1 | 1 | 1 | 1 | 1 | 1 | 1 | 1 | 1 | 4 | 2 | 1 | 4+ | 1 | 1
PG&E NGBA | Corona | 115 | Solar |  |  | 0 | 0 | 0 | 0 | 0 | 0 | 0 | 0 | 0 | 5 | 2 | 1 | 1 |  | 1 | 1 | 1 | 1 | 1 | 2 | 3 | 2 | 1 | 2 | 3 | 1 | 1 | 2 | 1 | 3 | 2 | 3 | 4+ | 1 | 1
PG&E NGBA | Cortina | 230 | Solar |  |  | 0 | 0 | 0 | 0 | 0 | 0 | 0 | 0 | 0 | 5 | 2 | 1 | 1 |  | 1 | 1 | 1 | 1 | 1 | 2 | 5 | 1 | 1 | 1 | 3 | 1 | 1 | 2 | 2 | 4 | 1 | 3 | 1+ | 1 | 1
PG&E NGBA | Cortina | 115 | Solar |  |  | 0 | 0 | 0 | 0 | 0 | 0 | 0 | 0 | 0 | 5 | 2 | 1 | 1 | 1 | 1 | 1 | 1 | 1 | 1 | 2 | 4 | 1 | 1 | 1 | 3 | 1 | 1 | 2 | 2 | 4 | 1 | 3 | 1 | 4 | 1
PG&E GBA | Cottle | 230 | Solar |  |  | 0 | 0 | 0 | 0 | 0 | 0 | 0 | 0 | 0 | 5 | 2 | 5 | 2 |  | 1 | 1 | 1 | 1 | 1 | 1 | 2 | 2 | 1 | 1 | 3 | 1 | 1 | 1 | 1 | 3 | 2 | 1 | 4+ | 1 | 1
PG&E NGBA | Cottonwood | 115 | Solar |  |  | 0 | 0 | 0 | 0 | 0 | 0 | 0 | 0 | 0 | 5 | 2 | 1 | 1 |  | 4 | 1 | 1 | 1 | 1 | 2 | 5 | 1 | 1 | 1 | 2 | 1 | 1 | 2 | 2 | 3 | 2 | 3 | 1 | 1 | 0
PG&E NGBA | Cottonwood | 230 | Solar |  |  | 0 | 0 | 0 | 0 | 0 | 0 | 0 | 0 | 0 | 5 | 2 | 1 | 1 |  | 4 | 1 | 1 | 1 | 1 | 2 | 5 | 1 | 1 | 1 | 2 | 1 | 1 | 2 | 2 | 3 | 2 | 3 | 1+ | 1 | 1
PG&E NGBA | Cottonwood | 60 | Solar |  |  | 0 | 0 | 0 | 0 | 0 | 0 | 0 | 0 | 0 | 5 | 2 | 1 | 1 |  | 4 | 1 | 1 | 1 | 1 | 2 | 5 | 1 | 1 | 1 | 2 | 1 | 1 | 2 | 2 | 3 | 2 | 3 | 1 | 1 | 0
PG&E NGBA | Cove Road | 230 | Solar |  |  | 0 | 0 | 0 | 0 | 0 | 0 | 0 | 0 | 0 | 5 | 2 | 1 | 1 |  | 1 | 1 | 1 | 1 | 1 | 2 | 5 | 2 | 1 | 1 | 3 | 1 | 1 | 2 | 2 | 4 | 2 | 3 | 1 | 1 | 0
PG&E GBA | Coyote | 230 | Solar |  |  | 100 | 0 | 100 | 0 | 0 | 0 | 100 | 0 | 100 | 1 | 1 | 1 | 1 |  | 1 | 2 | 3 | 1 | 2 | 2 | 5 | 3 | 1 | 1 | 3 | 2 | 1 | 2 | 1 | 3 | 2 | 2 | 5- | 1 | 1
PG&E GBA | Crazy Horse Canyon | 115 | Solar |  |  | 0 | 0 | 0 | 0 | 0 | 0 | 0 | 0 | 0 | 1 | 1 | 3 | 3 |  | 1 | 1 | 1 | 1 | 1 | 1 | 2 | 1 | 1 | 1 | 1 | 1 | 1 | 2 | 2 | 4 | 2 | 3 | 1 | 1 | 0
SDGE | Creelman | 69 | Solar |  |  | 0 | 0 | 0 | 0 | 0 | 0 | 0 | 0 | 0 | 4 | 4 | 1 | 1 |  | 1 | 3 | 1 | 1 | 1 | 2 | 5 | 2 | 1 | 1 | 3 | 1 | 1 | 2 | 1 | 4 | 1 | 3 | 1 | 1 | 0
PG&E FRESNO | Crescent | 70 | Solar |  |  | 0 | 35 | 35 | 0 | 35 | 35 | 0 | 0 | 0 | 5 | 2 | 5 | 2 |  | 1 | 4 | 1 | 1 | 1 | 1 | 1 | 1 | 1 | 1 | 1 | 1 | 1 | 1 | 1 | 3 | 2 | 1 | 4+ | 5 | 1
PG&E FRESNO | Cressey | 115 | Solar |  |  | 0 | 0 | 0 | 0 | 0 | 0 | 0 | 0 | 0 | 5 | 2 | 5 | 2 |  | 1 | 1 | 1 | 1 | 1 | 1 | 1 | 1 | 1 | 1 | 1 | 1 | 1 | 1 | 1 | 3 | 2 | 1 | 1+ | 1 | 1
PG&E NGBA | Cresta | 230 | Solar |  |  | 0 | 0 | 0 | 0 | 0 | 0 | 0 | 0 | 0 | 5 | 5 | 3 | 3 |  | 1 | 1 | 1 | 1 | 1 | 2 | 5 | 1 | 1 | 3 | 3 | 1 | 1 | 2 | 1 | 4 | 2 | 3 | 1 | 1 | 0
SDGE | Crestwood | 69 | Solar |  |  | 0 | 0 | 0 | 0 | 0 | 0 | 0 | 0 | 0 | 4 | 4 | 1 | 1 |  | 1 | 1 | 1 | 1 | 1 | 2 | 5 | 1 | 1 | 1 | 1 | 1 | 1 | 2 | 1 | 4 | 1 | 3 | 1 | 1 | 0
PG&E GBA | Crow Creek | 60 | Solar |  |  | 0 | 0 | 0 | 0 | 0 | 0 | 0 | 0 | 0 | 5 | 5 | 1 | 1 |  | 1 | 1 | 1 | 1 | 1 | 1 | 2 | 1 | 1 | 1 | 2 | 1 | 1 | 1 | 1 | 4 | 2 | 1 | 1 | 1 | 0
PG&E GBA | Crows Landing | 60 | Solar |  |  | 0 | 0 | 0 | 0 | 0 | 0 | 0 | 0 | 0 | 5 | 5 | 1 | 1 |  | 1 | 1 | 1 | 1 | 1 | 1 | 2 | 1 | 1 | 1 | 1 | 1 | 1 | 1 | 1 | 4 | 2 | 1 | 1 | 1 | 0
PG&E GBA | Curtis | 115 | Solar |  |  | 0 | 0 | 0 | 0 | 0 | 0 | 0 | 0 | 0 | 5 | 5 | 1 | 1 |  | 1 | 1 | 1 | 1 | 1 | 2 | 5 | 1 | 1 | 1 | 3 | 1 | 1 | 2 | 1 | 4 | 1 | 3 | 1 | 1 | 0
PG&E FRESNO | Dairyland | 115 | Solar |  |  | 0 | 0 | 0 | 0 | 0 | 0 | 0 | 0 | 0 | 5 | 2 | 5 | 2 |  | 1 | 1 | 1 | 1 | 1 | 1 | 1 | 1 | 1 | 1 | 1 | 1 | 1 | 1 | 1 | 3 | 2 | 1 | 4+ | 1 | 1
PG&E NGBA | Davis | 115 | Solar |  |  | 0 | 100 | 100 | 0 | 0 | 0 | 0 | 100 | 100 | 5 | 2 | 1 | 1 | 3 | 1 | 3 | 1 | 1 | 3 | 2 | 1 | 1 | 1 | 1 | 1 | 1 | 1 | 2 | 1 | 4 | 2 | 3 | 4- | 4 | 1
SCE Metro | Del Amo | 500 | Solar |  |  | 0 | 0 | 0 | 0 | 0 | 0 | 0 | 0 | 0 | 1 | 1 | 1 | 1 |  | 1 | 1 | 1 | 1 | 1 | 2 | 1 | 1 | 1 | 1 | 1 | 1 | 1 | 1 | 1 | 3 | 1 | 2 | 1 | 1 | 0
SCE Metro | Del Amo | 230 | Solar |  |  | 0 | 0 | 0 | 0 | 0 | 0 | 0 | 0 | 0 | 1 | 1 | 1 | 1 |  | 1 | 1 | 1 | 1 | 1 | 2 | 1 | 1 | 1 | 1 | 1 | 1 | 1 | 1 | 1 | 3 | 1 | 2 | 4+ | 1 | 1
SCE Eastern | Delaney | 500 | Solar |  |  | 0 | 1860 | 1860 | 0 | 0 | 0 | 0 | 1860 | 1860 | 5 | 4 | 4 | 2 |  | 1 | 2 | 2 | N/A | N/A | 2 | N/A | N/A | N/A | N/A | N/A | N/A | N/A | 2 | 1 | 4 | 2 | 3 | 3- | 5 | 1
PG&E NGBA | Delevan | 230 | Solar |  |  | 0 | 0 | 0 | 0 | 0 | 0 | 0 | 0 | 0 | 5 | 2 | 1 | 1 | 3 | 1 | 1 | 1 | 1 | 1 | 2 | 3 | 1 | 1 | 1 | 2 | 1 | 1 | 2 | 2 | 1 | 1 | 3 | 4+ | 4 | 1
PG&E GBA | Delta PP | 230 | Solar |  |  | 0 | 0 | 0 | 0 | 0 | 0 | 0 | 0 | 0 | 5 | 2 | 1 | 1 |  | 1 | 1 | 1 | 1 | 1 | 2 | 3 | 2 | 1 | 1 | 2 | 1 | 1 | 2 | 1 | 3 | 1 | 2 | 1 | 1 | 0
EOP | Desert View | 230 | Solar |  |  | 0 | 0 | 0 | 0 | 0 | 0 | 0 | 0 | 0 | 5 | 3 | 4 | 2 |  | 1 | 1 | 1 | N/A | N/A | 2 | N/A | N/A | N/A | N/A | N/A | N/A | N/A | 2 | 1 | 4 | 1 | 3 | 4+ | 5 | 1
SCE Eastern | Devers | 230 | Solar |  |  | 300 | 0 | 300 | 0 | 0 | 0 | 300 | 0 | 300 | 5 | 5 | 1 | 1 | 5 | 4 | 1 | 2 | 3 | 1 | 2 | 2 | 1 | 2 | 1 | 2 | 1 | 1 | 2 | 1 | 1 | 1 | 3 | 2- | 1 | 1
SCE Eastern | Devers | 500 | Solar |  |  | 0 | 0 | 0 | 0 | 0 | 0 | 0 | 0 | 0 | 5 | 5 | 1 | 1 |  | 4 | 1 | 2 | 3 | 1 | 2 | 2 | 1 | 2 | 1 | 2 | 1 | 1 | 2 | 1 | 1 | 1 | 3 | 1+ | 1 | 1
PG&E KERN | Diablo Canyon | 230 | Solar |  |  | 0 | 0 | 0 | 0 | 0 | 0 | 0 | 0 | 0 | 5 | 2 | 5 | 2 |  | 1 | 1 | 1 | 1 | 1 | 2 | 5 | 1 | 1 | 3 | 3 | 2 | 1 | 2 | 2 | 4 | 2 | 3 | 1 | 1 | 0
PG&E KERN | Diablo Canyon | 500 | Solar |  |  | 0 | 0 | 0 | 0 | 0 | 0 | 0 | 0 | 0 | 5 | 2 | 4 | 2 |  | 1 | 1 | 1 | 1 | 1 | 2 | 5 | 1 | 1 | 3 | 3 | 2 | 1 | 2 | 2 | 4 | 2 | 3 | 1 | 1 | 0
PG&E KERN | Divide | 115 | Solar |  |  | 0 | 0 | 0 | 0 | 0 | 0 | 0 | 0 | 0 | 5 | 2 | 5 | 2 |  | 1 | 1 | 1 | 1 | 1 | 2 | 1 | 1 | 1 | 2 | 2 | 1 | 1 | 2 | 2 | 4 | 1 | 2 | 2+ | 1 | 1
PG&E GBA | Dixon Landing | 115 | Solar |  |  | 0 | 0 | 0 | 0 | 0 | 0 | 0 | 0 | 0 | 1 | 1 | 1 | 1 |  | 1 | 1 | 1 | 1 | 1 | 2 | 5 | 2 | 1 | 2 | 2 | 2 | 1 | 2 | 1 | 2 | 1 | 2 | 2+ | 1 | 1
PG&E FRESNO | Dos Amigos | 230 | Solar |  |  | 632 | 0 | 632 | 0 | 0 | 0 | 632 | 0 | 632 | 5 | 2 | 5 | 2 |  | 1 | 2 | 2 | 1 | 2 | 1 | 3 | 2 | 1 | 1 | 2 | 1 | 1 | 1 | 1 | 4 | 2 | 1 | 5- | 1 | 1
PG&E NGBA | Drum | 115 | Solar |  |  | 0 | 0 | 0 | 0 | 0 | 0 | 0 | 0 | 0 | 5 | 5 | 3 | 3 |  | 1 | 1 | 1 | 1 | 1 | 2 | 5 | 1 | 1 | 1 | 1 | 1 | 1 | 2 | 1 | 4 | 2 | 3 | 1 | 1 | 0
PG&E GBA | Dumbarton | 115 | Solar |  |  | 0 | 0 | 0 | 0 | 0 | 0 | 0 | 0 | 0 | 5 | 2 | 1 | 1 |  | 1 | 1 | 1 | 1 | 1 | 2 | 5 | 2 | 1 | 3 | 3 | 1 | 1 | 2 | 1 | 3 | 1 | 2 | 4+ | 1 | 1
SCE NOL | Dunn Siding | 115 | Solar |  |  | 0 | 0 | 0 | 0 | 0 | 0 | 0 | 0 | 0 | 4 | 4 | 1 | 1 |  | 1 | 1 | 1 | 1 | 1 | 2 | 1 | 1 | 1 | 1 | 2 | 2 | 1 | 2 | 1 | 4 | 1 | 1 | 1 | 1 | 0
SCE Eastern | Eagle Mountain | 230 | Solar |  |  | 0 | 0 | 0 | 0 | 0 | 0 | 0 | 0 | 0 | 5 | 5 | 4 | 4 |  | 1 | 1 | 1 | 1 | 1 | 2 | 1 | 1 | 1 | 1 | 1 | 2 | 1 | 2 | 2 | 4 | 1 | 3 | 1 | 1 | 0
PG&E NGBA | Eagle Rock (PGE) | 60 | Solar |  |  | 0 | 0 | 0 | 0 | 0 | 0 | 0 | 0 | 0 | 5 | 2 | 1 | 1 |  | 2 | 1 | 1 | 1 | 1 | 2 | 5 | 2 | 2 | 3 | 4 | 1 | 1 | 2 | 2 | 4 | 2 | 3 | 1 | 1 | 0
PG&E NGBA | Eagle Rock (PGE) | 115 | Solar |  |  | 0 | 0 | 0 | 0 | 0 | 0 | 0 | 0 | 0 | 5 | 2 | 1 | 1 |  | 2 | 1 | 1 | 1 | 1 | 2 | 5 | 2 | 2 | 3 | 4 | 1 | 1 | 2 | 2 | 4 | 2 | 3 | 1 | 1 | 0
SCE Metro | Eagle Rock (SCE) | 230 | Solar |  |  | 0 | 0 | 0 | 0 | 0 | 0 | 0 | 0 | 0 | 1 | 1 | 1 | 1 |  | 1 | 1 | 1 | 1 | 1 | 2 | 3 | 1 | 1 | 1 | 1 | 1 | 1 | 1 | 1 | 2 | 1 | 2 | 1 | 1 | 0
PG&E NGBA | East Marysville | 115 | Solar |  |  | 0 | 0 | 0 | 0 | 0 | 0 | 0 | 0 | 0 | 5 | 2 | 1 | 1 |  | 1 | 1 | 1 | 1 | 1 | 2 | 1 | 1 | 1 | 1 | 2 | 1 | 1 | 2 | 2 | 2 | 1 | 2 | 1+ | 1 | 1
PG&E NGBA | East Nicolaus | 115 | Solar |  |  | 0 | 0 | 0 | 0 | 0 | 0 | 0 | 0 | 0 | 5 | 2 | 1 | 1 |  | 1 | 1 | 1 | 1 | 2 | 2 | 1 | 1 | 1 | 1 | 2 | 1 | 1 | 2 | 1 | 4 | 1 | 3 | 1 | 1 | 0
PG&E NGBA | East Nicolaus | 60 | Solar |  |  | 0 | 0 | 0 | 0 | 0 | 0 | 0 | 0 | 0 | 5 | 2 | 1 | 1 |  | 1 | 1 | 1 | 1 | 2 | 2 | 1 | 1 | 1 | 1 | 2 | 1 | 1 | 2 | 1 | 4 | 1 | 3 | 1 | 1 | 0
PG&E GBA | Eastshore | 115 | Solar |  |  | 0 | 0 | 0 | 0 | 0 | 0 | 0 | 0 | 0 | 5 | 2 | 1 | 1 |  | 4 | 1 | 1 | 1 | 1 | 2 | 3 | 1 | 1 | 2 | 3 | 1 | 1 | 2 | 1 | 2 | 1 | 1 | 1 | 1 | 0
PG&E GBA | Eastshore | 230 | Solar |  |  | 0 | 0 | 0 | 0 | 0 | 0 | 0 | 0 | 0 | 5 | 2 | 1 | 1 |  | 4 | 1 | 1 | 1 | 1 | 2 | 3 | 1 | 1 | 2 | 3 | 1 | 1 | 2 | 1 | 2 | 1 | 1 | 1 | 1 | 0
SDGE | ECO | 138 | Solar |  |  | 0 | 100 | 100 | 0 | 0 | 0 | 0 | 100 | 100 | 4 | 4 | 1 | 1 | 3 | 3 | 3 | 1 | 2 | 1 | 2 | 2 | 1 | 1 | 1 | 2 | 1 | 1 | 2 | 1 | 4 | 1 | 3 | 5- | 1 | 1
SDGE | ECO | 230 | Solar |  |  | 0 | 0 | 0 | 0 | 0 | 0 | 0 | 0 | 0 | 4 | 4 | 1 | 1 |  | 3 | 1 | #N/A | #N/A | #N/A | 2 | #N/A | #N/A | #N/A | #N/A | #N/A | #N/A | #N/A | 2 | 1 | 4 | 1 | 3 | 1 | 1 | 0
SDGE | ECO | 500 | Solar |  |  | 0 | 0 | 0 | 0 | 0 | 0 | 0 | 0 | 0 | 4 | 4 | 1 | 1 |  | 3 | 1 | #N/A | #N/A | #N/A | 2 | #N/A | #N/A | #N/A | #N/A | #N/A | #N/A | #N/A | 2 | 1 | 4 | 1 | 3 | 1 | 1 | 0
PG&E GBA | Edenvale | 115 | Solar |  |  | 0 | 0 | 0 | 0 | 0 | 0 | 0 | 0 | 0 | 1 | 1 | 1 | 1 |  | 1 | 1 | 1 | 1 | 1 | 2 | 5 | 3 | 1 | 1 | 3 | 2 | 1 | 2 | 1 | 2 | 2 | 2 | 2+ | 1 | 1
PG&E GBA | Edes | 115 | Solar |  |  | 0 | 0 | 0 | 0 | 0 | 0 | 0 | 0 | 0 | 5 | 2 | 1 | 1 |  | 1 | 1 | 1 | 1 | 1 | 2 | 3 | 2 | 1 | 2 | 3 | 1 | 1 | 2 | 1 | 3 | 1 | 1 | 2+ | 1 | 1
PG&E GBA | Eight Mile | 230 | Solar |  |  | 0 | 1100 | 1100 | 0 | 0 | 0 | 0 | 1100 | 1100 | 5 | 2 | 1 | 1 |  | 1 | 2 | 4 | 2 | 3 | 1 | 1 | 1 | 1 | 1 | 1 | 1 | 1 | 1 | 1 | 2 | 2 | 1 | 5- | 1 | 1
SDGE | El Cajon | 69 | Solar |  |  | 0 | 0 | 0 | 0 | 0 | 0 | 0 | 0 | 0 | 4 | 4 | 1 | 1 |  | 1 | 1 | 1 | 1 | 1 | 2 | 5 | 2 | 2 | 2 | 3 | 1 | 1 | 2 | 1 | 2 | 1 | 1 | 1 | 1 | 0
SCE Eastern | El Casco | 230 | Solar |  |  | 0 | 0 | 0 | 0 | 0 | 0 | 0 | 0 | 0 | 5 | 5 | 1 | 1 |  | 1 | 1 | 1 | 1 | 1 | 2 | 5 | 1 | 1 | 2 | 3 | 1 | 1 | 1 | 1 | 4 | 1 | 2 | 1 | 1 | 0
PG&E GBA | El Cerrito G | 115 | Solar |  |  | 0 | 0 | 0 | 0 | 0 | 0 | 0 | 0 | 0 | 5 | 2 | 1 | 1 |  | 1 | 1 | 1 | 1 | 1 | 2 | 2 | 1 | 2 | 3 | 3 | 1 | 1 | 2 | 1 | 2 | 1 | 2 | 4+ | 1 | 1
PG&E NGBA | El Dorado PH | 115 | Solar |  |  | 0 | 0 | 0 | 0 | 0 | 0 | 0 | 0 | 0 | 5 | 2 | 1 | 1 |  | 1 | 1 | 1 | 1 | 1 | 2 | 5 | 2 | 1 | 1 | 3 | 1 | 1 | 2 | 1 | 4 | 2 | 3 | 1 | 1 | 0
PG&E FRESNO | El Nido (PGE) | 115 | Solar |  |  | 0 | 0 | 0 | 0 | 0 | 0 | 0 | 0 | 0 | 5 | 2 | 5 | 2 |  | 1 | 1 | 1 | 1 | 1 | 1 | 1 | 1 | 1 | 1 | 2 | 1 | 1 | 1 | 1 | 4 | 2 | 1 | 1 | 1 | 0
SCE Metro | El Nido (SCE) | 230 | Solar |  |  | 0 | 0 | 0 | 0 | 0 | 0 | 0 | 0 | 0 | 1 | 1 | 1 | 1 |  | 1 | 2 | 1 | 1 | 1 | 2 | 1 | 1 | 1 | 2 | 3 | 1 | 1 | 1 | 1 | 2 | 1 | 2 | 1 | 1 | 0
PG&E GBA | El Patio | 115 | Solar |  |  | 0 | 0 | 0 | 0 | 0 | 0 | 0 | 0 | 0 | 1 | 1 | 1 | 1 |  | 1 | 1 | 1 | 1 | 1 | 2 | 2 | 3 | 1 | 3 | 3 | 1 | 1 | 2 | 1 | 3 | 2 | 2 | 2+ | 1 | 1
SCE Metro | El Segundo | 230 | Solar |  |  | 0 | 0 | 0 | 0 | 0 | 0 | 0 | 0 | 0 | 1 | 1 | 1 | 1 |  | 1 | 1 | 1 | 1 | 1 | 2 | 1 | 1 | 1 | 2 | 3 | 1 | 1 | 1 | 1 | 1 | 1 | 1 | 1 | 1 | 0
EOP | Eldorado | 230 | Solar |  |  | 0 | 0 | 0 | 0 | 0 | 0 | 0 | 0 | 0 | 5 | 3 | 4 | 2 | 4 | 1 | 1 | 1 | N/A | N/A | 2 | N/A | N/A | N/A | N/A | N/A | N/A | N/A | 2 | 2 | 2 | 1 | 3 | 1 | 1 | 0
EOP | Eldorado | 500 | Solar |  |  | 0 | 0 | 0 | 0 | 0 | 0 | 0 | 0 | 0 | 5 | 2 | 4 | 2 | 5 | 1 | 1 | 1 | N/A | N/A | 2 | N/A | N/A | N/A | N/A | N/A | N/A | N/A | 2 | 2 | 2 | 1 | 3 | 1 | 1 | 0
SCE Northern | Elizabeth Lake | 66 | Solar |  |  | 0 | 0 | 0 | 0 | 0 | 0 | 0 | 0 | 0 | 5 | 2 | 4 | 2 |  | 1 | 1 | 1 | 1 | 1 | 2 | 5 | 1 | 1 | 1 | 2 | 1 | 1 | 1 | 1 | 3 | 1 | 3 | 1 | 1 | 0
PG&E KERN | Elk Hills | 230 | Solar |  |  | 0 | 0 | 0 | 0 | 0 | 0 | 0 | 0 | 0 | 5 | 2 | 5 | 2 |  | 1 | 1 | 1 | 1 | 1 | 1 | 1 | 1 | 2 | 4 | 4 | 1 | 1 | 1 | 1 | 3 | 1 | 1 | 4+ | 1 | 1
SDGE | Elliot | 69 | Solar |  |  | 0 | 0 | 0 | 0 | 0 | 0 | 0 | 0 | 0 | 4 | 4 | 1 | 1 |  | 1 | 1 | 1 | 1 | 1 | 2 | 2 | 1 | 1 | 1 | 3 | 1 | 1 | 2 | 1 | 2 | 1 | 2 | 1 | 1 | 0
SCE Metro | Ellis | 230 | Solar |  |  | 0 | 0 | 0 | 0 | 0 | 0 | 0 | 0 | 0 | 1 | 1 | 1 | 1 |  | 1 | 1 | 1 | 1 | 1 | 2 | 1 | 1 | 1 | 5 | 5 | 1 | 1 | 1 | 1 | 2 | 1 | 2 | 1 | 1 | 0
SDGE | Encina | 138 | Solar |  |  | 0 | 0 | 0 | 0 | 0 | 0 | 0 | 0 | 0 | 4 | 4 | 1 | 1 |  | 1 | 1 | 1 | 1 | 1 | 2 | 1 | 1 | 2 | 2 | 3 | 1 | 1 | 2 | 1 | 1 | 1 | 3 | 1 | 1 | 0
SDGE | Encina | 230 | Solar |  |  | 0 | 0 | 0 | 0 | 0 | 0 | 0 | 0 | 0 | 4 | 4 | 1 | 1 |  | 1 | 1 | 1 | 1 | 1 | 2 | 1 | 1 | 2 | 2 | 3 | 1 | 1 | 2 | 1 | 1 | 1 | 3 | 1 | 1 | 0
SDGE | Escondido | 230 | Solar |  |  | 0 | 0 | 0 | 0 | 0 | 0 | 0 | 0 | 0 | 4 | 4 | 1 | 1 |  | 1 | 1 | 1 | 1 | 1 | 2 | 4 | 1 | 1 | 1 | 2 | 1 | 1 | 2 | 1 | 1 | 1 | 3 | 1 | 1 | 0
SDGE | Escondido | 69 | Solar |  |  | 0 | 0 | 0 | 0 | 0 | 0 | 0 | 0 | 0 | 4 | 4 | 1 | 1 |  | 1 | 3 | 1 | 1 | 1 | 2 | 4 | 1 | 1 | 1 | 2 | 1 | 1 | 2 | 1 | 1 | 1 | 3 | 1 | 1 | 0
PG&E KERN | Estrella | 230 | Solar |  |  | 0 | 0 | 0 | 0 | 0 | 0 | 0 | 0 | 0 | 5 | 2 | 5 | 2 |  | 1 | 1 | 1 | 1 | 1 | 1 | 2 | 1 | 1 | 1 | 1 | 1 | 1 | 2 | 2 | 4 | 2 | 3 | 1 | 1 | 0
SCE Eastern | Etiwanda | 230 | Solar |  |  | 500 | 0 | 500 | 0 | 0 | 0 | 500 | 0 | 500 | 5 | 5 | 1 | 1 |  | 1 | 1 | 5 | 5 | 4 | 2 | 5 | 5 | 4 | 4 | 5 | 4 | 3 | 1 | 1 | 2 | 1 | 1 | 5- | 1 | 1
PG&E GBA | Evergreen | 115 | Solar |  |  | 0 | 0 | 0 | 0 | 0 | 0 | 0 | 0 | 0 | 1 | 1 | 1 | 1 |  | 1 | 1 | 1 | 1 | 1 | 2 | 5 | 1 | 1 | 1 | 2 | 2 | 1 | 2 | 1 | 2 | 2 | 2 | 2+ | 1 | 1
PG&E GBA | Evergreen | 60 | Solar |  |  | 0 | 0 | 0 | 0 | 0 | 0 | 0 | 0 | 0 | 1 | 1 | 1 | 1 |  | 1 | 1 | 1 | 1 | 1 | 2 | 5 | 1 | 1 | 1 | 2 | 2 | 1 | 2 | 1 | 2 | 2 | 2 | 1 | 1 | 0
PG&E FRESNO | Excelsior | 115 | Solar |  |  | 0 | 0 | 0 | 0 | 0 | 0 | 0 | 0 | 0 | 5 | 2 | 5 | 2 | 1 | 1 | 1 | 1 | 1 | 2 | 1 | 1 | 1 | 1 | 1 | 1 | 1 | 1 | 1 | 1 | 4 | 2 | 1 | 4+ | 5 | 1
PG&E FRESNO | Exchequer | 115 | Solar |  |  | 0 | 0 | 0 | 0 | 0 | 0 | 0 | 0 | 0 | 5 | 2 | 5 | 2 |  | 1 | 1 | 1 | 1 | 1 | 1 | 3 | 3 | 1 | 1 | 4 | 3 | 1 | 2 | 1 | 4 | 1 | 2 | 1 | 1 | 0
PG&E KERN | Fairway | 115 | Solar |  |  | 0 | 0 | 0 | 0 | 0 | 0 | 0 | 0 | 0 | 5 | 2 | 5 | 2 |  | 1 | 1 | 1 | 1 | 1 | 2 | 1 | 1 | 1 | 1 | 1 | 1 | 1 | 2 | 2 | 3 | 1 | 2 | 4+ | 1 | 1
PG&E KERN | Famoso | 115 | Solar |  |  | 0 | 0 | 0 | 0 | 0 | 0 | 0 | 0 | 0 | 5 | 2 | 5 | 2 |  | 1 | 1 | 1 | 1 | 3 | 1 | 2 | 1 | 1 | 1 | 1 | 1 | 1 | 1 | 1 | 4 | 1 | 1 | 4+ | 1 | 1
PG&E NGBA | Fern Road | 500 | Solar |  |  | 0 | 0 | 0 | 0 | 0 | 0 | 0 | 0 | 0 | 5 | 2 | 1 | 1 |  | 4 | 1 | 1 | 1 | 1 | 2 | 5 | 3 | 1 | 1 | 4 | 1 | 1 | 2 | 2 | 4 | 2 | 3 | 1 | 1 | 0
PG&E GBA | Fibreboard (SPI Sonora) | 115 | Solar |  |  | 0 | 0 | 0 | 0 | 0 | 0 | 0 | 0 | 0 | 5 | 5 | 1 | 1 |  | 2 | 1 | N/A | N/A | N/A | 2 | N/A | N/A | N/A | N/A | N/A | N/A | N/A | 2 | 1 | 2 | 1 | 2 | 1 | 1 | 0
PG&E FRESNO | Figarden | 230 | Solar |  |  | 0 | 0 | 0 | 0 | 0 | 0 | 0 | 0 | 0 | 5 | 2 | 5 | 2 |  | 1 | 1 | 1 | 1 | 2 | 1 | 1 | 1 | 1 | 1 | 1 | 1 | 1 | 1 | 1 | 3 | 2 | 2 | 1 | 1 | 0
PG&E FRESNO | Fink | 230 | Solar |  |  | 534 | 0 | 534 | 0 | 0 | 0 | 534 | 0 | 534 | 1 | 1 | 1 | 1 |  | 1 | 2 | 3 | 1 | 2 | 1 | 3 | 1 | 1 | 1 | 2 | 1 | 1 | 1 | 1 | 4 | 2 | 1 | 5- | 1 | 1
PG&E NGBA | Fitch Mountain | 60 | Solar |  |  | 0 | 0 | 0 | 0 | 0 | 0 | 0 | 0 | 0 | 5 | 2 | 1 | 1 |  | 1 | 1 | 1 | 1 | 1 | 2 | 1 | 1 | 2 | 3 | 4 | 1 | 1 | 2 | 2 | 4 | 2 | 3 | 1 | 1 | 0
PG&E GBA | FMC | 115 | Solar |  |  | 0 | 0 | 0 | 0 | 0 | 0 | 0 | 0 | 0 | 1 | 1 | 1 | 1 |  | 1 | 1 | 1 | 1 | 1 | 2 | 5 | 1 | 1 | 1 | 1 | 2 | 1 | 2 | 1 | 2 | 2 | 2 | 2+ | 1 | 1
PG&E GBA | Fremont | 115 | Solar |  |  | 0 | 0 | 0 | 0 | 0 | 0 | 0 | 0 | 0 | 1 | 1 | 1 | 1 |  | 1 | 1 | 1 | 1 | 1 | 2 | 5 | 2 | 1 | 2 | 3 | 2 | 1 | 2 | 1 | 3 | 1 | 2 | 1 | 1 | 0
PG&E GBA | French Camp | 60 | Solar |  |  | 0 | 0 | 0 | 0 | 0 | 0 | 0 | 0 | 0 | 5 | 2 | 1 | 1 |  | 1 | 1 | 1 | 1 | 2 | 1 | 1 | 1 | 1 | 1 | 1 | 1 | 1 | 1 | 1 | 3 | 2 | 1 | 4+ | 1 | 1
PG&E GBA | Frogtown | 115 | Solar |  |  | 0 | 0 | 0 | 0 | 0 | 0 | 0 | 0 | 0 | 5 | 2 | 1 | 1 |  | 1 | 1 | 1 | 1 | 1 | 2 | 5 | 3 | 1 | 1 | 3 | 2 | 1 | 2 | 1 | 4 | 1 | 3 | 1 | 1 | 0
PG&E NGBA | Fulton | 115 | Solar |  |  | 0 | 0 | 0 | 0 | 0 | 0 | 0 | 0 | 0 | 5 | 2 | 1 | 1 |  | 1 | 1 | 1 | 1 | 1 | 2 | 1 | 1 | 2 | 3 | 4 | 1 | 1 | 2 | 1 | 3 | 2 | 2 | 1 | 1 | 0
PG&E NGBA | Fulton | 230 | Solar |  |  | 0 | 0 | 0 | 0 | 0 | 0 | 0 | 0 | 0 | 5 | 2 | 1 | 1 |  | 1 | 1 | 1 | 1 | 1 | 2 | 1 | 1 | 2 | 3 | 4 | 1 | 1 | 2 | 1 | 3 | 2 | 2 | 1 | 1 | 0
PG&E NGBA | Fulton | 60 | Solar |  |  | 0 | 0 | 0 | 0 | 0 | 0 | 0 | 0 | 0 | 5 | 2 | 1 | 1 |  | 1 | 1 | 1 | 1 | 1 | 2 | 1 | 1 | 2 | 3 | 4 | 1 | 1 | 2 | 1 | 3 | 2 | 2 | 1 | 1 | 0
PG&E KERN | Ganso | 115 | Solar |  |  | 0 | 0 | 0 | 0 | 0 | 0 | 0 | 0 | 0 | 5 | 2 | 5 | 2 |  | 1 | 1 | 1 | 1 | 2 | 1 | 1 | 1 | 1 | 1 | 1 | 1 | 1 | 1 | 1 | 3 | 1 | 1 | 2+ | 1 | 1
PG&E FRESNO | Gates | 230 | Solar |  |  | 166 | 477.5 | 643.5 | 166 | 477.5 | 643.5 | 0 | 0 | 0 | 5 | 2 | 5 | 2 | 4 | 1 | 1 | 2 | 1 | 2 | 1 | 1 | 1 | 1 | 1 | 1 | 1 | 1 | 1 | 1 | 3 | 2 | 1 | 4+ | 5 | 1
PG&E FRESNO | Gates | 500 | Solar |  |  | 0 | 0 | 0 | 0 | 0 | 0 | 0 | 0 | 0 | 5 | 2 | 5 | 2 |  | 1 | 2 | 2 | 1 | 2 | 1 | 1 | 1 | 1 | 1 | 1 | 1 | 1 | 1 | 1 | 3 | 2 | 1 | 4+ | 1 | 1
PG&E NGBA | Geysers 12 | 230 | Solar |  |  | 0 | 0 | 0 | 0 | 0 | 0 | 0 | 0 | 0 | 5 | 2 | 1 | 1 |  | 1 | 1 | 1 | 1 | 1 | 2 | 3 | 2 | 2 | 3 | 5 | 1 | 1 | 2 | 2 | 4 | 2 | 3 | 1 | 1 | 0
PG&E NGBA | Geysers 17 | 230 | Solar |  |  | 0 | 0 | 0 | 0 | 0 | 0 | 0 | 0 | 0 | 5 | 2 | 1 | 1 |  | 1 | 1 | 1 | 1 | 1 | 2 | 3 | 2 | 2 | 3 | 5 | 1 | 1 | 2 | 2 | 4 | 2 | 3 | 1 | 1 | 0
PG&E NGBA | Geysers 3 | 115 | Solar |  |  | 0 | 0 | 0 | 0 | 0 | 0 | 0 | 0 | 0 | 5 | 2 | 1 | 1 |  | 1 | 1 | 1 | 1 | 1 | 2 | 3 | 2 | 2 | 3 | 5 | 1 | 1 | 2 | 2 | 4 | 2 | 3 | 1 | 1 | 0
PG&E NGBA | Glenn | 230 | Solar |  |  | 0 | 0 | 0 | 0 | 0 | 0 | 0 | 0 | 0 | 5 | 2 | 1 | 1 | 3 | 1 | 1 | 1 | 1 | 2 | 2 | 1 | 2 | 1 | 1 | 2 | 1 | 1 | 2 | 2 | 4 | 1 | 3 | 2+ | 4 | 1
PG&E NGBA | Glenn | 60 | Solar |  |  | 0 | 0 | 0 | 0 | 0 | 0 | 0 | 0 | 0 | 5 | 2 | 1 | 1 |  | 1 | 1 | 1 | 1 | 2 | 2 | 1 | 2 | 1 | 1 | 2 | 1 | 1 | 2 | 2 | 4 | 1 | 3 | 1 | 1 | 0
PG&E NGBA | Gold Hill | 115 | Solar |  |  | 0 | 0 | 0 | 0 | 0 | 0 | 0 | 0 | 0 | 5 | 2 | 1 | 1 |  | 1 | 1 | 1 | 1 | 1 | 2 | 2 | 1 | 1 | 1 | 2 | 1 | 1 | 2 | 1 | 4 | 2 | 3 | 1 | 1 | 0
PG&E NGBA | Gold Hill | 230 | Solar |  |  | 0 | 0 | 0 | 0 | 0 | 0 | 0 | 0 | 0 | 5 | 2 | 1 | 1 |  | 1 | 1 | 1 | 1 | 1 | 2 | 2 | 1 | 1 | 1 | 2 | 1 | 1 | 2 | 1 | 4 | 2 | 3 | 1 | 1 | 0
SCE Northern | Goleta | 230 | Solar |  |  | 0 | 0 | 0 | 0 | 0 | 0 | 0 | 0 | 0 | 5 | 2 | 4 | 2 |  | 1 | 5 | 1 | 1 | 1 | 2 | 5 | 1 | 1 | 1 | 1 | 2 | 1 | 2 | 2 | 2 | 1 | 2 | 2+ | 1 | 1
SCE Metro | Goodrich | 230 | Solar |  |  | 0 | 0 | 0 | 0 | 0 | 0 | 0 | 0 | 0 | 1 | 1 | 1 | 1 |  | 1 | 1 | 1 | 1 | 1 | 2 | 5 | 1 | 2 | 5 | 5 | 5 | 1 | 1 | 1 | 3 | 1 | 2 | 1 | 1 | 0
PG&E KERN | Goose Lake | 115 | Solar |  |  | 0 | 0 | 0 | 0 | 0 | 0 | 0 | 0 | 0 | 5 | 2 | 5 | 2 |  | 1 | 1 | 1 | 1 | 2 | 1 | 1 | 1 | 1 | 1 | 2 | 1 | 1 | 1 | 1 | 2 | 1 | 1 | 4+ | 1 | 1
SCE Metro | Gould | 230 | Solar |  |  | 0 | 0 | 0 | 0 | 0 | 0 | 0 | 0 | 0 | 1 | 1 | 1 | 1 |  | 1 | 1 | 1 | 1 | 1 | 2 | 3 | 1 | 1 | 1 | 1 | 1 | 1 | 1 | 1 | 4 | 1 | 2 | 1 | 1 | 0
PG&E NGBA | Grand Island | 115 | Solar |  |  | 0 | 0 | 0 | 0 | 0 | 0 | 0 | 0 | 0 | 5 | 2 | 1 | 1 |  | 1 | 1 | 1 | 1 | 1 | 1 | 1 | 1 | 1 | 1 | 1 | 1 | 1 | 2 | 1 | 4 | 2 | 2 | 2+ | 1 | 1
SDGE | Granite | 69 | Solar |  |  | 0 | 0 | 0 | 0 | 0 | 0 | 0 | 0 | 0 | 4 | 4 | 1 | 1 |  | 1 | 3 | 1 | 1 | 1 | 2 | 2 | 2 | 1 | 1 | 2 | 1 | 1 | 2 | 1 | 2 | 2 | 2 | 1 | 1 | 0
PG&E GBA | Grant | 115 | Solar |  |  | 0 | 0 | 0 | 0 | 0 | 0 | 0 | 0 | 0 | 5 | 2 | 1 | 1 |  | 1 | 1 | 1 | 1 | 1 | 2 | 3 | 2 | 1 | 2 | 3 | 1 | 1 | 2 | 1 | 2 | 1 | 2 | 2+ | 1 | 1
PG&E GBA | Green Valley | 115 | Solar |  |  | 0 | 0 | 0 | 0 | 0 | 0 | 0 | 0 | 0 | 1 | 1 | 3 | 3 |  | 1 | 1 | 1 | 1 | 1 | 1 | 2 | 1 | 1 | 1 | 2 | 1 | 1 | 2 | 2 | 3 | 2 | 2 | 1 | 1 | 0
PG&E NGBA | Greenleaf 1 | 115 | Solar |  |  | 0 | 0 | 0 | 0 | 0 | 0 | 0 | 0 | 0 | 5 | 2 | 1 | 1 |  | 1 | 1 | 1 | 1 | 2 | 2 | 1 | 1 | 1 | 2 | 2 | 1 | 1 | 2 | 2 | 1 | 1 | 3 | 1 | 1 | 0
PG&E FRESNO | Gregg | 230 | Solar |  |  | 0 | 0 | 0 | 0 | 0 | 0 | 0 | 0 | 0 | 5 | 2 | 5 | 2 |  | 1 | 1 | 1 | 1 | 2 | 1 | 2 | 1 | 1 | 1 | 1 | 1 | 1 | 1 | 1 | 3 | 2 | 1 | 1 | 1 | 0
PG&E FRESNO | Grimmway-Malaga | 115 | Solar |  |  | 0 | 0 | 0 | 0 | 0 | 0 | 0 | 0 | 0 | 5 | 2 | 5 | 2 |  | 1 | 1 | 1 | 1 | 2 | 1 | 1 | 1 | 1 | 1 | 1 | 1 | 1 | 1 | 1 | 2 | 1 | 1 | 1 | 1 | 0
PG&E NGBA | Grizzly | 230 | Solar |  |  | 0 | 0 | 0 | 0 | 0 | 0 | 0 | 0 | 0 | 5 | 5 | 3 | 3 |  | 2 | 1 | 1 | 1 | 1 | 2 | 5 | 1 | 1 | 2 | 3 | 2 | 1 | 2 | 2 | 4 | 1 | 3 | 1 | 1 | 0
PG&E FRESNO | Guernsey | 70 | Solar |  |  | 0 | 0 | 0 | 0 | 0 | 0 | 0 | 0 | 0 | 5 | 2 | 5 | 2 |  | 1 | 1 | 1 | 1 | 1 | 1 | 1 | 1 | 1 | 1 | 1 | 1 | 1 | 1 | 1 | 3 | 2 | 1 | 4+ | 1 | 1
PG&E FRESNO | GWF Hanford | 115 | Solar |  |  | 0 | 0 | 0 | 0 | 0 | 0 | 0 | 0 | 0 | 5 | 2 | 5 | 2 |  | 1 | 3 | 1 | 1 | 1 | 2 | 1 | 1 | 1 | 1 | 1 | 1 | 1 | 2 | 1 | 2 | 1 | 1 | 1 | 1 | 0
PG&E FRESNO | Haas | 230 | Solar |  |  | 0 | 0 | 0 | 0 | 0 | 0 | 0 | 0 | 0 | 5 | 2 | 5 | 2 |  | 1 | 1 | 1 | 1 | 1 | 2 | 5 | 1 | 2 | 1 | 2 | 3 | 1 | 1 | 1 | 4 | 2 | 3 | 1 | 1 | 0
PG&E FRESNO | Hammonds | 115 | Solar |  |  | 100 | 0 | 100 | 0 | 0 | 0 | 100 | 0 | 100 | 5 | 2 | 5 | 2 |  | 1 | 3 | 1 | 1 | 2 | 1 | 1 | 1 | 1 | 1 | 1 | 1 | 1 | 1 | 1 | 2 | 2 | 1 | 5- | 1 | 1
SCE Metro | HarborGen | 230 | Solar |  |  | 0 | 0 | 0 | 0 | 0 | 0 | 0 | 0 | 0 | 1 | 1 | 1 | 1 |  | 1 | 1 | 1 | 1 | 1 | 2 | 1 | 1 | 1 | 2 | 2 | 1 | 1 | 1 | 1 | 2 | 1 | 1 | 1 | 1 | 0
PG&E NGBA | Harris | 60 | Solar |  |  | 0 | 0 | 0 | 0 | 0 | 0 | 0 | 0 | 0 | 5 | 2 | 1 | 1 |  | 1 | 1 | 1 | 1 | 1 | 2 | 1 | 1 | 1 | 2 | 2 | 1 | 1 | 2 | 2 | 2 | 2 | 3 | 1 | 1 | 0
EOP | Harry Allen | 500 | Solar |  |  | 0 | 301.2 | 301.2 | 0 | 0 | 0 | 0 | 301.2 | 301.2 | 5 | 3 | 4 | 2 |  | 1 | 2 | #N/A | N/A | N/A | 2 | N/A | N/A | N/A | N/A | N/A | N/A | N/A | 2 | 2 | 4 | 1 | 3 | 5- | 1 | 1
PG&E NGBA | Hartley | 60 | Solar |  |  | 0 | 0 | 0 | 0 | 0 | 0 | 0 | 0 | 0 | 5 | 2 | 1 | 1 |  | 1 | 1 | 1 | 1 | 1 | 2 | 5 | 1 | 1 | 1 | 2 | 1 | 1 | 2 | 2 | 4 | 2 | 3 | 1+ | 1 | 1
SCE NOL | Harvard | 115 | Solar |  |  | 0 | 0 | 0 | 0 | 0 | 0 | 0 | 0 | 0 | 4 | 4 | 1 | 1 |  | 1 | 1 | 1 | 1 | 1 | 2 | 1 | 1 | 1 | 1 | 1 | 1 | 1 | 2 | 1 | 4 | 1 | 1 | 1 | 1 | 0
SDGE | Hassayampa | 500 | Solar |  |  | 3634.5 | 2500 | 6134.5 | 0 | 85 | 85 | 3634.5 | 2415 | 6049.5 | 5 | 4 | 4 | 2 |  | 1 | 4 | 5 | N/A | N/A | 2 | N/A | N/A | N/A | N/A | N/A | N/A | N/A | 2 | 1 | 4 | 2 | 3 | 5- | 1 | 1
PG&E FRESNO | Helm | 230 | Solar |  |  | 749 | 0 | 749 | 0 | 0 | 0 | 749 | 0 | 749 | 5 | 2 | 5 | 2 | 3 | 1 | 1 | 1 | 1 | 1 | 1 | 1 | 1 | 1 | 1 | 1 | 1 | 1 | 1 | 1 | 2 | 2 | 1 | 5- | 1 | 1
PG&E FRESNO | Helm | 70 | Solar |  |  | 0 | 0 | 0 | 0 | 0 | 0 | 0 | 0 | 0 | 5 | 2 | 5 | 2 |  | 1 | 1 | 1 | 1 | 1 | 1 | 1 | 1 | 1 | 1 | 1 | 1 | 1 | 1 | 1 | 2 | 2 | 1 | 1 | 1 | 0
PG&E FRESNO | Henrietta | 115 | Solar |  |  | 0 | 0 | 0 | 0 | 0 | 0 | 0 | 0 | 0 | 5 | 2 | 5 | 2 |  | 1 | 1 | 1 | 2 | 1 | 1 | 1 | 1 | 1 | 1 | 1 | 1 | 1 | 1 | 1 | 1 | 2 | 1 | 1 | 1 | 0
PG&E FRESNO | Henrietta | 230 | Solar |  |  | 1186 | 0 | 1186 | 0 | 0 | 0 | 1186 | 0 | 1186 | 5 | 2 | 5 | 2 | 3 | 1 | 2 | 1 | 2 | 1 | 1 | 1 | 1 | 1 | 1 | 1 | 1 | 1 | 1 | 1 | 1 | 2 | 1 | 5- | 1 | 1
PG&E FRESNO | Henrietta | 70 | Solar |  |  | 0 | 0 | 0 | 0 | 0 | 0 | 0 | 0 | 0 | 5 | 2 | 5 | 2 |  | 1 | 5 | 1 | 2 | 1 | 1 | 1 | 1 | 1 | 1 | 1 | 1 | 1 | 1 | 1 | 1 | 2 | 1 | 1 | 1 | 0
PG&E FRESNO | Herndon | 115 | Solar |  |  | 0 | 0 | 0 | 0 | 0 | 0 | 0 | 0 | 0 | 5 | 2 | 5 | 2 |  | 1 | 1 | 1 | 1 | 2 | 1 | 1 | 1 | 1 | 1 | 1 | 1 | 1 | 1 | 1 | 3 | 2 | 1 | 1 | 1 | 0
PG&E FRESNO | Herndon | 230 | Solar |  |  | 0 | 0 | 0 | 0 | 0 | 0 | 0 | 0 | 0 | 5 | 2 | 5 | 2 |  | 1 | 1 | 1 | 1 | 2 | 1 | 1 | 1 | 1 | 1 | 1 | 1 | 1 | 1 | 1 | 3 | 2 | 1 | 1 | 1 | 0
PG&E GBA | Hicks | 230 | Solar |  |  | 106 | 0 | 106 | 0 | 0 | 0 | 106 | 0 | 106 | 1 | 1 | 1 | 1 |  | 1 | 2 | 4 | 3 | 4 | 2 | 2 | 3 | 1 | 2 | 4 | 1 | 1 | 2 | 1 | 4 | 2 | 2 | 5- | 1 | 1
PG&E NGBA | Higgins | 115 | Solar |  |  | 0 | 0 | 0 | 0 | 0 | 0 | 0 | 0 | 0 | 5 | 2 | 1 | 1 |  | 1 | 1 | 1 | 1 | 1 | 2 | 5 | 3 | 1 | 1 | 3 | 1 | 1 | 2 | 1 | 4 | 1 | 3 | 1+ | 1 | 1
PG&E NGBA | Hilltop | 345 | Solar |  |  | 0 | 0 | 0 | 0 | 0 | 0 | 0 | 0 | 0 | 5 | 2 | 1 | 1 |  | 3 | 1 | 1 | 1 | 1 | 2 | 1 | 1 | 1 | 1 | 2 | 2 | 1 | 2 | 2 | 4 | 1 | 3 | 1 | 1 | 0
SCE Metro | Hinson | 230 | Solar |  |  | 0 | 0 | 0 | 0 | 0 | 0 | 0 | 0 | 0 | 1 | 1 | 1 | 1 |  | 1 | 1 | 1 | 1 | 1 | 2 | 1 | 1 | 1 | 2 | 2 | 1 | 1 | 1 | 1 | 2 | 1 | 1 | 2+ | 1 | 1
PG&E GBA | Hollister | 115 | Solar |  |  | 0 | 0 | 0 | 0 | 0 | 0 | 0 | 0 | 0 | 1 | 1 | 3 | 3 | 3 | 1 | 1 | 1 | 1 | 1 | 2 | 3 | 1 | 1 | 1 | 2 | 1 | 1 | 2 | 2 | 4 | 2 | 3 | 4+ | 1 | 1
PG&E NGBA | Homestake | 115 | Solar |  |  | 0 | 0 | 0 | 0 | 0 | 0 | 0 | 0 | 0 | 5 | 2 | 1 | 1 |  | 1 | 1 | 1 | 1 | 1 | 2 | 5 | 2 | 1 | 1 | 3 | 2 | 1 | 2 | 1 | 4 | 2 | 3 | 1 | 1 | 0
PG&E NGBA | Honcut | 115 | Solar |  |  | 0 | 0 | 0 | 0 | 0 | 0 | 0 | 0 | 0 | 5 | 2 | 1 | 1 |  | 1 | 1 | 1 | 1 | 1 | 2 | 2 | 3 | 1 | 1 | 3 | 1 | 1 | 2 | 1 | 4 | 2 | 3 | 1 | 1 | 0
SDGE | Hoodoo Wash | 500 | Solar |  |  | 540.5 | 5493 | 6033.5 | 237.5 | 179 | 416.5 | 303 | 5314 | 5617 | 5 | 4 | 4 | 2 |  | 1 | 4 | 5 | N/A | N/A | 2 | N/A | N/A | N/A | N/A | N/A | N/A | N/A | 2 | 2 | 4 | 2 | 3 | 5- | 1 | 1
PG&E NGBA | Hopland | 115 | Solar |  |  | 0 | 0 | 0 | 0 | 0 | 0 | 0 | 0 | 0 | 5 | 2 | 1 | 1 |  | 1 | 1 | 1 | 1 | 1 | 2 | 5 | 3 | 1 | 1 | 3 | 1 | 1 | 2 | 2 | 4 | 2 | 3 | 2+ | 1 | 1
PG&E NGBA | Hopland | 60 | Solar |  |  | 0 | 0 | 0 | 0 | 0 | 0 | 0 | 0 | 0 | 5 | 2 | 1 | 1 |  | 1 | 1 | 1 | 1 | 1 | 2 | 5 | 3 | 1 | 1 | 3 | 1 | 1 | 2 | 2 | 4 | 2 | 3 | 1 | 1 | 0
PG&E NGBA | Humboldt | 115 | Solar |  |  | 0 | 0 | 0 | 0 | 0 | 0 | 0 | 0 | 0 | 5 | 2 | 1 | 1 |  | 4 | 1 | 2 | 1 | 1 | 2 | 1 | 1 | 1 | 2 | 2 | 1 | 1 | 2 | 2 | 3 | 2 | 3 | 1 | 1 | 0
PG&E NGBA | Humboldt | 60 | Solar |  |  | 0 | 0 | 0 | 0 | 0 | 0 | 0 | 0 | 0 | 5 | 2 | 1 | 1 |  | 4 | 1 | 2 | 1 | 1 | 2 | 1 | 1 | 1 | 2 | 2 | 1 | 1 | 2 | 2 | 3 | 2 | 3 | 1 | 1 | 0
PG&E NGBA | Humboldt | 500 | Solar |  |  | 0 | 457.3 | 457.3 | 0 | 0 | 0 | 0 | 457.3 | 457.3 | 5 | 2 | 1 | 1 |  | 4 | 1 | 2 | 1 | 1 | 2 | 1 | 1 | 1 | 2 | 2 | 1 | 1 | 2 | 2 | 3 | 2 | 3 | 5- | 1 | 1
SCE Metro | Huntington Beach | 230 | Solar |  |  | 0 | 0 | 0 | 0 | 0 | 0 | 0 | 0 | 0 | 1 | 1 | 1 | 1 |  | 1 | 1 | 1 | 1 | 1 | 2 | 1 | 1 | 1 | 5 | 5 | 1 | 1 | 1 | 1 | 1 | 1 | 2 | 1 | 1 | 0
PG&E NGBA | Ignacio | 115 | Solar |  |  | 0 | 0 | 0 | 0 | 0 | 0 | 0 | 0 | 0 | 5 | 2 | 1 | 1 |  | 1 | 1 | 1 | 1 | 1 | 2 | 2 | 2 | 1 | 1 | 3 | 1 | 1 | 2 | 1 | 4 | 1 | 3 | 1 | 1 | 0
PG&E NGBA | Ignacio | 230 | Solar |  |  | 0 | 0 | 0 | 0 | 0 | 0 | 0 | 0 | 0 | 5 | 2 | 1 | 1 |  | 1 | 1 | 1 | 1 | 1 | 2 | 2 | 2 | 1 | 1 | 3 | 1 | 1 | 2 | 1 | 4 | 1 | 3 | 1 | 1 | 0
PG&E NGBA | Ignacio | 60 | Solar |  |  | 0 | 0 | 0 | 0 | 0 | 0 | 0 | 0 | 0 | 5 | 2 | 1 | 1 |  | 1 | 1 | 1 | 1 | 1 | 2 | 2 | 2 | 1 | 1 | 3 | 1 | 1 | 2 | 1 | 4 | 1 | 3 | 1 | 1 | 0
SDGE | Imperial Beach | 69 | Solar |  |  | 0 | 0 | 0 | 0 | 0 | 0 | 0 | 0 | 0 | 4 | 4 | 1 | 1 |  | 1 | 1 | 1 | 1 | 1 | 2 | 2 | 1 | 2 | 4 | 4 | 1 | 1 | 2 | 1 | 3 | 1 | 2 | 1 | 1 | 0
SDGE | Imperial Valley | 230 | Solar |  |  | 500 | 107 | 607 | 0 | 107 | 107 | 500 | 0 | 500 | 4 | 4 | 1 | 1 | 4 | 4 | 2 | 5 | 5 | 5 | 2 | 1 | 3 | 4 | 4 | 4 | 3 | 3 | 1 | 1 | 2 | 2 | 1 | 2- | 1 | 1
SDGE | Imperial Valley | 500 | Solar |  |  | 250 | 250 | 500 | 0 | 0 | 0 | 250 | 250 | 500 | 4 | 4 | 1 | 1 | 5 | 4 | 1 | 4 | 3 | 5 | 2 | 1 | 1 | 2 | 2 | 2 | 1 | 2 | 1 | 1 | 2 | 2 | 1 | 5- | 1 | 1
EOP | Innovation | 138 | Solar |  |  | 0 | 0 | 0 | 0 | 0 | 0 | 0 | 0 | 0 | 5 | 3 | 4 | 2 |  | 1 | 1 | 1 | N/A | N/A | 2 | N/A | N/A | N/A | N/A | N/A | N/A | N/A | 2 | 2 | 4 | 1 | 3 | 1 | 1 | 0
EOP | Innovation | 230 | Solar |  |  | 0 | 0 | 0 | 0 | 0 | 0 | 0 | 0 | 0 | 5 | 3 | 4 | 2 |  | 1 | 1 | 1 | N/A | N/A | 2 | N/A | N/A | N/A | N/A | N/A | N/A | N/A | 2 | 2 | 4 | 1 | 3 | 4+ | 5 | 1
SCE NOL | Inyokern | 115 | Solar |  |  | 0 | 31.8 | 31.8 | 0 | 31.8 | 31.8 | 0 | 0 | 0 | 4 | 4 | 1 | 1 |  | 1 | 1 | 1 | 3 | 1 | 1 | 1 | 2 | 1 | 1 | 2 | 1 | 1 | 2 | 2 | 4 | 1 | 3 | 4+ | 1 | 1
EOP | IS Tap | 138 | Solar |  |  | 0 | 0 | 0 | 0 | 0 | 0 | 0 | 0 | 0 | 5 | 3 | 4 | 2 |  | 1 | 1 | #N/A | N/A | N/A | 2 | N/A | N/A | N/A | N/A | N/A | N/A | N/A | 2 | 2 | 4 | 1 | 3 | 1 | 1 | 0
EOP | Ivanpah | 115 | Solar |  |  | 0 | 0 | 0 | 0 | 0 | 0 | 0 | 0 | 0 | 5 | 3 | 4 | 2 |  | 1 | 1 | #N/A | N/A | N/A | 2 | N/A | N/A | N/A | N/A | N/A | N/A | N/A | 2 | 2 | 4 | 1 | 1 | 1 | 1 | 0
EOP | Ivanpah | 230 | Solar |  |  | 0 | 0 | 0 | 0 | 0 | 0 | 0 | 0 | 0 | 5 | 3 | 4 | 2 |  | 1 | 1 | #N/A | N/A | N/A | 2 | N/A | N/A | N/A | N/A | N/A | N/A | N/A | 2 | 2 | 4 | 1 | 1 | 1 | 1 | 0
EOP | Jackass (DOE) | 138 | Solar |  |  | 0 | 0 | 0 | 0 | 0 | 0 | 0 | 0 | 0 | 5 | 3 | 4 | 2 |  | 1 | 1 | 1 | N/A | N/A | 2 | N/A | N/A | N/A | N/A | N/A | N/A | N/A | 2 | 2 | 4 | 1 | 3 | 1 | 1 | 0
PG&E NGBA | James B Black | 230 | Solar |  |  | 0 | 0 | 0 | 0 | 0 | 0 | 0 | 0 | 0 | 5 | 2 | 1 | 1 |  | 4 | 1 | 1 | 1 | 1 | 2 | 5 | 1 | 1 | 1 | 1 | 1 | 1 | 2 | 2 | 4 | 2 | 3 | 1 | 1 | 0
PG&E GBA | Jefferson | 230 | Solar |  |  | 0 | 0 | 0 | 0 | 0 | 0 | 0 | 0 | 0 | 1 | 1 | 1 | 1 |  | 1 | 1 | 1 | 1 | 1 | 2 | 1 | 1 | 2 | 2 | 3 | 1 | 1 | 2 | 1 | 3 | 1 | 2 | 1 | 1 | 0
PG&E NGBA | Jessup | 115 | Solar |  |  | 0 | 0 | 0 | 0 | 0 | 0 | 0 | 0 | 0 | 5 | 2 | 1 | 1 |  | 1 | 1 | 1 | 1 | 1 | 2 | 5 | 2 | 1 | 1 | 3 | 1 | 1 | 2 | 2 | 3 | 2 | 3 | 1 | 1 | 0
SCE Metro | Johanna | 230 | Solar |  |  | 0 | 0 | 0 | 0 | 0 | 0 | 0 | 0 | 0 | 1 | 1 | 1 | 1 |  | 1 | 1 | 1 | 1 | 1 | 2 | 1 | 1 | 1 | 3 | 3 | 1 | 1 | 1 | 1 | 2 | 1 | 1 | 1 | 1 | 0
SCE Eastern | Julian Hinds | 230 | Solar |  |  | 0 | 0 | 0 | 0 | 0 | 0 | 0 | 0 | 0 | 5 | 5 | 4 | 4 |  | 3 | 1 | 1 | 1 | 1 | 2 | 1 | 5 | 1 | 1 | 5 | 1 | 1 | 2 | 1 | 4 | 1 | 3 | 1 | 1 | 0
PG&E GBA | Kasson | 115 | Solar |  |  | 0 | 0 | 0 | 0 | 0 | 0 | 0 | 0 | 0 | 5 | 2 | 1 | 1 |  | 1 | 1 | 1 | 1 | 2 | 1 | 1 | 1 | 1 | 1 | 1 | 1 | 1 | 1 | 1 | 4 | 2 | 1 | 1 | 1 | 0
PG&E GBA | Kasson | 60 | Solar |  |  | 0 | 0 | 0 | 0 | 0 | 0 | 0 | 0 | 0 | 5 | 5 | 1 | 1 |  | 1 | 1 | 1 | 1 | 2 | 1 | 1 | 1 | 1 | 1 | 1 | 1 | 1 | 1 | 1 | 4 | 2 | 1 | 1 | 1 | 0
PG&E FRESNO | Kearney | 230 | Solar |  |  | 0 | 0 | 0 | 0 | 0 | 0 | 0 | 0 | 0 | 5 | 2 | 5 | 2 |  | 1 | 1 | 1 | 1 | 2 | 1 | 1 | 1 | 1 | 1 | 1 | 1 | 1 | 1 | 1 | 3 | 2 | 1 | 1 | 5 | 1
PG&E FRESNO | Kearney | 70 | Solar |  |  | 0 | 0 | 0 | 0 | 0 | 0 | 0 | 0 | 0 | 5 | 2 | 5 | 2 |  | 1 | 1 | 1 | 1 | 2 | 1 | 1 | 1 | 1 | 1 | 1 | 1 | 1 | 1 | 1 | 3 | 2 | 1 | 1 | 1 | 0
PG&E GBA | Kelso | 230 | Solar |  |  | 0 | 0 | 0 | 0 | 0 | 0 | 0 | 0 | 0 | 5 | 2 | 1 | 1 |  | 1 | 2 | 1 | 1 | 1 | 2 | 2 | 2 | 1 | 1 | 2 | 1 | 1 | 2 | 1 | 2 | 1 | 2 | 1 | 1 | 0
PG&E FRESNO | Kerchoff 1 | 115 | Solar |  |  | 0 | 0 | 0 | 0 | 0 | 0 | 0 | 0 | 0 | 5 | 2 | 5 | 2 |  | 1 | 1 | 1 | 1 | 1 | 2 | 5 | 2 | 1 | 1 | 3 | 1 | 1 | 1 | 1 | 4 | 2 | 3 | 1 | 1 | 0
PG&E KERN | Kern Oil | 115 | Solar |  |  | 0 | 100 | 100 | 0 | 0 | 0 | 0 | 100 | 100 | 5 | 2 | 5 | 2 |  | 1 | 3 | 1 | 1 | 1 | 1 | 2 | 2 | 1 | 1 | 2 | 1 | 1 | 1 | 1 | 1 | 1 | 1 | 5- | 1 | 1
PG&E KERN | Kern PP | 115 | Solar |  |  | 0 | 50 | 50 | 0 | 0 | 0 | 0 | 50 | 50 | 5 | 2 | 5 | 2 |  | 1 | 2 | 1 | 2 | 1 | 1 | 1 | 1 | 1 | 1 | 1 | 1 | 1 | 1 | 1 | 2 | 1 | 2 | 5- | 1 | 1
PG&E KERN | Kern PP | 230 | Solar |  |  | 0 | 0 | 0 | 0 | 0 | 0 | 0 | 0 | 0 | 5 | 2 | 5 | 2 |  | 1 | 1 | 1 | 2 | 1 | 1 | 1 | 1 | 1 | 1 | 1 | 1 | 1 | 1 | 1 | 2 | 1 | 2 | 1 | 1 | 0
PG&E KERN | Kern PP | 70 | Solar |  |  | 0 | 0 | 0 | 0 | 0 | 0 | 0 | 0 | 0 | 5 | 2 | 5 | 2 |  | 1 | 1 | 1 | 2 | 1 | 1 | 1 | 1 | 1 | 1 | 1 | 1 | 1 | 1 | 1 | 2 | 1 | 2 | 1 | 1 | 0
PG&E KERN | Kernridge | 115 | Solar |  |  | 0 | 0 | 0 | 0 | 0 | 0 | 0 | 0 | 0 | 5 | 2 | 5 | 2 |  | 1 | 1 | 1 | 1 | 1 | 1 | 1 | 2 | 1 | 1 | 3 | 1 | 1 | 1 | 1 | 1 | 1 | 1 | 4+ | 1 | 1
PG&E FRESNO | Kingsburg | 115 | Solar |  |  | 0 | 0 | 0 | 0 | 0 | 0 | 0 | 0 | 0 | 5 | 2 | 5 | 2 |  | 1 | 1 | 1 | 1 | 2 | 1 | 1 | 1 | 1 | 1 | 1 | 1 | 1 | 1 | 1 | 2 | 2 | 1 | 2+ | 1 | 1
PG&E GBA | Kirker | 115 | Solar |  |  | 0 | 0 | 0 | 0 | 0 | 0 | 0 | 0 | 0 | 5 | 2 | 1 | 1 |  | 1 | 1 | 1 | 1 | 1 | 2 | 3 | 1 | 1 | 1 | 2 | 1 | 1 | 2 | 1 | 3 | 1 | 1 | 4+ | 1 | 1
PG&E NGBA | Knights Landing | 115 | Solar |  |  | 0 | 0 | 0 | 0 | 0 | 0 | 0 | 0 | 0 | 5 | 5 | 3 | 3 |  | 1 | 1 | 1 | 1 | 2 | 2 | 1 | 1 | 1 | 2 | 3 | 1 | 1 | 2 | 1 | 4 | 2 | 3 | 1 | 1 | 0
PG&E NGBA | Konocti | 60 | Solar |  |  | 0 | 0 | 0 | 0 | 0 | 0 | 0 | 0 | 0 | 5 | 2 | 1 | 1 |  | 1 | 1 | 1 | 1 | 1 | 2 | 5 | 1 | 1 | 2 | 3 | 1 | 1 | 2 | 2 | 4 | 2 | 3 | 1+ | 1 | 1
SCE NOL | Kramer | 115 | Solar |  |  | 0 | 4 | 4 | 0 | 4 | 4 | 0 | 0 | 0 | 4 | 4 | 1 | 1 | 3 | 1 | 1 | 4 | 3 | 1 | 2 | 1 | 4 | 1 | 1 | 5 | 1 | 1 | 2 | 1 | 4 | 1 | 3 | 4+ | 4 | 1
SCE NOL | Kramer | 230 | Solar |  |  | 70 | 200 | 270 | 70 | 200 | 270 | 0 | 0 | 0 | 4 | 4 | 1 | 1 | 4 | 1 | 1 | 4 | 3 | 1 | 2 | 1 | 4 | 1 | 1 | 5 | 1 | 1 | 2 | 1 | 4 | 1 | 3 | 4+ | 3 | 1
SCE Metro | La Cienega | 230 | Solar |  |  | 0 | 0 | 0 | 0 | 0 | 0 | 0 | 0 | 0 | 1 | 1 | 1 | 1 |  | 1 | 1 | 1 | 1 | 1 | 2 | 5 | 1 | 1 | 1 | 1 | 1 | 1 | 1 | 1 | 2 | 1 | 2 | 1 | 1 | 0
SCE Metro | La Fresa | 230 | Solar |  |  | 0 | 0 | 0 | 0 | 0 | 0 | 0 | 0 | 0 | 1 | 1 | 1 | 1 |  | 1 | 1 | 1 | 1 | 1 | 2 | 1 | 1 | 1 | 3 | 3 | 1 | 1 | 1 | 1 | 2 | 1 | 2 | 2+ | 1 | 1
SCE Metro | Laguna Bell | 230 | Solar |  |  | 0 | 0 | 0 | 0 | 0 | 0 | 0 | 0 | 0 | 1 | 1 | 1 | 1 |  | 1 | 1 | 1 | 1 | 1 | 2 | 1 | 1 | 1 | 1 | 1 | 1 | 1 | 1 | 1 | 2 | 1 | 1 | 2+ | 1 | 1
PG&E KERN | Lakeview | 70 | Solar |  |  | 0 | 0 | 0 | 0 | 0 | 0 | 0 | 0 | 0 | 5 | 5 | 5 | 2 |  | 1 | 4 | 1 | 1 | 2 | 1 | 1 | 1 | 1 | 1 | 1 | 1 | 1 | 1 | 1 | 4 | 1 | 1 | 2+ | 4 | 1
PG&E NGBA | Lakeville | 230 | Solar |  |  | 0 | 0 | 0 | 0 | 0 | 0 | 0 | 0 | 0 | 5 | 2 | 1 | 1 | 3 | 1 | 1 | 1 | 1 | 1 | 2 | 3 | 3 | 1 | 2 | 3 | 1 | 1 | 2 | 1 | 4 | 2 | 3 | 4+ | 1 | 1
PG&E NGBA | Lakeville | 60 | Solar |  |  | 0 | 0 | 0 | 0 | 0 | 0 | 0 | 0 | 0 | 5 | 2 | 1 | 1 |  | 1 | 1 | 1 | 1 | 1 | 2 | 3 | 3 | 1 | 2 | 3 | 1 | 1 | 2 | 1 | 4 | 2 | 3 | 1 | 1 | 0
PG&E NGBA | Lakeville | 115 | Solar |  |  | 0 | 0 | 0 | 0 | 0 | 0 | 0 | 0 | 0 | 5 | 2 | 1 | 1 |  | 1 | 2 | 1 | 1 | 1 | 2 | 3 | 3 | 1 | 2 | 3 | 1 | 1 | 2 | 1 | 4 | 2 | 3 | 1 | 1 | 0
PG&E GBA | Lakewood | 115 | Solar |  |  | 0 | 0 | 0 | 0 | 0 | 0 | 0 | 0 | 0 | 5 | 2 | 1 | 1 |  | 1 | 1 | 1 | 1 | 1 | 2 | 5 | 2 | 2 | 3 | 4 | 1 | 1 | 2 | 1 | 3 | 1 | 2 | 2+ | 1 | 1
PG&E NGBA | Lambie | 230 | Solar |  |  | 0 | 0 | 0 | 0 | 0 | 0 | 0 | 0 | 0 | 5 | 2 | 1 | 1 |  | 1 | 1 | 1 | 1 | 1 | 2 | 3 | 1 | 1 | 1 | 2 | 1 | 1 | 2 | 1 | 1 | 1 | 1 | 1 | 1 | 0
PG&E GBA | Lammers | 115 | Solar |  |  | 0 | 0 | 0 | 0 | 0 | 0 | 0 | 0 | 0 | 5 | 5 | 1 | 1 |  | 1 | 1 | 1 | 1 | 1 | 1 | 3 | 2 | 1 | 1 | 2 | 1 | 1 | 1 | 1 | 1 | 2 | 2 | 2+ | 1 | 1
PG&E KERN | Lamont | 115 | Solar |  |  | 100 | 31.2 | 131.2 | 0 | 0 | 0 | 100 | 31.2 | 131.2 | 5 | 2 | 5 | 2 | 3 | 1 | 3 | 1 | 1 | 2 | 1 | 1 | 1 | 1 | 1 | 1 | 1 | 1 | 1 | 1 | 2 | 1 | 1 | 3- | 4 | 1
PG&E FRESNO | Las Aguilas | 230 | Solar |  |  | 0 | 0 | 0 | 0 | 0 | 0 | 0 | 0 | 0 | 5 | 2 | 5 | 2 |  | 1 | 1 | 1 | 1 | 1 | 2 | 5 | 3 | 1 | 1 | 3 | 3 | 1 | 2 | 2 | 4 | 2 | 2 | 1 | 1 | 0
EOP | Lathrop | 138 | Solar |  |  | 0 | 0 | 0 | 0 | 0 | 0 | 0 | 0 | 0 | 5 | 3 | 4 | 2 |  | 3 | 1 | 1 | N/A | N/A | 2 | N/A | N/A | N/A | N/A | N/A | N/A | N/A | 2 | 2 | 4 | 1 | 3 | 1+ | 1 | 1
EOP | Lathrop | 230 | Solar |  |  | 0 | 560 | 560 | 0 | 0 | 0 | 0 | 560 | 560 | 5 | 3 | 4 | 2 |  | 3 | 1 | 1 | N/A | N/A | 2 | N/A | N/A | N/A | N/A | N/A | N/A | N/A | 2 | 2 | 4 | 1 | 3 | 1+ | 5 | 1
PG&E FRESNO | Le Grand | 115 | Solar |  |  | 0 | 0 | 0 | 0 | 0 | 0 | 0 | 0 | 0 | 5 | 2 | 5 | 2 | 3 | 1 | 1 | 1 | 1 | 1 | 1 | 2 | 1 | 1 | 1 | 2 | 1 | 1 | 1 | 1 | 3 | 2 | 1 | 2+ | 5 | 1
PG&E FRESNO | Lemoore | 70 | Solar |  |  | 0 | 0 | 0 | 0 | 0 | 0 | 0 | 0 | 0 | 5 | 2 | 5 | 2 |  | 1 | 1 | 1 | 1 | 1 | 1 | 1 | 1 | 1 | 1 | 1 | 1 | 1 | 1 | 1 | 3 | 2 | 2 | 2+ | 4 | 1
PG&E KERN | Lerdo | 115 | Solar |  |  | 0 | 0 | 0 | 0 | 0 | 0 | 0 | 0 | 0 | 5 | 2 | 5 | 2 |  | 1 | 1 | 1 | 1 | 2 | 1 | 2 | 1 | 1 | 1 | 1 | 1 | 1 | 1 | 1 | 4 | 1 | 1 | 4+ | 1 | 1
SCE Metro | Lewis | 230 | Solar |  |  | 0 | 0 | 0 | 0 | 0 | 0 | 0 | 0 | 0 | 1 | 1 | 1 | 1 |  | 1 | 1 | 1 | 1 | 1 | 2 | 2 | 1 | 1 | 1 | 1 | 1 | 1 | 1 | 1 | 3 | 1 | 2 | 1 | 1 | 0
SCE Metro | Lighthipe | 230 | Solar |  |  | 0 | 0 | 0 | 0 | 0 | 0 | 0 | 0 | 0 | 1 | 1 | 1 | 1 |  | 1 | 1 | 1 | 1 | 1 | 2 | 1 | 1 | 1 | 1 | 1 | 1 | 1 | 1 | 1 | 2 | 1 | 1 | 4+ | 1 | 1
SDGE | Lilac | 69 | Solar |  |  | 0 | 0 | 0 | 0 | 0 | 0 | 0 | 0 | 0 | 4 | 4 | 1 | 1 |  | 1 | 1 | 1 | 1 | 1 | 2 | 5 | 1 | 1 | 1 | 2 | 1 | 1 | 2 | 1 | 3 | 1 | 3 | 1 | 1 | 0
PG&E NGBA | Lincoln | 115 | Solar |  |  | 0 | 0 | 0 | 0 | 0 | 0 | 0 | 0 | 0 | 5 | 5 | 3 | 3 |  | 1 | 1 | 1 | 1 | 1 | 2 | 3 | 2 | 1 | 1 | 2 | 1 | 1 | 2 | 1 | 3 | 2 | 3 | 2+ | 1 | 1
PG&E KERN | Live Oak | 115 | Solar |  |  | 100 | 0 | 100 | 0 | 0 | 0 | 100 | 0 | 100 | 5 | 2 | 5 | 2 |  | 1 | 3 | 1 | 2 | 1 | 1 | 1 | 1 | 1 | 1 | 1 | 1 | 1 | 1 | 1 | 1 | 1 | 1 | 5- | 1 | 1
PG&E GBA | Llagas | 115 | Solar |  |  | 0 | 0 | 0 | 0 | 0 | 0 | 0 | 0 | 0 | 1 | 1 | 3 | 3 |  | 1 | 1 | 1 | 1 | 1 | 2 | 3 | 2 | 1 | 1 | 2 | 1 | 1 | 2 | 1 | 2 | 2 | 1 | 2+ | 4 | 1
PG&E GBA | Lockeford | 115 | Solar |  |  | 0 | 0 | 0 | 0 | 0 | 0 | 0 | 0 | 0 | 5 | 2 | 1 | 1 |  | 1 | 1 | 1 | 2 | 1 | 1 | 1 | 1 | 1 | 1 | 1 | 1 | 1 | 1 | 1 | 4 | 2 | 2 | 1+ | 1 | 1
PG&E GBA | Lockeford | 230 | Solar |  |  | 0 | 200 | 200 | 0 | 0 | 0 | 0 | 200 | 200 | 5 | 2 | 1 | 1 |  | 1 | 1 | 1 | 2 | 1 | 1 | 1 | 1 | 1 | 1 | 1 | 1 | 1 | 1 | 1 | 4 | 2 | 2 | 5- | 1 | 1
PG&E GBA | Lockeford | 60 | Solar |  |  | 0 | 0 | 0 | 0 | 0 | 0 | 0 | 0 | 0 | 5 | 2 | 1 | 1 |  | 1 | 1 | 1 | 2 | 1 | 1 | 1 | 1 | 1 | 1 | 1 | 1 | 1 | 1 | 1 | 4 | 2 | 2 | 1 | 1 | 0
PG&E GBA | Lodi | 230 | Solar |  |  | 0 | 0 | 0 | 0 | 0 | 0 | 0 | 0 | 0 | 5 | 2 | 1 | 1 |  | 1 | 1 | 1 | 1 | 2 | 1 | 1 | 1 | 1 | 1 | 1 | 1 | 1 | 1 | 1 | 1 | 2 | 1 | 1 | 1 | 0
PG&E NGBA | Logan Creek | 230 | Solar |  |  | 0 | 0 | 0 | 0 | 0 | 0 | 0 | 0 | 0 | 5 | 2 | 1 | 1 |  | 1 | 1 | 1 | 1 | 1 | 2 | 2 | 1 | 1 | 1 | 1 | 1 | 1 | 2 | 2 | 4 | 1 | 2 | 1+ | 1 | 1
PG&E GBA | Lone Tree | 230 | Solar |  |  | 0 | 0 | 0 | 0 | 0 | 0 | 0 | 0 | 0 | 5 | 2 | 1 | 1 |  | 1 | 1 | 1 | 1 | 1 | 2 | 3 | 1 | 2 | 2 | 2 | 1 | 1 | 2 | 1 | 3 | 1 | 2 | 2+ | 1 | 1
PG&E FRESNO | Los Banos | 230 | Solar |  |  | 100 | 0 | 100 | 0 | 0 | 0 | 100 | 0 | 100 | 5 | 2 | 5 | 2 | 3 | 4 | 1 | 1 | 1 | 1 | 1 | 3 | 2 | 1 | 1 | 2 | 1 | 1 | 1 | 1 | 4 | 2 | 1 | 4+ | 4 | 1
PG&E FRESNO | Los Banos | 500 | Solar |  |  | 100 | 0 | 100 | 0 | 0 | 0 | 100 | 0 | 100 | 1 | 1 | 1 | 1 | 2 | 4 | 1 | 1 | 1 | 1 | 1 | 3 | 2 | 1 | 1 | 2 | 1 | 1 | 1 | 1 | 4 | 2 | 1 | 4+ | 4 | 1
SDGE | Los Coches | 138 | Solar |  |  | 0 | 0 | 0 | 0 | 0 | 0 | 0 | 0 | 0 | 4 | 4 | 1 | 1 |  | 1 | 1 | 1 | 1 | 1 | 2 | 5 | 2 | 1 | 2 | 3 | 1 | 1 | 2 | 2 | 4 | 2 | 3 | 1 | 1 | 0
SDGE | Los Coches | 69 | Solar |  |  | 0 | 0 | 0 | 0 | 0 | 0 | 0 | 0 | 0 | 4 | 4 | 1 | 1 |  | 1 | 1 | 1 | 1 | 1 | 2 | 5 | 2 | 1 | 2 | 3 | 1 | 1 | 2 | 2 | 4 | 2 | 3 | 1 | 1 | 0
PG&E GBA | Los Esteros | 115 | Solar |  |  | 0 | 0 | 0 | 0 | 0 | 0 | 0 | 0 | 0 | 1 | 1 | 1 | 1 |  | 1 | 1 | 1 | 1 | 1 | 2 | 5 | 1 | 1 | 1 | 2 | 2 | 1 | 2 | 1 | 1 | 2 | 1 | 1+ | 1 | 1
PG&E GBA | Los Esteros | 230 | Solar |  |  | 0 | 0 | 0 | 0 | 0 | 0 | 0 | 0 | 0 | 1 | 1 | 1 | 1 |  | 1 | 1 | 1 | 1 | 1 | 2 | 5 | 1 | 1 | 1 | 2 | 2 | 1 | 2 | 1 | 1 | 2 | 1 | 1 | 1 | 0
PG&E GBA | Los Positas | 230 | Solar |  |  | 0 | 0 | 0 | 0 | 0 | 0 | 0 | 0 | 0 | 5 | 2 | 1 | 1 |  | 1 | 1 | 1 | 1 | 1 | 2 | 5 | 2 | 2 | 3 | 3 | 1 | 1 | 2 | 1 | 3 | 1 | 3 | 4+ | 1 | 1
PG&E GBA | Los Positas | 60 | Solar |  |  | 0 | 0 | 0 | 0 | 0 | 0 | 0 | 0 | 0 | 5 | 2 | 1 | 1 |  | 1 | 1 | 1 | 1 | 1 | 2 | 5 | 2 | 2 | 3 | 3 | 1 | 1 | 2 | 1 | 3 | 1 | 3 | 1 | 1 | 0
SDGE | Loveland | 69 | Solar |  |  | 0 | 0 | 0 | 0 | 0 | 0 | 0 | 0 | 0 | 4 | 4 | 1 | 1 |  | 1 | 1 | 1 | 1 | 1 | 2 | 5 | 1 | 1 | 2 | 3 | 1 | 1 | 2 | 1 | 3 | 1 | 3 | 1 | 1 | 0
SCE NOL | Lugo | 230 | Solar |  |  | 165 | 0 | 165 | 0 | 0 | 0 | 165 | 0 | 165 | 3 | 3 | 1 | 1 |  | 3 | 2 | 2 | 1 | 1 | 2 | 3 | 1 | 3 | 2 | 3 | 1 | 1 | 2 | 1 | 4 | 1 | 2 | 5- | 1 | 1
SCE Metro | Lugo | 500 | Solar |  |  | 0 | 0 | 0 | 0 | 0 | 0 | 0 | 0 | 0 | 1 | 1 | 1 | 1 |  | 3 | 1 | #N/A | N/A | N/A | 2 | N/A | N/A | N/A | N/A | N/A | N/A | N/A | 2 | 1 | 4 | 1 | 2 | 1 | 1 | 0
PG&E FRESNO | Madera | 70 | Solar |  |  | 0 | 0 | 0 | 0 | 0 | 0 | 0 | 0 | 0 | 5 | 2 | 5 | 2 |  | 1 | 1 | 1 | 1 | 2 | 1 | 2 | 1 | 1 | 1 | 1 | 1 | 1 | 1 | 1 | 4 | 2 | 1 | 2+ | 1 | 1
PG&E NGBA | Madison | 115 | Solar |  |  | 0 | 13 | 13 | 0 | 13 | 13 | 0 | 0 | 0 | 5 | 2 | 1 | 1 |  | 3 | 1 | 1 | 1 | 2 | 2 | 1 | 3 | 1 | 1 | 3 | 1 | 1 | 2 | 1 | 4 | 2 | 3 | 1 | 1 | 1
PG&E KERN | Magunden | 115 | Solar |  |  | 100 | 0 | 100 | 0 | 0 | 0 | 100 | 0 | 100 | 5 | 2 | 5 | 2 |  | 1 | 3 | 1 | 2 | 1 | 1 | 2 | 1 | 1 | 1 | 2 | 1 | 1 | 1 | 1 | 2 | 1 | 1 | 5- | 1 | 1
SCE Northern | Magunden | 230 | Solar |  |  | 100 | 0 | 100 | 0 | 0 | 0 | 100 | 0 | 100 | 5 | 5 | 1 | 1 |  | 1 | 2 | 1 | 2 | 1 | 1 | 2 | 1 | 1 | 1 | 2 | 1 | 1 | 1 | 1 | 2 | 1 | 1 | 5- | 1 | 1
PG&E FRESNO | Malaga | 115 | Solar |  |  | 0 | 0 | 0 | 0 | 0 | 0 | 0 | 0 | 0 | 5 | 2 | 5 | 2 |  | 1 | 1 | 1 | 1 | 2 | 1 | 1 | 1 | 1 | 1 | 1 | 1 | 1 | 1 | 1 | 1 | 2 | 1 | 4+ | 1 | 1
PG&E NGBA | Malin | 500 | Solar |  |  | 0 | 0 | 0 | 0 | 0 | 0 | 0 | 0 | 0 | 5 | 2 | 1 | 1 |  | 1 | 1 | 1 | 1 | 1 | 2 | 1 | 2 | 1 | 1 | 2 | 1 | 1 | 2 | 2 | 4 | 2 | 3 | 1 | 1 | 0
SCE Northern | Mandalay | 230 | Solar |  |  | 0 | 0 | 0 | 0 | 0 | 0 | 0 | 0 | 0 | 5 | 2 | 4 | 2 |  | 1 | 1 | 1 | 1 | 1 | 1 | 1 | 1 | 1 | 1 | 1 | 1 | 1 | 2 | 1 | 2 | 1 | 1 | 1 | 1 | 0
PG&E FRESNO | Manning | 230 | Solar |  |  | 100 | 0 | 100 | 0 | 0 | 0 | 100 | 0 | 100 | 5 | 2 | 5 | 2 | 1 | 1 | 2 | 4 | 3 | 3 | 1 | 1 | 2 | 1 | 2 | 2 | 1 | 1 | 1 | 1 | 2 | 2 | 1 | 5- | 4 | 1
PG&E FRESNO | Manning | 500 | Solar |  |  | 1591 | 278.6 | 1869.6 | 0 | 0 | 0 | 1591 | 278.6 | 1869.6 | 1 | 1 | 1 | 1 | 2 | 1 | 2 | 4 | 3 | 3 | 1 | 1 | 2 | 1 | 2 | 2 | 1 | 1 | 1 | 1 | 2 | 2 | 1 | 3- | 3 | 1
PG&E GBA | Manteca | 115 | Solar |  |  | 0 | 0 | 0 | 0 | 0 | 0 | 0 | 0 | 0 | 5 | 5 | 5 | 2 |  | 1 | 1 | 1 | 1 | 2 | 1 | 1 | 1 | 1 | 1 | 1 | 1 | 1 | 1 | 1 | 2 | 2 | 2 | 1+ | 1 | 1
SDGE | Margarita | 138 | Solar |  |  | 94 | 0 | 94 | 0 | 0 | 0 | 94 | 0 | 94 | 1 | 1 | 1 | 1 |  | 1 | 2 | 2 | 2 | 1 | 2 | 5 | 1 | 2 | 2 | 3 | 2 | 1 | 1 | 1 | 2 | 1 | 3 | 5- | 1 | 1
PG&E GBA | Martin | 230 | Solar |  |  | 0 | 0 | 0 | 0 | 0 | 0 | 0 | 0 | 0 | 5 | 2 | 1 | 1 |  | 1 | 1 | 1 | 1 | 1 | 2 | 1 | 1 | 1 | 1 | 1 | 1 | 1 | 2 | 1 | 3 | 1 | 2 | 1 | 1 | 0
PG&E GBA | Martin | 115 | Solar |  |  | 0 | 0 | 0 | 0 | 0 | 0 | 0 | 0 | 0 | 1 | 1 | 1 | 1 |  | 1 | 3 | 1 | 1 | 1 | 2 | 1 | 1 | 1 | 1 | 1 | 1 | 1 | 2 | 1 | 3 | 1 | 2 | 1 | 1 | 0
PG&E GBA | Martinez | 115 | Solar |  |  | 0 | 0 | 0 | 0 | 0 | 0 | 0 | 0 | 0 | 5 | 2 | 1 | 1 |  | 1 | 1 | 1 | 1 | 1 | 2 | 2 | 1 | 1 | 2 | 3 | 1 | 1 | 2 | 1 | 1 | 1 | 1 | 1 | 1 | 0
PG&E FRESNO | Mc Mullin | 230 | Solar |  |  | 0 | 0 | 0 | 0 | 0 | 0 | 0 | 0 | 0 | 5 | 2 | 5 | 2 |  | 1 | 1 | 1 | 1 | 1 | 1 | 1 | 1 | 1 | 1 | 1 | 1 | 1 | 1 | 1 | 3 | 2 | 1 | 1 | 5 | 1
PG&E FRESNO | McCall | 115 | Solar |  |  | 0 | 0 | 0 | 0 | 0 | 0 | 0 | 0 | 0 | 5 | 2 | 5 | 2 |  | 1 | 1 | 1 | 1 | 2 | 1 | 1 | 1 | 1 | 1 | 1 | 1 | 1 | 1 | 1 | 3 | 2 | 1 | 1 | 1 | 0
PG&E FRESNO | McCall | 230 | Solar |  |  | 0 | 0 | 0 | 0 | 0 | 0 | 0 | 0 | 0 | 5 | 2 | 5 | 2 |  | 1 | 1 | 1 | 1 | 2 | 1 | 1 | 1 | 1 | 1 | 1 | 1 | 1 | 1 | 1 | 3 | 2 | 1 | 4+ | 1 | 1
PG&E GBA | Meadow Lane | 115 | Solar |  |  | 0 | 0 | 0 | 0 | 0 | 0 | 0 | 0 | 0 | 5 | 2 | 1 | 1 |  | 1 | 1 | 1 | 1 | 1 | 2 | 3 | 1 | 2 | 2 | 3 | 1 | 1 | 2 | 1 | 2 | 1 | 1 | 2+ | 1 | 1
PG&E GBA | Melones | 115 | Solar |  |  | 0 | 0 | 0 | 0 | 0 | 0 | 0 | 0 | 0 | 5 | 5 | 1 | 1 |  | 1 | 1 | 1 | 1 | 1 | 2 | 5 | 2 | 1 | 2 | 3 | 2 | 1 | 2 | 1 | 4 | 1 | 3 | 1 | 1 | 0
PG&E GBA | Melones | 230 | Solar |  |  | 0 | 0 | 0 | 0 | 0 | 0 | 0 | 0 | 0 | 5 | 5 | 1 | 1 |  | 1 | 1 | 1 | 1 | 1 | 2 | 5 | 2 | 1 | 2 | 3 | 2 | 1 | 2 | 1 | 4 | 1 | 3 | 1 | 1 | 0
SDGE | Melrose | 69 | Solar |  |  | 0 | 0 | 0 | 0 | 0 | 0 | 0 | 0 | 0 | 4 | 4 | 1 | 1 |  | 1 | 1 | 1 | 1 | 1 | 2 | 2 | 3 | 1 | 2 | 3 | 1 | 1 | 2 | 1 | 3 | 1 | 3 | 1 | 1 | 0
PG&E NGBA | Mendocino | 115 | Solar |  |  | 0 | 0 | 0 | 0 | 0 | 0 | 0 | 0 | 0 | 5 | 2 | 1 | 1 |  | 1 | 1 | 1 | 1 | 1 | 2 | 3 | 1 | 1 | 1 | 2 | 1 | 1 | 2 | 2 | 4 | 2 | 3 | 1 | 1 | 0
PG&E NGBA | Mendocino | 60 | Solar |  |  | 0 | 0 | 0 | 0 | 0 | 0 | 0 | 0 | 0 | 5 | 2 | 1 | 1 |  | 1 | 1 | 1 | 1 | 1 | 2 | 3 | 1 | 1 | 1 | 2 | 1 | 1 | 2 | 2 | 4 | 2 | 3 | 1 | 1 | 0
PG&E FRESNO | Mendota | 115 | Solar |  |  | 0 | 0 | 0 | 0 | 0 | 0 | 0 | 0 | 0 | 5 | 2 | 5 | 2 | 1 | 1 | 1 | 1 | 1 | 1 | 1 | 1 | 1 | 1 | 1 | 1 | 1 | 1 | 1 | 1 | 3 | 2 | 1 | 1 | 1 | 0
PG&E GBA | Menlo | 60 | Solar |  |  | 0 | 0 | 0 | 0 | 0 | 0 | 0 | 0 | 0 | 5 | 2 | 1 | 1 |  | 1 | 1 | 1 | 1 | 1 | 2 | 1 | 3 | 2 | 3 | 5 | 1 | 1 | 2 | 1 | 3 | 1 | 2 | 2+ | 1 | 1
PG&E FRESNO | Merced | 115 | Solar |  |  | 0 | 0 | 0 | 0 | 0 | 0 | 0 | 0 | 0 | 5 | 2 | 5 | 2 |  | 1 | 1 | 1 | 1 | 1 | 1 | 1 | 2 | 1 | 1 | 3 | 1 | 1 | 1 | 1 | 4 | 2 | 1 | 4+ | 1 | 1
EOP | Mercury | 138 | Solar |  |  | 0 | 0 | 0 | 0 | 0 | 0 | 0 | 0 | 0 | 5 | 3 | 4 | 2 |  | 1 | 1 | 1 | N/A | N/A | 2 | N/A | N/A | N/A | N/A | N/A | N/A | N/A | 2 | 2 | 4 | 1 | 3 | 1 | 1 | 0
PG&E FRESNO | Mercy Springs | 70 | Solar |  |  | 0 | 75 | 75 | 0 | 75 | 75 | 0 | 0 | 0 | 5 | 2 | 5 | 2 |  | 1 | 5 | 1 | 1 | 1 | 1 | 2 | 2 | 1 | 1 | 2 | 1 | 1 | 1 | 1 | 4 | 2 | 1 | 2+ | 1 | 1
PG&E NGBA | Meridian | 60 | Solar |  |  | 0 | 0 | 0 | 0 | 0 | 0 | 0 | 0 | 0 | 5 | 2 | 1 | 1 |  | 1 | 1 | 1 | 1 | 2 | 2 | 1 | 1 | 1 | 2 | 3 | 1 | 1 | 2 | 2 | 4 | 1 | 3 | 1 | 1 | 0
PG&E KERN | Mesa (PGE) | 115 | Solar |  |  | 0 | 0 | 0 | 0 | 0 | 0 | 0 | 0 | 0 | 5 | 2 | 5 | 2 |  | 1 | 1 | 1 | 1 | 1 | 2 | 2 | 1 | 1 | 1 | 1 | 1 | 1 | 2 | 2 | 3 | 2 | 2 | 1 | 1 | 0
PG&E KERN | Mesa (PGE) | 230 | Solar |  |  | 0 | 0 | 0 | 0 | 0 | 0 | 0 | 0 | 0 | 5 | 2 | 5 | 2 |  | 1 | 1 | 1 | 1 | 1 | 2 | 2 | 1 | 1 | 1 | 1 | 1 | 1 | 2 | 2 | 3 | 2 | 2 | 1 | 1 | 0
SCE Metro | Mesa (SCE) | 230 | Solar |  |  | 0 | 0 | 0 | 0 | 0 | 0 | 0 | 0 | 0 | 1 | 1 | 1 | 1 |  | 1 | 1 | 1 | 1 | 1 | 2 | 1 | 1 | 1 | 1 | 1 | 1 | 1 | 1 | 1 | 3 | 1 | 2 | 1 | 1 | 0
SCE Metro | Mesa (SCE) | 500 | Solar |  |  | 0 | 0 | 0 | 0 | 0 | 0 | 0 | 0 | 0 | 1 | 1 | 1 | 1 |  | 1 | 1 | 1 | 1 | 1 | 2 | 1 | 1 | 1 | 1 | 1 | 1 | 1 | 1 | 1 | 3 | 1 | 2 | 1 | 1 | 0
SDGE | Mesa Heights | 69 | Solar |  |  | 0 | 0 | 0 | 0 | 0 | 0 | 0 | 0 | 0 | 4 | 4 | 1 | 1 |  | 1 | 1 | 1 | 1 | 1 | 2 | 1 | 1 | 1 | 2 | 3 | 1 | 1 | 2 | 1 | 2 | 1 | 3 | 1 | 1 | 0
PG&E GBA | Metcalf | 115 | Solar |  |  | 0 | 0 | 0 | 0 | 0 | 0 | 0 | 0 | 0 | 1 | 1 | 1 | 1 |  | 1 | 1 | 1 | 1 | 1 | 2 | 5 | 3 | 1 | 1 | 3 | 2 | 1 | 2 | 1 | 1 | 2 | 3 | 1 | 1 | 0
PG&E GBA | Metcalf | 230 | Solar |  |  | 0 | 0 | 0 | 0 | 0 | 0 | 0 | 0 | 0 | 1 | 1 | 1 | 1 |  | 1 | 1 | 1 | 1 | 1 | 2 | 5 | 3 | 1 | 1 | 3 | 2 | 1 | 2 | 1 | 1 | 2 | 3 | 1 | 1 | 0
PG&E GBA | Metcalf | 500 | Solar |  |  | 0 | 0 | 0 | 0 | 0 | 0 | 0 | 0 | 0 | 1 | 1 | 1 | 1 | 5 | 1 | 1 | 1 | 1 | 1 | 2 | 5 | 3 | 1 | 1 | 3 | 2 | 1 | 2 | 1 | 1 | 2 | 3 | 1 | 1 | 0
PG&E KERN | Midway | 115 | Solar |  |  | 0 | 0 | 0 | 0 | 0 | 0 | 0 | 0 | 0 | 5 | 2 | 5 | 2 | 4 | 3 | 1 | 1 | 1 | 2 | 1 | 1 | 1 | 1 | 2 | 2 | 1 | 1 | 1 | 1 | 3 | 1 | 1 | 4+ | 4 | 1
PG&E KERN | Midway | 230 | Solar |  |  | 0 | 0 | 0 | 0 | 0 | 0 | 0 | 0 | 0 | 5 | 2 | 5 | 2 | 4 | 3 | 1 | 2 | 1 | 2 | 1 | 1 | 1 | 1 | 2 | 2 | 1 | 1 | 1 | 1 | 3 | 1 | 1 | 1+ | 1 | 1
PG&E KERN | Midway | 500 | Solar |  |  | 400 | 160 | 560 | 0 | 0 | 0 | 400 | 160 | 560 | 5 | 2 | 4 | 2 | 5 | 3 | 1 | 1 | 1 | 2 | 1 | 1 | 1 | 1 | 2 | 2 | 1 | 1 | 1 | 1 | 3 | 1 | 1 | 4+ | 4 | 1
SDGE | Miguel | 230 | Solar |  |  | 0 | 0 | 0 | 0 | 0 | 0 | 0 | 0 | 0 | 4 | 4 | 1 | 1 |  | 1 | 1 | 1 | 1 | 1 | 2 | 3 | 1 | 3 | 4 | 5 | 1 | 1 | 2 | 1 | 3 | 1 | 2 | 1 | 1 | 0
SDGE | Miguel | 500 | Solar |  |  | 0 | 0 | 0 | 0 | 0 | 0 | 0 | 0 | 0 | 4 | 4 | 1 | 1 |  | 1 | 1 | 1 | 1 | 1 | 2 | 3 | 1 | 3 | 4 | 5 | 1 | 1 | 2 | 1 | 3 | 1 | 2 | 1 | 1 | 0
SDGE | Miguel | 69 | Solar |  |  | 0 | 0 | 0 | 0 | 0 | 0 | 0 | 0 | 0 | 4 | 4 | 1 | 1 |  | 1 | 1 | 1 | 1 | 1 | 2 | 3 | 1 | 3 | 4 | 5 | 1 | 1 | 2 | 1 | 3 | 1 | 2 | 1 | 1 | 0
PG&E GBA | Millbrae | 115 | Solar |  |  | 0 | 0 | 0 | 0 | 0 | 0 | 0 | 0 | 0 | 1 | 1 | 1 | 1 |  | 1 | 1 | 1 | 1 | 1 | 2 | 1 | 1 | 2 | 3 | 4 | 1 | 1 | 2 | 1 | 3 | 1 | 2 | 4+ | 1 | 1
PG&E GBA | Miller | 115 | Solar |  |  | 0 | 0 | 0 | 0 | 0 | 0 | 0 | 0 | 0 | 5 | 5 | 1 | 1 |  | 1 | 1 | 1 | 1 | 1 | 1 | 3 | 1 | 1 | 1 | 1 | 1 | 1 | 1 | 1 | 4 | 2 | 1 | 1 | 1 | 0
SCE Metro | Mira Loma | 230 | Solar |  |  | 0 | 0 | 0 | 0 | 0 | 0 | 0 | 0 | 0 | 1 | 1 | 1 | 1 |  | 1 | 5 | 1 | 1 | 1 | 2 | 2 | 1 | 1 | 1 | 1 | 1 | 1 | 1 | 1 | 1 | 1 | 1 | 1+ | 1 | 1
SCE Metro | Mira Loma | 500 | Solar |  |  | 0 | 0 | 0 | 0 | 0 | 0 | 0 | 0 | 0 | 1 | 1 | 1 | 1 |  | 1 | 1 | 1 | 1 | 1 | 2 | 2 | 1 | 1 | 1 | 1 | 1 | 1 | 1 | 1 | 1 | 1 | 1 | 2+ | 1 | 1
SCE Eastern | Mirage | 115 | Solar |  |  | 0 | 0 | 0 | 0 | 0 | 0 | 0 | 0 | 0 | 5 | 5 | 4 | 4 |  | 1 | 1 | 1 | 1 | 1 | 2 | 1 | 1 | 1 | 1 | 1 | 1 | 1 | 2 | 1 | 3 | 1 | 3 | 1 | 1 | 0
SCE Eastern | Mirage | 230 | Solar |  |  | 0 | 0 | 0 | 0 | 0 | 0 | 0 | 0 | 0 | 5 | 5 | 4 | 4 |  | 1 | 1 | 1 | 1 | 1 | 2 | 1 | 1 | 1 | 1 | 1 | 1 | 1 | 2 | 1 | 3 | 1 | 3 | 1 | 1 | 0
SDGE | Mission | 138 | Solar |  |  | 0 | 0 | 0 | 0 | 0 | 0 | 0 | 0 | 0 | 4 | 4 | 1 | 1 |  | 1 | 1 | 1 | 1 | 1 | 2 | 1 | 1 | 1 | 2 | 3 | 1 | 1 | 2 | 1 | 2 | 1 | 2 | 1 | 1 | 0
SDGE | Mission | 230 | Solar |  |  | 0 | 0 | 0 | 0 | 0 | 0 | 0 | 0 | 0 | 4 | 4 | 1 | 1 |  | 1 | 1 | 1 | 1 | 1 | 2 | 1 | 1 | 1 | 2 | 3 | 1 | 1 | 2 | 1 | 2 | 1 | 2 | 1 | 1 | 0
SDGE | Mission | 69 | Solar |  |  | 0 | 0 | 0 | 0 | 0 | 0 | 0 | 0 | 0 | 4 | 4 | 1 | 1 |  | 1 | 1 | 1 | 1 | 1 | 2 | 1 | 1 | 1 | 2 | 3 | 1 | 1 | 2 | 1 | 2 | 1 | 2 | 1 | 1 | 0
PG&E GBA | Mi-Wuk | 115 | Solar |  |  | 0 | 0 | 0 | 0 | 0 | 0 | 0 | 0 | 0 | 5 | 5 | 1 | 1 |  | 1 | 1 | 1 | 1 | 1 | 2 | 5 | 1 | 1 | 2 | 2 | 1 | 1 | 2 | 1 | 4 | 1 | 3 | 1 | 1 | 0
EOP | Mohave | 500 | Solar |  |  | 0 | 0 | 0 | 0 | 0 | 0 | 0 | 0 | 0 | 5 | 2 | 4 | 2 | 5 | 3 | 1 | 1 | N/A | N/A | 2 | N/A | N/A | N/A | N/A | N/A | N/A | N/A | 2 | 2 | 3 | 1 | 3 | 1+ | 4 | 1
PG&E NGBA | Monroe | 115 | Solar |  |  | 0 | 0 | 0 | 0 | 0 | 0 | 0 | 0 | 0 | 5 | 2 | 1 | 1 |  | 1 | 1 | 1 | 1 | 1 | 2 | 1 | 1 | 2 | 3 | 3 | 1 | 1 | 2 | 1 | 3 | 2 | 2 | 1 | 1 | 0
SDGE | Monserate | 69 | Solar |  |  | 0 | 0 | 0 | 0 | 0 | 0 | 0 | 0 | 0 | 4 | 4 | 1 | 1 |  | 1 | 1 | 1 | 1 | 1 | 2 | 4 | 3 | 1 | 1 | 3 | 1 | 1 | 2 | 1 | 3 | 1 | 3 | 1 | 1 | 0
PG&E GBA | Monta Vista | 115 | Solar |  |  | 0 | 0 | 0 | 0 | 0 | 0 | 0 | 0 | 0 | 1 | 1 | 1 | 1 |  | 1 | 1 | 1 | 1 | 1 | 2 | 1 | 3 | 1 | 2 | 4 | 1 | 1 | 2 | 1 | 3 | 2 | 3 | 1 | 1 | 0
PG&E GBA | Monta Vista | 230 | Solar |  |  | 0 | 0 | 0 | 0 | 0 | 0 | 0 | 0 | 0 | 1 | 1 | 1 | 1 |  | 1 | 1 | 1 | 1 | 1 | 2 | 1 | 3 | 1 | 2 | 4 | 1 | 1 | 2 | 1 | 3 | 2 | 3 | 1 | 1 | 0
PG&E GBA | Monta Vista | 60 | Solar |  |  | 0 | 0 | 0 | 0 | 0 | 0 | 0 | 0 | 0 | 1 | 1 | 1 | 1 |  | 1 | 1 | 1 | 1 | 1 | 2 | 1 | 3 | 1 | 2 | 4 | 1 | 1 | 2 | 1 | 3 | 2 | 3 | 1 | 1 | 0
PG&E NGBA | Monticello | 115 | Solar |  |  | 0 | 0 | 0 | 0 | 0 | 0 | 0 | 0 | 0 | 5 | 2 | 1 | 1 |  | 1 | 1 | 1 | 1 | 1 | 2 | 3 | 3 | 1 | 1 | 3 | 2 | 1 | 2 | 1 | 4 | 2 | 3 | 1 | 1 | 0
SCE Northern | Moorpark | 230 | Solar |  |  | 0 | 0 | 0 | 0 | 0 | 0 | 0 | 0 | 0 | 5 | 2 | 4 | 2 |  | 1 | 1 | 1 | 1 | 1 | 1 | 2 | 1 | 1 | 1 | 1 | 1 | 1 | 2 | 1 | 4 | 1 | 3 | 1 | 1 | 0
SCE Northern | Moorpark | 66 | Solar |  |  | 0 | 0 | 0 | 0 | 0 | 0 | 0 | 0 | 0 | 5 | 2 | 4 | 2 |  | 1 | 1 | 1 | 1 | 1 | 1 | 2 | 1 | 1 | 1 | 1 | 1 | 1 | 2 | 1 | 4 | 1 | 3 | 1 | 1 | 0
PG&E GBA | Moraga | 115 | Solar |  |  | 0 | 0 | 0 | 0 | 0 | 0 | 0 | 0 | 0 | 5 | 2 | 1 | 1 |  | 1 | 1 | 1 | 1 | 1 | 2 | 3 | 2 | 2 | 3 | 4 | 1 | 1 | 2 | 1 | 3 | 1 | 3 | 1 | 1 | 0
PG&E GBA | Moraga | 230 | Solar |  |  | 0 | 0 | 0 | 0 | 0 | 0 | 0 | 0 | 0 | 5 | 2 | 1 | 1 |  | 1 | 1 | 1 | 1 | 1 | 2 | 3 | 2 | 2 | 3 | 4 | 1 | 1 | 2 | 1 | 3 | 1 | 3 | 1 | 1 | 0
PG&E GBA | Morgan Hill | 115 | Solar |  |  | 0 | 0 | 0 | 0 | 0 | 0 | 0 | 0 | 0 | 1 | 1 | 3 | 3 |  | 1 | 1 | 1 | 1 | 1 | 2 | 5 | 3 | 1 | 1 | 3 | 1 | 1 | 2 | 1 | 3 | 2 | 2 | 1 | 1 | 0
PG&E KERN | Morro Bay | 115 | Solar |  |  | 0 | 0 | 0 | 0 | 0 | 0 | 0 | 0 | 0 | 5 | 2 | 5 | 2 |  | 1 | 1 | 5 | 3 | 5 | 2 | 5 | 4 | 2 | 3 | 5 | 4 | 2 | 2 | 2 | 2 | 2 | 3 | 1 | 1 | 0
PG&E KERN | Morro Bay | 230 | Solar |  |  | 0 | 0 | 0 | 0 | 0 | 0 | 0 | 0 | 0 | 5 | 2 | 5 | 2 |  | 1 | 1 | 5 | 3 | 5 | 2 | 5 | 4 | 2 | 3 | 5 | 4 | 2 | 2 | 2 | 2 | 2 | 3 | 1 | 1 | 0
PG&E KERN | Morro Bay | 500 | Solar |  |  | 600 | 1110 | 1710 | 0 | 0 | 0 | 600 | 1110 | 1710 | 5 | 2 | 4 | 2 |  | 1 | 1 | 5 | 3 | 5 | 2 | 5 | 4 | 2 | 3 | 5 | 4 | 2 | 2 | 2 | 2 | 2 | 3 | 5- | 1 | 1
PG&E GBA | Moss Landing | 115 | Solar |  |  | 0 | 0 | 0 | 0 | 0 | 0 | 0 | 0 | 0 | 1 | 1 | 3 | 3 |  | 3 | 1 | 1 | 1 | 1 | 1 | 1 | 1 | 1 | 1 | 1 | 1 | 1 | 2 | 2 | 1 | 2 | 2 | 1 | 1 | 0
PG&E GBA | Moss Landing | 230 | Solar |  |  | 0 | 0 | 0 | 0 | 0 | 0 | 0 | 0 | 0 | 1 | 1 | 3 | 3 |  | 3 | 1 | 1 | 1 | 1 | 1 | 1 | 1 | 1 | 1 | 1 | 1 | 1 | 2 | 2 | 1 | 2 | 2 | 1 | 1 | 0
PG&E GBA | Moss Landing | 500 | Solar |  |  | 0 | 0 | 0 | 0 | 0 | 0 | 0 | 0 | 0 | 5 | 2 | 1 | 1 |  | 3 | 1 | 1 | 1 | 1 | 1 | 1 | 1 | 1 | 1 | 1 | 1 | 1 | 2 | 2 | 1 | 2 | 2 | 1 | 1 | 0
EOP | Mountain Pass | 115 | Solar |  |  | 0 | 0 | 0 | 0 | 0 | 0 | 0 | 0 | 0 | 5 | 3 | 4 | 2 |  | 1 | 1 | #N/A | N/A | N/A | 2 | N/A | N/A | N/A | N/A | N/A | N/A | N/A | 2 | 2 | 4 | 1 | 1 | 1 | 1 | 0
PG&E GBA | Mountain View | 115 | Solar |  |  | 0 | 0 | 0 | 0 | 0 | 0 | 0 | 0 | 0 | 1 | 1 | 1 | 1 |  | 1 | 1 | 1 | 1 | 1 | 2 | 1 | 2 | 1 | 3 | 4 | 1 | 1 | 2 | 1 | 2 | 2 | 2 | 1 | 1 | 0
PG&E GBA | Mt Eden | 115 | Solar |  |  | 0 | 0 | 0 | 0 | 0 | 0 | 0 | 0 | 0 | 5 | 2 | 1 | 1 |  | 1 | 1 | 1 | 1 | 1 | 2 | 3 | 2 | 1 | 2 | 3 | 1 | 1 | 2 | 1 | 2 | 1 | 2 | 4+ | 1 | 1
PG&E KERN | Mt Poso | 115 | Solar |  |  | 0 | 0 | 0 | 0 | 0 | 0 | 0 | 0 | 0 | 5 | 2 | 5 | 2 |  | 1 | 1 | 1 | 1 | 1 | 1 | 2 | 1 | 1 | 1 | 1 | 1 | 1 | 1 | 1 | 2 | 1 | 1 | 1 | 1 | 0
SDGE | Murray | 69 | Solar |  |  | 0 | 0 | 0 | 0 | 0 | 0 | 0 | 0 | 0 | 4 | 4 | 1 | 1 |  | 1 | 1 | 1 | 1 | 1 | 2 | 5 | 2 | 3 | 2 | 5 | 1 | 1 | 2 | 1 | 2 | 1 | 2 | 1 | 1 | 0
PG&E FRESNO | Mustang | 230 | Solar |  |  | 0 | 0 | 0 | 0 | 0 | 0 | 0 | 0 | 0 | 5 | 2 | 5 | 2 |  | 1 | 1 | 1 | 1 | 1 | 1 | 1 | 1 | 1 | 1 | 1 | 1 | 1 | 1 | 1 | 1 | 2 | 1 | 4+ | 5 | 1
SCE Northern | Neenach | 66 | Solar |  |  | 0 | 0 | 0 | 0 | 0 | 0 | 0 | 0 | 0 | 5 | 5 | 1 | 1 |  | 1 | 1 | 1 | 1 | 1 | 2 | 2 | 1 | 1 | 1 | 2 | 1 | 1 | 2 | 1 | 4 | 1 | 3 | 1 | 1 | 0
PG&E KERN | New Sub - Gates - Midway (Proposed) | 230 | Solar |  |  | 1900 | 440 | 2340 | 0 | 440 | 440 | 1900 | 0 | 1900 | 5 | 2 | 5 | 2 | 3 | 1 | 3 | 3 | 2 | 2 | 1 | 2 | 2 | 1 | 1 | 2 | 1 | 1 | 1 | 1 | 4 | 2 | 1 | 5- | 1 | 1
PG&E KERN | New Sub - Gates - Templeton (Proposed) | 230 | Solar |  |  | 0 | 600 | 600 | 0 | 0 | 0 | 0 | 600 | 600 | 5 | 2 | 5 | 2 |  | 1 | 1 | 2 | 1 | 2 | 1 | 2 | 2 | 1 | 1 | 2 | 1 | 1 | 1 | 1 | 4 | 2 | 1 | 5- | 5 | 1
SCE NOL | New Sub - Kramer - Lugo (Proposed) | 230 | Solar |  |  | 0 | 0 | 0 | 0 | 0 | 0 | 0 | 0 | 0 | 4 | 4 | 1 | 1 |  | 1 | 1 | 1 | 1 | 1 | 2 | 1 | 1 | 1 | 1 | 2 | 1 | 1 | 2 | 1 | 2 | 1 | 1 | 1 | 1 | 0
PG&E FRESNO | New Sub - Los Banos - Midway (Proposed) | 500 | Solar |  |  | 0 | 0 | 0 | 0 | 0 | 0 | 0 | 0 | 0 | 5 | 2 | 4 | 2 | 5 | 1 | 1 | 1 | 1 | 1 | 1 | 1 | 1 | 1 | 1 | 1 | 1 | 1 | 1 | 1 | 4 | 2 | 1 | 4+ | 4 | 1
SCE NOL | New Sub - Lugo - Pisgah (Proposed) | 230 | Solar |  |  | 0 | 0 | 0 | 0 | 0 | 0 | 0 | 0 | 0 | 5 | 5 | 1 | 1 |  | 2 | 1 | 1 | 1 | 1 | 2 | 1 | 1 | 1 | 1 | 1 | 3 | 1 | 2 | 1 | 3 | 1 | 3 | 1 | 1 | 0
PG&E KERN | New Sub - Midway - Wheeler Ridge (Proposed) | 230 | Solar |  |  | 1900 | 0 | 1900 | 0 | 0 | 0 | 1900 | 0 | 1900 | 5 | 2 | 5 | 2 |  | 1 | 2 | 4 | 2 | 2 | 1 | 1 | 1 | 2 | 2 | 2 | 1 | 1 | 1 | 1 | 3 | 1 | 1 | 5- | 1 | 1
PG&E NGBA | New Sub - Near existing Leavitt (PSREC) | 345 | Solar |  |  | 0 | 0 | 0 | 0 | 0 | 0 | 0 | 0 | 0 | 5 | 2 | 1 | 1 |  | 3 | 1 | 1 | 1 | 1 | 2 | 5 | 1 | 1 | 1 | 3 | 1 | 1 | 2 | 2 | 1 | 1 | 3 | 1 | 1 | 0
PG&E NGBA | New Sub - Near existing Madeline (NVE) | 345 | Solar |  |  | 0 | 0 | 0 | 0 | 0 | 0 | 0 | 0 | 0 | 5 | 2 | 1 | 1 |  | 3 | 1 | 1 | 1 | 1 | 2 | 5 | 1 | 1 | 1 | 1 | 3 | 1 | 2 | 2 | 4 | 1 | 3 | 1 | 1 | 0
SDGE | New Sub - North Gila - IV (Proposed) | 500 | Solar |  |  | 750 | 250 | 1000 | 0 | 0 | 0 | 750 | 250 | 1000 | 4 | 4 | 1 | 1 |  | 1 | 1 | 4 | 2 | 5 | 2 | 1 | 2 | 2 | 2 | 2 | 2 | 2 | 2 | 1 | 4 | 2 | 2 | 2- | 1 | 1
PG&E NGBA | New Sub - Pit 1 - Cottonwood (Proposed) | 230 | Solar |  |  | 0 | 0 | 0 | 0 | 0 | 0 | 0 | 0 | 0 | 5 | 2 | 1 | 1 |  | 2 | 1 | 1 | 1 | 1 | 2 | 5 | 2 | 1 | 1 | 2 | 1 | 1 | 2 | 2 | 4 | 2 | 3 | 1 | 1 | 0
PG&E GBA | New Sub - Rancho Seco - Bellota (Proposed) | 230 | Solar |  |  | 0 | 0 | 0 | 0 | 0 | 0 | 0 | 0 | 0 | 5 | 2 | 1 | 1 |  | 1 | 1 | 1 | 1 | 1 | 1 | 1 | 1 | 1 | 2 | 3 | 1 | 1 | 1 | 1 | 4 | 2 | 3 | 1 | 4 | 1
SDGE | New Sub - Suncrest - Ocotillo (Proposed) | 500 | Solar |  |  | 0 | 0 | 0 | 0 | 0 | 0 | 0 | 0 | 0 | 4 | 4 | 1 | 1 |  | 4 | 1 | 1 | 1 | 1 | 2 | 5 | 1 | 1 | 1 | 2 | 2 | 1 | 2 | 1 | 4 | 1 | 3 | 1 | 1 | 0
PG&E FRESNO | New Sub - Westley - Quinto (Proposed) | 230 | Solar |  |  | 0 | 0 | 0 | 0 | 0 | 0 | 0 | 0 | 0 | 1 | 1 | 1 | 1 |  | 1 | 1 | 1 | 1 | 1 | 1 | 3 | 3 | 1 | 1 | 3 | 1 | 1 | 1 | 1 | 4 | 2 | 1 | 4+ | 1 | 1
PG&E GBA | Newark | 115 | Solar |  |  | 0 | 0 | 0 | 0 | 0 | 0 | 0 | 0 | 0 | 1 | 1 | 1 | 1 |  | 1 | 1 | 1 | 1 | 1 | 2 | 5 | 2 | 1 | 3 | 3 | 1 | 1 | 2 | 1 | 3 | 1 | 2 | 1 | 1 | 0
PG&E GBA | Newark | 230 | Solar |  |  | 0 | 0 | 0 | 0 | 0 | 0 | 0 | 0 | 0 | 1 | 1 | 1 | 1 |  | 1 | 1 | 1 | 1 | 1 | 2 | 5 | 2 | 1 | 3 | 3 | 1 | 1 | 2 | 1 | 3 | 1 | 2 | 4+ | 1 | 1
PG&E GBA | Newark | 60 | Solar |  |  | 0 | 0 | 0 | 0 | 0 | 0 | 0 | 0 | 0 | 5 | 2 | 1 | 1 | 3 | 1 | 1 | 1 | 1 | 1 | 2 | 5 | 2 | 1 | 3 | 3 | 1 | 1 | 2 | 1 | 3 | 1 | 2 | 1 | 1 | 0
PG&E FRESNO | Newhall | 115 | Solar |  |  | 0 | 0 | 0 | 0 | 0 | 0 | 0 | 0 | 0 | 5 | 2 | 5 | 2 |  | 1 | 1 | 1 | 1 | 1 | 1 | 2 | 2 | 1 | 1 | 2 | 1 | 1 | 1 | 1 | 4 | 2 | 1 | 4+ | 1 | 1
PG&E KERN | Norco | 115 | Solar |  |  | 0 | 0 | 0 | 0 | 0 | 0 | 0 | 0 | 0 | 5 | 2 | 5 | 2 |  | 2 | 1 | 1 | 1 | 1 | 1 | 1 | 1 | 2 | 3 | 3 | 1 | 1 | 1 | 1 | 3 | 1 | 1 | 1 | 1 | 0
PG&E GBA | Nortech | 115 | Solar |  |  | 80 | 0 | 80 | 0 | 0 | 0 | 80 | 0 | 80 | 1 | 1 | 1 | 1 |  | 2 | 2 | 3 | 2 | 1 | 2 | 5 | 1 | 1 | 1 | 1 | 2 | 1 | 2 | 1 | 2 | 2 | 1 | 5- | 1 | 1
SDGE | North City Metering | 138 | Solar |  |  | 0 | 0 | 0 | 0 | 0 | 0 | 0 | 0 | 0 | 4 | 4 | 1 | 1 |  | 2 | 1 | 1 | 1 | 1 | 2 | 2 | 1 | 1 | 1 | 2 | 1 | 1 | 2 | 1 | 2 | 1 | 3 | 1 | 1 | 0
PG&E GBA | North Dublin | 230 | Solar |  |  | 0 | 0 | 0 | 0 | 0 | 0 | 0 | 0 | 0 | 5 | 2 | 1 | 1 |  | 1 | 1 | 1 | 1 | 1 | 2 | 5 | 1 | 1 | 3 | 3 | 1 | 1 | 2 | 1 | 2 | 1 | 3 | 1 | 1 | 0
SDGE | North Gila | 500 | Solar |  |  | 750 | 500 | 1250 | 0 | 0 | 0 | 750 | 500 | 1250 | 4 | 4 | 1 | 1 |  | 1 | 1 | 5 | N/A | N/A | 2 | N/A | N/A | N/A | N/A | N/A | N/A | N/A | 2 | 2 | 4 | 2 | 3 | 4- | 1 | 1
SCE Metro | North of SONGS | 230 | Solar |  |  | 0 | 0 | 0 | 0 | 0 | 0 | 0 | 0 | 0 | 1 | 1 | 1 | 1 |  | 1 | 1 | 1 | 1 | 1 | 2 | 5 | 1 | 2 | 2 | 3 | 2 | 1 | 2 | 1 | 3 | 1 | 3 | 1 | 1 | 0
SCE Metro | North of SONGS | 500 | Solar |  |  | 0 | 0 | 0 | 0 | 0 | 0 | 0 | 0 | 0 | 1 | 1 | 1 | 1 |  | 1 | 1 | 1 | 1 | 1 | 2 | 5 | 1 | 2 | 2 | 3 | 2 | 1 | 2 | 1 | 3 | 1 | 3 | 1 | 1 | 0
PG&E NGBA | Notre Dame | 115 | Solar |  |  | 0 | 0 | 0 | 0 | 0 | 0 | 0 | 0 | 0 | 5 | 2 | 1 | 1 |  | 1 | 1 | 1 | 1 | 1 | 2 | 2 | 2 | 1 | 1 | 3 | 1 | 1 | 2 | 1 | 4 | 2 | 2 | 1+ | 1 | 1
PG&E GBA | Oakland C | 115 | Solar |  |  | 0 | 200 | 200 | 0 | 0 | 0 | 0 | 200 | 200 | 5 | 2 | 1 | 1 |  | 1 | 4 | 3 | 2 | 1 | 2 | 1 | 2 | 2 | 2 | 2 | 1 | 1 | 2 | 1 | 1 | 1 | 2 | 5- | 1 | 1
PG&E GBA | Oakland J | 115 | Solar |  |  | 0 | 0 | 0 | 0 | 0 | 0 | 0 | 0 | 0 | 5 | 2 | 1 | 1 |  | 1 | 1 | 1 | 1 | 1 | 2 | 2 | 2 | 1 | 2 | 3 | 1 | 1 | 2 | 1 | 2 | 1 | 1 | 2+ | 1 | 1
PG&E GBA | Oakland L | 115 | Solar |  |  | 0 | 0 | 0 | 0 | 0 | 0 | 0 | 0 | 0 | 5 | 2 | 1 | 1 |  | 1 | 1 | 1 | 1 | 1 | 2 | 2 | 1 | 1 | 3 | 3 | 1 | 1 | 2 | 1 | 2 | 1 | 1 | 2+ | 1 | 1
PG&E GBA | Oakland X | 115 | Solar |  |  | 0 | 100 | 100 | 0 | 0 | 0 | 0 | 100 | 100 | 5 | 2 | 1 | 1 |  | 1 | 3 | 2 | 1 | 1 | 2 | 2 | 2 | 1 | 3 | 3 | 1 | 1 | 2 | 1 | 2 | 1 | 2 | 5- | 1 | 1
SDGE | Ocean Ranch | 69 | Solar |  |  | 0 | 0 | 0 | 0 | 0 | 0 | 0 | 0 | 0 | 4 | 4 | 1 | 1 |  | 1 | 1 | 1 | 1 | 1 | 2 | 1 | 3 | 1 | 2 | 3 | 1 | 1 | 2 | 1 | 4 | 1 | 3 | 1 | 1 | 0
PG&E KERN | Oceano | 115 | Solar |  |  | 0 | 0 | 0 | 0 | 0 | 0 | 0 | 0 | 0 | 5 | 2 | 5 | 2 |  | 1 | 1 | 1 | 1 | 1 | 2 | 2 | 1 | 1 | 1 | 1 | 1 | 1 | 2 | 2 | 4 | 2 | 3 | 1 | 1 | 0
SDGE | Ocotillo Express | 500 | Solar |  |  | 0 | 0 | 0 | 0 | 0 | 0 | 0 | 0 | 0 | 4 | 4 | 1 | 1 |  | 4 | 1 | 1 | 1 | 1 | 2 | 1 | 1 | 1 | 1 | 2 | 1 | 1 | 2 | 1 | 4 | 2 | 3 | 1 | 1 | 0
PG&E KERN | Old River | 70 | Solar |  |  | 0 | 0 | 0 | 0 | 0 | 0 | 0 | 0 | 0 | 5 | 2 | 5 | 2 |  | 1 | 1 | 1 | 1 | 2 | 1 | 1 | 1 | 1 | 1 | 1 | 1 | 1 | 1 | 1 | 4 | 1 | 2 | 2+ | 1 | 1
SDGE | Old Town | 230 | Solar |  |  | 0 | 0 | 0 | 0 | 0 | 0 | 0 | 0 | 0 | 4 | 4 | 1 | 1 |  | 1 | 1 | 1 | 1 | 1 | 2 | 1 | 1 | 1 | 3 | 3 | 1 | 1 | 2 | 1 | 3 | 1 | 2 | 1 | 1 | 0
SCE Metro | Olinda | 230 | Solar |  |  | 0 | 0 | 0 | 0 | 0 | 0 | 0 | 0 | 0 | 1 | 1 | 1 | 1 |  | 1 | 1 | 1 | 1 | 1 | 2 | 5 | 2 | 1 | 1 | 2 | 1 | 1 | 1 | 1 | 2 | 1 | 2 | 1 | 1 | 0
PG&E FRESNO | Olive | 115 | Solar |  |  | 0 | 0 | 0 | 0 | 0 | 0 | 0 | 0 | 0 | 5 | 2 | 5 | 2 | 3 | 1 | 1 | 1 | 1 | 1 | 1 | 2 | 1 | 1 | 1 | 2 | 1 | 1 | 1 | 1 | 4 | 1 | 1 | 1 | 4 | 1
PG&E NGBA | Olivehurst | 115 | Solar |  |  | 0 | 0 | 0 | 0 | 0 | 0 | 0 | 0 | 0 | 5 | 2 | 1 | 1 |  | 1 | 1 | 1 | 1 | 2 | 2 | 1 | 1 | 1 | 1 | 1 | 1 | 1 | 2 | 2 | 2 | 1 | 2 | 1 | 1 | 0
PG&E NGBA | Oregon Trail | 60 | Solar |  |  | 0 | 0 | 0 | 0 | 0 | 0 | 0 | 0 | 0 | 5 | 2 | 1 | 1 |  | 1 | 1 | 1 | 1 | 1 | 2 | 5 | 3 | 1 | 1 | 3 | 1 | 1 | 2 | 2 | 3 | 2 | 3 | 2+ | 1 | 1
SCE Northern | Ormond Beach | 230 | Solar |  |  | 0 | 0 | 0 | 0 | 0 | 0 | 0 | 0 | 0 | 5 | 2 | 4 | 2 |  | 1 | 1 | 1 | 1 | 2 | 1 | 1 | 1 | 1 | 1 | 1 | 1 | 1 | 2 | 1 | 1 | 1 | 1 | 1 | 1 | 0
PG&E FRESNO | Oro Loma | 115 | Solar |  |  | 100 | 0 | 100 | 0 | 0 | 0 | 100 | 0 | 100 | 5 | 2 | 5 | 2 |  | 1 | 3 | 1 | 1 | 1 | 1 | 1 | 1 | 1 | 1 | 1 | 1 | 1 | 1 | 1 | 4 | 2 | 1 | 3- | 1 | 1
PG&E FRESNO | Oro Loma | 70 | Solar |  |  | 0 | 0 | 0 | 0 | 0 | 0 | 0 | 0 | 0 | 5 | 2 | 5 | 2 |  | 1 | 1 | 1 | 1 | 1 | 1 | 1 | 1 | 1 | 1 | 1 | 1 | 1 | 1 | 1 | 4 | 2 | 1 | 1+ | 1 | 1
PG&E FRESNO | Orosi | 70 | Solar |  |  | 0 | 0 | 0 | 0 | 0 | 0 | 0 | 0 | 0 | 5 | 2 | 5 | 2 |  | 1 | 1 | 1 | 1 | 1 | 1 | 1 | 1 | 1 | 1 | 2 | 1 | 1 | 1 | 1 | 4 | 1 | 1 | 1+ | 1 | 1
SDGE | Otay | 69 | Solar |  |  | 0 | 0 | 0 | 0 | 0 | 0 | 0 | 0 | 0 | 4 | 4 | 1 | 1 |  | 1 | 3 | 1 | 1 | 1 | 2 | 2 | 1 | 3 | 4 | 5 | 1 | 1 | 2 | 1 | 1 | 1 | 1 | 1 | 1 | 0
SDGE | Otay Mesa | 230 | Solar |  |  | 0 | 0 | 0 | 0 | 0 | 0 | 0 | 0 | 0 | 4 | 4 | 1 | 1 |  | 1 | 2 | 1 | 1 | 1 | 2 | 5 | 1 | 4 | 4 | 5 | 1 | 1 | 2 | 1 | 1 | 1 | 3 | 1 | 1 | 0
PG&E FRESNO | Padre Flats SW STA | 230 | Solar |  |  | 400 | 0 | 400 | 0 | 0 | 0 | 400 | 0 | 400 | 5 | 2 | 5 | 2 |  | 1 | 1 | 2 | 1 | 1 | 1 | 3 | 2 | 1 | 1 | 2 | 1 | 1 | 1 | 1 | 4 | 2 | 1 | 5- | 1 | 1
EOP | Pahrump | 138 | Solar |  |  | 0 | 0 | 0 | 0 | 0 | 0 | 0 | 0 | 0 | 5 | 3 | 4 | 2 |  | 1 | 1 | 1 | N/A | N/A | 2 | N/A | N/A | N/A | N/A | N/A | N/A | N/A | 2 | 2 | 4 | 1 | 3 | 1 | 1 | 0
EOP | Pahrump | 230 | Solar |  |  | 0 | 0 | 0 | 0 | 0 | 0 | 0 | 0 | 0 | 5 | 3 | 4 | 2 |  | 1 | 1 | 1 | N/A | N/A | 2 | N/A | N/A | N/A | N/A | N/A | N/A | N/A | 2 | 2 | 4 | 1 | 3 | 1 | 1 | 0
SDGE | Pala | 69 | Solar |  |  | 0 | 0 | 0 | 0 | 0 | 0 | 0 | 0 | 0 | 4 | 4 | 1 | 1 |  | 1 | 1 | 1 | 1 | 1 | 2 | 5 | 2 | 1 | 1 | 2 | 1 | 1 | 2 | 1 | 1 | 1 | 3 | 1 | 1 | 0
PG&E NGBA | Palermo | 115 | Solar |  |  | 0 | 0 | 0 | 0 | 0 | 0 | 0 | 0 | 0 | 5 | 2 | 1 | 1 |  | 1 | 1 | 1 | 1 | 1 | 2 | 3 | 3 | 1 | 1 | 4 | 1 | 1 | 2 | 1 | 2 | 2 | 2 | 1 | 1 | 0
PG&E NGBA | Palermo | 230 | Solar |  |  | 0 | 0 | 0 | 0 | 0 | 0 | 0 | 0 | 0 | 5 | 2 | 1 | 1 |  | 1 | 1 | 1 | 1 | 1 | 2 | 3 | 3 | 1 | 1 | 4 | 1 | 1 | 2 | 1 | 2 | 2 | 2 | 1 | 1 | 0
SCE Eastern | Palo Verde | 500 | Solar |  |  | 0 | 0 | 0 | 0 | 0 | 0 | 0 | 0 | 0 | 5 | 4 | 4 | 2 |  | 1 | 1 | 1 | 1 | 1 | 2 | 1 | 1 | 1 | 1 | 1 | 1 | 1 | 2 | 1 | 4 | 2 | 3 | 1 | 1 | 0
SDGE | Palomar Energy | 230 | Solar |  |  | 0 | 0 | 0 | 0 | 0 | 0 | 0 | 0 | 0 | 4 | 4 | 1 | 1 |  | 1 | 1 | 1 | 1 | 1 | 2 | 2 | 1 | 1 | 1 | 2 | 1 | 1 | 2 | 1 | 2 | 1 | 3 | 1 | 1 | 0
PG&E KERN | Panama | 70 | Solar |  |  | 0 | 0 | 0 | 0 | 0 | 0 | 0 | 0 | 0 | 5 | 2 | 5 | 2 |  | 1 | 1 | 1 | 1 | 2 | 1 | 1 | 1 | 1 | 1 | 1 | 1 | 1 | 1 | 1 | 4 | 1 | 1 | 1 | 1 | 0
PG&E FRESNO | Panoche | 115 | Solar |  |  | 0 | 0 | 0 | 0 | 0 | 0 | 0 | 0 | 0 | 5 | 2 | 5 | 2 |  | 1 | 1 | 1 | 1 | 2 | 1 | 1 | 1 | 1 | 1 | 1 | 1 | 1 | 1 | 1 | 1 | 2 | 1 | 1 | 1 | 0
PG&E FRESNO | Panoche | 230 | Solar |  |  | 0 | 0 | 0 | 0 | 0 | 0 | 0 | 0 | 0 | 5 | 2 | 5 | 2 | 3 | 1 | 1 | 1 | 1 | 2 | 1 | 1 | 1 | 1 | 1 | 1 | 1 | 1 | 1 | 1 | 1 | 2 | 1 | 4+ | 5 | 1
SCE Northern | Pardee | 230 | Solar |  |  | 700 | 0 | 700 | 0 | 0 | 0 | 700 | 0 | 700 | 5 | 2 | 4 | 2 |  | 1 | 1 | 3 | 2 | 1 | 2 | 5 | 1 | 1 | 1 | 2 | 1 | 1 | 1 | 1 | 3 | 1 | 3 | 5- | 1 | 1
PG&E NGBA | Parkway | 230 | Solar |  |  | 0 | 0 | 0 | 0 | 0 | 0 | 0 | 0 | 0 | 5 | 2 | 1 | 1 |  | 1 | 1 | 1 | 1 | 1 | 2 | 2 | 1 | 1 | 1 | 3 | 1 | 1 | 2 | 1 | 4 | 1 | 2 | 1 | 1 | 0
SCE Northern | Pastoria | 230 | Solar |  |  | 0 | 105 | 105 | 0 | 105 | 105 | 0 | 0 | 0 | 5 | 2 | 4 | 2 |  | 1 | 2 | 3 | 1 | 2 | 2 | 3 | 2 | 1 | 1 | 2 | 1 | 1 | 1 | 1 | 2 | 1 | 3 | 2+ | 1 | 1
SCE Metro | Pauda | 230 | Solar |  |  | 0 | 0 | 0 | 0 | 0 | 0 | 0 | 0 | 0 | 1 | 1 | 1 | 1 |  | 1 | 1 | 1 | 1 | 1 | 2 | 5 | 1 | 1 | 1 | 1 | 1 | 1 | 1 | 1 | 2 | 1 | 2 | 1 | 1 | 0
PG&E GBA | Paul Sweet | 115 | Solar |  |  | 0 | 0 | 0 | 0 | 0 | 0 | 0 | 0 | 0 | 1 | 1 | 3 | 3 |  | 1 | 1 | 1 | 1 | 1 | 1 | 1 | 1 | 1 | 3 | 3 | 1 | 1 | 2 | 2 | 2 | 2 | 3 | 4+ | 1 | 1
PG&E NGBA | Peabody | 230 | Solar |  |  | 0 | 0 | 0 | 0 | 0 | 0 | 0 | 0 | 0 | 5 | 2 | 1 | 1 |  | 1 | 1 | 1 | 1 | 1 | 2 | 3 | 1 | 1 | 1 | 2 | 1 | 1 | 2 | 1 | 2 | 1 | 2 | 4+ | 1 | 1
PG&E NGBA | Pease | 115 | Solar |  |  | 0 | 0 | 0 | 0 | 0 | 0 | 0 | 0 | 0 | 5 | 2 | 1 | 1 |  | 1 | 1 | 1 | 1 | 1 | 2 | 1 | 1 | 1 | 1 | 2 | 1 | 1 | 2 | 2 | 2 | 1 | 2 | 4+ | 1 | 1
PG&E NGBA | Pease | 60 | Solar |  |  | 0 | 0 | 0 | 0 | 0 | 0 | 0 | 0 | 0 | 5 | 2 | 1 | 1 |  | 1 | 1 | 1 | 1 | 1 | 2 | 1 | 1 | 1 | 1 | 2 | 1 | 1 | 2 | 2 | 2 | 1 | 2 | 1 | 1 | 0
SDGE | Penasquitos | 138 | Solar |  |  | 0 | 0 | 0 | 0 | 0 | 0 | 0 | 0 | 0 | 4 | 4 | 1 | 1 |  | 1 | 1 | 1 | 1 | 1 | 2 | 1 | 1 | 2 | 2 | 3 | 1 | 1 | 2 | 1 | 2 | 1 | 3 | 1 | 1 | 0
SDGE | Penasquitos | 230 | Solar |  |  | 0 | 0 | 0 | 0 | 0 | 0 | 0 | 0 | 0 | 4 | 4 | 1 | 1 |  | 1 | 1 | 1 | 1 | 1 | 2 | 1 | 1 | 2 | 2 | 3 | 1 | 1 | 2 | 1 | 2 | 1 | 3 | 1 | 1 | 0
SDGE | Penasquitos | 69 | Solar |  |  | 0 | 0 | 0 | 0 | 0 | 0 | 0 | 0 | 0 | 4 | 4 | 1 | 1 |  | 1 | 1 | 1 | 1 | 1 | 2 | 1 | 1 | 2 | 2 | 3 | 1 | 1 | 2 | 1 | 2 | 1 | 3 | 1 | 1 | 0
SDGE | Pendleton | 69 | Solar |  |  | 0 | 0 | 0 | 0 | 0 | 0 | 0 | 0 | 0 | 4 | 4 | 1 | 1 |  | 1 | 4 | 1 | 1 | 1 | 2 | 5 | 3 | 1 | 1 | 3 | 1 | 1 | 2 | 1 | 4 | 1 | 3 | 1 | 1 | 0
PG&E NGBA | Penngrove | 115 | Solar |  |  | 0 | 0 | 0 | 0 | 0 | 0 | 0 | 0 | 0 | 5 | 2 | 1 | 1 |  | 1 | 1 | 1 | 1 | 1 | 2 | 3 | 2 | 1 | 2 | 3 | 1 | 1 | 2 | 1 | 3 | 2 | 2 | 4+ | 1 | 1
PG&E GBA | Peoria | 115 | Solar |  |  | 0 | 0 | 0 | 0 | 0 | 0 | 0 | 0 | 0 | 5 | 5 | 1 | 1 |  | 2 | 1 | 1 | 1 | 1 | 2 | 5 | 2 | 1 | 1 | 3 | 2 | 1 | 2 | 1 | 4 | 1 | 3 | 1 | 1 | 0
PG&E GBA | Piercy | 115 | Solar |  |  | 0 | 0 | 0 | 0 | 0 | 0 | 0 | 0 | 0 | 1 | 1 | 1 | 1 |  | 1 | 1 | 1 | 1 | 1 | 2 | 5 | 3 | 1 | 1 | 3 | 2 | 1 | 2 | 1 | 2 | 2 | 2 | 1+ | 1 | 1
PG&E FRESNO | Pine Flat | 230 | Solar |  |  | 0 | 0 | 0 | 0 | 0 | 0 | 0 | 0 | 0 | 5 | 2 | 5 | 2 |  | 1 | 1 | 1 | 1 | 1 | 1 | 5 | 3 | 1 | 1 | 3 | 3 | 1 | 1 | 1 | 4 | 2 | 3 | 1 | 1 | 0
SCE NOL | Pisgah | 230 | Solar |  |  | 217 | 0 | 217 | 0 | 0 | 0 | 217 | 0 | 217 | 5 | 5 | 1 | 1 | 4 | 1 | 1 | 4 | 2 | 1 | 2 | 1 | 2 | 3 | 4 | 4 | 2 | 1 | 2 | 1 | 4 | 1 | 1 | 2- | 4 | 1
PG&E NGBA | Pit 1 | 230 | Solar |  |  | 0 | 0 | 0 | 0 | 0 | 0 | 0 | 0 | 0 | 5 | 2 | 1 | 1 |  | 1 | 1 | 1 | 1 | 1 | 2 | 1 | 1 | 1 | 1 | 2 | 1 | 1 | 2 | 2 | 4 | 2 | 3 | 1 | 1 | 0
PG&E NGBA | Pit 1 | 60 | Solar |  |  | 0 | 0 | 0 | 0 | 0 | 0 | 0 | 0 | 0 | 5 | 2 | 1 | 1 |  | 1 | 1 | 1 | 1 | 1 | 2 | 1 | 1 | 1 | 1 | 2 | 1 | 1 | 2 | 2 | 4 | 2 | 3 | 1 | 1 | 0
PG&E NGBA | Pit 3 | 230 | Solar |  |  | 0 | 0 | 0 | 0 | 0 | 0 | 0 | 0 | 0 | 5 | 2 | 1 | 1 |  | 1 | 1 | 1 | 1 | 1 | 2 | 3 | 1 | 1 | 1 | 1 | 1 | 1 | 2 | 2 | 4 | 2 | 3 | 1 | 1 | 0
PG&E NGBA | Pit 4 | 230 | Solar |  |  | 0 | 0 | 0 | 0 | 0 | 0 | 0 | 0 | 0 | 5 | 2 | 1 | 1 |  | 1 | 1 | 1 | 1 | 1 | 2 | 5 | 1 | 1 | 1 | 1 | 1 | 1 | 2 | 2 | 4 | 2 | 3 | 1 | 1 | 0
PG&E GBA | Pittsburg | 115 | Solar |  |  | 0 | 0 | 0 | 0 | 0 | 0 | 0 | 0 | 0 | 5 | 2 | 1 | 1 |  | 1 | 1 | 1 | 1 | 1 | 2 | 3 | 1 | 1 | 1 | 2 | 1 | 1 | 2 | 1 | 2 | 1 | 1 | 1 | 1 | 0
PG&E GBA | Pittsburg | 230 | Solar |  |  | 0 | 0 | 0 | 0 | 0 | 0 | 0 | 0 | 0 | 5 | 2 | 1 | 1 |  | 1 | 1 | 1 | 1 | 1 | 2 | 3 | 1 | 1 | 1 | 2 | 1 | 1 | 2 | 1 | 2 | 1 | 1 | 1 | 1 | 0
PG&E NGBA | Pleasant Grove | 115 | Solar |  |  | 0 | 0 | 0 | 0 | 0 | 0 | 0 | 0 | 0 | 5 | 2 | 1 | 1 |  | 1 | 1 | 1 | 1 | 1 | 2 | 2 | 1 | 1 | 1 | 1 | 1 | 1 | 2 | 1 | 2 | 2 | 3 | 4+ | 1 | 1
PG&E NGBA | POE | 230 | Solar |  |  | 0 | 0 | 0 | 0 | 0 | 0 | 0 | 0 | 0 | 5 | 5 | 3 | 3 |  | 1 | 1 | 1 | 1 | 1 | 2 | 2 | 1 | 1 | 3 | 3 | 1 | 1 | 2 | 1 | 4 | 2 | 3 | 1 | 1 | 0
SDGE | Point Loma | 69 | Solar |  |  | 0 | 0 | 0 | 0 | 0 | 0 | 0 | 0 | 0 | 4 | 4 | 1 | 1 |  | 1 | 1 | 1 | 1 | 1 | 2 | 1 | 1 | 1 | 3 | 3 | 1 | 1 | 2 | 1 | 3 | 1 | 2 | 1 | 1 | 0
SDGE | Pomerado | 69 | Solar |  |  | 0 | 0 | 0 | 0 | 0 | 0 | 0 | 0 | 0 | 4 | 4 | 1 | 1 |  | 1 | 5 | 1 | 1 | 1 | 2 | 5 | 3 | 2 | 2 | 5 | 1 | 1 | 2 | 1 | 3 | 1 | 3 | 1 | 1 | 0
PG&E KERN | Poso Mountain | 115 | Solar |  |  | 100 | 100 | 200 | 0 | 0 | 0 | 100 | 100 | 200 | 5 | 2 | 5 | 2 |  | 1 | 4 | 1 | 1 | 1 | 1 | 3 | 3 | 1 | 1 | 3 | 1 | 1 | 1 | 1 | 3 | 1 | 2 | 5- | 1 | 1
EOP | Primm | 230 | Solar |  |  | 0 | 0 | 0 | 0 | 0 | 0 | 0 | 0 | 0 | 5 | 3 | 4 | 2 |  | 1 | 1 | 1 | N/A | N/A | 2 | N/A | N/A | N/A | N/A | N/A | N/A | N/A | 2 | 2 | 4 | 1 | 2 | 1 | 1 | 0
PG&E NGBA | Putah Creek | 115 | Solar |  |  | 0 | 0 | 0 | 0 | 0 | 0 | 0 | 0 | 0 | 5 | 2 | 1 | 1 |  | 1 | 1 | 1 | 1 | 1 | 2 | 3 | 2 | 1 | 1 | 2 | 1 | 1 | 2 | 1 | 3 | 2 | 3 | 4+ | 4 | 1
SDGE | Q1806 | 138 | Solar |  |  | 0 | 0 | 0 | 0 | 0 | 0 | 0 | 0 | 0 | 1 | 1 | 1 | 1 |  | 1 | 1 | 1 | 1 | 1 | 2 | 5 | 1 | 2 | 3 | 3 | 2 | 1 | 1 | 1 | 2 | 1 | 3 | 1 | 1 | 0
PG&E FRESNO | Quinto | 230 | Solar |  |  | 375 | 0 | 375 | 0 | 0 | 0 | 375 | 0 | 375 | 5 | 2 | 5 | 2 |  | 1 | 1 | 2 | 1 | 1 | 1 | 2 | 2 | 1 | 1 | 2 | 1 | 1 | 1 | 1 | 4 | 2 | 1 | 5- | 3 | 1
PG&E GBA | Race Track | 115 | Solar |  |  | 0 | 0 | 0 | 0 | 0 | 0 | 0 | 0 | 0 | 5 | 5 | 1 | 1 |  | 1 | 1 | 1 | 1 | 1 | 2 | 5 | 1 | 1 | 1 | 2 | 1 | 1 | 2 | 1 | 4 | 1 | 3 | 1 | 1 | 0
SDGE | Rancho Mission Viejo | 138 | Solar |  |  | 0 | 0 | 0 | 0 | 0 | 0 | 0 | 0 | 0 | 1 | 1 | 1 | 1 |  | 1 | 1 | 1 | 1 | 1 | 2 | 5 | 1 | 2 | 2 | 3 | 2 | 1 | 1 | 1 | 2 | 1 | 3 | 1 | 1 | 0
PG&E GBA | Rancho Seco | 230 | Solar |  |  | 0 | 0 | 0 | 0 | 0 | 0 | 0 | 0 | 0 | 5 | 2 | 1 | 1 |  | 1 | 1 | 1 | 1 | 1 | 1 | 1 | 3 | 1 | 2 | 3 | 1 | 1 | 2 | 1 | 1 | 2 | 3 | 1 | 1 | 0
SCE Metro | Rancho Vista | 230 | Solar |  |  | 0 | 0 | 0 | 0 | 0 | 0 | 0 | 0 | 0 | 1 | 1 | 1 | 1 |  | 1 | 1 | 1 | 1 | 1 | 2 | 5 | 1 | 1 | 1 | 1 | 1 | 1 | 1 | 1 | 1 | 1 | 1 | 1 | 1 | 0
SCE Metro | Rancho Vista | 500 | Solar |  |  | 0 | 0 | 0 | 0 | 0 | 0 | 0 | 0 | 0 | 1 | 1 | 1 | 1 |  | 1 | 1 | 1 | 1 | 1 | 2 | 5 | 1 | 1 | 1 | 1 | 1 | 1 | 1 | 1 | 1 | 1 | 1 | 1 | 1 | 0
SCE NOL | Ransburg | 115 | Solar |  |  | 0 | 0 | 0 | 0 | 0 | 0 | 0 | 0 | 0 | 4 | 4 | 1 | 1 |  | 1 | 1 | 1 | 1 | 1 | 2 | 1 | 1 | 1 | 1 | 1 | 1 | 1 | 2 | 1 | 4 | 1 | 1 | 1 | 1 | 0
PG&E GBA | Ravenswood | 115 | Solar |  |  | 0 | 0 | 0 | 0 | 0 | 0 | 0 | 0 | 0 | 5 | 2 | 1 | 1 |  | 1 | 1 | 5 | 5 | 4 | 2 | 1 | 2 | 3 | 4 | 4 | 1 | 2 | 2 | 1 | 2 | 1 | 2 | 1 | 1 | 0
PG&E GBA | Ravenswood | 230 | Solar |  |  | 0 | 100 | 100 | 0 | 0 | 0 | 0 | 100 | 100 | 5 | 2 | 1 | 1 |  | 1 | 2 | 5 | 5 | 4 | 2 | 1 | 2 | 3 | 4 | 4 | 1 | 2 | 2 | 1 | 2 | 1 | 2 | 5- | 1 | 1
SCE Northern | Rector | 230 | Solar |  |  | 0 | 0 | 0 | 0 | 0 | 0 | 0 | 0 | 0 | 5 | 5 | 1 | 1 |  | 1 | 1 | 1 | 1 | 2 | 1 | 1 | 1 | 1 | 1 | 1 | 1 | 1 | 1 | 1 | 2 | 1 | 2 | 4+ | 4 | 1
SCE Eastern | Red Bluff | 230 | Solar |  |  | 0 | 200 | 200 | 0 | 0 | 0 | 0 | 200 | 200 | 5 | 5 | 3 | 2 | 1 | 1 | 1 | 4 | 2 | 4 | 2 | 1 | 2 | 1 | 1 | 2 | 2 | 1 | 2 | 2 | 4 | 1 | 3 | 4+ | 4 | 1
SCE Eastern | Red Bluff | 500 | Solar |  |  | 175 | 400 | 575 | 175 | 0 | 175 | 0 | 400 | 400 | 5 | 5 | 3 | 2 | 5 | 1 | 1 | 4 | 2 | 4 | 2 | 1 | 2 | 1 | 1 | 2 | 2 | 1 | 2 | 2 | 4 | 1 | 3 | 3- | 1 | 1
PG&E NGBA | Redbud | 115 | Solar |  |  | 0 | 0 | 0 | 0 | 0 | 0 | 0 | 0 | 0 | 5 | 2 | 1 | 1 |  | 1 | 1 | 1 | 1 | 1 | 2 | 5 | 1 | 1 | 1 | 2 | 1 | 1 | 2 | 2 | 4 | 2 | 3 | 1 | 1 | 0
SCE Metro | Redondo | 230 | Solar |  |  | 0 | 0 | 0 | 0 | 0 | 0 | 0 | 0 | 0 | 1 | 1 | 1 | 1 |  | 1 | 1 | 1 | 1 | 1 | 2 | 1 | 1 | 1 | 3 | 3 | 1 | 1 | 1 | 1 | 2 | 1 | 2 | 1 | 1 | 0
PG&E FRESNO | Reedley | 115 | Solar |  |  | 0 | 0 | 0 | 0 | 0 | 0 | 0 | 0 | 0 | 5 | 2 | 5 | 2 |  | 1 | 1 | 1 | 1 | 1 | 1 | 1 | 1 | 1 | 1 | 1 | 1 | 1 | 1 | 1 | 4 | 2 | 1 | 2+ | 1 | 1
PG&E KERN | Renfro | 115 | Solar |  |  | 0 | 0 | 0 | 0 | 0 | 0 | 0 | 0 | 0 | 5 | 2 | 5 | 2 |  | 1 | 1 | 1 | 1 | 2 | 1 | 1 | 1 | 1 | 1 | 1 | 1 | 1 | 1 | 1 | 2 | 1 | 2 | 1 | 1 | 0
PG&E GBA | Richmond R | 115 | Solar |  |  | 0 | 0 | 0 | 0 | 0 | 0 | 0 | 0 | 0 | 5 | 2 | 1 | 1 |  | 1 | 1 | 1 | 1 | 1 | 2 | 2 | 1 | 2 | 2 | 2 | 1 | 1 | 2 | 1 | 2 | 1 | 2 | 4+ | 1 | 1
PG&E NGBA | Rincon | 115 | Solar |  |  | 0 | 0 | 0 | 0 | 0 | 0 | 0 | 0 | 0 | 5 | 2 | 1 | 1 |  | 1 | 1 | 1 | 1 | 1 | 2 | 1 | 2 | 1 | 3 | 3 | 1 | 1 | 2 | 1 | 3 | 2 | 2 | 2+ | 1 | 1
PG&E KERN | Rio Bravo | 115 | Solar |  |  | 0 | 0 | 0 | 0 | 0 | 0 | 0 | 0 | 0 | 5 | 2 | 5 | 2 |  | 1 | 1 | 1 | 1 | 2 | 1 | 1 | 1 | 1 | 1 | 1 | 1 | 1 | 1 | 1 | 2 | 1 | 1 | 2+ | 1 | 1
SCE Metro | Rio Hondo | 230 | Solar |  |  | 0 | 0 | 0 | 0 | 0 | 0 | 0 | 0 | 0 | 1 | 1 | 1 | 1 |  | 1 | 1 | 1 | 1 | 1 | 2 | 5 | 1 | 1 | 3 | 3 | 3 | 1 | 1 | 1 | 4 | 1 | 1 | 2+ | 1 | 1
PG&E NGBA | Rio Oso | 115 | Solar |  |  | 0 | 0 | 0 | 0 | 0 | 0 | 0 | 0 | 0 | 5 | 5 | 3 | 3 |  | 1 | 1 | 1 | 1 | 1 | 2 | 1 | 1 | 1 | 1 | 2 | 1 | 1 | 2 | 1 | 4 | 1 | 3 | 1 | 1 | 0
PG&E NGBA | Rio Oso | 230 | Solar |  |  | 0 | 0 | 0 | 0 | 0 | 0 | 0 | 0 | 0 | 5 | 5 | 3 | 3 |  | 1 | 1 | 1 | 1 | 1 | 2 | 1 | 1 | 1 | 1 | 2 | 1 | 1 | 2 | 1 | 4 | 1 | 3 | 1+ | 1 | 1
PG&E GBA | Ripon | 115 | Solar |  |  | 0 | 0 | 0 | 0 | 0 | 0 | 0 | 0 | 0 | 5 | 5 | 1 | 1 |  | 1 | 2 | 1 | 1 | 2 | 1 | 1 | 1 | 1 | 1 | 1 | 1 | 1 | 1 | 1 | 2 | 2 | 2 | 2+ | 1 | 1
PG&E GBA | Riverbank | 115 | Solar |  |  | 0 | 0 | 0 | 0 | 0 | 0 | 0 | 0 | 0 | 5 | 5 | 1 | 1 |  | 1 | 1 | 1 | 1 | 1 | 1 | 2 | 2 | 1 | 1 | 2 | 1 | 1 | 1 | 1 | 3 | 2 | 2 | 1 | 1 | 0
SCE NOL | Roadway | 115 | Solar |  |  | 0 | 0 | 0 | 0 | 0 | 0 | 0 | 0 | 0 | 3 | 3 | 1 | 1 | 3 | 1 | 1 | 1 | 1 | 1 | 2 | 1 | 1 | 1 | 1 | 2 | 1 | 1 | 2 | 1 | 2 | 1 | 1 | 4+ | 5 | 1
PG&E NGBA | Rock Creek 1 | 230 | Solar |  |  | 0 | 0 | 0 | 0 | 0 | 0 | 0 | 0 | 0 | 5 | 2 | 1 | 1 |  | 1 | 1 | 1 | 1 | 1 | 2 | 5 | 1 | 1 | 2 | 3 | 2 | 1 | 2 | 2 | 4 | 1 | 3 | 1 | 1 | 0
SCE Northern | Rosamond | 66 | Solar |  |  | 0 | 0 | 0 | 0 | 0 | 0 | 0 | 0 | 0 | 5 | 5 | 1 | 1 |  | 1 | 1 | 1 | 1 | 1 | 2 | 1 | 1 | 1 | 1 | 1 | 1 | 1 | 2 | 1 | 4 | 1 | 3 | 1 | 1 | 0
PG&E GBA | Rossmoor | 230 | Solar |  |  | 0 | 0 | 0 | 0 | 0 | 0 | 0 | 0 | 0 | 5 | 2 | 1 | 1 |  | 1 | 1 | 1 | 1 | 1 | 2 | 5 | 3 | 2 | 3 | 5 | 1 | 1 | 2 | 1 | 4 | 1 | 3 | 1 | 1 | 0
PG&E NGBA | Round Mountain | 230 | Solar |  |  | 0 | 0 | 0 | 0 | 0 | 0 | 0 | 0 | 0 | 5 | 2 | 1 | 1 |  | 1 | 1 | 1 | 1 | 1 | 2 | 5 | 3 | 1 | 1 | 3 | 1 | 1 | 2 | 2 | 4 | 2 | 3 | 1 | 1 | 0
PG&E NGBA | Round Mountain | 500 | Solar |  |  | 0 | 0 | 0 | 0 | 0 | 0 | 0 | 0 | 0 | 5 | 2 | 1 | 1 |  | 1 | 1 | 1 | 1 | 1 | 2 | 5 | 3 | 1 | 1 | 3 | 1 | 1 | 2 | 2 | 4 | 2 | 3 | 1 | 1 | 0
PG&E GBA | Salado | 115 | Solar |  |  | 69 | 0 | 69 | 0 | 0 | 0 | 69 | 0 | 69 | 5 | 5 | 1 | 1 |  | 1 | 2 | 1 | 1 | 1 | 1 | 2 | 2 | 1 | 1 | 2 | 1 | 1 | 1 | 1 | 4 | 2 | 1 | 3- | 1 | 1
PG&E GBA | Salado | 60 | Solar |  |  | 0 | 0 | 0 | 0 | 0 | 0 | 0 | 0 | 0 | 5 | 5 | 1 | 1 |  | 1 | 1 | 1 | 1 | 1 | 1 | 2 | 2 | 1 | 1 | 2 | 1 | 1 | 1 | 1 | 4 | 2 | 1 | 1 | 1 | 0
PG&E GBA | Salinas | 115 | Solar |  |  | 0 | 0 | 0 | 0 | 0 | 0 | 0 | 0 | 0 | 1 | 1 | 3 | 3 |  | 1 | 1 | 1 | 1 | 2 | 1 | 2 | 1 | 1 | 1 | 1 | 1 | 1 | 2 | 2 | 3 | 2 | 2 | 4+ | 1 | 1
SDGE | Salt Creek | 69 | Solar |  |  | 0 | 0 | 0 | 0 | 0 | 0 | 0 | 0 | 0 | 4 | 4 | 1 | 1 |  | 1 | 1 | 1 | 1 | 1 | 2 | 3 | 1 | 3 | 4 | 5 | 1 | 1 | 2 | 1 | 3 | 1 | 2 | 1 | 1 | 0
SCE Eastern | San Bernardino | 230 | Solar |  |  | 0 | 0 | 0 | 0 | 0 | 0 | 0 | 0 | 0 | 5 | 5 | 1 | 1 |  | 1 | 1 | 1 | 1 | 1 | 2 | 5 | 1 | 1 | 2 | 3 | 1 | 1 | 1 | 1 | 2 | 1 | 2 | 2+ | 1 | 1
PG&E GBA | SAN FRAN A (POTRERO PP) | 115 | Solar |  |  | 0 | 0 | 0 | 0 | 0 | 0 | 0 | 0 | 0 | 5 | 2 | 1 | 1 |  | 1 | 1 | 1 | 1 | 1 | 2 | 1 | 1 | 1 | 1 | 1 | 1 | 1 | 2 | 1 | 2 | 1 | 2 | 1 | 1 | 0
PG&E GBA | SAN FRAN A (POTRERO PP) | 230 | Solar |  |  | 0 | 0 | 0 | 0 | 0 | 0 | 0 | 0 | 0 | 5 | 2 | 1 | 1 |  | 1 | 1 | 1 | 1 | 1 | 2 | 1 | 1 | 1 | 1 | 1 | 1 | 1 | 2 | 1 | 2 | 1 | 2 | 2+ | 1 | 1
PG&E GBA | San Jose A | 115 | Solar |  |  | 0 | 0 | 0 | 0 | 0 | 0 | 0 | 0 | 0 | 1 | 1 | 1 | 1 |  | 1 | 1 | 1 | 1 | 1 | 2 | 5 | 1 | 1 | 1 | 1 | 2 | 1 | 2 | 1 | 2 | 2 | 2 | 1 | 1 | 0
PG&E GBA | San Jose B | 115 | Solar |  |  | 0 | 0 | 0 | 0 | 0 | 0 | 0 | 0 | 0 | 1 | 1 | 1 | 1 |  | 1 | 1 | 1 | 1 | 1 | 2 | 5 | 1 | 1 | 1 | 1 | 2 | 1 | 2 | 1 | 3 | 2 | 2 | 1 | 1 | 0
PG&E GBA | San Leandro U | 115 | Solar |  |  | 0 | 0 | 0 | 0 | 0 | 0 | 0 | 0 | 0 | 5 | 2 | 1 | 1 |  | 1 | 1 | 1 | 1 | 1 | 2 | 3 | 3 | 1 | 2 | 4 | 1 | 1 | 2 | 1 | 3 | 1 | 2 | 4+ | 1 | 1
PG&E KERN | San Luis Obispo | 115 | Solar |  |  | 0 | 0 | 0 | 0 | 0 | 0 | 0 | 0 | 0 | 5 | 2 | 5 | 2 |  | 1 | 1 | 1 | 1 | 1 | 2 | 5 | 1 | 1 | 2 | 3 | 1 | 1 | 2 | 2 | 4 | 2 | 3 | 2+ | 1 | 1
PG&E KERN | San Luis Obispo | 70 | Solar |  |  | 0 | 0 | 0 | 0 | 0 | 0 | 0 | 0 | 0 | 5 | 2 | 5 | 2 |  | 1 | 1 | 1 | 1 | 1 | 2 | 5 | 1 | 1 | 2 | 3 | 1 | 1 | 2 | 2 | 4 | 2 | 3 | 1 | 1 | 0
SDGE | San Luis Rey | 230 | Solar |  |  | 0 | 0 | 0 | 0 | 0 | 0 | 0 | 0 | 0 | 4 | 4 | 1 | 1 |  | 1 | 1 | 1 | 1 | 1 | 2 | 1 | 2 | 2 | 2 | 3 | 1 | 1 | 2 | 1 | 4 | 1 | 3 | 1 | 1 | 0
SDGE | San Luis Rey | 69 | Solar |  |  | 0 | 0 | 0 | 0 | 0 | 0 | 0 | 0 | 0 | 4 | 4 | 1 | 1 |  | 1 | 1 | 1 | 1 | 1 | 2 | 1 | 2 | 2 | 2 | 3 | 1 | 1 | 2 | 1 | 4 | 1 | 3 | 1 | 1 | 0
SDGE | San Marcos | 69 | Solar |  |  | 0 | 0 | 0 | 0 | 0 | 0 | 0 | 0 | 0 | 4 | 4 | 1 | 1 |  | 1 | 1 | 1 | 1 | 1 | 2 | 2 | 2 | 1 | 1 | 3 | 1 | 1 | 2 | 1 | 2 | 1 | 3 | 1 | 1 | 0
SCE Metro | San Onofre | 230 | Solar |  |  | 0 | 0 | 0 | 0 | 0 | 0 | 0 | 0 | 0 | 1 | 1 | 1 | 1 |  | 1 | 1 | 1 | 1 | 1 | 2 | 5 | 1 | 3 | 3 | 3 | 3 | 1 | 2 | 1 | 4 | 1 | 3 | 1 | 1 | 0
PG&E GBA | San Pablo | 115 | Solar |  |  | 0 | 0 | 0 | 0 | 0 | 0 | 0 | 0 | 0 | 5 | 2 | 1 | 1 |  | 1 | 1 | 1 | 1 | 1 | 2 | 2 | 1 | 2 | 3 | 3 | 1 | 1 | 2 | 1 | 2 | 1 | 1 | 1 | 1 | 0
PG&E GBA | San Ramon | 230 | Solar |  |  | 0 | 0 | 0 | 0 | 0 | 0 | 0 | 0 | 0 | 5 | 2 | 1 | 1 |  | 1 | 1 | 1 | 1 | 1 | 2 | 5 | 2 | 1 | 2 | 3 | 1 | 1 | 2 | 1 | 2 | 1 | 3 | 4+ | 1 | 1
SDGE | San Ysidro | 69 | Solar |  |  | 0 | 0 | 0 | 0 | 0 | 0 | 0 | 0 | 0 | 4 | 4 | 1 | 1 |  | 1 | 1 | 1 | 1 | 1 | 2 | 3 | 1 | 4 | 4 | 5 | 1 | 1 | 2 | 1 | 2 | 1 | 2 | 1 | 1 | 0
SCE NOL | Sandlot | 230 | Solar |  |  | 0 | 0 | 0 | 0 | 0 | 0 | 0 | 0 | 0 | 4 | 4 | 1 | 1 |  | 1 | 1 | 1 | 1 | 1 | 2 | 1 | 1 | 1 | 1 | 2 | 1 | 1 | 2 | 1 | 4 | 1 | 2 | 1 | 1 | 0
EOP | Sandy | 138 | Solar |  |  | 0 | 0 | 0 | 0 | 0 | 0 | 0 | 0 | 0 | 5 | 3 | 4 | 2 |  | 1 | 1 | 1 | N/A | N/A | 2 | N/A | N/A | N/A | N/A | N/A | N/A | N/A | 2 | 2 | 4 | 1 | 3 | 1 | 1 | 0
PG&E FRESNO | Sanger | 115 | Solar |  |  | 0 | 0 | 0 | 0 | 0 | 0 | 0 | 0 | 0 | 5 | 2 | 5 | 2 | 3 | 1 | 1 | 1 | 1 | 2 | 1 | 1 | 1 | 1 | 1 | 1 | 1 | 1 | 1 | 1 | 2 | 2 | 2 | 4+ | 5 | 1
SCE Northern | Santa Clara | 230 | Solar |  |  | 0 | 0 | 0 | 0 | 0 | 0 | 0 | 0 | 0 | 5 | 2 | 4 | 2 |  | 1 | 1 | 1 | 1 | 1 | 2 | 1 | 1 | 1 | 1 | 1 | 1 | 1 | 2 | 1 | 3 | 1 | 2 | 1 | 1 | 0
PG&E NGBA | Santa Rosa A | 115 | Solar |  |  | 0 | 0 | 0 | 0 | 0 | 0 | 0 | 0 | 0 | 5 | 2 | 1 | 1 |  | 1 | 1 | 1 | 1 | 1 | 2 | 1 | 2 | 1 | 3 | 3 | 1 | 1 | 2 | 1 | 3 | 2 | 2 | 1 | 1 | 0
PG&E GBA | Santa Teresa | 115 | Solar |  |  | 0 | 0 | 0 | 0 | 0 | 0 | 0 | 0 | 0 | 1 | 1 | 1 | 1 |  | 1 | 1 | 1 | 1 | 1 | 2 | 5 | 3 | 1 | 1 | 3 | 2 | 1 | 2 | 1 | 2 | 2 | 2 | 1 | 1 | 0
SDGE | Santee | 138 | Solar |  |  | 0 | 0 | 0 | 0 | 0 | 0 | 0 | 0 | 0 | 4 | 4 | 1 | 1 |  | 1 | 1 | 1 | 1 | 1 | 2 | 5 | 3 | 1 | 2 | 4 | 1 | 1 | 2 | 1 | 2 | 1 | 2 | 1 | 1 | 0
SCE Metro | Santiago | 230 | Solar |  |  | 0 | 0 | 0 | 0 | 0 | 0 | 0 | 0 | 0 | 1 | 1 | 1 | 1 |  | 1 | 1 | 1 | 1 | 1 | 2 | 5 | 1 | 1 | 2 | 3 | 1 | 1 | 1 | 1 | 2 | 1 | 2 | 2+ | 1 | 1
PG&E GBA | Saratoga | 230 | Solar |  |  | 0 | 0 | 0 | 0 | 0 | 0 | 0 | 0 | 0 | 1 | 1 | 1 | 1 |  | 1 | 1 | 1 | 1 | 1 | 2 | 1 | 3 | 1 | 2 | 5 | 1 | 1 | 2 | 1 | 4 | 2 | 3 | 1 | 1 | 0
SCE Northern | Saugus | 230 | Solar |  |  | 0 | 0 | 0 | 0 | 0 | 0 | 0 | 0 | 0 | 5 | 2 | 4 | 2 |  | 1 | 1 | 1 | 1 | 1 | 2 | 5 | 1 | 1 | 1 | 2 | 1 | 1 | 1 | 1 | 3 | 1 | 3 | 1 | 1 | 0
PG&E FRESNO | Schindler | 115 | Solar |  |  | 100 | 0 | 100 | 0 | 0 | 0 | 100 | 0 | 100 | 5 | 2 | 5 | 2 | 3 | 1 | 3 | 1 | 1 | 1 | 1 | 1 | 1 | 1 | 1 | 1 | 1 | 1 | 1 | 1 | 4 | 2 | 1 | 5- | 1 | 1
PG&E FRESNO | Schindler | 70 | Solar |  |  | 0 | 0 | 0 | 0 | 0 | 0 | 0 | 0 | 0 | 5 | 2 | 5 | 2 |  | 1 | 1 | 1 | 1 | 1 | 1 | 1 | 1 | 1 | 1 | 1 | 1 | 1 | 1 | 1 | 4 | 2 | 1 | 1 | 1 | 0
PG&E GBA | Schulte | 115 | Solar |  |  | 100 | 0 | 100 | 0 | 0 | 0 | 100 | 0 | 100 | 5 | 5 | 1 | 1 |  | 1 | 3 | 4 | 2 | 1 | 1 | 5 | 1 | 2 | 2 | 2 | 2 | 1 | 1 | 1 | 1 | 2 | 2 | 5- | 1 | 1
SDGE | Scripps | 69 | Solar |  |  | 0 | 0 | 0 | 0 | 0 | 0 | 0 | 0 | 0 | 4 | 4 | 1 | 1 |  | 1 | 1 | 1 | 1 | 1 | 2 | 5 | 3 | 1 | 2 | 5 | 1 | 1 | 2 | 1 | 2 | 1 | 3 | 1 | 1 | 0
PG&E KERN | Semitropic | 115 | Solar |  |  | 0 | 0 | 0 | 0 | 0 | 0 | 0 | 0 | 0 | 5 | 2 | 5 | 2 |  | 1 | 1 | 1 | 1 | 2 | 1 | 1 | 1 | 1 | 1 | 2 | 1 | 1 | 1 | 1 | 3 | 1 | 1 | 4+ | 1 | 1
SCE Metro | Serrano | 230 | Solar |  |  | 0 | 0 | 0 | 0 | 0 | 0 | 0 | 0 | 0 | 1 | 1 | 1 | 1 |  | 1 | 1 | 1 | 1 | 1 | 2 | 5 | 2 | 1 | 1 | 3 | 2 | 1 | 1 | 1 | 2 | 1 | 2 | 1 | 1 | 0
SCE Metro | Serrano | 500 | Solar |  |  | 0 | 0 | 0 | 0 | 0 | 0 | 0 | 0 | 0 | 1 | 1 | 1 | 1 |  | 1 | 1 | 1 | 1 | 1 | 2 | 5 | 2 | 1 | 1 | 3 | 2 | 1 | 1 | 1 | 2 | 1 | 2 | 1 | 1 | 0
SDGE | Shadowridge | 138 | Solar |  |  | 0 | 0 | 0 | 0 | 0 | 0 | 0 | 0 | 0 | 4 | 4 | 1 | 1 |  | 1 | 1 | 1 | 1 | 1 | 2 | 1 | 2 | 1 | 1 | 3 | 1 | 1 | 2 | 1 | 3 | 1 | 3 | 1 | 1 | 0
PG&E KERN | Shafter | 115 | Solar |  |  | 0 | 100 | 100 | 0 | 0 | 0 | 0 | 100 | 100 | 5 | 2 | 5 | 2 |  | 1 | 3 | 1 | 1 | 3 | 1 | 1 | 1 | 1 | 1 | 1 | 1 | 1 | 1 | 1 | 3 | 1 | 1 | 1 | 1 | 1
PG&E NGBA | Silverado | 115 | Solar |  |  | 0 | 0 | 0 | 0 | 0 | 0 | 0 | 0 | 0 | 5 | 2 | 1 | 1 |  | 1 | 1 | 1 | 1 | 1 | 2 | 2 | 3 | 1 | 2 | 4 | 1 | 1 | 2 | 1 | 4 | 2 | 3 | 2+ | 1 | 1
SDGE | Silvergate | 230 | Solar |  |  | 0 | 100 | 100 | 0 | 0 | 0 | 0 | 100 | 100 | 4 | 4 | 1 | 1 |  | 1 | 2 | 4 | 2 | 1 | 2 | 1 | 1 | 2 | 4 | 4 | 1 | 1 | 2 | 1 | 1 | 1 | 1 | 5- | 1 | 1
SDGE | Silvergate | 69 | Solar |  |  | 0 | 0 | 0 | 0 | 0 | 0 | 0 | 0 | 0 | 4 | 4 | 1 | 1 |  | 1 | 1 | 4 | 2 | 1 | 2 | 1 | 1 | 2 | 4 | 4 | 1 | 1 | 2 | 1 | 1 | 1 | 1 | 1 | 1 | 0
PG&E KERN | Sisquoc | 115 | Solar |  |  | 0 | 0 | 0 | 0 | 0 | 0 | 0 | 0 | 0 | 5 | 2 | 5 | 2 |  | 1 | 1 | 1 | 1 | 1 | 2 | 2 | 1 | 1 | 1 | 1 | 1 | 1 | 2 | 2 | 4 | 1 | 3 | 1 | 1 | 0
EOP | Sloan Canyon | 230 | Solar |  |  | 0 | 0 | 0 | 0 | 0 | 0 | 0 | 0 | 0 | 5 | 3 | 4 | 2 |  | 3 | 1 | 1 | N/A | N/A | 2 | N/A | N/A | N/A | N/A | N/A | N/A | N/A | 2 | 2 | 3 | 1 | 3 | 1 | 1 | 0
EOP | Sloan Canyon | 500 | Solar |  |  | 0 | 0 | 0 | 0 | 0 | 0 | 0 | 0 | 0 | 5 | 3 | 4 | 2 |  | 3 | 1 | 1 | N/A | N/A | 2 | N/A | N/A | N/A | N/A | N/A | N/A | N/A | 2 | 2 | 3 | 1 | 3 | 1 | 1 | 0
PG&E KERN | Smyrna | 115 | Solar |  |  | 0 | 0 | 0 | 0 | 0 | 0 | 0 | 0 | 0 | 5 | 2 | 5 | 2 |  | 1 | 1 | 1 | 1 | 1 | 1 | 1 | 1 | 1 | 1 | 1 | 1 | 1 | 1 | 1 | 4 | 1 | 1 | 4+ | 1 | 1
PG&E GBA | Sobrante | 115 | Solar |  |  | 0 | 0 | 0 | 0 | 0 | 0 | 0 | 0 | 0 | 5 | 2 | 1 | 1 |  | 1 | 1 | 1 | 1 | 1 | 2 | 3 | 1 | 2 | 3 | 3 | 1 | 1 | 2 | 1 | 2 | 1 | 3 | 1 | 1 | 0
PG&E GBA | Sobrante | 230 | Solar |  |  | 0 | 0 | 0 | 0 | 0 | 0 | 0 | 0 | 0 | 5 | 2 | 1 | 1 |  | 1 | 1 | 1 | 1 | 1 | 2 | 3 | 1 | 2 | 3 | 3 | 1 | 1 | 2 | 1 | 2 | 1 | 3 | 4+ | 1 | 1
PG&E KERN | Solar | 230 | Solar |  |  | 0 | 0 | 0 | 0 | 0 | 0 | 0 | 0 | 0 | 5 | 2 | 5 | 2 |  | 1 | 1 | 1 | 1 | 1 | 2 | 5 | 1 | 1 | 1 | 2 | 2 | 1 | 2 | 1 | 4 | 2 | 3 | 1 | 1 | 0
PG&E GBA | Soledad | 115 | Solar |  |  | 0 | 0 | 0 | 0 | 0 | 0 | 0 | 0 | 0 | 1 | 1 | 3 | 3 |  | 3 | 1 | 1 | 1 | 1 | 2 | 5 | 1 | 1 | 1 | 1 | 1 | 1 | 2 | 2 | 4 | 2 | 3 | 1 | 1 | 0
PG&E GBA | Soledad | 60 | Solar |  |  | 0 | 0 | 0 | 0 | 0 | 0 | 0 | 0 | 0 | 1 | 1 | 3 | 3 |  | 1 | 1 | 1 | 1 | 1 | 2 | 5 | 1 | 1 | 1 | 1 | 1 | 1 | 2 | 2 | 4 | 2 | 3 | 1 | 1 | 0
SDGE | Spring Valley | 69 | Solar |  |  | 0 | 0 | 0 | 0 | 0 | 0 | 0 | 0 | 0 | 4 | 4 | 1 | 1 |  | 1 | 1 | 1 | 1 | 1 | 2 | 5 | 1 | 3 | 3 | 5 | 1 | 1 | 2 | 1 | 2 | 1 | 2 | 1 | 1 | 0
SCE Northern | Springville | 230 | Solar |  |  | 0 | 0 | 0 | 0 | 0 | 0 | 0 | 0 | 0 | 5 | 5 | 1 | 1 | 4 | 1 | 1 | 1 | 1 | 1 | 1 | 2 | 2 | 1 | 1 | 3 | 2 | 1 | 1 | 1 | 4 | 1 | 1 | 4+ | 4 | 1
PG&E GBA | Stagg | 230 | Solar |  |  | 0 | 0 | 0 | 0 | 0 | 0 | 0 | 0 | 0 | 5 | 2 | 1 | 1 |  | 1 | 1 | 1 | 1 | 3 | 1 | 1 | 1 | 1 | 1 | 1 | 1 | 1 | 1 | 1 | 3 | 2 | 2 | 1 | 1 | 0
PG&E GBA | Standard Oil | 115 | Solar |  |  | 0 | 0 | 0 | 0 | 0 | 0 | 0 | 0 | 0 | 5 | 2 | 1 | 1 |  | 1 | 1 | 1 | 1 | 1 | 2 | 2 | 1 | 2 | 2 | 2 | 1 | 1 | 2 | 1 | 1 | 1 | 2 | 1 | 1 | 0
PG&E GBA | Stanislaus | 115 | Solar |  |  | 0 | 0 | 0 | 0 | 0 | 0 | 0 | 0 | 0 | 5 | 5 | 1 | 1 |  | 1 | 1 | 1 | 1 | 1 | 2 | 2 | 2 | 1 | 1 | 2 | 1 | 1 | 2 | 1 | 4 | 1 | 3 | 1 | 1 | 0
PG&E KERN | Stockdale | 115 | Solar |  |  | 0 | 0 | 0 | 0 | 0 | 0 | 0 | 0 | 0 | 5 | 2 | 5 | 2 |  | 1 | 1 | 1 | 1 | 2 | 1 | 1 | 1 | 1 | 1 | 1 | 1 | 1 | 1 | 1 | 2 | 1 | 2 | 1 | 1 | 0
PG&E KERN | Stockdale | 230 | Solar |  |  | 12 | 0 | 12 | 0 | 0 | 0 | 12 | 0 | 12 | 5 | 2 | 5 | 2 |  | 1 | 5 | 1 | 1 | 2 | 1 | 1 | 1 | 1 | 1 | 1 | 1 | 1 | 1 | 1 | 2 | 1 | 2 | 5- | 1 | 1
PG&E GBA | Stockton A | 115 | Solar |  |  | 0 | 0 | 0 | 0 | 0 | 0 | 0 | 0 | 0 | 5 | 2 | 1 | 1 |  | 1 | 1 | 1 | 1 | 3 | 1 | 1 | 1 | 1 | 1 | 1 | 1 | 1 | 1 | 1 | 3 | 2 | 1 | 2+ | 1 | 1
PG&E GBA | Stone | 115 | Solar |  |  | 0 | 0 | 0 | 0 | 0 | 0 | 0 | 0 | 0 | 1 | 1 | 1 | 1 |  | 1 | 1 | 1 | 1 | 1 | 2 | 5 | 1 | 1 | 1 | 1 | 2 | 1 | 2 | 1 | 3 | 2 | 2 | 2+ | 1 | 1
PG&E FRESNO | Storey | 230 | Solar |  |  | 0 | 0 | 0 | 0 | 0 | 0 | 0 | 0 | 0 | 5 | 2 | 5 | 2 |  | 1 | 1 | 1 | 1 | 1 | 1 | 2 | 1 | 1 | 1 | 2 | 1 | 1 | 1 | 1 | 4 | 2 | 1 | 2+ | 1 | 1
PG&E NGBA | Summit | 115 | Solar |  |  | 0 | 0 | 0 | 0 | 0 | 0 | 0 | 0 | 0 | 5 | 5 | 3 | 3 |  | 2 | 1 | 1 | 1 | 1 | 2 | 2 | 1 | 1 | 1 | 2 | 2 | 1 | 2 | 1 | 4 | 2 | 3 | 1 | 1 | 0
SDGE | Suncrest | 230 | Solar |  |  | 0 | 0 | 0 | 0 | 0 | 0 | 0 | 0 | 0 | 4 | 4 | 1 | 1 |  | 1 | 1 | 1 | 1 | 1 | 2 | 5 | 1 | 1 | 2 | 2 | 2 | 1 | 2 | 1 | 4 | 1 | 3 | 1 | 1 | 0
SDGE | Suncrest | 500 | Solar |  |  | 0 | 0 | 0 | 0 | 0 | 0 | 0 | 0 | 0 | 4 | 4 | 1 | 1 |  | 1 | 1 | 1 | 1 | 1 | 2 | 5 | 1 | 1 | 2 | 2 | 2 | 1 | 2 | 1 | 4 | 1 | 3 | 1 | 1 | 0
PG&E KERN | Sunrise | 230 | Solar |  |  | 0 | 0 | 0 | 0 | 0 | 0 | 0 | 0 | 0 | 5 | 2 | 5 | 2 |  | 1 | 1 | 1 | 1 | 1 | 1 | 1 | 1 | 1 | 3 | 3 | 1 | 1 | 1 | 1 | 1 | 1 | 1 | 1 | 1 | 0
PG&E KERN | Sunset | 230 | Solar |  |  | 0 | 0 | 0 | 0 | 0 | 0 | 0 | 0 | 0 | 5 | 2 | 5 | 2 |  | 1 | 1 | 1 | 1 | 1 | 1 | 1 | 1 | 1 | 2 | 2 | 1 | 1 | 1 | 1 | 1 | 1 | 1 | 1 | 1 | 0
PG&E GBA | Swift | 115 | Solar |  |  | 0 | 0 | 0 | 0 | 0 | 0 | 0 | 0 | 0 | 1 | 1 | 1 | 1 |  | 1 | 1 | 1 | 1 | 1 | 2 | 5 | 2 | 1 | 1 | 2 | 2 | 1 | 2 | 1 | 2 | 2 | 2 | 1 | 1 | 0
SDGE | Sycamore Canyon | 138 | Solar |  |  | 0 | 0 | 0 | 0 | 0 | 0 | 0 | 0 | 0 | 4 | 4 | 1 | 1 |  | 1 | 1 | 1 | 1 | 1 | 2 | 5 | 3 | 2 | 2 | 5 | 1 | 1 | 2 | 1 | 4 | 1 | 3 | 1 | 1 | 0
SDGE | Sycamore Canyon | 230 | Solar |  |  | 0 | 0 | 0 | 0 | 0 | 0 | 0 | 0 | 0 | 4 | 4 | 1 | 1 |  | 1 | 1 | 1 | 1 | 1 | 2 | 5 | 3 | 2 | 2 | 5 | 1 | 1 | 2 | 1 | 4 | 1 | 3 | 1 | 1 | 0
SDGE | Sycamore Canyon | 69 | Solar |  |  | 0 | 0 | 0 | 0 | 0 | 0 | 0 | 0 | 0 | 4 | 4 | 1 | 1 |  | 1 | 1 | 1 | 1 | 1 | 2 | 5 | 3 | 2 | 2 | 5 | 1 | 1 | 2 | 1 | 4 | 1 | 3 | 1 | 1 | 0
SCE Northern | Sylmar | 230 | Solar |  |  | 200 | 0 | 200 | 0 | 0 | 0 | 200 | 0 | 200 | 5 | 2 | 4 | 2 |  | 1 | 1 | 4 | 2 | 5 | 2 | 5 | 2 | 1 | 2 | 2 | 2 | 2 | 1 | 1 | 2 | 1 | 1 | 5- | 1 | 1
PG&E NGBA | Table Mountain | 115 | Solar |  |  | 0 | 0 | 0 | 0 | 0 | 0 | 0 | 0 | 0 | 5 | 2 | 1 | 1 |  | 1 | 1 | 2 | 1 | 1 | 2 | 2 | 3 | 1 | 2 | 4 | 1 | 1 | 2 | 1 | 3 | 2 | 1 | 1 | 1 | 0
PG&E NGBA | Table Mountain | 230 | Solar |  |  | 0 | 200 | 200 | 0 | 0 | 0 | 0 | 200 | 200 | 5 | 2 | 1 | 1 |  | 1 | 1 | 2 | 1 | 1 | 2 | 2 | 3 | 1 | 2 | 4 | 1 | 1 | 2 | 1 | 3 | 2 | 1 | 5- | 1 | 1
PG&E NGBA | Table Mountain | 500 | Solar |  |  | 0 | 0 | 0 | 0 | 0 | 0 | 0 | 0 | 0 | 5 | 2 | 1 | 1 |  | 1 | 1 | 2 | 1 | 1 | 2 | 2 | 3 | 1 | 2 | 4 | 1 | 1 | 2 | 1 | 3 | 2 | 1 | 1 | 1 | 0
PG&E NGBA | Table Mountain | 60 | Solar |  |  | 0 | 0 | 0 | 0 | 0 | 0 | 0 | 0 | 0 | 5 | 2 | 1 | 1 |  | 1 | 1 | 2 | 1 | 1 | 2 | 2 | 3 | 1 | 2 | 4 | 1 | 1 | 2 | 1 | 3 | 2 | 1 | 1 | 1 | 0
PG&E KERN | Taft | 115 | Solar |  |  | 0 | 0 | 0 | 0 | 0 | 0 | 0 | 0 | 0 | 5 | 2 | 5 | 2 |  | 1 | 1 | 1 | 1 | 1 | 1 | 1 | 1 | 2 | 3 | 4 | 1 | 1 | 1 | 1 | 2 | 1 | 2 | 4+ | 4 | 1
SDGE | Talega | 138 | Solar |  |  | 0 | 0 | 0 | 0 | 0 | 0 | 0 | 0 | 0 | 1 | 1 | 1 | 1 |  | 1 | 1 | 1 | 1 | 1 | 2 | 5 | 1 | 2 | 2 | 3 | 2 | 1 | 2 | 1 | 3 | 1 | 3 | 1 | 1 | 0
SDGE | Talega | 230 | Solar |  |  | 0 | 0 | 0 | 0 | 0 | 0 | 0 | 0 | 0 | 1 | 1 | 1 | 1 |  | 1 | 1 | 1 | 1 | 1 | 2 | 5 | 1 | 2 | 2 | 3 | 2 | 1 | 2 | 1 | 3 | 1 | 3 | 1 | 1 | 0
PG&E GBA | Tassajara | 230 | Solar |  |  | 0 | 0 | 0 | 0 | 0 | 0 | 0 | 0 | 0 | 5 | 2 | 1 | 1 |  | 1 | 1 | 1 | 1 | 1 | 2 | 5 | 2 | 2 | 3 | 3 | 1 | 1 | 2 | 1 | 3 | 1 | 3 | 1 | 1 | 0
PG&E KERN | Tejon | 70 | Solar |  |  | 0 | 0 | 0 | 0 | 0 | 0 | 0 | 0 | 0 | 5 | 2 | 5 | 2 |  | 1 | 1 | 1 | 1 | 2 | 1 | 2 | 1 | 1 | 1 | 1 | 1 | 1 | 1 | 1 | 3 | 1 | 1 | 4+ | 1 | 1
SDGE | Telegraph Canyon | 138 | Solar |  |  | 0 | 0 | 0 | 0 | 0 | 0 | 0 | 0 | 0 | 4 | 4 | 1 | 1 |  | 1 | 1 | 1 | 1 | 1 | 2 | 3 | 1 | 3 | 4 | 5 | 1 | 1 | 2 | 1 | 2 | 1 | 2 | 1 | 1 | 0
PG&E KERN | Temblor | 115 | Solar |  |  | 0 | 0 | 0 | 0 | 0 | 0 | 0 | 0 | 0 | 5 | 2 | 5 | 2 |  | 1 | 1 | 1 | 1 | 1 | 1 | 1 | 1 | 1 | 1 | 2 | 1 | 1 | 1 | 1 | 2 | 1 | 1 | 1 | 1 | 0
PG&E KERN | Templeton | 230 | Solar |  |  | 0 | 0 | 0 | 0 | 0 | 0 | 0 | 0 | 0 | 5 | 2 | 5 | 2 |  | 1 | 1 | 1 | 1 | 1 | 1 | 3 | 1 | 1 | 1 | 1 | 1 | 1 | 2 | 2 | 4 | 2 | 3 | 1 | 1 | 0
PG&E KERN | Templeton | 70 | Solar |  |  | 0 | 0 | 0 | 0 | 0 | 0 | 0 | 0 | 0 | 5 | 2 | 5 | 2 |  | 1 | 1 | 1 | 1 | 1 | 1 | 3 | 1 | 1 | 1 | 1 | 1 | 1 | 2 | 2 | 4 | 2 | 3 | 1 | 1 | 0
PG&E GBA | Tesla | 115 | Solar |  |  | 0 | 0 | 0 | 0 | 0 | 0 | 0 | 0 | 0 | 1 | 1 | 1 | 1 |  | 2 | 1 | 1 | 1 | 1 | 2 | 3 | 3 | 2 | 2 | 3 | 1 | 1 | 2 | 1 | 2 | 1 | 2 | 1 | 1 | 0
PG&E GBA | Tesla | 230 | Solar |  |  | 0 | 0 | 0 | 0 | 0 | 0 | 0 | 0 | 0 | 5 | 2 | 1 | 1 |  | 2 | 2 | 1 | 1 | 1 | 2 | 3 | 3 | 2 | 2 | 3 | 1 | 1 | 2 | 1 | 2 | 1 | 2 | 1 | 1 | 0
PG&E GBA | Tesla | 500 | Solar |  |  | 0 | 0 | 0 | 0 | 0 | 0 | 0 | 0 | 0 | 1 | 1 | 1 | 1 | 5 | 2 | 1 | 1 | 1 | 1 | 2 | 3 | 3 | 2 | 2 | 3 | 1 | 1 | 2 | 1 | 2 | 1 | 2 | 4+ | 4 | 1
PG&E KERN | Tevis | 115 | Solar |  |  | 100 | 0 | 100 | 0 | 0 | 0 | 100 | 0 | 100 | 5 | 2 | 5 | 2 |  | 1 | 3 | 1 | 1 | 2 | 1 | 1 | 1 | 1 | 2 | 2 | 1 | 1 | 1 | 1 | 2 | 1 | 2 | 5- | 1 | 1
EOP | Thousandaire | 138 | Solar |  |  | 0 | 0 | 0 | 0 | 0 | 0 | 0 | 0 | 0 | 5 | 3 | 4 | 2 |  | 1 | 1 | 1 | N/A | N/A | 2 | N/A | N/A | N/A | N/A | N/A | N/A | N/A | 2 | 2 | 4 | 1 | 3 | 1 | 1 | 0
PG&E KERN | Topaz | 230 | Solar |  |  | 0 | 0 | 0 | 0 | 0 | 0 | 0 | 0 | 0 | 5 | 2 | 5 | 2 |  | 1 | 1 | 1 | 1 | 1 | 2 | 5 | 1 | 1 | 1 | 2 | 2 | 1 | 1 | 1 | 3 | 1 | 2 | 1 | 1 | 0
SCE NOL | Tortilla | 115 | Solar |  |  | 0 | 0 | 0 | 0 | 0 | 0 | 0 | 0 | 0 | 4 | 4 | 1 | 1 |  | 1 | 1 | 1 | 1 | 1 | 2 | 1 | 2 | 2 | 1 | 3 | 1 | 1 | 2 | 1 | 4 | 1 | 2 | 1+ | 1 | 1
SDGE | Trabuco | 138 | Solar |  |  | 0 | 0 | 0 | 0 | 0 | 0 | 0 | 0 | 0 | 1 | 1 | 1 | 1 |  | 1 | 1 | 1 | 1 | 1 | 2 | 5 | 1 | 2 | 3 | 3 | 2 | 1 | 1 | 1 | 1 | 1 | 2 | 1 | 1 | 0
PG&E GBA | Tracy | 115 | Solar |  |  | 0 | 0 | 0 | 0 | 0 | 0 | 0 | 0 | 0 | 5 | 2 | 1 | 1 |  | 1 | 1 | 1 | 1 | 1 | 2 | 2 | 2 | 1 | 1 | 2 | 1 | 1 | 2 | 1 | 3 | 1 | 2 | 4+ | 1 | 1
PG&E FRESNO | Tranquility | 230 | Solar |  |  | 434 | 600 | 1034 | 0 | 400 | 400 | 434 | 200 | 634 | 5 | 2 | 5 | 2 | 3 | 1 | 2 | 1 | 2 | 1 | 1 | 1 | 1 | 1 | 1 | 1 | 1 | 1 | 1 | 1 | 4 | 2 | 1 | 3+ | 3 | 1
PG&E GBA | Trimble | 115 | Solar |  |  | 0 | 0 | 0 | 0 | 0 | 0 | 0 | 0 | 0 | 1 | 1 | 1 | 1 |  | 1 | 1 | 1 | 1 | 1 | 2 | 5 | 1 | 1 | 1 | 1 | 2 | 1 | 2 | 1 | 3 | 2 | 2 | 2+ | 1 | 1
EOP | Trout Canyon | 230 | Solar |  |  | 65 | 650 | 715 | 65 | 650 | 715 | 0 | 0 | 0 | 5 | 3 | 4 | 2 |  | 3 | 2 | 2 | N/A | N/A | 2 | N/A | N/A | N/A | N/A | N/A | N/A | N/A | 2 | 2 | 4 | 1 | 3 | 4+ | 5 | 1
EOP | Trout Canyon | 500 | Solar |  |  | 0 | 300 | 300 | 0 | 0 | 0 | 0 | 300 | 300 | 5 | 3 | 4 | 2 |  | 3 | 2 | 4 | N/A | N/A | 2 | N/A | N/A | N/A | N/A | N/A | N/A | N/A | 2 | 2 | 4 | 1 | 3 | 5- | 1 | 1
PG&E NGBA | Tulucay | 230 | Solar |  |  | 0 | 0 | 0 | 0 | 0 | 0 | 0 | 0 | 0 | 5 | 2 | 1 | 1 |  | 1 | 1 | 1 | 1 | 1 | 2 | 2 | 2 | 1 | 1 | 3 | 1 | 1 | 2 | 1 | 3 | 2 | 3 | 1 | 1 | 0
PG&E NGBA | Tulucay | 60 | Solar |  |  | 0 | 0 | 0 | 0 | 0 | 0 | 0 | 0 | 0 | 5 | 2 | 1 | 1 |  | 1 | 1 | 1 | 1 | 1 | 2 | 2 | 2 | 1 | 1 | 3 | 1 | 1 | 2 | 1 | 3 | 2 | 3 | 4+ | 5 | 1
PG&E KERN | Tupman | 115 | Solar |  |  | 0 | 0 | 0 | 0 | 0 | 0 | 0 | 0 | 0 | 5 | 2 | 5 | 2 |  | 1 | 1 | 1 | 1 | 1 | 1 | 1 | 1 | 1 | 2 | 2 | 1 | 1 | 1 | 1 | 2 | 1 | 1 | 4+ | 1 | 1
PG&E NGBA | Ukiah | 115 | Solar |  |  | 0 | 0 | 0 | 0 | 0 | 0 | 0 | 0 | 0 | 5 | 2 | 1 | 1 |  | 1 | 1 | 1 | 1 | 1 | 2 | 5 | 1 | 1 | 2 | 2 | 2 | 1 | 2 | 2 | 4 | 2 | 3 | 1 | 1 | 0
PG&E KERN | Union (Estrella) | 70 | Solar |  |  | 0 | 0 | 0 | 0 | 0 | 0 | 0 | 0 | 0 | 5 | 2 | 5 | 2 |  | 1 | 1 | 1 | 1 | 1 | 1 | 2 | 1 | 1 | 1 | 1 | 1 | 1 | 2 | 2 | 4 | 2 | 3 | 1 | 1 | 0
PG&E NGBA | Vaca Dixon | 115 | Solar |  |  | 0 | 0 | 0 | 0 | 0 | 0 | 0 | 0 | 0 | 5 | 2 | 1 | 1 |  | 3 | 1 | 2 | 3 | 2 | 2 | 2 | 1 | 1 | 1 | 1 | 1 | 1 | 2 | 1 | 1 | 1 | 3 | 1 | 1 | 0
PG&E NGBA | Vaca Dixon | 230 | Solar |  |  | 0 | 200 | 200 | 0 | 0 | 0 | 0 | 200 | 200 | 5 | 2 | 1 | 1 |  | 3 | 1 | 2 | 3 | 2 | 2 | 2 | 1 | 1 | 1 | 1 | 1 | 1 | 2 | 1 | 1 | 1 | 3 | 5- | 1 | 1
PG&E NGBA | Vaca Dixon | 500 | Solar |  |  | 0 | 300 | 300 | 0 | 0 | 0 | 0 | 300 | 300 | 5 | 2 | 1 | 1 |  | 3 | 2 | 2 | 3 | 2 | 2 | 2 | 1 | 1 | 1 | 1 | 1 | 1 | 2 | 1 | 1 | 1 | 3 | 5- | 1 | 1
PG&E NGBA | Vaca Dixon | 60 | Solar |  |  | 0 | 0 | 0 | 0 | 0 | 0 | 0 | 0 | 0 | 5 | 2 | 1 | 1 |  | 1 | 1 | 2 | 3 | 2 | 2 | 2 | 1 | 1 | 1 | 1 | 1 | 1 | 2 | 1 | 1 | 1 | 3 | 1 | 1 | 0
SCE Eastern | Valley (SCE) | 500 | Solar |  |  | 500 | 700 | 1200 | 0 | 0 | 0 | 500 | 700 | 1200 | 5 | 5 | 1 | 1 |  | 1 | 1 | 3 | 5 | 3 | 2 | 5 | 2 | 2 | 3 | 3 | 2 | 2 | 1 | 1 | 2 | 1 | 2 | 5- | 1 | 1
EOP | Valley (VEA) | 138 | Solar |  |  | 0 | 0 | 0 | 0 | 0 | 0 | 0 | 0 | 0 | 5 | 3 | 4 | 2 |  | 1 | 1 | 1 | N/A | N/A | 2 | N/A | N/A | N/A | N/A | N/A | N/A | N/A | 2 | 2 | 4 | 1 | 3 | 1 | 1 | 0
SDGE | Valley Center | 69 | Solar |  |  | 0 | 0 | 0 | 0 | 0 | 0 | 0 | 0 | 0 | 4 | 4 | 1 | 1 |  | 1 | 1 | 1 | 1 | 1 | 2 | 5 | 1 | 1 | 1 | 2 | 1 | 1 | 2 | 1 | 4 | 1 | 3 | 1 | 1 | 0
PG&E GBA | Valley Home | 115 | Solar |  |  | 0 | 100 | 100 | 0 | 0 | 0 | 0 | 100 | 100 | 5 | 5 | 1 | 1 |  | 1 | 3 | 1 | 1 | 1 | 1 | 2 | 1 | 1 | 1 | 2 | 1 | 1 | 1 | 1 | 4 | 2 | 1 | 5- | 1 | 1
PG&E GBA | Valley Springs | 230 | Solar |  |  | 0 | 0 | 0 | 0 | 0 | 0 | 0 | 0 | 0 | 5 | 2 | 1 | 1 |  | 1 | 1 | 1 | 1 | 1 | 1 | 3 | 4 | 1 | 1 | 5 | 2 | 1 | 2 | 1 | 4 | 1 | 3 | 1+ | 1 | 1
PG&E GBA | Valley Springs | 60 | Solar |  |  | 0 | 0 | 0 | 0 | 0 | 0 | 0 | 0 | 0 | 5 | 2 | 1 | 1 |  | 1 | 1 | 1 | 1 | 1 | 1 | 3 | 4 | 1 | 1 | 5 | 2 | 1 | 2 | 1 | 4 | 1 | 3 | 1 | 1 | 0
EOP | Valley Switch | 138 | Solar |  |  | 0 | 0 | 0 | 0 | 0 | 0 | 0 | 0 | 0 | 5 | 3 | 4 | 2 |  | 1 | 1 | 1 | N/A | N/A | 2 | N/A | N/A | N/A | N/A | N/A | N/A | N/A | 2 | 2 | 4 | 1 | 3 | 1+ | 1 | 1
EOP | Valley Switch | 230 | Solar |  |  | 0 | 0 | 0 | 0 | 0 | 0 | 0 | 0 | 0 | 5 | 3 | 4 | 2 |  | 1 | 1 | 1 | N/A | N/A | 2 | N/A | N/A | N/A | N/A | N/A | N/A | N/A | 2 | 2 | 4 | 1 | 3 | 1+ | 1 | 1
PG&E GBA | Vasco | 230 | Solar |  |  | 0 | 0 | 0 | 0 | 0 | 0 | 0 | 0 | 0 | 5 | 2 | 1 | 1 |  | 1 | 1 | 1 | 1 | 1 | 2 | 5 | 2 | 2 | 3 | 4 | 1 | 1 | 2 | 1 | 3 | 1 | 3 | 1 | 1 | 0
PG&E GBA | Vasona | 230 | Solar |  |  | 0 | 0 | 0 | 0 | 0 | 0 | 0 | 0 | 0 | 1 | 1 | 1 | 1 |  | 1 | 1 | 1 | 1 | 1 | 2 | 1 | 2 | 1 | 3 | 5 | 1 | 1 | 2 | 1 | 4 | 2 | 3 | 1 | 1 | 0
SCE Northern | Vestal | 230 | Solar |  |  | 200 | 50 | 250 | 0 | 50 | 50 | 200 | 0 | 200 | 5 | 5 | 1 | 1 |  | 1 | 1 | 1 | 1 | 1 | 1 | 2 | 1 | 1 | 1 | 1 | 1 | 1 | 1 | 1 | 4 | 1 | 1 | 2- | 4 | 1
SCE Northern | Vestal | 66 | Solar |  |  | 0 | 0 | 0 | 0 | 0 | 0 | 0 | 0 | 0 | 5 | 5 | 1 | 1 |  | 1 | 1 | 1 | 1 | 1 | 1 | 2 | 1 | 1 | 1 | 1 | 1 | 1 | 1 | 1 | 4 | 1 | 1 | 1 | 1 | 0
SCE NOL | Victor | 115 | Solar |  |  | 154 | 0 | 154 | 0 | 0 | 0 | 154 | 0 | 154 | 3 | 3 | 1 | 1 | 3 | 1 | 3 | 1 | 3 | 1 | 2 | 1 | 1 | 1 | 1 | 2 | 1 | 1 | 2 | 1 | 3 | 1 | 2 | 5- | 1 | 1
SCE NOL | Victor | 230 | Solar |  |  | 0 | 0 | 0 | 0 | 0 | 0 | 0 | 0 | 0 | 3 | 3 | 1 | 1 | 4 | 1 | 1 | 1 | 3 | 1 | 2 | 1 | 1 | 1 | 1 | 2 | 1 | 1 | 2 | 1 | 3 | 1 | 2 | 4+ | 1 | 1
SCE Metro | Viejo | 230 | Solar |  |  | 0 | 0 | 0 | 0 | 0 | 0 | 0 | 0 | 0 | 1 | 1 | 1 | 1 |  | 1 | 1 | 1 | 1 | 1 | 2 | 5 | 1 | 1 | 2 | 3 | 2 | 1 | 1 | 1 | 3 | 1 | 2 | 2+ | 1 | 1
PG&E GBA | Vierra | 115 | Solar |  |  | 0 | 0 | 0 | 0 | 0 | 0 | 0 | 0 | 0 | 5 | 5 | 1 | 1 |  | 1 | 2 | 1 | 1 | 2 | 1 | 1 | 1 | 1 | 1 | 1 | 1 | 1 | 1 | 1 | 1 | 2 | 1 | 4+ | 1 | 1
SCE Metro | Villa Park | 230 | Solar |  |  | 0 | 0 | 0 | 0 | 0 | 0 | 0 | 0 | 0 | 1 | 1 | 1 | 1 |  | 1 | 1 | 1 | 1 | 1 | 2 | 5 | 2 | 1 | 1 | 3 | 1 | 1 | 1 | 1 | 2 | 1 | 2 | 1 | 1 | 0
SCE Northern | Vincent | 230 | Solar |  |  | 0 | 0 | 0 | 0 | 0 | 0 | 0 | 0 | 0 | 1 | 1 | 1 | 1 | 4 | 1 | 2 | 4 | 5 | 5 | 2 | 2 | 2 | 3 | 3 | 4 | 3 | 2 | 2 | 1 | 4 | 1 | 3 | 4+ | 4 | 1
SCE Northern | Vincent | 500 | Solar |  |  | 2050 | 0 | 2050 | 0 | 0 | 0 | 2050 | 0 | 2050 | 1 | 1 | 1 | 1 | 5 | 1 | 2 | 4 | 5 | 5 | 2 | 2 | 2 | 3 | 3 | 4 | 3 | 2 | 2 | 1 | 4 | 1 | 3 | 5- | 1 | 1
PG&E GBA | Vineyard | 230 | Solar |  |  | 0 | 0 | 0 | 0 | 0 | 0 | 0 | 0 | 0 | 5 | 2 | 1 | 1 |  | 1 | 1 | 1 | 1 | 1 | 2 | 5 | 2 | 1 | 2 | 3 | 1 | 1 | 2 | 1 | 2 | 1 | 3 | 4+ | 1 | 1
SDGE | Vineyard | 69 | Solar |  |  | 0 | 0 | 0 | 0 | 0 | 0 | 0 | 0 | 0 | 4 | 4 | 1 | 1 |  | 1 | 1 | 1 | 1 | 1 | 2 | 5 | 2 | 1 | 2 | 3 | 1 | 1 | 2 | 1 | 2 | 1 | 3 | 1 | 1 | 0
SCE Eastern | Vista (SCE) | 230 | Solar |  |  | 300 | 0 | 300 | 0 | 0 | 0 | 300 | 0 | 300 | 5 | 5 | 1 | 1 |  | 1 | 1 | 5 | 5 | 4 | 2 | 5 | 2 | 3 | 4 | 5 | 2 | 2 | 1 | 1 | 2 | 1 | 1 | 5- | 1 | 1
EOP | Vista (VEA) | 138 | Solar |  |  | 0 | 0 | 0 | 0 | 0 | 0 | 0 | 0 | 0 | 5 | 3 | 4 | 2 |  | 1 | 1 | 1 | N/A | N/A | 2 | N/A | N/A | N/A | N/A | N/A | N/A | N/A | 2 | 2 | 4 | 1 | 3 | 1 | 1 | 0
EOP | Vista (VEA) | 230 | Solar |  |  | 0 | 0 | 0 | 0 | 0 | 0 | 0 | 0 | 0 | 5 | 3 | 4 | 2 |  | 1 | 1 | 1 | N/A | N/A | 2 | N/A | N/A | N/A | N/A | N/A | N/A | N/A | 2 | 2 | 4 | 1 | 3 | 1 | 5 | 1
PG&E FRESNO | Wahtoke | 115 | Solar |  |  | 0 | 0 | 0 | 0 | 0 | 0 | 0 | 0 | 0 | 5 | 2 | 5 | 2 |  | 1 | 1 | 1 | 1 | 2 | 1 | 1 | 1 | 1 | 1 | 1 | 1 | 1 | 1 | 1 | 3 | 2 | 1 | 4+ | 1 | 1
SCE Northern | Wakefield | 66 | Solar |  |  | 200 | 0 | 200 | 0 | 0 | 0 | 200 | 0 | 200 | 5 | 2 | 4 | 2 |  | 1 | 5 | 1 | 1 | 1 | 2 | 1 | 1 | 1 | 1 | 1 | 1 | 1 | 2 | 1 | 4 | 1 | 3 | 5- | 1 | 1
SCE Metro | Walnut | 230 | Solar |  |  | 0 | 0 | 0 | 0 | 0 | 0 | 0 | 0 | 0 | 1 | 1 | 1 | 1 |  | 1 | 1 | 1 | 1 | 1 | 2 | 5 | 2 | 1 | 1 | 2 | 2 | 1 | 1 | 1 | 1 | 1 | 1 | 2+ | 1 | 1
SCE Northern | Warne | 230 | Solar |  |  | 0 | 0 | 0 | 0 | 0 | 0 | 0 | 0 | 0 | 5 | 2 | 4 | 2 |  | 1 | 1 | 1 | 1 | 1 | 2 | 5 | 3 | 1 | 1 | 5 | 2 | 1 | 1 | 1 | 4 | 1 | 3 | 1 | 1 | 0
PG&E GBA | Warnerville | 230 | Solar |  |  | 0 | 0 | 0 | 0 | 0 | 0 | 0 | 0 | 0 | 5 | 2 | 5 | 2 |  | 1 | 1 | 1 | 1 | 1 | 2 | 2 | 2 | 1 | 1 | 3 | 1 | 1 | 1 | 1 | 3 | 2 | 2 | 1 | 1 | 0
PG&E FRESNO | Waukena | 115 | Solar |  |  | 0 | 0 | 0 | 0 | 0 | 0 | 0 | 0 | 0 | 5 | 2 | 5 | 2 |  | 1 | 1 | 1 | 1 | 1 | 1 | 1 | 1 | 1 | 1 | 1 | 1 | 1 | 1 | 1 | 4 | 2 | 1 | 1 | 1 | 0
PG&E GBA | Weber | 230 | Solar |  |  | 0 | 0 | 0 | 0 | 0 | 0 | 0 | 0 | 0 | 5 | 2 | 1 | 1 |  | 1 | 1 | 1 | 1 | 2 | 1 | 1 | 1 | 1 | 1 | 1 | 1 | 1 | 1 | 1 | 3 | 2 | 1 | 4+ | 1 | 1
PG&E GBA | Weber | 60 | Solar |  |  | 0 | 0 | 0 | 0 | 0 | 0 | 0 | 0 | 0 | 5 | 2 | 1 | 1 |  | 1 | 3 | 1 | 1 | 2 | 1 | 1 | 1 | 1 | 1 | 1 | 1 | 1 | 1 | 1 | 3 | 2 | 1 | 1 | 1 | 0
PG&E FRESNO | West Fresno | 115 | Solar |  |  | 0 | 0 | 0 | 0 | 0 | 0 | 0 | 0 | 0 | 5 | 2 | 5 | 2 |  | 1 | 1 | 1 | 1 | 2 | 1 | 1 | 1 | 1 | 1 | 1 | 1 | 1 | 1 | 1 | 2 | 2 | 1 | 1 | 1 | 0
PG&E FRESNO | Westley | 230 | Solar |  |  | 0 | 0 | 0 | 0 | 0 | 0 | 0 | 0 | 0 | 1 | 1 | 1 | 1 |  | 1 | 1 | 1 | 1 | 1 | 1 | 3 | 3 | 1 | 1 | 3 | 1 | 1 | 1 | 1 | 4 | 2 | 1 | 1+ | 1 | 1
PG&E KERN | Westpark | 115 | Solar |  |  | 0 | 0 | 0 | 0 | 0 | 0 | 0 | 0 | 0 | 5 | 2 | 5 | 2 |  | 1 | 1 | 1 | 1 | 1 | 1 | 1 | 1 | 1 | 1 | 1 | 1 | 1 | 1 | 1 | 3 | 1 | 1 | 2+ | 1 | 1
PG&E KERN | Wheeler Ridge | 230 | Solar |  |  | 500 | 0 | 500 | 0 | 0 | 0 | 500 | 0 | 500 | 5 | 5 | 5 | 2 | 1 | 1 | 1 | 2 | 2 | 2 | 1 | 1 | 1 | 1 | 1 | 1 | 1 | 1 | 1 | 1 | 4 | 1 | 1 | 5- | 3 | 1
PG&E KERN | Wheeler Ridge | 115 | Solar |  |  | 0 | 0 | 0 | 0 | 0 | 0 | 0 | 0 | 0 | 5 | 2 | 5 | 2 |  | 1 | 1 | 2 | 2 | 2 | 1 | 1 | 1 | 1 | 1 | 1 | 1 | 1 | 1 | 1 | 4 | 1 | 1 | 1 | 1 | 0
PG&E KERN | Wheeler Ridge | 70 | Solar |  |  | 0 | 0 | 0 | 0 | 0 | 0 | 0 | 0 | 0 | 5 | 5 | 5 | 2 |  | 1 | 4 | 2 | 2 | 2 | 1 | 1 | 1 | 1 | 1 | 1 | 1 | 1 | 1 | 1 | 4 | 1 | 1 | 1 | 1 | 0
SCE Northern | Whirlwind | 230 | Solar |  |  | 1400 | 188 | 1588 | 44 | 188 | 232 | 1356 | 0 | 1356 | 5 | 5 | 1 | 1 | 5 | 1 | 3 | 2 | 5 | 1 | 2 | 1 | 2 | 2 | 2 | 2 | 2 | 1 | 2 | 1 | 4 | 1 | 3 | 5- | 1 | 1
SCE Northern | Whirlwind | 500 | Solar |  |  | 1247 | 0 | 1247 | 0 | 0 | 0 | 1247 | 0 | 1247 | 5 | 5 | 1 | 1 | 5 | 1 | 1 | 2 | 5 | 1 | 2 | 1 | 2 | 2 | 2 | 2 | 2 | 1 | 2 | 1 | 4 | 1 | 3 | 5- | 1 | 1
PG&E GBA | Whisman | 115 | Solar |  |  | 0 | 0 | 0 | 0 | 0 | 0 | 0 | 0 | 0 | 1 | 1 | 1 | 1 |  | 1 | 1 | 1 | 1 | 1 | 2 | 1 | 2 | 2 | 3 | 4 | 1 | 1 | 2 | 1 | 2 | 2 | 2 | 2+ | 1 | 1
SCE Eastern | Wildlife | 230 | Solar |  |  | 0 | 0 | 0 | 0 | 0 | 0 | 0 | 0 | 0 | 5 | 5 | 1 | 1 |  | 1 | 1 | 1 | 1 | 1 | 2 | 2 | 1 | 1 | 1 | 1 | 1 | 1 | 1 | 1 | 1 | 1 | 1 | 1 | 1 | 0
PG&E FRESNO | Wilson | 115 | Solar |  |  | 0 | 0 | 0 | 0 | 0 | 0 | 0 | 0 | 0 | 5 | 2 | 5 | 2 |  | 3 | 1 | 1 | 1 | 1 | 1 | 2 | 2 | 2 | 2 | 3 | 1 | 1 | 1 | 1 | 4 | 2 | 1 | 1 | 1 | 0
PG&E FRESNO | Wilson | 230 | Solar |  |  | 0 | 0 | 0 | 0 | 0 | 0 | 0 | 0 | 0 | 5 | 2 | 5 | 2 |  | 3 | 1 | 1 | 1 | 1 | 1 | 2 | 2 | 2 | 2 | 3 | 1 | 1 | 1 | 1 | 4 | 2 | 1 | 1 | 1 | 0
SCE Northern | Windhub | 230 | Solar |  |  | 0 | 1020 | 1020 | 0 | 1020 | 1020 | 0 | 0 | 0 | 5 | 5 | 1 | 1 | 4 | 1 | 2 | 1 | 2 | 1 | 2 | 3 | 1 | 1 | 1 | 2 | 1 | 1 | 2 | 1 | 4 | 1 | 2 | 4+ | 4 | 1
SCE Northern | Windhub | 500 | Solar |  |  | 153 | 0 | 153 | 153 | 0 | 153 | 0 | 0 | 0 | 5 | 5 | 1 | 1 | 5 | 4 | 4 | 1 | 2 | 1 | 2 | 3 | 1 | 1 | 1 | 2 | 1 | 1 | 2 | 1 | 4 | 1 | 2 | 4+ | 4 | 1
PG&E GBA | Windmaster | 230 | Solar |  |  | 0 | 0 | 0 | 0 | 0 | 0 | 0 | 0 | 0 | 5 | 2 | 1 | 1 |  | 1 | 1 | 1 | 1 | 1 | 2 | 3 | 2 | 1 | 2 | 2 | 1 | 1 | 2 | 1 | 2 | 1 | 2 | 1 | 1 | 0
PG&E NGBA | Windsor | 60 | Solar |  |  | 0 | 0 | 0 | 0 | 0 | 0 | 0 | 0 | 0 | 5 | 2 | 1 | 1 |  | 1 | 1 | 1 | 1 | 1 | 2 | 2 | 1 | 2 | 2 | 2 | 1 | 1 | 1 | 1 | 2 | 1 | 2 | 2+ | 1 | 1
PG&E NGBA | Woodland | 115 | Solar |  |  | 0 | 12 | 12 | 0 | 12 | 12 | 0 | 0 | 0 | 5 | 5 | 3 | 3 |  | 1 | 1 | 1 | 1 | 2 | 2 | 1 | 2 | 1 | 1 | 2 | 1 | 1 | 2 | 1 | 4 | 2 | 3 | 4+ | 1 | 1
PG&E FRESNO | Woodward | 115 | Solar |  |  | 0 | 0 | 0 | 0 | 0 | 0 | 0 | 0 | 0 | 5 | 2 | 5 | 2 |  | 1 | 1 | 1 | 1 | 1 | 1 | 3 | 2 | 2 | 2 | 3 | 1 | 1 | 1 | 1 | 2 | 2 | 2 | 2+ | 1 | 1
PG&E NGBA | Wyandotte | 115 | Solar |  |  | 0 | 0 | 0 | 0 | 0 | 0 | 0 | 0 | 0 | 5 | 2 | 1 | 1 |  | 1 | 1 | 1 | 1 | 1 | 2 | 3 | 3 | 1 | 1 | 4 | 1 | 1 | 2 | 1 | 2 | 2 | 2 | 4+ | 1 | 1
PG&E KERN | 7th Standard | 115 | Battery |  |  | 0 | 0 | 0 | 0 | 0 | 0 | 0 | 0 | 0 | 5 | 2 | 5 | 2 |  |  | 2 | [11 empty] | 1 | 1 | 3 | 1 | 2 | 1 | 1 | 0
SCE Metro | Alamitos | 230 | Battery |  |  | 82 | 188 | 270 | 82 | 0 | 82 | 0 | 188 | 188 | 1 | 1 | 1 | 1 |  |  | 1 | [11 empty] | 1 | 1 | 1 | 1 | 1 | 3+ | 1 | 1
SCE Eastern | Alberhill | 115 | Battery |  |  | 0 | 0 | 0 | 0 | 0 | 0 | 0 | 0 | 0 | 5 | 5 | 1 | 1 |  |  | 5 | [11 empty] | 1 | 1 | 4 | 1 | 1 | 1 | 1 | 0
SCE Eastern | Alberhill | 500 | Battery |  |  | 0 | 0 | 0 | 0 | 0 | 0 | 0 | 0 | 0 | 5 | 5 | 1 | 1 |  |  | 1 | [11 empty] | 1 | 1 | 4 | 1 | 1 | 1+ | 1 | 1
PG&E GBA | Alhambra | 115 | Battery |  |  | 0 | 0 | 0 | 0 | 0 | 0 | 0 | 0 | 0 | 5 | 2 | 1 | 1 |  |  | 1 | [11 empty] | 2 | 1 | 2 | 1 | 2 | 1 | 1 | 0
PG&E FRESNO | Alpaugh | 115 | Battery |  |  | 0 | 0 | 0 | 0 | 0 | 0 | 0 | 0 | 0 | 5 | 2 | 5 | 2 | 3 |  | 1 | [11 empty] | 1 | 1 | 3 | 1 | 1 | 2+ | 4 | 1
SDGE | Alpine | 69 | Battery |  |  | 6 | 0 | 6 | 6 | 0 | 6 | 0 | 0 | 0 | 4 | 4 | 1 | 1 |  |  | 3 | [11 empty] | 2 | 1 | 4 | 1 | 3 | 2+ | 1 | 1
PG&E GBA | Altamont Midway (Sandhill) | 230 | Battery |  |  | 0 | 0 | 0 | 0 | 0 | 0 | 0 | 0 | 0 | 5 | 2 | 1 | 1 |  |  | 1 | [11 empty] | 2 | 1 | 2 | 1 | 3 | 1 | 1 | 0
SCE Northern | Antelope | 66 | Battery |  |  | 0 | 0 | 0 | 0 | 0 | 0 | 0 | 0 | 0 | 5 | 5 | 1 | 1 |  |  | 1 | [11 empty] | 2 | 1 | 4 | 1 | 3 | 4+ | 1 | 1
SCE Northern | Antelope | 230 | Battery |  |  | 0 | 150 | 150 | 0 | 0 | 0 | 0 | 150 | 150 | 5 | 5 | 1 | 1 | 4 |  | 2 | [11 empty] | 2 | 1 | 4 | 1 | 3 | 4+ | 1 | 1
SCE Northern | Antelope | 500 | Battery |  |  | 0 | 160 | 160 | 0 | 0 | 0 | 0 | 160 | 160 | 5 | 5 | 1 | 1 |  |  | 1 | [11 empty] | 2 | 1 | 4 | 1 | 3 | 5- | 1 | 1
PG&E NGBA | Arcata | 60 | Battery |  |  | 2.5 | 0 | 2.5 | 2.5 | 0 | 2.5 | 0 | 0 | 0 | 5 | 2 | 1 | 1 |  |  | 3 | [11 empty] | 2 | 2 | 4 | 2 | 3 | 1 | 1 | 1
PG&E KERN | Arco | 230 | Battery |  |  | 0 | 0 | 0 | 0 | 0 | 0 | 0 | 0 | 0 | 5 | 2 | 5 | 2 | 3 |  | 2 | [11 empty] | 1 | 1 | 4 | 1 | 1 | 4+ | 4 | 1
PG&E KERN | Arco | 70 | Battery |  |  | 2 | 0 | 2 | 2 | 0 | 2 | 0 | 0 | 0 | 5 | 2 | 5 | 2 |  |  | 4 | [11 empty] | 1 | 1 | 4 | 1 | 1 | 2+ | 1 | 1
SCE Metro | ArcoGen | 230 | Battery |  |  | 0 | 920 | 920 | 0 | 0 | 0 | 0 | 920 | 920 | 1 | 1 | 1 | 1 |  |  | 1 | [11 empty] | 1 | 1 | 1 | 1 | 1 | 5- | 1 | 1
SDGE | Artesian | 230 | Battery |  |  | 0 | 0 | 0 | 0 | 0 | 0 | 0 | 0 | 0 | 4 | 4 | 1 | 1 |  |  | 1 | [11 empty] | 2 | 1 | 2 | 1 | 3 | 1 | 1 | 0
SDGE | Artesian | 69 | Battery |  |  | 0 | 0 | 0 | 0 | 0 | 0 | 0 | 0 | 0 | 4 | 4 | 1 | 1 |  |  | 1 | [11 empty] | 2 | 1 | 2 | 1 | 3 | 1 | 1 | 0
PG&E FRESNO | Ashlan | 230 | Battery |  |  | 0 | 0 | 0 | 0 | 0 | 0 | 0 | 0 | 0 | 5 | 2 | 5 | 2 |  |  | 1 | [11 empty] | 1 | 1 | 2 | 2 | 1 | 1 | 1 | 0
PG&E NGBA | Atlantic | 115 | Battery |  |  | 0 | 0 | 0 | 0 | 0 | 0 | 0 | 0 | 0 | 5 | 2 | 1 | 1 |  |  | 1 | [11 empty] | 2 | 1 | 2 | 2 | 3 | 1 | 1 | 0
PG&E NGBA | Atlantic | 230 | Battery |  |  | 0 | 0 | 0 | 0 | 0 | 0 | 0 | 0 | 0 | 5 | 2 | 1 | 1 |  |  | 1 | [11 empty] | 2 | 1 | 2 | 2 | 3 | 1 | 1 | 0
PG&E NGBA | Atlantic | 60 | Battery |  |  | 0 | 0 | 0 | 0 | 0 | 0 | 0 | 0 | 0 | 5 | 2 | 1 | 1 |  |  | 1 | [11 empty] | 2 | 1 | 2 | 2 | 3 | 1 | 1 | 0
PG&E FRESNO | Atwater | 115 | Battery |  |  | 0 | 0 | 0 | 0 | 0 | 0 | 0 | 0 | 0 | 5 | 2 | 5 | 2 |  |  | 1 | [11 empty] | 1 | 1 | 2 | 2 | 1 | 4+ | 1 | 1
PG&E GBA | Avena | 115 | Battery |  |  | 0 | 0 | 0 | 0 | 0 | 0 | 0 | 0 | 0 | 5 | 5 | 1 | 1 |  |  | 3 | [11 empty] | 1 | 1 | 3 | 2 | 1 | 1 | 1 | 0
SDGE | Avocado | 69 | Battery |  |  | 0 | 0 | 0 | 0 | 0 | 0 | 0 | 0 | 0 | 4 | 4 | 1 | 1 |  |  | 1 | [11 empty] | 2 | 1 | 3 | 1 | 3 | 4+ | 5 | 1
PG&E NGBA | Bahia | 230 | Battery |  |  | 0 | 0 | 0 | 0 | 0 | 0 | 0 | 0 | 0 | 5 | 2 | 1 | 1 |  |  | 1 | [11 empty] | 2 | 1 | 1 | 1 | 2 | 1 | 1 | 0
SCE Northern | Bailey | 230 | Battery |  |  | 0 | 0 | 0 | 0 | 0 | 0 | 0 | 0 | 0 | 5 | 2 | 4 | 2 |  |  | 1 | [11 empty] | 1 | 1 | 4 | 1 | 3 | 1 | 1 | 0
SCE NOL | Baker | 115 | Battery |  |  | 0 | 0 | 0 | 0 | 0 | 0 | 0 | 0 | 0 | 4 | 4 | 1 | 1 |  |  | 1 | [11 empty] | 2 | 2 | 4 | 1 | 1 | 1 | 1 | 0
PG&E KERN | Bakersfield | 230 | Battery |  |  | 0 | 0 | 0 | 0 | 0 | 0 | 0 | 0 | 0 | 5 | 2 | 5 | 2 |  |  | 1 | [11 empty] | 1 | 1 | 3 | 1 | 1 | 1 | 1 | 0
PG&E FRESNO | Balch | 230 | Battery |  |  | 0 | 0 | 0 | 0 | 0 | 0 | 0 | 0 | 0 | 5 | 2 | 5 | 2 |  |  | 1 | [11 empty] | 1 | 1 | 4 | 2 | 3 | 1 | 1 | 0
SCE Eastern | Bannister | 230 | Battery |  |  | 0 | 0 | 0 | 0 | 0 | 0 | 0 | 0 | 0 | 5 | 5 | 4 | 4 |  |  | 1 | [11 empty] | 2 | 1 | 2 | 2 | 1 | 2+ | 1 | 1
SCE Metro | Barre | 230 | Battery |  |  | 0 | 935 | 935 | 0 | 0 | 0 | 0 | 935 | 935 | 1 | 1 | 1 | 1 |  |  | 1 | [11 empty] | 1 | 1 | 1 | 1 | 1 | 5- | 1 | 1
SDGE | Bay Boulevard | 69 | Battery |  |  | 0 | 0 | 0 | 0 | 0 | 0 | 0 | 0 | 0 | 4 | 4 | 1 | 1 |  |  | 1 | [11 empty] | 2 | 1 | 2 | 1 | 1 | 1 | 1 | 0
SDGE | Bay Boulevard | 230 | Battery |  |  | 0 | 0 | 0 | 0 | 0 | 0 | 0 | 0 | 0 | 4 | 4 | 1 | 1 |  |  | 1 | [11 empty] | 2 | 1 | 2 | 1 | 1 | 1 | 1 | 0
EOP | Beatty | 138 | Battery |  |  | 0 | 0 | 0 | 0 | 0 | 0 | 0 | 0 | 0 | 5 | 3 | 4 | 2 |  |  | 1 | [11 empty] | 2 | 2 | 4 | 1 | 3 | 1 | 1 | 0
EOP | Beatty | 230 | Battery |  |  | 0 | 170 | 170 | 0 | 0 | 0 | 0 | 170 | 170 | 5 | 3 | 4 | 2 |  |  | 2 | [11 empty] | 2 | 2 | 4 | 1 | 3 | 4+ | 1 | 1
PG&E NGBA | Belden | 230 | Battery |  |  | 0 | 0 | 0 | 0 | 0 | 0 | 0 | 0 | 0 | 5 | 5 | 3 | 3 |  |  | 1 | [11 empty] | 2 | 2 | 4 | 1 | 3 | 1 | 1 | 0
PG&E NGBA | Bell | 115 | Battery |  |  | 0 | 0 | 0 | 0 | 0 | 0 | 0 | 0 | 0 | 5 | 2 | 1 | 1 |  |  | 1 | [11 empty] | 2 | 1 | 4 | 2 | 3 | 1 | 1 | 0
PG&E NGBA | Bellevue | 115 | Battery |  |  | 0 | 0 | 0 | 0 | 0 | 0 | 0 | 0 | 0 | 5 | 2 | 1 | 1 |  |  | 1 | [11 empty] | 2 | 1 | 2 | 2 | 2 | 1 | 1 | 0
PG&E GBA | Bellota | 115 | Battery |  |  | 0 | 0 | 0 | 0 | 0 | 0 | 0 | 0 | 0 | 5 | 5 | 1 | 1 | 3 |  | 1 | [11 empty] | 1 | 1 | 4 | 2 | 3 | 2+ | 1 | 1
PG&E GBA | Bellota | 230 | Battery |  |  | 0 | 0 | 0 | 0 | 0 | 0 | 0 | 0 | 0 | 5 | 2 | 1 | 1 | 3 |  | 5 | [11 empty] | 1 | 1 | 4 | 2 | 3 | 1+ | 1 | 1
SCE Northern | Big Creek | 230 | Battery |  |  | 0 | 0 | 0 | 0 | 0 | 0 | 0 | 0 | 0 | 5 | 5 | 1 | 1 |  |  | 1 | [11 empty] | 1 | 1 | 4 | 2 | 3 | 1 | 1 | 0
PG&E FRESNO | Biola | 70 | Battery |  |  | 0 | 0 | 0 | 0 | 0 | 0 | 0 | 0 | 0 | 5 | 2 | 5 | 2 |  |  | 1 | [11 empty] | 1 | 1 | 4 | 2 | 1 | 1 | 1 | 0
PG&E GBA | Birds Landing | 230 | Battery |  |  | 0 | 0 | 0 | 0 | 0 | 0 | 0 | 0 | 0 | 5 | 2 | 1 | 1 | 3 |  | 2 | [11 empty] | 2 | 1 | 4 | 1 | 1 | 4+ | 4 | 1
SCE Northern | Bliss | 66 | Battery |  |  | 0 | 0 | 0 | 0 | 0 | 0 | 0 | 0 | 0 | 5 | 5 | 1 | 1 |  |  | 1 | [11 empty] | 1 | 1 | 4 | 1 | 1 | 1 | 1 | 0
SCE Eastern | Blythe | 161 | Battery |  |  | 160 | 0 | 160 | 160 | 0 | 160 | 0 | 0 | 0 | 5 | 4 | 4 | 4 | 3 |  | 4 | [11 empty] | 2 | 2 | 2 | 1 | 1 | 4+ | 1 | 1
PG&E NGBA | Bogue | 115 | Battery |  |  | 0 | 0 | 0 | 0 | 0 | 0 | 0 | 0 | 0 | 5 | 2 | 1 | 1 |  |  | 1 | [11 empty] | 2 | 2 | 2 | 1 | 2 | 1 | 1 | 0
PG&E FRESNO | Borden | 230 | Battery |  |  | 0 | 0 | 0 | 0 | 0 | 0 | 0 | 0 | 0 | 5 | 2 | 5 | 2 | 1 |  | 1 | [11 empty] | 1 | 1 | 4 | 2 | 1 | 2+ | 5 | 1
PG&E FRESNO | Borden | 70 | Battery |  |  | 0 | 0 | 0 | 0 | 0 | 0 | 0 | 0 | 0 | 5 | 2 | 5 | 2 |  |  | 1 | [11 empty] | 1 | 1 | 4 | 2 | 1 | 1 | 1 | 0
SDGE | Boulevard East | 138 | Battery |  |  | 0 | 0 | 0 | 0 | 0 | 0 | 0 | 0 | 0 | 4 | 4 | 1 | 1 | 1 |  | 4 | [11 empty] | 2 | 1 | 4 | 1 | 3 | 4+ | 1 | 1
SDGE | Boulevard East | 69 | Battery |  |  | 17.4 | 0 | 17.4 | 17.4 | 0 | 17.4 | 0 | 0 | 0 | 4 | 4 | 1 | 1 |  |  | 3 | [11 empty] | 2 | 1 | 4 | 1 | 3 | 4+ | 5 | 1
PG&E GBA | Brentwood | 230 | Battery |  |  | 0 | 0 | 0 | 0 | 0 | 0 | 0 | 0 | 0 | 5 | 2 | 1 | 1 |  |  | 2 | [11 empty] | 2 | 1 | 4 | 1 | 3 | 1+ | 4 | 1
PG&E NGBA | Bridgeville | 115 | Battery |  |  | 0 | 0 | 0 | 0 | 0 | 0 | 0 | 0 | 0 | 5 | 2 | 1 | 1 |  |  | 1 | [11 empty] | 2 | 2 | 4 | 2 | 3 | 1 | 1 | 0
PG&E NGBA | Brighton | 115 | Battery |  |  | 0 | 0 | 0 | 0 | 0 | 0 | 0 | 0 | 0 | 5 | 2 | 1 | 1 |  |  | 1 | [11 empty] | 2 | 1 | 2 | 2 | 1 | 1 | 1 | 0
PG&E NGBA | Brighton | 230 | Battery |  |  | 0 | 0 | 0 | 0 | 0 | 0 | 0 | 0 | 0 | 5 | 2 | 1 | 1 |  |  | 1 | [11 empty] | 2 | 1 | 2 | 2 | 1 | 1 | 1 | 0
PG&E NGBA | Brunswick | 115 | Battery |  |  | 0 | 0 | 0 | 0 | 0 | 0 | 0 | 0 | 0 | 5 | 2 | 1 | 1 |  |  | 1 | [11 empty] | 2 | 1 | 4 | 1 | 3 | 1 | 1 | 0
PG&E NGBA | Bucks Creek | 230 | Battery |  |  | 0 | 0 | 0 | 0 | 0 | 0 | 0 | 0 | 0 | 5 | 5 | 3 | 3 |  |  | 1 | [11 empty] | 2 | 2 | 4 | 1 | 3 | 1 | 1 | 0
PG&E KERN | Buena Vista | 230 | Battery |  |  | 0 | 0 | 0 | 0 | 0 | 0 | 0 | 0 | 0 | 5 | 2 | 5 | 2 |  |  | 1 | [11 empty] | 2 | 2 | 4 | 2 | 1 | 1 | 1 | 0
PG&E FRESNO | Bullard | 115 | Battery |  |  | 0 | 0 | 0 | 0 | 0 | 0 | 0 | 0 | 0 | 5 | 2 | 5 | 2 |  |  | 1 | [11 empty] | 1 | 1 | 1 | 2 | 2 | 1 | 1 | 0
PG&E GBA | Burlingame | 115 | Battery |  |  | 0 | 0 | 0 | 0 | 0 | 0 | 0 | 0 | 0 | 5 | 2 | 1 | 1 |  |  | 2 | [11 empty] | 2 | 1 | 3 | 1 | 2 | 1 | 1 | 0
PG&E NGBA | Burney Forest | 230 | Battery |  |  | 0 | 0 | 0 | 0 | 0 | 0 | 0 | 0 | 0 | 5 | 2 | 1 | 1 |  |  | 1 | [11 empty] | 2 | 2 | 4 | 2 | 3 | 1 | 1 | 0
PG&E NGBA | Butte | 115 | Battery |  |  | 0 | 0 | 0 | 0 | 0 | 0 | 0 | 0 | 0 | 5 | 2 | 1 | 1 |  |  | 1 | [11 empty] | 2 | 1 | 4 | 2 | 2 | 1 | 1 | 0
PG&E KERN | Cabrillo | 115 | Battery |  |  | 0 | 0 | 0 | 0 | 0 | 0 | 0 | 0 | 0 | 5 | 2 | 5 | 2 |  |  | 1 | [11 empty] | 2 | 2 | 4 | 1 | 3 | 1 | 1 | 0
PG&E FRESNO | Cal Flats | 230 | Battery |  |  | 0 | 0 | 0 | 0 | 0 | 0 | 0 | 0 | 0 | 5 | 2 | 5 | 2 |  |  | 1 | [11 empty] | 2 | 2 | 4 | 2 | 2 | 1 | 1 | 0
SCE NOL | Calcite | 230 | Battery |  |  | 0 | 0 | 0 | 0 | 0 | 0 | 0 | 0 | 0 | 5 | 5 | 1 | 1 | 3 |  | 1 | [11 empty] | 2 | 1 | 4 | 1 | 3 | 4+ | 5 | 1
PG&E KERN | Caliente | 230 | Battery |  |  | 0 | 0 | 0 | 0 | 0 | 0 | 0 | 0 | 0 | 5 | 2 | 5 | 2 | 1 |  | 1 | [11 empty] | 2 | 1 | 4 | 2 | 2 | 2+ | 1 | 1
PG&E FRESNO | California Ave | 115 | Battery |  |  | 0 | 0 | 0 | 0 | 0 | 0 | 0 | 0 | 0 | 5 | 2 | 5 | 2 |  |  | 1 | [11 empty] | 1 | 1 | 2 | 2 | 1 | 1 | 1 | 0
PG&E KERN | Callender | 115 | Battery |  |  | 0 | 0 | 0 | 0 | 0 | 0 | 0 | 0 | 0 | 5 | 2 | 5 | 2 |  |  | 1 | [11 empty] | 2 | 2 | 4 | 2 | 2 | 1 | 1 | 0
PG&E NGBA | Calpella | 115 | Battery |  |  | 0 | 0 | 0 | 0 | 0 | 0 | 0 | 0 | 0 | 5 | 2 | 1 | 1 |  |  | 1 | [11 empty] | 2 | 2 | 4 | 2 | 3 | 1 | 5 | 1
PG&E GBA | Camanche | 230 | Battery |  |  | 0 | 0 | 0 | 0 | 0 | 0 | 0 | 0 | 0 | 5 | 2 | 1 | 1 |  |  | 1 | [11 empty] | 1 | 1 | 4 | 2 | 3 | 4+ | 1 | 1
SDGE | Cameron | 69 | Battery |  |  | 0 | 0 | 0 | 0 | 0 | 0 | 0 | 0 | 0 | 4 | 4 | 1 | 1 |  |  | 1 | [11 empty] | 1 | 1 | 2 | 1 | 1 | 1 | 5 | 1
SDGE | Cannon | 69 | Battery |  |  | 0 | 0 | 0 | 0 | 0 | 0 | 0 | 0 | 0 | 4 | 4 | 1 | 1 |  |  | 1 | [11 empty] | 2 | 1 | 1 | 1 | 3 | 1 | 1 | 0
PG&E FRESNO | Cantua | 115 | Battery |  |  | 0 | 0 | 0 | 0 | 0 | 0 | 0 | 0 | 0 | 5 | 2 | 5 | 2 |  |  | 3 | [11 empty] | 1 | 1 | 4 | 2 | 1 | 1 | 1 | 0
SDGE | Capistrano | 138 | Battery |  |  | 0 | 25 | 25 | 0 | 0 | 0 | 0 | 25 | 25 | 1 | 1 | 1 | 1 |  |  | 1 | [11 empty] | 1 | 1 | 2 | 1 | 3 | 4+ | 4 | 1
SDGE | Capistrano | 230 | Battery |  |  | 0 | 25 | 25 | 0 | 0 | 0 | 0 | 25 | 25 | 1 | 1 | 1 | 1 |  |  | 5 | [11 empty] | 1 | 1 | 2 | 1 | 3 | 5- | 1 | 1
PG&E NGBA | Carberry | 230 | Battery |  |  | 0 | 0 | 0 | 0 | 0 | 0 | 0 | 0 | 0 | 5 | 2 | 1 | 1 |  |  | 1 | [11 empty] | 2 | 2 | 4 | 2 | 3 | 1 | 1 | 0
SCE Eastern | Cardiff | 66 | Battery |  |  | 0 | 0 | 0 | 0 | 0 | 0 | 0 | 0 | 0 | 5 | 5 | 1 | 1 |  |  | 1 | [11 empty] | 1 | 1 | 2 | 1 | 1 | 1 | 1 | 0
PG&E NGBA | Caribou | 60 | Battery |  |  | 0 | 0 | 0 | 0 | 0 | 0 | 0 | 0 | 0 | 5 | 2 | 1 | 1 |  |  | 1 | [11 empty] | 2 | 2 | 4 | 1 | 3 | 1 | 1 | 0
PG&E NGBA | Caribou | 115 | Battery |  |  | 0 | 0 | 0 | 0 | 0 | 0 | 0 | 0 | 0 | 5 | 2 | 1 | 1 |  |  | 1 | [11 empty] | 2 | 2 | 4 | 1 | 3 | 1 | 1 | 0
PG&E NGBA | Caribou | 230 | Battery |  |  | 0 | 0 | 0 | 0 | 0 | 0 | 0 | 0 | 0 | 5 | 2 | 1 | 1 |  |  | 1 | [11 empty] | 2 | 2 | 4 | 1 | 3 | 1 | 1 | 0
EOP | Carpenter Canyon (fka Gamebird) | 138 | Battery |  |  | 0 | 0 | 0 | 0 | 0 | 0 | 0 | 0 | 0 | 5 | 3 | 4 | 2 |  |  | 1 | [11 empty] | 2 | 2 | 4 | 1 | 3 | 1 | 1 | 0
EOP | Carpenter Canyon (fka Gamebird) | 230 | Battery |  |  | 0 | 36.5 | 36.5 | 0 | 0 | 0 | 0 | 36.5 | 36.5 | 5 | 3 | 4 | 2 |  |  | 5 | [11 empty] | 2 | 2 | 4 | 1 | 3 | 4+ | 5 | 1
PG&E NGBA | Carquinez | 115 | Battery |  |  | 0 | 0 | 0 | 0 | 0 | 0 | 0 | 0 | 0 | 5 | 2 | 1 | 1 |  |  | 1 | [11 empty] | 2 | 1 | 2 | 1 | 1 | 1 | 1 | 0
SDGE | Carrizo Gorge | 138 | Battery |  |  | 70 | 0 | 70 | 70 | 0 | 70 | 0 | 0 | 0 | 4 | 4 | 1 | 1 |  |  | 2 | [11 empty] | 2 | 1 | 4 | 1 | 3 | 4+ | 1 | 1
PG&E KERN | Carrizo Plains | 115 | Battery |  |  | 0 | 0 | 0 | 0 | 0 | 0 | 0 | 0 | 0 | 5 | 2 | 5 | 2 |  |  | 1 | [11 empty] | 2 | 1 | 4 | 2 | 2 | 1 | 1 | 0
PG&E KERN | Casaloma | 230 | Battery |  |  | 0 | 0 | 0 | 0 | 0 | 0 | 0 | 0 | 0 | 5 | 2 | 5 | 2 |  |  | 1 | [11 empty] | 1 | 1 | 3 | 1 | 1 | 1 | 1 | 0
PG&E GBA | Castro Valley | 230 | Battery |  |  | 0 | 0 | 0 | 0 | 0 | 0 | 0 | 0 | 0 | 5 | 2 | 1 | 1 |  |  | 1 | [11 empty] | 2 | 1 | 2 | 1 | 2 | 1 | 1 | 0
PG&E GBA | Cayetano | 230 | Battery |  |  | 0 | 0 | 0 | 0 | 0 | 0 | 0 | 0 | 0 | 5 | 2 | 1 | 1 |  |  | 1 | [11 empty] | 2 | 1 | 3 | 1 | 3 | 1 | 4 | 1
SCE Metro | Center | 230 | Battery |  |  | 0 | 1000 | 1000 | 0 | 0 | 0 | 0 | 1000 | 1000 | 1 | 1 | 1 | 1 |  |  | 2 | [11 empty] | 1 | 1 | 1 | 1 | 1 | 5- | 1 | 1
PG&E KERN | Charca | 115 | Battery |  |  | 0 | 0 | 0 | 0 | 0 | 0 | 0 | 0 | 0 | 5 | 2 | 5 | 2 |  |  | 1 | [11 empty] | 1 | 1 | 4 | 1 | 1 | 4+ | 1 | 1
EOP | Charleston | 138 | Battery |  |  | 0 | 0 | 0 | 0 | 0 | 0 | 0 | 0 | 0 | 5 | 3 | 4 | 2 |  |  | 1 | [11 empty] | 2 | 2 | 4 | 1 | 3 | 1 | 1 | 0
SCE Metro | Chevmain | 230 | Battery |  |  | 0 | 1000 | 1000 | 0 | 0 | 0 | 0 | 1000 | 1000 | 1 | 1 | 1 | 1 |  |  | 2 | [11 empty] | 1 | 1 | 1 | 1 | 1 | 5- | 1 | 1
SDGE | Chicarita | 138 | Battery |  |  | 0 | 0 | 0 | 0 | 0 | 0 | 0 | 0 | 0 | 4 | 4 | 1 | 1 |  |  | 1 | [11 empty] | 2 | 1 | 3 | 1 | 3 | 2+ | 1 | 1
SCE Metro | Chino | 230 | Battery |  |  | 225 | 800 | 1025 | 225 | 0 | 225 | 0 | 800 | 800 | 1 | 1 | 1 | 1 |  |  | 2 | [11 empty] | 1 | 1 | 1 | 1 | 2 | 3- | 1 | 1
PG&E FRESNO | Chowchilla | 115 | Battery |  |  | 0 | 0 | 0 | 0 | 0 | 0 | 0 | 0 | 0 | 5 | 2 | 5 | 2 |  |  | 1 | [11 empty] | 1 | 1 | 1 | 2 | 2 | 4+ | 5 | 1
PG&E GBA | Christie | 60 | Battery |  |  | 0 | 0 | 0 | 0 | 0 | 0 | 0 | 0 | 0 | 5 | 2 | 1 | 1 |  |  | 1 | [11 empty] | 2 | 1 | 2 | 1 | 2 | 1 | 1 | 0
PG&E GBA | Christie | 115 | Battery |  |  | 0 | 0 | 0 | 0 | 0 | 0 | 0 | 0 | 0 | 5 | 2 | 1 | 1 |  |  | 1 | [11 empty] | 2 | 1 | 2 | 1 | 2 | 1 | 1 | 0
SCE Eastern | Cielo Azul | 500 | Battery |  |  | 471.516 | 562 | 1033.516 | 471.516 | 0 | 471.516 | 0 | 562 | 562 | 5 | 4 | 4 | 2 |  |  | 3 | [11 empty] | 2 | 2 | 4 | 1 | 3 | 4+ | 5 | 1
PG&E GBA | Clay | 60 | Battery |  |  | 0 | 0 | 0 | 0 | 0 | 0 | 0 | 0 | 0 | 5 | 2 | 1 | 1 |  |  | 1 | [11 empty] | 2 | 1 | 3 | 1 | 3 | 1 | 1 | 0
PG&E GBA | Clayton | 115 | Battery |  |  | 0 | 0 | 0 | 0 | 0 | 0 | 0 | 0 | 0 | 5 | 2 | 1 | 1 |  |  | 1 | [11 empty] | 2 | 1 | 4 | 1 | 2 | 1 | 1 | 0
PG&E NGBA | Cloverdale | 115 | Battery |  |  | 0 | 0 | 0 | 0 | 0 | 0 | 0 | 0 | 0 | 5 | 2 | 1 | 1 |  |  | 1 | [11 empty] | 2 | 2 | 4 | 2 | 3 | 1 | 1 | 0
PG&E FRESNO | Clovis | 115 | Battery |  |  | 0 | 0 | 0 | 0 | 0 | 0 | 0 | 0 | 0 | 5 | 2 | 5 | 2 |  |  | 1 | [11 empty] | 1 | 1 | 2 | 2 | 2 | 1 | 1 | 0
PG&E GBA | Coburn | 230 | Battery |  |  | 0 | 0 | 0 | 0 | 0 | 0 | 0 | 0 | 0 | 5 | 2 | 5 | 2 |  |  | 2 | [11 empty] | 2 | 2 | 2 | 2 | 3 | 2+ | 1 | 1
PG&E GBA | Coburn | 60 | Battery |  |  | 0 | 0 | 0 | 0 | 0 | 0 | 0 | 0 | 0 | 5 | 2 | 5 | 2 |  |  | 1 | [11 empty] | 2 | 2 | 2 | 2 | 3 | 1 | 1 | 0
PG&E NGBA | Colgate | 230 | Battery |  |  | 0 | 0 | 0 | 0 | 0 | 0 | 0 | 0 | 0 | 5 | 2 | 1 | 1 |  |  | 1 | [11 empty] | 2 | 1 | 4 | 1 | 3 | 1 | 1 | 0
PG&E GBA | Collierville | 230 | Battery |  |  | 0 | 0 | 0 | 0 | 0 | 0 | 0 | 0 | 0 | 5 | 5 | 1 | 1 |  |  | 1 | [11 empty] | 2 | 1 | 4 | 1 | 3 | 1 | 1 | 0
PG&E GBA | Collinsville | 230 | Battery |  |  | 0 | 0 | 0 | 0 | 0 | 0 | 0 | 0 | 0 | 5 | 2 | 1 | 1 |  |  | 1 | [11 empty] | 2 | 1 | 3 | 1 | 1 | 1 | 1 | 0
PG&E GBA | Collinsville | 500 | Battery |  |  | 0 | 0 | 0 | 0 | 0 | 0 | 0 | 0 | 0 | 5 | 2 | 1 | 1 |  |  | 1 | [11 empty] | 2 | 1 | 3 | 1 | 1 | 1 | 1 | 0
SCE Eastern | Colorado River | 230 | Battery |  |  | 30 | 0 | 30 | 30 | 0 | 30 | 0 | 0 | 0 | 4 | 4 | 3 | 2 | 4 |  | 1 | [11 empty] | 2 | 2 | 3 | 1 | 3 | 4+ | 5 | 1
SCE Eastern | Colorado River | 500 | Battery |  |  | 0 | 0 | 0 | 0 | 0 | 0 | 0 | 0 | 0 | 4 | 4 | 3 | 2 | 2 |  | 1 | [11 empty] | 2 | 2 | 3 | 1 | 3 | 1 | 1 | 0
PG&E KERN | Columbus | 115 | Battery |  |  | 0 | 0 | 0 | 0 | 0 | 0 | 0 | 0 | 0 | 5 | 2 | 5 | 2 |  |  | 3 | [11 empty] | 1 | 1 | 2 | 1 | 2 | 4+ | 1 | 1
PG&E GBA | Contra Costa | 115 | Battery |  |  | 0 | 0 | 0 | 0 | 0 | 0 | 0 | 0 | 0 | 5 | 2 | 1 | 1 |  |  | 1 | [11 empty] | 2 | 1 | 2 | 1 | 2 | 1 | 1 | 0
PG&E GBA | Contra Costa | 230 | Battery |  |  | 0 | 0 | 0 | 0 | 0 | 0 | 0 | 0 | 0 | 5 | 2 | 1 | 1 |  |  | 1 | [11 empty] | 2 | 1 | 2 | 1 | 2 | 2+ | 1 | 1
PG&E GBA | Contra Costa PP | 230 | Battery |  |  | 0 | 0 | 0 | 0 | 0 | 0 | 0 | 0 | 0 | 5 | 2 | 1 | 1 |  |  | 1 | [11 empty] | 2 | 1 | 1 | 1 | 2 | 1 | 1 | 0
SCE NOL | Control | 115 | Battery |  |  | 0 | 0 | 0 | 0 | 0 | 0 | 0 | 0 | 0 | 5 | 5 | 3 | 3 |  |  | 1 | [11 empty] | 2 | 2 | 4 | 1 | 3 | 1 | 1 | 0
SCE NOL | Control | 55 | Battery |  |  | 0 | 0 | 0 | 0 | 0 | 0 | 0 | 0 | 0 | 5 | 5 | 3 | 3 |  |  | 1 | [11 empty] | 2 | 2 | 4 | 1 | 3 | 1 | 1 | 0
PG&E GBA | Cooley Landing | 115 | Battery |  |  | 0 | 0 | 0 | 0 | 0 | 0 | 0 | 0 | 0 | 5 | 2 | 1 | 1 |  |  | 3 | [11 empty] | 2 | 1 | 2 | 1 | 1 | 1 | 1 | 0
PG&E GBA | Cooley Landing | 60 | Battery |  |  | 0 | 0 | 0 | 0 | 0 | 0 | 0 | 0 | 0 | 1 | 1 | 1 | 1 |  |  | 1 | [11 empty] | 2 | 1 | 2 | 1 | 1 | 4+ | 4 | 1
SCE NOL | Coolwater | 230 | Battery |  |  | 0 | 0 | 0 | 0 | 0 | 0 | 0 | 0 | 0 | 4 | 4 | 1 | 1 |  |  | 1 | [11 empty] | 2 | 1 | 2 | 1 | 1 | 4+ | 1 | 1
SCE NOL | Coolwater | 115 | Battery |  |  | 113.5 | 0 | 113.5 | 113.5 | 0 | 113.5 | 0 | 0 | 0 | 4 | 4 | 1 | 1 | 3 |  | 3 | [11 empty] | 2 | 1 | 2 | 1 | 1 | 4+ | 1 | 1
PG&E KERN | Copus | 70 | Battery |  |  | 0 | 0 | 0 | 0 | 0 | 0 | 0 | 0 | 0 | 5 | 2 | 5 | 2 |  |  | 1 | [11 empty] | 1 | 1 | 3 | 1 | 1 | 1 | 1 | 0
PG&E FRESNO | Corcoran | 70 | Battery |  |  | 0 | 0 | 0 | 0 | 0 | 0 | 0 | 0 | 0 | 5 | 2 | 5 | 2 |  |  | 1 | [11 empty] | 1 | 1 | 4 | 2 | 1 | 1 | 1 | 0
PG&E FRESNO | Corcoran | 115 | Battery |  |  | 0 | 0 | 0 | 0 | 0 | 0 | 0 | 0 | 0 | 5 | 2 | 5 | 2 |  |  | 1 | [11 empty] | 1 | 1 | 4 | 2 | 1 | 1 | 1 | 0
PG&E NGBA | Corona | 115 | Battery |  |  | 0 | 0 | 0 | 0 | 0 | 0 | 0 | 0 | 0 | 5 | 2 | 1 | 1 |  |  | 1 | [11 empty] | 2 | 1 | 3 | 2 | 3 | 4+ | 1 | 1
PG&E NGBA | Cortina | 230 | Battery |  |  | 0 | 0 | 0 | 0 | 0 | 0 | 0 | 0 | 0 | 5 | 2 | 1 | 1 |  |  | 1 | [11 empty] | 2 | 2 | 4 | 1 | 3 | 1 | 1 | 0
PG&E NGBA | Cortina | 115 | Battery |  |  | 0 | 0 | 0 | 0 | 0 | 0 | 0 | 0 | 0 | 5 | 2 | 1 | 1 | 1 |  | 1 | [11 empty] | 2 | 2 | 4 | 1 | 3 | 4+ | 4 | 1
PG&E GBA | Cottle | 230 | Battery |  |  | 0 | 0 | 0 | 0 | 0 | 0 | 0 | 0 | 0 | 5 | 2 | 5 | 2 | 3 |  | 1 | [11 empty] | 1 | 1 | 3 | 2 | 1 | 4+ | 1 | 1
PG&E NGBA | Cottonwood | 115 | Battery |  |  | 0 | 0 | 0 | 0 | 0 | 0 | 0 | 0 | 0 | 5 | 2 | 1 | 1 |  |  | 1 | [11 empty] | 2 | 2 | 3 | 2 | 3 | 1 | 1 | 0
PG&E NGBA | Cottonwood | 230 | Battery |  |  | 0 | 0 | 0 | 0 | 0 | 0 | 0 | 0 | 0 | 5 | 2 | 1 | 1 |  |  | 1 | [11 empty] | 2 | 2 | 3 | 2 | 3 | 1 | 1 | 0
PG&E NGBA | Cottonwood | 60 | Battery |  |  | 0 | 0 | 0 | 0 | 0 | 0 | 0 | 0 | 0 | 5 | 2 | 1 | 1 |  |  | 1 | [11 empty] | 2 | 2 | 3 | 2 | 3 | 1 | 1 | 0
PG&E NGBA | Cove Road | 230 | Battery |  |  | 0 | 0 | 0 | 0 | 0 | 0 | 0 | 0 | 0 | 5 | 2 | 1 | 1 |  |  | 1 | [11 empty] | 2 | 2 | 4 | 2 | 3 | 1 | 1 | 0
PG&E GBA | Coyote | 230 | Battery |  |  | 0 | 0 | 0 | 0 | 0 | 0 | 0 | 0 | 0 | 1 | 1 | 1 | 1 |  |  | 2 | [11 empty] | 2 | 1 | 3 | 2 | 2 | 1 | 1 | 0
PG&E GBA | Crazy Horse Canyon | 115 | Battery |  |  | 0 | 0 | 0 | 0 | 0 | 0 | 0 | 0 | 0 | 1 | 1 | 3 | 3 |  |  | 1 | [11 empty] | 2 | 2 | 4 | 2 | 3 | 1 | 1 | 0
SDGE | Creelman | 69 | Battery |  |  | 7.36 | 0 | 7.36 | 7.36 | 0 | 7.36 | 0 | 0 | 0 | 4 | 4 | 1 | 1 |  |  | 3 | [11 empty] | 2 | 1 | 4 | 1 | 3 | 2+ | 1 | 1
PG&E FRESNO | Crescent | 70 | Battery |  |  | 35 | 0 | 35 | 35 | 0 | 35 | 0 | 0 | 0 | 5 | 2 | 5 | 2 |  |  | 4 | [11 empty] | 1 | 1 | 3 | 2 | 1 | 4+ | 1 | 1
PG&E FRESNO | Cressey | 115 | Battery |  |  | 0 | 0 | 0 | 0 | 0 | 0 | 0 | 0 | 0 | 5 | 2 | 5 | 2 |  |  | 1 | [11 empty] | 1 | 1 | 3 | 2 | 1 | 1 | 1 | 0
PG&E NGBA | Cresta | 230 | Battery |  |  | 0 | 0 | 0 | 0 | 0 | 0 | 0 | 0 | 0 | 5 | 5 | 3 | 3 |  |  | 1 | [11 empty] | 2 | 1 | 4 | 2 | 3 | 1 | 1 | 0
SDGE | Crestwood | 69 | Battery |  |  | 0 | 0 | 0 | 0 | 0 | 0 | 0 | 0 | 0 | 4 | 4 | 1 | 1 |  |  | 1 | [11 empty] | 2 | 1 | 4 | 1 | 3 | 1 | 1 | 0
PG&E GBA | Crow Creek | 60 | Battery |  |  | 0 | 0 | 0 | 0 | 0 | 0 | 0 | 0 | 0 | 5 | 5 | 1 | 1 |  |  | 1 | [11 empty] | 1 | 1 | 4 | 2 | 1 | 1 | 1 | 0
PG&E GBA | Crows Landing | 60 | Battery |  |  | 0 | 0 | 0 | 0 | 0 | 0 | 0 | 0 | 0 | 5 | 5 | 1 | 1 |  |  | 1 | [11 empty] | 1 | 1 | 4 | 2 | 1 | 1 | 1 | 0
PG&E GBA | Curtis | 115 | Battery |  |  | 0 | 0 | 0 | 0 | 0 | 0 | 0 | 0 | 0 | 5 | 5 | 1 | 1 |  |  | 1 | [11 empty] | 2 | 1 | 4 | 1 | 3 | 1 | 1 | 0
PG&E FRESNO | Dairyland | 115 | Battery |  |  | 0 | 0 | 0 | 0 | 0 | 0 | 0 | 0 | 0 | 5 | 2 | 5 | 2 |  |  | 1 | [11 empty] | 1 | 1 | 3 | 2 | 1 | 1 | 1 | 0
PG&E NGBA | Davis | 115 | Battery |  |  | 0 | 0 | 0 | 0 | 0 | 0 | 0 | 0 | 0 | 5 | 2 | 1 | 1 | 3 |  | 3 | [11 empty] | 2 | 1 | 4 | 2 | 3 | 2+ | 4 | 1
SCE Metro | Del Amo | 500 | Battery |  |  | 0 | 912 | 912 | 0 | 0 | 0 | 0 | 912 | 912 | 1 | 1 | 1 | 1 |  |  | 1 | [11 empty] | 1 | 1 | 3 | 1 | 2 | 5- | 1 | 1
SCE Metro | Del Amo | 230 | Battery |  |  | 0 | 800 | 800 | 0 | 0 | 0 | 0 | 800 | 800 | 1 | 1 | 1 | 1 |  |  | 1 | [11 empty] | 1 | 1 | 3 | 1 | 2 | 5- | 1 | 1
SCE Eastern | Delaney | 500 | Battery |  |  | 0 | 340 | 340 | 0 | 0 | 0 | 0 | 340 | 340 | 5 | 4 | 4 | 2 |  |  | 2 | [11 empty] | 2 | 1 | 4 | 2 | 3 | 3+ | 1 | 1
PG&E NGBA | Delevan | 230 | Battery |  |  | 0 | 0 | 0 | 0 | 0 | 0 | 0 | 0 | 0 | 5 | 2 | 1 | 1 | 3 |  | 1 | [11 empty] | 2 | 2 | 1 | 1 | 3 | 4+ | 4 | 1
PG&E GBA | Delta PP | 230 | Battery |  |  | 0 | 0 | 0 | 0 | 0 | 0 | 0 | 0 | 0 | 5 | 2 | 1 | 1 |  |  | 1 | [11 empty] | 2 | 1 | 3 | 1 | 2 | 4+ | 1 | 1
EOP | Desert View | 230 | Battery |  |  | 0 | 0 | 0 | 0 | 0 | 0 | 0 | 0 | 0 | 5 | 3 | 4 | 2 |  |  | 1 | [11 empty] | 2 | 1 | 4 | 1 | 3 | 4+ | 5 | 1
SCE Eastern | Devers | 230 | Battery |  |  | 200 | 100 | 300 | 200 | 100 | 300 | 0 | 0 | 0 | 5 | 5 | 1 | 1 | 5 |  | 1 | [11 empty] | 2 | 1 | 1 | 1 | 3 | 4+ | 3 | 1
SCE Eastern | Devers | 500 | Battery |  |  | 0 | 0 | 0 | 0 | 0 | 0 | 0 | 0 | 0 | 5 | 5 | 1 | 1 |  |  | 1 | [11 empty] | 2 | 1 | 1 | 1 | 3 | 1+ | 1 | 1
PG&E KERN | Diablo Canyon | 230 | Battery |  |  | 0 | 0 | 0 | 0 | 0 | 0 | 0 | 0 | 0 | 5 | 2 | 5 | 2 |  |  | 1 | [11 empty] | 2 | 2 | 4 | 2 | 3 | 1 | 1 | 0
PG&E KERN | Diablo Canyon | 500 | Battery |  |  | 0 | 0 | 0 | 0 | 0 | 0 | 0 | 0 | 0 | 5 | 2 | 4 | 2 | 5 |  | 1 | [11 empty] | 2 | 2 | 4 | 2 | 3 | 4+ | 1 | 1
PG&E KERN | Divide | 115 | Battery |  |  | 0 | 0 | 0 | 0 | 0 | 0 | 0 | 0 | 0 | 5 | 2 | 5 | 2 |  |  | 1 | [11 empty] | 2 | 2 | 4 | 1 | 2 | 1 | 1 | 0
PG&E GBA | Dixon Landing | 115 | Battery |  |  | 0 | 0 | 0 | 0 | 0 | 0 | 0 | 0 | 0 | 1 | 1 | 1 | 1 |  |  | 1 | [11 empty] | 2 | 1 | 2 | 1 | 2 | 1 | 1 | 0
PG&E FRESNO | Dos Amigos | 230 | Battery |  |  | 0 | 758 | 758 | 0 | 0 | 0 | 0 | 758 | 758 | 5 | 2 | 5 | 2 |  |  | 2 | [11 empty] | 1 | 1 | 4 | 2 | 1 | 5- | 1 | 1
PG&E NGBA | Drum | 115 | Battery |  |  | 0 | 0 | 0 | 0 | 0 | 0 | 0 | 0 | 0 | 5 | 5 | 3 | 3 |  |  | 1 | [11 empty] | 2 | 1 | 4 | 2 | 3 | 1 | 1 | 0
PG&E GBA | Dumbarton | 115 | Battery |  |  | 0 | 0 | 0 | 0 | 0 | 0 | 0 | 0 | 0 | 5 | 2 | 1 | 1 |  |  | 1 | [11 empty] | 2 | 1 | 3 | 1 | 2 | 1 | 1 | 0
SCE NOL | Dunn Siding | 115 | Battery |  |  | 0 | 0 | 0 | 0 | 0 | 0 | 0 | 0 | 0 | 4 | 4 | 1 | 1 |  |  | 1 | [11 empty] | 2 | 1 | 4 | 1 | 1 | 1 | 1 | 0
SCE Eastern | Eagle Mountain | 230 | Battery |  |  | 0 | 0 | 0 | 0 | 0 | 0 | 0 | 0 | 0 | 5 | 5 | 4 | 4 |  |  | 1 | [11 empty] | 2 | 2 | 4 | 1 | 3 | 1 | 1 | 0
PG&E NGBA | Eagle Rock (PGE) | 60 | Battery |  |  | 0 | 0 | 0 | 0 | 0 | 0 | 0 | 0 | 0 | 5 | 2 | 1 | 1 |  |  | 1 | [11 empty] | 2 | 2 | 4 | 2 | 3 | 1 | 1 | 0
PG&E NGBA | Eagle Rock (PGE) | 115 | Battery |  |  | 0 | 0 | 0 | 0 | 0 | 0 | 0 | 0 | 0 | 5 | 2 | 1 | 1 |  |  | 1 | [11 empty] | 2 | 2 | 4 | 2 | 3 | 1 | 1 | 0
SCE Metro | Eagle Rock (SCE) | 230 | Battery |  |  | 0 | 590 | 590 | 0 | 0 | 0 | 0 | 590 | 590 | 1 | 1 | 1 | 1 |  |  | 1 | [11 empty] | 1 | 1 | 2 | 1 | 2 | 5- | 1 | 1
PG&E NGBA | East Marysville | 115 | Battery |  |  | 0 | 0 | 0 | 0 | 0 | 0 | 0 | 0 | 0 | 5 | 2 | 1 | 1 |  |  | 1 | [11 empty] | 2 | 2 | 2 | 1 | 2 | 1 | 1 | 0
PG&E NGBA | East Nicolaus | 115 | Battery |  |  | 0 | 0 | 0 | 0 | 0 | 0 | 0 | 0 | 0 | 5 | 2 | 1 | 1 |  |  | 1 | [11 empty] | 2 | 1 | 4 | 1 | 3 | 1 | 1 | 0
PG&E NGBA | East Nicolaus | 60 | Battery |  |  | 0 | 0 | 0 | 0 | 0 | 0 | 0 | 0 | 0 | 5 | 2 | 1 | 1 |  |  | 1 | [11 empty] | 2 | 1 | 4 | 1 | 3 | 1 | 1 | 0
PG&E GBA | Eastshore | 115 | Battery |  |  | 0 | 0 | 0 | 0 | 0 | 0 | 0 | 0 | 0 | 5 | 2 | 1 | 1 | 4 |  | 1 | [11 empty] | 2 | 1 | 2 | 1 | 1 | 2+ | 1 | 1
PG&E GBA | Eastshore | 230 | Battery |  |  | 0 | 0 | 0 | 0 | 0 | 0 | 0 | 0 | 0 | 5 | 2 | 1 | 1 |  |  | 1 | [11 empty] | 2 | 1 | 2 | 1 | 1 | 1 | 1 | 0
SDGE | ECO | 138 | Battery |  |  | 0 | 0 | 0 | 0 | 0 | 0 | 0 | 0 | 0 | 4 | 4 | 1 | 1 | 3 |  | 3 | [11 empty] | 2 | 1 | 4 | 1 | 3 | 1 | 1 | 0
SDGE | ECO | 230 | Battery |  |  | 0 | 0 | 0 | 0 | 0 | 0 | 0 | 0 | 0 | 4 | 4 | 1 | 1 |  |  | 1 | [11 empty] | 2 | 1 | 4 | 1 | 3 | 1 | 1 | 0
SDGE | ECO | 500 | Battery |  |  | 0 | 0 | 0 | 0 | 0 | 0 | 0 | 0 | 0 | 4 | 4 | 1 | 1 |  |  | 1 | [11 empty] | 2 | 1 | 4 | 1 | 3 | 1 | 1 | 0
PG&E GBA | Edenvale | 115 | Battery |  |  | 0 | 0 | 0 | 0 | 0 | 0 | 0 | 0 | 0 | 1 | 1 | 1 | 1 |  |  | 1 | [11 empty] | 2 | 1 | 2 | 2 | 2 | 1 | 1 | 0
PG&E GBA | Edes | 115 | Battery |  |  | 0 | 0 | 0 | 0 | 0 | 0 | 0 | 0 | 0 | 5 | 2 | 1 | 1 |  |  | 1 | [11 empty] | 2 | 1 | 3 | 1 | 1 | 1 | 1 | 0
PG&E GBA | Eight Mile | 230 | Battery |  |  | 0 | 0 | 0 | 0 | 0 | 0 | 0 | 0 | 0 | 5 | 2 | 1 | 1 |  |  | 2 | [11 empty] | 1 | 1 | 2 | 2 | 1 | 1 | 1 | 0
SDGE | El Cajon | 69 | Battery |  |  | 0 | 0 | 0 | 0 | 0 | 0 | 0 | 0 | 0 | 4 | 4 | 1 | 1 |  |  | 1 | [11 empty] | 2 | 1 | 2 | 1 | 1 | 4+ | 5 | 1
SCE Eastern | El Casco | 230 | Battery |  |  | 0 | 0 | 0 | 0 | 0 | 0 | 0 | 0 | 0 | 5 | 5 | 1 | 1 |  |  | 1 | [11 empty] | 1 | 1 | 4 | 1 | 2 | 4+ | 5 | 1
PG&E GBA | El Cerrito G | 115 | Battery |  |  | 0 | 0 | 0 | 0 | 0 | 0 | 0 | 0 | 0 | 5 | 2 | 1 | 1 |  |  | 1 | [11 empty] | 2 | 1 | 2 | 1 | 2 | 1 | 1 | 0
PG&E NGBA | El Dorado PH | 115 | Battery |  |  | 0 | 0 | 0 | 0 | 0 | 0 | 0 | 0 | 0 | 5 | 2 | 1 | 1 |  |  | 1 | [11 empty] | 2 | 1 | 4 | 2 | 3 | 4+ | 1 | 1
PG&E FRESNO | El Nido (PGE) | 115 | Battery |  |  | 0 | 0 | 0 | 0 | 0 | 0 | 0 | 0 | 0 | 5 | 2 | 5 | 2 |  |  | 1 | [11 empty] | 1 | 1 | 4 | 2 | 1 | 4+ | 1 | 1
SCE Metro | El Nido (SCE) | 230 | Battery |  |  | 0 | 90 | 90 | 0 | 0 | 0 | 0 | 90 | 90 | 1 | 1 | 1 | 1 |  |  | 2 | [11 empty] | 1 | 1 | 2 | 1 | 2 | 2- | 1 | 1
PG&E GBA | El Patio | 115 | Battery |  |  | 0 | 0 | 0 | 0 | 0 | 0 | 0 | 0 | 0 | 1 | 1 | 1 | 1 |  |  | 1 | [11 empty] | 2 | 1 | 3 | 2 | 2 | 1 | 1 | 0
SCE Metro | El Segundo | 230 | Battery |  |  | 0 | 0 | 0 | 0 | 0 | 0 | 0 | 0 | 0 | 1 | 1 | 1 | 1 |  |  | 1 | [11 empty] | 1 | 1 | 1 | 1 | 1 | 1 | 1 | 0
EOP | Eldorado | 230 | Battery |  |  | 0 | 0 | 0 | 0 | 0 | 0 | 0 | 0 | 0 | 5 | 3 | 4 | 2 | 4 |  | 1 | [11 empty] | 2 | 2 | 2 | 1 | 3 | 4+ | 5 | 1
EOP | Eldorado | 500 | Battery |  |  | 0 | 0 | 0 | 0 | 0 | 0 | 0 | 0 | 0 | 5 | 2 | 4 | 2 | 5 |  | 1 | [11 empty] | 2 | 2 | 2 | 1 | 3 | 1 | 1 | 0
SCE Northern | Elizabeth Lake | 66 | Battery |  |  | 0 | 0 | 0 | 0 | 0 | 0 | 0 | 0 | 0 | 5 | 2 | 4 | 2 |  |  | 1 | [11 empty] | 1 | 1 | 3 | 1 | 3 | 1 | 1 | 0
PG&E KERN | Elk Hills | 230 | Battery |  |  | 0 | 0 | 0 | 0 | 0 | 0 | 0 | 0 | 0 | 5 | 2 | 5 | 2 |  |  | 1 | [11 empty] | 1 | 1 | 3 | 1 | 1 | 1 | 1 | 0
SDGE | Elliot | 69 | Battery |  |  | 0 | 0 | 0 | 0 | 0 | 0 | 0 | 0 | 0 | 4 | 4 | 1 | 1 |  |  | 1 | [11 empty] | 2 | 1 | 2 | 1 | 2 | 1 | 5 | 1
SCE Metro | Ellis | 230 | Battery |  |  | 0 | 0 | 0 | 0 | 0 | 0 | 0 | 0 | 0 | 1 | 1 | 1 | 1 |  |  | 1 | [11 empty] | 1 | 1 | 2 | 1 | 2 | 1+ | 1 | 1
SDGE | Encina | 138 | Battery |  |  | 0 | 0 | 0 | 0 | 0 | 0 | 0 | 0 | 0 | 4 | 4 | 1 | 1 | 3 |  | 1 | [11 empty] | 2 | 1 | 1 | 1 | 3 | 2+ | 1 | 1
SDGE | Encina | 230 | Battery |  |  | 0 | 0 | 0 | 0 | 0 | 0 | 0 | 0 | 0 | 4 | 4 | 1 | 1 |  |  | 1 | [11 empty] | 2 | 1 | 1 | 1 | 3 | 1 | 1 | 0
SDGE | Escondido | 230 | Battery |  |  | 0 | 0 | 0 | 0 | 0 | 0 | 0 | 0 | 0 | 4 | 4 | 1 | 1 |  |  | 1 | [11 empty] | 2 | 1 | 1 | 1 | 3 | 4+ | 5 | 1
SDGE | Escondido | 69 | Battery |  |  | 13 | 0 | 13 | 13 | 0 | 13 | 0 | 0 | 0 | 4 | 4 | 1 | 1 |  |  | 3 | [11 empty] | 2 | 1 | 1 | 1 | 3 | 4+ | 1 | 1
PG&E KERN | Estrella | 230 | Battery |  |  | 0 | 0 | 0 | 0 | 0 | 0 | 0 | 0 | 0 | 5 | 2 | 5 | 2 |  |  | 1 | [11 empty] | 2 | 2 | 4 | 2 | 3 | 1 | 1 | 0
SCE Eastern | Etiwanda | 230 | Battery |  |  | 70 | 0 | 70 | 70 | 0 | 70 | 0 | 0 | 0 | 5 | 5 | 1 | 1 | 5 |  | 1 | [11 empty] | 1 | 1 | 2 | 1 | 1 | 4+ | 4 | 1
PG&E GBA | Evergreen | 115 | Battery |  |  | 0 | 0 | 0 | 0 | 0 | 0 | 0 | 0 | 0 | 1 | 1 | 1 | 1 |  |  | 1 | [11 empty] | 2 | 1 | 2 | 2 | 2 | 1 | 1 | 0
PG&E GBA | Evergreen | 60 | Battery |  |  | 0 | 0 | 0 | 0 | 0 | 0 | 0 | 0 | 0 | 1 | 1 | 1 | 1 |  |  | 1 | [11 empty] | 2 | 1 | 2 | 2 | 2 | 1 | 1 | 0
PG&E FRESNO | Excelsior | 115 | Battery |  |  | 0 | 0 | 0 | 0 | 0 | 0 | 0 | 0 | 0 | 5 | 2 | 5 | 2 | 1 |  | 1 | [11 empty] | 1 | 1 | 4 | 2 | 1 | 4+ | 5 | 1
PG&E FRESNO | Exchequer | 115 | Battery |  |  | 0 | 0 | 0 | 0 | 0 | 0 | 0 | 0 | 0 | 5 | 2 | 5 | 2 |  |  | 1 | [11 empty] | 2 | 1 | 4 | 1 | 2 | 1 | 1 | 0
PG&E KERN | Fairway | 115 | Battery |  |  | 0 | 0 | 0 | 0 | 0 | 0 | 0 | 0 | 0 | 5 | 2 | 5 | 2 |  |  | 1 | [11 empty] | 2 | 2 | 3 | 1 | 2 | 4+ | 1 | 1
PG&E KERN | Famoso | 115 | Battery |  |  | 0 | 0 | 0 | 0 | 0 | 0 | 0 | 0 | 0 | 5 | 2 | 5 | 2 |  |  | 1 | [11 empty] | 1 | 1 | 4 | 1 | 1 | 4+ | 1 | 1
PG&E NGBA | Fern Road | 500 | Battery |  |  | 0 | 0 | 0 | 0 | 0 | 0 | 0 | 0 | 0 | 5 | 2 | 1 | 1 |  |  | 1 | [11 empty] | 2 | 2 | 4 | 2 | 3 | 1 | 1 | 0
PG&E GBA | Fibreboard (SPI Sonora) | 115 | Battery |  |  | 0 | 0 | 0 | 0 | 0 | 0 | 0 | 0 | 0 | 5 | 5 | 1 | 1 |  |  | 1 | [11 empty] | 2 | 1 | 2 | 1 | 2 | 1 | 1 | 0
PG&E FRESNO | Figarden | 230 | Battery |  |  | 0 | 0 | 0 | 0 | 0 | 0 | 0 | 0 | 0 | 5 | 2 | 5 | 2 |  |  | 1 | [11 empty] | 1 | 1 | 3 | 2 | 2 | 1 | 1 | 0
PG&E FRESNO | Fink | 230 | Battery |  |  | 0 | 900 | 900 | 0 | 0 | 0 | 0 | 900 | 900 | 1 | 1 | 1 | 1 |  |  | 2 | [11 empty] | 1 | 1 | 4 | 2 | 1 | 5- | 1 | 1
PG&E NGBA | Fitch Mountain | 60 | Battery |  |  | 0 | 0 | 0 | 0 | 0 | 0 | 0 | 0 | 0 | 5 | 2 | 1 | 1 |  |  | 1 | [11 empty] | 2 | 2 | 4 | 2 | 3 | 1 | 1 | 0
PG&E GBA | FMC | 115 | Battery |  |  | 0 | 0 | 0 | 0 | 0 | 0 | 0 | 0 | 0 | 1 | 1 | 1 | 1 |  |  | 1 | [11 empty] | 2 | 1 | 2 | 2 | 2 | 1 | 1 | 0
PG&E GBA | Fremont | 115 | Battery |  |  | 0 | 0 | 0 | 0 | 0 | 0 | 0 | 0 | 0 | 1 | 1 | 1 | 1 |  |  | 1 | [11 empty] | 2 | 1 | 3 | 1 | 2 | 1 | 1 | 0
PG&E GBA | French Camp | 60 | Battery |  |  | 0 | 0 | 0 | 0 | 0 | 0 | 0 | 0 | 0 | 5 | 2 | 1 | 1 |  |  | 1 | [11 empty] | 1 | 1 | 3 | 2 | 1 | 1 | 1 | 0
PG&E GBA | Frogtown | 115 | Battery |  |  | 0 | 0 | 0 | 0 | 0 | 0 | 0 | 0 | 0 | 5 | 2 | 1 | 1 |  |  | 1 | [11 empty] | 2 | 1 | 4 | 1 | 3 | 1 | 1 | 0
PG&E NGBA | Fulton | 115 | Battery |  |  | 0 | 0 | 0 | 0 | 0 | 0 | 0 | 0 | 0 | 5 | 2 | 1 | 1 | 1 |  | 1 | [11 empty] | 2 | 1 | 3 | 2 | 2 | 1 | 1 | 0
PG&E NGBA | Fulton | 230 | Battery |  |  | 0 | 0 | 0 | 0 | 0 | 0 | 0 | 0 | 0 | 5 | 2 | 1 | 1 |  |  | 1 | [11 empty] | 2 | 1 | 3 | 2 | 2 | 2+ | 5 | 1
PG&E NGBA | Fulton | 60 | Battery |  |  | 0 | 0 | 0 | 0 | 0 | 0 | 0 | 0 | 0 | 5 | 2 | 1 | 1 |  |  | 1 | [11 empty] | 2 | 1 | 3 | 2 | 2 | 1 | 1 | 0
PG&E KERN | Ganso | 115 | Battery |  |  | 0 | 0 | 0 | 0 | 0 | 0 | 0 | 0 | 0 | 5 | 2 | 5 | 2 |  |  | 1 | [11 empty] | 1 | 1 | 3 | 1 | 1 | 1 | 1 | 0
PG&E FRESNO | Gates | 230 | Battery |  |  | 0 | 0 | 0 | 0 | 0 | 0 | 0 | 0 | 0 | 5 | 2 | 5 | 2 | 4 |  | 1 | [11 empty] | 1 | 1 | 3 | 2 | 1 | 4+ | 5 | 1
PG&E FRESNO | Gates | 500 | Battery |  |  | 190 | 35 | 225 | 190 | 35 | 225 | 0 | 0 | 0 | 5 | 2 | 5 | 2 | 5 |  | 2 | [11 empty] | 1 | 1 | 3 | 2 | 1 | 4+ | 1 | 1
PG&E NGBA | Geysers 12 | 230 | Battery |  |  | 0 | 0 | 0 | 0 | 0 | 0 | 0 | 0 | 0 | 5 | 2 | 1 | 1 |  |  | 1 | [11 empty] | 2 | 2 | 4 | 2 | 3 | 1 | 1 | 0
PG&E NGBA | Geysers 17 | 230 | Battery |  |  | 0 | 0 | 0 | 0 | 0 | 0 | 0 | 0 | 0 | 5 | 2 | 1 | 1 |  |  | 1 | [11 empty] | 2 | 2 | 4 | 2 | 3 | 4+ | 1 | 1
PG&E NGBA | Geysers 3 | 115 | Battery |  |  | 0 | 0 | 0 | 0 | 0 | 0 | 0 | 0 | 0 | 5 | 2 | 1 | 1 |  |  | 1 | [11 empty] | 2 | 2 | 4 | 2 | 3 | 1 | 1 | 0
PG&E NGBA | Glenn | 230 | Battery |  |  | 0 | 0 | 0 | 0 | 0 | 0 | 0 | 0 | 0 | 5 | 2 | 1 | 1 | 3 |  | 1 | [11 empty] | 2 | 2 | 4 | 1 | 3 | 2+ | 4 | 1
PG&E NGBA | Glenn | 60 | Battery |  |  | 0 | 0 | 0 | 0 | 0 | 0 | 0 | 0 | 0 | 5 | 2 | 1 | 1 |  |  | 1 | [11 empty] | 2 | 2 | 4 | 1 | 3 | 1 | 1 | 0
PG&E NGBA | Gold Hill | 115 | Battery |  |  | 0 | 0 | 0 | 0 | 0 | 0 | 0 | 0 | 0 | 5 | 2 | 1 | 1 |  |  | 1 | [11 empty] | 2 | 1 | 4 | 2 | 3 | 4+ | 1 | 1
PG&E NGBA | Gold Hill | 230 | Battery |  |  | 0 | 0 | 0 | 0 | 0 | 0 | 0 | 0 | 0 | 5 | 2 | 1 | 1 |  |  | 1 | [11 empty] | 2 | 1 | 4 | 2 | 3 | 1 | 1 | 0
SCE Northern | Goleta | 230 | Battery |  |  | 10 | 0 | 10 | 10 | 0 | 10 | 0 | 0 | 0 | 5 | 2 | 4 | 2 |  |  | 5 | [11 empty] | 2 | 2 | 2 | 1 | 2 | 4+ | 4 | 1
SCE Metro | Goodrich | 230 | Battery |  |  | 0 | 0 | 0 | 0 | 0 | 0 | 0 | 0 | 0 | 1 | 1 | 1 | 1 |  |  | 1 | [11 empty] | 1 | 1 | 3 | 1 | 2 | 1 | 1 | 0
PG&E KERN | Goose Lake | 115 | Battery |  |  | 0 | 0 | 0 | 0 | 0 | 0 | 0 | 0 | 0 | 5 | 2 | 5 | 2 |  |  | 1 | [11 empty] | 1 | 1 | 2 | 1 | 1 | 4+ | 1 | 1
SCE Metro | Gould | 230 | Battery |  |  | 0 | 0 | 0 | 0 | 0 | 0 | 0 | 0 | 0 | 1 | 1 | 1 | 1 |  |  | 1 | [11 empty] | 1 | 1 | 4 | 1 | 2 | 1 | 1 | 0
PG&E NGBA | Grand Island | 115 | Battery |  |  | 0 | 0 | 0 | 0 | 0 | 0 | 0 | 0 | 0 | 5 | 2 | 1 | 1 |  |  | 1 | [11 empty] | 2 | 1 | 4 | 2 | 2 | 1 | 1 | 0
SDGE | Granite | 69 | Battery |  |  | 2.25 | 0 | 2.25 | 2.25 | 0 | 2.25 | 0 | 0 | 0 | 4 | 4 | 1 | 1 |  |  | 3 | [11 empty] | 2 | 1 | 2 | 2 | 2 | 1 | 5 | 1
PG&E GBA | Grant | 115 | Battery |  |  | 0 | 0 | 0 | 0 | 0 | 0 | 0 | 0 | 0 | 5 | 2 | 1 | 1 |  |  | 1 | [11 empty] | 2 | 1 | 2 | 1 | 2 | 1 | 1 | 0
PG&E GBA | Green Valley | 115 | Battery |  |  | 0 | 0 | 0 | 0 | 0 | 0 | 0 | 0 | 0 | 1 | 1 | 3 | 3 | 1 |  | 1 | [11 empty] | 2 | 2 | 3 | 2 | 2 | 4+ | 1 | 1
PG&E NGBA | Greenleaf 1 | 115 | Battery |  |  | 0 | 0 | 0 | 0 | 0 | 0 | 0 | 0 | 0 | 5 | 2 | 1 | 1 |  |  | 1 | [11 empty] | 2 | 2 | 1 | 1 | 3 | 4+ | 1 | 1
PG&E FRESNO | Gregg | 230 | Battery |  |  | 0 | 0 | 0 | 0 | 0 | 0 | 0 | 0 | 0 | 5 | 2 | 5 | 2 |  |  | 1 | [11 empty] | 1 | 1 | 3 | 2 | 1 | 2+ | 1 | 1
PG&E FRESNO | Grimmway-Malaga | 115 | Battery |  |  | 0 | 0 | 0 | 0 | 0 | 0 | 0 | 0 | 0 | 5 | 2 | 5 | 2 |  |  | 1 | [11 empty] | 1 | 1 | 2 | 1 | 1 | 1 | 1 | 0
PG&E NGBA | Grizzly | 230 | Battery |  |  | 0 | 0 | 0 | 0 | 0 | 0 | 0 | 0 | 0 | 5 | 5 | 3 | 3 |  |  | 1 | [11 empty] | 2 | 2 | 4 | 1 | 3 | 1 | 1 | 0
PG&E FRESNO | Guernsey | 70 | Battery |  |  | 0 | 0 | 0 | 0 | 0 | 0 | 0 | 0 | 0 | 5 | 2 | 5 | 2 |  |  | 1 | [11 empty] | 1 | 1 | 3 | 2 | 1 | 1 | 1 | 0
PG&E FRESNO | GWF Hanford | 115 | Battery |  |  | 131.4 | 0 | 131.4 | 131.4 | 0 | 131.4 | 0 | 0 | 0 | 5 | 2 | 5 | 2 |  |  | 3 | [11 empty] | 2 | 1 | 2 | 1 | 1 | 4+ | 1 | 1
PG&E FRESNO | Haas | 230 | Battery |  |  | 0 | 0 | 0 | 0 | 0 | 0 | 0 | 0 | 0 | 5 | 2 | 5 | 2 |  |  | 1 | [11 empty] | 1 | 1 | 4 | 2 | 3 | 1 | 1 | 0
PG&E FRESNO | Hammonds | 115 | Battery |  |  | 0 | 0 | 0 | 0 | 0 | 0 | 0 | 0 | 0 | 5 | 2 | 5 | 2 |  |  | 3 | [11 empty] | 1 | 1 | 2 | 2 | 1 | 1 | 1 | 0
SCE Metro | HarborGen | 230 | Battery |  |  | 0 | 0 | 0 | 0 | 0 | 0 | 0 | 0 | 0 | 1 | 1 | 1 | 1 |  |  | 1 | [11 empty] | 1 | 1 | 2 | 1 | 1 | 1 | 1 | 0
PG&E NGBA | Harris | 60 | Battery |  |  | 0 | 0 | 0 | 0 | 0 | 0 | 0 | 0 | 0 | 5 | 2 | 1 | 1 |  |  | 1 | [11 empty] | 2 | 2 | 2 | 2 | 3 | 1 | 1 | 0
EOP | Harry Allen | 500 | Battery |  |  | 0 | 0 | 0 | 0 | 0 | 0 | 0 | 0 | 0 | 5 | 3 | 4 | 2 |  |  | 2 | [11 empty] | 2 | 2 | 4 | 1 | 3 | 1 | 1 | 0
PG&E NGBA | Hartley | 60 | Battery |  |  | 0 | 0 | 0 | 0 | 0 | 0 | 0 | 0 | 0 | 5 | 2 | 1 | 1 |  |  | 1 | [11 empty] | 2 | 2 | 4 | 2 | 3 | 1 | 1 | 0
SCE NOL | Harvard | 115 | Battery |  |  | 0 | 0 | 0 | 0 | 0 | 0 | 0 | 0 | 0 | 4 | 4 | 1 | 1 |  |  | 1 | [11 empty] | 2 | 1 | 4 | 1 | 1 | 1 | 1 | 0
SDGE | Hassayampa | 500 | Battery |  |  | 85 | 815 | 900 | 85 | 0 | 85 | 0 | 815 | 815 | 5 | 4 | 4 | 2 |  |  | 4 | [11 empty] | 2 | 1 | 4 | 2 | 3 | 5- | 1 | 1
PG&E FRESNO | Helm | 230 | Battery |  |  | 0 | 0 | 0 | 0 | 0 | 0 | 0 | 0 | 0 | 5 | 2 | 5 | 2 | 3 |  | 1 | [11 empty] | 1 | 1 | 2 | 2 | 1 | 1 | 5 | 1
PG&E FRESNO | Helm | 70 | Battery |  |  | 0 | 0 | 0 | 0 | 0 | 0 | 0 | 0 | 0 | 5 | 2 | 5 | 2 |  |  | 1 | [11 empty] | 1 | 1 | 2 | 2 | 1 | 4+ | 1 | 1
PG&E FRESNO | Henrietta | 115 | Battery |  |  | 0 | 20 | 20 | 0 | 0 | 0 | 0 | 20 | 20 | 5 | 2 | 5 | 2 |  |  | 1 | [11 empty] | 1 | 1 | 1 | 2 | 1 | 3- | 1 | 1
PG&E FRESNO | Henrietta | 230 | Battery |  |  | 0 | 314 | 314 | 0 | 0 | 0 | 0 | 314 | 314 | 5 | 2 | 5 | 2 | 3 |  | 2 | [11 empty] | 1 | 1 | 1 | 2 | 1 | 5- | 1 | 1
PG&E FRESNO | Henrietta | 70 | Battery |  |  | 173.2 | 0 | 173.2 | 173.2 | 0 | 173.2 | 0 | 0 | 0 | 5 | 2 | 5 | 2 |  |  | 5 | [11 empty] | 1 | 1 | 1 | 2 | 1 | 4+ | 1 | 1
PG&E FRESNO | Herndon | 115 | Battery |  |  | 0 | 0 | 0 | 0 | 0 | 0 | 0 | 0 | 0 | 5 | 2 | 5 | 2 |  |  | 1 | [11 empty] | 1 | 1 | 3 | 2 | 1 | 1 | 1 | 0
PG&E FRESNO | Herndon | 230 | Battery |  |  | 0 | 0 | 0 | 0 | 0 | 0 | 0 | 0 | 0 | 5 | 2 | 5 | 2 |  |  | 1 | [11 empty] | 1 | 1 | 3 | 2 | 1 | 1 | 1 | 0
PG&E GBA | Hicks | 230 | Battery |  |  | 0 | 0 | 0 | 0 | 0 | 0 | 0 | 0 | 0 | 1 | 1 | 1 | 1 |  |  | 2 | [11 empty] | 2 | 1 | 4 | 2 | 2 | 1 | 1 | 0
PG&E NGBA | Higgins | 115 | Battery |  |  | 0 | 0 | 0 | 0 | 0 | 0 | 0 | 0 | 0 | 5 | 2 | 1 | 1 |  |  | 1 | [11 empty] | 2 | 1 | 4 | 1 | 3 | 1 | 1 | 0
PG&E NGBA | Hilltop | 345 | Battery |  |  | 0 | 0 | 0 | 0 | 0 | 0 | 0 | 0 | 0 | 5 | 2 | 1 | 1 |  |  | 1 | [11 empty] | 2 | 2 | 4 | 1 | 3 | 1 | 1 | 0
SCE Metro | Hinson | 230 | Battery |  |  | 325 | 0 | 325 | 325 | 0 | 325 | 0 | 0 | 0 | 1 | 1 | 1 | 1 |  |  | 1 | [11 empty] | 1 | 1 | 2 | 1 | 1 | 2+ | 4 | 1
PG&E GBA | Hollister | 115 | Battery |  |  | 0 | 0 | 0 | 0 | 0 | 0 | 0 | 0 | 0 | 1 | 1 | 3 | 3 | 3 |  | 1 | [11 empty] | 2 | 2 | 4 | 2 | 3 | 4+ | 4 | 1
PG&E NGBA | Homestake | 115 | Battery |  |  | 0 | 0 | 0 | 0 | 0 | 0 | 0 | 0 | 0 | 5 | 2 | 1 | 1 |  |  | 1 | [11 empty] | 2 | 1 | 4 | 2 | 3 | 1 | 1 | 0
PG&E NGBA | Honcut | 115 | Battery |  |  | 0 | 0 | 0 | 0 | 0 | 0 | 0 | 0 | 0 | 5 | 2 | 1 | 1 |  |  | 1 | [11 empty] | 2 | 1 | 4 | 2 | 3 | 2+ | 1 | 1
SDGE | Hoodoo Wash | 500 | Battery |  |  | 297.5 | 365 | 662.5 | 297.5 | 0 | 297.5 | 0 | 365 | 365 | 5 | 4 | 4 | 2 |  |  | 4 | [11 empty] | 2 | 2 | 4 | 2 | 3 | 3+ | 1 | 1
PG&E NGBA | Hopland | 115 | Battery |  |  | 0 | 0 | 0 | 0 | 0 | 0 | 0 | 0 | 0 | 5 | 2 | 1 | 1 |  |  | 1 | [11 empty] | 2 | 2 | 4 | 2 | 3 | 1+ | 1 | 1
PG&E NGBA | Hopland | 60 | Battery |  |  | 0 | 0 | 0 | 0 | 0 | 0 | 0 | 0 | 0 | 5 | 2 | 1 | 1 |  |  | 1 | [11 empty] | 2 | 2 | 4 | 2 | 3 | 1 | 1 | 0
PG&E NGBA | Humboldt | 115 | Battery |  |  | 0 | 0 | 0 | 0 | 0 | 0 | 0 | 0 | 0 | 5 | 2 | 1 | 1 | 3 |  | 1 | [11 empty] | 2 | 2 | 3 | 2 | 3 | 1 | 1 | 0
PG&E NGBA | Humboldt | 60 | Battery |  |  | 0 | 0 | 0 | 0 | 0 | 0 | 0 | 0 | 0 | 5 | 2 | 1 | 1 |  |  | 1 | [11 empty] | 2 | 2 | 3 | 2 | 3 | 1 | 4 | 1
PG&E NGBA | Humboldt | 500 | Battery |  |  | 0 | 0 | 0 | 0 | 0 | 0 | 0 | 0 | 0 | 5 | 2 | 1 | 1 |  |  | 1 | [11 empty] | 2 | 2 | 3 | 2 | 3 | 1 | 1 | 0
SCE Metro | Huntington Beach | 230 | Battery |  |  | 0 | 0 | 0 | 0 | 0 | 0 | 0 | 0 | 0 | 1 | 1 | 1 | 1 |  |  | 1 | [11 empty] | 1 | 1 | 1 | 1 | 2 | 1 | 1 | 0
PG&E NGBA | Ignacio | 115 | Battery |  |  | 0 | 0 | 0 | 0 | 0 | 0 | 0 | 0 | 0 | 5 | 2 | 1 | 1 | 3 |  | 1 | [11 empty] | 2 | 1 | 4 | 1 | 3 | 2+ | 1 | 1
PG&E NGBA | Ignacio | 230 | Battery |  |  | 0 | 0 | 0 | 0 | 0 | 0 | 0 | 0 | 0 | 5 | 2 | 1 | 1 |  |  | 1 | [11 empty] | 2 | 1 | 4 | 1 | 3 | 1 | 1 | 0
PG&E NGBA | Ignacio | 60 | Battery |  |  | 0 | 0 | 0 | 0 | 0 | 0 | 0 | 0 | 0 | 5 | 2 | 1 | 1 |  |  | 1 | [11 empty] | 2 | 1 | 4 | 1 | 3 | 1 | 1 | 0
SDGE | Imperial Beach | 69 | Battery |  |  | 0 | 0 | 0 | 0 | 0 | 0 | 0 | 0 | 0 | 4 | 4 | 1 | 1 |  |  | 1 | [11 empty] | 2 | 1 | 3 | 1 | 2 | 1 | 5 | 1
SDGE | Imperial Valley | 230 | Battery |  |  | 528 | 0 | 528 | 528 | 0 | 528 | 0 | 0 | 0 | 4 | 4 | 1 | 1 | 4 |  | 2 | [11 empty] | 1 | 1 | 2 | 2 | 1 | 4+ | 3 | 1
SDGE | Imperial Valley | 500 | Battery |  |  | 0 | 0 | 0 | 0 | 0 | 0 | 0 | 0 | 0 | 4 | 4 | 1 | 1 | 5 |  | 1 | [11 empty] | 1 | 1 | 2 | 2 | 1 | 1 | 1 | 0
EOP | Innovation | 138 | Battery |  |  | 0 | 0 | 0 | 0 | 0 | 0 | 0 | 0 | 0 | 5 | 3 | 4 | 2 |  |  | 1 | [11 empty] | 2 | 2 | 4 | 1 | 3 | 1 | 1 | 0
EOP | Innovation | 230 | Battery |  |  | 0 | 0 | 0 | 0 | 0 | 0 | 0 | 0 | 0 | 5 | 3 | 4 | 2 |  |  | 1 | [11 empty] | 2 | 2 | 4 | 1 | 3 | 4+ | 5 | 1
SCE NOL | Inyokern | 115 | Battery |  |  | 0 | 0 | 0 | 0 | 0 | 0 | 0 | 0 | 0 | 4 | 4 | 1 | 1 |  |  | 1 | [11 empty] | 2 | 2 | 4 | 1 | 3 | 1+ | 5 | 1
EOP | IS Tap | 138 | Battery |  |  | 0 | 0 | 0 | 0 | 0 | 0 | 0 | 0 | 0 | 5 | 3 | 4 | 2 |  |  | 1 | [11 empty] | 2 | 2 | 4 | 1 | 3 | 1 | 1 | 0
EOP | Ivanpah | 115 | Battery |  |  | 0 | 0 | 0 | 0 | 0 | 0 | 0 | 0 | 0 | 5 | 3 | 4 | 2 |  |  | 1 | [11 empty] | 2 | 2 | 4 | 1 | 1 | 1 | 1 | 0
EOP | Ivanpah | 230 | Battery |  |  | 0 | 0 | 0 | 0 | 0 | 0 | 0 | 0 | 0 | 5 | 3 | 4 | 2 |  |  | 1 | [11 empty] | 2 | 2 | 4 | 1 | 1 | 1 | 1 | 0
EOP | Jackass (DOE) | 138 | Battery |  |  | 0 | 0 | 0 | 0 | 0 | 0 | 0 | 0 | 0 | 5 | 3 | 4 | 2 |  |  | 1 | [11 empty] | 2 | 2 | 4 | 1 | 3 | 1 | 1 | 0
PG&E NGBA | James B Black | 230 | Battery |  |  | 0 | 0 | 0 | 0 | 0 | 0 | 0 | 0 | 0 | 5 | 2 | 1 | 1 |  |  | 1 | [11 empty] | 2 | 2 | 4 | 2 | 3 | 1 | 1 | 0
PG&E GBA | Jefferson | 230 | Battery |  |  | 0 | 0 | 0 | 0 | 0 | 0 | 0 | 0 | 0 | 1 | 1 | 1 | 1 |  |  | 1 | [11 empty] | 2 | 1 | 3 | 1 | 2 | 1 | 1 | 0
PG&E NGBA | Jessup | 115 | Battery |  |  | 0 | 0 | 0 | 0 | 0 | 0 | 0 | 0 | 0 | 5 | 2 | 1 | 1 |  |  | 1 | [11 empty] | 2 | 2 | 3 | 2 | 3 | 1 | 1 | 0
SCE Metro | Johanna | 230 | Battery |  |  | 0 | 0 | 0 | 0 | 0 | 0 | 0 | 0 | 0 | 1 | 1 | 1 | 1 |  |  | 1 | [11 empty] | 1 | 1 | 2 | 1 | 1 | 4+ | 1 | 1
SCE Eastern | Julian Hinds | 230 | Battery |  |  | 0 | 0 | 0 | 0 | 0 | 0 | 0 | 0 | 0 | 5 | 5 | 4 | 4 |  |  | 1 | [11 empty] | 2 | 1 | 4 | 1 | 3 | 1 | 1 | 0
PG&E GBA | Kasson | 115 | Battery |  |  | 0 | 0 | 0 | 0 | 0 | 0 | 0 | 0 | 0 | 5 | 2 | 1 | 1 |  |  | 1 | [11 empty] | 1 | 1 | 4 | 2 | 1 | 1+ | 1 | 1
PG&E GBA | Kasson | 60 | Battery |  |  | 0 | 0 | 0 | 0 | 0 | 0 | 0 | 0 | 0 | 5 | 5 | 1 | 1 |  |  | 1 | [11 empty] | 1 | 1 | 4 | 2 | 1 | 1 | 1 | 0
PG&E FRESNO | Kearney | 230 | Battery |  |  | 0 | 0 | 0 | 0 | 0 | 0 | 0 | 0 | 0 | 5 | 2 | 5 | 2 |  |  | 1 | [11 empty] | 1 | 1 | 3 | 2 | 1 | 1 | 5 | 1
PG&E FRESNO | Kearney | 70 | Battery |  |  | 0 | 0 | 0 | 0 | 0 | 0 | 0 | 0 | 0 | 5 | 2 | 5 | 2 |  |  | 1 | [11 empty] | 1 | 1 | 3 | 2 | 1 | 1 | 1 | 0
PG&E GBA | Kelso | 230 | Battery |  |  | 90.7 | 0 | 90.7 | 90.7 | 0 | 90.7 | 0 | 0 | 0 | 5 | 2 | 1 | 1 |  |  | 2 | [11 empty] | 2 | 1 | 2 | 1 | 2 | 4+ | 1 | 1
PG&E FRESNO | Kerchoff 1 | 115 | Battery |  |  | 0 | 0 | 0 | 0 | 0 | 0 | 0 | 0 | 0 | 5 | 2 | 5 | 2 |  |  | 1 | [11 empty] | 1 | 1 | 4 | 2 | 3 | 1 | 1 | 0
PG&E KERN | Kern Oil | 115 | Battery |  |  | 0 | 0 | 0 | 0 | 0 | 0 | 0 | 0 | 0 | 5 | 2 | 5 | 2 |  |  | 3 | [11 empty] | 1 | 1 | 1 | 1 | 1 | 1 | 1 | 0
PG&E KERN | Kern PP | 115 | Battery |  |  | 0 | 0 | 0 | 0 | 0 | 0 | 0 | 0 | 0 | 5 | 2 | 5 | 2 |  |  | 2 | [11 empty] | 1 | 1 | 2 | 1 | 2 | 1 | 1 | 0
PG&E KERN | Kern PP | 230 | Battery |  |  | 0 | 0 | 0 | 0 | 0 | 0 | 0 | 0 | 0 | 5 | 2 | 5 | 2 |  |  | 1 | [11 empty] | 1 | 1 | 2 | 1 | 2 | 4+ | 1 | 1
PG&E KERN | Kern PP | 70 | Battery |  |  | 0 | 0 | 0 | 0 | 0 | 0 | 0 | 0 | 0 | 5 | 2 | 5 | 2 |  |  | 1 | [11 empty] | 1 | 1 | 2 | 1 | 2 | 1 | 1 | 0
PG&E KERN | Kernridge | 115 | Battery |  |  | 0 | 0 | 0 | 0 | 0 | 0 | 0 | 0 | 0 | 5 | 2 | 5 | 2 |  |  | 1 | [11 empty] | 1 | 1 | 1 | 1 | 1 | 1 | 1 | 0
PG&E FRESNO | Kingsburg | 115 | Battery |  |  | 0 | 0 | 0 | 0 | 0 | 0 | 0 | 0 | 0 | 5 | 2 | 5 | 2 |  |  | 1 | [11 empty] | 1 | 1 | 2 | 2 | 1 | 1 | 1 | 0
PG&E GBA | Kirker | 115 | Battery |  |  | 0 | 0 | 0 | 0 | 0 | 0 | 0 | 0 | 0 | 5 | 2 | 1 | 1 |  |  | 1 | [11 empty] | 2 | 1 | 3 | 1 | 1 | 1 | 1 | 0
PG&E NGBA | Knights Landing | 115 | Battery |  |  | 0 | 0 | 0 | 0 | 0 | 0 | 0 | 0 | 0 | 5 | 5 | 3 | 3 |  |  | 1 | [11 empty] | 2 | 1 | 4 | 2 | 3 | 1 | 1 | 0
PG&E NGBA | Konocti | 60 | Battery |  |  | 0 | 0 | 0 | 0 | 0 | 0 | 0 | 0 | 0 | 5 | 2 | 1 | 1 |  |  | 1 | [11 empty] | 2 | 2 | 4 | 2 | 3 | 1 | 1 | 0
SCE NOL | Kramer | 115 | Battery |  |  | 0 | 6 | 6 | 0 | 6 | 6 | 0 | 0 | 0 | 4 | 4 | 1 | 1 | 3 |  | 1 | [11 empty] | 2 | 1 | 4 | 1 | 3 | 4+ | 1 | 1
SCE NOL | Kramer | 230 | Battery |  |  | 225 | 0 | 225 | 225 | 0 | 225 | 0 | 0 | 0 | 4 | 4 | 1 | 1 | 4 |  | 1 | [11 empty] | 2 | 1 | 4 | 1 | 3 | 4+ | 3 | 1
SCE Metro | La Cienega | 230 | Battery |  |  | 0 | 0 | 0 | 0 | 0 | 0 | 0 | 0 | 0 | 1 | 1 | 1 | 1 |  |  | 1 | [11 empty] | 1 | 1 | 2 | 1 | 2 | 2+ | 1 | 1
SCE Metro | La Fresa | 230 | Battery |  |  | 0 | 0 | 0 | 0 | 0 | 0 | 0 | 0 | 0 | 1 | 1 | 1 | 1 |  |  | 1 | [11 empty] | 1 | 1 | 2 | 1 | 2 | 1+ | 1 | 1
SCE Metro | Laguna Bell | 230 | Battery |  |  | 250 | 0 | 250 | 250 | 0 | 250 | 0 | 0 | 0 | 1 | 1 | 1 | 1 | 5 |  | 1 | [11 empty] | 1 | 1 | 2 | 1 | 1 | 4+ | 4 | 1
PG&E KERN | Lakeview | 70 | Battery |  |  | 65.6 | 0 | 65.6 | 65.6 | 0 | 65.6 | 0 | 0 | 0 | 5 | 5 | 5 | 2 |  |  | 4 | [11 empty] | 1 | 1 | 4 | 1 | 1 | 4+ | 1 | 1
PG&E NGBA | Lakeville | 230 | Battery |  |  | 0 | 0 | 0 | 0 | 0 | 0 | 0 | 0 | 0 | 5 | 2 | 1 | 1 | 3 |  | 1 | [11 empty] | 2 | 1 | 4 | 2 | 3 | 1 | 1 | 0
PG&E NGBA | Lakeville | 60 | Battery |  |  | 0 | 0 | 0 | 0 | 0 | 0 | 0 | 0 | 0 | 5 | 2 | 1 | 1 |  |  | 1 | [11 empty] | 2 | 1 | 4 | 2 | 3 | 1 | 1 | 0
PG&E NGBA | Lakeville | 115 | Battery |  |  | 50 | 0 | 50 | 50 | 0 | 50 | 0 | 0 | 0 | 5 | 2 | 1 | 1 | 3 |  | 2 | [11 empty] | 2 | 1 | 4 | 2 | 3 | 2+ | 1 | 1
PG&E GBA | Lakewood | 115 | Battery |  |  | 0 | 0 | 0 | 0 | 0 | 0 | 0 | 0 | 0 | 5 | 2 | 1 | 1 |  |  | 1 | [11 empty] | 2 | 1 | 3 | 1 | 2 | 1 | 1 | 0
PG&E NGBA | Lambie | 230 | Battery |  |  | 0 | 0 | 0 | 0 | 0 | 0 | 0 | 0 | 0 | 5 | 2 | 1 | 1 |  |  | 1 | [11 empty] | 2 | 1 | 1 | 1 | 1 | 2+ | 1 | 1
PG&E GBA | Lammers | 115 | Battery |  |  | 0 | 0 | 0 | 0 | 0 | 0 | 0 | 0 | 0 | 5 | 5 | 1 | 1 | 3 |  | 1 | [11 empty] | 1 | 1 | 1 | 2 | 2 | 2+ | 1 | 1
PG&E KERN | Lamont | 115 | Battery |  |  | 0 | 0 | 0 | 0 | 0 | 0 | 0 | 0 | 0 | 5 | 2 | 5 | 2 | 3 |  | 3 | [11 empty] | 1 | 1 | 2 | 1 | 1 | 4+ | 4 | 1
PG&E FRESNO | Las Aguilas | 230 | Battery |  |  | 0 | 0 | 0 | 0 | 0 | 0 | 0 | 0 | 0 | 5 | 2 | 5 | 2 |  |  | 1 | [11 empty] | 2 | 2 | 4 | 2 | 2 | 1 | 1 | 0
EOP | Lathrop | 138 | Battery |  |  | 0 | 0 | 0 | 0 | 0 | 0 | 0 | 0 | 0 | 5 | 3 | 4 | 2 |  |  | 1 | [11 empty] | 2 | 2 | 4 | 1 | 3 | 1 | 1 | 0
EOP | Lathrop | 230 | Battery |  |  | 0 | 190 | 190 | 0 | 0 | 0 | 0 | 190 | 190 | 5 | 3 | 4 | 2 |  |  | 1 | [11 empty] | 2 | 2 | 4 | 1 | 3 | 4+ | 1 | 1
PG&E FRESNO | Le Grand | 115 | Battery |  |  | 0 | 0 | 0 | 0 | 0 | 0 | 0 | 0 | 0 | 5 | 2 | 5 | 2 | 3 |  | 1 | [11 empty] | 1 | 1 | 3 | 2 | 1 | 2+ | 5 | 1
PG&E FRESNO | Lemoore | 70 | Battery |  |  | 0 | 0 | 0 | 0 | 0 | 0 | 0 | 0 | 0 | 5 | 2 | 5 | 2 |  |  | 1 | [11 empty] | 1 | 1 | 3 | 2 | 2 | 2+ | 4 | 1
PG&E KERN | Lerdo | 115 | Battery |  |  | 0 | 0 | 0 | 0 | 0 | 0 | 0 | 0 | 0 | 5 | 2 | 5 | 2 |  |  | 1 | [11 empty] | 1 | 1 | 4 | 1 | 1 | 1 | 1 | 0
SCE Metro | Lewis | 230 | Battery |  |  | 0 | 0 | 0 | 0 | 0 | 0 | 0 | 0 | 0 | 1 | 1 | 1 | 1 |  |  | 1 | [11 empty] | 1 | 1 | 3 | 1 | 2 | 1 | 1 | 0
SCE Metro | Lighthipe | 230 | Battery |  |  | 0 | 0 | 0 | 0 | 0 | 0 | 0 | 0 | 0 | 1 | 1 | 1 | 1 |  |  | 1 | [11 empty] | 1 | 1 | 2 | 1 | 1 | 4+ | 4 | 1
SDGE | Lilac | 69 | Battery |  |  | 0 | 0 | 0 | 0 | 0 | 0 | 0 | 0 | 0 | 4 | 4 | 1 | 1 |  |  | 1 | [11 empty] | 2 | 1 | 3 | 1 | 3 | 1 | 1 | 0
PG&E NGBA | Lincoln | 115 | Battery |  |  | 0 | 0 | 0 | 0 | 0 | 0 | 0 | 0 | 0 | 5 | 5 | 3 | 3 |  |  | 1 | [11 empty] | 2 | 1 | 3 | 2 | 3 | 1 | 1 | 0
PG&E KERN | Live Oak | 115 | Battery |  |  | 0 | 0 | 0 | 0 | 0 | 0 | 0 | 0 | 0 | 5 | 2 | 5 | 2 |  |  | 3 | [11 empty] | 1 | 1 | 1 | 1 | 1 | 1+ | 1 | 1
PG&E GBA | Llagas | 115 | Battery |  |  | 0 | 0 | 0 | 0 | 0 | 0 | 0 | 0 | 0 | 1 | 1 | 3 | 3 |  |  | 1 | [11 empty] | 2 | 1 | 2 | 2 | 1 | 4+ | 5 | 1
PG&E GBA | Lockeford | 115 | Battery |  |  | 0 | 0 | 0 | 0 | 0 | 0 | 0 | 0 | 0 | 5 | 2 | 1 | 1 |  |  | 1 | [11 empty] | 1 | 1 | 4 | 2 | 2 | 1+ | 1 | 1
PG&E GBA | Lockeford | 230 | Battery |  |  | 0 | 0 | 0 | 0 | 0 | 0 | 0 | 0 | 0 | 5 | 2 | 1 | 1 |  |  | 1 | [11 empty] | 1 | 1 | 4 | 2 | 2 | 1 | 1 | 0
PG&E GBA | Lockeford | 60 | Battery |  |  | 0 | 0 | 0 | 0 | 0 | 0 | 0 | 0 | 0 | 5 | 2 | 1 | 1 |  |  | 1 | [11 empty] | 1 | 1 | 4 | 2 | 2 | 1 | 1 | 0
PG&E GBA | Lodi | 230 | Battery |  |  | 0 | 0 | 0 | 0 | 0 | 0 | 0 | 0 | 0 | 5 | 2 | 1 | 1 |  |  | 1 | [11 empty] | 1 | 1 | 1 | 2 | 1 | 1 | 1 | 0
PG&E NGBA | Logan Creek | 230 | Battery |  |  | 0 | 0 | 0 | 0 | 0 | 0 | 0 | 0 | 0 | 5 | 2 | 1 | 1 |  |  | 1 | [11 empty] | 2 | 2 | 4 | 1 | 2 | 1 | 1 | 0
PG&E GBA | Lone Tree | 230 | Battery |  |  | 0 | 0 | 0 | 0 | 0 | 0 | 0 | 0 | 0 | 5 | 2 | 1 | 1 |  |  | 1 | [11 empty] | 2 | 1 | 3 | 1 | 2 | 1 | 1 | 0
PG&E FRESNO | Los Banos | 230 | Battery |  |  | 0 | 300 | 300 | 0 | 0 | 0 | 0 | 300 | 300 | 5 | 2 | 5 | 2 | 3 |  | 1 | [11 empty] | 1 | 1 | 4 | 2 | 1 | 4+ | 1 | 1
PG&E FRESNO | Los Banos | 500 | Battery |  |  | 0 | 477 | 477 | 0 | 0 | 0 | 0 | 477 | 477 | 1 | 1 | 1 | 1 | 2 |  | 1 | [11 empty] | 1 | 1 | 4 | 2 | 1 | 4+ | 1 | 1
SDGE | Los Coches | 138 | Battery |  |  | 0 | 0 | 0 | 0 | 0 | 0 | 0 | 0 | 0 | 4 | 4 | 1 | 1 |  |  | 1 | [11 empty] | 2 | 2 | 4 | 2 | 3 | 1 | 1 | 0
SDGE | Los Coches | 69 | Battery |  |  | 0 | 0 | 0 | 0 | 0 | 0 | 0 | 0 | 0 | 4 | 4 | 1 | 1 |  |  | 1 | [11 empty] | 2 | 2 | 4 | 2 | 3 | 1 | 5 | 1
PG&E GBA | Los Esteros | 115 | Battery |  |  | 0 | 0 | 0 | 0 | 0 | 0 | 0 | 0 | 0 | 1 | 1 | 1 | 1 | 4 |  | 1 | [11 empty] | 2 | 1 | 1 | 2 | 1 | 1+ | 4 | 1
PG&E GBA | Los Esteros | 230 | Battery |  |  | 0 | 0 | 0 | 0 | 0 | 0 | 0 | 0 | 0 | 1 | 1 | 1 | 1 |  |  | 1 | [11 empty] | 2 | 1 | 1 | 2 | 1 | 4+ | 4 | 1
PG&E GBA | Los Positas | 230 | Battery |  |  | 0 | 0 | 0 | 0 | 0 | 0 | 0 | 0 | 0 | 5 | 2 | 1 | 1 |  |  | 1 | [11 empty] | 2 | 1 | 3 | 1 | 3 | 1 | 1 | 0
PG&E GBA | Los Positas | 60 | Battery |  |  | 0 | 0 | 0 | 0 | 0 | 0 | 0 | 0 | 0 | 5 | 2 | 1 | 1 |  |  | 1 | [11 empty] | 2 | 1 | 3 | 1 | 3 | 1 | 1 | 0
SDGE | Loveland | 69 | Battery |  |  | 0 | 0 | 0 | 0 | 0 | 0 | 0 | 0 | 0 | 4 | 4 | 1 | 1 |  |  | 1 | [11 empty] | 2 | 1 | 3 | 1 | 3 | 1 | 1 | 0
SCE NOL | Lugo | 230 | Battery |  |  | 0 | 0 | 0 | 0 | 0 | 0 | 0 | 0 | 0 | 3 | 3 | 1 | 1 |  |  | 2 | [11 empty] | 2 | 1 | 4 | 1 | 2 | 1 | 1 | 0
SCE Metro | Lugo | 500 | Battery |  |  | 0 | 0 | 0 | 0 | 0 | 0 | 0 | 0 | 0 | 1 | 1 | 1 | 1 | 5 |  | 1 | [11 empty] | 2 | 1 | 4 | 1 | 2 | 4+ | 1 | 1
PG&E FRESNO | Madera | 70 | Battery |  |  | 0 | 0 | 0 | 0 | 0 | 0 | 0 | 0 | 0 | 5 | 2 | 5 | 2 |  |  | 1 | [11 empty] | 1 | 1 | 4 | 2 | 1 | 1 | 1 | 0
PG&E NGBA | Madison | 115 | Battery |  |  | 10.2 | 0 | 10.2 | 10.2 | 0 | 10.2 | 0 | 0 | 0 | 5 | 2 | 1 | 1 |  |  | 1 | [11 empty] | 2 | 1 | 4 | 2 | 3 | 1 | 1 | 1
PG&E KERN | Magunden | 115 | Battery |  |  | 0 | 0 | 0 | 0 | 0 | 0 | 0 | 0 | 0 | 5 | 2 | 5 | 2 |  |  | 3 | [11 empty] | 1 | 1 | 2 | 1 | 1 | 1 | 1 | 0
SCE Northern | Magunden | 230 | Battery |  |  | 0 | 0 | 0 | 0 | 0 | 0 | 0 | 0 | 0 | 5 | 5 | 1 | 1 |  |  | 2 | [11 empty] | 1 | 1 | 2 | 1 | 1 | 1+ | 1 | 1
PG&E FRESNO | Malaga | 115 | Battery |  |  | 0 | 0 | 0 | 0 | 0 | 0 | 0 | 0 | 0 | 5 | 2 | 5 | 2 |  |  | 1 | [11 empty] | 1 | 1 | 1 | 2 | 1 | 1 | 5 | 1
PG&E NGBA | Malin | 500 | Battery |  |  | 0 | 0 | 0 | 0 | 0 | 0 | 0 | 0 | 0 | 5 | 2 | 1 | 1 |  |  | 1 | [11 empty] | 2 | 2 | 4 | 2 | 3 | 1 | 1 | 0
SCE Northern | Mandalay | 230 | Battery |  |  | 0 | 0 | 0 | 0 | 0 | 0 | 0 | 0 | 0 | 5 | 2 | 4 | 2 |  |  | 1 | [11 empty] | 2 | 1 | 2 | 1 | 1 | 4+ | 1 | 1
PG&E FRESNO | Manning | 230 | Battery |  |  | 0 | 0 | 0 | 0 | 0 | 0 | 0 | 0 | 0 | 5 | 2 | 5 | 2 | 1 |  | 2 | [11 empty] | 1 | 1 | 2 | 2 | 1 | 1 | 4 | 1
PG&E FRESNO | Manning | 500 | Battery |  |  | 0 | 800 | 800 | 0 | 0 | 0 | 0 | 800 | 800 | 1 | 1 | 1 | 1 | 2 |  | 2 | [11 empty] | 1 | 1 | 2 | 2 | 1 | 3- | 1 | 1
PG&E GBA | Manteca | 115 | Battery |  |  | 0 | 0 | 0 | 0 | 0 | 0 | 0 | 0 | 0 | 5 | 5 | 5 | 2 |  |  | 1 | [11 empty] | 1 | 1 | 2 | 2 | 2 | 1 | 1 | 0
SDGE | Margarita | 138 | Battery |  |  | 0 | 0 | 0 | 0 | 0 | 0 | 0 | 0 | 0 | 1 | 1 | 1 | 1 |  |  | 2 | [11 empty] | 1 | 1 | 2 | 1 | 3 | 1+ | 1 | 1
PG&E GBA | Martin | 230 | Battery |  |  | 0 | 0 | 0 | 0 | 0 | 0 | 0 | 0 | 0 | 5 | 2 | 1 | 1 | 3 |  | 1 | [11 empty] | 2 | 1 | 3 | 1 | 2 | 1 | 1 | 0
PG&E GBA | Martin | 115 | Battery |  |  | 188 | 0 | 188 | 188 | 0 | 188 | 0 | 0 | 0 | 1 | 1 | 1 | 1 | 4 |  | 3 | [11 empty] | 2 | 1 | 3 | 1 | 2 | 4+ | 5 | 1
PG&E GBA | Martinez | 115 | Battery |  |  | 0 | 0 | 0 | 0 | 0 | 0 | 0 | 0 | 0 | 5 | 2 | 1 | 1 |  |  | 1 | [11 empty] | 2 | 1 | 1 | 1 | 1 | 1 | 1 | 0
PG&E FRESNO | Mc Mullin | 230 | Battery |  |  | 0 | 0 | 0 | 0 | 0 | 0 | 0 | 0 | 0 | 5 | 2 | 5 | 2 |  |  | 1 | [11 empty] | 1 | 1 | 3 | 2 | 1 | 1 | 5 | 1
PG&E FRESNO | McCall | 115 | Battery |  |  | 0 | 0 | 0 | 0 | 0 | 0 | 0 | 0 | 0 | 5 | 2 | 5 | 2 |  |  | 1 | [11 empty] | 1 | 1 | 3 | 2 | 1 | 1 | 1 | 0
PG&E FRESNO | McCall | 230 | Battery |  |  | 0 | 0 | 0 | 0 | 0 | 0 | 0 | 0 | 0 | 5 | 2 | 5 | 2 |  |  | 1 | [11 empty] | 1 | 1 | 3 | 2 | 1 | 1 | 1 | 0
PG&E GBA | Meadow Lane | 115 | Battery |  |  | 0 | 0 | 0 | 0 | 0 | 0 | 0 | 0 | 0 | 5 | 2 | 1 | 1 |  |  | 1 | [11 empty] | 2 | 1 | 2 | 1 | 1 | 1 | 1 | 0
PG&E GBA | Melones | 115 | Battery |  |  | 0 | 0 | 0 | 0 | 0 | 0 | 0 | 0 | 0 | 5 | 5 | 1 | 1 |  |  | 1 | [11 empty] | 2 | 1 | 4 | 1 | 3 | 1 | 1 | 0
PG&E GBA | Melones | 230 | Battery |  |  | 0 | 0 | 0 | 0 | 0 | 0 | 0 | 0 | 0 | 5 | 5 | 1 | 1 |  |  | 1 | [11 empty] | 2 | 1 | 4 | 1 | 3 | 1 | 1 | 0
SDGE | Melrose | 69 | Battery |  |  | 0 | 0 | 0 | 0 | 0 | 0 | 0 | 0 | 0 | 4 | 4 | 1 | 1 |  |  | 1 | [11 empty] | 2 | 1 | 3 | 1 | 3 | 1 | 5 | 1
PG&E NGBA | Mendocino | 115 | Battery |  |  | 0 | 0 | 0 | 0 | 0 | 0 | 0 | 0 | 0 | 5 | 2 | 1 | 1 |  |  | 1 | [11 empty] | 2 | 2 | 4 | 2 | 3 | 4+ | 1 | 1
PG&E NGBA | Mendocino | 60 | Battery |  |  | 0 | 0 | 0 | 0 | 0 | 0 | 0 | 0 | 0 | 5 | 2 | 1 | 1 |  |  | 1 | [11 empty] | 2 | 2 | 4 | 2 | 3 | 1 | 1 | 0
PG&E FRESNO | Mendota | 115 | Battery |  |  | 0 | 0 | 0 | 0 | 0 | 0 | 0 | 0 | 0 | 5 | 2 | 5 | 2 | 1 |  | 1 | [11 empty] | 1 | 1 | 3 | 2 | 1 | 1 | 1 | 0
PG&E GBA | Menlo | 60 | Battery |  |  | 0 | 0 | 0 | 0 | 0 | 0 | 0 | 0 | 0 | 5 | 2 | 1 | 1 |  |  | 1 | [11 empty] | 2 | 1 | 3 | 1 | 2 | 1 | 1 | 0
PG&E FRESNO | Merced | 115 | Battery |  |  | 0 | 0 | 0 | 0 | 0 | 0 | 0 | 0 | 0 | 5 | 2 | 5 | 2 |  |  | 1 | [11 empty] | 1 | 1 | 4 | 2 | 1 | 1 | 1 | 0
EOP | Mercury | 138 | Battery |  |  | 0 | 0 | 0 | 0 | 0 | 0 | 0 | 0 | 0 | 5 | 3 | 4 | 2 |  |  | 1 | [11 empty] | 2 | 2 | 4 | 1 | 3 | 1 | 1 | 0
PG&E FRESNO | Mercy Springs | 70 | Battery |  |  | 78 | 0 | 78 | 78 | 0 | 78 | 0 | 0 | 0 | 5 | 2 | 5 | 2 |  |  | 5 | [11 empty] | 1 | 1 | 4 | 2 | 1 | 4+ | 1 | 1
PG&E NGBA | Meridian | 60 | Battery |  |  | 0 | 0 | 0 | 0 | 0 | 0 | 0 | 0 | 0 | 5 | 2 | 1 | 1 |  |  | 1 | [11 empty] | 2 | 2 | 4 | 1 | 3 | 1 | 1 | 0
PG&E KERN | Mesa (PGE) | 115 | Battery |  |  | 0 | 0 | 0 | 0 | 0 | 0 | 0 | 0 | 0 | 5 | 2 | 5 | 2 |  |  | 1 | [11 empty] | 2 | 2 | 3 | 2 | 2 | 1 | 1 | 0
PG&E KERN | Mesa (PGE) | 230 | Battery |  |  | 0 | 0 | 0 | 0 | 0 | 0 | 0 | 0 | 0 | 5 | 2 | 5 | 2 |  |  | 1 | [11 empty] | 2 | 2 | 3 | 2 | 2 | 1 | 1 | 0
SCE Metro | Mesa (SCE) | 230 | Battery |  |  | 0 | 0 | 0 | 0 | 0 | 0 | 0 | 0 | 0 | 1 | 1 | 1 | 1 |  |  | 1 | [11 empty] | 1 | 1 | 3 | 1 | 2 | 4+ | 4 | 1
SCE Metro | Mesa (SCE) | 500 | Battery |  |  | 0 | 0 | 0 | 0 | 0 | 0 | 0 | 0 | 0 | 1 | 1 | 1 | 1 |  |  | 1 | [11 empty] | 1 | 1 | 3 | 1 | 2 | 4+ | 1 | 1
SDGE | Mesa Heights | 69 | Battery |  |  | 0 | 0 | 0 | 0 | 0 | 0 | 0 | 0 | 0 | 4 | 4 | 1 | 1 |  |  | 1 | [11 empty] | 2 | 1 | 2 | 1 | 3 | 1 | 5 | 1
PG&E GBA | Metcalf | 115 | Battery |  |  | 0 | 0 | 0 | 0 | 0 | 0 | 0 | 0 | 0 | 1 | 1 | 1 | 1 |  |  | 1 | [11 empty] | 2 | 1 | 1 | 2 | 3 | 1 | 1 | 0
PG&E GBA | Metcalf | 230 | Battery |  |  | 0 | 0 | 0 | 0 | 0 | 0 | 0 | 0 | 0 | 1 | 1 | 1 | 1 | 4 |  | 1 | [11 empty] | 2 | 1 | 1 | 2 | 3 | 4+ | 4 | 1
PG&E GBA | Metcalf | 500 | Battery |  |  | 0 | 0 | 0 | 0 | 0 | 0 | 0 | 0 | 0 | 1 | 1 | 1 | 1 | 5 |  | 1 | [11 empty] | 2 | 1 | 1 | 2 | 3 | 1 | 1 | 0
PG&E KERN | Midway | 115 | Battery |  |  | 0 | 0 | 0 | 0 | 0 | 0 | 0 | 0 | 0 | 5 | 2 | 5 | 2 | 4 |  | 1 | [11 empty] | 1 | 1 | 3 | 1 | 1 | 4+ | 4 | 1
PG&E KERN | Midway | 230 | Battery |  |  | 0 | 0 | 0 | 0 | 0 | 0 | 0 | 0 | 0 | 5 | 2 | 5 | 2 | 4 |  | 1 | [11 empty] | 1 | 1 | 3 | 1 | 1 | 1+ | 1 | 1
PG&E KERN | Midway | 500 | Battery |  |  | 0 | 0 | 0 | 0 | 0 | 0 | 0 | 0 | 0 | 5 | 2 | 4 | 2 | 5 |  | 1 | [11 empty] | 1 | 1 | 3 | 1 | 1 | 4+ | 4 | 1
SDGE | Miguel | 230 | Battery |  |  | 0 | 0 | 0 | 0 | 0 | 0 | 0 | 0 | 0 | 4 | 4 | 1 | 1 |  |  | 1 | [11 empty] | 2 | 1 | 3 | 1 | 2 | 1 | 1 | 0
SDGE | Miguel | 500 | Battery |  |  | 0 | 0 | 0 | 0 | 0 | 0 | 0 | 0 | 0 | 4 | 4 | 1 | 1 |  |  | 1 | [11 empty] | 2 | 1 | 3 | 1 | 2 | 1 | 1 | 0
SDGE | Miguel | 69 | Battery |  |  | 0 | 0 | 0 | 0 | 0 | 0 | 0 | 0 | 0 | 4 | 4 | 1 | 1 |  |  | 1 | [11 empty] | 2 | 1 | 3 | 1 | 2 | 2+ | 5 | 1
PG&E GBA | Millbrae | 115 | Battery |  |  | 0 | 0 | 0 | 0 | 0 | 0 | 0 | 0 | 0 | 1 | 1 | 1 | 1 |  |  | 1 | [11 empty] | 2 | 1 | 3 | 1 | 2 | 4+ | 1 | 1
PG&E GBA | Miller | 115 | Battery |  |  | 0 | 0 | 0 | 0 | 0 | 0 | 0 | 0 | 0 | 5 | 5 | 1 | 1 |  |  | 1 | [11 empty] | 1 | 1 | 4 | 2 | 1 | 1 | 1 | 0
SCE Metro | Mira Loma | 230 | Battery |  |  | 42 | 0 | 42 | 42 | 0 | 42 | 0 | 0 | 0 | 1 | 1 | 1 | 1 | 5 |  | 5 | [11 empty] | 1 | 1 | 1 | 1 | 1 | 4+ | 4 | 1
SCE Metro | Mira Loma | 500 | Battery |  |  | 0 | 0 | 0 | 0 | 0 | 0 | 0 | 0 | 0 | 1 | 1 | 1 | 1 |  |  | 1 | [11 empty] | 1 | 1 | 1 | 1 | 1 | 4+ | 1 | 1
SCE Eastern | Mirage | 115 | Battery |  |  | 0 | 0 | 0 | 0 | 0 | 0 | 0 | 0 | 0 | 5 | 5 | 4 | 4 |  |  | 1 | [11 empty] | 2 | 1 | 3 | 1 | 3 | 1 | 1 | 0
SCE Eastern | Mirage | 230 | Battery |  |  | 0 | 0 | 0 | 0 | 0 | 0 | 0 | 0 | 0 | 5 | 5 | 4 | 4 |  |  | 1 | [11 empty] | 2 | 1 | 3 | 1 | 3 | 1+ | 5 | 1
SDGE | Mission | 138 | Battery |  |  | 0 | 0 | 0 | 0 | 0 | 0 | 0 | 0 | 0 | 4 | 4 | 1 | 1 |  |  | 1 | [11 empty] | 2 | 1 | 2 | 1 | 2 | 1 | 1 | 0
SDGE | Mission | 230 | Battery |  |  | 0 | 0 | 0 | 0 | 0 | 0 | 0 | 0 | 0 | 4 | 4 | 1 | 1 |  |  | 1 | [11 empty] | 2 | 1 | 2 | 1 | 2 | 1 | 1 | 0
SDGE | Mission | 69 | Battery |  |  | 0 | 0 | 0 | 0 | 0 | 0 | 0 | 0 | 0 | 4 | 4 | 1 | 1 |  |  | 1 | [11 empty] | 2 | 1 | 2 | 1 | 2 | 1 | 1 | 0
PG&E GBA | Mi-Wuk | 115 | Battery |  |  | 0 | 0 | 0 | 0 | 0 | 0 | 0 | 0 | 0 | 5 | 5 | 1 | 1 |  |  | 1 | [11 empty] | 2 | 1 | 4 | 1 | 3 | 1 | 1 | 0
EOP | Mohave | 500 | Battery |  |  | 0 | 0 | 0 | 0 | 0 | 0 | 0 | 0 | 0 | 5 | 2 | 4 | 2 | 5 |  | 1 | [11 empty] | 2 | 2 | 3 | 1 | 3 | 1+ | 4 | 1
PG&E NGBA | Monroe | 115 | Battery |  |  | 0 | 0 | 0 | 0 | 0 | 0 | 0 | 0 | 0 | 5 | 2 | 1 | 1 |  |  | 1 | [11 empty] | 2 | 1 | 3 | 2 | 2 | 1 | 1 | 0
SDGE | Monserate | 69 | Battery |  |  | 0 | 0 | 0 | 0 | 0 | 0 | 0 | 0 | 0 | 4 | 4 | 1 | 1 |  |  | 1 | [11 empty] | 2 | 1 | 3 | 1 | 3 | 1 | 1 | 0
PG&E GBA | Monta Vista | 115 | Battery |  |  | 0 | 0 | 0 | 0 | 0 | 0 | 0 | 0 | 0 | 1 | 1 | 1 | 1 |  |  | 1 | [11 empty] | 2 | 1 | 3 | 2 | 3 | 1 | 1 | 0
PG&E GBA | Monta Vista | 230 | Battery |  |  | 0 | 0 | 0 | 0 | 0 | 0 | 0 | 0 | 0 | 1 | 1 | 1 | 1 |  |  | 1 | [11 empty] | 2 | 1 | 3 | 2 | 3 | 1 | 1 | 0
PG&E GBA | Monta Vista | 60 | Battery |  |  | 0 | 0 | 0 | 0 | 0 | 0 | 0 | 0 | 0 | 1 | 1 | 1 | 1 |  |  | 1 | [11 empty] | 2 | 1 | 3 | 2 | 3 | 1 | 1 | 0
PG&E NGBA | Monticello | 115 | Battery |  |  | 0 | 0 | 0 | 0 | 0 | 0 | 0 | 0 | 0 | 5 | 2 | 1 | 1 |  |  | 1 | [11 empty] | 2 | 1 | 4 | 2 | 3 | 1 | 1 | 0
SCE Northern | Moorpark | 230 | Battery |  |  | 350 | 0 | 350 | 350 | 0 | 350 | 0 | 0 | 0 | 5 | 2 | 4 | 2 | 4 |  | 1 | [11 empty] | 2 | 1 | 4 | 1 | 3 | 4+ | 3 | 1
SCE Northern | Moorpark | 66 | Battery |  |  | 0 | 0 | 0 | 0 | 0 | 0 | 0 | 0 | 0 | 5 | 2 | 4 | 2 |  |  | 1 | [11 empty] | 2 | 1 | 4 | 1 | 3 | 1 | 1 | 0
PG&E GBA | Moraga | 115 | Battery |  |  | 0 | 0 | 0 | 0 | 0 | 0 | 0 | 0 | 0 | 5 | 2 | 1 | 1 |  |  | 1 | [11 empty] | 2 | 1 | 3 | 1 | 3 | 1 | 1 | 0
PG&E GBA | Moraga | 230 | Battery |  |  | 0 | 0 | 0 | 0 | 0 | 0 | 0 | 0 | 0 | 5 | 2 | 1 | 1 |  |  | 1 | [11 empty] | 2 | 1 | 3 | 1 | 3 | 1 | 1 | 0
PG&E GBA | Morgan Hill | 115 | Battery |  |  | 0 | 0 | 0 | 0 | 0 | 0 | 0 | 0 | 0 | 1 | 1 | 3 | 3 |  |  | 1 | [11 empty] | 2 | 1 | 3 | 2 | 2 | 4+ | 1 | 1
PG&E KERN | Morro Bay | 115 | Battery |  |  | 0 | 0 | 0 | 0 | 0 | 0 | 0 | 0 | 0 | 5 | 2 | 5 | 2 |  |  | 1 | [11 empty] | 2 | 2 | 2 | 2 | 3 | 1 | 1 | 0
PG&E KERN | Morro Bay | 230 | Battery |  |  | 0 | 0 | 0 | 0 | 0 | 0 | 0 | 0 | 0 | 5 | 2 | 5 | 2 |  |  | 1 | [11 empty] | 2 | 2 | 2 | 2 | 3 | 2+ | 1 | 1
PG&E KERN | Morro Bay | 500 | Battery |  |  | 0 | 0 | 0 | 0 | 0 | 0 | 0 | 0 | 0 | 5 | 2 | 4 | 2 |  |  | 1 | [11 empty] | 2 | 2 | 2 | 2 | 3 | 1 | 1 | 0
PG&E GBA | Moss Landing | 115 | Battery |  |  | 0 | 0 | 0 | 0 | 0 | 0 | 0 | 0 | 0 | 1 | 1 | 3 | 3 |  |  | 1 | [11 empty] | 2 | 2 | 1 | 2 | 2 | 1 | 1 | 0
PG&E GBA | Moss Landing | 230 | Battery |  |  | 0 | 0 | 0 | 0 | 0 | 0 | 0 | 0 | 0 | 1 | 1 | 3 | 3 |  |  | 1 | [11 empty] | 2 | 2 | 1 | 2 | 2 | 1 | 1 | 0
PG&E GBA | Moss Landing | 500 | Battery |  |  | 0 | 0 | 0 | 0 | 0 | 0 | 0 | 0 | 0 | 5 | 2 | 1 | 1 | 5 |  | 1 | [11 empty] | 2 | 2 | 1 | 2 | 2 | 4+ | 4 | 1
EOP | Mountain Pass | 115 | Battery |  |  | 0 | 0 | 0 | 0 | 0 | 0 | 0 | 0 | 0 | 5 | 3 | 4 | 2 |  |  | 1 | [11 empty] | 2 | 2 | 4 | 1 | 1 | 1 | 1 | 0
PG&E GBA | Mountain View | 115 | Battery |  |  | 0 | 0 | 0 | 0 | 0 | 0 | 0 | 0 | 0 | 1 | 1 | 1 | 1 |  |  | 1 | [11 empty] | 2 | 1 | 2 | 2 | 2 | 1 | 1 | 0
PG&E GBA | Mt Eden | 115 | Battery |  |  | 0 | 0 | 0 | 0 | 0 | 0 | 0 | 0 | 0 | 5 | 2 | 1 | 1 |  |  | 1 | [11 empty] | 2 | 1 | 2 | 1 | 2 | 4+ | 1 | 1
PG&E KERN | Mt Poso | 115 | Battery |  |  | 0 | 0 | 0 | 0 | 0 | 0 | 0 | 0 | 0 | 5 | 2 | 5 | 2 |  |  | 1 | [11 empty] | 1 | 1 | 2 | 1 | 1 | 1 | 1 | 0
SDGE | Murray | 69 | Battery |  |  | 0 | 0 | 0 | 0 | 0 | 0 | 0 | 0 | 0 | 4 | 4 | 1 | 1 |  |  | 1 | [11 empty] | 2 | 1 | 2 | 1 | 2 | 1 | 5 | 1
PG&E FRESNO | Mustang | 230 | Battery |  |  | 0 | 0 | 0 | 0 | 0 | 0 | 0 | 0 | 0 | 5 | 2 | 5 | 2 |  |  | 1 | [11 empty] | 1 | 1 | 1 | 2 | 1 | 4+ | 5 | 1
SCE Northern | Neenach | 66 | Battery |  |  | 0 | 0 | 0 | 0 | 0 | 0 | 0 | 0 | 0 | 5 | 5 | 1 | 1 |  |  | 1 | [11 empty] | 2 | 1 | 4 | 1 | 3 | 4+ | 1 | 1
PG&E KERN | New Sub - Gates - Midway (Proposed) | 230 | Battery |  |  | 238.5 | 0 | 238.5 | 238.5 | 0 | 238.5 | 0 | 0 | 0 | 5 | 2 | 5 | 2 | 3 |  | 3 | [11 empty] | 1 | 1 | 4 | 2 | 1 | 4+ | 4 | 1
PG&E KERN | New Sub - Gates - Templeton (Proposed) | 230 | Battery |  |  | 0 | 0 | 0 | 0 | 0 | 0 | 0 | 0 | 0 | 5 | 2 | 5 | 2 |  |  | 1 | [11 empty] | 1 | 1 | 4 | 2 | 1 | 4+ | 5 | 1
SCE NOL | New Sub - Kramer - Lugo (Proposed) | 230 | Battery |  |  | 0 | 0 | 0 | 0 | 0 | 0 | 0 | 0 | 0 | 4 | 4 | 1 | 1 |  |  | 1 | [11 empty] | 2 | 1 | 2 | 1 | 1 | 4+ | 1 | 1
PG&E FRESNO | New Sub - Los Banos - Midway (Proposed) | 500 | Battery |  |  | 0 | 0 | 0 | 0 | 0 | 0 | 0 | 0 | 0 | 5 | 2 | 4 | 2 | 5 |  | 1 | [11 empty] | 1 | 1 | 4 | 2 | 1 | 4+ | 4 | 1
SCE NOL | New Sub - Lugo - Pisgah (Proposed) | 230 | Battery |  |  | 0 | 0 | 0 | 0 | 0 | 0 | 0 | 0 | 0 | 5 | 5 | 1 | 1 |  |  | 1 | [11 empty] | 2 | 1 | 3 | 1 | 3 | 1 | 1 | 0
PG&E KERN | New Sub - Midway - Wheeler Ridge (Proposed) | 230 | Battery |  |  | 0 | 0 | 0 | 0 | 0 | 0 | 0 | 0 | 0 | 5 | 2 | 5 | 2 |  |  | 2 | [11 empty] | 1 | 1 | 3 | 1 | 1 | 1 | 4 | 1
PG&E NGBA | New Sub - Near existing Leavitt (PSREC) | 345 | Battery |  |  | 0 | 0 | 0 | 0 | 0 | 0 | 0 | 0 | 0 | 5 | 2 | 1 | 1 |  |  | 1 | [11 empty] | 2 | 2 | 1 | 1 | 3 | 1 | 1 | 0
PG&E NGBA | New Sub - Near existing Madeline (NVE) | 345 | Battery |  |  | 0 | 0 | 0 | 0 | 0 | 0 | 0 | 0 | 0 | 5 | 2 | 1 | 1 |  |  | 1 | [11 empty] | 2 | 2 | 4 | 1 | 3 | 1 | 1 | 0
SDGE | New Sub - North Gila - IV (Proposed) | 500 | Battery |  |  | 0 | 0 | 0 | 0 | 0 | 0 | 0 | 0 | 0 | 4 | 4 | 1 | 1 |  |  | 1 | [11 empty] | 2 | 1 | 4 | 2 | 2 | 4+ | 5 | 1
PG&E NGBA | New Sub - Pit 1 - Cottonwood (Proposed) | 230 | Battery |  |  | 0 | 0 | 0 | 0 | 0 | 0 | 0 | 0 | 0 | 5 | 2 | 1 | 1 |  |  | 1 | [11 empty] | 2 | 2 | 4 | 2 | 3 | 1 | 1 | 0
PG&E GBA | New Sub - Rancho Seco - Bellota (Proposed) | 230 | Battery |  |  | 0 | 0 | 0 | 0 | 0 | 0 | 0 | 0 | 0 | 5 | 2 | 1 | 1 |  |  | 1 | [11 empty] | 1 | 1 | 4 | 2 | 3 | 1 | 4 | 1
SDGE | New Sub - Suncrest - Ocotillo (Proposed) | 500 | Battery |  |  | 0 | 0 | 0 | 0 | 0 | 0 | 0 | 0 | 0 | 4 | 4 | 1 | 1 |  |  | 1 | [11 empty] | 2 | 1 | 4 | 1 | 3 | 2+ | 1 | 1
PG&E FRESNO | New Sub - Westley - Quinto (Proposed) | 230 | Battery |  |  | 0 | 900 | 900 | 0 | 0 | 0 | 0 | 900 | 900 | 1 | 1 | 1 | 1 |  |  | 1 | [11 empty] | 1 | 1 | 4 | 2 | 1 | 5- | 1 | 1
PG&E GBA | Newark | 115 | Battery |  |  | 0 | 0 | 0 | 0 | 0 | 0 | 0 | 0 | 0 | 1 | 1 | 1 | 1 |  |  | 1 | [11 empty] | 2 | 1 | 3 | 1 | 2 | 1 | 1 | 0
PG&E GBA | Newark | 230 | Battery |  |  | 0 | 0 | 0 | 0 | 0 | 0 | 0 | 0 | 0 | 1 | 1 | 1 | 1 | 4 |  | 1 | [11 empty] | 2 | 1 | 3 | 1 | 2 | 4+ | 1 | 1
PG&E GBA | Newark | 60 | Battery |  |  | 0 | 0 | 0 | 0 | 0 | 0 | 0 | 0 | 0 | 5 | 2 | 1 | 1 | 3 |  | 1 | [11 empty] | 2 | 1 | 3 | 1 | 2 | 1 | 1 | 0
PG&E FRESNO | Newhall | 115 | Battery |  |  | 0 | 0 | 0 | 0 | 0 | 0 | 0 | 0 | 0 | 5 | 2 | 5 | 2 |  |  | 1 | [11 empty] | 1 | 1 | 4 | 2 | 1 | 4+ | 1 | 1
PG&E KERN | Norco | 115 | Battery |  |  | 0 | 0 | 0 | 0 | 0 | 0 | 0 | 0 | 0 | 5 | 2 | 5 | 2 |  |  | 1 | [11 empty] | 1 | 1 | 3 | 1 | 1 | 1 | 1 | 0
PG&E GBA | Nortech | 115 | Battery |  |  | 0 | 0 | 0 | 0 | 0 | 0 | 0 | 0 | 0 | 1 | 1 | 1 | 1 |  |  | 2 | [11 empty] | 2 | 1 | 2 | 2 | 1 | 1 | 1 | 0
SDGE | North City Metering | 138 | Battery |  |  | 0 | 0 | 0 | 0 | 0 | 0 | 0 | 0 | 0 | 4 | 4 | 1 | 1 |  |  | 1 | [11 empty] | 2 | 1 | 2 | 1 | 3 | 1 | 1 | 0
PG&E GBA | North Dublin | 230 | Battery |  |  | 0 | 0 | 0 | 0 | 0 | 0 | 0 | 0 | 0 | 5 | 2 | 1 | 1 |  |  | 1 | [11 empty] | 2 | 1 | 2 | 1 | 3 | 1 | 1 | 0
SDGE | North Gila | 500 | Battery |  |  | 0 | 94.35 | 94.35 | 0 | 0 | 0 | 0 | 94.35 | 94.35 | 4 | 4 | 1 | 1 |  |  | 1 | [11 empty] | 2 | 2 | 4 | 2 | 3 | 5- | 1 | 1
SCE Metro | North of SONGS | 230 | Battery |  |  | 0 | 0 | 0 | 0 | 0 | 0 | 0 | 0 | 0 | 1 | 1 | 1 | 1 |  |  | 1 | [11 empty] | 2 | 1 | 3 | 1 | 3 | 1 | 1 | 0
SCE Metro | North of SONGS | 500 | Battery |  |  | 0 | 0 | 0 | 0 | 0 | 0 | 0 | 0 | 0 | 1 | 1 | 1 | 1 |  |  | 1 | [11 empty] | 2 | 1 | 3 | 1 | 3 | 1 | 1 | 0
PG&E NGBA | Notre Dame | 115 | Battery |  |  | 0 | 0 | 0 | 0 | 0 | 0 | 0 | 0 | 0 | 5 | 2 | 1 | 1 |  |  | 1 | [11 empty] | 2 | 1 | 4 | 2 | 2 | 1 | 1 | 0
PG&E GBA | Oakland C | 115 | Battery |  |  | 0 | 0 | 0 | 0 | 0 | 0 | 0 | 0 | 0 | 5 | 2 | 1 | 1 | 3 |  | 4 | [11 empty] | 2 | 1 | 1 | 1 | 2 | 2+ | 1 | 1
PG&E GBA | Oakland J | 115 | Battery |  |  | 0 | 0 | 0 | 0 | 0 | 0 | 0 | 0 | 0 | 5 | 2 | 1 | 1 |  |  | 1 | [11 empty] | 2 | 1 | 2 | 1 | 1 | 4+ | 1 | 1
PG&E GBA | Oakland L | 115 | Battery |  |  | 0 | 0 | 0 | 0 | 0 | 0 | 0 | 0 | 0 | 5 | 2 | 1 | 1 |  |  | 1 | [11 empty] | 2 | 1 | 2 | 1 | 1 | 1 | 1 | 0
PG&E GBA | Oakland X | 115 | Battery |  |  | 0 | 0 | 0 | 0 | 0 | 0 | 0 | 0 | 0 | 5 | 2 | 1 | 1 |  |  | 3 | [11 empty] | 2 | 1 | 2 | 1 | 2 | 1 | 1 | 0
SDGE | Ocean Ranch | 69 | Battery |  |  | 0 | 0 | 0 | 0 | 0 | 0 | 0 | 0 | 0 | 4 | 4 | 1 | 1 |  |  | 1 | [11 empty] | 2 | 1 | 4 | 1 | 3 | 2+ | 1 | 1
PG&E KERN | Oceano | 115 | Battery |  |  | 0 | 0 | 0 | 0 | 0 | 0 | 0 | 0 | 0 | 5 | 2 | 5 | 2 |  |  | 1 | [11 empty] | 2 | 2 | 4 | 2 | 3 | 1 | 1 | 0
SDGE | Ocotillo Express | 500 | Battery |  |  | 0 | 0 | 0 | 0 | 0 | 0 | 0 | 0 | 0 | 4 | 4 | 1 | 1 |  |  | 1 | [11 empty] | 2 | 1 | 4 | 2 | 3 | 1 | 1 | 0
PG&E KERN | Old River | 70 | Battery |  |  | 0 | 0 | 0 | 0 | 0 | 0 | 0 | 0 | 0 | 5 | 2 | 5 | 2 |  |  | 1 | [11 empty] | 1 | 1 | 4 | 1 | 2 | 1 | 1 | 0
SDGE | Old Town | 230 | Battery |  |  | 0 | 0 | 0 | 0 | 0 | 0 | 0 | 0 | 0 | 4 | 4 | 1 | 1 |  |  | 1 | [11 empty] | 2 | 1 | 3 | 1 | 2 | 1 | 1 | 0
SCE Metro | Olinda | 230 | Battery |  |  | 0 | 0 | 0 | 0 | 0 | 0 | 0 | 0 | 0 | 1 | 1 | 1 | 1 |  |  | 1 | [11 empty] | 1 | 1 | 2 | 1 | 2 | 1+ | 1 | 1
PG&E FRESNO | Olive | 115 | Battery |  |  | 20 | 0 | 20 | 20 | 0 | 20 | 0 | 0 | 0 | 5 | 2 | 5 | 2 | 3 |  | 1 | [11 empty] | 1 | 1 | 4 | 1 | 1 | 1 | 1 | 1
PG&E NGBA | Olivehurst | 115 | Battery |  |  | 0 | 0 | 0 | 0 | 0 | 0 | 0 | 0 | 0 | 5 | 2 | 1 | 1 |  |  | 1 | [11 empty] | 2 | 2 | 2 | 1 | 2 | 1 | 1 | 0
PG&E NGBA | Oregon Trail | 60 | Battery |  |  | 0 | 0 | 0 | 0 | 0 | 0 | 0 | 0 | 0 | 5 | 2 | 1 | 1 |  |  | 1 | [11 empty] | 2 | 2 | 3 | 2 | 3 | 1 | 1 | 0
SCE Northern | Ormond Beach | 230 | Battery |  |  | 0 | 0 | 0 | 0 | 0 | 0 | 0 | 0 | 0 | 5 | 2 | 4 | 2 |  |  | 1 | [11 empty] | 2 | 1 | 1 | 1 | 1 | 1 | 1 | 0
PG&E FRESNO | Oro Loma | 115 | Battery |  |  | 0 | 0 | 0 | 0 | 0 | 0 | 0 | 0 | 0 | 5 | 2 | 5 | 2 |  |  | 3 | [11 empty] | 1 | 1 | 4 | 2 | 1 | 1+ | 1 | 1
PG&E FRESNO | Oro Loma | 70 | Battery |  |  | 0 | 0 | 0 | 0 | 0 | 0 | 0 | 0 | 0 | 5 | 2 | 5 | 2 |  |  | 1 | [11 empty] | 1 | 1 | 4 | 2 | 1 | 1+ | 1 | 1
PG&E FRESNO | Orosi | 70 | Battery |  |  | 0 | 0 | 0 | 0 | 0 | 0 | 0 | 0 | 0 | 5 | 2 | 5 | 2 |  |  | 1 | [11 empty] | 1 | 1 | 4 | 1 | 1 | 1 | 1 | 0
SDGE | Otay | 69 | Battery |  |  | 49.7 | 0 | 49.7 | 49.7 | 0 | 49.7 | 0 | 0 | 0 | 4 | 4 | 1 | 1 |  |  | 3 | [11 empty] | 2 | 1 | 1 | 1 | 1 | 1 | 1 | 1
SDGE | Otay Mesa | 230 | Battery |  |  | 65 | 0 | 65 | 65 | 0 | 65 | 0 | 0 | 0 | 4 | 4 | 1 | 1 |  |  | 2 | [11 empty] | 2 | 1 | 1 | 1 | 3 | 4+ | 1 | 1
PG&E FRESNO | Padre Flats SW STA | 230 | Battery |  |  | 0 | 0 | 0 | 0 | 0 | 0 | 0 | 0 | 0 | 5 | 2 | 5 | 2 |  |  | 1 | [11 empty] | 1 | 1 | 4 | 2 | 1 | 1 | 1 | 0
EOP | Pahrump | 138 | Battery |  |  | 0 | 0 | 0 | 0 | 0 | 0 | 0 | 0 | 0 | 5 | 3 | 4 | 2 |  |  | 1 | [11 empty] | 2 | 2 | 4 | 1 | 3 | 1 | 1 | 0
EOP | Pahrump | 230 | Battery |  |  | 0 | 0 | 0 | 0 | 0 | 0 | 0 | 0 | 0 | 5 | 3 | 4 | 2 |  |  | 1 | [11 empty] | 2 | 2 | 4 | 1 | 3 | 1 | 1 | 0
SDGE | Pala | 69 | Battery |  |  | 0 | 0 | 0 | 0 | 0 | 0 | 0 | 0 | 0 | 4 | 4 | 1 | 1 |  |  | 1 | [11 empty] | 2 | 1 | 1 | 1 | 3 | 1 | 5 | 1
PG&E NGBA | Palermo | 115 | Battery |  |  | 0 | 0 | 0 | 0 | 0 | 0 | 0 | 0 | 0 | 5 | 2 | 1 | 1 | 4 |  | 1 | [11 empty] | 2 | 1 | 2 | 2 | 2 | 1 | 1 | 0
PG&E NGBA | Palermo | 230 | Battery |  |  | 0 | 0 | 0 | 0 | 0 | 0 | 0 | 0 | 0 | 5 | 2 | 1 | 1 |  |  | 1 | [11 empty] | 2 | 1 | 2 | 2 | 2 | 1 | 1 | 0
SCE Eastern | Palo Verde | 500 | Battery |  |  | 0 | 0 | 0 | 0 | 0 | 0 | 0 | 0 | 0 | 5 | 4 | 4 | 2 |  |  | 1 | [11 empty] | 2 | 1 | 4 | 2 | 3 | 1 | 1 | 0
SDGE | Palomar Energy | 230 | Battery |  |  | 0 | 0 | 0 | 0 | 0 | 0 | 0 | 0 | 0 | 4 | 4 | 1 | 1 |  |  | 1 | [11 empty] | 2 | 1 | 2 | 1 | 3 | 1 | 1 | 0
PG&E KERN | Panama | 70 | Battery |  |  | 0 | 0 | 0 | 0 | 0 | 0 | 0 | 0 | 0 | 5 | 2 | 5 | 2 |  |  | 1 | [11 empty] | 1 | 1 | 4 | 1 | 1 | 1 | 1 | 0
PG&E FRESNO | Panoche | 115 | Battery |  |  | 0 | 0 | 0 | 0 | 0 | 0 | 0 | 0 | 0 | 5 | 2 | 5 | 2 |  |  | 1 | [11 empty] | 1 | 1 | 1 | 2 | 1 | 4+ | 1 | 1
PG&E FRESNO | Panoche | 230 | Battery |  |  | 0 | 0 | 0 | 0 | 0 | 0 | 0 | 0 | 0 | 5 | 2 | 5 | 2 | 3 |  | 1 | [11 empty] | 1 | 1 | 1 | 2 | 1 | 1 | 5 | 1
SCE Northern | Pardee | 230 | Battery |  |  | 15 | 0 | 15 | 15 | 0 | 15 | 0 | 0 | 0 | 5 | 2 | 4 | 2 |  |  | 1 | [11 empty] | 1 | 1 | 3 | 1 | 3 | 4+ | 1 | 1
PG&E NGBA | Parkway | 230 | Battery |  |  | 0 | 0 | 0 | 0 | 0 | 0 | 0 | 0 | 0 | 5 | 2 | 1 | 1 |  |  | 1 | [11 empty] | 2 | 1 | 4 | 1 | 2 | 1 | 1 | 0
SCE Northern | Pastoria | 230 | Battery |  |  | 80 | 0 | 80 | 80 | 0 | 80 | 0 | 0 | 0 | 5 | 2 | 4 | 2 |  |  | 2 | [11 empty] | 1 | 1 | 2 | 1 | 3 | 1 | 1 | 1
SCE Metro | Pauda | 230 | Battery |  |  | 0 | 0 | 0 | 0 | 0 | 0 | 0 | 0 | 0 | 1 | 1 | 1 | 1 |  |  | 1 | [11 empty] | 1 | 1 | 2 | 1 | 2 | 1 | 4 | 1
PG&E GBA | Paul Sweet | 115 | Battery |  |  | 0 | 13 | 13 | 0 | 0 | 0 | 0 | 13 | 13 | 1 | 1 | 3 | 3 |  |  | 1 | [11 empty] | 2 | 2 | 2 | 2 | 3 | 5- | 1 | 1
PG&E NGBA | Peabody | 230 | Battery |  |  | 0 | 0 | 0 | 0 | 0 | 0 | 0 | 0 | 0 | 5 | 2 | 1 | 1 |  |  | 1 | [11 empty] | 2 | 1 | 2 | 1 | 2 | 4+ | 1 | 1
PG&E NGBA | Pease | 115 | Battery |  |  | 0 | 0 | 0 | 0 | 0 | 0 | 0 | 0 | 0 | 5 | 2 | 1 | 1 |  |  | 1 | [11 empty] | 2 | 2 | 2 | 1 | 2 | 1 | 1 | 0
PG&E NGBA | Pease | 60 | Battery |  |  | 0 | 0 | 0 | 0 | 0 | 0 | 0 | 0 | 0 | 5 | 2 | 1 | 1 |  |  | 1 | [11 empty] | 2 | 2 | 2 | 1 | 2 | 2+ | 1 | 1
SDGE | Penasquitos | 138 | Battery |  |  | 0 | 0 | 0 | 0 | 0 | 0 | 0 | 0 | 0 | 4 | 4 | 1 | 1 |  |  | 1 | [11 empty] | 2 | 1 | 2 | 1 | 3 | 1 | 1 | 0
SDGE | Penasquitos | 230 | Battery |  |  | 0 | 0 | 0 | 0 | 0 | 0 | 0 | 0 | 0 | 4 | 4 | 1 | 1 |  |  | 1 | [11 empty] | 2 | 1 | 2 | 1 | 3 | 1 | 1 | 0
SDGE | Penasquitos | 69 | Battery |  |  | 0 | 0 | 0 | 0 | 0 | 0 | 0 | 0 | 0 | 4 | 4 | 1 | 1 |  |  | 1 | [11 empty] | 2 | 1 | 2 | 1 | 3 | 1 | 1 | 0
SDGE | Pendleton | 69 | Battery |  |  | 0 | 50 | 50 | 0 | 50 | 50 | 0 | 0 | 0 | 4 | 4 | 1 | 1 |  |  | 4 | [11 empty] | 2 | 1 | 4 | 1 | 3 | 1 | 1 | 1
PG&E NGBA | Penngrove | 115 | Battery |  |  | 0 | 0 | 0 | 0 | 0 | 0 | 0 | 0 | 0 | 5 | 2 | 1 | 1 |  |  | 1 | [11 empty] | 2 | 1 | 3 | 2 | 2 | 4+ | 1 | 1
PG&E GBA | Peoria | 115 | Battery |  |  | 0 | 0 | 0 | 0 | 0 | 0 | 0 | 0 | 0 | 5 | 5 | 1 | 1 |  |  | 1 | [11 empty] | 2 | 1 | 4 | 1 | 3 | 1 | 1 | 0
PG&E GBA | Piercy | 115 | Battery |  |  | 0 | 0 | 0 | 0 | 0 | 0 | 0 | 0 | 0 | 1 | 1 | 1 | 1 |  |  | 1 | [11 empty] | 2 | 1 | 2 | 2 | 2 | 1+ | 1 | 1
PG&E FRESNO | Pine Flat | 230 | Battery |  |  | 0 | 0 | 0 | 0 | 0 | 0 | 0 | 0 | 0 | 5 | 2 | 5 | 2 |  |  | 1 | [11 empty] | 1 | 1 | 4 | 2 | 3 | 1 | 1 | 0
SCE NOL | Pisgah | 230 | Battery |  |  | 0 | 0 | 0 | 0 | 0 | 0 | 0 | 0 | 0 | 5 | 5 | 1 | 1 | 4 |  | 1 | [11 empty] | 2 | 1 | 4 | 1 | 1 | 4+ | 5 | 1
PG&E NGBA | Pit 1 | 230 | Battery |  |  | 0 | 0 | 0 | 0 | 0 | 0 | 0 | 0 | 0 | 5 | 2 | 1 | 1 |  |  | 1 | [11 empty] | 2 | 2 | 4 | 2 | 3 | 1 | 1 | 0
PG&E NGBA | Pit 1 | 60 | Battery |  |  | 0 | 0 | 0 | 0 | 0 | 0 | 0 | 0 | 0 | 5 | 2 | 1 | 1 |  |  | 1 | [11 empty] | 2 | 2 | 4 | 2 | 3 | 1 | 1 | 0
PG&E NGBA | Pit 3 | 230 | Battery |  |  | 0 | 0 | 0 | 0 | 0 | 0 | 0 | 0 | 0 | 5 | 2 | 1 | 1 |  |  | 1 | [11 empty] | 2 | 2 | 4 | 2 | 3 | 1 | 1 | 0
PG&E NGBA | Pit 4 | 230 | Battery |  |  | 0 | 0 | 0 | 0 | 0 | 0 | 0 | 0 | 0 | 5 | 2 | 1 | 1 |  |  | 1 | [11 empty] | 2 | 2 | 4 | 2 | 3 | 1 | 1 | 0
PG&E GBA | Pittsburg | 115 | Battery |  |  | 0 | 0 | 0 | 0 | 0 | 0 | 0 | 0 | 0 | 5 | 2 | 1 | 1 | 4 |  | 1 | [11 empty] | 2 | 1 | 2 | 1 | 1 | 4+ | 5 | 1
PG&E GBA | Pittsburg | 230 | Battery |  |  | 0 | 0 | 0 | 0 | 0 | 0 | 0 | 0 | 0 | 5 | 2 | 1 | 1 | 4 |  | 1 | [11 empty] | 2 | 1 | 2 | 1 | 1 | 4+ | 5 | 1
PG&E NGBA | Pleasant Grove | 115 | Battery |  |  | 0 | 0 | 0 | 0 | 0 | 0 | 0 | 0 | 0 | 5 | 2 | 1 | 1 |  |  | 1 | [11 empty] | 2 | 1 | 2 | 2 | 3 | 1 | 1 | 0
PG&E NGBA | POE | 230 | Battery |  |  | 0 | 0 | 0 | 0 | 0 | 0 | 0 | 0 | 0 | 5 | 5 | 3 | 3 |  |  | 1 | [11 empty] | 2 | 1 | 4 | 2 | 3 | 1 | 1 | 0
SDGE | Point Loma | 69 | Battery |  |  | 0 | 0 | 0 | 0 | 0 | 0 | 0 | 0 | 0 | 4 | 4 | 1 | 1 |  |  | 1 | [11 empty] | 2 | 1 | 3 | 1 | 2 | 1 | 1 | 0
SDGE | Pomerado | 69 | Battery |  |  | 100 | 0 | 100 | 100 | 0 | 100 | 0 | 0 | 0 | 4 | 4 | 1 | 1 |  |  | 5 | [11 empty] | 2 | 1 | 3 | 1 | 3 | 1 | 1 | 1
PG&E KERN | Poso Mountain | 115 | Battery |  |  | 0 | 0 | 0 | 0 | 0 | 0 | 0 | 0 | 0 | 5 | 2 | 5 | 2 |  |  | 4 | [11 empty] | 1 | 1 | 3 | 1 | 2 | 1 | 1 | 0
EOP | Primm | 230 | Battery |  |  | 200 | 0 | 200 | 200 | 0 | 200 | 0 | 0 | 0 | 5 | 3 | 4 | 2 |  |  | 1 | [11 empty] | 2 | 2 | 4 | 1 | 2 | 1 | 1 | 1
PG&E NGBA | Putah Creek | 115 | Battery |  |  | 0 | 0 | 0 | 0 | 0 | 0 | 0 | 0 | 0 | 5 | 2 | 1 | 1 |  |  | 1 | [11 empty] | 2 | 1 | 3 | 2 | 3 | 1 | 4 | 1
SDGE | Q1806 | 138 | Battery |  |  | 0 | 0 | 0 | 0 | 0 | 0 | 0 | 0 | 0 | 1 | 1 | 1 | 1 |  |  | 1 | [11 empty] | 1 | 1 | 2 | 1 | 3 | 1 | 1 | 0
PG&E FRESNO | Quinto | 230 | Battery |  |  | 0 | 0 | 0 | 0 | 0 | 0 | 0 | 0 | 0 | 5 | 2 | 5 | 2 |  |  | 1 | [11 empty] | 1 | 1 | 4 | 2 | 1 | 1 | 5 | 1
PG&E GBA | Race Track | 115 | Battery |  |  | 0 | 0 | 0 | 0 | 0 | 0 | 0 | 0 | 0 | 5 | 5 | 1 | 1 |  |  | 1 | [11 empty] | 2 | 1 | 4 | 1 | 3 | 1 | 1 | 0
SDGE | Rancho Mission Viejo | 138 | Battery |  |  | 0 | 0 | 0 | 0 | 0 | 0 | 0 | 0 | 0 | 1 | 1 | 1 | 1 |  |  | 1 | [11 empty] | 1 | 1 | 2 | 1 | 3 | 1 | 1 | 0
PG&E GBA | Rancho Seco | 230 | Battery |  |  | 0 | 0 | 0 | 0 | 0 | 0 | 0 | 0 | 0 | 5 | 2 | 1 | 1 |  |  | 1 | [11 empty] | 2 | 1 | 1 | 2 | 3 | 1+ | 1 | 1
SCE Metro | Rancho Vista | 230 | Battery |  |  | 0 | 0 | 0 | 0 | 0 | 0 | 0 | 0 | 0 | 1 | 1 | 1 | 1 |  |  | 1 | [11 empty] | 1 | 1 | 1 | 1 | 1 | 1+ | 1 | 1
SCE Metro | Rancho Vista | 500 | Battery |  |  | 0 | 0 | 0 | 0 | 0 | 0 | 0 | 0 | 0 | 1 | 1 | 1 | 1 |  |  | 1 | [11 empty] | 1 | 1 | 1 | 1 | 1 | 1 | 1 | 0
SCE NOL | Ransburg | 115 | Battery |  |  | 0 | 0 | 0 | 0 | 0 | 0 | 0 | 0 | 0 | 4 | 4 | 1 | 1 |  |  | 1 | [11 empty] | 2 | 1 | 4 | 1 | 1 | 1 | 1 | 0
PG&E GBA | Ravenswood | 115 | Battery |  |  | 0 | 0 | 0 | 0 | 0 | 0 | 0 | 0 | 0 | 5 | 2 | 1 | 1 |  |  | 1 | [11 empty] | 2 | 1 | 2 | 1 | 2 | 1 | 1 | 0
PG&E GBA | Ravenswood | 230 | Battery |  |  | 0 | 0 | 0 | 0 | 0 | 0 | 0 | 0 | 0 | 5 | 2 | 1 | 1 |  |  | 2 | [11 empty] | 2 | 1 | 2 | 1 | 2 | 1 | 1 | 0
SCE Northern | Rector | 230 | Battery |  |  | 0 | 0 | 0 | 0 | 0 | 0 | 0 | 0 | 0 | 5 | 5 | 1 | 1 |  |  | 1 | [11 empty] | 1 | 1 | 2 | 1 | 2 | 4+ | 4 | 1
SCE Eastern | Red Bluff | 230 | Battery |  |  | 0 | 0 | 0 | 0 | 0 | 0 | 0 | 0 | 0 | 5 | 5 | 3 | 2 | 1 |  | 1 | [11 empty] | 2 | 2 | 4 | 1 | 3 | 4+ | 5 | 1
SCE Eastern | Red Bluff | 500 | Battery |  |  | 100 | 0 | 100 | 100 | 0 | 100 | 0 | 0 | 0 | 5 | 5 | 3 | 2 | 5 |  | 1 | [11 empty] | 2 | 2 | 4 | 1 | 3 | 4+ | 5 | 1
PG&E NGBA | Redbud | 115 | Battery |  |  | 0 | 0 | 0 | 0 | 0 | 0 | 0 | 0 | 0 | 5 | 2 | 1 | 1 |  |  | 1 | [11 empty] | 2 | 2 | 4 | 2 | 3 | 1+ | 1 | 1
SCE Metro | Redondo | 230 | Battery |  |  | 0 | 0 | 0 | 0 | 0 | 0 | 0 | 0 | 0 | 1 | 1 | 1 | 1 |  |  | 1 | [11 empty] | 1 | 1 | 2 | 1 | 2 | 1 | 1 | 0
PG&E FRESNO | Reedley | 115 | Battery |  |  | 0 | 0 | 0 | 0 | 0 | 0 | 0 | 0 | 0 | 5 | 2 | 5 | 2 |  |  | 1 | [11 empty] | 1 | 1 | 4 | 2 | 1 | 1+ | 1 | 1
PG&E KERN | Renfro | 115 | Battery |  |  | 0 | 0 | 0 | 0 | 0 | 0 | 0 | 0 | 0 | 5 | 2 | 5 | 2 |  |  | 1 | [11 empty] | 1 | 1 | 2 | 1 | 2 | 1 | 1 | 0
PG&E GBA | Richmond R | 115 | Battery |  |  | 0 | 0 | 0 | 0 | 0 | 0 | 0 | 0 | 0 | 5 | 2 | 1 | 1 |  |  | 1 | [11 empty] | 2 | 1 | 2 | 1 | 2 | 1 | 1 | 0
PG&E NGBA | Rincon | 115 | Battery |  |  | 0 | 0 | 0 | 0 | 0 | 0 | 0 | 0 | 0 | 5 | 2 | 1 | 1 |  |  | 1 | [11 empty] | 2 | 1 | 3 | 2 | 2 | 1 | 1 | 0
PG&E KERN | Rio Bravo | 115 | Battery |  |  | 0 | 0 | 0 | 0 | 0 | 0 | 0 | 0 | 0 | 5 | 2 | 5 | 2 | 4 |  | 1 | [11 empty] | 1 | 1 | 2 | 1 | 1 | 1 | 1 | 0
SCE Metro | Rio Hondo | 230 | Battery |  |  | 265 | 10 | 275 | 265 | 10 | 275 | 0 | 0 | 0 | 1 | 1 | 1 | 1 | 1 |  | 1 | [11 empty] | 1 | 1 | 4 | 1 | 1 | 4+ | 1 | 1
PG&E NGBA | Rio Oso | 115 | Battery |  |  | 0 | 0 | 0 | 0 | 0 | 0 | 0 | 0 | 0 | 5 | 5 | 3 | 3 |  |  | 1 | [11 empty] | 2 | 1 | 4 | 1 | 3 | 1 | 1 | 0
PG&E NGBA | Rio Oso | 230 | Battery |  |  | 0 | 0 | 0 | 0 | 0 | 0 | 0 | 0 | 0 | 5 | 5 | 3 | 3 |  |  | 1 | [11 empty] | 2 | 1 | 4 | 1 | 3 | 1 | 1 | 0
PG&E GBA | Ripon | 115 | Battery |  |  | 99 | 0 | 99 | 99 | 0 | 99 | 0 | 0 | 0 | 5 | 5 | 1 | 1 | 3 |  | 2 | [11 empty] | 1 | 1 | 2 | 2 | 2 | 4+ | 1 | 1
PG&E GBA | Riverbank | 115 | Battery |  |  | 0 | 0 | 0 | 0 | 0 | 0 | 0 | 0 | 0 | 5 | 5 | 1 | 1 |  |  | 1 | [11 empty] | 1 | 1 | 3 | 2 | 2 | 1 | 1 | 0
SCE NOL | Roadway | 115 | Battery |  |  | 0 | 0 | 0 | 0 | 0 | 0 | 0 | 0 | 0 | 3 | 3 | 1 | 1 | 3 |  | 1 | [11 empty] | 2 | 1 | 2 | 1 | 1 | 4+ | 5 | 1
PG&E NGBA | Rock Creek 1 | 230 | Battery |  |  | 0 | 0 | 0 | 0 | 0 | 0 | 0 | 0 | 0 | 5 | 2 | 1 | 1 |  |  | 1 | [11 empty] | 2 | 2 | 4 | 1 | 3 | 1 | 1 | 0
SCE Northern | Rosamond | 66 | Battery |  |  | 0 | 0 | 0 | 0 | 0 | 0 | 0 | 0 | 0 | 5 | 5 | 1 | 1 |  |  | 1 | [11 empty] | 2 | 1 | 4 | 1 | 3 | 1 | 1 | 0
PG&E GBA | Rossmoor | 230 | Battery |  |  | 0 | 0 | 0 | 0 | 0 | 0 | 0 | 0 | 0 | 5 | 2 | 1 | 1 |  |  | 1 | [11 empty] | 2 | 1 | 4 | 1 | 3 | 1 | 1 | 0
PG&E NGBA | Round Mountain | 230 | Battery |  |  | 0 | 0 | 0 | 0 | 0 | 0 | 0 | 0 | 0 | 5 | 2 | 1 | 1 |  |  | 1 | [11 empty] | 2 | 2 | 4 | 2 | 3 | 1 | 1 | 0
PG&E NGBA | Round Mountain | 500 | Battery |  |  | 0 | 0 | 0 | 0 | 0 | 0 | 0 | 0 | 0 | 5 | 2 | 1 | 1 |  |  | 1 | [11 empty] | 2 | 2 | 4 | 2 | 3 | 1 | 1 | 0
PG&E GBA | Salado | 115 | Battery |  |  | 0 | 0 | 0 | 0 | 0 | 0 | 0 | 0 | 0 | 5 | 5 | 1 | 1 |  |  | 2 | [11 empty] | 1 | 1 | 4 | 2 | 1 | 1+ | 1 | 1
PG&E GBA | Salado | 60 | Battery |  |  | 0 | 0 | 0 | 0 | 0 | 0 | 0 | 0 | 0 | 5 | 5 | 1 | 1 |  |  | 1 | [11 empty] | 1 | 1 | 4 | 2 | 1 | 4+ | 1 | 1
PG&E GBA | Salinas | 115 | Battery |  |  | 0 | 0 | 0 | 0 | 0 | 0 | 0 | 0 | 0 | 1 | 1 | 3 | 3 |  |  | 1 | [11 empty] | 2 | 2 | 3 | 2 | 2 | 1 | 1 | 0
SDGE | Salt Creek | 69 | Battery |  |  | 0 | 0 | 0 | 0 | 0 | 0 | 0 | 0 | 0 | 4 | 4 | 1 | 1 |  |  | 1 | [11 empty] | 2 | 1 | 3 | 1 | 2 | 2+ | 1 | 1
SCE Eastern | San Bernardino | 230 | Battery |  |  | 0 | 0 | 0 | 0 | 0 | 0 | 0 | 0 | 0 | 5 | 5 | 1 | 1 |  |  | 1 | [11 empty] | 1 | 1 | 2 | 1 | 2 | 2+ | 1 | 1
PG&E GBA | SAN FRAN A (POTRERO PP) | 115 | Battery |  |  | 0 | 0 | 0 | 0 | 0 | 0 | 0 | 0 | 0 | 5 | 2 | 1 | 1 |  |  | 1 | [11 empty] | 2 | 1 | 2 | 1 | 2 | 1 | 1 | 0
PG&E GBA | SAN FRAN A (POTRERO PP) | 230 | Battery |  |  | 0 | 0 | 0 | 0 | 0 | 0 | 0 | 0 | 0 | 5 | 2 | 1 | 1 |  |  | 1 | [11 empty] | 2 | 1 | 2 | 1 | 2 | 1 | 1 | 0
PG&E GBA | San Jose A | 115 | Battery |  |  | 0 | 0 | 0 | 0 | 0 | 0 | 0 | 0 | 0 | 1 | 1 | 1 | 1 |  |  | 1 | [11 empty] | 2 | 1 | 2 | 2 | 2 | 1 | 1 | 0
PG&E GBA | San Jose B | 115 | Battery |  |  | 0 | 0 | 0 | 0 | 0 | 0 | 0 | 0 | 0 | 1 | 1 | 1 | 1 |  |  | 1 | [11 empty] | 2 | 1 | 3 | 2 | 2 | 1 | 1 | 0
PG&E GBA | San Leandro U | 115 | Battery |  |  | 0 | 0 | 0 | 0 | 0 | 0 | 0 | 0 | 0 | 5 | 2 | 1 | 1 |  |  | 1 | [11 empty] | 2 | 1 | 3 | 1 | 2 | 1 | 1 | 0
PG&E KERN | San Luis Obispo | 115 | Battery |  |  | 0 | 0 | 0 | 0 | 0 | 0 | 0 | 0 | 0 | 5 | 2 | 5 | 2 |  |  | 1 | [11 empty] | 2 | 2 | 4 | 2 | 3 | 1 | 1 | 0
PG&E KERN | San Luis Obispo | 70 | Battery |  |  | 0 | 0 | 0 | 0 | 0 | 0 | 0 | 0 | 0 | 5 | 2 | 5 | 2 |  |  | 1 | [11 empty] | 2 | 2 | 4 | 2 | 3 | 1 | 1 | 0
SDGE | San Luis Rey | 230 | Battery |  |  | 0 | 0 | 0 | 0 | 0 | 0 | 0 | 0 | 0 | 4 | 4 | 1 | 1 |  |  | 1 | [11 empty] | 2 | 1 | 4 | 1 | 3 | 2+ | 1 | 1
SDGE | San Luis Rey | 69 | Battery |  |  | 0 | 0 | 0 | 0 | 0 | 0 | 0 | 0 | 0 | 4 | 4 | 1 | 1 |  |  | 1 | [11 empty] | 2 | 1 | 4 | 1 | 3 | 1 | 1 | 0
SDGE | San Marcos | 69 | Battery |  |  | 0 | 0 | 0 | 0 | 0 | 0 | 0 | 0 | 0 | 4 | 4 | 1 | 1 |  |  | 1 | [11 empty] | 2 | 1 | 2 | 1 | 3 | 1 | 1 | 0
SCE Metro | San Onofre | 230 | Battery |  |  | 0 | 0 | 0 | 0 | 0 | 0 | 0 | 0 | 0 | 1 | 1 | 1 | 1 |  |  | 1 | [11 empty] | 2 | 1 | 4 | 1 | 3 | 1 | 1 | 0
PG&E GBA | San Pablo | 115 | Battery |  |  | 0 | 0 | 0 | 0 | 0 | 0 | 0 | 0 | 0 | 5 | 2 | 1 | 1 |  |  | 1 | [11 empty] | 2 | 1 | 2 | 1 | 1 | 1 | 1 | 0
PG&E GBA | San Ramon | 230 | Battery |  |  | 0 | 0 | 0 | 0 | 0 | 0 | 0 | 0 | 0 | 5 | 2 | 1 | 1 |  |  | 1 | [11 empty] | 2 | 1 | 2 | 1 | 3 | 4+ | 1 | 1
SDGE | San Ysidro | 69 | Battery |  |  | 0 | 0 | 0 | 0 | 0 | 0 | 0 | 0 | 0 | 4 | 4 | 1 | 1 |  |  | 1 | [11 empty] | 2 | 1 | 2 | 1 | 2 | 1 | 1 | 0
SCE NOL | Sandlot | 230 | Battery |  |  | 0 | 0 | 0 | 0 | 0 | 0 | 0 | 0 | 0 | 4 | 4 | 1 | 1 |  |  | 1 | [11 empty] | 2 | 1 | 4 | 1 | 2 | 1 | 1 | 0
EOP | Sandy | 138 | Battery |  |  | 0 | 0 | 0 | 0 | 0 | 0 | 0 | 0 | 0 | 5 | 3 | 4 | 2 |  |  | 1 | [11 empty] | 2 | 2 | 4 | 1 | 3 | 1 | 1 | 0
PG&E FRESNO | Sanger | 115 | Battery |  |  | 0 | 0 | 0 | 0 | 0 | 0 | 0 | 0 | 0 | 5 | 2 | 5 | 2 | 3 |  | 1 | [11 empty] | 1 | 1 | 2 | 2 | 2 | 4+ | 5 | 1
SCE Northern | Santa Clara | 230 | Battery |  |  | 0 | 0 | 0 | 0 | 0 | 0 | 0 | 0 | 0 | 5 | 2 | 4 | 2 |  |  | 1 | [11 empty] | 2 | 1 | 3 | 1 | 2 | 1+ | 1 | 1
PG&E NGBA | Santa Rosa A | 115 | Battery |  |  | 0 | 0 | 0 | 0 | 0 | 0 | 0 | 0 | 0 | 5 | 2 | 1 | 1 |  |  | 1 | [11 empty] | 2 | 1 | 3 | 2 | 2 | 1 | 1 | 0
PG&E GBA | Santa Teresa | 115 | Battery |  |  | 0 | 0 | 0 | 0 | 0 | 0 | 0 | 0 | 0 | 1 | 1 | 1 | 1 | 3 |  | 1 | [11 empty] | 2 | 1 | 2 | 2 | 2 | 4+ | 1 | 1
SDGE | Santee | 138 | Battery |  |  | 10 | 0 | 10 | 10 | 0 | 10 | 0 | 0 | 0 | 4 | 4 | 1 | 1 |  |  | 1 | [11 empty] | 2 | 1 | 2 | 1 | 2 | 1 | 1 | 1
SCE Metro | Santiago | 230 | Battery |  |  | 0 | 0 | 0 | 0 | 0 | 0 | 0 | 0 | 0 | 1 | 1 | 1 | 1 |  |  | 1 | [11 empty] | 1 | 1 | 2 | 1 | 2 | 1 | 1 | 0
PG&E GBA | Saratoga | 230 | Battery |  |  | 0 | 0 | 0 | 0 | 0 | 0 | 0 | 0 | 0 | 1 | 1 | 1 | 1 |  |  | 1 | [11 empty] | 2 | 1 | 4 | 2 | 3 | 1 | 1 | 0
SCE Northern | Saugus | 230 | Battery |  |  | 0 | 0 | 0 | 0 | 0 | 0 | 0 | 0 | 0 | 5 | 2 | 4 | 2 |  |  | 1 | [11 empty] | 1 | 1 | 3 | 1 | 3 | 1 | 1 | 0
PG&E FRESNO | Schindler | 115 | Battery |  |  | 0 | 0 | 0 | 0 | 0 | 0 | 0 | 0 | 0 | 5 | 2 | 5 | 2 | 3 |  | 3 | [11 empty] | 1 | 1 | 4 | 2 | 1 | 4+ | 4 | 1
PG&E FRESNO | Schindler | 70 | Battery |  |  | 0 | 0 | 0 | 0 | 0 | 0 | 0 | 0 | 0 | 5 | 2 | 5 | 2 |  |  | 1 | [11 empty] | 1 | 1 | 4 | 2 | 1 | 1 | 1 | 0
PG&E GBA | Schulte | 115 | Battery |  |  | 13.3 | 0 | 13.3 | 13.3 | 0 | 13.3 | 0 | 0 | 0 | 5 | 5 | 1 | 1 | 3 |  | 3 | [11 empty] | 1 | 1 | 1 | 2 | 2 | 4+ | 1 | 1
SDGE | Scripps | 69 | Battery |  |  | 0 | 0 | 0 | 0 | 0 | 0 | 0 | 0 | 0 | 4 | 4 | 1 | 1 |  |  | 1 | [11 empty] | 2 | 1 | 2 | 1 | 3 | 2+ | 1 | 1
PG&E KERN | Semitropic | 115 | Battery |  |  | 0 | 0 | 0 | 0 | 0 | 0 | 0 | 0 | 0 | 5 | 2 | 5 | 2 |  |  | 1 | [11 empty] | 1 | 1 | 3 | 1 | 1 | 1 | 1 | 0
SCE Metro | Serrano | 230 | Battery |  |  | 0 | 0 | 0 | 0 | 0 | 0 | 0 | 0 | 0 | 1 | 1 | 1 | 1 |  |  | 1 | [11 empty] | 1 | 1 | 2 | 1 | 2 | 1 | 1 | 0
SCE Metro | Serrano | 500 | Battery |  |  | 0 | 0 | 0 | 0 | 0 | 0 | 0 | 0 | 0 | 1 | 1 | 1 | 1 |  |  | 1 | [11 empty] | 1 | 1 | 2 | 1 | 2 | 1 | 1 | 0
SDGE | Shadowridge | 138 | Battery |  |  | 0 | 0 | 0 | 0 | 0 | 0 | 0 | 0 | 0 | 4 | 4 | 1 | 1 |  |  | 1 | [11 empty] | 2 | 1 | 3 | 1 | 3 | 1 | 1 | 0
PG&E KERN | Shafter | 115 | Battery |  |  | 0 | 0 | 0 | 0 | 0 | 0 | 0 | 0 | 0 | 5 | 2 | 5 | 2 |  |  | 3 | [11 empty] | 1 | 1 | 3 | 1 | 1 | 2+ | 1 | 1
PG&E NGBA | Silverado | 115 | Battery |  |  | 0 | 0 | 0 | 0 | 0 | 0 | 0 | 0 | 0 | 5 | 2 | 1 | 1 |  |  | 1 | [11 empty] | 2 | 1 | 4 | 2 | 3 | 1 | 1 | 0
SDGE | Silvergate | 230 | Battery |  |  | 0 | 0 | 0 | 0 | 0 | 0 | 0 | 0 | 0 | 4 | 4 | 1 | 1 |  |  | 2 | [11 empty] | 2 | 1 | 1 | 1 | 1 | 2+ | 1 | 1
SDGE | Silvergate | 69 | Battery |  |  | 0 | 0 | 0 | 0 | 0 | 0 | 0 | 0 | 0 | 4 | 4 | 1 | 1 |  |  | 1 | [11 empty] | 2 | 1 | 1 | 1 | 1 | 1 | 1 | 0
PG&E KERN | Sisquoc | 115 | Battery |  |  | 0 | 0 | 0 | 0 | 0 | 0 | 0 | 0 | 0 | 5 | 2 | 5 | 2 |  |  | 1 | [11 empty] | 2 | 2 | 4 | 1 | 3 | 1 | 1 | 0
EOP | Sloan Canyon | 230 | Battery |  |  | 0 | 0 | 0 | 0 | 0 | 0 | 0 | 0 | 0 | 5 | 3 | 4 | 2 |  |  | 1 | [11 empty] | 2 | 2 | 3 | 1 | 3 | 4+ | 1 | 1
EOP | Sloan Canyon | 500 | Battery |  |  | 0 | 0 | 0 | 0 | 0 | 0 | 0 | 0 | 0 | 5 | 3 | 4 | 2 |  |  | 1 | [11 empty] | 2 | 2 | 3 | 1 | 3 | 1 | 1 | 0
PG&E KERN | Smyrna | 115 | Battery |  |  | 0 | 0 | 0 | 0 | 0 | 0 | 0 | 0 | 0 | 5 | 2 | 5 | 2 |  |  | 1 | [11 empty] | 1 | 1 | 4 | 1 | 1 | 4+ | 1 | 1
PG&E GBA | Sobrante | 115 | Battery |  |  | 0 | 0 | 0 | 0 | 0 | 0 | 0 | 0 | 0 | 5 | 2 | 1 | 1 |  |  | 1 | [11 empty] | 2 | 1 | 2 | 1 | 3 | 1 | 1 | 0
PG&E GBA | Sobrante | 230 | Battery |  |  | 0 | 0 | 0 | 0 | 0 | 0 | 0 | 0 | 0 | 5 | 2 | 1 | 1 |  |  | 1 | [11 empty] | 2 | 1 | 2 | 1 | 3 | 1 | 1 | 0
PG&E KERN | Solar | 230 | Battery |  |  | 0 | 0 | 0 | 0 | 0 | 0 | 0 | 0 | 0 | 5 | 2 | 5 | 2 |  |  | 1 | [11 empty] | 2 | 1 | 4 | 2 | 3 | 1 | 1 | 0
PG&E GBA | Soledad | 115 | Battery |  |  | 0 | 0 | 0 | 0 | 0 | 0 | 0 | 0 | 0 | 1 | 1 | 3 | 3 |  |  | 1 | [11 empty] | 2 | 2 | 4 | 2 | 3 | 1 | 1 | 0
PG&E GBA | Soledad | 60 | Battery |  |  | 0 | 0 | 0 | 0 | 0 | 0 | 0 | 0 | 0 | 1 | 1 | 3 | 3 |  |  | 1 | [11 empty] | 2 | 2 | 4 | 2 | 3 | 1 | 1 | 0
SDGE | Spring Valley | 69 | Battery |  |  | 0 | 0 | 0 | 0 | 0 | 0 | 0 | 0 | 0 | 4 | 4 | 1 | 1 |  |  | 1 | [11 empty] | 2 | 1 | 2 | 1 | 2 | 1 | 1 | 0
SCE Northern | Springville | 230 | Battery |  |  | 225 | 0 | 225 | 225 | 0 | 225 | 0 | 0 | 0 | 5 | 5 | 1 | 1 | 4 |  | 1 | [11 empty] | 1 | 1 | 4 | 1 | 1 | 4+ | 3 | 1
PG&E GBA | Stagg | 230 | Battery |  |  | 0 | 0 | 0 | 0 | 0 | 0 | 0 | 0 | 0 | 5 | 2 | 1 | 1 |  |  | 1 | [11 empty] | 1 | 1 | 3 | 2 | 2 | 4+ | 1 | 1
PG&E GBA | Standard Oil | 115 | Battery |  |  | 0 | 0 | 0 | 0 | 0 | 0 | 0 | 0 | 0 | 5 | 2 | 1 | 1 |  |  | 1 | [11 empty] | 2 | 1 | 1 | 1 | 2 | 1 | 1 | 0
PG&E GBA | Stanislaus | 115 | Battery |  |  | 0 | 0 | 0 | 0 | 0 | 0 | 0 | 0 | 0 | 5 | 5 | 1 | 1 |  |  | 1 | [11 empty] | 2 | 1 | 4 | 1 | 3 | 1 | 1 | 0
PG&E KERN | Stockdale | 115 | Battery |  |  | 0 | 0 | 0 | 0 | 0 | 0 | 0 | 0 | 0 | 5 | 2 | 5 | 2 |  |  | 1 | [11 empty] | 1 | 1 | 2 | 1 | 2 | 1 | 1 | 0
PG&E KERN | Stockdale | 230 | Battery |  |  | 0 | 0 | 0 | 0 | 0 | 0 | 0 | 0 | 0 | 5 | 2 | 5 | 2 |  |  | 5 | [11 empty] | 1 | 1 | 2 | 1 | 2 | 4+ | 1 | 1
PG&E GBA | Stockton A | 115 | Battery |  |  | 0 | 0 | 0 | 0 | 0 | 0 | 0 | 0 | 0 | 5 | 2 | 1 | 1 |  |  | 1 | [11 empty] | 1 | 1 | 3 | 2 | 1 | 1 | 1 | 0
PG&E GBA | Stone | 115 | Battery |  |  | 0 | 0 | 0 | 0 | 0 | 0 | 0 | 0 | 0 | 1 | 1 | 1 | 1 |  |  | 1 | [11 empty] | 2 | 1 | 3 | 2 | 2 | 1 | 1 | 0
PG&E FRESNO | Storey | 230 | Battery |  |  | 0 | 0 | 0 | 0 | 0 | 0 | 0 | 0 | 0 | 5 | 2 | 5 | 2 |  |  | 1 | [11 empty] | 1 | 1 | 4 | 2 | 1 | 1 | 1 | 0
PG&E NGBA | Summit | 115 | Battery |  |  | 0 | 0 | 0 | 0 | 0 | 0 | 0 | 0 | 0 | 5 | 5 | 3 | 3 |  |  | 1 | [11 empty] | 2 | 1 | 4 | 2 | 3 | 1 | 1 | 0
SDGE | Suncrest | 230 | Battery |  |  | 0 | 0 | 0 | 0 | 0 | 0 | 0 | 0 | 0 | 4 | 4 | 1 | 1 |  |  | 1 | [11 empty] | 2 | 1 | 4 | 1 | 3 | 2+ | 1 | 1
SDGE | Suncrest | 500 | Battery |  |  | 0 | 0 | 0 | 0 | 0 | 0 | 0 | 0 | 0 | 4 | 4 | 1 | 1 |  |  | 1 | [11 empty] | 2 | 1 | 4 | 1 | 3 | 1 | 1 | 0
PG&E KERN | Sunrise | 230 | Battery |  |  | 0 | 0 | 0 | 0 | 0 | 0 | 0 | 0 | 0 | 5 | 2 | 5 | 2 |  |  | 1 | [11 empty] | 1 | 1 | 1 | 1 | 1 | 1 | 1 | 0
PG&E KERN | Sunset | 230 | Battery |  |  | 0 | 0 | 0 | 0 | 0 | 0 | 0 | 0 | 0 | 5 | 2 | 5 | 2 |  |  | 1 | [11 empty] | 1 | 1 | 1 | 1 | 1 | 1 | 1 | 0
PG&E GBA | Swift | 115 | Battery |  |  | 0 | 0 | 0 | 0 | 0 | 0 | 0 | 0 | 0 | 1 | 1 | 1 | 1 |  |  | 1 | [11 empty] | 2 | 1 | 2 | 2 | 2 | 1 | 1 | 0
SDGE | Sycamore Canyon | 138 | Battery |  |  | 0 | 0 | 0 | 0 | 0 | 0 | 0 | 0 | 0 | 4 | 4 | 1 | 1 |  |  | 1 | [11 empty] | 2 | 1 | 4 | 1 | 3 | 1 | 1 | 0
SDGE | Sycamore Canyon | 230 | Battery |  |  | 0 | 0 | 0 | 0 | 0 | 0 | 0 | 0 | 0 | 4 | 4 | 1 | 1 |  |  | 1 | [11 empty] | 2 | 1 | 4 | 1 | 3 | 1 | 1 | 0
SDGE | Sycamore Canyon | 69 | Battery |  |  | 0 | 0 | 0 | 0 | 0 | 0 | 0 | 0 | 0 | 4 | 4 | 1 | 1 |  |  | 1 | [11 empty] | 2 | 1 | 4 | 1 | 3 | 1 | 1 | 0
SCE Northern | Sylmar | 230 | Battery |  |  | 0 | 0 | 0 | 0 | 0 | 0 | 0 | 0 | 0 | 5 | 2 | 4 | 2 |  |  | 1 | [11 empty] | 1 | 1 | 2 | 1 | 1 | 1 | 1 | 0
PG&E NGBA | Table Mountain | 115 | Battery |  |  | 0 | 0 | 0 | 0 | 0 | 0 | 0 | 0 | 0 | 5 | 2 | 1 | 1 |  |  | 1 | [11 empty] | 2 | 1 | 3 | 2 | 1 | 1 | 1 | 0
PG&E NGBA | Table Mountain | 230 | Battery |  |  | 0 | 0 | 0 | 0 | 0 | 0 | 0 | 0 | 0 | 5 | 2 | 1 | 1 |  |  | 1 | [11 empty] | 2 | 1 | 3 | 2 | 1 | 1 | 1 | 0
PG&E NGBA | Table Mountain | 500 | Battery |  |  | 0 | 0 | 0 | 0 | 0 | 0 | 0 | 0 | 0 | 5 | 2 | 1 | 1 |  |  | 1 | [11 empty] | 2 | 1 | 3 | 2 | 1 | 1 | 1 | 0
PG&E NGBA | Table Mountain | 60 | Battery |  |  | 0 | 0 | 0 | 0 | 0 | 0 | 0 | 0 | 0 | 5 | 2 | 1 | 1 |  |  | 1 | [11 empty] | 2 | 1 | 3 | 2 | 1 | 1 | 1 | 0
PG&E KERN | Taft | 115 | Battery |  |  | 0 | 0 | 0 | 0 | 0 | 0 | 0 | 0 | 0 | 5 | 2 | 5 | 2 |  |  | 1 | [11 empty] | 1 | 1 | 2 | 1 | 2 | 1 | 4 | 1
SDGE | Talega | 138 | Battery |  |  | 0 | 0 | 0 | 0 | 0 | 0 | 0 | 0 | 0 | 1 | 1 | 1 | 1 | 3 |  | 1 | [11 empty] | 2 | 1 | 3 | 1 | 3 | 4+ | 4 | 1
SDGE | Talega | 230 | Battery |  |  | 0 | 0 | 0 | 0 | 0 | 0 | 0 | 0 | 0 | 1 | 1 | 1 | 1 |  |  | 1 | [11 empty] | 2 | 1 | 3 | 1 | 3 | 1 | 1 | 0
PG&E GBA | Tassajara | 230 | Battery |  |  | 0 | 0 | 0 | 0 | 0 | 0 | 0 | 0 | 0 | 5 | 2 | 1 | 1 |  |  | 1 | [11 empty] | 2 | 1 | 3 | 1 | 3 | 1 | 1 | 0
PG&E KERN | Tejon | 70 | Battery |  |  | 0 | 0 | 0 | 0 | 0 | 0 | 0 | 0 | 0 | 5 | 2 | 5 | 2 |  |  | 1 | [11 empty] | 1 | 1 | 3 | 1 | 1 | 1 | 1 | 0
SDGE | Telegraph Canyon | 138 | Battery |  |  | 0 | 0 | 0 | 0 | 0 | 0 | 0 | 0 | 0 | 4 | 4 | 1 | 1 |  |  | 1 | [11 empty] | 2 | 1 | 2 | 1 | 2 | 1 | 1 | 0
PG&E KERN | Temblor | 115 | Battery |  |  | 0 | 0 | 0 | 0 | 0 | 0 | 0 | 0 | 0 | 5 | 2 | 5 | 2 |  |  | 1 | [11 empty] | 1 | 1 | 2 | 1 | 1 | 4+ | 1 | 1
PG&E KERN | Templeton | 230 | Battery |  |  | 0 | 0 | 0 | 0 | 0 | 0 | 0 | 0 | 0 | 5 | 2 | 5 | 2 |  |  | 1 | [11 empty] | 2 | 2 | 4 | 2 | 3 | 1 | 1 | 0
PG&E KERN | Templeton | 70 | Battery |  |  | 0 | 0 | 0 | 0 | 0 | 0 | 0 | 0 | 0 | 5 | 2 | 5 | 2 |  |  | 1 | [11 empty] | 2 | 2 | 4 | 2 | 3 | 1 | 1 | 0
PG&E GBA | Tesla | 115 | Battery |  |  | 0 | 0 | 0 | 0 | 0 | 0 | 0 | 0 | 0 | 1 | 1 | 1 | 1 |  |  | 1 | [11 empty] | 2 | 1 | 2 | 1 | 2 | 1 | 1 | 0
PG&E GBA | Tesla | 230 | Battery |  |  | 125 | 0 | 125 | 125 | 0 | 125 | 0 | 0 | 0 | 5 | 2 | 1 | 1 | 4 |  | 2 | [11 empty] | 2 | 1 | 2 | 1 | 2 | 4+ | 1 | 1
PG&E GBA | Tesla | 500 | Battery |  |  | 0 | 0 | 0 | 0 | 0 | 0 | 0 | 0 | 0 | 1 | 1 | 1 | 1 | 5 |  | 1 | [11 empty] | 2 | 1 | 2 | 1 | 2 | 4+ | 4 | 1
PG&E KERN | Tevis | 115 | Battery |  |  | 0 | 0 | 0 | 0 | 0 | 0 | 0 | 0 | 0 | 5 | 2 | 5 | 2 |  |  | 3 | [11 empty] | 1 | 1 | 2 | 1 | 2 | 1 | 1 | 0
EOP | Thousandaire | 138 | Battery |  |  | 0 | 0 | 0 | 0 | 0 | 0 | 0 | 0 | 0 | 5 | 3 | 4 | 2 |  |  | 1 | [11 empty] | 2 | 2 | 4 | 1 | 3 | 1 | 1 | 0
PG&E KERN | Topaz | 230 | Battery |  |  | 0 | 0 | 0 | 0 | 0 | 0 | 0 | 0 | 0 | 5 | 2 | 5 | 2 |  |  | 1 | [11 empty] | 1 | 1 | 3 | 1 | 2 | 1 | 1 | 0
SCE NOL | Tortilla | 115 | Battery |  |  | 0 | 0 | 0 | 0 | 0 | 0 | 0 | 0 | 0 | 4 | 4 | 1 | 1 |  |  | 1 | [11 empty] | 2 | 1 | 4 | 1 | 2 | 1+ | 1 | 1
SDGE | Trabuco | 138 | Battery |  |  | 0 | 0 | 0 | 0 | 0 | 0 | 0 | 0 | 0 | 1 | 1 | 1 | 1 |  |  | 1 | [11 empty] | 1 | 1 | 1 | 1 | 2 | 1 | 1 | 0
PG&E GBA | Tracy | 115 | Battery |  |  | 0 | 0 | 0 | 0 | 0 | 0 | 0 | 0 | 0 | 5 | 2 | 1 | 1 |  |  | 1 | [11 empty] | 2 | 1 | 3 | 1 | 2 | 1 | 1 | 0
PG&E FRESNO | Tranquility | 230 | Battery |  |  | 352 | 0 | 352 | 352 | 0 | 352 | 0 | 0 | 0 | 5 | 2 | 5 | 2 | 3 |  | 2 | [11 empty] | 1 | 1 | 4 | 2 | 1 | 4+ | 5 | 1
PG&E GBA | Trimble | 115 | Battery |  |  | 0 | 0 | 0 | 0 | 0 | 0 | 0 | 0 | 0 | 1 | 1 | 1 | 1 |  |  | 1 | [11 empty] | 2 | 1 | 3 | 2 | 2 | 1 | 1 | 0
EOP | Trout Canyon | 230 | Battery |  |  | 485 | 0 | 485 | 485 | 0 | 485 | 0 | 0 | 0 | 5 | 3 | 4 | 2 |  |  | 2 | [11 empty] | 2 | 2 | 4 | 1 | 3 | 4+ | 5 | 1
EOP | Trout Canyon | 500 | Battery |  |  | 0 | 80 | 80 | 0 | 0 | 0 | 0 | 80 | 80 | 5 | 3 | 4 | 2 |  |  | 2 | [11 empty] | 2 | 2 | 4 | 1 | 3 | 5- | 1 | 1
PG&E NGBA | Tulucay | 230 | Battery |  |  | 0 | 0 | 0 | 0 | 0 | 0 | 0 | 0 | 0 | 5 | 2 | 1 | 1 |  |  | 1 | [11 empty] | 2 | 1 | 3 | 2 | 3 | 4+ | 1 | 1
PG&E NGBA | Tulucay | 60 | Battery |  |  | 0 | 0 | 0 | 0 | 0 | 0 | 0 | 0 | 0 | 5 | 2 | 1 | 1 |  |  | 1 | [11 empty] | 2 | 1 | 3 | 2 | 3 | 1 | 1 | 0
PG&E KERN | Tupman | 115 | Battery |  |  | 0 | 0 | 0 | 0 | 0 | 0 | 0 | 0 | 0 | 5 | 2 | 5 | 2 |  |  | 1 | [11 empty] | 1 | 1 | 2 | 1 | 1 | 1 | 1 | 0
PG&E NGBA | Ukiah | 115 | Battery |  |  | 0 | 0 | 0 | 0 | 0 | 0 | 0 | 0 | 0 | 5 | 2 | 1 | 1 |  |  | 1 | [11 empty] | 2 | 2 | 4 | 2 | 3 | 1 | 1 | 0
PG&E KERN | Union (Estrella) | 70 | Battery |  |  | 0 | 0 | 0 | 0 | 0 | 0 | 0 | 0 | 0 | 5 | 2 | 5 | 2 |  |  | 1 | [11 empty] | 2 | 2 | 4 | 2 | 3 | 1 | 1 | 0
PG&E NGBA | Vaca Dixon | 115 | Battery |  |  | 0 | 0 | 0 | 0 | 0 | 0 | 0 | 0 | 0 | 5 | 2 | 1 | 1 | 4 |  | 1 | [11 empty] | 2 | 1 | 1 | 1 | 3 | 2+ | 1 | 1
PG&E NGBA | Vaca Dixon | 230 | Battery |  |  | 300 | 0 | 300 | 300 | 0 | 300 | 0 | 0 | 0 | 5 | 2 | 1 | 1 |  |  | 1 | [11 empty] | 2 | 1 | 1 | 1 | 3 | 2+ | 1 | 1
PG&E NGBA | Vaca Dixon | 500 | Battery |  |  | 0 | 0 | 0 | 0 | 0 | 0 | 0 | 0 | 0 | 5 | 2 | 1 | 1 |  |  | 2 | [11 empty] | 2 | 1 | 1 | 1 | 3 | 2+ | 1 | 1
PG&E NGBA | Vaca Dixon | 60 | Battery |  |  | 0 | 0 | 0 | 0 | 0 | 0 | 0 | 0 | 0 | 5 | 2 | 1 | 1 |  |  | 1 | [11 empty] | 2 | 1 | 1 | 1 | 3 | 1 | 1 | 0
SCE Eastern | Valley (SCE) | 500 | Battery |  |  | 310 | 0 | 310 | 310 | 0 | 310 | 0 | 0 | 0 | 5 | 5 | 1 | 1 |  |  | 1 | [11 empty] | 1 | 1 | 2 | 1 | 2 | 4+ | 5 | 1
EOP | Valley (VEA) | 138 | Battery |  |  | 0 | 0 | 0 | 0 | 0 | 0 | 0 | 0 | 0 | 5 | 3 | 4 | 2 |  |  | 1 | [11 empty] | 2 | 2 | 4 | 1 | 3 | 4+ | 5 | 1
SDGE | Valley Center | 69 | Battery |  |  | 0 | 0 | 0 | 0 | 0 | 0 | 0 | 0 | 0 | 4 | 4 | 1 | 1 |  |  | 1 | [11 empty] | 2 | 1 | 4 | 1 | 3 | 1 | 1 | 0
PG&E GBA | Valley Home | 115 | Battery |  |  | 0 | 0 | 0 | 0 | 0 | 0 | 0 | 0 | 0 | 5 | 5 | 1 | 1 |  |  | 3 | [11 empty] | 1 | 1 | 4 | 2 | 1 | 1 | 1 | 0
PG&E GBA | Valley Springs | 230 | Battery |  |  | 0 | 0 | 0 | 0 | 0 | 0 | 0 | 0 | 0 | 5 | 2 | 1 | 1 |  |  | 1 | [11 empty] | 2 | 1 | 4 | 1 | 3 | 1+ | 1 | 1
PG&E GBA | Valley Springs | 60 | Battery |  |  | 0 | 0 | 0 | 0 | 0 | 0 | 0 | 0 | 0 | 5 | 2 | 1 | 1 |  |  | 1 | [11 empty] | 2 | 1 | 4 | 1 | 3 | 4+ | 1 | 1
EOP | Valley Switch | 138 | Battery |  |  | 0 | 0 | 0 | 0 | 0 | 0 | 0 | 0 | 0 | 5 | 3 | 4 | 2 |  |  | 1 | [11 empty] | 2 | 2 | 4 | 1 | 3 | 1 | 1 | 0
EOP | Valley Switch | 230 | Battery |  |  | 0 | 0 | 0 | 0 | 0 | 0 | 0 | 0 | 0 | 5 | 3 | 4 | 2 |  |  | 1 | [11 empty] | 2 | 2 | 4 | 1 | 3 | 1+ | 1 | 1
PG&E GBA | Vasco | 230 | Battery |  |  | 0 | 0 | 0 | 0 | 0 | 0 | 0 | 0 | 0 | 5 | 2 | 1 | 1 |  |  | 1 | [11 empty] | 2 | 1 | 3 | 1 | 3 | 1 | 1 | 0
PG&E GBA | Vasona | 230 | Battery |  |  | 0 | 0 | 0 | 0 | 0 | 0 | 0 | 0 | 0 | 1 | 1 | 1 | 1 |  |  | 1 | [11 empty] | 2 | 1 | 4 | 2 | 3 | 1 | 1 | 0
SCE Northern | Vestal | 230 | Battery |  |  | 50 | 0 | 50 | 50 | 0 | 50 | 0 | 0 | 0 | 5 | 5 | 1 | 1 |  |  | 1 | [11 empty] | 1 | 1 | 4 | 1 | 1 | 4+ | 4 | 1
SCE Northern | Vestal | 66 | Battery |  |  | 0 | 0 | 0 | 0 | 0 | 0 | 0 | 0 | 0 | 5 | 5 | 1 | 1 |  |  | 1 | [11 empty] | 1 | 1 | 4 | 1 | 1 | 1 | 4 | 1
SCE NOL | Victor | 115 | Battery |  |  | 0 | 0 | 0 | 0 | 0 | 0 | 0 | 0 | 0 | 3 | 3 | 1 | 1 | 3 |  | 3 | [11 empty] | 2 | 1 | 3 | 1 | 2 | 1 | 5 | 1
SCE NOL | Victor | 230 | Battery |  |  | 0 | 0 | 0 | 0 | 0 | 0 | 0 | 0 | 0 | 3 | 3 | 1 | 1 | 4 |  | 1 | [11 empty] | 2 | 1 | 3 | 1 | 2 | 4+ | 1 | 1
SCE Metro | Viejo | 230 | Battery |  |  | 0 | 0 | 0 | 0 | 0 | 0 | 0 | 0 | 0 | 1 | 1 | 1 | 1 |  |  | 1 | [11 empty] | 1 | 1 | 3 | 1 | 2 | 4+ | 1 | 1
PG&E GBA | Vierra | 115 | Battery |  |  | 92 | 0 | 92 | 92 | 0 | 92 | 0 | 0 | 0 | 5 | 5 | 1 | 1 |  |  | 2 | [11 empty] | 1 | 1 | 1 | 2 | 1 | 4+ | 1 | 1
SCE Metro | Villa Park | 230 | Battery |  |  | 0 | 0 | 0 | 0 | 0 | 0 | 0 | 0 | 0 | 1 | 1 | 1 | 1 |  |  | 1 | [11 empty] | 1 | 1 | 2 | 1 | 2 | 1 | 1 | 0
SCE Northern | Vincent | 230 | Battery |  |  | 59 | 0 | 59 | 59 | 0 | 59 | 0 | 0 | 0 | 1 | 1 | 1 | 1 | 4 |  | 2 | [11 empty] | 2 | 1 | 4 | 1 | 3 | 4+ | 4 | 1
SCE Northern | Vincent | 500 | Battery |  |  | 0 | 0 | 0 | 0 | 0 | 0 | 0 | 0 | 0 | 1 | 1 | 1 | 1 | 5 |  | 2 | [11 empty] | 2 | 1 | 4 | 1 | 3 | 1+ | 1 | 1
PG&E GBA | Vineyard | 230 | Battery |  |  | 0 | 0 | 0 | 0 | 0 | 0 | 0 | 0 | 0 | 5 | 2 | 1 | 1 |  |  | 1 | [11 empty] | 2 | 1 | 2 | 1 | 3 | 1 | 1 | 0
SDGE | Vineyard | 69 | Battery |  |  | 0 | 0 | 0 | 0 | 0 | 0 | 0 | 0 | 0 | 4 | 4 | 1 | 1 |  |  | 1 | [11 empty] | 2 | 1 | 2 | 1 | 3 | 1 | 1 | 0
SCE Eastern | Vista (SCE) | 230 | Battery |  |  | 0 | 0 | 0 | 0 | 0 | 0 | 0 | 0 | 0 | 5 | 5 | 1 | 1 |  |  | 1 | [11 empty] | 1 | 1 | 2 | 1 | 1 | 4+ | 5 | 1
EOP | Vista (VEA) | 138 | Battery |  |  | 0 | 0 | 0 | 0 | 0 | 0 | 0 | 0 | 0 | 5 | 3 | 4 | 2 |  |  | 1 | [11 empty] | 2 | 2 | 4 | 1 | 3 | 1 | 1 | 0
EOP | Vista (VEA) | 230 | Battery |  |  | 0 | 0 | 0 | 0 | 0 | 0 | 0 | 0 | 0 | 5 | 3 | 4 | 2 |  |  | 1 | [11 empty] | 2 | 2 | 4 | 1 | 3 | 1 | 5 | 1
PG&E FRESNO | Wahtoke | 115 | Battery |  |  | 0 | 0 | 0 | 0 | 0 | 0 | 0 | 0 | 0 | 5 | 2 | 5 | 2 |  |  | 1 | [11 empty] | 1 | 1 | 3 | 2 | 1 | 1 | 1 | 0
SCE Northern | Wakefield | 66 | Battery |  |  | 30 | 0 | 30 | 30 | 0 | 30 | 0 | 0 | 0 | 5 | 2 | 4 | 2 |  |  | 5 | [11 empty] | 2 | 1 | 4 | 1 | 3 | 1 | 1 | 1
SCE Metro | Walnut | 230 | Battery |  |  | 400 | 0 | 400 | 400 | 0 | 400 | 0 | 0 | 0 | 1 | 1 | 1 | 1 |  |  | 1 | [11 empty] | 1 | 1 | 1 | 1 | 1 | 4+ | 1 | 1
SCE Northern | Warne | 230 | Battery |  |  | 0 | 0 | 0 | 0 | 0 | 0 | 0 | 0 | 0 | 5 | 2 | 4 | 2 |  |  | 1 | [11 empty] | 1 | 1 | 4 | 1 | 3 | 1 | 1 | 0
PG&E GBA | Warnerville | 230 | Battery |  |  | 0 | 0 | 0 | 0 | 0 | 0 | 0 | 0 | 0 | 5 | 2 | 5 | 2 |  |  | 1 | [11 empty] | 1 | 1 | 3 | 2 | 2 | 1 | 1 | 0
PG&E FRESNO | Waukena | 115 | Battery |  |  | 0 | 0 | 0 | 0 | 0 | 0 | 0 | 0 | 0 | 5 | 2 | 5 | 2 |  |  | 1 | [11 empty] | 1 | 1 | 4 | 2 | 1 | 1 | 1 | 0
PG&E GBA | Weber | 230 | Battery |  |  | 0 | 0 | 0 | 0 | 0 | 0 | 0 | 0 | 0 | 5 | 2 | 1 | 1 |  |  | 1 | [11 empty] | 1 | 1 | 3 | 2 | 1 | 1+ | 1 | 1
PG&E GBA | Weber | 60 | Battery |  |  | 20 | 0 | 20 | 20 | 0 | 20 | 0 | 0 | 0 | 5 | 2 | 1 | 1 | 3 |  | 3 | [11 empty] | 1 | 1 | 3 | 2 | 1 | 4+ | 1 | 1
PG&E FRESNO | West Fresno | 115 | Battery |  |  | 0 | 0 | 0 | 0 | 0 | 0 | 0 | 0 | 0 | 5 | 2 | 5 | 2 |  |  | 1 | [11 empty] | 1 | 1 | 2 | 2 | 1 | 1 | 1 | 0
PG&E FRESNO | Westley | 230 | Battery |  |  | 0 | 900 | 900 | 0 | 0 | 0 | 0 | 900 | 900 | 1 | 1 | 1 | 1 |  |  | 1 | [11 empty] | 1 | 1 | 4 | 2 | 1 | 5- | 1 | 1
PG&E KERN | Westpark | 115 | Battery |  |  | 0 | 0 | 0 | 0 | 0 | 0 | 0 | 0 | 0 | 5 | 2 | 5 | 2 |  |  | 1 | [11 empty] | 1 | 1 | 3 | 1 | 1 | 1 | 1 | 0
PG&E KERN | Wheeler Ridge | 230 | Battery |  |  | 0 | 0 | 0 | 0 | 0 | 0 | 0 | 0 | 0 | 5 | 5 | 5 | 2 | 1 |  | 1 | [11 empty] | 1 | 1 | 4 | 1 | 1 | 4+ | 4 | 1
PG&E KERN | Wheeler Ridge | 115 | Battery |  |  | 0 | 0 | 0 | 0 | 0 | 0 | 0 | 0 | 0 | 5 | 2 | 5 | 2 |  |  | 1 | [11 empty] | 1 | 1 | 4 | 1 | 1 | 1 | 1 | 0
PG&E KERN | Wheeler Ridge | 70 | Battery |  |  | 92 | 0 | 92 | 92 | 0 | 92 | 0 | 0 | 0 | 5 | 5 | 5 | 2 |  |  | 4 | [11 empty] | 1 | 1 | 4 | 1 | 1 | 4+ | 1 | 1
SCE Northern | Whirlwind | 230 | Battery |  |  | 550 | 523 | 1073 | 550 | 523 | 1073 | 0 | 0 | 0 | 5 | 5 | 1 | 1 | 5 |  | 3 | [11 empty] | 2 | 1 | 4 | 1 | 3 | 4+ | 3 | 1
SCE Northern | Whirlwind | 500 | Battery |  |  | 0 | 0 | 0 | 0 | 0 | 0 | 0 | 0 | 0 | 5 | 5 | 1 | 1 | 5 |  | 1 | [11 empty] | 2 | 1 | 4 | 1 | 3 | 4+ | 1 | 1
PG&E GBA | Whisman | 115 | Battery |  |  | 0 | 0 | 0 | 0 | 0 | 0 | 0 | 0 | 0 | 1 | 1 | 1 | 1 |  |  | 1 | [11 empty] | 2 | 1 | 2 | 2 | 2 | 1 | 1 | 0
SCE Eastern | Wildlife | 230 | Battery |  |  | 0 | 0 | 0 | 0 | 0 | 0 | 0 | 0 | 0 | 5 | 5 | 1 | 1 |  |  | 1 | [11 empty] | 1 | 1 | 1 | 1 | 1 | 2+ | 1 | 1
PG&E FRESNO | Wilson | 115 | Battery |  |  | 0 | 0 | 0 | 0 | 0 | 0 | 0 | 0 | 0 | 5 | 2 | 5 | 2 | 4 |  | 1 | [11 empty] | 1 | 1 | 4 | 2 | 1 | 1 | 5 | 1
PG&E FRESNO | Wilson | 230 | Battery |  |  | 0 | 0 | 0 | 0 | 0 | 0 | 0 | 0 | 0 | 5 | 2 | 5 | 2 |  |  | 1 | [11 empty] | 1 | 1 | 4 | 2 | 1 | 2+ | 1 | 1
SCE Northern | Windhub | 230 | Battery |  |  | 500 | 0 | 500 | 500 | 0 | 500 | 0 | 0 | 0 | 5 | 5 | 1 | 1 | 4 |  | 2 | [11 empty] | 2 | 1 | 4 | 1 | 2 | 4+ | 4 | 1
SCE Northern | Windhub | 500 | Battery |  |  | 15 | 0 | 15 | 15 | 0 | 15 | 0 | 0 | 0 | 5 | 5 | 1 | 1 | 5 |  | 4 | [11 empty] | 2 | 1 | 4 | 1 | 2 | 4+ | 4 | 1
PG&E GBA | Windmaster | 230 | Battery |  |  | 0 | 0 | 0 | 0 | 0 | 0 | 0 | 0 | 0 | 5 | 2 | 1 | 1 |  |  | 1 | [11 empty] | 2 | 1 | 2 | 1 | 2 | 1 | 1 | 0
PG&E NGBA | Windsor | 60 | Battery |  |  | 0 | 0 | 0 | 0 | 0 | 0 | 0 | 0 | 0 | 5 | 2 | 1 | 1 |  |  | 1 | [11 empty] | 1 | 1 | 2 | 1 | 2 | 1 | 1 | 0
PG&E NGBA | Woodland | 115 | Battery |  |  | 0 | 0 | 0 | 0 | 0 | 0 | 0 | 0 | 0 | 5 | 5 | 3 | 3 |  |  | 1 | [11 empty] | 2 | 1 | 4 | 2 | 3 | 4+ | 1 | 1
PG&E FRESNO | Woodward | 115 | Battery |  |  | 0 | 0 | 0 | 0 | 0 | 0 | 0 | 0 | 0 | 5 | 2 | 5 | 2 |  |  | 1 | [11 empty] | 1 | 1 | 2 | 2 | 2 | 1 | 1 | 0
PG&E NGBA | Wyandotte | 115 | Battery |  |  | 0 | 0 | 0 | 0 | 0 | 0 | 0 | 0 | 0 | 5 | 2 | 1 | 1 |  |  | 1 | [11 empty] | 2 | 1 | 2 | 2 | 2 | 1 | 1 | 0
PG&E KERN | 7th Standard | 115 | LDES |  |  | 0 | 0 | 0 | 0 | 0 | 0 | 0 | 0 | 0 | 5 | 2 | 5 | 2 | [14 empty] | 1 | 1 | 3 | 1 | 2 | 1 | 1 | 0
SCE Metro | Alamitos | 230 | LDES |  |  | 0 | 0 | 0 | 0 | 0 | 0 | 0 | 0 | 0 | 1 | 1 | 1 | 1 | [14 empty] | 1 | 1 | 1 | 1 | 1 | 1 | 1 | 0
SCE Eastern | Alberhill | 115 | LDES |  |  | 0 | 0 | 0 | 0 | 0 | 0 | 0 | 0 | 0 | 5 | 5 | 1 | 1 | [14 empty] | 1 | 1 | 4 | 1 | 1 | 1 | 1 | 0
SCE Eastern | Alberhill | 500 | LDES |  |  | 500 | 0 | 500 | 0 | 0 | 0 | 500 | 0 | 500 | 5 | 5 | 1 | 1 |  |  |  | See 'LandEnv_PSH' tab for PSH potential impacts analysis | [10 empty] | 1 | 1 | 4 | 1 | 1 | 1 | 1 | 1
PG&E GBA | Alhambra | 115 | LDES |  |  | 0 | 0 | 0 | 0 | 0 | 0 | 0 | 0 | 0 | 5 | 2 | 1 | 1 | [14 empty] | 2 | 1 | 2 | 1 | 2 | 1 | 1 | 0
PG&E FRESNO | Alpaugh | 115 | LDES |  |  | 0 | 0 | 0 | 0 | 0 | 0 | 0 | 0 | 0 | 5 | 2 | 5 | 2 | [14 empty] | 1 | 1 | 3 | 1 | 1 | 1 | 1 | 0
SDGE | Alpine | 69 | LDES |  |  | 0 | 0 | 0 | 0 | 0 | 0 | 0 | 0 | 0 | 4 | 4 | 1 | 1 | [14 empty] | 2 | 1 | 4 | 1 | 3 | 1 | 1 | 0
PG&E GBA | Altamont Midway (Sandhill) | 230 | LDES |  |  | 0 | 0 | 0 | 0 | 0 | 0 | 0 | 0 | 0 | 5 | 2 | 1 | 1 | [14 empty] | 2 | 1 | 2 | 1 | 3 | 1 | 1 | 0
SCE Northern | Antelope | 66 | LDES |  |  | 0 | 0 | 0 | 0 | 0 | 0 | 0 | 0 | 0 | 5 | 5 | 1 | 1 | [14 empty] | 2 | 1 | 4 | 1 | 3 | 1 | 1 | 0
SCE Northern | Antelope | 230 | LDES |  |  | 900 | 0 | 900 | 0 | 0 | 0 | 900 | 0 | 900 | 5 | 5 | 1 | 1 | [14 empty] | 2 | 1 | 4 | 1 | 3 | 5- | 1 | 1
SCE Northern | Antelope | 500 | LDES |  |  | 0 | 0 | 0 | 0 | 0 | 0 | 0 | 0 | 0 | 5 | 5 | 1 | 1 | [14 empty] | 2 | 1 | 4 | 1 | 3 | 1 | 1 | 0
PG&E NGBA | Arcata | 60 | LDES |  |  | 0 | 0 | 0 | 0 | 0 | 0 | 0 | 0 | 0 | 5 | 2 | 1 | 1 | [14 empty] | 2 | 2 | 4 | 2 | 3 | 1 | 1 | 0
PG&E KERN | Arco | 230 | LDES |  |  | 150 | 0 | 150 | 0 | 0 | 0 | 150 | 0 | 150 | 5 | 2 | 5 | 2 | [14 empty] | 1 | 1 | 4 | 1 | 1 | 5- | 1 | 1
PG&E KERN | Arco | 70 | LDES |  |  | 0 | 0 | 0 | 0 | 0 | 0 | 0 | 0 | 0 | 5 | 2 | 5 | 2 | [14 empty] | 1 | 1 | 4 | 1 | 1 | 1 | 1 | 0
SCE Metro | ArcoGen | 230 | LDES |  |  | 0 | 0 | 0 | 0 | 0 | 0 | 0 | 0 | 0 | 1 | 1 | 1 | 1 | [14 empty] | 1 | 1 | 1 | 1 | 1 | 1 | 1 | 0
SDGE | Artesian | 230 | LDES |  |  | 0 | 0 | 0 | 0 | 0 | 0 | 0 | 0 | 0 | 4 | 4 | 1 | 1 | [14 empty] | 2 | 1 | 2 | 1 | 3 | 1 | 1 | 0
SDGE | Artesian | 69 | LDES |  |  | 0 | 0 | 0 | 0 | 0 | 0 | 0 | 0 | 0 | 4 | 4 | 1 | 1 | [14 empty] | 2 | 1 | 2 | 1 | 3 | 1 | 1 | 0
PG&E FRESNO | Ashlan | 230 | LDES |  |  | 0 | 0 | 0 | 0 | 0 | 0 | 0 | 0 | 0 | 5 | 2 | 5 | 2 | [14 empty] | 1 | 1 | 2 | 2 | 1 | 1 | 1 | 0
PG&E NGBA | Atlantic | 115 | LDES |  |  | 0 | 0 | 0 | 0 | 0 | 0 | 0 | 0 | 0 | 5 | 2 | 1 | 1 | [14 empty] | 2 | 1 | 2 | 2 | 3 | 1 | 1 | 0
PG&E NGBA | Atlantic | 230 | LDES |  |  | 0 | 0 | 0 | 0 | 0 | 0 | 0 | 0 | 0 | 5 | 2 | 1 | 1 | [14 empty] | 2 | 1 | 2 | 2 | 3 | 1 | 1 | 0
PG&E NGBA | Atlantic | 60 | LDES |  |  | 0 | 0 | 0 | 0 | 0 | 0 | 0 | 0 | 0 | 5 | 2 | 1 | 1 | [14 empty] | 2 | 1 | 2 | 2 | 3 | 1 | 1 | 0
PG&E FRESNO | Atwater | 115 | LDES |  |  | 0 | 0 | 0 | 0 | 0 | 0 | 0 | 0 | 0 | 5 | 2 | 5 | 2 | [14 empty] | 1 | 1 | 2 | 2 | 1 | 1 | 1 | 0
PG&E GBA | Avena | 115 | LDES |  |  | 0 | 0 | 0 | 0 | 0 | 0 | 0 | 0 | 0 | 5 | 5 | 1 | 1 | [14 empty] | 1 | 1 | 3 | 2 | 1 | 1 | 1 | 0
SDGE | Avocado | 69 | LDES |  |  | 0 | 0 | 0 | 0 | 0 | 0 | 0 | 0 | 0 | 4 | 4 | 1 | 1 | [14 empty] | 2 | 1 | 3 | 1 | 3 | 1 | 1 | 0
PG&E NGBA | Bahia | 230 | LDES |  |  | 0 | 0 | 0 | 0 | 0 | 0 | 0 | 0 | 0 | 5 | 2 | 1 | 1 | [14 empty] | 2 | 1 | 1 | 1 | 2 | 1 | 1 | 0
SCE Northern | Bailey | 230 | LDES |  |  | 0 | 0 | 0 | 0 | 0 | 0 | 0 | 0 | 0 | 5 | 2 | 4 | 2 | [14 empty] | 1 | 1 | 4 | 1 | 3 | 1+ | 1 | 1
SCE NOL | Baker | 115 | LDES |  |  | 0 | 0 | 0 | 0 | 0 | 0 | 0 | 0 | 0 | 4 | 4 | 1 | 1 | [14 empty] | 2 | 2 | 4 | 1 | 1 | 1 | 1 | 0
PG&E KERN | Bakersfield | 230 | LDES |  |  | 0 | 0 | 0 | 0 | 0 | 0 | 0 | 0 | 0 | 5 | 2 | 5 | 2 | [14 empty] | 1 | 1 | 3 | 1 | 1 | 1 | 1 | 0
PG&E FRESNO | Balch | 230 | LDES |  |  | 0 | 0 | 0 | 0 | 0 | 0 | 0 | 0 | 0 | 5 | 2 | 5 | 2 | [14 empty] | 1 | 1 | 4 | 2 | 3 | 1 | 1 | 0
SCE Eastern | Bannister | 230 | LDES |  |  | 0 | 0 | 0 | 0 | 0 | 0 | 0 | 0 | 0 | 5 | 5 | 4 | 4 | [14 empty] | 2 | 1 | 2 | 2 | 1 | 1 | 1 | 0
SCE Metro | Barre | 230 | LDES |  |  | 0 | 0 | 0 | 0 | 0 | 0 | 0 | 0 | 0 | 1 | 1 | 1 | 1 | [14 empty] | 1 | 1 | 1 | 1 | 1 | 1 | 1 | 0
SDGE | Bay Boulevard | 69 | LDES |  |  | 0 | 0 | 0 | 0 | 0 | 0 | 0 | 0 | 0 | 4 | 4 | 1 | 1 | [14 empty] | 2 | 1 | 2 | 1 | 1 | 1 | 1 | 0
SDGE | Bay Boulevard | 230 | LDES |  |  | 0 | 0 | 0 | 0 | 0 | 0 | 0 | 0 | 0 | 4 | 4 | 1 | 1 | [14 empty] | 2 | 1 | 2 | 1 | 1 | 1 | 1 | 0
EOP | Beatty | 138 | LDES |  |  | 0 | 0 | 0 | 0 | 0 | 0 | 0 | 0 | 0 | 5 | 3 | 4 | 2 | [14 empty] | 2 | 2 | 4 | 1 | 3 | 1 | 1 | 0
EOP | Beatty | 230 | LDES |  |  | 500 | 0 | 500 | 0 | 0 | 0 | 500 | 0 | 500 | 5 | 3 | 4 | 2 | [14 empty] | 2 | 2 | 4 | 1 | 3 | 5- | 1 | 1
PG&E NGBA | Belden | 230 | LDES |  |  | 0 | 0 | 0 | 0 | 0 | 0 | 0 | 0 | 0 | 5 | 5 | 3 | 3 | [14 empty] | 2 | 2 | 4 | 1 | 3 | 1 | 1 | 0
PG&E NGBA | Bell | 115 | LDES |  |  | 0 | 0 | 0 | 0 | 0 | 0 | 0 | 0 | 0 | 5 | 2 | 1 | 1 | [14 empty] | 2 | 1 | 4 | 2 | 3 | 1 | 1 | 0
PG&E NGBA | Bellevue | 115 | LDES |  |  | 0 | 0 | 0 | 0 | 0 | 0 | 0 | 0 | 0 | 5 | 2 | 1 | 1 | [14 empty] | 2 | 1 | 2 | 2 | 2 | 1 | 1 | 0
PG&E GBA | Bellota | 115 | LDES |  |  | 0 | 0 | 0 | 0 | 0 | 0 | 0 | 0 | 0 | 5 | 5 | 1 | 1 | [14 empty] | 1 | 1 | 4 | 2 | 3 | 1 | 1 | 0
PG&E GBA | Bellota | 230 | LDES |  | Mapped as PSH | 400 | 0 | 400 | 0 | 0 | 0 | 400 | 0 | 400 | 5 | 2 | 1 | 1 | 3 |  |  | See 'LandEnv_PSH' tab for PSH potential impacts analysis | [10 empty] | 1 | 1 | 4 | 2 | 3 | 5- | 1 | 1
SCE Northern | Big Creek | 230 | LDES |  |  | 0 | 0 | 0 | 0 | 0 | 0 | 0 | 0 | 0 | 5 | 5 | 1 | 1 | [14 empty] | 1 | 1 | 4 | 2 | 3 | 1 | 1 | 0
PG&E FRESNO | Biola | 70 | LDES |  |  | 0 | 0 | 0 | 0 | 0 | 0 | 0 | 0 | 0 | 5 | 2 | 5 | 2 | [14 empty] | 1 | 1 | 4 | 2 | 1 | 1 | 1 | 0
PG&E GBA | Birds Landing | 230 | LDES |  |  | 0 | 0 | 0 | 0 | 0 | 0 | 0 | 0 | 0 | 5 | 2 | 1 | 1 | [14 empty] | 2 | 1 | 4 | 1 | 1 | 1 | 1 | 0
SCE Northern | Bliss | 66 | LDES |  |  | 0 | 0 | 0 | 0 | 0 | 0 | 0 | 0 | 0 | 5 | 5 | 1 | 1 | [14 empty] | 1 | 1 | 4 | 1 | 1 | 1 | 1 | 0
SCE Eastern | Blythe | 161 | LDES |  |  | 0 | 0 | 0 | 0 | 0 | 0 | 0 | 0 | 0 | 5 | 4 | 4 | 4 | [14 empty] | 2 | 2 | 2 | 1 | 1 | 1 | 1 | 0
PG&E NGBA | Bogue | 115 | LDES |  |  | 0 | 0 | 0 | 0 | 0 | 0 | 0 | 0 | 0 | 5 | 2 | 1 | 1 | [14 empty] | 2 | 2 | 2 | 1 | 2 | 1 | 1 | 0
PG&E FRESNO | Borden | 230 | LDES |  |  | 0 | 0 | 0 | 0 | 0 | 0 | 0 | 0 | 0 | 5 | 2 | 5 | 2 | [14 empty] | 1 | 1 | 4 | 2 | 1 | 1 | 1 | 0
PG&E FRESNO | Borden | 70 | LDES |  |  | 0 | 0 | 0 | 0 | 0 | 0 | 0 | 0 | 0 | 5 | 2 | 5 | 2 | [14 empty] | 1 | 1 | 4 | 2 | 1 | 1 | 1 | 0
SDGE | Boulevard East | 138 | LDES |  |  | 0 | 0 | 0 | 0 | 0 | 0 | 0 | 0 | 0 | 4 | 4 | 1 | 1 | [14 empty] | 2 | 1 | 4 | 1 | 3 | 1 | 1 | 0
SDGE | Boulevard East | 69 | LDES |  |  | 0 | 0 | 0 | 0 | 0 | 0 | 0 | 0 | 0 | 4 | 4 | 1 | 1 | [14 empty] | 2 | 1 | 4 | 1 | 3 | 1 | 1 | 0
PG&E GBA | Brentwood | 230 | LDES |  |  | 0 | 0 | 0 | 0 | 0 | 0 | 0 | 0 | 0 | 5 | 2 | 1 | 1 | [14 empty] | 2 | 1 | 4 | 1 | 3 | 1 | 1 | 0
PG&E NGBA | Bridgeville | 115 | LDES |  |  | 0 | 0 | 0 | 0 | 0 | 0 | 0 | 0 | 0 | 5 | 2 | 1 | 1 | [14 empty] | 2 | 2 | 4 | 2 | 3 | 1 | 1 | 0
PG&E NGBA | Brighton | 115 | LDES |  |  | 0 | 0 | 0 | 0 | 0 | 0 | 0 | 0 | 0 | 5 | 2 | 1 | 1 | [14 empty] | 2 | 1 | 2 | 2 | 1 | 1 | 1 | 0
PG&E NGBA | Brighton | 230 | LDES |  |  | 0 | 0 | 0 | 0 | 0 | 0 | 0 | 0 | 0 | 5 | 2 | 1 | 1 | [14 empty] | 2 | 1 | 2 | 2 | 1 | 1 | 1 | 0
PG&E NGBA | Brunswick | 115 | LDES |  |  | 0 | 0 | 0 | 0 | 0 | 0 | 0 | 0 | 0 | 5 | 2 | 1 | 1 | [14 empty] | 2 | 1 | 4 | 1 | 3 | 1 | 1 | 0
PG&E NGBA | Bucks Creek | 230 | LDES |  |  | 0 | 0 | 0 | 0 | 0 | 0 | 0 | 0 | 0 | 5 | 5 | 3 | 3 | [14 empty] | 2 | 2 | 4 | 1 | 3 | 1 | 1 | 0
PG&E KERN | Buena Vista | 230 | LDES |  |  | 0 | 0 | 0 | 0 | 0 | 0 | 0 | 0 | 0 | 5 | 2 | 5 | 2 | [14 empty] | 2 | 2 | 4 | 2 | 1 | 1 | 1 | 0
PG&E FRESNO | Bullard | 115 | LDES |  |  | 0 | 0 | 0 | 0 | 0 | 0 | 0 | 0 | 0 | 5 | 2 | 5 | 2 | [14 empty] | 1 | 1 | 1 | 2 | 2 | 1 | 1 | 0
PG&E GBA | Burlingame | 115 | LDES |  |  | 0 | 0 | 0 | 0 | 0 | 0 | 0 | 0 | 0 | 5 | 2 | 1 | 1 | [14 empty] | 2 | 1 | 3 | 1 | 2 | 1 | 1 | 0
PG&E NGBA | Burney Forest | 230 | LDES |  |  | 0 | 0 | 0 | 0 | 0 | 0 | 0 | 0 | 0 | 5 | 2 | 1 | 1 | [14 empty] | 2 | 2 | 4 | 2 | 3 | 1 | 1 | 0
PG&E NGBA | Butte | 115 | LDES |  |  | 0 | 0 | 0 | 0 | 0 | 0 | 0 | 0 | 0 | 5 | 2 | 1 | 1 | [14 empty] | 2 | 1 | 4 | 2 | 2 | 1 | 1 | 0
PG&E KERN | Cabrillo | 115 | LDES |  |  | 0 | 0 | 0 | 0 | 0 | 0 | 0 | 0 | 0 | 5 | 2 | 5 | 2 | [14 empty] | 2 | 2 | 4 | 1 | 3 | 1 | 1 | 0
PG&E FRESNO | Cal Flats | 230 | LDES |  |  | 0 | 0 | 0 | 0 | 0 | 0 | 0 | 0 | 0 | 5 | 2 | 5 | 2 | [14 empty] | 2 | 2 | 4 | 2 | 2 | 1 | 1 | 0
SCE NOL | Calcite | 230 | LDES |  |  | 0 | 0 | 0 | 0 | 0 | 0 | 0 | 0 | 0 | 5 | 5 | 1 | 1 | [14 empty] | 2 | 1 | 4 | 1 | 3 | 1 | 1 | 0
PG&E KERN | Caliente | 230 | LDES |  |  | 150 | 0 | 150 | 0 | 0 | 0 | 150 | 0 | 150 | 5 | 2 | 5 | 2 | [14 empty] | 2 | 1 | 4 | 2 | 2 | 5- | 1 | 1
PG&E FRESNO | California Ave | 115 | LDES |  |  | 0 | 0 | 0 | 0 | 0 | 0 | 0 | 0 | 0 | 5 | 2 | 5 | 2 | [14 empty] | 1 | 1 | 2 | 2 | 1 | 1 | 1 | 0
PG&E KERN | Callender | 115 | LDES |  |  | 0 | 0 | 0 | 0 | 0 | 0 | 0 | 0 | 0 | 5 | 2 | 5 | 2 | [14 empty] | 2 | 2 | 4 | 2 | 2 | 1 | 1 | 0
PG&E NGBA | Calpella | 115 | LDES |  |  | 0 | 0 | 0 | 0 | 0 | 0 | 0 | 0 | 0 | 5 | 2 | 1 | 1 | [14 empty] | 2 | 2 | 4 | 2 | 3 | 1 | 1 | 0
PG&E GBA | Camanche | 230 | LDES |  |  | 0 | 0 | 0 | 0 | 0 | 0 | 0 | 0 | 0 | 5 | 2 | 1 | 1 | [14 empty] | 1 | 1 | 4 | 2 | 3 | 1 | 1 | 0
SDGE | Cameron | 69 | LDES |  |  | 0 | 0 | 0 | 0 | 0 | 0 | 0 | 0 | 0 | 4 | 4 | 1 | 1 | [14 empty] | 1 | 1 | 2 | 1 | 1 | 1 | 1 | 0
SDGE | Cannon | 69 | LDES |  |  | 0 | 0 | 0 | 0 | 0 | 0 | 0 | 0 | 0 | 4 | 4 | 1 | 1 | [14 empty] | 2 | 1 | 1 | 1 | 3 | 1 | 1 | 0
PG&E FRESNO | Cantua | 115 | LDES |  |  | 0 | 0 | 0 | 0 | 0 | 0 | 0 | 0 | 0 | 5 | 2 | 5 | 2 | [14 empty] | 1 | 1 | 4 | 2 | 1 | 1 | 1 | 0
SDGE | Capistrano | 138 | LDES |  |  | 0 | 0 | 0 | 0 | 0 | 0 | 0 | 0 | 0 | 1 | 1 | 1 | 1 | [14 empty] | 1 | 1 | 2 | 1 | 3 | 1 | 1 | 0
SDGE | Capistrano | 230 | LDES |  |  | 0 | 0 | 0 | 0 | 0 | 0 | 0 | 0 | 0 | 1 | 1 | 1 | 1 | [14 empty] | 1 | 1 | 2 | 1 | 3 | 1 | 1 | 0
PG&E NGBA | Carberry | 230 | LDES |  |  | 0 | 0 | 0 | 0 | 0 | 0 | 0 | 0 | 0 | 5 | 2 | 1 | 1 | [14 empty] | 2 | 2 | 4 | 2 | 3 | 1 | 1 | 0
SCE Eastern | Cardiff | 66 | LDES |  |  | 0 | 0 | 0 | 0 | 0 | 0 | 0 | 0 | 0 | 5 | 5 | 1 | 1 | [14 empty] | 1 | 1 | 2 | 1 | 1 | 1 | 1 | 0
PG&E NGBA | Caribou | 60 | LDES |  |  | 0 | 0 | 0 | 0 | 0 | 0 | 0 | 0 | 0 | 5 | 2 | 1 | 1 | [14 empty] | 2 | 2 | 4 | 1 | 3 | 1 | 1 | 0
PG&E NGBA | Caribou | 115 | LDES |  |  | 0 | 0 | 0 | 0 | 0 | 0 | 0 | 0 | 0 | 5 | 2 | 1 | 1 | [14 empty] | 2 | 2 | 4 | 1 | 3 | 1 | 1 | 0
PG&E NGBA | Caribou | 230 | LDES |  |  | 0 | 0 | 0 | 0 | 0 | 0 | 0 | 0 | 0 | 5 | 2 | 1 | 1 | [14 empty] | 2 | 2 | 4 | 1 | 3 | 1 | 1 | 0
EOP | Carpenter Canyon (fka Gamebird) | 138 | LDES |  |  | 0 | 0 | 0 | 0 | 0 | 0 | 0 | 0 | 0 | 5 | 3 | 4 | 2 | [14 empty] | 2 | 2 | 4 | 1 | 3 | 1 | 1 | 0
EOP | Carpenter Canyon (fka Gamebird) | 230 | LDES |  |  | 0 | 0 | 0 | 0 | 0 | 0 | 0 | 0 | 0 | 5 | 3 | 4 | 2 | [14 empty] | 2 | 2 | 4 | 1 | 3 | 1 | 1 | 0
PG&E NGBA | Carquinez | 115 | LDES |  |  | 0 | 0 | 0 | 0 | 0 | 0 | 0 | 0 | 0 | 5 | 2 | 1 | 1 | [14 empty] | 2 | 1 | 2 | 1 | 1 | 1 | 1 | 0
SDGE | Carrizo Gorge | 138 | LDES |  |  | 0 | 0 | 0 | 0 | 0 | 0 | 0 | 0 | 0 | 4 | 4 | 1 | 1 | [14 empty] | 2 | 1 | 4 | 1 | 3 | 1 | 1 | 0
PG&E KERN | Carrizo Plains | 115 | LDES |  |  | 0 | 0 | 0 | 0 | 0 | 0 | 0 | 0 | 0 | 5 | 2 | 5 | 2 | [14 empty] | 2 | 1 | 4 | 2 | 2 | 1 | 1 | 0
PG&E KERN | Casaloma | 230 | LDES |  |  | 0 | 0 | 0 | 0 | 0 | 0 | 0 | 0 | 0 | 5 | 2 | 5 | 2 | [14 empty] | 1 | 1 | 3 | 1 | 1 | 1 | 1 | 0
PG&E GBA | Castro Valley | 230 | LDES |  |  | 0 | 0 | 0 | 0 | 0 | 0 | 0 | 0 | 0 | 5 | 2 | 1 | 1 | [14 empty] | 2 | 1 | 2 | 1 | 2 | 1 | 1 | 0
PG&E GBA | Cayetano | 230 | LDES |  |  | 0 | 0 | 0 | 0 | 0 | 0 | 0 | 0 | 0 | 5 | 2 | 1 | 1 | [14 empty] | 2 | 1 | 3 | 1 | 3 | 1 | 1 | 0
SCE Metro | Center | 230 | LDES |  |  | 0 | 0 | 0 | 0 | 0 | 0 | 0 | 0 | 0 | 1 | 1 | 1 | 1 | [14 empty] | 1 | 1 | 1 | 1 | 1 | 1 | 1 | 0
PG&E KERN | Charca | 115 | LDES |  |  | 0 | 0 | 0 | 0 | 0 | 0 | 0 | 0 | 0 | 5 | 2 | 5 | 2 | [14 empty] | 1 | 1 | 4 | 1 | 1 | 1 | 1 | 0
EOP | Charleston | 138 | LDES |  |  | 0 | 0 | 0 | 0 | 0 | 0 | 0 | 0 | 0 | 5 | 3 | 4 | 2 | [14 empty] | 2 | 2 | 4 | 1 | 3 | 1 | 1 | 0
SCE Metro | Chevmain | 230 | LDES |  |  | 0 | 0 | 0 | 0 | 0 | 0 | 0 | 0 | 0 | 1 | 1 | 1 | 1 | [14 empty] | 1 | 1 | 1 | 1 | 1 | 1 | 1 | 0
SDGE | Chicarita | 138 | LDES |  |  | 0 | 0 | 0 | 0 | 0 | 0 | 0 | 0 | 0 | 4 | 4 | 1 | 1 | [14 empty] | 2 | 1 | 3 | 1 | 3 | 1 | 1 | 0
SCE Metro | Chino | 230 | LDES |  |  | 0 | 0 | 0 | 0 | 0 | 0 | 0 | 0 | 0 | 1 | 1 | 1 | 1 | [14 empty] | 1 | 1 | 1 | 1 | 2 | 1 | 1 | 0
PG&E FRESNO | Chowchilla | 115 | LDES |  |  | 0 | 0 | 0 | 0 | 0 | 0 | 0 | 0 | 0 | 5 | 2 | 5 | 2 | [14 empty] | 1 | 1 | 1 | 2 | 2 | 1 | 1 | 0
PG&E GBA | Christie | 60 | LDES |  |  | 0 | 0 | 0 | 0 | 0 | 0 | 0 | 0 | 0 | 5 | 2 | 1 | 1 | [14 empty] | 2 | 1 | 2 | 1 | 2 | 1 | 1 | 0
PG&E GBA | Christie | 115 | LDES |  |  | 0 | 0 | 0 | 0 | 0 | 0 | 0 | 0 | 0 | 5 | 2 | 1 | 1 | [14 empty] | 2 | 1 | 2 | 1 | 2 | 1 | 1 | 0
SCE Eastern | Cielo Azul | 500 | LDES |  |  | 0 | 0 | 0 | 0 | 0 | 0 | 0 | 0 | 0 | 5 | 4 | 4 | 2 | [14 empty] | 2 | 2 | 4 | 1 | 3 | 1 | 1 | 0
PG&E GBA | Clay | 60 | LDES |  |  | 0 | 0 | 0 | 0 | 0 | 0 | 0 | 0 | 0 | 5 | 2 | 1 | 1 | [14 empty] | 2 | 1 | 3 | 1 | 3 | 1 | 1 | 0
PG&E GBA | Clayton | 115 | LDES |  |  | 0 | 0 | 0 | 0 | 0 | 0 | 0 | 0 | 0 | 5 | 2 | 1 | 1 | [14 empty] | 2 | 1 | 4 | 1 | 2 | 1 | 1 | 0
PG&E NGBA | Cloverdale | 115 | LDES |  |  | 0 | 0 | 0 | 0 | 0 | 0 | 0 | 0 | 0 | 5 | 2 | 1 | 1 | [14 empty] | 2 | 2 | 4 | 2 | 3 | 1 | 1 | 0
PG&E FRESNO | Clovis | 115 | LDES |  |  | 0 | 0 | 0 | 0 | 0 | 0 | 0 | 0 | 0 | 5 | 2 | 5 | 2 | [14 empty] | 1 | 1 | 2 | 2 | 2 | 1 | 1 | 0
PG&E GBA | Coburn | 230 | LDES |  |  | 0 | 0 | 0 | 0 | 0 | 0 | 0 | 0 | 0 | 5 | 2 | 5 | 2 | [14 empty] | 2 | 2 | 2 | 2 | 3 | 1 | 1 | 0
PG&E GBA | Coburn | 60 | LDES |  |  | 0 | 0 | 0 | 0 | 0 | 0 | 0 | 0 | 0 | 5 | 2 | 5 | 2 | [14 empty] | 2 | 2 | 2 | 2 | 3 | 1 | 1 | 0
PG&E NGBA | Colgate | 230 | LDES |  |  | 0 | 0 | 0 | 0 | 0 | 0 | 0 | 0 | 0 | 5 | 2 | 1 | 1 | [14 empty] | 2 | 1 | 4 | 1 | 3 | 1 | 1 | 0
PG&E GBA | Collierville | 230 | LDES |  |  | 0 | 0 | 0 | 0 | 0 | 0 | 0 | 0 | 0 | 5 | 5 | 1 | 1 | [14 empty] | 2 | 1 | 4 | 1 | 3 | 1 | 1 | 0
PG&E GBA | Collinsville | 230 | LDES |  |  | 0 | 0 | 0 | 0 | 0 | 0 | 0 | 0 | 0 | 5 | 2 | 1 | 1 | [14 empty] | 2 | 1 | 3 | 1 | 1 | 1 | 1 | 0
PG&E GBA | Collinsville | 500 | LDES |  |  | 0 | 0 | 0 | 0 | 0 | 0 | 0 | 0 | 0 | 5 | 2 | 1 | 1 | [14 empty] | 2 | 1 | 3 | 1 | 1 | 1 | 1 | 0
SCE Eastern | Colorado River | 230 | LDES |  |  | 0 | 0 | 0 | 0 | 0 | 0 | 0 | 0 | 0 | 4 | 4 | 3 | 2 | [14 empty] | 2 | 2 | 3 | 1 | 3 | 1 | 1 | 0
SCE Eastern | Colorado River | 500 | LDES |  |  | 0 | 0 | 0 | 0 | 0 | 0 | 0 | 0 | 0 | 4 | 4 | 3 | 2 | [14 empty] | 2 | 2 | 3 | 1 | 3 | 1 | 1 | 0
PG&E KERN | Columbus | 115 | LDES |  |  | 0 | 0 | 0 | 0 | 0 | 0 | 0 | 0 | 0 | 5 | 2 | 5 | 2 | [14 empty] | 1 | 1 | 2 | 1 | 2 | 1 | 1 | 0
PG&E GBA | Contra Costa | 115 | LDES |  |  | 0 | 0 | 0 | 0 | 0 | 0 | 0 | 0 | 0 | 5 | 2 | 1 | 1 | [14 empty] | 2 | 1 | 2 | 1 | 2 | 1 | 1 | 0
PG&E GBA | Contra Costa | 230 | LDES |  |  | 0 | 0 | 0 | 0 | 0 | 0 | 0 | 0 | 0 | 5 | 2 | 1 | 1 | [14 empty] | 2 | 1 | 2 | 1 | 2 | 1 | 1 | 0
PG&E GBA | Contra Costa PP | 230 | LDES |  |  | 0 | 0 | 0 | 0 | 0 | 0 | 0 | 0 | 0 | 5 | 2 | 1 | 1 | [14 empty] | 2 | 1 | 1 | 1 | 2 | 1 | 1 | 0
SCE NOL | Control | 115 | LDES |  |  | 0 | 0 | 0 | 0 | 0 | 0 | 0 | 0 | 0 | 5 | 5 | 3 | 3 | [14 empty] | 2 | 2 | 4 | 1 | 3 | 1 | 1 | 0
SCE NOL | Control | 55 | LDES |  |  | 0 | 0 | 0 | 0 | 0 | 0 | 0 | 0 | 0 | 5 | 5 | 3 | 3 | [14 empty] | 2 | 2 | 4 | 1 | 3 | 1 | 1 | 0
PG&E GBA | Cooley Landing | 115 | LDES |  |  | 0 | 0 | 0 | 0 | 0 | 0 | 0 | 0 | 0 | 5 | 2 | 1 | 1 | [14 empty] | 2 | 1 | 2 | 1 | 1 | 1 | 1 | 0
PG&E GBA | Cooley Landing | 60 | LDES |  |  | 0 | 0 | 0 | 0 | 0 | 0 | 0 | 0 | 0 | 1 | 1 | 1 | 1 | [14 empty] | 2 | 1 | 2 | 1 | 1 | 1 | 1 | 0
SCE NOL | Coolwater | 230 | LDES |  |  | 0 | 0 | 0 | 0 | 0 | 0 | 0 | 0 | 0 | 4 | 4 | 1 | 1 | [14 empty] | 2 | 1 | 2 | 1 | 1 | 1 | 1 | 0
SCE NOL | Coolwater | 115 | LDES |  |  | 0 | 0 | 0 | 0 | 0 | 0 | 0 | 0 | 0 | 4 | 4 | 1 | 1 | [14 empty] | 2 | 1 | 2 | 1 | 1 | 1 | 1 | 0
PG&E KERN | Copus | 70 | LDES |  |  | 0 | 0 | 0 | 0 | 0 | 0 | 0 | 0 | 0 | 5 | 2 | 5 | 2 | [14 empty] | 1 | 1 | 3 | 1 | 1 | 1 | 1 | 0
PG&E FRESNO | Corcoran | 70 | LDES |  |  | 0 | 0 | 0 | 0 | 0 | 0 | 0 | 0 | 0 | 5 | 2 | 5 | 2 | [14 empty] | 1 | 1 | 4 | 2 | 1 | 1 | 1 | 0
PG&E FRESNO | Corcoran | 115 | LDES |  |  | 0 | 0 | 0 | 0 | 0 | 0 | 0 | 0 | 0 | 5 | 2 | 5 | 2 | [14 empty] | 1 | 1 | 4 | 2 | 1 | 1 | 1 | 0
PG&E NGBA | Corona | 115 | LDES |  |  | 0 | 0 | 0 | 0 | 0 | 0 | 0 | 0 | 0 | 5 | 2 | 1 | 1 | [14 empty] | 2 | 1 | 3 | 2 | 3 | 1 | 1 | 0
PG&E NGBA | Cortina | 230 | LDES |  |  | 0 | 0 | 0 | 0 | 0 | 0 | 0 | 0 | 0 | 5 | 2 | 1 | 1 | [14 empty] | 2 | 2 | 4 | 1 | 3 | 1 | 1 | 0
PG&E NGBA | Cortina | 115 | LDES |  |  | 0 | 0 | 0 | 0 | 0 | 0 | 0 | 0 | 0 | 5 | 2 | 1 | 1 | [14 empty] | 2 | 2 | 4 | 1 | 3 | 1 | 1 | 0
PG&E GBA | Cottle | 230 | LDES |  |  | 0 | 0 | 0 | 0 | 0 | 0 | 0 | 0 | 0 | 5 | 2 | 5 | 2 | [14 empty] | 1 | 1 | 3 | 2 | 1 | 1 | 1 | 0
PG&E NGBA | Cottonwood | 115 | LDES |  |  | 0 | 0 | 0 | 0 | 0 | 0 | 0 | 0 | 0 | 5 | 2 | 1 | 1 | [14 empty] | 2 | 2 | 3 | 2 | 3 | 1 | 1 | 0
PG&E NGBA | Cottonwood | 230 | LDES |  |  | 0 | 0 | 0 | 0 | 0 | 0 | 0 | 0 | 0 | 5 | 2 | 1 | 1 | [14 empty] | 2 | 2 | 3 | 2 | 3 | 1 | 1 | 0
PG&E NGBA | Cottonwood | 60 | LDES |  |  | 0 | 0 | 0 | 0 | 0 | 0 | 0 | 0 | 0 | 5 | 2 | 1 | 1 | [14 empty] | 2 | 2 | 3 | 2 | 3 | 1 | 1 | 0
PG&E NGBA | Cove Road | 230 | LDES |  |  | 0 | 0 | 0 | 0 | 0 | 0 | 0 | 0 | 0 | 5 | 2 | 1 | 1 | [14 empty] | 2 | 2 | 4 | 2 | 3 | 1 | 1 | 0
PG&E GBA | Coyote | 230 | LDES |  |  | 0 | 0 | 0 | 0 | 0 | 0 | 0 | 0 | 0 | 1 | 1 | 1 | 1 | [14 empty] | 2 | 1 | 3 | 2 | 2 | 1 | 1 | 0
PG&E GBA | Crazy Horse Canyon | 115 | LDES |  |  | 0 | 0 | 0 | 0 | 0 | 0 | 0 | 0 | 0 | 1 | 1 | 3 | 3 | [14 empty] | 2 | 2 | 4 | 2 | 3 | 1 | 1 | 0
SDGE | Creelman | 69 | LDES |  |  | 0 | 0 | 0 | 0 | 0 | 0 | 0 | 0 | 0 | 4 | 4 | 1 | 1 | [14 empty] | 2 | 1 | 4 | 1 | 3 | 1 | 1 | 0
PG&E FRESNO | Crescent | 70 | LDES |  |  | 0 | 0 | 0 | 0 | 0 | 0 | 0 | 0 | 0 | 5 | 2 | 5 | 2 | [14 empty] | 1 | 1 | 3 | 2 | 1 | 1 | 1 | 0
PG&E FRESNO | Cressey | 115 | LDES |  |  | 0 | 0 | 0 | 0 | 0 | 0 | 0 | 0 | 0 | 5 | 2 | 5 | 2 | [14 empty] | 1 | 1 | 3 | 2 | 1 | 1 | 1 | 0
PG&E NGBA | Cresta | 230 | LDES |  |  | 0 | 0 | 0 | 0 | 0 | 0 | 0 | 0 | 0 | 5 | 5 | 3 | 3 | [14 empty] | 2 | 1 | 4 | 2 | 3 | 1 | 1 | 0
SDGE | Crestwood | 69 | LDES |  |  | 0 | 0 | 0 | 0 | 0 | 0 | 0 | 0 | 0 | 4 | 4 | 1 | 1 | [14 empty] | 2 | 1 | 4 | 1 | 3 | 1 | 1 | 0
PG&E GBA | Crow Creek | 60 | LDES |  |  | 0 | 0 | 0 | 0 | 0 | 0 | 0 | 0 | 0 | 5 | 5 | 1 | 1 | [14 empty] | 1 | 1 | 4 | 2 | 1 | 1 | 1 | 0
PG&E GBA | Crows Landing | 60 | LDES |  |  | 0 | 0 | 0 | 0 | 0 | 0 | 0 | 0 | 0 | 5 | 5 | 1 | 1 | [14 empty] | 1 | 1 | 4 | 2 | 1 | 1 | 1 | 0
PG&E GBA | Curtis | 115 | LDES |  |  | 0 | 0 | 0 | 0 | 0 | 0 | 0 | 0 | 0 | 5 | 5 | 1 | 1 | [14 empty] | 2 | 1 | 4 | 1 | 3 | 1 | 1 | 0
PG&E FRESNO | Dairyland | 115 | LDES |  |  | 0 | 0 | 0 | 0 | 0 | 0 | 0 | 0 | 0 | 5 | 2 | 5 | 2 | [14 empty] | 1 | 1 | 3 | 2 | 1 | 1 | 1 | 0
PG&E NGBA | Davis | 115 | LDES |  |  | 0 | 0 | 0 | 0 | 0 | 0 | 0 | 0 | 0 | 5 | 2 | 1 | 1 | [14 empty] | 2 | 1 | 4 | 2 | 3 | 1 | 1 | 0
SCE Metro | Del Amo | 500 | LDES |  |  | 0 | 0 | 0 | 0 | 0 | 0 | 0 | 0 | 0 | 1 | 1 | 1 | 1 | [14 empty] | 1 | 1 | 3 | 1 | 2 | 1 | 1 | 0
SCE Metro | Del Amo | 230 | LDES |  |  | 0 | 0 | 0 | 0 | 0 | 0 | 0 | 0 | 0 | 1 | 1 | 1 | 1 | [14 empty] | 1 | 1 | 3 | 1 | 2 | 1 | 1 | 0
SCE Eastern | Delaney | 500 | LDES |  |  | 0 | 0 | 0 | 0 | 0 | 0 | 0 | 0 | 0 | 5 | 4 | 4 | 2 | [14 empty] | 2 | 1 | 4 | 2 | 3 | 1 | 1 | 0
PG&E NGBA | Delevan | 230 | LDES |  |  | 0 | 0 | 0 | 0 | 0 | 0 | 0 | 0 | 0 | 5 | 2 | 1 | 1 | 3 | [13 empty] | 2 | 2 | 1 | 1 | 3 | 1 | 1 | 0
PG&E GBA | Delta PP | 230 | LDES |  |  | 0 | 0 | 0 | 0 | 0 | 0 | 0 | 0 | 0 | 5 | 2 | 1 | 1 | [14 empty] | 2 | 1 | 3 | 1 | 2 | 1 | 1 | 0
EOP | Desert View | 230 | LDES |  |  | 0 | 0 | 0 | 0 | 0 | 0 | 0 | 0 | 0 | 5 | 3 | 4 | 2 | [14 empty] | 2 | 1 | 4 | 1 | 3 | 1 | 1 | 0
SCE Eastern | Devers | 230 | LDES |  |  | 0 | 0 | 0 | 0 | 0 | 0 | 0 | 0 | 0 | 5 | 5 | 1 | 1 | [14 empty] | 2 | 1 | 1 | 1 | 3 | 1 | 1 | 0
SCE Eastern | Devers | 500 | LDES |  |  | 0 | 0 | 0 | 0 | 0 | 0 | 0 | 0 | 0 | 5 | 5 | 1 | 1 | [14 empty] | 2 | 1 | 1 | 1 | 3 | 1 | 1 | 0
PG&E KERN | Diablo Canyon | 230 | LDES |  |  | 0 | 0 | 0 | 0 | 0 | 0 | 0 | 0 | 0 | 5 | 2 | 5 | 2 | [14 empty] | 2 | 2 | 4 | 2 | 3 | 1 | 1 | 0
PG&E KERN | Diablo Canyon | 500 | LDES |  |  | 0 | 0 | 0 | 0 | 0 | 0 | 0 | 0 | 0 | 5 | 2 | 4 | 2 | [14 empty] | 2 | 2 | 4 | 2 | 3 | 1 | 1 | 0
PG&E KERN | Divide | 115 | LDES |  |  | 0 | 0 | 0 | 0 | 0 | 0 | 0 | 0 | 0 | 5 | 2 | 5 | 2 | [14 empty] | 2 | 2 | 4 | 1 | 2 | 1 | 1 | 0
PG&E GBA | Dixon Landing | 115 | LDES |  |  | 0 | 0 | 0 | 0 | 0 | 0 | 0 | 0 | 0 | 1 | 1 | 1 | 1 | [14 empty] | 2 | 1 | 2 | 1 | 2 | 1 | 1 | 0
PG&E FRESNO | Dos Amigos | 230 | LDES |  |  | 0 | 0 | 0 | 0 | 0 | 0 | 0 | 0 | 0 | 5 | 2 | 5 | 2 | [14 empty] | 1 | 1 | 4 | 2 | 1 | 1 | 1 | 0
PG&E NGBA | Drum | 115 | LDES |  |  | 0 | 0 | 0 | 0 | 0 | 0 | 0 | 0 | 0 | 5 | 5 | 3 | 3 | [14 empty] | 2 | 1 | 4 | 2 | 3 | 1 | 1 | 0
PG&E GBA | Dumbarton | 115 | LDES |  |  | 0 | 0 | 0 | 0 | 0 | 0 | 0 | 0 | 0 | 5 | 2 | 1 | 1 | [14 empty] | 2 | 1 | 3 | 1 | 2 | 1 | 1 | 0
SCE NOL | Dunn Siding | 115 | LDES |  |  | 0 | 0 | 0 | 0 | 0 | 0 | 0 | 0 | 0 | 4 | 4 | 1 | 1 | [14 empty] | 2 | 1 | 4 | 1 | 1 | 1 | 1 | 0
SCE Eastern | Eagle Mountain | 230 | LDES |  |  | 0 | 0 | 0 | 0 | 0 | 0 | 0 | 0 | 0 | 5 | 5 | 4 | 4 | [14 empty] | 2 | 2 | 4 | 1 | 3 | 1 | 1 | 0
PG&E NGBA | Eagle Rock (PGE) | 60 | LDES |  |  | 0 | 0 | 0 | 0 | 0 | 0 | 0 | 0 | 0 | 5 | 2 | 1 | 1 | [14 empty] | 2 | 2 | 4 | 2 | 3 | 1 | 1 | 0
PG&E NGBA | Eagle Rock (PGE) | 115 | LDES |  |  | 0 | 0 | 0 | 0 | 0 | 0 | 0 | 0 | 0 | 5 | 2 | 1 | 1 | [14 empty] | 2 | 2 | 4 | 2 | 3 | 1 | 1 | 0
SCE Metro | Eagle Rock (SCE) | 230 | LDES |  |  | 0 | 0 | 0 | 0 | 0 | 0 | 0 | 0 | 0 | 1 | 1 | 1 | 1 | [14 empty] | 1 | 1 | 2 | 1 | 2 | 1 | 1 | 0
PG&E NGBA | East Marysville | 115 | LDES |  |  | 0 | 0 | 0 | 0 | 0 | 0 | 0 | 0 | 0 | 5 | 2 | 1 | 1 | [14 empty] | 2 | 2 | 2 | 1 | 2 | 1 | 1 | 0
PG&E NGBA | East Nicolaus | 115 | LDES |  |  | 0 | 0 | 0 | 0 | 0 | 0 | 0 | 0 | 0 | 5 | 2 | 1 | 1 | [14 empty] | 2 | 1 | 4 | 1 | 3 | 1 | 1 | 0
PG&E NGBA | East Nicolaus | 60 | LDES |  |  | 0 | 0 | 0 | 0 | 0 | 0 | 0 | 0 | 0 | 5 | 2 | 1 | 1 | [14 empty] | 2 | 1 | 4 | 1 | 3 | 1 | 1 | 0
PG&E GBA | Eastshore | 115 | LDES |  |  | 0 | 0 | 0 | 0 | 0 | 0 | 0 | 0 | 0 | 5 | 2 | 1 | 1 | [14 empty] | 2 | 1 | 2 | 1 | 1 | 1 | 1 | 0
PG&E GBA | Eastshore | 230 | LDES |  |  | 0 | 0 | 0 | 0 | 0 | 0 | 0 | 0 | 0 | 5 | 2 | 1 | 1 | [14 empty] | 2 | 1 | 2 | 1 | 1 | 1 | 1 | 0
SDGE | ECO | 138 | LDES |  |  | 0 | 0 | 0 | 0 | 0 | 0 | 0 | 0 | 0 | 4 | 4 | 1 | 1 | [14 empty] | 2 | 1 | 4 | 1 | 3 | 1 | 1 | 0
SDGE | ECO | 230 | LDES |  |  | 0 | 0 | 0 | 0 | 0 | 0 | 0 | 0 | 0 | 4 | 4 | 1 | 1 | [14 empty] | 2 | 1 | 4 | 1 | 3 | 1 | 1 | 0
SDGE | ECO | 500 | LDES |  |  | 0 | 0 | 0 | 0 | 0 | 0 | 0 | 0 | 0 | 4 | 4 | 1 | 1 | [14 empty] | 2 | 1 | 4 | 1 | 3 | 1 | 1 | 0
PG&E GBA | Edenvale | 115 | LDES |  |  | 0 | 0 | 0 | 0 | 0 | 0 | 0 | 0 | 0 | 1 | 1 | 1 | 1 | [14 empty] | 2 | 1 | 2 | 2 | 2 | 1 | 1 | 0
PG&E GBA | Edes | 115 | LDES |  |  | 0 | 0 | 0 | 0 | 0 | 0 | 0 | 0 | 0 | 5 | 2 | 1 | 1 | [14 empty] | 2 | 1 | 3 | 1 | 1 | 1 | 1 | 0
PG&E GBA | Eight Mile | 230 | LDES |  |  | 0 | 0 | 0 | 0 | 0 | 0 | 0 | 0 | 0 | 5 | 2 | 1 | 1 | [14 empty] | 1 | 1 | 2 | 2 | 1 | 1 | 1 | 0
SDGE | El Cajon | 69 | LDES |  |  | 0 | 0 | 0 | 0 | 0 | 0 | 0 | 0 | 0 | 4 | 4 | 1 | 1 | [14 empty] | 2 | 1 | 2 | 1 | 1 | 1 | 1 | 0
SCE Eastern | El Casco | 230 | LDES |  |  | 0 | 0 | 0 | 0 | 0 | 0 | 0 | 0 | 0 | 5 | 5 | 1 | 1 | [14 empty] | 1 | 1 | 4 | 1 | 2 | 1 | 1 | 0
PG&E GBA | El Cerrito G | 115 | LDES |  |  | 0 | 0 | 0 | 0 | 0 | 0 | 0 | 0 | 0 | 5 | 2 | 1 | 1 | [14 empty] | 2 | 1 | 2 | 1 | 2 | 1 | 1 | 0
PG&E NGBA | El Dorado PH | 115 | LDES |  |  | 0 | 0 | 0 | 0 | 0 | 0 | 0 | 0 | 0 | 5 | 2 | 1 | 1 | [14 empty] | 2 | 1 | 4 | 2 | 3 | 1 | 1 | 0
PG&E FRESNO | El Nido (PGE) | 115 | LDES |  |  | 0 | 0 | 0 | 0 | 0 | 0 | 0 | 0 | 0 | 5 | 2 | 5 | 2 | [14 empty] | 1 | 1 | 4 | 2 | 1 | 1 | 1 | 0
SCE Metro | El Nido (SCE) | 230 | LDES |  |  | 0 | 0 | 0 | 0 | 0 | 0 | 0 | 0 | 0 | 1 | 1 | 1 | 1 | [14 empty] | 1 | 1 | 2 | 1 | 2 | 1 | 1 | 0
PG&E GBA | El Patio | 115 | LDES |  |  | 0 | 0 | 0 | 0 | 0 | 0 | 0 | 0 | 0 | 1 | 1 | 1 | 1 | [14 empty] | 2 | 1 | 3 | 2 | 2 | 1 | 1 | 0
SCE Metro | El Segundo | 230 | LDES |  |  | 0 | 0 | 0 | 0 | 0 | 0 | 0 | 0 | 0 | 1 | 1 | 1 | 1 | [14 empty] | 1 | 1 | 1 | 1 | 1 | 1 | 1 | 0
EOP | Eldorado | 230 | LDES |  |  | 500 | 0 | 500 | 0 | 0 | 0 | 500 | 0 | 500 | 5 | 3 | 4 | 2 | 4 | [13 empty] | 2 | 2 | 2 | 1 | 3 | 5- | 1 | 1
EOP | Eldorado | 500 | LDES |  |  | 0 | 0 | 0 | 0 | 0 | 0 | 0 | 0 | 0 | 5 | 2 | 4 | 2 | [14 empty] | 2 | 2 | 2 | 1 | 3 | 1 | 1 | 0
SCE Northern | Elizabeth Lake | 66 | LDES |  |  | 0 | 0 | 0 | 0 | 0 | 0 | 0 | 0 | 0 | 5 | 2 | 4 | 2 | [14 empty] | 1 | 1 | 3 | 1 | 3 | 1 | 1 | 0
PG&E KERN | Elk Hills | 230 | LDES |  |  | 0 | 0 | 0 | 0 | 0 | 0 | 0 | 0 | 0 | 5 | 2 | 5 | 2 | [14 empty] | 1 | 1 | 3 | 1 | 1 | 1 | 1 | 0
SDGE | Elliot | 69 | LDES |  |  | 0 | 0 | 0 | 0 | 0 | 0 | 0 | 0 | 0 | 4 | 4 | 1 | 1 | [14 empty] | 2 | 1 | 2 | 1 | 2 | 1 | 1 | 0
SCE Metro | Ellis | 230 | LDES |  |  | 0 | 0 | 0 | 0 | 0 | 0 | 0 | 0 | 0 | 1 | 1 | 1 | 1 | [14 empty] | 1 | 1 | 2 | 1 | 2 | 1 | 1 | 0
SDGE | Encina | 138 | LDES |  |  | 0 | 0 | 0 | 0 | 0 | 0 | 0 | 0 | 0 | 4 | 4 | 1 | 1 | [14 empty] | 2 | 1 | 1 | 1 | 3 | 1 | 1 | 0
SDGE | Encina | 230 | LDES |  |  | 0 | 0 | 0 | 0 | 0 | 0 | 0 | 0 | 0 | 4 | 4 | 1 | 1 | [14 empty] | 2 | 1 | 1 | 1 | 3 | 1 | 1 | 0
SDGE | Escondido | 230 | LDES |  |  | 0 | 0 | 0 | 0 | 0 | 0 | 0 | 0 | 0 | 4 | 4 | 1 | 1 | [14 empty] | 2 | 1 | 1 | 1 | 3 | 1 | 1 | 0
SDGE | Escondido | 69 | LDES |  |  | 0 | 0 | 0 | 0 | 0 | 0 | 0 | 0 | 0 | 4 | 4 | 1 | 1 | [14 empty] | 2 | 1 | 1 | 1 | 3 | 1 | 1 | 0
PG&E KERN | Estrella | 230 | LDES |  |  | 0 | 0 | 0 | 0 | 0 | 0 | 0 | 0 | 0 | 5 | 2 | 5 | 2 | [14 empty] | 2 | 2 | 4 | 2 | 3 | 1 | 1 | 0
SCE Eastern | Etiwanda | 230 | LDES |  |  | 0 | 0 | 0 | 0 | 0 | 0 | 0 | 0 | 0 | 5 | 5 | 1 | 1 | [14 empty] | 1 | 1 | 2 | 1 | 1 | 1 | 1 | 0
PG&E GBA | Evergreen | 115 | LDES |  |  | 0 | 0 | 0 | 0 | 0 | 0 | 0 | 0 | 0 | 1 | 1 | 1 | 1 | [14 empty] | 2 | 1 | 2 | 2 | 2 | 1 | 1 | 0
PG&E GBA | Evergreen | 60 | LDES |  |  | 0 | 0 | 0 | 0 | 0 | 0 | 0 | 0 | 0 | 1 | 1 | 1 | 1 | [14 empty] | 2 | 1 | 2 | 2 | 2 | 1 | 1 | 0
PG&E FRESNO | Excelsior | 115 | LDES |  |  | 0 | 0 | 0 | 0 | 0 | 0 | 0 | 0 | 0 | 5 | 2 | 5 | 2 | [14 empty] | 1 | 1 | 4 | 2 | 1 | 1 | 1 | 0
PG&E FRESNO | Exchequer | 115 | LDES |  |  | 0 | 0 | 0 | 0 | 0 | 0 | 0 | 0 | 0 | 5 | 2 | 5 | 2 | [14 empty] | 2 | 1 | 4 | 1 | 2 | 1 | 1 | 0
PG&E KERN | Fairway | 115 | LDES |  |  | 0 | 0 | 0 | 0 | 0 | 0 | 0 | 0 | 0 | 5 | 2 | 5 | 2 | [14 empty] | 2 | 2 | 3 | 1 | 2 | 1 | 1 | 0
PG&E KERN | Famoso | 115 | LDES |  |  | 0 | 0 | 0 | 0 | 0 | 0 | 0 | 0 | 0 | 5 | 2 | 5 | 2 | [14 empty] | 1 | 1 | 4 | 1 | 1 | 1 | 1 | 0
PG&E NGBA | Fern Road | 500 | LDES |  |  | 0 | 0 | 0 | 0 | 0 | 0 | 0 | 0 | 0 | 5 | 2 | 1 | 1 | [14 empty] | 2 | 2 | 4 | 2 | 3 | 1 | 1 | 0
PG&E GBA | Fibreboard (SPI Sonora) | 115 | LDES |  |  | 0 | 0 | 0 | 0 | 0 | 0 | 0 | 0 | 0 | 5 | 5 | 1 | 1 | [14 empty] | 2 | 1 | 2 | 1 | 2 | 1 | 1 | 0
PG&E FRESNO | Figarden | 230 | LDES |  |  | 0 | 0 | 0 | 0 | 0 | 0 | 0 | 0 | 0 | 5 | 2 | 5 | 2 | [14 empty] | 1 | 1 | 3 | 2 | 2 | 1 | 1 | 0
PG&E FRESNO | Fink | 230 | LDES |  |  | 0 | 0 | 0 | 0 | 0 | 0 | 0 | 0 | 0 | 1 | 1 | 1 | 1 | [14 empty] | 1 | 1 | 4 | 2 | 1 | 1 | 1 | 0
PG&E NGBA | Fitch Mountain | 60 | LDES |  |  | 0 | 0 | 0 | 0 | 0 | 0 | 0 | 0 | 0 | 5 | 2 | 1 | 1 | [14 empty] | 2 | 2 | 4 | 2 | 3 | 1 | 1 | 0
PG&E GBA | FMC | 115 | LDES |  |  | 0 | 0 | 0 | 0 | 0 | 0 | 0 | 0 | 0 | 1 | 1 | 1 | 1 | [14 empty] | 2 | 1 | 2 | 2 | 2 | 1 | 1 | 0
PG&E GBA | Fremont | 115 | LDES |  |  | 0 | 0 | 0 | 0 | 0 | 0 | 0 | 0 | 0 | 1 | 1 | 1 | 1 | [14 empty] | 2 | 1 | 3 | 1 | 2 | 1 | 1 | 0
PG&E GBA | French Camp | 60 | LDES |  |  | 0 | 0 | 0 | 0 | 0 | 0 | 0 | 0 | 0 | 5 | 2 | 1 | 1 | [14 empty] | 1 | 1 | 3 | 2 | 1 | 1 | 1 | 0
PG&E GBA | Frogtown | 115 | LDES |  |  | 0 | 0 | 0 | 0 | 0 | 0 | 0 | 0 | 0 | 5 | 2 | 1 | 1 | [14 empty] | 2 | 1 | 4 | 1 | 3 | 1 | 1 | 0
PG&E NGBA | Fulton | 115 | LDES |  |  | 0 | 0 | 0 | 0 | 0 | 0 | 0 | 0 | 0 | 5 | 2 | 1 | 1 | [14 empty] | 2 | 1 | 3 | 2 | 2 | 1 | 1 | 0
PG&E NGBA | Fulton | 230 | LDES |  |  | 0 | 0 | 0 | 0 | 0 | 0 | 0 | 0 | 0 | 5 | 2 | 1 | 1 | [14 empty] | 2 | 1 | 3 | 2 | 2 | 1 | 1 | 0
PG&E NGBA | Fulton | 60 | LDES |  |  | 0 | 0 | 0 | 0 | 0 | 0 | 0 | 0 | 0 | 5 | 2 | 1 | 1 | [14 empty] | 2 | 1 | 3 | 2 | 2 | 1 | 1 | 0
PG&E KERN | Ganso | 115 | LDES |  |  | 0 | 0 | 0 | 0 | 0 | 0 | 0 | 0 | 0 | 5 | 2 | 5 | 2 | [14 empty] | 1 | 1 | 3 | 1 | 1 | 1 | 1 | 0
PG&E FRESNO | Gates | 230 | LDES |  |  | 0 | 0 | 0 | 0 | 0 | 0 | 0 | 0 | 0 | 5 | 2 | 5 | 2 | [14 empty] | 1 | 1 | 3 | 2 | 1 | 1 | 1 | 0
PG&E FRESNO | Gates | 500 | LDES |  |  | 0 | 0 | 0 | 0 | 0 | 0 | 0 | 0 | 0 | 5 | 2 | 5 | 2 | [14 empty] | 1 | 1 | 3 | 2 | 1 | 1 | 1 | 0
PG&E NGBA | Geysers 12 | 230 | LDES |  |  | 0 | 0 | 0 | 0 | 0 | 0 | 0 | 0 | 0 | 5 | 2 | 1 | 1 | [14 empty] | 2 | 2 | 4 | 2 | 3 | 1 | 1 | 0
PG&E NGBA | Geysers 17 | 230 | LDES |  |  | 0 | 0 | 0 | 0 | 0 | 0 | 0 | 0 | 0 | 5 | 2 | 1 | 1 | [14 empty] | 2 | 2 | 4 | 2 | 3 | 1 | 1 | 0
PG&E NGBA | Geysers 3 | 115 | LDES |  |  | 0 | 0 | 0 | 0 | 0 | 0 | 0 | 0 | 0 | 5 | 2 | 1 | 1 | [14 empty] | 2 | 2 | 4 | 2 | 3 | 1 | 1 | 0
PG&E NGBA | Glenn | 230 | LDES |  |  | 0 | 0 | 0 | 0 | 0 | 0 | 0 | 0 | 0 | 5 | 2 | 1 | 1 | [14 empty] | 2 | 2 | 4 | 1 | 3 | 1 | 1 | 0
PG&E NGBA | Glenn | 60 | LDES |  |  | 0 | 0 | 0 | 0 | 0 | 0 | 0 | 0 | 0 | 5 | 2 | 1 | 1 | [14 empty] | 2 | 2 | 4 | 1 | 3 | 1 | 1 | 0
PG&E NGBA | Gold Hill | 115 | LDES |  |  | 0 | 0 | 0 | 0 | 0 | 0 | 0 | 0 | 0 | 5 | 2 | 1 | 1 | [14 empty] | 2 | 1 | 4 | 2 | 3 | 1 | 1 | 0
PG&E NGBA | Gold Hill | 230 | LDES |  |  | 0 | 0 | 0 | 0 | 0 | 0 | 0 | 0 | 0 | 5 | 2 | 1 | 1 | [14 empty] | 2 | 1 | 4 | 2 | 3 | 1 | 1 | 0
SCE Northern | Goleta | 230 | LDES |  |  | 0 | 0 | 0 | 0 | 0 | 0 | 0 | 0 | 0 | 5 | 2 | 4 | 2 | [14 empty] | 2 | 2 | 2 | 1 | 2 | 1 | 1 | 0
SCE Metro | Goodrich | 230 | LDES |  |  | 0 | 0 | 0 | 0 | 0 | 0 | 0 | 0 | 0 | 1 | 1 | 1 | 1 | [14 empty] | 1 | 1 | 3 | 1 | 2 | 1 | 1 | 0
PG&E KERN | Goose Lake | 115 | LDES |  |  | 0 | 0 | 0 | 0 | 0 | 0 | 0 | 0 | 0 | 5 | 2 | 5 | 2 | [14 empty] | 1 | 1 | 2 | 1 | 1 | 1 | 1 | 0
SCE Metro | Gould | 230 | LDES |  |  | 0 | 0 | 0 | 0 | 0 | 0 | 0 | 0 | 0 | 1 | 1 | 1 | 1 | [14 empty] | 1 | 1 | 4 | 1 | 2 | 1 | 1 | 0
PG&E NGBA | Grand Island | 115 | LDES |  |  | 0 | 0 | 0 | 0 | 0 | 0 | 0 | 0 | 0 | 5 | 2 | 1 | 1 | [14 empty] | 2 | 1 | 4 | 2 | 2 | 1 | 1 | 0
SDGE | Granite | 69 | LDES |  |  | 0 | 0 | 0 | 0 | 0 | 0 | 0 | 0 | 0 | 4 | 4 | 1 | 1 | [14 empty] | 2 | 1 | 2 | 2 | 2 | 1 | 1 | 0
PG&E GBA | Grant | 115 | LDES |  |  | 0 | 0 | 0 | 0 | 0 | 0 | 0 | 0 | 0 | 5 | 2 | 1 | 1 | [14 empty] | 2 | 1 | 2 | 1 | 2 | 1 | 1 | 0
PG&E GBA | Green Valley | 115 | LDES |  |  | 0 | 0 | 0 | 0 | 0 | 0 | 0 | 0 | 0 | 1 | 1 | 3 | 3 | [14 empty] | 2 | 2 | 3 | 2 | 2 | 1 | 1 | 0
PG&E NGBA | Greenleaf 1 | 115 | LDES |  |  | 0 | 0 | 0 | 0 | 0 | 0 | 0 | 0 | 0 | 5 | 2 | 1 | 1 | [14 empty] | 2 | 2 | 1 | 1 | 3 | 1 | 1 | 0
PG&E FRESNO | Gregg | 230 | LDES |  | Mapped as PSH | 0 | 0 | 0 | 0 | 0 | 0 | 0 | 0 | 0 | 5 | 2 | 5 | 2 | [14 empty] | 1 | 1 | 3 | 2 | 1 | 1 | 5 | 1
PG&E FRESNO | Grimmway-Malaga | 115 | LDES |  |  | 0 | 0 | 0 | 0 | 0 | 0 | 0 | 0 | 0 | 5 | 2 | 5 | 2 | [14 empty] | 1 | 1 | 2 | 1 | 1 | 1 | 1 | 0
PG&E NGBA | Grizzly | 230 | LDES |  |  | 0 | 0 | 0 | 0 | 0 | 0 | 0 | 0 | 0 | 5 | 5 | 3 | 3 | [14 empty] | 2 | 2 | 4 | 1 | 3 | 1 | 1 | 0
PG&E FRESNO | Guernsey | 70 | LDES |  |  | 0 | 0 | 0 | 0 | 0 | 0 | 0 | 0 | 0 | 5 | 2 | 5 | 2 | [14 empty] | 1 | 1 | 3 | 2 | 1 | 1 | 1 | 0
PG&E FRESNO | GWF Hanford | 115 | LDES |  |  | 0 | 0 | 0 | 0 | 0 | 0 | 0 | 0 | 0 | 5 | 2 | 5 | 2 | [14 empty] | 2 | 1 | 2 | 1 | 1 | 1 | 1 | 0
PG&E FRESNO | Haas | 230 | LDES |  |  | 0 | 0 | 0 | 0 | 0 | 0 | 0 | 0 | 0 | 5 | 2 | 5 | 2 | [14 empty] | 1 | 1 | 4 | 2 | 3 | 1 | 1 | 0
PG&E FRESNO | Hammonds | 115 | LDES |  |  | 0 | 0 | 0 | 0 | 0 | 0 | 0 | 0 | 0 | 5 | 2 | 5 | 2 | [14 empty] | 1 | 1 | 2 | 2 | 1 | 1 | 1 | 0
SCE Metro | HarborGen | 230 | LDES |  |  | 0 | 0 | 0 | 0 | 0 | 0 | 0 | 0 | 0 | 1 | 1 | 1 | 1 | [14 empty] | 1 | 1 | 2 | 1 | 1 | 1 | 1 | 0
PG&E NGBA | Harris | 60 | LDES |  |  | 0 | 0 | 0 | 0 | 0 | 0 | 0 | 0 | 0 | 5 | 2 | 1 | 1 | [14 empty] | 2 | 2 | 2 | 2 | 3 | 1 | 1 | 0
EOP | Harry Allen | 500 | LDES |  |  | 0 | 0 | 0 | 0 | 0 | 0 | 0 | 0 | 0 | 5 | 3 | 4 | 2 | [14 empty] | 2 | 2 | 4 | 1 | 3 | 1 | 1 | 0
PG&E NGBA | Hartley | 60 | LDES |  |  | 0 | 0 | 0 | 0 | 0 | 0 | 0 | 0 | 0 | 5 | 2 | 1 | 1 | [14 empty] | 2 | 2 | 4 | 2 | 3 | 1 | 1 | 0
SCE NOL | Harvard | 115 | LDES |  |  | 0 | 0 | 0 | 0 | 0 | 0 | 0 | 0 | 0 | 4 | 4 | 1 | 1 | [14 empty] | 2 | 1 | 4 | 1 | 1 | 1 | 1 | 0
SDGE | Hassayampa | 500 | LDES |  |  | 0 | 0 | 0 | 0 | 0 | 0 | 0 | 0 | 0 | 5 | 4 | 4 | 2 | [14 empty] | 2 | 1 | 4 | 2 | 3 | 1 | 1 | 0
PG&E FRESNO | Helm | 230 | LDES |  |  | 0 | 0 | 0 | 0 | 0 | 0 | 0 | 0 | 0 | 5 | 2 | 5 | 2 | [14 empty] | 1 | 1 | 2 | 2 | 1 | 1 | 1 | 0
PG&E FRESNO | Helm | 70 | LDES |  |  | 0 | 0 | 0 | 0 | 0 | 0 | 0 | 0 | 0 | 5 | 2 | 5 | 2 | [14 empty] | 1 | 1 | 2 | 2 | 1 | 1 | 1 | 0
PG&E FRESNO | Henrietta | 115 | LDES |  |  | 0 | 0 | 0 | 0 | 0 | 0 | 0 | 0 | 0 | 5 | 2 | 5 | 2 | [14 empty] | 1 | 1 | 1 | 2 | 1 | 1 | 1 | 0
PG&E FRESNO | Henrietta | 230 | LDES |  |  | 0 | 0 | 0 | 0 | 0 | 0 | 0 | 0 | 0 | 5 | 2 | 5 | 2 | [14 empty] | 1 | 1 | 1 | 2 | 1 | 1 | 1 | 0
PG&E FRESNO | Henrietta | 70 | LDES |  |  | 0 | 0 | 0 | 0 | 0 | 0 | 0 | 0 | 0 | 5 | 2 | 5 | 2 | [14 empty] | 1 | 1 | 1 | 2 | 1 | 1 | 1 | 0
PG&E FRESNO | Herndon | 115 | LDES |  |  | 0 | 0 | 0 | 0 | 0 | 0 | 0 | 0 | 0 | 5 | 2 | 5 | 2 | [14 empty] | 1 | 1 | 3 | 2 | 1 | 1 | 1 | 0
PG&E FRESNO | Herndon | 230 | LDES |  |  | 0 | 0 | 0 | 0 | 0 | 0 | 0 | 0 | 0 | 5 | 2 | 5 | 2 | [14 empty] | 1 | 1 | 3 | 2 | 1 | 1 | 1 | 0
PG&E GBA | Hicks | 230 | LDES |  |  | 0 | 0 | 0 | 0 | 0 | 0 | 0 | 0 | 0 | 1 | 1 | 1 | 1 | [14 empty] | 2 | 1 | 4 | 2 | 2 | 1 | 1 | 0
PG&E NGBA | Higgins | 115 | LDES |  |  | 0 | 0 | 0 | 0 | 0 | 0 | 0 | 0 | 0 | 5 | 2 | 1 | 1 | [14 empty] | 2 | 1 | 4 | 1 | 3 | 1 | 1 | 0
PG&E NGBA | Hilltop | 345 | LDES |  |  | 0 | 0 | 0 | 0 | 0 | 0 | 0 | 0 | 0 | 5 | 2 | 1 | 1 | [14 empty] | 2 | 2 | 4 | 1 | 3 | 1 | 1 | 0
SCE Metro | Hinson | 230 | LDES |  |  | 0 | 0 | 0 | 0 | 0 | 0 | 0 | 0 | 0 | 1 | 1 | 1 | 1 | [14 empty] | 1 | 1 | 2 | 1 | 1 | 1 | 1 | 0
PG&E GBA | Hollister | 115 | LDES |  |  | 0 | 0 | 0 | 0 | 0 | 0 | 0 | 0 | 0 | 1 | 1 | 3 | 3 | [14 empty] | 2 | 2 | 4 | 2 | 3 | 1 | 1 | 0
PG&E NGBA | Homestake | 115 | LDES |  |  | 0 | 0 | 0 | 0 | 0 | 0 | 0 | 0 | 0 | 5 | 2 | 1 | 1 | [14 empty] | 2 | 1 | 4 | 2 | 3 | 1 | 1 | 0
PG&E NGBA | Honcut | 115 | LDES |  |  | 0 | 0 | 0 | 0 | 0 | 0 | 0 | 0 | 0 | 5 | 2 | 1 | 1 | [14 empty] | 2 | 1 | 4 | 2 | 3 | 1 | 1 | 0
SDGE | Hoodoo Wash | 500 | LDES |  |  | 0 | 0 | 0 | 0 | 0 | 0 | 0 | 0 | 0 | 5 | 4 | 4 | 2 | [14 empty] | 2 | 2 | 4 | 2 | 3 | 1 | 1 | 0
PG&E NGBA | Hopland | 115 | LDES |  |  | 0 | 0 | 0 | 0 | 0 | 0 | 0 | 0 | 0 | 5 | 2 | 1 | 1 | [14 empty] | 2 | 2 | 4 | 2 | 3 | 1 | 1 | 0
PG&E NGBA | Hopland | 60 | LDES |  |  | 0 | 0 | 0 | 0 | 0 | 0 | 0 | 0 | 0 | 5 | 2 | 1 | 1 | [14 empty] | 2 | 2 | 4 | 2 | 3 | 1 | 1 | 0
PG&E NGBA | Humboldt | 115 | LDES |  |  | 0 | 0 | 0 | 0 | 0 | 0 | 0 | 0 | 0 | 5 | 2 | 1 | 1 | [14 empty] | 2 | 2 | 3 | 2 | 3 | 1 | 1 | 0
PG&E NGBA | Humboldt | 60 | LDES |  |  | 0 | 0 | 0 | 0 | 0 | 0 | 0 | 0 | 0 | 5 | 2 | 1 | 1 | [14 empty] | 2 | 2 | 3 | 2 | 3 | 1 | 1 | 0
PG&E NGBA | Humboldt | 500 | LDES |  |  | 0 | 0 | 0 | 0 | 0 | 0 | 0 | 0 | 0 | 5 | 2 | 1 | 1 | [14 empty] | 2 | 2 | 3 | 2 | 3 | 1 | 1 | 0
SCE Metro | Huntington Beach | 230 | LDES |  |  | 0 | 0 | 0 | 0 | 0 | 0 | 0 | 0 | 0 | 1 | 1 | 1 | 1 | [14 empty] | 1 | 1 | 1 | 1 | 2 | 1 | 1 | 0
PG&E NGBA | Ignacio | 115 | LDES |  |  | 0 | 0 | 0 | 0 | 0 | 0 | 0 | 0 | 0 | 5 | 2 | 1 | 1 | [14 empty] | 2 | 1 | 4 | 1 | 3 | 1 | 1 | 0
PG&E NGBA | Ignacio | 230 | LDES |  |  | 0 | 0 | 0 | 0 | 0 | 0 | 0 | 0 | 0 | 5 | 2 | 1 | 1 | [14 empty] | 2 | 1 | 4 | 1 | 3 | 1 | 1 | 0
PG&E NGBA | Ignacio | 60 | LDES |  |  | 0 | 0 | 0 | 0 | 0 | 0 | 0 | 0 | 0 | 5 | 2 | 1 | 1 | [14 empty] | 2 | 1 | 4 | 1 | 3 | 1 | 1 | 0
SDGE | Imperial Beach | 69 | LDES |  |  | 0 | 0 | 0 | 0 | 0 | 0 | 0 | 0 | 0 | 4 | 4 | 1 | 1 | [14 empty] | 2 | 1 | 3 | 1 | 2 | 1 | 1 | 0
SDGE | Imperial Valley | 230 | LDES |  |  | 0 | 0 | 0 | 0 | 0 | 0 | 0 | 0 | 0 | 4 | 4 | 1 | 1 | [14 empty] | 1 | 1 | 2 | 2 | 1 | 1 | 1 | 0
SDGE | Imperial Valley | 500 | LDES |  |  | 0 | 0 | 0 | 0 | 0 | 0 | 0 | 0 | 0 | 4 | 4 | 1 | 1 | [14 empty] | 1 | 1 | 2 | 2 | 1 | 1 | 1 | 0
EOP | Innovation | 138 | LDES |  |  | 0 | 0 | 0 | 0 | 0 | 0 | 0 | 0 | 0 | 5 | 3 | 4 | 2 | [14 empty] | 2 | 2 | 4 | 1 | 3 | 1 | 1 | 0
EOP | Innovation | 230 | LDES |  |  | 0 | 0 | 0 | 0 | 0 | 0 | 0 | 0 | 0 | 5 | 3 | 4 | 2 | [14 empty] | 2 | 2 | 4 | 1 | 3 | 1 | 1 | 0
SCE NOL | Inyokern | 115 | LDES |  |  | 0 | 0 | 0 | 0 | 0 | 0 | 0 | 0 | 0 | 4 | 4 | 1 | 1 | [14 empty] | 2 | 2 | 4 | 1 | 3 | 1 | 1 | 0
EOP | IS Tap | 138 | LDES |  |  | 0 | 0 | 0 | 0 | 0 | 0 | 0 | 0 | 0 | 5 | 3 | 4 | 2 | [14 empty] | 2 | 2 | 4 | 1 | 3 | 1 | 1 | 0
EOP | Ivanpah | 115 | LDES |  |  | 0 | 0 | 0 | 0 | 0 | 0 | 0 | 0 | 0 | 5 | 3 | 4 | 2 | [14 empty] | 2 | 2 | 4 | 1 | 1 | 1 | 1 | 0
EOP | Ivanpah | 230 | LDES |  |  | 0 | 0 | 0 | 0 | 0 | 0 | 0 | 0 | 0 | 5 | 3 | 4 | 2 | [14 empty] | 2 | 2 | 4 | 1 | 1 | 1 | 1 | 0
EOP | Jackass (DOE) | 138 | LDES |  |  | 0 | 0 | 0 | 0 | 0 | 0 | 0 | 0 | 0 | 5 | 3 | 4 | 2 | [14 empty] | 2 | 2 | 4 | 1 | 3 | 1 | 1 | 0
PG&E NGBA | James B Black | 230 | LDES |  |  | 0 | 0 | 0 | 0 | 0 | 0 | 0 | 0 | 0 | 5 | 2 | 1 | 1 | [14 empty] | 2 | 2 | 4 | 2 | 3 | 1 | 1 | 0
PG&E GBA | Jefferson | 230 | LDES |  |  | 0 | 0 | 0 | 0 | 0 | 0 | 0 | 0 | 0 | 1 | 1 | 1 | 1 | [14 empty] | 2 | 1 | 3 | 1 | 2 | 1 | 1 | 0
PG&E NGBA | Jessup | 115 | LDES |  |  | 0 | 0 | 0 | 0 | 0 | 0 | 0 | 0 | 0 | 5 | 2 | 1 | 1 | [14 empty] | 2 | 2 | 3 | 2 | 3 | 1 | 1 | 0
SCE Metro | Johanna | 230 | LDES |  |  | 0 | 0 | 0 | 0 | 0 | 0 | 0 | 0 | 0 | 1 | 1 | 1 | 1 | [14 empty] | 1 | 1 | 2 | 1 | 1 | 1 | 1 | 0
SCE Eastern | Julian Hinds | 230 | LDES |  |  | 0 | 0 | 0 | 0 | 0 | 0 | 0 | 0 | 0 | 5 | 5 | 4 | 4 | [14 empty] | 2 | 1 | 4 | 1 | 3 | 1 | 1 | 0
PG&E GBA | Kasson | 115 | LDES |  |  | 0 | 0 | 0 | 0 | 0 | 0 | 0 | 0 | 0 | 5 | 2 | 1 | 1 | [14 empty] | 1 | 1 | 4 | 2 | 1 | 1 | 1 | 0
PG&E GBA | Kasson | 60 | LDES |  |  | 0 | 0 | 0 | 0 | 0 | 0 | 0 | 0 | 0 | 5 | 5 | 1 | 1 | [14 empty] | 1 | 1 | 4 | 2 | 1 | 1 | 1 | 0
PG&E FRESNO | Kearney | 230 | LDES |  |  | 0 | 0 | 0 | 0 | 0 | 0 | 0 | 0 | 0 | 5 | 2 | 5 | 2 | [14 empty] | 1 | 1 | 3 | 2 | 1 | 1 | 1 | 0
PG&E FRESNO | Kearney | 70 | LDES |  |  | 0 | 0 | 0 | 0 | 0 | 0 | 0 | 0 | 0 | 5 | 2 | 5 | 2 | [14 empty] | 1 | 1 | 3 | 2 | 1 | 1 | 1 | 0
PG&E GBA | Kelso | 230 | LDES |  |  | 0 | 0 | 0 | 0 | 0 | 0 | 0 | 0 | 0 | 5 | 2 | 1 | 1 | [14 empty] | 2 | 1 | 2 | 1 | 2 | 1 | 1 | 0
PG&E FRESNO | Kerchoff 1 | 115 | LDES |  |  | 0 | 0 | 0 | 0 | 0 | 0 | 0 | 0 | 0 | 5 | 2 | 5 | 2 | [14 empty] | 1 | 1 | 4 | 2 | 3 | 1 | 1 | 0
PG&E KERN | Kern Oil | 115 | LDES |  |  | 0 | 0 | 0 | 0 | 0 | 0 | 0 | 0 | 0 | 5 | 2 | 5 | 2 | [14 empty] | 1 | 1 | 1 | 1 | 1 | 1 | 1 | 0
PG&E KERN | Kern PP | 115 | LDES |  |  | 0 | 0 | 0 | 0 | 0 | 0 | 0 | 0 | 0 | 5 | 2 | 5 | 2 | [14 empty] | 1 | 1 | 2 | 1 | 2 | 1 | 1 | 0
PG&E KERN | Kern PP | 230 | LDES |  |  | 0 | 0 | 0 | 0 | 0 | 0 | 0 | 0 | 0 | 5 | 2 | 5 | 2 | [14 empty] | 1 | 1 | 2 | 1 | 2 | 1 | 1 | 0
PG&E KERN | Kern PP | 70 | LDES |  |  | 0 | 0 | 0 | 0 | 0 | 0 | 0 | 0 | 0 | 5 | 2 | 5 | 2 | [14 empty] | 1 | 1 | 2 | 1 | 2 | 1 | 1 | 0
PG&E KERN | Kernridge | 115 | LDES |  |  | 0 | 0 | 0 | 0 | 0 | 0 | 0 | 0 | 0 | 5 | 2 | 5 | 2 | [14 empty] | 1 | 1 | 1 | 1 | 1 | 1 | 1 | 0
PG&E FRESNO | Kingsburg | 115 | LDES |  |  | 0 | 0 | 0 | 0 | 0 | 0 | 0 | 0 | 0 | 5 | 2 | 5 | 2 | [14 empty] | 1 | 1 | 2 | 2 | 1 | 1 | 1 | 0
PG&E GBA | Kirker | 115 | LDES |  |  | 0 | 0 | 0 | 0 | 0 | 0 | 0 | 0 | 0 | 5 | 2 | 1 | 1 | [14 empty] | 2 | 1 | 3 | 1 | 1 | 1 | 1 | 0
PG&E NGBA | Knights Landing | 115 | LDES |  |  | 0 | 0 | 0 | 0 | 0 | 0 | 0 | 0 | 0 | 5 | 5 | 3 | 3 | [14 empty] | 2 | 1 | 4 | 2 | 3 | 1 | 1 | 0
PG&E NGBA | Konocti | 60 | LDES |  |  | 0 | 0 | 0 | 0 | 0 | 0 | 0 | 0 | 0 | 5 | 2 | 1 | 1 | [14 empty] | 2 | 2 | 4 | 2 | 3 | 1 | 1 | 0
SCE NOL | Kramer | 115 | LDES |  |  | 0 | 0 | 0 | 0 | 0 | 0 | 0 | 0 | 0 | 4 | 4 | 1 | 1 | [14 empty] | 2 | 1 | 4 | 1 | 3 | 1 | 1 | 0
SCE NOL | Kramer | 230 | LDES |  |  | 0 | 0 | 0 | 0 | 0 | 0 | 0 | 0 | 0 | 4 | 4 | 1 | 1 | 4 | [13 empty] | 2 | 1 | 4 | 1 | 3 | 1 | 1 | 0
SCE Metro | La Cienega | 230 | LDES |  |  | 0 | 0 | 0 | 0 | 0 | 0 | 0 | 0 | 0 | 1 | 1 | 1 | 1 | [14 empty] | 1 | 1 | 2 | 1 | 2 | 1 | 1 | 0
SCE Metro | La Fresa | 230 | LDES |  |  | 0 | 0 | 0 | 0 | 0 | 0 | 0 | 0 | 0 | 1 | 1 | 1 | 1 | [14 empty] | 1 | 1 | 2 | 1 | 2 | 1 | 1 | 0
SCE Metro | Laguna Bell | 230 | LDES |  |  | 0 | 0 | 0 | 0 | 0 | 0 | 0 | 0 | 0 | 1 | 1 | 1 | 1 | [14 empty] | 1 | 1 | 2 | 1 | 1 | 1 | 1 | 0
PG&E KERN | Lakeview | 70 | LDES |  |  | 0 | 0 | 0 | 0 | 0 | 0 | 0 | 0 | 0 | 5 | 5 | 5 | 2 | [14 empty] | 1 | 1 | 4 | 1 | 1 | 1 | 1 | 0
PG&E NGBA | Lakeville | 230 | LDES |  |  | 0 | 0 | 0 | 0 | 0 | 0 | 0 | 0 | 0 | 5 | 2 | 1 | 1 | [14 empty] | 2 | 1 | 4 | 2 | 3 | 1 | 1 | 0
PG&E NGBA | Lakeville | 60 | LDES |  |  | 0 | 0 | 0 | 0 | 0 | 0 | 0 | 0 | 0 | 5 | 2 | 1 | 1 | [14 empty] | 2 | 1 | 4 | 2 | 3 | 1 | 1 | 0
PG&E NGBA | Lakeville | 115 | LDES |  |  | 0 | 0 | 0 | 0 | 0 | 0 | 0 | 0 | 0 | 5 | 2 | 1 | 1 | [14 empty] | 2 | 1 | 4 | 2 | 3 | 1 | 1 | 0
PG&E GBA | Lakewood | 115 | LDES |  |  | 0 | 0 | 0 | 0 | 0 | 0 | 0 | 0 | 0 | 5 | 2 | 1 | 1 | [14 empty] | 2 | 1 | 3 | 1 | 2 | 1 | 1 | 0
PG&E NGBA | Lambie | 230 | LDES |  |  | 0 | 0 | 0 | 0 | 0 | 0 | 0 | 0 | 0 | 5 | 2 | 1 | 1 | [14 empty] | 2 | 1 | 1 | 1 | 1 | 1 | 1 | 0
PG&E GBA | Lammers | 115 | LDES |  |  | 0 | 0 | 0 | 0 | 0 | 0 | 0 | 0 | 0 | 5 | 5 | 1 | 1 | [14 empty] | 1 | 1 | 1 | 2 | 2 | 1 | 1 | 0
PG&E KERN | Lamont | 115 | LDES |  |  | 0 | 0 | 0 | 0 | 0 | 0 | 0 | 0 | 0 | 5 | 2 | 5 | 2 | [14 empty] | 1 | 1 | 2 | 1 | 1 | 1 | 1 | 0
PG&E FRESNO | Las Aguilas | 230 | LDES |  |  | 0 | 0 | 0 | 0 | 0 | 0 | 0 | 0 | 0 | 5 | 2 | 5 | 2 | [14 empty] | 2 | 2 | 4 | 2 | 2 | 1 | 1 | 0
EOP | Lathrop | 138 | LDES |  |  | 0 | 0 | 0 | 0 | 0 | 0 | 0 | 0 | 0 | 5 | 3 | 4 | 2 | [14 empty] | 2 | 2 | 4 | 1 | 3 | 1 | 1 | 0
EOP | Lathrop | 230 | LDES |  |  | 0 | 0 | 0 | 0 | 0 | 0 | 0 | 0 | 0 | 5 | 3 | 4 | 2 | [14 empty] | 2 | 2 | 4 | 1 | 3 | 1 | 1 | 0
PG&E FRESNO | Le Grand | 115 | LDES |  |  | 0 | 0 | 0 | 0 | 0 | 0 | 0 | 0 | 0 | 5 | 2 | 5 | 2 | [14 empty] | 1 | 1 | 3 | 2 | 1 | 1 | 1 | 0
PG&E FRESNO | Lemoore | 70 | LDES |  |  | 0 | 0 | 0 | 0 | 0 | 0 | 0 | 0 | 0 | 5 | 2 | 5 | 2 | [14 empty] | 1 | 1 | 3 | 2 | 2 | 1 | 1 | 0
PG&E KERN | Lerdo | 115 | LDES |  |  | 0 | 0 | 0 | 0 | 0 | 0 | 0 | 0 | 0 | 5 | 2 | 5 | 2 | [14 empty] | 1 | 1 | 4 | 1 | 1 | 1 | 1 | 0
SCE Metro | Lewis | 230 | LDES |  |  | 0 | 0 | 0 | 0 | 0 | 0 | 0 | 0 | 0 | 1 | 1 | 1 | 1 | [14 empty] | 1 | 1 | 3 | 1 | 2 | 1 | 1 | 0
SCE Metro | Lighthipe | 230 | LDES |  |  | 0 | 0 | 0 | 0 | 0 | 0 | 0 | 0 | 0 | 1 | 1 | 1 | 1 | [14 empty] | 1 | 1 | 2 | 1 | 1 | 1 | 1 | 0
SDGE | Lilac | 69 | LDES |  |  | 0 | 0 | 0 | 0 | 0 | 0 | 0 | 0 | 0 | 4 | 4 | 1 | 1 | [14 empty] | 2 | 1 | 3 | 1 | 3 | 1 | 1 | 0
PG&E NGBA | Lincoln | 115 | LDES |  |  | 0 | 0 | 0 | 0 | 0 | 0 | 0 | 0 | 0 | 5 | 5 | 3 | 3 | [14 empty] | 2 | 1 | 3 | 2 | 3 | 1 | 1 | 0
PG&E KERN | Live Oak | 115 | LDES |  |  | 0 | 0 | 0 | 0 | 0 | 0 | 0 | 0 | 0 | 5 | 2 | 5 | 2 | [14 empty] | 1 | 1 | 1 | 1 | 1 | 1 | 1 | 0
PG&E GBA | Llagas | 115 | LDES |  |  | 0 | 0 | 0 | 0 | 0 | 0 | 0 | 0 | 0 | 1 | 1 | 3 | 3 | [14 empty] | 2 | 1 | 2 | 2 | 1 | 1 | 1 | 0
PG&E GBA | Lockeford | 115 | LDES |  |  | 0 | 0 | 0 | 0 | 0 | 0 | 0 | 0 | 0 | 5 | 2 | 1 | 1 | [14 empty] | 1 | 1 | 4 | 2 | 2 | 1 | 1 | 0
PG&E GBA | Lockeford | 230 | LDES |  |  | 0 | 0 | 0 | 0 | 0 | 0 | 0 | 0 | 0 | 5 | 2 | 1 | 1 | [14 empty] | 1 | 1 | 4 | 2 | 2 | 1 | 1 | 0
PG&E GBA | Lockeford | 60 | LDES |  |  | 0 | 0 | 0 | 0 | 0 | 0 | 0 | 0 | 0 | 5 | 2 | 1 | 1 | [14 empty] | 1 | 1 | 4 | 2 | 2 | 1 | 1 | 0
PG&E GBA | Lodi | 230 | LDES |  |  | 0 | 0 | 0 | 0 | 0 | 0 | 0 | 0 | 0 | 5 | 2 | 1 | 1 | [14 empty] | 1 | 1 | 1 | 2 | 1 | 1 | 1 | 0
PG&E NGBA | Logan Creek | 230 | LDES |  |  | 0 | 0 | 0 | 0 | 0 | 0 | 0 | 0 | 0 | 5 | 2 | 1 | 1 | [14 empty] | 2 | 2 | 4 | 1 | 2 | 1 | 1 | 0
PG&E GBA | Lone Tree | 230 | LDES |  |  | 0 | 0 | 0 | 0 | 0 | 0 | 0 | 0 | 0 | 5 | 2 | 1 | 1 | [14 empty] | 2 | 1 | 3 | 1 | 2 | 1 | 1 | 0
PG&E FRESNO | Los Banos | 230 | LDES |  |  | 0 | 0 | 0 | 0 | 0 | 0 | 0 | 0 | 0 | 5 | 2 | 5 | 2 | [14 empty] | 1 | 1 | 4 | 2 | 1 | 1 | 1 | 0
PG&E FRESNO | Los Banos | 500 | LDES |  |  | 0 | 0 | 0 | 0 | 0 | 0 | 0 | 0 | 0 | 1 | 1 | 1 | 1 | [14 empty] | 1 | 1 | 4 | 2 | 1 | 1 | 1 | 0
SDGE | Los Coches | 138 | LDES |  |  | 0 | 0 | 0 | 0 | 0 | 0 | 0 | 0 | 0 | 4 | 4 | 1 | 1 | [14 empty] | 2 | 2 | 4 | 2 | 3 | 1 | 1 | 0
SDGE | Los Coches | 69 | LDES |  |  | 0 | 0 | 0 | 0 | 0 | 0 | 0 | 0 | 0 | 4 | 4 | 1 | 1 | [14 empty] | 2 | 2 | 4 | 2 | 3 | 1 | 1 | 0
PG&E GBA | Los Esteros | 115 | LDES |  |  | 0 | 0 | 0 | 0 | 0 | 0 | 0 | 0 | 0 | 1 | 1 | 1 | 1 | [14 empty] | 2 | 1 | 1 | 2 | 1 | 1 | 1 | 0
PG&E GBA | Los Esteros | 230 | LDES |  |  | 0 | 0 | 0 | 0 | 0 | 0 | 0 | 0 | 0 | 1 | 1 | 1 | 1 | [14 empty] | 2 | 1 | 1 | 2 | 1 | 1 | 1 | 0
PG&E GBA | Los Positas | 230 | LDES |  |  | 0 | 0 | 0 | 0 | 0 | 0 | 0 | 0 | 0 | 5 | 2 | 1 | 1 | [14 empty] | 2 | 1 | 3 | 1 | 3 | 1 | 1 | 0
PG&E GBA | Los Positas | 60 | LDES |  |  | 0 | 0 | 0 | 0 | 0 | 0 | 0 | 0 | 0 | 5 | 2 | 1 | 1 | [14 empty] | 2 | 1 | 3 | 1 | 3 | 1 | 1 | 0
SDGE | Loveland | 69 | LDES |  |  | 0 | 0 | 0 | 0 | 0 | 0 | 0 | 0 | 0 | 4 | 4 | 1 | 1 | [14 empty] | 2 | 1 | 3 | 1 | 3 | 1 | 1 | 0
SCE NOL | Lugo | 230 | LDES |  |  | 362 | 0 | 362 | 0 | 0 | 0 | 362 | 0 | 362 | 3 | 3 | 1 | 1 | [14 empty] | 2 | 1 | 4 | 1 | 2 | 5- | 1 | 1
SCE Metro | Lugo | 500 | LDES |  |  | 0 | 0 | 0 | 0 | 0 | 0 | 0 | 0 | 0 | 1 | 1 | 1 | 1 | [14 empty] | 2 | 1 | 4 | 1 | 2 | 1+ | 1 | 1
PG&E FRESNO | Madera | 70 | LDES |  |  | 0 | 0 | 0 | 0 | 0 | 0 | 0 | 0 | 0 | 5 | 2 | 5 | 2 | [14 empty] | 1 | 1 | 4 | 2 | 1 | 1 | 1 | 0
PG&E NGBA | Madison | 115 | LDES |  |  | 0 | 0 | 0 | 0 | 0 | 0 | 0 | 0 | 0 | 5 | 2 | 1 | 1 | [14 empty] | 2 | 1 | 4 | 2 | 3 | 1 | 1 | 0
PG&E KERN | Magunden | 115 | LDES |  |  | 0 | 0 | 0 | 0 | 0 | 0 | 0 | 0 | 0 | 5 | 2 | 5 | 2 | [14 empty] | 1 | 1 | 2 | 1 | 1 | 1 | 1 | 0
SCE Northern | Magunden | 230 | LDES |  |  | 0 | 0 | 0 | 0 | 0 | 0 | 0 | 0 | 0 | 5 | 5 | 1 | 1 | [14 empty] | 1 | 1 | 2 | 1 | 1 | 1 | 1 | 0
PG&E FRESNO | Malaga | 115 | LDES |  |  | 0 | 0 | 0 | 0 | 0 | 0 | 0 | 0 | 0 | 5 | 2 | 5 | 2 | [14 empty] | 1 | 1 | 1 | 2 | 1 | 1 | 1 | 0
PG&E NGBA | Malin | 500 | LDES |  |  | 0 | 0 | 0 | 0 | 0 | 0 | 0 | 0 | 0 | 5 | 2 | 1 | 1 | [14 empty] | 2 | 2 | 4 | 2 | 3 | 1+ | 1 | 1
SCE Northern | Mandalay | 230 | LDES |  |  | 0 | 0 | 0 | 0 | 0 | 0 | 0 | 0 | 0 | 5 | 2 | 4 | 2 | [14 empty] | 2 | 1 | 2 | 1 | 1 | 1 | 1 | 0
PG&E FRESNO | Manning | 230 | LDES |  |  | 0 | 0 | 0 | 0 | 0 | 0 | 0 | 0 | 0 | 5 | 2 | 5 | 2 | [14 empty] | 1 | 1 | 2 | 2 | 1 | 1 | 1 | 0
PG&E FRESNO | Manning | 500 | LDES |  |  | 0 | 0 | 0 | 0 | 0 | 0 | 0 | 0 | 0 | 1 | 1 | 1 | 1 | [14 empty] | 1 | 1 | 2 | 2 | 1 | 1 | 1 | 0
PG&E GBA | Manteca | 115 | LDES |  |  | 0 | 0 | 0 | 0 | 0 | 0 | 0 | 0 | 0 | 5 | 5 | 5 | 2 | [14 empty] | 1 | 1 | 2 | 2 | 2 | 1 | 1 | 0
SDGE | Margarita | 138 | LDES |  |  | 0 | 0 | 0 | 0 | 0 | 0 | 0 | 0 | 0 | 1 | 1 | 1 | 1 | [14 empty] | 1 | 1 | 2 | 1 | 3 | 1 | 1 | 0
PG&E GBA | Martin | 230 | LDES |  |  | 0 | 0 | 0 | 0 | 0 | 0 | 0 | 0 | 0 | 5 | 2 | 1 | 1 | [14 empty] | 2 | 1 | 3 | 1 | 2 | 1 | 1 | 0
PG&E GBA | Martin | 115 | LDES |  |  | 0 | 0 | 0 | 0 | 0 | 0 | 0 | 0 | 0 | 1 | 1 | 1 | 1 | [14 empty] | 2 | 1 | 3 | 1 | 2 | 1 | 1 | 0
PG&E GBA | Martinez | 115 | LDES |  |  | 0 | 0 | 0 | 0 | 0 | 0 | 0 | 0 | 0 | 5 | 2 | 1 | 1 | [14 empty] | 2 | 1 | 1 | 1 | 1 | 1 | 1 | 0
PG&E FRESNO | Mc Mullin | 230 | LDES |  |  | 0 | 0 | 0 | 0 | 0 | 0 | 0 | 0 | 0 | 5 | 2 | 5 | 2 | [14 empty] | 1 | 1 | 3 | 2 | 1 | 1 | 1 | 0
PG&E FRESNO | McCall | 115 | LDES |  |  | 0 | 0 | 0 | 0 | 0 | 0 | 0 | 0 | 0 | 5 | 2 | 5 | 2 | [14 empty] | 1 | 1 | 3 | 2 | 1 | 1 | 1 | 0
PG&E FRESNO | McCall | 230 | LDES |  |  | 0 | 0 | 0 | 0 | 0 | 0 | 0 | 0 | 0 | 5 | 2 | 5 | 2 | [14 empty] | 1 | 1 | 3 | 2 | 1 | 1 | 1 | 0
PG&E GBA | Meadow Lane | 115 | LDES |  |  | 0 | 0 | 0 | 0 | 0 | 0 | 0 | 0 | 0 | 5 | 2 | 1 | 1 | [14 empty] | 2 | 1 | 2 | 1 | 1 | 1 | 1 | 0
PG&E GBA | Melones | 115 | LDES |  |  | 0 | 0 | 0 | 0 | 0 | 0 | 0 | 0 | 0 | 5 | 5 | 1 | 1 | [14 empty] | 2 | 1 | 4 | 1 | 3 | 1 | 1 | 0
PG&E GBA | Melones | 230 | LDES |  |  | 0 | 0 | 0 | 0 | 0 | 0 | 0 | 0 | 0 | 5 | 5 | 1 | 1 | [14 empty] | 2 | 1 | 4 | 1 | 3 | 1 | 1 | 0
SDGE | Melrose | 69 | LDES |  |  | 0 | 0 | 0 | 0 | 0 | 0 | 0 | 0 | 0 | 4 | 4 | 1 | 1 | [14 empty] | 2 | 1 | 3 | 1 | 3 | 1 | 1 | 0
PG&E NGBA | Mendocino | 115 | LDES |  |  | 0 | 0 | 0 | 0 | 0 | 0 | 0 | 0 | 0 | 5 | 2 | 1 | 1 | [14 empty] | 2 | 2 | 4 | 2 | 3 | 1 | 1 | 0
PG&E NGBA | Mendocino | 60 | LDES |  | Mapped as Flow-Battery | 0 | 0 | 0 | 0 | 0 | 0 | 0 | 0 | 0 | 5 | 2 | 1 | 1 | [14 empty] | 2 | 2 | 4 | 2 | 3 | 1 | 5 | 1
PG&E FRESNO | Mendota | 115 | LDES |  |  | 0 | 0 | 0 | 0 | 0 | 0 | 0 | 0 | 0 | 5 | 2 | 5 | 2 | [14 empty] | 1 | 1 | 3 | 2 | 1 | 1 | 1 | 0
PG&E GBA | Menlo | 60 | LDES |  |  | 0 | 0 | 0 | 0 | 0 | 0 | 0 | 0 | 0 | 5 | 2 | 1 | 1 | [14 empty] | 2 | 1 | 3 | 1 | 2 | 1 | 1 | 0
PG&E FRESNO | Merced | 115 | LDES |  |  | 0 | 0 | 0 | 0 | 0 | 0 | 0 | 0 | 0 | 5 | 2 | 5 | 2 | [14 empty] | 1 | 1 | 4 | 2 | 1 | 1 | 1 | 0
EOP | Mercury | 138 | LDES |  |  | 0 | 0 | 0 | 0 | 0 | 0 | 0 | 0 | 0 | 5 | 3 | 4 | 2 | [14 empty] | 2 | 2 | 4 | 1 | 3 | 1 | 1 | 0
PG&E FRESNO | Mercy Springs | 70 | LDES |  |  | 0 | 0 | 0 | 0 | 0 | 0 | 0 | 0 | 0 | 5 | 2 | 5 | 2 | [14 empty] | 1 | 1 | 4 | 2 | 1 | 1 | 1 | 0
PG&E NGBA | Meridian | 60 | LDES |  |  | 0 | 0 | 0 | 0 | 0 | 0 | 0 | 0 | 0 | 5 | 2 | 1 | 1 | [14 empty] | 2 | 2 | 4 | 1 | 3 | 1 | 1 | 0
PG&E KERN | Mesa (PGE) | 115 | LDES |  |  | 0 | 0 | 0 | 0 | 0 | 0 | 0 | 0 | 0 | 5 | 2 | 5 | 2 | [14 empty] | 2 | 2 | 3 | 2 | 2 | 1 | 1 | 0
PG&E KERN | Mesa (PGE) | 230 | LDES |  |  | 100 | 0 | 100 | 0 | 0 | 0 | 100 | 0 | 100 | 5 | 2 | 5 | 2 | [14 empty] | 2 | 2 | 3 | 2 | 2 | 5- | 1 | 1
SCE Metro | Mesa (SCE) | 230 | LDES |  |  | 0 | 0 | 0 | 0 | 0 | 0 | 0 | 0 | 0 | 1 | 1 | 1 | 1 | [14 empty] | 1 | 1 | 3 | 1 | 2 | 1 | 1 | 0
SCE Metro | Mesa (SCE) | 500 | LDES |  |  | 0 | 0 | 0 | 0 | 0 | 0 | 0 | 0 | 0 | 1 | 1 | 1 | 1 | [14 empty] | 1 | 1 | 3 | 1 | 2 | 1 | 1 | 0
SDGE | Mesa Heights | 69 | LDES |  |  | 0 | 0 | 0 | 0 | 0 | 0 | 0 | 0 | 0 | 4 | 4 | 1 | 1 | [14 empty] | 2 | 1 | 2 | 1 | 3 | 1 | 1 | 0
PG&E GBA | Metcalf | 115 | LDES |  |  | 0 | 0 | 0 | 0 | 0 | 0 | 0 | 0 | 0 | 1 | 1 | 1 | 1 | [14 empty] | 2 | 1 | 1 | 2 | 3 | 1 | 1 | 0
PG&E GBA | Metcalf | 230 | LDES |  |  | 0 | 0 | 0 | 0 | 0 | 0 | 0 | 0 | 0 | 1 | 1 | 1 | 1 | [14 empty] | 2 | 1 | 1 | 2 | 3 | 1 | 1 | 0
PG&E GBA | Metcalf | 500 | LDES |  |  | 0 | 0 | 0 | 0 | 0 | 0 | 0 | 0 | 0 | 1 | 1 | 1 | 1 | [14 empty] | 2 | 1 | 1 | 2 | 3 | 1 | 1 | 0
PG&E KERN | Midway | 115 | LDES |  |  | 0 | 0 | 0 | 0 | 0 | 0 | 0 | 0 | 0 | 5 | 2 | 5 | 2 | [14 empty] | 1 | 1 | 3 | 1 | 1 | 1 | 1 | 0
PG&E KERN | Midway | 230 | LDES |  |  | 0 | 0 | 0 | 0 | 0 | 0 | 0 | 0 | 0 | 5 | 2 | 5 | 2 | [14 empty] | 1 | 1 | 3 | 1 | 1 | 1 | 1 | 0
PG&E KERN | Midway | 500 | LDES |  |  | 0 | 0 | 0 | 0 | 0 | 0 | 0 | 0 | 0 | 5 | 2 | 4 | 2 | [14 empty] | 1 | 1 | 3 | 1 | 1 | 1 | 1 | 0
SDGE | Miguel | 230 | LDES |  |  | 0 | 0 | 0 | 0 | 0 | 0 | 0 | 0 | 0 | 4 | 4 | 1 | 1 | [14 empty] | 2 | 1 | 3 | 1 | 2 | 1 | 1 | 0
SDGE | Miguel | 500 | LDES |  |  | 0 | 0 | 0 | 0 | 0 | 0 | 0 | 0 | 0 | 4 | 4 | 1 | 1 | [14 empty] | 2 | 1 | 3 | 1 | 2 | 1 | 1 | 0
SDGE | Miguel | 69 | LDES |  |  | 0 | 0 | 0 | 0 | 0 | 0 | 0 | 0 | 0 | 4 | 4 | 1 | 1 | [14 empty] | 2 | 1 | 3 | 1 | 2 | 1 | 1 | 0
PG&E GBA | Millbrae | 115 | LDES |  |  | 0 | 0 | 0 | 0 | 0 | 0 | 0 | 0 | 0 | 1 | 1 | 1 | 1 | [14 empty] | 2 | 1 | 3 | 1 | 2 | 1 | 1 | 0
PG&E GBA | Miller | 115 | LDES |  |  | 0 | 0 | 0 | 0 | 0 | 0 | 0 | 0 | 0 | 5 | 5 | 1 | 1 | [14 empty] | 1 | 1 | 4 | 2 | 1 | 1 | 1 | 0
SCE Metro | Mira Loma | 230 | LDES |  |  | 0 | 0 | 0 | 0 | 0 | 0 | 0 | 0 | 0 | 1 | 1 | 1 | 1 | [14 empty] | 1 | 1 | 1 | 1 | 1 | 1 | 1 | 0
SCE Metro | Mira Loma | 500 | LDES |  |  | 0 | 0 | 0 | 0 | 0 | 0 | 0 | 0 | 0 | 1 | 1 | 1 | 1 | [14 empty] | 1 | 1 | 1 | 1 | 1 | 1 | 1 | 0
SCE Eastern | Mirage | 115 | LDES |  |  | 0 | 0 | 0 | 0 | 0 | 0 | 0 | 0 | 0 | 5 | 5 | 4 | 4 | [14 empty] | 2 | 1 | 3 | 1 | 3 | 1 | 1 | 0
SCE Eastern | Mirage | 230 | LDES |  |  | 0 | 0 | 0 | 0 | 0 | 0 | 0 | 0 | 0 | 5 | 5 | 4 | 4 | [14 empty] | 2 | 1 | 3 | 1 | 3 | 1 | 1 | 0
SDGE | Mission | 138 | LDES |  |  | 0 | 0 | 0 | 0 | 0 | 0 | 0 | 0 | 0 | 4 | 4 | 1 | 1 | [14 empty] | 2 | 1 | 2 | 1 | 2 | 1 | 1 | 0
SDGE | Mission | 230 | LDES |  |  | 0 | 0 | 0 | 0 | 0 | 0 | 0 | 0 | 0 | 4 | 4 | 1 | 1 | [14 empty] | 2 | 1 | 2 | 1 | 2 | 1 | 1 | 0
SDGE | Mission | 69 | LDES |  |  | 0 | 0 | 0 | 0 | 0 | 0 | 0 | 0 | 0 | 4 | 4 | 1 | 1 | [14 empty] | 2 | 1 | 2 | 1 | 2 | 1 | 1 | 0
PG&E GBA | Mi-Wuk | 115 | LDES |  |  | 0 | 0 | 0 | 0 | 0 | 0 | 0 | 0 | 0 | 5 | 5 | 1 | 1 | [14 empty] | 2 | 1 | 4 | 1 | 3 | 1 | 1 | 0
EOP | Mohave | 500 | LDES |  |  | 0 | 0 | 0 | 0 | 0 | 0 | 0 | 0 | 0 | 5 | 2 | 4 | 2 | [14 empty] | 2 | 2 | 3 | 1 | 3 | 1 | 1 | 0
PG&E NGBA | Monroe | 115 | LDES |  |  | 0 | 0 | 0 | 0 | 0 | 0 | 0 | 0 | 0 | 5 | 2 | 1 | 1 | [14 empty] | 2 | 1 | 3 | 2 | 2 | 1 | 1 | 0
SDGE | Monserate | 69 | LDES |  |  | 0 | 0 | 0 | 0 | 0 | 0 | 0 | 0 | 0 | 4 | 4 | 1 | 1 | [14 empty] | 2 | 1 | 3 | 1 | 3 | 1 | 1 | 0
PG&E GBA | Monta Vista | 115 | LDES |  |  | 0 | 0 | 0 | 0 | 0 | 0 | 0 | 0 | 0 | 1 | 1 | 1 | 1 | [14 empty] | 2 | 1 | 3 | 2 | 3 | 1 | 1 | 0
PG&E GBA | Monta Vista | 230 | LDES |  |  | 0 | 0 | 0 | 0 | 0 | 0 | 0 | 0 | 0 | 1 | 1 | 1 | 1 | [14 empty] | 2 | 1 | 3 | 2 | 3 | 1 | 1 | 0
PG&E GBA | Monta Vista | 60 | LDES |  |  | 0 | 0 | 0 | 0 | 0 | 0 | 0 | 0 | 0 | 1 | 1 | 1 | 1 | [14 empty] | 2 | 1 | 3 | 2 | 3 | 1 | 1 | 0
PG&E NGBA | Monticello | 115 | LDES |  |  | 0 | 0 | 0 | 0 | 0 | 0 | 0 | 0 | 0 | 5 | 2 | 1 | 1 | [14 empty] | 2 | 1 | 4 | 2 | 3 | 1 | 1 | 0
SCE Northern | Moorpark | 230 | LDES |  |  | 0 | 0 | 0 | 0 | 0 | 0 | 0 | 0 | 0 | 5 | 2 | 4 | 2 | [14 empty] | 2 | 1 | 4 | 1 | 3 | 1 | 1 | 0
SCE Northern | Moorpark | 66 | LDES |  |  | 0 | 0 | 0 | 0 | 0 | 0 | 0 | 0 | 0 | 5 | 2 | 4 | 2 | [14 empty] | 2 | 1 | 4 | 1 | 3 | 1 | 1 | 0
PG&E GBA | Moraga | 115 | LDES |  |  | 0 | 0 | 0 | 0 | 0 | 0 | 0 | 0 | 0 | 5 | 2 | 1 | 1 | [14 empty] | 2 | 1 | 3 | 1 | 3 | 1 | 1 | 0
PG&E GBA | Moraga | 230 | LDES |  |  | 0 | 0 | 0 | 0 | 0 | 0 | 0 | 0 | 0 | 5 | 2 | 1 | 1 | [14 empty] | 2 | 1 | 3 | 1 | 3 | 1 | 1 | 0
PG&E GBA | Morgan Hill | 115 | LDES |  |  | 0 | 0 | 0 | 0 | 0 | 0 | 0 | 0 | 0 | 1 | 1 | 3 | 3 | [14 empty] | 2 | 1 | 3 | 2 | 2 | 1 | 1 | 0
PG&E KERN | Morro Bay | 115 | LDES |  |  | 0 | 0 | 0 | 0 | 0 | 0 | 0 | 0 | 0 | 5 | 2 | 5 | 2 | [14 empty] | 2 | 2 | 2 | 2 | 3 | 1 | 1 | 0
PG&E KERN | Morro Bay | 230 | LDES |  |  | 500 | 0 | 500 | 0 | 0 | 0 | 500 | 0 | 500 | 5 | 2 | 5 | 2 | [14 empty] | 2 | 2 | 2 | 2 | 3 | 5- | 1 | 1
PG&E KERN | Morro Bay | 500 | LDES |  |  | 0 | 0 | 0 | 0 | 0 | 0 | 0 | 0 | 0 | 5 | 2 | 4 | 2 | [14 empty] | 2 | 2 | 2 | 2 | 3 | 1 | 1 | 0
PG&E GBA | Moss Landing | 115 | LDES |  |  | 0 | 0 | 0 | 0 | 0 | 0 | 0 | 0 | 0 | 1 | 1 | 3 | 3 | [14 empty] | 2 | 2 | 1 | 2 | 2 | 1 | 1 | 0
PG&E GBA | Moss Landing | 230 | LDES |  |  | 0 | 0 | 0 | 0 | 0 | 0 | 0 | 0 | 0 | 1 | 1 | 3 | 3 | [14 empty] | 2 | 2 | 1 | 2 | 2 | 1 | 1 | 0
PG&E GBA | Moss Landing | 500 | LDES |  |  | 0 | 0 | 0 | 0 | 0 | 0 | 0 | 0 | 0 | 5 | 2 | 1 | 1 | [14 empty] | 2 | 2 | 1 | 2 | 2 | 1 | 1 | 0
EOP | Mountain Pass | 115 | LDES |  |  | 0 | 0 | 0 | 0 | 0 | 0 | 0 | 0 | 0 | 5 | 3 | 4 | 2 | [14 empty] | 2 | 2 | 4 | 1 | 1 | 1 | 1 | 0
PG&E GBA | Mountain View | 115 | LDES |  |  | 0 | 0 | 0 | 0 | 0 | 0 | 0 | 0 | 0 | 1 | 1 | 1 | 1 | [14 empty] | 2 | 1 | 2 | 2 | 2 | 1 | 1 | 0
PG&E GBA | Mt Eden | 115 | LDES |  |  | 0 | 0 | 0 | 0 | 0 | 0 | 0 | 0 | 0 | 5 | 2 | 1 | 1 | [14 empty] | 2 | 1 | 2 | 1 | 2 | 1 | 1 | 0
PG&E KERN | Mt Poso | 115 | LDES |  |  | 0 | 0 | 0 | 0 | 0 | 0 | 0 | 0 | 0 | 5 | 2 | 5 | 2 | [14 empty] | 1 | 1 | 2 | 1 | 1 | 1 | 1 | 0
SDGE | Murray | 69 | LDES |  |  | 0 | 0 | 0 | 0 | 0 | 0 | 0 | 0 | 0 | 4 | 4 | 1 | 1 | [14 empty] | 2 | 1 | 2 | 1 | 2 | 1 | 1 | 0
PG&E FRESNO | Mustang | 230 | LDES |  |  | 0 | 0 | 0 | 0 | 0 | 0 | 0 | 0 | 0 | 5 | 2 | 5 | 2 | [14 empty] | 1 | 1 | 1 | 2 | 1 | 1 | 1 | 0
SCE Northern | Neenach | 66 | LDES |  |  | 0 | 0 | 0 | 0 | 0 | 0 | 0 | 0 | 0 | 5 | 5 | 1 | 1 | [14 empty] | 2 | 1 | 4 | 1 | 3 | 1 | 1 | 0
PG&E KERN | New Sub - Gates - Midway (Proposed) | 230 | LDES |  |  | 0 | 0 | 0 | 0 | 0 | 0 | 0 | 0 | 0 | 5 | 2 | 5 | 2 | [14 empty] | 1 | 1 | 4 | 2 | 1 | 1 | 1 | 0
PG&E KERN | New Sub - Gates - Templeton (Proposed) | 230 | LDES |  |  | 0 | 0 | 0 | 0 | 0 | 0 | 0 | 0 | 0 | 5 | 2 | 5 | 2 | [14 empty] | 1 | 1 | 4 | 2 | 1 | 1 | 1 | 0
SCE NOL | New Sub - Kramer - Lugo (Proposed) | 230 | LDES |  |  | 0 | 0 | 0 | 0 | 0 | 0 | 0 | 0 | 0 | 4 | 4 | 1 | 1 | [14 empty] | 2 | 1 | 2 | 1 | 1 | 1 | 1 | 0
PG&E FRESNO | New Sub - Los Banos - Midway (Proposed) | 500 | LDES |  |  | 0 | 0 | 0 | 0 | 0 | 0 | 0 | 0 | 0 | 5 | 2 | 4 | 2 | [14 empty] | 1 | 1 | 4 | 2 | 1 | 1 | 1 | 0
SCE NOL | New Sub - Lugo - Pisgah (Proposed) | 230 | LDES |  |  | 0 | 0 | 0 | 0 | 0 | 0 | 0 | 0 | 0 | 5 | 5 | 1 | 1 | [14 empty] | 2 | 1 | 3 | 1 | 3 | 1 | 1 | 0
PG&E KERN | New Sub - Midway - Wheeler Ridge (Proposed) | 230 | LDES |  |  | 0 | 0 | 0 | 0 | 0 | 0 | 0 | 0 | 0 | 5 | 2 | 5 | 2 | [14 empty] | 1 | 1 | 3 | 1 | 1 | 1 | 1 | 0
PG&E NGBA | New Sub - Near existing Leavitt (PSREC) | 345 | LDES |  |  | 0 | 0 | 0 | 0 | 0 | 0 | 0 | 0 | 0 | 5 | 2 | 1 | 1 | [14 empty] | 2 | 2 | 1 | 1 | 3 | 1 | 1 | 0
PG&E NGBA | New Sub - Near existing Madeline (NVE) | 345 | LDES |  |  | 0 | 0 | 0 | 0 | 0 | 0 | 0 | 0 | 0 | 5 | 2 | 1 | 1 | [14 empty] | 2 | 2 | 4 | 1 | 3 | 1 | 1 | 0
SDGE | New Sub - North Gila - IV (Proposed) | 500 | LDES |  |  | 0 | 0 | 0 | 0 | 0 | 0 | 0 | 0 | 0 | 4 | 4 | 1 | 1 | [14 empty] | 2 | 1 | 4 | 2 | 2 | 1 | 1 | 0
PG&E NGBA | New Sub - Pit 1 - Cottonwood (Proposed) | 230 | LDES |  |  | 0 | 0 | 0 | 0 | 0 | 0 | 0 | 0 | 0 | 5 | 2 | 1 | 1 | [14 empty] | 2 | 2 | 4 | 2 | 3 | 1 | 1 | 0
PG&E GBA | New Sub - Rancho Seco - Bellota (Proposed) | 230 | LDES |  |  | 0 | 0 | 0 | 0 | 0 | 0 | 0 | 0 | 0 | 5 | 2 | 1 | 1 | [14 empty] | 1 | 1 | 4 | 2 | 3 | 1 | 1 | 0
SDGE | New Sub - Suncrest - Ocotillo (Proposed) | 500 | LDES |  |  | 0 | 0 | 0 | 0 | 0 | 0 | 0 | 0 | 0 | 4 | 4 | 1 | 1 | [14 empty] | 2 | 1 | 4 | 1 | 3 | 1 | 1 | 0
PG&E FRESNO | New Sub - Westley - Quinto (Proposed) | 230 | LDES |  |  | 0 | 0 | 0 | 0 | 0 | 0 | 0 | 0 | 0 | 1 | 1 | 1 | 1 | [14 empty] | 1 | 1 | 4 | 2 | 1 | 1 | 1 | 0
PG&E GBA | Newark | 115 | LDES |  |  | 0 | 0 | 0 | 0 | 0 | 0 | 0 | 0 | 0 | 1 | 1 | 1 | 1 | [14 empty] | 2 | 1 | 3 | 1 | 2 | 1 | 1 | 0
PG&E GBA | Newark | 230 | LDES |  |  | 0 | 0 | 0 | 0 | 0 | 0 | 0 | 0 | 0 | 1 | 1 | 1 | 1 | [14 empty] | 2 | 1 | 3 | 1 | 2 | 1 | 1 | 0
PG&E GBA | Newark | 60 | LDES |  |  | 0 | 0 | 0 | 0 | 0 | 0 | 0 | 0 | 0 | 5 | 2 | 1 | 1 | [14 empty] | 2 | 1 | 3 | 1 | 2 | 1 | 1 | 0
PG&E FRESNO | Newhall | 115 | LDES |  |  | 0 | 0 | 0 | 0 | 0 | 0 | 0 | 0 | 0 | 5 | 2 | 5 | 2 | [14 empty] | 1 | 1 | 4 | 2 | 1 | 1 | 1 | 0
PG&E KERN | Norco | 115 | LDES |  |  | 0 | 0 | 0 | 0 | 0 | 0 | 0 | 0 | 0 | 5 | 2 | 5 | 2 | [14 empty] | 1 | 1 | 3 | 1 | 1 | 1 | 1 | 0
PG&E GBA | Nortech | 115 | LDES |  |  | 0 | 0 | 0 | 0 | 0 | 0 | 0 | 0 | 0 | 1 | 1 | 1 | 1 | [14 empty] | 2 | 1 | 2 | 2 | 1 | 1 | 1 | 0
SDGE | North City Metering | 138 | LDES |  |  | 0 | 0 | 0 | 0 | 0 | 0 | 0 | 0 | 0 | 4 | 4 | 1 | 1 | [14 empty] | 2 | 1 | 2 | 1 | 3 | 1 | 1 | 0
PG&E GBA | North Dublin | 230 | LDES |  |  | 0 | 0 | 0 | 0 | 0 | 0 | 0 | 0 | 0 | 5 | 2 | 1 | 1 | [14 empty] | 2 | 1 | 2 | 1 | 3 | 1 | 1 | 0
SDGE | North Gila | 500 | LDES |  |  | 0 | 0 | 0 | 0 | 0 | 0 | 0 | 0 | 0 | 4 | 4 | 1 | 1 | [14 empty] | 2 | 2 | 4 | 2 | 3 | 1 | 1 | 0
SCE Metro | North of SONGS | 230 | LDES |  |  | 0 | 0 | 0 | 0 | 0 | 0 | 0 | 0 | 0 | 1 | 1 | 1 | 1 | [14 empty] | 2 | 1 | 3 | 1 | 3 | 1 | 1 | 0
SCE Metro | North of SONGS | 500 | LDES |  |  | 0 | 0 | 0 | 0 | 0 | 0 | 0 | 0 | 0 | 1 | 1 | 1 | 1 | [14 empty] | 2 | 1 | 3 | 1 | 3 | 1 | 1 | 0
PG&E NGBA | Notre Dame | 115 | LDES |  |  | 0 | 0 | 0 | 0 | 0 | 0 | 0 | 0 | 0 | 5 | 2 | 1 | 1 | [14 empty] | 2 | 1 | 4 | 2 | 2 | 1 | 1 | 0
PG&E GBA | Oakland C | 115 | LDES |  |  | 0 | 0 | 0 | 0 | 0 | 0 | 0 | 0 | 0 | 5 | 2 | 1 | 1 | [14 empty] | 2 | 1 | 1 | 1 | 2 | 1 | 1 | 0
PG&E GBA | Oakland J | 115 | LDES |  |  | 0 | 0 | 0 | 0 | 0 | 0 | 0 | 0 | 0 | 5 | 2 | 1 | 1 | [14 empty] | 2 | 1 | 2 | 1 | 1 | 1 | 1 | 0
PG&E GBA | Oakland L | 115 | LDES |  |  | 0 | 0 | 0 | 0 | 0 | 0 | 0 | 0 | 0 | 5 | 2 | 1 | 1 | [14 empty] | 2 | 1 | 2 | 1 | 1 | 1 | 1 | 0
PG&E GBA | Oakland X | 115 | LDES |  |  | 0 | 0 | 0 | 0 | 0 | 0 | 0 | 0 | 0 | 5 | 2 | 1 | 1 | [14 empty] | 2 | 1 | 2 | 1 | 2 | 1 | 1 | 0
SDGE | Ocean Ranch | 69 | LDES |  |  | 0 | 0 | 0 | 0 | 0 | 0 | 0 | 0 | 0 | 4 | 4 | 1 | 1 | [14 empty] | 2 | 1 | 4 | 1 | 3 | 1 | 1 | 0
PG&E KERN | Oceano | 115 | LDES |  |  | 0 | 0 | 0 | 0 | 0 | 0 | 0 | 0 | 0 | 5 | 2 | 5 | 2 | [14 empty] | 2 | 2 | 4 | 2 | 3 | 1 | 1 | 0
SDGE | Ocotillo Express | 500 | LDES |  |  | 0 | 0 | 0 | 0 | 0 | 0 | 0 | 0 | 0 | 4 | 4 | 1 | 1 | [14 empty] | 2 | 1 | 4 | 2 | 3 | 1 | 1 | 0
PG&E KERN | Old River | 70 | LDES |  |  | 0 | 0 | 0 | 0 | 0 | 0 | 0 | 0 | 0 | 5 | 2 | 5 | 2 | [14 empty] | 1 | 1 | 4 | 1 | 2 | 1 | 1 | 0
SDGE | Old Town | 230 | LDES |  |  | 0 | 0 | 0 | 0 | 0 | 0 | 0 | 0 | 0 | 4 | 4 | 1 | 1 | [14 empty] | 2 | 1 | 3 | 1 | 2 | 1 | 1 | 0
SCE Metro | Olinda | 230 | LDES |  |  | 0 | 0 | 0 | 0 | 0 | 0 | 0 | 0 | 0 | 1 | 1 | 1 | 1 | [14 empty] | 1 | 1 | 2 | 1 | 2 | 1 | 1 | 0
PG&E FRESNO | Olive | 115 | LDES |  |  | 0 | 0 | 0 | 0 | 0 | 0 | 0 | 0 | 0 | 5 | 2 | 5 | 2 | [14 empty] | 1 | 1 | 4 | 1 | 1 | 1 | 1 | 0
PG&E NGBA | Olivehurst | 115 | LDES |  |  | 0 | 0 | 0 | 0 | 0 | 0 | 0 | 0 | 0 | 5 | 2 | 1 | 1 | [14 empty] | 2 | 2 | 2 | 1 | 2 | 1 | 1 | 0
PG&E NGBA | Oregon Trail | 60 | LDES |  |  | 0 | 0 | 0 | 0 | 0 | 0 | 0 | 0 | 0 | 5 | 2 | 1 | 1 | [14 empty] | 2 | 2 | 3 | 2 | 3 | 1 | 1 | 0
SCE Northern | Ormond Beach | 230 | LDES |  |  | 0 | 0 | 0 | 0 | 0 | 0 | 0 | 0 | 0 | 5 | 2 | 4 | 2 | [14 empty] | 2 | 1 | 1 | 1 | 1 | 1 | 1 | 0
PG&E FRESNO | Oro Loma | 115 | LDES |  |  | 0 | 0 | 0 | 0 | 0 | 0 | 0 | 0 | 0 | 5 | 2 | 5 | 2 | [14 empty] | 1 | 1 | 4 | 2 | 1 | 1 | 1 | 0
PG&E FRESNO | Oro Loma | 70 | LDES |  |  | 0 | 0 | 0 | 0 | 0 | 0 | 0 | 0 | 0 | 5 | 2 | 5 | 2 | [14 empty] | 1 | 1 | 4 | 2 | 1 | 1 | 1 | 0
PG&E FRESNO | Orosi | 70 | LDES |  |  | 0 | 0 | 0 | 0 | 0 | 0 | 0 | 0 | 0 | 5 | 2 | 5 | 2 | [14 empty] | 1 | 1 | 4 | 1 | 1 | 1 | 1 | 0
SDGE | Otay | 69 | LDES |  |  | 0 | 0 | 0 | 0 | 0 | 0 | 0 | 0 | 0 | 4 | 4 | 1 | 1 | [14 empty] | 2 | 1 | 1 | 1 | 1 | 1 | 1 | 0
SDGE | Otay Mesa | 230 | LDES |  |  | 0 | 0 | 0 | 0 | 0 | 0 | 0 | 0 | 0 | 4 | 4 | 1 | 1 | [14 empty] | 2 | 1 | 1 | 1 | 3 | 1 | 1 | 0
PG&E FRESNO | Padre Flats SW STA | 230 | LDES |  |  | 0 | 0 | 0 | 0 | 0 | 0 | 0 | 0 | 0 | 5 | 2 | 5 | 2 | [14 empty] | 1 | 1 | 4 | 2 | 1 | 1 | 1 | 0
EOP | Pahrump | 138 | LDES |  |  | 0 | 0 | 0 | 0 | 0 | 0 | 0 | 0 | 0 | 5 | 3 | 4 | 2 | [14 empty] | 2 | 2 | 4 | 1 | 3 | 1 | 1 | 0
EOP | Pahrump | 230 | LDES |  |  | 0 | 0 | 0 | 0 | 0 | 0 | 0 | 0 | 0 | 5 | 3 | 4 | 2 | [14 empty] | 2 | 2 | 4 | 1 | 3 | 1 | 1 | 0
SDGE | Pala | 69 | LDES |  |  | 0 | 0 | 0 | 0 | 0 | 0 | 0 | 0 | 0 | 4 | 4 | 1 | 1 | [14 empty] | 2 | 1 | 1 | 1 | 3 | 1 | 1 | 0
PG&E NGBA | Palermo | 115 | LDES |  |  | 0 | 0 | 0 | 0 | 0 | 0 | 0 | 0 | 0 | 5 | 2 | 1 | 1 | [14 empty] | 2 | 1 | 2 | 2 | 2 | 1 | 1 | 0
PG&E NGBA | Palermo | 230 | LDES |  |  | 0 | 0 | 0 | 0 | 0 | 0 | 0 | 0 | 0 | 5 | 2 | 1 | 1 | [14 empty] | 2 | 1 | 2 | 2 | 2 | 1 | 1 | 0
SCE Eastern | Palo Verde | 500 | LDES |  |  | 0 | 0 | 0 | 0 | 0 | 0 | 0 | 0 | 0 | 5 | 4 | 4 | 2 | [14 empty] | 2 | 1 | 4 | 2 | 3 | 1 | 1 | 0
SDGE | Palomar Energy | 230 | LDES |  |  | 0 | 0 | 0 | 0 | 0 | 0 | 0 | 0 | 0 | 4 | 4 | 1 | 1 | [14 empty] | 2 | 1 | 2 | 1 | 3 | 1 | 1 | 0
PG&E KERN | Panama | 70 | LDES |  |  | 0 | 0 | 0 | 0 | 0 | 0 | 0 | 0 | 0 | 5 | 2 | 5 | 2 | [14 empty] | 1 | 1 | 4 | 1 | 1 | 1 | 1 | 0
PG&E FRESNO | Panoche | 115 | LDES |  |  | 0 | 0 | 0 | 0 | 0 | 0 | 0 | 0 | 0 | 5 | 2 | 5 | 2 | [14 empty] | 1 | 1 | 1 | 2 | 1 | 1 | 1 | 0
PG&E FRESNO | Panoche | 230 | LDES |  |  | 0 | 0 | 0 | 0 | 0 | 0 | 0 | 0 | 0 | 5 | 2 | 5 | 2 | [14 empty] | 1 | 1 | 1 | 2 | 1 | 1 | 1 | 0
SCE Northern | Pardee | 230 | LDES |  |  | 250 | 0 | 250 | 0 | 0 | 0 | 250 | 0 | 250 | 5 | 2 | 4 | 2 | [14 empty] | 1 | 1 | 3 | 1 | 3 | 5- | 1 | 1
PG&E NGBA | Parkway | 230 | LDES |  |  | 0 | 0 | 0 | 0 | 0 | 0 | 0 | 0 | 0 | 5 | 2 | 1 | 1 | [14 empty] | 2 | 1 | 4 | 1 | 2 | 1 | 1 | 0
SCE Northern | Pastoria | 230 | LDES |  |  | 0 | 0 | 0 | 0 | 0 | 0 | 0 | 0 | 0 | 5 | 2 | 4 | 2 | [14 empty] | 1 | 1 | 2 | 1 | 3 | 1 | 1 | 0
SCE Metro | Pauda | 230 | LDES |  |  | 0 | 0 | 0 | 0 | 0 | 0 | 0 | 0 | 0 | 1 | 1 | 1 | 1 | [14 empty] | 1 | 1 | 2 | 1 | 2 | 1 | 1 | 0
PG&E GBA | Paul Sweet | 115 | LDES |  |  | 0 | 0 | 0 | 0 | 0 | 0 | 0 | 0 | 0 | 1 | 1 | 3 | 3 | [14 empty] | 2 | 2 | 2 | 2 | 3 | 1 | 1 | 0
PG&E NGBA | Peabody | 230 | LDES |  |  | 0 | 0 | 0 | 0 | 0 | 0 | 0 | 0 | 0 | 5 | 2 | 1 | 1 | [14 empty] | 2 | 1 | 2 | 1 | 2 | 1 | 1 | 0
PG&E NGBA | Pease | 115 | LDES |  |  | 0 | 0 | 0 | 0 | 0 | 0 | 0 | 0 | 0 | 5 | 2 | 1 | 1 | [14 empty] | 2 | 2 | 2 | 1 | 2 | 1 | 1 | 0
PG&E NGBA | Pease | 60 | LDES |  |  | 0 | 0 | 0 | 0 | 0 | 0 | 0 | 0 | 0 | 5 | 2 | 1 | 1 | [14 empty] | 2 | 2 | 2 | 1 | 2 | 1 | 1 | 0
SDGE | Penasquitos | 138 | LDES |  |  | 0 | 0 | 0 | 0 | 0 | 0 | 0 | 0 | 0 | 4 | 4 | 1 | 1 | [14 empty] | 2 | 1 | 2 | 1 | 3 | 1 | 1 | 0
SDGE | Penasquitos | 230 | LDES |  |  | 0 | 0 | 0 | 0 | 0 | 0 | 0 | 0 | 0 | 4 | 4 | 1 | 1 | [14 empty] | 2 | 1 | 2 | 1 | 3 | 1 | 1 | 0
SDGE | Penasquitos | 69 | LDES |  |  | 0 | 0 | 0 | 0 | 0 | 0 | 0 | 0 | 0 | 4 | 4 | 1 | 1 | [14 empty] | 2 | 1 | 2 | 1 | 3 | 1 | 1 | 0
SDGE | Pendleton | 69 | LDES |  |  | 0 | 0 | 0 | 0 | 0 | 0 | 0 | 0 | 0 | 4 | 4 | 1 | 1 | [14 empty] | 2 | 1 | 4 | 1 | 3 | 1 | 1 | 0
PG&E NGBA | Penngrove | 115 | LDES |  |  | 0 | 0 | 0 | 0 | 0 | 0 | 0 | 0 | 0 | 5 | 2 | 1 | 1 | [14 empty] | 2 | 1 | 3 | 2 | 2 | 1 | 1 | 0
PG&E GBA | Peoria | 115 | LDES |  |  | 0 | 0 | 0 | 0 | 0 | 0 | 0 | 0 | 0 | 5 | 5 | 1 | 1 | [14 empty] | 2 | 1 | 4 | 1 | 3 | 1 | 1 | 0
PG&E GBA | Piercy | 115 | LDES |  |  | 0 | 0 | 0 | 0 | 0 | 0 | 0 | 0 | 0 | 1 | 1 | 1 | 1 | [14 empty] | 2 | 1 | 2 | 2 | 2 | 1 | 1 | 0
PG&E FRESNO | Pine Flat | 230 | LDES |  |  | 0 | 0 | 0 | 0 | 0 | 0 | 0 | 0 | 0 | 5 | 2 | 5 | 2 | [14 empty] | 1 | 1 | 4 | 2 | 3 | 1 | 1 | 0
SCE NOL | Pisgah | 230 | LDES |  |  | 0 | 0 | 0 | 0 | 0 | 0 | 0 | 0 | 0 | 5 | 5 | 1 | 1 | [14 empty] | 2 | 1 | 4 | 1 | 1 | 1 | 1 | 0
PG&E NGBA | Pit 1 | 230 | LDES |  |  | 0 | 0 | 0 | 0 | 0 | 0 | 0 | 0 | 0 | 5 | 2 | 1 | 1 | [14 empty] | 2 | 2 | 4 | 2 | 3 | 1 | 1 | 0
PG&E NGBA | Pit 1 | 60 | LDES |  |  | 0 | 0 | 0 | 0 | 0 | 0 | 0 | 0 | 0 | 5 | 2 | 1 | 1 | [14 empty] | 2 | 2 | 4 | 2 | 3 | 1 | 1 | 0
PG&E NGBA | Pit 3 | 230 | LDES |  |  | 0 | 0 | 0 | 0 | 0 | 0 | 0 | 0 | 0 | 5 | 2 | 1 | 1 | [14 empty] | 2 | 2 | 4 | 2 | 3 | 1 | 1 | 0
PG&E NGBA | Pit 4 | 230 | LDES |  |  | 0 | 0 | 0 | 0 | 0 | 0 | 0 | 0 | 0 | 5 | 2 | 1 | 1 | [14 empty] | 2 | 2 | 4 | 2 | 3 | 1 | 1 | 0
PG&E GBA | Pittsburg | 115 | LDES |  |  | 0 | 0 | 0 | 0 | 0 | 0 | 0 | 0 | 0 | 5 | 2 | 1 | 1 | [14 empty] | 2 | 1 | 2 | 1 | 1 | 1 | 1 | 0
PG&E GBA | Pittsburg | 230 | LDES |  |  | 0 | 0 | 0 | 0 | 0 | 0 | 0 | 0 | 0 | 5 | 2 | 1 | 1 | [14 empty] | 2 | 1 | 2 | 1 | 1 | 1 | 1 | 0
PG&E NGBA | Pleasant Grove | 115 | LDES |  |  | 0 | 0 | 0 | 0 | 0 | 0 | 0 | 0 | 0 | 5 | 2 | 1 | 1 | [14 empty] | 2 | 1 | 2 | 2 | 3 | 1 | 1 | 0
PG&E NGBA | POE | 230 | LDES |  |  | 0 | 0 | 0 | 0 | 0 | 0 | 0 | 0 | 0 | 5 | 5 | 3 | 3 | [14 empty] | 2 | 1 | 4 | 2 | 3 | 1 | 1 | 0
SDGE | Point Loma | 69 | LDES |  |  | 0 | 0 | 0 | 0 | 0 | 0 | 0 | 0 | 0 | 4 | 4 | 1 | 1 | [14 empty] | 2 | 1 | 3 | 1 | 2 | 1 | 1 | 0
SDGE | Pomerado | 69 | LDES |  |  | 0 | 0 | 0 | 0 | 0 | 0 | 0 | 0 | 0 | 4 | 4 | 1 | 1 | [14 empty] | 2 | 1 | 3 | 1 | 3 | 1 | 1 | 0
PG&E KERN | Poso Mountain | 115 | LDES |  |  | 0 | 0 | 0 | 0 | 0 | 0 | 0 | 0 | 0 | 5 | 2 | 5 | 2 | [14 empty] | 1 | 1 | 3 | 1 | 2 | 1 | 1 | 0
EOP | Primm | 230 | LDES |  |  | 0 | 0 | 0 | 0 | 0 | 0 | 0 | 0 | 0 | 5 | 3 | 4 | 2 | [14 empty] | 2 | 2 | 4 | 1 | 2 | 1 | 1 | 0
PG&E NGBA | Putah Creek | 115 | LDES |  |  | 0 | 0 | 0 | 0 | 0 | 0 | 0 | 0 | 0 | 5 | 2 | 1 | 1 | [14 empty] | 2 | 1 | 3 | 2 | 3 | 1 | 1 | 0
SDGE | Q1806 | 138 | LDES |  |  | 0 | 0 | 0 | 0 | 0 | 0 | 0 | 0 | 0 | 1 | 1 | 1 | 1 | [14 empty] | 1 | 1 | 2 | 1 | 3 | 1 | 1 | 0
PG&E FRESNO | Quinto | 230 | LDES |  |  | 0 | 0 | 0 | 0 | 0 | 0 | 0 | 0 | 0 | 5 | 2 | 5 | 2 | [14 empty] | 1 | 1 | 4 | 2 | 1 | 1 | 1 | 0
PG&E GBA | Race Track | 115 | LDES |  |  | 0 | 0 | 0 | 0 | 0 | 0 | 0 | 0 | 0 | 5 | 5 | 1 | 1 | [14 empty] | 2 | 1 | 4 | 1 | 3 | 1 | 1 | 0
SDGE | Rancho Mission Viejo | 138 | LDES |  |  | 0 | 0 | 0 | 0 | 0 | 0 | 0 | 0 | 0 | 1 | 1 | 1 | 1 | [14 empty] | 1 | 1 | 2 | 1 | 3 | 1 | 1 | 0
PG&E GBA | Rancho Seco | 230 | LDES |  |  | 0 | 0 | 0 | 0 | 0 | 0 | 0 | 0 | 0 | 5 | 2 | 1 | 1 | [14 empty] | 2 | 1 | 1 | 2 | 3 | 1 | 1 | 0
SCE Metro | Rancho Vista | 230 | LDES |  |  | 0 | 0 | 0 | 0 | 0 | 0 | 0 | 0 | 0 | 1 | 1 | 1 | 1 | [14 empty] | 1 | 1 | 1 | 1 | 1 | 1 | 1 | 0
SCE Metro | Rancho Vista | 500 | LDES |  |  | 0 | 0 | 0 | 0 | 0 | 0 | 0 | 0 | 0 | 1 | 1 | 1 | 1 | [14 empty] | 1 | 1 | 1 | 1 | 1 | 1 | 1 | 0
SCE NOL | Ransburg | 115 | LDES |  |  | 0 | 0 | 0 | 0 | 0 | 0 | 0 | 0 | 0 | 4 | 4 | 1 | 1 | [14 empty] | 2 | 1 | 4 | 1 | 1 | 1 | 1 | 0
PG&E GBA | Ravenswood | 115 | LDES |  |  | 0 | 0 | 0 | 0 | 0 | 0 | 0 | 0 | 0 | 5 | 2 | 1 | 1 | [14 empty] | 2 | 1 | 2 | 1 | 2 | 1 | 1 | 0
PG&E GBA | Ravenswood | 230 | LDES |  |  | 0 | 0 | 0 | 0 | 0 | 0 | 0 | 0 | 0 | 5 | 2 | 1 | 1 | [14 empty] | 2 | 1 | 2 | 1 | 2 | 1 | 1 | 0
SCE Northern | Rector | 230 | LDES |  |  | 0 | 0 | 0 | 0 | 0 | 0 | 0 | 0 | 0 | 5 | 5 | 1 | 1 | [14 empty] | 1 | 1 | 2 | 1 | 2 | 1 | 1 | 0
SCE Eastern | Red Bluff | 230 | LDES |  |  | 0 | 0 | 0 | 0 | 0 | 0 | 0 | 0 | 0 | 5 | 5 | 3 | 2 | [14 empty] | 2 | 2 | 4 | 1 | 3 | 1 | 1 | 0
SCE Eastern | Red Bluff | 500 | LDES |  |  | 800 | 0 | 800 | 0 | 0 | 0 | 800 | 0 | 800 | 5 | 5 | 3 | 2 | 5 | [13 empty] | 2 | 2 | 4 | 1 | 3 | 2- | 1 | 1
PG&E NGBA | Redbud | 115 | LDES |  |  | 0 | 0 | 0 | 0 | 0 | 0 | 0 | 0 | 0 | 5 | 2 | 1 | 1 | [14 empty] | 2 | 2 | 4 | 2 | 3 | 1 | 1 | 0
SCE Metro | Redondo | 230 | LDES |  |  | 0 | 0 | 0 | 0 | 0 | 0 | 0 | 0 | 0 | 1 | 1 | 1 | 1 | [14 empty] | 1 | 1 | 2 | 1 | 2 | 1 | 1 | 0
PG&E FRESNO | Reedley | 115 | LDES |  |  | 0 | 0 | 0 | 0 | 0 | 0 | 0 | 0 | 0 | 5 | 2 | 5 | 2 | [14 empty] | 1 | 1 | 4 | 2 | 1 | 1 | 1 | 0
PG&E KERN | Renfro | 115 | LDES |  |  | 0 | 0 | 0 | 0 | 0 | 0 | 0 | 0 | 0 | 5 | 2 | 5 | 2 | [14 empty] | 1 | 1 | 2 | 1 | 2 | 1 | 1 | 0
PG&E GBA | Richmond R | 115 | LDES |  |  | 0 | 0 | 0 | 0 | 0 | 0 | 0 | 0 | 0 | 5 | 2 | 1 | 1 | [14 empty] | 2 | 1 | 2 | 1 | 2 | 1 | 1 | 0
PG&E NGBA | Rincon | 115 | LDES |  |  | 0 | 0 | 0 | 0 | 0 | 0 | 0 | 0 | 0 | 5 | 2 | 1 | 1 | [14 empty] | 2 | 1 | 3 | 2 | 2 | 1 | 1 | 0
PG&E KERN | Rio Bravo | 115 | LDES |  |  | 0 | 0 | 0 | 0 | 0 | 0 | 0 | 0 | 0 | 5 | 2 | 5 | 2 | [14 empty] | 1 | 1 | 2 | 1 | 1 | 1 | 1 | 0
SCE Metro | Rio Hondo | 230 | LDES |  |  | 0 | 0 | 0 | 0 | 0 | 0 | 0 | 0 | 0 | 1 | 1 | 1 | 1 | [14 empty] | 1 | 1 | 4 | 1 | 1 | 1 | 1 | 0
PG&E NGBA | Rio Oso | 115 | LDES |  |  | 0 | 0 | 0 | 0 | 0 | 0 | 0 | 0 | 0 | 5 | 5 | 3 | 3 | [14 empty] | 2 | 1 | 4 | 1 | 3 | 1 | 1 | 0
PG&E NGBA | Rio Oso | 230 | LDES |  |  | 0 | 0 | 0 | 0 | 0 | 0 | 0 | 0 | 0 | 5 | 5 | 3 | 3 | [14 empty] | 2 | 1 | 4 | 1 | 3 | 1 | 1 | 0
PG&E GBA | Ripon | 115 | LDES |  |  | 0 | 0 | 0 | 0 | 0 | 0 | 0 | 0 | 0 | 5 | 5 | 1 | 1 | [14 empty] | 1 | 1 | 2 | 2 | 2 | 1 | 1 | 0
PG&E GBA | Riverbank | 115 | LDES |  |  | 0 | 0 | 0 | 0 | 0 | 0 | 0 | 0 | 0 | 5 | 5 | 1 | 1 | [14 empty] | 1 | 1 | 3 | 2 | 2 | 1 | 1 | 0
SCE NOL | Roadway | 115 | LDES |  |  | 0 | 0 | 0 | 0 | 0 | 0 | 0 | 0 | 0 | 3 | 3 | 1 | 1 | [14 empty] | 2 | 1 | 2 | 1 | 1 | 1 | 1 | 0
PG&E NGBA | Rock Creek 1 | 230 | LDES |  |  | 0 | 0 | 0 | 0 | 0 | 0 | 0 | 0 | 0 | 5 | 2 | 1 | 1 | [14 empty] | 2 | 2 | 4 | 1 | 3 | 1 | 1 | 0
SCE Northern | Rosamond | 66 | LDES |  |  | 0 | 0 | 0 | 0 | 0 | 0 | 0 | 0 | 0 | 5 | 5 | 1 | 1 | [14 empty] | 2 | 1 | 4 | 1 | 3 | 1 | 1 | 0
PG&E GBA | Rossmoor | 230 | LDES |  |  | 0 | 0 | 0 | 0 | 0 | 0 | 0 | 0 | 0 | 5 | 2 | 1 | 1 | [14 empty] | 2 | 1 | 4 | 1 | 3 | 1 | 1 | 0
PG&E NGBA | Round Mountain | 230 | LDES |  |  | 0 | 0 | 0 | 0 | 0 | 0 | 0 | 0 | 0 | 5 | 2 | 1 | 1 | [14 empty] | 2 | 2 | 4 | 2 | 3 | 1 | 1 | 0
PG&E NGBA | Round Mountain | 500 | LDES |  |  | 0 | 0 | 0 | 0 | 0 | 0 | 0 | 0 | 0 | 5 | 2 | 1 | 1 | [14 empty] | 2 | 2 | 4 | 2 | 3 | 1 | 1 | 0
PG&E GBA | Salado | 115 | LDES |  |  | 0 | 0 | 0 | 0 | 0 | 0 | 0 | 0 | 0 | 5 | 5 | 1 | 1 | [14 empty] | 1 | 1 | 4 | 2 | 1 | 1 | 1 | 0
PG&E GBA | Salado | 60 | LDES |  |  | 0 | 0 | 0 | 0 | 0 | 0 | 0 | 0 | 0 | 5 | 5 | 1 | 1 | [14 empty] | 1 | 1 | 4 | 2 | 1 | 1 | 1 | 0
PG&E GBA | Salinas | 115 | LDES |  |  | 0 | 0 | 0 | 0 | 0 | 0 | 0 | 0 | 0 | 1 | 1 | 3 | 3 | [14 empty] | 2 | 2 | 3 | 2 | 2 | 1 | 1 | 0
SDGE | Salt Creek | 69 | LDES |  |  | 0 | 0 | 0 | 0 | 0 | 0 | 0 | 0 | 0 | 4 | 4 | 1 | 1 | [14 empty] | 2 | 1 | 3 | 1 | 2 | 1 | 1 | 0
SCE Eastern | San Bernardino | 230 | LDES |  |  | 0 | 0 | 0 | 0 | 0 | 0 | 0 | 0 | 0 | 5 | 5 | 1 | 1 | [14 empty] | 1 | 1 | 2 | 1 | 2 | 1 | 1 | 0
PG&E GBA | SAN FRAN A (POTRERO PP) | 115 | LDES |  |  | 0 | 0 | 0 | 0 | 0 | 0 | 0 | 0 | 0 | 5 | 2 | 1 | 1 | [14 empty] | 2 | 1 | 2 | 1 | 2 | 1 | 1 | 0
PG&E GBA | SAN FRAN A (POTRERO PP) | 230 | LDES |  |  | 0 | 0 | 0 | 0 | 0 | 0 | 0 | 0 | 0 | 5 | 2 | 1 | 1 | [14 empty] | 2 | 1 | 2 | 1 | 2 | 1 | 1 | 0
PG&E GBA | San Jose A | 115 | LDES |  |  | 0 | 0 | 0 | 0 | 0 | 0 | 0 | 0 | 0 | 1 | 1 | 1 | 1 | [14 empty] | 2 | 1 | 2 | 2 | 2 | 1 | 1 | 0
PG&E GBA | San Jose B | 115 | LDES |  |  | 0 | 0 | 0 | 0 | 0 | 0 | 0 | 0 | 0 | 1 | 1 | 1 | 1 | [14 empty] | 2 | 1 | 3 | 2 | 2 | 1 | 1 | 0
PG&E GBA | San Leandro U | 115 | LDES |  |  | 0 | 0 | 0 | 0 | 0 | 0 | 0 | 0 | 0 | 5 | 2 | 1 | 1 | [14 empty] | 2 | 1 | 3 | 1 | 2 | 1 | 1 | 0
PG&E KERN | San Luis Obispo | 115 | LDES |  |  | 0 | 0 | 0 | 0 | 0 | 0 | 0 | 0 | 0 | 5 | 2 | 5 | 2 | [14 empty] | 2 | 2 | 4 | 2 | 3 | 1 | 1 | 0
PG&E KERN | San Luis Obispo | 70 | LDES |  |  | 0 | 0 | 0 | 0 | 0 | 0 | 0 | 0 | 0 | 5 | 2 | 5 | 2 | [14 empty] | 2 | 2 | 4 | 2 | 3 | 1 | 1 | 0
SDGE | San Luis Rey | 230 | LDES |  |  | 0 | 0 | 0 | 0 | 0 | 0 | 0 | 0 | 0 | 4 | 4 | 1 | 1 | [14 empty] | 2 | 1 | 4 | 1 | 3 | 1 | 1 | 0
SDGE | San Luis Rey | 69 | LDES |  |  | 0 | 0 | 0 | 0 | 0 | 0 | 0 | 0 | 0 | 4 | 4 | 1 | 1 | [14 empty] | 2 | 1 | 4 | 1 | 3 | 1 | 1 | 0
SDGE | San Marcos | 69 | LDES |  |  | 0 | 0 | 0 | 0 | 0 | 0 | 0 | 0 | 0 | 4 | 4 | 1 | 1 | [14 empty] | 2 | 1 | 2 | 1 | 3 | 1 | 1 | 0
SCE Metro | San Onofre | 230 | LDES |  |  | 0 | 0 | 0 | 0 | 0 | 0 | 0 | 0 | 0 | 1 | 1 | 1 | 1 | [14 empty] | 2 | 1 | 4 | 1 | 3 | 1 | 1 | 0
PG&E GBA | San Pablo | 115 | LDES |  |  | 0 | 0 | 0 | 0 | 0 | 0 | 0 | 0 | 0 | 5 | 2 | 1 | 1 | [14 empty] | 2 | 1 | 2 | 1 | 1 | 1 | 1 | 0
PG&E GBA | San Ramon | 230 | LDES |  |  | 0 | 0 | 0 | 0 | 0 | 0 | 0 | 0 | 0 | 5 | 2 | 1 | 1 | [14 empty] | 2 | 1 | 2 | 1 | 3 | 1 | 1 | 0
SDGE | San Ysidro | 69 | LDES |  |  | 0 | 0 | 0 | 0 | 0 | 0 | 0 | 0 | 0 | 4 | 4 | 1 | 1 | [14 empty] | 2 | 1 | 2 | 1 | 2 | 1 | 1 | 0
SCE NOL | Sandlot | 230 | LDES |  |  | 0 | 0 | 0 | 0 | 0 | 0 | 0 | 0 | 0 | 4 | 4 | 1 | 1 | [14 empty] | 2 | 1 | 4 | 1 | 2 | 1 | 1 | 0
EOP | Sandy | 138 | LDES |  |  | 0 | 0 | 0 | 0 | 0 | 0 | 0 | 0 | 0 | 5 | 3 | 4 | 2 | [14 empty] | 2 | 2 | 4 | 1 | 3 | 1 | 1 | 0
PG&E FRESNO | Sanger | 115 | LDES |  |  | 0 | 0 | 0 | 0 | 0 | 0 | 0 | 0 | 0 | 5 | 2 | 5 | 2 | [14 empty] | 1 | 1 | 2 | 2 | 2 | 1 | 1 | 0
SCE Northern | Santa Clara | 230 | LDES |  |  | 0 | 0 | 0 | 0 | 0 | 0 | 0 | 0 | 0 | 5 | 2 | 4 | 2 | [14 empty] | 2 | 1 | 3 | 1 | 2 | 1 | 1 | 0
PG&E NGBA | Santa Rosa A | 115 | LDES |  |  | 0 | 0 | 0 | 0 | 0 | 0 | 0 | 0 | 0 | 5 | 2 | 1 | 1 | [14 empty] | 2 | 1 | 3 | 2 | 2 | 1 | 1 | 0
PG&E GBA | Santa Teresa | 115 | LDES |  |  | 0 | 0 | 0 | 0 | 0 | 0 | 0 | 0 | 0 | 1 | 1 | 1 | 1 | [14 empty] | 2 | 1 | 2 | 2 | 2 | 1 | 1 | 0
SDGE | Santee | 138 | LDES |  |  | 0 | 0 | 0 | 0 | 0 | 0 | 0 | 0 | 0 | 4 | 4 | 1 | 1 | [14 empty] | 2 | 1 | 2 | 1 | 2 | 1 | 1 | 0
SCE Metro | Santiago | 230 | LDES |  |  | 0 | 0 | 0 | 0 | 0 | 0 | 0 | 0 | 0 | 1 | 1 | 1 | 1 | [14 empty] | 1 | 1 | 2 | 1 | 2 | 1 | 1 | 0
PG&E GBA | Saratoga | 230 | LDES |  |  | 0 | 0 | 0 | 0 | 0 | 0 | 0 | 0 | 0 | 1 | 1 | 1 | 1 | [14 empty] | 2 | 1 | 4 | 2 | 3 | 1 | 1 | 0
SCE Northern | Saugus | 230 | LDES |  |  | 0 | 0 | 0 | 0 | 0 | 0 | 0 | 0 | 0 | 5 | 2 | 4 | 2 | [14 empty] | 1 | 1 | 3 | 1 | 3 | 1 | 1 | 0
PG&E FRESNO | Schindler | 115 | LDES |  |  | 0 | 0 | 0 | 0 | 0 | 0 | 0 | 0 | 0 | 5 | 2 | 5 | 2 | [14 empty] | 1 | 1 | 4 | 2 | 1 | 1 | 1 | 0
PG&E FRESNO | Schindler | 70 | LDES |  |  | 0 | 0 | 0 | 0 | 0 | 0 | 0 | 0 | 0 | 5 | 2 | 5 | 2 | [14 empty] | 1 | 1 | 4 | 2 | 1 | 1 | 1 | 0
PG&E GBA | Schulte | 115 | LDES |  |  | 0 | 0 | 0 | 0 | 0 | 0 | 0 | 0 | 0 | 5 | 5 | 1 | 1 | [14 empty] | 1 | 1 | 1 | 2 | 2 | 1 | 1 | 0
SDGE | Scripps | 69 | LDES |  |  | 0 | 0 | 0 | 0 | 0 | 0 | 0 | 0 | 0 | 4 | 4 | 1 | 1 | [14 empty] | 2 | 1 | 2 | 1 | 3 | 1 | 1 | 0
PG&E KERN | Semitropic | 115 | LDES |  |  | 0 | 0 | 0 | 0 | 0 | 0 | 0 | 0 | 0 | 5 | 2 | 5 | 2 | [14 empty] | 1 | 1 | 3 | 1 | 1 | 1 | 1 | 0
SCE Metro | Serrano | 230 | LDES |  |  | 0 | 0 | 0 | 0 | 0 | 0 | 0 | 0 | 0 | 1 | 1 | 1 | 1 | [14 empty] | 1 | 1 | 2 | 1 | 2 | 1 | 1 | 0
SCE Metro | Serrano | 500 | LDES |  |  | 0 | 0 | 0 | 0 | 0 | 0 | 0 | 0 | 0 | 1 | 1 | 1 | 1 | [14 empty] | 1 | 1 | 2 | 1 | 2 | 1 | 1 | 0
SDGE | Shadowridge | 138 | LDES |  |  | 0 | 0 | 0 | 0 | 0 | 0 | 0 | 0 | 0 | 4 | 4 | 1 | 1 | [14 empty] | 2 | 1 | 3 | 1 | 3 | 1 | 1 | 0
PG&E KERN | Shafter | 115 | LDES |  |  | 0 | 0 | 0 | 0 | 0 | 0 | 0 | 0 | 0 | 5 | 2 | 5 | 2 | [14 empty] | 1 | 1 | 3 | 1 | 1 | 1 | 1 | 0
PG&E NGBA | Silverado | 115 | LDES |  |  | 0 | 0 | 0 | 0 | 0 | 0 | 0 | 0 | 0 | 5 | 2 | 1 | 1 | [14 empty] | 2 | 1 | 4 | 2 | 3 | 1 | 1 | 0
SDGE | Silvergate | 230 | LDES |  |  | 0 | 0 | 0 | 0 | 0 | 0 | 0 | 0 | 0 | 4 | 4 | 1 | 1 | [14 empty] | 2 | 1 | 1 | 1 | 1 | 1 | 1 | 0
SDGE | Silvergate | 69 | LDES |  |  | 0 | 0 | 0 | 0 | 0 | 0 | 0 | 0 | 0 | 4 | 4 | 1 | 1 | [14 empty] | 2 | 1 | 1 | 1 | 1 | 1 | 1 | 0
PG&E KERN | Sisquoc | 115 | LDES |  |  | 0 | 0 | 0 | 0 | 0 | 0 | 0 | 0 | 0 | 5 | 2 | 5 | 2 | [14 empty] | 2 | 2 | 4 | 1 | 3 | 1 | 1 | 0
EOP | Sloan Canyon | 230 | LDES |  |  | 0 | 0 | 0 | 0 | 0 | 0 | 0 | 0 | 0 | 5 | 3 | 4 | 2 | [14 empty] | 2 | 2 | 3 | 1 | 3 | 1 | 1 | 0
EOP | Sloan Canyon | 500 | LDES |  |  | 0 | 0 | 0 | 0 | 0 | 0 | 0 | 0 | 0 | 5 | 3 | 4 | 2 | [14 empty] | 2 | 2 | 3 | 1 | 3 | 1 | 1 | 0
PG&E KERN | Smyrna | 115 | LDES |  |  | 0 | 0 | 0 | 0 | 0 | 0 | 0 | 0 | 0 | 5 | 2 | 5 | 2 | [14 empty] | 1 | 1 | 4 | 1 | 1 | 1 | 1 | 0
PG&E GBA | Sobrante | 115 | LDES |  |  | 0 | 0 | 0 | 0 | 0 | 0 | 0 | 0 | 0 | 5 | 2 | 1 | 1 | [14 empty] | 2 | 1 | 2 | 1 | 3 | 1 | 1 | 0
PG&E GBA | Sobrante | 230 | LDES |  |  | 0 | 0 | 0 | 0 | 0 | 0 | 0 | 0 | 0 | 5 | 2 | 1 | 1 | [14 empty] | 2 | 1 | 2 | 1 | 3 | 1 | 1 | 0
PG&E KERN | Solar | 230 | LDES |  |  | 0 | 0 | 0 | 0 | 0 | 0 | 0 | 0 | 0 | 5 | 2 | 5 | 2 | [14 empty] | 2 | 1 | 4 | 2 | 3 | 1 | 1 | 0
PG&E GBA | Soledad | 115 | LDES |  |  | 0 | 0 | 0 | 0 | 0 | 0 | 0 | 0 | 0 | 1 | 1 | 3 | 3 | [14 empty] | 2 | 2 | 4 | 2 | 3 | 1 | 1 | 0
PG&E GBA | Soledad | 60 | LDES |  |  | 0 | 0 | 0 | 0 | 0 | 0 | 0 | 0 | 0 | 1 | 1 | 3 | 3 | [14 empty] | 2 | 2 | 4 | 2 | 3 | 1 | 1 | 0
SDGE | Spring Valley | 69 | LDES |  |  | 0 | 0 | 0 | 0 | 0 | 0 | 0 | 0 | 0 | 4 | 4 | 1 | 1 | [14 empty] | 2 | 1 | 2 | 1 | 2 | 1 | 1 | 0
SCE Northern | Springville | 230 | LDES |  |  | 0 | 0 | 0 | 0 | 0 | 0 | 0 | 0 | 0 | 5 | 5 | 1 | 1 | [14 empty] | 1 | 1 | 4 | 1 | 1 | 1 | 1 | 0
PG&E GBA | Stagg | 230 | LDES |  |  | 0 | 0 | 0 | 0 | 0 | 0 | 0 | 0 | 0 | 5 | 2 | 1 | 1 | [14 empty] | 1 | 1 | 3 | 2 | 2 | 1 | 1 | 0
PG&E GBA | Standard Oil | 115 | LDES |  |  | 0 | 0 | 0 | 0 | 0 | 0 | 0 | 0 | 0 | 5 | 2 | 1 | 1 | [14 empty] | 2 | 1 | 1 | 1 | 2 | 1 | 1 | 0
PG&E GBA | Stanislaus | 115 | LDES |  |  | 0 | 0 | 0 | 0 | 0 | 0 | 0 | 0 | 0 | 5 | 5 | 1 | 1 | [14 empty] | 2 | 1 | 4 | 1 | 3 | 1 | 1 | 0
PG&E KERN | Stockdale | 115 | LDES |  |  | 0 | 0 | 0 | 0 | 0 | 0 | 0 | 0 | 0 | 5 | 2 | 5 | 2 | [14 empty] | 1 | 1 | 2 | 1 | 2 | 1 | 1 | 0
PG&E KERN | Stockdale | 230 | LDES |  |  | 0 | 0 | 0 | 0 | 0 | 0 | 0 | 0 | 0 | 5 | 2 | 5 | 2 | [14 empty] | 1 | 1 | 2 | 1 | 2 | 1 | 1 | 0
PG&E GBA | Stockton A | 115 | LDES |  |  | 0 | 0 | 0 | 0 | 0 | 0 | 0 | 0 | 0 | 5 | 2 | 1 | 1 | [14 empty] | 1 | 1 | 3 | 2 | 1 | 1 | 1 | 0
PG&E GBA | Stone | 115 | LDES |  |  | 0 | 0 | 0 | 0 | 0 | 0 | 0 | 0 | 0 | 1 | 1 | 1 | 1 | [14 empty] | 2 | 1 | 3 | 2 | 2 | 1 | 1 | 0
PG&E FRESNO | Storey | 230 | LDES |  |  | 0 | 0 | 0 | 0 | 0 | 0 | 0 | 0 | 0 | 5 | 2 | 5 | 2 | [14 empty] | 1 | 1 | 4 | 2 | 1 | 1 | 1 | 0
PG&E NGBA | Summit | 115 | LDES |  |  | 0 | 0 | 0 | 0 | 0 | 0 | 0 | 0 | 0 | 5 | 5 | 3 | 3 | [14 empty] | 2 | 1 | 4 | 2 | 3 | 1 | 1 | 0
SDGE | Suncrest | 230 | LDES |  |  | 0 | 0 | 0 | 0 | 0 | 0 | 0 | 0 | 0 | 4 | 4 | 1 | 1 | [14 empty] | 2 | 1 | 4 | 1 | 3 | 1 | 1 | 0
SDGE | Suncrest | 500 | LDES |  |  | 0 | 0 | 0 | 0 | 0 | 0 | 0 | 0 | 0 | 4 | 4 | 1 | 1 | [14 empty] | 2 | 1 | 4 | 1 | 3 | 1 | 1 | 0
PG&E KERN | Sunrise | 230 | LDES |  |  | 0 | 0 | 0 | 0 | 0 | 0 | 0 | 0 | 0 | 5 | 2 | 5 | 2 | [14 empty] | 1 | 1 | 1 | 1 | 1 | 1 | 1 | 0
PG&E KERN | Sunset | 230 | LDES |  |  | 0 | 0 | 0 | 0 | 0 | 0 | 0 | 0 | 0 | 5 | 2 | 5 | 2 | [14 empty] | 1 | 1 | 1 | 1 | 1 | 1 | 1 | 0
PG&E GBA | Swift | 115 | LDES |  |  | 0 | 0 | 0 | 0 | 0 | 0 | 0 | 0 | 0 | 1 | 1 | 1 | 1 | [14 empty] | 2 | 1 | 2 | 2 | 2 | 1 | 1 | 0
SDGE | Sycamore Canyon | 138 | LDES |  |  | 0 | 0 | 0 | 0 | 0 | 0 | 0 | 0 | 0 | 4 | 4 | 1 | 1 | [14 empty] | 2 | 1 | 4 | 1 | 3 | 1 | 1 | 0
SDGE | Sycamore Canyon | 230 | LDES |  | Mapped as PSH | 500 | 0 | 500 | 0 | 0 | 0 | 500 | 0 | 500 | 4 | 4 | 1 | 1 |  |  |  | See 'LandEnv_PSH' tab for PSH potential impacts analysis | [10 empty] | 2 | 1 | 4 | 1 | 3 | 3- | 1 | 1
SDGE | Sycamore Canyon | 69 | LDES |  |  | 0 | 0 | 0 | 0 | 0 | 0 | 0 | 0 | 0 | 4 | 4 | 1 | 1 | [14 empty] | 2 | 1 | 4 | 1 | 3 | 1 | 1 | 0
SCE Northern | Sylmar | 230 | LDES |  |  | 250 | 0 | 250 | 0 | 0 | 0 | 250 | 0 | 250 | 5 | 2 | 4 | 2 | [14 empty] | 1 | 1 | 2 | 1 | 1 | 5- | 1 | 1
PG&E NGBA | Table Mountain | 115 | LDES |  |  | 0 | 0 | 0 | 0 | 0 | 0 | 0 | 0 | 0 | 5 | 2 | 1 | 1 | [14 empty] | 2 | 1 | 3 | 2 | 1 | 1 | 1 | 0
PG&E NGBA | Table Mountain | 230 | LDES |  |  | 0 | 0 | 0 | 0 | 0 | 0 | 0 | 0 | 0 | 5 | 2 | 1 | 1 | [14 empty] | 2 | 1 | 3 | 2 | 1 | 1 | 1 | 0
PG&E NGBA | Table Mountain | 500 | LDES |  |  | 0 | 0 | 0 | 0 | 0 | 0 | 0 | 0 | 0 | 5 | 2 | 1 | 1 | [14 empty] | 2 | 1 | 3 | 2 | 1 | 1 | 1 | 0
PG&E NGBA | Table Mountain | 60 | LDES |  |  | 0 | 0 | 0 | 0 | 0 | 0 | 0 | 0 | 0 | 5 | 2 | 1 | 1 | [14 empty] | 2 | 1 | 3 | 2 | 1 | 1 | 1 | 0
PG&E KERN | Taft | 115 | LDES |  |  | 0 | 0 | 0 | 0 | 0 | 0 | 0 | 0 | 0 | 5 | 2 | 5 | 2 | [14 empty] | 1 | 1 | 2 | 1 | 2 | 1 | 1 | 0
SDGE | Talega | 138 | LDES |  |  | 0 | 0 | 0 | 0 | 0 | 0 | 0 | 0 | 0 | 1 | 1 | 1 | 1 | [14 empty] | 2 | 1 | 3 | 1 | 3 | 1 | 1 | 0
SDGE | Talega | 230 | LDES |  |  | 0 | 0 | 0 | 0 | 0 | 0 | 0 | 0 | 0 | 1 | 1 | 1 | 1 | [14 empty] | 2 | 1 | 3 | 1 | 3 | 1 | 1 | 0
PG&E GBA | Tassajara | 230 | LDES |  |  | 0 | 0 | 0 | 0 | 0 | 0 | 0 | 0 | 0 | 5 | 2 | 1 | 1 | [14 empty] | 2 | 1 | 3 | 1 | 3 | 1 | 1 | 0
PG&E KERN | Tejon | 70 | LDES |  |  | 0 | 0 | 0 | 0 | 0 | 0 | 0 | 0 | 0 | 5 | 2 | 5 | 2 | [14 empty] | 1 | 1 | 3 | 1 | 1 | 1 | 1 | 0
SDGE | Telegraph Canyon | 138 | LDES |  |  | 0 | 0 | 0 | 0 | 0 | 0 | 0 | 0 | 0 | 4 | 4 | 1 | 1 | [14 empty] | 2 | 1 | 2 | 1 | 2 | 1 | 1 | 0
PG&E KERN | Temblor | 115 | LDES |  |  | 0 | 0 | 0 | 0 | 0 | 0 | 0 | 0 | 0 | 5 | 2 | 5 | 2 | [14 empty] | 1 | 1 | 2 | 1 | 1 | 1 | 1 | 0
PG&E KERN | Templeton | 230 | LDES |  |  | 0 | 0 | 0 | 0 | 0 | 0 | 0 | 0 | 0 | 5 | 2 | 5 | 2 | [14 empty] | 2 | 2 | 4 | 2 | 3 | 1 | 1 | 0
PG&E KERN | Templeton | 70 | LDES |  |  | 0 | 0 | 0 | 0 | 0 | 0 | 0 | 0 | 0 | 5 | 2 | 5 | 2 | [14 empty] | 2 | 2 | 4 | 2 | 3 | 1 | 1 | 0
PG&E GBA | Tesla | 115 | LDES |  |  | 0 | 0 | 0 | 0 | 0 | 0 | 0 | 0 | 0 | 1 | 1 | 1 | 1 | [14 empty] | 2 | 1 | 2 | 1 | 2 | 1 | 1 | 0
PG&E GBA | Tesla | 230 | LDES |  |  | 0 | 0 | 0 | 0 | 0 | 0 | 0 | 0 | 0 | 5 | 2 | 1 | 1 | [14 empty] | 2 | 1 | 2 | 1 | 2 | 1 | 1 | 0
PG&E GBA | Tesla | 500 | LDES |  |  | 0 | 0 | 0 | 0 | 0 | 0 | 0 | 0 | 0 | 1 | 1 | 1 | 1 | [14 empty] | 2 | 1 | 2 | 1 | 2 | 1 | 1 | 0
PG&E KERN | Tevis | 115 | LDES |  |  | 0 | 0 | 0 | 0 | 0 | 0 | 0 | 0 | 0 | 5 | 2 | 5 | 2 | [14 empty] | 1 | 1 | 2 | 1 | 2 | 1 | 1 | 0
EOP | Thousandaire | 138 | LDES |  |  | 0 | 0 | 0 | 0 | 0 | 0 | 0 | 0 | 0 | 5 | 3 | 4 | 2 | [14 empty] | 2 | 2 | 4 | 1 | 3 | 1 | 1 | 0
PG&E KERN | Topaz | 230 | LDES |  |  | 0 | 0 | 0 | 0 | 0 | 0 | 0 | 0 | 0 | 5 | 2 | 5 | 2 | [14 empty] | 1 | 1 | 3 | 1 | 2 | 1 | 1 | 0
SCE NOL | Tortilla | 115 | LDES |  |  | 0 | 0 | 0 | 0 | 0 | 0 | 0 | 0 | 0 | 4 | 4 | 1 | 1 | [14 empty] | 2 | 1 | 4 | 1 | 2 | 1 | 1 | 0
SDGE | Trabuco | 138 | LDES |  |  | 0 | 0 | 0 | 0 | 0 | 0 | 0 | 0 | 0 | 1 | 1 | 1 | 1 | [14 empty] | 1 | 1 | 1 | 1 | 2 | 1 | 1 | 0
PG&E GBA | Tracy | 115 | LDES |  |  | 0 | 0 | 0 | 0 | 0 | 0 | 0 | 0 | 0 | 5 | 2 | 1 | 1 | [14 empty] | 2 | 1 | 3 | 1 | 2 | 1 | 1 | 0
PG&E FRESNO | Tranquility | 230 | LDES |  |  | 0 | 0 | 0 | 0 | 0 | 0 | 0 | 0 | 0 | 5 | 2 | 5 | 2 | [14 empty] | 1 | 1 | 4 | 2 | 1 | 1 | 1 | 0
PG&E GBA | Trimble | 115 | LDES |  |  | 0 | 0 | 0 | 0 | 0 | 0 | 0 | 0 | 0 | 1 | 1 | 1 | 1 | [14 empty] | 2 | 1 | 3 | 2 | 2 | 1 | 1 | 0
EOP | Trout Canyon | 230 | LDES |  |  | 0 | 0 | 0 | 0 | 0 | 0 | 0 | 0 | 0 | 5 | 3 | 4 | 2 | [14 empty] | 2 | 2 | 4 | 1 | 3 | 1 | 1 | 0
EOP | Trout Canyon | 500 | LDES |  |  | 0 | 0 | 0 | 0 | 0 | 0 | 0 | 0 | 0 | 5 | 3 | 4 | 2 | [14 empty] | 2 | 2 | 4 | 1 | 3 | 1 | 1 | 0
PG&E NGBA | Tulucay | 230 | LDES |  |  | 0 | 0 | 0 | 0 | 0 | 0 | 0 | 0 | 0 | 5 | 2 | 1 | 1 | [14 empty] | 2 | 1 | 3 | 2 | 3 | 1 | 1 | 0
PG&E NGBA | Tulucay | 60 | LDES |  |  | 0 | 0 | 0 | 0 | 0 | 0 | 0 | 0 | 0 | 5 | 2 | 1 | 1 | [14 empty] | 2 | 1 | 3 | 2 | 3 | 1 | 1 | 0
PG&E KERN | Tupman | 115 | LDES |  |  | 0 | 0 | 0 | 0 | 0 | 0 | 0 | 0 | 0 | 5 | 2 | 5 | 2 | [14 empty] | 1 | 1 | 2 | 1 | 1 | 1 | 1 | 0
PG&E NGBA | Ukiah | 115 | LDES |  |  | 0 | 0 | 0 | 0 | 0 | 0 | 0 | 0 | 0 | 5 | 2 | 1 | 1 | [14 empty] | 2 | 2 | 4 | 2 | 3 | 1 | 1 | 0
PG&E KERN | Union (Estrella) | 70 | LDES |  |  | 0 | 0 | 0 | 0 | 0 | 0 | 0 | 0 | 0 | 5 | 2 | 5 | 2 | [14 empty] | 2 | 2 | 4 | 2 | 3 | 1 | 1 | 0
PG&E NGBA | Vaca Dixon | 115 | LDES |  |  | 0 | 0 | 0 | 0 | 0 | 0 | 0 | 0 | 0 | 5 | 2 | 1 | 1 | [14 empty] | 2 | 1 | 1 | 1 | 3 | 1 | 1 | 0
PG&E NGBA | Vaca Dixon | 230 | LDES |  |  | 0 | 0 | 0 | 0 | 0 | 0 | 0 | 0 | 0 | 5 | 2 | 1 | 1 | [14 empty] | 2 | 1 | 1 | 1 | 3 | 1 | 1 | 0
PG&E NGBA | Vaca Dixon | 500 | LDES |  |  | 0 | 0 | 0 | 0 | 0 | 0 | 0 | 0 | 0 | 5 | 2 | 1 | 1 | [14 empty] | 2 | 1 | 1 | 1 | 3 | 1 | 1 | 0
PG&E NGBA | Vaca Dixon | 60 | LDES |  |  | 0 | 0 | 0 | 0 | 0 | 0 | 0 | 0 | 0 | 5 | 2 | 1 | 1 | [14 empty] | 2 | 1 | 1 | 1 | 3 | 1 | 1 | 0
SCE Eastern | Valley (SCE) | 500 | LDES |  |  | 0 | 0 | 0 | 0 | 0 | 0 | 0 | 0 | 0 | 5 | 5 | 1 | 1 | [14 empty] | 1 | 1 | 2 | 1 | 2 | 1 | 1 | 0
EOP | Valley (VEA) | 138 | LDES |  |  | 0 | 0 | 0 | 0 | 0 | 0 | 0 | 0 | 0 | 5 | 3 | 4 | 2 | [14 empty] | 2 | 2 | 4 | 1 | 3 | 1 | 1 | 0
SDGE | Valley Center | 69 | LDES |  |  | 0 | 0 | 0 | 0 | 0 | 0 | 0 | 0 | 0 | 4 | 4 | 1 | 1 | [14 empty] | 2 | 1 | 4 | 1 | 3 | 1 | 1 | 0
PG&E GBA | Valley Home | 115 | LDES |  |  | 0 | 0 | 0 | 0 | 0 | 0 | 0 | 0 | 0 | 5 | 5 | 1 | 1 | [14 empty] | 1 | 1 | 4 | 2 | 1 | 1 | 1 | 0
PG&E GBA | Valley Springs | 230 | LDES |  |  | 0 | 0 | 0 | 0 | 0 | 0 | 0 | 0 | 0 | 5 | 2 | 1 | 1 | [14 empty] | 2 | 1 | 4 | 1 | 3 | 1 | 1 | 0
PG&E GBA | Valley Springs | 60 | LDES |  |  | 0 | 0 | 0 | 0 | 0 | 0 | 0 | 0 | 0 | 5 | 2 | 1 | 1 | [14 empty] | 2 | 1 | 4 | 1 | 3 | 1 | 1 | 0
EOP | Valley Switch | 138 | LDES |  |  | 0 | 0 | 0 | 0 | 0 | 0 | 0 | 0 | 0 | 5 | 3 | 4 | 2 | [14 empty] | 2 | 2 | 4 | 1 | 3 | 1 | 1 | 0
EOP | Valley Switch | 230 | LDES |  |  | 0 | 0 | 0 | 0 | 0 | 0 | 0 | 0 | 0 | 5 | 3 | 4 | 2 | [14 empty] | 2 | 2 | 4 | 1 | 3 | 1 | 1 | 0
PG&E GBA | Vasco | 230 | LDES |  |  | 0 | 0 | 0 | 0 | 0 | 0 | 0 | 0 | 0 | 5 | 2 | 1 | 1 | [14 empty] | 2 | 1 | 3 | 1 | 3 | 1 | 1 | 0
PG&E GBA | Vasona | 230 | LDES |  |  | 0 | 0 | 0 | 0 | 0 | 0 | 0 | 0 | 0 | 1 | 1 | 1 | 1 | [14 empty] | 2 | 1 | 4 | 2 | 3 | 1 | 1 | 0
SCE Northern | Vestal | 230 | LDES |  |  | 0 | 0 | 0 | 0 | 0 | 0 | 0 | 0 | 0 | 5 | 5 | 1 | 1 | [14 empty] | 1 | 1 | 4 | 1 | 1 | 1 | 1 | 0
SCE Northern | Vestal | 66 | LDES |  |  | 0 | 0 | 0 | 0 | 0 | 0 | 0 | 0 | 0 | 5 | 5 | 1 | 1 | [14 empty] | 1 | 1 | 4 | 1 | 1 | 1 | 1 | 0
SCE NOL | Victor | 115 | LDES |  |  | 0 | 0 | 0 | 0 | 0 | 0 | 0 | 0 | 0 | 3 | 3 | 1 | 1 | [14 empty] | 2 | 1 | 3 | 1 | 2 | 1 | 1 | 0
SCE NOL | Victor | 230 | LDES |  |  | 0 | 0 | 0 | 0 | 0 | 0 | 0 | 0 | 0 | 3 | 3 | 1 | 1 | [14 empty] | 2 | 1 | 3 | 1 | 2 | 1 | 1 | 0
SCE Metro | Viejo | 230 | LDES |  |  | 0 | 0 | 0 | 0 | 0 | 0 | 0 | 0 | 0 | 1 | 1 | 1 | 1 | [14 empty] | 1 | 1 | 3 | 1 | 2 | 1 | 1 | 0
PG&E GBA | Vierra | 115 | LDES |  |  | 0 | 0 | 0 | 0 | 0 | 0 | 0 | 0 | 0 | 5 | 5 | 1 | 1 | [14 empty] | 1 | 1 | 1 | 2 | 1 | 1 | 1 | 0
SCE Metro | Villa Park | 230 | LDES |  |  | 0 | 0 | 0 | 0 | 0 | 0 | 0 | 0 | 0 | 1 | 1 | 1 | 1 | [14 empty] | 1 | 1 | 2 | 1 | 2 | 1 | 1 | 0
SCE Northern | Vincent | 230 | LDES |  |  | 0 | 0 | 0 | 0 | 0 | 0 | 0 | 0 | 0 | 1 | 1 | 1 | 1 | [14 empty] | 2 | 1 | 4 | 1 | 3 | 1 | 1 | 0
SCE Northern | Vincent | 500 | LDES |  |  | 0 | 0 | 0 | 0 | 0 | 0 | 0 | 0 | 0 | 1 | 1 | 1 | 1 | [14 empty] | 2 | 1 | 4 | 1 | 3 | 1 | 1 | 0
PG&E GBA | Vineyard | 230 | LDES |  |  | 0 | 0 | 0 | 0 | 0 | 0 | 0 | 0 | 0 | 5 | 2 | 1 | 1 | [14 empty] | 2 | 1 | 2 | 1 | 3 | 1 | 1 | 0
SDGE | Vineyard | 69 | LDES |  |  | 0 | 0 | 0 | 0 | 0 | 0 | 0 | 0 | 0 | 4 | 4 | 1 | 1 | [14 empty] | 2 | 1 | 2 | 1 | 3 | 1 | 1 | 0
SCE Eastern | Vista (SCE) | 230 | LDES |  |  | 0 | 0 | 0 | 0 | 0 | 0 | 0 | 0 | 0 | 5 | 5 | 1 | 1 | [14 empty] | 1 | 1 | 2 | 1 | 1 | 1 | 1 | 0
EOP | Vista (VEA) | 138 | LDES |  |  | 0 | 0 | 0 | 0 | 0 | 0 | 0 | 0 | 0 | 5 | 3 | 4 | 2 | [14 empty] | 2 | 2 | 4 | 1 | 3 | 1 | 1 | 0
EOP | Vista (VEA) | 230 | LDES |  |  | 0 | 0 | 0 | 0 | 0 | 0 | 0 | 0 | 0 | 5 | 3 | 4 | 2 | [14 empty] | 2 | 2 | 4 | 1 | 3 | 1 | 1 | 0
PG&E FRESNO | Wahtoke | 115 | LDES |  |  | 0 | 0 | 0 | 0 | 0 | 0 | 0 | 0 | 0 | 5 | 2 | 5 | 2 | [14 empty] | 1 | 1 | 3 | 2 | 1 | 1 | 1 | 0
SCE Northern | Wakefield | 66 | LDES |  |  | 0 | 0 | 0 | 0 | 0 | 0 | 0 | 0 | 0 | 5 | 2 | 4 | 2 | [14 empty] | 2 | 1 | 4 | 1 | 3 | 1 | 1 | 0
SCE Metro | Walnut | 230 | LDES |  |  | 0 | 0 | 0 | 0 | 0 | 0 | 0 | 0 | 0 | 1 | 1 | 1 | 1 | [14 empty] | 1 | 1 | 1 | 1 | 1 | 1 | 1 | 0
SCE Northern | Warne | 230 | LDES |  |  | 0 | 0 | 0 | 0 | 0 | 0 | 0 | 0 | 0 | 5 | 2 | 4 | 2 | [14 empty] | 1 | 1 | 4 | 1 | 3 | 1 | 1 | 0
PG&E GBA | Warnerville | 230 | LDES |  |  | 0 | 0 | 0 | 0 | 0 | 0 | 0 | 0 | 0 | 5 | 2 | 5 | 2 | [14 empty] | 1 | 1 | 3 | 2 | 2 | 1 | 1 | 0
PG&E FRESNO | Waukena | 115 | LDES |  |  | 0 | 0 | 0 | 0 | 0 | 0 | 0 | 0 | 0 | 5 | 2 | 5 | 2 | [14 empty] | 1 | 1 | 4 | 2 | 1 | 1 | 1 | 0
PG&E GBA | Weber | 230 | LDES |  |  | 0 | 0 | 0 | 0 | 0 | 0 | 0 | 0 | 0 | 5 | 2 | 1 | 1 | [14 empty] | 1 | 1 | 3 | 2 | 1 | 1 | 1 | 0
PG&E GBA | Weber | 60 | LDES |  |  | 0 | 0 | 0 | 0 | 0 | 0 | 0 | 0 | 0 | 5 | 2 | 1 | 1 | [14 empty] | 1 | 1 | 3 | 2 | 1 | 1 | 1 | 0
PG&E FRESNO | West Fresno | 115 | LDES |  |  | 0 | 0 | 0 | 0 | 0 | 0 | 0 | 0 | 0 | 5 | 2 | 5 | 2 | [14 empty] | 1 | 1 | 2 | 2 | 1 | 1 | 1 | 0
PG&E FRESNO | Westley | 230 | LDES |  |  | 0 | 0 | 0 | 0 | 0 | 0 | 0 | 0 | 0 | 1 | 1 | 1 | 1 | [14 empty] | 1 | 1 | 4 | 2 | 1 | 1 | 1 | 0
PG&E KERN | Westpark | 115 | LDES |  |  | 0 | 0 | 0 | 0 | 0 | 0 | 0 | 0 | 0 | 5 | 2 | 5 | 2 | [14 empty] | 1 | 1 | 3 | 1 | 1 | 1 | 1 | 0
PG&E KERN | Wheeler Ridge | 230 | LDES |  |  | 0 | 0 | 0 | 0 | 0 | 0 | 0 | 0 | 0 | 5 | 5 | 5 | 2 | [14 empty] | 1 | 1 | 4 | 1 | 1 | 1 | 1 | 0
PG&E KERN | Wheeler Ridge | 115 | LDES |  |  | 0 | 0 | 0 | 0 | 0 | 0 | 0 | 0 | 0 | 5 | 2 | 5 | 2 | [14 empty] | 1 | 1 | 4 | 1 | 1 | 1 | 1 | 0
PG&E KERN | Wheeler Ridge | 70 | LDES |  |  | 0 | 0 | 0 | 0 | 0 | 0 | 0 | 0 | 0 | 5 | 5 | 5 | 2 | [14 empty] | 1 | 1 | 4 | 1 | 1 | 1 | 1 | 0
SCE Northern | Whirlwind | 230 | LDES |  | Mapped as A-CAES | 300 | 0 | 300 | 0 | 0 | 0 | 300 | 0 | 300 | 5 | 5 | 1 | 1 | 5 | [13 empty] | 2 | 1 | 4 | 1 | 3 | 1 | 3 | 1
SCE Northern | Whirlwind | 500 | LDES |  |  | 906 | 0 | 906 | 0 | 0 | 0 | 906 | 0 | 906 | 5 | 5 | 1 | 1 | [14 empty] | 2 | 1 | 4 | 1 | 3 | 5- | 1 | 1
PG&E GBA | Whisman | 115 | LDES |  |  | 0 | 0 | 0 | 0 | 0 | 0 | 0 | 0 | 0 | 1 | 1 | 1 | 1 | [14 empty] | 2 | 1 | 2 | 2 | 2 | 1 | 1 | 0
SCE Eastern | Wildlife | 230 | LDES |  |  | 0 | 0 | 0 | 0 | 0 | 0 | 0 | 0 | 0 | 5 | 5 | 1 | 1 | [14 empty] | 1 | 1 | 1 | 1 | 1 | 1 | 1 | 0
PG&E FRESNO | Wilson | 115 | LDES |  |  | 0 | 0 | 0 | 0 | 0 | 0 | 0 | 0 | 0 | 5 | 2 | 5 | 2 | [14 empty] | 1 | 1 | 4 | 2 | 1 | 1 | 1 | 0
PG&E FRESNO | Wilson | 230 | LDES |  |  | 0 | 0 | 0 | 0 | 0 | 0 | 0 | 0 | 0 | 5 | 2 | 5 | 2 | [14 empty] | 1 | 1 | 4 | 2 | 1 | 1 | 1 | 0
SCE Northern | Windhub | 230 | LDES |  |  | 0 | 0 | 0 | 0 | 0 | 0 | 0 | 0 | 0 | 5 | 5 | 1 | 1 | 4 | [13 empty] | 2 | 1 | 4 | 1 | 2 | 1 | 1 | 0
SCE Northern | Windhub | 500 | LDES |  |  | 480 | 0 | 480 | 0 | 0 | 0 | 480 | 0 | 480 | 5 | 5 | 1 | 1 | [14 empty] | 2 | 1 | 4 | 1 | 2 | 5- | 1 | 1
PG&E GBA | Windmaster | 230 | LDES |  |  | 0 | 0 | 0 | 0 | 0 | 0 | 0 | 0 | 0 | 5 | 2 | 1 | 1 | [14 empty] | 2 | 1 | 2 | 1 | 2 | 1 | 1 | 0
PG&E NGBA | Windsor | 60 | LDES |  |  | 0 | 0 | 0 | 0 | 0 | 0 | 0 | 0 | 0 | 5 | 2 | 1 | 1 | [14 empty] | 1 | 1 | 2 | 1 | 2 | 1 | 1 | 0
PG&E NGBA | Woodland | 115 | LDES |  |  | 0 | 0 | 0 | 0 | 0 | 0 | 0 | 0 | 0 | 5 | 5 | 3 | 3 | [14 empty] | 2 | 1 | 4 | 2 | 3 | 1 | 1 | 0
PG&E FRESNO | Woodward | 115 | LDES |  |  | 0 | 0 | 0 | 0 | 0 | 0 | 0 | 0 | 0 | 5 | 2 | 5 | 2 | [14 empty] | 1 | 1 | 2 | 2 | 2 | 1 | 1 | 0
PG&E NGBA | Wyandotte | 115 | LDES |  |  | 0 | 0 | 0 | 0 | 0 | 0 | 0 | 0 | 0 | 5 | 2 | 1 | 1 | [14 empty] | 2 | 1 | 2 | 2 | 2 | 1 | 1 | 0
PG&E KERN | 7th Standard | 115 | OOS_Wind |  |  | 0 | 0 | 0 | 0 | 0 | 0 | 0 | 0 | 0 | 5 | 2 | 5 | 2 | [19 empty] | 1 | 1 | 0
SCE Metro | Alamitos | 230 | OOS_Wind |  |  | 0 | 0 | 0 | 0 | 0 | 0 | 0 | 0 | 0 | 1 | 1 | 1 | 1 | [19 empty] | 1 | 1 | 0
SCE Eastern | Alberhill | 115 | OOS_Wind |  |  | 0 | 0 | 0 | 0 | 0 | 0 | 0 | 0 | 0 | 5 | 5 | 1 | 1 | [19 empty] | 1 | 1 | 0
SCE Eastern | Alberhill | 500 | OOS_Wind |  |  | 0 | 0 | 0 | 0 | 0 | 0 | 0 | 0 | 0 | 5 | 5 | 1 | 1 | [19 empty] | 1 | 1 | 0
PG&E GBA | Alhambra | 115 | OOS_Wind |  |  | 0 | 0 | 0 | 0 | 0 | 0 | 0 | 0 | 0 | 5 | 2 | 1 | 1 | [19 empty] | 1 | 1 | 0
PG&E FRESNO | Alpaugh | 115 | OOS_Wind |  |  | 0 | 0 | 0 | 0 | 0 | 0 | 0 | 0 | 0 | 5 | 2 | 5 | 2 | [19 empty] | 1 | 1 | 0
PG&E GBA | Altamont Midway (Sandhill) | 230 | OOS_Wind |  |  | 0 | 0 | 0 | 0 | 0 | 0 | 0 | 0 | 0 | 5 | 2 | 1 | 1 | [19 empty] | 1 | 1 | 0
SCE Northern | Antelope | 230 | OOS_Wind |  |  | 0 | 0 | 0 | 0 | 0 | 0 | 0 | 0 | 0 | 5 | 5 | 1 | 1 | [19 empty] | 1+ | 1 | 1
SCE Northern | Antelope | 500 | OOS_Wind |  |  | 0 | 0 | 0 | 0 | 0 | 0 | 0 | 0 | 0 | 5 | 5 | 1 | 1 | [19 empty] | 1 | 1 | 0
PG&E KERN | Arco | 230 | OOS_Wind |  |  | 0 | 0 | 0 | 0 | 0 | 0 | 0 | 0 | 0 | 5 | 2 | 5 | 2 | [19 empty] | 1 | 1 | 0
SCE Metro | ArcoGen | 230 | OOS_Wind |  |  | 0 | 0 | 0 | 0 | 0 | 0 | 0 | 0 | 0 | 1 | 1 | 1 | 1 | [19 empty] | 1 | 1 | 0
SDGE | Artesian | 230 | OOS_Wind |  |  | 0 | 0 | 0 | 0 | 0 | 0 | 0 | 0 | 0 | 4 | 4 | 1 | 1 | [19 empty] | 1 | 1 | 0
PG&E FRESNO | Ashlan | 230 | OOS_Wind |  |  | 0 | 0 | 0 | 0 | 0 | 0 | 0 | 0 | 0 | 5 | 2 | 5 | 2 | [19 empty] | 1 | 1 | 0
PG&E NGBA | Atlantic | 115 | OOS_Wind |  |  | 0 | 0 | 0 | 0 | 0 | 0 | 0 | 0 | 0 | 5 | 2 | 1 | 1 | [19 empty] | 1 | 1 | 0
PG&E NGBA | Atlantic | 230 | OOS_Wind |  |  | 0 | 0 | 0 | 0 | 0 | 0 | 0 | 0 | 0 | 5 | 2 | 1 | 1 | [19 empty] | 1 | 1 | 0
PG&E FRESNO | Atwater | 115 | OOS_Wind |  |  | 0 | 0 | 0 | 0 | 0 | 0 | 0 | 0 | 0 | 5 | 2 | 5 | 2 | [19 empty] | 1 | 1 | 0
PG&E GBA | Avena | 115 | OOS_Wind |  |  | 0 | 0 | 0 | 0 | 0 | 0 | 0 | 0 | 0 | 5 | 5 | 1 | 1 | [19 empty] | 1 | 1 | 0
PG&E NGBA | Bahia | 230 | OOS_Wind |  |  | 0 | 0 | 0 | 0 | 0 | 0 | 0 | 0 | 0 | 5 | 2 | 1 | 1 | [19 empty] | 1 | 1 | 0
SCE Northern | Bailey | 230 | OOS_Wind |  |  | 0 | 0 | 0 | 0 | 0 | 0 | 0 | 0 | 0 | 5 | 2 | 4 | 2 | [19 empty] | 1 | 1 | 0
SCE NOL | Baker | 115 | OOS_Wind |  |  | 0 | 0 | 0 | 0 | 0 | 0 | 0 | 0 | 0 | 4 | 4 | 1 | 1 | [19 empty] | 1 | 1 | 0
PG&E KERN | Bakersfield | 230 | OOS_Wind |  |  | 0 | 0 | 0 | 0 | 0 | 0 | 0 | 0 | 0 | 5 | 2 | 5 | 2 | [19 empty] | 1 | 1 | 0
PG&E FRESNO | Balch | 230 | OOS_Wind |  |  | 0 | 0 | 0 | 0 | 0 | 0 | 0 | 0 | 0 | 5 | 2 | 5 | 2 | [19 empty] | 1 | 1 | 0
SCE Eastern | Bannister | 230 | OOS_Wind |  |  | 0 | 0 | 0 | 0 | 0 | 0 | 0 | 0 | 0 | 5 | 5 | 4 | 4 | [19 empty] | 1 | 1 | 0
SCE Metro | Barre | 230 | OOS_Wind |  |  | 0 | 0 | 0 | 0 | 0 | 0 | 0 | 0 | 0 | 1 | 1 | 1 | 1 | [19 empty] | 1 | 1 | 0
SDGE | Bay Boulevard | 230 | OOS_Wind |  |  | 0 | 0 | 0 | 0 | 0 | 0 | 0 | 0 | 0 | 4 | 4 | 1 | 1 | [19 empty] | 1 | 1 | 0
EOP | Beatty | 138 | OOS_Wind |  |  | 0 | 0 | 0 | 0 | 0 | 0 | 0 | 0 | 0 | 5 | 3 | 4 | 2 | [19 empty] | 1 | 1 | 0
EOP | Beatty | 230 | OOS_Wind |  |  | 0 | 0 | 0 | 0 | 0 | 0 | 0 | 0 | 0 | 5 | 3 | 4 | 2 | [19 empty] | 1 | 1 | 0
PG&E NGBA | Belden | 230 | OOS_Wind |  |  | 0 | 0 | 0 | 0 | 0 | 0 | 0 | 0 | 0 | 5 | 5 | 3 | 3 | [19 empty] | 1 | 1 | 0
PG&E NGBA | Bell | 115 | OOS_Wind |  |  | 0 | 0 | 0 | 0 | 0 | 0 | 0 | 0 | 0 | 5 | 2 | 1 | 1 | [19 empty] | 1 | 1 | 0
PG&E NGBA | Bellevue | 115 | OOS_Wind |  |  | 0 | 0 | 0 | 0 | 0 | 0 | 0 | 0 | 0 | 5 | 2 | 1 | 1 | [19 empty] | 1 | 1 | 0
PG&E GBA | Bellota | 115 | OOS_Wind |  |  | 0 | 0 | 0 | 0 | 0 | 0 | 0 | 0 | 0 | 5 | 5 | 1 | 1 | [19 empty] | 1 | 1 | 0
PG&E GBA | Bellota | 230 | OOS_Wind |  |  | 0 | 0 | 0 | 0 | 0 | 0 | 0 | 0 | 0 | 5 | 2 | 1 | 1 | [19 empty] | 1+ | 1 | 1
SCE Northern | Big Creek | 230 | OOS_Wind |  |  | 0 | 0 | 0 | 0 | 0 | 0 | 0 | 0 | 0 | 5 | 5 | 1 | 1 | [19 empty] | 1 | 1 | 0
PG&E GBA | Birds Landing | 230 | OOS_Wind |  |  | 0 | 0 | 0 | 0 | 0 | 0 | 0 | 0 | 0 | 5 | 2 | 1 | 1 | [19 empty] | 1 | 1 | 0
SCE Eastern | Blythe | 161 | OOS_Wind |  |  | 0 | 0 | 0 | 0 | 0 | 0 | 0 | 0 | 0 | 5 | 4 | 4 | 4 | [19 empty] | 1 | 1 | 0
PG&E NGBA | Bogue | 115 | OOS_Wind |  |  | 0 | 0 | 0 | 0 | 0 | 0 | 0 | 0 | 0 | 5 | 2 | 1 | 1 | [19 empty] | 1 | 1 | 0
PG&E FRESNO | Borden | 230 | OOS_Wind |  |  | 0 | 0 | 0 | 0 | 0 | 0 | 0 | 0 | 0 | 5 | 2 | 5 | 2 | [19 empty] | 1 | 1 | 0
SDGE | Boulevard East | 138 | OOS_Wind |  |  | 0 | 0 | 0 | 0 | 0 | 0 | 0 | 0 | 0 | 4 | 4 | 1 | 1 | [19 empty] | 1 | 1 | 0
PG&E GBA | Brentwood | 230 | OOS_Wind |  |  | 0 | 0 | 0 | 0 | 0 | 0 | 0 | 0 | 0 | 5 | 2 | 1 | 1 | [19 empty] | 1 | 1 | 0
PG&E NGBA | Bridgeville | 115 | OOS_Wind |  |  | 0 | 0 | 0 | 0 | 0 | 0 | 0 | 0 | 0 | 5 | 2 | 1 | 1 | [19 empty] | 1 | 1 | 0
PG&E NGBA | Brighton | 115 | OOS_Wind |  |  | 0 | 0 | 0 | 0 | 0 | 0 | 0 | 0 | 0 | 5 | 2 | 1 | 1 | [19 empty] | 1 | 1 | 0
PG&E NGBA | Brighton | 230 | OOS_Wind |  |  | 0 | 0 | 0 | 0 | 0 | 0 | 0 | 0 | 0 | 5 | 2 | 1 | 1 | [19 empty] | 1 | 1 | 0
PG&E NGBA | Brunswick | 115 | OOS_Wind |  |  | 0 | 0 | 0 | 0 | 0 | 0 | 0 | 0 | 0 | 5 | 2 | 1 | 1 | [19 empty] | 1 | 1 | 0
PG&E NGBA | Bucks Creek | 230 | OOS_Wind |  |  | 0 | 0 | 0 | 0 | 0 | 0 | 0 | 0 | 0 | 5 | 5 | 3 | 3 | [19 empty] | 1 | 1 | 0
PG&E KERN | Buena Vista | 230 | OOS_Wind |  |  | 0 | 0 | 0 | 0 | 0 | 0 | 0 | 0 | 0 | 5 | 2 | 5 | 2 | [19 empty] | 1 | 1 | 0
PG&E FRESNO | Bullard | 115 | OOS_Wind |  |  | 0 | 0 | 0 | 0 | 0 | 0 | 0 | 0 | 0 | 5 | 2 | 5 | 2 | [19 empty] | 1 | 1 | 0
PG&E GBA | Burlingame | 115 | OOS_Wind |  |  | 0 | 0 | 0 | 0 | 0 | 0 | 0 | 0 | 0 | 5 | 2 | 1 | 1 | [19 empty] | 1 | 1 | 0
PG&E NGBA | Burney Forest | 230 | OOS_Wind |  |  | 0 | 0 | 0 | 0 | 0 | 0 | 0 | 0 | 0 | 5 | 2 | 1 | 1 | [19 empty] | 1 | 1 | 0
PG&E NGBA | Butte | 115 | OOS_Wind |  |  | 0 | 0 | 0 | 0 | 0 | 0 | 0 | 0 | 0 | 5 | 2 | 1 | 1 | [19 empty] | 1 | 1 | 0
PG&E KERN | Cabrillo | 115 | OOS_Wind |  |  | 0 | 0 | 0 | 0 | 0 | 0 | 0 | 0 | 0 | 5 | 2 | 5 | 2 | [19 empty] | 1 | 1 | 0
PG&E FRESNO | Cal Flats | 230 | OOS_Wind |  |  | 0 | 0 | 0 | 0 | 0 | 0 | 0 | 0 | 0 | 5 | 2 | 5 | 2 | [19 empty] | 1 | 1 | 0
SCE NOL | Calcite | 230 | OOS_Wind |  |  | 0 | 0 | 0 | 0 | 0 | 0 | 0 | 0 | 0 | 5 | 5 | 1 | 1 | [19 empty] | 1+ | 1 | 1
PG&E KERN | Caliente | 230 | OOS_Wind |  |  | 0 | 0 | 0 | 0 | 0 | 0 | 0 | 0 | 0 | 5 | 2 | 5 | 2 | [19 empty] | 1 | 1 | 0
PG&E FRESNO | California Ave | 115 | OOS_Wind |  |  | 0 | 0 | 0 | 0 | 0 | 0 | 0 | 0 | 0 | 5 | 2 | 5 | 2 | [19 empty] | 1 | 1 | 0
PG&E KERN | Callender | 115 | OOS_Wind |  |  | 0 | 0 | 0 | 0 | 0 | 0 | 0 | 0 | 0 | 5 | 2 | 5 | 2 | [19 empty] | 1 | 1 | 0
PG&E NGBA | Calpella | 115 | OOS_Wind |  |  | 0 | 0 | 0 | 0 | 0 | 0 | 0 | 0 | 0 | 5 | 2 | 1 | 1 | [19 empty] | 1 | 1 | 0
PG&E GBA | Camanche | 230 | OOS_Wind |  |  | 0 | 0 | 0 | 0 | 0 | 0 | 0 | 0 | 0 | 5 | 2 | 1 | 1 | [19 empty] | 1 | 1 | 0
PG&E FRESNO | Cantua | 115 | OOS_Wind |  |  | 0 | 0 | 0 | 0 | 0 | 0 | 0 | 0 | 0 | 5 | 2 | 5 | 2 | [19 empty] | 1 | 1 | 0
SDGE | Capistrano | 138 | OOS_Wind |  |  | 0 | 0 | 0 | 0 | 0 | 0 | 0 | 0 | 0 | 1 | 1 | 1 | 1 | [19 empty] | 1 | 1 | 0
SDGE | Capistrano | 230 | OOS_Wind |  |  | 0 | 0 | 0 | 0 | 0 | 0 | 0 | 0 | 0 | 1 | 1 | 1 | 1 | [19 empty] | 1 | 1 | 0
PG&E NGBA | Carberry | 230 | OOS_Wind |  |  | 0 | 0 | 0 | 0 | 0 | 0 | 0 | 0 | 0 | 5 | 2 | 1 | 1 | [19 empty] | 1 | 1 | 0
PG&E NGBA | Caribou | 115 | OOS_Wind |  |  | 0 | 0 | 0 | 0 | 0 | 0 | 0 | 0 | 0 | 5 | 2 | 1 | 1 | [19 empty] | 1 | 1 | 0
PG&E NGBA | Caribou | 230 | OOS_Wind |  |  | 0 | 0 | 0 | 0 | 0 | 0 | 0 | 0 | 0 | 5 | 2 | 1 | 1 | [19 empty] | 1 | 1 | 0
EOP | Carpenter Canyon (fka Gamebird) | 138 | OOS_Wind |  |  | 0 | 0 | 0 | 0 | 0 | 0 | 0 | 0 | 0 | 5 | 3 | 4 | 2 | [19 empty] | 1 | 1 | 0
EOP | Carpenter Canyon (fka Gamebird) | 230 | OOS_Wind |  |  | 0 | 0 | 0 | 0 | 0 | 0 | 0 | 0 | 0 | 5 | 3 | 4 | 2 | [19 empty] | 1 | 1 | 0
PG&E NGBA | Carquinez | 115 | OOS_Wind |  |  | 0 | 0 | 0 | 0 | 0 | 0 | 0 | 0 | 0 | 5 | 2 | 1 | 1 | [19 empty] | 1 | 1 | 0
SDGE | Carrizo Gorge | 138 | OOS_Wind |  |  | 0 | 0 | 0 | 0 | 0 | 0 | 0 | 0 | 0 | 4 | 4 | 1 | 1 | [19 empty] | 1 | 1 | 0
PG&E KERN | Carrizo Plains | 115 | OOS_Wind |  |  | 0 | 0 | 0 | 0 | 0 | 0 | 0 | 0 | 0 | 5 | 2 | 5 | 2 | [19 empty] | 1 | 1 | 0
PG&E KERN | Casaloma | 230 | OOS_Wind |  |  | 0 | 0 | 0 | 0 | 0 | 0 | 0 | 0 | 0 | 5 | 2 | 5 | 2 | [19 empty] | 1 | 1 | 0
PG&E GBA | Castro Valley | 230 | OOS_Wind |  |  | 0 | 0 | 0 | 0 | 0 | 0 | 0 | 0 | 0 | 5 | 2 | 1 | 1 | [19 empty] | 1 | 1 | 0
PG&E GBA | Cayetano | 230 | OOS_Wind |  |  | 0 | 0 | 0 | 0 | 0 | 0 | 0 | 0 | 0 | 5 | 2 | 1 | 1 | [19 empty] | 1 | 1 | 0
SCE Metro | Center | 230 | OOS_Wind |  |  | 0 | 0 | 0 | 0 | 0 | 0 | 0 | 0 | 0 | 1 | 1 | 1 | 1 | [19 empty] | 1 | 1 | 0
PG&E KERN | Charca | 115 | OOS_Wind |  |  | 0 | 0 | 0 | 0 | 0 | 0 | 0 | 0 | 0 | 5 | 2 | 5 | 2 | [19 empty] | 1 | 1 | 0
EOP | Charleston | 138 | OOS_Wind |  |  | 0 | 0 | 0 | 0 | 0 | 0 | 0 | 0 | 0 | 5 | 3 | 4 | 2 | [19 empty] | 1 | 1 | 0
SCE Metro | Chevmain | 230 | OOS_Wind |  |  | 0 | 0 | 0 | 0 | 0 | 0 | 0 | 0 | 0 | 1 | 1 | 1 | 1 | [19 empty] | 1 | 1 | 0
SDGE | Chicarita | 138 | OOS_Wind |  |  | 0 | 0 | 0 | 0 | 0 | 0 | 0 | 0 | 0 | 4 | 4 | 1 | 1 | [19 empty] | 1 | 1 | 0
SCE Metro | Chino | 230 | OOS_Wind |  |  | 0 | 0 | 0 | 0 | 0 | 0 | 0 | 0 | 0 | 1 | 1 | 1 | 1 | [19 empty] | 1+ | 1 | 1
PG&E FRESNO | Chowchilla | 115 | OOS_Wind |  |  | 0 | 0 | 0 | 0 | 0 | 0 | 0 | 0 | 0 | 5 | 2 | 5 | 2 | [19 empty] | 1 | 1 | 0
PG&E GBA | Christie | 115 | OOS_Wind |  |  | 0 | 0 | 0 | 0 | 0 | 0 | 0 | 0 | 0 | 5 | 2 | 1 | 1 | [19 empty] | 1 | 1 | 0
SCE Eastern | Cielo Azul | 500 | OOS_Wind |  |  | 0 | 0 | 0 | 0 | 0 | 0 | 0 | 0 | 0 | 5 | 4 | 4 | 2 | [19 empty] | 1+ | 1 | 1
PG&E GBA | Clayton | 115 | OOS_Wind |  |  | 0 | 0 | 0 | 0 | 0 | 0 | 0 | 0 | 0 | 5 | 2 | 1 | 1 | [19 empty] | 1 | 1 | 0
PG&E NGBA | Cloverdale | 115 | OOS_Wind |  |  | 0 | 0 | 0 | 0 | 0 | 0 | 0 | 0 | 0 | 5 | 2 | 1 | 1 | [19 empty] | 1 | 1 | 0
PG&E FRESNO | Clovis | 115 | OOS_Wind |  |  | 0 | 0 | 0 | 0 | 0 | 0 | 0 | 0 | 0 | 5 | 2 | 5 | 2 | [19 empty] | 1 | 1 | 0
PG&E GBA | Coburn | 230 | OOS_Wind |  |  | 0 | 0 | 0 | 0 | 0 | 0 | 0 | 0 | 0 | 5 | 2 | 5 | 2 | [19 empty] | 1 | 1 | 0
PG&E NGBA | Colgate | 230 | OOS_Wind |  |  | 0 | 0 | 0 | 0 | 0 | 0 | 0 | 0 | 0 | 5 | 2 | 1 | 1 | [19 empty] | 1 | 1 | 0
PG&E GBA | Collierville | 230 | OOS_Wind |  |  | 0 | 0 | 0 | 0 | 0 | 0 | 0 | 0 | 0 | 5 | 5 | 1 | 1 | [19 empty] | 1 | 1 | 0
PG&E GBA | Collinsville | 230 | OOS_Wind |  |  | 0 | 0 | 0 | 0 | 0 | 0 | 0 | 0 | 0 | 5 | 2 | 1 | 1 | [19 empty] | 1 | 1 | 0
PG&E GBA | Collinsville | 500 | OOS_Wind |  |  | 0 | 0 | 0 | 0 | 0 | 0 | 0 | 0 | 0 | 5 | 2 | 1 | 1 | [19 empty] | 1 | 1 | 0
SCE Eastern | Colorado River | 230 | OOS_Wind |  |  | 0 | 0 | 0 | 0 | 0 | 0 | 0 | 0 | 0 | 4 | 4 | 3 | 2 | [19 empty] | 1 | 1 | 0
SCE Eastern | Colorado River | 500 | OOS_Wind |  |  | 0 | 0 | 0 | 0 | 0 | 0 | 0 | 0 | 0 | 4 | 4 | 3 | 2 | [19 empty] | 1 | 1 | 0
PG&E KERN | Columbus | 115 | OOS_Wind |  |  | 0 | 0 | 0 | 0 | 0 | 0 | 0 | 0 | 0 | 5 | 2 | 5 | 2 | [19 empty] | 1 | 1 | 0
PG&E GBA | Contra Costa | 115 | OOS_Wind |  |  | 0 | 0 | 0 | 0 | 0 | 0 | 0 | 0 | 0 | 5 | 2 | 1 | 1 | [19 empty] | 1 | 1 | 0
PG&E GBA | Contra Costa | 230 | OOS_Wind |  |  | 0 | 0 | 0 | 0 | 0 | 0 | 0 | 0 | 0 | 5 | 2 | 1 | 1 | [19 empty] | 1 | 1 | 0
PG&E GBA | Contra Costa PP | 230 | OOS_Wind |  |  | 0 | 0 | 0 | 0 | 0 | 0 | 0 | 0 | 0 | 5 | 2 | 1 | 1 | [19 empty] | 1 | 1 | 0
SCE NOL | Control | 115 | OOS_Wind |  |  | 0 | 0 | 0 | 0 | 0 | 0 | 0 | 0 | 0 | 5 | 5 | 3 | 3 | [19 empty] | 1 | 1 | 0
PG&E GBA | Cooley Landing | 115 | OOS_Wind |  |  | 0 | 0 | 0 | 0 | 0 | 0 | 0 | 0 | 0 | 5 | 2 | 1 | 1 | [19 empty] | 1 | 1 | 0
SCE NOL | Coolwater | 230 | OOS_Wind |  |  | 0 | 0 | 0 | 0 | 0 | 0 | 0 | 0 | 0 | 4 | 4 | 1 | 1 | [19 empty] | 1 | 1 | 0
SCE NOL | Coolwater | 115 | OOS_Wind |  |  | 0 | 0 | 0 | 0 | 0 | 0 | 0 | 0 | 0 | 4 | 4 | 1 | 1 | [19 empty] | 1 | 1 | 0
PG&E FRESNO | Corcoran | 115 | OOS_Wind |  |  | 0 | 0 | 0 | 0 | 0 | 0 | 0 | 0 | 0 | 5 | 2 | 5 | 2 | [19 empty] | 1 | 1 | 0
PG&E NGBA | Corona | 115 | OOS_Wind |  |  | 0 | 0 | 0 | 0 | 0 | 0 | 0 | 0 | 0 | 5 | 2 | 1 | 1 | [19 empty] | 1 | 1 | 0
PG&E NGBA | Cortina | 230 | OOS_Wind |  |  | 0 | 0 | 0 | 0 | 0 | 0 | 0 | 0 | 0 | 5 | 2 | 1 | 1 | [19 empty] | 1 | 1 | 0
PG&E NGBA | Cortina | 115 | OOS_Wind |  |  | 0 | 0 | 0 | 0 | 0 | 0 | 0 | 0 | 0 | 5 | 2 | 1 | 1 | [19 empty] | 1 | 1 | 0
PG&E GBA | Cottle | 230 | OOS_Wind |  |  | 0 | 0 | 0 | 0 | 0 | 0 | 0 | 0 | 0 | 5 | 2 | 5 | 2 | [19 empty] | 1 | 1 | 0
PG&E NGBA | Cottonwood | 115 | OOS_Wind |  |  | 0 | 0 | 0 | 0 | 0 | 0 | 0 | 0 | 0 | 5 | 2 | 1 | 1 | [19 empty] | 1 | 1 | 0
PG&E NGBA | Cottonwood | 230 | OOS_Wind |  |  | 0 | 0 | 0 | 0 | 0 | 0 | 0 | 0 | 0 | 5 | 2 | 1 | 1 | [19 empty] | 1 | 1 | 0
PG&E NGBA | Cove Road | 230 | OOS_Wind |  |  | 0 | 0 | 0 | 0 | 0 | 0 | 0 | 0 | 0 | 5 | 2 | 1 | 1 | [19 empty] | 1 | 1 | 0
PG&E GBA | Coyote | 230 | OOS_Wind |  |  | 0 | 0 | 0 | 0 | 0 | 0 | 0 | 0 | 0 | 1 | 1 | 1 | 1 | [19 empty] | 1 | 1 | 0
PG&E GBA | Crazy Horse Canyon | 115 | OOS_Wind |  |  | 0 | 0 | 0 | 0 | 0 | 0 | 0 | 0 | 0 | 1 | 1 | 3 | 3 | [19 empty] | 1 | 1 | 0
PG&E FRESNO | Cressey | 115 | OOS_Wind |  |  | 0 | 0 | 0 | 0 | 0 | 0 | 0 | 0 | 0 | 5 | 2 | 5 | 2 | [19 empty] | 1 | 1 | 0
PG&E NGBA | Cresta | 230 | OOS_Wind |  |  | 0 | 0 | 0 | 0 | 0 | 0 | 0 | 0 | 0 | 5 | 5 | 3 | 3 | [19 empty] | 1 | 1 | 0
PG&E GBA | Curtis | 115 | OOS_Wind |  |  | 0 | 0 | 0 | 0 | 0 | 0 | 0 | 0 | 0 | 5 | 5 | 1 | 1 | [19 empty] | 1 | 1 | 0
PG&E FRESNO | Dairyland | 115 | OOS_Wind |  |  | 0 | 0 | 0 | 0 | 0 | 0 | 0 | 0 | 0 | 5 | 2 | 5 | 2 | [19 empty] | 1 | 1 | 0
PG&E NGBA | Davis | 115 | OOS_Wind |  |  | 0 | 0 | 0 | 0 | 0 | 0 | 0 | 0 | 0 | 5 | 2 | 1 | 1 | [19 empty] | 1 | 1 | 0
SCE Metro | Del Amo | 500 | OOS_Wind |  |  | 0 | 0 | 0 | 0 | 0 | 0 | 0 | 0 | 0 | 1 | 1 | 1 | 1 | [19 empty] | 1 | 1 | 0
SCE Metro | Del Amo | 230 | OOS_Wind |  |  | 0 | 0 | 0 | 0 | 0 | 0 | 0 | 0 | 0 | 1 | 1 | 1 | 1 | [19 empty] | 1 | 1 | 0
SCE Eastern | Delaney | 500 | OOS_Wind |  |  | 0 | 0 | 0 | 0 | 0 | 0 | 0 | 0 | 0 | 5 | 4 | 4 | 2 | [19 empty] | 1 | 1 | 0
PG&E NGBA | Delevan | 230 | OOS_Wind |  |  | 0 | 0 | 0 | 0 | 0 | 0 | 0 | 0 | 0 | 5 | 2 | 1 | 1 | [19 empty] | 1+ | 1 | 1
PG&E GBA | Delta PP | 230 | OOS_Wind |  |  | 0 | 0 | 0 | 0 | 0 | 0 | 0 | 0 | 0 | 5 | 2 | 1 | 1 | [19 empty] | 1 | 1 | 0
EOP | Desert View | 230 | OOS_Wind |  |  | 0 | 0 | 0 | 0 | 0 | 0 | 0 | 0 | 0 | 5 | 3 | 4 | 2 | [19 empty] | 1 | 1 | 0
SCE Eastern | Devers | 230 | OOS_Wind |  |  | 0 | 0 | 0 | 0 | 0 | 0 | 0 | 0 | 0 | 5 | 5 | 1 | 1 | [19 empty] | 1 | 1 | 0
SCE Eastern | Devers | 500 | OOS_Wind |  |  | 0 | 0 | 0 | 0 | 0 | 0 | 0 | 0 | 0 | 5 | 5 | 1 | 1 | [19 empty] | 1+ | 1 | 1
PG&E KERN | Diablo Canyon | 230 | OOS_Wind |  |  | 0 | 0 | 0 | 0 | 0 | 0 | 0 | 0 | 0 | 5 | 2 | 5 | 2 | [19 empty] | 1 | 1 | 0
PG&E KERN | Diablo Canyon | 500 | OOS_Wind |  |  | 0 | 0 | 0 | 0 | 0 | 0 | 0 | 0 | 0 | 5 | 2 | 4 | 2 | [19 empty] | 1 | 1 | 0
PG&E KERN | Divide | 115 | OOS_Wind |  |  | 0 | 0 | 0 | 0 | 0 | 0 | 0 | 0 | 0 | 5 | 2 | 5 | 2 | [19 empty] | 1 | 1 | 0
PG&E GBA | Dixon Landing | 115 | OOS_Wind |  |  | 0 | 0 | 0 | 0 | 0 | 0 | 0 | 0 | 0 | 1 | 1 | 1 | 1 | [19 empty] | 1 | 1 | 0
PG&E FRESNO | Dos Amigos | 230 | OOS_Wind |  |  | 0 | 0 | 0 | 0 | 0 | 0 | 0 | 0 | 0 | 5 | 2 | 5 | 2 | [19 empty] | 1 | 1 | 0
PG&E NGBA | Drum | 115 | OOS_Wind |  |  | 0 | 0 | 0 | 0 | 0 | 0 | 0 | 0 | 0 | 5 | 5 | 3 | 3 | [19 empty] | 1 | 1 | 0
PG&E GBA | Dumbarton | 115 | OOS_Wind |  |  | 0 | 0 | 0 | 0 | 0 | 0 | 0 | 0 | 0 | 5 | 2 | 1 | 1 | [19 empty] | 1 | 1 | 0
SCE NOL | Dunn Siding | 115 | OOS_Wind |  |  | 0 | 0 | 0 | 0 | 0 | 0 | 0 | 0 | 0 | 4 | 4 | 1 | 1 | [19 empty] | 1 | 1 | 0
SCE Eastern | Eagle Mountain | 230 | OOS_Wind |  |  | 0 | 0 | 0 | 0 | 0 | 0 | 0 | 0 | 0 | 5 | 5 | 4 | 4 | [19 empty] | 1 | 1 | 0
PG&E NGBA | Eagle Rock (PGE) | 115 | OOS_Wind |  |  | 0 | 0 | 0 | 0 | 0 | 0 | 0 | 0 | 0 | 5 | 2 | 1 | 1 | [19 empty] | 1 | 1 | 0
SCE Metro | Eagle Rock (SCE) | 230 | OOS_Wind |  |  | 0 | 0 | 0 | 0 | 0 | 0 | 0 | 0 | 0 | 1 | 1 | 1 | 1 | [19 empty] | 1 | 1 | 0
PG&E NGBA | East Marysville | 115 | OOS_Wind |  |  | 0 | 0 | 0 | 0 | 0 | 0 | 0 | 0 | 0 | 5 | 2 | 1 | 1 | [19 empty] | 1 | 1 | 0
PG&E NGBA | East Nicolaus | 115 | OOS_Wind |  |  | 0 | 0 | 0 | 0 | 0 | 0 | 0 | 0 | 0 | 5 | 2 | 1 | 1 | [19 empty] | 1 | 1 | 0
PG&E GBA | Eastshore | 115 | OOS_Wind |  |  | 0 | 0 | 0 | 0 | 0 | 0 | 0 | 0 | 0 | 5 | 2 | 1 | 1 | [19 empty] | 1 | 1 | 0
PG&E GBA | Eastshore | 230 | OOS_Wind |  |  | 0 | 0 | 0 | 0 | 0 | 0 | 0 | 0 | 0 | 5 | 2 | 1 | 1 | [19 empty] | 1 | 1 | 0
SDGE | ECO | 138 | OOS_Wind |  |  | 0 | 0 | 0 | 0 | 0 | 0 | 0 | 0 | 0 | 4 | 4 | 1 | 1 | [19 empty] | 1 | 1 | 0
SDGE | ECO | 230 | OOS_Wind |  |  | 0 | 0 | 0 | 0 | 0 | 0 | 0 | 0 | 0 | 4 | 4 | 1 | 1 | [19 empty] | 1 | 1 | 0
SDGE | ECO | 500 | OOS_Wind |  |  | 0 | 0 | 0 | 0 | 0 | 0 | 0 | 0 | 0 | 4 | 4 | 1 | 1 | [19 empty] | 1 | 1 | 0
PG&E GBA | Edenvale | 115 | OOS_Wind |  |  | 0 | 0 | 0 | 0 | 0 | 0 | 0 | 0 | 0 | 1 | 1 | 1 | 1 | [19 empty] | 1 | 1 | 0
PG&E GBA | Edes | 115 | OOS_Wind |  |  | 0 | 0 | 0 | 0 | 0 | 0 | 0 | 0 | 0 | 5 | 2 | 1 | 1 | [19 empty] | 1 | 1 | 0
PG&E GBA | Eight Mile | 230 | OOS_Wind |  |  | 0 | 0 | 0 | 0 | 0 | 0 | 0 | 0 | 0 | 5 | 2 | 1 | 1 | [19 empty] | 1 | 1 | 0
SCE Eastern | El Casco | 230 | OOS_Wind |  |  | 0 | 0 | 0 | 0 | 0 | 0 | 0 | 0 | 0 | 5 | 5 | 1 | 1 | [19 empty] | 1 | 1 | 0
PG&E GBA | El Cerrito G | 115 | OOS_Wind |  |  | 0 | 0 | 0 | 0 | 0 | 0 | 0 | 0 | 0 | 5 | 2 | 1 | 1 | [19 empty] | 1 | 1 | 0
PG&E NGBA | El Dorado PH | 115 | OOS_Wind |  |  | 0 | 0 | 0 | 0 | 0 | 0 | 0 | 0 | 0 | 5 | 2 | 1 | 1 | [19 empty] | 1 | 1 | 0
PG&E FRESNO | El Nido (PGE) | 115 | OOS_Wind |  |  | 0 | 0 | 0 | 0 | 0 | 0 | 0 | 0 | 0 | 5 | 2 | 5 | 2 | [19 empty] | 1 | 1 | 0
SCE Metro | El Nido (SCE) | 230 | OOS_Wind |  |  | 0 | 0 | 0 | 0 | 0 | 0 | 0 | 0 | 0 | 1 | 1 | 1 | 1 | [19 empty] | 1 | 1 | 0
PG&E GBA | El Patio | 115 | OOS_Wind |  |  | 0 | 0 | 0 | 0 | 0 | 0 | 0 | 0 | 0 | 1 | 1 | 1 | 1 | [19 empty] | 1 | 1 | 0
SCE Metro | El Segundo | 230 | OOS_Wind |  |  | 0 | 0 | 0 | 0 | 0 | 0 | 0 | 0 | 0 | 1 | 1 | 1 | 1 | [19 empty] | 1 | 1 | 0
EOP | Eldorado | 230 | OOS_Wind | YES | SW_ExtTx_Wind | 0 | 0 | 0 | 0 | 0 | 0 | 0 | 0 | 0 | 5 | 3 | 4 | 2 | 4 | [18 empty] | 1 | 5 | 1
EOP | Eldorado | 500 | OOS_Wind | YES | Wyoming Wind | 1500 | 0 | 1500 | 0 | 0 | 0 | 1500 | 0 | 1500 | 5 | 2 | 4 | 2 | 5 | [18 empty] | 5- | 4 | 1
PG&E KERN | Elk Hills | 230 | OOS_Wind |  |  | 0 | 0 | 0 | 0 | 0 | 0 | 0 | 0 | 0 | 5 | 2 | 5 | 2 | [19 empty] | 1 | 1 | 0
SCE Metro | Ellis | 230 | OOS_Wind |  |  | 0 | 0 | 0 | 0 | 0 | 0 | 0 | 0 | 0 | 1 | 1 | 1 | 1 | [19 empty] | 1 | 1 | 0
SDGE | Encina | 138 | OOS_Wind |  |  | 0 | 0 | 0 | 0 | 0 | 0 | 0 | 0 | 0 | 4 | 4 | 1 | 1 | [19 empty] | 1 | 1 | 0
SDGE | Encina | 230 | OOS_Wind |  |  | 0 | 0 | 0 | 0 | 0 | 0 | 0 | 0 | 0 | 4 | 4 | 1 | 1 | [19 empty] | 1 | 1 | 0
SDGE | Escondido | 230 | OOS_Wind |  |  | 0 | 0 | 0 | 0 | 0 | 0 | 0 | 0 | 0 | 4 | 4 | 1 | 1 | [19 empty] | 1 | 1 | 0
PG&E KERN | Estrella | 230 | OOS_Wind |  |  | 0 | 0 | 0 | 0 | 0 | 0 | 0 | 0 | 0 | 5 | 2 | 5 | 2 | [19 empty] | 1 | 1 | 0
SCE Eastern | Etiwanda | 230 | OOS_Wind |  |  | 0 | 0 | 0 | 0 | 0 | 0 | 0 | 0 | 0 | 5 | 5 | 1 | 1 | [19 empty] | 1+ | 1 | 1
PG&E GBA | Evergreen | 115 | OOS_Wind |  |  | 0 | 0 | 0 | 0 | 0 | 0 | 0 | 0 | 0 | 1 | 1 | 1 | 1 | [19 empty] | 1 | 1 | 0
PG&E FRESNO | Excelsior | 115 | OOS_Wind |  |  | 0 | 0 | 0 | 0 | 0 | 0 | 0 | 0 | 0 | 5 | 2 | 5 | 2 | [19 empty] | 1 | 1 | 0
PG&E FRESNO | Exchequer | 115 | OOS_Wind |  |  | 0 | 0 | 0 | 0 | 0 | 0 | 0 | 0 | 0 | 5 | 2 | 5 | 2 | [19 empty] | 1 | 1 | 0
PG&E KERN | Fairway | 115 | OOS_Wind |  |  | 0 | 0 | 0 | 0 | 0 | 0 | 0 | 0 | 0 | 5 | 2 | 5 | 2 | [19 empty] | 1 | 1 | 0
PG&E KERN | Famoso | 115 | OOS_Wind |  |  | 0 | 0 | 0 | 0 | 0 | 0 | 0 | 0 | 0 | 5 | 2 | 5 | 2 | [19 empty] | 1 | 1 | 0
PG&E NGBA | Fern Road | 500 | OOS_Wind |  |  | 0 | 0 | 0 | 0 | 0 | 0 | 0 | 0 | 0 | 5 | 2 | 1 | 1 | [19 empty] | 1 | 1 | 0
PG&E GBA | Fibreboard (SPI Sonora) | 115 | OOS_Wind |  |  | 0 | 0 | 0 | 0 | 0 | 0 | 0 | 0 | 0 | 5 | 5 | 1 | 1 | [19 empty] | 1 | 1 | 0
PG&E FRESNO | Figarden | 230 | OOS_Wind |  |  | 0 | 0 | 0 | 0 | 0 | 0 | 0 | 0 | 0 | 5 | 2 | 5 | 2 | [19 empty] | 1 | 1 | 0
PG&E FRESNO | Fink | 230 | OOS_Wind |  |  | 0 | 0 | 0 | 0 | 0 | 0 | 0 | 0 | 0 | 1 | 1 | 1 | 1 | [19 empty] | 1 | 1 | 0
PG&E GBA | FMC | 115 | OOS_Wind |  |  | 0 | 0 | 0 | 0 | 0 | 0 | 0 | 0 | 0 | 1 | 1 | 1 | 1 | [19 empty] | 1 | 1 | 0
PG&E GBA | Fremont | 115 | OOS_Wind |  |  | 0 | 0 | 0 | 0 | 0 | 0 | 0 | 0 | 0 | 1 | 1 | 1 | 1 | [19 empty] | 1 | 1 | 0
PG&E GBA | Frogtown | 115 | OOS_Wind |  |  | 0 | 0 | 0 | 0 | 0 | 0 | 0 | 0 | 0 | 5 | 2 | 1 | 1 | [19 empty] | 1 | 1 | 0
PG&E NGBA | Fulton | 115 | OOS_Wind |  |  | 0 | 0 | 0 | 0 | 0 | 0 | 0 | 0 | 0 | 5 | 2 | 1 | 1 | [19 empty] | 1 | 1 | 0
PG&E NGBA | Fulton | 230 | OOS_Wind |  |  | 0 | 0 | 0 | 0 | 0 | 0 | 0 | 0 | 0 | 5 | 2 | 1 | 1 | [19 empty] | 1 | 1 | 0
PG&E KERN | Ganso | 115 | OOS_Wind |  |  | 0 | 0 | 0 | 0 | 0 | 0 | 0 | 0 | 0 | 5 | 2 | 5 | 2 | [19 empty] | 1 | 1 | 0
PG&E FRESNO | Gates | 230 | OOS_Wind |  |  | 0 | 0 | 0 | 0 | 0 | 0 | 0 | 0 | 0 | 5 | 2 | 5 | 2 | [19 empty] | 1 | 1 | 0
PG&E FRESNO | Gates | 500 | OOS_Wind |  |  | 0 | 0 | 0 | 0 | 0 | 0 | 0 | 0 | 0 | 5 | 2 | 5 | 2 | [19 empty] | 1 | 1 | 0
PG&E NGBA | Geysers 12 | 230 | OOS_Wind |  |  | 0 | 0 | 0 | 0 | 0 | 0 | 0 | 0 | 0 | 5 | 2 | 1 | 1 | [19 empty] | 1 | 1 | 0
PG&E NGBA | Geysers 17 | 230 | OOS_Wind |  |  | 0 | 0 | 0 | 0 | 0 | 0 | 0 | 0 | 0 | 5 | 2 | 1 | 1 | [19 empty] | 1 | 1 | 0
PG&E NGBA | Geysers 3 | 115 | OOS_Wind |  |  | 0 | 0 | 0 | 0 | 0 | 0 | 0 | 0 | 0 | 5 | 2 | 1 | 1 | [19 empty] | 1 | 1 | 0
PG&E NGBA | Glenn | 230 | OOS_Wind |  |  | 0 | 0 | 0 | 0 | 0 | 0 | 0 | 0 | 0 | 5 | 2 | 1 | 1 | [19 empty] | 1+ | 1 | 1
PG&E NGBA | Gold Hill | 115 | OOS_Wind |  |  | 0 | 0 | 0 | 0 | 0 | 0 | 0 | 0 | 0 | 5 | 2 | 1 | 1 | [19 empty] | 1 | 1 | 0
PG&E NGBA | Gold Hill | 230 | OOS_Wind |  |  | 0 | 0 | 0 | 0 | 0 | 0 | 0 | 0 | 0 | 5 | 2 | 1 | 1 | [19 empty] | 1 | 1 | 0
SCE Northern | Goleta | 230 | OOS_Wind |  |  | 0 | 0 | 0 | 0 | 0 | 0 | 0 | 0 | 0 | 5 | 2 | 4 | 2 | [19 empty] | 1 | 1 | 0
SCE Metro | Goodrich | 230 | OOS_Wind |  |  | 0 | 0 | 0 | 0 | 0 | 0 | 0 | 0 | 0 | 1 | 1 | 1 | 1 | [19 empty] | 1 | 1 | 0
PG&E KERN | Goose Lake | 115 | OOS_Wind |  |  | 0 | 0 | 0 | 0 | 0 | 0 | 0 | 0 | 0 | 5 | 2 | 5 | 2 | [19 empty] | 1 | 1 | 0
SCE Metro | Gould | 230 | OOS_Wind |  |  | 0 | 0 | 0 | 0 | 0 | 0 | 0 | 0 | 0 | 1 | 1 | 1 | 1 | [19 empty] | 1 | 1 | 0
PG&E NGBA | Grand Island | 115 | OOS_Wind |  |  | 0 | 0 | 0 | 0 | 0 | 0 | 0 | 0 | 0 | 5 | 2 | 1 | 1 | [19 empty] | 1 | 1 | 0
PG&E GBA | Grant | 115 | OOS_Wind |  |  | 0 | 0 | 0 | 0 | 0 | 0 | 0 | 0 | 0 | 5 | 2 | 1 | 1 | [19 empty] | 1 | 1 | 0
PG&E GBA | Green Valley | 115 | OOS_Wind |  |  | 0 | 0 | 0 | 0 | 0 | 0 | 0 | 0 | 0 | 1 | 1 | 3 | 3 | [19 empty] | 1 | 1 | 0
PG&E NGBA | Greenleaf 1 | 115 | OOS_Wind |  |  | 0 | 0 | 0 | 0 | 0 | 0 | 0 | 0 | 0 | 5 | 2 | 1 | 1 | [19 empty] | 1 | 1 | 0
PG&E FRESNO | Gregg | 230 | OOS_Wind |  |  | 0 | 0 | 0 | 0 | 0 | 0 | 0 | 0 | 0 | 5 | 2 | 5 | 2 | [19 empty] | 1 | 1 | 0
PG&E FRESNO | Grimmway-Malaga | 115 | OOS_Wind |  |  | 0 | 0 | 0 | 0 | 0 | 0 | 0 | 0 | 0 | 5 | 2 | 5 | 2 | [19 empty] | 1 | 1 | 0
PG&E NGBA | Grizzly | 230 | OOS_Wind |  |  | 0 | 0 | 0 | 0 | 0 | 0 | 0 | 0 | 0 | 5 | 5 | 3 | 3 | [19 empty] | 1 | 1 | 0
PG&E FRESNO | GWF Hanford | 115 | OOS_Wind |  |  | 0 | 0 | 0 | 0 | 0 | 0 | 0 | 0 | 0 | 5 | 2 | 5 | 2 | [19 empty] | 1 | 1 | 0
PG&E FRESNO | Haas | 230 | OOS_Wind |  |  | 0 | 0 | 0 | 0 | 0 | 0 | 0 | 0 | 0 | 5 | 2 | 5 | 2 | [19 empty] | 1 | 1 | 0
PG&E FRESNO | Hammonds | 115 | OOS_Wind |  |  | 0 | 0 | 0 | 0 | 0 | 0 | 0 | 0 | 0 | 5 | 2 | 5 | 2 | [19 empty] | 1 | 1 | 0
SCE Metro | HarborGen | 230 | OOS_Wind |  |  | 0 | 0 | 0 | 0 | 0 | 0 | 0 | 0 | 0 | 1 | 1 | 1 | 1 | [19 empty] | 1 | 1 | 0
EOP | Harry Allen | 500 | OOS_Wind | YES | Idaho Windo | 1100 | 0 | 1100 | 0 | 0 | 0 | 1100 | 0 | 1100 | 5 | 3 | 4 | 2 | [19 empty] | 5- | 1 | 1
SCE NOL | Harvard | 115 | OOS_Wind |  |  | 0 | 0 | 0 | 0 | 0 | 0 | 0 | 0 | 0 | 4 | 4 | 1 | 1 | [19 empty] | 1 | 1 | 0
SDGE | Hassayampa | 500 | OOS_Wind |  |  | 0 | 0 | 0 | 0 | 0 | 0 | 0 | 0 | 0 | 5 | 4 | 4 | 2 | [19 empty] | 1+ | 1 | 1
PG&E FRESNO | Helm | 230 | OOS_Wind |  |  | 0 | 0 | 0 | 0 | 0 | 0 | 0 | 0 | 0 | 5 | 2 | 5 | 2 | [19 empty] | 1 | 1 | 0
PG&E FRESNO | Henrietta | 115 | OOS_Wind |  |  | 0 | 0 | 0 | 0 | 0 | 0 | 0 | 0 | 0 | 5 | 2 | 5 | 2 | [19 empty] | 1 | 1 | 0
PG&E FRESNO | Henrietta | 230 | OOS_Wind |  |  | 0 | 0 | 0 | 0 | 0 | 0 | 0 | 0 | 0 | 5 | 2 | 5 | 2 | [19 empty] | 1+ | 1 | 1
PG&E FRESNO | Herndon | 115 | OOS_Wind |  |  | 0 | 0 | 0 | 0 | 0 | 0 | 0 | 0 | 0 | 5 | 2 | 5 | 2 | [19 empty] | 1 | 1 | 0
PG&E FRESNO | Herndon | 230 | OOS_Wind |  |  | 0 | 0 | 0 | 0 | 0 | 0 | 0 | 0 | 0 | 5 | 2 | 5 | 2 | [19 empty] | 1 | 1 | 0
PG&E GBA | Hicks | 230 | OOS_Wind |  |  | 0 | 0 | 0 | 0 | 0 | 0 | 0 | 0 | 0 | 1 | 1 | 1 | 1 | [19 empty] | 1 | 1 | 0
PG&E NGBA | Higgins | 115 | OOS_Wind |  |  | 0 | 0 | 0 | 0 | 0 | 0 | 0 | 0 | 0 | 5 | 2 | 1 | 1 | [19 empty] | 1 | 1 | 0
PG&E NGBA | Hilltop | 345 | OOS_Wind |  |  | 0 | 0 | 0 | 0 | 0 | 0 | 0 | 0 | 0 | 5 | 2 | 1 | 1 | [19 empty] | 1 | 1 | 0
SCE Metro | Hinson | 230 | OOS_Wind |  |  | 0 | 0 | 0 | 0 | 0 | 0 | 0 | 0 | 0 | 1 | 1 | 1 | 1 | [19 empty] | 1 | 1 | 0
PG&E GBA | Hollister | 115 | OOS_Wind |  |  | 0 | 0 | 0 | 0 | 0 | 0 | 0 | 0 | 0 | 1 | 1 | 3 | 3 | [19 empty] | 1 | 1 | 0
PG&E NGBA | Homestake | 115 | OOS_Wind |  |  | 0 | 0 | 0 | 0 | 0 | 0 | 0 | 0 | 0 | 5 | 2 | 1 | 1 | [19 empty] | 1 | 1 | 0
PG&E NGBA | Honcut | 115 | OOS_Wind |  |  | 0 | 0 | 0 | 0 | 0 | 0 | 0 | 0 | 0 | 5 | 2 | 1 | 1 | [19 empty] | 1 | 1 | 0
SDGE | Hoodoo Wash | 500 | OOS_Wind |  |  | 0 | 0 | 0 | 0 | 0 | 0 | 0 | 0 | 0 | 5 | 4 | 4 | 2 | [19 empty] | 1 | 1 | 0
PG&E NGBA | Hopland | 115 | OOS_Wind |  |  | 0 | 0 | 0 | 0 | 0 | 0 | 0 | 0 | 0 | 5 | 2 | 1 | 1 | [19 empty] | 1 | 1 | 0
PG&E NGBA | Humboldt | 115 | OOS_Wind |  |  | 0 | 0 | 0 | 0 | 0 | 0 | 0 | 0 | 0 | 5 | 2 | 1 | 1 | [19 empty] | 1 | 1 | 0
PG&E NGBA | Humboldt | 500 | OOS_Wind |  |  | 0 | 0 | 0 | 0 | 0 | 0 | 0 | 0 | 0 | 5 | 2 | 1 | 1 | [19 empty] | 1 | 1 | 0
SCE Metro | Huntington Beach | 230 | OOS_Wind |  |  | 0 | 0 | 0 | 0 | 0 | 0 | 0 | 0 | 0 | 1 | 1 | 1 | 1 | [19 empty] | 1 | 1 | 0
PG&E NGBA | Ignacio | 115 | OOS_Wind |  |  | 0 | 0 | 0 | 0 | 0 | 0 | 0 | 0 | 0 | 5 | 2 | 1 | 1 | [19 empty] | 1 | 1 | 0
PG&E NGBA | Ignacio | 230 | OOS_Wind |  |  | 0 | 0 | 0 | 0 | 0 | 0 | 0 | 0 | 0 | 5 | 2 | 1 | 1 | [19 empty] | 1 | 1 | 0
SDGE | Imperial Valley | 230 | OOS_Wind |  |  | 0 | 0 | 0 | 0 | 0 | 0 | 0 | 0 | 0 | 4 | 4 | 1 | 1 | [19 empty] | 1+ | 1 | 1
SDGE | Imperial Valley | 500 | OOS_Wind |  |  | 0 | 0 | 0 | 0 | 0 | 0 | 0 | 0 | 0 | 4 | 4 | 1 | 1 | [19 empty] | 1 | 1 | 0
EOP | Innovation | 138 | OOS_Wind |  |  | 0 | 0 | 0 | 0 | 0 | 0 | 0 | 0 | 0 | 5 | 3 | 4 | 2 | [19 empty] | 1 | 1 | 0
EOP | Innovation | 230 | OOS_Wind |  |  | 0 | 0 | 0 | 0 | 0 | 0 | 0 | 0 | 0 | 5 | 3 | 4 | 2 | [19 empty] | 1 | 1 | 0
SCE NOL | Inyokern | 115 | OOS_Wind |  |  | 0 | 0 | 0 | 0 | 0 | 0 | 0 | 0 | 0 | 4 | 4 | 1 | 1 | [19 empty] | 1 | 1 | 0
EOP | IS Tap | 138 | OOS_Wind |  |  | 0 | 0 | 0 | 0 | 0 | 0 | 0 | 0 | 0 | 5 | 3 | 4 | 2 | [19 empty] | 1 | 1 | 0
EOP | Ivanpah | 115 | OOS_Wind |  |  | 0 | 0 | 0 | 0 | 0 | 0 | 0 | 0 | 0 | 5 | 3 | 4 | 2 | [19 empty] | 1 | 1 | 0
EOP | Ivanpah | 230 | OOS_Wind |  |  | 0 | 0 | 0 | 0 | 0 | 0 | 0 | 0 | 0 | 5 | 3 | 4 | 2 | [19 empty] | 1 | 1 | 0
EOP | Jackass (DOE) | 138 | OOS_Wind |  |  | 0 | 0 | 0 | 0 | 0 | 0 | 0 | 0 | 0 | 5 | 3 | 4 | 2 | [19 empty] | 1 | 1 | 0
PG&E NGBA | James B Black | 230 | OOS_Wind |  |  | 0 | 0 | 0 | 0 | 0 | 0 | 0 | 0 | 0 | 5 | 2 | 1 | 1 | [19 empty] | 1 | 1 | 0
PG&E GBA | Jefferson | 230 | OOS_Wind |  |  | 0 | 0 | 0 | 0 | 0 | 0 | 0 | 0 | 0 | 1 | 1 | 1 | 1 | [19 empty] | 1 | 1 | 0
PG&E NGBA | Jessup | 115 | OOS_Wind |  |  | 0 | 0 | 0 | 0 | 0 | 0 | 0 | 0 | 0 | 5 | 2 | 1 | 1 | [19 empty] | 1 | 1 | 0
SCE Metro | Johanna | 230 | OOS_Wind |  |  | 0 | 0 | 0 | 0 | 0 | 0 | 0 | 0 | 0 | 1 | 1 | 1 | 1 | [19 empty] | 1 | 1 | 0
SCE Eastern | Julian Hinds | 230 | OOS_Wind |  |  | 0 | 0 | 0 | 0 | 0 | 0 | 0 | 0 | 0 | 5 | 5 | 4 | 4 | [19 empty] | 1 | 1 | 0
PG&E GBA | Kasson | 115 | OOS_Wind |  |  | 0 | 0 | 0 | 0 | 0 | 0 | 0 | 0 | 0 | 5 | 2 | 1 | 1 | [19 empty] | 1+ | 1 | 1
PG&E FRESNO | Kearney | 230 | OOS_Wind |  |  | 0 | 0 | 0 | 0 | 0 | 0 | 0 | 0 | 0 | 5 | 2 | 5 | 2 | [19 empty] | 1 | 1 | 0
PG&E GBA | Kelso | 230 | OOS_Wind |  |  | 0 | 0 | 0 | 0 | 0 | 0 | 0 | 0 | 0 | 5 | 2 | 1 | 1 | [19 empty] | 1 | 1 | 0
PG&E FRESNO | Kerchoff 1 | 115 | OOS_Wind |  |  | 0 | 0 | 0 | 0 | 0 | 0 | 0 | 0 | 0 | 5 | 2 | 5 | 2 | [19 empty] | 1 | 1 | 0
PG&E KERN | Kern Oil | 115 | OOS_Wind |  |  | 0 | 0 | 0 | 0 | 0 | 0 | 0 | 0 | 0 | 5 | 2 | 5 | 2 | [19 empty] | 1 | 1 | 0
PG&E KERN | Kern PP | 115 | OOS_Wind |  |  | 0 | 0 | 0 | 0 | 0 | 0 | 0 | 0 | 0 | 5 | 2 | 5 | 2 | [19 empty] | 1 | 1 | 0
PG&E KERN | Kern PP | 230 | OOS_Wind |  |  | 0 | 0 | 0 | 0 | 0 | 0 | 0 | 0 | 0 | 5 | 2 | 5 | 2 | [19 empty] | 1 | 1 | 0
PG&E KERN | Kernridge | 115 | OOS_Wind |  |  | 0 | 0 | 0 | 0 | 0 | 0 | 0 | 0 | 0 | 5 | 2 | 5 | 2 | [19 empty] | 1 | 1 | 0
PG&E FRESNO | Kingsburg | 115 | OOS_Wind |  |  | 0 | 0 | 0 | 0 | 0 | 0 | 0 | 0 | 0 | 5 | 2 | 5 | 2 | [19 empty] | 1 | 1 | 0
PG&E GBA | Kirker | 115 | OOS_Wind |  |  | 0 | 0 | 0 | 0 | 0 | 0 | 0 | 0 | 0 | 5 | 2 | 1 | 1 | [19 empty] | 1 | 1 | 0
PG&E NGBA | Knights Landing | 115 | OOS_Wind |  |  | 0 | 0 | 0 | 0 | 0 | 0 | 0 | 0 | 0 | 5 | 5 | 3 | 3 | [19 empty] | 1 | 1 | 0
SCE NOL | Kramer | 115 | OOS_Wind |  |  | 0 | 0 | 0 | 0 | 0 | 0 | 0 | 0 | 0 | 4 | 4 | 1 | 1 | [19 empty] | 1 | 1 | 0
SCE NOL | Kramer | 230 | OOS_Wind |  |  | 0 | 0 | 0 | 0 | 0 | 0 | 0 | 0 | 0 | 4 | 4 | 1 | 1 | [19 empty] | 1 | 1 | 0
SCE Metro | La Cienega | 230 | OOS_Wind |  |  | 0 | 0 | 0 | 0 | 0 | 0 | 0 | 0 | 0 | 1 | 1 | 1 | 1 | [19 empty] | 1 | 1 | 0
SCE Metro | La Fresa | 230 | OOS_Wind |  |  | 0 | 0 | 0 | 0 | 0 | 0 | 0 | 0 | 0 | 1 | 1 | 1 | 1 | [19 empty] | 1 | 1 | 0
SCE Metro | Laguna Bell | 230 | OOS_Wind |  |  | 0 | 0 | 0 | 0 | 0 | 0 | 0 | 0 | 0 | 1 | 1 | 1 | 1 | [19 empty] | 1+ | 1 | 1
PG&E NGBA | Lakeville | 230 | OOS_Wind |  |  | 0 | 0 | 0 | 0 | 0 | 0 | 0 | 0 | 0 | 5 | 2 | 1 | 1 | [19 empty] | 1 | 1 | 0
PG&E NGBA | Lakeville | 115 | OOS_Wind |  |  | 0 | 0 | 0 | 0 | 0 | 0 | 0 | 0 | 0 | 5 | 2 | 1 | 1 | [19 empty] | 1 | 1 | 0
PG&E GBA | Lakewood | 115 | OOS_Wind |  |  | 0 | 0 | 0 | 0 | 0 | 0 | 0 | 0 | 0 | 5 | 2 | 1 | 1 | [19 empty] | 1 | 1 | 0
PG&E NGBA | Lambie | 230 | OOS_Wind |  |  | 0 | 0 | 0 | 0 | 0 | 0 | 0 | 0 | 0 | 5 | 2 | 1 | 1 | [19 empty] | 1 | 1 | 0
PG&E GBA | Lammers | 115 | OOS_Wind |  |  | 0 | 0 | 0 | 0 | 0 | 0 | 0 | 0 | 0 | 5 | 5 | 1 | 1 | [19 empty] | 1+ | 1 | 1
PG&E KERN | Lamont | 115 | OOS_Wind |  |  | 0 | 0 | 0 | 0 | 0 | 0 | 0 | 0 | 0 | 5 | 2 | 5 | 2 | [19 empty] | 1 | 1 | 0
PG&E FRESNO | Las Aguilas | 230 | OOS_Wind |  |  | 0 | 0 | 0 | 0 | 0 | 0 | 0 | 0 | 0 | 5 | 2 | 5 | 2 | [19 empty] | 1 | 1 | 0
EOP | Lathrop | 138 | OOS_Wind |  |  | 0 | 0 | 0 | 0 | 0 | 0 | 0 | 0 | 0 | 5 | 3 | 4 | 2 | [19 empty] | 1 | 1 | 0
EOP | Lathrop | 230 | OOS_Wind |  |  | 0 | 0 | 0 | 0 | 0 | 0 | 0 | 0 | 0 | 5 | 3 | 4 | 2 | [19 empty] | 1 | 1 | 0
PG&E FRESNO | Le Grand | 115 | OOS_Wind |  |  | 0 | 0 | 0 | 0 | 0 | 0 | 0 | 0 | 0 | 5 | 2 | 5 | 2 | [19 empty] | 1+ | 1 | 1
PG&E KERN | Lerdo | 115 | OOS_Wind |  |  | 0 | 0 | 0 | 0 | 0 | 0 | 0 | 0 | 0 | 5 | 2 | 5 | 2 | [19 empty] | 1 | 1 | 0
SCE Metro | Lewis | 230 | OOS_Wind |  |  | 0 | 0 | 0 | 0 | 0 | 0 | 0 | 0 | 0 | 1 | 1 | 1 | 1 | [19 empty] | 1 | 1 | 0
SCE Metro | Lighthipe | 230 | OOS_Wind |  |  | 0 | 0 | 0 | 0 | 0 | 0 | 0 | 0 | 0 | 1 | 1 | 1 | 1 | [19 empty] | 1 | 1 | 0
PG&E NGBA | Lincoln | 115 | OOS_Wind |  |  | 0 | 0 | 0 | 0 | 0 | 0 | 0 | 0 | 0 | 5 | 5 | 3 | 3 | [19 empty] | 1 | 1 | 0
PG&E KERN | Live Oak | 115 | OOS_Wind |  |  | 0 | 0 | 0 | 0 | 0 | 0 | 0 | 0 | 0 | 5 | 2 | 5 | 2 | [19 empty] | 1 | 1 | 0
PG&E GBA | Llagas | 115 | OOS_Wind |  |  | 0 | 0 | 0 | 0 | 0 | 0 | 0 | 0 | 0 | 1 | 1 | 3 | 3 | [19 empty] | 1+ | 1 | 1
PG&E GBA | Lockeford | 115 | OOS_Wind |  |  | 0 | 0 | 0 | 0 | 0 | 0 | 0 | 0 | 0 | 5 | 2 | 1 | 1 | [19 empty] | 1+ | 1 | 1
PG&E GBA | Lockeford | 230 | OOS_Wind |  |  | 0 | 0 | 0 | 0 | 0 | 0 | 0 | 0 | 0 | 5 | 2 | 1 | 1 | [19 empty] | 1 | 1 | 0
PG&E GBA | Lodi | 230 | OOS_Wind |  |  | 0 | 0 | 0 | 0 | 0 | 0 | 0 | 0 | 0 | 5 | 2 | 1 | 1 | [19 empty] | 1 | 1 | 0
PG&E NGBA | Logan Creek | 230 | OOS_Wind |  |  | 0 | 0 | 0 | 0 | 0 | 0 | 0 | 0 | 0 | 5 | 2 | 1 | 1 | [19 empty] | 1 | 1 | 0
PG&E GBA | Lone Tree | 230 | OOS_Wind |  |  | 0 | 0 | 0 | 0 | 0 | 0 | 0 | 0 | 0 | 5 | 2 | 1 | 1 | [19 empty] | 1 | 1 | 0
PG&E FRESNO | Los Banos | 230 | OOS_Wind |  |  | 0 | 0 | 0 | 0 | 0 | 0 | 0 | 0 | 0 | 5 | 2 | 5 | 2 | [19 empty] | 1 | 1 | 0
PG&E FRESNO | Los Banos | 500 | OOS_Wind |  |  | 0 | 0 | 0 | 0 | 0 | 0 | 0 | 0 | 0 | 1 | 1 | 1 | 1 | [19 empty] | 1+ | 1 | 1
SDGE | Los Coches | 138 | OOS_Wind |  |  | 0 | 0 | 0 | 0 | 0 | 0 | 0 | 0 | 0 | 4 | 4 | 1 | 1 | [19 empty] | 1 | 1 | 0
PG&E GBA | Los Esteros | 115 | OOS_Wind |  |  | 0 | 0 | 0 | 0 | 0 | 0 | 0 | 0 | 0 | 1 | 1 | 1 | 1 | [19 empty] | 1+ | 1 | 1
PG&E GBA | Los Esteros | 230 | OOS_Wind |  |  | 0 | 0 | 0 | 0 | 0 | 0 | 0 | 0 | 0 | 1 | 1 | 1 | 1 | [19 empty] | 1 | 1 | 0
PG&E GBA | Los Positas | 230 | OOS_Wind |  |  | 0 | 0 | 0 | 0 | 0 | 0 | 0 | 0 | 0 | 5 | 2 | 1 | 1 | [19 empty] | 1 | 1 | 0
SCE NOL | Lugo | 230 | OOS_Wind |  |  | 0 | 0 | 0 | 0 | 0 | 0 | 0 | 0 | 0 | 3 | 3 | 1 | 1 | [19 empty] | 1+ | 1 | 1
SCE Metro | Lugo | 500 | OOS_Wind | YES | New Mexico Wind | 0 | 0 | 0 | 0 | 0 | 0 | 0 | 0 | 0 | 1 | 1 | 1 | 1 | 5 | [18 empty] | 1+ | 4 | 1
PG&E NGBA | Madison | 115 | OOS_Wind |  |  | 0 | 0 | 0 | 0 | 0 | 0 | 0 | 0 | 0 | 5 | 2 | 1 | 1 | [19 empty] | 1 | 1 | 0
PG&E KERN | Magunden | 115 | OOS_Wind |  |  | 0 | 0 | 0 | 0 | 0 | 0 | 0 | 0 | 0 | 5 | 2 | 5 | 2 | [19 empty] | 1 | 1 | 0
SCE Northern | Magunden | 230 | OOS_Wind |  |  | 0 | 0 | 0 | 0 | 0 | 0 | 0 | 0 | 0 | 5 | 5 | 1 | 1 | [19 empty] | 1 | 1 | 0
PG&E FRESNO | Malaga | 115 | OOS_Wind |  |  | 0 | 0 | 0 | 0 | 0 | 0 | 0 | 0 | 0 | 5 | 2 | 5 | 2 | [19 empty] | 1 | 1 | 0
PG&E NGBA | Malin | 500 | OOS_Wind |  |  | 0 | 0 | 0 | 0 | 0 | 0 | 0 | 0 | 0 | 5 | 2 | 1 | 1 | [19 empty] | 1 | 1 | 0
SCE Northern | Mandalay | 230 | OOS_Wind |  |  | 0 | 0 | 0 | 0 | 0 | 0 | 0 | 0 | 0 | 5 | 2 | 4 | 2 | [19 empty] | 1 | 1 | 0
PG&E FRESNO | Manning | 230 | OOS_Wind |  |  | 0 | 0 | 0 | 0 | 0 | 0 | 0 | 0 | 0 | 5 | 2 | 5 | 2 | [19 empty] | 1 | 1 | 0
PG&E FRESNO | Manning | 500 | OOS_Wind |  |  | 0 | 0 | 0 | 0 | 0 | 0 | 0 | 0 | 0 | 1 | 1 | 1 | 1 | [19 empty] | 1+ | 1 | 1
PG&E GBA | Manteca | 115 | OOS_Wind |  |  | 0 | 0 | 0 | 0 | 0 | 0 | 0 | 0 | 0 | 5 | 5 | 5 | 2 | [19 empty] | 1 | 1 | 0
SDGE | Margarita | 138 | OOS_Wind |  |  | 0 | 0 | 0 | 0 | 0 | 0 | 0 | 0 | 0 | 1 | 1 | 1 | 1 | [19 empty] | 1+ | 1 | 1
PG&E GBA | Martin | 230 | OOS_Wind |  |  | 0 | 0 | 0 | 0 | 0 | 0 | 0 | 0 | 0 | 5 | 2 | 1 | 1 | [19 empty] | 1 | 1 | 0
PG&E GBA | Martin | 115 | OOS_Wind |  |  | 0 | 0 | 0 | 0 | 0 | 0 | 0 | 0 | 0 | 1 | 1 | 1 | 1 | [19 empty] | 1 | 1 | 0
PG&E GBA | Martinez | 115 | OOS_Wind |  |  | 0 | 0 | 0 | 0 | 0 | 0 | 0 | 0 | 0 | 5 | 2 | 1 | 1 | [19 empty] | 1 | 1 | 0
PG&E FRESNO | Mc Mullin | 230 | OOS_Wind |  |  | 0 | 0 | 0 | 0 | 0 | 0 | 0 | 0 | 0 | 5 | 2 | 5 | 2 | [19 empty] | 1 | 1 | 0
PG&E FRESNO | McCall | 115 | OOS_Wind |  |  | 0 | 0 | 0 | 0 | 0 | 0 | 0 | 0 | 0 | 5 | 2 | 5 | 2 | [19 empty] | 1 | 1 | 0
PG&E FRESNO | McCall | 230 | OOS_Wind |  |  | 0 | 0 | 0 | 0 | 0 | 0 | 0 | 0 | 0 | 5 | 2 | 5 | 2 | [19 empty] | 1 | 1 | 0
PG&E GBA | Meadow Lane | 115 | OOS_Wind |  |  | 0 | 0 | 0 | 0 | 0 | 0 | 0 | 0 | 0 | 5 | 2 | 1 | 1 | [19 empty] | 1 | 1 | 0
PG&E GBA | Melones | 115 | OOS_Wind |  |  | 0 | 0 | 0 | 0 | 0 | 0 | 0 | 0 | 0 | 5 | 5 | 1 | 1 | [19 empty] | 1 | 1 | 0
PG&E GBA | Melones | 230 | OOS_Wind |  |  | 0 | 0 | 0 | 0 | 0 | 0 | 0 | 0 | 0 | 5 | 5 | 1 | 1 | [19 empty] | 1 | 1 | 0
PG&E NGBA | Mendocino | 115 | OOS_Wind |  |  | 0 | 0 | 0 | 0 | 0 | 0 | 0 | 0 | 0 | 5 | 2 | 1 | 1 | [19 empty] | 1 | 1 | 0
PG&E FRESNO | Mendota | 115 | OOS_Wind |  |  | 0 | 0 | 0 | 0 | 0 | 0 | 0 | 0 | 0 | 5 | 2 | 5 | 2 | [19 empty] | 1 | 1 | 0
PG&E FRESNO | Merced | 115 | OOS_Wind |  |  | 0 | 0 | 0 | 0 | 0 | 0 | 0 | 0 | 0 | 5 | 2 | 5 | 2 | [19 empty] | 1 | 1 | 0
EOP | Mercury | 138 | OOS_Wind |  |  | 0 | 0 | 0 | 0 | 0 | 0 | 0 | 0 | 0 | 5 | 3 | 4 | 2 | [19 empty] | 1 | 1 | 0
PG&E KERN | Mesa (PGE) | 115 | OOS_Wind |  |  | 0 | 0 | 0 | 0 | 0 | 0 | 0 | 0 | 0 | 5 | 2 | 5 | 2 | [19 empty] | 1 | 1 | 0
PG&E KERN | Mesa (PGE) | 230 | OOS_Wind |  |  | 0 | 0 | 0 | 0 | 0 | 0 | 0 | 0 | 0 | 5 | 2 | 5 | 2 | [19 empty] | 1 | 1 | 0
SCE Metro | Mesa (SCE) | 230 | OOS_Wind |  |  | 0 | 0 | 0 | 0 | 0 | 0 | 0 | 0 | 0 | 1 | 1 | 1 | 1 | [19 empty] | 1 | 1 | 0
SCE Metro | Mesa (SCE) | 500 | OOS_Wind |  |  | 0 | 0 | 0 | 0 | 0 | 0 | 0 | 0 | 0 | 1 | 1 | 1 | 1 | [19 empty] | 1 | 1 | 0
PG&E GBA | Metcalf | 115 | OOS_Wind |  |  | 0 | 0 | 0 | 0 | 0 | 0 | 0 | 0 | 0 | 1 | 1 | 1 | 1 | [19 empty] | 1 | 1 | 0
PG&E GBA | Metcalf | 230 | OOS_Wind |  |  | 0 | 0 | 0 | 0 | 0 | 0 | 0 | 0 | 0 | 1 | 1 | 1 | 1 | [19 empty] | 1+ | 1 | 1
PG&E GBA | Metcalf | 500 | OOS_Wind |  |  | 0 | 0 | 0 | 0 | 0 | 0 | 0 | 0 | 0 | 1 | 1 | 1 | 1 | [19 empty] | 1 | 1 | 0
PG&E KERN | Midway | 115 | OOS_Wind |  |  | 0 | 0 | 0 | 0 | 0 | 0 | 0 | 0 | 0 | 5 | 2 | 5 | 2 | [19 empty] | 1 | 1 | 0
PG&E KERN | Midway | 230 | OOS_Wind |  |  | 0 | 0 | 0 | 0 | 0 | 0 | 0 | 0 | 0 | 5 | 2 | 5 | 2 | [19 empty] | 1 | 1 | 0
PG&E KERN | Midway | 500 | OOS_Wind |  |  | 0 | 0 | 0 | 0 | 0 | 0 | 0 | 0 | 0 | 5 | 2 | 4 | 2 | [19 empty] | 1 | 1 | 0
SDGE | Miguel | 230 | OOS_Wind |  |  | 0 | 0 | 0 | 0 | 0 | 0 | 0 | 0 | 0 | 4 | 4 | 1 | 1 | [19 empty] | 1 | 1 | 0
SDGE | Miguel | 500 | OOS_Wind |  |  | 0 | 0 | 0 | 0 | 0 | 0 | 0 | 0 | 0 | 4 | 4 | 1 | 1 | [19 empty] | 1 | 1 | 0
PG&E GBA | Millbrae | 115 | OOS_Wind |  |  | 0 | 0 | 0 | 0 | 0 | 0 | 0 | 0 | 0 | 1 | 1 | 1 | 1 | [19 empty] | 1 | 1 | 0
PG&E GBA | Miller | 115 | OOS_Wind |  |  | 0 | 0 | 0 | 0 | 0 | 0 | 0 | 0 | 0 | 5 | 5 | 1 | 1 | [19 empty] | 1 | 1 | 0
SCE Metro | Mira Loma | 230 | OOS_Wind |  |  | 0 | 0 | 0 | 0 | 0 | 0 | 0 | 0 | 0 | 1 | 1 | 1 | 1 | [19 empty] | 1+ | 1 | 1
SCE Metro | Mira Loma | 500 | OOS_Wind |  |  | 0 | 0 | 0 | 0 | 0 | 0 | 0 | 0 | 0 | 1 | 1 | 1 | 1 | [19 empty] | 1 | 1 | 0
SCE Eastern | Mirage | 115 | OOS_Wind |  |  | 0 | 0 | 0 | 0 | 0 | 0 | 0 | 0 | 0 | 5 | 5 | 4 | 4 | [19 empty] | 1 | 1 | 0
SCE Eastern | Mirage | 230 | OOS_Wind |  |  | 0 | 0 | 0 | 0 | 0 | 0 | 0 | 0 | 0 | 5 | 5 | 4 | 4 | [19 empty] | 1 | 1 | 0
SDGE | Mission | 138 | OOS_Wind |  |  | 0 | 0 | 0 | 0 | 0 | 0 | 0 | 0 | 0 | 4 | 4 | 1 | 1 | [19 empty] | 1 | 1 | 0
SDGE | Mission | 230 | OOS_Wind |  |  | 0 | 0 | 0 | 0 | 0 | 0 | 0 | 0 | 0 | 4 | 4 | 1 | 1 | [19 empty] | 1 | 1 | 0
PG&E GBA | Mi-Wuk | 115 | OOS_Wind |  |  | 0 | 0 | 0 | 0 | 0 | 0 | 0 | 0 | 0 | 5 | 5 | 1 | 1 | [19 empty] | 1 | 1 | 0
EOP | Mohave | 500 | OOS_Wind |  |  | 0 | 0 | 0 | 0 | 0 | 0 | 0 | 0 | 0 | 5 | 2 | 4 | 2 | [19 empty] | 1+ | 1 | 1
PG&E NGBA | Monroe | 115 | OOS_Wind |  |  | 0 | 0 | 0 | 0 | 0 | 0 | 0 | 0 | 0 | 5 | 2 | 1 | 1 | [19 empty] | 1 | 1 | 0
PG&E GBA | Monta Vista | 115 | OOS_Wind |  |  | 0 | 0 | 0 | 0 | 0 | 0 | 0 | 0 | 0 | 1 | 1 | 1 | 1 | [19 empty] | 1 | 1 | 0
PG&E GBA | Monta Vista | 230 | OOS_Wind |  |  | 0 | 0 | 0 | 0 | 0 | 0 | 0 | 0 | 0 | 1 | 1 | 1 | 1 | [19 empty] | 1 | 1 | 0
PG&E NGBA | Monticello | 115 | OOS_Wind |  |  | 0 | 0 | 0 | 0 | 0 | 0 | 0 | 0 | 0 | 5 | 2 | 1 | 1 | [19 empty] | 1 | 1 | 0
SCE Northern | Moorpark | 230 | OOS_Wind |  |  | 0 | 0 | 0 | 0 | 0 | 0 | 0 | 0 | 0 | 5 | 2 | 4 | 2 | [19 empty] | 1 | 1 | 0
PG&E GBA | Moraga | 115 | OOS_Wind |  |  | 0 | 0 | 0 | 0 | 0 | 0 | 0 | 0 | 0 | 5 | 2 | 1 | 1 | [19 empty] | 1 | 1 | 0
PG&E GBA | Moraga | 230 | OOS_Wind |  |  | 0 | 0 | 0 | 0 | 0 | 0 | 0 | 0 | 0 | 5 | 2 | 1 | 1 | [19 empty] | 1 | 1 | 0
PG&E GBA | Morgan Hill | 115 | OOS_Wind |  |  | 0 | 0 | 0 | 0 | 0 | 0 | 0 | 0 | 0 | 1 | 1 | 3 | 3 | [19 empty] | 1 | 1 | 0
PG&E KERN | Morro Bay | 115 | OOS_Wind |  |  | 0 | 0 | 0 | 0 | 0 | 0 | 0 | 0 | 0 | 5 | 2 | 5 | 2 | [19 empty] | 1 | 1 | 0
PG&E KERN | Morro Bay | 230 | OOS_Wind |  |  | 0 | 0 | 0 | 0 | 0 | 0 | 0 | 0 | 0 | 5 | 2 | 5 | 2 | [19 empty] | 1 | 1 | 0
PG&E KERN | Morro Bay | 500 | OOS_Wind |  |  | 0 | 0 | 0 | 0 | 0 | 0 | 0 | 0 | 0 | 5 | 2 | 4 | 2 | [19 empty] | 1 | 1 | 0
PG&E GBA | Moss Landing | 115 | OOS_Wind |  |  | 0 | 0 | 0 | 0 | 0 | 0 | 0 | 0 | 0 | 1 | 1 | 3 | 3 | [19 empty] | 1 | 1 | 0
PG&E GBA | Moss Landing | 230 | OOS_Wind |  |  | 0 | 0 | 0 | 0 | 0 | 0 | 0 | 0 | 0 | 1 | 1 | 3 | 3 | [19 empty] | 1 | 1 | 0
PG&E GBA | Moss Landing | 500 | OOS_Wind |  |  | 0 | 0 | 0 | 0 | 0 | 0 | 0 | 0 | 0 | 5 | 2 | 1 | 1 | [19 empty] | 1 | 1 | 0
EOP | Mountain Pass | 115 | OOS_Wind |  |  | 0 | 0 | 0 | 0 | 0 | 0 | 0 | 0 | 0 | 5 | 3 | 4 | 2 | [19 empty] | 1 | 1 | 0
PG&E GBA | Mountain View | 115 | OOS_Wind |  |  | 0 | 0 | 0 | 0 | 0 | 0 | 0 | 0 | 0 | 1 | 1 | 1 | 1 | [19 empty] | 1 | 1 | 0
PG&E GBA | Mt Eden | 115 | OOS_Wind |  |  | 0 | 0 | 0 | 0 | 0 | 0 | 0 | 0 | 0 | 5 | 2 | 1 | 1 | [19 empty] | 1 | 1 | 0
PG&E KERN | Mt Poso | 115 | OOS_Wind |  |  | 0 | 0 | 0 | 0 | 0 | 0 | 0 | 0 | 0 | 5 | 2 | 5 | 2 | [19 empty] | 1 | 1 | 0
PG&E FRESNO | Mustang | 230 | OOS_Wind |  |  | 0 | 0 | 0 | 0 | 0 | 0 | 0 | 0 | 0 | 5 | 2 | 5 | 2 | [19 empty] | 1 | 1 | 0
PG&E KERN | New Sub - Gates - Midway (Proposed) | 230 | OOS_Wind |  |  | 0 | 0 | 0 | 0 | 0 | 0 | 0 | 0 | 0 | 5 | 2 | 5 | 2 | [19 empty] | 1 | 1 | 0
PG&E KERN | New Sub - Gates - Templeton (Proposed) | 230 | OOS_Wind |  |  | 0 | 0 | 0 | 0 | 0 | 0 | 0 | 0 | 0 | 5 | 2 | 5 | 2 | [19 empty] | 1 | 1 | 0
SCE NOL | New Sub - Kramer - Lugo (Proposed) | 230 | OOS_Wind |  |  | 0 | 0 | 0 | 0 | 0 | 0 | 0 | 0 | 0 | 4 | 4 | 1 | 1 | [19 empty] | 1 | 1 | 0
PG&E FRESNO | New Sub - Los Banos - Midway (Proposed) | 500 | OOS_Wind |  |  | 0 | 0 | 0 | 0 | 0 | 0 | 0 | 0 | 0 | 5 | 2 | 4 | 2 | [19 empty] | 1 | 1 | 0
SCE NOL | New Sub - Lugo - Pisgah (Proposed) | 230 | OOS_Wind |  |  | 0 | 0 | 0 | 0 | 0 | 0 | 0 | 0 | 0 | 5 | 5 | 1 | 1 | [19 empty] | 1 | 1 | 0
PG&E KERN | New Sub - Midway - Wheeler Ridge (Proposed) | 230 | OOS_Wind |  |  | 0 | 0 | 0 | 0 | 0 | 0 | 0 | 0 | 0 | 5 | 2 | 5 | 2 | [19 empty] | 1 | 1 | 0
PG&E NGBA | New Sub - Near existing Leavitt (PSREC) | 345 | OOS_Wind |  |  | 0 | 0 | 0 | 0 | 0 | 0 | 0 | 0 | 0 | 5 | 2 | 1 | 1 | [19 empty] | 1 | 1 | 0
PG&E NGBA | New Sub - Near existing Madeline (NVE) | 345 | OOS_Wind |  |  | 0 | 0 | 0 | 0 | 0 | 0 | 0 | 0 | 0 | 5 | 2 | 1 | 1 | [19 empty] | 1 | 1 | 0
SDGE | New Sub - North Gila - IV (Proposed) | 500 | OOS_Wind |  |  | 0 | 0 | 0 | 0 | 0 | 0 | 0 | 0 | 0 | 4 | 4 | 1 | 1 | [19 empty] | 1 | 1 | 0
PG&E NGBA | New Sub - Pit 1 - Cottonwood (Proposed) | 230 | OOS_Wind |  |  | 0 | 0 | 0 | 0 | 0 | 0 | 0 | 0 | 0 | 5 | 2 | 1 | 1 | [19 empty] | 1 | 1 | 0
PG&E GBA | New Sub - Rancho Seco - Bellota (Proposed) | 230 | OOS_Wind |  |  | 0 | 0 | 0 | 0 | 0 | 0 | 0 | 0 | 0 | 5 | 2 | 1 | 1 | [19 empty] | 1 | 1 | 0
SDGE | New Sub - Suncrest - Ocotillo (Proposed) | 500 | OOS_Wind |  |  | 0 | 0 | 0 | 0 | 0 | 0 | 0 | 0 | 0 | 4 | 4 | 1 | 1 | [19 empty] | 1 | 1 | 0
PG&E FRESNO | New Sub - Westley - Quinto (Proposed) | 230 | OOS_Wind |  |  | 0 | 0 | 0 | 0 | 0 | 0 | 0 | 0 | 0 | 1 | 1 | 1 | 1 | [19 empty] | 1 | 1 | 0
PG&E GBA | Newark | 115 | OOS_Wind |  |  | 0 | 0 | 0 | 0 | 0 | 0 | 0 | 0 | 0 | 1 | 1 | 1 | 1 | [19 empty] | 1 | 1 | 0
PG&E GBA | Newark | 230 | OOS_Wind |  |  | 0 | 0 | 0 | 0 | 0 | 0 | 0 | 0 | 0 | 1 | 1 | 1 | 1 | [19 empty] | 1 | 1 | 0
PG&E FRESNO | Newhall | 115 | OOS_Wind |  |  | 0 | 0 | 0 | 0 | 0 | 0 | 0 | 0 | 0 | 5 | 2 | 5 | 2 | [19 empty] | 1 | 1 | 0
PG&E KERN | Norco | 115 | OOS_Wind |  |  | 0 | 0 | 0 | 0 | 0 | 0 | 0 | 0 | 0 | 5 | 2 | 5 | 2 | [19 empty] | 1 | 1 | 0
PG&E GBA | Nortech | 115 | OOS_Wind |  |  | 0 | 0 | 0 | 0 | 0 | 0 | 0 | 0 | 0 | 1 | 1 | 1 | 1 | [19 empty] | 1 | 1 | 0
SDGE | North City Metering | 138 | OOS_Wind |  |  | 0 | 0 | 0 | 0 | 0 | 0 | 0 | 0 | 0 | 4 | 4 | 1 | 1 | [19 empty] | 1 | 1 | 0
PG&E GBA | North Dublin | 230 | OOS_Wind |  |  | 0 | 0 | 0 | 0 | 0 | 0 | 0 | 0 | 0 | 5 | 2 | 1 | 1 | [19 empty] | 1 | 1 | 0
SDGE | North Gila | 500 | OOS_Wind |  |  | 0 | 0 | 0 | 0 | 0 | 0 | 0 | 0 | 0 | 4 | 4 | 1 | 1 | [19 empty] | 1 | 1 | 0
SCE Metro | North of SONGS | 230 | OOS_Wind |  |  | 0 | 0 | 0 | 0 | 0 | 0 | 0 | 0 | 0 | 1 | 1 | 1 | 1 | [19 empty] | 1 | 1 | 0
SCE Metro | North of SONGS | 500 | OOS_Wind |  |  | 0 | 0 | 0 | 0 | 0 | 0 | 0 | 0 | 0 | 1 | 1 | 1 | 1 | [19 empty] | 1 | 1 | 0
PG&E NGBA | Notre Dame | 115 | OOS_Wind |  |  | 0 | 0 | 0 | 0 | 0 | 0 | 0 | 0 | 0 | 5 | 2 | 1 | 1 | [19 empty] | 1 | 1 | 0
PG&E GBA | Oakland C | 115 | OOS_Wind |  |  | 0 | 0 | 0 | 0 | 0 | 0 | 0 | 0 | 0 | 5 | 2 | 1 | 1 | [19 empty] | 1 | 1 | 0
PG&E GBA | Oakland J | 115 | OOS_Wind |  |  | 0 | 0 | 0 | 0 | 0 | 0 | 0 | 0 | 0 | 5 | 2 | 1 | 1 | [19 empty] | 1 | 1 | 0
PG&E GBA | Oakland L | 115 | OOS_Wind |  |  | 0 | 0 | 0 | 0 | 0 | 0 | 0 | 0 | 0 | 5 | 2 | 1 | 1 | [19 empty] | 1 | 1 | 0
PG&E GBA | Oakland X | 115 | OOS_Wind |  |  | 0 | 0 | 0 | 0 | 0 | 0 | 0 | 0 | 0 | 5 | 2 | 1 | 1 | [19 empty] | 1 | 1 | 0
PG&E KERN | Oceano | 115 | OOS_Wind |  |  | 0 | 0 | 0 | 0 | 0 | 0 | 0 | 0 | 0 | 5 | 2 | 5 | 2 | [19 empty] | 1 | 1 | 0
SDGE | Ocotillo Express | 500 | OOS_Wind |  |  | 0 | 0 | 0 | 0 | 0 | 0 | 0 | 0 | 0 | 4 | 4 | 1 | 1 | [19 empty] | 1 | 1 | 0
SDGE | Old Town | 230 | OOS_Wind |  |  | 0 | 0 | 0 | 0 | 0 | 0 | 0 | 0 | 0 | 4 | 4 | 1 | 1 | [19 empty] | 1 | 1 | 0
SCE Metro | Olinda | 230 | OOS_Wind |  |  | 0 | 0 | 0 | 0 | 0 | 0 | 0 | 0 | 0 | 1 | 1 | 1 | 1 | [19 empty] | 1 | 1 | 0
PG&E FRESNO | Olive | 115 | OOS_Wind |  |  | 0 | 0 | 0 | 0 | 0 | 0 | 0 | 0 | 0 | 5 | 2 | 5 | 2 | [19 empty] | 1 | 1 | 0
PG&E NGBA | Olivehurst | 115 | OOS_Wind |  |  | 0 | 0 | 0 | 0 | 0 | 0 | 0 | 0 | 0 | 5 | 2 | 1 | 1 | [19 empty] | 1 | 1 | 0
SCE Northern | Ormond Beach | 230 | OOS_Wind |  |  | 0 | 0 | 0 | 0 | 0 | 0 | 0 | 0 | 0 | 5 | 2 | 4 | 2 | [19 empty] | 1 | 1 | 0
PG&E FRESNO | Oro Loma | 115 | OOS_Wind |  |  | 0 | 0 | 0 | 0 | 0 | 0 | 0 | 0 | 0 | 5 | 2 | 5 | 2 | [19 empty] | 1+ | 1 | 1
SDGE | Otay Mesa | 230 | OOS_Wind |  |  | 0 | 0 | 0 | 0 | 0 | 0 | 0 | 0 | 0 | 4 | 4 | 1 | 1 | [19 empty] | 1 | 1 | 0
PG&E FRESNO | Padre Flats SW STA | 230 | OOS_Wind |  |  | 0 | 0 | 0 | 0 | 0 | 0 | 0 | 0 | 0 | 5 | 2 | 5 | 2 | [19 empty] | 1 | 1 | 0
EOP | Pahrump | 138 | OOS_Wind |  |  | 0 | 0 | 0 | 0 | 0 | 0 | 0 | 0 | 0 | 5 | 3 | 4 | 2 | [19 empty] | 1 | 1 | 0
EOP | Pahrump | 230 | OOS_Wind |  |  | 0 | 0 | 0 | 0 | 0 | 0 | 0 | 0 | 0 | 5 | 3 | 4 | 2 | [19 empty] | 1 | 1 | 0
PG&E NGBA | Palermo | 115 | OOS_Wind |  |  | 0 | 0 | 0 | 0 | 0 | 0 | 0 | 0 | 0 | 5 | 2 | 1 | 1 | [19 empty] | 1 | 1 | 0
PG&E NGBA | Palermo | 230 | OOS_Wind |  |  | 0 | 0 | 0 | 0 | 0 | 0 | 0 | 0 | 0 | 5 | 2 | 1 | 1 | [19 empty] | 1 | 1 | 0
SCE Eastern | Palo Verde | 500 | OOS_Wind | YES | New Mexico Wind | 2536 | 0 | 2536 | 285 | 0 | 285 | 2251 | 0 | 2251 | 5 | 4 | 4 | 2 | [19 empty] | 5- | 5 | 1
SDGE | Palomar Energy | 230 | OOS_Wind |  |  | 0 | 0 | 0 | 0 | 0 | 0 | 0 | 0 | 0 | 4 | 4 | 1 | 1 | [19 empty] | 1 | 1 | 0
PG&E FRESNO | Panoche | 115 | OOS_Wind |  |  | 0 | 0 | 0 | 0 | 0 | 0 | 0 | 0 | 0 | 5 | 2 | 5 | 2 | [19 empty] | 1 | 1 | 0
PG&E FRESNO | Panoche | 230 | OOS_Wind |  |  | 0 | 0 | 0 | 0 | 0 | 0 | 0 | 0 | 0 | 5 | 2 | 5 | 2 | [19 empty] | 1 | 1 | 0
SCE Northern | Pardee | 230 | OOS_Wind |  |  | 0 | 0 | 0 | 0 | 0 | 0 | 0 | 0 | 0 | 5 | 2 | 4 | 2 | [19 empty] | 1 | 1 | 0
PG&E NGBA | Parkway | 230 | OOS_Wind |  |  | 0 | 0 | 0 | 0 | 0 | 0 | 0 | 0 | 0 | 5 | 2 | 1 | 1 | [19 empty] | 1 | 1 | 0
SCE Northern | Pastoria | 230 | OOS_Wind |  |  | 0 | 0 | 0 | 0 | 0 | 0 | 0 | 0 | 0 | 5 | 2 | 4 | 2 | [19 empty] | 1 | 1 | 0
SCE Metro | Pauda | 230 | OOS_Wind |  |  | 0 | 0 | 0 | 0 | 0 | 0 | 0 | 0 | 0 | 1 | 1 | 1 | 1 | [19 empty] | 1 | 1 | 0
PG&E GBA | Paul Sweet | 115 | OOS_Wind |  |  | 0 | 0 | 0 | 0 | 0 | 0 | 0 | 0 | 0 | 1 | 1 | 3 | 3 | [19 empty] | 1 | 1 | 0
PG&E NGBA | Peabody | 230 | OOS_Wind |  |  | 0 | 0 | 0 | 0 | 0 | 0 | 0 | 0 | 0 | 5 | 2 | 1 | 1 | [19 empty] | 1 | 1 | 0
PG&E NGBA | Pease | 115 | OOS_Wind |  |  | 0 | 0 | 0 | 0 | 0 | 0 | 0 | 0 | 0 | 5 | 2 | 1 | 1 | [19 empty] | 1 | 1 | 0
SDGE | Penasquitos | 138 | OOS_Wind |  |  | 0 | 0 | 0 | 0 | 0 | 0 | 0 | 0 | 0 | 4 | 4 | 1 | 1 | [19 empty] | 1 | 1 | 0
SDGE | Penasquitos | 230 | OOS_Wind |  |  | 0 | 0 | 0 | 0 | 0 | 0 | 0 | 0 | 0 | 4 | 4 | 1 | 1 | [19 empty] | 1 | 1 | 0
PG&E NGBA | Penngrove | 115 | OOS_Wind |  |  | 0 | 0 | 0 | 0 | 0 | 0 | 0 | 0 | 0 | 5 | 2 | 1 | 1 | [19 empty] | 1 | 1 | 0
PG&E GBA | Peoria | 115 | OOS_Wind |  |  | 0 | 0 | 0 | 0 | 0 | 0 | 0 | 0 | 0 | 5 | 5 | 1 | 1 | [19 empty] | 1 | 1 | 0
PG&E GBA | Piercy | 115 | OOS_Wind |  |  | 0 | 0 | 0 | 0 | 0 | 0 | 0 | 0 | 0 | 1 | 1 | 1 | 1 | [19 empty] | 1+ | 1 | 1
PG&E FRESNO | Pine Flat | 230 | OOS_Wind |  |  | 0 | 0 | 0 | 0 | 0 | 0 | 0 | 0 | 0 | 5 | 2 | 5 | 2 | [19 empty] | 1 | 1 | 0
SCE NOL | Pisgah | 230 | OOS_Wind |  |  | 0 | 0 | 0 | 0 | 0 | 0 | 0 | 0 | 0 | 5 | 5 | 1 | 1 | [19 empty] | 1 | 1 | 0
PG&E NGBA | Pit 1 | 230 | OOS_Wind |  |  | 0 | 0 | 0 | 0 | 0 | 0 | 0 | 0 | 0 | 5 | 2 | 1 | 1 | [19 empty] | 1 | 1 | 0
PG&E NGBA | Pit 3 | 230 | OOS_Wind |  |  | 0 | 0 | 0 | 0 | 0 | 0 | 0 | 0 | 0 | 5 | 2 | 1 | 1 | [19 empty] | 1 | 1 | 0
PG&E NGBA | Pit 4 | 230 | OOS_Wind |  |  | 0 | 0 | 0 | 0 | 0 | 0 | 0 | 0 | 0 | 5 | 2 | 1 | 1 | [19 empty] | 1 | 1 | 0
PG&E GBA | Pittsburg | 115 | OOS_Wind |  |  | 0 | 0 | 0 | 0 | 0 | 0 | 0 | 0 | 0 | 5 | 2 | 1 | 1 | [19 empty] | 1 | 1 | 0
PG&E GBA | Pittsburg | 230 | OOS_Wind |  |  | 0 | 0 | 0 | 0 | 0 | 0 | 0 | 0 | 0 | 5 | 2 | 1 | 1 | [19 empty] | 1 | 1 | 0
PG&E NGBA | Pleasant Grove | 115 | OOS_Wind |  |  | 0 | 0 | 0 | 0 | 0 | 0 | 0 | 0 | 0 | 5 | 2 | 1 | 1 | [19 empty] | 1 | 1 | 0
PG&E NGBA | POE | 230 | OOS_Wind |  |  | 0 | 0 | 0 | 0 | 0 | 0 | 0 | 0 | 0 | 5 | 5 | 3 | 3 | [19 empty] | 1 | 1 | 0
PG&E KERN | Poso Mountain | 115 | OOS_Wind |  |  | 0 | 0 | 0 | 0 | 0 | 0 | 0 | 0 | 0 | 5 | 2 | 5 | 2 | [19 empty] | 1 | 1 | 0
EOP | Primm | 230 | OOS_Wind |  |  | 0 | 0 | 0 | 0 | 0 | 0 | 0 | 0 | 0 | 5 | 3 | 4 | 2 | [19 empty] | 1 | 1 | 0
PG&E NGBA | Putah Creek | 115 | OOS_Wind |  |  | 0 | 0 | 0 | 0 | 0 | 0 | 0 | 0 | 0 | 5 | 2 | 1 | 1 | [19 empty] | 1 | 1 | 0
SDGE | Q1806 | 138 | OOS_Wind |  |  | 0 | 0 | 0 | 0 | 0 | 0 | 0 | 0 | 0 | 1 | 1 | 1 | 1 | [19 empty] | 1 | 1 | 0
PG&E FRESNO | Quinto | 230 | OOS_Wind |  |  | 0 | 0 | 0 | 0 | 0 | 0 | 0 | 0 | 0 | 5 | 2 | 5 | 2 | [19 empty] | 1 | 1 | 0
PG&E GBA | Race Track | 115 | OOS_Wind |  |  | 0 | 0 | 0 | 0 | 0 | 0 | 0 | 0 | 0 | 5 | 5 | 1 | 1 | [19 empty] | 1 | 1 | 0
SDGE | Rancho Mission Viejo | 138 | OOS_Wind |  |  | 0 | 0 | 0 | 0 | 0 | 0 | 0 | 0 | 0 | 1 | 1 | 1 | 1 | [19 empty] | 1 | 1 | 0
PG&E GBA | Rancho Seco | 230 | OOS_Wind |  |  | 0 | 0 | 0 | 0 | 0 | 0 | 0 | 0 | 0 | 5 | 2 | 1 | 1 | [19 empty] | 1 | 1 | 0
SCE Metro | Rancho Vista | 230 | OOS_Wind |  |  | 0 | 0 | 0 | 0 | 0 | 0 | 0 | 0 | 0 | 1 | 1 | 1 | 1 | [19 empty] | 1+ | 1 | 1
SCE Metro | Rancho Vista | 500 | OOS_Wind |  |  | 0 | 0 | 0 | 0 | 0 | 0 | 0 | 0 | 0 | 1 | 1 | 1 | 1 | [19 empty] | 1 | 1 | 0
SCE NOL | Ransburg | 115 | OOS_Wind |  |  | 0 | 0 | 0 | 0 | 0 | 0 | 0 | 0 | 0 | 4 | 4 | 1 | 1 | [19 empty] | 1 | 1 | 0
PG&E GBA | Ravenswood | 115 | OOS_Wind |  |  | 0 | 0 | 0 | 0 | 0 | 0 | 0 | 0 | 0 | 5 | 2 | 1 | 1 | [19 empty] | 1 | 1 | 0
PG&E GBA | Ravenswood | 230 | OOS_Wind |  |  | 0 | 0 | 0 | 0 | 0 | 0 | 0 | 0 | 0 | 5 | 2 | 1 | 1 | [19 empty] | 1 | 1 | 0
SCE Northern | Rector | 230 | OOS_Wind |  |  | 0 | 0 | 0 | 0 | 0 | 0 | 0 | 0 | 0 | 5 | 5 | 1 | 1 | [19 empty] | 1 | 1 | 0
SCE Eastern | Red Bluff | 230 | OOS_Wind |  |  | 0 | 0 | 0 | 0 | 0 | 0 | 0 | 0 | 0 | 5 | 5 | 3 | 2 | [19 empty] | 1 | 1 | 0
SCE Eastern | Red Bluff | 500 | OOS_Wind |  |  | 0 | 0 | 0 | 0 | 0 | 0 | 0 | 0 | 0 | 5 | 5 | 3 | 2 | [19 empty] | 1 | 1 | 0
PG&E NGBA | Redbud | 115 | OOS_Wind |  |  | 0 | 0 | 0 | 0 | 0 | 0 | 0 | 0 | 0 | 5 | 2 | 1 | 1 | [19 empty] | 1 | 1 | 0
SCE Metro | Redondo | 230 | OOS_Wind |  |  | 0 | 0 | 0 | 0 | 0 | 0 | 0 | 0 | 0 | 1 | 1 | 1 | 1 | [19 empty] | 1 | 1 | 0
PG&E FRESNO | Reedley | 115 | OOS_Wind |  |  | 0 | 0 | 0 | 0 | 0 | 0 | 0 | 0 | 0 | 5 | 2 | 5 | 2 | [19 empty] | 1 | 1 | 0
PG&E KERN | Renfro | 115 | OOS_Wind |  |  | 0 | 0 | 0 | 0 | 0 | 0 | 0 | 0 | 0 | 5 | 2 | 5 | 2 | [19 empty] | 1 | 1 | 0
PG&E GBA | Richmond R | 115 | OOS_Wind |  |  | 0 | 0 | 0 | 0 | 0 | 0 | 0 | 0 | 0 | 5 | 2 | 1 | 1 | [19 empty] | 1 | 1 | 0
PG&E NGBA | Rincon | 115 | OOS_Wind |  |  | 0 | 0 | 0 | 0 | 0 | 0 | 0 | 0 | 0 | 5 | 2 | 1 | 1 | [19 empty] | 1 | 1 | 0
PG&E KERN | Rio Bravo | 115 | OOS_Wind |  |  | 0 | 0 | 0 | 0 | 0 | 0 | 0 | 0 | 0 | 5 | 2 | 5 | 2 | [19 empty] | 1 | 1 | 0
SCE Metro | Rio Hondo | 230 | OOS_Wind |  |  | 0 | 0 | 0 | 0 | 0 | 0 | 0 | 0 | 0 | 1 | 1 | 1 | 1 | [19 empty] | 1 | 1 | 0
PG&E NGBA | Rio Oso | 115 | OOS_Wind |  |  | 0 | 0 | 0 | 0 | 0 | 0 | 0 | 0 | 0 | 5 | 5 | 3 | 3 | [19 empty] | 1 | 1 | 0
PG&E NGBA | Rio Oso | 230 | OOS_Wind |  |  | 0 | 0 | 0 | 0 | 0 | 0 | 0 | 0 | 0 | 5 | 5 | 3 | 3 | [19 empty] | 1 | 1 | 0
PG&E GBA | Ripon | 115 | OOS_Wind |  |  | 0 | 0 | 0 | 0 | 0 | 0 | 0 | 0 | 0 | 5 | 5 | 1 | 1 | [19 empty] | 1 | 1 | 0
PG&E GBA | Riverbank | 115 | OOS_Wind |  |  | 0 | 0 | 0 | 0 | 0 | 0 | 0 | 0 | 0 | 5 | 5 | 1 | 1 | [19 empty] | 1 | 1 | 0
SCE NOL | Roadway | 115 | OOS_Wind |  |  | 0 | 0 | 0 | 0 | 0 | 0 | 0 | 0 | 0 | 3 | 3 | 1 | 1 | [19 empty] | 1 | 1 | 0
PG&E NGBA | Rock Creek 1 | 230 | OOS_Wind |  |  | 0 | 0 | 0 | 0 | 0 | 0 | 0 | 0 | 0 | 5 | 2 | 1 | 1 | [19 empty] | 1 | 1 | 0
PG&E GBA | Rossmoor | 230 | OOS_Wind |  |  | 0 | 0 | 0 | 0 | 0 | 0 | 0 | 0 | 0 | 5 | 2 | 1 | 1 | [19 empty] | 1 | 1 | 0
PG&E NGBA | Round Mountain | 230 | OOS_Wind |  |  | 0 | 0 | 0 | 0 | 0 | 0 | 0 | 0 | 0 | 5 | 2 | 1 | 1 | [19 empty] | 1 | 1 | 0
PG&E NGBA | Round Mountain | 500 | OOS_Wind |  |  | 0 | 0 | 0 | 0 | 0 | 0 | 0 | 0 | 0 | 5 | 2 | 1 | 1 | [19 empty] | 1 | 1 | 0
PG&E GBA | Salado | 115 | OOS_Wind |  |  | 0 | 0 | 0 | 0 | 0 | 0 | 0 | 0 | 0 | 5 | 5 | 1 | 1 | [19 empty] | 1+ | 1 | 1
PG&E GBA | Salinas | 115 | OOS_Wind |  |  | 0 | 0 | 0 | 0 | 0 | 0 | 0 | 0 | 0 | 1 | 1 | 3 | 3 | [19 empty] | 1 | 1 | 0
SCE Eastern | San Bernardino | 230 | OOS_Wind |  |  | 0 | 0 | 0 | 0 | 0 | 0 | 0 | 0 | 0 | 5 | 5 | 1 | 1 | [19 empty] | 1 | 1 | 0
PG&E GBA | SAN FRAN A (POTRERO PP) | 115 | OOS_Wind |  |  | 0 | 0 | 0 | 0 | 0 | 0 | 0 | 0 | 0 | 5 | 2 | 1 | 1 | [19 empty] | 1 | 1 | 0
PG&E GBA | SAN FRAN A (POTRERO PP) | 230 | OOS_Wind |  |  | 0 | 0 | 0 | 0 | 0 | 0 | 0 | 0 | 0 | 5 | 2 | 1 | 1 | [19 empty] | 1 | 1 | 0
PG&E GBA | San Jose A | 115 | OOS_Wind |  |  | 0 | 0 | 0 | 0 | 0 | 0 | 0 | 0 | 0 | 1 | 1 | 1 | 1 | [19 empty] | 1 | 1 | 0
PG&E GBA | San Jose B | 115 | OOS_Wind |  |  | 0 | 0 | 0 | 0 | 0 | 0 | 0 | 0 | 0 | 1 | 1 | 1 | 1 | [19 empty] | 1 | 1 | 0
PG&E GBA | San Leandro U | 115 | OOS_Wind |  |  | 0 | 0 | 0 | 0 | 0 | 0 | 0 | 0 | 0 | 5 | 2 | 1 | 1 | [19 empty] | 1 | 1 | 0
PG&E KERN | San Luis Obispo | 115 | OOS_Wind |  |  | 0 | 0 | 0 | 0 | 0 | 0 | 0 | 0 | 0 | 5 | 2 | 5 | 2 | [19 empty] | 1 | 1 | 0
SDGE | San Luis Rey | 230 | OOS_Wind |  |  | 0 | 0 | 0 | 0 | 0 | 0 | 0 | 0 | 0 | 4 | 4 | 1 | 1 | [19 empty] | 1 | 1 | 0
SCE Metro | San Onofre | 230 | OOS_Wind |  |  | 0 | 0 | 0 | 0 | 0 | 0 | 0 | 0 | 0 | 1 | 1 | 1 | 1 | [19 empty] | 1 | 1 | 0
PG&E GBA | San Pablo | 115 | OOS_Wind |  |  | 0 | 0 | 0 | 0 | 0 | 0 | 0 | 0 | 0 | 5 | 2 | 1 | 1 | [19 empty] | 1 | 1 | 0
PG&E GBA | San Ramon | 230 | OOS_Wind |  |  | 0 | 0 | 0 | 0 | 0 | 0 | 0 | 0 | 0 | 5 | 2 | 1 | 1 | [19 empty] | 1 | 1 | 0
SCE NOL | Sandlot | 230 | OOS_Wind |  |  | 0 | 0 | 0 | 0 | 0 | 0 | 0 | 0 | 0 | 4 | 4 | 1 | 1 | [19 empty] | 1 | 1 | 0
EOP | Sandy | 138 | OOS_Wind |  |  | 0 | 0 | 0 | 0 | 0 | 0 | 0 | 0 | 0 | 5 | 3 | 4 | 2 | [19 empty] | 1 | 1 | 0
PG&E FRESNO | Sanger | 115 | OOS_Wind |  |  | 0 | 0 | 0 | 0 | 0 | 0 | 0 | 0 | 0 | 5 | 2 | 5 | 2 | [19 empty] | 1 | 1 | 0
SCE Northern | Santa Clara | 230 | OOS_Wind |  |  | 0 | 0 | 0 | 0 | 0 | 0 | 0 | 0 | 0 | 5 | 2 | 4 | 2 | [19 empty] | 1 | 1 | 0
PG&E NGBA | Santa Rosa A | 115 | OOS_Wind |  |  | 0 | 0 | 0 | 0 | 0 | 0 | 0 | 0 | 0 | 5 | 2 | 1 | 1 | [19 empty] | 1 | 1 | 0
PG&E GBA | Santa Teresa | 115 | OOS_Wind |  |  | 0 | 0 | 0 | 0 | 0 | 0 | 0 | 0 | 0 | 1 | 1 | 1 | 1 | [19 empty] | 1 | 1 | 0
SDGE | Santee | 138 | OOS_Wind |  |  | 0 | 0 | 0 | 0 | 0 | 0 | 0 | 0 | 0 | 4 | 4 | 1 | 1 | [19 empty] | 1 | 1 | 0
SCE Metro | Santiago | 230 | OOS_Wind |  |  | 0 | 0 | 0 | 0 | 0 | 0 | 0 | 0 | 0 | 1 | 1 | 1 | 1 | [19 empty] | 1 | 1 | 0
PG&E GBA | Saratoga | 230 | OOS_Wind |  |  | 0 | 0 | 0 | 0 | 0 | 0 | 0 | 0 | 0 | 1 | 1 | 1 | 1 | [19 empty] | 1 | 1 | 0
SCE Northern | Saugus | 230 | OOS_Wind |  |  | 0 | 0 | 0 | 0 | 0 | 0 | 0 | 0 | 0 | 5 | 2 | 4 | 2 | [19 empty] | 1 | 1 | 0
PG&E FRESNO | Schindler | 115 | OOS_Wind |  |  | 0 | 0 | 0 | 0 | 0 | 0 | 0 | 0 | 0 | 5 | 2 | 5 | 2 | [19 empty] | 1 | 1 | 0
PG&E GBA | Schulte | 115 | OOS_Wind |  |  | 0 | 0 | 0 | 0 | 0 | 0 | 0 | 0 | 0 | 5 | 5 | 1 | 1 | [19 empty] | 1 | 1 | 0
PG&E KERN | Semitropic | 115 | OOS_Wind |  |  | 0 | 0 | 0 | 0 | 0 | 0 | 0 | 0 | 0 | 5 | 2 | 5 | 2 | [19 empty] | 1 | 1 | 0
SCE Metro | Serrano | 230 | OOS_Wind |  |  | 0 | 0 | 0 | 0 | 0 | 0 | 0 | 0 | 0 | 1 | 1 | 1 | 1 | [19 empty] | 1 | 1 | 0
SCE Metro | Serrano | 500 | OOS_Wind |  |  | 0 | 0 | 0 | 0 | 0 | 0 | 0 | 0 | 0 | 1 | 1 | 1 | 1 | [19 empty] | 1 | 1 | 0
SDGE | Shadowridge | 138 | OOS_Wind |  |  | 0 | 0 | 0 | 0 | 0 | 0 | 0 | 0 | 0 | 4 | 4 | 1 | 1 | [19 empty] | 1 | 1 | 0
PG&E KERN | Shafter | 115 | OOS_Wind |  |  | 0 | 0 | 0 | 0 | 0 | 0 | 0 | 0 | 0 | 5 | 2 | 5 | 2 | [19 empty] | 1 | 1 | 0
PG&E NGBA | Silverado | 115 | OOS_Wind |  |  | 0 | 0 | 0 | 0 | 0 | 0 | 0 | 0 | 0 | 5 | 2 | 1 | 1 | [19 empty] | 1 | 1 | 0
SDGE | Silvergate | 230 | OOS_Wind |  |  | 0 | 0 | 0 | 0 | 0 | 0 | 0 | 0 | 0 | 4 | 4 | 1 | 1 | [19 empty] | 1 | 1 | 0
PG&E KERN | Sisquoc | 115 | OOS_Wind |  |  | 0 | 0 | 0 | 0 | 0 | 0 | 0 | 0 | 0 | 5 | 2 | 5 | 2 | [19 empty] | 1 | 1 | 0
EOP | Sloan Canyon | 230 | OOS_Wind |  |  | 0 | 0 | 0 | 0 | 0 | 0 | 0 | 0 | 0 | 5 | 3 | 4 | 2 | [19 empty] | 1 | 1 | 0
EOP | Sloan Canyon | 500 | OOS_Wind |  |  | 0 | 0 | 0 | 0 | 0 | 0 | 0 | 0 | 0 | 5 | 3 | 4 | 2 | [19 empty] | 1 | 1 | 0
PG&E KERN | Smyrna | 115 | OOS_Wind |  |  | 0 | 0 | 0 | 0 | 0 | 0 | 0 | 0 | 0 | 5 | 2 | 5 | 2 | [19 empty] | 1 | 1 | 0
PG&E GBA | Sobrante | 115 | OOS_Wind |  |  | 0 | 0 | 0 | 0 | 0 | 0 | 0 | 0 | 0 | 5 | 2 | 1 | 1 | [19 empty] | 1 | 1 | 0
PG&E GBA | Sobrante | 230 | OOS_Wind |  |  | 0 | 0 | 0 | 0 | 0 | 0 | 0 | 0 | 0 | 5 | 2 | 1 | 1 | [19 empty] | 1 | 1 | 0
PG&E KERN | Solar | 230 | OOS_Wind |  |  | 0 | 0 | 0 | 0 | 0 | 0 | 0 | 0 | 0 | 5 | 2 | 5 | 2 | [19 empty] | 1 | 1 | 0
PG&E GBA | Soledad | 115 | OOS_Wind |  |  | 0 | 0 | 0 | 0 | 0 | 0 | 0 | 0 | 0 | 1 | 1 | 3 | 3 | [19 empty] | 1 | 1 | 0
SCE Northern | Springville | 230 | OOS_Wind |  |  | 0 | 0 | 0 | 0 | 0 | 0 | 0 | 0 | 0 | 5 | 5 | 1 | 1 | [19 empty] | 1 | 1 | 0
PG&E GBA | Stagg | 230 | OOS_Wind |  |  | 0 | 0 | 0 | 0 | 0 | 0 | 0 | 0 | 0 | 5 | 2 | 1 | 1 | [19 empty] | 1 | 1 | 0
PG&E GBA | Standard Oil | 115 | OOS_Wind |  |  | 0 | 0 | 0 | 0 | 0 | 0 | 0 | 0 | 0 | 5 | 2 | 1 | 1 | [19 empty] | 1 | 1 | 0
PG&E GBA | Stanislaus | 115 | OOS_Wind |  |  | 0 | 0 | 0 | 0 | 0 | 0 | 0 | 0 | 0 | 5 | 5 | 1 | 1 | [19 empty] | 1 | 1 | 0
PG&E KERN | Stockdale | 115 | OOS_Wind |  |  | 0 | 0 | 0 | 0 | 0 | 0 | 0 | 0 | 0 | 5 | 2 | 5 | 2 | [19 empty] | 1 | 1 | 0
PG&E KERN | Stockdale | 230 | OOS_Wind |  |  | 0 | 0 | 0 | 0 | 0 | 0 | 0 | 0 | 0 | 5 | 2 | 5 | 2 | [19 empty] | 1 | 1 | 0
PG&E GBA | Stockton A | 115 | OOS_Wind |  |  | 0 | 0 | 0 | 0 | 0 | 0 | 0 | 0 | 0 | 5 | 2 | 1 | 1 | [19 empty] | 1 | 1 | 0
PG&E GBA | Stone | 115 | OOS_Wind |  |  | 0 | 0 | 0 | 0 | 0 | 0 | 0 | 0 | 0 | 1 | 1 | 1 | 1 | [19 empty] | 1 | 1 | 0
PG&E FRESNO | Storey | 230 | OOS_Wind |  |  | 0 | 0 | 0 | 0 | 0 | 0 | 0 | 0 | 0 | 5 | 2 | 5 | 2 | [19 empty] | 1 | 1 | 0
PG&E NGBA | Summit | 115 | OOS_Wind |  |  | 0 | 0 | 0 | 0 | 0 | 0 | 0 | 0 | 0 | 5 | 5 | 3 | 3 | [19 empty] | 1 | 1 | 0
SDGE | Suncrest | 230 | OOS_Wind |  |  | 0 | 0 | 0 | 0 | 0 | 0 | 0 | 0 | 0 | 4 | 4 | 1 | 1 | [19 empty] | 1 | 1 | 0
SDGE | Suncrest | 500 | OOS_Wind |  |  | 0 | 0 | 0 | 0 | 0 | 0 | 0 | 0 | 0 | 4 | 4 | 1 | 1 | [19 empty] | 1 | 1 | 0
PG&E KERN | Sunrise | 230 | OOS_Wind |  |  | 0 | 0 | 0 | 0 | 0 | 0 | 0 | 0 | 0 | 5 | 2 | 5 | 2 | [19 empty] | 1 | 1 | 0
PG&E KERN | Sunset | 230 | OOS_Wind |  |  | 0 | 0 | 0 | 0 | 0 | 0 | 0 | 0 | 0 | 5 | 2 | 5 | 2 | [19 empty] | 1 | 1 | 0
PG&E GBA | Swift | 115 | OOS_Wind |  |  | 0 | 0 | 0 | 0 | 0 | 0 | 0 | 0 | 0 | 1 | 1 | 1 | 1 | [19 empty] | 1 | 1 | 0
SDGE | Sycamore Canyon | 138 | OOS_Wind |  |  | 0 | 0 | 0 | 0 | 0 | 0 | 0 | 0 | 0 | 4 | 4 | 1 | 1 | [19 empty] | 1 | 1 | 0
SDGE | Sycamore Canyon | 230 | OOS_Wind |  |  | 0 | 0 | 0 | 0 | 0 | 0 | 0 | 0 | 0 | 4 | 4 | 1 | 1 | [19 empty] | 1 | 1 | 0
SCE Northern | Sylmar | 230 | OOS_Wind |  |  | 0 | 0 | 0 | 0 | 0 | 0 | 0 | 0 | 0 | 5 | 2 | 4 | 2 | [19 empty] | 1 | 1 | 0
PG&E NGBA | Table Mountain | 115 | OOS_Wind |  |  | 0 | 0 | 0 | 0 | 0 | 0 | 0 | 0 | 0 | 5 | 2 | 1 | 1 | [19 empty] | 1 | 1 | 0
PG&E NGBA | Table Mountain | 230 | OOS_Wind |  |  | 0 | 0 | 0 | 0 | 0 | 0 | 0 | 0 | 0 | 5 | 2 | 1 | 1 | [19 empty] | 1 | 1 | 0
PG&E NGBA | Table Mountain | 500 | OOS_Wind |  |  | 0 | 0 | 0 | 0 | 0 | 0 | 0 | 0 | 0 | 5 | 2 | 1 | 1 | [19 empty] | 1 | 1 | 0
PG&E KERN | Taft | 115 | OOS_Wind |  |  | 0 | 0 | 0 | 0 | 0 | 0 | 0 | 0 | 0 | 5 | 2 | 5 | 2 | [19 empty] | 1 | 1 | 0
SDGE | Talega | 138 | OOS_Wind |  |  | 0 | 0 | 0 | 0 | 0 | 0 | 0 | 0 | 0 | 1 | 1 | 1 | 1 | [19 empty] | 1+ | 1 | 1
SDGE | Talega | 230 | OOS_Wind |  |  | 0 | 0 | 0 | 0 | 0 | 0 | 0 | 0 | 0 | 1 | 1 | 1 | 1 | [19 empty] | 1 | 1 | 0
PG&E GBA | Tassajara | 230 | OOS_Wind |  |  | 0 | 0 | 0 | 0 | 0 | 0 | 0 | 0 | 0 | 5 | 2 | 1 | 1 | [19 empty] | 1 | 1 | 0
SDGE | Telegraph Canyon | 138 | OOS_Wind |  |  | 0 | 0 | 0 | 0 | 0 | 0 | 0 | 0 | 0 | 4 | 4 | 1 | 1 | [19 empty] | 1 | 1 | 0
PG&E KERN | Temblor | 115 | OOS_Wind |  |  | 0 | 0 | 0 | 0 | 0 | 0 | 0 | 0 | 0 | 5 | 2 | 5 | 2 | [19 empty] | 1 | 1 | 0
PG&E KERN | Templeton | 230 | OOS_Wind |  |  | 0 | 0 | 0 | 0 | 0 | 0 | 0 | 0 | 0 | 5 | 2 | 5 | 2 | [19 empty] | 1 | 1 | 0
PG&E GBA | Tesla | 115 | OOS_Wind |  |  | 0 | 0 | 0 | 0 | 0 | 0 | 0 | 0 | 0 | 1 | 1 | 1 | 1 | [19 empty] | 1 | 1 | 0
PG&E GBA | Tesla | 230 | OOS_Wind |  |  | 0 | 0 | 0 | 0 | 0 | 0 | 0 | 0 | 0 | 5 | 2 | 1 | 1 | [19 empty] | 1 | 1 | 0
PG&E GBA | Tesla | 500 | OOS_Wind | YES | Wyoming Wind | 0 | 0 | 0 | 0 | 0 | 0 | 0 | 0 | 0 | 1 | 1 | 1 | 1 | 5 | [18 empty] | 1+ | 4 | 1
PG&E KERN | Tevis | 115 | OOS_Wind |  |  | 0 | 0 | 0 | 0 | 0 | 0 | 0 | 0 | 0 | 5 | 2 | 5 | 2 | [19 empty] | 1 | 1 | 0
EOP | Thousandaire | 138 | OOS_Wind |  |  | 0 | 0 | 0 | 0 | 0 | 0 | 0 | 0 | 0 | 5 | 3 | 4 | 2 | [19 empty] | 1 | 1 | 0
PG&E KERN | Topaz | 230 | OOS_Wind |  |  | 0 | 0 | 0 | 0 | 0 | 0 | 0 | 0 | 0 | 5 | 2 | 5 | 2 | [19 empty] | 1 | 1 | 0
SCE NOL | Tortilla | 115 | OOS_Wind |  |  | 0 | 0 | 0 | 0 | 0 | 0 | 0 | 0 | 0 | 4 | 4 | 1 | 1 | [19 empty] | 1 | 1 | 0
SDGE | Trabuco | 138 | OOS_Wind |  |  | 0 | 0 | 0 | 0 | 0 | 0 | 0 | 0 | 0 | 1 | 1 | 1 | 1 | [19 empty] | 1 | 1 | 0
PG&E GBA | Tracy | 115 | OOS_Wind |  |  | 0 | 0 | 0 | 0 | 0 | 0 | 0 | 0 | 0 | 5 | 2 | 1 | 1 | [19 empty] | 1 | 1 | 0
PG&E FRESNO | Tranquility | 230 | OOS_Wind |  |  | 0 | 0 | 0 | 0 | 0 | 0 | 0 | 0 | 0 | 5 | 2 | 5 | 2 | [19 empty] | 1 | 1 | 0
PG&E GBA | Trimble | 115 | OOS_Wind |  |  | 0 | 0 | 0 | 0 | 0 | 0 | 0 | 0 | 0 | 1 | 1 | 1 | 1 | [19 empty] | 1 | 1 | 0
EOP | Trout Canyon | 230 | OOS_Wind |  |  | 0 | 0 | 0 | 0 | 0 | 0 | 0 | 0 | 0 | 5 | 3 | 4 | 2 | [19 empty] | 1 | 1 | 0
EOP | Trout Canyon | 500 | OOS_Wind |  |  | 0 | 0 | 0 | 0 | 0 | 0 | 0 | 0 | 0 | 5 | 3 | 4 | 2 | [19 empty] | 1 | 1 | 0
PG&E NGBA | Tulucay | 230 | OOS_Wind |  |  | 0 | 0 | 0 | 0 | 0 | 0 | 0 | 0 | 0 | 5 | 2 | 1 | 1 | [19 empty] | 1 | 1 | 0
PG&E KERN | Tupman | 115 | OOS_Wind |  |  | 0 | 0 | 0 | 0 | 0 | 0 | 0 | 0 | 0 | 5 | 2 | 5 | 2 | [19 empty] | 1 | 1 | 0
PG&E NGBA | Ukiah | 115 | OOS_Wind |  |  | 0 | 0 | 0 | 0 | 0 | 0 | 0 | 0 | 0 | 5 | 2 | 1 | 1 | [19 empty] | 1 | 1 | 0
PG&E NGBA | Vaca Dixon | 115 | OOS_Wind |  |  | 0 | 0 | 0 | 0 | 0 | 0 | 0 | 0 | 0 | 5 | 2 | 1 | 1 | [19 empty] | 1 | 1 | 0
PG&E NGBA | Vaca Dixon | 230 | OOS_Wind |  |  | 0 | 0 | 0 | 0 | 0 | 0 | 0 | 0 | 0 | 5 | 2 | 1 | 1 | [19 empty] | 1 | 1 | 0
PG&E NGBA | Vaca Dixon | 500 | OOS_Wind |  |  | 0 | 0 | 0 | 0 | 0 | 0 | 0 | 0 | 0 | 5 | 2 | 1 | 1 | [19 empty] | 1 | 1 | 0
SCE Eastern | Valley (SCE) | 500 | OOS_Wind |  |  | 0 | 0 | 0 | 0 | 0 | 0 | 0 | 0 | 0 | 5 | 5 | 1 | 1 | [19 empty] | 1 | 1 | 0
EOP | Valley (VEA) | 138 | OOS_Wind |  |  | 0 | 0 | 0 | 0 | 0 | 0 | 0 | 0 | 0 | 5 | 3 | 4 | 2 | [19 empty] | 1 | 1 | 0
PG&E GBA | Valley Home | 115 | OOS_Wind |  |  | 0 | 0 | 0 | 0 | 0 | 0 | 0 | 0 | 0 | 5 | 5 | 1 | 1 | [19 empty] | 1 | 1 | 0
PG&E GBA | Valley Springs | 230 | OOS_Wind |  |  | 0 | 0 | 0 | 0 | 0 | 0 | 0 | 0 | 0 | 5 | 2 | 1 | 1 | [19 empty] | 1+ | 1 | 1
EOP | Valley Switch | 138 | OOS_Wind |  |  | 0 | 0 | 0 | 0 | 0 | 0 | 0 | 0 | 0 | 5 | 3 | 4 | 2 | [19 empty] | 1 | 1 | 0
EOP | Valley Switch | 230 | OOS_Wind |  |  | 0 | 0 | 0 | 0 | 0 | 0 | 0 | 0 | 0 | 5 | 3 | 4 | 2 | [19 empty] | 1+ | 1 | 1
PG&E GBA | Vasco | 230 | OOS_Wind |  |  | 0 | 0 | 0 | 0 | 0 | 0 | 0 | 0 | 0 | 5 | 2 | 1 | 1 | [19 empty] | 1 | 1 | 0
PG&E GBA | Vasona | 230 | OOS_Wind |  |  | 0 | 0 | 0 | 0 | 0 | 0 | 0 | 0 | 0 | 1 | 1 | 1 | 1 | [19 empty] | 1 | 1 | 0
SCE Northern | Vestal | 230 | OOS_Wind |  |  | 0 | 0 | 0 | 0 | 0 | 0 | 0 | 0 | 0 | 5 | 5 | 1 | 1 | [19 empty] | 1 | 1 | 0
SCE NOL | Victor | 115 | OOS_Wind |  |  | 0 | 0 | 0 | 0 | 0 | 0 | 0 | 0 | 0 | 3 | 3 | 1 | 1 | [19 empty] | 1 | 1 | 0
SCE NOL | Victor | 230 | OOS_Wind |  |  | 0 | 0 | 0 | 0 | 0 | 0 | 0 | 0 | 0 | 3 | 3 | 1 | 1 | [19 empty] | 1 | 1 | 0
SCE Metro | Viejo | 230 | OOS_Wind |  |  | 0 | 0 | 0 | 0 | 0 | 0 | 0 | 0 | 0 | 1 | 1 | 1 | 1 | [19 empty] | 1+ | 1 | 1
PG&E GBA | Vierra | 115 | OOS_Wind |  |  | 0 | 0 | 0 | 0 | 0 | 0 | 0 | 0 | 0 | 5 | 5 | 1 | 1 | [19 empty] | 1 | 1 | 0
SCE Metro | Villa Park | 230 | OOS_Wind |  |  | 0 | 0 | 0 | 0 | 0 | 0 | 0 | 0 | 0 | 1 | 1 | 1 | 1 | [19 empty] | 1 | 1 | 0
SCE Northern | Vincent | 230 | OOS_Wind |  |  | 0 | 0 | 0 | 0 | 0 | 0 | 0 | 0 | 0 | 1 | 1 | 1 | 1 | [19 empty] | 1+ | 1 | 1
SCE Northern | Vincent | 500 | OOS_Wind |  |  | 0 | 0 | 0 | 0 | 0 | 0 | 0 | 0 | 0 | 1 | 1 | 1 | 1 | [19 empty] | 1+ | 1 | 1
PG&E GBA | Vineyard | 230 | OOS_Wind |  |  | 0 | 0 | 0 | 0 | 0 | 0 | 0 | 0 | 0 | 5 | 2 | 1 | 1 | [19 empty] | 1 | 1 | 0
SCE Eastern | Vista (SCE) | 230 | OOS_Wind |  |  | 0 | 0 | 0 | 0 | 0 | 0 | 0 | 0 | 0 | 5 | 5 | 1 | 1 | [19 empty] | 1 | 1 | 0
EOP | Vista (VEA) | 138 | OOS_Wind |  |  | 0 | 0 | 0 | 0 | 0 | 0 | 0 | 0 | 0 | 5 | 3 | 4 | 2 | [19 empty] | 1 | 1 | 0
EOP | Vista (VEA) | 230 | OOS_Wind |  |  | 0 | 0 | 0 | 0 | 0 | 0 | 0 | 0 | 0 | 5 | 3 | 4 | 2 | [19 empty] | 1 | 1 | 0
PG&E FRESNO | Wahtoke | 115 | OOS_Wind |  |  | 0 | 0 | 0 | 0 | 0 | 0 | 0 | 0 | 0 | 5 | 2 | 5 | 2 | [19 empty] | 1 | 1 | 0
SCE Metro | Walnut | 230 | OOS_Wind |  |  | 0 | 0 | 0 | 0 | 0 | 0 | 0 | 0 | 0 | 1 | 1 | 1 | 1 | [19 empty] | 1 | 1 | 0
SCE Northern | Warne | 230 | OOS_Wind |  |  | 0 | 0 | 0 | 0 | 0 | 0 | 0 | 0 | 0 | 5 | 2 | 4 | 2 | [19 empty] | 1 | 1 | 0
PG&E GBA | Warnerville | 230 | OOS_Wind |  |  | 0 | 0 | 0 | 0 | 0 | 0 | 0 | 0 | 0 | 5 | 2 | 5 | 2 | [19 empty] | 1 | 1 | 0
PG&E FRESNO | Waukena | 115 | OOS_Wind |  |  | 0 | 0 | 0 | 0 | 0 | 0 | 0 | 0 | 0 | 5 | 2 | 5 | 2 | [19 empty] | 1 | 1 | 0
PG&E GBA | Weber | 230 | OOS_Wind |  |  | 0 | 0 | 0 | 0 | 0 | 0 | 0 | 0 | 0 | 5 | 2 | 1 | 1 | [19 empty] | 1 | 1 | 0
PG&E FRESNO | West Fresno | 115 | OOS_Wind |  |  | 0 | 0 | 0 | 0 | 0 | 0 | 0 | 0 | 0 | 5 | 2 | 5 | 2 | [19 empty] | 1 | 1 | 0
PG&E FRESNO | Westley | 230 | OOS_Wind |  |  | 0 | 0 | 0 | 0 | 0 | 0 | 0 | 0 | 0 | 1 | 1 | 1 | 1 | [19 empty] | 1 | 1 | 0
PG&E KERN | Westpark | 115 | OOS_Wind |  |  | 0 | 0 | 0 | 0 | 0 | 0 | 0 | 0 | 0 | 5 | 2 | 5 | 2 | [19 empty] | 1 | 1 | 0
PG&E KERN | Wheeler Ridge | 230 | OOS_Wind |  |  | 0 | 0 | 0 | 0 | 0 | 0 | 0 | 0 | 0 | 5 | 5 | 5 | 2 | [19 empty] | 1 | 1 | 0
PG&E KERN | Wheeler Ridge | 115 | OOS_Wind |  |  | 0 | 0 | 0 | 0 | 0 | 0 | 0 | 0 | 0 | 5 | 2 | 5 | 2 | [19 empty] | 1 | 1 | 0
SCE Northern | Whirlwind | 230 | OOS_Wind |  |  | 0 | 0 | 0 | 0 | 0 | 0 | 0 | 0 | 0 | 5 | 5 | 1 | 1 | [19 empty] | 1+ | 1 | 1
SCE Northern | Whirlwind | 500 | OOS_Wind |  |  | 0 | 0 | 0 | 0 | 0 | 0 | 0 | 0 | 0 | 5 | 5 | 1 | 1 | [19 empty] | 1 | 1 | 0
PG&E GBA | Whisman | 115 | OOS_Wind |  |  | 0 | 0 | 0 | 0 | 0 | 0 | 0 | 0 | 0 | 1 | 1 | 1 | 1 | [19 empty] | 1 | 1 | 0
SCE Eastern | Wildlife | 230 | OOS_Wind |  |  | 0 | 0 | 0 | 0 | 0 | 0 | 0 | 0 | 0 | 5 | 5 | 1 | 1 | [19 empty] | 1 | 1 | 0
PG&E FRESNO | Wilson | 115 | OOS_Wind |  |  | 0 | 0 | 0 | 0 | 0 | 0 | 0 | 0 | 0 | 5 | 2 | 5 | 2 | [19 empty] | 1 | 1 | 0
PG&E FRESNO | Wilson | 230 | OOS_Wind |  |  | 0 | 0 | 0 | 0 | 0 | 0 | 0 | 0 | 0 | 5 | 2 | 5 | 2 | [19 empty] | 1 | 1 | 0
SCE Northern | Windhub | 230 | OOS_Wind |  |  | 0 | 0 | 0 | 0 | 0 | 0 | 0 | 0 | 0 | 5 | 5 | 1 | 1 | [19 empty] | 1 | 1 | 0
SCE Northern | Windhub | 500 | OOS_Wind |  |  | 0 | 0 | 0 | 0 | 0 | 0 | 0 | 0 | 0 | 5 | 5 | 1 | 1 | [19 empty] | 1 | 1 | 0
PG&E GBA | Windmaster | 230 | OOS_Wind |  |  | 0 | 0 | 0 | 0 | 0 | 0 | 0 | 0 | 0 | 5 | 2 | 1 | 1 | [19 empty] | 1 | 1 | 0
PG&E NGBA | Woodland | 115 | OOS_Wind |  |  | 0 | 0 | 0 | 0 | 0 | 0 | 0 | 0 | 0 | 5 | 5 | 3 | 3 | [19 empty] | 1 | 1 | 0
PG&E FRESNO | Woodward | 115 | OOS_Wind |  |  | 0 | 0 | 0 | 0 | 0 | 0 | 0 | 0 | 0 | 5 | 2 | 5 | 2 | [19 empty] | 1 | 1 | 0
PG&E NGBA | Wyandotte | 115 | OOS_Wind |  |  | 0 | 0 | 0 | 0 | 0 | 0 | 0 | 0 | 0 | 5 | 2 | 1 | 1 | [19 empty] | 1 | 1 | 0
PG&E KERN | 7th Standard | 115 | Offshore_Wind |  |  | 0 | 0 | 0 | 0 | 0 | 0 | 0 | 0 | 0 | 5 | 2 | 5 | 2 | [19 empty] | 1 | 1 | 0
SCE Metro | Alamitos | 230 | Offshore_Wind |  |  | 0 | 0 | 0 | 0 | 0 | 0 | 0 | 0 | 0 | 1 | 1 | 1 | 1 | [19 empty] | 1 | 1 | 0
SCE Eastern | Alberhill | 115 | Offshore_Wind |  |  | 0 | 0 | 0 | 0 | 0 | 0 | 0 | 0 | 0 | 5 | 5 | 1 | 1 | [19 empty] | 1 | 1 | 0
SCE Eastern | Alberhill | 500 | Offshore_Wind |  |  | 0 | 0 | 0 | 0 | 0 | 0 | 0 | 0 | 0 | 5 | 5 | 1 | 1 | [19 empty] | 1 | 1 | 0
PG&E GBA | Alhambra | 115 | Offshore_Wind |  |  | 0 | 0 | 0 | 0 | 0 | 0 | 0 | 0 | 0 | 5 | 2 | 1 | 1 | [19 empty] | 1 | 1 | 0
PG&E FRESNO | Alpaugh | 115 | Offshore_Wind |  |  | 0 | 0 | 0 | 0 | 0 | 0 | 0 | 0 | 0 | 5 | 2 | 5 | 2 | [19 empty] | 1 | 1 | 0
PG&E GBA | Altamont Midway (Sandhill) | 230 | Offshore_Wind |  |  | 0 | 0 | 0 | 0 | 0 | 0 | 0 | 0 | 0 | 5 | 2 | 1 | 1 | [19 empty] | 1 | 1 | 0
SCE Northern | Antelope | 230 | Offshore_Wind |  |  | 0 | 0 | 0 | 0 | 0 | 0 | 0 | 0 | 0 | 5 | 5 | 1 | 1 | [19 empty] | 1 | 1 | 0
SCE Northern | Antelope | 500 | Offshore_Wind |  |  | 0 | 0 | 0 | 0 | 0 | 0 | 0 | 0 | 0 | 5 | 5 | 1 | 1 | [19 empty] | 1 | 1 | 0
PG&E KERN | Arco | 230 | Offshore_Wind |  |  | 0 | 0 | 0 | 0 | 0 | 0 | 0 | 0 | 0 | 5 | 2 | 5 | 2 | [19 empty] | 1 | 1 | 0
SCE Metro | ArcoGen | 230 | Offshore_Wind |  |  | 0 | 0 | 0 | 0 | 0 | 0 | 0 | 0 | 0 | 1 | 1 | 1 | 1 | [19 empty] | 1 | 1 | 0
SDGE | Artesian | 230 | Offshore_Wind |  |  | 0 | 0 | 0 | 0 | 0 | 0 | 0 | 0 | 0 | 4 | 4 | 1 | 1 | [19 empty] | 1 | 1 | 0
PG&E FRESNO | Ashlan | 230 | Offshore_Wind |  |  | 0 | 0 | 0 | 0 | 0 | 0 | 0 | 0 | 0 | 5 | 2 | 5 | 2 | [19 empty] | 1 | 1 | 0
PG&E NGBA | Atlantic | 115 | Offshore_Wind |  |  | 0 | 0 | 0 | 0 | 0 | 0 | 0 | 0 | 0 | 5 | 2 | 1 | 1 | [19 empty] | 1 | 1 | 0
PG&E NGBA | Atlantic | 230 | Offshore_Wind |  |  | 0 | 0 | 0 | 0 | 0 | 0 | 0 | 0 | 0 | 5 | 2 | 1 | 1 | [19 empty] | 1 | 1 | 0
PG&E FRESNO | Atwater | 115 | Offshore_Wind |  |  | 0 | 0 | 0 | 0 | 0 | 0 | 0 | 0 | 0 | 5 | 2 | 5 | 2 | [19 empty] | 1 | 1 | 0
PG&E GBA | Avena | 115 | Offshore_Wind |  |  | 0 | 0 | 0 | 0 | 0 | 0 | 0 | 0 | 0 | 5 | 5 | 1 | 1 | [19 empty] | 1 | 1 | 0
PG&E NGBA | Bahia | 230 | Offshore_Wind |  |  | 0 | 0 | 0 | 0 | 0 | 0 | 0 | 0 | 0 | 5 | 2 | 1 | 1 | [19 empty] | 1 | 1 | 0
SCE Northern | Bailey | 230 | Offshore_Wind |  |  | 0 | 0 | 0 | 0 | 0 | 0 | 0 | 0 | 0 | 5 | 2 | 4 | 2 | [19 empty] | 1 | 1 | 0
SCE NOL | Baker | 115 | Offshore_Wind |  |  | 0 | 0 | 0 | 0 | 0 | 0 | 0 | 0 | 0 | 4 | 4 | 1 | 1 | [19 empty] | 1 | 1 | 0
PG&E KERN | Bakersfield | 230 | Offshore_Wind |  |  | 0 | 0 | 0 | 0 | 0 | 0 | 0 | 0 | 0 | 5 | 2 | 5 | 2 | [19 empty] | 1 | 1 | 0
PG&E FRESNO | Balch | 230 | Offshore_Wind |  |  | 0 | 0 | 0 | 0 | 0 | 0 | 0 | 0 | 0 | 5 | 2 | 5 | 2 | [19 empty] | 1 | 1 | 0
SCE Eastern | Bannister | 230 | Offshore_Wind |  |  | 0 | 0 | 0 | 0 | 0 | 0 | 0 | 0 | 0 | 5 | 5 | 4 | 4 | [19 empty] | 1 | 1 | 0
SCE Metro | Barre | 230 | Offshore_Wind |  |  | 0 | 0 | 0 | 0 | 0 | 0 | 0 | 0 | 0 | 1 | 1 | 1 | 1 | [19 empty] | 1 | 1 | 0
SDGE | Bay Boulevard | 230 | Offshore_Wind |  |  | 0 | 0 | 0 | 0 | 0 | 0 | 0 | 0 | 0 | 4 | 4 | 1 | 1 | [19 empty] | 1 | 1 | 0
EOP | Beatty | 138 | Offshore_Wind |  |  | 0 | 0 | 0 | 0 | 0 | 0 | 0 | 0 | 0 | 5 | 3 | 4 | 2 | [19 empty] | 1 | 1 | 0
EOP | Beatty | 230 | Offshore_Wind |  |  | 0 | 0 | 0 | 0 | 0 | 0 | 0 | 0 | 0 | 5 | 3 | 4 | 2 | [19 empty] | 1 | 1 | 0
PG&E NGBA | Belden | 230 | Offshore_Wind |  |  | 0 | 0 | 0 | 0 | 0 | 0 | 0 | 0 | 0 | 5 | 5 | 3 | 3 | [19 empty] | 1 | 1 | 0
PG&E NGBA | Bell | 115 | Offshore_Wind |  |  | 0 | 0 | 0 | 0 | 0 | 0 | 0 | 0 | 0 | 5 | 2 | 1 | 1 | [19 empty] | 1 | 1 | 0
PG&E NGBA | Bellevue | 115 | Offshore_Wind |  |  | 0 | 0 | 0 | 0 | 0 | 0 | 0 | 0 | 0 | 5 | 2 | 1 | 1 | [19 empty] | 1 | 1 | 0
PG&E GBA | Bellota | 115 | Offshore_Wind |  |  | 0 | 0 | 0 | 0 | 0 | 0 | 0 | 0 | 0 | 5 | 5 | 1 | 1 | [19 empty] | 1 | 1 | 0
PG&E GBA | Bellota | 230 | Offshore_Wind |  |  | 0 | 0 | 0 | 0 | 0 | 0 | 0 | 0 | 0 | 5 | 2 | 1 | 1 | [19 empty] | 1 | 1 | 0
SCE Northern | Big Creek | 230 | Offshore_Wind |  |  | 0 | 0 | 0 | 0 | 0 | 0 | 0 | 0 | 0 | 5 | 5 | 1 | 1 | [19 empty] | 1 | 1 | 0
PG&E GBA | Birds Landing | 230 | Offshore_Wind |  |  | 0 | 0 | 0 | 0 | 0 | 0 | 0 | 0 | 0 | 5 | 2 | 1 | 1 | [19 empty] | 1 | 1 | 0
SCE Eastern | Blythe | 161 | Offshore_Wind |  |  | 0 | 0 | 0 | 0 | 0 | 0 | 0 | 0 | 0 | 5 | 4 | 4 | 4 | [19 empty] | 1 | 1 | 0
PG&E NGBA | Bogue | 115 | Offshore_Wind |  |  | 0 | 0 | 0 | 0 | 0 | 0 | 0 | 0 | 0 | 5 | 2 | 1 | 1 | [19 empty] | 1 | 1 | 0
PG&E FRESNO | Borden | 230 | Offshore_Wind |  |  | 0 | 0 | 0 | 0 | 0 | 0 | 0 | 0 | 0 | 5 | 2 | 5 | 2 | [19 empty] | 1 | 1 | 0
SDGE | Boulevard East | 138 | Offshore_Wind |  |  | 0 | 0 | 0 | 0 | 0 | 0 | 0 | 0 | 0 | 4 | 4 | 1 | 1 | [19 empty] | 1 | 1 | 0
PG&E GBA | Brentwood | 230 | Offshore_Wind |  |  | 0 | 0 | 0 | 0 | 0 | 0 | 0 | 0 | 0 | 5 | 2 | 1 | 1 | [19 empty] | 1 | 1 | 0
PG&E NGBA | Bridgeville | 115 | Offshore_Wind |  |  | 0 | 0 | 0 | 0 | 0 | 0 | 0 | 0 | 0 | 5 | 2 | 1 | 1 | [19 empty] | 1 | 1 | 0
PG&E NGBA | Brighton | 115 | Offshore_Wind |  |  | 0 | 0 | 0 | 0 | 0 | 0 | 0 | 0 | 0 | 5 | 2 | 1 | 1 | [19 empty] | 1 | 1 | 0
PG&E NGBA | Brighton | 230 | Offshore_Wind |  |  | 0 | 0 | 0 | 0 | 0 | 0 | 0 | 0 | 0 | 5 | 2 | 1 | 1 | [19 empty] | 1 | 1 | 0
PG&E NGBA | Brunswick | 115 | Offshore_Wind |  |  | 0 | 0 | 0 | 0 | 0 | 0 | 0 | 0 | 0 | 5 | 2 | 1 | 1 | [19 empty] | 1 | 1 | 0
PG&E NGBA | Bucks Creek | 230 | Offshore_Wind |  |  | 0 | 0 | 0 | 0 | 0 | 0 | 0 | 0 | 0 | 5 | 5 | 3 | 3 | [19 empty] | 1 | 1 | 0
PG&E KERN | Buena Vista | 230 | Offshore_Wind |  |  | 0 | 0 | 0 | 0 | 0 | 0 | 0 | 0 | 0 | 5 | 2 | 5 | 2 | [19 empty] | 1 | 1 | 0
PG&E FRESNO | Bullard | 115 | Offshore_Wind |  |  | 0 | 0 | 0 | 0 | 0 | 0 | 0 | 0 | 0 | 5 | 2 | 5 | 2 | [19 empty] | 1 | 1 | 0
PG&E GBA | Burlingame | 115 | Offshore_Wind |  |  | 0 | 0 | 0 | 0 | 0 | 0 | 0 | 0 | 0 | 5 | 2 | 1 | 1 | [19 empty] | 1 | 1 | 0
PG&E NGBA | Burney Forest | 230 | Offshore_Wind |  |  | 0 | 0 | 0 | 0 | 0 | 0 | 0 | 0 | 0 | 5 | 2 | 1 | 1 | [19 empty] | 1 | 1 | 0
PG&E NGBA | Butte | 115 | Offshore_Wind |  |  | 0 | 0 | 0 | 0 | 0 | 0 | 0 | 0 | 0 | 5 | 2 | 1 | 1 | [19 empty] | 1 | 1 | 0
PG&E KERN | Cabrillo | 115 | Offshore_Wind |  |  | 0 | 0 | 0 | 0 | 0 | 0 | 0 | 0 | 0 | 5 | 2 | 5 | 2 | [19 empty] | 1 | 1 | 0
PG&E FRESNO | Cal Flats | 230 | Offshore_Wind |  |  | 0 | 0 | 0 | 0 | 0 | 0 | 0 | 0 | 0 | 5 | 2 | 5 | 2 | [19 empty] | 1 | 1 | 0
SCE NOL | Calcite | 230 | Offshore_Wind |  |  | 0 | 0 | 0 | 0 | 0 | 0 | 0 | 0 | 0 | 5 | 5 | 1 | 1 | [19 empty] | 1 | 1 | 0
PG&E KERN | Caliente | 230 | Offshore_Wind |  |  | 0 | 0 | 0 | 0 | 0 | 0 | 0 | 0 | 0 | 5 | 2 | 5 | 2 | [19 empty] | 1 | 1 | 0
PG&E FRESNO | California Ave | 115 | Offshore_Wind |  |  | 0 | 0 | 0 | 0 | 0 | 0 | 0 | 0 | 0 | 5 | 2 | 5 | 2 | [19 empty] | 1 | 1 | 0
PG&E KERN | Callender | 115 | Offshore_Wind |  |  | 0 | 0 | 0 | 0 | 0 | 0 | 0 | 0 | 0 | 5 | 2 | 5 | 2 | [19 empty] | 1 | 1 | 0
PG&E NGBA | Calpella | 115 | Offshore_Wind |  |  | 0 | 0 | 0 | 0 | 0 | 0 | 0 | 0 | 0 | 5 | 2 | 1 | 1 | [19 empty] | 1 | 1 | 0
PG&E GBA | Camanche | 230 | Offshore_Wind |  |  | 0 | 0 | 0 | 0 | 0 | 0 | 0 | 0 | 0 | 5 | 2 | 1 | 1 | [19 empty] | 1 | 1 | 0
PG&E FRESNO | Cantua | 115 | Offshore_Wind |  |  | 0 | 0 | 0 | 0 | 0 | 0 | 0 | 0 | 0 | 5 | 2 | 5 | 2 | [19 empty] | 1 | 1 | 0
SDGE | Capistrano | 138 | Offshore_Wind |  |  | 0 | 0 | 0 | 0 | 0 | 0 | 0 | 0 | 0 | 1 | 1 | 1 | 1 | [19 empty] | 1 | 1 | 0
SDGE | Capistrano | 230 | Offshore_Wind |  |  | 0 | 0 | 0 | 0 | 0 | 0 | 0 | 0 | 0 | 1 | 1 | 1 | 1 | [19 empty] | 1 | 1 | 0
PG&E NGBA | Carberry | 230 | Offshore_Wind |  |  | 0 | 0 | 0 | 0 | 0 | 0 | 0 | 0 | 0 | 5 | 2 | 1 | 1 | [19 empty] | 1 | 1 | 0
PG&E NGBA | Caribou | 115 | Offshore_Wind |  |  | 0 | 0 | 0 | 0 | 0 | 0 | 0 | 0 | 0 | 5 | 2 | 1 | 1 | [19 empty] | 1 | 1 | 0
PG&E NGBA | Caribou | 230 | Offshore_Wind |  |  | 0 | 0 | 0 | 0 | 0 | 0 | 0 | 0 | 0 | 5 | 2 | 1 | 1 | [19 empty] | 1 | 1 | 0
EOP | Carpenter Canyon (fka Gamebird) | 138 | Offshore_Wind |  |  | 0 | 0 | 0 | 0 | 0 | 0 | 0 | 0 | 0 | 5 | 3 | 4 | 2 | [19 empty] | 1 | 1 | 0
EOP | Carpenter Canyon (fka Gamebird) | 230 | Offshore_Wind |  |  | 0 | 0 | 0 | 0 | 0 | 0 | 0 | 0 | 0 | 5 | 3 | 4 | 2 | [19 empty] | 1 | 1 | 0
PG&E NGBA | Carquinez | 115 | Offshore_Wind |  |  | 0 | 0 | 0 | 0 | 0 | 0 | 0 | 0 | 0 | 5 | 2 | 1 | 1 | [19 empty] | 1 | 1 | 0
SDGE | Carrizo Gorge | 138 | Offshore_Wind |  |  | 0 | 0 | 0 | 0 | 0 | 0 | 0 | 0 | 0 | 4 | 4 | 1 | 1 | [19 empty] | 1 | 1 | 0
PG&E KERN | Carrizo Plains | 115 | Offshore_Wind |  |  | 0 | 0 | 0 | 0 | 0 | 0 | 0 | 0 | 0 | 5 | 2 | 5 | 2 | [19 empty] | 1 | 1 | 0
PG&E KERN | Casaloma | 230 | Offshore_Wind |  |  | 0 | 0 | 0 | 0 | 0 | 0 | 0 | 0 | 0 | 5 | 2 | 5 | 2 | [19 empty] | 1 | 1 | 0
PG&E GBA | Castro Valley | 230 | Offshore_Wind |  |  | 0 | 0 | 0 | 0 | 0 | 0 | 0 | 0 | 0 | 5 | 2 | 1 | 1 | [19 empty] | 1 | 1 | 0
PG&E GBA | Cayetano | 230 | Offshore_Wind |  |  | 0 | 0 | 0 | 0 | 0 | 0 | 0 | 0 | 0 | 5 | 2 | 1 | 1 | [19 empty] | 1 | 1 | 0
SCE Metro | Center | 230 | Offshore_Wind |  |  | 0 | 0 | 0 | 0 | 0 | 0 | 0 | 0 | 0 | 1 | 1 | 1 | 1 | [19 empty] | 1 | 1 | 0
PG&E KERN | Charca | 115 | Offshore_Wind |  |  | 0 | 0 | 0 | 0 | 0 | 0 | 0 | 0 | 0 | 5 | 2 | 5 | 2 | [19 empty] | 1 | 1 | 0
EOP | Charleston | 138 | Offshore_Wind |  |  | 0 | 0 | 0 | 0 | 0 | 0 | 0 | 0 | 0 | 5 | 3 | 4 | 2 | [19 empty] | 1 | 1 | 0
SCE Metro | Chevmain | 230 | Offshore_Wind |  |  | 0 | 0 | 0 | 0 | 0 | 0 | 0 | 0 | 0 | 1 | 1 | 1 | 1 | [19 empty] | 1 | 1 | 0
SDGE | Chicarita | 138 | Offshore_Wind |  |  | 0 | 0 | 0 | 0 | 0 | 0 | 0 | 0 | 0 | 4 | 4 | 1 | 1 | [19 empty] | 1 | 1 | 0
SCE Metro | Chino | 230 | Offshore_Wind |  |  | 0 | 0 | 0 | 0 | 0 | 0 | 0 | 0 | 0 | 1 | 1 | 1 | 1 | [19 empty] | 1 | 1 | 0
PG&E FRESNO | Chowchilla | 115 | Offshore_Wind |  |  | 0 | 0 | 0 | 0 | 0 | 0 | 0 | 0 | 0 | 5 | 2 | 5 | 2 | [19 empty] | 1 | 1 | 0
PG&E GBA | Christie | 115 | Offshore_Wind |  |  | 0 | 0 | 0 | 0 | 0 | 0 | 0 | 0 | 0 | 5 | 2 | 1 | 1 | [19 empty] | 1 | 1 | 0
SCE Eastern | Cielo Azul | 500 | Offshore_Wind |  |  | 0 | 0 | 0 | 0 | 0 | 0 | 0 | 0 | 0 | 5 | 4 | 4 | 2 | [19 empty] | 1 | 1 | 0
PG&E GBA | Clayton | 115 | Offshore_Wind |  |  | 0 | 0 | 0 | 0 | 0 | 0 | 0 | 0 | 0 | 5 | 2 | 1 | 1 | [19 empty] | 1 | 1 | 0
PG&E NGBA | Cloverdale | 115 | Offshore_Wind |  |  | 0 | 0 | 0 | 0 | 0 | 0 | 0 | 0 | 0 | 5 | 2 | 1 | 1 | [19 empty] | 1 | 1 | 0
PG&E FRESNO | Clovis | 115 | Offshore_Wind |  |  | 0 | 0 | 0 | 0 | 0 | 0 | 0 | 0 | 0 | 5 | 2 | 5 | 2 | [19 empty] | 1 | 1 | 0
PG&E GBA | Coburn | 230 | Offshore_Wind |  |  | 0 | 0 | 0 | 0 | 0 | 0 | 0 | 0 | 0 | 5 | 2 | 5 | 2 | [19 empty] | 1 | 1 | 0
PG&E NGBA | Colgate | 230 | Offshore_Wind |  |  | 0 | 0 | 0 | 0 | 0 | 0 | 0 | 0 | 0 | 5 | 2 | 1 | 1 | [19 empty] | 1 | 1 | 0
PG&E GBA | Collierville | 230 | Offshore_Wind |  |  | 0 | 0 | 0 | 0 | 0 | 0 | 0 | 0 | 0 | 5 | 5 | 1 | 1 | [19 empty] | 1 | 1 | 0
PG&E GBA | Collinsville | 230 | Offshore_Wind |  |  | 0 | 0 | 0 | 0 | 0 | 0 | 0 | 0 | 0 | 5 | 2 | 1 | 1 | [19 empty] | 1 | 1 | 0
PG&E GBA | Collinsville | 500 | Offshore_Wind |  |  | 0 | 0 | 0 | 0 | 0 | 0 | 0 | 0 | 0 | 5 | 2 | 1 | 1 | [19 empty] | 1 | 1 | 0
SCE Eastern | Colorado River | 230 | Offshore_Wind |  |  | 0 | 0 | 0 | 0 | 0 | 0 | 0 | 0 | 0 | 4 | 4 | 3 | 2 | [19 empty] | 1 | 1 | 0
SCE Eastern | Colorado River | 500 | Offshore_Wind |  |  | 0 | 0 | 0 | 0 | 0 | 0 | 0 | 0 | 0 | 4 | 4 | 3 | 2 | [19 empty] | 1 | 1 | 0
PG&E KERN | Columbus | 115 | Offshore_Wind |  |  | 0 | 0 | 0 | 0 | 0 | 0 | 0 | 0 | 0 | 5 | 2 | 5 | 2 | [19 empty] | 1 | 1 | 0
PG&E GBA | Contra Costa | 115 | Offshore_Wind |  |  | 0 | 0 | 0 | 0 | 0 | 0 | 0 | 0 | 0 | 5 | 2 | 1 | 1 | [19 empty] | 1 | 1 | 0
PG&E GBA | Contra Costa | 230 | Offshore_Wind |  |  | 0 | 0 | 0 | 0 | 0 | 0 | 0 | 0 | 0 | 5 | 2 | 1 | 1 | [19 empty] | 1 | 1 | 0
PG&E GBA | Contra Costa PP | 230 | Offshore_Wind |  |  | 0 | 0 | 0 | 0 | 0 | 0 | 0 | 0 | 0 | 5 | 2 | 1 | 1 | [19 empty] | 1 | 1 | 0
SCE NOL | Control | 115 | Offshore_Wind |  |  | 0 | 0 | 0 | 0 | 0 | 0 | 0 | 0 | 0 | 5 | 5 | 3 | 3 | [19 empty] | 1 | 1 | 0
PG&E GBA | Cooley Landing | 115 | Offshore_Wind |  |  | 0 | 0 | 0 | 0 | 0 | 0 | 0 | 0 | 0 | 5 | 2 | 1 | 1 | [19 empty] | 1 | 1 | 0
SCE NOL | Coolwater | 230 | Offshore_Wind |  |  | 0 | 0 | 0 | 0 | 0 | 0 | 0 | 0 | 0 | 4 | 4 | 1 | 1 | [19 empty] | 1 | 1 | 0
SCE NOL | Coolwater | 115 | Offshore_Wind |  |  | 0 | 0 | 0 | 0 | 0 | 0 | 0 | 0 | 0 | 4 | 4 | 1 | 1 | [19 empty] | 1 | 1 | 0
PG&E FRESNO | Corcoran | 115 | Offshore_Wind |  |  | 0 | 0 | 0 | 0 | 0 | 0 | 0 | 0 | 0 | 5 | 2 | 5 | 2 | [19 empty] | 1 | 1 | 0
PG&E NGBA | Corona | 115 | Offshore_Wind |  |  | 0 | 0 | 0 | 0 | 0 | 0 | 0 | 0 | 0 | 5 | 2 | 1 | 1 | [19 empty] | 1 | 1 | 0
PG&E NGBA | Cortina | 230 | Offshore_Wind |  |  | 0 | 0 | 0 | 0 | 0 | 0 | 0 | 0 | 0 | 5 | 2 | 1 | 1 | [19 empty] | 1 | 1 | 0
PG&E NGBA | Cortina | 115 | Offshore_Wind |  |  | 0 | 0 | 0 | 0 | 0 | 0 | 0 | 0 | 0 | 5 | 2 | 1 | 1 | [19 empty] | 1 | 1 | 0
PG&E GBA | Cottle | 230 | Offshore_Wind |  |  | 0 | 0 | 0 | 0 | 0 | 0 | 0 | 0 | 0 | 5 | 2 | 5 | 2 | [19 empty] | 1 | 1 | 0
PG&E NGBA | Cottonwood | 115 | Offshore_Wind |  |  | 0 | 0 | 0 | 0 | 0 | 0 | 0 | 0 | 0 | 5 | 2 | 1 | 1 | [19 empty] | 1 | 1 | 0
PG&E NGBA | Cottonwood | 230 | Offshore_Wind |  |  | 0 | 0 | 0 | 0 | 0 | 0 | 0 | 0 | 0 | 5 | 2 | 1 | 1 | [19 empty] | 1 | 1 | 0
PG&E NGBA | Cove Road | 230 | Offshore_Wind |  |  | 0 | 0 | 0 | 0 | 0 | 0 | 0 | 0 | 0 | 5 | 2 | 1 | 1 | [19 empty] | 1 | 1 | 0
PG&E GBA | Coyote | 230 | Offshore_Wind |  |  | 0 | 0 | 0 | 0 | 0 | 0 | 0 | 0 | 0 | 1 | 1 | 1 | 1 | [19 empty] | 1 | 1 | 0
PG&E GBA | Crazy Horse Canyon | 115 | Offshore_Wind |  |  | 0 | 0 | 0 | 0 | 0 | 0 | 0 | 0 | 0 | 1 | 1 | 3 | 3 | [19 empty] | 1 | 1 | 0
PG&E FRESNO | Cressey | 115 | Offshore_Wind |  |  | 0 | 0 | 0 | 0 | 0 | 0 | 0 | 0 | 0 | 5 | 2 | 5 | 2 | [19 empty] | 1 | 1 | 0
PG&E NGBA | Cresta | 230 | Offshore_Wind |  |  | 0 | 0 | 0 | 0 | 0 | 0 | 0 | 0 | 0 | 5 | 5 | 3 | 3 | [19 empty] | 1 | 1 | 0
PG&E GBA | Curtis | 115 | Offshore_Wind |  |  | 0 | 0 | 0 | 0 | 0 | 0 | 0 | 0 | 0 | 5 | 5 | 1 | 1 | [19 empty] | 1 | 1 | 0
PG&E FRESNO | Dairyland | 115 | Offshore_Wind |  |  | 0 | 0 | 0 | 0 | 0 | 0 | 0 | 0 | 0 | 5 | 2 | 5 | 2 | [19 empty] | 1 | 1 | 0
PG&E NGBA | Davis | 115 | Offshore_Wind |  |  | 0 | 0 | 0 | 0 | 0 | 0 | 0 | 0 | 0 | 5 | 2 | 1 | 1 | [19 empty] | 1 | 1 | 0
SCE Metro | Del Amo | 500 | Offshore_Wind |  |  | 0 | 0 | 0 | 0 | 0 | 0 | 0 | 0 | 0 | 1 | 1 | 1 | 1 | [19 empty] | 1 | 1 | 0
SCE Metro | Del Amo | 230 | Offshore_Wind |  |  | 0 | 0 | 0 | 0 | 0 | 0 | 0 | 0 | 0 | 1 | 1 | 1 | 1 | [19 empty] | 1 | 1 | 0
SCE Eastern | Delaney | 500 | Offshore_Wind |  |  | 0 | 0 | 0 | 0 | 0 | 0 | 0 | 0 | 0 | 5 | 4 | 4 | 2 | [19 empty] | 1 | 1 | 0
PG&E NGBA | Delevan | 230 | Offshore_Wind |  |  | 0 | 0 | 0 | 0 | 0 | 0 | 0 | 0 | 0 | 5 | 2 | 1 | 1 | [19 empty] | 1 | 1 | 0
PG&E GBA | Delta PP | 230 | Offshore_Wind |  |  | 0 | 0 | 0 | 0 | 0 | 0 | 0 | 0 | 0 | 5 | 2 | 1 | 1 | [19 empty] | 1 | 1 | 0
EOP | Desert View | 230 | Offshore_Wind |  |  | 0 | 0 | 0 | 0 | 0 | 0 | 0 | 0 | 0 | 5 | 3 | 4 | 2 | [19 empty] | 1 | 1 | 0
SCE Eastern | Devers | 230 | Offshore_Wind |  |  | 0 | 0 | 0 | 0 | 0 | 0 | 0 | 0 | 0 | 5 | 5 | 1 | 1 | [19 empty] | 1 | 1 | 0
SCE Eastern | Devers | 500 | Offshore_Wind |  |  | 0 | 0 | 0 | 0 | 0 | 0 | 0 | 0 | 0 | 5 | 5 | 1 | 1 | [19 empty] | 1 | 1 | 0
PG&E KERN | Diablo Canyon | 230 | Offshore_Wind |  |  | 0 | 0 | 0 | 0 | 0 | 0 | 0 | 0 | 0 | 5 | 2 | 5 | 2 | [19 empty] | 1 | 1 | 0
PG&E KERN | Diablo Canyon | 500 | Offshore_Wind |  |  | 0 | 0 | 0 | 0 | 0 | 0 | 0 | 0 | 0 | 5 | 2 | 4 | 2 | 5 | [18 empty] | 1 | 4 | 1
PG&E KERN | Divide | 115 | Offshore_Wind |  |  | 0 | 0 | 0 | 0 | 0 | 0 | 0 | 0 | 0 | 5 | 2 | 5 | 2 | [19 empty] | 1 | 1 | 0
PG&E GBA | Dixon Landing | 115 | Offshore_Wind |  |  | 0 | 0 | 0 | 0 | 0 | 0 | 0 | 0 | 0 | 1 | 1 | 1 | 1 | [19 empty] | 1 | 1 | 0
PG&E FRESNO | Dos Amigos | 230 | Offshore_Wind |  |  | 0 | 0 | 0 | 0 | 0 | 0 | 0 | 0 | 0 | 5 | 2 | 5 | 2 | [19 empty] | 1 | 1 | 0
PG&E NGBA | Drum | 115 | Offshore_Wind |  |  | 0 | 0 | 0 | 0 | 0 | 0 | 0 | 0 | 0 | 5 | 5 | 3 | 3 | [19 empty] | 1 | 1 | 0
PG&E GBA | Dumbarton | 115 | Offshore_Wind |  |  | 0 | 0 | 0 | 0 | 0 | 0 | 0 | 0 | 0 | 5 | 2 | 1 | 1 | [19 empty] | 1 | 1 | 0
SCE NOL | Dunn Siding | 115 | Offshore_Wind |  |  | 0 | 0 | 0 | 0 | 0 | 0 | 0 | 0 | 0 | 4 | 4 | 1 | 1 | [19 empty] | 1 | 1 | 0
SCE Eastern | Eagle Mountain | 230 | Offshore_Wind |  |  | 0 | 0 | 0 | 0 | 0 | 0 | 0 | 0 | 0 | 5 | 5 | 4 | 4 | [19 empty] | 1 | 1 | 0
PG&E NGBA | Eagle Rock (PGE) | 115 | Offshore_Wind |  |  | 0 | 0 | 0 | 0 | 0 | 0 | 0 | 0 | 0 | 5 | 2 | 1 | 1 | [19 empty] | 1 | 1 | 0
SCE Metro | Eagle Rock (SCE) | 230 | Offshore_Wind |  |  | 0 | 0 | 0 | 0 | 0 | 0 | 0 | 0 | 0 | 1 | 1 | 1 | 1 | [19 empty] | 1 | 1 | 0
PG&E NGBA | East Marysville | 115 | Offshore_Wind |  |  | 0 | 0 | 0 | 0 | 0 | 0 | 0 | 0 | 0 | 5 | 2 | 1 | 1 | [19 empty] | 1 | 1 | 0
PG&E NGBA | East Nicolaus | 115 | Offshore_Wind |  |  | 0 | 0 | 0 | 0 | 0 | 0 | 0 | 0 | 0 | 5 | 2 | 1 | 1 | [19 empty] | 1 | 1 | 0
PG&E GBA | Eastshore | 115 | Offshore_Wind |  |  | 0 | 0 | 0 | 0 | 0 | 0 | 0 | 0 | 0 | 5 | 2 | 1 | 1 | [19 empty] | 1 | 1 | 0
PG&E GBA | Eastshore | 230 | Offshore_Wind |  |  | 0 | 0 | 0 | 0 | 0 | 0 | 0 | 0 | 0 | 5 | 2 | 1 | 1 | [19 empty] | 1 | 1 | 0
SDGE | ECO | 138 | Offshore_Wind |  |  | 0 | 0 | 0 | 0 | 0 | 0 | 0 | 0 | 0 | 4 | 4 | 1 | 1 | [19 empty] | 1 | 1 | 0
SDGE | ECO | 230 | Offshore_Wind |  |  | 0 | 0 | 0 | 0 | 0 | 0 | 0 | 0 | 0 | 4 | 4 | 1 | 1 | [19 empty] | 1 | 1 | 0
SDGE | ECO | 500 | Offshore_Wind |  |  | 0 | 0 | 0 | 0 | 0 | 0 | 0 | 0 | 0 | 4 | 4 | 1 | 1 | [19 empty] | 1 | 1 | 0
PG&E GBA | Edenvale | 115 | Offshore_Wind |  |  | 0 | 0 | 0 | 0 | 0 | 0 | 0 | 0 | 0 | 1 | 1 | 1 | 1 | [19 empty] | 1 | 1 | 0
PG&E GBA | Edes | 115 | Offshore_Wind |  |  | 0 | 0 | 0 | 0 | 0 | 0 | 0 | 0 | 0 | 5 | 2 | 1 | 1 | [19 empty] | 1 | 1 | 0
PG&E GBA | Eight Mile | 230 | Offshore_Wind |  |  | 0 | 0 | 0 | 0 | 0 | 0 | 0 | 0 | 0 | 5 | 2 | 1 | 1 | [19 empty] | 1 | 1 | 0
SCE Eastern | El Casco | 230 | Offshore_Wind |  |  | 0 | 0 | 0 | 0 | 0 | 0 | 0 | 0 | 0 | 5 | 5 | 1 | 1 | [19 empty] | 1 | 1 | 0
PG&E GBA | El Cerrito G | 115 | Offshore_Wind |  |  | 0 | 0 | 0 | 0 | 0 | 0 | 0 | 0 | 0 | 5 | 2 | 1 | 1 | [19 empty] | 1 | 1 | 0
PG&E NGBA | El Dorado PH | 115 | Offshore_Wind |  |  | 0 | 0 | 0 | 0 | 0 | 0 | 0 | 0 | 0 | 5 | 2 | 1 | 1 | [19 empty] | 1 | 1 | 0
PG&E FRESNO | El Nido (PGE) | 115 | Offshore_Wind |  |  | 0 | 0 | 0 | 0 | 0 | 0 | 0 | 0 | 0 | 5 | 2 | 5 | 2 | [19 empty] | 1 | 1 | 0
SCE Metro | El Nido (SCE) | 230 | Offshore_Wind |  |  | 0 | 0 | 0 | 0 | 0 | 0 | 0 | 0 | 0 | 1 | 1 | 1 | 1 | [19 empty] | 1 | 1 | 0
PG&E GBA | El Patio | 115 | Offshore_Wind |  |  | 0 | 0 | 0 | 0 | 0 | 0 | 0 | 0 | 0 | 1 | 1 | 1 | 1 | [19 empty] | 1 | 1 | 0
SCE Metro | El Segundo | 230 | Offshore_Wind |  |  | 0 | 0 | 0 | 0 | 0 | 0 | 0 | 0 | 0 | 1 | 1 | 1 | 1 | [19 empty] | 1 | 1 | 0
EOP | Eldorado | 230 | Offshore_Wind |  |  | 0 | 0 | 0 | 0 | 0 | 0 | 0 | 0 | 0 | 5 | 3 | 4 | 2 | [19 empty] | 1 | 1 | 0
EOP | Eldorado | 500 | Offshore_Wind |  |  | 0 | 0 | 0 | 0 | 0 | 0 | 0 | 0 | 0 | 5 | 2 | 4 | 2 | [19 empty] | 1 | 1 | 0
PG&E KERN | Elk Hills | 230 | Offshore_Wind |  |  | 0 | 0 | 0 | 0 | 0 | 0 | 0 | 0 | 0 | 5 | 2 | 5 | 2 | [19 empty] | 1 | 1 | 0
SCE Metro | Ellis | 230 | Offshore_Wind |  |  | 0 | 0 | 0 | 0 | 0 | 0 | 0 | 0 | 0 | 1 | 1 | 1 | 1 | [19 empty] | 1 | 1 | 0
SDGE | Encina | 138 | Offshore_Wind |  |  | 0 | 0 | 0 | 0 | 0 | 0 | 0 | 0 | 0 | 4 | 4 | 1 | 1 | [19 empty] | 1 | 1 | 0
SDGE | Encina | 230 | Offshore_Wind |  |  | 0 | 0 | 0 | 0 | 0 | 0 | 0 | 0 | 0 | 4 | 4 | 1 | 1 | [19 empty] | 1 | 1 | 0
SDGE | Escondido | 230 | Offshore_Wind |  |  | 0 | 0 | 0 | 0 | 0 | 0 | 0 | 0 | 0 | 4 | 4 | 1 | 1 | [19 empty] | 1 | 1 | 0
PG&E KERN | Estrella | 230 | Offshore_Wind |  |  | 0 | 0 | 0 | 0 | 0 | 0 | 0 | 0 | 0 | 5 | 2 | 5 | 2 | [19 empty] | 1 | 1 | 0
SCE Eastern | Etiwanda | 230 | Offshore_Wind |  |  | 0 | 0 | 0 | 0 | 0 | 0 | 0 | 0 | 0 | 5 | 5 | 1 | 1 | [19 empty] | 1 | 1 | 0
PG&E GBA | Evergreen | 115 | Offshore_Wind |  |  | 0 | 0 | 0 | 0 | 0 | 0 | 0 | 0 | 0 | 1 | 1 | 1 | 1 | [19 empty] | 1 | 1 | 0
PG&E FRESNO | Excelsior | 115 | Offshore_Wind |  |  | 0 | 0 | 0 | 0 | 0 | 0 | 0 | 0 | 0 | 5 | 2 | 5 | 2 | [19 empty] | 1 | 1 | 0
PG&E FRESNO | Exchequer | 115 | Offshore_Wind |  |  | 0 | 0 | 0 | 0 | 0 | 0 | 0 | 0 | 0 | 5 | 2 | 5 | 2 | [19 empty] | 1 | 1 | 0
PG&E KERN | Fairway | 115 | Offshore_Wind |  |  | 0 | 0 | 0 | 0 | 0 | 0 | 0 | 0 | 0 | 5 | 2 | 5 | 2 | [19 empty] | 1 | 1 | 0
PG&E KERN | Famoso | 115 | Offshore_Wind |  |  | 0 | 0 | 0 | 0 | 0 | 0 | 0 | 0 | 0 | 5 | 2 | 5 | 2 | [19 empty] | 1 | 1 | 0
PG&E NGBA | Fern Road | 500 | Offshore_Wind |  |  | 0 | 0 | 0 | 0 | 0 | 0 | 0 | 0 | 0 | 5 | 2 | 1 | 1 | [19 empty] | 1 | 1 | 0
PG&E GBA | Fibreboard (SPI Sonora) | 115 | Offshore_Wind |  |  | 0 | 0 | 0 | 0 | 0 | 0 | 0 | 0 | 0 | 5 | 5 | 1 | 1 | [19 empty] | 1 | 1 | 0
PG&E FRESNO | Figarden | 230 | Offshore_Wind |  |  | 0 | 0 | 0 | 0 | 0 | 0 | 0 | 0 | 0 | 5 | 2 | 5 | 2 | [19 empty] | 1 | 1 | 0
PG&E FRESNO | Fink | 230 | Offshore_Wind |  |  | 0 | 0 | 0 | 0 | 0 | 0 | 0 | 0 | 0 | 1 | 1 | 1 | 1 | [19 empty] | 1 | 1 | 0
PG&E GBA | FMC | 115 | Offshore_Wind |  |  | 0 | 0 | 0 | 0 | 0 | 0 | 0 | 0 | 0 | 1 | 1 | 1 | 1 | [19 empty] | 1 | 1 | 0
PG&E GBA | Fremont | 115 | Offshore_Wind |  |  | 0 | 0 | 0 | 0 | 0 | 0 | 0 | 0 | 0 | 1 | 1 | 1 | 1 | [19 empty] | 1 | 1 | 0
PG&E GBA | Frogtown | 115 | Offshore_Wind |  |  | 0 | 0 | 0 | 0 | 0 | 0 | 0 | 0 | 0 | 5 | 2 | 1 | 1 | [19 empty] | 1 | 1 | 0
PG&E NGBA | Fulton | 115 | Offshore_Wind |  |  | 0 | 0 | 0 | 0 | 0 | 0 | 0 | 0 | 0 | 5 | 2 | 1 | 1 | [19 empty] | 1 | 1 | 0
PG&E NGBA | Fulton | 230 | Offshore_Wind |  |  | 0 | 0 | 0 | 0 | 0 | 0 | 0 | 0 | 0 | 5 | 2 | 1 | 1 | [19 empty] | 1 | 1 | 0
PG&E KERN | Ganso | 115 | Offshore_Wind |  |  | 0 | 0 | 0 | 0 | 0 | 0 | 0 | 0 | 0 | 5 | 2 | 5 | 2 | [19 empty] | 1 | 1 | 0
PG&E FRESNO | Gates | 230 | Offshore_Wind |  |  | 0 | 0 | 0 | 0 | 0 | 0 | 0 | 0 | 0 | 5 | 2 | 5 | 2 | [19 empty] | 1 | 1 | 0
PG&E FRESNO | Gates | 500 | Offshore_Wind |  |  | 0 | 0 | 0 | 0 | 0 | 0 | 0 | 0 | 0 | 5 | 2 | 5 | 2 | [19 empty] | 1 | 1 | 0
PG&E NGBA | Geysers 12 | 230 | Offshore_Wind |  |  | 0 | 0 | 0 | 0 | 0 | 0 | 0 | 0 | 0 | 5 | 2 | 1 | 1 | [19 empty] | 1 | 1 | 0
PG&E NGBA | Geysers 17 | 230 | Offshore_Wind |  |  | 0 | 0 | 0 | 0 | 0 | 0 | 0 | 0 | 0 | 5 | 2 | 1 | 1 | [19 empty] | 1 | 1 | 0
PG&E NGBA | Geysers 3 | 115 | Offshore_Wind |  |  | 0 | 0 | 0 | 0 | 0 | 0 | 0 | 0 | 0 | 5 | 2 | 1 | 1 | [19 empty] | 1 | 1 | 0
PG&E NGBA | Glenn | 230 | Offshore_Wind |  |  | 0 | 0 | 0 | 0 | 0 | 0 | 0 | 0 | 0 | 5 | 2 | 1 | 1 | [19 empty] | 1 | 1 | 0
PG&E NGBA | Gold Hill | 115 | Offshore_Wind |  |  | 0 | 0 | 0 | 0 | 0 | 0 | 0 | 0 | 0 | 5 | 2 | 1 | 1 | [19 empty] | 1 | 1 | 0
PG&E NGBA | Gold Hill | 230 | Offshore_Wind |  |  | 0 | 0 | 0 | 0 | 0 | 0 | 0 | 0 | 0 | 5 | 2 | 1 | 1 | [19 empty] | 1 | 1 | 0
SCE Northern | Goleta | 230 | Offshore_Wind |  |  | 0 | 0 | 0 | 0 | 0 | 0 | 0 | 0 | 0 | 5 | 2 | 4 | 2 | [19 empty] | 1 | 1 | 0
SCE Metro | Goodrich | 230 | Offshore_Wind |  |  | 0 | 0 | 0 | 0 | 0 | 0 | 0 | 0 | 0 | 1 | 1 | 1 | 1 | [19 empty] | 1 | 1 | 0
PG&E KERN | Goose Lake | 115 | Offshore_Wind |  |  | 0 | 0 | 0 | 0 | 0 | 0 | 0 | 0 | 0 | 5 | 2 | 5 | 2 | [19 empty] | 1 | 1 | 0
SCE Metro | Gould | 230 | Offshore_Wind |  |  | 0 | 0 | 0 | 0 | 0 | 0 | 0 | 0 | 0 | 1 | 1 | 1 | 1 | [19 empty] | 1 | 1 | 0
PG&E NGBA | Grand Island | 115 | Offshore_Wind |  |  | 0 | 0 | 0 | 0 | 0 | 0 | 0 | 0 | 0 | 5 | 2 | 1 | 1 | [19 empty] | 1 | 1 | 0
PG&E GBA | Grant | 115 | Offshore_Wind |  |  | 0 | 0 | 0 | 0 | 0 | 0 | 0 | 0 | 0 | 5 | 2 | 1 | 1 | [19 empty] | 1 | 1 | 0
PG&E GBA | Green Valley | 115 | Offshore_Wind |  |  | 0 | 0 | 0 | 0 | 0 | 0 | 0 | 0 | 0 | 1 | 1 | 3 | 3 | [19 empty] | 1 | 1 | 0
PG&E NGBA | Greenleaf 1 | 115 | Offshore_Wind |  |  | 0 | 0 | 0 | 0 | 0 | 0 | 0 | 0 | 0 | 5 | 2 | 1 | 1 | [19 empty] | 1 | 1 | 0
PG&E FRESNO | Gregg | 230 | Offshore_Wind |  |  | 0 | 0 | 0 | 0 | 0 | 0 | 0 | 0 | 0 | 5 | 2 | 5 | 2 | [19 empty] | 1 | 1 | 0
PG&E FRESNO | Grimmway-Malaga | 115 | Offshore_Wind |  |  | 0 | 0 | 0 | 0 | 0 | 0 | 0 | 0 | 0 | 5 | 2 | 5 | 2 | [19 empty] | 1 | 1 | 0
PG&E NGBA | Grizzly | 230 | Offshore_Wind |  |  | 0 | 0 | 0 | 0 | 0 | 0 | 0 | 0 | 0 | 5 | 5 | 3 | 3 | [19 empty] | 1 | 1 | 0
PG&E FRESNO | GWF Hanford | 115 | Offshore_Wind |  |  | 0 | 0 | 0 | 0 | 0 | 0 | 0 | 0 | 0 | 5 | 2 | 5 | 2 | [19 empty] | 1 | 1 | 0
PG&E FRESNO | Haas | 230 | Offshore_Wind |  |  | 0 | 0 | 0 | 0 | 0 | 0 | 0 | 0 | 0 | 5 | 2 | 5 | 2 | [19 empty] | 1 | 1 | 0
PG&E FRESNO | Hammonds | 115 | Offshore_Wind |  |  | 0 | 0 | 0 | 0 | 0 | 0 | 0 | 0 | 0 | 5 | 2 | 5 | 2 | [19 empty] | 1 | 1 | 0
SCE Metro | HarborGen | 230 | Offshore_Wind |  |  | 0 | 0 | 0 | 0 | 0 | 0 | 0 | 0 | 0 | 1 | 1 | 1 | 1 | [19 empty] | 1 | 1 | 0
EOP | Harry Allen | 500 | Offshore_Wind |  |  | 0 | 0 | 0 | 0 | 0 | 0 | 0 | 0 | 0 | 5 | 3 | 4 | 2 | [19 empty] | 1 | 1 | 0
SCE NOL | Harvard | 115 | Offshore_Wind |  |  | 0 | 0 | 0 | 0 | 0 | 0 | 0 | 0 | 0 | 4 | 4 | 1 | 1 | [19 empty] | 1 | 1 | 0
SDGE | Hassayampa | 500 | Offshore_Wind |  |  | 0 | 0 | 0 | 0 | 0 | 0 | 0 | 0 | 0 | 5 | 4 | 4 | 2 | [19 empty] | 1 | 1 | 0
PG&E FRESNO | Helm | 230 | Offshore_Wind |  |  | 0 | 0 | 0 | 0 | 0 | 0 | 0 | 0 | 0 | 5 | 2 | 5 | 2 | [19 empty] | 1 | 1 | 0
PG&E FRESNO | Henrietta | 115 | Offshore_Wind |  |  | 0 | 0 | 0 | 0 | 0 | 0 | 0 | 0 | 0 | 5 | 2 | 5 | 2 | [19 empty] | 1 | 1 | 0
PG&E FRESNO | Henrietta | 230 | Offshore_Wind |  |  | 0 | 0 | 0 | 0 | 0 | 0 | 0 | 0 | 0 | 5 | 2 | 5 | 2 | [19 empty] | 1 | 1 | 0
PG&E FRESNO | Herndon | 115 | Offshore_Wind |  |  | 0 | 0 | 0 | 0 | 0 | 0 | 0 | 0 | 0 | 5 | 2 | 5 | 2 | [19 empty] | 1 | 1 | 0
PG&E FRESNO | Herndon | 230 | Offshore_Wind |  |  | 0 | 0 | 0 | 0 | 0 | 0 | 0 | 0 | 0 | 5 | 2 | 5 | 2 | [19 empty] | 1 | 1 | 0
PG&E GBA | Hicks | 230 | Offshore_Wind |  |  | 0 | 0 | 0 | 0 | 0 | 0 | 0 | 0 | 0 | 1 | 1 | 1 | 1 | [19 empty] | 1 | 1 | 0
PG&E NGBA | Higgins | 115 | Offshore_Wind |  |  | 0 | 0 | 0 | 0 | 0 | 0 | 0 | 0 | 0 | 5 | 2 | 1 | 1 | [19 empty] | 1 | 1 | 0
PG&E NGBA | Hilltop | 345 | Offshore_Wind |  |  | 0 | 0 | 0 | 0 | 0 | 0 | 0 | 0 | 0 | 5 | 2 | 1 | 1 | [19 empty] | 1 | 1 | 0
SCE Metro | Hinson | 230 | Offshore_Wind |  |  | 0 | 0 | 0 | 0 | 0 | 0 | 0 | 0 | 0 | 1 | 1 | 1 | 1 | [19 empty] | 1 | 1 | 0
PG&E GBA | Hollister | 115 | Offshore_Wind |  |  | 0 | 0 | 0 | 0 | 0 | 0 | 0 | 0 | 0 | 1 | 1 | 3 | 3 | [19 empty] | 1 | 1 | 0
PG&E NGBA | Homestake | 115 | Offshore_Wind |  |  | 0 | 0 | 0 | 0 | 0 | 0 | 0 | 0 | 0 | 5 | 2 | 1 | 1 | [19 empty] | 1 | 1 | 0
PG&E NGBA | Honcut | 115 | Offshore_Wind |  |  | 0 | 0 | 0 | 0 | 0 | 0 | 0 | 0 | 0 | 5 | 2 | 1 | 1 | [19 empty] | 1 | 1 | 0
SDGE | Hoodoo Wash | 500 | Offshore_Wind |  |  | 0 | 0 | 0 | 0 | 0 | 0 | 0 | 0 | 0 | 5 | 4 | 4 | 2 | [19 empty] | 1 | 1 | 0
PG&E NGBA | Hopland | 115 | Offshore_Wind |  |  | 0 | 0 | 0 | 0 | 0 | 0 | 0 | 0 | 0 | 5 | 2 | 1 | 1 | [19 empty] | 1 | 1 | 0
PG&E NGBA | Humboldt | 115 | Offshore_Wind |  |  | 0 | 0 | 0 | 0 | 0 | 0 | 0 | 0 | 0 | 5 | 2 | 1 | 1 | 3 | [18 empty] | 1 | 1 | 0
PG&E NGBA | Humboldt | 500 | Offshore_Wind |  |  | 0 | 0 | 0 | 0 | 0 | 0 | 0 | 0 | 0 | 5 | 2 | 1 | 1 | [19 empty] | 1 | 5 | 1
SCE Metro | Huntington Beach | 230 | Offshore_Wind |  |  | 0 | 0 | 0 | 0 | 0 | 0 | 0 | 0 | 0 | 1 | 1 | 1 | 1 | [19 empty] | 1 | 1 | 0
PG&E NGBA | Ignacio | 115 | Offshore_Wind |  |  | 0 | 0 | 0 | 0 | 0 | 0 | 0 | 0 | 0 | 5 | 2 | 1 | 1 | [19 empty] | 1 | 1 | 0
PG&E NGBA | Ignacio | 230 | Offshore_Wind |  |  | 0 | 0 | 0 | 0 | 0 | 0 | 0 | 0 | 0 | 5 | 2 | 1 | 1 | [19 empty] | 1 | 1 | 0
SDGE | Imperial Valley | 230 | Offshore_Wind |  |  | 0 | 0 | 0 | 0 | 0 | 0 | 0 | 0 | 0 | 4 | 4 | 1 | 1 | [19 empty] | 1 | 1 | 0
SDGE | Imperial Valley | 500 | Offshore_Wind |  |  | 0 | 0 | 0 | 0 | 0 | 0 | 0 | 0 | 0 | 4 | 4 | 1 | 1 | [19 empty] | 1 | 1 | 0
EOP | Innovation | 138 | Offshore_Wind |  |  | 0 | 0 | 0 | 0 | 0 | 0 | 0 | 0 | 0 | 5 | 3 | 4 | 2 | [19 empty] | 1 | 1 | 0
EOP | Innovation | 230 | Offshore_Wind |  |  | 0 | 0 | 0 | 0 | 0 | 0 | 0 | 0 | 0 | 5 | 3 | 4 | 2 | [19 empty] | 1 | 1 | 0
SCE NOL | Inyokern | 115 | Offshore_Wind |  |  | 0 | 0 | 0 | 0 | 0 | 0 | 0 | 0 | 0 | 4 | 4 | 1 | 1 | [19 empty] | 1 | 1 | 0
EOP | IS Tap | 138 | Offshore_Wind |  |  | 0 | 0 | 0 | 0 | 0 | 0 | 0 | 0 | 0 | 5 | 3 | 4 | 2 | [19 empty] | 1 | 1 | 0
EOP | Ivanpah | 115 | Offshore_Wind |  |  | 0 | 0 | 0 | 0 | 0 | 0 | 0 | 0 | 0 | 5 | 3 | 4 | 2 | [19 empty] | 1 | 1 | 0
EOP | Ivanpah | 230 | Offshore_Wind |  |  | 0 | 0 | 0 | 0 | 0 | 0 | 0 | 0 | 0 | 5 | 3 | 4 | 2 | [19 empty] | 1 | 1 | 0
EOP | Jackass (DOE) | 138 | Offshore_Wind |  |  | 0 | 0 | 0 | 0 | 0 | 0 | 0 | 0 | 0 | 5 | 3 | 4 | 2 | [19 empty] | 1 | 1 | 0
PG&E NGBA | James B Black | 230 | Offshore_Wind |  |  | 0 | 0 | 0 | 0 | 0 | 0 | 0 | 0 | 0 | 5 | 2 | 1 | 1 | [19 empty] | 1 | 1 | 0
PG&E GBA | Jefferson | 230 | Offshore_Wind |  |  | 0 | 0 | 0 | 0 | 0 | 0 | 0 | 0 | 0 | 1 | 1 | 1 | 1 | [19 empty] | 1 | 1 | 0
PG&E NGBA | Jessup | 115 | Offshore_Wind |  |  | 0 | 0 | 0 | 0 | 0 | 0 | 0 | 0 | 0 | 5 | 2 | 1 | 1 | [19 empty] | 1 | 1 | 0
SCE Metro | Johanna | 230 | Offshore_Wind |  |  | 0 | 0 | 0 | 0 | 0 | 0 | 0 | 0 | 0 | 1 | 1 | 1 | 1 | [19 empty] | 1 | 1 | 0
SCE Eastern | Julian Hinds | 230 | Offshore_Wind |  |  | 0 | 0 | 0 | 0 | 0 | 0 | 0 | 0 | 0 | 5 | 5 | 4 | 4 | [19 empty] | 1 | 1 | 0
PG&E GBA | Kasson | 115 | Offshore_Wind |  |  | 0 | 0 | 0 | 0 | 0 | 0 | 0 | 0 | 0 | 5 | 2 | 1 | 1 | [19 empty] | 1 | 1 | 0
PG&E FRESNO | Kearney | 230 | Offshore_Wind |  |  | 0 | 0 | 0 | 0 | 0 | 0 | 0 | 0 | 0 | 5 | 2 | 5 | 2 | [19 empty] | 1 | 1 | 0
PG&E GBA | Kelso | 230 | Offshore_Wind |  |  | 0 | 0 | 0 | 0 | 0 | 0 | 0 | 0 | 0 | 5 | 2 | 1 | 1 | [19 empty] | 1 | 1 | 0
PG&E FRESNO | Kerchoff 1 | 115 | Offshore_Wind |  |  | 0 | 0 | 0 | 0 | 0 | 0 | 0 | 0 | 0 | 5 | 2 | 5 | 2 | [19 empty] | 1 | 1 | 0
PG&E KERN | Kern Oil | 115 | Offshore_Wind |  |  | 0 | 0 | 0 | 0 | 0 | 0 | 0 | 0 | 0 | 5 | 2 | 5 | 2 | [19 empty] | 1 | 1 | 0
PG&E KERN | Kern PP | 115 | Offshore_Wind |  |  | 0 | 0 | 0 | 0 | 0 | 0 | 0 | 0 | 0 | 5 | 2 | 5 | 2 | [19 empty] | 1 | 1 | 0
PG&E KERN | Kern PP | 230 | Offshore_Wind |  |  | 0 | 0 | 0 | 0 | 0 | 0 | 0 | 0 | 0 | 5 | 2 | 5 | 2 | [19 empty] | 1 | 1 | 0
PG&E KERN | Kernridge | 115 | Offshore_Wind |  |  | 0 | 0 | 0 | 0 | 0 | 0 | 0 | 0 | 0 | 5 | 2 | 5 | 2 | [19 empty] | 1 | 1 | 0
PG&E FRESNO | Kingsburg | 115 | Offshore_Wind |  |  | 0 | 0 | 0 | 0 | 0 | 0 | 0 | 0 | 0 | 5 | 2 | 5 | 2 | [19 empty] | 1 | 1 | 0
PG&E GBA | Kirker | 115 | Offshore_Wind |  |  | 0 | 0 | 0 | 0 | 0 | 0 | 0 | 0 | 0 | 5 | 2 | 1 | 1 | [19 empty] | 1 | 1 | 0
PG&E NGBA | Knights Landing | 115 | Offshore_Wind |  |  | 0 | 0 | 0 | 0 | 0 | 0 | 0 | 0 | 0 | 5 | 5 | 3 | 3 | [19 empty] | 1 | 1 | 0
SCE NOL | Kramer | 115 | Offshore_Wind |  |  | 0 | 0 | 0 | 0 | 0 | 0 | 0 | 0 | 0 | 4 | 4 | 1 | 1 | [19 empty] | 1 | 1 | 0
SCE NOL | Kramer | 230 | Offshore_Wind |  |  | 0 | 0 | 0 | 0 | 0 | 0 | 0 | 0 | 0 | 4 | 4 | 1 | 1 | [19 empty] | 1 | 1 | 0
SCE Metro | La Cienega | 230 | Offshore_Wind |  |  | 0 | 0 | 0 | 0 | 0 | 0 | 0 | 0 | 0 | 1 | 1 | 1 | 1 | [19 empty] | 1 | 1 | 0
SCE Metro | La Fresa | 230 | Offshore_Wind |  |  | 0 | 0 | 0 | 0 | 0 | 0 | 0 | 0 | 0 | 1 | 1 | 1 | 1 | [19 empty] | 1 | 1 | 0
SCE Metro | Laguna Bell | 230 | Offshore_Wind |  |  | 0 | 0 | 0 | 0 | 0 | 0 | 0 | 0 | 0 | 1 | 1 | 1 | 1 | [19 empty] | 1 | 1 | 0
PG&E NGBA | Lakeville | 230 | Offshore_Wind |  |  | 0 | 0 | 0 | 0 | 0 | 0 | 0 | 0 | 0 | 5 | 2 | 1 | 1 | [19 empty] | 1 | 1 | 0
PG&E NGBA | Lakeville | 115 | Offshore_Wind |  |  | 0 | 0 | 0 | 0 | 0 | 0 | 0 | 0 | 0 | 5 | 2 | 1 | 1 | [19 empty] | 1 | 1 | 0
PG&E GBA | Lakewood | 115 | Offshore_Wind |  |  | 0 | 0 | 0 | 0 | 0 | 0 | 0 | 0 | 0 | 5 | 2 | 1 | 1 | [19 empty] | 1 | 1 | 0
PG&E NGBA | Lambie | 230 | Offshore_Wind |  |  | 0 | 0 | 0 | 0 | 0 | 0 | 0 | 0 | 0 | 5 | 2 | 1 | 1 | [19 empty] | 1 | 1 | 0
PG&E GBA | Lammers | 115 | Offshore_Wind |  |  | 0 | 0 | 0 | 0 | 0 | 0 | 0 | 0 | 0 | 5 | 5 | 1 | 1 | [19 empty] | 1 | 1 | 0
PG&E KERN | Lamont | 115 | Offshore_Wind |  |  | 0 | 0 | 0 | 0 | 0 | 0 | 0 | 0 | 0 | 5 | 2 | 5 | 2 | [19 empty] | 1 | 1 | 0
PG&E FRESNO | Las Aguilas | 230 | Offshore_Wind |  |  | 0 | 0 | 0 | 0 | 0 | 0 | 0 | 0 | 0 | 5 | 2 | 5 | 2 | [19 empty] | 1 | 1 | 0
EOP | Lathrop | 138 | Offshore_Wind |  |  | 0 | 0 | 0 | 0 | 0 | 0 | 0 | 0 | 0 | 5 | 3 | 4 | 2 | [19 empty] | 1 | 1 | 0
EOP | Lathrop | 230 | Offshore_Wind |  |  | 0 | 0 | 0 | 0 | 0 | 0 | 0 | 0 | 0 | 5 | 3 | 4 | 2 | [19 empty] | 1 | 1 | 0
PG&E FRESNO | Le Grand | 115 | Offshore_Wind |  |  | 0 | 0 | 0 | 0 | 0 | 0 | 0 | 0 | 0 | 5 | 2 | 5 | 2 | [19 empty] | 1 | 1 | 0
PG&E KERN | Lerdo | 115 | Offshore_Wind |  |  | 0 | 0 | 0 | 0 | 0 | 0 | 0 | 0 | 0 | 5 | 2 | 5 | 2 | [19 empty] | 1 | 1 | 0
SCE Metro | Lewis | 230 | Offshore_Wind |  |  | 0 | 0 | 0 | 0 | 0 | 0 | 0 | 0 | 0 | 1 | 1 | 1 | 1 | [19 empty] | 1 | 1 | 0
SCE Metro | Lighthipe | 230 | Offshore_Wind |  |  | 0 | 0 | 0 | 0 | 0 | 0 | 0 | 0 | 0 | 1 | 1 | 1 | 1 | [19 empty] | 1 | 1 | 0
PG&E NGBA | Lincoln | 115 | Offshore_Wind |  |  | 0 | 0 | 0 | 0 | 0 | 0 | 0 | 0 | 0 | 5 | 5 | 3 | 3 | [19 empty] | 1 | 1 | 0
PG&E KERN | Live Oak | 115 | Offshore_Wind |  |  | 0 | 0 | 0 | 0 | 0 | 0 | 0 | 0 | 0 | 5 | 2 | 5 | 2 | [19 empty] | 1 | 1 | 0
PG&E GBA | Llagas | 115 | Offshore_Wind |  |  | 0 | 0 | 0 | 0 | 0 | 0 | 0 | 0 | 0 | 1 | 1 | 3 | 3 | [19 empty] | 1 | 1 | 0
PG&E GBA | Lockeford | 115 | Offshore_Wind |  |  | 0 | 0 | 0 | 0 | 0 | 0 | 0 | 0 | 0 | 5 | 2 | 1 | 1 | [19 empty] | 1 | 1 | 0
PG&E GBA | Lockeford | 230 | Offshore_Wind |  |  | 0 | 0 | 0 | 0 | 0 | 0 | 0 | 0 | 0 | 5 | 2 | 1 | 1 | [19 empty] | 1 | 1 | 0
PG&E GBA | Lodi | 230 | Offshore_Wind |  |  | 0 | 0 | 0 | 0 | 0 | 0 | 0 | 0 | 0 | 5 | 2 | 1 | 1 | [19 empty] | 1 | 1 | 0
PG&E NGBA | Logan Creek | 230 | Offshore_Wind |  |  | 0 | 0 | 0 | 0 | 0 | 0 | 0 | 0 | 0 | 5 | 2 | 1 | 1 | [19 empty] | 1 | 1 | 0
PG&E GBA | Lone Tree | 230 | Offshore_Wind |  |  | 0 | 0 | 0 | 0 | 0 | 0 | 0 | 0 | 0 | 5 | 2 | 1 | 1 | [19 empty] | 1 | 1 | 0
PG&E FRESNO | Los Banos | 230 | Offshore_Wind |  |  | 0 | 0 | 0 | 0 | 0 | 0 | 0 | 0 | 0 | 5 | 2 | 5 | 2 | [19 empty] | 1 | 1 | 0
PG&E FRESNO | Los Banos | 500 | Offshore_Wind |  |  | 0 | 0 | 0 | 0 | 0 | 0 | 0 | 0 | 0 | 1 | 1 | 1 | 1 | [19 empty] | 1 | 1 | 0
SDGE | Los Coches | 138 | Offshore_Wind |  |  | 0 | 0 | 0 | 0 | 0 | 0 | 0 | 0 | 0 | 4 | 4 | 1 | 1 | [19 empty] | 1 | 1 | 0
PG&E GBA | Los Esteros | 115 | Offshore_Wind |  |  | 0 | 0 | 0 | 0 | 0 | 0 | 0 | 0 | 0 | 1 | 1 | 1 | 1 | [19 empty] | 1 | 1 | 0
PG&E GBA | Los Esteros | 230 | Offshore_Wind |  |  | 0 | 0 | 0 | 0 | 0 | 0 | 0 | 0 | 0 | 1 | 1 | 1 | 1 | [19 empty] | 1 | 1 | 0
PG&E GBA | Los Positas | 230 | Offshore_Wind |  |  | 0 | 0 | 0 | 0 | 0 | 0 | 0 | 0 | 0 | 5 | 2 | 1 | 1 | [19 empty] | 1 | 1 | 0
SCE NOL | Lugo | 230 | Offshore_Wind |  |  | 0 | 0 | 0 | 0 | 0 | 0 | 0 | 0 | 0 | 3 | 3 | 1 | 1 | [19 empty] | 1 | 1 | 0
SCE Metro | Lugo | 500 | Offshore_Wind |  |  | 0 | 0 | 0 | 0 | 0 | 0 | 0 | 0 | 0 | 1 | 1 | 1 | 1 | [19 empty] | 1 | 1 | 0
PG&E NGBA | Madison | 115 | Offshore_Wind |  |  | 0 | 0 | 0 | 0 | 0 | 0 | 0 | 0 | 0 | 5 | 2 | 1 | 1 | [19 empty] | 1 | 1 | 0
PG&E KERN | Magunden | 115 | Offshore_Wind |  |  | 0 | 0 | 0 | 0 | 0 | 0 | 0 | 0 | 0 | 5 | 2 | 5 | 2 | [19 empty] | 1 | 1 | 0
SCE Northern | Magunden | 230 | Offshore_Wind |  |  | 0 | 0 | 0 | 0 | 0 | 0 | 0 | 0 | 0 | 5 | 5 | 1 | 1 | [19 empty] | 1 | 1 | 0
PG&E FRESNO | Malaga | 115 | Offshore_Wind |  |  | 0 | 0 | 0 | 0 | 0 | 0 | 0 | 0 | 0 | 5 | 2 | 5 | 2 | [19 empty] | 1 | 1 | 0
PG&E NGBA | Malin | 500 | Offshore_Wind |  |  | 0 | 0 | 0 | 0 | 0 | 0 | 0 | 0 | 0 | 5 | 2 | 1 | 1 | [19 empty] | 1 | 1 | 0
SCE Northern | Mandalay | 230 | Offshore_Wind |  |  | 0 | 0 | 0 | 0 | 0 | 0 | 0 | 0 | 0 | 5 | 2 | 4 | 2 | [19 empty] | 1 | 1 | 0
PG&E FRESNO | Manning | 230 | Offshore_Wind |  |  | 0 | 0 | 0 | 0 | 0 | 0 | 0 | 0 | 0 | 5 | 2 | 5 | 2 | [19 empty] | 1 | 1 | 0
PG&E FRESNO | Manning | 500 | Offshore_Wind |  |  | 0 | 0 | 0 | 0 | 0 | 0 | 0 | 0 | 0 | 1 | 1 | 1 | 1 | [19 empty] | 1 | 1 | 0
PG&E GBA | Manteca | 115 | Offshore_Wind |  |  | 0 | 0 | 0 | 0 | 0 | 0 | 0 | 0 | 0 | 5 | 5 | 5 | 2 | [19 empty] | 1 | 1 | 0
SDGE | Margarita | 138 | Offshore_Wind |  |  | 0 | 0 | 0 | 0 | 0 | 0 | 0 | 0 | 0 | 1 | 1 | 1 | 1 | [19 empty] | 1 | 1 | 0
PG&E GBA | Martin | 230 | Offshore_Wind |  |  | 0 | 0 | 0 | 0 | 0 | 0 | 0 | 0 | 0 | 5 | 2 | 1 | 1 | [19 empty] | 1 | 1 | 0
PG&E GBA | Martin | 115 | Offshore_Wind |  |  | 0 | 0 | 0 | 0 | 0 | 0 | 0 | 0 | 0 | 1 | 1 | 1 | 1 | [19 empty] | 1 | 1 | 0
PG&E GBA | Martinez | 115 | Offshore_Wind |  |  | 0 | 0 | 0 | 0 | 0 | 0 | 0 | 0 | 0 | 5 | 2 | 1 | 1 | [19 empty] | 1 | 1 | 0
PG&E FRESNO | Mc Mullin | 230 | Offshore_Wind |  |  | 0 | 0 | 0 | 0 | 0 | 0 | 0 | 0 | 0 | 5 | 2 | 5 | 2 | [19 empty] | 1 | 1 | 0
PG&E FRESNO | McCall | 115 | Offshore_Wind |  |  | 0 | 0 | 0 | 0 | 0 | 0 | 0 | 0 | 0 | 5 | 2 | 5 | 2 | [19 empty] | 1 | 1 | 0
PG&E FRESNO | McCall | 230 | Offshore_Wind |  |  | 0 | 0 | 0 | 0 | 0 | 0 | 0 | 0 | 0 | 5 | 2 | 5 | 2 | [19 empty] | 1 | 1 | 0
PG&E GBA | Meadow Lane | 115 | Offshore_Wind |  |  | 0 | 0 | 0 | 0 | 0 | 0 | 0 | 0 | 0 | 5 | 2 | 1 | 1 | [19 empty] | 1 | 1 | 0
PG&E GBA | Melones | 115 | Offshore_Wind |  |  | 0 | 0 | 0 | 0 | 0 | 0 | 0 | 0 | 0 | 5 | 5 | 1 | 1 | [19 empty] | 1 | 1 | 0
PG&E GBA | Melones | 230 | Offshore_Wind |  |  | 0 | 0 | 0 | 0 | 0 | 0 | 0 | 0 | 0 | 5 | 5 | 1 | 1 | [19 empty] | 1 | 1 | 0
PG&E NGBA | Mendocino | 115 | Offshore_Wind |  |  | 0 | 0 | 0 | 0 | 0 | 0 | 0 | 0 | 0 | 5 | 2 | 1 | 1 | [19 empty] | 1 | 1 | 0
PG&E FRESNO | Mendota | 115 | Offshore_Wind |  |  | 0 | 0 | 0 | 0 | 0 | 0 | 0 | 0 | 0 | 5 | 2 | 5 | 2 | [19 empty] | 1 | 1 | 0
PG&E FRESNO | Merced | 115 | Offshore_Wind |  |  | 0 | 0 | 0 | 0 | 0 | 0 | 0 | 0 | 0 | 5 | 2 | 5 | 2 | [19 empty] | 1 | 1 | 0
EOP | Mercury | 138 | Offshore_Wind |  |  | 0 | 0 | 0 | 0 | 0 | 0 | 0 | 0 | 0 | 5 | 3 | 4 | 2 | [19 empty] | 1 | 1 | 0
PG&E KERN | Mesa (PGE) | 115 | Offshore_Wind |  |  | 0 | 0 | 0 | 0 | 0 | 0 | 0 | 0 | 0 | 5 | 2 | 5 | 2 | [19 empty] | 1 | 1 | 0
PG&E KERN | Mesa (PGE) | 230 | Offshore_Wind |  |  | 0 | 0 | 0 | 0 | 0 | 0 | 0 | 0 | 0 | 5 | 2 | 5 | 2 | [19 empty] | 1 | 1 | 0
SCE Metro | Mesa (SCE) | 230 | Offshore_Wind |  |  | 0 | 0 | 0 | 0 | 0 | 0 | 0 | 0 | 0 | 1 | 1 | 1 | 1 | [19 empty] | 1 | 1 | 0
SCE Metro | Mesa (SCE) | 500 | Offshore_Wind |  |  | 0 | 0 | 0 | 0 | 0 | 0 | 0 | 0 | 0 | 1 | 1 | 1 | 1 | [19 empty] | 1 | 1 | 0
PG&E GBA | Metcalf | 115 | Offshore_Wind |  |  | 0 | 0 | 0 | 0 | 0 | 0 | 0 | 0 | 0 | 1 | 1 | 1 | 1 | [19 empty] | 1 | 1 | 0
PG&E GBA | Metcalf | 230 | Offshore_Wind |  |  | 0 | 0 | 0 | 0 | 0 | 0 | 0 | 0 | 0 | 1 | 1 | 1 | 1 | [19 empty] | 1 | 1 | 0
PG&E GBA | Metcalf | 500 | Offshore_Wind |  |  | 0 | 0 | 0 | 0 | 0 | 0 | 0 | 0 | 0 | 1 | 1 | 1 | 1 | [19 empty] | 1 | 1 | 0
PG&E KERN | Midway | 115 | Offshore_Wind |  |  | 0 | 0 | 0 | 0 | 0 | 0 | 0 | 0 | 0 | 5 | 2 | 5 | 2 | [19 empty] | 1 | 1 | 0
PG&E KERN | Midway | 230 | Offshore_Wind |  |  | 0 | 0 | 0 | 0 | 0 | 0 | 0 | 0 | 0 | 5 | 2 | 5 | 2 | [19 empty] | 1 | 1 | 0
PG&E KERN | Midway | 500 | Offshore_Wind |  |  | 0 | 0 | 0 | 0 | 0 | 0 | 0 | 0 | 0 | 5 | 2 | 4 | 2 | [19 empty] | 1 | 1 | 0
SDGE | Miguel | 230 | Offshore_Wind |  |  | 0 | 0 | 0 | 0 | 0 | 0 | 0 | 0 | 0 | 4 | 4 | 1 | 1 | [19 empty] | 1 | 1 | 0
SDGE | Miguel | 500 | Offshore_Wind |  |  | 0 | 0 | 0 | 0 | 0 | 0 | 0 | 0 | 0 | 4 | 4 | 1 | 1 | [19 empty] | 1 | 1 | 0
PG&E GBA | Millbrae | 115 | Offshore_Wind |  |  | 0 | 0 | 0 | 0 | 0 | 0 | 0 | 0 | 0 | 1 | 1 | 1 | 1 | [19 empty] | 1 | 1 | 0
PG&E GBA | Miller | 115 | Offshore_Wind |  |  | 0 | 0 | 0 | 0 | 0 | 0 | 0 | 0 | 0 | 5 | 5 | 1 | 1 | [19 empty] | 1 | 1 | 0
SCE Metro | Mira Loma | 230 | Offshore_Wind |  |  | 0 | 0 | 0 | 0 | 0 | 0 | 0 | 0 | 0 | 1 | 1 | 1 | 1 | [19 empty] | 1 | 1 | 0
SCE Metro | Mira Loma | 500 | Offshore_Wind |  |  | 0 | 0 | 0 | 0 | 0 | 0 | 0 | 0 | 0 | 1 | 1 | 1 | 1 | [19 empty] | 1 | 1 | 0
SCE Eastern | Mirage | 115 | Offshore_Wind |  |  | 0 | 0 | 0 | 0 | 0 | 0 | 0 | 0 | 0 | 5 | 5 | 4 | 4 | [19 empty] | 1 | 1 | 0
SCE Eastern | Mirage | 230 | Offshore_Wind |  |  | 0 | 0 | 0 | 0 | 0 | 0 | 0 | 0 | 0 | 5 | 5 | 4 | 4 | [19 empty] | 1 | 1 | 0
SDGE | Mission | 138 | Offshore_Wind |  |  | 0 | 0 | 0 | 0 | 0 | 0 | 0 | 0 | 0 | 4 | 4 | 1 | 1 | [19 empty] | 1 | 1 | 0
SDGE | Mission | 230 | Offshore_Wind |  |  | 0 | 0 | 0 | 0 | 0 | 0 | 0 | 0 | 0 | 4 | 4 | 1 | 1 | [19 empty] | 1 | 1 | 0
PG&E GBA | Mi-Wuk | 115 | Offshore_Wind |  |  | 0 | 0 | 0 | 0 | 0 | 0 | 0 | 0 | 0 | 5 | 5 | 1 | 1 | [19 empty] | 1 | 1 | 0
EOP | Mohave | 500 | Offshore_Wind |  |  | 0 | 0 | 0 | 0 | 0 | 0 | 0 | 0 | 0 | 5 | 2 | 4 | 2 | [19 empty] | 1 | 1 | 0
PG&E NGBA | Monroe | 115 | Offshore_Wind |  |  | 0 | 0 | 0 | 0 | 0 | 0 | 0 | 0 | 0 | 5 | 2 | 1 | 1 | [19 empty] | 1 | 1 | 0
PG&E GBA | Monta Vista | 115 | Offshore_Wind |  |  | 0 | 0 | 0 | 0 | 0 | 0 | 0 | 0 | 0 | 1 | 1 | 1 | 1 | [19 empty] | 1 | 1 | 0
PG&E GBA | Monta Vista | 230 | Offshore_Wind |  |  | 0 | 0 | 0 | 0 | 0 | 0 | 0 | 0 | 0 | 1 | 1 | 1 | 1 | [19 empty] | 1 | 1 | 0
PG&E NGBA | Monticello | 115 | Offshore_Wind |  |  | 0 | 0 | 0 | 0 | 0 | 0 | 0 | 0 | 0 | 5 | 2 | 1 | 1 | [19 empty] | 1 | 1 | 0
SCE Northern | Moorpark | 230 | Offshore_Wind |  |  | 0 | 0 | 0 | 0 | 0 | 0 | 0 | 0 | 0 | 5 | 2 | 4 | 2 | [19 empty] | 1 | 1 | 0
PG&E GBA | Moraga | 115 | Offshore_Wind |  |  | 0 | 0 | 0 | 0 | 0 | 0 | 0 | 0 | 0 | 5 | 2 | 1 | 1 | [19 empty] | 1 | 1 | 0
PG&E GBA | Moraga | 230 | Offshore_Wind |  |  | 0 | 0 | 0 | 0 | 0 | 0 | 0 | 0 | 0 | 5 | 2 | 1 | 1 | [19 empty] | 1 | 1 | 0
PG&E GBA | Morgan Hill | 115 | Offshore_Wind |  |  | 0 | 0 | 0 | 0 | 0 | 0 | 0 | 0 | 0 | 1 | 1 | 3 | 3 | [19 empty] | 1 | 1 | 0
PG&E KERN | Morro Bay | 115 | Offshore_Wind |  |  | 0 | 0 | 0 | 0 | 0 | 0 | 0 | 0 | 0 | 5 | 2 | 5 | 2 | [19 empty] | 1 | 1 | 0
PG&E KERN | Morro Bay | 230 | Offshore_Wind |  |  | 0 | 0 | 0 | 0 | 0 | 0 | 0 | 0 | 0 | 5 | 2 | 5 | 2 | [19 empty] | 1 | 1 | 0
PG&E KERN | Morro Bay | 500 | Offshore_Wind |  |  | 0 | 0 | 0 | 0 | 0 | 0 | 0 | 0 | 0 | 5 | 2 | 4 | 2 | [19 empty] | 1 | 1 | 0
PG&E GBA | Moss Landing | 115 | Offshore_Wind |  |  | 0 | 0 | 0 | 0 | 0 | 0 | 0 | 0 | 0 | 1 | 1 | 3 | 3 | [19 empty] | 1 | 1 | 0
PG&E GBA | Moss Landing | 230 | Offshore_Wind |  |  | 0 | 0 | 0 | 0 | 0 | 0 | 0 | 0 | 0 | 1 | 1 | 3 | 3 | [19 empty] | 1 | 1 | 0
PG&E GBA | Moss Landing | 500 | Offshore_Wind |  |  | 0 | 0 | 0 | 0 | 0 | 0 | 0 | 0 | 0 | 5 | 2 | 1 | 1 | 5 | [18 empty] | 1 | 1 | 0
EOP | Mountain Pass | 115 | Offshore_Wind |  |  | 0 | 0 | 0 | 0 | 0 | 0 | 0 | 0 | 0 | 5 | 3 | 4 | 2 | [19 empty] | 1 | 1 | 0
PG&E GBA | Mountain View | 115 | Offshore_Wind |  |  | 0 | 0 | 0 | 0 | 0 | 0 | 0 | 0 | 0 | 1 | 1 | 1 | 1 | [19 empty] | 1 | 1 | 0
PG&E GBA | Mt Eden | 115 | Offshore_Wind |  |  | 0 | 0 | 0 | 0 | 0 | 0 | 0 | 0 | 0 | 5 | 2 | 1 | 1 | [19 empty] | 1 | 1 | 0
PG&E KERN | Mt Poso | 115 | Offshore_Wind |  |  | 0 | 0 | 0 | 0 | 0 | 0 | 0 | 0 | 0 | 5 | 2 | 5 | 2 | [19 empty] | 1 | 1 | 0
PG&E FRESNO | Mustang | 230 | Offshore_Wind |  |  | 0 | 0 | 0 | 0 | 0 | 0 | 0 | 0 | 0 | 5 | 2 | 5 | 2 | [19 empty] | 1 | 1 | 0
PG&E KERN | New Sub - Gates - Midway (Proposed) | 230 | Offshore_Wind |  |  | 0 | 0 | 0 | 0 | 0 | 0 | 0 | 0 | 0 | 5 | 2 | 5 | 2 | [19 empty] | 1 | 1 | 0
PG&E KERN | New Sub - Gates - Templeton (Proposed) | 230 | Offshore_Wind |  |  | 0 | 0 | 0 | 0 | 0 | 0 | 0 | 0 | 0 | 5 | 2 | 5 | 2 | [19 empty] | 1 | 1 | 0
SCE NOL | New Sub - Kramer - Lugo (Proposed) | 230 | Offshore_Wind |  |  | 0 | 0 | 0 | 0 | 0 | 0 | 0 | 0 | 0 | 4 | 4 | 1 | 1 | [19 empty] | 1 | 1 | 0
PG&E FRESNO | New Sub - Los Banos - Midway (Proposed) | 500 | Offshore_Wind |  |  | 0 | 0 | 0 | 0 | 0 | 0 | 0 | 0 | 0 | 5 | 2 | 4 | 2 | [19 empty] | 1 | 1 | 0
SCE NOL | New Sub - Lugo - Pisgah (Proposed) | 230 | Offshore_Wind |  |  | 0 | 0 | 0 | 0 | 0 | 0 | 0 | 0 | 0 | 5 | 5 | 1 | 1 | [19 empty] | 1 | 1 | 0
PG&E KERN | New Sub - Midway - Wheeler Ridge (Proposed) | 230 | Offshore_Wind |  |  | 0 | 0 | 0 | 0 | 0 | 0 | 0 | 0 | 0 | 5 | 2 | 5 | 2 | [19 empty] | 1 | 1 | 0
PG&E NGBA | New Sub - Near existing Leavitt (PSREC) | 345 | Offshore_Wind |  |  | 0 | 0 | 0 | 0 | 0 | 0 | 0 | 0 | 0 | 5 | 2 | 1 | 1 | [19 empty] | 1 | 1 | 0
PG&E NGBA | New Sub - Near existing Madeline (NVE) | 345 | Offshore_Wind |  |  | 0 | 0 | 0 | 0 | 0 | 0 | 0 | 0 | 0 | 5 | 2 | 1 | 1 | [19 empty] | 1 | 1 | 0
SDGE | New Sub - North Gila - IV (Proposed) | 500 | Offshore_Wind |  |  | 0 | 0 | 0 | 0 | 0 | 0 | 0 | 0 | 0 | 4 | 4 | 1 | 1 | [19 empty] | 1 | 1 | 0
PG&E NGBA | New Sub - Pit 1 - Cottonwood (Proposed) | 230 | Offshore_Wind |  |  | 0 | 0 | 0 | 0 | 0 | 0 | 0 | 0 | 0 | 5 | 2 | 1 | 1 | [19 empty] | 1 | 1 | 0
PG&E GBA | New Sub - Rancho Seco - Bellota (Proposed) | 230 | Offshore_Wind |  |  | 0 | 0 | 0 | 0 | 0 | 0 | 0 | 0 | 0 | 5 | 2 | 1 | 1 | [19 empty] | 1 | 1 | 0
SDGE | New Sub - Suncrest - Ocotillo (Proposed) | 500 | Offshore_Wind |  |  | 0 | 0 | 0 | 0 | 0 | 0 | 0 | 0 | 0 | 4 | 4 | 1 | 1 | [19 empty] | 1 | 1 | 0
PG&E FRESNO | New Sub - Westley - Quinto (Proposed) | 230 | Offshore_Wind |  |  | 0 | 0 | 0 | 0 | 0 | 0 | 0 | 0 | 0 | 1 | 1 | 1 | 1 | [19 empty] | 1 | 1 | 0
PG&E GBA | Newark | 115 | Offshore_Wind |  |  | 0 | 0 | 0 | 0 | 0 | 0 | 0 | 0 | 0 | 1 | 1 | 1 | 1 | [19 empty] | 1 | 1 | 0
PG&E GBA | Newark | 230 | Offshore_Wind |  |  | 0 | 0 | 0 | 0 | 0 | 0 | 0 | 0 | 0 | 1 | 1 | 1 | 1 | [19 empty] | 1 | 1 | 0
PG&E FRESNO | Newhall | 115 | Offshore_Wind |  |  | 0 | 0 | 0 | 0 | 0 | 0 | 0 | 0 | 0 | 5 | 2 | 5 | 2 | [19 empty] | 1 | 1 | 0
PG&E KERN | Norco | 115 | Offshore_Wind |  |  | 0 | 0 | 0 | 0 | 0 | 0 | 0 | 0 | 0 | 5 | 2 | 5 | 2 | [19 empty] | 1 | 1 | 0
PG&E GBA | Nortech | 115 | Offshore_Wind |  |  | 0 | 0 | 0 | 0 | 0 | 0 | 0 | 0 | 0 | 1 | 1 | 1 | 1 | [19 empty] | 1 | 1 | 0
SDGE | North City Metering | 138 | Offshore_Wind |  |  | 0 | 0 | 0 | 0 | 0 | 0 | 0 | 0 | 0 | 4 | 4 | 1 | 1 | [19 empty] | 1 | 1 | 0
PG&E GBA | North Dublin | 230 | Offshore_Wind |  |  | 0 | 0 | 0 | 0 | 0 | 0 | 0 | 0 | 0 | 5 | 2 | 1 | 1 | [19 empty] | 1 | 1 | 0
SDGE | North Gila | 500 | Offshore_Wind |  |  | 0 | 0 | 0 | 0 | 0 | 0 | 0 | 0 | 0 | 4 | 4 | 1 | 1 | [19 empty] | 1 | 1 | 0
SCE Metro | North of SONGS | 230 | Offshore_Wind |  |  | 0 | 0 | 0 | 0 | 0 | 0 | 0 | 0 | 0 | 1 | 1 | 1 | 1 | [19 empty] | 1 | 1 | 0
SCE Metro | North of SONGS | 500 | Offshore_Wind |  |  | 0 | 0 | 0 | 0 | 0 | 0 | 0 | 0 | 0 | 1 | 1 | 1 | 1 | [19 empty] | 1 | 1 | 0
PG&E NGBA | Notre Dame | 115 | Offshore_Wind |  |  | 0 | 0 | 0 | 0 | 0 | 0 | 0 | 0 | 0 | 5 | 2 | 1 | 1 | [19 empty] | 1 | 1 | 0
PG&E GBA | Oakland C | 115 | Offshore_Wind |  |  | 0 | 0 | 0 | 0 | 0 | 0 | 0 | 0 | 0 | 5 | 2 | 1 | 1 | [19 empty] | 1 | 1 | 0
PG&E GBA | Oakland J | 115 | Offshore_Wind |  |  | 0 | 0 | 0 | 0 | 0 | 0 | 0 | 0 | 0 | 5 | 2 | 1 | 1 | [19 empty] | 1 | 1 | 0
PG&E GBA | Oakland L | 115 | Offshore_Wind |  |  | 0 | 0 | 0 | 0 | 0 | 0 | 0 | 0 | 0 | 5 | 2 | 1 | 1 | [19 empty] | 1 | 1 | 0
PG&E GBA | Oakland X | 115 | Offshore_Wind |  |  | 0 | 0 | 0 | 0 | 0 | 0 | 0 | 0 | 0 | 5 | 2 | 1 | 1 | [19 empty] | 1 | 1 | 0
PG&E KERN | Oceano | 115 | Offshore_Wind |  |  | 0 | 0 | 0 | 0 | 0 | 0 | 0 | 0 | 0 | 5 | 2 | 5 | 2 | [19 empty] | 1 | 1 | 0
SDGE | Ocotillo Express | 500 | Offshore_Wind |  |  | 0 | 0 | 0 | 0 | 0 | 0 | 0 | 0 | 0 | 4 | 4 | 1 | 1 | [19 empty] | 1 | 1 | 0
SDGE | Old Town | 230 | Offshore_Wind |  |  | 0 | 0 | 0 | 0 | 0 | 0 | 0 | 0 | 0 | 4 | 4 | 1 | 1 | [19 empty] | 1 | 1 | 0
SCE Metro | Olinda | 230 | Offshore_Wind |  |  | 0 | 0 | 0 | 0 | 0 | 0 | 0 | 0 | 0 | 1 | 1 | 1 | 1 | [19 empty] | 1 | 1 | 0
PG&E FRESNO | Olive | 115 | Offshore_Wind |  |  | 0 | 0 | 0 | 0 | 0 | 0 | 0 | 0 | 0 | 5 | 2 | 5 | 2 | [19 empty] | 1 | 1 | 0
PG&E NGBA | Olivehurst | 115 | Offshore_Wind |  |  | 0 | 0 | 0 | 0 | 0 | 0 | 0 | 0 | 0 | 5 | 2 | 1 | 1 | [19 empty] | 1 | 1 | 0
SCE Northern | Ormond Beach | 230 | Offshore_Wind |  |  | 0 | 0 | 0 | 0 | 0 | 0 | 0 | 0 | 0 | 5 | 2 | 4 | 2 | [19 empty] | 1 | 1 | 0
PG&E FRESNO | Oro Loma | 115 | Offshore_Wind |  |  | 0 | 0 | 0 | 0 | 0 | 0 | 0 | 0 | 0 | 5 | 2 | 5 | 2 | [19 empty] | 1 | 1 | 0
SDGE | Otay Mesa | 230 | Offshore_Wind |  |  | 0 | 0 | 0 | 0 | 0 | 0 | 0 | 0 | 0 | 4 | 4 | 1 | 1 | [19 empty] | 1 | 1 | 0
PG&E FRESNO | Padre Flats SW STA | 230 | Offshore_Wind |  |  | 0 | 0 | 0 | 0 | 0 | 0 | 0 | 0 | 0 | 5 | 2 | 5 | 2 | [19 empty] | 1 | 1 | 0
EOP | Pahrump | 138 | Offshore_Wind |  |  | 0 | 0 | 0 | 0 | 0 | 0 | 0 | 0 | 0 | 5 | 3 | 4 | 2 | [19 empty] | 1 | 1 | 0
EOP | Pahrump | 230 | Offshore_Wind |  |  | 0 | 0 | 0 | 0 | 0 | 0 | 0 | 0 | 0 | 5 | 3 | 4 | 2 | [19 empty] | 1 | 1 | 0
PG&E NGBA | Palermo | 115 | Offshore_Wind |  |  | 0 | 0 | 0 | 0 | 0 | 0 | 0 | 0 | 0 | 5 | 2 | 1 | 1 | [19 empty] | 1 | 1 | 0
PG&E NGBA | Palermo | 230 | Offshore_Wind |  |  | 0 | 0 | 0 | 0 | 0 | 0 | 0 | 0 | 0 | 5 | 2 | 1 | 1 | [19 empty] | 1 | 1 | 0
SCE Eastern | Palo Verde | 500 | Offshore_Wind |  |  | 0 | 0 | 0 | 0 | 0 | 0 | 0 | 0 | 0 | 5 | 4 | 4 | 2 | [19 empty] | 1 | 1 | 0
SDGE | Palomar Energy | 230 | Offshore_Wind |  |  | 0 | 0 | 0 | 0 | 0 | 0 | 0 | 0 | 0 | 4 | 4 | 1 | 1 | [19 empty] | 1 | 1 | 0
PG&E FRESNO | Panoche | 115 | Offshore_Wind |  |  | 0 | 0 | 0 | 0 | 0 | 0 | 0 | 0 | 0 | 5 | 2 | 5 | 2 | [19 empty] | 1 | 1 | 0
PG&E FRESNO | Panoche | 230 | Offshore_Wind |  |  | 0 | 0 | 0 | 0 | 0 | 0 | 0 | 0 | 0 | 5 | 2 | 5 | 2 | [19 empty] | 1 | 1 | 0
SCE Northern | Pardee | 230 | Offshore_Wind |  |  | 0 | 0 | 0 | 0 | 0 | 0 | 0 | 0 | 0 | 5 | 2 | 4 | 2 | [19 empty] | 1 | 1 | 0
PG&E NGBA | Parkway | 230 | Offshore_Wind |  |  | 0 | 0 | 0 | 0 | 0 | 0 | 0 | 0 | 0 | 5 | 2 | 1 | 1 | [19 empty] | 1 | 1 | 0
SCE Northern | Pastoria | 230 | Offshore_Wind |  |  | 0 | 0 | 0 | 0 | 0 | 0 | 0 | 0 | 0 | 5 | 2 | 4 | 2 | [19 empty] | 1 | 1 | 0
SCE Metro | Pauda | 230 | Offshore_Wind |  |  | 0 | 0 | 0 | 0 | 0 | 0 | 0 | 0 | 0 | 1 | 1 | 1 | 1 | [19 empty] | 1 | 1 | 0
PG&E GBA | Paul Sweet | 115 | Offshore_Wind |  |  | 0 | 0 | 0 | 0 | 0 | 0 | 0 | 0 | 0 | 1 | 1 | 3 | 3 | [19 empty] | 1 | 1 | 0
PG&E NGBA | Peabody | 230 | Offshore_Wind |  |  | 0 | 0 | 0 | 0 | 0 | 0 | 0 | 0 | 0 | 5 | 2 | 1 | 1 | [19 empty] | 1 | 1 | 0
PG&E NGBA | Pease | 115 | Offshore_Wind |  |  | 0 | 0 | 0 | 0 | 0 | 0 | 0 | 0 | 0 | 5 | 2 | 1 | 1 | [19 empty] | 1 | 1 | 0
SDGE | Penasquitos | 138 | Offshore_Wind |  |  | 0 | 0 | 0 | 0 | 0 | 0 | 0 | 0 | 0 | 4 | 4 | 1 | 1 | [19 empty] | 1 | 1 | 0
SDGE | Penasquitos | 230 | Offshore_Wind |  |  | 0 | 0 | 0 | 0 | 0 | 0 | 0 | 0 | 0 | 4 | 4 | 1 | 1 | [19 empty] | 1 | 1 | 0
PG&E NGBA | Penngrove | 115 | Offshore_Wind |  |  | 0 | 0 | 0 | 0 | 0 | 0 | 0 | 0 | 0 | 5 | 2 | 1 | 1 | [19 empty] | 1 | 1 | 0
PG&E GBA | Peoria | 115 | Offshore_Wind |  |  | 0 | 0 | 0 | 0 | 0 | 0 | 0 | 0 | 0 | 5 | 5 | 1 | 1 | [19 empty] | 1 | 1 | 0
PG&E GBA | Piercy | 115 | Offshore_Wind |  |  | 0 | 0 | 0 | 0 | 0 | 0 | 0 | 0 | 0 | 1 | 1 | 1 | 1 | [19 empty] | 1 | 1 | 0
PG&E FRESNO | Pine Flat | 230 | Offshore_Wind |  |  | 0 | 0 | 0 | 0 | 0 | 0 | 0 | 0 | 0 | 5 | 2 | 5 | 2 | [19 empty] | 1 | 1 | 0
SCE NOL | Pisgah | 230 | Offshore_Wind |  |  | 0 | 0 | 0 | 0 | 0 | 0 | 0 | 0 | 0 | 5 | 5 | 1 | 1 | [19 empty] | 1 | 1 | 0
PG&E NGBA | Pit 1 | 230 | Offshore_Wind |  |  | 0 | 0 | 0 | 0 | 0 | 0 | 0 | 0 | 0 | 5 | 2 | 1 | 1 | [19 empty] | 1 | 1 | 0
PG&E NGBA | Pit 3 | 230 | Offshore_Wind |  |  | 0 | 0 | 0 | 0 | 0 | 0 | 0 | 0 | 0 | 5 | 2 | 1 | 1 | [19 empty] | 1 | 1 | 0
PG&E NGBA | Pit 4 | 230 | Offshore_Wind |  |  | 0 | 0 | 0 | 0 | 0 | 0 | 0 | 0 | 0 | 5 | 2 | 1 | 1 | [19 empty] | 1 | 1 | 0
PG&E GBA | Pittsburg | 115 | Offshore_Wind |  |  | 0 | 0 | 0 | 0 | 0 | 0 | 0 | 0 | 0 | 5 | 2 | 1 | 1 | [19 empty] | 1 | 1 | 0
PG&E GBA | Pittsburg | 230 | Offshore_Wind |  |  | 0 | 0 | 0 | 0 | 0 | 0 | 0 | 0 | 0 | 5 | 2 | 1 | 1 | [19 empty] | 1 | 1 | 0
PG&E NGBA | Pleasant Grove | 115 | Offshore_Wind |  |  | 0 | 0 | 0 | 0 | 0 | 0 | 0 | 0 | 0 | 5 | 2 | 1 | 1 | [19 empty] | 1 | 1 | 0
PG&E NGBA | POE | 230 | Offshore_Wind |  |  | 0 | 0 | 0 | 0 | 0 | 0 | 0 | 0 | 0 | 5 | 5 | 3 | 3 | [19 empty] | 1 | 1 | 0
PG&E KERN | Poso Mountain | 115 | Offshore_Wind |  |  | 0 | 0 | 0 | 0 | 0 | 0 | 0 | 0 | 0 | 5 | 2 | 5 | 2 | [19 empty] | 1 | 1 | 0
EOP | Primm | 230 | Offshore_Wind |  |  | 0 | 0 | 0 | 0 | 0 | 0 | 0 | 0 | 0 | 5 | 3 | 4 | 2 | [19 empty] | 1 | 1 | 0
PG&E NGBA | Putah Creek | 115 | Offshore_Wind |  |  | 0 | 0 | 0 | 0 | 0 | 0 | 0 | 0 | 0 | 5 | 2 | 1 | 1 | [19 empty] | 1 | 1 | 0
SDGE | Q1806 | 138 | Offshore_Wind |  |  | 0 | 0 | 0 | 0 | 0 | 0 | 0 | 0 | 0 | 1 | 1 | 1 | 1 | [19 empty] | 1 | 1 | 0
PG&E FRESNO | Quinto | 230 | Offshore_Wind |  |  | 0 | 0 | 0 | 0 | 0 | 0 | 0 | 0 | 0 | 5 | 2 | 5 | 2 | [19 empty] | 1 | 1 | 0
PG&E GBA | Race Track | 115 | Offshore_Wind |  |  | 0 | 0 | 0 | 0 | 0 | 0 | 0 | 0 | 0 | 5 | 5 | 1 | 1 | [19 empty] | 1 | 1 | 0
SDGE | Rancho Mission Viejo | 138 | Offshore_Wind |  |  | 0 | 0 | 0 | 0 | 0 | 0 | 0 | 0 | 0 | 1 | 1 | 1 | 1 | [19 empty] | 1 | 1 | 0
PG&E GBA | Rancho Seco | 230 | Offshore_Wind |  |  | 0 | 0 | 0 | 0 | 0 | 0 | 0 | 0 | 0 | 5 | 2 | 1 | 1 | [19 empty] | 1 | 1 | 0
SCE Metro | Rancho Vista | 230 | Offshore_Wind |  |  | 0 | 0 | 0 | 0 | 0 | 0 | 0 | 0 | 0 | 1 | 1 | 1 | 1 | [19 empty] | 1 | 1 | 0
SCE Metro | Rancho Vista | 500 | Offshore_Wind |  |  | 0 | 0 | 0 | 0 | 0 | 0 | 0 | 0 | 0 | 1 | 1 | 1 | 1 | [19 empty] | 1 | 1 | 0
SCE NOL | Ransburg | 115 | Offshore_Wind |  |  | 0 | 0 | 0 | 0 | 0 | 0 | 0 | 0 | 0 | 4 | 4 | 1 | 1 | [19 empty] | 1 | 1 | 0
PG&E GBA | Ravenswood | 115 | Offshore_Wind |  |  | 0 | 0 | 0 | 0 | 0 | 0 | 0 | 0 | 0 | 5 | 2 | 1 | 1 | [19 empty] | 1 | 1 | 0
PG&E GBA | Ravenswood | 230 | Offshore_Wind |  |  | 0 | 0 | 0 | 0 | 0 | 0 | 0 | 0 | 0 | 5 | 2 | 1 | 1 | [19 empty] | 1 | 1 | 0
SCE Northern | Rector | 230 | Offshore_Wind |  |  | 0 | 0 | 0 | 0 | 0 | 0 | 0 | 0 | 0 | 5 | 5 | 1 | 1 | [19 empty] | 1 | 1 | 0
SCE Eastern | Red Bluff | 230 | Offshore_Wind |  |  | 0 | 0 | 0 | 0 | 0 | 0 | 0 | 0 | 0 | 5 | 5 | 3 | 2 | [19 empty] | 1 | 1 | 0
SCE Eastern | Red Bluff | 500 | Offshore_Wind |  |  | 0 | 0 | 0 | 0 | 0 | 0 | 0 | 0 | 0 | 5 | 5 | 3 | 2 | [19 empty] | 1 | 1 | 0
PG&E NGBA | Redbud | 115 | Offshore_Wind |  |  | 0 | 0 | 0 | 0 | 0 | 0 | 0 | 0 | 0 | 5 | 2 | 1 | 1 | [19 empty] | 1 | 1 | 0
SCE Metro | Redondo | 230 | Offshore_Wind |  |  | 0 | 0 | 0 | 0 | 0 | 0 | 0 | 0 | 0 | 1 | 1 | 1 | 1 | [19 empty] | 1 | 1 | 0
PG&E FRESNO | Reedley | 115 | Offshore_Wind |  |  | 0 | 0 | 0 | 0 | 0 | 0 | 0 | 0 | 0 | 5 | 2 | 5 | 2 | [19 empty] | 1 | 1 | 0
PG&E KERN | Renfro | 115 | Offshore_Wind |  |  | 0 | 0 | 0 | 0 | 0 | 0 | 0 | 0 | 0 | 5 | 2 | 5 | 2 | [19 empty] | 1 | 1 | 0
PG&E GBA | Richmond R | 115 | Offshore_Wind |  |  | 0 | 0 | 0 | 0 | 0 | 0 | 0 | 0 | 0 | 5 | 2 | 1 | 1 | [19 empty] | 1 | 1 | 0
PG&E NGBA | Rincon | 115 | Offshore_Wind |  |  | 0 | 0 | 0 | 0 | 0 | 0 | 0 | 0 | 0 | 5 | 2 | 1 | 1 | [19 empty] | 1 | 1 | 0
PG&E KERN | Rio Bravo | 115 | Offshore_Wind |  |  | 0 | 0 | 0 | 0 | 0 | 0 | 0 | 0 | 0 | 5 | 2 | 5 | 2 | [19 empty] | 1 | 1 | 0
SCE Metro | Rio Hondo | 230 | Offshore_Wind |  |  | 0 | 0 | 0 | 0 | 0 | 0 | 0 | 0 | 0 | 1 | 1 | 1 | 1 | [19 empty] | 1 | 1 | 0
PG&E NGBA | Rio Oso | 115 | Offshore_Wind |  |  | 0 | 0 | 0 | 0 | 0 | 0 | 0 | 0 | 0 | 5 | 5 | 3 | 3 | [19 empty] | 1 | 1 | 0
PG&E NGBA | Rio Oso | 230 | Offshore_Wind |  |  | 0 | 0 | 0 | 0 | 0 | 0 | 0 | 0 | 0 | 5 | 5 | 3 | 3 | [19 empty] | 1 | 1 | 0
PG&E GBA | Ripon | 115 | Offshore_Wind |  |  | 0 | 0 | 0 | 0 | 0 | 0 | 0 | 0 | 0 | 5 | 5 | 1 | 1 | [19 empty] | 1 | 1 | 0
PG&E GBA | Riverbank | 115 | Offshore_Wind |  |  | 0 | 0 | 0 | 0 | 0 | 0 | 0 | 0 | 0 | 5 | 5 | 1 | 1 | [19 empty] | 1 | 1 | 0
SCE NOL | Roadway | 115 | Offshore_Wind |  |  | 0 | 0 | 0 | 0 | 0 | 0 | 0 | 0 | 0 | 3 | 3 | 1 | 1 | [19 empty] | 1 | 1 | 0
PG&E NGBA | Rock Creek 1 | 230 | Offshore_Wind |  |  | 0 | 0 | 0 | 0 | 0 | 0 | 0 | 0 | 0 | 5 | 2 | 1 | 1 | [19 empty] | 1 | 1 | 0
PG&E GBA | Rossmoor | 230 | Offshore_Wind |  |  | 0 | 0 | 0 | 0 | 0 | 0 | 0 | 0 | 0 | 5 | 2 | 1 | 1 | [19 empty] | 1 | 1 | 0
PG&E NGBA | Round Mountain | 230 | Offshore_Wind |  |  | 0 | 0 | 0 | 0 | 0 | 0 | 0 | 0 | 0 | 5 | 2 | 1 | 1 | [19 empty] | 1 | 1 | 0
PG&E NGBA | Round Mountain | 500 | Offshore_Wind |  |  | 0 | 0 | 0 | 0 | 0 | 0 | 0 | 0 | 0 | 5 | 2 | 1 | 1 | [19 empty] | 1 | 1 | 0
PG&E GBA | Salado | 115 | Offshore_Wind |  |  | 0 | 0 | 0 | 0 | 0 | 0 | 0 | 0 | 0 | 5 | 5 | 1 | 1 | [19 empty] | 1 | 1 | 0
PG&E GBA | Salinas | 115 | Offshore_Wind |  |  | 0 | 0 | 0 | 0 | 0 | 0 | 0 | 0 | 0 | 1 | 1 | 3 | 3 | [19 empty] | 1 | 1 | 0
SCE Eastern | San Bernardino | 230 | Offshore_Wind |  |  | 0 | 0 | 0 | 0 | 0 | 0 | 0 | 0 | 0 | 5 | 5 | 1 | 1 | [19 empty] | 1 | 1 | 0
PG&E GBA | SAN FRAN A (POTRERO PP) | 115 | Offshore_Wind |  |  | 0 | 0 | 0 | 0 | 0 | 0 | 0 | 0 | 0 | 5 | 2 | 1 | 1 | [19 empty] | 1 | 1 | 0
PG&E GBA | SAN FRAN A (POTRERO PP) | 230 | Offshore_Wind |  |  | 0 | 0 | 0 | 0 | 0 | 0 | 0 | 0 | 0 | 5 | 2 | 1 | 1 | [19 empty] | 1 | 1 | 0
PG&E GBA | San Jose A | 115 | Offshore_Wind |  |  | 0 | 0 | 0 | 0 | 0 | 0 | 0 | 0 | 0 | 1 | 1 | 1 | 1 | [19 empty] | 1 | 1 | 0
PG&E GBA | San Jose B | 115 | Offshore_Wind |  |  | 0 | 0 | 0 | 0 | 0 | 0 | 0 | 0 | 0 | 1 | 1 | 1 | 1 | [19 empty] | 1 | 1 | 0
PG&E GBA | San Leandro U | 115 | Offshore_Wind |  |  | 0 | 0 | 0 | 0 | 0 | 0 | 0 | 0 | 0 | 5 | 2 | 1 | 1 | [19 empty] | 1 | 1 | 0
PG&E KERN | San Luis Obispo | 115 | Offshore_Wind |  |  | 0 | 0 | 0 | 0 | 0 | 0 | 0 | 0 | 0 | 5 | 2 | 5 | 2 | [19 empty] | 1 | 1 | 0
SDGE | San Luis Rey | 230 | Offshore_Wind |  |  | 0 | 0 | 0 | 0 | 0 | 0 | 0 | 0 | 0 | 4 | 4 | 1 | 1 | [19 empty] | 1 | 1 | 0
SCE Metro | San Onofre | 230 | Offshore_Wind |  |  | 0 | 0 | 0 | 0 | 0 | 0 | 0 | 0 | 0 | 1 | 1 | 1 | 1 | [19 empty] | 1 | 1 | 0
PG&E GBA | San Pablo | 115 | Offshore_Wind |  |  | 0 | 0 | 0 | 0 | 0 | 0 | 0 | 0 | 0 | 5 | 2 | 1 | 1 | [19 empty] | 1 | 1 | 0
PG&E GBA | San Ramon | 230 | Offshore_Wind |  |  | 0 | 0 | 0 | 0 | 0 | 0 | 0 | 0 | 0 | 5 | 2 | 1 | 1 | [19 empty] | 1 | 1 | 0
SCE NOL | Sandlot | 230 | Offshore_Wind |  |  | 0 | 0 | 0 | 0 | 0 | 0 | 0 | 0 | 0 | 4 | 4 | 1 | 1 | [19 empty] | 1 | 1 | 0
EOP | Sandy | 138 | Offshore_Wind |  |  | 0 | 0 | 0 | 0 | 0 | 0 | 0 | 0 | 0 | 5 | 3 | 4 | 2 | [19 empty] | 1 | 1 | 0
PG&E FRESNO | Sanger | 115 | Offshore_Wind |  |  | 0 | 0 | 0 | 0 | 0 | 0 | 0 | 0 | 0 | 5 | 2 | 5 | 2 | [19 empty] | 1 | 1 | 0
SCE Northern | Santa Clara | 230 | Offshore_Wind |  |  | 0 | 0 | 0 | 0 | 0 | 0 | 0 | 0 | 0 | 5 | 2 | 4 | 2 | [19 empty] | 1 | 1 | 0
PG&E NGBA | Santa Rosa A | 115 | Offshore_Wind |  |  | 0 | 0 | 0 | 0 | 0 | 0 | 0 | 0 | 0 | 5 | 2 | 1 | 1 | [19 empty] | 1 | 1 | 0
PG&E GBA | Santa Teresa | 115 | Offshore_Wind |  |  | 0 | 0 | 0 | 0 | 0 | 0 | 0 | 0 | 0 | 1 | 1 | 1 | 1 | [19 empty] | 1 | 1 | 0
SDGE | Santee | 138 | Offshore_Wind |  |  | 0 | 0 | 0 | 0 | 0 | 0 | 0 | 0 | 0 | 4 | 4 | 1 | 1 | [19 empty] | 1 | 1 | 0
SCE Metro | Santiago | 230 | Offshore_Wind |  |  | 0 | 0 | 0 | 0 | 0 | 0 | 0 | 0 | 0 | 1 | 1 | 1 | 1 | [19 empty] | 1 | 1 | 0
PG&E GBA | Saratoga | 230 | Offshore_Wind |  |  | 0 | 0 | 0 | 0 | 0 | 0 | 0 | 0 | 0 | 1 | 1 | 1 | 1 | [19 empty] | 1 | 1 | 0
SCE Northern | Saugus | 230 | Offshore_Wind |  |  | 0 | 0 | 0 | 0 | 0 | 0 | 0 | 0 | 0 | 5 | 2 | 4 | 2 | [19 empty] | 1 | 1 | 0
PG&E FRESNO | Schindler | 115 | Offshore_Wind |  |  | 0 | 0 | 0 | 0 | 0 | 0 | 0 | 0 | 0 | 5 | 2 | 5 | 2 | [19 empty] | 1 | 1 | 0
PG&E GBA | Schulte | 115 | Offshore_Wind |  |  | 0 | 0 | 0 | 0 | 0 | 0 | 0 | 0 | 0 | 5 | 5 | 1 | 1 | [19 empty] | 1 | 1 | 0
PG&E KERN | Semitropic | 115 | Offshore_Wind |  |  | 0 | 0 | 0 | 0 | 0 | 0 | 0 | 0 | 0 | 5 | 2 | 5 | 2 | [19 empty] | 1 | 1 | 0
SCE Metro | Serrano | 230 | Offshore_Wind |  |  | 0 | 0 | 0 | 0 | 0 | 0 | 0 | 0 | 0 | 1 | 1 | 1 | 1 | [19 empty] | 1 | 1 | 0
SCE Metro | Serrano | 500 | Offshore_Wind |  |  | 0 | 0 | 0 | 0 | 0 | 0 | 0 | 0 | 0 | 1 | 1 | 1 | 1 | [19 empty] | 1 | 1 | 0
SDGE | Shadowridge | 138 | Offshore_Wind |  |  | 0 | 0 | 0 | 0 | 0 | 0 | 0 | 0 | 0 | 4 | 4 | 1 | 1 | [19 empty] | 1 | 1 | 0
PG&E KERN | Shafter | 115 | Offshore_Wind |  |  | 0 | 0 | 0 | 0 | 0 | 0 | 0 | 0 | 0 | 5 | 2 | 5 | 2 | [19 empty] | 1 | 1 | 0
PG&E NGBA | Silverado | 115 | Offshore_Wind |  |  | 0 | 0 | 0 | 0 | 0 | 0 | 0 | 0 | 0 | 5 | 2 | 1 | 1 | [19 empty] | 1 | 1 | 0
SDGE | Silvergate | 230 | Offshore_Wind |  |  | 0 | 0 | 0 | 0 | 0 | 0 | 0 | 0 | 0 | 4 | 4 | 1 | 1 | [19 empty] | 1 | 1 | 0
PG&E KERN | Sisquoc | 115 | Offshore_Wind |  |  | 0 | 0 | 0 | 0 | 0 | 0 | 0 | 0 | 0 | 5 | 2 | 5 | 2 | [19 empty] | 1 | 1 | 0
EOP | Sloan Canyon | 230 | Offshore_Wind |  |  | 0 | 0 | 0 | 0 | 0 | 0 | 0 | 0 | 0 | 5 | 3 | 4 | 2 | [19 empty] | 1 | 1 | 0
EOP | Sloan Canyon | 500 | Offshore_Wind |  |  | 0 | 0 | 0 | 0 | 0 | 0 | 0 | 0 | 0 | 5 | 3 | 4 | 2 | [19 empty] | 1 | 1 | 0
PG&E KERN | Smyrna | 115 | Offshore_Wind |  |  | 0 | 0 | 0 | 0 | 0 | 0 | 0 | 0 | 0 | 5 | 2 | 5 | 2 | [19 empty] | 1 | 1 | 0
PG&E GBA | Sobrante | 115 | Offshore_Wind |  |  | 0 | 0 | 0 | 0 | 0 | 0 | 0 | 0 | 0 | 5 | 2 | 1 | 1 | [19 empty] | 1 | 1 | 0
PG&E GBA | Sobrante | 230 | Offshore_Wind |  |  | 0 | 0 | 0 | 0 | 0 | 0 | 0 | 0 | 0 | 5 | 2 | 1 | 1 | [19 empty] | 1 | 1 | 0
PG&E KERN | Solar | 230 | Offshore_Wind |  |  | 0 | 0 | 0 | 0 | 0 | 0 | 0 | 0 | 0 | 5 | 2 | 5 | 2 | [19 empty] | 1 | 1 | 0
PG&E GBA | Soledad | 115 | Offshore_Wind |  |  | 0 | 0 | 0 | 0 | 0 | 0 | 0 | 0 | 0 | 1 | 1 | 3 | 3 | [19 empty] | 1 | 1 | 0
SCE Northern | Springville | 230 | Offshore_Wind |  |  | 0 | 0 | 0 | 0 | 0 | 0 | 0 | 0 | 0 | 5 | 5 | 1 | 1 | [19 empty] | 1 | 1 | 0
PG&E GBA | Stagg | 230 | Offshore_Wind |  |  | 0 | 0 | 0 | 0 | 0 | 0 | 0 | 0 | 0 | 5 | 2 | 1 | 1 | [19 empty] | 1 | 1 | 0
PG&E GBA | Standard Oil | 115 | Offshore_Wind |  |  | 0 | 0 | 0 | 0 | 0 | 0 | 0 | 0 | 0 | 5 | 2 | 1 | 1 | [19 empty] | 1 | 1 | 0
PG&E GBA | Stanislaus | 115 | Offshore_Wind |  |  | 0 | 0 | 0 | 0 | 0 | 0 | 0 | 0 | 0 | 5 | 5 | 1 | 1 | [19 empty] | 1 | 1 | 0
PG&E KERN | Stockdale | 115 | Offshore_Wind |  |  | 0 | 0 | 0 | 0 | 0 | 0 | 0 | 0 | 0 | 5 | 2 | 5 | 2 | [19 empty] | 1 | 1 | 0
PG&E KERN | Stockdale | 230 | Offshore_Wind |  |  | 0 | 0 | 0 | 0 | 0 | 0 | 0 | 0 | 0 | 5 | 2 | 5 | 2 | [19 empty] | 1 | 1 | 0
PG&E GBA | Stockton A | 115 | Offshore_Wind |  |  | 0 | 0 | 0 | 0 | 0 | 0 | 0 | 0 | 0 | 5 | 2 | 1 | 1 | [19 empty] | 1 | 1 | 0
PG&E GBA | Stone | 115 | Offshore_Wind |  |  | 0 | 0 | 0 | 0 | 0 | 0 | 0 | 0 | 0 | 1 | 1 | 1 | 1 | [19 empty] | 1 | 1 | 0
PG&E FRESNO | Storey | 230 | Offshore_Wind |  |  | 0 | 0 | 0 | 0 | 0 | 0 | 0 | 0 | 0 | 5 | 2 | 5 | 2 | [19 empty] | 1 | 1 | 0
PG&E NGBA | Summit | 115 | Offshore_Wind |  |  | 0 | 0 | 0 | 0 | 0 | 0 | 0 | 0 | 0 | 5 | 5 | 3 | 3 | [19 empty] | 1 | 1 | 0
SDGE | Suncrest | 230 | Offshore_Wind |  |  | 0 | 0 | 0 | 0 | 0 | 0 | 0 | 0 | 0 | 4 | 4 | 1 | 1 | [19 empty] | 1 | 1 | 0
SDGE | Suncrest | 500 | Offshore_Wind |  |  | 0 | 0 | 0 | 0 | 0 | 0 | 0 | 0 | 0 | 4 | 4 | 1 | 1 | [19 empty] | 1 | 1 | 0
PG&E KERN | Sunrise | 230 | Offshore_Wind |  |  | 0 | 0 | 0 | 0 | 0 | 0 | 0 | 0 | 0 | 5 | 2 | 5 | 2 | [19 empty] | 1 | 1 | 0
PG&E KERN | Sunset | 230 | Offshore_Wind |  |  | 0 | 0 | 0 | 0 | 0 | 0 | 0 | 0 | 0 | 5 | 2 | 5 | 2 | [19 empty] | 1 | 1 | 0
PG&E GBA | Swift | 115 | Offshore_Wind |  |  | 0 | 0 | 0 | 0 | 0 | 0 | 0 | 0 | 0 | 1 | 1 | 1 | 1 | [19 empty] | 1 | 1 | 0
SDGE | Sycamore Canyon | 138 | Offshore_Wind |  |  | 0 | 0 | 0 | 0 | 0 | 0 | 0 | 0 | 0 | 4 | 4 | 1 | 1 | [19 empty] | 1 | 1 | 0
SDGE | Sycamore Canyon | 230 | Offshore_Wind |  |  | 0 | 0 | 0 | 0 | 0 | 0 | 0 | 0 | 0 | 4 | 4 | 1 | 1 | [19 empty] | 1 | 1 | 0
SCE Northern | Sylmar | 230 | Offshore_Wind |  |  | 0 | 0 | 0 | 0 | 0 | 0 | 0 | 0 | 0 | 5 | 2 | 4 | 2 | [19 empty] | 1 | 1 | 0
PG&E NGBA | Table Mountain | 115 | Offshore_Wind |  |  | 0 | 0 | 0 | 0 | 0 | 0 | 0 | 0 | 0 | 5 | 2 | 1 | 1 | [19 empty] | 1 | 1 | 0
PG&E NGBA | Table Mountain | 230 | Offshore_Wind |  |  | 0 | 0 | 0 | 0 | 0 | 0 | 0 | 0 | 0 | 5 | 2 | 1 | 1 | [19 empty] | 1 | 1 | 0
PG&E NGBA | Table Mountain | 500 | Offshore_Wind |  |  | 0 | 0 | 0 | 0 | 0 | 0 | 0 | 0 | 0 | 5 | 2 | 1 | 1 | [19 empty] | 1 | 1 | 0
PG&E KERN | Taft | 115 | Offshore_Wind |  |  | 0 | 0 | 0 | 0 | 0 | 0 | 0 | 0 | 0 | 5 | 2 | 5 | 2 | [19 empty] | 1 | 1 | 0
SDGE | Talega | 138 | Offshore_Wind |  |  | 0 | 0 | 0 | 0 | 0 | 0 | 0 | 0 | 0 | 1 | 1 | 1 | 1 | [19 empty] | 1 | 1 | 0
SDGE | Talega | 230 | Offshore_Wind |  |  | 0 | 0 | 0 | 0 | 0 | 0 | 0 | 0 | 0 | 1 | 1 | 1 | 1 | [19 empty] | 1 | 1 | 0
PG&E GBA | Tassajara | 230 | Offshore_Wind |  |  | 0 | 0 | 0 | 0 | 0 | 0 | 0 | 0 | 0 | 5 | 2 | 1 | 1 | [19 empty] | 1 | 1 | 0
SDGE | Telegraph Canyon | 138 | Offshore_Wind |  |  | 0 | 0 | 0 | 0 | 0 | 0 | 0 | 0 | 0 | 4 | 4 | 1 | 1 | [19 empty] | 1 | 1 | 0
PG&E KERN | Temblor | 115 | Offshore_Wind |  |  | 0 | 0 | 0 | 0 | 0 | 0 | 0 | 0 | 0 | 5 | 2 | 5 | 2 | [19 empty] | 1 | 1 | 0
PG&E KERN | Templeton | 230 | Offshore_Wind |  |  | 0 | 0 | 0 | 0 | 0 | 0 | 0 | 0 | 0 | 5 | 2 | 5 | 2 | [19 empty] | 1 | 1 | 0
PG&E GBA | Tesla | 115 | Offshore_Wind |  |  | 0 | 0 | 0 | 0 | 0 | 0 | 0 | 0 | 0 | 1 | 1 | 1 | 1 | [19 empty] | 1 | 1 | 0
PG&E GBA | Tesla | 230 | Offshore_Wind |  |  | 0 | 0 | 0 | 0 | 0 | 0 | 0 | 0 | 0 | 5 | 2 | 1 | 1 | [19 empty] | 1 | 1 | 0
PG&E GBA | Tesla | 500 | Offshore_Wind |  |  | 0 | 0 | 0 | 0 | 0 | 0 | 0 | 0 | 0 | 1 | 1 | 1 | 1 | [19 empty] | 1 | 1 | 0
PG&E KERN | Tevis | 115 | Offshore_Wind |  |  | 0 | 0 | 0 | 0 | 0 | 0 | 0 | 0 | 0 | 5 | 2 | 5 | 2 | [19 empty] | 1 | 1 | 0
EOP | Thousandaire | 138 | Offshore_Wind |  |  | 0 | 0 | 0 | 0 | 0 | 0 | 0 | 0 | 0 | 5 | 3 | 4 | 2 | [19 empty] | 1 | 1 | 0
PG&E KERN | Topaz | 230 | Offshore_Wind |  |  | 0 | 0 | 0 | 0 | 0 | 0 | 0 | 0 | 0 | 5 | 2 | 5 | 2 | [19 empty] | 1 | 1 | 0
SCE NOL | Tortilla | 115 | Offshore_Wind |  |  | 0 | 0 | 0 | 0 | 0 | 0 | 0 | 0 | 0 | 4 | 4 | 1 | 1 | [19 empty] | 1 | 1 | 0
SDGE | Trabuco | 138 | Offshore_Wind |  |  | 0 | 0 | 0 | 0 | 0 | 0 | 0 | 0 | 0 | 1 | 1 | 1 | 1 | [19 empty] | 1 | 1 | 0
PG&E GBA | Tracy | 115 | Offshore_Wind |  |  | 0 | 0 | 0 | 0 | 0 | 0 | 0 | 0 | 0 | 5 | 2 | 1 | 1 | [19 empty] | 1 | 1 | 0
PG&E FRESNO | Tranquility | 230 | Offshore_Wind |  |  | 0 | 0 | 0 | 0 | 0 | 0 | 0 | 0 | 0 | 5 | 2 | 5 | 2 | [19 empty] | 1 | 1 | 0
PG&E GBA | Trimble | 115 | Offshore_Wind |  |  | 0 | 0 | 0 | 0 | 0 | 0 | 0 | 0 | 0 | 1 | 1 | 1 | 1 | [19 empty] | 1 | 1 | 0
EOP | Trout Canyon | 230 | Offshore_Wind |  |  | 0 | 0 | 0 | 0 | 0 | 0 | 0 | 0 | 0 | 5 | 3 | 4 | 2 | [19 empty] | 1 | 1 | 0
EOP | Trout Canyon | 500 | Offshore_Wind |  |  | 0 | 0 | 0 | 0 | 0 | 0 | 0 | 0 | 0 | 5 | 3 | 4 | 2 | [19 empty] | 1 | 1 | 0
PG&E NGBA | Tulucay | 230 | Offshore_Wind |  |  | 0 | 0 | 0 | 0 | 0 | 0 | 0 | 0 | 0 | 5 | 2 | 1 | 1 | [19 empty] | 1 | 1 | 0
PG&E KERN | Tupman | 115 | Offshore_Wind |  |  | 0 | 0 | 0 | 0 | 0 | 0 | 0 | 0 | 0 | 5 | 2 | 5 | 2 | [19 empty] | 1 | 1 | 0
PG&E NGBA | Ukiah | 115 | Offshore_Wind |  |  | 0 | 0 | 0 | 0 | 0 | 0 | 0 | 0 | 0 | 5 | 2 | 1 | 1 | [19 empty] | 1 | 1 | 0
PG&E NGBA | Vaca Dixon | 115 | Offshore_Wind |  |  | 0 | 0 | 0 | 0 | 0 | 0 | 0 | 0 | 0 | 5 | 2 | 1 | 1 | [19 empty] | 1 | 1 | 0
PG&E NGBA | Vaca Dixon | 230 | Offshore_Wind |  |  | 0 | 0 | 0 | 0 | 0 | 0 | 0 | 0 | 0 | 5 | 2 | 1 | 1 | [19 empty] | 1 | 1 | 0
PG&E NGBA | Vaca Dixon | 500 | Offshore_Wind |  |  | 0 | 0 | 0 | 0 | 0 | 0 | 0 | 0 | 0 | 5 | 2 | 1 | 1 | [19 empty] | 1 | 1 | 0
SCE Eastern | Valley (SCE) | 500 | Offshore_Wind |  |  | 0 | 0 | 0 | 0 | 0 | 0 | 0 | 0 | 0 | 5 | 5 | 1 | 1 | [19 empty] | 1 | 1 | 0
EOP | Valley (VEA) | 138 | Offshore_Wind |  |  | 0 | 0 | 0 | 0 | 0 | 0 | 0 | 0 | 0 | 5 | 3 | 4 | 2 | [19 empty] | 1 | 1 | 0
PG&E GBA | Valley Home | 115 | Offshore_Wind |  |  | 0 | 0 | 0 | 0 | 0 | 0 | 0 | 0 | 0 | 5 | 5 | 1 | 1 | [19 empty] | 1 | 1 | 0
PG&E GBA | Valley Springs | 230 | Offshore_Wind |  |  | 0 | 0 | 0 | 0 | 0 | 0 | 0 | 0 | 0 | 5 | 2 | 1 | 1 | [19 empty] | 1 | 1 | 0
EOP | Valley Switch | 138 | Offshore_Wind |  |  | 0 | 0 | 0 | 0 | 0 | 0 | 0 | 0 | 0 | 5 | 3 | 4 | 2 | [19 empty] | 1 | 1 | 0
EOP | Valley Switch | 230 | Offshore_Wind |  |  | 0 | 0 | 0 | 0 | 0 | 0 | 0 | 0 | 0 | 5 | 3 | 4 | 2 | [19 empty] | 1 | 1 | 0
PG&E GBA | Vasco | 230 | Offshore_Wind |  |  | 0 | 0 | 0 | 0 | 0 | 0 | 0 | 0 | 0 | 5 | 2 | 1 | 1 | [19 empty] | 1 | 1 | 0
PG&E GBA | Vasona | 230 | Offshore_Wind |  |  | 0 | 0 | 0 | 0 | 0 | 0 | 0 | 0 | 0 | 1 | 1 | 1 | 1 | [19 empty] | 1 | 1 | 0
SCE Northern | Vestal | 230 | Offshore_Wind |  |  | 0 | 0 | 0 | 0 | 0 | 0 | 0 | 0 | 0 | 5 | 5 | 1 | 1 | [19 empty] | 1 | 1 | 0
SCE NOL | Victor | 115 | Offshore_Wind |  |  | 0 | 0 | 0 | 0 | 0 | 0 | 0 | 0 | 0 | 3 | 3 | 1 | 1 | [19 empty] | 1 | 1 | 0
SCE NOL | Victor | 230 | Offshore_Wind |  |  | 0 | 0 | 0 | 0 | 0 | 0 | 0 | 0 | 0 | 3 | 3 | 1 | 1 | [19 empty] | 1 | 1 | 0
SCE Metro | Viejo | 230 | Offshore_Wind |  |  | 0 | 0 | 0 | 0 | 0 | 0 | 0 | 0 | 0 | 1 | 1 | 1 | 1 | [19 empty] | 1 | 1 | 0
PG&E GBA | Vierra | 115 | Offshore_Wind |  |  | 0 | 0 | 0 | 0 | 0 | 0 | 0 | 0 | 0 | 5 | 5 | 1 | 1 | [19 empty] | 1 | 1 | 0
SCE Metro | Villa Park | 230 | Offshore_Wind |  |  | 0 | 0 | 0 | 0 | 0 | 0 | 0 | 0 | 0 | 1 | 1 | 1 | 1 | [19 empty] | 1 | 1 | 0
SCE Northern | Vincent | 230 | Offshore_Wind |  |  | 0 | 0 | 0 | 0 | 0 | 0 | 0 | 0 | 0 | 1 | 1 | 1 | 1 | [19 empty] | 1 | 1 | 0
SCE Northern | Vincent | 500 | Offshore_Wind |  |  | 0 | 0 | 0 | 0 | 0 | 0 | 0 | 0 | 0 | 1 | 1 | 1 | 1 | [19 empty] | 1 | 1 | 0
PG&E GBA | Vineyard | 230 | Offshore_Wind |  |  | 0 | 0 | 0 | 0 | 0 | 0 | 0 | 0 | 0 | 5 | 2 | 1 | 1 | [19 empty] | 1 | 1 | 0
SCE Eastern | Vista (SCE) | 230 | Offshore_Wind |  |  | 0 | 0 | 0 | 0 | 0 | 0 | 0 | 0 | 0 | 5 | 5 | 1 | 1 | [19 empty] | 1 | 1 | 0
EOP | Vista (VEA) | 138 | Offshore_Wind |  |  | 0 | 0 | 0 | 0 | 0 | 0 | 0 | 0 | 0 | 5 | 3 | 4 | 2 | [19 empty] | 1 | 1 | 0
EOP | Vista (VEA) | 230 | Offshore_Wind |  |  | 0 | 0 | 0 | 0 | 0 | 0 | 0 | 0 | 0 | 5 | 3 | 4 | 2 | [19 empty] | 1 | 1 | 0
PG&E FRESNO | Wahtoke | 115 | Offshore_Wind |  |  | 0 | 0 | 0 | 0 | 0 | 0 | 0 | 0 | 0 | 5 | 2 | 5 | 2 | [19 empty] | 1 | 1 | 0
SCE Metro | Walnut | 230 | Offshore_Wind |  |  | 0 | 0 | 0 | 0 | 0 | 0 | 0 | 0 | 0 | 1 | 1 | 1 | 1 | [19 empty] | 1 | 1 | 0
SCE Northern | Warne | 230 | Offshore_Wind |  |  | 0 | 0 | 0 | 0 | 0 | 0 | 0 | 0 | 0 | 5 | 2 | 4 | 2 | [19 empty] | 1 | 1 | 0
PG&E GBA | Warnerville | 230 | Offshore_Wind |  |  | 0 | 0 | 0 | 0 | 0 | 0 | 0 | 0 | 0 | 5 | 2 | 5 | 2 | [19 empty] | 1 | 1 | 0
PG&E FRESNO | Waukena | 115 | Offshore_Wind |  |  | 0 | 0 | 0 | 0 | 0 | 0 | 0 | 0 | 0 | 5 | 2 | 5 | 2 | [19 empty] | 1 | 1 | 0
PG&E GBA | Weber | 230 | Offshore_Wind |  |  | 0 | 0 | 0 | 0 | 0 | 0 | 0 | 0 | 0 | 5 | 2 | 1 | 1 | [19 empty] | 1 | 1 | 0
PG&E FRESNO | West Fresno | 115 | Offshore_Wind |  |  | 0 | 0 | 0 | 0 | 0 | 0 | 0 | 0 | 0 | 5 | 2 | 5 | 2 | [19 empty] | 1 | 1 | 0
PG&E FRESNO | Westley | 230 | Offshore_Wind |  |  | 0 | 0 | 0 | 0 | 0 | 0 | 0 | 0 | 0 | 1 | 1 | 1 | 1 | [19 empty] | 1 | 1 | 0
PG&E KERN | Westpark | 115 | Offshore_Wind |  |  | 0 | 0 | 0 | 0 | 0 | 0 | 0 | 0 | 0 | 5 | 2 | 5 | 2 | [19 empty] | 1 | 1 | 0
PG&E KERN | Wheeler Ridge | 230 | Offshore_Wind |  |  | 0 | 0 | 0 | 0 | 0 | 0 | 0 | 0 | 0 | 5 | 5 | 5 | 2 | [19 empty] | 1 | 1 | 0
PG&E KERN | Wheeler Ridge | 115 | Offshore_Wind |  |  | 0 | 0 | 0 | 0 | 0 | 0 | 0 | 0 | 0 | 5 | 2 | 5 | 2 | [19 empty] | 1 | 1 | 0
SCE Northern | Whirlwind | 230 | Offshore_Wind |  |  | 0 | 0 | 0 | 0 | 0 | 0 | 0 | 0 | 0 | 5 | 5 | 1 | 1 | [19 empty] | 1 | 1 | 0
SCE Northern | Whirlwind | 500 | Offshore_Wind |  |  | 0 | 0 | 0 | 0 | 0 | 0 | 0 | 0 | 0 | 5 | 5 | 1 | 1 | [19 empty] | 1 | 1 | 0
PG&E GBA | Whisman | 115 | Offshore_Wind |  |  | 0 | 0 | 0 | 0 | 0 | 0 | 0 | 0 | 0 | 1 | 1 | 1 | 1 | [19 empty] | 1 | 1 | 0
SCE Eastern | Wildlife | 230 | Offshore_Wind |  |  | 0 | 0 | 0 | 0 | 0 | 0 | 0 | 0 | 0 | 5 | 5 | 1 | 1 | [19 empty] | 1 | 1 | 0
PG&E FRESNO | Wilson | 115 | Offshore_Wind |  |  | 0 | 0 | 0 | 0 | 0 | 0 | 0 | 0 | 0 | 5 | 2 | 5 | 2 | [19 empty] | 1 | 1 | 0
PG&E FRESNO | Wilson | 230 | Offshore_Wind |  |  | 0 | 0 | 0 | 0 | 0 | 0 | 0 | 0 | 0 | 5 | 2 | 5 | 2 | [19 empty] | 1 | 1 | 0
SCE Northern | Windhub | 230 | Offshore_Wind |  |  | 0 | 0 | 0 | 0 | 0 | 0 | 0 | 0 | 0 | 5 | 5 | 1 | 1 | [19 empty] | 1 | 1 | 0
SCE Northern | Windhub | 500 | Offshore_Wind |  |  | 0 | 0 | 0 | 0 | 0 | 0 | 0 | 0 | 0 | 5 | 5 | 1 | 1 | [19 empty] | 1 | 1 | 0
PG&E GBA | Windmaster | 230 | Offshore_Wind |  |  | 0 | 0 | 0 | 0 | 0 | 0 | 0 | 0 | 0 | 5 | 2 | 1 | 1 | [19 empty] | 1 | 1 | 0
PG&E NGBA | Woodland | 115 | Offshore_Wind |  |  | 0 | 0 | 0 | 0 | 0 | 0 | 0 | 0 | 0 | 5 | 5 | 3 | 3 | [19 empty] | 1 | 1 | 0
PG&E FRESNO | Woodward | 115 | Offshore_Wind |  |  | 0 | 0 | 0 | 0 | 0 | 0 | 0 | 0 | 0 | 5 | 2 | 5 | 2 | [19 empty] | 1 | 1 | 0
PG&E NGBA | Wyandotte | 115 | Offshore_Wind |  |  | 0 | 0 | 0 | 0 | 0 | 0 | 0 | 0 | 0 | 5 | 2 | 1 | 1 | [19 empty] | 1 | 1 | 0

## Res_by_Sub_Mapping
Portfolio Mapping by substation. Tab shows initial mapping by resource type by substation for identified in-development resources and the additional generic portfolio model resources for the TPP years 2036 and 2041. For each year, it shows the initial mapping released for the 2025 Rulings, the mapping adjustments made between the Ruling and the PD, and the updated PD mapping.
|  |  | Changes to In-Development Resources (PD) | [14 empty] | In-Development Resources | [14 empty] | Sensitivity Generic Resources 2036 | [14 empty] | Sensitivity Total (Generic & In-Dev) Resources 2036 | [14 empty] | Generic Resource Additions 2041 for Sensitivity | [14 empty] | Total Generic Resources 2041 for Sensitivity | [14 empty] | Total (Generic & In-Dev) Resources 2041
|  |  | Geothermal | Biomass | Wind | Wind | OOS Wind | OOS Wind | Offshore Wind | Offshore Wind | Distributed Solar | Solar | Solar | Battery_4hr | Battery_8hr | LDES | Has Change | Geothermal | Biomass | Wind | Wind | OOS Wind | OOS Wind | Offshore Wind | Offshore Wind | Distributed Solar | Solar | Solar | Battery_4hr | Battery_8hr | LDES | Has In-Dev | Geothermal | Biomass | Wind | Wind | OOS Wind | OOS Wind | Offshore Wind | Offshore Wind | Distributed Solar | Solar | Solar | Battery_4hr | Battery_8hr | LDES | Has | Geothermal | Biomass | Wind | Wind | OOS Wind | OOS Wind | Offshore Wind | Offshore Wind | Distributed Solar | Solar | Solar | Battery_4hr | Battery_8hr | LDES | Has | Geothermal | Biomass | Wind | Wind | OOS Wind | OOS Wind | Offshore Wind | Offshore Wind | Distributed Solar | Solar | Solar | Battery_4hr | Battery_8hr | LDES | Has | Geothermal | Biomass | Wind | Wind | OOS Wind | OOS Wind | Offshore Wind | Offshore Wind | Distributed Solar | Solar | Solar | Battery_4hr | Battery_8hr | LDES | Has | Geothermal | Biomass | Wind | Wind | OOS Wind | OOS Wind | Offshore Wind | Offshore Wind | Distributed Solar | Solar | Solar | Battery_4hr | Battery_8hr | LDES | Has
CAISO Study Area | Substation | Voltage | FCDS | FCDS | FCDS | EODS | FCDS | EODS | FCDS | EODS | EODS | FCDS | EODS | FCDS | FCDS | FCDS | Res | FCDS | FCDS | FCDS | EODS | FCDS | EODS | FCDS | EODS | EODS | FCDS | EODS | FCDS | FCDS | FCDS | Res | FCDS | FCDS | FCDS | EODS | FCDS | EODS | FCDS | EODS | EODS | FCDS | EODS | FCDS | FCDS | FCDS | Res | FCDS | FCDS | FCDS | EODS | FCDS | EODS | FCDS | EODS | EODS | FCDS | EODS | FCDS | FCDS | FCDS | Res | FCDS | FCDS | FCDS | EODS | FCDS | EODS | FCDS | EODS | EODS | FCDS | EODS | FCDS | FCDS | FCDS | Res | FCDS | FCDS | FCDS | EODS | FCDS | EODS | FCDS | EODS | EODS | FCDS | EODS | FCDS | FCDS | FCDS | Res | FCDS | FCDS | FCDS | EODS | FCDS | EODS | FCDS | EODS | EODS | FCDS | EODS | FCDS | FCDS | FCDS | Res
PG&E KERN | 7th Standard | 115 | [15 empty] | 0 | 0 | 0 | 0 | 0 | 0 | 0 | 0 | 0 | 0 | 0 | 0 | 0 | 0 | 0 | 0 | 0 | 0 | 0 | 0 | 0 | 0 | 0 | 0 | 0 | 90 | 0 | 0 | 0 |  | 0 | 0 | 0 | 0 | 0 | 0 | 0 | 0 | 0 | 0 | 90 | 0 | 0 | 0 | 1 | [14 empty] | 0 | 0 | 0 | 0 | 0 | 0 | 0 | 0 | 0 | 0 | 0 | 90 | 0 | 0 | 0 |  | 0 | 0 | 0 | 0 | 0 | 0 | 0 | 0 | 0 | 0 | 90 | 0 | 0 | 0 | 1
SCE Metro | Alamitos | 230 | [15 empty] | 0 | 0 | 0 | 0 | 0 | 0 | 0 | 0 | 0 | 0 | 0 | 82 | 0 | 0 | 1 | 0 | 0 | 0 | 0 | 0 | 0 | 0 | 0 | 0 | 0 | 0 | 0 | 188 | 0 |  | 0 | 0 | 0 | 0 | 0 | 0 | 0 | 0 | 0 | 0 | 0 | 82 | 188 | 0 | 1 | [9 empty] | 382 |  |  |  |  | 1 | 0 | 0 | 0 | 0 | 0 | 0 | 0 | 0 | 0 | 382 | 0 | 0 | 188 | 0 |  | 0 | 0 | 0 | 0 | 0 | 0 | 0 | 0 | 0 | 382 | 0 | 82 | 188 | 0 | 1
SCE Eastern | Alberhill | 115 | [15 empty] | 0 | 0 | 0 | 0 | 0 | 0 | 0 | 0 | 0 | 0 | 0 | 0 | 0 | 0 | 0 | 0 | 0 | 0 | 0 | 0 | 0 | 0 | 0 | 0 | 300 | 0 | 0 | 0 | 0 |  | 0 | 0 | 0 | 0 | 0 | 0 | 0 | 0 | 0 | 300 | 0 | 0 | 0 | 0 | 1 | [9 empty] | 2684 | 1000 |  |  |  | 1 | 0 | 0 | 0 | 0 | 0 | 0 | 0 | 0 | 0 | 2984 | 1000 | 0 | 0 | 0 |  | 0 | 0 | 0 | 0 | 0 | 0 | 0 | 0 | 0 | 2984 | 1000 | 0 | 0 | 0 | 1
SCE Eastern | Alberhill | 500 | [15 empty] | 0 | 0 | 0 | 0 | 0 | 0 | 0 | 0 | 0 | 0 | 0 | 0 | 0 | 0 | 0 | 0 | 0 | 0 | 0 | 0 | 0 | 0 | 0 | 0 | 435 | 0 | 0 | 0 | 500 |  | 0 | 0 | 0 | 0 | 0 | 0 | 0 | 0 | 0 | 435 | 0 | 0 | 0 | 500 | 1 | [14 empty] | 0 | 0 | 0 | 0 | 0 | 0 | 0 | 0 | 0 | 0 | 435 | 0 | 0 | 0 | 500 |  | 0 | 0 | 0 | 0 | 0 | 0 | 0 | 0 | 0 | 435 | 0 | 0 | 0 | 500 | 1
PG&E GBA | Alhambra | 115 | [15 empty] | 0 | 0 | 0 | 0 | 0 | 0 | 0 | 0 | 0 | 0 | 0 | 0 | 0 | 0 | 0 | 0 | 0 | 0 | 0 | 0 | 0 | 0 | 0 | 0 | 0 | 0 | 0 | 0 | 0 |  | 0 | 0 | 0 | 0 | 0 | 0 | 0 | 0 | 0 | 0 | 0 | 0 | 0 | 0 | 0 | [14 empty] | 0 | 0 | 0 | 0 | 0 | 0 | 0 | 0 | 0 | 0 | 0 | 0 | 0 | 0 | 0 |  | 0 | 0 | 0 | 0 | 0 | 0 | 0 | 0 | 0 | 0 | 0 | 0 | 0 | 0 | 0
PG&E FRESNO | Alpaugh | 115 | [15 empty] | 0 | 0 | 0 | 0 | 0 | 0 | 0 | 0 | 0 | 0 | 0 | 0 | 0 | 0 | 0 | 0 | 0 | 0 | 0 | 0 | 0 | 0 | 0 | 0 | 0 | 0 | 0 | 0 | 0 |  | 0 | 0 | 0 | 0 | 0 | 0 | 0 | 0 | 0 | 0 | 0 | 0 | 0 | 0 | 0 | [14 empty] | 0 | 0 | 0 | 0 | 0 | 0 | 0 | 0 | 0 | 0 | 0 | 0 | 0 | 0 | 0 |  | 0 | 0 | 0 | 0 | 0 | 0 | 0 | 0 | 0 | 0 | 0 | 0 | 0 | 0 | 0
SDGE | Alpine | 69 | [15 empty] | 0 | 0 | 0 | 0 | 0 | 0 | 0 | 0 | 0 | 0 | 0 | 6 | 0 | 0 | 1 | 0 | 0 | 0 | 0 | 0 | 0 | 0 | 0 | 0 | 0 | 0 | 0 | 0 | 0 |  | 0 | 0 | 0 | 0 | 0 | 0 | 0 | 0 | 0 | 0 | 0 | 6 | 0 | 0 | 1 | [14 empty] | 0 | 0 | 0 | 0 | 0 | 0 | 0 | 0 | 0 | 0 | 0 | 0 | 0 | 0 | 0 |  | 0 | 0 | 0 | 0 | 0 | 0 | 0 | 0 | 0 | 0 | 0 | 6 | 0 | 0 | 1
PG&E GBA | Altamont Midway (Sandhill) | 230 | [15 empty] | 0 | 0 | 0 | 0 | 0 | 0 | 0 | 0 | 0 | 0 | 0 | 0 | 0 | 0 | 0 | 0 | 0 | 0 | 0 | 0 | 0 | 0 | 0 | 0 | 0 | 0 | 0 | 0 | 0 |  | 0 | 0 | 0 | 0 | 0 | 0 | 0 | 0 | 0 | 0 | 0 | 0 | 0 | 0 | 0 | [14 empty] | 0 | 0 | 0 | 0 | 0 | 0 | 0 | 0 | 0 | 0 | 0 | 0 | 0 | 0 | 0 |  | 0 | 0 | 0 | 0 | 0 | 0 | 0 | 0 | 0 | 0 | 0 | 0 | 0 | 0 | 0
SCE Northern | Antelope | 66 | [15 empty] | 0 | 0 | 0 | 0 | 0 | 0 | 0 | 0 | 6 | 0 | 0 | 0 | 0 | 0 | 1 | 0 | 0 | 0 | 0 | 0 | 0 | 0 | 0 | 0 | 0 | 0 | 0 | 0 | 0 |  | 0 | 0 | 0 | 0 | 0 | 0 | 0 | 0 | 6 | 0 | 0 | 0 | 0 | 0 | 1 | [14 empty] | 0 | 0 | 0 | 0 | 0 | 0 | 0 | 0 | 0 | 0 | 0 | 0 | 0 | 0 | 0 |  | 0 | 0 | 0 | 0 | 0 | 0 | 0 | 0 | 6 | 0 | 0 | 0 | 0 | 0 | 1
SCE Northern | Antelope | 230 | [15 empty] | 0 | 0 | 0 | 0 | 0 | 0 | 0 | 0 | 0 | 0 | 0 | 0 | 0 | 0 | 0 | 0 | 0 | 0 | 0 | 0 | 0 | 0 | 0 | 0 |  | 450 | 0 | 150 | 0 |  | 0 | 0 | 0 | 0 | 0 | 0 | 0 | 0 | 0 | 0 | 450 | 0 | 150 | 0 | 1 | [9 empty] | 933 |  |  |  | 900 | 1 | 0 | 0 | 0 | 0 | 0 | 0 | 0 | 0 | 0 | 933 | 450 | 0 | 150 | 900 |  | 0 | 0 | 0 | 0 | 0 | 0 | 0 | 0 | 0 | 933 | 450 | 0 | 150 | 900 | 1
SCE Northern | Antelope | 500 | [15 empty] | 0 | 0 | 0 | 0 | 0 | 0 | 0 | 0 | 0 | 0 | 0 | 0 | 0 | 0 | 0 | 0 | 0 | 0 | 0 | 0 | 0 | 0 | 0 | 0 |  | 1000 | 0 | 160 | 0 |  | 0 | 0 | 0 | 0 | 0 | 0 | 0 | 0 | 0 | 0 | 1000 | 0 | 160 | 0 | 1 | [14 empty] | 0 | 0 | 0 | 0 | 0 | 0 | 0 | 0 | 0 | 0 | 0 | 1000 | 0 | 160 | 0 |  | 0 | 0 | 0 | 0 | 0 | 0 | 0 | 0 | 0 | 0 | 1000 | 0 | 160 | 0 | 1
PG&E NGBA | Arcata | 60 | [15 empty] | 0 | 0 | 0 | 0 | 0 | 0 | 0 | 0 | 4 | 0 | 0 | 2.5 | 0 | 0 | 1 | 0 | 0 | 0 | 0 | 0 | 0 | 0 | 0 | 0 | 0 | 0 | 0 | 0 | 0 |  | 0 | 0 | 0 | 0 | 0 | 0 | 0 | 0 | 4 | 0 | 0 | 2.5 | 0 | 0 | 1 | [14 empty] | 0 | 0 | 0 | 0 | 0 | 0 | 0 | 0 | 0 | 0 | 0 | 0 | 0 | 0 | 0 |  | 0 | 0 | 0 | 0 | 0 | 0 | 0 | 0 | 4 | 0 | 0 | 2.5 | 0 | 0 | 1
PG&E KERN | Arco | 230 | [15 empty] | 0 | 0 | 0 | 0 | 0 | 0 | 0 | 0 | 4.79 | 0 | 0 | 0 | 0 | 0 | 1 | 0 | 0 | 0 | 0 | 0 | 0 | 0 | 0 | 0 | 1840 | 0 | 0 | 0 | 150 |  | 0 | 0 | 0 | 0 | 0 | 0 | 0 | 0 | 4.79 | 1840 | 0 | 0 | 0 | 150 | 1 | [14 empty] | 0 | 0 | 0 | 0 | 0 | 0 | 0 | 0 | 0 | 0 | 1840 | 0 | 0 | 0 | 150 |  | 0 | 0 | 0 | 0 | 0 | 0 | 0 | 0 | 4.79 | 1840 | 0 | 0 | 0 | 150 | 1
PG&E KERN | Arco | 70 | [15 empty] | 0 | 0 | 0 | 0 | 0 | 0 | 0 | 0 | 0 | 60 | 0 | 2 | 0 | 0 | 1 | 0 | 0 | 0 | 0 | 0 | 0 | 0 | 0 | 0 | 0 | 0 | 0 | 0 | 0 |  | 0 | 0 | 0 | 0 | 0 | 0 | 0 | 0 | 0 | 60 | 0 | 2 | 0 | 0 | 1 | [14 empty] | 0 | 0 | 0 | 0 | 0 | 0 | 0 | 0 | 0 | 0 | 0 | 0 | 0 | 0 | 0 |  | 0 | 0 | 0 | 0 | 0 | 0 | 0 | 0 | 0 | 60 | 0 | 2 | 0 | 0 | 1
SCE Metro | ArcoGen | 230 | [15 empty] | 0 | 0 | 0 | 0 | 0 | 0 | 0 | 0 | 0 | 0 | 0 | 0 | 0 | 0 | 0 | 0 | 0 | 0 | 0 | 0 | 0 | 0 | 0 | 0 | 0 | 0 | 0 | 920 | 0 |  | 0 | 0 | 0 | 0 | 0 | 0 | 0 | 0 | 0 | 0 | 0 | 0 | 920 | 0 | 1 | [14 empty] | 0 | 0 | 0 | 0 | 0 | 0 | 0 | 0 | 0 | 0 | 0 | 0 | 0 | 920 | 0 |  | 0 | 0 | 0 | 0 | 0 | 0 | 0 | 0 | 0 | 0 | 0 | 0 | 920 | 0 | 1
SDGE | Artesian | 230 | [15 empty] | 0 | 0 | 0 | 0 | 0 | 0 | 0 | 0 | 0 | 0 | 0 | 0 | 0 | 0 | 0 | 0 | 0 | 0 | 0 | 0 | 0 | 0 | 0 | 0 | 0 | 0 | 0 | 0 | 0 |  | 0 | 0 | 0 | 0 | 0 | 0 | 0 | 0 | 0 | 0 | 0 | 0 | 0 | 0 | 0 | [14 empty] | 0 | 0 | 0 | 0 | 0 | 0 | 0 | 0 | 0 | 0 | 0 | 0 | 0 | 0 | 0 |  | 0 | 0 | 0 | 0 | 0 | 0 | 0 | 0 | 0 | 0 | 0 | 0 | 0 | 0 | 0
SDGE | Artesian | 69 | [15 empty] | 0 | 0 | 0 | 0 | 0 | 0 | 0 | 0 | 0 | 0 | 0 | 0 | 0 | 0 | 0 | 0 | 0 | 0 | 0 | 0 | 0 | 0 | 0 | 0 | 0 | 0 | 0 | 0 | 0 |  | 0 | 0 | 0 | 0 | 0 | 0 | 0 | 0 | 0 | 0 | 0 | 0 | 0 | 0 | 0 | [14 empty] | 0 | 0 | 0 | 0 | 0 | 0 | 0 | 0 | 0 | 0 | 0 | 0 | 0 | 0 | 0 |  | 0 | 0 | 0 | 0 | 0 | 0 | 0 | 0 | 0 | 0 | 0 | 0 | 0 | 0 | 0
PG&E FRESNO | Ashlan | 230 | [15 empty] | 0 | 0 | 0 | 0 | 0 | 0 | 0 | 0 | 0 | 0 | 0 | 0 | 0 | 0 | 0 | 0 | 0 | 0 | 0 | 0 | 0 | 0 | 0 | 0 | 0 | 0 | 0 | 0 | 0 |  | 0 | 0 | 0 | 0 | 0 | 0 | 0 | 0 | 0 | 0 | 0 | 0 | 0 | 0 | 0 | [14 empty] | 0 | 0 | 0 | 0 | 0 | 0 | 0 | 0 | 0 | 0 | 0 | 0 | 0 | 0 | 0 |  | 0 | 0 | 0 | 0 | 0 | 0 | 0 | 0 | 0 | 0 | 0 | 0 | 0 | 0 | 0
PG&E NGBA | Atlantic | 115 | [15 empty] | 0 | 0 | 0 | 0 | 0 | 0 | 0 | 0 | 0 | 0 | 0 | 0 | 0 | 0 | 0 | 0 | 0 | 0 | 0 | 0 | 0 | 0 | 0 | 0 | 0 | 0 | 0 | 0 | 0 |  | 0 | 0 | 0 | 0 | 0 | 0 | 0 | 0 | 0 | 0 | 0 | 0 | 0 | 0 | 0 | [14 empty] | 0 | 0 | 0 | 0 | 0 | 0 | 0 | 0 | 0 | 0 | 0 | 0 | 0 | 0 | 0 |  | 0 | 0 | 0 | 0 | 0 | 0 | 0 | 0 | 0 | 0 | 0 | 0 | 0 | 0 | 0
PG&E NGBA | Atlantic | 230 | [15 empty] | 0 | 0 | 0 | 0 | 0 | 0 | 0 | 0 | 0 | 0 | 0 | 0 | 0 | 0 | 0 | 0 | 0 | 0 | 0 | 0 | 0 | 0 | 0 | 0 | 0 | 0 | 0 | 0 | 0 |  | 0 | 0 | 0 | 0 | 0 | 0 | 0 | 0 | 0 | 0 | 0 | 0 | 0 | 0 | 0 | [14 empty] | 0 | 0 | 0 | 0 | 0 | 0 | 0 | 0 | 0 | 0 | 0 | 0 | 0 | 0 | 0 |  | 0 | 0 | 0 | 0 | 0 | 0 | 0 | 0 | 0 | 0 | 0 | 0 | 0 | 0 | 0
PG&E NGBA | Atlantic | 60 | [15 empty] | 0 | 0 | 0 | 0 | 0 | 0 | 0 | 0 | 0 | 0 | 0 | 0 | 0 | 0 | 0 | 0 | 0 | 0 | 0 | 0 | 0 | 0 | 0 | 0 | 0 | 0 | 0 | 0 | 0 |  | 0 | 0 | 0 | 0 | 0 | 0 | 0 | 0 | 0 | 0 | 0 | 0 | 0 | 0 | 0 | [14 empty] | 0 | 0 | 0 | 0 | 0 | 0 | 0 | 0 | 0 | 0 | 0 | 0 | 0 | 0 | 0 |  | 0 | 0 | 0 | 0 | 0 | 0 | 0 | 0 | 0 | 0 | 0 | 0 | 0 | 0 | 0
PG&E FRESNO | Atwater | 115 | [15 empty] | 0 | 0 | 0 | 0 | 0 | 0 | 0 | 0 | 2 | 0 | 0 | 0 | 0 | 0 | 1 | 0 | 0 | 0 | 0 | 0 | 0 | 0 | 0 | 0 | 0 | 0 | 0 | 0 | 0 |  | 0 | 0 | 0 | 0 | 0 | 0 | 0 | 0 | 2 | 0 | 0 | 0 | 0 | 0 | 1 | [14 empty] | 0 | 0 | 0 | 0 | 0 | 0 | 0 | 0 | 0 | 0 | 0 | 0 | 0 | 0 | 0 |  | 0 | 0 | 0 | 0 | 0 | 0 | 0 | 0 | 2 | 0 | 0 | 0 | 0 | 0 | 1
PG&E GBA | Avena | 115 | [15 empty] | 0 | 0 | 0 | 0 | 0 | 0 | 0 | 0 | 0 | 0 | 0 | 0 | 0 | 0 | 0 | 0 | 0 | 0 | 0 | 0 | 0 | 0 | 0 | 0 | 100 | 0 | 0 | 0 | 0 |  | 0 | 0 | 0 | 0 | 0 | 0 | 0 | 0 | 0 | 100 | 0 | 0 | 0 | 0 | 1 | [14 empty] | 0 | 0 | 0 | 0 | 0 | 0 | 0 | 0 | 0 | 0 | 100 | 0 | 0 | 0 | 0 |  | 0 | 0 | 0 | 0 | 0 | 0 | 0 | 0 | 0 | 100 | 0 | 0 | 0 | 0 | 1
SDGE | Avocado | 69 | [15 empty] | 0 | 0 | 0 | 0 | 0 | 0 | 0 | 0 | 0 | 0 | 0 | 0 | 0 | 0 | 0 | 0 | 0 | 0 | 0 | 0 | 0 | 0 | 0 | 0 | 0 | 0 | 0 | 0 | 0 |  | 0 | 0 | 0 | 0 | 0 | 0 | 0 | 0 | 0 | 0 | 0 | 0 | 0 | 0 | 0 | [14 empty] | 0 | 0 | 0 | 0 | 0 | 0 | 0 | 0 | 0 | 0 | 0 | 0 | 0 | 0 | 0 |  | 0 | 0 | 0 | 0 | 0 | 0 | 0 | 0 | 0 | 0 | 0 | 0 | 0 | 0 | 0
PG&E NGBA | Bahia | 230 | [15 empty] | 0 | 0 | 0 | 0 | 0 | 0 | 0 | 0 | 0 | 0 | 0 | 0 | 0 | 0 | 0 | 0 | 0 | 0 | 0 | 0 | 0 | 0 | 0 | 0 | 0 | 200 | 0 | 0 | 0 |  | 0 | 0 | 0 | 0 | 0 | 0 | 0 | 0 | 0 | 0 | 200 | 0 | 0 | 0 | 1 | [14 empty] | 0 | 0 | 0 | 0 | 0 | 0 | 0 | 0 | 0 | 0 | 0 | 200 | 0 | 0 | 0 |  | 0 | 0 | 0 | 0 | 0 | 0 | 0 | 0 | 0 | 0 | 200 | 0 | 0 | 0 | 1
SCE Northern | Bailey | 230 | [15 empty] | 0 | 0 | 0 | 0 | 0 | 0 | 0 | 0 | 0 | 0 | 0 | 0 | 0 | 0 | 0 | 0 | 0 | 0 | 0 | 0 | 0 | 0 | 0 | 0 | 0 | 0 | 0 | 0 |  |  | 0 | 0 | 0 | 0 | 0 | 0 | 0 | 0 | 0 | 0 | 0 | 0 | 0 | 0 | 0 | [14 empty] | 0 | 0 | 0 | 0 | 0 | 0 | 0 | 0 | 0 | 0 | 0 | 0 | 0 | 0 | 0 |  | 0 | 0 | 0 | 0 | 0 | 0 | 0 | 0 | 0 | 0 | 0 | 0 | 0 | 0 | 0
SCE NOL | Baker | 115 | [15 empty] | 0 | 0 | 0 | 0 | 0 | 0 | 0 | 0 | 0 | 0 | 0 | 0 | 0 | 0 | 0 |  | 0 | 0 | 0 | 0 | 0 | 0 | 0 | 0 | 0 | 0 | 0 | 0 | 0 |  | 0 | 0 | 0 | 0 | 0 | 0 | 0 | 0 | 0 | 0 | 0 | 0 | 0 | 0 | 0 | [14 empty] | 0 | 0 | 0 | 0 | 0 | 0 | 0 | 0 | 0 | 0 | 0 | 0 | 0 | 0 | 0 |  | 0 | 0 | 0 | 0 | 0 | 0 | 0 | 0 | 0 | 0 | 0 | 0 | 0 | 0 | 0
PG&E KERN | Bakersfield | 230 | [15 empty] | 0 | 0 | 0 | 0 | 0 | 0 | 0 | 0 | 0 | 0 | 0 | 0 | 0 | 0 | 0 | 0 | 0 | 0 | 0 | 0 | 0 | 0 | 0 | 0 | 0 | 0 | 0 | 0 | 0 |  | 0 | 0 | 0 | 0 | 0 | 0 | 0 | 0 | 0 | 0 | 0 | 0 | 0 | 0 | 0 | [14 empty] | 0 | 0 | 0 | 0 | 0 | 0 | 0 | 0 | 0 | 0 | 0 | 0 | 0 | 0 | 0 |  | 0 | 0 | 0 | 0 | 0 | 0 | 0 | 0 | 0 | 0 | 0 | 0 | 0 | 0 | 0
PG&E FRESNO | Balch | 230 | [15 empty] | 0 | 0 | 0 | 0 | 0 | 0 | 0 | 0 | 0 | 0 | 0 | 0 | 0 | 0 | 0 | 0 | 0 | 0 | 0 | 0 | 0 | 0 | 0 | 0 | 0 | 0 | 0 | 0 | 0 |  | 0 | 0 | 0 | 0 | 0 | 0 | 0 | 0 | 0 | 0 | 0 | 0 | 0 | 0 | 0 | [14 empty] | 0 | 0 | 0 | 0 | 0 | 0 | 0 | 0 | 0 | 0 | 0 | 0 | 0 | 0 | 0 |  | 0 | 0 | 0 | 0 | 0 | 0 | 0 | 0 | 0 | 0 | 0 | 0 | 0 | 0 | 0
SCE Eastern | Bannister | 230 | [15 empty] | 0 | 0 | 0 | 0 | 0 | 0 | 0 | 0 | 0 | 0 | 0 | 0 | 0 | 0 | 0 | 0 | 0 | 0 | 0 | 0 | 0 | 0 | 0 | 0 | 0 | 0 | 0 | 0 | 0 |  | 0 | 0 | 0 | 0 | 0 | 0 | 0 | 0 | 0 | 0 | 0 | 0 | 0 | 0 | 0 | [14 empty] | 0 | 0 | 0 | 0 | 0 | 0 | 0 | 0 | 0 | 0 | 0 | 0 | 0 | 0 | 0 |  | 0 | 0 | 0 | 0 | 0 | 0 | 0 | 0 | 0 | 0 | 0 | 0 | 0 | 0 | 0
SCE Metro | Barre | 230 | [15 empty] | 0 | 0 | 0 | 0 | 0 | 0 | 0 | 0 | 0 | 0 | 0 | 0 | 0 | 0 | 0 | 0 | 0 | 0 | 0 | 0 | 0 | 0 | 0 | 0 | 0 | 0 | 0 | 935 | 0 |  | 0 | 0 | 0 | 0 | 0 | 0 | 0 | 0 | 0 | 0 | 0 | 0 | 935 | 0 | 1 | [14 empty] | 0 | 0 | 0 | 0 | 0 | 0 | 0 | 0 | 0 | 0 | 0 | 0 | 0 | 935 | 0 |  | 0 | 0 | 0 | 0 | 0 | 0 | 0 | 0 | 0 | 0 | 0 | 0 | 935 | 0 | 1
SDGE | Bay Boulevard | 69 | [15 empty] | 0 | 0 | 0 | 0 | 0 | 0 | 0 | 0 | 0 | 0 | 0 | 0 | 0 | 0 | 0 | 0 | 0 | 0 | 0 | 0 | 0 | 0 | 0 | 0 | 0 | 0 | 0 | 0 | 0 |  | 0 | 0 | 0 | 0 | 0 | 0 | 0 | 0 | 0 | 0 | 0 | 0 | 0 | 0 | 0 | [14 empty] | 0 | 0 | 0 | 0 | 0 | 0 | 0 | 0 | 0 | 0 | 0 | 0 | 0 | 0 | 0 |  | 0 | 0 | 0 | 0 | 0 | 0 | 0 | 0 | 0 | 0 | 0 | 0 | 0 | 0 | 0
SDGE | Bay Boulevard | 230 | [15 empty] | 0 | 0 | 0 | 0 | 0 | 0 | 0 | 0 | 0 | 0 | 0 | 0 | 0 | 0 | 0 | 0 | 0 | 0 | 0 | 0 | 0 | 0 | 0 | 0 | 0 | 0 | 0 | 0 | 0 |  | 0 | 0 | 0 | 0 | 0 | 0 | 0 | 0 | 0 | 0 | 0 | 0 | 0 | 0 | 0 | [14 empty] | 0 | 0 | 0 | 0 | 0 | 0 | 0 | 0 | 0 | 0 | 0 | 0 | 0 | 0 | 0 |  | 0 | 0 | 0 | 0 | 0 | 0 | 0 | 0 | 0 | 0 | 0 | 0 | 0 | 0 | 0
EOP | Beatty | 138 | [15 empty] | 0 | 0 | 0 | 0 | 0 | 0 | 0 | 0 | 0 | 0 | 0 | 0 | 0 | 0 | 0 | 0 | 0 | 0 | 0 | 0 | 0 | 0 | 0 | 0 | 0 | 0 | 0 | 0 | 0 |  | 0 | 0 | 0 | 0 | 0 | 0 | 0 | 0 | 0 | 0 | 0 | 0 | 0 | 0 | 0 | [14 empty] | 0 | 0 | 0 | 0 | 0 | 0 | 0 | 0 | 0 | 0 | 0 | 0 | 0 | 0 | 0 |  | 0 | 0 | 0 | 0 | 0 | 0 | 0 | 0 | 0 | 0 | 0 | 0 | 0 | 0 | 0
EOP | Beatty | 230 | [15 empty] | 0 | 0 | 0 | 0 | 0 | 0 | 0 | 0 | 0 | 0 | 0 | 0 | 0 | 0 | 0 | 436 | 0 | 0 | 0 | 0 | 0 | 0 | 0 | 0 | 0 | 0 | 0 | 170 | 500 |  | 436 | 0 | 0 | 0 | 0 | 0 | 0 | 0 | 0 | 0 | 0 | 0 | 170 | 500 | 1 | [14 empty] | 0 | 436 | 0 | 0 | 0 | 0 | 0 | 0 | 0 | 0 | 0 | 0 | 0 | 170 | 500 |  | 436 | 0 | 0 | 0 | 0 | 0 | 0 | 0 | 0 | 0 | 0 | 0 | 170 | 500 | 1
PG&E NGBA | Belden | 230 | [15 empty] | 0 | 0 | 0 | 0 | 0 | 0 | 0 | 0 | 0 | 0 | 0 | 0 | 0 | 0 | 0 | 0 | 0 | 0 | 0 | 0 | 0 | 0 | 0 | 0 | 0 | 0 | 0 | 0 | 0 |  | 0 | 0 | 0 | 0 | 0 | 0 | 0 | 0 | 0 | 0 | 0 | 0 | 0 | 0 | 0 | [14 empty] | 0 | 0 | 0 | 0 | 0 | 0 | 0 | 0 | 0 | 0 | 0 | 0 | 0 | 0 | 0 |  | 0 | 0 | 0 | 0 | 0 | 0 | 0 | 0 | 0 | 0 | 0 | 0 | 0 | 0 | 0
PG&E NGBA | Bell | 115 | [15 empty] | 0 | 0 | 0 | 0 | 0 | 0 | 0 | 0 | 0 | 0 | 0 | 0 | 0 | 0 | 0 | 0 | 0 | 0 | 0 | 0 | 0 | 0 | 0 | 0 | 0 | 0 | 0 | 0 | 0 |  | 0 | 0 | 0 | 0 | 0 | 0 | 0 | 0 | 0 | 0 | 0 | 0 | 0 | 0 | 0 | [14 empty] | 0 | 0 | 0 | 0 | 0 | 0 | 0 | 0 | 0 | 0 | 0 | 0 | 0 | 0 | 0 |  | 0 | 0 | 0 | 0 | 0 | 0 | 0 | 0 | 0 | 0 | 0 | 0 | 0 | 0 | 0
PG&E NGBA | Bellevue | 115 | [15 empty] | 0 | 0 | 0 | 0 | 0 | 0 | 0 | 0 | 0 | 0 | 0 | 0 | 0 | 0 | 0 | 0 | 0 | 0 | 0 | 0 | 0 | 0 | 0 | 0 | 0 | 0 | 0 | 0 | 0 |  | 0 | 0 | 0 | 0 | 0 | 0 | 0 | 0 | 0 | 0 | 0 | 0 | 0 | 0 | 0 | [14 empty] | 0 | 0 | 0 | 0 | 0 | 0 | 0 | 0 | 0 | 0 | 0 | 0 | 0 | 0 | 0 |  | 0 | 0 | 0 | 0 | 0 | 0 | 0 | 0 | 0 | 0 | 0 | 0 | 0 | 0 | 0
PG&E GBA | Bellota | 115 | [15 empty] | 0 | 0 | 0 | 0 | 0 | 0 | 0 | 0 | 0 | 0 | 0 | 0 | 0 | 0 | 0 | 0 | 0 | 0 | 0 | 0 | 0 | 0 | 0 | 0 | 0 | 0 | 0 | 0 | 0 |  | 0 | 0 | 0 | 0 | 0 | 0 | 0 | 0 | 0 | 0 | 0 | 0 | 0 | 0 | 0 | [14 empty] | 0 | 0 | 0 | 0 | 0 | 0 | 0 | 0 | 0 | 0 | 0 | 0 | 0 | 0 | 0 |  | 0 | 0 | 0 | 0 | 0 | 0 | 0 | 0 | 0 | 0 | 0 | 0 | 0 | 0 | 0
PG&E GBA | Bellota | 230 | [15 empty] | 0 | 0 | 0 | 0 | 0 | 0 | 0 | 0 | 0 | 0 | 0 | 0 | 0 | 0 | 0 | 0 | 0 | 0 | 0 | 0 | 0 | 0 | 0 | 0 | 0 | 0 | 0 | 0 | 400 |  | 0 | 0 | 0 | 0 | 0 | 0 | 0 | 0 | 0 | 0 | 0 | 0 | 0 | 400 | 1 | [9 empty] | 10 |  |  |  |  | 1 | 0 | 0 | 0 | 0 | 0 | 0 | 0 | 0 | 0 | 10 | 0 | 0 | 0 | 400 |  | 0 | 0 | 0 | 0 | 0 | 0 | 0 | 0 | 0 | 10 | 0 | 0 | 0 | 400 | 1
SCE Northern | Big Creek | 230 | [15 empty] | 0 | 0 | 0 | 0 | 0 | 0 | 0 | 0 | 0 | 0 | 0 | 0 | 0 | 0 | 0 | 0 | 0 | 0 | 0 | 0 | 0 | 0 | 0 | 0 | 200 | 0 | 0 | 0 | 0 |  | 0 | 0 | 0 | 0 | 0 | 0 | 0 | 0 | 0 | 200 | 0 | 0 | 0 | 0 | 1 | [14 empty] | 0 | 0 | 0 | 0 | 0 | 0 | 0 | 0 | 0 | 0 | 200 | 0 | 0 | 0 | 0 |  | 0 | 0 | 0 | 0 | 0 | 0 | 0 | 0 | 0 | 200 | 0 | 0 | 0 | 0 | 1
PG&E FRESNO | Biola | 70 | [15 empty] | 0 | 0 | 0 | 0 | 0 | 0 | 0 | 0 | 0 | 0 | 0 | 0 | 0 | 0 | 0 | 0 | 0 | 0 | 0 | 0 | 0 | 0 | 0 | 0 | 0 | 0 | 0 | 0 | 0 |  | 0 | 0 | 0 | 0 | 0 | 0 | 0 | 0 | 0 | 0 | 0 | 0 | 0 | 0 | 0 | [14 empty] | 0 | 0 | 0 | 0 | 0 | 0 | 0 | 0 | 0 | 0 | 0 | 0 | 0 | 0 | 0 |  | 0 | 0 | 0 | 0 | 0 | 0 | 0 | 0 | 0 | 0 | 0 | 0 | 0 | 0 | 0
PG&E GBA | Birds Landing | 230 | [15 empty] | 0 | 0 | 0 | 0 | 0 | 0 | 0 | 0 | 0 | 0 | 0 | 0 | 0 | 0 | 0 | 0 | 0 | 0 | 0 | 0 | 0 | 0 | 0 | 0 | 0 | 100 | 0 | 0 | 0 |  | 0 | 0 | 0 | 0 | 0 | 0 | 0 | 0 | 0 | 0 | 100 | 0 | 0 | 0 | 1 | [14 empty] | 0 | 0 | 0 | 0 | 0 | 0 | 0 | 0 | 0 | 0 | 0 | 100 | 0 | 0 | 0 |  | 0 | 0 | 0 | 0 | 0 | 0 | 0 | 0 | 0 | 0 | 100 | 0 | 0 | 0 | 1
SCE Northern | Bliss | 66 | [15 empty] | 0 | 0 | 0 | 0 | 0 | 0 | 0 | 0 | 0 | 0 | 0 | 0 | 0 | 0 | 0 | 0 | 0 | 0 | 0 | 0 | 0 | 0 | 0 | 0 | 0 | 0 | 0 | 0 | 0 |  | 0 | 0 | 0 | 0 | 0 | 0 | 0 | 0 | 0 | 0 | 0 | 0 | 0 | 0 | 0 | [14 empty] | 0 | 0 | 0 | 0 | 0 | 0 | 0 | 0 | 0 | 0 | 0 | 0 | 0 | 0 | 0 |  | 0 | 0 | 0 | 0 | 0 | 0 | 0 | 0 | 0 | 0 | 0 | 0 | 0 | 0 | 0
SCE Eastern | Blythe | 161 | [15 empty] | 0 | 0 | 0 | 0 | 0 | 0 | 0 | 0 | 0 | 0 | 160 | 160 | 0 | 0 | 1 | 0 | 0 | 0 | 0 | 0 | 0 | 0 | 0 | 0 | 0 | 0 | 0 | 0 | 0 |  | 0 | 0 | 0 | 0 | 0 | 0 | 0 | 0 | 0 | 0 | 160 | 160 | 0 | 0 | 1 | [14 empty] | 0 | 0 | 0 | 0 | 0 | 0 | 0 | 0 | 0 | 0 | 0 | 0 | 0 | 0 | 0 |  | 0 | 0 | 0 | 0 | 0 | 0 | 0 | 0 | 0 | 0 | 160 | 160 | 0 | 0 | 1
PG&E NGBA | Bogue | 115 | [15 empty] | 0 | 0 | 0 | 0 | 0 | 0 | 0 | 0 | 0 | 0 | 0 | 0 | 0 | 0 | 0 | 0 | 0 | 0 | 0 | 0 | 0 | 0 | 0 | 0 | 0 | 0 | 0 | 0 | 0 |  | 0 | 0 | 0 | 0 | 0 | 0 | 0 | 0 | 0 | 0 | 0 | 0 | 0 | 0 | 0 | [14 empty] | 0 | 0 | 0 | 0 | 0 | 0 | 0 | 0 | 0 | 0 | 0 | 0 | 0 | 0 | 0 |  | 0 | 0 | 0 | 0 | 0 | 0 | 0 | 0 | 0 | 0 | 0 | 0 | 0 | 0 | 0
PG&E FRESNO | Borden | 230 | [15 empty] | 0 | 0 | 0 | 0 | 0 | 0 | 0 | 0 | 0 | 0 | 0 | 0 | 0 | 0 | 0 | 0 | 0 | 0 | 0 | 0 | 0 | 0 | 0 | 0 | 0 | 0 | 0 | 0 | 0 |  | 0 | 0 | 0 | 0 | 0 | 0 | 0 | 0 | 0 | 0 | 0 | 0 | 0 | 0 | 0 | [14 empty] | 0 | 0 | 0 | 0 | 0 | 0 | 0 | 0 | 0 | 0 | 0 | 0 | 0 | 0 | 0 |  | 0 | 0 | 0 | 0 | 0 | 0 | 0 | 0 | 0 | 0 | 0 | 0 | 0 | 0 | 0
PG&E FRESNO | Borden | 70 | [15 empty] | 0 | 0 | 0 | 0 | 0 | 0 | 0 | 0 | 0 | 0 | 0 | 0 | 0 | 0 | 0 | 0 | 0 | 0 | 0 | 0 | 0 | 0 | 0 | 0 | 0 | 0 | 0 | 0 | 0 |  | 0 | 0 | 0 | 0 | 0 | 0 | 0 | 0 | 0 | 0 | 0 | 0 | 0 | 0 | 0 | [14 empty] | 0 | 0 | 0 | 0 | 0 | 0 | 0 | 0 | 0 | 0 | 0 | 0 | 0 | 0 | 0 |  | 0 | 0 | 0 | 0 | 0 | 0 | 0 | 0 | 0 | 0 | 0 | 0 | 0 | 0 | 0
SDGE | Boulevard East | 138 | [15 empty] | 0 | 0 | 0 | 0 | 0 | 0 | 0 | 0 | 0 | 0 | 0 | 0 | 0 | 0 | 0 | 0 | 0 | 180 | 0 | 0 | 0 | 0 | 0 | 0 | 0 | 82.6 | 0 | 0 | 0 |  | 0 | 0 | 180 | 0 | 0 | 0 | 0 | 0 | 0 | 0 | 82.6 | 0 | 0 | 0 | 1 | [14 empty] | 0 | 0 | 0 | 180 | 0 | 0 | 0 | 0 | 0 | 0 | 0 | 82.6 | 0 | 0 | 0 |  | 0 | 0 | 180 | 0 | 0 | 0 | 0 | 0 | 0 | 0 | 82.6 | 0 | 0 | 0 | 1
SDGE | Boulevard East | 69 | [15 empty] | 0 | 0 | 0 | 0 | 0 | 0 | 0 | 0 | 0 | 0 | 17.4 | 17.4 | 0 | 0 | 1 | 0 | 0 | 0 | 0 | 0 | 0 | 0 | 0 | 0 | 0 | 0 | 0 | 0 | 0 |  | 0 | 0 | 0 | 0 | 0 | 0 | 0 | 0 | 0 | 0 | 17.4 | 17.4 | 0 | 0 | 1 | [14 empty] | 0 | 0 | 0 | 0 | 0 | 0 | 0 | 0 | 0 | 0 | 0 | 0 | 0 | 0 | 0 |  | 0 | 0 | 0 | 0 | 0 | 0 | 0 | 0 | 0 | 0 | 17.4 | 17.4 | 0 | 0 | 1
PG&E GBA | Brentwood | 230 | [15 empty] | 0 | 0 | 0 | 0 | 0 | 0 | 0 | 0 | 2 | 0 | 0 | 0 | 0 | 0 | 1 | 0 | 0 | 0 | 0 | 0 | 0 | 0 | 0 | 0 | 0 | 89.5 | 0 | 0 | 0 |  | 0 | 0 | 0 | 0 | 0 | 0 | 0 | 0 | 2 | 0 | 89.5 | 0 | 0 | 0 | 1 | [14 empty] | 0 | 0 | 0 | 0 | 0 | 0 | 0 | 0 | 0 | 0 | 0 | 89.5 | 0 | 0 | 0 |  | 0 | 0 | 0 | 0 | 0 | 0 | 0 | 0 | 2 | 0 | 89.5 | 0 | 0 | 0 | 1
PG&E NGBA | Bridgeville | 115 | [15 empty] | 0 | 0 | 0 | 0 | 0 | 0 | 0 | 0 | 0 | 0 | 0 | 0 | 0 | 0 | 0 | 185.7 | 0 | 0 | 0 | 0 | 0 | 0 | 0 | 0 | 0 | 0 | 0 | 0 | 0 |  | 185.7 | 0 | 0 | 0 | 0 | 0 | 0 | 0 | 0 | 0 | 0 | 0 | 0 | 0 | 1 |  |  | 212 | [11 empty] | 1 | 185.7 | 0 | 212 | 0 | 0 | 0 | 0 | 0 | 0 | 0 | 0 | 0 | 0 | 0 |  | 185.7 | 0 | 212 | 0 | 0 | 0 | 0 | 0 | 0 | 0 | 0 | 0 | 0 | 0 | 1
PG&E NGBA | Brighton | 115 | [15 empty] | 0 | 0 | 0 | 0 | 0 | 0 | 0 | 0 | 0 | 0 | 0 | 0 | 0 | 0 | 0 | 0 | 0 | 0 | 0 | 0 | 0 | 0 | 0 | 0 | 0 | 0 | 0 | 0 | 0 |  | 0 | 0 | 0 | 0 | 0 | 0 | 0 | 0 | 0 | 0 | 0 | 0 | 0 | 0 | 0 | [14 empty] | 0 | 0 | 0 | 0 | 0 | 0 | 0 | 0 | 0 | 0 | 0 | 0 | 0 | 0 | 0 |  | 0 | 0 | 0 | 0 | 0 | 0 | 0 | 0 | 0 | 0 | 0 | 0 | 0 | 0 | 0
PG&E NGBA | Brighton | 230 | [15 empty] | 0 | 0 | 0 | 0 | 0 | 0 | 0 | 0 | 0 | 0 | 0 | 0 | 0 | 0 | 0 | 0 | 0 | 0 | 0 | 0 | 0 | 0 | 0 | 0 | 0 | 0 | 0 | 0 | 0 |  | 0 | 0 | 0 | 0 | 0 | 0 | 0 | 0 | 0 | 0 | 0 | 0 | 0 | 0 | 0 | [14 empty] | 0 | 0 | 0 | 0 | 0 | 0 | 0 | 0 | 0 | 0 | 0 | 0 | 0 | 0 | 0 |  | 0 | 0 | 0 | 0 | 0 | 0 | 0 | 0 | 0 | 0 | 0 | 0 | 0 | 0 | 0
PG&E NGBA | Brunswick | 115 | [15 empty] | 0 | 0 | 0 | 0 | 0 | 0 | 0 | 0 | 0 | 0 | 0 | 0 | 0 | 0 | 0 | 0 | 0 | 0 | 0 | 0 | 0 | 0 | 0 | 0 | 0 | 0 | 0 | 0 | 0 |  | 0 | 0 | 0 | 0 | 0 | 0 | 0 | 0 | 0 | 0 | 0 | 0 | 0 | 0 | 0 | [14 empty] | 0 | 0 | 0 | 0 | 0 | 0 | 0 | 0 | 0 | 0 | 0 | 0 | 0 | 0 | 0 |  | 0 | 0 | 0 | 0 | 0 | 0 | 0 | 0 | 0 | 0 | 0 | 0 | 0 | 0 | 0
PG&E NGBA | Bucks Creek | 230 | [15 empty] | 0 | 0 | 0 | 0 | 0 | 0 | 0 | 0 | 0 | 0 | 0 | 0 | 0 | 0 | 0 | 0 | 0 | 0 | 0 | 0 | 0 | 0 | 0 | 0 | 0 | 0 | 0 | 0 | 0 |  | 0 | 0 | 0 | 0 | 0 | 0 | 0 | 0 | 0 | 0 | 0 | 0 | 0 | 0 | 0 | [14 empty] | 0 | 0 | 0 | 0 | 0 | 0 | 0 | 0 | 0 | 0 | 0 | 0 | 0 | 0 | 0 |  | 0 | 0 | 0 | 0 | 0 | 0 | 0 | 0 | 0 | 0 | 0 | 0 | 0 | 0 | 0
PG&E KERN | Buena Vista | 230 | [15 empty] | 0 | 0 | 0 | 0 | 0 | 0 | 0 | 0 | 0 | 0 | 0 | 0 | 0 | 0 | 0 | 0 | 0 | 0 | 0 | 0 | 0 | 0 | 0 | 0 | 0 | 0 | 0 | 0 | 0 |  | 0 | 0 | 0 | 0 | 0 | 0 | 0 | 0 | 0 | 0 | 0 | 0 | 0 | 0 | 0 | [14 empty] | 0 | 0 | 0 | 0 | 0 | 0 | 0 | 0 | 0 | 0 | 0 | 0 | 0 | 0 | 0 |  | 0 | 0 | 0 | 0 | 0 | 0 | 0 | 0 | 0 | 0 | 0 | 0 | 0 | 0 | 0
PG&E FRESNO | Bullard | 115 | [15 empty] | 0 | 0 | 0 | 0 | 0 | 0 | 0 | 0 | 0 | 0 | 0 | 0 | 0 | 0 | 0 | 0 | 0 | 0 | 0 | 0 | 0 | 0 | 0 | 0 | 0 | 0 | 0 | 0 | 0 |  | 0 | 0 | 0 | 0 | 0 | 0 | 0 | 0 | 0 | 0 | 0 | 0 | 0 | 0 | 0 | [14 empty] | 0 | 0 | 0 | 0 | 0 | 0 | 0 | 0 | 0 | 0 | 0 | 0 | 0 | 0 | 0 |  | 0 | 0 | 0 | 0 | 0 | 0 | 0 | 0 | 0 | 0 | 0 | 0 | 0 | 0 | 0
PG&E GBA | Burlingame | 115 | [15 empty] | 0 | 0 | 0 | 0 | 0 | 0 | 0 | 0 | 0 | 0 | 0 | 0 | 0 | 0 | 0 | 0 | 0 | 0 | 0 | 0 | 0 | 0 | 0 | 0 | 0 | 0 | 0 | 0 | 0 |  | 0 | 0 | 0 | 0 | 0 | 0 | 0 | 0 | 0 | 0 | 0 | 0 | 0 | 0 | 0 | [9 empty] | 88 |  |  |  |  | 1 | 0 | 0 | 0 | 0 | 0 | 0 | 0 | 0 | 0 | 88 | 0 | 0 | 0 | 0 |  | 0 | 0 | 0 | 0 | 0 | 0 | 0 | 0 | 0 | 88 | 0 | 0 | 0 | 0 | 1
PG&E NGBA | Burney Forest | 230 | [15 empty] | 0 | 0 | 0 | 0 | 0 | 0 | 0 | 0 | 0 | 0 | 0 | 0 | 0 | 0 | 0 | 0 | 0 | 0 | 0 | 0 | 0 | 0 | 0 | 0 | 0 | 0 | 0 | 0 | 0 |  | 0 | 0 | 0 | 0 | 0 | 0 | 0 | 0 | 0 | 0 | 0 | 0 | 0 | 0 | 0 | [14 empty] | 0 | 0 | 0 | 0 | 0 | 0 | 0 | 0 | 0 | 0 | 0 | 0 | 0 | 0 | 0 |  | 0 | 0 | 0 | 0 | 0 | 0 | 0 | 0 | 0 | 0 | 0 | 0 | 0 | 0 | 0
PG&E NGBA | Butte | 115 | [15 empty] | 0 | 0 | 0 | 0 | 0 | 0 | 0 | 0 | 0 | 0 | 0 | 0 | 0 | 0 | 0 | 0 | 0 | 0 | 0 | 0 | 0 | 0 | 0 | 0 | 0 | 0 | 0 | 0 | 0 |  | 0 | 0 | 0 | 0 | 0 | 0 | 0 | 0 | 0 | 0 | 0 | 0 | 0 | 0 | 0 | [14 empty] | 0 | 0 | 0 | 0 | 0 | 0 | 0 | 0 | 0 | 0 | 0 | 0 | 0 | 0 | 0 |  | 0 | 0 | 0 | 0 | 0 | 0 | 0 | 0 | 0 | 0 | 0 | 0 | 0 | 0 | 0
PG&E KERN | Cabrillo | 115 | [15 empty] | 0 | 0 | 0 | 0 | 0 | 0 | 0 | 0 | 0 | 0 | 0 | 0 | 0 | 0 | 0 | 0 | 0 | 0 | 0 | 0 | 0 | 0 | 0 | 0 | 0 | 0 | 0 | 0 | 0 |  | 0 | 0 | 0 | 0 | 0 | 0 | 0 | 0 | 0 | 0 | 0 | 0 | 0 | 0 | 0 | [14 empty] | 0 | 0 | 0 | 0 | 0 | 0 | 0 | 0 | 0 | 0 | 0 | 0 | 0 | 0 | 0 |  | 0 | 0 | 0 | 0 | 0 | 0 | 0 | 0 | 0 | 0 | 0 | 0 | 0 | 0 | 0
PG&E FRESNO | Cal Flats | 230 | [15 empty] | 0 | 0 | 0 | 0 | 0 | 0 | 0 | 0 | 0 | 0 | 0 | 0 | 0 | 0 | 0 | 0 | 0 | 0 | 0 | 0 | 0 | 0 | 0 | 0 | 0 | 0 | 0 | 0 | 0 |  | 0 | 0 | 0 | 0 | 0 | 0 | 0 | 0 | 0 | 0 | 0 | 0 | 0 | 0 | 0 | [14 empty] | 0 | 0 | 0 | 0 | 0 | 0 | 0 | 0 | 0 | 0 | 0 | 0 | 0 | 0 | 0 |  | 0 | 0 | 0 | 0 | 0 | 0 | 0 | 0 | 0 | 0 | 0 | 0 | 0 | 0 | 0
SCE NOL | Calcite | 230 | [15 empty] | 0 | 0 | 0 | 0 | 0 | 0 | 0 | 0 | 0 | 0 | 0 | 0 | 0 | 0 | 0 | 0 | 0 | 0 | 0 | 0 | 0 | 0 | 0 | 0 | 165 | 0 | 0 | 0 | 0 |  | 0 | 0 | 0 | 0 | 0 | 0 | 0 | 0 | 0 | 165 | 0 | 0 | 0 | 0 | 1 | [10 empty] | 300 |  |  |  | 1 | 0 | 0 | 0 | 0 | 0 | 0 | 0 | 0 | 0 | 165 | 300 | 0 | 0 | 0 |  | 0 | 0 | 0 | 0 | 0 | 0 | 0 | 0 | 0 | 165 | 300 | 0 | 0 | 0 | 1
PG&E KERN | Caliente | 230 | [15 empty] | 0 | 0 | 0 | 0 | 0 | 0 | 0 | 0 | 0 | 0 | 0 | 0 | 0 | 0 | 0 | 0 | 0 | 0 | 0 | 0 | 0 | 0 | 0 | 0 | 0 | 0 | 0 | 0 | 150 |  | 0 | 0 | 0 | 0 | 0 | 0 | 0 | 0 | 0 | 0 | 0 | 0 | 0 | 150 | 1 | [14 empty] | 0 | 0 | 0 | 0 | 0 | 0 | 0 | 0 | 0 | 0 | 0 | 0 | 0 | 0 | 150 |  | 0 | 0 | 0 | 0 | 0 | 0 | 0 | 0 | 0 | 0 | 0 | 0 | 0 | 150 | 1
PG&E FRESNO | California Ave | 115 | [15 empty] | 0 | 0 | 0 | 0 | 0 | 0 | 0 | 0 | 0 | 0 | 0 | 0 | 0 | 0 | 0 | 0 | 0 | 0 | 0 | 0 | 0 | 0 | 0 | 0 | 0 | 0 | 0 | 0 | 0 |  | 0 | 0 | 0 | 0 | 0 | 0 | 0 | 0 | 0 | 0 | 0 | 0 | 0 | 0 | 0 | [14 empty] | 0 | 0 | 0 | 0 | 0 | 0 | 0 | 0 | 0 | 0 | 0 | 0 | 0 | 0 | 0 |  | 0 | 0 | 0 | 0 | 0 | 0 | 0 | 0 | 0 | 0 | 0 | 0 | 0 | 0 | 0
PG&E KERN | Callender | 115 | [15 empty] | 0 | 0 | 0 | 0 | 0 | 0 | 0 | 0 | 0 | 0 | 0 | 0 | 0 | 0 | 0 | 0 | 0 | 0 | 0 | 0 | 0 | 0 | 0 | 0 | 0 | 0 | 0 | 0 | 0 |  | 0 | 0 | 0 | 0 | 0 | 0 | 0 | 0 | 0 | 0 | 0 | 0 | 0 | 0 | 0 | [14 empty] | 0 | 0 | 0 | 0 | 0 | 0 | 0 | 0 | 0 | 0 | 0 | 0 | 0 | 0 | 0 |  | 0 | 0 | 0 | 0 | 0 | 0 | 0 | 0 | 0 | 0 | 0 | 0 | 0 | 0 | 0
PG&E NGBA | Calpella | 115 | [15 empty] | 0 | 0 | 0 | 0 | 0 | 0 | 0 | 0 | 4 | 0 | 0 | 0 | 0 | 0 | 1 | 0 | 0 | 0 | 0 | 0 | 0 | 0 | 0 | 0 | 0 | 0 | 0 | 0 | 0 |  | 0 | 0 | 0 | 0 | 0 | 0 | 0 | 0 | 4 | 0 | 0 | 0 | 0 | 0 | 1 | [14 empty] | 0 | 0 | 0 | 0 | 0 | 0 | 0 | 0 | 0 | 0 | 0 | 0 | 0 | 0 | 0 |  | 0 | 0 | 0 | 0 | 0 | 0 | 0 | 0 | 4 | 0 | 0 | 0 | 0 | 0 | 1
PG&E GBA | Camanche | 230 | [15 empty] | 0 | 0 | 0 | 0 | 0 | 0 | 0 | 0 | 0 | 0 | 0 | 0 | 0 | 0 | 0 | 0 | 0 | 0 | 0 | 0 | 0 | 0 | 0 | 0 | 0 | 0 | 0 | 0 | 0 |  | 0 | 0 | 0 | 0 | 0 | 0 | 0 | 0 | 0 | 0 | 0 | 0 | 0 | 0 | 0 | [14 empty] | 0 | 0 | 0 | 0 | 0 | 0 | 0 | 0 | 0 | 0 | 0 | 0 | 0 | 0 | 0 |  | 0 | 0 | 0 | 0 | 0 | 0 | 0 | 0 | 0 | 0 | 0 | 0 | 0 | 0 | 0
SDGE | Cameron | 69 | [15 empty] | 0 | 0 | 0 | 0 | 0 | 0 | 0 | 0 | 0 | 0 | 0 | 0 | 0 | 0 | 0 | 0 | 0 | 0 | 0 | 0 | 0 | 0 | 0 | 0 | 0 | 0 | 0 | 0 | 0 |  | 0 | 0 | 0 | 0 | 0 | 0 | 0 | 0 | 0 | 0 | 0 | 0 | 0 | 0 | 0 | [14 empty] | 0 | 0 | 0 | 0 | 0 | 0 | 0 | 0 | 0 | 0 | 0 | 0 | 0 | 0 | 0 |  | 0 | 0 | 0 | 0 | 0 | 0 | 0 | 0 | 0 | 0 | 0 | 0 | 0 | 0 | 0
SDGE | Cannon | 69 | [15 empty] | 0 | 0 | 0 | 0 | 0 | 0 | 0 | 0 | 0 | 0 | 0 | 0 | 0 | 0 | 0 | 0 | 0 | 0 | 0 | 0 | 0 | 0 | 0 | 0 | 0 | 0 | 0 | 0 | 0 |  | 0 | 0 | 0 | 0 | 0 | 0 | 0 | 0 | 0 | 0 | 0 | 0 | 0 | 0 | 0 | [14 empty] | 0 | 0 | 0 | 0 | 0 | 0 | 0 | 0 | 0 | 0 | 0 | 0 | 0 | 0 | 0 |  | 0 | 0 | 0 | 0 | 0 | 0 | 0 | 0 | 0 | 0 | 0 | 0 | 0 | 0 | 0
PG&E FRESNO | Cantua | 115 | [15 empty] | 0 | 0 | 0 | 0 | 0 | 0 | 0 | 0 | 0 | 0 | 0 | 0 | 0 | 0 | 0 | 0 | 0 | 0 | 0 | 0 | 0 | 0 | 0 | 0 | 0 | 0 | 0 | 0 | 0 |  | 0 | 0 | 0 | 0 | 0 | 0 | 0 | 0 | 0 | 0 | 0 | 0 | 0 | 0 | 0 | [9 empty] | 100 |  |  |  |  | 1 | 0 | 0 | 0 | 0 | 0 | 0 | 0 | 0 | 0 | 100 | 0 | 0 | 0 | 0 |  | 0 | 0 | 0 | 0 | 0 | 0 | 0 | 0 | 0 | 100 | 0 | 0 | 0 | 0 | 1
SDGE | Capistrano | 138 | [15 empty] | 0 | 0 | 0 | 0 | 0 | 0 | 0 | 0 | 0 | 0 | 0 | 0 | 0 | 0 | 0 | 0 | 0 | 0 | 0 | 0 | 0 | 0 | 0 | 0 | 0 | 0 | 0 | 25 | 0 |  | 0 | 0 | 0 | 0 | 0 | 0 | 0 | 0 | 0 | 0 | 0 | 0 | 25 | 0 | 1 | [14 empty] | 0 | 0 | 0 | 0 | 0 | 0 | 0 | 0 | 0 | 0 | 0 | 0 | 0 | 25 | 0 |  | 0 | 0 | 0 | 0 | 0 | 0 | 0 | 0 | 0 | 0 | 0 | 0 | 25 | 0 | 1
SDGE | Capistrano | 230 | [15 empty] | 0 | 0 | 0 | 0 | 0 | 0 | 0 | 0 | 0 | 0 | 0 | 0 | 0 | 0 | 0 | 0 | 0 | 0 | 0 | 0 | 0 | 0 | 0 | 0 | 0 | 0 | 0 | 25 | 0 |  | 0 | 0 | 0 | 0 | 0 | 0 | 0 | 0 | 0 | 0 | 0 | 0 | 25 | 0 | 1 | [14 empty] | 0 | 0 | 0 | 0 | 0 | 0 | 0 | 0 | 0 | 0 | 0 | 0 | 0 | 25 | 0 |  | 0 | 0 | 0 | 0 | 0 | 0 | 0 | 0 | 0 | 0 | 0 | 0 | 25 | 0 | 1
PG&E NGBA | Carberry | 230 | [15 empty] | 0 | 0 | 0 | 0 | 0 | 0 | 0 | 0 | 0 | 0 | 0 | 0 | 0 | 0 | 0 | 0 | 0 | 0 | 0 | 0 | 0 | 0 | 0 | 0 | 0 | 0 | 0 | 0 | 0 |  | 0 | 0 | 0 | 0 | 0 | 0 | 0 | 0 | 0 | 0 | 0 | 0 | 0 | 0 | 0 | [14 empty] | 0 | 0 | 0 | 0 | 0 | 0 | 0 | 0 | 0 | 0 | 0 | 0 | 0 | 0 | 0 |  | 0 | 0 | 0 | 0 | 0 | 0 | 0 | 0 | 0 | 0 | 0 | 0 | 0 | 0 | 0
SCE Eastern | Cardiff | 66 | [15 empty] | 0 | 0 | 0 | 0 | 0 | 0 | 0 | 0 | 0 | 0 | 0 | 0 | 0 | 0 | 0 | 0 | 0 | 0 | 0 | 0 | 0 | 0 | 0 | 0 | 0 | 0 | 0 | 0 | 0 |  | 0 | 0 | 0 | 0 | 0 | 0 | 0 | 0 | 0 | 0 | 0 | 0 | 0 | 0 | 0 | [14 empty] | 0 | 0 | 0 | 0 | 0 | 0 | 0 | 0 | 0 | 0 | 0 | 0 | 0 | 0 | 0 |  | 0 | 0 | 0 | 0 | 0 | 0 | 0 | 0 | 0 | 0 | 0 | 0 | 0 | 0 | 0
PG&E NGBA | Caribou | 60 | [15 empty] | 0 | 0 | 0 | 0 | 0 | 0 | 0 | 0 | 0 | 0 | 0 | 0 | 0 | 0 | 0 | 0 | 0 | 0 | 0 | 0 | 0 | 0 | 0 | 0 | 0 | 0 | 0 | 0 | 0 |  | 0 | 0 | 0 | 0 | 0 | 0 | 0 | 0 | 0 | 0 | 0 | 0 | 0 | 0 | 0 | [14 empty] | 0 | 0 | 0 | 0 | 0 | 0 | 0 | 0 | 0 | 0 | 0 | 0 | 0 | 0 | 0 |  | 0 | 0 | 0 | 0 | 0 | 0 | 0 | 0 | 0 | 0 | 0 | 0 | 0 | 0 | 0
PG&E NGBA | Caribou | 115 | [15 empty] | 0 | 0 | 0 | 0 | 0 | 0 | 0 | 0 | 0 | 0 | 0 | 0 | 0 | 0 | 0 | 0 | 0 | 0 | 0 | 0 | 0 | 0 | 0 | 0 | 0 | 0 | 0 | 0 | 0 |  | 0 | 0 | 0 | 0 | 0 | 0 | 0 | 0 | 0 | 0 | 0 | 0 | 0 | 0 | 0 | [14 empty] | 0 | 0 | 0 | 0 | 0 | 0 | 0 | 0 | 0 | 0 | 0 | 0 | 0 | 0 | 0 |  | 0 | 0 | 0 | 0 | 0 | 0 | 0 | 0 | 0 | 0 | 0 | 0 | 0 | 0 | 0
PG&E NGBA | Caribou | 230 | [15 empty] | 0 | 0 | 0 | 0 | 0 | 0 | 0 | 0 | 0 | 0 | 0 | 0 | 0 | 0 | 0 | 0 | 0 | 0 | 0 | 0 | 0 | 0 | 0 | 0 | 0 | 0 | 0 | 0 | 0 |  | 0 | 0 | 0 | 0 | 0 | 0 | 0 | 0 | 0 | 0 | 0 | 0 | 0 | 0 | 0 | [14 empty] | 0 | 0 | 0 | 0 | 0 | 0 | 0 | 0 | 0 | 0 | 0 | 0 | 0 | 0 | 0 |  | 0 | 0 | 0 | 0 | 0 | 0 | 0 | 0 | 0 | 0 | 0 | 0 | 0 | 0 | 0
EOP | Carpenter Canyon (fka Gamebird) | 138 | [15 empty] | 0 | 0 | 0 | 0 | 0 | 0 | 0 | 0 | 0 | 0 | 0 | 0 | 0 | 0 | 0 | 0 | 0 | 0 | 0 | 0 | 0 | 0 | 0 | 0 | 0 | 0 | 0 | 0 | 0 |  | 0 | 0 | 0 | 0 | 0 | 0 | 0 | 0 | 0 | 0 | 0 | 0 | 0 | 0 | 0 | [14 empty] | 0 | 0 | 0 | 0 | 0 | 0 | 0 | 0 | 0 | 0 | 0 | 0 | 0 | 0 | 0 |  | 0 | 0 | 0 | 0 | 0 | 0 | 0 | 0 | 0 | 0 | 0 | 0 | 0 | 0 | 0
EOP | Carpenter Canyon (fka Gamebird) | 230 | [15 empty] | 0 | 0 | 0 | 0 | 0 | 0 | 0 | 0 | 0 | 0 | 0 | 0 | 0 | 0 | 0 | 0 | 0 | 0 | 0 | 0 | 0 | 0 | 0 | 0 | 0 | 0 | 0 | 36.5 | 0 |  | 0 | 0 | 0 | 0 | 0 | 0 | 0 | 0 | 0 | 0 | 0 | 0 | 36.5 | 0 | 1 | [14 empty] | 0 | 0 | 0 | 0 | 0 | 0 | 0 | 0 | 0 | 0 | 0 | 0 | 0 | 36.5 | 0 |  | 0 | 0 | 0 | 0 | 0 | 0 | 0 | 0 | 0 | 0 | 0 | 0 | 36.5 | 0 | 1
PG&E NGBA | Carquinez | 115 | [15 empty] | 0 | 0 | 0 | 0 | 0 | 0 | 0 | 0 | 0 | 0 | 0 | 0 | 0 | 0 | 0 | 0 | 0 | 0 | 0 | 0 | 0 | 0 | 0 | 0 | 0 | 0 | 0 | 0 | 0 |  | 0 | 0 | 0 | 0 | 0 | 0 | 0 | 0 | 0 | 0 | 0 | 0 | 0 | 0 | 0 | [14 empty] | 0 | 0 | 0 | 0 | 0 | 0 | 0 | 0 | 0 | 0 | 0 | 0 | 0 | 0 | 0 |  | 0 | 0 | 0 | 0 | 0 | 0 | 0 | 0 | 0 | 0 | 0 | 0 | 0 | 0 | 0
SDGE | Carrizo Gorge | 138 | [15 empty] | 0 | 0 | 0 | 0 | 0 | 0 | 0 | 0 | 0 | 0 | 0 | 70 | 0 | 0 | 1 | 0 | 0 | 0 | 0 | 0 | 0 | 0 | 0 | 0 | 0 | 0 | 0 | 0 | 0 |  | 0 | 0 | 0 | 0 | 0 | 0 | 0 | 0 | 0 | 0 | 0 | 70 | 0 | 0 | 1 | [14 empty] | 0 | 0 | 0 | 0 | 0 | 0 | 0 | 0 | 0 | 0 | 0 | 0 | 0 | 0 | 0 |  | 0 | 0 | 0 | 0 | 0 | 0 | 0 | 0 | 0 | 0 | 0 | 70 | 0 | 0 | 1
PG&E KERN | Carrizo Plains | 115 | [15 empty] | 0 | 0 | 0 | 0 | 0 | 0 | 0 | 0 | 0 | 0 | 0 | 0 | 0 | 0 | 0 | 0 | 0 | 0 | 0 | 0 | 0 | 0 | 0 | 0 | 0 | 0 | 0 | 0 | 0 |  | 0 | 0 | 0 | 0 | 0 | 0 | 0 | 0 | 0 | 0 | 0 | 0 | 0 | 0 | 0 | [14 empty] | 0 | 0 | 0 | 0 | 0 | 0 | 0 | 0 | 0 | 0 | 0 | 0 | 0 | 0 | 0 |  | 0 | 0 | 0 | 0 | 0 | 0 | 0 | 0 | 0 | 0 | 0 | 0 | 0 | 0 | 0
PG&E KERN | Casaloma | 230 | [15 empty] | 0 | 0 | 0 | 0 | 0 | 0 | 0 | 0 | 0 | 0 | 0 | 0 | 0 | 0 | 0 | 0 | 0 | 0 | 0 | 0 | 0 | 0 | 0 | 0 | 0 | 0 | 0 | 0 | 0 |  | 0 | 0 | 0 | 0 | 0 | 0 | 0 | 0 | 0 | 0 | 0 | 0 | 0 | 0 | 0 | [14 empty] | 0 | 0 | 0 | 0 | 0 | 0 | 0 | 0 | 0 | 0 | 0 | 0 | 0 | 0 | 0 |  | 0 | 0 | 0 | 0 | 0 | 0 | 0 | 0 | 0 | 0 | 0 | 0 | 0 | 0 | 0
PG&E GBA | Castro Valley | 230 | [15 empty] | 0 | 0 | 0 | 0 | 0 | 0 | 0 | 0 | 0 | 0 | 0 | 0 | 0 | 0 | 0 | 0 | 0 | 0 | 0 | 0 | 0 | 0 | 0 | 0 | 0 | 0 | 0 | 0 | 0 |  | 0 | 0 | 0 | 0 | 0 | 0 | 0 | 0 | 0 | 0 | 0 | 0 | 0 | 0 | 0 | [14 empty] | 0 | 0 | 0 | 0 | 0 | 0 | 0 | 0 | 0 | 0 | 0 | 0 | 0 | 0 | 0 |  | 0 | 0 | 0 | 0 | 0 | 0 | 0 | 0 | 0 | 0 | 0 | 0 | 0 | 0 | 0
PG&E GBA | Cayetano | 230 | [15 empty] | 0 | 0 | 0 | 0 | 0 | 0 | 0 | 0 | 0 | 0 | 0 | 0 | 0 | 0 | 0 | 0 | 0 | 0 | 0 | 0 | 0 | 0 | 0 | 0 | 0 | 0 | 0 | 0 | 0 |  | 0 | 0 | 0 | 0 | 0 | 0 | 0 | 0 | 0 | 0 | 0 | 0 | 0 | 0 | 0 | [14 empty] | 0 | 0 | 0 | 0 | 0 | 0 | 0 | 0 | 0 | 0 | 0 | 0 | 0 | 0 | 0 |  | 0 | 0 | 0 | 0 | 0 | 0 | 0 | 0 | 0 | 0 | 0 | 0 | 0 | 0 | 0
SCE Metro | Center | 230 | [15 empty] | 0 | 0 | 0 | 0 | 0 | 0 | 0 | 0 | 0 | 0 | 0 | 0 | 0 | 0 | 0 | 0 | 0 | 0 | 0 | 0 | 0 | 0 | 0 | 0 | 0 | 0 | 0 | 1000 | 0 |  | 0 | 0 | 0 | 0 | 0 | 0 | 0 | 0 | 0 | 0 | 0 | 0 | 1000 | 0 | 1 | [14 empty] | 0 | 0 | 0 | 0 | 0 | 0 | 0 | 0 | 0 | 0 | 0 | 0 | 0 | 1000 | 0 |  | 0 | 0 | 0 | 0 | 0 | 0 | 0 | 0 | 0 | 0 | 0 | 0 | 1000 | 0 | 1
PG&E KERN | Charca | 115 | [15 empty] | 0 | 0 | 0 | 0 | 0 | 0 | 0 | 0 | 4.62 | 0 | 0 | 0 | 0 | 0 | 1 | 0 | 0 | 0 | 0 | 0 | 0 | 0 | 0 | 0 | 0 | 0 | 0 | 0 | 0 |  | 0 | 0 | 0 | 0 | 0 | 0 | 0 | 0 | 4.62 | 0 | 0 | 0 | 0 | 0 | 1 | [14 empty] | 0 | 0 | 0 | 0 | 0 | 0 | 0 | 0 | 0 | 0 | 0 | 0 | 0 | 0 | 0 |  | 0 | 0 | 0 | 0 | 0 | 0 | 0 | 0 | 4.62 | 0 | 0 | 0 | 0 | 0 | 1
EOP | Charleston | 138 | [15 empty] | 0 | 0 | 0 | 0 | 0 | 0 | 0 | 0 | 0 | 0 | 0 | 0 | 0 | 0 | 0 | 0 | 0 | 0 | 0 | 0 | 0 | 0 | 0 | 0 | 0 | 0 | 0 | 0 | 0 |  | 0 | 0 | 0 | 0 | 0 | 0 | 0 | 0 | 0 | 0 | 0 | 0 | 0 | 0 | 0 | [14 empty] | 0 | 0 | 0 | 0 | 0 | 0 | 0 | 0 | 0 | 0 | 0 | 0 | 0 | 0 | 0 |  | 0 | 0 | 0 | 0 | 0 | 0 | 0 | 0 | 0 | 0 | 0 | 0 | 0 | 0 | 0
SCE Metro | Chevmain | 230 | [15 empty] | 0 | 0 | 0 | 0 | 0 | 0 | 0 | 0 | 0 | 0 | 0 | 0 | 0 | 0 | 0 | 0 | 0 | 0 | 0 | 0 | 0 | 0 | 0 | 0 | 0 | 0 | 0 | 1000 | 0 |  | 0 | 0 | 0 | 0 | 0 | 0 | 0 | 0 | 0 | 0 | 0 | 0 | 1000 | 0 | 1 | [14 empty] | 0 | 0 | 0 | 0 | 0 | 0 | 0 | 0 | 0 | 0 | 0 | 0 | 0 | 1000 | 0 |  | 0 | 0 | 0 | 0 | 0 | 0 | 0 | 0 | 0 | 0 | 0 | 0 | 1000 | 0 | 1
SDGE | Chicarita | 138 | [15 empty] | 0 | 0 | 0 | 0 | 0 | 0 | 0 | 0 | 0 | 0 | 0 | 0 | 0 | 0 | 0 | 0 | 0 | 0 | 0 | 0 | 0 | 0 | 0 | 0 | 0 | 0 | 0 | 0 | 0 |  | 0 | 0 | 0 | 0 | 0 | 0 | 0 | 0 | 0 | 0 | 0 | 0 | 0 | 0 | 0 | [14 empty] | 0 | 0 | 0 | 0 | 0 | 0 | 0 | 0 | 0 | 0 | 0 | 0 | 0 | 0 | 0 |  | 0 | 0 | 0 | 0 | 0 | 0 | 0 | 0 | 0 | 0 | 0 | 0 | 0 | 0 | 0
SCE Metro | Chino | 230 | [15 empty] | 0 | 0 | 0 | 0 | 0 | 0 | 0 | 0 | 0 | 0 | 0 | 225 | 0 | 0 | 1 | 0 | 0 | 0 | 0 | 0 | 0 | 0 | 0 | 0 | 0 | 0 | 0 | 800 | 0 |  | 0 | 0 | 0 | 0 | 0 | 0 | 0 | 0 | 0 | 0 | 0 | 225 | 800 | 0 | 1 | [14 empty] | 0 | 0 | 0 | 0 | 0 | 0 | 0 | 0 | 0 | 0 | 0 | 0 | 0 | 800 | 0 |  | 0 | 0 | 0 | 0 | 0 | 0 | 0 | 0 | 0 | 0 | 0 | 225 | 800 | 0 | 1
PG&E FRESNO | Chowchilla | 115 | [15 empty] | 0 | 0 | 0 | 0 | 0 | 0 | 0 | 0 | 7.56 | 0 | 0 | 0 | 0 | 0 | 1 | 0 | 0 | 0 | 0 | 0 | 0 | 0 | 0 | 0 | 0 | 0 | 0 | 0 | 0 |  | 0 | 0 | 0 | 0 | 0 | 0 | 0 | 0 | 7.56 | 0 | 0 | 0 | 0 | 0 | 1 | [14 empty] | 0 | 0 | 0 | 0 | 0 | 0 | 0 | 0 | 0 | 0 | 0 | 0 | 0 | 0 | 0 |  | 0 | 0 | 0 | 0 | 0 | 0 | 0 | 0 | 7.56 | 0 | 0 | 0 | 0 | 0 | 1
PG&E GBA | Christie | 60 | [15 empty] | 0 | 0 | 0 | 0 | 0 | 0 | 0 | 0 | 0 | 0 | 0 | 0 | 0 | 0 | 0 | 0 | 0 | 0 | 0 | 0 | 0 | 0 | 0 | 0 | 0 | 0 | 0 | 0 | 0 |  | 0 | 0 | 0 | 0 | 0 | 0 | 0 | 0 | 0 | 0 | 0 | 0 | 0 | 0 | 0 | [14 empty] | 0 | 0 | 0 | 0 | 0 | 0 | 0 | 0 | 0 | 0 | 0 | 0 | 0 | 0 | 0 |  | 0 | 0 | 0 | 0 | 0 | 0 | 0 | 0 | 0 | 0 | 0 | 0 | 0 | 0 | 0
PG&E GBA | Christie | 115 | [15 empty] | 0 | 0 | 0 | 0 | 0 | 0 | 0 | 0 | 0 | 0 | 0 | 0 | 0 | 0 | 0 | 0 | 0 | 0 | 0 | 0 | 0 | 0 | 0 | 0 | 0 | 0 | 0 | 0 | 0 |  | 0 | 0 | 0 | 0 | 0 | 0 | 0 | 0 | 0 | 0 | 0 | 0 | 0 | 0 | 0 | [14 empty] | 0 | 0 | 0 | 0 | 0 | 0 | 0 | 0 | 0 | 0 | 0 | 0 | 0 | 0 | 0 |  | 0 | 0 | 0 | 0 | 0 | 0 | 0 | 0 | 0 | 0 | 0 | 0 | 0 | 0 | 0
SCE Eastern | Cielo Azul | 500 | [15 empty] | 0 | 0 | 0 | 0 | 0 | 0 | 0 | 0 | 0 | 0 | 2025 | 471.516 | 0 | 0 | 1 | 0 | 0 | 0 | 0 | 0 | 0 | 0 | 0 | 0 | 0 | 495 | 0 | 562 | 0 |  | 0 | 0 | 0 | 0 | 0 | 0 | 0 | 0 | 0 | 0 | 2520 | 471.516 | 562 | 0 | 1 | [14 empty] | 0 | 0 | 0 | 0 | 0 | 0 | 0 | 0 | 0 | 0 | 0 | 495 | 0 | 562 | 0 |  | 0 | 0 | 0 | 0 | 0 | 0 | 0 | 0 | 0 | 0 | 2520 | 471.516 | 562 | 0 | 1
PG&E GBA | Clay | 60 | [15 empty] | 0 | 0 | 0 | 0 | 0 | 0 | 0 | 0 | 0 | 0 | 0 | 0 | 0 | 0 | 0 | 0 | 0 | 0 | 0 | 0 | 0 | 0 | 0 | 0 | 0 | 0 | 0 | 0 | 0 |  | 0 | 0 | 0 | 0 | 0 | 0 | 0 | 0 | 0 | 0 | 0 | 0 | 0 | 0 | 0 | [14 empty] | 0 | 0 | 0 | 0 | 0 | 0 | 0 | 0 | 0 | 0 | 0 | 0 | 0 | 0 | 0 |  | 0 | 0 | 0 | 0 | 0 | 0 | 0 | 0 | 0 | 0 | 0 | 0 | 0 | 0 | 0
PG&E GBA | Clayton | 115 | [15 empty] | 0 | 0 | 0 | 0 | 0 | 0 | 0 | 0 | 0 | 0 | 0 | 0 | 0 | 0 | 0 |  | 0 | 0 | 0 | 0 | 0 | 0 | 0 | 0 | 0 | 0 | 0 | 0 | 0 |  | 0 | 0 | 0 | 0 | 0 | 0 | 0 | 0 | 0 | 0 | 0 | 0 | 0 | 0 | 0 | [14 empty] | 0 | 0 | 0 | 0 | 0 | 0 | 0 | 0 | 0 | 0 | 0 | 0 | 0 | 0 | 0 |  | 0 | 0 | 0 | 0 | 0 | 0 | 0 | 0 | 0 | 0 | 0 | 0 | 0 | 0 | 0
PG&E NGBA | Cloverdale | 115 | [15 empty] | 4.2 | 0 | 0 | 0 | 0 | 0 | 0 | 0 | 0 | 0 | 0 | 0 | 0 | 0 | 1 | 108 | 0 | 0 | 0 | 0 | 0 | 0 | 0 | 0 | 0 | 0 | 0 | 0 | 0 |  | 112.2 | 0 | 0 | 0 | 0 | 0 | 0 | 0 | 0 | 0 | 0 | 0 | 0 | 0 | 1 | [14 empty] | 0 | 108 | 0 | 0 | 0 | 0 | 0 | 0 | 0 | 0 | 0 | 0 | 0 | 0 | 0 |  | 112.2 | 0 | 0 | 0 | 0 | 0 | 0 | 0 | 0 | 0 | 0 | 0 | 0 | 0 | 1
PG&E FRESNO | Clovis | 115 | [15 empty] | 0 | 0 | 0 | 0 | 0 | 0 | 0 | 0 | 0 | 0 | 0 | 0 | 0 | 0 | 0 | 0 | 0 | 0 | 0 | 0 | 0 | 0 | 0 | 0 | 0 | 0 | 0 | 0 | 0 |  | 0 | 0 | 0 | 0 | 0 | 0 | 0 | 0 | 0 | 0 | 0 | 0 | 0 | 0 | 0 | [14 empty] | 0 | 0 | 0 | 0 | 0 | 0 | 0 | 0 | 0 | 0 | 0 | 0 | 0 | 0 | 0 |  | 0 | 0 | 0 | 0 | 0 | 0 | 0 | 0 | 0 | 0 | 0 | 0 | 0 | 0 | 0
PG&E GBA | Coburn | 230 | [15 empty] | 0 | 0 | 0 | 0 | 0 | 0 | 0 | 0 | 0 | 0 | 0 | 0 | 0 | 0 | 0 | 0 | 0 |  | 0 | 0 | 0 | 0 | 0 | 0 | 0 | 0 | 0 | 0 | 0 |  | 0 | 0 | 0 | 0 | 0 | 0 | 0 | 0 | 0 | 0 | 0 | 0 | 0 | 0 | 0 |  |  | 100 | [6 empty] | 1244 |  |  |  |  | 1 | 0 | 0 | 100 | 0 | 0 | 0 | 0 | 0 | 0 | 1244 | 0 | 0 | 0 | 0 |  | 0 | 0 | 100 | 0 | 0 | 0 | 0 | 0 | 0 | 1244 | 0 | 0 | 0 | 0 | 1
PG&E GBA | Coburn | 60 | [15 empty] | 0 | 0 | 0 | 0 | 0 | 0 | 0 | 0 | 0 | 0 | 0 | 0 | 0 | 0 | 0 | 0 | 0 | 0 | 0 | 0 | 0 | 0 | 0 | 0 | 0 | 0 | 0 | 0 | 0 |  | 0 | 0 | 0 | 0 | 0 | 0 | 0 | 0 | 0 | 0 | 0 | 0 | 0 | 0 | 0 | [14 empty] | 0 | 0 | 0 | 0 | 0 | 0 | 0 | 0 | 0 | 0 | 0 | 0 | 0 | 0 | 0 |  | 0 | 0 | 0 | 0 | 0 | 0 | 0 | 0 | 0 | 0 | 0 | 0 | 0 | 0 | 0
PG&E NGBA | Colgate | 230 | [15 empty] | 0 | 0 | 0 | 0 | 0 | 0 | 0 | 0 | 0 | 0 | 0 | 0 | 0 | 0 | 0 | 0 | 0 | 0 | 0 | 0 | 0 | 0 | 0 | 0 | 0 | 0 | 0 | 0 | 0 |  | 0 | 0 | 0 | 0 | 0 | 0 | 0 | 0 | 0 | 0 | 0 | 0 | 0 | 0 | 0 | [14 empty] | 0 | 0 | 0 | 0 | 0 | 0 | 0 | 0 | 0 | 0 | 0 | 0 | 0 | 0 | 0 |  | 0 | 0 | 0 | 0 | 0 | 0 | 0 | 0 | 0 | 0 | 0 | 0 | 0 | 0 | 0
PG&E GBA | Collierville | 230 | [15 empty] | 0 | 0 | 0 | 0 | 0 | 0 | 0 | 0 | 0 | 0 | 0 | 0 | 0 | 0 | 0 | 0 | 0 | 0 | 0 | 0 | 0 | 0 | 0 | 0 | 0 | 0 | 0 | 0 | 0 |  | 0 | 0 | 0 | 0 | 0 | 0 | 0 | 0 | 0 | 0 | 0 | 0 | 0 | 0 | 0 | [14 empty] | 0 | 0 | 0 | 0 | 0 | 0 | 0 | 0 | 0 | 0 | 0 | 0 | 0 | 0 | 0 |  | 0 | 0 | 0 | 0 | 0 | 0 | 0 | 0 | 0 | 0 | 0 | 0 | 0 | 0 | 0
PG&E GBA | Collinsville | 230 | [15 empty] | 0 | 0 | 0 | 0 | 0 | 0 | 0 | 0 | 0 | 0 | 0 | 0 | 0 | 0 | 0 | 0 | 0 | 0 | 0 | 0 | 0 | 0 | 0 | 0 | 0 | 0 | 0 | 0 | 0 |  | 0 | 0 | 0 | 0 | 0 | 0 | 0 | 0 | 0 | 0 | 0 | 0 | 0 | 0 | 0 | [9 empty] | 601 |  |  |  |  | 1 | 0 | 0 | 0 | 0 | 0 | 0 | 0 | 0 | 0 | 601 | 0 | 0 | 0 | 0 |  | 0 | 0 | 0 | 0 | 0 | 0 | 0 | 0 | 0 | 601 | 0 | 0 | 0 | 0 | 1
PG&E GBA | Collinsville | 500 | [15 empty] | 0 | 0 | 0 | 0 | 0 | 0 | 0 | 0 | 0 | 0 | 0 | 0 | 0 | 0 | 0 | 0 | 0 | 0 | 0 | 0 | 0 | 0 | 0 | 0 | 0 | 0 | 0 | 0 | 0 |  | 0 | 0 | 0 | 0 | 0 | 0 | 0 | 0 | 0 | 0 | 0 | 0 | 0 | 0 | 0 | [14 empty] | 0 | 0 | 0 | 0 | 0 | 0 | 0 | 0 | 0 | 0 | 0 | 0 | 0 | 0 | 0 |  | 0 | 0 | 0 | 0 | 0 | 0 | 0 | 0 | 0 | 0 | 0 | 0 | 0 | 0 | 0
SCE Eastern | Colorado River | 230 | [15 empty] | 0 | 0 | 0 | 0 | 0 | 0 | 0 | 0 | 0 | 0 | 500 | 30 | 0 | 0 | 1 | 0 | 0 | 0 | 0 | 0 | 0 | 0 | 0 | 0 | 400 | 0 | 0 | 0 | 0 |  | 0 | 0 | 0 | 0 | 0 | 0 | 0 | 0 | 0 | 400 | 500 | 30 | 0 | 0 | 1 | [14 empty] | 0 | 0 | 0 | 0 | 0 | 0 | 0 | 0 | 0 | 0 | 400 | 0 | 0 | 0 | 0 |  | 0 | 0 | 0 | 0 | 0 | 0 | 0 | 0 | 0 | 400 | 500 | 30 | 0 | 0 | 1
SCE Eastern | Colorado River | 500 | [15 empty] | 0 | 0 | 0 | 0 | 0 | 0 | 0 | 0 | 0 | 0 | 0 | 0 | 0 | 0 | 0 | 0 | 0 | 0 | 0 | 0 | 0 | 0 | 0 | 0 | 0 | 0 | 0 | 0 | 0 |  | 0 | 0 | 0 | 0 | 0 | 0 | 0 | 0 | 0 | 350 | 350 | 0 | 0 | 0 | 1 | [14 empty] | 0 | 0 | 0 | 0 | 0 | 0 | 0 | 0 | 0 | 0 | 0 | 0 | 0 | 0 | 0 |  | 0 | 0 | 0 | 0 | 0 | 0 | 0 | 0 | 0 | 0 | 0 | 0 | 0 | 0 | 0
PG&E KERN | Columbus | 115 | [15 empty] | 0 | 0 | 0 | 0 | 0 | 0 | 0 | 0 | 0 | 0 | 0 | 0 | 0 | 0 | 0 | 0 | 0 | 0 | 0 | 0 | 0 | 0 | 0 | 0 | 100 | 0 | 0 | 0 | 0 |  | 0 | 0 | 0 | 0 | 0 | 0 | 0 | 0 | 0 | 100 | 0 | 0 | 0 | 0 | 1 | [14 empty] | 0 | 0 | 0 | 0 | 0 | 0 | 0 | 0 | 0 | 0 | 100 | 0 | 0 | 0 | 0 |  | 0 | 0 | 0 | 0 | 0 | 0 | 0 | 0 | 0 | 100 | 0 | 0 | 0 | 0 | 1
PG&E GBA | Contra Costa | 115 | [15 empty] | 0 | 0 | 0 | 0 | 0 | 0 | 0 | 0 | 0 | 0 | 0 | 0 | 0 | 0 | 0 | 0 | 0 | 0 | 0 | 0 | 0 | 0 | 0 | 0 | 0 | 0 | 0 | 0 | 0 |  | 0 | 0 | 0 | 0 | 0 | 0 | 0 | 0 | 0 | 0 | 0 | 0 | 0 | 0 | 0 | [14 empty] | 0 | 0 | 0 | 0 | 0 | 0 | 0 | 0 | 0 | 0 | 0 | 0 | 0 | 0 | 0 |  | 0 | 0 | 0 | 0 | 0 | 0 | 0 | 0 | 0 | 0 | 0 | 0 | 0 | 0 | 0
PG&E GBA | Contra Costa | 230 | [15 empty] | 0 | 0 | 0 | 0 | 0 | 0 | 0 | 0 | 0 | 0 | 0 | 0 | 0 | 0 | 0 | 0 | 0 | 0 | 0 | 0 | 0 | 0 | 0 | 0 | 0 | 0 | 0 | 0 | 0 |  | 0 | 0 | 0 | 0 | 0 | 0 | 0 | 0 | 0 | 0 | 0 | 0 | 0 | 0 | 0 | [14 empty] | 0 | 0 | 0 | 0 | 0 | 0 | 0 | 0 | 0 | 0 | 0 | 0 | 0 | 0 | 0 |  | 0 | 0 | 0 | 0 | 0 | 0 | 0 | 0 | 0 | 0 | 0 | 0 | 0 | 0 | 0
PG&E GBA | Contra Costa PP | 230 | [15 empty] | 0 | 0 | 0 | 0 | 0 | 0 | 0 | 0 | 0 | 0 | 0 | 0 | 0 | 0 | 0 | 0 | 0 | 0 | 0 | 0 | 0 | 0 | 0 | 0 | 0 | 0 | 0 | 0 | 0 |  | 0 | 0 | 0 | 0 | 0 | 0 | 0 | 0 | 0 | 0 | 0 | 0 | 0 | 0 | 0 | [14 empty] | 0 | 0 | 0 | 0 | 0 | 0 | 0 | 0 | 0 | 0 | 0 | 0 | 0 | 0 | 0 |  | 0 | 0 | 0 | 0 | 0 | 0 | 0 | 0 | 0 | 0 | 0 | 0 | 0 | 0 | 0
SCE NOL | Control | 115 | [15 empty] | 0 | 0 | 0 | 0 | 0 | 0 | 0 | 0 | 0 | 0 | 0 | 0 | 0 | 0 | 0 | 177 | 0 | 0 | 0 | 0 | 0 | 0 | 0 | 0 | 0 | 0 | 0 | 0 | 0 |  | 177 | 0 | 0 | 0 | 0 | 0 | 0 | 0 | 0 | 0 | 0 | 0 | 0 | 0 | 1 | [14 empty] | 0 | 177 | 0 | 0 | 0 | 0 | 0 | 0 | 0 | 0 | 0 | 0 | 0 | 0 | 0 |  | 177 | 0 | 0 | 0 | 0 | 0 | 0 | 0 | 0 | 0 | 0 | 0 | 0 | 0 | 1
SCE NOL | Control | 55 | [15 empty] | 0 | 0 | 0 | 0 | 0 | 0 | 0 | 0 | 0 | 0 | 0 | 0 | 0 | 0 | 0 | 0 | 0 | 0 | 0 | 0 | 0 | 0 | 0 | 0 | 0 | 0 | 0 | 0 | 0 |  | 0 | 0 | 0 | 0 | 0 | 0 | 0 | 0 | 0 | 0 | 0 | 0 | 0 | 0 | 0 | [14 empty] | 0 | 0 | 0 | 0 | 0 | 0 | 0 | 0 | 0 | 0 | 0 | 0 | 0 | 0 | 0 |  | 0 | 0 | 0 | 0 | 0 | 0 | 0 | 0 | 0 | 0 | 0 | 0 | 0 | 0 | 0
PG&E GBA | Cooley Landing | 115 | [15 empty] | 0 | 0 | 0 | 0 | 0 | 0 | 0 | 0 | 0 | 0 | 0 | 0 | 0 | 0 | 0 | 0 | 0 | 0 | 0 | 0 | 0 | 0 | 0 | 0 | 0 | 100 | 0 | 0 | 0 |  | 0 | 0 | 0 | 0 | 0 | 0 | 0 | 0 | 0 | 0 | 100 | 0 | 0 | 0 | 1 | [14 empty] | 0 | 0 | 0 | 0 | 0 | 0 | 0 | 0 | 0 | 0 | 0 | 100 | 0 | 0 | 0 |  | 0 | 0 | 0 | 0 | 0 | 0 | 0 | 0 | 0 | 0 | 100 | 0 | 0 | 0 | 1
PG&E GBA | Cooley Landing | 60 | [15 empty] | 0 | 0 | 0 | 0 | 0 | 0 | 0 | 0 | 0 | 0 | 0 | 0 | 0 | 0 | 0 | 0 | 0 | 0 | 0 | 0 | 0 | 0 | 0 | 0 | 0 | 0 | 0 | 0 | 0 |  | 0 | 0 | 0 | 0 | 0 | 0 | 0 | 0 | 0 | 0 | 0 | 0 | 0 | 0 | 0 | [14 empty] | 0 | 0 | 0 | 0 | 0 | 0 | 0 | 0 | 0 | 0 | 0 | 0 | 0 | 0 | 0 |  | 0 | 0 | 0 | 0 | 0 | 0 | 0 | 0 | 0 | 0 | 0 | 0 | 0 | 0 | 0
SCE NOL | Coolwater | 230 | [15 empty] | 0 | 0 | 0 | 0 | 0 | 0 | 0 | 0 | 0 | 0 | 0 | 0 | 0 | 0 | 0 | 0 | 0 | 0 | 0 | 0 | 0 | 0 | 0 | 0 | 0 | 0 | 0 | 0 | 0 |  | 0 | 0 | 0 | 0 | 0 | 0 | 0 | 0 | 0 | 0 | 0 | 0 | 0 | 0 | 0 | [14 empty] | 0 | 0 | 0 | 0 | 0 | 0 | 0 | 0 | 0 | 0 | 0 | 0 | 0 | 0 | 0 |  | 0 | 0 | 0 | 0 | 0 | 0 | 0 | 0 | 0 | 0 | 0 | 0 | 0 | 0 | 0
SCE NOL | Coolwater | 115 | [15 empty] | 0 | 0 | 0 | 0 | 0 | 0 | 0 | 0 | 0 | 0 | 0 | 113.5 | 0 | 0 | 1 | 0 | 0 | 0 | 0 | 0 | 0 | 0 | 0 | 0 | 0 | 0 | 0 | 0 | 0 |  | 0 | 0 | 0 | 0 | 0 | 0 | 0 | 0 | 0 | 0 | 0 | 113.5 | 0 | 0 | 1 | [14 empty] | 0 | 0 | 0 | 0 | 0 | 0 | 0 | 0 | 0 | 0 | 0 | 0 | 0 | 0 | 0 |  | 0 | 0 | 0 | 0 | 0 | 0 | 0 | 0 | 0 | 0 | 0 | 113.5 | 0 | 0 | 1
PG&E KERN | Copus | 70 | [15 empty] | 0 | 0 | 0 | 0 | 0 | 0 | 0 | 0 | 0 | 0 | 0 | 0 | 0 | 0 | 0 | 0 | 0 | 0 | 0 | 0 | 0 | 0 | 0 | 0 | 0 | 0 | 0 | 0 | 0 |  | 0 | 0 | 0 | 0 | 0 | 0 | 0 | 0 | 0 | 0 | 0 | 0 | 0 | 0 | 0 | [14 empty] | 0 | 0 | 0 | 0 | 0 | 0 | 0 | 0 | 0 | 0 | 0 | 0 | 0 | 0 | 0 |  | 0 | 0 | 0 | 0 | 0 | 0 | 0 | 0 | 0 | 0 | 0 | 0 | 0 | 0 | 0
PG&E FRESNO | Corcoran | 70 | [15 empty] | 0 | 0 | 0 | 0 | 0 | 0 | 0 | 0 | 0 | 0 | 0 | 0 | 0 | 0 | 0 | 0 | 0 | 0 | 0 | 0 | 0 | 0 | 0 | 0 | 0 | 0 | 0 | 0 | 0 |  | 0 | 0 | 0 | 0 | 0 | 0 | 0 | 0 | 0 | 0 | 0 | 0 | 0 | 0 | 0 | [14 empty] | 0 | 0 | 0 | 0 | 0 | 0 | 0 | 0 | 0 | 0 | 0 | 0 | 0 | 0 | 0 |  | 0 | 0 | 0 | 0 | 0 | 0 | 0 | 0 | 0 | 0 | 0 | 0 | 0 | 0 | 0
PG&E FRESNO | Corcoran | 115 | [15 empty] | 0 | 0 | 0 | 0 | 0 | 0 | 0 | 0 | 0 | 0 | 0 | 0 | 0 | 0 | 0 | 0 | 0 | 0 | 0 | 0 | 0 | 0 | 0 | 0 | 0 | 0 | 0 | 0 | 0 |  | 0 | 0 | 0 | 0 | 0 | 0 | 0 | 0 | 0 | 0 | 0 | 0 | 0 | 0 | 0 | [14 empty] | 0 | 0 | 0 | 0 | 0 | 0 | 0 | 0 | 0 | 0 | 0 | 0 | 0 | 0 | 0 |  | 0 | 0 | 0 | 0 | 0 | 0 | 0 | 0 | 0 | 0 | 0 | 0 | 0 | 0 | 0
PG&E NGBA | Corona | 115 | [15 empty] | 0 | 0 | 0 | 0 | 0 | 0 | 0 | 0 | 0 | 0 | 0 | 0 | 0 | 0 | 0 | 0 | 0 | 0 | 0 | 0 | 0 | 0 | 0 | 0 | 0 | 0 | 0 | 0 | 0 |  | 0 | 0 | 0 | 0 | 0 | 0 | 0 | 0 | 0 | 0 | 0 | 0 | 0 | 0 | 0 | [14 empty] | 0 | 0 | 0 | 0 | 0 | 0 | 0 | 0 | 0 | 0 | 0 | 0 | 0 | 0 | 0 |  | 0 | 0 | 0 | 0 | 0 | 0 | 0 | 0 | 0 | 0 | 0 | 0 | 0 | 0 | 0
PG&E NGBA | Cortina | 230 | [15 empty] | 0 | 0 | 0 | 0 | 0 | 0 | 0 | 0 | 0 | 0 | 0 | 0 | 0 | 0 | 0 | 0 | 0 | 0 | 0 | 0 | 0 | 0 | 0 | 0 | 0 | 0 | 0 | 0 | 0 |  | 0 | 0 | 0 | 0 | 0 | 0 | 0 | 0 | 0 | 0 | 0 | 0 | 0 | 0 | 0 | [14 empty] | 0 | 0 | 0 | 0 | 0 | 0 | 0 | 0 | 0 | 0 | 0 | 0 | 0 | 0 | 0 |  | 0 | 0 | 0 | 0 | 0 | 0 | 0 | 0 | 0 | 0 | 0 | 0 | 0 | 0 | 0
PG&E NGBA | Cortina | 115 | [15 empty] | 0 | 0 | 0 | 0 | 0 | 0 | 0 | 0 | 0 | 0 | 0 | 0 | 0 | 0 | 0 | 0 | 0 | 0 | 0 | 0 | 0 | 0 | 0 | 0 | 0 | 0 | 0 | 0 | 0 |  | 0 | 0 | 0 | 0 | 0 | 0 | 0 | 0 | 0 | 0 | 0 | 0 | 0 | 0 | 0 | [14 empty] | 0 | 0 | 0 | 0 | 0 | 0 | 0 | 0 | 0 | 0 | 0 | 0 | 0 | 0 | 0 |  | 0 | 0 | 0 | 0 | 0 | 0 | 0 | 0 | 0 | 0 | 0 | 0 | 0 | 0 | 0
PG&E GBA | Cottle | 230 | [15 empty] | 0 | 0 | 0 | 0 | 0 | 0 | 0 | 0 | 0 | 0 | 0 | 0 | 0 | 0 | 0 | 0 | 0 | 0 | 0 | 0 | 0 | 0 | 0 | 0 | 0 | 0 | 0 | 0 | 0 |  | 0 | 0 | 0 | 0 | 0 | 0 | 0 | 0 | 0 | 0 | 0 | 0 | 0 | 0 | 0 | [14 empty] | 0 | 0 | 0 | 0 | 0 | 0 | 0 | 0 | 0 | 0 | 0 | 0 | 0 | 0 | 0 |  | 0 | 0 | 0 | 0 | 0 | 0 | 0 | 0 | 0 | 0 | 0 | 0 | 0 | 0 | 0
PG&E NGBA | Cottonwood | 115 | [15 empty] | 0 | 0 | 0 | 0 | 0 | 0 | 0 | 0 | 0 | 0 | 0 | 0 | 0 | 0 | 0 | 0 | 0 | 0 | 0 | 0 | 0 | 0 | 0 | 0 | 0 | 0 | 0 | 0 | 0 |  | 0 | 0 | 0 | 0 | 0 | 0 | 0 | 0 | 0 | 0 | 0 | 0 | 0 | 0 | 0 | [14 empty] | 0 | 0 | 0 | 0 | 0 | 0 | 0 | 0 | 0 | 0 | 0 | 0 | 0 | 0 | 0 |  | 0 | 0 | 0 | 0 | 0 | 0 | 0 | 0 | 0 | 0 | 0 | 0 | 0 | 0 | 0
PG&E NGBA | Cottonwood | 230 | [15 empty] | 0 | 0 | 0 | 0 | 0 | 0 | 0 | 0 | 0 | 0 | 0 | 0 | 0 | 0 | 0 | 0 | 0 | 0 | 0 | 0 | 0 | 0 | 0 | 0 | 0 | 0 | 0 | 0 | 0 |  | 0 | 0 | 0 | 0 | 0 | 0 | 0 | 0 | 0 | 0 | 0 | 0 | 0 | 0 | 0 | [14 empty] | 0 | 0 | 0 | 0 | 0 | 0 | 0 | 0 | 0 | 0 | 0 | 0 | 0 | 0 | 0 |  | 0 | 0 | 0 | 0 | 0 | 0 | 0 | 0 | 0 | 0 | 0 | 0 | 0 | 0 | 0
PG&E NGBA | Cottonwood | 60 | [15 empty] | 0 | 0 | 0 | 0 | 0 | 0 | 0 | 0 | 0 | 0 | 0 | 0 | 0 | 0 | 0 | 0 | 0 | 0 | 0 | 0 | 0 | 0 | 0 | 0 | 0 | 0 | 0 | 0 | 0 |  | 0 | 0 | 0 | 0 | 0 | 0 | 0 | 0 | 0 | 0 | 0 | 0 | 0 | 0 | 0 | [14 empty] | 0 | 0 | 0 | 0 | 0 | 0 | 0 | 0 | 0 | 0 | 0 | 0 | 0 | 0 | 0 |  | 0 | 0 | 0 | 0 | 0 | 0 | 0 | 0 | 0 | 0 | 0 | 0 | 0 | 0 | 0
PG&E NGBA | Cove Road | 230 | [15 empty] | 0 | 0 | 0 | 0 | 0 | 0 | 0 | 0 | 0 | 0 | 0 | 0 | 0 | 0 | 0 | 0 | 0 | 0 | 0 | 0 | 0 | 0 | 0 | 0 | 0 | 0 | 0 | 0 | 0 |  | 0 | 0 | 0 | 0 | 0 | 0 | 0 | 0 | 0 | 0 | 0 | 0 | 0 | 0 | 0 | [14 empty] | 0 | 0 | 0 | 0 | 0 | 0 | 0 | 0 | 0 | 0 | 0 | 0 | 0 | 0 | 0 |  | 0 | 0 | 0 | 0 | 0 | 0 | 0 | 0 | 0 | 0 | 0 | 0 | 0 | 0 | 0
PG&E GBA | Coyote | 230 | [15 empty] | 0 | 0 | 0 | 0 | 0 | 0 | 0 | 0 | 0 | 0 | 0 | 0 | 0 | 0 | 0 | 37 | 0 | 0 | 0 | 0 | 0 | 0 | 0 | 0 | 100 | 0 | 0 | 0 | 0 |  | 37 | 0 | 0 | 0 | 0 | 0 | 0 | 0 | 0 | 100 | 0 | 0 | 0 | 0 | 1 | [14 empty] | 0 | 37 | 0 | 0 | 0 | 0 | 0 | 0 | 0 | 0 | 100 | 0 | 0 | 0 | 0 |  | 37 | 0 | 0 | 0 | 0 | 0 | 0 | 0 | 0 | 100 | 0 | 0 | 0 | 0 | 1
PG&E GBA | Crazy Horse Canyon | 115 | [15 empty] | 0 | 0 | 0 | 0 | 0 | 0 | 0 | 0 | 0 | 0 | 0 | 0 | 0 | 0 | 0 | 0 | 0 | 0 | 0 | 0 | 0 | 0 | 0 | 0 | 0 | 0 | 0 | 0 | 0 |  | 0 | 0 | 0 | 0 | 0 | 0 | 0 | 0 | 0 | 0 | 0 | 0 | 0 | 0 | 0 | [14 empty] | 0 | 0 | 0 | 0 | 0 | 0 | 0 | 0 | 0 | 0 | 0 | 0 | 0 | 0 | 0 |  | 0 | 0 | 0 | 0 | 0 | 0 | 0 | 0 | 0 | 0 | 0 | 0 | 0 | 0 | 0
SDGE | Creelman | 69 | [15 empty] | 0 | 0 | 0 | 0 | 0 | 0 | 0 | 0 | 0 | 0 | 0 | 7.36 | 0 | 0 | 1 | 0 | 0 | 0 | 0 | 0 | 0 | 0 | 0 | 0 | 0 | 0 | 0 | 0 | 0 |  | 0 | 0 | 0 | 0 | 0 | 0 | 0 | 0 | 0 | 0 | 0 | 7.36 | 0 | 0 | 1 | [14 empty] | 0 | 0 | 0 | 0 | 0 | 0 | 0 | 0 | 0 | 0 | 0 | 0 | 0 | 0 | 0 |  | 0 | 0 | 0 | 0 | 0 | 0 | 0 | 0 | 0 | 0 | 0 | 7.36 | 0 | 0 | 1
PG&E FRESNO | Crescent | 70 | [15 empty] | 0 | 0 | 0 | 0 | 0 | 0 | 0 | 0 | 0 | 0 | 35 | 35 | 0 | 0 | 1 | 0 | 0 | 0 | 0 | 0 | 0 | 0 | 0 | 0 | 0 | 0 | 0 | 0 | 0 |  | 0 | 0 | 0 | 0 | 0 | 0 | 0 | 0 | 0 | 0 | 35 | 35 | 0 | 0 | 1 | [14 empty] | 0 | 0 | 0 | 0 | 0 | 0 | 0 | 0 | 0 | 0 | 0 | 0 | 0 | 0 | 0 |  | 0 | 0 | 0 | 0 | 0 | 0 | 0 | 0 | 0 | 0 | 35 | 35 | 0 | 0 | 1
PG&E FRESNO | Cressey | 115 | [15 empty] | 0 | 0 | 0 | 0 | 0 | 0 | 0 | 0 | 0 | 0 | 0 | 0 | 0 | 0 | 0 | 0 | 0 | 0 | 0 | 0 | 0 | 0 | 0 | 0 | 0 | 0 | 0 | 0 | 0 |  | 0 | 0 | 0 | 0 | 0 | 0 | 0 | 0 | 0 | 0 | 0 | 0 | 0 | 0 | 0 | [14 empty] | 0 | 0 | 0 | 0 | 0 | 0 | 0 | 0 | 0 | 0 | 0 | 0 | 0 | 0 | 0 |  | 0 | 0 | 0 | 0 | 0 | 0 | 0 | 0 | 0 | 0 | 0 | 0 | 0 | 0 | 0
PG&E NGBA | Cresta | 230 | [15 empty] | 0 | 0 | 0 | 0 | 0 | 0 | 0 | 0 | 0 | 0 | 0 | 0 | 0 | 0 | 0 | 0 | 0 | 0 | 0 | 0 | 0 | 0 | 0 | 0 | 0 | 0 | 0 | 0 | 0 |  | 0 | 0 | 0 | 0 | 0 | 0 | 0 | 0 | 0 | 0 | 0 | 0 | 0 | 0 | 0 | [14 empty] | 0 | 0 | 0 | 0 | 0 | 0 | 0 | 0 | 0 | 0 | 0 | 0 | 0 | 0 | 0 |  | 0 | 0 | 0 | 0 | 0 | 0 | 0 | 0 | 0 | 0 | 0 | 0 | 0 | 0 | 0
SDGE | Crestwood | 69 | [15 empty] | 0 | 0 | 0 | 0 | 0 | 0 | 0 | 0 | 0 | 0 | 0 | 0 | 0 | 0 | 0 | 0 | 0 | 0 | 0 | 0 | 0 | 0 | 0 | 0 | 0 | 0 | 0 | 0 | 0 |  | 0 | 0 | 0 | 0 | 0 | 0 | 0 | 0 | 0 | 0 | 0 | 0 | 0 | 0 | 0 | [14 empty] | 0 | 0 | 0 | 0 | 0 | 0 | 0 | 0 | 0 | 0 | 0 | 0 | 0 | 0 | 0 |  | 0 | 0 | 0 | 0 | 0 | 0 | 0 | 0 | 0 | 0 | 0 | 0 | 0 | 0 | 0
PG&E GBA | Crow Creek | 60 | [15 empty] | 0 | 0 | 0 | 0 | 0 | 0 | 0 | 0 | 0 | 0 | 0 | 0 | 0 | 0 | 0 | 0 | 0 | 0 | 0 | 0 | 0 | 0 | 0 | 0 | 0 | 0 | 0 | 0 | 0 |  | 0 | 0 | 0 | 0 | 0 | 0 | 0 | 0 | 0 | 0 | 0 | 0 | 0 | 0 | 0 | [14 empty] | 0 | 0 | 0 | 0 | 0 | 0 | 0 | 0 | 0 | 0 | 0 | 0 | 0 | 0 | 0 |  | 0 | 0 | 0 | 0 | 0 | 0 | 0 | 0 | 0 | 0 | 0 | 0 | 0 | 0 | 0
PG&E GBA | Crows Landing | 60 | [15 empty] | 0 | 0 | 0 | 0 | 0 | 0 | 0 | 0 | 0 | 0 | 0 | 0 | 0 | 0 | 0 | 0 | 0 | 0 | 0 | 0 | 0 | 0 | 0 | 0 | 0 | 0 | 0 | 0 | 0 |  | 0 | 0 | 0 | 0 | 0 | 0 | 0 | 0 | 0 | 0 | 0 | 0 | 0 | 0 | 0 | [14 empty] | 0 | 0 | 0 | 0 | 0 | 0 | 0 | 0 | 0 | 0 | 0 | 0 | 0 | 0 | 0 |  | 0 | 0 | 0 | 0 | 0 | 0 | 0 | 0 | 0 | 0 | 0 | 0 | 0 | 0 | 0
PG&E GBA | Curtis | 115 | [15 empty] | 0 | 0 | 0 | 0 | 0 | 0 | 0 | 0 | 0 | 0 | 0 | 0 | 0 | 0 | 0 | 0 | 0 | 0 | 0 | 0 | 0 | 0 | 0 | 0 | 0 | 0 | 0 | 0 | 0 |  | 0 | 0 | 0 | 0 | 0 | 0 | 0 | 0 | 0 | 0 | 0 | 0 | 0 | 0 | 0 | [14 empty] | 0 | 0 | 0 | 0 | 0 | 0 | 0 | 0 | 0 | 0 | 0 | 0 | 0 | 0 | 0 |  | 0 | 0 | 0 | 0 | 0 | 0 | 0 | 0 | 0 | 0 | 0 | 0 | 0 | 0 | 0
PG&E NGBA | Davis | 115 | [15 empty] | 0 | 0 | 0 | 0 | 0 | 0 | 0 | 0 | 0 | 0 | 0 | 0 | 0 | 0 | 0 | 0 | 0 | 0 |  | 0 | 0 | 0 | 0 | 0 | 0 | 100 | 0 | 0 | 0 |  | 0 | 0 | 0 | 0 | 0 | 0 | 0 | 0 | 0 | 0 | 100 | 0 | 0 | 0 | 1 | [14 empty] | 0 | 0 | 0 | 0 | 0 | 0 | 0 | 0 | 0 | 0 | 0 | 100 | 0 | 0 | 0 |  | 0 | 0 | 0 | 0 | 0 | 0 | 0 | 0 | 0 | 0 | 100 | 0 | 0 | 0 | 1
SCE Metro | Del Amo | 500 | [15 empty] | 0 | 0 | 0 | 0 | 0 | 0 | 0 | 0 | 0 | 0 | 0 | 0 | 0 | 0 | 0 | 0 | 0 | 0 | 0 | 0 | 0 | 0 | 0 | 0 | 0 | 0 | 0 | 912 | 0 |  | 0 | 0 | 0 | 0 | 0 | 0 | 0 | 0 | 0 | 0 | 0 | 0 | 912 | 0 | 1 | [14 empty] | 0 | 0 | 0 | 0 | 0 | 0 | 0 | 0 | 0 | 0 | 0 | 0 | 0 | 912 | 0 |  | 0 | 0 | 0 | 0 | 0 | 0 | 0 | 0 | 0 | 0 | 0 | 0 | 912 | 0 | 1
SCE Metro | Del Amo | 230 | [15 empty] | 0 | 0 | 0 | 0 | 0 | 0 | 0 | 0 | 0 | 0 | 0 | 0 | 0 | 0 | 0 | 0 | 0 | 0 | 0 | 0 | 0 | 0 | 0 | 0 | 0 | 0 | 0 | 800 | 0 |  | 0 | 0 | 0 | 0 | 0 | 0 | 0 | 0 | 0 | 0 | 0 | 0 | 800 | 0 | 1 | [14 empty] | 0 | 0 | 0 | 0 | 0 | 0 | 0 | 0 | 0 | 0 | 0 | 0 | 0 | 800 | 0 |  | 0 | 0 | 0 | 0 | 0 | 0 | 0 | 0 | 0 | 0 | 0 | 0 | 800 | 0 | 1
SCE Eastern | Delaney | 500 | [15 empty] | 0 | 0 | 0 | 0 | 0 | 0 | 0 | 0 | 0 | 0 | 0 | 0 | 0 | 0 | 0 | 0 | 0 | 0 | 0 | 0 | 0 | 0 | 0 | 0 | 0 | 1860 | 0 | 340 | 0 |  | 0 | 0 | 0 | 0 | 0 | 0 | 0 | 0 | 0 | 0 | 1860 | 0 | 340 | 0 | 1 | [14 empty] | 0 | 0 | 0 | 0 | 0 | 0 | 0 | 0 | 0 | 0 | 0 | 1860 | 0 | 340 | 0 |  | 0 | 0 | 0 | 0 | 0 | 0 | 0 | 0 | 0 | 0 | 1860 | 0 | 340 | 0 | 1
PG&E NGBA | Delevan | 230 | [15 empty] | 0 | 0 | 0 | 0 | 0 | 0 | 0 | 0 | 0 | 0 | 0 | 0 | 0 | 0 | 0 | 0 | 0 | 0 | 0 | 0 | 0 | 0 | 0 | 0 | 0 | 0 | 0 | 0 | 0 |  | 0 | 0 | 0 | 0 | 0 | 0 | 0 | 0 | 0 | 0 | 0 | 0 | 0 | 0 | 0 | [14 empty] | 0 | 0 | 0 | 0 | 0 | 0 | 0 | 0 | 0 | 0 | 0 | 0 | 0 | 0 | 0 |  | 0 | 0 | 0 | 0 | 0 | 0 | 0 | 0 | 0 | 0 | 0 | 0 | 0 | 0 | 0
PG&E GBA | Delta PP | 230 | [15 empty] | 0 | 0 | 0 | 0 | 0 | 0 | 0 | 0 | 0 | 0 | 0 | 0 | 0 | 0 | 0 | 0 | 0 | 0 | 0 | 0 | 0 | 0 | 0 | 0 | 0 | 0 | 0 | 0 | 0 |  | 0 | 0 | 0 | 0 | 0 | 0 | 0 | 0 | 0 | 0 | 0 | 0 | 0 | 0 | 0 | [14 empty] | 0 | 0 | 0 | 0 | 0 | 0 | 0 | 0 | 0 | 0 | 0 | 0 | 0 | 0 | 0 |  | 0 | 0 | 0 | 0 | 0 | 0 | 0 | 0 | 0 | 0 | 0 | 0 | 0 | 0 | 0
EOP | Desert View | 230 | [15 empty] | 0 | 0 | 0 | 0 | 0 | 0 | 0 | 0 | 0 | 0 | 0 | 0 | 0 | 0 | 0 | 0 | 0 | 0 | 0 | 0 | 0 | 0 | 0 | 0 | 0 | 0 | 0 | 0 | 0 |  | 0 | 0 | 0 | 0 | 0 | 0 | 0 | 0 | 0 | 0 | 0 | 0 | 0 | 0 | 0 | [14 empty] | 0 | 0 | 0 | 0 | 0 | 0 | 0 | 0 | 0 | 0 | 0 | 0 | 0 | 0 | 0 |  | 0 | 0 | 0 | 0 | 0 | 0 | 0 | 0 | 0 | 0 | 0 | 0 | 0 | 0 | 0
SCE Eastern | Devers | 230 | [15 empty] | 0 | 0 | 0 | 0 | 0 | 0 | 0 | 0 | 0 | 0 | 0 | 200 | 100 | 0 | 1 | 0 | 0 | 0 | 0 | 0 | 0 | 0 | 0 | 0 | 300 | 0 | 0 | 0 | 0 |  | 0 | 0 | 0 | 0 | 0 | 0 | 0 | 0 | 0 | 300 | 0 | 200 | 100 | 0 | 1 | [14 empty] | 0 | 0 | 0 | 0 | 0 | 0 | 0 | 0 | 0 | 0 | 300 | 0 | 0 | 0 | 0 |  | 0 | 0 | 0 | 0 | 0 | 0 | 0 | 0 | 0 | 300 | 0 | 200 | 100 | 0 | 1
SCE Eastern | Devers | 500 | [15 empty] | 0 | 0 | 0 | 0 | 0 | 0 | 0 | 0 | 0 | 0 | 0 | 0 | 0 | 0 | 0 | 0 | 0 | 0 | 0 | 0 | 0 | 0 | 0 | 0 |  | 0 | 0 | 0 | 0 |  | 0 | 0 | 0 | 0 | 0 | 0 | 0 | 0 | 0 | 0 | 0 | 0 | 0 | 0 | 0 | [14 empty] | 0 | 0 | 0 | 0 | 0 | 0 | 0 | 0 | 0 | 0 | 0 | 0 | 0 | 0 | 0 |  | 0 | 0 | 0 | 0 | 0 | 0 | 0 | 0 | 0 | 0 | 0 | 0 | 0 | 0 | 0
PG&E KERN | Diablo Canyon | 230 | [15 empty] | 0 | 0 | 0 | 0 | 0 | 0 | 0 | 0 | 0 | 0 | 0 | 0 | 0 | 0 | 0 | 0 | 0 | 0 | 0 | 0 | 0 | 0 | 0 | 0 | 0 | 0 | 0 | 0 | 0 |  | 0 | 0 | 0 | 0 | 0 | 0 | 0 | 0 | 0 | 0 | 0 | 0 | 0 | 0 | 0 | [14 empty] | 0 | 0 | 0 | 0 | 0 | 0 | 0 | 0 | 0 | 0 | 0 | 0 | 0 | 0 | 0 |  | 0 | 0 | 0 | 0 | 0 | 0 | 0 | 0 | 0 | 0 | 0 | 0 | 0 | 0 | 0
PG&E KERN | Diablo Canyon | 500 | [15 empty] | 0 | 0 | 0 | 0 | 0 | 0 | 0 | 0 | 0 | 0 | 0 | 0 | 0 | 0 | 0 | 0 | 0 | 0 | 0 | 0 | 0 | 0 | 0 | 0 | 0 | 0 | 0 | 0 | 0 |  | 0 | 0 | 0 | 0 | 0 | 0 | 0 | 0 | 0 | 0 | 0 | 0 | 0 | 0 | 0 | [14 empty] | 0 | 0 | 0 | 0 | 0 | 0 | 0 | 0 | 0 | 0 | 0 | 0 | 0 | 0 | 0 |  | 0 | 0 | 0 | 0 | 0 | 0 | 0 | 0 | 0 | 0 | 0 | 0 | 0 | 0 | 0
PG&E KERN | Divide | 115 | [15 empty] | 0 | 0 | 0 | 0 | 0 | 0 | 0 | 0 | 0 | 0 | 0 | 0 | 0 | 0 | 0 | 0 | 0 | 0 | 0 | 0 | 0 | 0 | 0 | 0 | 0 | 0 | 0 | 0 | 0 |  | 0 | 0 | 0 | 0 | 0 | 0 | 0 | 0 | 0 | 0 | 0 | 0 | 0 | 0 | 0 | [14 empty] | 0 | 0 | 0 | 0 | 0 | 0 | 0 | 0 | 0 | 0 | 0 | 0 | 0 | 0 | 0 |  | 0 | 0 | 0 | 0 | 0 | 0 | 0 | 0 | 0 | 0 | 0 | 0 | 0 | 0 | 0
PG&E GBA | Dixon Landing | 115 | [15 empty] | 0 | 0 | 0 | 0 | 0 | 0 | 0 | 0 | 0 | 0 | 0 | 0 | 0 | 0 | 0 | 23 | 0 | 0 | 0 | 0 | 0 | 0 | 0 | 0 | 0 | 0 | 0 | 0 | 0 |  | 23 | 0 | 0 | 0 | 0 | 0 | 0 | 0 | 0 | 0 | 0 | 0 | 0 | 0 | 1 | [14 empty] | 0 | 23 | 0 | 0 | 0 | 0 | 0 | 0 | 0 | 0 | 0 | 0 | 0 | 0 | 0 |  | 23 | 0 | 0 | 0 | 0 | 0 | 0 | 0 | 0 | 0 | 0 | 0 | 0 | 0 | 1
PG&E FRESNO | Dairyland | 115 | [15 empty] | 0 | 0 | 0 | 0 | 0 | 0 | 0 | 0 | 0 | 0 | 0 | 0 | 0 | 0 | 0 | 0 | 0 | 0 | 0 | 0 | 0 | 0 | 0 | 0 | 0 | 0 | 0 | 0 | 0 |  | 0 | 0 | 0 | 0 | 0 | 0 | 0 | 0 | 0 | 0 | 0 | 0 | 0 | 0 | 0 | [14 empty] | 0 | 0 | 0 | 0 | 0 | 0 | 0 | 0 | 0 | 0 | 0 | 0 | 0 | 0 | 0 |  | 0 | 0 | 0 | 0 | 0 | 0 | 0 | 0 | 0 | 0 | 0 | 0 | 0 | 0 | 0
PG&E FRESNO | Dos Amigos | 230 | [15 empty] | 0 | 0 | 0 | 0 | 0 | 0 | 0 | 0 | 3 | 0 | 0 | 0 | 0 | 0 | 1 | 10 | 0 | 0 | 0 | 0 | 0 | 0 | 0 | 0 | 0 | 0 | 0 | 758 | 0 |  | 10 | 0 | 0 | 0 | 0 | 0 | 0 | 0 | 3 | 0 | 0 | 0 | 758 | 0 | 1 | [9 empty] | 632 |  |  |  |  | 1 | 10 | 0 | 0 | 0 | 0 | 0 | 0 | 0 | 0 | 632 | 0 | 0 | 758 | 0 |  | 10 | 0 | 0 | 0 | 0 | 0 | 0 | 0 | 3 | 632 | 0 | 0 | 758 | 0 | 1
PG&E NGBA | Drum | 115 | [15 empty] | 0 | 0 | 0 | 0 | 0 | 0 | 0 | 0 | 0 | 0 | 0 | 0 | 0 | 0 | 0 | 0 | 0 | 0 | 0 | 0 | 0 | 0 | 0 | 0 | 0 | 0 | 0 | 0 | 0 |  | 0 | 0 | 0 | 0 | 0 | 0 | 0 | 0 | 0 | 0 | 0 | 0 | 0 | 0 | 0 | [14 empty] | 0 | 0 | 0 | 0 | 0 | 0 | 0 | 0 | 0 | 0 | 0 | 0 | 0 | 0 | 0 |  | 0 | 0 | 0 | 0 | 0 | 0 | 0 | 0 | 0 | 0 | 0 | 0 | 0 | 0 | 0
PG&E GBA | Dumbarton | 115 | [15 empty] | 0 | 0 | 0 | 0 | 0 | 0 | 0 | 0 | 0 | 0 | 0 | 0 | 0 | 0 | 0 | 0 | 0 | 0 | 0 | 0 | 0 | 0 | 0 | 0 | 0 | 0 | 0 | 0 | 0 |  | 0 | 0 | 0 | 0 | 0 | 0 | 0 | 0 | 0 | 0 | 0 | 0 | 0 | 0 | 0 | [14 empty] | 0 | 0 | 0 | 0 | 0 | 0 | 0 | 0 | 0 | 0 | 0 | 0 | 0 | 0 | 0 |  | 0 | 0 | 0 | 0 | 0 | 0 | 0 | 0 | 0 | 0 | 0 | 0 | 0 | 0 | 0
SCE NOL | Dunn Siding | 115 | [15 empty] | 0 | 0 | 0 | 0 | 0 | 0 | 0 | 0 | 0 | 0 | 0 | 0 | 0 | 0 | 0 | 0 | 0 | 0 | 0 | 0 | 0 | 0 | 0 | 0 | 0 | 0 | 0 | 0 | 0 |  | 0 | 0 | 0 | 0 | 0 | 0 | 0 | 0 | 0 | 0 | 0 | 0 | 0 | 0 | 0 | [14 empty] | 0 | 0 | 0 | 0 | 0 | 0 | 0 | 0 | 0 | 0 | 0 | 0 | 0 | 0 | 0 |  | 0 | 0 | 0 | 0 | 0 | 0 | 0 | 0 | 0 | 0 | 0 | 0 | 0 | 0 | 0
SCE Eastern | Eagle Mountain | 230 | [15 empty] | 0 | 0 | 0 | 0 | 0 | 0 | 0 | 0 | 0 | 0 | 0 | 0 | 0 | 0 | 0 | 0 | 0 | 0 | 0 | 0 | 0 | 0 | 0 | 0 | 0 | 0 | 0 | 0 | 0 |  | 0 | 0 | 0 | 0 | 0 | 0 | 0 | 0 | 0 | 0 | 0 | 0 | 0 | 0 | 0 | [14 empty] | 0 | 0 | 0 | 0 | 0 | 0 | 0 | 0 | 0 | 0 | 0 | 0 | 0 | 0 | 0 |  | 0 | 0 | 0 | 0 | 0 | 0 | 0 | 0 | 0 | 0 | 0 | 0 | 0 | 0 | 0
PG&E NGBA | Eagle Rock (PGE) | 60 | [15 empty] | 0 | 0 | 0 | 0 | 0 | 0 | 0 | 0 | 0 | 0 | 0 | 0 | 0 | 0 | 0 | 0 | 0 | 0 | 0 | 0 | 0 | 0 | 0 | 0 | 0 | 0 | 0 | 0 | 0 |  | 0 | 0 | 0 | 0 | 0 | 0 | 0 | 0 | 0 | 0 | 0 | 0 | 0 | 0 | 0 | [14 empty] | 0 | 0 | 0 | 0 | 0 | 0 | 0 | 0 | 0 | 0 | 0 | 0 | 0 | 0 | 0 |  | 0 | 0 | 0 | 0 | 0 | 0 | 0 | 0 | 0 | 0 | 0 | 0 | 0 | 0 | 0
PG&E NGBA | Eagle Rock (PGE) | 115 | [15 empty] | 7 | 0 | 0 | 0 | 0 | 0 | 0 | 0 | 0 | 0 | 0 | 0 | 0 | 0 | 1 | 0 | 0 | 0 | 0 | 0 | 0 | 0 | 0 | 0 | 0 | 0 | 0 | 0 | 0 |  | 7 | 0 | 0 | 0 | 0 | 0 | 0 | 0 | 0 | 0 | 0 | 0 | 0 | 0 | 1 | [14 empty] | 0 | 0 | 0 | 0 | 0 | 0 | 0 | 0 | 0 | 0 | 0 | 0 | 0 | 0 | 0 |  | 7 | 0 | 0 | 0 | 0 | 0 | 0 | 0 | 0 | 0 | 0 | 0 | 0 | 0 | 1
SCE Metro | Eagle Rock (SCE) | 230 | [15 empty] | 0 | 0 | 0 | 0 | 0 | 0 | 0 | 0 | 0 | 0 | 0 | 0 | 0 | 0 | 0 | 0 | 0 | 0 | 0 | 0 | 0 | 0 | 0 | 0 | 0 | 0 | 0 | 590 | 0 |  | 0 | 0 | 0 | 0 | 0 | 0 | 0 | 0 | 0 | 0 | 0 | 0 | 590 | 0 | 1 | [14 empty] | 0 | 0 | 0 | 0 | 0 | 0 | 0 | 0 | 0 | 0 | 0 | 0 | 0 | 590 | 0 |  | 0 | 0 | 0 | 0 | 0 | 0 | 0 | 0 | 0 | 0 | 0 | 0 | 590 | 0 | 1
PG&E NGBA | East Marysville | 115 | [15 empty] | 0 | 0 | 0 | 0 | 0 | 0 | 0 | 0 | 0 | 0 | 0 | 0 | 0 | 0 | 0 | 0 | 0 | 0 | 0 | 0 | 0 | 0 | 0 | 0 | 0 | 0 | 0 | 0 | 0 |  | 0 | 0 | 0 | 0 | 0 | 0 | 0 | 0 | 0 | 0 | 0 | 0 | 0 | 0 | 0 | [14 empty] | 0 | 0 | 0 | 0 | 0 | 0 | 0 | 0 | 0 | 0 | 0 | 0 | 0 | 0 | 0 |  | 0 | 0 | 0 | 0 | 0 | 0 | 0 | 0 | 0 | 0 | 0 | 0 | 0 | 0 | 0
PG&E NGBA | East Nicolaus | 115 | [15 empty] | 0 | 0 | 0 | 0 | 0 | 0 | 0 | 0 | 0 | 0 | 0 | 0 | 0 | 0 | 0 | 0 | 0 | 0 | 0 | 0 | 0 | 0 | 0 | 0 | 0 | 0 | 0 | 0 | 0 |  | 0 | 0 | 0 | 0 | 0 | 0 | 0 | 0 | 0 | 0 | 0 | 0 | 0 | 0 | 0 | [14 empty] | 0 | 0 | 0 | 0 | 0 | 0 | 0 | 0 | 0 | 0 | 0 | 0 | 0 | 0 | 0 |  | 0 | 0 | 0 | 0 | 0 | 0 | 0 | 0 | 0 | 0 | 0 | 0 | 0 | 0 | 0
PG&E NGBA | East Nicolaus | 60 | [15 empty] | 0 | 0 | 0 | 0 | 0 | 0 | 0 | 0 | 0 | 0 | 0 | 0 | 0 | 0 | 0 | 0 | 0 | 0 | 0 | 0 | 0 | 0 | 0 | 0 | 0 | 0 | 0 | 0 | 0 |  | 0 | 0 | 0 | 0 | 0 | 0 | 0 | 0 | 0 | 0 | 0 | 0 | 0 | 0 | 0 | [14 empty] | 0 | 0 | 0 | 0 | 0 | 0 | 0 | 0 | 0 | 0 | 0 | 0 | 0 | 0 | 0 |  | 0 | 0 | 0 | 0 | 0 | 0 | 0 | 0 | 0 | 0 | 0 | 0 | 0 | 0 | 0
PG&E GBA | Eastshore | 115 | [15 empty] | 0 | 0 | 0 | 0 | 0 | 0 | 0 | 0 | 0 | 0 | 0 | 0 | 0 | 0 | 0 | 0 | 0 | 0 | 0 | 0 | 0 | 0 | 0 | 0 | 0 | 0 | 0 | 0 | 0 |  | 0 | 0 | 0 | 0 | 0 | 0 | 0 | 0 | 0 | 0 | 0 | 0 | 0 | 0 | 0 | [14 empty] | 0 | 0 | 0 | 0 | 0 | 0 | 0 | 0 | 0 | 0 | 0 | 0 | 0 | 0 | 0 |  | 0 | 0 | 0 | 0 | 0 | 0 | 0 | 0 | 0 | 0 | 0 | 0 | 0 | 0 | 0
PG&E GBA | Eastshore | 230 | [15 empty] | 0 | 0 | 0 | 0 | 0 | 0 | 0 | 0 | 0 | 0 | 0 | 0 | 0 | 0 | 0 | 0 | 0 | 0 | 0 | 0 | 0 | 0 | 0 | 0 | 0 | 0 | 0 | 0 | 0 |  | 0 | 0 | 0 | 0 | 0 | 0 | 0 | 0 | 0 | 0 | 0 | 0 | 0 | 0 | 0 | [14 empty] | 0 | 0 | 0 | 0 | 0 | 0 | 0 | 0 | 0 | 0 | 0 | 0 | 0 | 0 | 0 |  | 0 | 0 | 0 | 0 | 0 | 0 | 0 | 0 | 0 | 0 | 0 | 0 | 0 | 0 | 0
SDGE | ECO | 138 | [15 empty] | 0 | 0 | 0 | 0 | 0 | 0 | 0 | 0 | 0 | 0 | 0 | 0 | 0 | 0 | 0 | 0 | 0 | 0 | 0 | 0 | 0 | 0 | 0 | 0 | 0 | 0 | 0 | 0 | 0 |  | 0 | 0 | 0 | 0 | 0 | 0 | 0 | 0 | 0 | 0 | 0 | 0 | 0 | 0 | 0 | [10 empty] | 100 |  |  |  | 1 | 0 | 0 | 0 | 0 | 0 | 0 | 0 | 0 | 0 | 0 | 100 | 0 | 0 | 0 |  | 0 | 0 | 0 | 0 | 0 | 0 | 0 | 0 | 0 | 0 | 100 | 0 | 0 | 0 | 1
SDGE | ECO | 230 | [15 empty] | 0 | 0 | 0 | 0 | 0 | 0 | 0 | 0 | 0 | 0 | 0 | 0 | 0 | 0 | 0 | 0 | 0 | 0 | 0 | 0 | 0 | 0 | 0 | 0 | 0 | 0 | 0 | 0 | 0 |  | 0 | 0 | 0 | 0 | 0 | 0 | 0 | 0 | 0 | 0 | 0 | 0 | 0 | 0 | 0 | [14 empty] | 0 | 0 | 0 | 0 | 0 | 0 | 0 | 0 | 0 | 0 | 0 | 0 | 0 | 0 | 0 |  | 0 | 0 | 0 | 0 | 0 | 0 | 0 | 0 | 0 | 0 | 0 | 0 | 0 | 0 | 0
SDGE | ECO | 500 | [15 empty] | 0 | 0 | 0 | 0 | 0 | 0 | 0 | 0 | 0 | 0 | 0 | 0 | 0 | 0 | 0 | 0 | 0 | 0 | 0 | 0 | 0 | 0 | 0 | 0 | 0 | 0 | 0 | 0 | 0 |  | 0 | 0 | 0 | 0 | 0 | 0 | 0 | 0 | 0 | 0 | 0 | 0 | 0 | 0 | 0 | [14 empty] | 0 | 0 | 0 | 0 | 0 | 0 | 0 | 0 | 0 | 0 | 0 | 0 | 0 | 0 | 0 |  | 0 | 0 | 0 | 0 | 0 | 0 | 0 | 0 | 0 | 0 | 0 | 0 | 0 | 0 | 0
PG&E GBA | Edenvale | 115 | [15 empty] | 0 | 0 | 0 | 0 | 0 | 0 | 0 | 0 | 0 | 0 | 0 | 0 | 0 | 0 | 0 | 0 | 0 | 0 | 0 | 0 | 0 | 0 | 0 | 0 | 0 | 0 | 0 | 0 | 0 |  | 0 | 0 | 0 | 0 | 0 | 0 | 0 | 0 | 0 | 0 | 0 | 0 | 0 | 0 | 0 | [14 empty] | 0 | 0 | 0 | 0 | 0 | 0 | 0 | 0 | 0 | 0 | 0 | 0 | 0 | 0 | 0 |  | 0 | 0 | 0 | 0 | 0 | 0 | 0 | 0 | 0 | 0 | 0 | 0 | 0 | 0 | 0
PG&E GBA | Edes | 115 | [15 empty] | 0 | 0 | 0 | 0 | 0 | 0 | 0 | 0 | 0 | 0 | 0 | 0 | 0 | 0 | 0 | 0 | 0 | 0 | 0 | 0 | 0 | 0 | 0 | 0 | 0 | 0 | 0 | 0 | 0 |  | 0 | 0 | 0 | 0 | 0 | 0 | 0 | 0 | 0 | 0 | 0 | 0 | 0 | 0 | 0 | [14 empty] | 0 | 0 | 0 | 0 | 0 | 0 | 0 | 0 | 0 | 0 | 0 | 0 | 0 | 0 | 0 |  | 0 | 0 | 0 | 0 | 0 | 0 | 0 | 0 | 0 | 0 | 0 | 0 | 0 | 0 | 0
PG&E GBA | Eight Mile | 230 | [15 empty] | 0 | 0 | 0 | 0 | 0 | 0 | 0 | 0 | 0 | 0 | 0 | 0 | 0 | 0 | 0 | 0 | 0 | 0 | 0 | 0 | 0 | 0 | 0 | 0 | 0 | 1100 | 0 | 0 | 0 |  | 0 | 0 | 0 | 0 | 0 | 0 | 0 | 0 | 0 | 0 | 1100 | 0 | 0 | 0 | 1 | [14 empty] | 0 | 0 | 0 | 0 | 0 | 0 | 0 | 0 | 0 | 0 | 0 | 1100 | 0 | 0 | 0 |  | 0 | 0 | 0 | 0 | 0 | 0 | 0 | 0 | 0 | 0 | 1100 | 0 | 0 | 0 | 1
SDGE | El Cajon | 69 | [15 empty] | 0 | 0 | 0 | 0 | 0 | 0 | 0 | 0 | 0 | 0 | 0 | 0 | 0 | 0 | 0 | 0 | 0 | 0 | 0 | 0 | 0 | 0 | 0 | 0 | 0 | 0 | 0 | 0 | 0 |  | 0 | 0 | 0 | 0 | 0 | 0 | 0 | 0 | 0 | 0 | 0 | 0 | 0 | 0 | 0 | [14 empty] | 0 | 0 | 0 | 0 | 0 | 0 | 0 | 0 | 0 | 0 | 0 | 0 | 0 | 0 | 0 |  | 0 | 0 | 0 | 0 | 0 | 0 | 0 | 0 | 0 | 0 | 0 | 0 | 0 | 0 | 0
SCE Eastern | El Casco | 230 | [15 empty] | 0 | 0 | 0 | 0 | 0 | 0 | 0 | 0 | 0 | 0 | 0 | 0 | 0 | 0 | 0 | 0 | 0 | 0 | 0 | 0 | 0 | 0 | 0 | 0 | 0 | 0 | 0 | 0 | 0 |  | 0 | 0 | 0 | 0 | 0 | 0 | 0 | 0 | 0 | 0 | 0 | 0 | 0 | 0 | 0 | [14 empty] | 0 | 0 | 0 | 0 | 0 | 0 | 0 | 0 | 0 | 0 | 0 | 0 | 0 | 0 | 0 |  | 0 | 0 | 0 | 0 | 0 | 0 | 0 | 0 | 0 | 0 | 0 | 0 | 0 | 0 | 0
PG&E GBA | El Cerrito G | 115 | [15 empty] | 0 | 0 | 0 | 0 | 0 | 0 | 0 | 0 | 0 | 0 | 0 | 0 | 0 | 0 | 0 | 0 | 0 | 0 | 0 | 0 | 0 | 0 | 0 | 0 | 0 | 0 | 0 | 0 | 0 |  | 0 | 0 | 0 | 0 | 0 | 0 | 0 | 0 | 0 | 0 | 0 | 0 | 0 | 0 | 0 | [14 empty] | 0 | 0 | 0 | 0 | 0 | 0 | 0 | 0 | 0 | 0 | 0 | 0 | 0 | 0 | 0 |  | 0 | 0 | 0 | 0 | 0 | 0 | 0 | 0 | 0 | 0 | 0 | 0 | 0 | 0 | 0
PG&E NGBA | El Dorado PH | 115 | [15 empty] | 0 | 0 | 0 | 0 | 0 | 0 | 0 | 0 | 0 | 0 | 0 | 0 | 0 | 0 | 0 | 0 | 0 | 0 | 0 | 0 | 0 | 0 | 0 | 0 | 0 | 0 | 0 | 0 | 0 |  | 0 | 0 | 0 | 0 | 0 | 0 | 0 | 0 | 0 | 0 | 0 | 0 | 0 | 0 | 0 | [14 empty] | 0 | 0 | 0 | 0 | 0 | 0 | 0 | 0 | 0 | 0 | 0 | 0 | 0 | 0 | 0 |  | 0 | 0 | 0 | 0 | 0 | 0 | 0 | 0 | 0 | 0 | 0 | 0 | 0 | 0 | 0
PG&E FRESNO | El Nido (PGE) | 115 | [15 empty] | 0 | 0 | 0 | 0 | 0 | 0 | 0 | 0 | 3 | 0 | 0 | 0 | 0 | 0 | 1 | 10 | 0 | 0 | 0 | 0 | 0 | 0 | 0 | 0 | 0 | 0 | 0 | 0 | 0 |  | 10 | 0 | 0 | 0 | 0 | 0 | 0 | 0 | 3 | 0 | 0 | 0 | 0 | 0 | 1 | [14 empty] | 0 | 10 | 0 | 0 | 0 | 0 | 0 | 0 | 0 | 0 | 0 | 0 | 0 | 0 | 0 |  | 10 | 0 | 0 | 0 | 0 | 0 | 0 | 0 | 3 | 0 | 0 | 0 | 0 | 0 | 1
SCE Metro | El Nido (SCE) | 230 | [15 empty] | 0 | 0 | 0 | 0 | 0 | 0 | 0 | 0 | 0 | 0 | 0 | 0 | 0 | 0 | 0 | 0 | 0 | 0 | 0 | 0 | 0 | 0 | 0 | 0 | 0 | 0 | 0 | 90 | 0 |  | 0 | 0 | 0 | 0 | 0 | 0 | 0 | 0 | 0 | 0 | 0 | 0 | 90 | 0 | 1 | [14 empty] | 0 | 0 | 0 | 0 | 0 | 0 | 0 | 0 | 0 | 0 | 0 | 0 | 0 | 90 | 0 |  | 0 | 0 | 0 | 0 | 0 | 0 | 0 | 0 | 0 | 0 | 0 | 0 | 90 | 0 | 1
PG&E GBA | El Patio | 115 | [15 empty] | 0 | 0 | 0 | 0 | 0 | 0 | 0 | 0 | 0 | 0 | 0 | 0 | 0 | 0 | 0 | 0 | 0 | 0 | 0 | 0 | 0 | 0 | 0 | 0 | 0 | 0 | 0 | 0 | 0 |  | 0 | 0 | 0 | 0 | 0 | 0 | 0 | 0 | 0 | 0 | 0 | 0 | 0 | 0 | 0 | [14 empty] | 0 | 0 | 0 | 0 | 0 | 0 | 0 | 0 | 0 | 0 | 0 | 0 | 0 | 0 | 0 |  | 0 | 0 | 0 | 0 | 0 | 0 | 0 | 0 | 0 | 0 | 0 | 0 | 0 | 0 | 0
SCE Metro | El Segundo | 230 | [15 empty] | 0 | 0 | 0 | 0 | 0 | 0 | 0 | 0 | 0 | 0 | 0 | 0 | 0 | 0 | 0 | 0 | 0 | 0 | 0 | 0 | 0 | 0 | 0 | 0 | 0 | 0 | 0 | 0 | 0 |  | 0 | 0 | 0 | 0 | 0 | 0 | 0 | 0 | 0 | 0 | 0 | 0 | 0 | 0 | 0 | [14 empty] | 0 | 0 | 0 | 0 | 0 | 0 | 0 | 0 | 0 | 0 | 0 | 0 | 0 | 0 | 0 |  | 0 | 0 | 0 | 0 | 0 | 0 | 0 | 0 | 0 | 0 | 0 | 0 | 0 | 0 | 0
EOP | Eldorado | 230 | [15 empty] | 45 | 0 | 0 | 0 | 0 | 0 | 0 | 0 | 0 | 0 | 0 | 0 | 0 | 0 | 1 | 427 | 0 | 0 | 0 | 0 | 0 | 0 | 0 | 0 | 0 | 0 | 0 | 0 | 500 |  | 472 | 0 | 0 | 0 | 0 | 0 | 0 | 0 | 0 | 0 | 0 | 0 | 0 | 500 | 1 | [14 empty] | 0 | 427 | 0 | 0 | 0 | 0 | 0 | 0 | 0 | 0 | 0 | 0 | 0 | 0 | 500 |  | 472 | 0 | 0 | 0 | 0 | 0 | 0 | 0 | 0 | 0 | 0 | 0 | 0 | 500 | 1
EOP | Eldorado | 500 | [15 empty] | 0 | 0 | 0 | 0 | 0 | 0 | 0 | 0 | 0 | 0 | 0 | 0 | 0 | 0 | 0 | 741 | 0 | 0 | 0 | 1500 | 0 | 0 | 0 | 0 | 0 | 0 | 0 | 0 | 0 |  | 741 | 0 | 0 | 0 | 1500 | 0 | 0 | 0 | 0 | 0 | 0 | 0 | 0 | 0 | 1 | [14 empty] | 0 | 741 | 0 | 0 | 0 | 1500 | 0 | 0 | 0 | 0 | 0 | 0 | 0 | 0 | 0 |  | 741 | 0 | 0 | 0 | 1500 | 0 | 0 | 0 | 0 | 0 | 0 | 0 | 0 | 0 | 1
SCE Northern | Elizabeth Lake | 66 | [15 empty] | 0 | 0 | 0 | 0 | 0 | 0 | 0 | 0 | 0 | 0 | 0 | 0 | 0 | 0 | 0 | 0 | 0 | 0 | 0 | 0 | 0 | 0 | 0 | 0 | 0 | 0 | 0 | 0 | 0 |  | 0 | 0 | 0 | 0 | 0 | 0 | 0 | 0 | 0 | 0 | 0 | 0 | 0 | 0 | 0 | [14 empty] | 0 | 0 | 0 | 0 | 0 | 0 | 0 | 0 | 0 | 0 | 0 | 0 | 0 | 0 | 0 |  | 0 | 0 | 0 | 0 | 0 | 0 | 0 | 0 | 0 | 0 | 0 | 0 | 0 | 0 | 0
PG&E KERN | Elk Hills | 230 | [15 empty] | 0 | 0 | 0 | 0 | 0 | 0 | 0 | 0 | 0 | 0 | 0 | 0 | 0 | 0 | 0 | 0 | 0 | 0 | 0 | 0 | 0 | 0 | 0 | 0 | 0 | 0 | 0 | 0 | 0 |  | 0 | 0 | 0 | 0 | 0 | 0 | 0 | 0 | 0 | 0 | 0 | 0 | 0 | 0 | 0 | [14 empty] | 0 | 0 | 0 | 0 | 0 | 0 | 0 | 0 | 0 | 0 | 0 | 0 | 0 | 0 | 0 |  | 0 | 0 | 0 | 0 | 0 | 0 | 0 | 0 | 0 | 0 | 0 | 0 | 0 | 0 | 0
SDGE | Elliot | 69 | [15 empty] | 0 | 0 | 0 | 0 | 0 | 0 | 0 | 0 | 0 | 0 | 0 | 0 | 0 | 0 | 0 | 0 | 0 | 0 | 0 | 0 | 0 | 0 | 0 | 0 | 0 | 0 | 0 | 0 | 0 |  | 0 | 0 | 0 | 0 | 0 | 0 | 0 | 0 | 0 | 0 | 0 | 0 | 0 | 0 | 0 | [14 empty] | 0 | 0 | 0 | 0 | 0 | 0 | 0 | 0 | 0 | 0 | 0 | 0 | 0 | 0 | 0 |  | 0 | 0 | 0 | 0 | 0 | 0 | 0 | 0 | 0 | 0 | 0 | 0 | 0 | 0 | 0
SCE Metro | Ellis | 230 | [15 empty] | 0 | 0 | 0 | 0 | 0 | 0 | 0 | 0 | 0 | 0 | 0 | 0 | 0 | 0 | 0 | 0 | 0 | 0 | 0 | 0 | 0 | 0 | 0 | 0 | 0 | 0 | 0 | 0 | 0 |  | 0 | 0 | 0 | 0 | 0 | 0 | 0 | 0 | 0 | 0 | 0 | 0 | 0 | 0 | 0 | [14 empty] | 0 | 0 | 0 | 0 | 0 | 0 | 0 | 0 | 0 | 0 | 0 | 0 | 0 | 0 | 0 |  | 0 | 0 | 0 | 0 | 0 | 0 | 0 | 0 | 0 | 0 | 0 | 0 | 0 | 0 | 0
SDGE | Encina | 138 | [15 empty] | 0 | 0 | 0 | 0 | 0 | 0 | 0 | 0 | 0 | 0 | 0 | 0 | 0 | 0 | 0 | 0 | 0 | 0 | 0 | 0 | 0 | 0 | 0 | 0 | 0 | 0 | 0 | 0 | 0 |  | 0 | 0 | 0 | 0 | 0 | 0 | 0 | 0 | 0 | 0 | 0 | 0 | 0 | 0 | 0 | [14 empty] | 0 | 0 | 0 | 0 | 0 | 0 | 0 | 0 | 0 | 0 | 0 | 0 | 0 | 0 | 0 |  | 0 | 0 | 0 | 0 | 0 | 0 | 0 | 0 | 0 | 0 | 0 | 0 | 0 | 0 | 0
SDGE | Encina | 230 | [15 empty] | 0 | 0 | 0 | 0 | 0 | 0 | 0 | 0 | 0 | 0 | 0 | 0 | 0 | 0 | 0 | 0 | 0 | 0 | 0 | 0 | 0 | 0 | 0 | 0 | 0 | 0 | 0 | 0 | 0 |  | 0 | 0 | 0 | 0 | 0 | 0 | 0 | 0 | 0 | 0 | 0 | 0 | 0 | 0 | 0 | [14 empty] | 0 | 0 | 0 | 0 | 0 | 0 | 0 | 0 | 0 | 0 | 0 | 0 | 0 | 0 | 0 |  | 0 | 0 | 0 | 0 | 0 | 0 | 0 | 0 | 0 | 0 | 0 | 0 | 0 | 0 | 0
SDGE | Escondido | 230 | [15 empty] | 0 | 0 | 0 | 0 | 0 | 0 | 0 | 0 | 0 | 0 | 0 | 0 | 0 | 0 | 0 | 0 | 0 | 0 | 0 | 0 | 0 | 0 | 0 | 0 | 0 | 0 | 0 | 0 | 0 |  | 0 | 0 | 0 | 0 | 0 | 0 | 0 | 0 | 0 | 0 | 0 | 0 | 0 | 0 | 0 | [14 empty] | 0 | 0 | 0 | 0 | 0 | 0 | 0 | 0 | 0 | 0 | 0 | 0 | 0 | 0 | 0 |  | 0 | 0 | 0 | 0 | 0 | 0 | 0 | 0 | 0 | 0 | 0 | 0 | 0 | 0 | 0
SDGE | Escondido | 69 | [15 empty] | 0 | 0 | 0 | 0 | 0 | 0 | 0 | 0 | 0 | 0 | 0 | 13 | 0 | 0 | 1 | 0 | 0 | 0 | 0 | 0 | 0 | 0 | 0 | 0 | 0 | 0 | 0 | 0 | 0 |  | 0 | 0 | 0 | 0 | 0 | 0 | 0 | 0 | 0 | 0 | 0 | 13 | 0 | 0 | 1 | [14 empty] | 0 | 0 | 0 | 0 | 0 | 0 | 0 | 0 | 0 | 0 | 0 | 0 | 0 | 0 | 0 |  | 0 | 0 | 0 | 0 | 0 | 0 | 0 | 0 | 0 | 0 | 0 | 13 | 0 | 0 | 1
PG&E KERN | Estrella | 230 | [15 empty] | 0 | 0 | 0 | 0 | 0 | 0 | 0 | 0 | 0 | 0 | 0 | 0 | 0 | 0 | 0 | 0 | 0 | 0 | 0 | 0 | 0 | 0 | 0 | 0 | 0 | 0 | 0 | 0 | 0 |  | 0 | 0 | 0 | 0 | 0 | 0 | 0 | 0 | 0 | 0 | 0 | 0 | 0 | 0 | 0 | [14 empty] | 0 | 0 | 0 | 0 | 0 | 0 | 0 | 0 | 0 | 0 | 0 | 0 | 0 | 0 | 0 |  | 0 | 0 | 0 | 0 | 0 | 0 | 0 | 0 | 0 | 0 | 0 | 0 | 0 | 0 | 0
SCE Eastern | Etiwanda | 230 | [15 empty] | 0 | 0 | 0 | 0 | 0 | 0 | 0 | 0 | 0 | 0 | 0 | 70 | 0 | 0 | 1 | 0 | 0 | 0 | 0 | 0 | 0 | 0 | 0 | 0 | 500 | 0 | 0 | 0 | 0 |  | 0 | 0 | 0 | 0 | 0 | 0 | 0 | 0 | 0 | 500 | 0 | 70 | 0 | 0 | 1 | [14 empty] | 0 | 0 | 0 | 0 | 0 | 0 | 0 | 0 | 0 | 0 | 500 | 0 | 0 | 0 | 0 |  | 0 | 0 | 0 | 0 | 0 | 0 | 0 | 0 | 0 | 500 | 0 | 70 | 0 | 0 | 1
PG&E GBA | Evergreen | 115 | [15 empty] | 0 | 0 | 0 | 0 | 0 | 0 | 0 | 0 | 0 | 0 | 0 | 0 | 0 | 0 | 0 | 0 | 0 | 0 | 0 | 0 | 0 | 0 | 0 | 0 | 0 | 0 | 0 | 0 | 0 |  | 0 | 0 | 0 | 0 | 0 | 0 | 0 | 0 | 0 | 0 | 0 | 0 | 0 | 0 | 0 | [14 empty] | 0 | 0 | 0 | 0 | 0 | 0 | 0 | 0 | 0 | 0 | 0 | 0 | 0 | 0 | 0 |  | 0 | 0 | 0 | 0 | 0 | 0 | 0 | 0 | 0 | 0 | 0 | 0 | 0 | 0 | 0
PG&E GBA | Evergreen | 60 | [15 empty] | 0 | 0 | 0 | 0 | 0 | 0 | 0 | 0 | 0 | 0 | 0 | 0 | 0 | 0 | 0 | 0 | 0 | 0 | 0 | 0 | 0 | 0 | 0 | 0 | 0 | 0 | 0 | 0 | 0 |  | 0 | 0 | 0 | 0 | 0 | 0 | 0 | 0 | 0 | 0 | 0 | 0 | 0 | 0 | 0 | [14 empty] | 0 | 0 | 0 | 0 | 0 | 0 | 0 | 0 | 0 | 0 | 0 | 0 | 0 | 0 | 0 |  | 0 | 0 | 0 | 0 | 0 | 0 | 0 | 0 | 0 | 0 | 0 | 0 | 0 | 0 | 0
PG&E FRESNO | Excelsior | 115 | [15 empty] | 0 | 0 | 0 | 0 | 0 | 0 | 0 | 0 | 0 | 0 | 0 | 0 | 0 | 0 | 0 | 0 | 0 | 0 | 0 | 0 | 0 | 0 | 0 | 0 | 0 | 0 | 0 | 0 | 0 |  | 0 | 0 | 0 | 0 | 0 | 0 | 0 | 0 | 0 | 0 | 0 | 0 | 0 | 0 | 0 | [14 empty] | 0 | 0 | 0 | 0 | 0 | 0 | 0 | 0 | 0 | 0 | 0 | 0 | 0 | 0 | 0 |  | 0 | 0 | 0 | 0 | 0 | 0 | 0 | 0 | 0 | 0 | 0 | 0 | 0 | 0 | 0
PG&E FRESNO | Exchequer | 115 | [15 empty] | 0 | 0 | 0 | 0 | 0 | 0 | 0 | 0 | 0 | 0 | 0 | 0 | 0 | 0 | 0 | 0 | 0 | 0 | 0 | 0 | 0 | 0 | 0 | 0 | 0 | 0 | 0 | 0 | 0 |  | 0 | 0 | 0 | 0 | 0 | 0 | 0 | 0 | 0 | 0 | 0 | 0 | 0 | 0 | 0 | [14 empty] | 0 | 0 | 0 | 0 | 0 | 0 | 0 | 0 | 0 | 0 | 0 | 0 | 0 | 0 | 0 |  | 0 | 0 | 0 | 0 | 0 | 0 | 0 | 0 | 0 | 0 | 0 | 0 | 0 | 0 | 0
PG&E KERN | Fairway | 115 | [15 empty] | 0 | 0 | 0 | 0 | 0 | 0 | 0 | 0 | 0 | 0 | 0 | 0 | 0 | 0 | 0 | 0 | 0 | 0 | 0 | 0 | 0 | 0 | 0 | 0 | 0 | 0 | 0 | 0 | 0 |  | 0 | 0 | 0 | 0 | 0 | 0 | 0 | 0 | 0 | 0 | 0 | 0 | 0 | 0 | 0 | [14 empty] | 0 | 0 | 0 | 0 | 0 | 0 | 0 | 0 | 0 | 0 | 0 | 0 | 0 | 0 | 0 |  | 0 | 0 | 0 | 0 | 0 | 0 | 0 | 0 | 0 | 0 | 0 | 0 | 0 | 0 | 0
PG&E KERN | Famoso | 115 | [15 empty] | 0 | 0 | 0 | 0 | 0 | 0 | 0 | 0 | 0 | 0 | 0 | 0 | 0 | 0 | 0 | 0 | 0 | 0 | 0 | 0 | 0 | 0 | 0 | 0 | 0 | 0 | 0 | 0 | 0 |  | 0 | 0 | 0 | 0 | 0 | 0 | 0 | 0 | 0 | 0 | 0 | 0 | 0 | 0 | 0 | [14 empty] | 0 | 0 | 0 | 0 | 0 | 0 | 0 | 0 | 0 | 0 | 0 | 0 | 0 | 0 | 0 |  | 0 | 0 | 0 | 0 | 0 | 0 | 0 | 0 | 0 | 0 | 0 | 0 | 0 | 0 | 0
PG&E NGBA | Fern Road | 500 | [15 empty] | 0 | 0 | 0 | 0 | 0 | 0 | 0 | 0 | 0 | 0 | 0 | 0 | 0 | 0 | 0 | 0 | 0 | 0 | 0 | 0 | 0 | 0 | 0 | 0 | 0 | 0 | 0 | 0 | 0 |  | 0 | 0 | 0 | 0 | 0 | 0 | 0 | 0 | 0 | 0 | 0 | 0 | 0 | 0 | 0 | [14 empty] | 0 | 0 | 0 | 0 | 0 | 0 | 0 | 0 | 0 | 0 | 0 | 0 | 0 | 0 | 0 |  | 0 | 0 | 0 | 0 | 0 | 0 | 0 | 0 | 0 | 0 | 0 | 0 | 0 | 0 | 0
PG&E GBA | Fibreboard (SPI Sonora) | 115 | [15 empty] | 0 | 0 | 0 | 0 | 0 | 0 | 0 | 0 | 0 | 0 | 0 | 0 | 0 | 0 | 0 | 0 | 0 | 0 | 0 | 0 | 0 | 0 | 0 | 0 | 0 | 0 | 0 | 0 | 0 |  | 0 | 0 | 0 | 0 | 0 | 0 | 0 | 0 | 0 | 0 | 0 | 0 | 0 | 0 | 0 | [14 empty] | 0 | 0 | 0 | 0 | 0 | 0 | 0 | 0 | 0 | 0 | 0 | 0 | 0 | 0 | 0 |  | 0 | 0 | 0 | 0 | 0 | 0 | 0 | 0 | 0 | 0 | 0 | 0 | 0 | 0 | 0
PG&E FRESNO | Figarden | 230 | [15 empty] | 0 | 0 | 0 | 0 | 0 | 0 | 0 | 0 | 0 | 0 | 0 | 0 | 0 | 0 | 0 | 0 | 0 | 0 | 0 | 0 | 0 | 0 | 0 | 0 | 0 | 0 | 0 | 0 | 0 |  | 0 | 0 | 0 | 0 | 0 | 0 | 0 | 0 | 0 | 0 | 0 | 0 | 0 | 0 | 0 | [14 empty] | 0 | 0 | 0 | 0 | 0 | 0 | 0 | 0 | 0 | 0 | 0 | 0 | 0 | 0 | 0 |  | 0 | 0 | 0 | 0 | 0 | 0 | 0 | 0 | 0 | 0 | 0 | 0 | 0 | 0 | 0
PG&E FRESNO | Fink | 230 | [15 empty] | 0 | 0 | 0 | 0 | 0 | 0 | 0 | 0 | 0 | 0 | 0 | 0 | 0 | 0 | 0 | 70 | 0 | 0 | 0 | 0 | 0 | 0 | 0 | 0 | 0 | 0 | 0 | 900 | 0 |  | 70 | 0 | 0 | 0 | 0 | 0 | 0 | 0 | 0 | 0 | 0 | 0 | 900 | 0 | 1 | [9 empty] | 534 |  |  |  |  | 1 | 70 | 0 | 0 | 0 | 0 | 0 | 0 | 0 | 0 | 534 | 0 | 0 | 900 | 0 |  | 70 | 0 | 0 | 0 | 0 | 0 | 0 | 0 | 0 | 534 | 0 | 0 | 900 | 0 | 1
PG&E NGBA | Fitch Mountain | 60 | [15 empty] | 0 | 0 | 0 | 0 | 0 | 0 | 0 | 0 | 0 | 0 | 0 | 0 | 0 | 0 | 0 | 0 | 0 | 0 | 0 | 0 | 0 | 0 | 0 | 0 | 0 | 0 | 0 | 0 | 0 |  | 0 | 0 | 0 | 0 | 0 | 0 | 0 | 0 | 0 | 0 | 0 | 0 | 0 | 0 | 0 | [14 empty] | 0 | 0 | 0 | 0 | 0 | 0 | 0 | 0 | 0 | 0 | 0 | 0 | 0 | 0 | 0 |  | 0 | 0 | 0 | 0 | 0 | 0 | 0 | 0 | 0 | 0 | 0 | 0 | 0 | 0 | 0
PG&E GBA | FMC | 115 | [15 empty] | 0 | 0 | 0 | 0 | 0 | 0 | 0 | 0 | 0 | 0 | 0 | 0 | 0 | 0 | 0 | 0 | 0 | 0 | 0 | 0 | 0 | 0 | 0 | 0 | 0 | 0 | 0 | 0 | 0 |  | 0 | 0 | 0 | 0 | 0 | 0 | 0 | 0 | 0 | 0 | 0 | 0 | 0 | 0 | 0 | [14 empty] | 0 | 0 | 0 | 0 | 0 | 0 | 0 | 0 | 0 | 0 | 0 | 0 | 0 | 0 | 0 |  | 0 | 0 | 0 | 0 | 0 | 0 | 0 | 0 | 0 | 0 | 0 | 0 | 0 | 0 | 0
PG&E GBA | Fremont | 115 | [15 empty] | 0 | 0 | 0 | 0 | 0 | 0 | 0 | 0 | 0 | 0 | 0 | 0 | 0 | 0 | 0 | 0 | 0 | 0 | 0 | 0 | 0 | 0 | 0 | 0 | 0 | 0 | 0 | 0 | 0 |  | 0 | 0 | 0 | 0 | 0 | 0 | 0 | 0 | 0 | 0 | 0 | 0 | 0 | 0 | 0 | [14 empty] | 0 | 0 | 0 | 0 | 0 | 0 | 0 | 0 | 0 | 0 | 0 | 0 | 0 | 0 | 0 |  | 0 | 0 | 0 | 0 | 0 | 0 | 0 | 0 | 0 | 0 | 0 | 0 | 0 | 0 | 0
PG&E GBA | French Camp | 60 | [15 empty] | 0 | 0 | 0 | 0 | 0 | 0 | 0 | 0 | 0 | 0 | 0 | 0 | 0 | 0 | 0 | 0 | 0 | 0 | 0 | 0 | 0 | 0 | 0 | 0 | 0 | 0 | 0 | 0 | 0 |  | 0 | 0 | 0 | 0 | 0 | 0 | 0 | 0 | 0 | 0 | 0 | 0 | 0 | 0 | 0 | [14 empty] | 0 | 0 | 0 | 0 | 0 | 0 | 0 | 0 | 0 | 0 | 0 | 0 | 0 | 0 | 0 |  | 0 | 0 | 0 | 0 | 0 | 0 | 0 | 0 | 0 | 0 | 0 | 0 | 0 | 0 | 0
PG&E GBA | Frogtown | 115 | [15 empty] | 0 | 0 | 0 | 0 | 0 | 0 | 0 | 0 | 0 | 0 | 0 | 0 | 0 | 0 | 0 | 0 | 0 | 0 | 0 | 0 | 0 | 0 | 0 | 0 | 0 | 0 | 0 | 0 | 0 |  | 0 | 0 | 0 | 0 | 0 | 0 | 0 | 0 | 0 | 0 | 0 | 0 | 0 | 0 | 0 | [14 empty] | 0 | 0 | 0 | 0 | 0 | 0 | 0 | 0 | 0 | 0 | 0 | 0 | 0 | 0 | 0 |  | 0 | 0 | 0 | 0 | 0 | 0 | 0 | 0 | 0 | 0 | 0 | 0 | 0 | 0 | 0
PG&E NGBA | Fulton | 115 | [15 empty] | 0 | 0 | 0 | 0 | 0 | 0 | 0 | 0 | 0 | 0 | 0 | 0 | 0 | 0 | 0 | 0 | 0 | 0 | 0 | 0 | 0 | 0 | 0 | 0 | 0 | 0 | 0 | 0 | 0 |  | 0 | 0 | 0 | 0 | 0 | 0 | 0 | 0 | 0 | 0 | 0 | 0 | 0 | 0 | 0 | [14 empty] | 0 | 0 | 0 | 0 | 0 | 0 | 0 | 0 | 0 | 0 | 0 | 0 | 0 | 0 | 0 |  | 0 | 0 | 0 | 0 | 0 | 0 | 0 | 0 | 0 | 0 | 0 | 0 | 0 | 0 | 0
PG&E NGBA | Fulton | 230 | [15 empty] | 0 | 0 | 0 | 0 | 0 | 0 | 0 | 0 | 0 | 0 | 0 | 0 | 0 | 0 | 0 | 0 | 0 | 0 | 0 | 0 | 0 | 0 | 0 | 0 | 0 | 0 | 0 | 0 | 0 |  | 0 | 0 | 0 | 0 | 0 | 0 | 0 | 0 | 0 | 0 | 0 | 0 | 0 | 0 | 0 | [14 empty] | 0 | 0 | 0 | 0 | 0 | 0 | 0 | 0 | 0 | 0 | 0 | 0 | 0 | 0 | 0 |  | 0 | 0 | 0 | 0 | 0 | 0 | 0 | 0 | 0 | 0 | 0 | 0 | 0 | 0 | 0
PG&E NGBA | Fulton | 60 | [15 empty] | 0 | 0 | 0 | 0 | 0 | 0 | 0 | 0 | 0 | 0 | 0 | 0 | 0 | 0 | 0 | 0 | 0 | 0 | 0 | 0 | 0 | 0 | 0 | 0 | 0 | 0 | 0 | 0 | 0 |  | 0 | 0 | 0 | 0 | 0 | 0 | 0 | 0 | 0 | 0 | 0 | 0 | 0 | 0 | 0 | [14 empty] | 0 | 0 | 0 | 0 | 0 | 0 | 0 | 0 | 0 | 0 | 0 | 0 | 0 | 0 | 0 |  | 0 | 0 | 0 | 0 | 0 | 0 | 0 | 0 | 0 | 0 | 0 | 0 | 0 | 0 | 0
PG&E KERN | Ganso | 115 | [15 empty] | 0 | 0 | 0 | 0 | 0 | 0 | 0 | 0 | 0 | 0 | 0 | 0 | 0 | 0 | 0 | 0 | 0 | 0 | 0 | 0 | 0 | 0 | 0 | 0 | 0 | 0 | 0 | 0 | 0 |  | 0 | 0 | 0 | 0 | 0 | 0 | 0 | 0 | 0 | 0 | 0 | 0 | 0 | 0 | 0 | [14 empty] | 0 | 0 | 0 | 0 | 0 | 0 | 0 | 0 | 0 | 0 | 0 | 0 | 0 | 0 | 0 |  | 0 | 0 | 0 | 0 | 0 | 0 | 0 | 0 | 0 | 0 | 0 | 0 | 0 | 0 | 0
PG&E FRESNO | Gates | 230 | [15 empty] | 0 | 0 | 0 | 0 | 0 | 0 | 0 | 0 | 3 | 166 | 477.5 | 0 | 0 | 0 | 1 | 0 | 0 | 0 | 0 | 0 | 0 | 0 | 0 | 0 | 0 | 0 | 0 | 0 | 0 |  | 0 | 0 | 0 | 0 | 0 | 0 | 0 | 0 | 3 | 166 | 477.5 | 0 | 0 | 0 | 1 | [14 empty] | 0 | 0 | 0 | 0 | 0 | 0 | 0 | 0 | 0 | 0 | 0 | 0 | 0 | 0 | 0 |  | 0 | 0 | 0 | 0 | 0 | 0 | 0 | 0 | 3 | 166 | 477.5 | 0 | 0 | 0 | 1
PG&E FRESNO | Gates | 500 | [15 empty] | 0 | 0 | 0 | 0 | 0 | 0 | 0 | 0 | 0 | 0 | 0 | 190 | 35 | 0 | 1 | 0 | 0 | 0 | 0 | 0 | 0 | 0 | 0 | 0 | 0 | 0 | 0 | 0 | 0 |  | 0 | 0 | 0 | 0 | 0 | 0 | 0 | 0 | 0 | 0 | 0 | 190 | 35 | 0 | 1 | [14 empty] | 0 | 0 | 0 | 0 | 0 | 0 | 0 | 0 | 0 | 0 | 0 | 0 | 0 | 0 | 0 |  | 0 | 0 | 0 | 0 | 0 | 0 | 0 | 0 | 0 | 0 | 0 | 190 | 35 | 0 | 1
PG&E NGBA | Geysers 12 | 230 | [15 empty] | 0 | 0 | 0 | 0 | 0 | 0 | 0 | 0 | 0 | 0 | 0 | 0 | 0 | 0 | 0 | 0 | 0 | 0 | 0 | 0 | 0 | 0 | 0 | 0 | 0 | 0 | 0 | 0 | 0 |  | 0 | 0 | 0 | 0 | 0 | 0 | 0 | 0 | 0 | 0 | 0 | 0 | 0 | 0 | 0 | [14 empty] | 0 | 0 | 0 | 0 | 0 | 0 | 0 | 0 | 0 | 0 | 0 | 0 | 0 | 0 | 0 |  | 0 | 0 | 0 | 0 | 0 | 0 | 0 | 0 | 0 | 0 | 0 | 0 | 0 | 0 | 0
PG&E NGBA | Geysers 17 | 230 | [15 empty] | 0 | 0 | 0 | 0 | 0 | 0 | 0 | 0 | 0 | 0 | 0 | 0 | 0 | 0 | 0 | 0 | 0 | 0 | 0 | 0 | 0 | 0 | 0 | 0 | 0 | 0 | 0 | 0 | 0 |  | 0 | 0 | 0 | 0 | 0 | 0 | 0 | 0 | 0 | 0 | 0 | 0 | 0 | 0 | 0 | [14 empty] | 0 | 0 | 0 | 0 | 0 | 0 | 0 | 0 | 0 | 0 | 0 | 0 | 0 | 0 | 0 |  | 0 | 0 | 0 | 0 | 0 | 0 | 0 | 0 | 0 | 0 | 0 | 0 | 0 | 0 | 0
PG&E NGBA | Geysers 3 | 115 | [15 empty] | 0 | 0 | 0 | 0 | 0 | 0 | 0 | 0 | 0 | 0 | 0 | 0 | 0 | 0 | 0 | 0 | 0 | 0 | 0 | 0 | 0 | 0 | 0 | 0 | 0 | 0 | 0 | 0 | 0 |  | 0 | 0 | 0 | 0 | 0 | 0 | 0 | 0 | 0 | 0 | 0 | 0 | 0 | 0 | 0 | [14 empty] | 0 | 0 | 0 | 0 | 0 | 0 | 0 | 0 | 0 | 0 | 0 | 0 | 0 | 0 | 0 |  | 0 | 0 | 0 | 0 | 0 | 0 | 0 | 0 | 0 | 0 | 0 | 0 | 0 | 0 | 0
PG&E NGBA | Glenn | 230 | [15 empty] | 0 | 0 | 0 | 0 | 0 | 0 | 0 | 0 | 0 | 0 | 0 | 0 | 0 | 0 | 0 | 0 | 0 | 0 | 0 | 0 | 0 | 0 | 0 | 0 | 0 | 0 | 0 | 0 | 0 |  | 0 | 0 | 0 | 0 | 0 | 0 | 0 | 0 | 0 | 0 | 0 | 0 | 0 | 0 | 0 | [14 empty] | 0 | 0 | 0 | 0 | 0 | 0 | 0 | 0 | 0 | 0 | 0 | 0 | 0 | 0 | 0 |  | 0 | 0 | 0 | 0 | 0 | 0 | 0 | 0 | 0 | 0 | 0 | 0 | 0 | 0 | 0
PG&E NGBA | Glenn | 60 | [15 empty] | 0 | 0 | 0 | 0 | 0 | 0 | 0 | 0 | 0 | 0 | 0 | 0 | 0 | 0 | 0 | 0 | 0 | 0 | 0 | 0 | 0 | 0 | 0 | 0 | 0 | 0 | 0 | 0 | 0 |  | 0 | 0 | 0 | 0 | 0 | 0 | 0 | 0 | 0 | 0 | 0 | 0 | 0 | 0 | 0 | [14 empty] | 0 | 0 | 0 | 0 | 0 | 0 | 0 | 0 | 0 | 0 | 0 | 0 | 0 | 0 | 0 |  | 0 | 0 | 0 | 0 | 0 | 0 | 0 | 0 | 0 | 0 | 0 | 0 | 0 | 0 | 0
PG&E NGBA | Gold Hill | 115 | [15 empty] | 0 | 0 | 0 | 0 | 0 | 0 | 0 | 0 | 0 | 0 | 0 | 0 | 0 | 0 | 0 | 0 | 0 | 0 | 0 | 0 | 0 | 0 | 0 | 0 | 0 | 0 | 0 | 0 | 0 |  | 0 | 0 | 0 | 0 | 0 | 0 | 0 | 0 | 0 | 0 | 0 | 0 | 0 | 0 | 0 | [14 empty] | 0 | 0 | 0 | 0 | 0 | 0 | 0 | 0 | 0 | 0 | 0 | 0 | 0 | 0 | 0 |  | 0 | 0 | 0 | 0 | 0 | 0 | 0 | 0 | 0 | 0 | 0 | 0 | 0 | 0 | 0
PG&E NGBA | Gold Hill | 230 | [15 empty] | 0 | 0 | 0 | 0 | 0 | 0 | 0 | 0 | 0 | 0 | 0 | 0 | 0 | 0 | 0 | 0 | 0 | 0 | 0 | 0 | 0 | 0 | 0 | 0 | 0 | 0 | 0 | 0 | 0 |  | 0 | 0 | 0 | 0 | 0 | 0 | 0 | 0 | 0 | 0 | 0 | 0 | 0 | 0 | 0 | [14 empty] | 0 | 0 | 0 | 0 | 0 | 0 | 0 | 0 | 0 | 0 | 0 | 0 | 0 | 0 | 0 |  | 0 | 0 | 0 | 0 | 0 | 0 | 0 | 0 | 0 | 0 | 0 | 0 | 0 | 0 | 0
SCE Northern | Goleta | 230 | [15 empty] | 0 | 0 | 0 | 0 | 0 | 0 | 0 | 0 | 0 | 0 | 0 | 10 | 0 | 0 | 1 | 0 | 0 | 0 | 0 | 0 | 0 | 0 | 0 | 0 | 0 | 0 | 0 | 0 | 0 |  | 0 | 0 | 0 | 0 | 0 | 0 | 0 | 0 | 0 | 0 | 0 | 10 | 0 | 0 | 1 | [14 empty] | 0 | 0 | 0 | 0 | 0 | 0 | 0 | 0 | 0 | 0 | 0 | 0 | 0 | 0 | 0 |  | 0 | 0 | 0 | 0 | 0 | 0 | 0 | 0 | 0 | 0 | 0 | 10 | 0 | 0 | 1
SCE Metro | Goodrich | 230 | [15 empty] | 0 | 0 | 0 | 0 | 0 | 0 | 0 | 0 | 0 | 0 | 0 | 0 | 0 | 0 | 0 | 0 | 0 | 0 | 0 | 0 | 0 | 0 | 0 | 0 | 0 | 0 | 0 | 0 | 0 |  | 0 | 0 | 0 | 0 | 0 | 0 | 0 | 0 | 0 | 0 | 0 | 0 | 0 | 0 | 0 | [14 empty] | 0 | 0 | 0 | 0 | 0 | 0 | 0 | 0 | 0 | 0 | 0 | 0 | 0 | 0 | 0 |  | 0 | 0 | 0 | 0 | 0 | 0 | 0 | 0 | 0 | 0 | 0 | 0 | 0 | 0 | 0
PG&E KERN | Goose Lake | 115 | [15 empty] | 0 | 0 | 0 | 0 | 0 | 0 | 0 | 0 | 0 | 0 | 0 | 0 | 0 | 0 | 0 | 0 | 0 | 0 | 0 | 0 | 0 | 0 | 0 | 0 | 0 | 0 | 0 | 0 | 0 |  | 0 | 0 | 0 | 0 | 0 | 0 | 0 | 0 | 0 | 0 | 0 | 0 | 0 | 0 | 0 | [14 empty] | 0 | 0 | 0 | 0 | 0 | 0 | 0 | 0 | 0 | 0 | 0 | 0 | 0 | 0 | 0 |  | 0 | 0 | 0 | 0 | 0 | 0 | 0 | 0 | 0 | 0 | 0 | 0 | 0 | 0 | 0
SCE Metro | Gould | 230 | [15 empty] | 0 | 0 | 0 | 0 | 0 | 0 | 0 | 0 | 0 | 0 | 0 | 0 | 0 | 0 | 0 | 0 | 0 | 0 | 0 | 0 | 0 | 0 | 0 | 0 | 0 | 0 | 0 | 0 | 0 |  | 0 | 0 | 0 | 0 | 0 | 0 | 0 | 0 | 0 | 0 | 0 | 0 | 0 | 0 | 0 | [14 empty] | 0 | 0 | 0 | 0 | 0 | 0 | 0 | 0 | 0 | 0 | 0 | 0 | 0 | 0 | 0 |  | 0 | 0 | 0 | 0 | 0 | 0 | 0 | 0 | 0 | 0 | 0 | 0 | 0 | 0 | 0
PG&E NGBA | Grand Island | 115 | [15 empty] | 0 | 0 | 0 | 0 | 0 | 0 | 0 | 0 | 2.73 | 0 | 0 | 0 | 0 | 0 | 1 | 0 | 0 | 0 | 0 | 0 | 0 | 0 | 0 | 0 | 0 | 0 | 0 | 0 | 0 |  | 0 | 0 | 0 | 0 | 0 | 0 | 0 | 0 | 2.73 | 0 | 0 | 0 | 0 | 0 | 1 | [14 empty] | 0 | 0 | 0 | 0 | 0 | 0 | 0 | 0 | 0 | 0 | 0 | 0 | 0 | 0 | 0 |  | 0 | 0 | 0 | 0 | 0 | 0 | 0 | 0 | 2.73 | 0 | 0 | 0 | 0 | 0 | 1
SDGE | Granite | 69 | [15 empty] | 0 | 0 | 0 | 0 | 0 | 0 | 0 | 0 | 0 | 0 | 0 | 2.25 | 0 | 0 | 1 | 0 | 0 | 0 | 0 | 0 | 0 | 0 | 0 | 0 | 0 | 0 | 0 | 0 | 0 |  | 0 | 0 | 0 | 0 | 0 | 0 | 0 | 0 | 0 | 0 | 0 | 2.25 | 0 | 0 | 1 | [14 empty] | 0 | 0 | 0 | 0 | 0 | 0 | 0 | 0 | 0 | 0 | 0 | 0 | 0 | 0 | 0 |  | 0 | 0 | 0 | 0 | 0 | 0 | 0 | 0 | 0 | 0 | 0 | 2.25 | 0 | 0 | 1
PG&E GBA | Grant | 115 | [15 empty] | 0 | 0 | 0 | 0 | 0 | 0 | 0 | 0 | 0 | 0 | 0 | 0 | 0 | 0 | 0 | 0 | 0 | 0 | 0 | 0 | 0 | 0 | 0 | 0 | 0 | 0 | 0 | 0 | 0 |  | 0 | 0 | 0 | 0 | 0 | 0 | 0 | 0 | 0 | 0 | 0 | 0 | 0 | 0 | 0 | [14 empty] | 0 | 0 | 0 | 0 | 0 | 0 | 0 | 0 | 0 | 0 | 0 | 0 | 0 | 0 | 0 |  | 0 | 0 | 0 | 0 | 0 | 0 | 0 | 0 | 0 | 0 | 0 | 0 | 0 | 0 | 0
PG&E GBA | Green Valley | 115 | [15 empty] | 0 | 0 | 0 | 0 | 0 | 0 | 0 | 0 | 0 | 0 | 0 | 0 | 0 | 0 | 0 | 0 | 0 | 0 | 0 | 0 | 0 | 0 | 0 | 0 | 0 | 0 | 0 | 0 | 0 |  | 0 | 0 | 0 | 0 | 0 | 0 | 0 | 0 | 0 | 0 | 0 | 0 | 0 | 0 | 0 | [14 empty] | 0 | 0 | 0 | 0 | 0 | 0 | 0 | 0 | 0 | 0 | 0 | 0 | 0 | 0 | 0 |  | 0 | 0 | 0 | 0 | 0 | 0 | 0 | 0 | 0 | 0 | 0 | 0 | 0 | 0 | 0
PG&E NGBA | Greenleaf 1 | 115 | [15 empty] | 0 | 0 | 0 | 0 | 0 | 0 | 0 | 0 | 0 | 0 | 0 | 0 | 0 | 0 | 0 | 0 | 0 | 0 | 0 | 0 | 0 | 0 | 0 | 0 | 0 | 0 | 0 | 0 | 0 |  | 0 | 0 | 0 | 0 | 0 | 0 | 0 | 0 | 0 | 0 | 0 | 0 | 0 | 0 | 0 | [14 empty] | 0 | 0 | 0 | 0 | 0 | 0 | 0 | 0 | 0 | 0 | 0 | 0 | 0 | 0 | 0 |  | 0 | 0 | 0 | 0 | 0 | 0 | 0 | 0 | 0 | 0 | 0 | 0 | 0 | 0 | 0
PG&E FRESNO | Gregg | 230 | [15 empty] | 0 | 0 | 0 | 0 | 0 | 0 | 0 | 0 | 0 | 0 | 0 | 0 | 0 | 0 | 0 | 0 | 0 | 0 | 0 | 0 | 0 | 0 | 0 | 0 | 0 | 0 | 0 | 0 | 0 |  | 0 | 0 | 0 | 0 | 0 | 0 | 0 | 0 | 0 | 0 | 0 | 0 | 0 | 0 | 0 | [14 empty] | 0 | 0 | 0 | 0 | 0 | 0 | 0 | 0 | 0 | 0 | 0 | 0 | 0 | 0 | 0 |  | 0 | 0 | 0 | 0 | 0 | 0 | 0 | 0 | 0 | 0 | 0 | 0 | 0 | 0 | 0
PG&E FRESNO | Grimmway-Malaga | 115 | [15 empty] | 0 | 0 | 0 | 0 | 0 | 0 | 0 | 0 | 0 | 0 | 0 | 0 | 0 | 0 | 0 | 0 | 0 | 0 | 0 | 0 | 0 | 0 | 0 | 0 | 0 | 0 | 0 | 0 | 0 |  | 0 | 0 | 0 | 0 | 0 | 0 | 0 | 0 | 0 | 0 | 0 | 0 | 0 | 0 | 0 | [14 empty] | 0 | 0 | 0 | 0 | 0 | 0 | 0 | 0 | 0 | 0 | 0 | 0 | 0 | 0 | 0 |  | 0 | 0 | 0 | 0 | 0 | 0 | 0 | 0 | 0 | 0 | 0 | 0 | 0 | 0 | 0
PG&E NGBA | Grizzly | 230 | [15 empty] | 0 | 0 | 0 | 0 | 0 | 0 | 0 | 0 | 0 | 0 | 0 | 0 | 0 | 0 | 0 | 0 | 0 | 0 | 0 | 0 | 0 | 0 | 0 | 0 | 0 | 0 | 0 | 0 | 0 |  | 0 | 0 | 0 | 0 | 0 | 0 | 0 | 0 | 0 | 0 | 0 | 0 | 0 | 0 | 0 | [14 empty] | 0 | 0 | 0 | 0 | 0 | 0 | 0 | 0 | 0 | 0 | 0 | 0 | 0 | 0 | 0 |  | 0 | 0 | 0 | 0 | 0 | 0 | 0 | 0 | 0 | 0 | 0 | 0 | 0 | 0 | 0
PG&E FRESNO | Guernsey | 70 | [15 empty] | 0 | 0 | 0 | 0 | 0 | 0 | 0 | 0 | 0 | 0 | 0 | 0 | 0 | 0 | 0 | 0 | 0 | 0 | 0 | 0 | 0 | 0 | 0 | 0 | 0 | 0 | 0 | 0 | 0 |  | 0 | 0 | 0 | 0 | 0 | 0 | 0 | 0 | 0 | 0 | 0 | 0 | 0 | 0 | 0 | [14 empty] | 0 | 0 | 0 | 0 | 0 | 0 | 0 | 0 | 0 | 0 | 0 | 0 | 0 | 0 | 0 |  | 0 | 0 | 0 | 0 | 0 | 0 | 0 | 0 | 0 | 0 | 0 | 0 | 0 | 0 | 0
PG&E FRESNO | GWF Hanford | 115 | [15 empty] | 0 | 0 | 0 | 0 | 0 | 0 | 0 | 0 | 0 | 0 | 0 | 131.4 | 0 | 0 | 1 | 0 | 0 | 0 | 0 | 0 | 0 | 0 | 0 | 0 | 0 | 0 | 0 | 0 | 0 |  | 0 | 0 | 0 | 0 | 0 | 0 | 0 | 0 | 0 | 0 | 0 | 131.4 | 0 | 0 | 1 | [14 empty] | 0 | 0 | 0 | 0 | 0 | 0 | 0 | 0 | 0 | 0 | 0 | 0 | 0 | 0 | 0 |  | 0 | 0 | 0 | 0 | 0 | 0 | 0 | 0 | 0 | 0 | 0 | 131.4 | 0 | 0 | 1
PG&E FRESNO | Haas | 230 | [15 empty] | 0 | 0 | 0 | 0 | 0 | 0 | 0 | 0 | 0 | 0 | 0 | 0 | 0 | 0 | 0 | 0 | 0 | 0 | 0 | 0 | 0 | 0 | 0 | 0 | 0 | 0 | 0 | 0 | 0 |  | 0 | 0 | 0 | 0 | 0 | 0 | 0 | 0 | 0 | 0 | 0 | 0 | 0 | 0 | 0 | [14 empty] | 0 | 0 | 0 | 0 | 0 | 0 | 0 | 0 | 0 | 0 | 0 | 0 | 0 | 0 | 0 |  | 0 | 0 | 0 | 0 | 0 | 0 | 0 | 0 | 0 | 0 | 0 | 0 | 0 | 0 | 0
PG&E FRESNO | Hammonds | 115 | [15 empty] | 0 | 0 | 0 | 0 | 0 | 0 | 0 | 0 | 0 | 0 | 0 | 0 | 0 | 0 | 0 | 0 | 0 | 0 | 0 | 0 | 0 | 0 | 0 | 0 | 100 | 0 | 0 | 0 | 0 |  | 0 | 0 | 0 | 0 | 0 | 0 | 0 | 0 | 0 | 100 | 0 | 0 | 0 | 0 | 1 | [14 empty] | 0 | 0 | 0 | 0 | 0 | 0 | 0 | 0 | 0 | 0 | 100 | 0 | 0 | 0 | 0 |  | 0 | 0 | 0 | 0 | 0 | 0 | 0 | 0 | 0 | 100 | 0 | 0 | 0 | 0 | 1
SCE Metro | HarborGen | 230 | [15 empty] | 0 | 0 | 0 | 0 | 0 | 0 | 0 | 0 | 0 | 0 | 0 | 0 | 0 | 0 | 0 | 0 | 0 | 0 | 0 | 0 | 0 | 0 | 0 | 0 | 0 | 0 | 0 | 0 | 0 |  | 0 | 0 | 0 | 0 | 0 | 0 | 0 | 0 | 0 | 0 | 0 | 0 | 0 | 0 | 0 | [14 empty] | 0 | 0 | 0 | 0 | 0 | 0 | 0 | 0 | 0 | 0 | 0 | 0 | 0 | 0 | 0 |  | 0 | 0 | 0 | 0 | 0 | 0 | 0 | 0 | 0 | 0 | 0 | 0 | 0 | 0 | 0
PG&E NGBA | Harris | 60 | [15 empty] | 0 | 0 | 0 | 0 | 0 | 0 | 0 | 0 | 0 | 0 | 0 | 0 | 0 | 0 | 0 | 0 | 0 | 0 | 0 | 0 | 0 | 0 | 0 | 0 | 0 | 0 | 0 | 0 | 0 |  | 0 | 0 | 0 | 0 | 0 | 0 | 0 | 0 | 0 | 0 | 0 | 0 | 0 | 0 | 0 | [14 empty] | 0 | 0 | 0 | 0 | 0 | 0 | 0 | 0 | 0 | 0 | 0 | 0 | 0 | 0 | 0 |  | 0 | 0 | 0 | 0 | 0 | 0 | 0 | 0 | 0 | 0 | 0 | 0 | 0 | 0 | 0
EOP | Harry Allen | 500 | [15 empty] | 0 | 0 | 0 | 0 | 0 | 0 | 0 | 0 | 0 | 0 | 0 | 0 | 0 | 0 | 0 | 0 | 0 | 0 | 0 | 0 | 0 | 0 | 0 | 0 | 0 | 301.2 | 0 | 0 | 0 |  | 0 | 0 | 0 | 0 | 0 | 0 | 0 | 0 | 0 | 0 | 301.2 | 0 | 0 | 0 | 1 |  |  |  |  | 1100 | [9 empty] | 1 | 0 | 0 | 0 | 0 | 1100 | 0 | 0 | 0 | 0 | 0 | 301.2 | 0 | 0 | 0 |  | 0 | 0 | 0 | 0 | 1100 | 0 | 0 | 0 | 0 | 0 | 301.2 | 0 | 0 | 0 | 1
PG&E NGBA | Hartley | 60 | [15 empty] | 0 | 0 | 0 | 0 | 0 | 0 | 0 | 0 | 0 | 0 | 0 | 0 | 0 | 0 | 0 | 0 | 0 | 0 | 0 | 0 | 0 | 0 | 0 | 0 | 0 | 0 | 0 | 0 | 0 |  | 0 | 0 | 0 | 0 | 0 | 0 | 0 | 0 | 0 | 0 | 0 | 0 | 0 | 0 | 0 | [14 empty] | 0 | 0 | 0 | 0 | 0 | 0 | 0 | 0 | 0 | 0 | 0 | 0 | 0 | 0 | 0 |  | 0 | 0 | 0 | 0 | 0 | 0 | 0 | 0 | 0 | 0 | 0 | 0 | 0 | 0 | 0
SCE NOL | Harvard | 115 | [15 empty] | 0 | 0 | 0 | 0 | 0 | 0 | 0 | 0 | 0 | 0 | 0 | 0 | 0 | 0 | 0 | 0 | 0 | 0 | 0 | 0 | 0 | 0 | 0 | 0 | 0 | 0 | 0 | 0 | 0 |  | 0 | 0 | 0 | 0 | 0 | 0 | 0 | 0 | 0 | 0 | 0 | 0 | 0 | 0 | 0 | [14 empty] | 0 | 0 | 0 | 0 | 0 | 0 | 0 | 0 | 0 | 0 | 0 | 0 | 0 | 0 | 0 |  | 0 | 0 | 0 | 0 | 0 | 0 | 0 | 0 | 0 | 0 | 0 | 0 | 0 | 0 | 0
SDGE | Hassayampa | 500 | [15 empty] | 0 | 0 | 0 | 0 | 0 | 0 | 0 | 0 | 0 | 0 | 85 | 85 | 0 | 0 | 1 | 0 | 0 | 0 | 0 | 0 | 0 | 0 | 0 | 0 | 3634.5 | 1915 | 0 | 815 | 0 |  | 0 | 0 | 0 | 0 | 0 | 0 | 0 | 0 | 0 | 3634.5 | 2000 | 85 | 815 | 0 | 1 | [10 empty] | 500 |  |  |  | 1 | 0 | 0 | 0 | 0 | 0 | 0 | 0 | 0 | 0 | 3634.5 | 2415 | 0 | 815 | 0 |  | 0 | 0 | 0 | 0 | 0 | 0 | 0 | 0 | 0 | 3634.5 | 2500 | 85 | 815 | 0 | 1
PG&E FRESNO | Helm | 230 | [15 empty] | 0 | 0 | 0 | 0 | 0 | 0 | 0 | 0 | 0 | 0 | 0 | 0 | 0 | 0 | 0 | 0 | 0 | 0 | 0 | 0 | 0 | 0 | 0 | 0 | 0 | 0 | 0 | 0 | 0 |  | 0 | 0 | 0 | 0 | 0 | 0 | 0 | 0 | 0 | 0 | 0 | 0 | 0 | 0 | 0 | [9 empty] | 749 |  |  |  |  | 1 | 0 | 0 | 0 | 0 | 0 | 0 | 0 | 0 | 0 | 749 | 0 | 0 | 0 | 0 |  | 0 | 0 | 0 | 0 | 0 | 0 | 0 | 0 | 0 | 749 | 0 | 0 | 0 | 0 | 1
PG&E FRESNO | Helm | 70 | [15 empty] | 0 | 0 | 0 | 0 | 0 | 0 | 0 | 0 | 0 | 0 | 0 | 0 | 0 | 0 | 0 | 0 | 0 | 0 | 0 | 0 | 0 | 0 | 0 | 0 | 0 | 0 | 0 | 0 | 0 |  | 0 | 0 | 0 | 0 | 0 | 0 | 0 | 0 | 0 | 0 | 0 | 0 | 0 | 0 | 0 | [14 empty] | 0 | 0 | 0 | 0 | 0 | 0 | 0 | 0 | 0 | 0 | 0 | 0 | 0 | 0 | 0 |  | 0 | 0 | 0 | 0 | 0 | 0 | 0 | 0 | 0 | 0 | 0 | 0 | 0 | 0 | 0
PG&E FRESNO | Henrietta | 115 | [15 empty] | 0 | 0 | 0 | 0 | 0 | 0 | 0 | 0 | 0 | 0 | 0 | 0 | 0 | 0 | 0 | 0 | 0 | 0 | 0 | 0 | 0 | 0 | 0 | 0 | 0 | 0 | 0 | 20 | 0 |  | 0 | 0 | 0 | 0 | 0 | 0 | 0 | 0 | 0 | 0 | 0 | 0 | 20 | 0 | 1 | [14 empty] | 0 | 0 | 0 | 0 | 0 | 0 | 0 | 0 | 0 | 0 | 0 | 0 | 0 | 20 | 0 |  | 0 | 0 | 0 | 0 | 0 | 0 | 0 | 0 | 0 | 0 | 0 | 0 | 20 | 0 | 1
PG&E FRESNO | Henrietta | 230 | [15 empty] | 0 | 0 | 0 | 0 | 0 | 0 | 0 | 0 | 0 | 0 | 0 | 0 | 0 | 0 | 0 | 0 | 0 | 0 | 0 | 0 | 0 | 0 | 0 | 0 | 0 | 0 | 0 | 314 | 0 |  | 0 | 0 | 0 | 0 | 0 | 0 | 0 | 0 | 0 | 0 | 0 | 0 | 314 | 0 | 1 | [9 empty] | 1186 |  |  |  |  | 1 | 0 | 0 | 0 | 0 | 0 | 0 | 0 | 0 | 0 | 1186 | 0 | 0 | 314 | 0 |  | 0 | 0 | 0 | 0 | 0 | 0 | 0 | 0 | 0 | 1186 | 0 | 0 | 314 | 0 | 1
PG&E FRESNO | Henrietta | 70 | [15 empty] | 0 | 0 | 0 | 0 | 0 | 0 | 0 | 0 | 0 | 0 | 0 | 173.2 | 0 | 0 | 1 | 0 | 0 | 0 | 0 | 0 | 0 | 0 | 0 | 0 | 0 | 0 | 0 | 0 | 0 |  | 0 | 0 | 0 | 0 | 0 | 0 | 0 | 0 | 0 | 0 | 0 | 173.2 | 0 | 0 | 1 | [14 empty] | 0 | 0 | 0 | 0 | 0 | 0 | 0 | 0 | 0 | 0 | 0 | 0 | 0 | 0 | 0 |  | 0 | 0 | 0 | 0 | 0 | 0 | 0 | 0 | 0 | 0 | 0 | 173.2 | 0 | 0 | 1
PG&E FRESNO | Herndon | 115 | [15 empty] | 0 | 0 | 0 | 0 | 0 | 0 | 0 | 0 | 0 | 0 | 0 | 0 | 0 | 0 | 0 | 0 | 0 | 0 | 0 | 0 | 0 | 0 | 0 | 0 | 0 | 0 | 0 | 0 | 0 |  | 0 | 0 | 0 | 0 | 0 | 0 | 0 | 0 | 0 | 0 | 0 | 0 | 0 | 0 | 0 | [14 empty] | 0 | 0 | 0 | 0 | 0 | 0 | 0 | 0 | 0 | 0 | 0 | 0 | 0 | 0 | 0 |  | 0 | 0 | 0 | 0 | 0 | 0 | 0 | 0 | 0 | 0 | 0 | 0 | 0 | 0 | 0
PG&E FRESNO | Herndon | 230 | [15 empty] | 0 | 0 | 0 | 0 | 0 | 0 | 0 | 0 | 0 | 0 | 0 | 0 | 0 | 0 | 0 | 0 | 0 | 0 | 0 | 0 | 0 | 0 | 0 | 0 | 0 | 0 | 0 | 0 | 0 |  | 0 | 0 | 0 | 0 | 0 | 0 | 0 | 0 | 0 | 0 | 0 | 0 | 0 | 0 | 0 | [14 empty] | 0 | 0 | 0 | 0 | 0 | 0 | 0 | 0 | 0 | 0 | 0 | 0 | 0 | 0 | 0 |  | 0 | 0 | 0 | 0 | 0 | 0 | 0 | 0 | 0 | 0 | 0 | 0 | 0 | 0 | 0
PG&E GBA | Hicks | 230 | [15 empty] | 0 | 0 | 0 | 0 | 0 | 0 | 0 | 0 | 0 | 0 | 0 | 0 | 0 | 0 | 0 | 0 | 0 | 0 | 0 | 0 | 0 | 0 | 0 | 0 | 0 | 0 | 0 | 0 | 0 |  | 0 | 0 | 0 | 0 | 0 | 0 | 0 | 0 | 0 | 0 | 0 | 0 | 0 | 0 | 0 | [9 empty] | 106 |  |  |  |  | 1 | 0 | 0 | 0 | 0 | 0 | 0 | 0 | 0 | 0 | 106 | 0 | 0 | 0 | 0 |  | 0 | 0 | 0 | 0 | 0 | 0 | 0 | 0 | 0 | 106 | 0 | 0 | 0 | 0 | 1
PG&E NGBA | Higgins | 115 | [15 empty] | 0 | 0 | 0 | 0 | 0 | 0 | 0 | 0 | 0 | 0 | 0 | 0 | 0 | 0 | 0 | 0 | 0 | 0 | 0 | 0 | 0 | 0 | 0 | 0 | 0 | 0 | 0 | 0 | 0 |  | 0 | 0 | 0 | 0 | 0 | 0 | 0 | 0 | 0 | 0 | 0 | 0 | 0 | 0 | 0 | [14 empty] | 0 | 0 | 0 | 0 | 0 | 0 | 0 | 0 | 0 | 0 | 0 | 0 | 0 | 0 | 0 |  | 0 | 0 | 0 | 0 | 0 | 0 | 0 | 0 | 0 | 0 | 0 | 0 | 0 | 0 | 0
PG&E NGBA | Hilltop | 345 | [15 empty] | 0 | 0 | 0 | 0 | 0 | 0 | 0 | 0 | 0 | 0 | 0 | 0 | 0 | 0 | 0 | 159 | 0 | 0 | 0 | 0 | 0 | 0 | 0 | 0 | 0 | 0 | 0 | 0 | 0 |  | 159 | 0 | 0 | 0 | 0 | 0 | 0 | 0 | 0 | 0 | 0 | 0 | 0 | 0 | 1 | [14 empty] | 0 | 159 | 0 | 0 | 0 | 0 | 0 | 0 | 0 | 0 | 0 | 0 | 0 | 0 | 0 |  | 159 | 0 | 0 | 0 | 0 | 0 | 0 | 0 | 0 | 0 | 0 | 0 | 0 | 0 | 1
SCE Metro | Hinson | 230 | [15 empty] | 0 | 0 | 0 | 0 | 0 | 0 | 0 | 0 | 0.68 | 0 | 0 | 325 | 0 | 0 | 1 | 0 | 0 | 0 | 0 | 0 | 0 | 0 | 0 | 0 | 0 | 0 | 0 | 0 | 0 |  | 0 | 0 | 0 | 0 | 0 | 0 | 0 | 0 | 0.68 | 0 | 0 | 325 | 0 | 0 | 1 | [14 empty] | 0 | 0 | 0 | 0 | 0 | 0 | 0 | 0 | 0 | 0 | 0 | 0 | 0 | 0 | 0 |  | 0 | 0 | 0 | 0 | 0 | 0 | 0 | 0 | 0.68 | 0 | 0 | 325 | 0 | 0 | 1
PG&E GBA | Hollister | 115 | [15 empty] | 0 | 0 | 0 | 0 | 0 | 0 | 0 | 0 | 0 | 0 | 0 | 0 | 0 | 0 | 0 | 164 | 0 | 0 | 0 | 0 | 0 | 0 | 0 | 0 | 0 | 0 | 0 | 0 | 0 |  | 164 | 0 | 0 | 0 | 0 | 0 | 0 | 0 | 0 | 0 | 0 | 0 | 0 | 0 | 1 | [14 empty] | 0 | 164 | 0 | 0 | 0 | 0 | 0 | 0 | 0 | 0 | 0 | 0 | 0 | 0 | 0 |  | 164 | 0 | 0 | 0 | 0 | 0 | 0 | 0 | 0 | 0 | 0 | 0 | 0 | 0 | 1
PG&E NGBA | Homestake | 115 | [15 empty] | 0 | 0 | 0 | 0 | 0 | 0 | 0 | 0 | 0 | 0 | 0 | 0 | 0 | 0 | 0 | 0 | 0 | 0 | 0 | 0 | 0 | 0 | 0 | 0 | 0 | 0 | 0 | 0 | 0 |  | 0 | 0 | 0 | 0 | 0 | 0 | 0 | 0 | 0 | 0 | 0 | 0 | 0 | 0 | 0 | [14 empty] | 0 | 0 | 0 | 0 | 0 | 0 | 0 | 0 | 0 | 0 | 0 | 0 | 0 | 0 | 0 |  | 0 | 0 | 0 | 0 | 0 | 0 | 0 | 0 | 0 | 0 | 0 | 0 | 0 | 0 | 0
PG&E NGBA | Honcut | 115 | [15 empty] | 0 | 0 | 0 | 0 | 0 | 0 | 0 | 0 | 0 | 0 | 0 | 0 | 0 | 0 | 0 | 0 | 0 | 0 | 0 | 0 | 0 | 0 | 0 | 0 | 0 | 0 | 0 | 0 | 0 |  | 0 | 0 | 0 | 0 | 0 | 0 | 0 | 0 | 0 | 0 | 0 | 0 | 0 | 0 | 0 | [14 empty] | 0 | 0 | 0 | 0 | 0 | 0 | 0 | 0 | 0 | 0 | 0 | 0 | 0 | 0 | 0 |  | 0 | 0 | 0 | 0 | 0 | 0 | 0 | 0 | 0 | 0 | 0 | 0 | 0 | 0 | 0
SDGE | Hoodoo Wash | 500 | [15 empty] | 0 | 0 | 0 | 0 | 0 | 0 | 0 | 0 | 0 | 237.5 | 179 | 297.5 | 0 | 0 | 1 | 0 | 0 | 0 | 0 | 0 | 0 | 0 | 0 | 0 | 0 | 4814 | 0 | 365 | 0 |  | 0 | 0 | 0 | 0 | 0 | 0 | 0 | 0 | 0 | 237.5 | 4993 | 297.5 | 365 | 0 | 1 | [9 empty] | 303 | 500 |  |  |  | 1 | 0 | 0 | 0 | 0 | 0 | 0 | 0 | 0 | 0 | 303 | 5314 | 0 | 365 | 0 |  | 0 | 0 | 0 | 0 | 0 | 0 | 0 | 0 | 0 | 540.5 | 5493 | 297.5 | 365 | 0 | 1
PG&E NGBA | Hopland | 115 | [15 empty] | 0 | 0 | 0 | 0 | 0 | 0 | 0 | 0 | 0 | 0 | 0 | 0 | 0 | 0 | 0 | 0 | 0 | 0 | 0 | 0 | 0 | 0 | 0 | 0 | 0 | 0 | 0 | 0 | 0 |  | 0 | 0 | 0 | 0 | 0 | 0 | 0 | 0 | 0 | 0 | 0 | 0 | 0 | 0 | 0 | [14 empty] | 0 | 0 | 0 | 0 | 0 | 0 | 0 | 0 | 0 | 0 | 0 | 0 | 0 | 0 | 0 |  | 0 | 0 | 0 | 0 | 0 | 0 | 0 | 0 | 0 | 0 | 0 | 0 | 0 | 0 | 0
PG&E NGBA | Hopland | 60 | [15 empty] | 0 | 0 | 0 | 0 | 0 | 0 | 0 | 0 | 0 | 0 | 0 | 0 | 0 | 0 | 0 | 0 | 0 | 0 | 0 | 0 | 0 | 0 | 0 | 0 | 0 | 0 | 0 | 0 | 0 |  | 0 | 0 | 0 | 0 | 0 | 0 | 0 | 0 | 0 | 0 | 0 | 0 | 0 | 0 | 0 | [14 empty] | 0 | 0 | 0 | 0 | 0 | 0 | 0 | 0 | 0 | 0 | 0 | 0 | 0 | 0 | 0 |  | 0 | 0 | 0 | 0 | 0 | 0 | 0 | 0 | 0 | 0 | 0 | 0 | 0 | 0 | 0
PG&E NGBA | Humboldt | 115 | [15 empty] | 0 | 0 | 0 | 0 | 0 | 0 | 0 | 0 | 0 | 0 | 0 | 0 | 0 | 0 | 0 | 0 | 0 | 0 | 0 | 0 | 0 | 0 | 0 | 0 | 0 | 0 | 0 | 0 | 0 |  | 0 | 0 | 0 | 0 | 0 | 0 | 0 | 0 | 0 | 0 | 0 | 0 | 0 | 0 | 0 | [14 empty] | 0 | 0 | 0 | 0 | 0 | 0 | 0 | 0 | 0 | 0 | 0 | 0 | 0 | 0 | 0 |  | 0 | 0 | 0 | 0 | 0 | 0 | 0 | 0 | 0 | 0 | 0 | 0 | 0 | 0 | 0
PG&E NGBA | Humboldt | 60 | [15 empty] | 0 | 0 | 0 | 0 | 0 | 0 | 0 | 0 | 1.999 | 0 | 0 | 0 | 0 | 0 | 1 | 0 | 0 | 0 | 0 | 0 | 0 | 0 | 0 | 0 | 0 | 0 | 0 | 0 | 0 |  | 0 | 0 | 0 | 0 | 0 | 0 | 0 | 0 | 1.999 | 0 | 0 | 0 | 0 | 0 | 1 | [14 empty] | 0 | 0 | 0 | 0 | 0 | 0 | 0 | 0 | 0 | 0 | 0 | 0 | 0 | 0 | 0 |  | 0 | 0 | 0 | 0 | 0 | 0 | 0 | 0 | 1.999 | 0 | 0 | 0 | 0 | 0 | 1
PG&E NGBA | Humboldt | 500 | [15 empty] | 0 | 0 | 0 | 0 | 0 | 0 | 0 | 0 | 0 | 0 | 0 | 0 | 0 | 0 | 0 | 0 | 0 | 0 | 0 | 0 | 0 | 0 | 0 | 0 | 0 | 457.3 | 0 | 0 | 0 |  | 0 | 0 | 0 | 0 | 0 | 0 | 0 | 0 | 0 | 0 | 457.3 | 0 | 0 | 0 | 1 |  |  | 100 | [11 empty] | 1 | 0 | 0 | 100 | 0 | 0 | 0 | 0 | 0 | 0 | 0 | 457.3 | 0 | 0 | 0 |  | 0 | 0 | 100 | 0 | 0 | 0 | 0 | 0 | 0 | 0 | 457.3 | 0 | 0 | 0 | 1
SCE Metro | Huntington Beach | 230 | [15 empty] | 0 | 0 | 0 | 0 | 0 | 0 | 0 | 0 | 0 | 0 | 0 | 0 | 0 | 0 | 0 | 0 | 0 | 0 | 0 | 0 | 0 | 0 | 0 | 0 | 0 | 0 | 0 | 0 | 0 |  | 0 | 0 | 0 | 0 | 0 | 0 | 0 | 0 | 0 | 0 | 0 | 0 | 0 | 0 | 0 | [14 empty] | 0 | 0 | 0 | 0 | 0 | 0 | 0 | 0 | 0 | 0 | 0 | 0 | 0 | 0 | 0 |  | 0 | 0 | 0 | 0 | 0 | 0 | 0 | 0 | 0 | 0 | 0 | 0 | 0 | 0 | 0
PG&E NGBA | Ignacio | 115 | [15 empty] | 0 | 0 | 0 | 0 | 0 | 0 | 0 | 0 | 0 | 0 | 0 | 0 | 0 | 0 | 0 | 0 | 0 | 0 | 0 | 0 | 0 | 0 | 0 | 0 | 0 | 0 | 0 | 0 | 0 |  | 0 | 0 | 0 | 0 | 0 | 0 | 0 | 0 | 0 | 0 | 0 | 0 | 0 | 0 | 0 | [14 empty] | 0 | 0 | 0 | 0 | 0 | 0 | 0 | 0 | 0 | 0 | 0 | 0 | 0 | 0 | 0 |  | 0 | 0 | 0 | 0 | 0 | 0 | 0 | 0 | 0 | 0 | 0 | 0 | 0 | 0 | 0
PG&E NGBA | Ignacio | 230 | [15 empty] | 0 | 0 | 0 | 0 | 0 | 0 | 0 | 0 | 0 | 0 | 0 | 0 | 0 | 0 | 0 | 0 | 0 | 0 | 0 | 0 | 0 | 0 | 0 | 0 | 0 | 0 | 0 | 0 | 0 |  | 0 | 0 | 0 | 0 | 0 | 0 | 0 | 0 | 0 | 0 | 0 | 0 | 0 | 0 | 0 | [14 empty] | 0 | 0 | 0 | 0 | 0 | 0 | 0 | 0 | 0 | 0 | 0 | 0 | 0 | 0 | 0 |  | 0 | 0 | 0 | 0 | 0 | 0 | 0 | 0 | 0 | 0 | 0 | 0 | 0 | 0 | 0
PG&E NGBA | Ignacio | 60 | [15 empty] | 0 | 0 | 0 | 0 | 0 | 0 | 0 | 0 | 0 | 0 | 0 | 0 | 0 | 0 | 0 | 0 | 0 | 0 | 0 | 0 | 0 | 0 | 0 | 0 | 0 | 0 | 0 | 0 | 0 |  | 0 | 0 | 0 | 0 | 0 | 0 | 0 | 0 | 0 | 0 | 0 | 0 | 0 | 0 | 0 | [14 empty] | 0 | 0 | 0 | 0 | 0 | 0 | 0 | 0 | 0 | 0 | 0 | 0 | 0 | 0 | 0 |  | 0 | 0 | 0 | 0 | 0 | 0 | 0 | 0 | 0 | 0 | 0 | 0 | 0 | 0 | 0
SDGE | Imperial Beach | 69 | [15 empty] | 0 | 0 | 0 | 0 | 0 | 0 | 0 | 0 | 0 | 0 | 0 | 0 | 0 | 0 | 0 | 0 | 0 | 0 | 0 | 0 | 0 | 0 | 0 | 0 | 0 | 0 | 0 | 0 | 0 |  | 0 | 0 | 0 | 0 | 0 | 0 | 0 | 0 | 0 | 0 | 0 | 0 | 0 | 0 | 0 | [14 empty] | 0 | 0 | 0 | 0 | 0 | 0 | 0 | 0 | 0 | 0 | 0 | 0 | 0 | 0 | 0 |  | 0 | 0 | 0 | 0 | 0 | 0 | 0 | 0 | 0 | 0 | 0 | 0 | 0 | 0 | 0
SDGE | Imperial Valley | 230 | [15 empty] | 25 | 0 | 0 | 0 | 0 | 0 | 0 | 0 | 0 | 0 | 107 | 528 | 0 | 0 | 1 | 975 | 0 | 0 | 0 | 0 | 0 | 0 | 0 | 0 | 500 | 0 | 0 |  | 0 |  | 1000 | 0 | 0 | 0 | 0 | 0 | 0 | 0 | 0 | 500 | 107 | 528 | 0 | 0 | 1 | [14 empty] | 0 | 975 | 0 | 0 | 0 | 0 | 0 | 0 | 0 | 0 | 500 | 0 | 0 | 0 | 0 |  | 1000 | 0 | 0 | 0 | 0 | 0 | 0 | 0 | 0 | 500 | 107 | 528 | 0 | 0 | 1
SDGE | Imperial Valley | 500 | [15 empty] | 0 | 0 | 0 | 0 | 0 | 0 | 0 | 0 | 0 | 0 | 0 | 0 | 0 | 0 | 0 | 0 | 0 | 0 | 0 | 0 | 0 | 0 | 0 | 0 | 0 | 0 | 0 | 0 | 0 |  | 0 | 0 | 0 | 0 | 0 | 0 | 0 | 0 | 0 | 0 | 0 | 0 | 0 | 0 | 0 | [9 empty] | 250 | 250 |  |  |  | 1 | 0 | 0 | 0 | 0 | 0 | 0 | 0 | 0 | 0 | 250 | 250 | 0 | 0 | 0 |  | 0 | 0 | 0 | 0 | 0 | 0 | 0 | 0 | 0 | 250 | 250 | 0 | 0 | 0 | 1
EOP | Innovation | 138 | [15 empty] | 0 | 0 | 0 | 0 | 0 | 0 | 0 | 0 | 0 | 0 | 0 | 0 | 0 | 0 | 0 | 0 | 0 | 0 | 0 | 0 | 0 | 0 | 0 | 0 | 0 | 0 | 0 | 0 | 0 |  | 0 | 0 | 0 | 0 | 0 | 0 | 0 | 0 | 0 | 0 | 0 | 0 | 0 | 0 | 0 | [14 empty] | 0 | 0 | 0 | 0 | 0 | 0 | 0 | 0 | 0 | 0 | 0 | 0 | 0 | 0 | 0 |  | 0 | 0 | 0 | 0 | 0 | 0 | 0 | 0 | 0 | 0 | 0 | 0 | 0 | 0 | 0
EOP | Innovation | 230 | [15 empty] | 0 | 0 | 0 | 0 | 0 | 0 | 0 | 0 | 0 | 0 | 0 | 0 | 0 | 0 | 0 | 0 | 0 | 0 | 0 | 0 | 0 | 0 | 0 | 0 | 0 | 0 | 0 | 0 | 0 |  | 0 | 0 | 0 | 0 | 0 | 0 | 0 | 0 | 0 | 0 | 0 | 0 | 0 | 0 | 0 | [14 empty] | 0 | 0 | 0 | 0 | 0 | 0 | 0 | 0 | 0 | 0 | 0 | 0 | 0 | 0 | 0 |  | 0 | 0 | 0 | 0 | 0 | 0 | 0 | 0 | 0 | 0 | 0 | 0 | 0 | 0 | 0
SCE NOL | Inyokern | 115 | [15 empty] | 0 | 0 | 0 | 0 | 0 | 0 | 0 | 0 | 0 | 0 | 31.8 | 0 | 0 | 0 | 1 | 116 | 0 | 0 | 0 | 0 | 0 | 0 | 0 | 0 |  | 0 | 0 | 0 | 0 |  | 116 | 0 | 0 | 0 | 0 | 0 | 0 | 0 | 0 | 0 | 31.8 | 0 | 0 | 0 | 1 | [14 empty] | 0 | 116 | 0 | 0 | 0 | 0 | 0 | 0 | 0 | 0 | 0 | 0 | 0 | 0 | 0 |  | 116 | 0 | 0 | 0 | 0 | 0 | 0 | 0 | 0 | 0 | 31.8 | 0 | 0 | 0 | 1
EOP | IS Tap | 138 | [15 empty] | 0 | 0 | 0 | 0 | 0 | 0 | 0 | 0 | 0 | 0 | 0 | 0 | 0 | 0 | 0 | 0 | 0 | 0 | 0 | 0 | 0 | 0 | 0 | 0 | 0 | 0 | 0 | 0 | 0 |  | 0 | 0 | 0 | 0 | 0 | 0 | 0 | 0 | 0 | 0 | 0 | 0 | 0 | 0 | 0 | [14 empty] | 0 | 0 | 0 | 0 | 0 | 0 | 0 | 0 | 0 | 0 | 0 | 0 | 0 | 0 | 0 |  | 0 | 0 | 0 | 0 | 0 | 0 | 0 | 0 | 0 | 0 | 0 | 0 | 0 | 0 | 0
EOP | Ivanpah | 115 | [15 empty] | 0 | 0 | 0 | 0 | 0 | 0 | 0 | 0 | 0 | 0 | 0 | 0 | 0 | 0 | 0 | 0 | 0 | 0 | 0 | 0 | 0 | 0 | 0 | 0 | 0 | 0 | 0 | 0 | 0 |  | 0 | 0 | 0 | 0 | 0 | 0 | 0 | 0 | 0 | 0 | 0 | 0 | 0 | 0 | 0 | [14 empty] | 0 | 0 | 0 | 0 | 0 | 0 | 0 | 0 | 0 | 0 | 0 | 0 | 0 | 0 | 0 |  | 0 | 0 | 0 | 0 | 0 | 0 | 0 | 0 | 0 | 0 | 0 | 0 | 0 | 0 | 0
EOP | Ivanpah | 230 | [15 empty] | 0 | 0 | 0 | 0 | 0 | 0 | 0 | 0 | 0 | 0 | 0 | 0 | 0 | 0 | 0 | 0 | 0 | 0 | 0 | 0 | 0 | 0 | 0 | 0 | 0 | 0 | 0 | 0 | 0 |  | 0 | 0 | 0 | 0 | 0 | 0 | 0 | 0 | 0 | 0 | 0 | 0 | 0 | 0 | 0 | [14 empty] | 0 | 0 | 0 | 0 | 0 | 0 | 0 | 0 | 0 | 0 | 0 | 0 | 0 | 0 | 0 |  | 0 | 0 | 0 | 0 | 0 | 0 | 0 | 0 | 0 | 0 | 0 | 0 | 0 | 0 | 0
EOP | Jackass (DOE) | 138 | [15 empty] | 0 | 0 | 0 | 0 | 0 | 0 | 0 | 0 | 0 | 0 | 0 | 0 | 0 | 0 | 0 | 0 | 0 | 0 | 0 | 0 | 0 | 0 | 0 | 0 | 0 | 0 | 0 | 0 | 0 |  | 0 | 0 | 0 | 0 | 0 | 0 | 0 | 0 | 0 | 0 | 0 | 0 | 0 | 0 | 0 | [14 empty] | 0 | 0 | 0 | 0 | 0 | 0 | 0 | 0 | 0 | 0 | 0 | 0 | 0 | 0 | 0 |  | 0 | 0 | 0 | 0 | 0 | 0 | 0 | 0 | 0 | 0 | 0 | 0 | 0 | 0 | 0
PG&E NGBA | James B Black | 230 | [15 empty] | 0 | 0 | 0 | 0 | 0 | 0 | 0 | 0 | 0 | 0 | 0 | 0 | 0 | 0 | 0 | 131 | 0 | 0 | 0 | 0 | 0 | 0 | 0 | 0 | 0 | 0 | 0 | 0 | 0 |  | 131 | 0 | 0 | 0 | 0 | 0 | 0 | 0 | 0 | 0 | 0 | 0 | 0 | 0 | 1 | [14 empty] | 0 | 131 | 0 | 0 | 0 | 0 | 0 | 0 | 0 | 0 | 0 | 0 | 0 | 0 | 0 |  | 131 | 0 | 0 | 0 | 0 | 0 | 0 | 0 | 0 | 0 | 0 | 0 | 0 | 0 | 1
PG&E GBA | Jefferson | 230 | [15 empty] | 0 | 0 | 0 | 0 | 0 | 0 | 0 | 0 | 0 | 0 | 0 | 0 | 0 | 0 | 0 | 0 | 0 | 0 | 0 | 0 | 0 | 0 | 0 | 0 | 0 | 0 | 0 | 0 | 0 |  | 0 | 0 | 0 | 0 | 0 | 0 | 0 | 0 | 0 | 0 | 0 | 0 | 0 | 0 | 0 | [14 empty] | 0 | 0 | 0 | 0 | 0 | 0 | 0 | 0 | 0 | 0 | 0 | 0 | 0 | 0 | 0 |  | 0 | 0 | 0 | 0 | 0 | 0 | 0 | 0 | 0 | 0 | 0 | 0 | 0 | 0 | 0
PG&E NGBA | Jessup | 115 | [15 empty] | 0 | 0 | 0 | 0 | 0 | 0 | 0 | 0 | 0 | 0 | 0 | 0 | 0 | 0 | 0 | 100 | 0 | 0 | 0 | 0 | 0 | 0 | 0 | 0 | 0 | 0 | 0 | 0 | 0 |  | 100 | 0 | 0 | 0 | 0 | 0 | 0 | 0 | 0 | 0 | 0 | 0 | 0 | 0 | 1 | [14 empty] | 0 | 100 | 0 | 0 | 0 | 0 | 0 | 0 | 0 | 0 | 0 | 0 | 0 | 0 | 0 |  | 100 | 0 | 0 | 0 | 0 | 0 | 0 | 0 | 0 | 0 | 0 | 0 | 0 | 0 | 1
SCE Metro | Johanna | 230 | [15 empty] | 0 | 0 | 0 | 0 | 0 | 0 | 0 | 0 | 0 | 0 | 0 | 0 | 0 | 0 | 0 | 0 | 0 | 0 | 0 | 0 | 0 | 0 | 0 | 0 | 0 | 0 | 0 | 0 | 0 |  | 0 | 0 | 0 | 0 | 0 | 0 | 0 | 0 | 0 | 0 | 0 | 0 | 0 | 0 | 0 | [14 empty] | 0 | 0 | 0 | 0 | 0 | 0 | 0 | 0 | 0 | 0 | 0 | 0 | 0 | 0 | 0 |  | 0 | 0 | 0 | 0 | 0 | 0 | 0 | 0 | 0 | 0 | 0 | 0 | 0 | 0 | 0
SCE Eastern | Julian Hinds | 230 | [15 empty] | 0 | 0 | 0 | 0 | 0 | 0 | 0 | 0 | 0 | 0 | 0 | 0 | 0 | 0 | 0 | 0 | 0 | 0 | 0 | 0 | 0 | 0 | 0 | 0 | 0 | 0 | 0 | 0 | 0 |  | 0 | 0 | 0 | 0 | 0 | 0 | 0 | 0 | 0 | 0 | 0 | 0 | 0 | 0 | 0 | [14 empty] | 0 | 0 | 0 | 0 | 0 | 0 | 0 | 0 | 0 | 0 | 0 | 0 | 0 | 0 | 0 |  | 0 | 0 | 0 | 0 | 0 | 0 | 0 | 0 | 0 | 0 | 0 | 0 | 0 | 0 | 0
PG&E GBA | Kasson | 115 | [15 empty] | 0 | 0 | 0 | 0 | 0 | 0 | 0 | 0 | 0 | 0 | 0 | 0 | 0 | 0 | 0 | 0 | 0 | 0 | 0 | 0 | 0 | 0 | 0 | 0 | 0 | 0 | 0 | 0 | 0 |  | 0 | 0 | 0 | 0 | 0 | 0 | 0 | 0 | 0 | 0 | 0 | 0 | 0 | 0 | 0 | [14 empty] | 0 | 0 | 0 | 0 | 0 | 0 | 0 | 0 | 0 | 0 | 0 | 0 | 0 | 0 | 0 |  | 0 | 0 | 0 | 0 | 0 | 0 | 0 | 0 | 0 | 0 | 0 | 0 | 0 | 0 | 0
PG&E GBA | Kasson | 60 | [15 empty] | 0 | 0 | 0 | 0 | 0 | 0 | 0 | 0 | 0 | 0 | 0 | 0 | 0 | 0 | 0 | 0 | 0 | 0 | 0 | 0 | 0 | 0 | 0 | 0 | 0 | 0 | 0 | 0 | 0 |  | 0 | 0 | 0 | 0 | 0 | 0 | 0 | 0 | 0 | 0 | 0 | 0 | 0 | 0 | 0 | [14 empty] | 0 | 0 | 0 | 0 | 0 | 0 | 0 | 0 | 0 | 0 | 0 | 0 | 0 | 0 | 0 |  | 0 | 0 | 0 | 0 | 0 | 0 | 0 | 0 | 0 | 0 | 0 | 0 | 0 | 0 | 0
PG&E FRESNO | Kearney | 230 | [15 empty] | 0 | 0 | 0 | 0 | 0 | 0 | 0 | 0 | 0 | 0 | 0 | 0 | 0 | 0 | 0 | 0 | 0 | 0 | 0 | 0 | 0 | 0 | 0 | 0 | 0 | 0 | 0 | 0 | 0 |  | 0 | 0 | 0 | 0 | 0 | 0 | 0 | 0 | 0 | 0 | 0 | 0 | 0 | 0 | 0 | [14 empty] | 0 | 0 | 0 | 0 | 0 | 0 | 0 | 0 | 0 | 0 | 0 | 0 | 0 | 0 | 0 |  | 0 | 0 | 0 | 0 | 0 | 0 | 0 | 0 | 0 | 0 | 0 | 0 | 0 | 0 | 0
PG&E FRESNO | Kearney | 70 | [15 empty] | 0 | 0 | 0 | 0 | 0 | 0 | 0 | 0 | 0 | 0 | 0 | 0 | 0 | 0 | 0 | 0 | 0 | 0 | 0 | 0 | 0 | 0 | 0 | 0 | 0 | 0 | 0 | 0 | 0 |  | 0 | 0 | 0 | 0 | 0 | 0 | 0 | 0 | 0 | 0 | 0 | 0 | 0 | 0 | 0 | [14 empty] | 0 | 0 | 0 | 0 | 0 | 0 | 0 | 0 | 0 | 0 | 0 | 0 | 0 | 0 | 0 |  | 0 | 0 | 0 | 0 | 0 | 0 | 0 | 0 | 0 | 0 | 0 | 0 | 0 | 0 | 0
PG&E GBA | Kelso | 230 | [15 empty] | 0 | 0 | 0 | 0 | 0 | 0 | 0 | 0 | 0 | 0 | 0 | 90.7 | 0 | 0 | 1 | 0 | 0 | 0 | 0 | 0 | 0 | 0 | 0 | 0 | 0 | 0 | 0 | 0 | 0 |  | 0 | 0 | 0 | 0 | 0 | 0 | 0 | 0 | 0 | 0 | 0 | 90.7 | 0 | 0 | 1 | [14 empty] | 0 | 0 | 0 | 0 | 0 | 0 | 0 | 0 | 0 | 0 | 0 | 0 | 0 | 0 | 0 |  | 0 | 0 | 0 | 0 | 0 | 0 | 0 | 0 | 0 | 0 | 0 | 90.7 | 0 | 0 | 1
PG&E FRESNO | Kerchoff 1 | 115 | [15 empty] | 0 | 0 | 0 | 0 | 0 | 0 | 0 | 0 | 0 | 0 | 0 | 0 | 0 | 0 | 0 | 0 | 0 | 0 | 0 | 0 | 0 | 0 | 0 | 0 | 0 | 0 | 0 | 0 | 0 |  | 0 | 0 | 0 | 0 | 0 | 0 | 0 | 0 | 0 | 0 | 0 | 0 | 0 | 0 | 0 | [14 empty] | 0 | 0 | 0 | 0 | 0 | 0 | 0 | 0 | 0 | 0 | 0 | 0 | 0 | 0 | 0 |  | 0 | 0 | 0 | 0 | 0 | 0 | 0 | 0 | 0 | 0 | 0 | 0 | 0 | 0 | 0
PG&E KERN | Kern Oil | 115 | [15 empty] | 0 | 0 | 0 | 0 | 0 | 0 | 0 | 0 | 0 | 0 | 0 | 0 | 0 | 0 | 0 | 0 | 0 | 0 | 0 | 0 | 0 | 0 | 0 | 0 | 0 | 100 | 0 | 0 | 0 |  | 0 | 0 | 0 | 0 | 0 | 0 | 0 | 0 | 0 | 0 | 100 | 0 | 0 | 0 | 1 | [14 empty] | 0 | 0 | 0 | 0 | 0 | 0 | 0 | 0 | 0 | 0 | 0 | 100 | 0 | 0 | 0 |  | 0 | 0 | 0 | 0 | 0 | 0 | 0 | 0 | 0 | 0 | 100 | 0 | 0 | 0 | 1
PG&E KERN | Kern PP | 115 | [15 empty] | 0 | 0 | 0 | 0 | 0 | 0 | 0 | 0 | 0 | 0 | 0 | 0 | 0 | 0 | 0 | 0 | 0 | 0 | 0 | 0 | 0 | 0 | 0 | 0 | 0 | 50 | 0 | 0 | 0 |  | 0 | 0 | 0 | 0 | 0 | 0 | 0 | 0 | 0 | 0 | 50 | 0 | 0 | 0 | 1 | [14 empty] | 0 | 0 | 0 | 0 | 0 | 0 | 0 | 0 | 0 | 0 | 0 | 50 | 0 | 0 | 0 |  | 0 | 0 | 0 | 0 | 0 | 0 | 0 | 0 | 0 | 0 | 50 | 0 | 0 | 0 | 1
PG&E KERN | Kern PP | 230 | [15 empty] | 0 | 0 | 0 | 0 | 0 | 0 | 0 | 0 | 0 | 0 | 0 | 0 | 0 | 0 | 0 | 0 | 0 | 0 | 0 | 0 | 0 | 0 | 0 | 0 | 0 | 0 | 0 | 0 | 0 |  | 0 | 0 | 0 | 0 | 0 | 0 | 0 | 0 | 0 | 0 | 0 | 0 | 0 | 0 | 0 | [14 empty] | 0 | 0 | 0 | 0 | 0 | 0 | 0 | 0 | 0 | 0 | 0 | 0 | 0 | 0 | 0 |  | 0 | 0 | 0 | 0 | 0 | 0 | 0 | 0 | 0 | 0 | 0 | 0 | 0 | 0 | 0
PG&E KERN | Kern PP | 70 | [15 empty] | 0 | 0 | 0 | 0 | 0 | 0 | 0 | 0 | 0 | 0 | 0 | 0 | 0 | 0 | 0 | 0 | 0 | 0 | 0 | 0 | 0 | 0 | 0 | 0 | 0 | 0 | 0 | 0 | 0 |  | 0 | 0 | 0 | 0 | 0 | 0 | 0 | 0 | 0 | 0 | 0 | 0 | 0 | 0 | 0 | [14 empty] | 0 | 0 | 0 | 0 | 0 | 0 | 0 | 0 | 0 | 0 | 0 | 0 | 0 | 0 | 0 |  | 0 | 0 | 0 | 0 | 0 | 0 | 0 | 0 | 0 | 0 | 0 | 0 | 0 | 0 | 0
PG&E KERN | Kernridge | 115 | [15 empty] | 0 | 0 | 0 | 0 | 0 | 0 | 0 | 0 | 0 | 0 | 0 | 0 | 0 | 0 | 0 | 0 | 0 | 0 | 0 | 0 | 0 | 0 | 0 | 0 | 0 | 0 | 0 | 0 | 0 |  | 0 | 0 | 0 | 0 | 0 | 0 | 0 | 0 | 0 | 0 | 0 | 0 | 0 | 0 | 0 | [14 empty] | 0 | 0 | 0 | 0 | 0 | 0 | 0 | 0 | 0 | 0 | 0 | 0 | 0 | 0 | 0 |  | 0 | 0 | 0 | 0 | 0 | 0 | 0 | 0 | 0 | 0 | 0 | 0 | 0 | 0 | 0
PG&E FRESNO | Kingsburg | 115 | [15 empty] | 0 | 0 | 0 | 0 | 0 | 0 | 0 | 0 | 0 | 0 | 0 | 0 | 0 | 0 | 0 | 0 | 0 | 0 | 0 | 0 | 0 | 0 | 0 | 0 | 0 | 0 | 0 | 0 | 0 |  | 0 | 0 | 0 | 0 | 0 | 0 | 0 | 0 | 0 | 0 | 0 | 0 | 0 | 0 | 0 | [14 empty] | 0 | 0 | 0 | 0 | 0 | 0 | 0 | 0 | 0 | 0 | 0 | 0 | 0 | 0 | 0 |  | 0 | 0 | 0 | 0 | 0 | 0 | 0 | 0 | 0 | 0 | 0 | 0 | 0 | 0 | 0
PG&E GBA | Kirker | 115 | [15 empty] | 0 | 0 | 0 | 0 | 0 | 0 | 0 | 0 | 2.9 | 0 | 0 | 0 | 0 | 0 | 1 | 0 | 0 | 0 | 0 | 0 | 0 | 0 | 0 | 0 | 0 | 0 | 0 | 0 | 0 |  | 0 | 0 | 0 | 0 | 0 | 0 | 0 | 0 | 2.9 | 0 | 0 | 0 | 0 | 0 | 1 | [14 empty] | 0 | 0 | 0 | 0 | 0 | 0 | 0 | 0 | 0 | 0 | 0 | 0 | 0 | 0 | 0 |  | 0 | 0 | 0 | 0 | 0 | 0 | 0 | 0 | 2.9 | 0 | 0 | 0 | 0 | 0 | 1
PG&E NGBA | Knights Landing | 115 | [15 empty] | 0 | 0 | 0 | 0 | 0 | 0 | 0 | 0 | 0 | 0 | 0 | 0 | 0 | 0 | 0 | 0 | 0 | 0 | 0 | 0 | 0 | 0 | 0 | 0 | 0 | 0 | 0 | 0 | 0 |  | 0 | 0 | 0 | 0 | 0 | 0 | 0 | 0 | 0 | 0 | 0 | 0 | 0 | 0 | 0 | [14 empty] | 0 | 0 | 0 | 0 | 0 | 0 | 0 | 0 | 0 | 0 | 0 | 0 | 0 | 0 | 0 |  | 0 | 0 | 0 | 0 | 0 | 0 | 0 | 0 | 0 | 0 | 0 | 0 | 0 | 0 | 0
PG&E NGBA | Konocti | 60 | [15 empty] | 0 | 0 | 0 | 0 | 0 | 0 | 0 | 0 | 0 | 0 | 0 | 0 | 0 | 0 | 0 | 0 | 0 | 0 | 0 | 0 | 0 | 0 | 0 | 0 | 0 | 0 | 0 | 0 | 0 |  | 0 | 0 | 0 | 0 | 0 | 0 | 0 | 0 | 0 | 0 | 0 | 0 | 0 | 0 | 0 | [14 empty] | 0 | 0 | 0 | 0 | 0 | 0 | 0 | 0 | 0 | 0 | 0 | 0 | 0 | 0 | 0 |  | 0 | 0 | 0 | 0 | 0 | 0 | 0 | 0 | 0 | 0 | 0 | 0 | 0 | 0 | 0
SCE NOL | Kramer | 115 | [15 empty] | 0 | 0 | 0 | 0 | 0 | 0 | 0 | 0 | 0 | 0 | 4 | 0 | 6 | 0 | 1 | 0 | 0 | 0 | 0 | 0 | 0 | 0 | 0 | 0 | 0 | 0 | 0 | 0 | 0 |  | 0 | 0 | 0 | 0 | 0 | 0 | 0 | 0 | 0 | 0 | 4 | 0 | 6 | 0 | 1 | [14 empty] | 0 | 0 | 0 | 0 | 0 | 0 | 0 | 0 | 0 | 0 | 0 | 0 | 0 | 0 | 0 |  | 0 | 0 | 0 | 0 | 0 | 0 | 0 | 0 | 0 | 0 | 4 | 0 | 6 | 0 | 1
SCE NOL | Kramer | 230 | [15 empty] | 0 | 0 | 0 | 0 | 0 | 0 | 0 | 0 | 0 | 70 | 200 | 225 | 0 | 0 | 1 | 0 | 0 | 0 | 0 | 0 | 0 | 0 | 0 | 0 | 0 | 0 | 0 | 0 | 0 |  | 0 | 0 | 0 | 0 | 0 | 0 | 0 | 0 | 0 | 70 | 200 | 225 | 0 | 0 | 1 | [14 empty] | 0 | 0 | 0 | 0 | 0 | 0 | 0 | 0 | 0 | 0 | 0 | 0 | 0 | 0 | 0 |  | 0 | 0 | 0 | 0 | 0 | 0 | 0 | 0 | 0 | 70 | 200 | 225 | 0 | 0 | 1
SCE Metro | La Cienega | 230 | [15 empty] | 0 | 0 | 0 | 0 | 0 | 0 | 0 | 0 | 0 | 0 | 0 | 0 | 0 | 0 | 0 | 0 | 0 | 0 | 0 | 0 | 0 | 0 | 0 | 0 | 0 | 0 | 0 | 0 | 0 |  | 0 | 0 | 0 | 0 | 0 | 0 | 0 | 0 | 0 | 0 | 0 | 0 | 0 | 0 | 0 | [14 empty] | 0 | 0 | 0 | 0 | 0 | 0 | 0 | 0 | 0 | 0 | 0 | 0 | 0 | 0 | 0 |  | 0 | 0 | 0 | 0 | 0 | 0 | 0 | 0 | 0 | 0 | 0 | 0 | 0 | 0 | 0
SCE Metro | La Fresa | 230 | [15 empty] | 0 | 0 | 0 | 0 | 0 | 0 | 0 | 0 | 0 | 0 | 0 | 0 | 0 | 0 | 0 | 0 | 0 | 0 | 0 | 0 | 0 | 0 | 0 | 0 | 0 | 0 | 0 | 0 | 0 |  | 0 | 0 | 0 | 0 | 0 | 0 | 0 | 0 | 0 | 0 | 0 | 0 | 0 | 0 | 0 | [14 empty] | 0 | 0 | 0 | 0 | 0 | 0 | 0 | 0 | 0 | 0 | 0 | 0 | 0 | 0 | 0 |  | 0 | 0 | 0 | 0 | 0 | 0 | 0 | 0 | 0 | 0 | 0 | 0 | 0 | 0 | 0
SCE Metro | Laguna Bell | 230 | [15 empty] | 0 | 0 | 0 | 0 | 0 | 0 | 0 | 0 | 0.68 | 0 | 0 | 250 | 0 | 0 | 1 | 0 | 0 | 0 | 0 | 0 | 0 | 0 | 0 | 0 | 0 | 0 | 0 | 0 | 0 |  | 0 | 0 | 0 | 0 | 0 | 0 | 0 | 0 | 0.68 | 0 | 0 | 250 | 0 | 0 | 1 | [14 empty] | 0 | 0 | 0 | 0 | 0 | 0 | 0 | 0 | 0 | 0 | 0 | 0 | 0 | 0 | 0 |  | 0 | 0 | 0 | 0 | 0 | 0 | 0 | 0 | 0.68 | 0 | 0 | 250 | 0 | 0 | 1
PG&E KERN | Lakeview | 70 | [15 empty] | 0 | 0 | 0 | 0 | 0 | 0 | 0 | 0 | 0 | 0 | 0 | 65.6 | 0 | 0 | 1 | 0 | 0 | 0 | 0 | 0 | 0 | 0 | 0 | 0 | 0 | 0 | 0 | 0 | 0 |  | 0 | 0 | 0 | 0 | 0 | 0 | 0 | 0 | 0 | 0 | 0 | 65.6 | 0 | 0 | 1 | [14 empty] | 0 | 0 | 0 | 0 | 0 | 0 | 0 | 0 | 0 | 0 | 0 | 0 | 0 | 0 | 0 |  | 0 | 0 | 0 | 0 | 0 | 0 | 0 | 0 | 0 | 0 | 0 | 65.6 | 0 | 0 | 1
PG&E NGBA | Lakeville | 230 | [15 empty] | 0 | 0 | 0 | 0 | 0 | 0 | 0 | 0 | 0 | 0 | 0 | 0 | 0 | 0 | 0 | 0 | 0 | 0 | 0 | 0 | 0 | 0 | 0 | 0 | 0 | 0 | 0 | 0 | 0 |  | 0 | 0 | 0 | 0 | 0 | 0 | 0 | 0 | 0 | 0 | 0 | 0 | 0 | 0 | 0 | [14 empty] | 0 | 0 | 0 | 0 | 0 | 0 | 0 | 0 | 0 | 0 | 0 | 0 | 0 | 0 | 0 |  | 0 | 0 | 0 | 0 | 0 | 0 | 0 | 0 | 0 | 0 | 0 | 0 | 0 | 0 | 0
PG&E NGBA | Lakeville | 60 | [15 empty] | 0 | 0 | 0 | 0 | 0 | 0 | 0 | 0 | 0 | 0 | 0 | 0 | 0 | 0 | 0 | 0 | 0 | 0 | 0 | 0 | 0 | 0 | 0 | 0 | 0 | 0 | 0 | 0 | 0 |  | 0 | 0 | 0 | 0 | 0 | 0 | 0 | 0 | 0 | 0 | 0 | 0 | 0 | 0 | 0 | [14 empty] | 0 | 0 | 0 | 0 | 0 | 0 | 0 | 0 | 0 | 0 | 0 | 0 | 0 | 0 | 0 |  | 0 | 0 | 0 | 0 | 0 | 0 | 0 | 0 | 0 | 0 | 0 | 0 | 0 | 0 | 0
PG&E NGBA | Lakeville | 115 | [15 empty] | 0 | 0 | 0 | 0 | 0 | 0 | 0 | 0 | 0 | 0 | 0 | 50 | 0 | 0 | 1 | 20 | 0 | 0 | 0 | 0 | 0 | 0 | 0 | 0 | 0 | 0 | 0 | 0 | 0 |  | 20 | 0 | 0 | 0 | 0 | 0 | 0 | 0 | 0 | 0 | 0 | 50 | 0 | 0 | 1 | [14 empty] | 0 | 20 | 0 | 0 | 0 | 0 | 0 | 0 | 0 | 0 | 0 | 0 | 0 | 0 | 0 |  | 20 | 0 | 0 | 0 | 0 | 0 | 0 | 0 | 0 | 0 | 0 | 50 | 0 | 0 | 1
PG&E GBA | Lakewood | 115 | [15 empty] | 0 | 0 | 0 | 0 | 0 | 0 | 0 | 0 | 0 | 0 | 0 | 0 | 0 | 0 | 0 | 0 | 0 | 0 | 0 | 0 | 0 | 0 | 0 | 0 | 0 | 0 | 0 | 0 | 0 |  | 0 | 0 | 0 | 0 | 0 | 0 | 0 | 0 | 0 | 0 | 0 | 0 | 0 | 0 | 0 | [14 empty] | 0 | 0 | 0 | 0 | 0 | 0 | 0 | 0 | 0 | 0 | 0 | 0 | 0 | 0 | 0 |  | 0 | 0 | 0 | 0 | 0 | 0 | 0 | 0 | 0 | 0 | 0 | 0 | 0 | 0 | 0
PG&E NGBA | Lambie | 230 | [15 empty] | 0 | 0 | 0 | 0 | 0 | 0 | 0 | 0 | 0 | 0 | 0 | 0 | 0 | 0 | 0 | 0 | 0 | 0 |  | 0 | 0 | 0 | 0 | 0 | 0 | 0 | 0 | 0 | 0 |  | 0 | 0 | 0 | 0 | 0 | 0 | 0 | 0 | 0 | 0 | 0 | 0 | 0 | 0 | 0 | [14 empty] | 0 | 0 | 0 | 0 | 0 | 0 | 0 | 0 | 0 | 0 | 0 | 0 | 0 | 0 | 0 |  | 0 | 0 | 0 | 0 | 0 | 0 | 0 | 0 | 0 | 0 | 0 | 0 | 0 | 0 | 0
PG&E GBA | Lammers | 115 | [15 empty] | 0 | 0 | 0 | 0 | 0 | 0 | 0 | 0 | 0 | 0 | 0 | 0 | 0 | 0 | 0 | 0 | 0 | 0 | 0 | 0 | 0 | 0 | 0 | 0 | 0 | 0 | 0 | 0 | 0 |  | 0 | 0 | 0 | 0 | 0 | 0 | 0 | 0 | 0 | 0 | 0 | 0 | 0 | 0 | 0 | [14 empty] | 0 | 0 | 0 | 0 | 0 | 0 | 0 | 0 | 0 | 0 | 0 | 0 | 0 | 0 | 0 |  | 0 | 0 | 0 | 0 | 0 | 0 | 0 | 0 | 0 | 0 | 0 | 0 | 0 | 0 | 0
PG&E KERN | Lamont | 115 | [15 empty] | 0 | 0 | 0 | 0 | 0 | 0 | 0 | 0 | 0 | 0 | 0 | 0 | 0 | 0 | 0 | 0 | 0 | 0 | 0 | 0 | 0 | 0 | 0 | 0 | 100 | 31.2 | 0 | 0 | 0 |  | 0 | 0 | 0 | 0 | 0 | 0 | 0 | 0 | 0 | 100 | 31.2 | 0 | 0 | 0 | 1 | [14 empty] | 0 | 0 | 0 | 0 | 0 | 0 | 0 | 0 | 0 | 0 | 100 | 31.2 | 0 | 0 | 0 |  | 0 | 0 | 0 | 0 | 0 | 0 | 0 | 0 | 0 | 100 | 31.2 | 0 | 0 | 0 | 1
PG&E FRESNO | Las Aguilas | 230 | [15 empty] | 0 | 0 | 0 | 0 | 0 | 0 | 0 | 0 | 0 | 0 | 0 | 0 | 0 | 0 | 0 | 0 | 0 | 0 | 0 | 0 | 0 | 0 | 0 | 0 | 0 | 0 | 0 | 0 | 0 |  | 0 | 0 | 0 | 0 | 0 | 0 | 0 | 0 | 0 | 0 | 0 | 0 | 0 | 0 | 0 | [14 empty] | 0 | 0 | 0 | 0 | 0 | 0 | 0 | 0 | 0 | 0 | 0 | 0 | 0 | 0 | 0 |  | 0 | 0 | 0 | 0 | 0 | 0 | 0 | 0 | 0 | 0 | 0 | 0 | 0 | 0 | 0
EOP | Lathrop | 138 | [15 empty] | 0 | 0 | 0 | 0 | 0 | 0 | 0 | 0 | 0 | 0 | 0 | 0 | 0 | 0 | 0 | 0 | 0 | 0 | 0 | 0 | 0 | 0 | 0 | 0 | 0 | 0 | 0 | 0 | 0 |  | 0 | 0 | 0 | 0 | 0 | 0 | 0 | 0 | 0 | 0 | 0 | 0 | 0 | 0 | 0 | [14 empty] | 0 | 0 | 0 | 0 | 0 | 0 | 0 | 0 | 0 | 0 | 0 | 0 | 0 | 0 | 0 |  | 0 | 0 | 0 | 0 | 0 | 0 | 0 | 0 | 0 | 0 | 0 | 0 | 0 | 0 | 0
EOP | Lathrop | 230 | [15 empty] | 0 | 0 | 0 | 0 | 0 | 0 | 0 | 0 | 0 | 0 | 0 | 0 | 0 | 0 | 0 | 0 | 0 | 150 | 0 | 0 | 0 | 0 | 0 | 0 | 0 | 560 | 0 | 190 | 0 |  | 0 | 0 | 150 | 0 | 0 | 0 | 0 | 0 | 0 | 0 | 560 | 0 | 190 | 0 | 1 | [14 empty] | 0 | 0 | 0 | 150 | 0 | 0 | 0 | 0 | 0 | 0 | 0 | 560 | 0 | 190 | 0 |  | 0 | 0 | 150 | 0 | 0 | 0 | 0 | 0 | 0 | 0 | 560 | 0 | 190 | 0 | 1
PG&E FRESNO | Le Grand | 115 | [15 empty] | 0 | 0 | 0 | 0 | 0 | 0 | 0 | 0 | 0 | 0 | 0 | 0 | 0 | 0 | 0 | 0 | 0 | 0 | 0 | 0 | 0 | 0 | 0 | 0 | 0 | 0 | 0 | 0 | 0 |  | 0 | 0 | 0 | 0 | 0 | 0 | 0 | 0 | 0 | 0 | 0 | 0 | 0 | 0 | 0 | [14 empty] | 0 | 0 | 0 | 0 | 0 | 0 | 0 | 0 | 0 | 0 | 0 | 0 | 0 | 0 | 0 |  | 0 | 0 | 0 | 0 | 0 | 0 | 0 | 0 | 0 | 0 | 0 | 0 | 0 | 0 | 0
PG&E FRESNO | Lemoore | 70 | [15 empty] | 0 | 0 | 0 | 0 | 0 | 0 | 0 | 0 | 0 | 0 | 0 | 0 | 0 | 0 | 0 | 0 | 0 | 0 | 0 | 0 | 0 | 0 | 0 | 0 | 0 | 0 | 0 | 0 | 0 |  | 0 | 0 | 0 | 0 | 0 | 0 | 0 | 0 | 0 | 0 | 0 | 0 | 0 | 0 | 0 | [14 empty] | 0 | 0 | 0 | 0 | 0 | 0 | 0 | 0 | 0 | 0 | 0 | 0 | 0 | 0 | 0 |  | 0 | 0 | 0 | 0 | 0 | 0 | 0 | 0 | 0 | 0 | 0 | 0 | 0 | 0 | 0
PG&E KERN | Lerdo | 115 | [15 empty] | 0 | 0 | 0 | 0 | 0 | 0 | 0 | 0 | 0 | 0 | 0 | 0 | 0 | 0 | 0 | 0 | 0 | 0 | 0 | 0 | 0 | 0 | 0 | 0 | 0 | 0 | 0 | 0 | 0 |  | 0 | 0 | 0 | 0 | 0 | 0 | 0 | 0 | 0 | 0 | 0 | 0 | 0 | 0 | 0 | [14 empty] | 0 | 0 | 0 | 0 | 0 | 0 | 0 | 0 | 0 | 0 | 0 | 0 | 0 | 0 | 0 |  | 0 | 0 | 0 | 0 | 0 | 0 | 0 | 0 | 0 | 0 | 0 | 0 | 0 | 0 | 0
SCE Metro | Lewis | 230 | [15 empty] | 0 | 0 | 0 | 0 | 0 | 0 | 0 | 0 | 0 | 0 | 0 | 0 | 0 | 0 | 0 | 0 | 0 | 0 | 0 | 0 | 0 | 0 | 0 | 0 | 0 | 0 | 0 | 0 | 0 |  | 0 | 0 | 0 | 0 | 0 | 0 | 0 | 0 | 0 | 0 | 0 | 0 | 0 | 0 | 0 | [14 empty] | 0 | 0 | 0 | 0 | 0 | 0 | 0 | 0 | 0 | 0 | 0 | 0 | 0 | 0 | 0 |  | 0 | 0 | 0 | 0 | 0 | 0 | 0 | 0 | 0 | 0 | 0 | 0 | 0 | 0 | 0
SCE Metro | Lighthipe | 230 | [15 empty] | 0 | 0 | 0 | 0 | 0 | 0 | 0 | 0 | 1.32 | 0 | 0 | 0 | 0 | 0 | 1 | 0 | 0 | 0 | 0 | 0 | 0 | 0 | 0 | 0 | 0 | 0 | 0 | 0 | 0 |  | 0 | 0 | 0 | 0 | 0 | 0 | 0 | 0 | 1.32 | 0 | 0 | 0 | 0 | 0 | 1 | [14 empty] | 0 | 0 | 0 | 0 | 0 | 0 | 0 | 0 | 0 | 0 | 0 | 0 | 0 | 0 | 0 |  | 0 | 0 | 0 | 0 | 0 | 0 | 0 | 0 | 1.32 | 0 | 0 | 0 | 0 | 0 | 1
SDGE | Lilac | 69 | [15 empty] | 0 | 0 | 0 | 0 | 0 | 0 | 0 | 0 | 0 | 0 | 0 | 0 | 0 | 0 | 0 | 0 | 0 | 0 | 0 | 0 | 0 | 0 | 0 | 0 | 0 | 0 | 0 | 0 | 0 |  | 0 | 0 | 0 | 0 | 0 | 0 | 0 | 0 | 0 | 0 | 0 | 0 | 0 | 0 | 0 | [14 empty] | 0 | 0 | 0 | 0 | 0 | 0 | 0 | 0 | 0 | 0 | 0 | 0 | 0 | 0 | 0 |  | 0 | 0 | 0 | 0 | 0 | 0 | 0 | 0 | 0 | 0 | 0 | 0 | 0 | 0 | 0
PG&E NGBA | Lincoln | 115 | [15 empty] | 0 | 0 | 0 | 0 | 0 | 0 | 0 | 0 | 0 | 0 | 0 | 0 | 0 | 0 | 0 | 0 | 0 | 0 | 0 | 0 | 0 | 0 | 0 | 0 | 0 | 0 | 0 | 0 | 0 |  | 0 | 0 | 0 | 0 | 0 | 0 | 0 | 0 | 0 | 0 | 0 | 0 | 0 | 0 | 0 | [14 empty] | 0 | 0 | 0 | 0 | 0 | 0 | 0 | 0 | 0 | 0 | 0 | 0 | 0 | 0 | 0 |  | 0 | 0 | 0 | 0 | 0 | 0 | 0 | 0 | 0 | 0 | 0 | 0 | 0 | 0 | 0
PG&E KERN | Live Oak | 115 | [15 empty] | 0 | 0 | 0 | 0 | 0 | 0 | 0 | 0 | 0 | 0 | 0 | 0 | 0 | 0 | 0 | 0 | 0 | 0 | 0 | 0 | 0 | 0 | 0 | 0 | 100 | 0 | 0 | 0 | 0 |  | 0 | 0 | 0 | 0 | 0 | 0 | 0 | 0 | 0 | 100 | 0 | 0 | 0 | 0 | 1 | [14 empty] | 0 | 0 | 0 | 0 | 0 | 0 | 0 | 0 | 0 | 0 | 100 | 0 | 0 | 0 | 0 |  | 0 | 0 | 0 | 0 | 0 | 0 | 0 | 0 | 0 | 100 | 0 | 0 | 0 | 0 | 1
PG&E GBA | Llagas | 115 | [15 empty] | 0 | 0 | 0 | 0 | 0 | 0 | 0 | 0 | 0 | 0 | 0 | 0 | 0 | 0 | 0 | 0 | 0 | 0 | 0 | 0 | 0 | 0 | 0 | 0 | 0 | 0 | 0 | 0 | 0 |  | 0 | 0 | 0 | 0 | 0 | 0 | 0 | 0 | 0 | 0 | 0 | 0 | 0 | 0 | 0 | [14 empty] | 0 | 0 | 0 | 0 | 0 | 0 | 0 | 0 | 0 | 0 | 0 | 0 | 0 | 0 | 0 |  | 0 | 0 | 0 | 0 | 0 | 0 | 0 | 0 | 0 | 0 | 0 | 0 | 0 | 0 | 0
PG&E GBA | Lockeford | 115 | [15 empty] | 0 | 0 | 0 | 0 | 0 | 0 | 0 | 0 | 0 | 0 | 0 | 0 | 0 | 0 | 0 | 0 | 0 | 0 | 0 | 0 | 0 | 0 | 0 | 0 | 0 | 0 | 0 | 0 | 0 |  | 0 | 0 | 0 | 0 | 0 | 0 | 0 | 0 | 0 | 0 | 0 | 0 | 0 | 0 | 0 | [14 empty] | 0 | 0 | 0 | 0 | 0 | 0 | 0 | 0 | 0 | 0 | 0 | 0 | 0 | 0 | 0 |  | 0 | 0 | 0 | 0 | 0 | 0 | 0 | 0 | 0 | 0 | 0 | 0 | 0 | 0 | 0
PG&E GBA | Lockeford | 230 | [15 empty] | 0 | 0 | 0 | 0 | 0 | 0 | 0 | 0 | 0 | 0 | 0 | 0 | 0 | 0 | 0 | 0 | 0 | 0 | 0 | 0 | 0 | 0 | 0 | 0 | 0 | 200 | 0 | 0 | 0 |  | 0 | 0 | 0 | 0 | 0 | 0 | 0 | 0 | 0 | 0 | 200 | 0 | 0 | 0 | 1 | [14 empty] | 0 | 0 | 0 | 0 | 0 | 0 | 0 | 0 | 0 | 0 | 0 | 200 | 0 | 0 | 0 |  | 0 | 0 | 0 | 0 | 0 | 0 | 0 | 0 | 0 | 0 | 200 | 0 | 0 | 0 | 1
PG&E GBA | Lockeford | 60 | [15 empty] | 0 | 0 | 0 | 0 | 0 | 0 | 0 | 0 | 0 | 0 | 0 | 0 | 0 | 0 | 0 | 0 | 0 | 0 | 0 | 0 | 0 | 0 | 0 | 0 | 0 | 0 | 0 | 0 | 0 |  | 0 | 0 | 0 | 0 | 0 | 0 | 0 | 0 | 0 | 0 | 0 | 0 | 0 | 0 | 0 | [14 empty] | 0 | 0 | 0 | 0 | 0 | 0 | 0 | 0 | 0 | 0 | 0 | 0 | 0 | 0 | 0 |  | 0 | 0 | 0 | 0 | 0 | 0 | 0 | 0 | 0 | 0 | 0 | 0 | 0 | 0 | 0
PG&E GBA | Lodi | 230 | [15 empty] | 0 | 0 | 0 | 0 | 0 | 0 | 0 | 0 | 0 | 0 | 0 | 0 | 0 | 0 | 0 | 0 | 0 | 0 | 0 | 0 | 0 | 0 | 0 | 0 | 0 | 0 | 0 | 0 | 0 |  | 0 | 0 | 0 | 0 | 0 | 0 | 0 | 0 | 0 | 0 | 0 | 0 | 0 | 0 | 0 | [14 empty] | 0 | 0 | 0 | 0 | 0 | 0 | 0 | 0 | 0 | 0 | 0 | 0 | 0 | 0 | 0 |  | 0 | 0 | 0 | 0 | 0 | 0 | 0 | 0 | 0 | 0 | 0 | 0 | 0 | 0 | 0
PG&E NGBA | Logan Creek | 230 | [15 empty] | 0 | 0 | 0 | 0 | 0 | 0 | 0 | 0 | 0 | 0 | 0 | 0 | 0 | 0 | 0 | 0 | 0 | 0 | 0 | 0 | 0 | 0 | 0 | 0 | 0 | 0 | 0 | 0 | 0 |  | 0 | 0 | 0 | 0 | 0 | 0 | 0 | 0 | 0 | 0 | 0 | 0 | 0 | 0 | 0 | [14 empty] | 0 | 0 | 0 | 0 | 0 | 0 | 0 | 0 | 0 | 0 | 0 | 0 | 0 | 0 | 0 |  | 0 | 0 | 0 | 0 | 0 | 0 | 0 | 0 | 0 | 0 | 0 | 0 | 0 | 0 | 0
PG&E GBA | Lone Tree | 230 | [15 empty] | 0 | 0 | 0 | 0 | 0 | 0 | 0 | 0 | 0 | 0 | 0 | 0 | 0 | 0 | 0 | 0 | 0 | 0 | 0 | 0 | 0 | 0 | 0 | 0 | 0 | 0 | 0 | 0 | 0 |  | 0 | 0 | 0 | 0 | 0 | 0 | 0 | 0 | 0 | 0 | 0 | 0 | 0 | 0 | 0 | [14 empty] | 0 | 0 | 0 | 0 | 0 | 0 | 0 | 0 | 0 | 0 | 0 | 0 | 0 | 0 | 0 |  | 0 | 0 | 0 | 0 | 0 | 0 | 0 | 0 | 0 | 0 | 0 | 0 | 0 | 0 | 0
PG&E FRESNO | Los Banos | 230 | [15 empty] | 0 | 0 | 0 | 69.3 | 0 | 0 | 0 | 0 | 5.9 | 0 | 0 | 0 | 0 | 0 | 1 | 10 | 0 | 0 |  | 0 | 0 | 0 | 0 | 0 | 100 | 0 | 0 | 300 | 0 |  | 10 | 0 | 0 | 69.3 | 0 | 0 | 0 | 0 | 5.9 | 100 | 0 | 0 | 300 | 0 | 1 | [14 empty] | 0 | 10 | 0 | 0 | 0 | 0 | 0 | 0 | 0 | 0 | 100 | 0 | 0 | 300 | 0 |  | 10 | 0 | 0 | 69.3 | 0 | 0 | 0 | 0 | 5.9 | 100 | 0 | 0 | 300 | 0 | 1
PG&E FRESNO | Los Banos | 500 | [15 empty] | 0 | 0 | 0 | 0 | 0 | 0 | 0 | 0 | 0 | 0 | 0 | 0 | 0 | 0 | 0 | 0 | 0 | 0 | 0 | 0 | 0 | 0 | 0 | 0 | 100 | 0 | 0 | 477 | 0 |  | 0 | 0 | 0 | 0 | 0 | 0 | 0 | 0 | 0 | 100 | 0 | 0 | 477 | 0 | 1 | [14 empty] | 0 | 0 | 0 | 0 | 0 | 0 | 0 | 0 | 0 | 0 | 100 | 0 | 0 | 477 | 0 |  | 0 | 0 | 0 | 0 | 0 | 0 | 0 | 0 | 0 | 100 | 0 | 0 | 477 | 0 | 1
SDGE | Los Coches | 138 | [15 empty] | 0 | 0 | 0 | 0 | 0 | 0 | 0 | 0 | 0 | 0 | 0 | 0 | 0 | 0 | 0 | 0 | 0 | 0 | 0 | 0 | 0 | 0 | 0 | 0 | 0 | 0 | 0 | 0 | 0 |  | 0 | 0 | 0 | 0 | 0 | 0 | 0 | 0 | 0 | 0 | 0 | 0 | 0 | 0 | 0 | [14 empty] | 0 | 0 | 0 | 0 | 0 | 0 | 0 | 0 | 0 | 0 | 0 | 0 | 0 | 0 | 0 |  | 0 | 0 | 0 | 0 | 0 | 0 | 0 | 0 | 0 | 0 | 0 | 0 | 0 | 0 | 0
SDGE | Los Coches | 69 | [15 empty] | 0 | 0 | 0 | 0 | 0 | 0 | 0 | 0 | 0 | 0 | 0 | 0 | 0 | 0 | 0 | 0 | 0 | 0 | 0 | 0 | 0 | 0 | 0 | 0 | 0 | 0 | 0 | 0 | 0 |  | 0 | 0 | 0 | 0 | 0 | 0 | 0 | 0 | 0 | 0 | 0 | 0 | 0 | 0 | 0 | [14 empty] | 0 | 0 | 0 | 0 | 0 | 0 | 0 | 0 | 0 | 0 | 0 | 0 | 0 | 0 | 0 |  | 0 | 0 | 0 | 0 | 0 | 0 | 0 | 0 | 0 | 0 | 0 | 0 | 0 | 0 | 0
PG&E GBA | Los Esteros | 115 | [15 empty] | 0 | 0 | 0 | 0 | 0 | 0 | 0 | 0 | 0 | 0 | 0 | 0 | 0 | 0 | 0 | 0 | 0 | 0 | 0 | 0 | 0 | 0 | 0 | 0 | 0 | 0 | 0 | 0 | 0 |  | 0 | 0 | 0 | 0 | 0 | 0 | 0 | 0 | 0 | 0 | 0 | 0 | 0 | 0 | 0 | [14 empty] | 0 | 0 | 0 | 0 | 0 | 0 | 0 | 0 | 0 | 0 | 0 | 0 | 0 | 0 | 0 |  | 0 | 0 | 0 | 0 | 0 | 0 | 0 | 0 | 0 | 0 | 0 | 0 | 0 | 0 | 0
PG&E GBA | Los Esteros | 230 | [15 empty] | 0 | 0 | 0 | 0 | 0 | 0 | 0 | 0 | 0 | 0 | 0 | 0 | 0 | 0 | 0 | 0 | 0 | 0 | 0 | 0 | 0 | 0 | 0 | 0 | 0 | 0 | 0 | 0 | 0 |  | 0 | 0 | 0 | 0 | 0 | 0 | 0 | 0 | 0 | 0 | 0 | 0 | 0 | 0 | 0 | [14 empty] | 0 | 0 | 0 | 0 | 0 | 0 | 0 | 0 | 0 | 0 | 0 | 0 | 0 | 0 | 0 |  | 0 | 0 | 0 | 0 | 0 | 0 | 0 | 0 | 0 | 0 | 0 | 0 | 0 | 0 | 0
PG&E GBA | Los Positas | 230 | [15 empty] | 0 | 0 | 0 | 0 | 0 | 0 | 0 | 0 | 0 | 0 | 0 | 0 | 0 | 0 | 0 | 0 | 0 | 0 | 0 | 0 | 0 | 0 | 0 | 0 | 0 | 0 | 0 | 0 | 0 |  | 0 | 0 | 0 | 0 | 0 | 0 | 0 | 0 | 0 | 0 | 0 | 0 | 0 | 0 | 0 | [14 empty] | 0 | 0 | 0 | 0 | 0 | 0 | 0 | 0 | 0 | 0 | 0 | 0 | 0 | 0 | 0 |  | 0 | 0 | 0 | 0 | 0 | 0 | 0 | 0 | 0 | 0 | 0 | 0 | 0 | 0 | 0
PG&E GBA | Los Positas | 60 | [15 empty] | 0 | 0 | 0 | 0 | 0 | 0 | 0 | 0 | 0 | 0 | 0 | 0 | 0 | 0 | 0 | 0 | 0 | 0 | 0 | 0 | 0 | 0 | 0 | 0 | 0 | 0 | 0 | 0 | 0 |  | 0 | 0 | 0 | 0 | 0 | 0 | 0 | 0 | 0 | 0 | 0 | 0 | 0 | 0 | 0 | [14 empty] | 0 | 0 | 0 | 0 | 0 | 0 | 0 | 0 | 0 | 0 | 0 | 0 | 0 | 0 | 0 |  | 0 | 0 | 0 | 0 | 0 | 0 | 0 | 0 | 0 | 0 | 0 | 0 | 0 | 0 | 0
SDGE | Loveland | 69 | [15 empty] | 0 | 0 | 0 | 0 | 0 | 0 | 0 | 0 | 0 | 0 | 0 | 0 | 0 | 0 | 0 | 0 | 0 | 0 | 0 | 0 | 0 | 0 | 0 | 0 | 0 | 0 | 0 | 0 | 0 |  | 0 | 0 | 0 | 0 | 0 | 0 | 0 | 0 | 0 | 0 | 0 | 0 | 0 | 0 | 0 | [14 empty] | 0 | 0 | 0 | 0 | 0 | 0 | 0 | 0 | 0 | 0 | 0 | 0 | 0 | 0 | 0 |  | 0 | 0 | 0 | 0 | 0 | 0 | 0 | 0 | 0 | 0 | 0 | 0 | 0 | 0 | 0
SCE NOL | Lugo | 230 | [15 empty] | 0 | 0 | 0 | 0 | 0 | 0 | 0 | 0 | 0 | 0 | 0 | 0 | 0 | 0 | 0 | 0 | 0 | 0 | 0 | 0 | 0 | 0 | 0 | 0 | 165 | 0 | 0 | 0 | 362 |  | 0 | 0 | 0 | 0 | 0 | 0 | 0 | 0 | 0 | 165 | 0 | 0 | 0 | 362 | 1 | [14 empty] | 0 | 0 | 0 | 0 | 0 | 0 | 0 | 0 | 0 | 0 | 165 | 0 | 0 | 0 | 362 |  | 0 | 0 | 0 | 0 | 0 | 0 | 0 | 0 | 0 | 165 | 0 | 0 | 0 | 362 | 1
SCE Metro | Lugo | 500 | [15 empty] | 203 | 0 | 0 | 0 | 0 | 0 | 0 | 0 | 0 | 0 | 0 | 0 | 0 | 0 | 1 |  | 0 | 0 | 0 | 0 | 0 | 0 | 0 | 0 | 0 | 0 | 0 | 0 | 0 |  | 203 | 0 | 0 | 0 | 0 | 0 | 0 | 0 | 0 | 0 | 0 | 0 | 0 | 0 | 1 | [14 empty] | 0 | 0 | 0 | 0 | 0 | 0 | 0 | 0 | 0 | 0 | 0 | 0 | 0 | 0 | 0 |  | 203 | 0 | 0 | 0 | 0 | 0 | 0 | 0 | 0 | 0 | 0 | 0 | 0 | 0 | 1
PG&E FRESNO | Madera | 70 | [15 empty] | 0 | 0 | 0 | 0 | 0 | 0 | 0 | 0 | 0 | 0 | 0 | 0 | 0 | 0 | 0 | 0 | 0 | 0 | 0 | 0 | 0 | 0 | 0 | 0 | 0 | 0 | 0 | 0 | 0 |  | 0 | 0 | 0 | 0 | 0 | 0 | 0 | 0 | 0 | 0 | 0 | 0 | 0 | 0 | 0 | [14 empty] | 0 | 0 | 0 | 0 | 0 | 0 | 0 | 0 | 0 | 0 | 0 | 0 | 0 | 0 | 0 |  | 0 | 0 | 0 | 0 | 0 | 0 | 0 | 0 | 0 | 0 | 0 | 0 | 0 | 0 | 0
PG&E NGBA | Madison | 115 | [15 empty] | 0 | 0 | 0 | 0 | 0 | 0 | 0 | 0 | 0 | 0 | 13 | 10.2 | 0 | 0 | 1 | 0 | 0 | 0 | 0 | 0 | 0 | 0 | 0 | 0 | 0 | 0 | 0 | 0 | 0 |  | 0 | 0 | 0 | 0 | 0 | 0 | 0 | 0 | 0 | 0 | 13 | 10.2 | 0 | 0 | 1 | [14 empty] | 0 | 0 | 0 | 0 | 0 | 0 | 0 | 0 | 0 | 0 | 0 | 0 | 0 | 0 | 0 |  | 0 | 0 | 0 | 0 | 0 | 0 | 0 | 0 | 0 | 0 | 13 | 10.2 | 0 | 0 | 1
PG&E KERN | Magunden | 115 | [15 empty] | 0 | 0 | 0 | 0 | 0 | 0 | 0 | 0 | 0 | 0 | 0 | 0 | 0 | 0 | 0 | 0 | 0 | 0 | 0 | 0 | 0 | 0 | 0 | 0 | 100 | 0 | 0 | 0 | 0 |  | 0 | 0 | 0 | 0 | 0 | 0 | 0 | 0 | 0 | 100 | 0 | 0 | 0 | 0 | 1 | [14 empty] | 0 | 0 | 0 | 0 | 0 | 0 | 0 | 0 | 0 | 0 | 100 | 0 | 0 | 0 | 0 |  | 0 | 0 | 0 | 0 | 0 | 0 | 0 | 0 | 0 | 100 | 0 | 0 | 0 | 0 | 1
SCE Northern | Magunden | 230 | [15 empty] | 0 | 0 | 0 | 0 | 0 | 0 | 0 | 0 | 0 | 0 | 0 | 0 | 0 | 0 | 0 | 0 | 0 | 0 | 0 | 0 | 0 | 0 | 0 | 0 | 100 | 0 | 0 | 0 | 0 |  | 0 | 0 | 0 | 0 | 0 | 0 | 0 | 0 | 0 | 100 | 0 | 0 | 0 | 0 | 1 | [14 empty] | 0 | 0 | 0 | 0 | 0 | 0 | 0 | 0 | 0 | 0 | 100 | 0 | 0 | 0 | 0 |  | 0 | 0 | 0 | 0 | 0 | 0 | 0 | 0 | 0 | 100 | 0 | 0 | 0 | 0 | 1
PG&E FRESNO | Malaga | 115 | [15 empty] | 0 | 0 | 0 | 0 | 0 | 0 | 0 | 0 | 0 | 0 | 0 | 0 | 0 | 0 | 0 | 0 | 0 | 0 | 0 | 0 | 0 | 0 | 0 | 0 | 0 | 0 | 0 | 0 | 0 |  | 0 | 0 | 0 | 0 | 0 | 0 | 0 | 0 | 0 | 0 | 0 | 0 | 0 | 0 | 0 | [14 empty] | 0 | 0 | 0 | 0 | 0 | 0 | 0 | 0 | 0 | 0 | 0 | 0 | 0 | 0 | 0 |  | 0 | 0 | 0 | 0 | 0 | 0 | 0 | 0 | 0 | 0 | 0 | 0 | 0 | 0 | 0
PG&E NGBA | Malin | 500 | [15 empty] | 0 | 0 | 0 | 0 | 0 | 0 | 0 | 0 | 0 | 0 | 0 | 0 | 0 | 0 | 0 | 2133.8 | 0 | 0 | 0 | 0 | 0 | 0 | 0 | 0 | 0 | 0 | 0 | 0 | 0 |  | 2133.8 | 0 | 0 | 0 | 0 | 0 | 0 | 0 | 0 | 0 | 0 | 0 | 0 | 0 | 1 | [14 empty] | 0 | 2133.8 | 0 | 0 | 0 | 0 | 0 | 0 | 0 | 0 | 0 | 0 | 0 | 0 | 0 |  | 2133.8 | 0 | 0 | 0 | 0 | 0 | 0 | 0 | 0 | 0 | 0 | 0 | 0 | 0 | 1
SCE Northern | Mandalay | 230 | [15 empty] | 0 | 0 | 0 | 0 | 0 | 0 | 0 | 0 | 0 | 0 | 0 | 0 | 0 | 0 | 0 | 0 | 0 | 0 | 0 | 0 | 0 | 0 | 0 | 0 | 0 | 0 | 0 | 0 | 0 |  | 0 | 0 | 0 | 0 | 0 | 0 | 0 | 0 | 0 | 0 | 0 | 0 | 0 | 0 | 0 | [14 empty] | 0 | 0 | 0 | 0 | 0 | 0 | 0 | 0 | 0 | 0 | 0 | 0 | 0 | 0 | 0 |  | 0 | 0 | 0 | 0 | 0 | 0 | 0 | 0 | 0 | 0 | 0 | 0 | 0 | 0 | 0
PG&E FRESNO | Manning | 230 | [15 empty] | 0 | 0 | 0 | 0 | 0 | 0 | 0 | 0 | 0 | 0 | 0 | 0 | 0 | 0 | 0 | 0 | 0 | 0 | 0 | 0 | 0 | 0 | 0 | 0 | 100 | 0 | 0 | 0 | 0 |  | 0 | 0 | 0 | 0 | 0 | 0 | 0 | 0 | 0 | 100 | 0 | 0 | 0 | 0 | 1 | [14 empty] | 0 | 0 | 0 | 0 | 0 | 0 | 0 | 0 | 0 | 0 | 100 | 0 | 0 | 0 | 0 |  | 0 | 0 | 0 | 0 | 0 | 0 | 0 | 0 | 0 | 100 | 0 | 0 | 0 | 0 | 1
PG&E FRESNO | Manning | 500 | [15 empty] | 0 | 0 | 0 | 0 | 0 | 0 | 0 | 0 | 0 | 0 | 0 | 0 | 0 | 0 | 0 | 0 | 0 | 0 | 0 | 0 | 0 | 0 | 0 | 0 | 0 | 278.6 | 0 | 800 | 0 |  | 0 | 0 | 0 | 0 | 0 | 0 | 0 | 0 | 0 | 0 | 278.6 | 0 | 800 | 0 | 1 | [9 empty] | 1591 |  |  |  |  | 1 | 0 | 0 | 0 | 0 | 0 | 0 | 0 | 0 | 0 | 1591 | 278.6 | 0 | 800 | 0 |  | 0 | 0 | 0 | 0 | 0 | 0 | 0 | 0 | 0 | 1591 | 278.6 | 0 | 800 | 0 | 1
PG&E GBA | Manteca | 115 | [15 empty] | 0 | 0 | 0 | 0 | 0 | 0 | 0 | 0 | 0 | 0 | 0 | 0 | 0 | 0 | 0 | 0 | 0 | 0 | 0 | 0 | 0 | 0 | 0 | 0 | 0 | 0 | 0 | 0 | 0 |  | 0 | 0 | 0 | 0 | 0 | 0 | 0 | 0 | 0 | 0 | 0 | 0 | 0 | 0 | 0 | [14 empty] | 0 | 0 | 0 | 0 | 0 | 0 | 0 | 0 | 0 | 0 | 0 | 0 | 0 | 0 | 0 |  | 0 | 0 | 0 | 0 | 0 | 0 | 0 | 0 | 0 | 0 | 0 | 0 | 0 | 0 | 0
SDGE | Margarita | 138 | [15 empty] | 0 | 0 | 0 | 0 | 0 | 0 | 0 | 0 | 0 | 0 | 0 | 0 | 0 | 0 | 0 | 0 | 0 | 0 | 0 | 0 | 0 | 0 | 0 | 0 | 0 | 0 | 0 | 0 | 0 |  | 0 | 0 | 0 | 0 | 0 | 0 | 0 | 0 | 0 | 0 | 0 | 0 | 0 | 0 | 0 | [9 empty] | 94 |  |  |  |  | 1 | 0 | 0 | 0 | 0 | 0 | 0 | 0 | 0 | 0 | 94 | 0 | 0 | 0 | 0 |  | 0 | 0 | 0 | 0 | 0 | 0 | 0 | 0 | 0 | 94 | 0 | 0 | 0 | 0 | 1
PG&E GBA | Martin | 230 | [15 empty] | 0 | 0 | 0 | 0 | 0 | 0 | 0 | 0 | 0 | 0 | 0 | 0 | 0 | 0 | 0 | 0 | 0 | 0 | 0 | 0 | 0 | 0 | 0 | 0 | 0 | 0 | 0 | 0 | 0 |  | 0 | 0 | 0 | 0 | 0 | 0 | 0 | 0 | 0 | 0 | 0 | 0 | 0 | 0 | 0 | [14 empty] | 0 | 0 | 0 | 0 | 0 | 0 | 0 | 0 | 0 | 0 | 0 | 0 | 0 | 0 | 0 |  | 0 | 0 | 0 | 0 | 0 | 0 | 0 | 0 | 0 | 0 | 0 | 0 | 0 | 0 | 0
PG&E GBA | Martin | 115 | [15 empty] | 0 | 0 | 0 | 0 | 0 | 0 | 0 | 0 | 0 | 0 | 0 | 188 | 0 | 0 | 1 | 0 | 0 | 0 | 0 | 0 | 0 | 0 | 0 | 0 | 0 | 0 | 0 | 0 | 0 |  | 0 | 0 | 0 | 0 | 0 | 0 | 0 | 0 | 0 | 0 | 0 | 188 | 0 | 0 | 1 | [14 empty] | 0 | 0 | 0 | 0 | 0 | 0 | 0 | 0 | 0 | 0 | 0 | 0 | 0 | 0 | 0 |  | 0 | 0 | 0 | 0 | 0 | 0 | 0 | 0 | 0 | 0 | 0 | 188 | 0 | 0 | 1
PG&E GBA | Martinez | 115 | [15 empty] | 0 | 0 | 0 | 0 | 0 | 0 | 0 | 0 | 0 | 0 | 0 | 0 | 0 | 0 | 0 | 0 | 0 | 0 | 0 | 0 | 0 | 0 | 0 | 0 | 0 | 0 | 0 | 0 | 0 |  | 0 | 0 | 0 | 0 | 0 | 0 | 0 | 0 | 0 | 0 | 0 | 0 | 0 | 0 | 0 | [14 empty] | 0 | 0 | 0 | 0 | 0 | 0 | 0 | 0 | 0 | 0 | 0 | 0 | 0 | 0 | 0 |  | 0 | 0 | 0 | 0 | 0 | 0 | 0 | 0 | 0 | 0 | 0 | 0 | 0 | 0 | 0
PG&E FRESNO | Mc Mullin | 230 | [15 empty] | 0 | 0 | 0 | 0 | 0 | 0 | 0 | 0 | 0 | 0 | 0 | 0 | 0 | 0 | 0 | 0 | 0 | 0 | 0 | 0 | 0 | 0 | 0 | 0 | 0 | 0 | 0 | 0 | 0 |  | 0 | 0 | 0 | 0 | 0 | 0 | 0 | 0 | 0 | 0 | 0 | 0 | 0 | 0 | 0 | [14 empty] | 0 | 0 | 0 | 0 | 0 | 0 | 0 | 0 | 0 | 0 | 0 | 0 | 0 | 0 | 0 |  | 0 | 0 | 0 | 0 | 0 | 0 | 0 | 0 | 0 | 0 | 0 | 0 | 0 | 0 | 0
PG&E FRESNO | McCall | 115 | [15 empty] | 0 | 0 | 0 | 0 | 0 | 0 | 0 | 0 | 0 | 0 | 0 | 0 | 0 | 0 | 0 | 0 | 0 | 0 | 0 | 0 | 0 | 0 | 0 | 0 | 0 | 0 | 0 | 0 | 0 |  | 0 | 0 | 0 | 0 | 0 | 0 | 0 | 0 | 0 | 0 | 0 | 0 | 0 | 0 | 0 | [14 empty] | 0 | 0 | 0 | 0 | 0 | 0 | 0 | 0 | 0 | 0 | 0 | 0 | 0 | 0 | 0 |  | 0 | 0 | 0 | 0 | 0 | 0 | 0 | 0 | 0 | 0 | 0 | 0 | 0 | 0 | 0
PG&E FRESNO | McCall | 230 | [15 empty] | 0 | 0 | 0 | 0 | 0 | 0 | 0 | 0 | 0 | 0 | 0 | 0 | 0 | 0 | 0 | 0 | 0 | 0 | 0 | 0 | 0 | 0 | 0 | 0 | 0 | 0 | 0 | 0 | 0 |  | 0 | 0 | 0 | 0 | 0 | 0 | 0 | 0 | 0 | 0 | 0 | 0 | 0 | 0 | 0 | [14 empty] | 0 | 0 | 0 | 0 | 0 | 0 | 0 | 0 | 0 | 0 | 0 | 0 | 0 | 0 | 0 |  | 0 | 0 | 0 | 0 | 0 | 0 | 0 | 0 | 0 | 0 | 0 | 0 | 0 | 0 | 0
PG&E GBA | Meadow Lane | 115 | [15 empty] | 0 | 0 | 0 | 0 | 0 | 0 | 0 | 0 | 0 | 0 | 0 | 0 | 0 | 0 | 0 | 0 | 0 | 0 | 0 | 0 | 0 | 0 | 0 | 0 | 0 | 0 | 0 | 0 | 0 |  | 0 | 0 | 0 | 0 | 0 | 0 | 0 | 0 | 0 | 0 | 0 | 0 | 0 | 0 | 0 | [14 empty] | 0 | 0 | 0 | 0 | 0 | 0 | 0 | 0 | 0 | 0 | 0 | 0 | 0 | 0 | 0 |  | 0 | 0 | 0 | 0 | 0 | 0 | 0 | 0 | 0 | 0 | 0 | 0 | 0 | 0 | 0
PG&E GBA | Melones | 115 | [15 empty] | 0 | 0 | 0 | 0 | 0 | 0 | 0 | 0 | 0 | 0 | 0 | 0 | 0 | 0 | 0 | 0 | 0 | 0 | 0 | 0 | 0 | 0 | 0 | 0 | 0 | 0 | 0 | 0 | 0 |  | 0 | 0 | 0 | 0 | 0 | 0 | 0 | 0 | 0 | 0 | 0 | 0 | 0 | 0 | 0 | [14 empty] | 0 | 0 | 0 | 0 | 0 | 0 | 0 | 0 | 0 | 0 | 0 | 0 | 0 | 0 | 0 |  | 0 | 0 | 0 | 0 | 0 | 0 | 0 | 0 | 0 | 0 | 0 | 0 | 0 | 0 | 0
PG&E GBA | Melones | 230 | [15 empty] | 0 | 0 | 0 | 0 | 0 | 0 | 0 | 0 | 0 | 0 | 0 | 0 | 0 | 0 | 0 | 0 | 0 | 0 | 0 | 0 | 0 | 0 | 0 | 0 | 0 | 0 | 0 | 0 | 0 |  | 0 | 0 | 0 | 0 | 0 | 0 | 0 | 0 | 0 | 0 | 0 | 0 | 0 | 0 | 0 | [14 empty] | 0 | 0 | 0 | 0 | 0 | 0 | 0 | 0 | 0 | 0 | 0 | 0 | 0 | 0 | 0 |  | 0 | 0 | 0 | 0 | 0 | 0 | 0 | 0 | 0 | 0 | 0 | 0 | 0 | 0 | 0
SDGE | Melrose | 69 | [15 empty] | 0 | 0 | 0 | 0 | 0 | 0 | 0 | 0 | 0 | 0 | 0 | 0 | 0 | 0 | 0 | 0 | 0 | 0 | 0 | 0 | 0 | 0 | 0 | 0 | 0 | 0 | 0 | 0 | 0 |  | 0 | 0 | 0 | 0 | 0 | 0 | 0 | 0 | 0 | 0 | 0 | 0 | 0 | 0 | 0 | [14 empty] | 0 | 0 | 0 | 0 | 0 | 0 | 0 | 0 | 0 | 0 | 0 | 0 | 0 | 0 | 0 |  | 0 | 0 | 0 | 0 | 0 | 0 | 0 | 0 | 0 | 0 | 0 | 0 | 0 | 0 | 0
PG&E NGBA | Mendocino | 115 | [15 empty] | 0 | 0 | 0 | 0 | 0 | 0 | 0 | 0 | 5 | 0 | 0 | 0 | 0 | 0 | 1 | 0 | 0 | 0 | 0 | 0 | 0 | 0 | 0 | 0 | 0 | 0 | 0 | 0 | 0 |  | 0 | 0 | 0 | 0 | 0 | 0 | 0 | 0 | 5 | 0 | 0 | 0 | 0 | 0 | 1 | [14 empty] | 0 | 0 | 0 | 0 | 0 | 0 | 0 | 0 | 0 | 0 | 0 | 0 | 0 | 0 | 0 |  | 0 | 0 | 0 | 0 | 0 | 0 | 0 | 0 | 5 | 0 | 0 | 0 | 0 | 0 | 1
PG&E NGBA | Mendocino | 60 | [15 empty] | 0 | 0 | 0 | 0 | 0 | 0 | 0 | 0 | 0 | 0 | 0 | 0 | 0 | 0 | 0 | 0 | 0 | 0 | 0 | 0 | 0 | 0 | 0 | 0 | 0 | 0 | 0 | 0 | 0 |  | 0 | 0 | 0 | 0 | 0 | 0 | 0 | 0 | 0 | 0 | 0 | 0 | 0 | 0 | 0 | [14 empty] | 0 | 0 | 0 | 0 | 0 | 0 | 0 | 0 | 0 | 0 | 0 | 0 | 0 | 0 | 0 |  | 0 | 0 | 0 | 0 | 0 | 0 | 0 | 0 | 0 | 0 | 0 | 0 | 0 | 0 | 0
PG&E FRESNO | Mendota | 115 | [15 empty] | 0 | 0 | 0 | 0 | 0 | 0 | 0 | 0 | 0 | 0 | 0 | 0 | 0 | 0 | 0 | 0 | 0 | 0 | 0 | 0 | 0 | 0 | 0 | 0 | 0 | 0 | 0 | 0 | 0 |  | 0 | 0 | 0 | 0 | 0 | 0 | 0 | 0 | 0 | 0 | 0 | 0 | 0 | 0 | 0 | [14 empty] | 0 | 0 | 0 | 0 | 0 | 0 | 0 | 0 | 0 | 0 | 0 | 0 | 0 | 0 | 0 |  | 0 | 0 | 0 | 0 | 0 | 0 | 0 | 0 | 0 | 0 | 0 | 0 | 0 | 0 | 0
PG&E GBA | Menlo | 60 | [15 empty] | 0 | 0 | 0 | 0 | 0 | 0 | 0 | 0 | 0 | 0 | 0 | 0 | 0 | 0 | 0 | 0 | 0 | 0 | 0 | 0 | 0 | 0 | 0 | 0 | 0 | 0 | 0 | 0 | 0 |  | 0 | 0 | 0 | 0 | 0 | 0 | 0 | 0 | 0 | 0 | 0 | 0 | 0 | 0 | 0 | [14 empty] | 0 | 0 | 0 | 0 | 0 | 0 | 0 | 0 | 0 | 0 | 0 | 0 | 0 | 0 | 0 |  | 0 | 0 | 0 | 0 | 0 | 0 | 0 | 0 | 0 | 0 | 0 | 0 | 0 | 0 | 0
PG&E FRESNO | Merced | 115 | [15 empty] | 0 | 0 | 0 | 0 | 0 | 0 | 0 | 0 | 0 | 0 | 0 | 0 | 0 | 0 | 0 | 0 | 0 | 0 | 0 | 0 | 0 | 0 | 0 | 0 | 0 | 0 | 0 | 0 | 0 |  | 0 | 0 | 0 | 0 | 0 | 0 | 0 | 0 | 0 | 0 | 0 | 0 | 0 | 0 | 0 | [14 empty] | 0 | 0 | 0 | 0 | 0 | 0 | 0 | 0 | 0 | 0 | 0 | 0 | 0 | 0 | 0 |  | 0 | 0 | 0 | 0 | 0 | 0 | 0 | 0 | 0 | 0 | 0 | 0 | 0 | 0 | 0
EOP | Mercury | 138 | [15 empty] | 0 | 0 | 0 | 0 | 0 | 0 | 0 | 0 | 0 | 0 | 0 | 0 | 0 | 0 | 0 | 0 | 0 | 0 | 0 | 0 | 0 | 0 | 0 | 0 | 0 | 0 | 0 | 0 | 0 |  | 0 | 0 | 0 | 0 | 0 | 0 | 0 | 0 | 0 | 0 | 0 | 0 | 0 | 0 | 0 | [14 empty] | 0 | 0 | 0 | 0 | 0 | 0 | 0 | 0 | 0 | 0 | 0 | 0 | 0 | 0 | 0 |  | 0 | 0 | 0 | 0 | 0 | 0 | 0 | 0 | 0 | 0 | 0 | 0 | 0 | 0 | 0
PG&E FRESNO | Mercy Springs | 70 | [15 empty] | 0 | 0 | 0 | 0 | 0 | 0 | 0 | 0 | 0 | 0 | 75 | 78 | 0 | 0 | 1 | 0 | 0 | 0 | 0 | 0 | 0 | 0 | 0 | 0 | 0 | 0 | 0 | 0 | 0 |  | 0 | 0 | 0 | 0 | 0 | 0 | 0 | 0 | 0 | 0 | 75 | 78 | 0 | 0 | 1 | [14 empty] | 0 | 0 | 0 | 0 | 0 | 0 | 0 | 0 | 0 | 0 | 0 | 0 | 0 | 0 | 0 |  | 0 | 0 | 0 | 0 | 0 | 0 | 0 | 0 | 0 | 0 | 75 | 78 | 0 | 0 | 1
PG&E NGBA | Meridian | 60 | [15 empty] | 0 | 0 | 0 | 0 | 0 | 0 | 0 | 0 | 0 | 0 | 0 | 0 | 0 | 0 | 0 | 0 | 0 | 0 | 0 | 0 | 0 | 0 | 0 | 0 | 0 | 0 | 0 | 0 | 0 |  | 0 | 0 | 0 | 0 | 0 | 0 | 0 | 0 | 0 | 0 | 0 | 0 | 0 | 0 | 0 | [14 empty] | 0 | 0 | 0 | 0 | 0 | 0 | 0 | 0 | 0 | 0 | 0 | 0 | 0 | 0 | 0 |  | 0 | 0 | 0 | 0 | 0 | 0 | 0 | 0 | 0 | 0 | 0 | 0 | 0 | 0 | 0
PG&E KERN | Mesa (PGE) | 115 | [15 empty] | 0 | 0 | 0 | 0 | 0 | 0 | 0 | 0 | 0 | 0 | 0 | 0 | 0 | 0 | 0 | 0 | 0 | 0 | 0 | 0 | 0 | 0 | 0 | 0 | 0 | 0 | 0 | 0 | 0 |  | 0 | 0 | 0 | 0 | 0 | 0 | 0 | 0 | 0 | 0 | 0 | 0 | 0 | 0 | 0 | [14 empty] | 0 | 0 | 0 | 0 | 0 | 0 | 0 | 0 | 0 | 0 | 0 | 0 | 0 | 0 | 0 |  | 0 | 0 | 0 | 0 | 0 | 0 | 0 | 0 | 0 | 0 | 0 | 0 | 0 | 0 | 0
PG&E KERN | Mesa (PGE) | 230 | [15 empty] | 0 | 0 | 0 | 0 | 0 | 0 | 0 | 0 | 0 | 0 | 0 | 0 | 0 | 0 | 0 | 0 | 0 | 0 | 0 | 0 | 0 | 0 | 0 | 0 | 0 | 0 | 0 | 0 | 100 |  | 0 | 0 | 0 | 0 | 0 | 0 | 0 | 0 | 0 | 0 | 0 | 0 | 0 | 100 | 1 | [14 empty] | 0 | 0 | 0 | 0 | 0 | 0 | 0 | 0 | 0 | 0 | 0 | 0 | 0 | 0 | 100 |  | 0 | 0 | 0 | 0 | 0 | 0 | 0 | 0 | 0 | 0 | 0 | 0 | 0 | 100 | 1
SCE Metro | Mesa (SCE) | 230 | [15 empty] | 0 | 0 | 0 | 0 | 0 | 0 | 0 | 0 | 1.92 | 0 | 0 | 0 | 0 | 0 | 1 | 0 | 0 | 0 | 0 | 0 | 0 | 0 | 0 | 0 | 0 | 0 | 0 | 0 | 0 |  | 0 | 0 | 0 | 0 | 0 | 0 | 0 | 0 | 1.92 | 0 | 0 | 0 | 0 | 0 | 1 | [14 empty] | 0 | 0 | 0 | 0 | 0 | 0 | 0 | 0 | 0 | 0 | 0 | 0 | 0 | 0 | 0 |  | 0 | 0 | 0 | 0 | 0 | 0 | 0 | 0 | 1.92 | 0 | 0 | 0 | 0 | 0 | 1
SCE Metro | Mesa (SCE) | 500 | [15 empty] | 0 | 0 | 0 | 0 | 0 | 0 | 0 | 0 | 0 | 0 | 0 | 0 | 0 | 0 | 0 | 0 | 0 | 0 | 0 | 0 | 0 | 0 | 0 | 0 | 0 | 0 | 0 | 0 | 0 |  | 0 | 0 | 0 | 0 | 0 | 0 | 0 | 0 | 0 | 0 | 0 | 0 | 0 | 0 | 0 | [14 empty] | 0 | 0 | 0 | 0 | 0 | 0 | 0 | 0 | 0 | 0 | 0 | 0 | 0 | 0 | 0 |  | 0 | 0 | 0 | 0 | 0 | 0 | 0 | 0 | 0 | 0 | 0 | 0 | 0 | 0 | 0
SDGE | Mesa Heights | 69 | [15 empty] | 0 | 0 | 0 | 0 | 0 | 0 | 0 | 0 | 0 | 0 | 0 | 0 | 0 | 0 | 0 | 0 | 0 | 0 | 0 | 0 | 0 | 0 | 0 | 0 | 0 | 0 | 0 | 0 | 0 |  | 0 | 0 | 0 | 0 | 0 | 0 | 0 | 0 | 0 | 0 | 0 | 0 | 0 | 0 | 0 | [14 empty] | 0 | 0 | 0 | 0 | 0 | 0 | 0 | 0 | 0 | 0 | 0 | 0 | 0 | 0 | 0 |  | 0 | 0 | 0 | 0 | 0 | 0 | 0 | 0 | 0 | 0 | 0 | 0 | 0 | 0 | 0
PG&E GBA | Metcalf | 115 | [15 empty] | 0 | 0 | 0 | 0 | 0 | 0 | 0 | 0 | 0 | 0 | 0 | 0 | 0 | 0 | 0 | 0 | 0 | 0 | 0 | 0 | 0 | 0 | 0 | 0 | 0 | 0 | 0 | 0 | 0 |  | 0 | 0 | 0 | 0 | 0 | 0 | 0 | 0 | 0 | 0 | 0 | 0 | 0 | 0 | 0 | [14 empty] | 0 | 0 | 0 | 0 | 0 | 0 | 0 | 0 | 0 | 0 | 0 | 0 | 0 | 0 | 0 |  | 0 | 0 | 0 | 0 | 0 | 0 | 0 | 0 | 0 | 0 | 0 | 0 | 0 | 0 | 0
PG&E GBA | Metcalf | 230 | [15 empty] | 0 | 0 | 0 | 0 | 0 | 0 | 0 | 0 | 0 | 0 | 0 | 0 | 0 | 0 | 0 | 0 | 0 | 0 | 0 | 0 | 0 | 0 | 0 | 0 | 0 | 0 | 0 | 0 | 0 |  | 0 | 0 | 0 | 0 | 0 | 0 | 0 | 0 | 0 | 0 | 0 | 0 | 0 | 0 | 0 | [14 empty] | 0 | 0 | 0 | 0 | 0 | 0 | 0 | 0 | 0 | 0 | 0 | 0 | 0 | 0 | 0 |  | 0 | 0 | 0 | 0 | 0 | 0 | 0 | 0 | 0 | 0 | 0 | 0 | 0 | 0 | 0
PG&E GBA | Metcalf | 500 | [15 empty] | 0 | 0 | 0 | 0 | 0 | 0 | 0 | 0 | 0 | 0 | 0 | 0 | 0 | 0 | 0 | 0 | 0 | 0 | 0 | 0 | 0 | 0 | 0 | 0 | 0 | 0 | 0 | 0 | 0 |  | 0 | 0 | 0 | 0 | 0 | 0 | 0 | 0 | 0 | 0 | 0 | 0 | 0 | 0 | 0 | [14 empty] | 0 | 0 | 0 | 0 | 0 | 0 | 0 | 0 | 0 | 0 | 0 | 0 | 0 | 0 | 0 |  | 0 | 0 | 0 | 0 | 0 | 0 | 0 | 0 | 0 | 0 | 0 | 0 | 0 | 0 | 0
PG&E KERN | Midway | 115 | [15 empty] | 0 | 0 | 0 | 0 | 0 | 0 | 0 | 0 | 0 | 0 | 0 | 0 | 0 | 0 | 0 | 0 | 0 | 0 | 0 | 0 | 0 | 0 | 0 | 0 | 0 | 0 | 0 | 0 | 0 |  | 0 | 0 | 0 | 0 | 0 | 0 | 0 | 0 | 0 | 0 | 0 | 0 | 0 | 0 | 0 | [14 empty] | 0 | 0 | 0 | 0 | 0 | 0 | 0 | 0 | 0 | 0 | 0 | 0 | 0 | 0 | 0 |  | 0 | 0 | 0 | 0 | 0 | 0 | 0 | 0 | 0 | 0 | 0 | 0 | 0 | 0 | 0
PG&E KERN | Midway | 230 | [15 empty] | 0 | 0 | 0 | 0 | 0 | 0 | 0 | 0 | 0 | 0 | 0 | 0 | 0 | 0 | 0 | 0 | 0 | 0 | 0 | 0 | 0 | 0 | 0 | 0 | 0 | 0 | 0 | 0 | 0 |  | 0 | 0 | 0 | 0 | 0 | 0 | 0 | 0 | 0 | 0 | 0 | 0 | 0 | 0 | 0 | [14 empty] | 0 | 0 | 0 | 0 | 0 | 0 | 0 | 0 | 0 | 0 | 0 | 0 | 0 | 0 | 0 |  | 0 | 0 | 0 | 0 | 0 | 0 | 0 | 0 | 0 | 0 | 0 | 0 | 0 | 0 | 0
PG&E KERN | Midway | 500 | [15 empty] | 0 | 0 | 0 | 0 | 0 | 0 | 0 | 0 | 0 | 0 | 0 | 0 | 0 | 0 | 0 | 0 | 0 | 0 | 0 | 0 | 0 | 0 | 0 | 0 | 400 | 160 | 0 | 0 | 0 |  | 0 | 0 | 0 | 0 | 0 | 0 | 0 | 0 | 0 | 400 | 160 | 0 | 0 | 0 | 1 | [14 empty] | 0 | 0 | 0 | 0 | 0 | 0 | 0 | 0 | 0 | 0 | 400 | 160 | 0 | 0 | 0 |  | 0 | 0 | 0 | 0 | 0 | 0 | 0 | 0 | 0 | 400 | 160 | 0 | 0 | 0 | 1
SDGE | Miguel | 230 | [15 empty] | 0 | 0 | 0 | 0 | 0 | 0 | 0 | 0 | 0 | 0 | 0 | 0 | 0 | 0 | 0 |  | 0 | 0 | 0 | 0 | 0 | 0 | 0 | 0 | 0 | 0 | 0 | 0 | 0 |  | 0 | 0 | 0 | 0 | 0 | 0 | 0 | 0 | 0 | 0 | 0 | 0 | 0 | 0 | 0 | [14 empty] | 0 | 0 | 0 | 0 | 0 | 0 | 0 | 0 | 0 | 0 | 0 | 0 | 0 | 0 | 0 |  | 0 | 0 | 0 | 0 | 0 | 0 | 0 | 0 | 0 | 0 | 0 | 0 | 0 | 0 | 0
SDGE | Miguel | 500 | [15 empty] | 0 | 0 | 0 | 0 | 0 | 0 | 0 | 0 | 0 | 0 | 0 | 0 | 0 | 0 | 0 | 0 | 0 | 0 | 0 | 0 | 0 | 0 | 0 | 0 | 0 | 0 | 0 | 0 | 0 |  | 0 | 0 | 0 | 0 | 0 | 0 | 0 | 0 | 0 | 0 | 0 | 0 | 0 | 0 | 0 | [14 empty] | 0 | 0 | 0 | 0 | 0 | 0 | 0 | 0 | 0 | 0 | 0 | 0 | 0 | 0 | 0 |  | 0 | 0 | 0 | 0 | 0 | 0 | 0 | 0 | 0 | 0 | 0 | 0 | 0 | 0 | 0
SDGE | Miguel | 69 | [15 empty] | 0 | 0 | 0 | 0 | 0 | 0 | 0 | 0 | 0 | 0 | 0 | 0 | 0 | 0 | 0 | 0 | 0 | 0 | 0 | 0 | 0 | 0 | 0 | 0 | 0 | 0 | 0 | 0 | 0 |  | 0 | 0 | 0 | 0 | 0 | 0 | 0 | 0 | 0 | 0 | 0 | 0 | 0 | 0 | 0 | [14 empty] | 0 | 0 | 0 | 0 | 0 | 0 | 0 | 0 | 0 | 0 | 0 | 0 | 0 | 0 | 0 |  | 0 | 0 | 0 | 0 | 0 | 0 | 0 | 0 | 0 | 0 | 0 | 0 | 0 | 0 | 0
PG&E GBA | Millbrae | 115 | [15 empty] | 0 | 0 | 0 | 0 | 0 | 0 | 0 | 0 | 0 | 0 | 0 | 0 | 0 | 0 | 0 | 0 | 0 | 0 | 0 | 0 | 0 | 0 | 0 | 0 | 0 | 0 | 0 | 0 | 0 |  | 0 | 0 | 0 | 0 | 0 | 0 | 0 | 0 | 0 | 0 | 0 | 0 | 0 | 0 | 0 | [14 empty] | 0 | 0 | 0 | 0 | 0 | 0 | 0 | 0 | 0 | 0 | 0 | 0 | 0 | 0 | 0 |  | 0 | 0 | 0 | 0 | 0 | 0 | 0 | 0 | 0 | 0 | 0 | 0 | 0 | 0 | 0
PG&E GBA | Miller | 115 | [15 empty] | 0 | 0 | 0 | 0 | 0 | 0 | 0 | 0 | 0 | 0 | 0 | 0 | 0 | 0 | 0 | 100 | 0 | 0 | 0 | 0 | 0 | 0 | 0 | 0 | 0 | 0 | 0 | 0 | 0 |  | 100 | 0 | 0 | 0 | 0 | 0 | 0 | 0 | 0 | 0 | 0 | 0 | 0 | 0 | 1 | [14 empty] | 0 | 100 | 0 | 0 | 0 | 0 | 0 | 0 | 0 | 0 | 0 | 0 | 0 | 0 | 0 |  | 100 | 0 | 0 | 0 | 0 | 0 | 0 | 0 | 0 | 0 | 0 | 0 | 0 | 0 | 1
SCE Metro | Mira Loma | 230 | [15 empty] | 0 | 0 | 0 | 0 | 0 | 0 | 0 | 0 | 0 | 0 | 0 | 42 | 0 | 0 | 1 | 0 | 0 | 0 | 0 | 0 | 0 | 0 | 0 | 0 | 0 | 0 | 0 | 0 | 0 |  | 0 | 0 | 0 | 0 | 0 | 0 | 0 | 0 | 0 | 0 | 0 | 42 | 0 | 0 | 1 | [14 empty] | 0 | 0 | 0 | 0 | 0 | 0 | 0 | 0 | 0 | 0 | 0 | 0 | 0 | 0 | 0 |  | 0 | 0 | 0 | 0 | 0 | 0 | 0 | 0 | 0 | 0 | 0 | 42 | 0 | 0 | 1
SCE Metro | Mira Loma | 500 | [15 empty] | 0 | 0 | 0 | 0 | 0 | 0 | 0 | 0 | 0 | 0 | 0 | 0 | 0 | 0 | 0 | 0 | 0 | 0 | 0 | 0 | 0 | 0 | 0 | 0 | 0 | 0 | 0 | 0 | 0 |  | 0 | 0 | 0 | 0 | 0 | 0 | 0 | 0 | 0 | 0 | 0 | 0 | 0 | 0 | 0 | [14 empty] | 0 | 0 | 0 | 0 | 0 | 0 | 0 | 0 | 0 | 0 | 0 | 0 | 0 | 0 | 0 |  | 0 | 0 | 0 | 0 | 0 | 0 | 0 | 0 | 0 | 0 | 0 | 0 | 0 | 0 | 0
SCE Eastern | Mirage | 115 | [15 empty] | 0 | 0 | 0 | 0 | 0 | 0 | 0 | 0 | 0 | 0 | 0 | 0 | 0 | 0 | 0 |  | 0 | 0 | 0 | 0 | 0 | 0 | 0 | 0 | 0 | 0 | 0 | 0 | 0 |  | 0 | 0 | 0 | 0 | 0 | 0 | 0 | 0 | 0 | 0 | 0 | 0 | 0 | 0 | 0 | [14 empty] | 0 | 0 | 0 | 0 | 0 | 0 | 0 | 0 | 0 | 0 | 0 | 0 | 0 | 0 | 0 |  | 0 | 0 | 0 | 0 | 0 | 0 | 0 | 0 | 0 | 0 | 0 | 0 | 0 | 0 | 0
SCE Eastern | Mirage | 230 | [15 empty] | 30 | 0 | 0 | 0 | 0 | 0 | 0 | 0 | 0 | 0 | 0 | 0 | 0 | 0 | 1 |  | 0 | 0 | 0 | 0 | 0 | 0 | 0 | 0 | 0 | 0 | 0 | 0 | 0 |  | 30 | 0 | 0 | 0 | 0 | 0 | 0 | 0 | 0 | 0 | 0 | 0 | 0 | 0 | 1 | 1317 | [13 empty] | 1 | 1317 | 0 | 0 | 0 | 0 | 0 | 0 | 0 | 0 | 0 | 0 | 0 | 0 | 0 |  | 1347 | 0 | 0 | 0 | 0 | 0 | 0 | 0 | 0 | 0 | 0 | 0 | 0 | 0 | 1
SDGE | Mission | 138 | [15 empty] | 0 | 0 | 0 | 0 | 0 | 0 | 0 | 0 | 0 | 0 | 0 | 0 | 0 | 0 | 0 | 0 | 0 | 0 | 0 | 0 | 0 | 0 | 0 | 0 | 0 | 0 | 0 | 0 | 0 |  | 0 | 0 | 0 | 0 | 0 | 0 | 0 | 0 | 0 | 0 | 0 | 0 | 0 | 0 | 0 | [14 empty] | 0 | 0 | 0 | 0 | 0 | 0 | 0 | 0 | 0 | 0 | 0 | 0 | 0 | 0 | 0 |  | 0 | 0 | 0 | 0 | 0 | 0 | 0 | 0 | 0 | 0 | 0 | 0 | 0 | 0 | 0
SDGE | Mission | 230 | [15 empty] | 0 | 0 | 0 | 0 | 0 | 0 | 0 | 0 | 0 | 0 | 0 | 0 | 0 | 0 | 0 | 0 | 0 | 0 | 0 | 0 | 0 | 0 | 0 | 0 | 0 | 0 | 0 | 0 | 0 |  | 0 | 0 | 0 | 0 | 0 | 0 | 0 | 0 | 0 | 0 | 0 | 0 | 0 | 0 | 0 | [14 empty] | 0 | 0 | 0 | 0 | 0 | 0 | 0 | 0 | 0 | 0 | 0 | 0 | 0 | 0 | 0 |  | 0 | 0 | 0 | 0 | 0 | 0 | 0 | 0 | 0 | 0 | 0 | 0 | 0 | 0 | 0
SDGE | Mission | 69 | [15 empty] | 0 | 0 | 0 | 0 | 0 | 0 | 0 | 0 | 0 | 0 | 0 | 0 | 0 | 0 | 0 | 0 | 0 | 0 | 0 | 0 | 0 | 0 | 0 | 0 | 0 | 0 | 0 | 0 | 0 |  | 0 | 0 | 0 | 0 | 0 | 0 | 0 | 0 | 0 | 0 | 0 | 0 | 0 | 0 | 0 | [14 empty] | 0 | 0 | 0 | 0 | 0 | 0 | 0 | 0 | 0 | 0 | 0 | 0 | 0 | 0 | 0 |  | 0 | 0 | 0 | 0 | 0 | 0 | 0 | 0 | 0 | 0 | 0 | 0 | 0 | 0 | 0
PG&E GBA | Mi-Wuk | 115 | [15 empty] | 0 | 0 | 0 | 0 | 0 | 0 | 0 | 0 | 0 | 0 | 0 | 0 | 0 | 0 | 0 | 0 | 0 | 0 | 0 | 0 | 0 | 0 | 0 | 0 | 0 | 0 | 0 | 0 | 0 |  | 0 | 0 | 0 | 0 | 0 | 0 | 0 | 0 | 0 | 0 | 0 | 0 | 0 | 0 | 0 | [14 empty] | 0 | 0 | 0 | 0 | 0 | 0 | 0 | 0 | 0 | 0 | 0 | 0 | 0 | 0 | 0 |  | 0 | 0 | 0 | 0 | 0 | 0 | 0 | 0 | 0 | 0 | 0 | 0 | 0 | 0 | 0
EOP | Mohave | 500 | [15 empty] | 0 | 0 | 0 | 0 | 0 | 0 | 0 | 0 | 0 | 0 | 0 | 0 | 0 | 0 | 0 |  | 0 | 100 | 0 | 0 | 0 | 0 | 0 | 0 | 0 | 0 | 0 | 0 | 0 |  | 0 | 0 | 100 | 0 | 0 | 0 | 0 | 0 | 0 | 0 | 0 | 0 | 0 | 0 | 1 | [14 empty] | 0 | 0 | 0 | 100 | 0 | 0 | 0 | 0 | 0 | 0 | 0 | 0 | 0 | 0 | 0 |  | 0 | 0 | 100 | 0 | 0 | 0 | 0 | 0 | 0 | 0 | 0 | 0 | 0 | 0 | 1
PG&E NGBA | Monroe | 115 | [15 empty] | 0 | 0 | 0 | 0 | 0 | 0 | 0 | 0 | 0 | 0 | 0 | 0 | 0 | 0 | 0 | 0 | 0 | 0 | 0 | 0 | 0 | 0 | 0 | 0 | 0 | 0 | 0 | 0 | 0 |  | 0 | 0 | 0 | 0 | 0 | 0 | 0 | 0 | 0 | 0 | 0 | 0 | 0 | 0 | 0 | [14 empty] | 0 | 0 | 0 | 0 | 0 | 0 | 0 | 0 | 0 | 0 | 0 | 0 | 0 | 0 | 0 |  | 0 | 0 | 0 | 0 | 0 | 0 | 0 | 0 | 0 | 0 | 0 | 0 | 0 | 0 | 0
SDGE | Monserate | 69 | [15 empty] | 0 | 0 | 0 | 0 | 0 | 0 | 0 | 0 | 0 | 0 | 0 | 0 | 0 | 0 | 0 | 0 | 0 | 0 | 0 | 0 | 0 | 0 | 0 | 0 | 0 | 0 | 0 | 0 | 0 |  | 0 | 0 | 0 | 0 | 0 | 0 | 0 | 0 | 0 | 0 | 0 | 0 | 0 | 0 | 0 | [14 empty] | 0 | 0 | 0 | 0 | 0 | 0 | 0 | 0 | 0 | 0 | 0 | 0 | 0 | 0 | 0 |  | 0 | 0 | 0 | 0 | 0 | 0 | 0 | 0 | 0 | 0 | 0 | 0 | 0 | 0 | 0
PG&E GBA | Monta Vista | 115 | [15 empty] | 0 | 0 | 0 | 0 | 0 | 0 | 0 | 0 | 0 | 0 | 0 | 0 | 0 | 0 | 0 | 0 | 0 | 0 | 0 | 0 | 0 | 0 | 0 | 0 | 0 | 0 | 0 | 0 | 0 |  | 0 | 0 | 0 | 0 | 0 | 0 | 0 | 0 | 0 | 0 | 0 | 0 | 0 | 0 | 0 | [14 empty] | 0 | 0 | 0 | 0 | 0 | 0 | 0 | 0 | 0 | 0 | 0 | 0 | 0 | 0 | 0 |  | 0 | 0 | 0 | 0 | 0 | 0 | 0 | 0 | 0 | 0 | 0 | 0 | 0 | 0 | 0
PG&E GBA | Monta Vista | 230 | [15 empty] | 0 | 0 | 0 | 0 | 0 | 0 | 0 | 0 | 0 | 0 | 0 | 0 | 0 | 0 | 0 | 0 | 0 | 0 | 0 | 0 | 0 | 0 | 0 | 0 | 0 | 0 | 0 | 0 | 0 |  | 0 | 0 | 0 | 0 | 0 | 0 | 0 | 0 | 0 | 0 | 0 | 0 | 0 | 0 | 0 | [14 empty] | 0 | 0 | 0 | 0 | 0 | 0 | 0 | 0 | 0 | 0 | 0 | 0 | 0 | 0 | 0 |  | 0 | 0 | 0 | 0 | 0 | 0 | 0 | 0 | 0 | 0 | 0 | 0 | 0 | 0 | 0
PG&E GBA | Monta Vista | 60 | [15 empty] | 0 | 0 | 0 | 0 | 0 | 0 | 0 | 0 | 0 | 0 | 0 | 0 | 0 | 0 | 0 | 0 | 0 | 0 | 0 | 0 | 0 | 0 | 0 | 0 | 0 | 0 | 0 | 0 | 0 |  | 0 | 0 | 0 | 0 | 0 | 0 | 0 | 0 | 0 | 0 | 0 | 0 | 0 | 0 | 0 | [14 empty] | 0 | 0 | 0 | 0 | 0 | 0 | 0 | 0 | 0 | 0 | 0 | 0 | 0 | 0 | 0 |  | 0 | 0 | 0 | 0 | 0 | 0 | 0 | 0 | 0 | 0 | 0 | 0 | 0 | 0 | 0
PG&E NGBA | Monticello | 115 | [15 empty] | 0 | 0 | 0 | 0 | 0 | 0 | 0 | 0 | 0 | 0 | 0 | 0 | 0 | 0 | 0 | 0 | 0 | 0 | 0 | 0 | 0 | 0 | 0 | 0 | 0 | 0 | 0 | 0 | 0 |  | 0 | 0 | 0 | 0 | 0 | 0 | 0 | 0 | 0 | 0 | 0 | 0 | 0 | 0 | 0 | [14 empty] | 0 | 0 | 0 | 0 | 0 | 0 | 0 | 0 | 0 | 0 | 0 | 0 | 0 | 0 | 0 |  | 0 | 0 | 0 | 0 | 0 | 0 | 0 | 0 | 0 | 0 | 0 | 0 | 0 | 0 | 0
SCE Northern | Moorpark | 230 | [15 empty] | 0 | 0 | 0 | 0 | 0 | 0 | 0 | 0 | 0 | 0 | 0 | 350 | 0 | 0 | 1 | 0 | 0 | 0 | 0 | 0 | 0 | 0 | 0 | 0 | 0 | 0 | 0 | 0 | 0 |  | 0 | 0 | 0 | 0 | 0 | 0 | 0 | 0 | 0 | 0 | 0 | 350 | 0 | 0 | 1 | [14 empty] | 0 | 0 | 0 | 0 | 0 | 0 | 0 | 0 | 0 | 0 | 0 | 0 | 0 | 0 | 0 |  | 0 | 0 | 0 | 0 | 0 | 0 | 0 | 0 | 0 | 0 | 0 | 350 | 0 | 0 | 1
SCE Northern | Moorpark | 66 | [15 empty] | 0 | 0 | 0 | 0 | 0 | 0 | 0 | 0 | 0 | 0 | 0 | 0 | 0 | 0 | 0 | 0 | 0 | 0 | 0 | 0 | 0 | 0 | 0 | 0 | 0 | 0 | 0 | 0 | 0 |  | 0 | 0 | 0 | 0 | 0 | 0 | 0 | 0 | 0 | 0 | 0 | 0 | 0 | 0 | 0 | [14 empty] | 0 | 0 | 0 | 0 | 0 | 0 | 0 | 0 | 0 | 0 | 0 | 0 | 0 | 0 | 0 |  | 0 | 0 | 0 | 0 | 0 | 0 | 0 | 0 | 0 | 0 | 0 | 0 | 0 | 0 | 0
PG&E GBA | Moraga | 115 | [15 empty] | 0 | 0 | 0 | 0 | 0 | 0 | 0 | 0 | 0 | 0 | 0 | 0 | 0 | 0 | 0 | 0 | 0 | 0 | 0 | 0 | 0 | 0 | 0 | 0 | 0 | 0 | 0 | 0 | 0 |  | 0 | 0 | 0 | 0 | 0 | 0 | 0 | 0 | 0 | 0 | 0 | 0 | 0 | 0 | 0 | [14 empty] | 0 | 0 | 0 | 0 | 0 | 0 | 0 | 0 | 0 | 0 | 0 | 0 | 0 | 0 | 0 |  | 0 | 0 | 0 | 0 | 0 | 0 | 0 | 0 | 0 | 0 | 0 | 0 | 0 | 0 | 0
PG&E GBA | Moraga | 230 | [15 empty] | 0 | 0 | 0 | 0 | 0 | 0 | 0 | 0 | 0 | 0 | 0 | 0 | 0 | 0 | 0 | 0 | 0 | 0 | 0 | 0 | 0 | 0 | 0 | 0 | 0 | 0 | 0 | 0 | 0 |  | 0 | 0 | 0 | 0 | 0 | 0 | 0 | 0 | 0 | 0 | 0 | 0 | 0 | 0 | 0 | [14 empty] | 0 | 0 | 0 | 0 | 0 | 0 | 0 | 0 | 0 | 0 | 0 | 0 | 0 | 0 | 0 |  | 0 | 0 | 0 | 0 | 0 | 0 | 0 | 0 | 0 | 0 | 0 | 0 | 0 | 0 | 0
PG&E GBA | Morgan Hill | 115 | [15 empty] | 0 | 0 | 0 | 0 | 0 | 0 | 0 | 0 | 0 | 0 | 0 | 0 | 0 | 0 | 0 | 0 | 0 | 0 | 0 | 0 | 0 | 0 | 0 | 0 | 0 | 0 | 0 | 0 | 0 |  | 0 | 0 | 0 | 0 | 0 | 0 | 0 | 0 | 0 | 0 | 0 | 0 | 0 | 0 | 0 | [14 empty] | 0 | 0 | 0 | 0 | 0 | 0 | 0 | 0 | 0 | 0 | 0 | 0 | 0 | 0 | 0 |  | 0 | 0 | 0 | 0 | 0 | 0 | 0 | 0 | 0 | 0 | 0 | 0 | 0 | 0 | 0
PG&E KERN | Morro Bay | 115 | [15 empty] | 0 | 0 | 0 | 0 | 0 | 0 | 0 | 0 | 0 | 0 | 0 | 0 | 0 | 0 | 0 | 0 | 0 | 0 | 0 | 0 | 0 | 0 | 0 | 0 | 0 | 0 | 0 | 0 | 0 |  | 0 | 0 | 0 | 0 | 0 | 0 | 0 | 0 | 0 | 0 | 0 | 0 | 0 | 0 | 0 | [14 empty] | 0 | 0 | 0 | 0 | 0 | 0 | 0 | 0 | 0 | 0 | 0 | 0 | 0 | 0 | 0 |  | 0 | 0 | 0 | 0 | 0 | 0 | 0 | 0 | 0 | 0 | 0 | 0 | 0 | 0 | 0
PG&E KERN | Morro Bay | 230 | [15 empty] | 0 | 0 | 0 | 0 | 0 | 0 | 0 | 0 | 0 | 0 | 0 | 0 | 0 | 0 | 0 | 0 | 0 | 0 | 0 | 0 | 0 | 0 | 0 | 0 | 0 |  | 0 | 0 | 500 |  | 0 | 0 | 0 | 0 | 0 | 0 | 0 | 0 | 0 | 0 | 0 | 0 | 0 | 500 | 1 | [14 empty] | 0 | 0 | 0 | 0 | 0 | 0 | 0 | 0 | 0 | 0 | 0 | 0 | 0 | 0 | 500 |  | 0 | 0 | 0 | 0 | 0 | 0 | 0 | 0 | 0 | 0 | 0 | 0 | 0 | 500 | 1
PG&E KERN | Morro Bay | 500 | [15 empty] | 0 | 0 | 0 | 0 | 0 | 0 | 0 | 0 | 0 | 0 | 0 | 0 | 0 | 0 | 0 | 0 | 0 | 0 | 0 | 0 | 0 | 0 | 0 | 0 | 600 | 1110 | 0 | 0 | 0 |  | 0 | 0 | 0 | 0 | 0 | 0 | 0 | 0 | 0 | 600 | 1110 | 0 | 0 | 0 | 1 | [14 empty] | 0 | 0 | 0 | 0 | 0 | 0 | 0 | 0 | 0 | 0 | 600 | 1110 | 0 | 0 | 0 |  | 0 | 0 | 0 | 0 | 0 | 0 | 0 | 0 | 0 | 600 | 1110 | 0 | 0 | 0 | 1
PG&E GBA | Moss Landing | 115 | [15 empty] | 0 | 0 | 0 | 0 | 0 | 0 | 0 | 0 | 0 | 0 | 0 | 0 | 0 | 0 | 0 | 50 | 0 | 0 | 0 | 0 | 0 | 0 | 0 | 0 | 0 | 0 | 0 | 0 | 0 |  | 50 | 0 | 0 | 0 | 0 | 0 | 0 | 0 | 0 | 0 | 0 | 0 | 0 | 0 | 1 | [14 empty] | 0 | 50 | 0 | 0 | 0 | 0 | 0 | 0 | 0 | 0 | 0 | 0 | 0 | 0 | 0 |  | 50 | 0 | 0 | 0 | 0 | 0 | 0 | 0 | 0 | 0 | 0 | 0 | 0 | 0 | 1
PG&E GBA | Moss Landing | 230 | [15 empty] | 0 | 0 | 0 | 0 | 0 | 0 | 0 | 0 | 0 | 0 | 0 | 0 | 0 | 0 | 0 | 0 | 0 | 0 | 0 | 0 | 0 | 0 | 0 | 0 | 0 | 0 | 0 | 0 | 0 |  | 0 | 0 | 0 | 0 | 0 | 0 | 0 | 0 | 0 | 0 | 0 | 0 | 0 | 0 | 0 | [14 empty] | 0 | 0 | 0 | 0 | 0 | 0 | 0 | 0 | 0 | 0 | 0 | 0 | 0 | 0 | 0 |  | 0 | 0 | 0 | 0 | 0 | 0 | 0 | 0 | 0 | 0 | 0 | 0 | 0 | 0 | 0
PG&E GBA | Moss Landing | 500 | [15 empty] | 0 | 0 | 0 | 0 | 0 | 0 | 0 | 0 | 0 | 0 | 0 | 0 | 0 | 0 | 0 | 0 | 0 | 0 | 0 | 0 | 0 | 0 | 0 | 0 | 0 | 0 | 0 | 0 | 0 |  | 0 | 0 | 0 | 0 | 0 | 0 | 0 | 0 | 0 | 0 | 0 | 0 | 0 | 0 | 0 | [14 empty] | 0 | 0 | 0 | 0 | 0 | 0 | 0 | 0 | 0 | 0 | 0 | 0 | 0 | 0 | 0 |  | 0 | 0 | 0 | 0 | 0 | 0 | 0 | 0 | 0 | 0 | 0 | 0 | 0 | 0 | 0
EOP | Mountain Pass | 115 | [15 empty] | 0 | 0 | 0 | 0 | 0 | 0 | 0 | 0 | 0 | 0 | 0 | 0 | 0 | 0 | 0 | 0 | 0 | 0 | 0 | 0 | 0 | 0 | 0 | 0 | 0 | 0 | 0 | 0 | 0 |  | 0 | 0 | 0 | 0 | 0 | 0 | 0 | 0 | 0 | 0 | 0 | 0 | 0 | 0 | 0 | [14 empty] | 0 | 0 | 0 | 0 | 0 | 0 | 0 | 0 | 0 | 0 | 0 | 0 | 0 | 0 | 0 |  | 0 | 0 | 0 | 0 | 0 | 0 | 0 | 0 | 0 | 0 | 0 | 0 | 0 | 0 | 0
PG&E GBA | Mountain View | 115 | [15 empty] | 0 | 0 | 0 | 0 | 0 | 0 | 0 | 0 | 0 | 0 | 0 | 0 | 0 | 0 | 0 | 0 | 0 | 0 | 0 | 0 | 0 | 0 | 0 | 0 | 0 | 0 | 0 | 0 | 0 |  | 0 | 0 | 0 | 0 | 0 | 0 | 0 | 0 | 0 | 0 | 0 | 0 | 0 | 0 | 0 | [14 empty] | 0 | 0 | 0 | 0 | 0 | 0 | 0 | 0 | 0 | 0 | 0 | 0 | 0 | 0 | 0 |  | 0 | 0 | 0 | 0 | 0 | 0 | 0 | 0 | 0 | 0 | 0 | 0 | 0 | 0 | 0
PG&E GBA | Mt Eden | 115 | [15 empty] | 0 | 0 | 0 | 0 | 0 | 0 | 0 | 0 | 0 | 0 | 0 | 0 | 0 | 0 | 0 | 0 | 0 | 0 | 0 | 0 | 0 | 0 | 0 | 0 | 0 | 0 | 0 | 0 | 0 |  | 0 | 0 | 0 | 0 | 0 | 0 | 0 | 0 | 0 | 0 | 0 | 0 | 0 | 0 | 0 | [14 empty] | 0 | 0 | 0 | 0 | 0 | 0 | 0 | 0 | 0 | 0 | 0 | 0 | 0 | 0 | 0 |  | 0 | 0 | 0 | 0 | 0 | 0 | 0 | 0 | 0 | 0 | 0 | 0 | 0 | 0 | 0
PG&E KERN | Mt Poso | 115 | [15 empty] | 0 | 0 | 0 | 0 | 0 | 0 | 0 | 0 | 0 | 0 | 0 | 0 | 0 | 0 | 0 | 0 | 0 | 0 | 0 | 0 | 0 | 0 | 0 | 0 | 0 | 0 | 0 | 0 | 0 |  | 0 | 0 | 0 | 0 | 0 | 0 | 0 | 0 | 0 | 0 | 0 | 0 | 0 | 0 | 0 | [14 empty] | 0 | 0 | 0 | 0 | 0 | 0 | 0 | 0 | 0 | 0 | 0 | 0 | 0 | 0 | 0 |  | 0 | 0 | 0 | 0 | 0 | 0 | 0 | 0 | 0 | 0 | 0 | 0 | 0 | 0 | 0
SDGE | Murray | 69 | [15 empty] | 0 | 0 | 0 | 0 | 0 | 0 | 0 | 0 | 0 | 0 | 0 | 0 | 0 | 0 | 0 | 0 | 0 | 0 | 0 | 0 | 0 | 0 | 0 | 0 | 0 | 0 | 0 | 0 | 0 |  | 0 | 0 | 0 | 0 | 0 | 0 | 0 | 0 | 0 | 0 | 0 | 0 | 0 | 0 | 0 | [14 empty] | 0 | 0 | 0 | 0 | 0 | 0 | 0 | 0 | 0 | 0 | 0 | 0 | 0 | 0 | 0 |  | 0 | 0 | 0 | 0 | 0 | 0 | 0 | 0 | 0 | 0 | 0 | 0 | 0 | 0 | 0
PG&E FRESNO | Mustang | 230 | [15 empty] | 0 | 0 | 0 | 0 | 0 | 0 | 0 | 0 | 0 | 0 | 0 | 0 | 0 | 0 | 0 | 0 | 0 | 0 | 0 | 0 | 0 | 0 | 0 | 0 | 0 | 0 | 0 | 0 | 0 |  | 0 | 0 | 0 | 0 | 0 | 0 | 0 | 0 | 0 | 0 | 0 | 0 | 0 | 0 | 0 | [14 empty] | 0 | 0 | 0 | 0 | 0 | 0 | 0 | 0 | 0 | 0 | 0 | 0 | 0 | 0 | 0 |  | 0 | 0 | 0 | 0 | 0 | 0 | 0 | 0 | 0 | 0 | 0 | 0 | 0 | 0 | 0
SCE Northern | Neenach | 66 | [15 empty] | 0 | 0 | 0 | 0 | 0 | 0 | 0 | 0 | 0 | 0 | 0 | 0 | 0 | 0 | 0 | 0 | 0 | 0 | 0 | 0 | 0 | 0 | 0 | 0 |  | 0 | 0 | 0 | 0 |  | 0 | 0 | 0 | 0 | 0 | 0 | 0 | 0 | 0 | 0 | 0 | 0 | 0 | 0 | 0 | [14 empty] | 0 | 0 | 0 | 0 | 0 | 0 | 0 | 0 | 0 | 0 | 0 | 0 | 0 | 0 | 0 |  | 0 | 0 | 0 | 0 | 0 | 0 | 0 | 0 | 0 | 0 | 0 | 0 | 0 | 0 | 0
PG&E KERN | New Sub - Gates - Midway (Proposed) | 230 | [15 empty] | 0 | 0 | 0 | 0 | 0 | 0 | 0 | 0 | 0 | 0 | 440 | 238.5 | 0 | 0 | 1 | 0 | 0 | 0 | 0 | 0 | 0 | 0 | 0 | 0 | 1900 | 0 | 0 | 0 | 0 |  | 0 | 0 | 0 | 0 | 0 | 0 | 0 | 0 | 0 | 1900 | 440 | 238.5 | 0 | 0 | 1 | [14 empty] | 0 | 0 | 0 | 0 | 0 | 0 | 0 | 0 | 0 | 0 | 1900 | 0 | 0 | 0 | 0 |  | 0 | 0 | 0 | 0 | 0 | 0 | 0 | 0 | 0 | 1900 | 440 | 238.5 | 0 | 0 | 1
PG&E KERN | New Sub - Gates - Templeton (Proposed) | 230 | [15 empty] | 0 | 0 | 0 | 0 | 0 | 0 | 0 | 0 | 0 | 0 | 0 | 0 | 0 | 0 | 0 | 0 | 0 | 0 | 0 | 0 | 0 | 0 | 0 | 0 | 0 | 600 | 0 | 0 | 0 |  | 0 | 0 | 0 | 0 | 0 | 0 | 0 | 0 | 0 | 0 | 600 | 0 | 0 | 0 | 1 | [14 empty] | 0 | 0 | 0 | 0 | 0 | 0 | 0 | 0 | 0 | 0 | 0 | 600 | 0 | 0 | 0 |  | 0 | 0 | 0 | 0 | 0 | 0 | 0 | 0 | 0 | 0 | 600 | 0 | 0 | 0 | 1
SCE NOL | New Sub - Kramer - Lugo (Proposed) | 230 | [15 empty] | 0 | 0 | 0 | 0 | 0 | 0 | 0 | 0 | 0 | 0 | 0 | 0 | 0 | 0 | 0 | 0 | 0 | 0 | 0 | 0 | 0 | 0 | 0 | 0 | 0 | 0 | 0 | 0 | 0 |  | 0 | 0 | 0 | 0 | 0 | 0 | 0 | 0 | 0 | 0 | 0 | 0 | 0 | 0 | 0 | [14 empty] | 0 | 0 | 0 | 0 | 0 | 0 | 0 | 0 | 0 | 0 | 0 | 0 | 0 | 0 | 0 |  | 0 | 0 | 0 | 0 | 0 | 0 | 0 | 0 | 0 | 0 | 0 | 0 | 0 | 0 | 0
PG&E FRESNO | New Sub - Los Banos - Midway (Proposed) | 500 | [15 empty] | 0 | 0 | 0 | 0 | 0 | 0 | 0 | 0 | 0 | 0 | 0 | 0 | 0 | 0 | 0 | 0 | 0 | 0 | 0 | 0 | 0 | 0 | 0 | 0 | 0 | 0 | 0 | 0 | 0 |  | 0 | 0 | 0 | 0 | 0 | 0 | 0 | 0 | 0 | 0 | 0 | 0 | 0 | 0 | 0 | [14 empty] | 0 | 0 | 0 | 0 | 0 | 0 | 0 | 0 | 0 | 0 | 0 | 0 | 0 | 0 | 0 |  | 0 | 0 | 0 | 0 | 0 | 0 | 0 | 0 | 0 | 0 | 0 | 0 | 0 | 0 | 0
SCE NOL | New Sub - Lugo - Pisgah (Proposed) | 230 | [15 empty] | 0 | 0 | 0 | 0 | 0 | 0 | 0 | 0 | 0 | 0 | 0 | 0 | 0 | 0 | 0 | 0 | 0 | 0 | 0 | 0 | 0 | 0 | 0 | 0 | 0 | 0 | 0 | 0 | 0 |  | 0 | 0 | 0 | 0 | 0 | 0 | 0 | 0 | 0 | 0 | 0 | 0 | 0 | 0 | 0 | [14 empty] | 0 | 0 | 0 | 0 | 0 | 0 | 0 | 0 | 0 | 0 | 0 | 0 | 0 | 0 | 0 |  | 0 | 0 | 0 | 0 | 0 | 0 | 0 | 0 | 0 | 0 | 0 | 0 | 0 | 0 | 0
PG&E KERN | New Sub - Midway - Wheeler Ridge (Proposed) | 230 | [15 empty] | 0 | 0 | 0 | 0 | 0 | 0 | 0 | 0 | 0 | 0 | 0 | 0 | 0 | 0 | 0 | 0 | 0 | 0 | 0 | 0 | 0 | 0 | 0 | 0 | 1900 | 0 | 0 | 0 | 0 |  | 0 | 0 | 0 | 0 | 0 | 0 | 0 | 0 | 0 | 1900 | 0 | 0 | 0 | 0 | 1 | [14 empty] | 0 | 0 | 0 | 0 | 0 | 0 | 0 | 0 | 0 | 0 | 1900 | 0 | 0 | 0 | 0 |  | 0 | 0 | 0 | 0 | 0 | 0 | 0 | 0 | 0 | 1900 | 0 | 0 | 0 | 0 | 1
PG&E NGBA | New Sub - Near existing Leavitt (PSREC) | 345 | [15 empty] | 0 | 0 | 0 | 0 | 0 | 0 | 0 | 0 | 0 | 0 | 0 | 0 | 0 | 0 | 0 | 19 | 0 | 102 |  | 0 | 0 | 0 | 0 | 0 | 0 | 0 | 0 | 0 | 0 |  | 19 | 0 | 102 | 0 | 0 | 0 | 0 | 0 | 0 | 0 | 0 | 0 | 0 | 0 | 1 |  |  | 346 | [11 empty] | 1 | 19 | 0 | 448 | 0 | 0 | 0 | 0 | 0 | 0 | 0 | 0 | 0 | 0 | 0 |  | 19 | 0 | 448 | 0 | 0 | 0 | 0 | 0 | 0 | 0 | 0 | 0 | 0 | 0 | 1
PG&E NGBA | New Sub - Near existing Madeline (NVE) | 345 | [15 empty] | 0 | 0 | 0 | 0 | 0 | 0 | 0 | 0 | 0 | 0 | 0 | 0 | 0 | 0 | 0 | 0 | 0 | 80 | 220 | 0 | 0 | 0 | 0 | 0 | 0 | 0 | 0 | 0 | 0 |  | 0 | 0 | 80 | 220 | 0 | 0 | 0 | 0 | 0 | 0 | 0 | 0 | 0 | 0 | 1 |  |  | 400 | [11 empty] | 1 | 0 | 0 | 480 | 220 | 0 | 0 | 0 | 0 | 0 | 0 | 0 | 0 | 0 | 0 |  | 0 | 0 | 480 | 220 | 0 | 0 | 0 | 0 | 0 | 0 | 0 | 0 | 0 | 0 | 1
SDGE | New Sub - North Gila - IV (Proposed) | 500 | [15 empty] | 0 | 0 | 0 | 0 | 0 | 0 | 0 | 0 | 0 | 0 | 0 | 0 | 0 | 0 | 0 | 0 | 0 | 0 | 0 | 0 | 0 | 0 | 0 | 0 | 500 | 0 | 0 | 0 | 0 |  | 0 | 0 | 0 | 0 | 0 | 0 | 0 | 0 | 0 | 500 | 0 | 0 | 0 | 0 | 1 | [9 empty] | 250 | 250 |  |  |  | 1 | 0 | 0 | 0 | 0 | 0 | 0 | 0 | 0 | 0 | 750 | 250 | 0 | 0 | 0 |  | 0 | 0 | 0 | 0 | 0 | 0 | 0 | 0 | 0 | 750 | 250 | 0 | 0 | 0 | 1
PG&E NGBA | New Sub - Pit 1 - Cottonwood (Proposed) | 230 | [15 empty] | 0 | 0 | 0 | 0 | 0 | 0 | 0 | 0 | 0 | 0 | 0 | 0 | 0 | 0 | 0 | 0 | 0 | 0 | 0 | 0 | 0 | 0 | 0 | 0 | 0 | 0 | 0 | 0 | 0 |  | 0 | 0 | 0 | 0 | 0 | 0 | 0 | 0 | 0 | 0 | 0 | 0 | 0 | 0 | 0 | [14 empty] | 0 | 0 | 0 | 0 | 0 | 0 | 0 | 0 | 0 | 0 | 0 | 0 | 0 | 0 | 0 |  | 0 | 0 | 0 | 0 | 0 | 0 | 0 | 0 | 0 | 0 | 0 | 0 | 0 | 0 | 0
PG&E GBA | New Sub - Rancho Seco - Bellota (Proposed) | 230 | [15 empty] | 0 | 0 | 0 | 0 | 0 | 0 | 0 | 0 | 0 | 0 | 0 | 0 | 0 | 0 | 0 | 0 | 0 | 0 | 0 | 0 | 0 | 0 | 0 | 0 | 0 | 0 | 0 | 0 | 0 |  | 0 | 0 | 0 | 0 | 0 | 0 | 0 | 0 | 0 | 0 | 0 | 0 | 0 | 0 | 0 | [14 empty] | 0 | 0 | 0 | 0 | 0 | 0 | 0 | 0 | 0 | 0 | 0 | 0 | 0 | 0 | 0 |  | 0 | 0 | 0 | 0 | 0 | 0 | 0 | 0 | 0 | 0 | 0 | 0 | 0 | 0 | 0
SDGE | New Sub - Suncrest - Ocotillo (Proposed) | 500 | [15 empty] | 0 | 0 | 0 | 0 | 0 | 0 | 0 | 0 | 0 | 0 | 0 | 0 | 0 | 0 | 0 | 0 | 0 | 0 | 0 | 0 | 0 | 0 | 0 | 0 | 0 | 0 | 0 | 0 | 0 |  | 0 | 0 | 0 | 0 | 0 | 0 | 0 | 0 | 0 | 0 | 0 | 0 | 0 | 0 | 0 | [14 empty] | 0 | 0 | 0 | 0 | 0 | 0 | 0 | 0 | 0 | 0 | 0 | 0 | 0 | 0 | 0 |  | 0 | 0 | 0 | 0 | 0 | 0 | 0 | 0 | 0 | 0 | 0 | 0 | 0 | 0 | 0
PG&E FRESNO | New Sub - Westley - Quinto (Proposed) | 230 | [15 empty] | 0 | 0 | 0 | 0 | 0 | 0 | 0 | 0 | 0 | 0 | 0 | 0 | 0 | 0 | 0 | 80 | 0 | 0 | 0 | 0 | 0 | 0 | 0 | 0 | 0 | 0 | 0 | 900 | 0 |  | 80 | 0 | 0 | 0 | 0 | 0 | 0 | 0 | 0 | 0 | 0 | 0 | 900 | 0 | 1 | [14 empty] | 0 | 80 | 0 | 0 | 0 | 0 | 0 | 0 | 0 | 0 | 0 | 0 | 0 | 900 | 0 |  | 80 | 0 | 0 | 0 | 0 | 0 | 0 | 0 | 0 | 0 | 0 | 0 | 900 | 0 | 1
PG&E GBA | Newark | 115 | [15 empty] | 0 | 0 | 0 | 0 | 0 | 0 | 0 | 0 | 0 | 0 | 0 | 0 | 0 | 0 | 0 | 0 | 0 | 0 | 0 | 0 | 0 | 0 | 0 | 0 | 0 | 0 | 0 | 0 | 0 |  | 0 | 0 | 0 | 0 | 0 | 0 | 0 | 0 | 0 | 0 | 0 | 0 | 0 | 0 | 0 | [14 empty] | 0 | 0 | 0 | 0 | 0 | 0 | 0 | 0 | 0 | 0 | 0 | 0 | 0 | 0 | 0 |  | 0 | 0 | 0 | 0 | 0 | 0 | 0 | 0 | 0 | 0 | 0 | 0 | 0 | 0 | 0
PG&E GBA | Newark | 230 | [15 empty] | 0 | 0 | 0 | 0 | 0 | 0 | 0 | 0 | 0 | 0 | 0 | 0 | 0 | 0 | 0 | 0 | 0 | 0 | 0 | 0 | 0 | 0 | 0 | 0 | 0 | 0 | 0 | 0 | 0 |  | 0 | 0 | 0 | 0 | 0 | 0 | 0 | 0 | 0 | 0 | 0 | 0 | 0 | 0 | 0 | [14 empty] | 0 | 0 | 0 | 0 | 0 | 0 | 0 | 0 | 0 | 0 | 0 | 0 | 0 | 0 | 0 |  | 0 | 0 | 0 | 0 | 0 | 0 | 0 | 0 | 0 | 0 | 0 | 0 | 0 | 0 | 0
PG&E GBA | Newark | 60 | [15 empty] | 0 | 0 | 0 | 0 | 0 | 0 | 0 | 0 | 0 | 0 | 0 | 0 | 0 | 0 | 0 | 0 | 0 | 0 | 0 | 0 | 0 | 0 | 0 | 0 | 0 | 0 | 0 | 0 | 0 |  | 0 | 0 | 0 | 0 | 0 | 0 | 0 | 0 | 0 | 0 | 0 | 0 | 0 | 0 | 0 | [14 empty] | 0 | 0 | 0 | 0 | 0 | 0 | 0 | 0 | 0 | 0 | 0 | 0 | 0 | 0 | 0 |  | 0 | 0 | 0 | 0 | 0 | 0 | 0 | 0 | 0 | 0 | 0 | 0 | 0 | 0 | 0
PG&E FRESNO | Newhall | 115 | [15 empty] | 0 | 0 | 0 | 0 | 0 | 0 | 0 | 0 | 0 | 0 | 0 | 0 | 0 | 0 | 0 | 0 | 0 | 0 | 0 | 0 | 0 | 0 | 0 | 0 | 0 | 0 | 0 | 0 | 0 |  | 0 | 0 | 0 | 0 | 0 | 0 | 0 | 0 | 0 | 0 | 0 | 0 | 0 | 0 | 0 | [14 empty] | 0 | 0 | 0 | 0 | 0 | 0 | 0 | 0 | 0 | 0 | 0 | 0 | 0 | 0 | 0 |  | 0 | 0 | 0 | 0 | 0 | 0 | 0 | 0 | 0 | 0 | 0 | 0 | 0 | 0 | 0
PG&E KERN | Norco | 115 | [15 empty] | 0 | 0 | 0 | 0 | 0 | 0 | 0 | 0 | 0 | 0 | 0 | 0 | 0 | 0 | 0 | 0 | 0 | 0 | 0 | 0 | 0 | 0 | 0 | 0 | 0 | 0 | 0 | 0 | 0 |  | 0 | 0 | 0 | 0 | 0 | 0 | 0 | 0 | 0 | 0 | 0 | 0 | 0 | 0 | 0 | [14 empty] | 0 | 0 | 0 | 0 | 0 | 0 | 0 | 0 | 0 | 0 | 0 | 0 | 0 | 0 | 0 |  | 0 | 0 | 0 | 0 | 0 | 0 | 0 | 0 | 0 | 0 | 0 | 0 | 0 | 0 | 0
PG&E GBA | Nortech | 115 | [15 empty] | 0 | 0 | 0 | 0 | 0 | 0 | 0 | 0 | 0 | 0 | 0 | 0 | 0 | 0 | 0 | 0 | 0 | 0 | 0 | 0 | 0 | 0 | 0 | 0 | 0 | 0 | 0 | 0 | 0 |  | 0 | 0 | 0 | 0 | 0 | 0 | 0 | 0 | 0 | 0 | 0 | 0 | 0 | 0 | 0 | [9 empty] | 80 |  |  |  |  | 1 | 0 | 0 | 0 | 0 | 0 | 0 | 0 | 0 | 0 | 80 | 0 | 0 | 0 | 0 |  | 0 | 0 | 0 | 0 | 0 | 0 | 0 | 0 | 0 | 80 | 0 | 0 | 0 | 0 | 1
SDGE | North City Metering | 138 | [15 empty] | 0 | 0 | 0 | 0 | 0 | 0 | 0 | 0 | 0 | 0 | 0 | 0 | 0 | 0 | 0 | 0 | 0 | 0 | 0 | 0 | 0 | 0 | 0 | 0 | 0 | 0 | 0 | 0 | 0 |  | 0 | 0 | 0 | 0 | 0 | 0 | 0 | 0 | 0 | 0 | 0 | 0 | 0 | 0 | 0 | [14 empty] | 0 | 0 | 0 | 0 | 0 | 0 | 0 | 0 | 0 | 0 | 0 | 0 | 0 | 0 | 0 |  | 0 | 0 | 0 | 0 | 0 | 0 | 0 | 0 | 0 | 0 | 0 | 0 | 0 | 0 | 0
PG&E GBA | North Dublin | 230 | [15 empty] | 0 | 0 | 0 | 0 | 0 | 0 | 0 | 0 | 0 | 0 | 0 | 0 | 0 | 0 | 0 | 0 | 0 | 0 | 0 | 0 | 0 | 0 | 0 | 0 | 0 | 0 | 0 | 0 | 0 |  | 0 | 0 | 0 | 0 | 0 | 0 | 0 | 0 | 0 | 0 | 0 | 0 | 0 | 0 | 0 | [14 empty] | 0 | 0 | 0 | 0 | 0 | 0 | 0 | 0 | 0 | 0 | 0 | 0 | 0 | 0 | 0 |  | 0 | 0 | 0 | 0 | 0 | 0 | 0 | 0 | 0 | 0 | 0 | 0 | 0 | 0 | 0
SDGE | North Gila | 500 | [15 empty] | 0 | 0 | 0 | 0 | 0 | 0 | 0 | 0 | 0 | 0 | 0 | 0 | 0 | 0 | 0 | 0 | 0 | 0 | 0 | 0 | 0 | 0 | 0 | 0 | 500 | 0 | 0 | 94.35 | 0 |  | 0 | 0 | 0 | 0 | 0 | 0 | 0 | 0 | 0 | 500 | 0 | 0 | 94.35 | 0 | 1 | [9 empty] | 250 | 500 |  |  |  | 1 | 0 | 0 | 0 | 0 | 0 | 0 | 0 | 0 | 0 | 750 | 500 | 0 | 94.35 | 0 |  | 0 | 0 | 0 | 0 | 0 | 0 | 0 | 0 | 0 | 750 | 500 | 0 | 94.35 | 0 | 1
SCE Metro | North of SONGS | 230 | [15 empty] | 0 | 0 | 0 | 0 | 0 | 0 | 0 | 0 | 0 | 0 | 0 | 0 | 0 | 0 | 0 | 0 | 0 | 0 | 0 | 0 | 0 | 0 | 0 | 0 | 0 | 0 | 0 | 0 | 0 |  | 0 | 0 | 0 | 0 | 0 | 0 | 0 | 0 | 0 | 0 | 0 | 0 | 0 | 0 | 0 | [14 empty] | 0 | 0 | 0 | 0 | 0 | 0 | 0 | 0 | 0 | 0 | 0 | 0 | 0 | 0 | 0 |  | 0 | 0 | 0 | 0 | 0 | 0 | 0 | 0 | 0 | 0 | 0 | 0 | 0 | 0 | 0
SCE Metro | North of SONGS | 500 | [15 empty] | 0 | 0 | 0 | 0 | 0 | 0 | 0 | 0 | 0 | 0 | 0 | 0 | 0 | 0 | 0 | 0 | 0 | 0 | 0 | 0 | 0 | 0 | 0 | 0 | 0 | 0 | 0 | 0 | 0 |  | 0 | 0 | 0 | 0 | 0 | 0 | 0 | 0 | 0 | 0 | 0 | 0 | 0 | 0 | 0 | [14 empty] | 0 | 0 | 0 | 0 | 0 | 0 | 0 | 0 | 0 | 0 | 0 | 0 | 0 | 0 | 0 |  | 0 | 0 | 0 | 0 | 0 | 0 | 0 | 0 | 0 | 0 | 0 | 0 | 0 | 0 | 0
PG&E NGBA | Notre Dame | 115 | [15 empty] | 0 | 0 | 0 | 0 | 0 | 0 | 0 | 0 | 0 | 0 | 0 | 0 | 0 | 0 | 0 | 0 | 0 | 0 | 0 | 0 | 0 | 0 | 0 | 0 | 0 | 0 | 0 | 0 | 0 |  | 0 | 0 | 0 | 0 | 0 | 0 | 0 | 0 | 0 | 0 | 0 | 0 | 0 | 0 | 0 | [14 empty] | 0 | 0 | 0 | 0 | 0 | 0 | 0 | 0 | 0 | 0 | 0 | 0 | 0 | 0 | 0 |  | 0 | 0 | 0 | 0 | 0 | 0 | 0 | 0 | 0 | 0 | 0 | 0 | 0 | 0 | 0
PG&E GBA | Oakland C | 115 | [15 empty] | 0 | 0 | 0 | 0 | 0 | 0 | 0 | 0 | 0 | 0 | 0 | 0 | 0 | 0 | 0 | 0 | 0 | 0 | 0 | 0 | 0 | 0 | 0 | 0 | 0 | 200 | 0 | 0 | 0 |  | 0 | 0 | 0 | 0 | 0 | 0 | 0 | 0 | 0 | 0 | 200 | 0 | 0 | 0 | 1 | [14 empty] | 0 | 0 | 0 | 0 | 0 | 0 | 0 | 0 | 0 | 0 | 0 | 200 | 0 | 0 | 0 |  | 0 | 0 | 0 | 0 | 0 | 0 | 0 | 0 | 0 | 0 | 200 | 0 | 0 | 0 | 1
PG&E GBA | Oakland J | 115 | [15 empty] | 0 | 0 | 0 | 0 | 0 | 0 | 0 | 0 | 0 | 0 | 0 | 0 | 0 | 0 | 0 | 0 | 0 | 0 | 0 | 0 | 0 | 0 | 0 | 0 | 0 | 0 | 0 | 0 | 0 |  | 0 | 0 | 0 | 0 | 0 | 0 | 0 | 0 | 0 | 0 | 0 | 0 | 0 | 0 | 0 | [14 empty] | 0 | 0 | 0 | 0 | 0 | 0 | 0 | 0 | 0 | 0 | 0 | 0 | 0 | 0 | 0 |  | 0 | 0 | 0 | 0 | 0 | 0 | 0 | 0 | 0 | 0 | 0 | 0 | 0 | 0 | 0
PG&E GBA | Oakland L | 115 | [15 empty] | 0 | 0 | 0 | 0 | 0 | 0 | 0 | 0 | 0 | 0 | 0 | 0 | 0 | 0 | 0 | 0 | 0 | 0 | 0 | 0 | 0 | 0 | 0 | 0 | 0 | 0 | 0 | 0 | 0 |  | 0 | 0 | 0 | 0 | 0 | 0 | 0 | 0 | 0 | 0 | 0 | 0 | 0 | 0 | 0 | [14 empty] | 0 | 0 | 0 | 0 | 0 | 0 | 0 | 0 | 0 | 0 | 0 | 0 | 0 | 0 | 0 |  | 0 | 0 | 0 | 0 | 0 | 0 | 0 | 0 | 0 | 0 | 0 | 0 | 0 | 0 | 0
PG&E GBA | Oakland X | 115 | [15 empty] | 0 | 0 | 0 | 0 | 0 | 0 | 0 | 0 | 0 | 0 | 0 | 0 | 0 | 0 | 0 | 0 | 0 | 0 | 0 | 0 | 0 | 0 | 0 | 0 | 0 | 100 | 0 | 0 | 0 |  | 0 | 0 | 0 | 0 | 0 | 0 | 0 | 0 | 0 | 0 | 100 | 0 | 0 | 0 | 1 | [14 empty] | 0 | 0 | 0 | 0 | 0 | 0 | 0 | 0 | 0 | 0 | 0 | 100 | 0 | 0 | 0 |  | 0 | 0 | 0 | 0 | 0 | 0 | 0 | 0 | 0 | 0 | 100 | 0 | 0 | 0 | 1
SDGE | Ocean Ranch | 69 | [15 empty] | 0 | 0 | 0 | 0 | 0 | 0 | 0 | 0 | 0 | 0 | 0 | 0 | 0 | 0 | 0 | 0 | 0 | 0 | 0 | 0 | 0 | 0 | 0 | 0 | 0 | 0 | 0 | 0 | 0 |  | 0 | 0 | 0 | 0 | 0 | 0 | 0 | 0 | 0 | 0 | 0 | 0 | 0 | 0 | 0 | [14 empty] | 0 | 0 | 0 | 0 | 0 | 0 | 0 | 0 | 0 | 0 | 0 | 0 | 0 | 0 | 0 |  | 0 | 0 | 0 | 0 | 0 | 0 | 0 | 0 | 0 | 0 | 0 | 0 | 0 | 0 | 0
PG&E KERN | Oceano | 115 | [15 empty] | 0 | 0 | 0 | 0 | 0 | 0 | 0 | 0 | 0 | 0 | 0 | 0 | 0 | 0 | 0 | 0 | 0 | 0 | 0 | 0 | 0 | 0 | 0 | 0 | 0 | 0 | 0 | 0 | 0 |  | 0 | 0 | 0 | 0 | 0 | 0 | 0 | 0 | 0 | 0 | 0 | 0 | 0 | 0 | 0 | [14 empty] | 0 | 0 | 0 | 0 | 0 | 0 | 0 | 0 | 0 | 0 | 0 | 0 | 0 | 0 | 0 |  | 0 | 0 | 0 | 0 | 0 | 0 | 0 | 0 | 0 | 0 | 0 | 0 | 0 | 0 | 0
SDGE | Ocotillo Express | 500 | [15 empty] | 0 | 0 | 0 | 0 | 0 | 0 | 0 | 0 | 0 | 0 | 0 | 0 | 0 | 0 | 0 | 0 | 0 | 0 | 0 | 0 | 0 | 0 | 0 | 0 | 0 | 0 | 0 | 0 | 0 |  | 0 | 0 | 0 | 0 | 0 | 0 | 0 | 0 | 0 | 0 | 0 | 0 | 0 | 0 | 0 | [14 empty] | 0 | 0 | 0 | 0 | 0 | 0 | 0 | 0 | 0 | 0 | 0 | 0 | 0 | 0 | 0 |  | 0 | 0 | 0 | 0 | 0 | 0 | 0 | 0 | 0 | 0 | 0 | 0 | 0 | 0 | 0
PG&E KERN | Old River | 70 | [15 empty] | 0 | 0 | 0 | 0 | 0 | 0 | 0 | 0 | 2.4 | 0 | 0 | 0 | 0 | 0 | 1 | 0 | 0 | 0 | 0 | 0 | 0 | 0 | 0 | 0 | 0 | 0 | 0 | 0 | 0 |  | 0 | 0 | 0 | 0 | 0 | 0 | 0 | 0 | 2.4 | 0 | 0 | 0 | 0 | 0 | 1 | [14 empty] | 0 | 0 | 0 | 0 | 0 | 0 | 0 | 0 | 0 | 0 | 0 | 0 | 0 | 0 | 0 |  | 0 | 0 | 0 | 0 | 0 | 0 | 0 | 0 | 2.4 | 0 | 0 | 0 | 0 | 0 | 1
SDGE | Old Town | 230 | [15 empty] | 0 | 0 | 0 | 0 | 0 | 0 | 0 | 0 | 0 | 0 | 0 | 0 | 0 | 0 | 0 | 0 | 0 | 0 | 0 | 0 | 0 | 0 | 0 | 0 | 0 | 0 | 0 | 0 | 0 |  | 0 | 0 | 0 | 0 | 0 | 0 | 0 | 0 | 0 | 0 | 0 | 0 | 0 | 0 | 0 | [14 empty] | 0 | 0 | 0 | 0 | 0 | 0 | 0 | 0 | 0 | 0 | 0 | 0 | 0 | 0 | 0 |  | 0 | 0 | 0 | 0 | 0 | 0 | 0 | 0 | 0 | 0 | 0 | 0 | 0 | 0 | 0
SCE Metro | Olinda | 230 | [15 empty] | 0 | 0 | 0 | 0 | 0 | 0 | 0 | 0 | 0 | 0 | 0 | 0 | 0 | 0 | 0 | 0 | 0 | 0 | 0 | 0 | 0 | 0 | 0 | 0 | 0 | 0 | 0 | 0 | 0 |  | 0 | 0 | 0 | 0 | 0 | 0 | 0 | 0 | 0 | 0 | 0 | 0 | 0 | 0 | 0 | [14 empty] | 0 | 0 | 0 | 0 | 0 | 0 | 0 | 0 | 0 | 0 | 0 | 0 | 0 | 0 | 0 |  | 0 | 0 | 0 | 0 | 0 | 0 | 0 | 0 | 0 | 0 | 0 | 0 | 0 | 0 | 0
PG&E FRESNO | Olive | 115 | [15 empty] | 0 | 0 | 0 | 0 | 0 | 0 | 0 | 0 | 0 | 0 | 0 | 20 | 0 | 0 | 1 | 0 | 0 | 0 | 0 | 0 | 0 | 0 | 0 | 0 | 0 | 0 | 0 | 0 | 0 |  | 0 | 0 | 0 | 0 | 0 | 0 | 0 | 0 | 0 | 0 | 0 | 20 | 0 | 0 | 1 | [14 empty] | 0 | 0 | 0 | 0 | 0 | 0 | 0 | 0 | 0 | 0 | 0 | 0 | 0 | 0 | 0 |  | 0 | 0 | 0 | 0 | 0 | 0 | 0 | 0 | 0 | 0 | 0 | 20 | 0 | 0 | 1
PG&E NGBA | Olivehurst | 115 | [15 empty] | 0 | 0 | 0 | 0 | 0 | 0 | 0 | 0 | 0 | 0 | 0 | 0 | 0 | 0 | 0 | 0 | 0 | 0 | 0 | 0 | 0 | 0 | 0 | 0 | 0 | 0 | 0 | 0 | 0 |  | 0 | 0 | 0 | 0 | 0 | 0 | 0 | 0 | 0 | 0 | 0 | 0 | 0 | 0 | 0 | [14 empty] | 0 | 0 | 0 | 0 | 0 | 0 | 0 | 0 | 0 | 0 | 0 | 0 | 0 | 0 | 0 |  | 0 | 0 | 0 | 0 | 0 | 0 | 0 | 0 | 0 | 0 | 0 | 0 | 0 | 0 | 0
PG&E NGBA | Oregon Trail | 60 | [15 empty] | 0 | 0 | 0 | 0 | 0 | 0 | 0 | 0 | 0 | 0 | 0 | 0 | 0 | 0 | 0 | 0 | 0 | 0 | 0 | 0 | 0 | 0 | 0 | 0 | 0 | 0 | 0 | 0 | 0 |  | 0 | 0 | 0 | 0 | 0 | 0 | 0 | 0 | 0 | 0 | 0 | 0 | 0 | 0 | 0 | [14 empty] | 0 | 0 | 0 | 0 | 0 | 0 | 0 | 0 | 0 | 0 | 0 | 0 | 0 | 0 | 0 |  | 0 | 0 | 0 | 0 | 0 | 0 | 0 | 0 | 0 | 0 | 0 | 0 | 0 | 0 | 0
SCE Northern | Ormond Beach | 230 | [15 empty] | 0 | 0 | 0 | 0 | 0 | 0 | 0 | 0 | 0 | 0 | 0 | 0 | 0 | 0 | 0 | 0 | 0 | 0 | 0 | 0 | 0 | 0 | 0 | 0 | 0 | 0 | 0 | 0 | 0 |  | 0 | 0 | 0 | 0 | 0 | 0 | 0 | 0 | 0 | 0 | 0 | 0 | 0 | 0 | 0 | [14 empty] | 0 | 0 | 0 | 0 | 0 | 0 | 0 | 0 | 0 | 0 | 0 | 0 | 0 | 0 | 0 |  | 0 | 0 | 0 | 0 | 0 | 0 | 0 | 0 | 0 | 0 | 0 | 0 | 0 | 0 | 0
PG&E FRESNO | Oro Loma | 115 | [15 empty] | 0 | 0 | 0 | 0 | 0 | 0 | 0 | 0 | 0 | 0 | 0 | 0 | 0 | 0 | 0 | 0 | 0 | 0 | 0 | 0 | 0 | 0 | 0 | 0 | 100 | 0 | 0 | 0 | 0 |  | 0 | 0 | 0 | 0 | 0 | 0 | 0 | 0 | 0 | 100 | 0 | 0 | 0 | 0 | 1 | [14 empty] | 0 | 0 | 0 | 0 | 0 | 0 | 0 | 0 | 0 | 0 | 100 | 0 | 0 | 0 | 0 |  | 0 | 0 | 0 | 0 | 0 | 0 | 0 | 0 | 0 | 100 | 0 | 0 | 0 | 0 | 1
PG&E FRESNO | Oro Loma | 70 | [15 empty] | 0 | 0 | 0 | 0 | 0 | 0 | 0 | 0 | 5 | 0 | 0 | 0 | 0 | 0 | 1 | 0 | 0 | 0 | 0 | 0 | 0 | 0 | 0 | 0 | 0 | 0 | 0 | 0 | 0 |  | 0 | 0 | 0 | 0 | 0 | 0 | 0 | 0 | 5 | 0 | 0 | 0 | 0 | 0 | 1 | [14 empty] | 0 | 0 | 0 | 0 | 0 | 0 | 0 | 0 | 0 | 0 | 0 | 0 | 0 | 0 | 0 |  | 0 | 0 | 0 | 0 | 0 | 0 | 0 | 0 | 5 | 0 | 0 | 0 | 0 | 0 | 1
PG&E FRESNO | Orosi | 70 | [15 empty] | 0 | 0 | 0 | 0 | 0 | 0 | 0 | 0 | 0 | 0 | 0 | 0 | 0 | 0 | 0 | 0 | 0 | 0 | 0 | 0 | 0 | 0 | 0 | 0 | 0 | 0 | 0 | 0 | 0 |  | 0 | 0 | 0 | 0 | 0 | 0 | 0 | 0 | 0 | 0 | 0 | 0 | 0 | 0 | 0 | [14 empty] | 0 | 0 | 0 | 0 | 0 | 0 | 0 | 0 | 0 | 0 | 0 | 0 | 0 | 0 | 0 |  | 0 | 0 | 0 | 0 | 0 | 0 | 0 | 0 | 0 | 0 | 0 | 0 | 0 | 0 | 0
SDGE | Otay | 69 | [15 empty] | 0 | 0 | 0 | 0 | 0 | 0 | 0 | 0 | 0 | 0 | 0 | 49.7 | 0 | 0 | 1 | 0 | 0 | 0 | 0 | 0 | 0 | 0 | 0 | 0 | 0 | 0 | 0 | 0 | 0 |  | 0 | 0 | 0 | 0 | 0 | 0 | 0 | 0 | 0 | 0 | 0 | 49.7 | 0 | 0 | 1 | [14 empty] | 0 | 0 | 0 | 0 | 0 | 0 | 0 | 0 | 0 | 0 | 0 | 0 | 0 | 0 | 0 |  | 0 | 0 | 0 | 0 | 0 | 0 | 0 | 0 | 0 | 0 | 0 | 49.7 | 0 | 0 | 1
SDGE | Otay Mesa | 230 | [15 empty] | 0 | 0 | 0 | 0 | 0 | 0 | 0 | 0 | 0 | 0 | 0 | 65 | 0 | 0 | 1 | 0 | 0 | 0 | 0 | 0 | 0 | 0 | 0 | 0 | 0 | 0 | 0 | 0 | 0 |  | 0 | 0 | 0 | 0 | 0 | 0 | 0 | 0 | 0 | 0 | 0 | 65 | 0 | 0 | 1 | [14 empty] | 0 | 0 | 0 | 0 | 0 | 0 | 0 | 0 | 0 | 0 | 0 | 0 | 0 | 0 | 0 |  | 0 | 0 | 0 | 0 | 0 | 0 | 0 | 0 | 0 | 0 | 0 | 65 | 0 | 0 | 1
PG&E FRESNO | Padre Flats SW STA | 230 | [15 empty] | 0 | 0 | 0 | 0 | 0 | 0 | 0 | 0 | 0 | 0 | 0 | 0 | 0 | 0 | 0 | 20 | 0 | 0 | 0 | 0 | 0 | 0 | 0 | 0 | 400 | 0 | 0 | 0 | 0 |  | 20 | 0 | 0 | 0 | 0 | 0 | 0 | 0 | 0 | 400 | 0 | 0 | 0 | 0 | 1 | [14 empty] | 0 | 20 | 0 | 0 | 0 | 0 | 0 | 0 | 0 | 0 | 400 | 0 | 0 | 0 | 0 |  | 20 | 0 | 0 | 0 | 0 | 0 | 0 | 0 | 0 | 400 | 0 | 0 | 0 | 0 | 1
EOP | Pahrump | 138 | [15 empty] | 0 | 0 | 0 | 0 | 0 | 0 | 0 | 0 | 0 | 0 | 0 | 0 | 0 | 0 | 0 | 0 | 0 | 0 | 0 | 0 | 0 | 0 | 0 | 0 | 0 | 0 | 0 | 0 | 0 |  | 0 | 0 | 0 | 0 | 0 | 0 | 0 | 0 | 0 | 0 | 0 | 0 | 0 | 0 | 0 | [14 empty] | 0 | 0 | 0 | 0 | 0 | 0 | 0 | 0 | 0 | 0 | 0 | 0 | 0 | 0 | 0 |  | 0 | 0 | 0 | 0 | 0 | 0 | 0 | 0 | 0 | 0 | 0 | 0 | 0 | 0 | 0
EOP | Pahrump | 230 | [15 empty] | 0 | 0 | 0 | 0 | 0 | 0 | 0 | 0 | 0 | 0 | 0 | 0 | 0 | 0 | 0 | 0 | 0 | 0 | 0 | 0 | 0 | 0 | 0 | 0 | 0 | 0 | 0 | 0 | 0 |  | 0 | 0 | 0 | 0 | 0 | 0 | 0 | 0 | 0 | 0 | 0 | 0 | 0 | 0 | 0 | [14 empty] | 0 | 0 | 0 | 0 | 0 | 0 | 0 | 0 | 0 | 0 | 0 | 0 | 0 | 0 | 0 |  | 0 | 0 | 0 | 0 | 0 | 0 | 0 | 0 | 0 | 0 | 0 | 0 | 0 | 0 | 0
SDGE | Pala | 69 | [15 empty] | 0 | 0 | 0 | 0 | 0 | 0 | 0 | 0 | 0 | 0 | 0 | 0 | 0 | 0 | 0 | 0 | 0 | 0 | 0 | 0 | 0 | 0 | 0 | 0 | 0 | 0 | 0 | 0 | 0 |  | 0 | 0 | 0 | 0 | 0 | 0 | 0 | 0 | 0 | 0 | 0 | 0 | 0 | 0 | 0 | [14 empty] | 0 | 0 | 0 | 0 | 0 | 0 | 0 | 0 | 0 | 0 | 0 | 0 | 0 | 0 | 0 |  | 0 | 0 | 0 | 0 | 0 | 0 | 0 | 0 | 0 | 0 | 0 | 0 | 0 | 0 | 0
PG&E NGBA | Palermo | 115 | [15 empty] | 0 | 0 | 0 | 0 | 0 | 0 | 0 | 0 | 0 | 0 | 0 | 0 | 0 | 0 | 0 | 0 | 0 | 0 | 0 | 0 | 0 | 0 | 0 | 0 | 0 | 0 | 0 | 0 | 0 |  | 0 | 0 | 0 | 0 | 0 | 0 | 0 | 0 | 0 | 0 | 0 | 0 | 0 | 0 | 0 | [14 empty] | 0 | 0 | 0 | 0 | 0 | 0 | 0 | 0 | 0 | 0 | 0 | 0 | 0 | 0 | 0 |  | 0 | 0 | 0 | 0 | 0 | 0 | 0 | 0 | 0 | 0 | 0 | 0 | 0 | 0 | 0
PG&E NGBA | Palermo | 230 | [15 empty] | 0 | 0 | 0 | 0 | 0 | 0 | 0 | 0 | 0 | 0 | 0 | 0 | 0 | 0 | 0 | 20 | 0 | 0 | 0 | 0 | 0 | 0 | 0 | 0 | 0 | 0 | 0 | 0 | 0 |  | 20 | 0 | 0 | 0 | 0 | 0 | 0 | 0 | 0 | 0 | 0 | 0 | 0 | 0 | 1 | [14 empty] | 0 | 20 | 0 | 0 | 0 | 0 | 0 | 0 | 0 | 0 | 0 | 0 | 0 | 0 | 0 |  | 20 | 0 | 0 | 0 | 0 | 0 | 0 | 0 | 0 | 0 | 0 | 0 | 0 | 0 | 1
SCE Eastern | Palo Verde | 500 | [15 empty] | 0 | 0 | 0 | 0 | 285 | 0 | 0 | 0 | 0 | 0 | 0 | 0 | 0 | 0 | 1 | 0 | 0 | 0 | 0 | 2251 | 0 | 0 | 0 | 0 | 0 | 0 | 0 | 0 | 0 |  | 0 | 0 | 0 | 0 | 2536 | 0 | 0 | 0 | 0 | 0 | 0 | 0 | 0 | 0 | 1 | [14 empty] | 0 | 0 | 0 | 0 | 0 | 2251 | 0 | 0 | 0 | 0 | 0 | 0 | 0 | 0 | 0 |  | 0 | 0 | 0 | 0 | 2536 | 0 | 0 | 0 | 0 | 0 | 0 | 0 | 0 | 0 | 1
SDGE | Palomar Energy | 230 | [15 empty] | 0 | 0 | 0 | 0 | 0 | 0 | 0 | 0 | 0 | 0 | 0 | 0 | 0 | 0 | 0 | 0 | 0 | 0 | 0 | 0 | 0 | 0 | 0 | 0 | 0 | 0 | 0 | 0 | 0 |  | 0 | 0 | 0 | 0 | 0 | 0 | 0 | 0 | 0 | 0 | 0 | 0 | 0 | 0 | 0 | [14 empty] | 0 | 0 | 0 | 0 | 0 | 0 | 0 | 0 | 0 | 0 | 0 | 0 | 0 | 0 | 0 |  | 0 | 0 | 0 | 0 | 0 | 0 | 0 | 0 | 0 | 0 | 0 | 0 | 0 | 0 | 0
PG&E KERN | Panama | 70 | [15 empty] | 0 | 0 | 0 | 0 | 0 | 0 | 0 | 0 | 0 | 0 | 0 | 0 | 0 | 0 | 0 | 0 | 0 | 0 | 0 | 0 | 0 | 0 | 0 | 0 | 0 | 0 | 0 | 0 | 0 |  | 0 | 0 | 0 | 0 | 0 | 0 | 0 | 0 | 0 | 0 | 0 | 0 | 0 | 0 | 0 | [14 empty] | 0 | 0 | 0 | 0 | 0 | 0 | 0 | 0 | 0 | 0 | 0 | 0 | 0 | 0 | 0 |  | 0 | 0 | 0 | 0 | 0 | 0 | 0 | 0 | 0 | 0 | 0 | 0 | 0 | 0 | 0
PG&E FRESNO | Panoche | 115 | [15 empty] | 0 | 0 | 0 | 0 | 0 | 0 | 0 | 0 | 4.4 | 0 | 0 | 0 | 0 | 0 | 1 | 0 | 0 | 0 | 0 | 0 | 0 | 0 | 0 | 0 | 0 | 0 | 0 | 0 | 0 |  | 0 | 0 | 0 | 0 | 0 | 0 | 0 | 0 | 4.4 | 0 | 0 | 0 | 0 | 0 | 1 | [14 empty] | 0 | 0 | 0 | 0 | 0 | 0 | 0 | 0 | 0 | 0 | 0 | 0 | 0 | 0 | 0 |  | 0 | 0 | 0 | 0 | 0 | 0 | 0 | 0 | 4.4 | 0 | 0 | 0 | 0 | 0 | 1
PG&E FRESNO | Panoche | 230 | [15 empty] | 0 | 0 | 0 | 0 | 0 | 0 | 0 | 0 | 0 | 0 | 0 | 0 | 0 | 0 | 0 | 0 | 0 | 0 | 0 | 0 | 0 | 0 | 0 | 0 | 0 | 0 | 0 | 0 | 0 |  | 0 | 0 | 0 | 0 | 0 | 0 | 0 | 0 | 0 | 0 | 0 | 0 | 0 | 0 | 0 | [14 empty] | 0 | 0 | 0 | 0 | 0 | 0 | 0 | 0 | 0 | 0 | 0 | 0 | 0 | 0 | 0 |  | 0 | 0 | 0 | 0 | 0 | 0 | 0 | 0 | 0 | 0 | 0 | 0 | 0 | 0 | 0
SCE Northern | Pardee | 230 | [15 empty] | 0 | 0 | 0 | 0 | 0 | 0 | 0 | 0 | 0 | 0 | 0 | 15 | 0 | 0 | 1 | 0 | 0 | 0 | 0 | 0 | 0 | 0 | 0 | 0 | 700 | 0 | 0 | 0 | 250 |  | 0 | 0 | 0 | 0 | 0 | 0 | 0 | 0 | 0 | 700 | 0 | 15 | 0 | 250 | 1 | [14 empty] | 0 | 0 | 0 | 0 | 0 | 0 | 0 | 0 | 0 | 0 | 700 | 0 | 0 | 0 | 250 |  | 0 | 0 | 0 | 0 | 0 | 0 | 0 | 0 | 0 | 700 | 0 | 15 | 0 | 250 | 1
PG&E NGBA | Parkway | 230 | [15 empty] | 0 | 0 | 0 | 0 | 0 | 0 | 0 | 0 | 0 | 0 | 0 | 0 | 0 | 0 | 0 | 0 | 0 | 0 | 0 | 0 | 0 | 0 | 0 | 0 | 0 | 0 | 0 | 0 | 0 |  | 0 | 0 | 0 | 0 | 0 | 0 | 0 | 0 | 0 | 0 | 0 | 0 | 0 | 0 | 0 | [14 empty] | 0 | 0 | 0 | 0 | 0 | 0 | 0 | 0 | 0 | 0 | 0 | 0 | 0 | 0 | 0 |  | 0 | 0 | 0 | 0 | 0 | 0 | 0 | 0 | 0 | 0 | 0 | 0 | 0 | 0 | 0
SCE Northern | Pastoria | 230 | [15 empty] | 0 | 0 | 0 | 0 | 0 | 0 | 0 | 0 | 0 | 0 | 105 | 80 | 0 | 0 | 1 | 0 | 0 | 0 | 0 | 0 | 0 | 0 | 0 | 0 | 0 | 0 | 0 | 0 | 0 |  | 0 | 0 | 0 | 0 | 0 | 0 | 0 | 0 | 0 | 0 | 105 | 80 | 0 | 0 | 1 | [14 empty] | 0 | 0 | 0 | 0 | 0 | 0 | 0 | 0 | 0 | 0 | 0 | 0 | 0 | 0 | 0 |  | 0 | 0 | 0 | 0 | 0 | 0 | 0 | 0 | 0 | 0 | 105 | 80 | 0 | 0 | 1
SCE Metro | Pauda | 230 | [15 empty] | 0 | 0 | 0 | 0 | 0 | 0 | 0 | 0 | 0 | 0 | 0 | 0 | 0 | 0 | 0 | 0 | 0 | 0 | 0 | 0 | 0 | 0 | 0 | 0 | 0 | 0 | 0 | 0 | 0 |  | 0 | 0 | 0 | 0 | 0 | 0 | 0 | 0 | 0 | 0 | 0 | 0 | 0 | 0 | 0 | [14 empty] | 0 | 0 | 0 | 0 | 0 | 0 | 0 | 0 | 0 | 0 | 0 | 0 | 0 | 0 | 0 |  | 0 | 0 | 0 | 0 | 0 | 0 | 0 | 0 | 0 | 0 | 0 | 0 | 0 | 0 | 0
PG&E GBA | Paul Sweet | 115 | [15 empty] | 0 | 0 | 0 | 0 | 0 | 0 | 0 | 0 | 0 | 0 | 0 | 0 | 0 | 0 | 0 | 0 | 0 | 0 | 0 | 0 | 0 | 0 | 0 | 0 | 0 | 0 | 0 | 13 | 0 |  | 0 | 0 | 0 | 0 | 0 | 0 | 0 | 0 | 0 | 0 | 0 | 0 | 13 | 0 | 1 | [14 empty] | 0 | 0 | 0 | 0 | 0 | 0 | 0 | 0 | 0 | 0 | 0 | 0 | 0 | 13 | 0 |  | 0 | 0 | 0 | 0 | 0 | 0 | 0 | 0 | 0 | 0 | 0 | 0 | 13 | 0 | 1
PG&E NGBA | Peabody | 230 | [15 empty] | 0 | 0 | 0 | 0 | 0 | 0 | 0 | 0 | 0 | 0 | 0 | 0 | 0 | 0 | 0 | 0 | 0 | 0 | 0 | 0 | 0 | 0 | 0 | 0 | 0 | 0 | 0 | 0 | 0 |  | 0 | 0 | 0 | 0 | 0 | 0 | 0 | 0 | 0 | 0 | 0 | 0 | 0 | 0 | 0 | [14 empty] | 0 | 0 | 0 | 0 | 0 | 0 | 0 | 0 | 0 | 0 | 0 | 0 | 0 | 0 | 0 |  | 0 | 0 | 0 | 0 | 0 | 0 | 0 | 0 | 0 | 0 | 0 | 0 | 0 | 0 | 0
PG&E NGBA | Pease | 115 | [15 empty] | 0 | 0 | 0 | 0 | 0 | 0 | 0 | 0 | 0 | 0 | 0 | 0 | 0 | 0 | 0 | 0 | 0 | 0 | 0 | 0 | 0 | 0 | 0 | 0 | 0 | 0 | 0 | 0 | 0 |  | 0 | 0 | 0 | 0 | 0 | 0 | 0 | 0 | 0 | 0 | 0 | 0 | 0 | 0 | 0 | [14 empty] | 0 | 0 | 0 | 0 | 0 | 0 | 0 | 0 | 0 | 0 | 0 | 0 | 0 | 0 | 0 |  | 0 | 0 | 0 | 0 | 0 | 0 | 0 | 0 | 0 | 0 | 0 | 0 | 0 | 0 | 0
PG&E NGBA | Pease | 60 | [15 empty] | 0 | 0 | 0 | 0 | 0 | 0 | 0 | 0 | 0 | 0 | 0 | 0 | 0 | 0 | 0 | 0 | 0 | 0 | 0 | 0 | 0 | 0 | 0 | 0 | 0 | 0 | 0 | 0 | 0 |  | 0 | 0 | 0 | 0 | 0 | 0 | 0 | 0 | 0 | 0 | 0 | 0 | 0 | 0 | 0 | [14 empty] | 0 | 0 | 0 | 0 | 0 | 0 | 0 | 0 | 0 | 0 | 0 | 0 | 0 | 0 | 0 |  | 0 | 0 | 0 | 0 | 0 | 0 | 0 | 0 | 0 | 0 | 0 | 0 | 0 | 0 | 0
SDGE | Penasquitos | 138 | [15 empty] | 0 | 0 | 0 | 0 | 0 | 0 | 0 | 0 | 0 | 0 | 0 | 0 | 0 | 0 | 0 | 0 | 0 | 0 | 0 | 0 | 0 | 0 | 0 | 0 | 0 | 0 | 0 | 0 | 0 |  | 0 | 0 | 0 | 0 | 0 | 0 | 0 | 0 | 0 | 0 | 0 | 0 | 0 | 0 | 0 | [14 empty] | 0 | 0 | 0 | 0 | 0 | 0 | 0 | 0 | 0 | 0 | 0 | 0 | 0 | 0 | 0 |  | 0 | 0 | 0 | 0 | 0 | 0 | 0 | 0 | 0 | 0 | 0 | 0 | 0 | 0 | 0
SDGE | Penasquitos | 230 | [15 empty] | 0 | 0 | 0 | 0 | 0 | 0 | 0 | 0 | 0 | 0 | 0 | 0 | 0 | 0 | 0 | 0 | 0 | 0 | 0 | 0 | 0 | 0 | 0 | 0 | 0 | 0 | 0 | 0 | 0 |  | 0 | 0 | 0 | 0 | 0 | 0 | 0 | 0 | 0 | 0 | 0 | 0 | 0 | 0 | 0 | [14 empty] | 0 | 0 | 0 | 0 | 0 | 0 | 0 | 0 | 0 | 0 | 0 | 0 | 0 | 0 | 0 |  | 0 | 0 | 0 | 0 | 0 | 0 | 0 | 0 | 0 | 0 | 0 | 0 | 0 | 0 | 0
SDGE | Penasquitos | 69 | [15 empty] | 0 | 0 | 0 | 0 | 0 | 0 | 0 | 0 | 0 | 0 | 0 | 0 | 0 | 0 | 0 | 0 | 0 | 0 | 0 | 0 | 0 | 0 | 0 | 0 | 0 | 0 | 0 | 0 | 0 |  | 0 | 0 | 0 | 0 | 0 | 0 | 0 | 0 | 0 | 0 | 0 | 0 | 0 | 0 | 0 | [14 empty] | 0 | 0 | 0 | 0 | 0 | 0 | 0 | 0 | 0 | 0 | 0 | 0 | 0 | 0 | 0 |  | 0 | 0 | 0 | 0 | 0 | 0 | 0 | 0 | 0 | 0 | 0 | 0 | 0 | 0 | 0
SDGE | Pendleton | 69 | [15 empty] | 0 | 0 | 0 | 0 | 0 | 0 | 0 | 0 | 0 | 0 | 0 | 0 | 50 | 0 | 1 | 0 | 0 | 0 | 0 | 0 | 0 | 0 | 0 | 0 | 0 | 0 | 0 | 0 | 0 |  | 0 | 0 | 0 | 0 | 0 | 0 | 0 | 0 | 0 | 0 | 0 | 0 | 50 | 0 | 1 | [14 empty] | 0 | 0 | 0 | 0 | 0 | 0 | 0 | 0 | 0 | 0 | 0 | 0 | 0 | 0 | 0 |  | 0 | 0 | 0 | 0 | 0 | 0 | 0 | 0 | 0 | 0 | 0 | 0 | 50 | 0 | 1
PG&E NGBA | Penngrove | 115 | [15 empty] | 0 | 0 | 0 | 0 | 0 | 0 | 0 | 0 | 0 | 0 | 0 | 0 | 0 | 0 | 0 | 0 | 0 | 0 | 0 | 0 | 0 | 0 | 0 | 0 | 0 | 0 | 0 | 0 | 0 |  | 0 | 0 | 0 | 0 | 0 | 0 | 0 | 0 | 0 | 0 | 0 | 0 | 0 | 0 | 0 | [14 empty] | 0 | 0 | 0 | 0 | 0 | 0 | 0 | 0 | 0 | 0 | 0 | 0 | 0 | 0 | 0 |  | 0 | 0 | 0 | 0 | 0 | 0 | 0 | 0 | 0 | 0 | 0 | 0 | 0 | 0 | 0
PG&E GBA | Peoria | 115 | [15 empty] | 0 | 0 | 0 | 0 | 0 | 0 | 0 | 0 | 0 | 0 | 0 | 0 | 0 | 0 | 0 | 0 | 0 | 0 | 0 | 0 | 0 | 0 | 0 | 0 | 0 | 0 | 0 | 0 | 0 |  | 0 | 0 | 0 | 0 | 0 | 0 | 0 | 0 | 0 | 0 | 0 | 0 | 0 | 0 | 0 | [14 empty] | 0 | 0 | 0 | 0 | 0 | 0 | 0 | 0 | 0 | 0 | 0 | 0 | 0 | 0 | 0 |  | 0 | 0 | 0 | 0 | 0 | 0 | 0 | 0 | 0 | 0 | 0 | 0 | 0 | 0 | 0
PG&E GBA | Piercy | 115 | [15 empty] | 0 | 0 | 0 | 0 | 0 | 0 | 0 | 0 | 0 | 0 | 0 | 0 | 0 | 0 | 0 | 0 | 0 | 0 | 0 | 0 | 0 | 0 | 0 | 0 | 0 | 0 | 0 | 0 | 0 |  | 0 | 0 | 0 | 0 | 0 | 0 | 0 | 0 | 0 | 0 | 0 | 0 | 0 | 0 | 0 | [14 empty] | 0 | 0 | 0 | 0 | 0 | 0 | 0 | 0 | 0 | 0 | 0 | 0 | 0 | 0 | 0 |  | 0 | 0 | 0 | 0 | 0 | 0 | 0 | 0 | 0 | 0 | 0 | 0 | 0 | 0 | 0
PG&E FRESNO | Pine Flat | 230 | [15 empty] | 0 | 0 | 0 | 0 | 0 | 0 | 0 | 0 | 0 | 0 | 0 | 0 | 0 | 0 | 0 | 0 | 0 | 0 | 0 | 0 | 0 | 0 | 0 | 0 | 0 | 0 | 0 | 0 | 0 |  | 0 | 0 | 0 | 0 | 0 | 0 | 0 | 0 | 0 | 0 | 0 | 0 | 0 | 0 | 0 | [14 empty] | 0 | 0 | 0 | 0 | 0 | 0 | 0 | 0 | 0 | 0 | 0 | 0 | 0 | 0 | 0 |  | 0 | 0 | 0 | 0 | 0 | 0 | 0 | 0 | 0 | 0 | 0 | 0 | 0 | 0 | 0
SCE NOL | Pisgah | 230 | [15 empty] | 0 | 0 | 0 | 0 | 0 | 0 | 0 | 0 | 0 | 0 | 0 | 0 | 0 | 0 | 0 | 0 | 0 | 0 | 0 | 0 | 0 | 0 | 0 | 0 | 0 | 0 | 0 | 0 | 0 |  | 0 | 0 | 0 | 0 | 0 | 0 | 0 | 0 | 0 | 0 | 0 | 0 | 0 | 0 | 0 | [9 empty] | 217 |  |  |  |  | 1 | 0 | 0 | 0 | 0 | 0 | 0 | 0 | 0 | 0 | 217 | 0 | 0 | 0 | 0 |  | 0 | 0 | 0 | 0 | 0 | 0 | 0 | 0 | 0 | 217 | 0 | 0 | 0 | 0 | 1
PG&E NGBA | Pit 1 | 230 | [15 empty] | 0 | 0 | 0 | 0 | 0 | 0 | 0 | 0 | 0 | 0 | 0 | 0 | 0 | 0 | 0 | 0 | 0 | 0 | 0 | 0 | 0 | 0 | 0 | 0 | 0 | 0 | 0 | 0 | 0 |  | 0 | 0 | 0 | 0 | 0 | 0 | 0 | 0 | 0 | 0 | 0 | 0 | 0 | 0 | 0 | [14 empty] | 0 | 0 | 0 | 0 | 0 | 0 | 0 | 0 | 0 | 0 | 0 | 0 | 0 | 0 | 0 |  | 0 | 0 | 0 | 0 | 0 | 0 | 0 | 0 | 0 | 0 | 0 | 0 | 0 | 0 | 0
PG&E NGBA | Pit 1 | 60 | [15 empty] | 0 | 0 | 0 | 0 | 0 | 0 | 0 | 0 | 0 | 0 | 0 | 0 | 0 | 0 | 0 | 0 | 0 | 0 | 0 | 0 | 0 | 0 | 0 | 0 | 0 | 0 | 0 | 0 | 0 |  | 0 | 0 | 0 | 0 | 0 | 0 | 0 | 0 | 0 | 0 | 0 | 0 | 0 | 0 | 0 | [14 empty] | 0 | 0 | 0 | 0 | 0 | 0 | 0 | 0 | 0 | 0 | 0 | 0 | 0 | 0 | 0 |  | 0 | 0 | 0 | 0 | 0 | 0 | 0 | 0 | 0 | 0 | 0 | 0 | 0 | 0 | 0
PG&E NGBA | Pit 3 | 230 | [15 empty] | 0 | 0 | 0 | 0 | 0 | 0 | 0 | 0 | 0 | 0 | 0 | 0 | 0 | 0 | 0 | 0 | 0 | 0 | 0 | 0 | 0 | 0 | 0 | 0 | 0 | 0 | 0 | 0 | 0 |  | 0 | 0 | 0 | 0 | 0 | 0 | 0 | 0 | 0 | 0 | 0 | 0 | 0 | 0 | 0 | [14 empty] | 0 | 0 | 0 | 0 | 0 | 0 | 0 | 0 | 0 | 0 | 0 | 0 | 0 | 0 | 0 |  | 0 | 0 | 0 | 0 | 0 | 0 | 0 | 0 | 0 | 0 | 0 | 0 | 0 | 0 | 0
PG&E NGBA | Pit 4 | 230 | [15 empty] | 0 | 0 | 0 | 0 | 0 | 0 | 0 | 0 | 0 | 0 | 0 | 0 | 0 | 0 | 0 | 0 | 0 | 0 | 0 | 0 | 0 | 0 | 0 | 0 | 0 | 0 | 0 | 0 | 0 |  | 0 | 0 | 0 | 0 | 0 | 0 | 0 | 0 | 0 | 0 | 0 | 0 | 0 | 0 | 0 | [14 empty] | 0 | 0 | 0 | 0 | 0 | 0 | 0 | 0 | 0 | 0 | 0 | 0 | 0 | 0 | 0 |  | 0 | 0 | 0 | 0 | 0 | 0 | 0 | 0 | 0 | 0 | 0 | 0 | 0 | 0 | 0
PG&E GBA | Pittsburg | 115 | [15 empty] | 0 | 0 | 0 | 0 | 0 | 0 | 0 | 0 | 0 | 0 | 0 | 0 | 0 | 0 | 0 | 0 | 0 | 0 | 0 | 0 | 0 | 0 | 0 | 0 | 0 | 0 | 0 | 0 | 0 |  | 0 | 0 | 0 | 0 | 0 | 0 | 0 | 0 | 0 | 0 | 0 | 0 | 0 | 0 | 0 | [14 empty] | 0 | 0 | 0 | 0 | 0 | 0 | 0 | 0 | 0 | 0 | 0 | 0 | 0 | 0 | 0 |  | 0 | 0 | 0 | 0 | 0 | 0 | 0 | 0 | 0 | 0 | 0 | 0 | 0 | 0 | 0
PG&E GBA | Pittsburg | 230 | [15 empty] | 0 | 0 | 0 | 0 | 0 | 0 | 0 | 0 | 0 | 0 | 0 | 0 | 0 | 0 | 0 | 0 | 0 | 0 | 0 | 0 | 0 | 0 | 0 | 0 | 0 | 0 | 0 | 0 | 0 |  | 0 | 0 | 0 | 0 | 0 | 0 | 0 | 0 | 0 | 0 | 0 | 0 | 0 | 0 | 0 | [14 empty] | 0 | 0 | 0 | 0 | 0 | 0 | 0 | 0 | 0 | 0 | 0 | 0 | 0 | 0 | 0 |  | 0 | 0 | 0 | 0 | 0 | 0 | 0 | 0 | 0 | 0 | 0 | 0 | 0 | 0 | 0
PG&E NGBA | Pleasant Grove | 115 | [15 empty] | 0 | 0 | 0 | 0 | 0 | 0 | 0 | 0 | 0 | 0 | 0 | 0 | 0 | 0 | 0 | 0 | 0 | 0 | 0 | 0 | 0 | 0 | 0 | 0 | 0 | 0 | 0 | 0 | 0 |  | 0 | 0 | 0 | 0 | 0 | 0 | 0 | 0 | 0 | 0 | 0 | 0 | 0 | 0 | 0 | [14 empty] | 0 | 0 | 0 | 0 | 0 | 0 | 0 | 0 | 0 | 0 | 0 | 0 | 0 | 0 | 0 |  | 0 | 0 | 0 | 0 | 0 | 0 | 0 | 0 | 0 | 0 | 0 | 0 | 0 | 0 | 0
PG&E NGBA | POE | 230 | [15 empty] | 0 | 0 | 0 | 0 | 0 | 0 | 0 | 0 | 0 | 0 | 0 | 0 | 0 | 0 | 0 | 0 | 0 | 0 | 0 | 0 | 0 | 0 | 0 | 0 | 0 | 0 | 0 | 0 | 0 |  | 0 | 0 | 0 | 0 | 0 | 0 | 0 | 0 | 0 | 0 | 0 | 0 | 0 | 0 | 0 | [14 empty] | 0 | 0 | 0 | 0 | 0 | 0 | 0 | 0 | 0 | 0 | 0 | 0 | 0 | 0 | 0 |  | 0 | 0 | 0 | 0 | 0 | 0 | 0 | 0 | 0 | 0 | 0 | 0 | 0 | 0 | 0
SDGE | Point Loma | 69 | [15 empty] | 0 | 0 | 0 | 0 | 0 | 0 | 0 | 0 | 0 | 0 | 0 | 0 | 0 | 0 | 0 | 0 | 0 | 0 | 0 | 0 | 0 | 0 | 0 | 0 | 0 | 0 | 0 | 0 | 0 |  | 0 | 0 | 0 | 0 | 0 | 0 | 0 | 0 | 0 | 0 | 0 | 0 | 0 | 0 | 0 | [14 empty] | 0 | 0 | 0 | 0 | 0 | 0 | 0 | 0 | 0 | 0 | 0 | 0 | 0 | 0 | 0 |  | 0 | 0 | 0 | 0 | 0 | 0 | 0 | 0 | 0 | 0 | 0 | 0 | 0 | 0 | 0
SDGE | Pomerado | 69 | [15 empty] | 0 | 0 | 0 | 0 | 0 | 0 | 0 | 0 | 0 | 0 | 0 | 100 | 0 | 0 | 1 | 0 | 0 | 0 | 0 | 0 | 0 | 0 | 0 | 0 | 0 | 0 | 0 | 0 | 0 |  | 0 | 0 | 0 | 0 | 0 | 0 | 0 | 0 | 0 | 0 | 0 | 100 | 0 | 0 | 1 | [14 empty] | 0 | 0 | 0 | 0 | 0 | 0 | 0 | 0 | 0 | 0 | 0 | 0 | 0 | 0 | 0 |  | 0 | 0 | 0 | 0 | 0 | 0 | 0 | 0 | 0 | 0 | 0 | 100 | 0 | 0 | 1
PG&E KERN | Poso Mountain | 115 | [15 empty] | 0 | 0 | 0 | 0 | 0 | 0 | 0 | 0 | 0 | 0 | 0 | 0 | 0 | 0 | 0 | 0 | 0 | 0 | 0 | 0 | 0 | 0 | 0 | 0 | 100 | 100 | 0 | 0 | 0 |  | 0 | 0 | 0 | 0 | 0 | 0 | 0 | 0 | 0 | 100 | 100 | 0 | 0 | 0 | 1 | [14 empty] | 0 | 0 | 0 | 0 | 0 | 0 | 0 | 0 | 0 | 0 | 100 | 100 | 0 | 0 | 0 |  | 0 | 0 | 0 | 0 | 0 | 0 | 0 | 0 | 0 | 100 | 100 | 0 | 0 | 0 | 1
EOP | Primm | 230 | [15 empty] | 0 | 0 | 0 | 0 | 0 | 0 | 0 | 0 | 0 | 0 | 0 | 200 | 0 | 0 | 1 | 0 | 0 | 0 | 0 | 0 | 0 | 0 | 0 | 0 | 0 | 0 | 0 | 0 | 0 |  | 0 | 0 | 0 | 0 | 0 | 0 | 0 | 0 | 0 | 0 | 0 | 200 | 0 | 0 | 1 | [14 empty] | 0 | 0 | 0 | 0 | 0 | 0 | 0 | 0 | 0 | 0 | 0 | 0 | 0 | 0 | 0 |  | 0 | 0 | 0 | 0 | 0 | 0 | 0 | 0 | 0 | 0 | 0 | 200 | 0 | 0 | 1
PG&E NGBA | Putah Creek | 115 | [15 empty] | 0 | 0 | 0 | 0 | 0 | 0 | 0 | 0 | 0 | 0 | 0 | 0 | 0 | 0 | 0 | 0 | 0 | 0 | 0 | 0 | 0 | 0 | 0 | 0 | 0 | 0 | 0 | 0 | 0 |  | 0 | 0 | 0 | 0 | 0 | 0 | 0 | 0 | 0 | 0 | 0 | 0 | 0 | 0 | 0 | [14 empty] | 0 | 0 | 0 | 0 | 0 | 0 | 0 | 0 | 0 | 0 | 0 | 0 | 0 | 0 | 0 |  | 0 | 0 | 0 | 0 | 0 | 0 | 0 | 0 | 0 | 0 | 0 | 0 | 0 | 0 | 0
SDGE | Q1806 | 138 | [15 empty] | 0 | 0 | 0 | 0 | 0 | 0 | 0 | 0 | 0 | 0 | 0 | 0 | 0 | 0 | 0 | 0 | 0 | 0 | 0 | 0 | 0 | 0 | 0 | 0 | 0 | 0 | 0 | 0 | 0 |  | 0 | 0 | 0 | 0 | 0 | 0 | 0 | 0 | 0 | 0 | 0 | 0 | 0 | 0 | 0 | [14 empty] | 0 | 0 | 0 | 0 | 0 | 0 | 0 | 0 | 0 | 0 | 0 | 0 | 0 | 0 | 0 |  | 0 | 0 | 0 | 0 | 0 | 0 | 0 | 0 | 0 | 0 | 0 | 0 | 0 | 0 | 0
PG&E FRESNO | Quinto | 230 | [15 empty] | 0 | 0 | 0 | 0 | 0 | 0 | 0 | 0 | 0 | 0 | 0 | 0 | 0 | 0 | 0 | 20 | 0 | 0 | 0 | 0 | 0 | 0 | 0 | 0 | 0 | 0 | 0 | 0 | 0 |  | 20 | 0 | 0 | 0 | 0 | 0 | 0 | 0 | 0 | 0 | 0 | 0 | 0 | 0 | 1 | [9 empty] | 375 |  |  |  |  | 1 | 20 | 0 | 0 | 0 | 0 | 0 | 0 | 0 | 0 | 375 | 0 | 0 | 0 | 0 |  | 20 | 0 | 0 | 0 | 0 | 0 | 0 | 0 | 0 | 375 | 0 | 0 | 0 | 0 | 1
PG&E GBA | Race Track | 115 | [15 empty] | 0 | 0 | 0 | 0 | 0 | 0 | 0 | 0 | 0 | 0 | 0 | 0 | 0 | 0 | 0 | 0 | 0 | 0 | 0 | 0 | 0 | 0 | 0 | 0 | 0 | 0 | 0 | 0 | 0 |  | 0 | 0 | 0 | 0 | 0 | 0 | 0 | 0 | 0 | 0 | 0 | 0 | 0 | 0 | 0 | [14 empty] | 0 | 0 | 0 | 0 | 0 | 0 | 0 | 0 | 0 | 0 | 0 | 0 | 0 | 0 | 0 |  | 0 | 0 | 0 | 0 | 0 | 0 | 0 | 0 | 0 | 0 | 0 | 0 | 0 | 0 | 0
SDGE | Rancho Mission Viejo | 138 | [15 empty] | 0 | 0 | 0 | 0 | 0 | 0 | 0 | 0 | 0 | 0 | 0 | 0 | 0 | 0 | 0 | 0 | 0 | 0 | 0 | 0 | 0 | 0 | 0 | 0 | 0 | 0 | 0 | 0 | 0 |  | 0 | 0 | 0 | 0 | 0 | 0 | 0 | 0 | 0 | 0 | 0 | 0 | 0 | 0 | 0 | [14 empty] | 0 | 0 | 0 | 0 | 0 | 0 | 0 | 0 | 0 | 0 | 0 | 0 | 0 | 0 | 0 |  | 0 | 0 | 0 | 0 | 0 | 0 | 0 | 0 | 0 | 0 | 0 | 0 | 0 | 0 | 0
PG&E GBA | Rancho Seco | 230 | [15 empty] | 0 | 0 | 0 | 0 | 0 | 0 | 0 | 0 | 0 | 0 | 0 | 0 | 0 | 0 | 0 | 0 | 0 | 0 | 0 | 0 | 0 | 0 | 0 | 0 | 0 | 0 | 0 | 0 | 0 |  | 0 | 0 | 0 | 0 | 0 | 0 | 0 | 0 | 0 | 0 | 0 | 0 | 0 | 0 | 0 | [14 empty] | 0 | 0 | 0 | 0 | 0 | 0 | 0 | 0 | 0 | 0 | 0 | 0 | 0 | 0 | 0 |  | 0 | 0 | 0 | 0 | 0 | 0 | 0 | 0 | 0 | 0 | 0 | 0 | 0 | 0 | 0
SCE Metro | Rancho Vista | 230 | [15 empty] | 0 | 0 | 0 | 0 | 0 | 0 | 0 | 0 | 0 | 0 | 0 | 0 | 0 | 0 | 0 | 0 | 0 | 0 | 0 | 0 | 0 | 0 | 0 | 0 | 0 | 0 | 0 | 0 | 0 |  | 0 | 0 | 0 | 0 | 0 | 0 | 0 | 0 | 0 | 0 | 0 | 0 | 0 | 0 | 0 | [14 empty] | 0 | 0 | 0 | 0 | 0 | 0 | 0 | 0 | 0 | 0 | 0 | 0 | 0 | 0 | 0 |  | 0 | 0 | 0 | 0 | 0 | 0 | 0 | 0 | 0 | 0 | 0 | 0 | 0 | 0 | 0
SCE Metro | Rancho Vista | 500 | [15 empty] | 0 | 0 | 0 | 0 | 0 | 0 | 0 | 0 | 0 | 0 | 0 | 0 | 0 | 0 | 0 | 0 | 0 | 0 | 0 | 0 | 0 | 0 | 0 | 0 | 0 | 0 | 0 | 0 | 0 |  | 0 | 0 | 0 | 0 | 0 | 0 | 0 | 0 | 0 | 0 | 0 | 0 | 0 | 0 | 0 | [14 empty] | 0 | 0 | 0 | 0 | 0 | 0 | 0 | 0 | 0 | 0 | 0 | 0 | 0 | 0 | 0 |  | 0 | 0 | 0 | 0 | 0 | 0 | 0 | 0 | 0 | 0 | 0 | 0 | 0 | 0 | 0
SCE NOL | Ransburg | 115 | [15 empty] | 0 | 0 | 0 | 0 | 0 | 0 | 0 | 0 | 0 | 0 | 0 | 0 | 0 | 0 | 0 | 0 | 0 | 0 | 0 | 0 | 0 | 0 | 0 | 0 | 0 | 0 | 0 | 0 | 0 |  | 0 | 0 | 0 | 0 | 0 | 0 | 0 | 0 | 0 | 0 | 0 | 0 | 0 | 0 | 0 | [14 empty] | 0 | 0 | 0 | 0 | 0 | 0 | 0 | 0 | 0 | 0 | 0 | 0 | 0 | 0 | 0 |  | 0 | 0 | 0 | 0 | 0 | 0 | 0 | 0 | 0 | 0 | 0 | 0 | 0 | 0 | 0
PG&E GBA | Ravenswood | 115 | [15 empty] | 0 | 0 | 0 | 0 | 0 | 0 | 0 | 0 | 0 | 0 | 0 | 0 | 0 | 0 | 0 | 0 | 0 | 0 | 0 | 0 | 0 | 0 | 0 | 0 | 0 | 0 | 0 | 0 | 0 |  | 0 | 0 | 0 | 0 | 0 | 0 | 0 | 0 | 0 | 0 | 0 | 0 | 0 | 0 | 0 | [14 empty] | 0 | 0 | 0 | 0 | 0 | 0 | 0 | 0 | 0 | 0 | 0 | 0 | 0 | 0 | 0 |  | 0 | 0 | 0 | 0 | 0 | 0 | 0 | 0 | 0 | 0 | 0 | 0 | 0 | 0 | 0
PG&E GBA | Ravenswood | 230 | [15 empty] | 0 | 0 | 0 | 0 | 0 | 0 | 0 | 0 | 0 | 0 | 0 | 0 | 0 | 0 | 0 | 0 | 0 | 0 | 0 | 0 | 0 | 0 | 0 | 0 | 0 | 100 | 0 | 0 | 0 |  | 0 | 0 | 0 | 0 | 0 | 0 | 0 | 0 | 0 | 0 | 100 | 0 | 0 | 0 | 1 | [14 empty] | 0 | 0 | 0 | 0 | 0 | 0 | 0 | 0 | 0 | 0 | 0 | 100 | 0 | 0 | 0 |  | 0 | 0 | 0 | 0 | 0 | 0 | 0 | 0 | 0 | 0 | 100 | 0 | 0 | 0 | 1
SCE Northern | Rector | 230 | [15 empty] | 0 | 0 | 0 | 0 | 0 | 0 | 0 | 0 | 12 | 0 | 0 | 0 | 0 | 0 | 1 | 0 | 0 | 0 | 0 | 0 | 0 | 0 | 0 | 0 |  | 0 | 0 | 0 | 0 |  | 0 | 0 | 0 | 0 | 0 | 0 | 0 | 0 | 12 | 0 | 0 | 0 | 0 | 0 | 1 | [14 empty] | 0 | 0 | 0 | 0 | 0 | 0 | 0 | 0 | 0 | 0 | 0 | 0 | 0 | 0 | 0 |  | 0 | 0 | 0 | 0 | 0 | 0 | 0 | 0 | 12 | 0 | 0 | 0 | 0 | 0 | 1
SCE Eastern | Red Bluff | 230 | [15 empty] | 0 | 0 | 0 | 0 | 0 | 0 | 0 | 0 | 0 | 0 | 0 | 0 | 0 | 0 | 0 | 0 | 0 | 0 | 0 | 0 | 0 | 0 | 0 | 0 | 0 | 200 | 0 | 0 | 0 |  | 0 | 0 | 0 | 0 | 0 | 0 | 0 | 0 | 0 | 0 | 200 | 0 | 0 | 0 | 1 | [14 empty] | 0 | 0 | 0 | 0 | 0 | 0 | 0 | 0 | 0 | 0 | 0 | 200 | 0 | 0 | 0 |  | 0 | 0 | 0 | 0 | 0 | 0 | 0 | 0 | 0 | 0 | 200 | 0 | 0 | 0 | 1
SCE Eastern | Red Bluff | 500 | [15 empty] | 0 | 0 | 0 | 0 | 0 | 0 | 0 | 0 | 0 | 175 | 0 | 100 | 0 | 0 | 1 | 0 | 0 | 0 | 0 | 0 | 0 | 0 | 0 | 0 | 0 | 400 | 0 | 0 | 800 |  | 0 | 0 | 0 | 0 | 0 | 0 | 0 | 0 | 0 | 175 | 400 | 100 | 0 | 800 | 1 | [14 empty] | 0 | 0 | 0 | 0 | 0 | 0 | 0 | 0 | 0 | 0 | 0 | 400 | 0 | 0 | 800 |  | 0 | 0 | 0 | 0 | 0 | 0 | 0 | 0 | 0 | 175 | 400 | 100 | 0 | 800 | 1
PG&E NGBA | Redbud | 115 | [15 empty] | 0 | 0 | 0 | 0 | 0 | 0 | 0 | 0 | 0 | 0 | 0 | 0 | 0 | 0 | 0 | 241 | 0 | 0 | 0 | 0 | 0 | 0 | 0 | 0 | 0 | 0 | 0 | 0 | 0 |  | 241 | 0 | 0 | 0 | 0 | 0 | 0 | 0 | 0 | 0 | 0 | 0 | 0 | 0 | 1 | [14 empty] | 0 | 241 | 0 | 0 | 0 | 0 | 0 | 0 | 0 | 0 | 0 | 0 | 0 | 0 | 0 |  | 241 | 0 | 0 | 0 | 0 | 0 | 0 | 0 | 0 | 0 | 0 | 0 | 0 | 0 | 1
SCE Metro | Redondo | 230 | [15 empty] | 0 | 0 | 0 | 0 | 0 | 0 | 0 | 0 | 0 | 0 | 0 | 0 | 0 | 0 | 0 | 0 | 0 | 0 | 0 | 0 | 0 | 0 | 0 | 0 | 0 | 0 | 0 | 0 | 0 |  | 0 | 0 | 0 | 0 | 0 | 0 | 0 | 0 | 0 | 0 | 0 | 0 | 0 | 0 | 0 | [14 empty] | 0 | 0 | 0 | 0 | 0 | 0 | 0 | 0 | 0 | 0 | 0 | 0 | 0 | 0 | 0 |  | 0 | 0 | 0 | 0 | 0 | 0 | 0 | 0 | 0 | 0 | 0 | 0 | 0 | 0 | 0
PG&E FRESNO | Reedley | 115 | [15 empty] | 0 | 0 | 0 | 0 | 0 | 0 | 0 | 0 | 0 | 0 | 0 | 0 | 0 | 0 | 0 | 0 | 0 | 0 | 0 | 0 | 0 | 0 | 0 | 0 | 0 | 0 | 0 | 0 | 0 |  | 0 | 0 | 0 | 0 | 0 | 0 | 0 | 0 | 0 | 0 | 0 | 0 | 0 | 0 | 0 | [14 empty] | 0 | 0 | 0 | 0 | 0 | 0 | 0 | 0 | 0 | 0 | 0 | 0 | 0 | 0 | 0 |  | 0 | 0 | 0 | 0 | 0 | 0 | 0 | 0 | 0 | 0 | 0 | 0 | 0 | 0 | 0
PG&E KERN | Renfro | 115 | [15 empty] | 0 | 0 | 0 | 0 | 0 | 0 | 0 | 0 | 0 | 0 | 0 | 0 | 0 | 0 | 0 | 0 | 0 | 0 | 0 | 0 | 0 | 0 | 0 | 0 | 0 | 0 | 0 | 0 | 0 |  | 0 | 0 | 0 | 0 | 0 | 0 | 0 | 0 | 0 | 0 | 0 | 0 | 0 | 0 | 0 | [14 empty] | 0 | 0 | 0 | 0 | 0 | 0 | 0 | 0 | 0 | 0 | 0 | 0 | 0 | 0 | 0 |  | 0 | 0 | 0 | 0 | 0 | 0 | 0 | 0 | 0 | 0 | 0 | 0 | 0 | 0 | 0
PG&E GBA | Richmond R | 115 | [15 empty] | 0 | 0 | 0 | 0 | 0 | 0 | 0 | 0 | 0 | 0 | 0 | 0 | 0 | 0 | 0 | 0 | 0 | 0 | 0 | 0 | 0 | 0 | 0 | 0 | 0 | 0 | 0 | 0 | 0 |  | 0 | 0 | 0 | 0 | 0 | 0 | 0 | 0 | 0 | 0 | 0 | 0 | 0 | 0 | 0 | [14 empty] | 0 | 0 | 0 | 0 | 0 | 0 | 0 | 0 | 0 | 0 | 0 | 0 | 0 | 0 | 0 |  | 0 | 0 | 0 | 0 | 0 | 0 | 0 | 0 | 0 | 0 | 0 | 0 | 0 | 0 | 0
PG&E NGBA | Rincon | 115 | [15 empty] | 0 | 0 | 0 | 0 | 0 | 0 | 0 | 0 | 0 | 0 | 0 | 0 | 0 | 0 | 0 | 50 | 0 | 0 | 0 | 0 | 0 | 0 | 0 | 0 | 0 | 0 | 0 | 0 | 0 |  | 50 | 0 | 0 | 0 | 0 | 0 | 0 | 0 | 0 | 0 | 0 | 0 | 0 | 0 | 1 | [14 empty] | 0 | 50 | 0 | 0 | 0 | 0 | 0 | 0 | 0 | 0 | 0 | 0 | 0 | 0 | 0 |  | 50 | 0 | 0 | 0 | 0 | 0 | 0 | 0 | 0 | 0 | 0 | 0 | 0 | 0 | 1
PG&E KERN | Rio Bravo | 115 | [15 empty] | 0 | 0 | 0 | 0 | 0 | 0 | 0 | 0 | 0 | 0 | 0 | 0 | 0 | 0 | 0 | 0 | 0 | 0 | 0 | 0 | 0 | 0 | 0 | 0 | 0 | 0 | 0 | 0 | 0 |  | 0 | 0 | 0 | 0 | 0 | 0 | 0 | 0 | 0 | 0 | 0 | 0 | 0 | 0 | 0 | [14 empty] | 0 | 0 | 0 | 0 | 0 | 0 | 0 | 0 | 0 | 0 | 0 | 0 | 0 | 0 | 0 |  | 0 | 0 | 0 | 0 | 0 | 0 | 0 | 0 | 0 | 0 | 0 | 0 | 0 | 0 | 0
SCE Metro | Rio Hondo | 230 | [15 empty] | 0 | 0 | 0 | 0 | 0 | 0 | 0 | 0 | 0 | 0 | 0 | 265 | 10 | 0 | 1 | 0 | 0 | 0 | 0 | 0 | 0 | 0 | 0 | 0 | 0 | 0 | 0 | 0 | 0 |  | 0 | 0 | 0 | 0 | 0 | 0 | 0 | 0 | 0 | 0 | 0 | 265 | 10 | 0 | 1 | [14 empty] | 0 | 0 | 0 | 0 | 0 | 0 | 0 | 0 | 0 | 0 | 0 | 0 | 0 | 0 | 0 |  | 0 | 0 | 0 | 0 | 0 | 0 | 0 | 0 | 0 | 0 | 0 | 265 | 10 | 0 | 1
PG&E NGBA | Rio Oso | 115 | [15 empty] | 0 | 0 | 0 | 0 | 0 | 0 | 0 | 0 | 0 | 0 | 0 | 0 | 0 | 0 | 0 | 0 | 0 | 0 | 0 | 0 | 0 | 0 | 0 | 0 | 0 | 0 | 0 | 0 | 0 |  | 0 | 0 | 0 | 0 | 0 | 0 | 0 | 0 | 0 | 0 | 0 | 0 | 0 | 0 | 0 | [14 empty] | 0 | 0 | 0 | 0 | 0 | 0 | 0 | 0 | 0 | 0 | 0 | 0 | 0 | 0 | 0 |  | 0 | 0 | 0 | 0 | 0 | 0 | 0 | 0 | 0 | 0 | 0 | 0 | 0 | 0 | 0
PG&E NGBA | Rio Oso | 230 | [15 empty] | 0 | 0 | 0 | 0 | 0 | 0 | 0 | 0 | 0 | 0 | 0 | 0 | 0 | 0 | 0 | 0 | 0 | 0 | 0 | 0 | 0 | 0 | 0 | 0 | 0 | 0 | 0 | 0 | 0 |  | 0 | 0 | 0 | 0 | 0 | 0 | 0 | 0 | 0 | 0 | 0 | 0 | 0 | 0 | 0 | [14 empty] | 0 | 0 | 0 | 0 | 0 | 0 | 0 | 0 | 0 | 0 | 0 | 0 | 0 | 0 | 0 |  | 0 | 0 | 0 | 0 | 0 | 0 | 0 | 0 | 0 | 0 | 0 | 0 | 0 | 0 | 0
PG&E GBA | Ripon | 115 | [15 empty] | 0 | 0 | 0 | 0 | 0 | 0 | 0 | 0 | 2.6 | 0 | 0 | 99 | 0 | 0 | 1 | 0 | 0 | 0 | 0 | 0 | 0 | 0 | 0 | 0 | 0 | 0 | 0 | 0 | 0 |  | 0 | 0 | 0 | 0 | 0 | 0 | 0 | 0 | 2.6 | 0 | 0 | 99 | 0 | 0 | 1 | [14 empty] | 0 | 0 | 0 | 0 | 0 | 0 | 0 | 0 | 0 | 0 | 0 | 0 | 0 | 0 | 0 |  | 0 | 0 | 0 | 0 | 0 | 0 | 0 | 0 | 2.6 | 0 | 0 | 99 | 0 | 0 | 1
PG&E GBA | Riverbank | 115 | [15 empty] | 0 | 0 | 0 | 0 | 0 | 0 | 0 | 0 | 0 | 0 | 0 | 0 | 0 | 0 | 0 | 0 | 0 | 0 | 0 | 0 | 0 | 0 | 0 | 0 | 0 | 0 | 0 | 0 | 0 |  | 0 | 0 | 0 | 0 | 0 | 0 | 0 | 0 | 0 | 0 | 0 | 0 | 0 | 0 | 0 | [14 empty] | 0 | 0 | 0 | 0 | 0 | 0 | 0 | 0 | 0 | 0 | 0 | 0 | 0 | 0 | 0 |  | 0 | 0 | 0 | 0 | 0 | 0 | 0 | 0 | 0 | 0 | 0 | 0 | 0 | 0 | 0
SCE NOL | Roadway | 115 | [15 empty] | 0 | 0 | 0 | 0 | 0 | 0 | 0 | 0 | 0 | 0 | 0 | 0 | 0 | 0 | 0 | 0 | 0 | 0 | 0 | 0 | 0 | 0 | 0 | 0 | 0 | 0 | 0 | 0 | 0 |  | 0 | 0 | 0 | 0 | 0 | 0 | 0 | 0 | 0 | 0 | 0 | 0 | 0 | 0 | 0 | [14 empty] | 0 | 0 | 0 | 0 | 0 | 0 | 0 | 0 | 0 | 0 | 0 | 0 | 0 | 0 | 0 |  | 0 | 0 | 0 | 0 | 0 | 0 | 0 | 0 | 0 | 0 | 0 | 0 | 0 | 0 | 0
PG&E NGBA | Rock Creek 1 | 230 | [15 empty] | 0 | 0 | 0 | 0 | 0 | 0 | 0 | 0 | 0 | 0 | 0 | 0 | 0 | 0 | 0 | 0 | 0 | 0 | 0 | 0 | 0 | 0 | 0 | 0 | 0 | 0 | 0 | 0 | 0 |  | 0 | 0 | 0 | 0 | 0 | 0 | 0 | 0 | 0 | 0 | 0 | 0 | 0 | 0 | 0 | [14 empty] | 0 | 0 | 0 | 0 | 0 | 0 | 0 | 0 | 0 | 0 | 0 | 0 | 0 | 0 | 0 |  | 0 | 0 | 0 | 0 | 0 | 0 | 0 | 0 | 0 | 0 | 0 | 0 | 0 | 0 | 0
SCE Northern | Rosamond | 66 | [15 empty] | 0 | 0 | 0 | 0 | 0 | 0 | 0 | 0 | 0 | 0 | 0 | 0 | 0 | 0 | 0 | 0 | 0 | 0 | 0 | 0 | 0 | 0 | 0 | 0 | 0 | 0 | 0 | 0 | 0 |  | 0 | 0 | 0 | 0 | 0 | 0 | 0 | 0 | 0 | 0 | 0 | 0 | 0 | 0 | 0 | [14 empty] | 0 | 0 | 0 | 0 | 0 | 0 | 0 | 0 | 0 | 0 | 0 | 0 | 0 | 0 | 0 |  | 0 | 0 | 0 | 0 | 0 | 0 | 0 | 0 | 0 | 0 | 0 | 0 | 0 | 0 | 0
PG&E GBA | Rossmoor | 230 | [15 empty] | 0 | 0 | 0 | 0 | 0 | 0 | 0 | 0 | 0 | 0 | 0 | 0 | 0 | 0 | 0 | 0 | 0 | 0 | 0 | 0 | 0 | 0 | 0 | 0 | 0 | 0 | 0 | 0 | 0 |  | 0 | 0 | 0 | 0 | 0 | 0 | 0 | 0 | 0 | 0 | 0 | 0 | 0 | 0 | 0 | [14 empty] | 0 | 0 | 0 | 0 | 0 | 0 | 0 | 0 | 0 | 0 | 0 | 0 | 0 | 0 | 0 |  | 0 | 0 | 0 | 0 | 0 | 0 | 0 | 0 | 0 | 0 | 0 | 0 | 0 | 0 | 0
PG&E NGBA | Round Mountain | 230 | [15 empty] | 0 | 0 | 0 | 0 | 0 | 0 | 0 | 0 | 0 | 0 | 0 | 0 | 0 | 0 | 0 | 0 | 0 | 0 | 0 | 0 | 0 | 0 | 0 | 0 | 0 | 0 | 0 | 0 | 0 |  | 0 | 0 | 0 | 0 | 0 | 0 | 0 | 0 | 0 | 0 | 0 | 0 | 0 | 0 | 0 | [14 empty] | 0 | 0 | 0 | 0 | 0 | 0 | 0 | 0 | 0 | 0 | 0 | 0 | 0 | 0 | 0 |  | 0 | 0 | 0 | 0 | 0 | 0 | 0 | 0 | 0 | 0 | 0 | 0 | 0 | 0 | 0
PG&E NGBA | Round Mountain | 500 | [15 empty] | 0 | 0 | 0 | 0 | 0 | 0 | 0 | 0 | 0 | 0 | 0 | 0 | 0 | 0 | 0 | 0 | 0 | 0 | 0 | 0 | 0 | 0 | 0 | 0 | 0 | 0 | 0 | 0 | 0 |  | 0 | 0 | 0 | 0 | 0 | 0 | 0 | 0 | 0 | 0 | 0 | 0 | 0 | 0 | 0 | [14 empty] | 0 | 0 | 0 | 0 | 0 | 0 | 0 | 0 | 0 | 0 | 0 | 0 | 0 | 0 | 0 |  | 0 | 0 | 0 | 0 | 0 | 0 | 0 | 0 | 0 | 0 | 0 | 0 | 0 | 0 | 0
PG&E GBA | Salado | 115 | [15 empty] | 0 | 0 | 0 | 0 | 0 | 0 | 0 | 0 | 0 | 0 | 0 | 0 | 0 | 0 | 0 | 0 | 0 | 0 | 0 | 0 | 0 | 0 | 0 | 0 | 0 | 0 | 0 | 0 | 0 |  | 0 | 0 | 0 | 0 | 0 | 0 | 0 | 0 | 0 | 0 | 0 | 0 | 0 | 0 | 0 | [9 empty] | 69 |  |  |  |  | 1 | 0 | 0 | 0 | 0 | 0 | 0 | 0 | 0 | 0 | 69 | 0 | 0 | 0 | 0 |  | 0 | 0 | 0 | 0 | 0 | 0 | 0 | 0 | 0 | 69 | 0 | 0 | 0 | 0 | 1
PG&E GBA | Salado | 60 | [15 empty] | 0 | 0 | 0 | 0 | 0 | 0 | 0 | 0 | 0 | 0 | 0 | 0 | 0 | 0 | 0 | 0 | 0 | 0 | 0 | 0 | 0 | 0 | 0 | 0 | 0 | 0 | 0 | 0 | 0 |  | 0 | 0 | 0 | 0 | 0 | 0 | 0 | 0 | 0 | 0 | 0 | 0 | 0 | 0 | 0 | [14 empty] | 0 | 0 | 0 | 0 | 0 | 0 | 0 | 0 | 0 | 0 | 0 | 0 | 0 | 0 | 0 |  | 0 | 0 | 0 | 0 | 0 | 0 | 0 | 0 | 0 | 0 | 0 | 0 | 0 | 0 | 0
PG&E GBA | Salinas | 115 | [15 empty] | 0 | 0 | 0 | 0 | 0 | 0 | 0 | 0 | 0 | 0 | 0 | 0 | 0 | 0 | 0 | 0 | 0 | 0 | 0 | 0 | 0 | 0 | 0 | 0 | 0 | 0 | 0 | 0 | 0 |  | 0 | 0 | 0 | 0 | 0 | 0 | 0 | 0 | 0 | 0 | 0 | 0 | 0 | 0 | 0 | [14 empty] | 0 | 0 | 0 | 0 | 0 | 0 | 0 | 0 | 0 | 0 | 0 | 0 | 0 | 0 | 0 |  | 0 | 0 | 0 | 0 | 0 | 0 | 0 | 0 | 0 | 0 | 0 | 0 | 0 | 0 | 0
SDGE | Salt Creek | 69 | [15 empty] | 0 | 0 | 0 | 0 | 0 | 0 | 0 | 0 | 0 | 0 | 0 | 0 | 0 | 0 | 0 | 0 | 0 | 0 | 0 | 0 | 0 | 0 | 0 | 0 | 0 | 0 | 0 | 0 | 0 |  | 0 | 0 | 0 | 0 | 0 | 0 | 0 | 0 | 0 | 0 | 0 | 0 | 0 | 0 | 0 | [14 empty] | 0 | 0 | 0 | 0 | 0 | 0 | 0 | 0 | 0 | 0 | 0 | 0 | 0 | 0 | 0 |  | 0 | 0 | 0 | 0 | 0 | 0 | 0 | 0 | 0 | 0 | 0 | 0 | 0 | 0 | 0
SCE Eastern | San Bernardino | 230 | [15 empty] | 0 | 0 | 0 | 0 | 0 | 0 | 0 | 0 | 0 | 0 | 0 | 0 | 0 | 0 | 0 | 0 | 0 | 0 | 0 | 0 | 0 | 0 | 0 | 0 | 0 | 0 | 0 | 0 | 0 |  | 0 | 0 | 0 | 0 | 0 | 0 | 0 | 0 | 0 | 0 | 0 | 0 | 0 | 0 | 0 | [14 empty] | 0 | 0 | 0 | 0 | 0 | 0 | 0 | 0 | 0 | 0 | 0 | 0 | 0 | 0 | 0 |  | 0 | 0 | 0 | 0 | 0 | 0 | 0 | 0 | 0 | 0 | 0 | 0 | 0 | 0 | 0
PG&E GBA | SAN FRAN A (POTRERO PP) | 115 | [15 empty] | 0 | 0 | 0 | 0 | 0 | 0 | 0 | 0 | 0 | 0 | 0 | 0 | 0 | 0 | 0 | 0 | 0 | 0 | 0 | 0 | 0 | 0 | 0 | 0 | 0 | 0 | 0 | 0 | 0 |  | 0 | 0 | 0 | 0 | 0 | 0 | 0 | 0 | 0 | 0 | 0 | 0 | 0 | 0 | 0 | [14 empty] | 0 | 0 | 0 | 0 | 0 | 0 | 0 | 0 | 0 | 0 | 0 | 0 | 0 | 0 | 0 |  | 0 | 0 | 0 | 0 | 0 | 0 | 0 | 0 | 0 | 0 | 0 | 0 | 0 | 0 | 0
PG&E GBA | SAN FRAN A (POTRERO PP) | 230 | [15 empty] | 0 | 0 | 0 | 0 | 0 | 0 | 0 | 0 | 0 | 0 | 0 | 0 | 0 | 0 | 0 | 0 | 0 | 0 | 0 | 0 | 0 | 0 | 0 | 0 | 0 | 0 | 0 | 0 | 0 |  | 0 | 0 | 0 | 0 | 0 | 0 | 0 | 0 | 0 | 0 | 0 | 0 | 0 | 0 | 0 | [14 empty] | 0 | 0 | 0 | 0 | 0 | 0 | 0 | 0 | 0 | 0 | 0 | 0 | 0 | 0 | 0 |  | 0 | 0 | 0 | 0 | 0 | 0 | 0 | 0 | 0 | 0 | 0 | 0 | 0 | 0 | 0
PG&E GBA | San Jose A | 115 | [15 empty] | 0 | 0 | 0 | 0 | 0 | 0 | 0 | 0 | 0 | 0 | 0 | 0 | 0 | 0 | 0 | 0 | 0 | 0 | 0 | 0 | 0 | 0 | 0 | 0 | 0 | 0 | 0 | 0 | 0 |  | 0 | 0 | 0 | 0 | 0 | 0 | 0 | 0 | 0 | 0 | 0 | 0 | 0 | 0 | 0 | [14 empty] | 0 | 0 | 0 | 0 | 0 | 0 | 0 | 0 | 0 | 0 | 0 | 0 | 0 | 0 | 0 |  | 0 | 0 | 0 | 0 | 0 | 0 | 0 | 0 | 0 | 0 | 0 | 0 | 0 | 0 | 0
PG&E GBA | San Jose B | 115 | [15 empty] | 0 | 0 | 0 | 0 | 0 | 0 | 0 | 0 | 0 | 0 | 0 | 0 | 0 | 0 | 0 | 0 | 0 | 0 | 0 | 0 | 0 | 0 | 0 | 0 | 0 | 0 | 0 | 0 | 0 |  | 0 | 0 | 0 | 0 | 0 | 0 | 0 | 0 | 0 | 0 | 0 | 0 | 0 | 0 | 0 | [14 empty] | 0 | 0 | 0 | 0 | 0 | 0 | 0 | 0 | 0 | 0 | 0 | 0 | 0 | 0 | 0 |  | 0 | 0 | 0 | 0 | 0 | 0 | 0 | 0 | 0 | 0 | 0 | 0 | 0 | 0 | 0
PG&E GBA | San Leandro U | 115 | [15 empty] | 0 | 0 | 0 | 0 | 0 | 0 | 0 | 0 | 0 | 0 | 0 | 0 | 0 | 0 | 0 | 0 | 0 | 0 | 0 | 0 | 0 | 0 | 0 | 0 | 0 | 0 | 0 | 0 | 0 |  | 0 | 0 | 0 | 0 | 0 | 0 | 0 | 0 | 0 | 0 | 0 | 0 | 0 | 0 | 0 | [14 empty] | 0 | 0 | 0 | 0 | 0 | 0 | 0 | 0 | 0 | 0 | 0 | 0 | 0 | 0 | 0 |  | 0 | 0 | 0 | 0 | 0 | 0 | 0 | 0 | 0 | 0 | 0 | 0 | 0 | 0 | 0
PG&E KERN | San Luis Obispo | 115 | [15 empty] | 0 | 0 | 0 | 0 | 0 | 0 | 0 | 0 | 0 | 0 | 0 | 0 | 0 | 0 | 0 | 0 | 0 | 0 | 0 | 0 | 0 | 0 | 0 | 0 | 0 | 0 | 0 | 0 | 0 |  | 0 | 0 | 0 | 0 | 0 | 0 | 0 | 0 | 0 | 0 | 0 | 0 | 0 | 0 | 0 | [14 empty] | 0 | 0 | 0 | 0 | 0 | 0 | 0 | 0 | 0 | 0 | 0 | 0 | 0 | 0 | 0 |  | 0 | 0 | 0 | 0 | 0 | 0 | 0 | 0 | 0 | 0 | 0 | 0 | 0 | 0 | 0
PG&E KERN | San Luis Obispo | 70 | [15 empty] | 0 | 0 | 0 | 0 | 0 | 0 | 0 | 0 | 0 | 0 | 0 | 0 | 0 | 0 | 0 | 0 | 0 | 0 | 0 | 0 | 0 | 0 | 0 | 0 | 0 | 0 | 0 | 0 | 0 |  | 0 | 0 | 0 | 0 | 0 | 0 | 0 | 0 | 0 | 0 | 0 | 0 | 0 | 0 | 0 | [14 empty] | 0 | 0 | 0 | 0 | 0 | 0 | 0 | 0 | 0 | 0 | 0 | 0 | 0 | 0 | 0 |  | 0 | 0 | 0 | 0 | 0 | 0 | 0 | 0 | 0 | 0 | 0 | 0 | 0 | 0 | 0
SDGE | San Luis Rey | 230 | [15 empty] | 0 | 0 | 0 | 0 | 0 | 0 | 0 | 0 | 0 | 0 | 0 | 0 | 0 | 0 | 0 | 0 | 0 | 0 | 0 | 0 | 0 | 0 | 0 | 0 | 0 | 0 | 0 | 0 | 0 |  | 0 | 0 | 0 | 0 | 0 | 0 | 0 | 0 | 0 | 0 | 0 | 0 | 0 | 0 | 0 | [14 empty] | 0 | 0 | 0 | 0 | 0 | 0 | 0 | 0 | 0 | 0 | 0 | 0 | 0 | 0 | 0 |  | 0 | 0 | 0 | 0 | 0 | 0 | 0 | 0 | 0 | 0 | 0 | 0 | 0 | 0 | 0
SDGE | San Luis Rey | 69 | [15 empty] | 0 | 0 | 0 | 0 | 0 | 0 | 0 | 0 | 0 | 0 | 0 | 0 | 0 | 0 | 0 | 0 | 0 | 0 | 0 | 0 | 0 | 0 | 0 | 0 | 0 | 0 | 0 | 0 | 0 |  | 0 | 0 | 0 | 0 | 0 | 0 | 0 | 0 | 0 | 0 | 0 | 0 | 0 | 0 | 0 | [14 empty] | 0 | 0 | 0 | 0 | 0 | 0 | 0 | 0 | 0 | 0 | 0 | 0 | 0 | 0 | 0 |  | 0 | 0 | 0 | 0 | 0 | 0 | 0 | 0 | 0 | 0 | 0 | 0 | 0 | 0 | 0
SDGE | San Marcos | 69 | [15 empty] | 0 | 0 | 0 | 0 | 0 | 0 | 0 | 0 | 0 | 0 | 0 | 0 | 0 | 0 | 0 | 0 | 0 | 0 | 0 | 0 | 0 | 0 | 0 | 0 | 0 | 0 | 0 | 0 | 0 |  | 0 | 0 | 0 | 0 | 0 | 0 | 0 | 0 | 0 | 0 | 0 | 0 | 0 | 0 | 0 | [14 empty] | 0 | 0 | 0 | 0 | 0 | 0 | 0 | 0 | 0 | 0 | 0 | 0 | 0 | 0 | 0 |  | 0 | 0 | 0 | 0 | 0 | 0 | 0 | 0 | 0 | 0 | 0 | 0 | 0 | 0 | 0
SCE Metro | San Onofre | 230 | [15 empty] | 0 | 0 | 0 | 0 | 0 | 0 | 0 | 0 | 0 | 0 | 0 | 0 | 0 | 0 | 0 | 0 | 0 | 0 | 0 | 0 | 0 | 0 | 0 | 0 | 0 | 0 | 0 | 0 | 0 |  | 0 | 0 | 0 | 0 | 0 | 0 | 0 | 0 | 0 | 0 | 0 | 0 | 0 | 0 | 0 | [14 empty] | 0 | 0 | 0 | 0 | 0 | 0 | 0 | 0 | 0 | 0 | 0 | 0 | 0 | 0 | 0 |  | 0 | 0 | 0 | 0 | 0 | 0 | 0 | 0 | 0 | 0 | 0 | 0 | 0 | 0 | 0
PG&E GBA | San Pablo | 115 | [15 empty] | 0 | 0 | 0 | 0 | 0 | 0 | 0 | 0 | 0 | 0 | 0 | 0 | 0 | 0 | 0 | 0 | 0 | 0 | 0 | 0 | 0 | 0 | 0 | 0 | 0 | 0 | 0 | 0 | 0 |  | 0 | 0 | 0 | 0 | 0 | 0 | 0 | 0 | 0 | 0 | 0 | 0 | 0 | 0 | 0 | [14 empty] | 0 | 0 | 0 | 0 | 0 | 0 | 0 | 0 | 0 | 0 | 0 | 0 | 0 | 0 | 0 |  | 0 | 0 | 0 | 0 | 0 | 0 | 0 | 0 | 0 | 0 | 0 | 0 | 0 | 0 | 0
PG&E GBA | San Ramon | 230 | [15 empty] | 0 | 0 | 0 | 0 | 0 | 0 | 0 | 0 | 0 | 0 | 0 | 0 | 0 | 0 | 0 | 0 | 0 | 0 | 0 | 0 | 0 | 0 | 0 | 0 | 0 | 0 | 0 | 0 | 0 |  | 0 | 0 | 0 | 0 | 0 | 0 | 0 | 0 | 0 | 0 | 0 | 0 | 0 | 0 | 0 | [14 empty] | 0 | 0 | 0 | 0 | 0 | 0 | 0 | 0 | 0 | 0 | 0 | 0 | 0 | 0 | 0 |  | 0 | 0 | 0 | 0 | 0 | 0 | 0 | 0 | 0 | 0 | 0 | 0 | 0 | 0 | 0
SDGE | San Ysidro | 69 | [15 empty] | 0 | 0 | 0 | 0 | 0 | 0 | 0 | 0 | 0 | 0 | 0 | 0 | 0 | 0 | 0 | 0 | 0 | 0 | 0 | 0 | 0 | 0 | 0 | 0 | 0 | 0 | 0 | 0 | 0 |  | 0 | 0 | 0 | 0 | 0 | 0 | 0 | 0 | 0 | 0 | 0 | 0 | 0 | 0 | 0 | [14 empty] | 0 | 0 | 0 | 0 | 0 | 0 | 0 | 0 | 0 | 0 | 0 | 0 | 0 | 0 | 0 |  | 0 | 0 | 0 | 0 | 0 | 0 | 0 | 0 | 0 | 0 | 0 | 0 | 0 | 0 | 0
SCE NOL | Sandlot | 230 | [15 empty] | 0 | 0 | 0 | 0 | 0 | 0 | 0 | 0 | 0 | 0 | 0 | 0 | 0 | 0 | 0 | 0 | 0 | 0 | 0 | 0 | 0 | 0 | 0 | 0 | 0 | 0 | 0 | 0 | 0 |  | 0 | 0 | 0 | 0 | 0 | 0 | 0 | 0 | 0 | 0 | 0 | 0 | 0 | 0 | 0 | [14 empty] | 0 | 0 | 0 | 0 | 0 | 0 | 0 | 0 | 0 | 0 | 0 | 0 | 0 | 0 | 0 |  | 0 | 0 | 0 | 0 | 0 | 0 | 0 | 0 | 0 | 0 | 0 | 0 | 0 | 0 | 0
EOP | Sandy | 138 | [15 empty] | 0 | 0 | 0 | 0 | 0 | 0 | 0 | 0 | 0 | 0 | 0 | 0 | 0 | 0 | 0 | 0 | 0 | 0 | 0 | 0 | 0 | 0 | 0 | 0 | 0 | 0 | 0 | 0 | 0 |  | 0 | 0 | 0 | 0 | 0 | 0 | 0 | 0 | 0 | 0 | 0 | 0 | 0 | 0 | 0 | [14 empty] | 0 | 0 | 0 | 0 | 0 | 0 | 0 | 0 | 0 | 0 | 0 | 0 | 0 | 0 | 0 |  | 0 | 0 | 0 | 0 | 0 | 0 | 0 | 0 | 0 | 0 | 0 | 0 | 0 | 0 | 0
PG&E FRESNO | Sanger | 115 | [15 empty] | 0 | 0 | 0 | 0 | 0 | 0 | 0 | 0 | 0 | 0 | 0 | 0 | 0 | 0 | 0 | 0 | 0 | 0 | 0 | 0 | 0 | 0 | 0 | 0 | 0 | 0 | 0 | 0 | 0 |  | 0 | 0 | 0 | 0 | 0 | 0 | 0 | 0 | 0 | 0 | 0 | 0 | 0 | 0 | 0 | [14 empty] | 0 | 0 | 0 | 0 | 0 | 0 | 0 | 0 | 0 | 0 | 0 | 0 | 0 | 0 | 0 |  | 0 | 0 | 0 | 0 | 0 | 0 | 0 | 0 | 0 | 0 | 0 | 0 | 0 | 0 | 0
SCE Northern | Santa Clara | 230 | [15 empty] | 0 | 0 | 0 | 0 | 0 | 0 | 0 | 0 | 0 | 0 | 0 | 0 | 0 | 0 | 0 | 0 | 0 | 0 | 0 | 0 | 0 | 0 | 0 | 0 | 0 | 0 | 0 | 0 | 0 |  | 0 | 0 | 0 | 0 | 0 | 0 | 0 | 0 | 0 | 0 | 0 | 0 | 0 | 0 | 0 | [14 empty] | 0 | 0 | 0 | 0 | 0 | 0 | 0 | 0 | 0 | 0 | 0 | 0 | 0 | 0 | 0 |  | 0 | 0 | 0 | 0 | 0 | 0 | 0 | 0 | 0 | 0 | 0 | 0 | 0 | 0 | 0
PG&E NGBA | Santa Rosa A | 115 | [15 empty] | 0 | 0 | 0 | 0 | 0 | 0 | 0 | 0 | 0 | 0 | 0 | 0 | 0 | 0 | 0 | 0 | 0 | 0 | 0 | 0 | 0 | 0 | 0 | 0 | 0 | 0 | 0 | 0 | 0 |  | 0 | 0 | 0 | 0 | 0 | 0 | 0 | 0 | 0 | 0 | 0 | 0 | 0 | 0 | 0 | [14 empty] | 0 | 0 | 0 | 0 | 0 | 0 | 0 | 0 | 0 | 0 | 0 | 0 | 0 | 0 | 0 |  | 0 | 0 | 0 | 0 | 0 | 0 | 0 | 0 | 0 | 0 | 0 | 0 | 0 | 0 | 0
PG&E GBA | Santa Teresa | 115 | [15 empty] | 0 | 0 | 0 | 0 | 0 | 0 | 0 | 0 | 0 | 0 | 0 | 0 | 0 | 0 | 0 | 0 | 0 | 0 | 0 | 0 | 0 | 0 | 0 | 0 | 0 | 0 | 0 | 0 | 0 |  | 0 | 0 | 0 | 0 | 0 | 0 | 0 | 0 | 0 | 0 | 0 | 0 | 0 | 0 | 0 | [14 empty] | 0 | 0 | 0 | 0 | 0 | 0 | 0 | 0 | 0 | 0 | 0 | 0 | 0 | 0 | 0 |  | 0 | 0 | 0 | 0 | 0 | 0 | 0 | 0 | 0 | 0 | 0 | 0 | 0 | 0 | 0
SDGE | Santee | 138 | [15 empty] | 0 | 0 | 0 | 0 | 0 | 0 | 0 | 0 | 0 | 0 | 0 | 10 | 0 | 0 | 1 | 0 | 0 | 0 | 0 | 0 | 0 | 0 | 0 | 0 | 0 | 0 | 0 | 0 | 0 |  | 0 | 0 | 0 | 0 | 0 | 0 | 0 | 0 | 0 | 0 | 0 | 10 | 0 | 0 | 1 | [14 empty] | 0 | 0 | 0 | 0 | 0 | 0 | 0 | 0 | 0 | 0 | 0 | 0 | 0 | 0 | 0 |  | 0 | 0 | 0 | 0 | 0 | 0 | 0 | 0 | 0 | 0 | 0 | 10 | 0 | 0 | 1
SCE Metro | Santiago | 230 | [15 empty] | 0 | 0 | 0 | 0 | 0 | 0 | 0 | 0 | 0 | 0 | 0 | 0 | 0 | 0 | 0 | 0 | 0 | 0 | 0 | 0 | 0 | 0 | 0 | 0 | 0 | 0 | 0 | 0 | 0 |  | 0 | 0 | 0 | 0 | 0 | 0 | 0 | 0 | 0 | 0 | 0 | 0 | 0 | 0 | 0 | [14 empty] | 0 | 0 | 0 | 0 | 0 | 0 | 0 | 0 | 0 | 0 | 0 | 0 | 0 | 0 | 0 |  | 0 | 0 | 0 | 0 | 0 | 0 | 0 | 0 | 0 | 0 | 0 | 0 | 0 | 0 | 0
PG&E GBA | Saratoga | 230 | [15 empty] | 0 | 0 | 0 | 0 | 0 | 0 | 0 | 0 | 0 | 0 | 0 | 0 | 0 | 0 | 0 | 0 | 0 | 0 | 0 | 0 | 0 | 0 | 0 | 0 | 0 | 0 | 0 | 0 | 0 |  | 0 | 0 | 0 | 0 | 0 | 0 | 0 | 0 | 0 | 0 | 0 | 0 | 0 | 0 | 0 | [14 empty] | 0 | 0 | 0 | 0 | 0 | 0 | 0 | 0 | 0 | 0 | 0 | 0 | 0 | 0 | 0 |  | 0 | 0 | 0 | 0 | 0 | 0 | 0 | 0 | 0 | 0 | 0 | 0 | 0 | 0 | 0
SCE Northern | Saugus | 230 | [15 empty] | 0 | 0 | 0 | 0 | 0 | 0 | 0 | 0 | 0 | 0 | 0 | 0 | 0 | 0 | 0 |  | 0 |  | 0 | 0 | 0 | 0 | 0 | 0 | 0 | 0 | 0 | 0 | 0 |  | 0 | 0 | 0 | 0 | 0 | 0 | 0 | 0 | 0 | 0 | 0 | 0 | 0 | 0 | 0 | [14 empty] | 0 | 0 | 0 | 0 | 0 | 0 | 0 | 0 | 0 | 0 | 0 | 0 | 0 | 0 | 0 |  | 0 | 0 | 0 | 0 | 0 | 0 | 0 | 0 | 0 | 0 | 0 | 0 | 0 | 0 | 0
PG&E FRESNO | Schindler | 115 | [15 empty] | 0 | 0 | 0 | 0 | 0 | 0 | 0 | 0 | 0 | 0 | 0 | 0 | 0 | 0 | 0 | 0 | 0 | 0 | 0 | 0 | 0 | 0 | 0 | 0 | 100 | 0 | 0 | 0 | 0 |  | 0 | 0 | 0 | 0 | 0 | 0 | 0 | 0 | 0 | 100 | 0 | 0 | 0 | 0 | 1 | [14 empty] | 0 | 0 | 0 | 0 | 0 | 0 | 0 | 0 | 0 | 0 | 100 | 0 | 0 | 0 | 0 |  | 0 | 0 | 0 | 0 | 0 | 0 | 0 | 0 | 0 | 100 | 0 | 0 | 0 | 0 | 1
PG&E FRESNO | Schindler | 70 | [15 empty] | 0 | 0 | 0 | 0 | 0 | 0 | 0 | 0 | 0 | 0 | 0 | 0 | 0 | 0 | 0 | 0 | 0 | 0 | 0 | 0 | 0 | 0 | 0 | 0 | 0 | 0 | 0 | 0 | 0 |  | 0 | 0 | 0 | 0 | 0 | 0 | 0 | 0 | 0 | 0 | 0 | 0 | 0 | 0 | 0 | [14 empty] | 0 | 0 | 0 | 0 | 0 | 0 | 0 | 0 | 0 | 0 | 0 | 0 | 0 | 0 | 0 |  | 0 | 0 | 0 | 0 | 0 | 0 | 0 | 0 | 0 | 0 | 0 | 0 | 0 | 0 | 0
PG&E GBA | Schulte | 115 | [15 empty] | 0 | 0 | 0 | 0 | 0 | 0 | 0 | 0 | 0 | 0 | 0 | 13.3 | 0 | 0 | 1 | 0 | 0 | 0 | 0 | 0 | 0 | 0 | 0 | 0 | 100 | 0 | 0 | 0 | 0 |  | 0 | 0 | 0 | 0 | 0 | 0 | 0 | 0 | 0 | 100 | 0 | 13.3 | 0 | 0 | 1 | [14 empty] | 0 | 0 | 0 | 0 | 0 | 0 | 0 | 0 | 0 | 0 | 100 | 0 | 0 | 0 | 0 |  | 0 | 0 | 0 | 0 | 0 | 0 | 0 | 0 | 0 | 100 | 0 | 13.3 | 0 | 0 | 1
SDGE | Scripps | 69 | [15 empty] | 0 | 0 | 0 | 0 | 0 | 0 | 0 | 0 | 0 | 0 | 0 | 0 | 0 | 0 | 0 | 0 | 0 | 0 | 0 | 0 | 0 | 0 | 0 | 0 | 0 | 0 | 0 | 0 | 0 |  | 0 | 0 | 0 | 0 | 0 | 0 | 0 | 0 | 0 | 0 | 0 | 0 | 0 | 0 | 0 | [14 empty] | 0 | 0 | 0 | 0 | 0 | 0 | 0 | 0 | 0 | 0 | 0 | 0 | 0 | 0 | 0 |  | 0 | 0 | 0 | 0 | 0 | 0 | 0 | 0 | 0 | 0 | 0 | 0 | 0 | 0 | 0
PG&E KERN | Semitropic | 115 | [15 empty] | 0 | 0 | 0 | 0 | 0 | 0 | 0 | 0 | 4.66 | 0 | 0 | 0 | 0 | 0 | 1 | 0 | 0 | 0 | 0 | 0 | 0 | 0 | 0 | 0 | 0 | 0 | 0 | 0 | 0 |  | 0 | 0 | 0 | 0 | 0 | 0 | 0 | 0 | 4.66 | 0 | 0 | 0 | 0 | 0 | 1 | [14 empty] | 0 | 0 | 0 | 0 | 0 | 0 | 0 | 0 | 0 | 0 | 0 | 0 | 0 | 0 | 0 |  | 0 | 0 | 0 | 0 | 0 | 0 | 0 | 0 | 4.66 | 0 | 0 | 0 | 0 | 0 | 1
SCE Metro | Serrano | 230 | [15 empty] | 0 | 0 | 0 | 0 | 0 | 0 | 0 | 0 | 0 | 0 | 0 | 0 | 0 | 0 | 0 | 0 | 0 | 0 | 0 | 0 | 0 | 0 | 0 | 0 | 0 | 0 | 0 | 0 | 0 |  | 0 | 0 | 0 | 0 | 0 | 0 | 0 | 0 | 0 | 0 | 0 | 0 | 0 | 0 | 0 | [14 empty] | 0 | 0 | 0 | 0 | 0 | 0 | 0 | 0 | 0 | 0 | 0 | 0 | 0 | 0 | 0 |  | 0 | 0 | 0 | 0 | 0 | 0 | 0 | 0 | 0 | 0 | 0 | 0 | 0 | 0 | 0
SCE Metro | Serrano | 500 | [15 empty] | 0 | 0 | 0 | 0 | 0 | 0 | 0 | 0 | 0 | 0 | 0 | 0 | 0 | 0 | 0 | 0 | 0 | 0 | 0 | 0 | 0 | 0 | 0 | 0 | 0 | 0 | 0 | 0 | 0 |  | 0 | 0 | 0 | 0 | 0 | 0 | 0 | 0 | 0 | 0 | 0 | 0 | 0 | 0 | 0 | [14 empty] | 0 | 0 | 0 | 0 | 0 | 0 | 0 | 0 | 0 | 0 | 0 | 0 | 0 | 0 | 0 |  | 0 | 0 | 0 | 0 | 0 | 0 | 0 | 0 | 0 | 0 | 0 | 0 | 0 | 0 | 0
SDGE | Shadowridge | 138 | [15 empty] | 0 | 0 | 0 | 0 | 0 | 0 | 0 | 0 | 0 | 0 | 0 | 0 | 0 | 0 | 0 | 0 | 0 | 0 | 0 | 0 | 0 | 0 | 0 | 0 | 0 | 0 | 0 | 0 | 0 |  | 0 | 0 | 0 | 0 | 0 | 0 | 0 | 0 | 0 | 0 | 0 | 0 | 0 | 0 | 0 | [14 empty] | 0 | 0 | 0 | 0 | 0 | 0 | 0 | 0 | 0 | 0 | 0 | 0 | 0 | 0 | 0 |  | 0 | 0 | 0 | 0 | 0 | 0 | 0 | 0 | 0 | 0 | 0 | 0 | 0 | 0 | 0
PG&E KERN | Shafter | 115 | [15 empty] | 0 | 0 | 0 | 0 | 0 | 0 | 0 | 0 | 2.25 | 0 | 0 | 0 | 0 | 0 | 1 | 0 | 0 | 0 | 0 | 0 | 0 | 0 | 0 | 0 | 0 | 100 | 0 | 0 | 0 |  | 0 | 0 | 0 | 0 | 0 | 0 | 0 | 0 | 2.25 | 0 | 100 | 0 | 0 | 0 | 1 | [14 empty] | 0 | 0 | 0 | 0 | 0 | 0 | 0 | 0 | 0 | 0 | 0 | 100 | 0 | 0 | 0 |  | 0 | 0 | 0 | 0 | 0 | 0 | 0 | 0 | 2.25 | 0 | 100 | 0 | 0 | 0 | 1
PG&E NGBA | Silverado | 115 | [15 empty] | 0 | 0 | 0 | 0 | 0 | 0 | 0 | 0 | 0 | 0 | 0 | 0 | 0 | 0 | 0 | 0 | 0 | 0 | 0 | 0 | 0 | 0 | 0 | 0 | 0 | 0 | 0 | 0 | 0 |  | 0 | 0 | 0 | 0 | 0 | 0 | 0 | 0 | 0 | 0 | 0 | 0 | 0 | 0 | 0 | [14 empty] | 0 | 0 | 0 | 0 | 0 | 0 | 0 | 0 | 0 | 0 | 0 | 0 | 0 | 0 | 0 |  | 0 | 0 | 0 | 0 | 0 | 0 | 0 | 0 | 0 | 0 | 0 | 0 | 0 | 0 | 0
SDGE | Silvergate | 230 | [15 empty] | 0 | 0 | 0 | 0 | 0 | 0 | 0 | 0 | 0 | 0 | 0 | 0 | 0 | 0 | 0 | 0 | 0 | 0 | 0 | 0 | 0 | 0 | 0 | 0 | 0 | 100 | 0 | 0 | 0 |  | 0 | 0 | 0 | 0 | 0 | 0 | 0 | 0 | 0 | 0 | 100 | 0 | 0 | 0 | 1 | [14 empty] | 0 | 0 | 0 | 0 | 0 | 0 | 0 | 0 | 0 | 0 | 0 | 100 | 0 | 0 | 0 |  | 0 | 0 | 0 | 0 | 0 | 0 | 0 | 0 | 0 | 0 | 100 | 0 | 0 | 0 | 1
SDGE | Silvergate | 69 | [15 empty] | 0 | 0 | 0 | 0 | 0 | 0 | 0 | 0 | 0 | 0 | 0 | 0 | 0 | 0 | 0 | 0 | 0 | 0 | 0 | 0 | 0 | 0 | 0 | 0 | 0 | 0 | 0 | 0 | 0 |  | 0 | 0 | 0 | 0 | 0 | 0 | 0 | 0 | 0 | 0 | 0 | 0 | 0 | 0 | 0 | [14 empty] | 0 | 0 | 0 | 0 | 0 | 0 | 0 | 0 | 0 | 0 | 0 | 0 | 0 | 0 | 0 |  | 0 | 0 | 0 | 0 | 0 | 0 | 0 | 0 | 0 | 0 | 0 | 0 | 0 | 0 | 0
PG&E KERN | Sisquoc | 115 | [15 empty] | 0 | 0 | 0 | 0 | 0 | 0 | 0 | 0 | 0 | 0 | 0 | 0 | 0 | 0 | 0 | 0 | 0 | 0 | 0 | 0 | 0 | 0 | 0 | 0 | 0 | 0 | 0 | 0 | 0 |  | 0 | 0 | 0 | 0 | 0 | 0 | 0 | 0 | 0 | 0 | 0 | 0 | 0 | 0 | 0 | [14 empty] | 0 | 0 | 0 | 0 | 0 | 0 | 0 | 0 | 0 | 0 | 0 | 0 | 0 | 0 | 0 |  | 0 | 0 | 0 | 0 | 0 | 0 | 0 | 0 | 0 | 0 | 0 | 0 | 0 | 0 | 0
EOP | Sloan Canyon | 230 | [15 empty] | 0 | 0 | 0 | 0 | 0 | 0 | 0 | 0 | 0 | 0 | 0 | 0 | 0 | 0 | 0 | 0 | 0 | 0 | 0 | 0 | 0 | 0 | 0 | 0 | 0 | 0 | 0 | 0 | 0 |  | 0 | 0 | 0 | 0 | 0 | 0 | 0 | 0 | 0 | 0 | 0 | 0 | 0 | 0 | 0 | [14 empty] | 0 | 0 | 0 | 0 | 0 | 0 | 0 | 0 | 0 | 0 | 0 | 0 | 0 | 0 | 0 |  | 0 | 0 | 0 | 0 | 0 | 0 | 0 | 0 | 0 | 0 | 0 | 0 | 0 | 0 | 0
EOP | Sloan Canyon | 500 | [15 empty] | 0 | 0 | 0 | 0 | 0 | 0 | 0 | 0 | 0 | 0 | 0 | 0 | 0 | 0 | 0 | 0 | 0 | 0 | 0 | 0 | 0 | 0 | 0 | 0 | 0 | 0 | 0 | 0 | 0 |  | 0 | 0 | 0 | 0 | 0 | 0 | 0 | 0 | 0 | 0 | 0 | 0 | 0 | 0 | 0 | [14 empty] | 0 | 0 | 0 | 0 | 0 | 0 | 0 | 0 | 0 | 0 | 0 | 0 | 0 | 0 | 0 |  | 0 | 0 | 0 | 0 | 0 | 0 | 0 | 0 | 0 | 0 | 0 | 0 | 0 | 0 | 0
PG&E KERN | Smyrna | 115 | [15 empty] | 0 | 0 | 0 | 0 | 0 | 0 | 0 | 0 | 0 | 0 | 0 | 0 | 0 | 0 | 0 | 0 | 0 | 0 | 0 | 0 | 0 | 0 | 0 | 0 | 0 | 0 | 0 | 0 | 0 |  | 0 | 0 | 0 | 0 | 0 | 0 | 0 | 0 | 0 | 0 | 0 | 0 | 0 | 0 | 0 | [14 empty] | 0 | 0 | 0 | 0 | 0 | 0 | 0 | 0 | 0 | 0 | 0 | 0 | 0 | 0 | 0 |  | 0 | 0 | 0 | 0 | 0 | 0 | 0 | 0 | 0 | 0 | 0 | 0 | 0 | 0 | 0
PG&E GBA | Sobrante | 115 | [15 empty] | 0 | 0 | 0 | 0 | 0 | 0 | 0 | 0 | 0 | 0 | 0 | 0 | 0 | 0 | 0 | 0 | 0 | 0 | 0 | 0 | 0 | 0 | 0 | 0 | 0 | 0 | 0 | 0 | 0 |  | 0 | 0 | 0 | 0 | 0 | 0 | 0 | 0 | 0 | 0 | 0 | 0 | 0 | 0 | 0 | [14 empty] | 0 | 0 | 0 | 0 | 0 | 0 | 0 | 0 | 0 | 0 | 0 | 0 | 0 | 0 | 0 |  | 0 | 0 | 0 | 0 | 0 | 0 | 0 | 0 | 0 | 0 | 0 | 0 | 0 | 0 | 0
PG&E GBA | Sobrante | 230 | [15 empty] | 0 | 0 | 0 | 0 | 0 | 0 | 0 | 0 | 0 | 0 | 0 | 0 | 0 | 0 | 0 | 0 | 0 | 0 | 0 | 0 | 0 | 0 | 0 | 0 | 0 | 0 | 0 | 0 | 0 |  | 0 | 0 | 0 | 0 | 0 | 0 | 0 | 0 | 0 | 0 | 0 | 0 | 0 | 0 | 0 | [14 empty] | 0 | 0 | 0 | 0 | 0 | 0 | 0 | 0 | 0 | 0 | 0 | 0 | 0 | 0 | 0 |  | 0 | 0 | 0 | 0 | 0 | 0 | 0 | 0 | 0 | 0 | 0 | 0 | 0 | 0 | 0
PG&E KERN | Solar | 230 | [15 empty] | 0 | 0 | 0 | 0 | 0 | 0 | 0 | 0 | 0 | 0 | 0 | 0 | 0 | 0 | 0 | 0 | 0 | 0 | 0 | 0 | 0 | 0 | 0 | 0 | 0 | 0 | 0 | 0 | 0 |  | 0 | 0 | 0 | 0 | 0 | 0 | 0 | 0 | 0 | 0 | 0 | 0 | 0 | 0 | 0 | [14 empty] | 0 | 0 | 0 | 0 | 0 | 0 | 0 | 0 | 0 | 0 | 0 | 0 | 0 | 0 | 0 |  | 0 | 0 | 0 | 0 | 0 | 0 | 0 | 0 | 0 | 0 | 0 | 0 | 0 | 0 | 0
PG&E GBA | Soledad | 115 | [15 empty] | 0 | 0 | 0 | 0 | 0 | 0 | 0 | 0 | 0 | 0 | 0 | 0 | 0 | 0 | 0 | 0 | 0 |  | 0 | 0 | 0 | 0 | 0 | 0 | 0 | 0 | 0 | 0 | 0 |  | 0 | 0 | 0 | 0 | 0 | 0 | 0 | 0 | 0 | 0 | 0 | 0 | 0 | 0 | 0 |  |  | 150 | [11 empty] | 1 | 0 | 0 | 150 | 0 | 0 | 0 | 0 | 0 | 0 | 0 | 0 | 0 | 0 | 0 |  | 0 | 0 | 150 | 0 | 0 | 0 | 0 | 0 | 0 | 0 | 0 | 0 | 0 | 0 | 1
PG&E GBA | Soledad | 60 | [15 empty] | 0 | 0 | 0 | 0 | 0 | 0 | 0 | 0 | 0 | 0 | 0 | 0 | 0 | 0 | 0 | 0 | 0 | 0 | 0 | 0 | 0 | 0 | 0 | 0 | 0 | 0 | 0 | 0 | 0 |  | 0 | 0 | 0 | 0 | 0 | 0 | 0 | 0 | 0 | 0 | 0 | 0 | 0 | 0 | 0 | [14 empty] | 0 | 0 | 0 | 0 | 0 | 0 | 0 | 0 | 0 | 0 | 0 | 0 | 0 | 0 | 0 |  | 0 | 0 | 0 | 0 | 0 | 0 | 0 | 0 | 0 | 0 | 0 | 0 | 0 | 0 | 0
SDGE | Spring Valley | 69 | [15 empty] | 0 | 0 | 0 | 0 | 0 | 0 | 0 | 0 | 0 | 0 | 0 | 0 | 0 | 0 | 0 | 0 | 0 | 0 | 0 | 0 | 0 | 0 | 0 | 0 | 0 | 0 | 0 | 0 | 0 |  | 0 | 0 | 0 | 0 | 0 | 0 | 0 | 0 | 0 | 0 | 0 | 0 | 0 | 0 | 0 | [14 empty] | 0 | 0 | 0 | 0 | 0 | 0 | 0 | 0 | 0 | 0 | 0 | 0 | 0 | 0 | 0 |  | 0 | 0 | 0 | 0 | 0 | 0 | 0 | 0 | 0 | 0 | 0 | 0 | 0 | 0 | 0
SCE Northern | Springville | 230 | [15 empty] | 0 | 0 | 0 | 0 | 0 | 0 | 0 | 0 | 3 | 0 | 0 | 225 | 0 | 0 | 1 | 0 | 0 | 0 | 0 | 0 | 0 | 0 | 0 | 0 |  | 0 | 0 | 0 | 0 |  | 0 | 0 | 0 | 0 | 0 | 0 | 0 | 0 | 3 | 0 | 0 | 225 | 0 | 0 | 1 | [14 empty] | 0 | 0 | 0 | 0 | 0 | 0 | 0 | 0 | 0 | 0 | 0 | 0 | 0 | 0 | 0 |  | 0 | 0 | 0 | 0 | 0 | 0 | 0 | 0 | 3 | 0 | 0 | 225 | 0 | 0 | 1
PG&E GBA | Stagg | 230 | [15 empty] | 0 | 0 | 0 | 0 | 0 | 0 | 0 | 0 | 0 | 0 | 0 | 0 | 0 | 0 | 0 | 0 | 0 | 0 | 0 | 0 | 0 | 0 | 0 | 0 | 0 | 0 | 0 | 0 | 0 |  | 0 | 0 | 0 | 0 | 0 | 0 | 0 | 0 | 0 | 0 | 0 | 0 | 0 | 0 | 0 | [14 empty] | 0 | 0 | 0 | 0 | 0 | 0 | 0 | 0 | 0 | 0 | 0 | 0 | 0 | 0 | 0 |  | 0 | 0 | 0 | 0 | 0 | 0 | 0 | 0 | 0 | 0 | 0 | 0 | 0 | 0 | 0
PG&E GBA | Standard Oil | 115 | [15 empty] | 0 | 0 | 0 | 0 | 0 | 0 | 0 | 0 | 0 | 0 | 0 | 0 | 0 | 0 | 0 | 0 | 0 | 0 | 0 | 0 | 0 | 0 | 0 | 0 | 0 | 0 | 0 | 0 | 0 |  | 0 | 0 | 0 | 0 | 0 | 0 | 0 | 0 | 0 | 0 | 0 | 0 | 0 | 0 | 0 | [14 empty] | 0 | 0 | 0 | 0 | 0 | 0 | 0 | 0 | 0 | 0 | 0 | 0 | 0 | 0 | 0 |  | 0 | 0 | 0 | 0 | 0 | 0 | 0 | 0 | 0 | 0 | 0 | 0 | 0 | 0 | 0
PG&E GBA | Stanislaus | 115 | [15 empty] | 0 | 0 | 0 | 0 | 0 | 0 | 0 | 0 | 0 | 0 | 0 | 0 | 0 | 0 | 0 | 0 | 0 | 0 | 0 | 0 | 0 | 0 | 0 | 0 | 0 | 0 | 0 | 0 | 0 |  | 0 | 0 | 0 | 0 | 0 | 0 | 0 | 0 | 0 | 0 | 0 | 0 | 0 | 0 | 0 | [14 empty] | 0 | 0 | 0 | 0 | 0 | 0 | 0 | 0 | 0 | 0 | 0 | 0 | 0 | 0 | 0 |  | 0 | 0 | 0 | 0 | 0 | 0 | 0 | 0 | 0 | 0 | 0 | 0 | 0 | 0 | 0
PG&E KERN | Stockdale | 115 | [15 empty] | 0 | 0 | 0 | 0 | 0 | 0 | 0 | 0 | 0 | 0 | 0 | 0 | 0 | 0 | 0 | 0 | 0 | 0 | 0 | 0 | 0 | 0 | 0 | 0 | 0 | 0 | 0 | 0 | 0 |  | 0 | 0 | 0 | 0 | 0 | 0 | 0 | 0 | 0 | 0 | 0 | 0 | 0 | 0 | 0 | [14 empty] | 0 | 0 | 0 | 0 | 0 | 0 | 0 | 0 | 0 | 0 | 0 | 0 | 0 | 0 | 0 |  | 0 | 0 | 0 | 0 | 0 | 0 | 0 | 0 | 0 | 0 | 0 | 0 | 0 | 0 | 0
PG&E KERN | Stockdale | 230 | [15 empty] | 0 | 0 | 0 | 0 | 0 | 0 | 0 | 0 | 0 | 0 | 0 | 0 | 0 | 0 | 0 | 0 | 0 | 0 | 0 | 0 | 0 | 0 | 0 | 0 | 0 | 0 | 0 | 0 | 0 |  | 0 | 0 | 0 | 0 | 0 | 0 | 0 | 0 | 0 | 0 | 0 | 0 | 0 | 0 | 0 | [9 empty] | 12 |  |  |  |  | 1 | 0 | 0 | 0 | 0 | 0 | 0 | 0 | 0 | 0 | 12 | 0 | 0 | 0 | 0 |  | 0 | 0 | 0 | 0 | 0 | 0 | 0 | 0 | 0 | 12 | 0 | 0 | 0 | 0 | 1
PG&E GBA | Stockton A | 115 | [15 empty] | 0 | 0 | 0 | 0 | 0 | 0 | 0 | 0 | 0 | 0 | 0 | 0 | 0 | 0 | 0 | 0 | 0 | 0 | 0 | 0 | 0 | 0 | 0 | 0 | 0 | 0 | 0 | 0 | 0 |  | 0 | 0 | 0 | 0 | 0 | 0 | 0 | 0 | 0 | 0 | 0 | 0 | 0 | 0 | 0 | [14 empty] | 0 | 0 | 0 | 0 | 0 | 0 | 0 | 0 | 0 | 0 | 0 | 0 | 0 | 0 | 0 |  | 0 | 0 | 0 | 0 | 0 | 0 | 0 | 0 | 0 | 0 | 0 | 0 | 0 | 0 | 0
PG&E GBA | Stone | 115 | [15 empty] | 0 | 0 | 0 | 0 | 0 | 0 | 0 | 0 | 0 | 0 | 0 | 0 | 0 | 0 | 0 | 0 | 0 | 0 | 0 | 0 | 0 | 0 | 0 | 0 | 0 | 0 | 0 | 0 | 0 |  | 0 | 0 | 0 | 0 | 0 | 0 | 0 | 0 | 0 | 0 | 0 | 0 | 0 | 0 | 0 | [14 empty] | 0 | 0 | 0 | 0 | 0 | 0 | 0 | 0 | 0 | 0 | 0 | 0 | 0 | 0 | 0 |  | 0 | 0 | 0 | 0 | 0 | 0 | 0 | 0 | 0 | 0 | 0 | 0 | 0 | 0 | 0
PG&E FRESNO | Storey | 230 | [15 empty] | 0 | 0 | 0 | 0 | 0 | 0 | 0 | 0 | 0 | 0 | 0 | 0 | 0 | 0 | 0 | 0 | 0 | 0 | 0 | 0 | 0 | 0 | 0 | 0 | 0 | 0 | 0 | 0 | 0 |  | 0 | 0 | 0 | 0 | 0 | 0 | 0 | 0 | 0 | 0 | 0 | 0 | 0 | 0 | 0 | [14 empty] | 0 | 0 | 0 | 0 | 0 | 0 | 0 | 0 | 0 | 0 | 0 | 0 | 0 | 0 | 0 |  | 0 | 0 | 0 | 0 | 0 | 0 | 0 | 0 | 0 | 0 | 0 | 0 | 0 | 0 | 0
PG&E NGBA | Summit | 115 | [15 empty] | 0 | 0 | 0 | 0 | 0 | 0 | 0 | 0 | 0 | 0 | 0 | 0 | 0 | 0 | 0 | 10 | 0 | 0 | 0 | 0 | 0 | 0 | 0 | 0 | 0 | 0 | 0 | 0 | 0 |  | 10 | 0 | 0 | 0 | 0 | 0 | 0 | 0 | 0 | 0 | 0 | 0 | 0 | 0 | 1 |  |  | 220 | [11 empty] | 1 | 10 | 0 | 220 | 0 | 0 | 0 | 0 | 0 | 0 | 0 | 0 | 0 | 0 | 0 |  | 10 | 0 | 220 | 0 | 0 | 0 | 0 | 0 | 0 | 0 | 0 | 0 | 0 | 0 | 1
SDGE | Suncrest | 230 | [15 empty] | 0 | 0 | 0 | 0 | 0 | 0 | 0 | 0 | 0 | 0 | 0 | 0 | 0 | 0 | 0 | 0 | 0 | 0 | 0 | 0 | 0 | 0 | 0 | 0 | 0 | 0 | 0 | 0 | 0 |  | 0 | 0 | 0 | 0 | 0 | 0 | 0 | 0 | 0 | 0 | 0 | 0 | 0 | 0 | 0 | [14 empty] | 0 | 0 | 0 | 0 | 0 | 0 | 0 | 0 | 0 | 0 | 0 | 0 | 0 | 0 | 0 |  | 0 | 0 | 0 | 0 | 0 | 0 | 0 | 0 | 0 | 0 | 0 | 0 | 0 | 0 | 0
SDGE | Suncrest | 500 | [15 empty] | 0 | 0 | 0 | 0 | 0 | 0 | 0 | 0 | 0 | 0 | 0 | 0 | 0 | 0 | 0 | 0 | 0 | 0 | 0 | 0 | 0 | 0 | 0 | 0 | 0 | 0 | 0 | 0 | 0 |  | 0 | 0 | 0 | 0 | 0 | 0 | 0 | 0 | 0 | 0 | 0 | 0 | 0 | 0 | 0 | [14 empty] | 0 | 0 | 0 | 0 | 0 | 0 | 0 | 0 | 0 | 0 | 0 | 0 | 0 | 0 | 0 |  | 0 | 0 | 0 | 0 | 0 | 0 | 0 | 0 | 0 | 0 | 0 | 0 | 0 | 0 | 0
PG&E KERN | Sunrise | 230 | [15 empty] | 0 | 0 | 0 | 0 | 0 | 0 | 0 | 0 | 0 | 0 | 0 | 0 | 0 | 0 | 0 | 0 | 0 | 0 | 0 | 0 | 0 | 0 | 0 | 0 | 0 | 0 | 0 | 0 | 0 |  | 0 | 0 | 0 | 0 | 0 | 0 | 0 | 0 | 0 | 0 | 0 | 0 | 0 | 0 | 0 | [14 empty] | 0 | 0 | 0 | 0 | 0 | 0 | 0 | 0 | 0 | 0 | 0 | 0 | 0 | 0 | 0 |  | 0 | 0 | 0 | 0 | 0 | 0 | 0 | 0 | 0 | 0 | 0 | 0 | 0 | 0 | 0
PG&E KERN | Sunset | 230 | [15 empty] | 0 | 0 | 0 | 0 | 0 | 0 | 0 | 0 | 0 | 0 | 0 | 0 | 0 | 0 | 0 | 0 | 0 | 0 | 0 | 0 | 0 | 0 | 0 | 0 | 0 | 0 | 0 | 0 | 0 |  | 0 | 0 | 0 | 0 | 0 | 0 | 0 | 0 | 0 | 0 | 0 | 0 | 0 | 0 | 0 | [14 empty] | 0 | 0 | 0 | 0 | 0 | 0 | 0 | 0 | 0 | 0 | 0 | 0 | 0 | 0 | 0 |  | 0 | 0 | 0 | 0 | 0 | 0 | 0 | 0 | 0 | 0 | 0 | 0 | 0 | 0 | 0
PG&E GBA | Swift | 115 | [15 empty] | 0 | 0 | 0 | 0 | 0 | 0 | 0 | 0 | 0 | 0 | 0 | 0 | 0 | 0 | 0 | 34 | 0 | 0 | 0 | 0 | 0 | 0 | 0 | 0 | 0 | 0 | 0 | 0 | 0 |  | 34 | 0 | 0 | 0 | 0 | 0 | 0 | 0 | 0 | 0 | 0 | 0 | 0 | 0 | 1 | [14 empty] | 0 | 34 | 0 | 0 | 0 | 0 | 0 | 0 | 0 | 0 | 0 | 0 | 0 | 0 | 0 |  | 34 | 0 | 0 | 0 | 0 | 0 | 0 | 0 | 0 | 0 | 0 | 0 | 0 | 0 | 1
SDGE | Sycamore Canyon | 138 | [15 empty] | 0 | 0 | 0 | 0 | 0 | 0 | 0 | 0 | 0 | 0 | 0 | 0 | 0 | 0 | 0 | 0 | 0 | 0 | 0 | 0 | 0 | 0 | 0 | 0 | 0 | 0 | 0 | 0 | 0 |  | 0 | 0 | 0 | 0 | 0 | 0 | 0 | 0 | 0 | 0 | 0 | 0 | 0 | 0 | 0 | [14 empty] | 0 | 0 | 0 | 0 | 0 | 0 | 0 | 0 | 0 | 0 | 0 | 0 | 0 | 0 | 0 |  | 0 | 0 | 0 | 0 | 0 | 0 | 0 | 0 | 0 | 0 | 0 | 0 | 0 | 0 | 0
SDGE | Sycamore Canyon | 230 | [15 empty] | 0 | 0 | 0 | 0 | 0 | 0 | 0 | 0 | 0 | 0 | 0 | 0 | 0 | 0 | 0 | 0 | 0 | 0 | 0 | 0 | 0 | 0 | 0 | 0 | 0 | 0 | 0 | 0 | 500 |  | 0 | 0 | 0 | 0 | 0 | 0 | 0 | 0 | 0 | 0 | 0 | 0 | 0 | 500 | 1 | [14 empty] | 0 | 0 | 0 | 0 | 0 | 0 | 0 | 0 | 0 | 0 | 0 | 0 | 0 | 0 | 500 |  | 0 | 0 | 0 | 0 | 0 | 0 | 0 | 0 | 0 | 0 | 0 | 0 | 0 | 500 | 1
SDGE | Sycamore Canyon | 69 | [15 empty] | 0 | 0 | 0 | 0 | 0 | 0 | 0 | 0 | 0 | 0 | 0 | 0 | 0 | 0 | 0 | 0 | 0 | 0 | 0 | 0 | 0 | 0 | 0 | 0 | 0 | 0 | 0 | 0 | 0 |  | 0 | 0 | 0 | 0 | 0 | 0 | 0 | 0 | 0 | 0 | 0 | 0 | 0 | 0 | 0 | [14 empty] | 0 | 0 | 0 | 0 | 0 | 0 | 0 | 0 | 0 | 0 | 0 | 0 | 0 | 0 | 0 |  | 0 | 0 | 0 | 0 | 0 | 0 | 0 | 0 | 0 | 0 | 0 | 0 | 0 | 0 | 0
SCE Northern | Sylmar | 230 | [15 empty] | 0 | 0 | 0 | 0 | 0 | 0 | 0 | 0 | 0 | 0 | 0 | 0 | 0 | 0 | 0 |  | 0 |  | 0 | 0 | 0 | 0 | 0 | 0 | 200 | 0 | 0 | 0 | 250 |  | 0 | 0 | 0 | 0 | 0 | 0 | 0 | 0 | 0 | 200 | 0 | 0 | 0 | 250 | 1 | [14 empty] | 0 | 0 | 0 | 0 | 0 | 0 | 0 | 0 | 0 | 0 | 200 | 0 | 0 | 0 | 250 |  | 0 | 0 | 0 | 0 | 0 | 0 | 0 | 0 | 0 | 200 | 0 | 0 | 0 | 250 | 1
PG&E NGBA | Table Mountain | 115 | [15 empty] | 0 | 0 | 0 | 0 | 0 | 0 | 0 | 0 | 0 | 0 | 0 | 0 | 0 | 0 | 0 | 0 | 0 | 0 | 0 | 0 | 0 | 0 | 0 | 0 | 0 | 0 | 0 | 0 | 0 |  | 0 | 0 | 0 | 0 | 0 | 0 | 0 | 0 | 0 | 0 | 0 | 0 | 0 | 0 | 0 | [14 empty] | 0 | 0 | 0 | 0 | 0 | 0 | 0 | 0 | 0 | 0 | 0 | 0 | 0 | 0 | 0 |  | 0 | 0 | 0 | 0 | 0 | 0 | 0 | 0 | 0 | 0 | 0 | 0 | 0 | 0 | 0
PG&E NGBA | Table Mountain | 230 | [15 empty] | 0 | 0 | 0 | 0 | 0 | 0 | 0 | 0 | 0 | 0 | 0 | 0 | 0 | 0 | 0 | 0 | 0 | 0 | 0 | 0 | 0 | 0 | 0 | 0 | 0 | 200 | 0 | 0 | 0 |  | 0 | 0 | 0 | 0 | 0 | 0 | 0 | 0 | 0 | 0 | 200 | 0 | 0 | 0 | 1 | [14 empty] | 0 | 0 | 0 | 0 | 0 | 0 | 0 | 0 | 0 | 0 | 0 | 200 | 0 | 0 | 0 |  | 0 | 0 | 0 | 0 | 0 | 0 | 0 | 0 | 0 | 0 | 200 | 0 | 0 | 0 | 1
PG&E NGBA | Table Mountain | 500 | [15 empty] | 0 | 0 | 0 | 0 | 0 | 0 | 0 | 0 | 0 | 0 | 0 | 0 | 0 | 0 | 0 | 0 | 0 | 0 | 0 | 0 | 0 | 0 | 0 | 0 | 0 | 0 | 0 | 0 | 0 |  | 0 | 0 | 0 | 0 | 0 | 0 | 0 | 0 | 0 | 0 | 0 | 0 | 0 | 0 | 0 | [14 empty] | 0 | 0 | 0 | 0 | 0 | 0 | 0 | 0 | 0 | 0 | 0 | 0 | 0 | 0 | 0 |  | 0 | 0 | 0 | 0 | 0 | 0 | 0 | 0 | 0 | 0 | 0 | 0 | 0 | 0 | 0
PG&E NGBA | Table Mountain | 60 | [15 empty] | 0 | 0 | 0 | 0 | 0 | 0 | 0 | 0 | 0 | 0 | 0 | 0 | 0 | 0 | 0 | 0 | 0 | 0 | 0 | 0 | 0 | 0 | 0 | 0 | 0 | 0 | 0 | 0 | 0 |  | 0 | 0 | 0 | 0 | 0 | 0 | 0 | 0 | 0 | 0 | 0 | 0 | 0 | 0 | 0 | [14 empty] | 0 | 0 | 0 | 0 | 0 | 0 | 0 | 0 | 0 | 0 | 0 | 0 | 0 | 0 | 0 |  | 0 | 0 | 0 | 0 | 0 | 0 | 0 | 0 | 0 | 0 | 0 | 0 | 0 | 0 | 0
PG&E KERN | Taft | 115 | [15 empty] | 0 | 0 | 0 | 0 | 0 | 0 | 0 | 0 | 0 | 0 | 0 | 0 | 0 | 0 | 0 | 0 | 0 | 0 | 0 | 0 | 0 | 0 | 0 | 0 | 0 | 0 | 0 | 0 | 0 |  | 0 | 0 | 0 | 0 | 0 | 0 | 0 | 0 | 0 | 0 | 0 | 0 | 0 | 0 | 0 | [14 empty] | 0 | 0 | 0 | 0 | 0 | 0 | 0 | 0 | 0 | 0 | 0 | 0 | 0 | 0 | 0 |  | 0 | 0 | 0 | 0 | 0 | 0 | 0 | 0 | 0 | 0 | 0 | 0 | 0 | 0 | 0
SDGE | Talega | 138 | [15 empty] | 0 | 0 | 0 | 0 | 0 | 0 | 0 | 0 | 0 | 0 | 0 | 0 | 0 | 0 | 0 | 0 | 0 | 0 | 0 | 0 | 0 | 0 | 0 | 0 | 0 | 0 | 0 | 0 | 0 |  | 0 | 0 | 0 | 0 | 0 | 0 | 0 | 0 | 0 | 0 | 0 | 0 | 0 | 0 | 0 | [14 empty] | 0 | 0 | 0 | 0 | 0 | 0 | 0 | 0 | 0 | 0 | 0 | 0 | 0 | 0 | 0 |  | 0 | 0 | 0 | 0 | 0 | 0 | 0 | 0 | 0 | 0 | 0 | 0 | 0 | 0 | 0
SDGE | Talega | 230 | [15 empty] | 0 | 0 | 0 | 0 | 0 | 0 | 0 | 0 | 0 | 0 | 0 | 0 | 0 | 0 | 0 | 0 | 0 | 0 | 0 | 0 | 0 | 0 | 0 | 0 | 0 | 0 | 0 | 0 | 0 |  | 0 | 0 | 0 | 0 | 0 | 0 | 0 | 0 | 0 | 0 | 0 | 0 | 0 | 0 | 0 | [14 empty] | 0 | 0 | 0 | 0 | 0 | 0 | 0 | 0 | 0 | 0 | 0 | 0 | 0 | 0 | 0 |  | 0 | 0 | 0 | 0 | 0 | 0 | 0 | 0 | 0 | 0 | 0 | 0 | 0 | 0 | 0
PG&E GBA | Tassajara | 230 | [15 empty] | 0 | 0 | 0 | 0 | 0 | 0 | 0 | 0 | 0 | 0 | 0 | 0 | 0 | 0 | 0 | 0 | 0 | 0 | 0 | 0 | 0 | 0 | 0 | 0 | 0 | 0 | 0 | 0 | 0 |  | 0 | 0 | 0 | 0 | 0 | 0 | 0 | 0 | 0 | 0 | 0 | 0 | 0 | 0 | 0 | [14 empty] | 0 | 0 | 0 | 0 | 0 | 0 | 0 | 0 | 0 | 0 | 0 | 0 | 0 | 0 | 0 |  | 0 | 0 | 0 | 0 | 0 | 0 | 0 | 0 | 0 | 0 | 0 | 0 | 0 | 0 | 0
PG&E KERN | Tejon | 70 | [15 empty] | 0 | 0 | 0 | 0 | 0 | 0 | 0 | 0 | 0 | 0 | 0 | 0 | 0 | 0 | 0 | 0 | 0 | 0 | 0 | 0 | 0 | 0 | 0 | 0 | 0 | 0 | 0 | 0 | 0 |  | 0 | 0 | 0 | 0 | 0 | 0 | 0 | 0 | 0 | 0 | 0 | 0 | 0 | 0 | 0 | [14 empty] | 0 | 0 | 0 | 0 | 0 | 0 | 0 | 0 | 0 | 0 | 0 | 0 | 0 | 0 | 0 |  | 0 | 0 | 0 | 0 | 0 | 0 | 0 | 0 | 0 | 0 | 0 | 0 | 0 | 0 | 0
SDGE | Telegraph Canyon | 138 | [15 empty] | 0 | 0 | 0 | 0 | 0 | 0 | 0 | 0 | 0 | 0 | 0 | 0 | 0 | 0 | 0 | 0 | 0 | 0 | 0 | 0 | 0 | 0 | 0 | 0 | 0 | 0 | 0 | 0 | 0 |  | 0 | 0 | 0 | 0 | 0 | 0 | 0 | 0 | 0 | 0 | 0 | 0 | 0 | 0 | 0 | [14 empty] | 0 | 0 | 0 | 0 | 0 | 0 | 0 | 0 | 0 | 0 | 0 | 0 | 0 | 0 | 0 |  | 0 | 0 | 0 | 0 | 0 | 0 | 0 | 0 | 0 | 0 | 0 | 0 | 0 | 0 | 0
PG&E KERN | Temblor | 115 | [15 empty] | 0 | 0 | 0 | 0 | 0 | 0 | 0 | 0 | 0 | 0 | 0 | 0 | 0 | 0 | 0 | 0 | 0 | 0 | 0 | 0 | 0 | 0 | 0 | 0 | 0 | 0 | 0 | 0 | 0 |  | 0 | 0 | 0 | 0 | 0 | 0 | 0 | 0 | 0 | 0 | 0 | 0 | 0 | 0 | 0 | [14 empty] | 0 | 0 | 0 | 0 | 0 | 0 | 0 | 0 | 0 | 0 | 0 | 0 | 0 | 0 | 0 |  | 0 | 0 | 0 | 0 | 0 | 0 | 0 | 0 | 0 | 0 | 0 | 0 | 0 | 0 | 0
PG&E KERN | Templeton | 230 | [15 empty] | 0 | 0 | 0 | 0 | 0 | 0 | 0 | 0 | 0 | 0 | 0 | 0 | 0 | 0 | 0 | 0 | 0 | 0 | 0 | 0 | 0 | 0 | 0 | 0 | 0 | 0 | 0 | 0 | 0 |  | 0 | 0 | 0 | 0 | 0 | 0 | 0 | 0 | 0 | 0 | 0 | 0 | 0 | 0 | 0 | [14 empty] | 0 | 0 | 0 | 0 | 0 | 0 | 0 | 0 | 0 | 0 | 0 | 0 | 0 | 0 | 0 |  | 0 | 0 | 0 | 0 | 0 | 0 | 0 | 0 | 0 | 0 | 0 | 0 | 0 | 0 | 0
PG&E KERN | Templeton | 70 | [15 empty] | 0 | 0 | 0 | 0 | 0 | 0 | 0 | 0 | 0 | 0 | 0 | 0 | 0 | 0 | 0 | 0 | 0 | 0 | 0 | 0 | 0 | 0 | 0 | 0 | 0 | 0 | 0 | 0 | 0 |  | 0 | 0 | 0 | 0 | 0 | 0 | 0 | 0 | 0 | 0 | 0 | 0 | 0 | 0 | 0 | [14 empty] | 0 | 0 | 0 | 0 | 0 | 0 | 0 | 0 | 0 | 0 | 0 | 0 | 0 | 0 | 0 |  | 0 | 0 | 0 | 0 | 0 | 0 | 0 | 0 | 0 | 0 | 0 | 0 | 0 | 0 | 0
PG&E GBA | Tesla | 115 | [15 empty] | 0 | 0 | 0 | 0 | 0 | 0 | 0 | 0 | 0 | 0 | 0 | 0 | 0 | 0 | 0 | 0 | 0 | 0 | 0 | 0 | 0 | 0 | 0 | 0 | 0 | 0 | 0 | 0 | 0 |  | 0 | 0 | 0 | 0 | 0 | 0 | 0 | 0 | 0 | 0 | 0 | 0 | 0 | 0 | 0 | [14 empty] | 0 | 0 | 0 | 0 | 0 | 0 | 0 | 0 | 0 | 0 | 0 | 0 | 0 | 0 | 0 |  | 0 | 0 | 0 | 0 | 0 | 0 | 0 | 0 | 0 | 0 | 0 | 0 | 0 | 0 | 0
PG&E GBA | Tesla | 230 | [15 empty] | 0 | 0 | 0 | 0 | 0 | 0 | 0 | 0 | 0 | 0 | 0 | 125 | 0 | 0 | 1 | 0 | 0 |  | 0 | 0 | 0 | 0 | 0 | 0 | 0 | 0 | 0 | 0 | 0 |  | 0 | 0 | 0 | 0 | 0 | 0 | 0 | 0 | 0 | 0 | 0 | 125 | 0 | 0 | 1 | [14 empty] | 0 | 0 | 0 | 0 | 0 | 0 | 0 | 0 | 0 | 0 | 0 | 0 | 0 | 0 | 0 |  | 0 | 0 | 0 | 0 | 0 | 0 | 0 | 0 | 0 | 0 | 0 | 125 | 0 | 0 | 1
PG&E GBA | Tesla | 500 | [15 empty] | 0 | 0 | 0 | 0 | 0 | 0 | 0 | 0 | 0 | 0 | 0 | 0 | 0 | 0 | 0 | 0 | 0 | 0 | 0 | 0 | 0 | 0 | 0 | 0 | 0 | 0 | 0 | 0 | 0 |  | 0 | 0 | 0 | 0 | 0 | 0 | 0 | 0 | 0 | 0 | 0 | 0 | 0 | 0 | 0 | [14 empty] | 0 | 0 | 0 | 0 | 0 | 0 | 0 | 0 | 0 | 0 | 0 | 0 | 0 | 0 | 0 |  | 0 | 0 | 0 | 0 | 0 | 0 | 0 | 0 | 0 | 0 | 0 | 0 | 0 | 0 | 0
PG&E KERN | Tevis | 115 | [15 empty] | 0 | 0 | 0 | 0 | 0 | 0 | 0 | 0 | 0 | 0 | 0 | 0 | 0 | 0 | 0 | 0 | 0 | 0 | 0 | 0 | 0 | 0 | 0 | 0 | 100 | 0 | 0 | 0 | 0 |  | 0 | 0 | 0 | 0 | 0 | 0 | 0 | 0 | 0 | 100 | 0 | 0 | 0 | 0 | 1 | [14 empty] | 0 | 0 | 0 | 0 | 0 | 0 | 0 | 0 | 0 | 0 | 100 | 0 | 0 | 0 | 0 |  | 0 | 0 | 0 | 0 | 0 | 0 | 0 | 0 | 0 | 100 | 0 | 0 | 0 | 0 | 1
EOP | Thousandaire | 138 | [15 empty] | 0 | 0 | 0 | 0 | 0 | 0 | 0 | 0 | 0 | 0 | 0 | 0 | 0 | 0 | 0 | 0 | 0 | 0 | 0 | 0 | 0 | 0 | 0 | 0 | 0 | 0 | 0 | 0 | 0 |  | 0 | 0 | 0 | 0 | 0 | 0 | 0 | 0 | 0 | 0 | 0 | 0 | 0 | 0 | 0 | [14 empty] | 0 | 0 | 0 | 0 | 0 | 0 | 0 | 0 | 0 | 0 | 0 | 0 | 0 | 0 | 0 |  | 0 | 0 | 0 | 0 | 0 | 0 | 0 | 0 | 0 | 0 | 0 | 0 | 0 | 0 | 0
PG&E KERN | Topaz | 230 | [15 empty] | 0 | 0 | 0 | 0 | 0 | 0 | 0 | 0 | 0 | 0 | 0 | 0 | 0 | 0 | 0 | 0 | 0 | 0 | 0 | 0 | 0 | 0 | 0 | 0 | 0 | 0 | 0 | 0 | 0 |  | 0 | 0 | 0 | 0 | 0 | 0 | 0 | 0 | 0 | 0 | 0 | 0 | 0 | 0 | 0 | [14 empty] | 0 | 0 | 0 | 0 | 0 | 0 | 0 | 0 | 0 | 0 | 0 | 0 | 0 | 0 | 0 |  | 0 | 0 | 0 | 0 | 0 | 0 | 0 | 0 | 0 | 0 | 0 | 0 | 0 | 0 | 0
SCE NOL | Tortilla | 115 | [15 empty] | 0 | 0 | 0 | 0 | 0 | 0 | 0 | 0 | 3 | 0 | 0 | 0 | 0 | 0 | 1 | 0 | 0 | 0 | 0 | 0 | 0 | 0 | 0 | 0 | 0 | 0 | 0 | 0 | 0 |  | 0 | 0 | 0 | 0 | 0 | 0 | 0 | 0 | 3 | 0 | 0 | 0 | 0 | 0 | 1 | [14 empty] | 0 | 0 | 0 | 0 | 0 | 0 | 0 | 0 | 0 | 0 | 0 | 0 | 0 | 0 | 0 |  | 0 | 0 | 0 | 0 | 0 | 0 | 0 | 0 | 3 | 0 | 0 | 0 | 0 | 0 | 1
SDGE | Trabuco | 138 | [15 empty] | 0 | 0 | 0 | 0 | 0 | 0 | 0 | 0 | 0 | 0 | 0 | 0 | 0 | 0 | 0 | 0 | 0 | 0 | 0 | 0 | 0 | 0 | 0 | 0 | 0 | 0 | 0 | 0 | 0 |  | 0 | 0 | 0 | 0 | 0 | 0 | 0 | 0 | 0 | 0 | 0 | 0 | 0 | 0 | 0 | [14 empty] | 0 | 0 | 0 | 0 | 0 | 0 | 0 | 0 | 0 | 0 | 0 | 0 | 0 | 0 | 0 |  | 0 | 0 | 0 | 0 | 0 | 0 | 0 | 0 | 0 | 0 | 0 | 0 | 0 | 0 | 0
PG&E GBA | Tracy | 115 | [15 empty] | 0 | 0 | 0 | 0 | 0 | 0 | 0 | 0 | 0 | 0 | 0 | 0 | 0 | 0 | 0 | 0 | 0 | 0 | 0 | 0 | 0 | 0 | 0 | 0 | 0 | 0 | 0 | 0 | 0 |  | 0 | 0 | 0 | 0 | 0 | 0 | 0 | 0 | 0 | 0 | 0 | 0 | 0 | 0 | 0 | [14 empty] | 0 | 0 | 0 | 0 | 0 | 0 | 0 | 0 | 0 | 0 | 0 | 0 | 0 | 0 | 0 |  | 0 | 0 | 0 | 0 | 0 | 0 | 0 | 0 | 0 | 0 | 0 | 0 | 0 | 0 | 0
PG&E FRESNO | Tranquility | 230 | [15 empty] | 0 | 0 | 0 | 0 | 0 | 0 | 0 | 0 | 0 | 0 | 400 | 352 | 0 | 0 | 1 | 0 | 0 | 0 | 0 | 0 | 0 | 0 | 0 | 0 | 434 | 200 | 0 | 0 | 0 |  | 0 | 0 | 0 | 0 | 0 | 0 | 0 | 0 | 0 | 434 | 600 | 352 | 0 | 0 | 1 | [14 empty] | 0 | 0 | 0 | 0 | 0 | 0 | 0 | 0 | 0 | 0 | 434 | 200 | 0 | 0 | 0 |  | 0 | 0 | 0 | 0 | 0 | 0 | 0 | 0 | 0 | 434 | 600 | 352 | 0 | 0 | 1
PG&E GBA | Trimble | 115 | [15 empty] | 0 | 0 | 0 | 0 | 0 | 0 | 0 | 0 | 0 | 0 | 0 | 0 | 0 | 0 | 0 | 0 | 0 | 0 | 0 | 0 | 0 | 0 | 0 | 0 | 0 | 0 | 0 | 0 | 0 |  | 0 | 0 | 0 | 0 | 0 | 0 | 0 | 0 | 0 | 0 | 0 | 0 | 0 | 0 | 0 | [14 empty] | 0 | 0 | 0 | 0 | 0 | 0 | 0 | 0 | 0 | 0 | 0 | 0 | 0 | 0 | 0 |  | 0 | 0 | 0 | 0 | 0 | 0 | 0 | 0 | 0 | 0 | 0 | 0 | 0 | 0 | 0
EOP | Trout Canyon | 230 | [15 empty] | 0 | 0 | 0 | 0 | 0 | 0 | 0 | 0 | 0 | 65 | 650 | 485 | 0 | 0 | 1 | 0 | 0 | 0 | 0 | 0 | 0 | 0 | 0 | 0 | 0 | 0 | 0 | 0 | 0 |  | 0 | 0 | 0 | 0 | 0 | 0 | 0 | 0 | 0 | 65 | 650 | 485 | 0 | 0 | 1 | [14 empty] | 0 | 0 | 0 | 0 | 0 | 0 | 0 | 0 | 0 | 0 | 0 | 0 | 0 | 0 | 0 |  | 0 | 0 | 0 | 0 | 0 | 0 | 0 | 0 | 0 | 65 | 650 | 485 | 0 | 0 | 1
EOP | Trout Canyon | 500 | [15 empty] | 0 | 0 | 0 | 0 | 0 | 0 | 0 | 0 | 0 | 0 | 0 | 0 | 0 | 0 | 0 | 0 | 0 | 0 | 0 | 0 | 0 | 0 | 0 | 0 | 0 | 300 | 0 | 80 | 0 |  | 0 | 0 | 0 | 0 | 0 | 0 | 0 | 0 | 0 | 0 | 300 | 0 | 80 | 0 | 1 | [14 empty] | 0 | 0 | 0 | 0 | 0 | 0 | 0 | 0 | 0 | 0 | 0 | 300 | 0 | 80 | 0 |  | 0 | 0 | 0 | 0 | 0 | 0 | 0 | 0 | 0 | 0 | 300 | 0 | 80 | 0 | 1
PG&E NGBA | Tulucay | 230 | [15 empty] | 0 | 0 | 0 | 0 | 0 | 0 | 0 | 0 | 0 | 0 | 0 | 0 | 0 | 0 | 0 | 0 | 0 | 0 | 0 | 0 | 0 | 0 | 0 | 0 | 0 | 0 | 0 | 0 | 0 |  | 0 | 0 | 0 | 0 | 0 | 0 | 0 | 0 | 0 | 0 | 0 | 0 | 0 | 0 | 0 | [14 empty] | 0 | 0 | 0 | 0 | 0 | 0 | 0 | 0 | 0 | 0 | 0 | 0 | 0 | 0 | 0 |  | 0 | 0 | 0 | 0 | 0 | 0 | 0 | 0 | 0 | 0 | 0 | 0 | 0 | 0 | 0
PG&E NGBA | Tulucay | 60 | [15 empty] | 0 | 0 | 0 | 0 | 0 | 0 | 0 | 0 | 0 | 0 | 0 | 0 | 0 | 0 | 0 | 0 | 0 | 0 | 0 | 0 | 0 | 0 | 0 | 0 | 0 | 0 | 0 | 0 | 0 |  | 0 | 0 | 0 | 0 | 0 | 0 | 0 | 0 | 0 | 0 | 0 | 0 | 0 | 0 | 0 | [14 empty] | 0 | 0 | 0 | 0 | 0 | 0 | 0 | 0 | 0 | 0 | 0 | 0 | 0 | 0 | 0 |  | 0 | 0 | 0 | 0 | 0 | 0 | 0 | 0 | 0 | 0 | 0 | 0 | 0 | 0 | 0
PG&E KERN | Tupman | 115 | [15 empty] | 0 | 0 | 0 | 0 | 0 | 0 | 0 | 0 | 0 | 0 | 0 | 0 | 0 | 0 | 0 | 0 | 0 | 0 | 0 | 0 | 0 | 0 | 0 | 0 | 0 | 0 | 0 | 0 | 0 |  | 0 | 0 | 0 | 0 | 0 | 0 | 0 | 0 | 0 | 0 | 0 | 0 | 0 | 0 | 0 | [14 empty] | 0 | 0 | 0 | 0 | 0 | 0 | 0 | 0 | 0 | 0 | 0 | 0 | 0 | 0 | 0 |  | 0 | 0 | 0 | 0 | 0 | 0 | 0 | 0 | 0 | 0 | 0 | 0 | 0 | 0 | 0
PG&E NGBA | Ukiah | 115 | [15 empty] | 0 | 0 | 0 | 0 | 0 | 0 | 0 | 0 | 0 | 0 | 0 | 0 | 0 | 0 | 0 | 0 | 0 | 0 | 0 | 0 | 0 | 0 | 0 | 0 | 0 | 0 | 0 | 0 | 0 |  | 0 | 0 | 0 | 0 | 0 | 0 | 0 | 0 | 0 | 0 | 0 | 0 | 0 | 0 | 0 | [14 empty] | 0 | 0 | 0 | 0 | 0 | 0 | 0 | 0 | 0 | 0 | 0 | 0 | 0 | 0 | 0 |  | 0 | 0 | 0 | 0 | 0 | 0 | 0 | 0 | 0 | 0 | 0 | 0 | 0 | 0 | 0
PG&E KERN | Union (Estrella) | 70 | [15 empty] | 0 | 0 | 0 | 0 | 0 | 0 | 0 | 0 | 0 | 0 | 0 | 0 | 0 | 0 | 0 | 0 | 0 | 0 | 0 | 0 | 0 | 0 | 0 | 0 | 0 | 0 | 0 | 0 | 0 |  | 0 | 0 | 0 | 0 | 0 | 0 | 0 | 0 | 0 | 0 | 0 | 0 | 0 | 0 | 0 | [14 empty] | 0 | 0 | 0 | 0 | 0 | 0 | 0 | 0 | 0 | 0 | 0 | 0 | 0 | 0 | 0 |  | 0 | 0 | 0 | 0 | 0 | 0 | 0 | 0 | 0 | 0 | 0 | 0 | 0 | 0 | 0
PG&E NGBA | Vaca Dixon | 115 | [15 empty] | 0 | 0 | 0 | 0 | 0 | 0 | 0 | 0 | 0 | 0 | 0 | 0 | 0 | 0 | 0 | 0 | 0 | 0 | 0 | 0 | 0 | 0 | 0 | 0 | 0 | 0 | 0 | 0 | 0 |  | 0 | 0 | 0 | 0 | 0 | 0 | 0 | 0 | 0 | 0 | 0 | 0 | 0 | 0 | 0 | [14 empty] | 0 | 0 | 0 | 0 | 0 | 0 | 0 | 0 | 0 | 0 | 0 | 0 | 0 | 0 | 0 |  | 0 | 0 | 0 | 0 | 0 | 0 | 0 | 0 | 0 | 0 | 0 | 0 | 0 | 0 | 0
PG&E NGBA | Vaca Dixon | 230 | [15 empty] | 0 | 0 | 0 | 0 | 0 | 0 | 0 | 0 | 0 | 0 | 0 | 300 | 0 | 0 | 1 | 0 | 0 | 0 | 0 | 0 | 0 | 0 | 0 | 0 | 0 | 200 | 0 | 0 | 0 |  | 0 | 0 | 0 | 0 | 0 | 0 | 0 | 0 | 0 | 0 | 200 | 300 | 0 | 0 | 1 |  |  | 70 | [11 empty] | 1 | 0 | 0 | 70 | 0 | 0 | 0 | 0 | 0 | 0 | 0 | 200 | 0 | 0 | 0 |  | 0 | 0 | 70 | 0 | 0 | 0 | 0 | 0 | 0 | 0 | 200 | 300 | 0 | 0 | 1
PG&E NGBA | Vaca Dixon | 500 | [15 empty] | 0 | 0 | 0 | 0 | 0 | 0 | 0 | 0 | 0 | 0 | 0 | 0 | 0 | 0 | 0 | 0 | 0 | 0 | 0 | 0 | 0 | 0 | 0 | 0 | 0 | 300 | 0 | 0 | 0 |  | 0 | 0 | 0 | 0 | 0 | 0 | 0 | 0 | 0 | 0 | 300 | 0 | 0 | 0 | 1 | [14 empty] | 0 | 0 | 0 | 0 | 0 | 0 | 0 | 0 | 0 | 0 | 0 | 300 | 0 | 0 | 0 |  | 0 | 0 | 0 | 0 | 0 | 0 | 0 | 0 | 0 | 0 | 300 | 0 | 0 | 0 | 1
PG&E NGBA | Vaca Dixon | 60 | [15 empty] | 0 | 0 | 0 | 0 | 0 | 0 | 0 | 0 | 0 | 0 | 0 | 0 | 0 | 0 | 0 | 0 | 0 | 0 | 0 | 0 | 0 | 0 | 0 | 0 | 0 | 0 | 0 | 0 | 0 |  | 0 | 0 | 0 | 0 | 0 | 0 | 0 | 0 | 0 | 0 | 0 | 0 | 0 | 0 | 0 | [14 empty] | 0 | 0 | 0 | 0 | 0 | 0 | 0 | 0 | 0 | 0 | 0 | 0 | 0 | 0 | 0 |  | 0 | 0 | 0 | 0 | 0 | 0 | 0 | 0 | 0 | 0 | 0 | 0 | 0 | 0 | 0
SCE Eastern | Valley (SCE) | 500 | [15 empty] | 0 | 0 | 0 | 0 | 0 | 0 | 0 | 0 | 0 | 0 | 0 | 310 | 0 | 0 | 1 | 0 | 0 | 0 | 0 | 0 | 0 | 0 | 0 | 0 | 500 | 0 | 0 | 0 | 0 |  | 0 | 0 | 0 | 0 | 0 | 0 | 0 | 0 | 0 | 500 | 0 | 310 | 0 | 0 | 1 | [10 empty] | 700 |  |  |  | 1 | 0 | 0 | 0 | 0 | 0 | 0 | 0 | 0 | 0 | 500 | 700 | 0 | 0 | 0 |  | 0 | 0 | 0 | 0 | 0 | 0 | 0 | 0 | 0 | 500 | 700 | 310 | 0 | 0 | 1
EOP | Valley (VEA) | 138 | [15 empty] | 0 | 0 | 0 | 0 | 0 | 0 | 0 | 0 | 0 | 0 | 0 | 0 | 0 | 0 | 0 | 0 | 0 | 0 | 0 | 0 | 0 | 0 | 0 | 0 | 0 | 0 | 0 | 0 | 0 |  | 0 | 0 | 0 | 0 | 0 | 0 | 0 | 0 | 0 | 0 | 0 | 0 | 0 | 0 | 0 | [14 empty] | 0 | 0 | 0 | 0 | 0 | 0 | 0 | 0 | 0 | 0 | 0 | 0 | 0 | 0 | 0 |  | 0 | 0 | 0 | 0 | 0 | 0 | 0 | 0 | 0 | 0 | 0 | 0 | 0 | 0 | 0
SDGE | Valley Center | 69 | [15 empty] | 0 | 0 | 0 | 0 | 0 | 0 | 0 | 0 | 0 | 0 | 0 | 0 | 0 | 0 | 0 | 0 | 0 | 0 | 0 | 0 | 0 | 0 | 0 | 0 | 0 | 0 | 0 | 0 | 0 |  | 0 | 0 | 0 | 0 | 0 | 0 | 0 | 0 | 0 | 0 | 0 | 0 | 0 | 0 | 0 | [14 empty] | 0 | 0 | 0 | 0 | 0 | 0 | 0 | 0 | 0 | 0 | 0 | 0 | 0 | 0 | 0 |  | 0 | 0 | 0 | 0 | 0 | 0 | 0 | 0 | 0 | 0 | 0 | 0 | 0 | 0 | 0
PG&E GBA | Valley Home | 115 | [15 empty] | 0 | 0 | 0 | 0 | 0 | 0 | 0 | 0 | 0 | 0 | 0 | 0 | 0 | 0 | 0 | 0 | 0 | 0 | 0 | 0 | 0 | 0 | 0 | 0 | 0 | 100 | 0 | 0 | 0 |  | 0 | 0 | 0 | 0 | 0 | 0 | 0 | 0 | 0 | 0 | 100 | 0 | 0 | 0 | 1 | [14 empty] | 0 | 0 | 0 | 0 | 0 | 0 | 0 | 0 | 0 | 0 | 0 | 100 | 0 | 0 | 0 |  | 0 | 0 | 0 | 0 | 0 | 0 | 0 | 0 | 0 | 0 | 100 | 0 | 0 | 0 | 1
PG&E GBA | Valley Springs | 230 | [15 empty] | 0 | 0 | 0 | 0 | 0 | 0 | 0 | 0 | 0 | 0 | 0 | 0 | 0 | 0 | 0 | 0 | 0 | 0 | 0 | 0 | 0 | 0 | 0 | 0 | 0 | 0 | 0 | 0 | 0 |  | 0 | 0 | 0 | 0 | 0 | 0 | 0 | 0 | 0 | 0 | 0 | 0 | 0 | 0 | 0 | [14 empty] | 0 | 0 | 0 | 0 | 0 | 0 | 0 | 0 | 0 | 0 | 0 | 0 | 0 | 0 | 0 |  | 0 | 0 | 0 | 0 | 0 | 0 | 0 | 0 | 0 | 0 | 0 | 0 | 0 | 0 | 0
PG&E GBA | Valley Springs | 60 | [15 empty] | 0 | 0 | 0 | 0 | 0 | 0 | 0 | 0 | 0 | 0 | 0 | 0 | 0 | 0 | 0 | 0 | 0 | 0 | 0 | 0 | 0 | 0 | 0 | 0 | 0 | 0 | 0 | 0 | 0 |  | 0 | 0 | 0 | 0 | 0 | 0 | 0 | 0 | 0 | 0 | 0 | 0 | 0 | 0 | 0 | [14 empty] | 0 | 0 | 0 | 0 | 0 | 0 | 0 | 0 | 0 | 0 | 0 | 0 | 0 | 0 | 0 |  | 0 | 0 | 0 | 0 | 0 | 0 | 0 | 0 | 0 | 0 | 0 | 0 | 0 | 0 | 0
EOP | Valley Switch | 138 | [15 empty] | 0 | 0 | 0 | 0 | 0 | 0 | 0 | 0 | 0 | 0 | 0 | 0 | 0 | 0 | 0 | 0 | 0 | 0 | 0 | 0 | 0 | 0 | 0 | 0 | 0 | 0 | 0 | 0 | 0 |  | 0 | 0 | 0 | 0 | 0 | 0 | 0 | 0 | 0 | 0 | 0 | 0 | 0 | 0 | 0 | [14 empty] | 0 | 0 | 0 | 0 | 0 | 0 | 0 | 0 | 0 | 0 | 0 | 0 | 0 | 0 | 0 |  | 0 | 0 | 0 | 0 | 0 | 0 | 0 | 0 | 0 | 0 | 0 | 0 | 0 | 0 | 0
EOP | Valley Switch | 230 | [15 empty] | 0 | 0 | 0 | 0 | 0 | 0 | 0 | 0 | 0 | 0 | 0 | 0 | 0 | 0 | 0 | 0 | 0 | 0 | 0 | 0 | 0 | 0 | 0 | 0 | 0 | 0 | 0 | 0 | 0 |  | 0 | 0 | 0 | 0 | 0 | 0 | 0 | 0 | 0 | 0 | 0 | 0 | 0 | 0 | 0 | [14 empty] | 0 | 0 | 0 | 0 | 0 | 0 | 0 | 0 | 0 | 0 | 0 | 0 | 0 | 0 | 0 |  | 0 | 0 | 0 | 0 | 0 | 0 | 0 | 0 | 0 | 0 | 0 | 0 | 0 | 0 | 0
PG&E GBA | Vasco | 230 | [15 empty] | 0 | 0 | 0 | 0 | 0 | 0 | 0 | 0 | 0 | 0 | 0 | 0 | 0 | 0 | 0 | 0 | 0 | 0 | 0 | 0 | 0 | 0 | 0 | 0 | 0 | 0 | 0 | 0 | 0 |  | 0 | 0 | 0 | 0 | 0 | 0 | 0 | 0 | 0 | 0 | 0 | 0 | 0 | 0 | 0 | [14 empty] | 0 | 0 | 0 | 0 | 0 | 0 | 0 | 0 | 0 | 0 | 0 | 0 | 0 | 0 | 0 |  | 0 | 0 | 0 | 0 | 0 | 0 | 0 | 0 | 0 | 0 | 0 | 0 | 0 | 0 | 0
PG&E GBA | Vasona | 230 | [15 empty] | 0 | 0 | 0 | 0 | 0 | 0 | 0 | 0 | 0 | 0 | 0 | 0 | 0 | 0 | 0 | 0 | 0 | 0 | 0 | 0 | 0 | 0 | 0 | 0 | 0 | 0 | 0 | 0 | 0 |  | 0 | 0 | 0 | 0 | 0 | 0 | 0 | 0 | 0 | 0 | 0 | 0 | 0 | 0 | 0 | [14 empty] | 0 | 0 | 0 | 0 | 0 | 0 | 0 | 0 | 0 | 0 | 0 | 0 | 0 | 0 | 0 |  | 0 | 0 | 0 | 0 | 0 | 0 | 0 | 0 | 0 | 0 | 0 | 0 | 0 | 0 | 0
SCE Northern | Vestal | 230 | [15 empty] | 0 | 0 | 0 | 0 | 0 | 0 | 0 | 0 | 0 | 0 | 50 | 50 | 0 | 0 | 1 | 0 | 0 | 0 | 0 | 0 | 0 | 0 | 0 | 0 | 200 | 0 | 0 | 0 | 0 |  | 0 | 0 | 0 | 0 | 0 | 0 | 0 | 0 | 0 | 200 | 50 | 50 | 0 | 0 | 1 | [14 empty] | 0 | 0 | 0 | 0 | 0 | 0 | 0 | 0 | 0 | 0 | 200 | 0 | 0 | 0 | 0 |  | 0 | 0 | 0 | 0 | 0 | 0 | 0 | 0 | 0 | 200 | 50 | 50 | 0 | 0 | 1
SCE Northern | Vestal | 66 | [15 empty] | 0 | 0 | 0 | 0 | 0 | 0 | 0 | 0 | 0 | 0 | 0 | 0 | 0 | 0 | 0 | 0 | 0 | 0 | 0 | 0 | 0 | 0 | 0 | 0 | 0 | 0 | 0 | 0 | 0 |  | 0 | 0 | 0 | 0 | 0 | 0 | 0 | 0 | 0 | 0 | 0 | 0 | 0 | 0 | 0 | [14 empty] | 0 | 0 | 0 | 0 | 0 | 0 | 0 | 0 | 0 | 0 | 0 | 0 | 0 | 0 | 0 |  | 0 | 0 | 0 | 0 | 0 | 0 | 0 | 0 | 0 | 0 | 0 | 0 | 0 | 0 | 0
SCE NOL | Victor | 115 | [15 empty] | 0 | 0 | 0 | 0 | 0 | 0 | 0 | 0 | 7 | 0 | 0 | 0 | 0 | 0 | 1 | 0 | 0 | 0 | 0 | 0 | 0 | 0 | 0 | 0 | 0 | 0 | 0 | 0 | 0 |  | 0 | 0 | 0 | 0 | 0 | 0 | 0 | 0 | 7 | 0 | 0 | 0 | 0 | 0 | 1 | [9 empty] | 154 |  |  |  |  | 1 | 0 | 0 | 0 | 0 | 0 | 0 | 0 | 0 | 0 | 154 | 0 | 0 | 0 | 0 |  | 0 | 0 | 0 | 0 | 0 | 0 | 0 | 0 | 7 | 154 | 0 | 0 | 0 | 0 | 1
SCE NOL | Victor | 230 | [15 empty] | 0 | 0 | 0 | 0 | 0 | 0 | 0 | 0 | 0 | 0 | 0 | 0 | 0 | 0 | 0 | 0 | 0 | 0 | 0 | 0 | 0 | 0 | 0 | 0 | 0 | 0 | 0 | 0 | 0 |  | 0 | 0 | 0 | 0 | 0 | 0 | 0 | 0 | 0 | 0 | 0 | 0 | 0 | 0 | 0 | [14 empty] | 0 | 0 | 0 | 0 | 0 | 0 | 0 | 0 | 0 | 0 | 0 | 0 | 0 | 0 | 0 |  | 0 | 0 | 0 | 0 | 0 | 0 | 0 | 0 | 0 | 0 | 0 | 0 | 0 | 0 | 0
SCE Metro | Viejo | 230 | [15 empty] | 0 | 0 | 0 | 0 | 0 | 0 | 0 | 0 | 0 | 0 | 0 | 0 | 0 | 0 | 0 | 0 | 0 | 0 | 0 | 0 | 0 | 0 | 0 | 0 | 0 | 0 | 0 | 0 | 0 |  | 0 | 0 | 0 | 0 | 0 | 0 | 0 | 0 | 0 | 0 | 0 | 0 | 0 | 0 | 0 | [14 empty] | 0 | 0 | 0 | 0 | 0 | 0 | 0 | 0 | 0 | 0 | 0 | 0 | 0 | 0 | 0 |  | 0 | 0 | 0 | 0 | 0 | 0 | 0 | 0 | 0 | 0 | 0 | 0 | 0 | 0 | 0
PG&E GBA | Vierra | 115 | [15 empty] | 0 | 0 | 0 | 0 | 0 | 0 | 0 | 0 | 2.975 | 0 | 0 | 92 | 0 | 0 | 1 | 0 | 0 | 0 | 0 | 0 | 0 | 0 | 0 | 0 | 0 | 0 | 0 | 0 | 0 |  | 0 | 0 | 0 | 0 | 0 | 0 | 0 | 0 | 2.975 | 0 | 0 | 92 | 0 | 0 | 1 | [14 empty] | 0 | 0 | 0 | 0 | 0 | 0 | 0 | 0 | 0 | 0 | 0 | 0 | 0 | 0 | 0 |  | 0 | 0 | 0 | 0 | 0 | 0 | 0 | 0 | 2.975 | 0 | 0 | 92 | 0 | 0 | 1
SCE Metro | Villa Park | 230 | [15 empty] | 0 | 0 | 0 | 0 | 0 | 0 | 0 | 0 | 0 | 0 | 0 | 0 | 0 | 0 | 0 | 0 | 0 | 0 | 0 | 0 | 0 | 0 | 0 | 0 | 0 | 0 | 0 | 0 | 0 |  | 0 | 0 | 0 | 0 | 0 | 0 | 0 | 0 | 0 | 0 | 0 | 0 | 0 | 0 | 0 | [14 empty] | 0 | 0 | 0 | 0 | 0 | 0 | 0 | 0 | 0 | 0 | 0 | 0 | 0 | 0 | 0 |  | 0 | 0 | 0 | 0 | 0 | 0 | 0 | 0 | 0 | 0 | 0 | 0 | 0 | 0 | 0
SCE Northern | Vincent | 230 | [15 empty] | 0 | 0 | 0 | 0 | 0 | 0 | 0 | 0 | 0 | 0 | 0 | 59 | 0 | 0 | 1 | 0 | 0 | 0 | 0 | 0 | 0 | 0 | 0 | 0 | 0 | 0 | 0 | 0 | 0 |  | 0 | 0 | 0 | 0 | 0 | 0 | 0 | 0 | 0 | 0 | 0 | 59 | 0 | 0 | 1 | [14 empty] | 0 | 0 | 0 | 0 | 0 | 0 | 0 | 0 | 0 | 0 | 0 | 0 | 0 | 0 | 0 |  | 0 | 0 | 0 | 0 | 0 | 0 | 0 | 0 | 0 | 0 | 0 | 59 | 0 | 0 | 1
SCE Northern | Vincent | 500 | [15 empty] | 0 | 0 | 0 | 0 | 0 | 0 | 0 | 0 | 0 | 0 | 0 | 0 | 0 | 0 | 0 | 0 | 0 | 0 | 0 | 0 | 0 | 0 | 0 | 0 | 0 | 0 | 0 | 0 | 0 |  | 0 | 0 | 0 | 0 | 0 | 0 | 0 | 0 | 0 | 0 | 0 | 0 | 0 | 0 | 0 | [9 empty] | 2050 |  |  |  |  | 1 | 0 | 0 | 0 | 0 | 0 | 0 | 0 | 0 | 0 | 2050 | 0 | 0 | 0 | 0 |  | 0 | 0 | 0 | 0 | 0 | 0 | 0 | 0 | 0 | 2050 | 0 | 0 | 0 | 0 | 1
PG&E GBA | Vineyard | 230 | [15 empty] | 0 | 0 | 0 | 0 | 0 | 0 | 0 | 0 | 0 | 0 | 0 | 0 | 0 | 0 | 0 | 0 | 0 | 0 | 0 | 0 | 0 | 0 | 0 | 0 | 0 | 0 | 0 | 0 | 0 |  | 0 | 0 | 0 | 0 | 0 | 0 | 0 | 0 | 0 | 0 | 0 | 0 | 0 | 0 | 0 | [14 empty] | 0 | 0 | 0 | 0 | 0 | 0 | 0 | 0 | 0 | 0 | 0 | 0 | 0 | 0 | 0 |  | 0 | 0 | 0 | 0 | 0 | 0 | 0 | 0 | 0 | 0 | 0 | 0 | 0 | 0 | 0
SDGE | Vineyard | 69 | [15 empty] | 0 | 0 | 0 | 0 | 0 | 0 | 0 | 0 | 0 | 0 | 0 | 0 | 0 | 0 | 0 | 0 | 0 | 0 | 0 | 0 | 0 | 0 | 0 | 0 | 0 | 0 | 0 | 0 | 0 |  | 0 | 0 | 0 | 0 | 0 | 0 | 0 | 0 | 0 | 0 | 0 | 0 | 0 | 0 | 0 | [14 empty] | 0 | 0 | 0 | 0 | 0 | 0 | 0 | 0 | 0 | 0 | 0 | 0 | 0 | 0 | 0 |  | 0 | 0 | 0 | 0 | 0 | 0 | 0 | 0 | 0 | 0 | 0 | 0 | 0 | 0 | 0
SCE Eastern | Vista (SCE) | 230 | [15 empty] | 0 | 0 | 0 | 0 | 0 | 0 | 0 | 0 | 0 | 0 | 0 | 0 | 0 | 0 | 0 | 0 | 0 | 0 | 0 | 0 | 0 | 0 | 0 | 0 | 300 | 0 | 0 | 0 | 0 |  | 0 | 0 | 0 | 0 | 0 | 0 | 0 | 0 | 0 | 300 | 0 | 0 | 0 | 0 | 1 | [14 empty] | 0 | 0 | 0 | 0 | 0 | 0 | 0 | 0 | 0 | 0 | 300 | 0 | 0 | 0 | 0 |  | 0 | 0 | 0 | 0 | 0 | 0 | 0 | 0 | 0 | 300 | 0 | 0 | 0 | 0 | 1
EOP | Vista (VEA) | 138 | [15 empty] | 0 | 0 | 0 | 0 | 0 | 0 | 0 | 0 | 0 | 0 | 0 | 0 | 0 | 0 | 0 | 0 | 0 | 0 | 0 | 0 | 0 | 0 | 0 | 0 | 0 | 0 | 0 | 0 | 0 |  | 0 | 0 | 0 | 0 | 0 | 0 | 0 | 0 | 0 | 0 | 0 | 0 | 0 | 0 | 0 | [14 empty] | 0 | 0 | 0 | 0 | 0 | 0 | 0 | 0 | 0 | 0 | 0 | 0 | 0 | 0 | 0 |  | 0 | 0 | 0 | 0 | 0 | 0 | 0 | 0 | 0 | 0 | 0 | 0 | 0 | 0 | 0
EOP | Vista (VEA) | 230 | [15 empty] | 0 | 0 | 0 | 0 | 0 | 0 | 0 | 0 | 0 | 0 | 0 | 0 | 0 | 0 | 0 | 0 | 0 | 0 | 0 | 0 | 0 | 0 | 0 | 0 | 0 | 0 | 0 | 0 | 0 |  | 0 | 0 | 0 | 0 | 0 | 0 | 0 | 0 | 0 | 0 | 0 | 0 | 0 | 0 | 0 | [14 empty] | 0 | 0 | 0 | 0 | 0 | 0 | 0 | 0 | 0 | 0 | 0 | 0 | 0 | 0 | 0 |  | 0 | 0 | 0 | 0 | 0 | 0 | 0 | 0 | 0 | 0 | 0 | 0 | 0 | 0 | 0
PG&E FRESNO | Wahtoke | 115 | [15 empty] | 0 | 0 | 0 | 0 | 0 | 0 | 0 | 0 | 0 | 0 | 0 | 0 | 0 | 0 | 0 | 0 | 0 | 0 | 0 | 0 | 0 | 0 | 0 | 0 | 0 | 0 | 0 | 0 | 0 |  | 0 | 0 | 0 | 0 | 0 | 0 | 0 | 0 | 0 | 0 | 0 | 0 | 0 | 0 | 0 | [14 empty] | 0 | 0 | 0 | 0 | 0 | 0 | 0 | 0 | 0 | 0 | 0 | 0 | 0 | 0 | 0 |  | 0 | 0 | 0 | 0 | 0 | 0 | 0 | 0 | 0 | 0 | 0 | 0 | 0 | 0 | 0
SCE Northern | Wakefield | 66 | [15 empty] | 0 | 0 | 0 | 0 | 0 | 0 | 0 | 0 | 0 | 0 | 0 | 30 | 0 | 0 | 1 | 0 | 0 | 0 | 0 | 0 | 0 | 0 | 0 | 0 | 200 | 0 | 0 | 0 | 0 |  | 0 | 0 | 0 | 0 | 0 | 0 | 0 | 0 | 0 | 200 | 0 | 30 | 0 | 0 | 1 | [14 empty] | 0 | 0 | 0 | 0 | 0 | 0 | 0 | 0 | 0 | 0 | 200 | 0 | 0 | 0 | 0 |  | 0 | 0 | 0 | 0 | 0 | 0 | 0 | 0 | 0 | 200 | 0 | 30 | 0 | 0 | 1
SCE Metro | Walnut | 230 | [15 empty] | 0 | 0 | 0 | 0 | 0 | 0 | 0 | 0 | 0 | 0 | 0 | 400 | 0 | 0 | 1 | 0 | 0 | 0 | 0 | 0 | 0 | 0 | 0 | 0 | 0 | 0 | 0 | 0 | 0 |  | 0 | 0 | 0 | 0 | 0 | 0 | 0 | 0 | 0 | 0 | 0 | 400 | 0 | 0 | 1 | [14 empty] | 0 | 0 | 0 | 0 | 0 | 0 | 0 | 0 | 0 | 0 | 0 | 0 | 0 | 0 | 0 |  | 0 | 0 | 0 | 0 | 0 | 0 | 0 | 0 | 0 | 0 | 0 | 400 | 0 | 0 | 1
SCE Northern | Warne | 230 | [15 empty] | 0 | 0 | 0 | 0 | 0 | 0 | 0 | 0 | 0 | 0 | 0 | 0 | 0 | 0 | 0 | 0 | 0 | 0 | 0 | 0 | 0 | 0 | 0 | 0 | 0 | 0 | 0 | 0 | 0 |  | 0 | 0 | 0 | 0 | 0 | 0 | 0 | 0 | 0 | 0 | 0 | 0 | 0 | 0 | 0 | [14 empty] | 0 | 0 | 0 | 0 | 0 | 0 | 0 | 0 | 0 | 0 | 0 | 0 | 0 | 0 | 0 |  | 0 | 0 | 0 | 0 | 0 | 0 | 0 | 0 | 0 | 0 | 0 | 0 | 0 | 0 | 0
PG&E GBA | Warnerville | 230 | [15 empty] | 0 | 0 | 0 | 0 | 0 | 0 | 0 | 0 | 0 | 0 | 0 | 0 | 0 | 0 | 0 | 0 | 0 | 0 | 0 | 0 | 0 | 0 | 0 | 0 | 0 | 0 | 0 | 0 | 0 |  | 0 | 0 | 0 | 0 | 0 | 0 | 0 | 0 | 0 | 0 | 0 | 0 | 0 | 0 | 0 | [14 empty] | 0 | 0 | 0 | 0 | 0 | 0 | 0 | 0 | 0 | 0 | 0 | 0 | 0 | 0 | 0 |  | 0 | 0 | 0 | 0 | 0 | 0 | 0 | 0 | 0 | 0 | 0 | 0 | 0 | 0 | 0
PG&E FRESNO | Waukena | 115 | [15 empty] | 0 | 0 | 0 | 0 | 0 | 0 | 0 | 0 | 0 | 0 | 0 | 0 | 0 | 0 | 0 | 0 | 0 | 0 | 0 | 0 | 0 | 0 | 0 | 0 | 0 | 0 | 0 | 0 | 0 |  | 0 | 0 | 0 | 0 | 0 | 0 | 0 | 0 | 0 | 0 | 0 | 0 | 0 | 0 | 0 | [14 empty] | 0 | 0 | 0 | 0 | 0 | 0 | 0 | 0 | 0 | 0 | 0 | 0 | 0 | 0 | 0 |  | 0 | 0 | 0 | 0 | 0 | 0 | 0 | 0 | 0 | 0 | 0 | 0 | 0 | 0 | 0
PG&E GBA | Weber | 230 | [15 empty] | 0 | 0 | 0 | 0 | 0 | 0 | 0 | 0 | 0 | 0 | 0 | 0 | 0 | 0 | 0 | 0 | 0 | 0 | 0 | 0 | 0 | 0 | 0 | 0 | 0 | 0 | 0 | 0 | 0 |  | 0 | 0 | 0 | 0 | 0 | 0 | 0 | 0 | 0 | 0 | 0 | 0 | 0 | 0 | 0 | [14 empty] | 0 | 0 | 0 | 0 | 0 | 0 | 0 | 0 | 0 | 0 | 0 | 0 | 0 | 0 | 0 |  | 0 | 0 | 0 | 0 | 0 | 0 | 0 | 0 | 0 | 0 | 0 | 0 | 0 | 0 | 0
PG&E GBA | Weber | 60 | [15 empty] | 0 | 0 | 0 | 0 | 0 | 0 | 0 | 0 | 0 | 0 | 0 | 20 | 0 | 0 | 1 | 0 | 0 | 0 | 0 | 0 | 0 | 0 | 0 | 0 | 0 | 0 | 0 | 0 | 0 |  | 0 | 0 | 0 | 0 | 0 | 0 | 0 | 0 | 0 | 0 | 0 | 20 | 0 | 0 | 1 | [14 empty] | 0 | 0 | 0 | 0 | 0 | 0 | 0 | 0 | 0 | 0 | 0 | 0 | 0 | 0 | 0 |  | 0 | 0 | 0 | 0 | 0 | 0 | 0 | 0 | 0 | 0 | 0 | 20 | 0 | 0 | 1
PG&E FRESNO | West Fresno | 115 | [15 empty] | 0 | 0 | 0 | 0 | 0 | 0 | 0 | 0 | 0 | 0 | 0 | 0 | 0 | 0 | 0 | 0 | 0 | 0 | 0 | 0 | 0 | 0 | 0 | 0 | 0 | 0 | 0 | 0 | 0 |  | 0 | 0 | 0 | 0 | 0 | 0 | 0 | 0 | 0 | 0 | 0 | 0 | 0 | 0 | 0 | [14 empty] | 0 | 0 | 0 | 0 | 0 | 0 | 0 | 0 | 0 | 0 | 0 | 0 | 0 | 0 | 0 |  | 0 | 0 | 0 | 0 | 0 | 0 | 0 | 0 | 0 | 0 | 0 | 0 | 0 | 0 | 0
PG&E FRESNO | Westley | 230 | [15 empty] | 0 | 0 | 0 | 0 | 0 | 0 | 0 | 0 | 0 | 0 | 0 | 0 | 0 | 0 | 0 | 0 | 0 | 0 | 0 | 0 | 0 | 0 | 0 | 0 | 0 | 0 | 0 | 900 | 0 |  | 0 | 0 | 0 | 0 | 0 | 0 | 0 | 0 | 0 | 0 | 0 | 0 | 900 | 0 | 1 | [14 empty] | 0 | 0 | 0 | 0 | 0 | 0 | 0 | 0 | 0 | 0 | 0 | 0 | 0 | 900 | 0 |  | 0 | 0 | 0 | 0 | 0 | 0 | 0 | 0 | 0 | 0 | 0 | 0 | 900 | 0 | 1
PG&E KERN | Westpark | 115 | [15 empty] | 0 | 0 | 0 | 0 | 0 | 0 | 0 | 0 | 0 | 0 | 0 | 0 | 0 | 0 | 0 | 0 | 0 | 0 | 0 | 0 | 0 | 0 | 0 | 0 | 0 | 0 | 0 | 0 | 0 |  | 0 | 0 | 0 | 0 | 0 | 0 | 0 | 0 | 0 | 0 | 0 | 0 | 0 | 0 | 0 | [14 empty] | 0 | 0 | 0 | 0 | 0 | 0 | 0 | 0 | 0 | 0 | 0 | 0 | 0 | 0 | 0 |  | 0 | 0 | 0 | 0 | 0 | 0 | 0 | 0 | 0 | 0 | 0 | 0 | 0 | 0 | 0
PG&E KERN | Wheeler Ridge | 230 | [15 empty] | 0 | 0 | 0 | 0 | 0 | 0 | 0 | 0 | 0 | 0 | 0 | 0 | 0 | 0 | 0 | 0 | 0 | 0 | 0 | 0 | 0 | 0 | 0 | 0 | 500 | 0 | 0 | 0 | 0 |  | 0 | 0 | 0 | 0 | 0 | 0 | 0 | 0 | 0 | 500 | 0 | 0 | 0 | 0 | 1 | [14 empty] | 0 | 0 | 0 | 0 | 0 | 0 | 0 | 0 | 0 | 0 | 500 | 0 | 0 | 0 | 0 |  | 0 | 0 | 0 | 0 | 0 | 0 | 0 | 0 | 0 | 500 | 0 | 0 | 0 | 0 | 1
PG&E KERN | Wheeler Ridge | 115 | [15 empty] | 0 | 0 | 0 | 0 | 0 | 0 | 0 | 0 | 0 | 0 | 0 | 0 | 0 | 0 | 0 | 0 | 0 | 0 | 0 | 0 | 0 | 0 | 0 | 0 | 0 | 0 | 0 | 0 | 0 |  | 0 | 0 | 0 | 0 | 0 | 0 | 0 | 0 | 0 | 0 | 0 | 0 | 0 | 0 | 0 | [14 empty] | 0 | 0 | 0 | 0 | 0 | 0 | 0 | 0 | 0 | 0 | 0 | 0 | 0 | 0 | 0 |  | 0 | 0 | 0 | 0 | 0 | 0 | 0 | 0 | 0 | 0 | 0 | 0 | 0 | 0 | 0
PG&E KERN | Wheeler Ridge | 70 | [15 empty] | 0 | 0 | 0 | 0 | 0 | 0 | 0 | 0 | 0 | 0 | 0 | 92 | 0 | 0 | 1 | 0 | 0 | 0 | 0 | 0 | 0 | 0 | 0 | 0 | 0 | 0 | 0 | 0 | 0 |  | 0 | 0 | 0 | 0 | 0 | 0 | 0 | 0 | 0 | 0 | 0 | 92 | 0 | 0 | 1 | [14 empty] | 0 | 0 | 0 | 0 | 0 | 0 | 0 | 0 | 0 | 0 | 0 | 0 | 0 | 0 | 0 |  | 0 | 0 | 0 | 0 | 0 | 0 | 0 | 0 | 0 | 0 | 0 | 92 | 0 | 0 | 1
SCE Northern | Whirlwind | 230 | [15 empty] | 0 | 0 | 0 | 0 | 0 | 0 | 0 | 0 | 0 | 44 | 188 | 550 | 523 | 0 | 1 | 0 | 0 | 0 | 0 | 0 | 0 | 0 | 0 | 0 | 1356 | 0 | 0 | 0 | 300 |  | 0 | 0 | 0 | 0 | 0 | 0 | 0 | 0 | 0 | 1400 | 188 | 550 | 523 | 300 | 1 | [14 empty] | 0 | 0 | 0 | 0 | 0 | 0 | 0 | 0 | 0 | 0 | 1356 | 0 | 0 | 0 | 300 |  | 0 | 0 | 0 | 0 | 0 | 0 | 0 | 0 | 0 | 1400 | 188 | 550 | 523 | 300 | 1
SCE Northern | Whirlwind | 500 | [15 empty] | 0 | 0 | 0 | 0 | 0 | 0 | 0 | 0 | 0 | 0 | 0 | 0 | 0 | 0 | 0 | 0 | 0 | 0 | 0 | 0 | 0 | 0 | 0 | 0 | 1247 | 0 | 0 | 0 | 0 |  | 0 | 0 | 0 | 0 | 0 | 0 | 0 | 0 | 0 | 1247 | 0 | 0 | 0 | 0 | 1 | [13 empty] | 906 | 1 | 0 | 0 | 0 | 0 | 0 | 0 | 0 | 0 | 0 | 1247 | 0 | 0 | 0 | 906 |  | 0 | 0 | 0 | 0 | 0 | 0 | 0 | 0 | 0 | 1247 | 0 | 0 | 0 | 906 | 1
PG&E GBA | Whisman | 115 | [15 empty] | 0 | 0 | 0 | 0 | 0 | 0 | 0 | 0 | 0 | 0 | 0 | 0 | 0 | 0 | 0 | 0 | 0 | 0 | 0 | 0 | 0 | 0 | 0 | 0 | 0 | 0 | 0 | 0 | 0 |  | 0 | 0 | 0 | 0 | 0 | 0 | 0 | 0 | 0 | 0 | 0 | 0 | 0 | 0 | 0 | [14 empty] | 0 | 0 | 0 | 0 | 0 | 0 | 0 | 0 | 0 | 0 | 0 | 0 | 0 | 0 | 0 |  | 0 | 0 | 0 | 0 | 0 | 0 | 0 | 0 | 0 | 0 | 0 | 0 | 0 | 0 | 0
SCE Eastern | Wildlife | 230 | [15 empty] | 0 | 0 | 0 | 0 | 0 | 0 | 0 | 0 | 0 | 0 | 0 | 0 | 0 | 0 | 0 | 0 | 0 | 0 | 0 | 0 | 0 | 0 | 0 | 0 | 0 | 0 | 0 | 0 | 0 |  | 0 | 0 | 0 | 0 | 0 | 0 | 0 | 0 | 0 | 0 | 0 | 0 | 0 | 0 | 0 | [14 empty] | 0 | 0 | 0 | 0 | 0 | 0 | 0 | 0 | 0 | 0 | 0 | 0 | 0 | 0 | 0 |  | 0 | 0 | 0 | 0 | 0 | 0 | 0 | 0 | 0 | 0 | 0 | 0 | 0 | 0 | 0
PG&E FRESNO | Wilson | 115 | [15 empty] | 0 | 0 | 0 | 0 | 0 | 0 | 0 | 0 | 0 | 0 | 0 | 0 | 0 | 0 | 0 | 0 | 0 | 0 | 0 | 0 | 0 | 0 | 0 | 0 | 0 | 0 | 0 | 0 | 0 |  | 0 | 0 | 0 | 0 | 0 | 0 | 0 | 0 | 0 | 0 | 0 | 0 | 0 | 0 | 0 | [14 empty] | 0 | 0 | 0 | 0 | 0 | 0 | 0 | 0 | 0 | 0 | 0 | 0 | 0 | 0 | 0 |  | 0 | 0 | 0 | 0 | 0 | 0 | 0 | 0 | 0 | 0 | 0 | 0 | 0 | 0 | 0
PG&E FRESNO | Wilson | 230 | [15 empty] | 0 | 0 | 0 | 0 | 0 | 0 | 0 | 0 | 0 | 0 | 0 | 0 | 0 | 0 | 0 | 0 | 0 | 0 | 0 | 0 | 0 | 0 | 0 | 0 | 0 | 0 | 0 | 0 | 0 |  | 0 | 0 | 0 | 0 | 0 | 0 | 0 | 0 | 0 | 0 | 0 | 0 | 0 | 0 | 0 | [14 empty] | 0 | 0 | 0 | 0 | 0 | 0 | 0 | 0 | 0 | 0 | 0 | 0 | 0 | 0 | 0 |  | 0 | 0 | 0 | 0 | 0 | 0 | 0 | 0 | 0 | 0 | 0 | 0 | 0 | 0 | 0
SCE Northern | Windhub | 230 | [15 empty] | 0 | 0 | 0 | 0 | 0 | 0 | 0 | 0 | 0 | 0 | 1020 | 500 | 0 | 0 | 1 | 0 | 0 | 0 | 0 | 0 | 0 | 0 | 0 | 0 | 0 | 0 | 0 | 0 | 0 |  | 0 | 0 | 0 | 0 | 0 | 0 | 0 | 0 | 0 | 0 | 1020 | 500 | 0 | 0 | 1 | [14 empty] | 0 | 0 | 0 | 0 | 0 | 0 | 0 | 0 | 0 | 0 | 0 | 0 | 0 | 0 | 0 |  | 0 | 0 | 0 | 0 | 0 | 0 | 0 | 0 | 0 | 0 | 1020 | 500 | 0 | 0 | 1
SCE Northern | Windhub | 500 | [15 empty] | 0 | 0 | 0 | 0 | 0 | 0 | 0 | 0 | 0 | 153 | 0 | 15 | 0 | 0 | 1 | 0 | 0 | 0 | 0 | 0 | 0 | 0 | 0 | 0 | 0 | 0 | 0 | 0 | 480 |  | 0 | 0 | 0 | 0 | 0 | 0 | 0 | 0 | 0 | 153 | 0 | 15 | 0 | 480 | 1 | [14 empty] | 0 | 0 | 0 | 0 | 0 | 0 | 0 | 0 | 0 | 0 | 0 | 0 | 0 | 0 | 480 |  | 0 | 0 | 0 | 0 | 0 | 0 | 0 | 0 | 0 | 153 | 0 | 15 | 0 | 480 | 1
PG&E GBA | Windmaster | 230 | [15 empty] | 0 | 0 | 0 | 0 | 0 | 0 | 0 | 0 | 0 | 0 | 0 | 0 | 0 | 0 | 0 | 0 | 0 | 0 | 0 | 0 | 0 | 0 | 0 | 0 | 0 | 0 | 0 | 0 | 0 |  | 0 | 0 | 0 | 0 | 0 | 0 | 0 | 0 | 0 | 0 | 0 | 0 | 0 | 0 | 0 | [14 empty] | 0 | 0 | 0 | 0 | 0 | 0 | 0 | 0 | 0 | 0 | 0 | 0 | 0 | 0 | 0 |  | 0 | 0 | 0 | 0 | 0 | 0 | 0 | 0 | 0 | 0 | 0 | 0 | 0 | 0 | 0
PG&E NGBA | Windsor | 60 | [15 empty] | 0 | 0 | 0 | 0 | 0 | 0 | 0 | 0 | 0 | 0 | 0 | 0 | 0 | 0 | 0 | 0 | 0 | 0 | 0 | 0 | 0 | 0 | 0 | 0 | 0 | 0 | 0 | 0 | 0 |  | 0 | 0 | 0 | 0 | 0 | 0 | 0 | 0 | 0 | 0 | 0 | 0 | 0 | 0 | 0 | [14 empty] | 0 | 0 | 0 | 0 | 0 | 0 | 0 | 0 | 0 | 0 | 0 | 0 | 0 | 0 | 0 |  | 0 | 0 | 0 | 0 | 0 | 0 | 0 | 0 | 0 | 0 | 0 | 0 | 0 | 0 | 0
PG&E NGBA | Woodland | 115 | [15 empty] | 0 | 0 | 0 | 0 | 0 | 0 | 0 | 0 | 0 | 0 | 12 | 0 | 0 | 0 | 1 | 0 | 0 | 0 | 0 | 0 | 0 | 0 | 0 | 0 | 0 | 0 | 0 | 0 | 0 |  | 0 | 0 | 0 | 0 | 0 | 0 | 0 | 0 | 0 | 0 | 12 | 0 | 0 | 0 | 1 | [14 empty] | 0 | 0 | 0 | 0 | 0 | 0 | 0 | 0 | 0 | 0 | 0 | 0 | 0 | 0 | 0 |  | 0 | 0 | 0 | 0 | 0 | 0 | 0 | 0 | 0 | 0 | 12 | 0 | 0 | 0 | 1
PG&E FRESNO | Woodward | 115 | [15 empty] | 0 | 0 | 0 | 0 | 0 | 0 | 0 | 0 | 0 | 0 | 0 | 0 | 0 | 0 | 0 | 0 | 0 | 0 | 0 | 0 | 0 | 0 | 0 | 0 | 0 | 0 | 0 | 0 | 0 |  | 0 | 0 | 0 | 0 | 0 | 0 | 0 | 0 | 0 | 0 | 0 | 0 | 0 | 0 | 0 | [14 empty] | 0 | 0 | 0 | 0 | 0 | 0 | 0 | 0 | 0 | 0 | 0 | 0 | 0 | 0 | 0 |  | 0 | 0 | 0 | 0 | 0 | 0 | 0 | 0 | 0 | 0 | 0 | 0 | 0 | 0 | 0
PG&E NGBA | Wyandotte | 115 | [15 empty] | 0 | 0 | 0 | 0 | 0 | 0 | 0 | 0 | 0 | 0 | 0 | 0 | 0 | 0 | 0 | 0 | 0 | 0 | 0 | 0 | 0 | 0 | 0 | 0 | 0 | 0 | 0 | 0 | 0 |  | 0 | 0 | 0 | 0 | 0 | 0 | 0 | 0 | 0 | 0 | 0 | 0 | 0 | 0 | 0 | [14 empty] | 0 | 0 | 0 | 0 | 0 | 0 | 0 | 0 | 0 | 0 | 0 | 0 | 0 | 0 | 0 |  | 0 | 0 | 0 | 0 | 0 | 0 | 0 | 0 | 0 | 0 | 0 | 0 | 0 | 0 | 0

## Tx_System_Criteria_README
1. System level transmission capability
Criteria Purpose | Selected resource allocation to a given busbar should abide by all the estimated system level transmission constraints that apply to that busbar, triggering only those upgrades which are determined to be cost-effective or necessary to meet policy and reliability requirements. Mapped resources should also utilize existing transmission and selected upgrades optimally and cost-effectively and seek to limit congestion, improve dispatch in locally constrained areas, and co-locate with compatible resources when possible.
Approved TPP Upgrades | Transmission analysis incorporates capability estimates for approved TPP upgrades as provided through CAISO staff support of the busbar mapping working group. The capability increases from the upgrades are assumed available in the estimated COD year.
CAISO 2024 White Paper | Transmission Capability Estimates for use in the CPUC’s Resource Planning Process, available for reference here:
https://www.caiso.com/documents/transmission-capability-estimates-white-paper-2024.pdf
Criteria Definition | See pages 29 and 30 of the Busbar Mapping Methodology document (see README tab) for detail on criteria alignment levels for system level transmission capability for both FCDS and EODS.
Tabs for Analysis
2036_Exceedance_Summary |  | Summary of in-CAISO transmission exceedances for the 2036 final mapping results.
2041_Exceedance_Summary |  | Summary of in-CAISO transmission exceedances for the 2041 final mapping results.
TxCriteria_bySub_2036 |  | Transmission constraints, available capacity, exceedances by substation, and criteria alignment for 2036 mapping results
Tx_Calculator_2036 |  | Transmission calculator to show constraint utilization and potential exceedances for 2036 mapping results
TxCriteria_bySub_2041 |  | Transmission constraints, available capacity, exceedances by substation, and criteria alignment for 2041 mapping results
Tx_Calculator_2041 |  | Transmission calculator to show constraint utilization and potential exceedances for 2041 mapping results
TxCapabilityEstimates_2024 |  | CAISO 2024 White Paper's transmission constraint capability and upgrade information. Includes adjustments made to account for approved TPP upgrades and their timing.
CAISO_Output_Factors |  | CAISO 2024 White Paper's transmission capacity factors by resource type and study region.
Tx_Baseline_Reconcile |  | Summary by substation of resources in IRP modeling baseline with online dates after 1/1/2024 that need to be accounted for in Tx constraints. Also has by substation resources in In-development list that can be excluded from Tx constraints because already accounted for in calculations, as well as, resources in baseline that need to be included in land-use/environmental criteria analysis.

## RESOLVE System Build
System Build | [8 empty] | System Build |  | System Build |  |  | System Build |  |  |  |  | System Build |  |  |  |  | System Build |  |  |  | System Build | [9 empty] | System Build |  | System Build |  |  | System Build |  |  |  |  | System Build | [8 empty] | System Build |  | PGE_New_EGS_Generic | [6 empty] | System Build |  | System Build |  |  | System Build |  |  |  |  | System Build |  | PGE_New_EGS_Generic | PGE_New_Li_Battery_4hr_Generic | PGE_Nevada_New_EGS_Generic | SCE_New_EGS_Generic |  |  |  | System Build | [8 empty] | System Build |  | System Build |  |  | System Build |  |  |  |  | System Build |  |  |  |  | System Build |  |  |  | System Build | [8 empty] | System Build |  | System Build |  |  | System Build |  |  |  |  | System Build |  |  |  |  | System Build |  |  |  | System Build
[59 empty] | PGE_New_EGS_Generic | [18 empty] | PGE_New_EGS_Generic | PGE_New_Li_Battery_4hr_Generic | PGE_New_Geothermal_Generic | SCE_New_EGS_Generic
[59 empty] | PGE_LDES_12hr_Generic | [18 empty] | PGE_LDES_12hr_Generic | PGE_New_Li_Battery_4hr_Generic |  | SCE_New_EGS_Generic
[59 empty] | PGE_New_Li_Battery_4hr_Generic | [18 empty] | PGE_New_Li_Battery_4hr_Generic | PGE_New_Li_Battery_4hr_Generic |  | SCE_New_EGS_Generic
[59 empty] | PGE_New_Li_Battery_4hr_Generic | [18 empty] | PGE_New_Li_Battery_4hr_Generic | PGE_New_Li_Battery_4hr_Generic |  | SCE_New_EGS_Generic
[59 empty] | PGE_New_Li_Battery_4hr_Generic | [18 empty] | PGE_New_Li_Battery_4hr_Generic | PGE_New_Li_Battery_4hr_Generic | PGE_New_EGS_Generic | SCE_New_EGS_Generic
[59 empty] | PGE_New_Li_Battery_4hr_Generic | [18 empty] | PGE_New_Li_Battery_4hr_Generic | PGE_New_Li_Battery_4hr_Generic | PGE_New_EGS_Generic | SCE_New_Geothermal_Generic
[59 empty] | PGE_New_Li_Battery_4hr_Generic | [18 empty] | PGE_New_Li_Battery_4hr_Generic | PGE_New_Li_Battery_4hr_Generic | PGE_New_EGS_Generic | SCE_New_Geothermal_Generic
[59 empty] | PGE_New_Li_Battery_4hr_Generic | [18 empty] | PGE_New_Li_Battery_4hr_Generic | PGE_New_Li_Battery_4hr_Generic | PGE_New_EGS_Generic | SCE_LDES_12hr_Generic
[59 empty] | PGE_New_Li_Battery_4hr_Generic | [18 empty] | PGE_New_Li_Battery_4hr_Generic | PGE_New_Li_Battery_4hr_Generic | PGE_New_EGS_Generic | SCE_LDES_12hr_Generic
[59 empty] | PGE_New_Li_Battery_4hr_Generic | [18 empty] | PGE_New_Li_Battery_4hr_Generic | PGE_New_Li_Battery_4hr_Generic | PGE_New_EGS_Generic | SCE_New_Li_Battery_4hr_Generic
[59 empty] | PGE_New_Li_Battery_4hr_Generic | [18 empty] | PGE_New_Li_Battery_4hr_Generic | PGE_New_Li_Battery_4hr_Generic | PGE_New_EGS_Generic | SCE_New_Li_Battery_4hr_Generic
[59 empty] | PGE_New_Li_Battery_4hr_Generic | [18 empty] | PGE_New_Li_Battery_4hr_Generic | PGE_New_Li_Battery_4hr_Generic | PGE_New_EGS_Generic | SCE_New_Li_Battery_4hr_Generic
[59 empty] | PGE_New_Li_Battery_4hr_Generic | [18 empty] | PGE_New_Li_Battery_4hr_Generic | PGE_New_Li_Battery_4hr_Generic | PGE_New_EGS_Generic | SCE_New_Li_Battery_4hr_Generic
[59 empty] | PGE_New_Li_Battery_4hr_Generic | [18 empty] | PGE_New_Li_Battery_4hr_Generic | PGE_New_Li_Battery_4hr_Generic | PGE_New_EGS_Generic | SCE_New_Li_Battery_4hr_Generic
[59 empty] | PGE_New_Li_Battery_4hr_Generic | [18 empty] | PGE_New_Li_Battery_4hr_Generic | PGE_New_Li_Battery_4hr_Generic | PGE_New_EGS_Generic | SCE_New_Li_Battery_4hr_Generic
[59 empty] | PGE_New_Li_Battery_4hr_Generic | [18 empty] | PGE_New_Li_Battery_4hr_Generic | PGE_New_Li_Battery_4hr_Generic | PGE_New_EGS_Generic | SCE_New_Li_Battery_4hr_Generic
[59 empty] | PGE_New_Li_Battery_4hr_Generic | [18 empty] | PGE_New_Li_Battery_4hr_Generic | PGE_New_Li_Battery_4hr_Generic | PGE_New_EGS_Generic | SCE_New_Li_Battery_8hr_Generic
[59 empty] | PGE_New_Li_Battery_4hr_Generic | [18 empty] | PGE_New_Li_Battery_4hr_Generic | PGE_New_Li_Battery_4hr_Generic | PGE_New_EGS_Generic | SCE_New_Li_Battery_8hr_Generic
[59 empty] | PGE_New_Li_Battery_4hr_Generic | [18 empty] | PGE_New_Li_Battery_4hr_Generic | PGE_New_Li_Battery_4hr_Generic | PGE_New_EGS_Generic | SCE_New_Li_Battery_8hr_Generic
[59 empty] | PGE_New_Li_Battery_4hr_Generic | [18 empty] | PGE_New_Li_Battery_4hr_Generic | PGE_New_Li_Battery_4hr_Generic | PGE_New_EGS_Generic | SCE_New_Li_Battery_8hr_Generic
[59 empty] | PGE_New_Li_Battery_4hr_Generic | [18 empty] | PGE_New_Li_Battery_4hr_Generic | PGE_New_Li_Battery_4hr_Generic | PGE_New_EGS_Generic | SCE_New_Li_Battery_8hr_Generic
[59 empty] | PGE_New_Li_Battery_4hr_Generic | [18 empty] | PGE_New_Li_Battery_4hr_Generic | PGE_New_Li_Battery_4hr_Generic | PGE_New_EGS_Generic | SCE_New_Li_Battery_8hr_Generic
[59 empty] | PGE_New_Li_Battery_4hr_Generic | [18 empty] | PGE_New_Li_Battery_4hr_Generic | PGE_New_Li_Battery_4hr_Generic | PGE_New_EGS_Generic | SCE_New_Li_Battery_8hr_Generic
[59 empty] | PGE_New_Li_Battery_4hr_Generic | [18 empty] | PGE_New_Li_Battery_4hr_Generic | PGE_New_Li_Battery_8hr_Generic | PGE_New_EGS_Generic | SCE_Eastern_Solar_Generic
[59 empty] | PGE_New_Li_Battery_4hr_Generic | [18 empty] | PGE_New_Li_Battery_4hr_Generic | PGE_New_Li_Battery_8hr_Generic | PGE_New_EGS_Generic | SCE_Eastern_Solar_Generic
[59 empty] | PGE_New_Li_Battery_4hr_Generic | [18 empty] | PGE_New_Li_Battery_4hr_Generic | PGE_New_Li_Battery_8hr_Generic | PGE_New_EGS_Generic | SCE_Eastern_Solar_Generic
[59 empty] | PGE_New_Li_Battery_4hr_Generic | [18 empty] | PGE_New_Li_Battery_4hr_Generic | PGE_New_Li_Battery_8hr_Generic | PGE_New_EGS_Generic | SCE_Eastern_Solar_Generic
[59 empty] | PGE_New_Li_Battery_4hr_Generic | [18 empty] | PGE_New_Li_Battery_4hr_Generic | PGE_New_Li_Battery_8hr_Generic | PGE_New_EGS_Generic | SCE_Eastern_Solar_Generic
[59 empty] | PGE_New_Li_Battery_4hr_Generic | [18 empty] | PGE_New_Li_Battery_4hr_Generic | PGE_New_Li_Battery_8hr_Generic | PGE_New_EGS_Generic | SCE_Eastern_Solar_Generic
[59 empty] | PGE_New_Li_Battery_4hr_Generic | [18 empty] | PGE_New_Li_Battery_4hr_Generic | PGE_New_Li_Battery_8hr_Generic | PGE_New_EGS_Generic | SCE_Eastern_Solar_Generic
[59 empty] | PGE_New_Li_Battery_4hr_Generic | [18 empty] | PGE_New_Li_Battery_4hr_Generic | PGE_New_Li_Battery_8hr_Generic | PGE_New_EGS_Generic | SCE_Eastern_Wind_Generic
[59 empty] | PGE_New_Li_Battery_4hr_Generic | [18 empty] | PGE_New_Li_Battery_4hr_Generic | PGE_New_Li_Battery_8hr_Generic | PGE_New_EGS_Generic | SCE_Eastern_Wind_Generic
[59 empty] | PGE_New_Li_Battery_4hr_Generic | [18 empty] | PGE_New_Li_Battery_4hr_Generic | PGE_New_Li_Battery_8hr_Generic | PGE_New_EGS_Generic | SCE_New_EGS_Generic
[59 empty] | PGE_New_Li_Battery_4hr_Generic | [18 empty] | PGE_New_Li_Battery_4hr_Generic | PGE_New_Li_Battery_8hr_Generic | PGE_New_EGS_Generic | SCE_New_EGS_Generic
[59 empty] | PGE_New_Li_Battery_4hr_Generic | [18 empty] | PGE_New_Li_Battery_4hr_Generic | PGE_New_Li_Battery_8hr_Generic | PGE_New_EGS_Generic | SCE_New_EGS_Generic
[59 empty] | PGE_New_Li_Battery_4hr_Generic | [18 empty] | PGE_New_Li_Battery_4hr_Generic | PGE_New_Li_Battery_8hr_Generic | PGE_New_EGS_Generic | SCE_LDES_12hr_Generic
[59 empty] | PGE_New_Li_Battery_4hr_Generic | [18 empty] | PGE_New_Li_Battery_4hr_Generic | PGE_New_Li_Battery_8hr_Generic | PGE_New_EGS_Generic | SCE_New_Li_Battery_4hr_Generic
[59 empty] | PGE_New_Li_Battery_4hr_Generic | [18 empty] | PGE_New_Li_Battery_4hr_Generic | PGE_New_Li_Battery_8hr_Generic | PGE_New_EGS_Generic | SCE_New_Li_Battery_4hr_Generic
| Build & Capacity by Resource Type | [27 empty] | Build & Capacity by Resource Type | [19 empty] | Build & Capacity by Resource Type | [9 empty] | PGE_New_Li_Battery_4hr_Generic | [18 empty] | PGE_New_Li_Battery_4hr_Generic | PGE_New_Li_Battery_8hr_Generic | PGE_New_EGS_Generic | SCE_New_Li_Battery_4hr_Generic |  |  |  |  | Build & Capacity by Resource Type | [27 empty] | Build & Capacity by Resource Type | [27 empty] | Build & Capacity by Resource Type
[59 empty] | PGE_New_Li_Battery_4hr_Generic | [18 empty] | PGE_New_Li_Battery_4hr_Generic | PGE_New_Li_Battery_8hr_Generic | PGE_New_EGS_Generic | SCE_New_Li_Battery_8hr_Generic
|  | CAISO Planned & RESOLVE-Selected Capacity (GW) | [27 empty] | CAISO Planned & RESOLVE-Selected Capacity (GW) | [19 empty] | CAISO Planned & RESOLVE-Selected Capacity (GW) | [8 empty] | PGE_New_Li_Battery_4hr_Generic | [18 empty] | PGE_New_Li_Battery_4hr_Generic | PGE_New_Li_Battery_8hr_Generic | PGE_New_EGS_Generic | SCE_New_Li_Battery_8hr_Generic | [5 empty] | CAISO Planned & RESOLVE-Selected Capacity (GW) | [27 empty] | CAISO Planned & RESOLVE-Selected Capacity (GW) | [27 empty] | CAISO Planned & RESOLVE-Selected Capacity (GW)
|  | Resource Type | 2020-01-01 | 2021-01-01 | 2022-01-01 | 2023-01-01 | 2024-01-01 | 2025-01-01 |  | 2027-01-01 |  | 2029-01-01 | 2030-01-01 |  | 2032-01-01 | 2033-01-01 | 2034-01-01 | 2035-01-01 |  | 2037-01-01 | 2038-01-01 | 2039-01-01 | 2040-01-01 |  | 2042-01-01 | 2043-01-01 | 2044-01-01 |  |  | Resource Type | 2020-01-01 | 2020-01-01 | 2021-01-01 | 2022-01-01 | 2023-01-01 | 2024-01-01 | 2025-01-01 |  | 2027-01-01 |  | 2029-01-01 | 2030-01-01 |  | 2032-01-01 | 2033-01-01 | 2034-01-01 | 2035-01-01 |  |  | Resource Type | 2020-01-01 | 2021-01-01 | 2022-01-01 | 2042-01-01 | 2043-01-01 | 2044-01-01 |  |  | PGE_New_Li_Battery_4hr_Generic | 2020-01-01 | 2021-01-01 | 2022-01-01 | 2023-01-01 | 2024-01-01 | 2025-01-01 |  | 2027-01-01 |  | 2029-01-01 | 2030-01-01 |  | 2032-01-01 | 2033-01-01 | 2034-01-01 | 2035-01-01 |  |  | PGE_New_Li_Battery_4hr_Generic | PGE_New_Li_Battery_8hr_Generic | PGE_New_Geothermal_Generic | SCE_New_Li_Battery_8hr_Generic | 2042-01-01 | 2043-01-01 | 2044-01-01 |  |  | Resource Type | 2020-01-01 | 2021-01-01 | 2022-01-01 | 2023-01-01 | 2024-01-01 | 2025-01-01 |  | 2027-01-01 |  | 2029-01-01 | 2030-01-01 |  | 2032-01-01 | 2033-01-01 | 2034-01-01 | 2035-01-01 |  | 2037-01-01 | 2038-01-01 | 2039-01-01 | 2040-01-01 |  | 2042-01-01 | 2043-01-01 | 2044-01-01 |  |  | Resource Type | 2020-01-01 | 2021-01-01 | 2022-01-01 | 2023-01-01 | 2024-01-01 | 2025-01-01 |  | 2027-01-01 |  | 2029-01-01 | 2030-01-01 |  | 2032-01-01 | 2033-01-01 | 2034-01-01 | 2035-01-01 |  | 2037-01-01 | 2038-01-01 | 2039-01-01 | 2040-01-01 |  | 2042-01-01 | 2043-01-01 | 2044-01-01 |  |  | Resource Type | 2020-01-01 | 2021-01-01 | 2022-01-01 | 2023-01-01 | 2024-01-01 | 2025-01-01 | 2026-01-01 | 2027-01-01 | 2028-01-01 | 2029-01-01 | 2030-01-01 | 2031-01-01 | 2032-01-01 | 2033-01-01 | 2034-01-01 | 2035-01-01 | 2036-01-01 | 2037-01-01 | 2038-01-01 | 2039-01-01 | 2040-01-01 | 2041-01-01 | 2042-01-01 | 2043-01-01 | 2044-01-01 | 2045-01-01
|  | Coal | 0 | 0 | 0 | 0 | 0 | 0 |  | 0 |  | 0 | 0 |  | 0 | 0 | 0 | 0 |  | 0 | 0 | 0 | 0 |  | 0 | 0 | 0 |  |  | Coal | 0 | 0 | 0 | 0 | 0 | 0 | 0 |  | 0 |  | 0 | 0 |  | 0 | 0 | 0 | 0 |  |  | Coal | 0 | 0 | 0 | 0 | 0 | 0 |  |  | PGE_New_Li_Battery_4hr_Generic | 0 | 0 | 0 | 0 | 0 | 0 |  | 0 |  | 0 | 0 |  | 0 | 0 | 0 | 0 |  |  | PGE_New_Li_Battery_4hr_Generic | PGE_New_Li_Battery_8hr_Generic | PGE_New_Geothermal_Generic | SCE_EOP_Solar_Generic | 0 | 0 | 0 |  |  | Coal | 0 | 0 | 0 | 0 | 0 | 0 |  | 0 |  | 0 | 0 |  | 0 | 0 | 0 | 0 |  | 0 | 0 | 0 | 0 |  | 0 | 0 | 0 |  |  | Coal | 0 | 0 | 0 | 0 | 0 | 0 |  | 0 |  | 0 | 0 |  | 0 | 0 | 0 | 0 |  | 0 | 0 | 0 | 0 |  | 0 | 0 | 0 |  |  | Coal | 0 | 0 | 0 | 0 | 0 | 0 | 0 | 0 | 0 | 0 | 0 | 0 | 0 | 0 | 0 | 0 | 0 | 0 | 0 | 0 | 0 | 0 | 0 | 0 | 0 | 0
|  | Natural Gas | 0 | 0 | 0 | 0 | 0 | 0 |  | 0 |  | 0 | 0 |  | 0 | 0 | 0 | 0 |  | 0 | 0 | 0 | 0 |  | 0 | 0 | 0 |  |  | Natural Gas | 0 | 0 | 0 | 0 | 0 | 0 | 0 |  | 0 |  | 0 | 0 |  | 0 | 0 | 0 | 0 |  |  | Natural Gas | 0 | 0 | 0 | 0 | 0 | 0 |  |  | PGE_New_Li_Battery_4hr_Generic | 0 | 0 | 0 | 0 | 0 | 0 |  | 0 |  | 0 | 0 |  | 0 | 0 | 0 | 0 |  |  | PGE_New_Li_Battery_4hr_Generic | PGE_New_Li_Battery_8hr_Generic | PGE_New_Geothermal_Generic | SCE_EOP_Solar_Generic | 0 | 0 | 0 |  |  | Natural Gas | 0 | 0 | 0 | 0 | 0 | 0 |  | 0 |  | 0 | 0 |  | 0 | 0 | 0 | 0 |  | 0 | 0 | 0 | 0 |  | 0 | 0 | 0 |  |  | Natural Gas | 0 | 0 | 0 | 0 | 0 | 0 |  | 0 |  | 0 | 0 |  | 0 | 0 | 0 | 0 |  | 0 | 0 | 0 | 0 |  | 0 | 0 | 0 |  |  | Natural Gas | 0 | 0 | 0 | 0 | 0 | 0 | 0 | 0 | 0 | 0 | 0 | 0 | 0 | 0 | 0 | 0 | 0 | 0 | 0 | 0 | 0 | 0 | 0 | 0 | 0 | 0
|  | Natural Gas + CCS | 0 | 0 | 0 | 0 | 0 | 0 |  | 0 |  | 0 | 0 |  | 0 | 0 | 0 | 0 |  | 0 | 0 | 0 | 0 |  | 0 | 0 | 0 |  |  | Natural Gas + CCS | 0 | 0 | 0 | 0 | 0 | 0 | 0 |  | 0 |  | 0 | 0 |  | 0 | 0 | 0 | 0 |  |  | Natural Gas + CCS | 0 | 0 | 0 | 0 | 0 | 0 |  |  | PGE_New_Li_Battery_4hr_Generic | 0 | 0 | 0 | 0 | 0 | 0 |  | 0 |  | 0 | 0 |  | 0 | 0 | 0 | 0 |  |  | PGE_New_Li_Battery_4hr_Generic | PGE_New_Li_Battery_8hr_Generic | PGE_New_Geothermal_Generic | SCE_EOP_Solar_Generic | 0 | 0 | 0 |  |  | Natural Gas + CCS | 0 | 0 | 0 | 0 | 0 | 0 |  | 0 |  | 0 | 0 |  | 0 | 0 | 0 | 0 |  | 0 | 0 | 0 | 0 |  | 0 | 0 | 0 |  |  | Natural Gas + CCS | 0 | 0 | 0 | 0 | 0 | 0 |  | 0 |  | 0 | 0 |  | 0 | 0 | 0 | 0 |  | 0 | 0 | 0 | 0 |  | 0 | 0 | 0 |  |  | Natural Gas + CCS | 0 | 0 | 0 | 0 | 0 | 0 | 0 | 0 | 0 | 0 | 0 | 0 | 0 | 0 | 0 | 0 | 0 | 0 | 0 | 0 | 0 | 0 | 0 | 0 | 0 | 0
|  | CHP | 0 | 0 | 0 | 0 | 0 | 0 |  | 0 |  | 0 | 0 |  | 0 | 0 | 0 | 0 |  | 0 | 0 | 0 | 0 |  | 0 | 0 | 0 |  |  | CHP | 0 | 0 | 0 | 0 | 0 | 0 | 0 |  | 0 |  | 0 | 0 |  | 0 | 0 | 0 | 0 |  |  | CHP | 0 | 0 | 0 | 0 | 0 | 0 |  |  | PGE_New_Li_Battery_8hr_Generic | 0 | 0 | 0 | 0 | 0 | 0 |  | 0 |  | 0 | 0 |  | 0 | 0 | 0 | 0 |  |  | PGE_New_Li_Battery_8hr_Generic | PGE_New_Li_Battery_8hr_Generic | PGE_New_Geothermal_Generic | SCE_EOP_Wind_Generic | 0 | 0 | 0 |  |  | CHP | 0 | 0 | 0 | 0 | 0 | 0 |  | 0 |  | 0 | 0 |  | 0 | 0 | 0 | 0 |  | 0 | 0 | 0 | 0 |  | 0 | 0 | 0 |  |  | CHP | 0 | 0 | 0 | 0 | 0 | 0 |  | 0 |  | 0 | 0 |  | 0 | 0 | 0 | 0 |  | 0 | 0 | 0 | 0 |  | 0 | 0 | 0 |  |  | CHP | 0 | 0 | 0 | 0 | 0 | 0 | 0 | 0 | 0 | 0 | 0 | 0 | 0 | 0 | 0 | 0 | 0 | 0 | 0 | 0 | 0 | 0 | 0 | 0 | 0 | 0
|  | Hydrogen | 0 | 0 | 0 | 0 | 0 | 0 |  | 0 |  | 0 | 0 |  | 0 | 0 | 0 | 0 |  | 0 | 0 | 0 | 0 |  | 0 | 0 | 0 |  |  | Hydrogen | 0 | 0 | 0 | 0 | 0 | 0 | 0 |  | 0 |  | 0 | 0 |  | 0 | 0 | 0 | 0 |  |  | Hydrogen | 0 | 0 | 0 | 0 | 0 | 0 |  |  | PGE_New_Li_Battery_8hr_Generic | 0 | 0 | 0 | 0 | 0 | 0 |  | 0 |  | 0 | 0 |  | 0 | 0 | 0 | 0 |  |  | PGE_New_Li_Battery_8hr_Generic | PGE_New_Li_Battery_8hr_Generic | PGE_New_Geothermal_Generic | SCE_EOP_Wind_Generic | 0 | 0 | 0 |  |  | Hydrogen | 0 | 0 | 0 | 0 | 0 | 0 |  | 0 |  | 0 | 0 |  | 0 | 0 | 0 | 0 |  | 0 | 0 | 0 | 0 |  | 0 | 0 | 0 |  |  | Hydrogen | 0 | 0 | 0 | 0 | 0 | 0 |  | 0 |  | 0 | 0 |  | 0 | 0 | 0 | 0 |  | 0 | 0 | 0 | 0 |  | 0 | 0 | 0 |  |  | Hydrogen | 0 | 0 | 0 | 0 | 0 | 0 | 0 | 0 | 0 | 0 | 0 | 0 | 0 | 0 | 0 | 0 | 0 | 0 | 0 | 0 | 0 | 0 | 0 | 0 | 0 | 0
|  | Nuclear | 0 | 0 | 0 | 0 | 0 | 0 |  | 0 |  | 0 | 0 |  | 0 | 0 | 0 | 0 |  | 0 | 0 | 0 | 0 |  | 0 | 0 | 0 |  |  | Nuclear | 0 | 0 | 0 | 0 | 0 | 0 | 0 |  | 0 |  | 0 | 0 |  | 0 | 0 | 0 | 0 |  |  | Nuclear | 0 | 0 | 0 | 0 | 0 | 0 |  |  | PGE_New_Li_Battery_8hr_Generic | 0 | 0 | 0 | 0 | 0 | 0 |  | 0 |  | 0 | 0 |  | 0 | 0 | 0 | 0 |  |  | PGE_New_Li_Battery_8hr_Generic | PGE_New_Li_Battery_8hr_Generic | PGE_New_Geothermal_Generic | SCE_EOP_Wind_Generic | 0 | 0 | 0 |  |  | Nuclear | 0 | 0 | 0 | 0 | 0 | 0 |  | 0 |  | 0 | 0 |  | 0 | 0 | 0 | 0 |  | 0 | 0 | 0 | 0 |  | 0 | 0 | 0 |  |  | Nuclear | 0 | 0 | 0 | 0 | 0 | 0 |  | 0 |  | 0 | 0 |  | 0 | 0 | 0 | 0 |  | 0 | 0 | 0 | 0 |  | 0 | 0 | 0 |  |  | Nuclear | 0 | 0 | 0 | 0 | 0 | 0 | 0 | 0 | 0 | 0 | 0 | 0 | 0 | 0 | 0 | 0 | 0 | 0 | 0 | 0 | 0 | 0 | 0 | 0 | 0 | 0
|  | Nuclear (SMR) | 0 | 0 | 0 | 0 | 0 | 0 |  | 0 |  | 0 | 0 |  | 0 | 0 | 0 | 0 |  | 0 | 0 | 0 | 0 |  | 0 | 0 | 0 |  |  | Nuclear (SMR) | 0 | 0 | 0 | 0 | 0 | 0 | 0 |  | 0 |  | 0 | 0 |  | 0 | 0 | 0 | 0 |  |  | Nuclear (SMR) | 0 | 0 | 0 | 0 | 0 | 0 |  |  | PGE_New_Li_Battery_8hr_Generic | 0 | 0 | 0 | 0 | 0 | 0 |  | 0 |  | 0 | 0 |  | 0 | 0 | 0 | 0 |  |  | PGE_New_Li_Battery_8hr_Generic | PGE_New_Li_Battery_8hr_Generic | PGE_New_Geothermal_Generic | SCE_Idaho_New_EGS_Generic | 0 | 0 | 0 |  |  | Nuclear (SMR) | 0 | 0 | 0 | 0 | 0 | 0 |  | 0 |  | 0 | 0 |  | 0 | 0 | 0 | 0 |  | 0 | 0 | 0 | 0 |  | 0 | 0 | 0 |  |  | Nuclear (SMR) | 0 | 0 | 0 | 0 | 0 | 0 |  | 0 |  | 0 | 0 |  | 0 | 0 | 0 | 0 |  | 0 | 0 | 0 | 0 |  | 0 | 0 | 0 |  |  | Nuclear (SMR) | 0 | 0 | 0 | 0 | 0 | 0 | 0 | 0 | 0 | 0 | 0 | 0 | 0 | 0 | 0 | 0 | 0 | 0 | 0 | 0 | 0 | 0 | 0 | 0 | 0 | 0
|  | Geothermal | 0 | 0 | 0 | 0 | 0 | 0 |  | 0 |  | 0 | 0 |  | 0 | 0 | 0 | 0 |  | 0 | 0 | 0 | 0 |  | 0 | 0 | 0 |  |  | Geothermal | 0 | 0 | 0 | 0 | 0 | 0 | 0 |  | 0 |  | 0 | 0 |  | 0 | 0 | 0 | 0 |  |  | Geothermal | 0 | 0 | 0 | 0 | 0 | 0 |  |  | PGE_New_Li_Battery_8hr_Generic | 0 | 0 | 0 | 0 | 0 | 0 |  | 0 |  | 0 | 0 |  | 0 | 0 | 0 | 0 |  |  | PGE_New_Li_Battery_8hr_Generic | PGE_New_Li_Battery_8hr_Generic | PGE_New_Geothermal_Generic | SCE_Idaho_Wind_Generic | 0 | 0 | 0 |  |  | Geothermal | 0 | 0 | 0 | 0 | 0 | 0 |  | 0 |  | 0 | 0 |  | 0 | 0 | 0 | 0 |  | 0 | 0 | 0 | 0 |  | 0 | 0 | 0 |  |  | Geothermal | 0 | 0 | 0 | 0 | 0 | 0 |  | 0 |  | 0 | 0 |  | 0 | 0 | 0 | 0 |  | 0 | 0 | 0 | 0 |  | 0 | 0 | 0 |  |  | Geothermal | 0 | 0 | 0 | 0 | 0 | 0 | 0.10924 | 0 | 0.54304 | 0 | 0 | 1.2 | 0 | 0 | 0 | 0 | 3.3848 | 0 | 0 | 0 | 0 | 4.7017 | 0 | 0 | 0 | 5.554
|  | Geothermal (Enhanced) | 0 | 0 | 0 | 0 | 0 | 0 |  | 0 |  | 0 | 0 |  | 0 | 0 | 0 | 0 |  | 0 | 0 | 0 | 0 |  | 0 | 0 | 0 |  |  | Geothermal (Enhanced) | 0 | 0 | 0 | 0 | 0 | 0 | 0 |  | 0 |  | 0 | 0 |  | 0 | 0 | 0 | 0 |  |  | Geothermal (Enhanced) | 0 | 0 | 0 | 0 | 0 | 0 |  |  | PGE_New_Li_Battery_8hr_Generic | 0 | 0 | 0 | 0 | 0 | 0 |  | 0 |  | 0 | 0 |  | 0 | 0 | 0 | 0 |  |  | PGE_New_Li_Battery_8hr_Generic | PGE_New_Li_Battery_8hr_Generic | PGE_LDES_12hr_Generic | SCE_New_Li_Battery_4hr_Generic | 0 | 0 | 0 |  |  | Geothermal (Enhanced) | 0 | 0 | 0 | 0 | 0 | 0 |  | 0 |  | 0 | 0 |  | 0 | 0 | 0 | 0 |  | 0 | 0 | 0 | 0 |  | 0 | 0 | 0 |  |  | Geothermal (Enhanced) | 0 | 0 | 0 | 0 | 0 | 0 |  | 0 |  | 0 | 0 |  | 0 | 0 | 0 | 0 |  | 0 | 0 | 0 | 0 |  | 0 | 0 | 0 |  |  | Geothermal (Enhanced) | 0 | 0 | 0 | 0 | 0 | 0 | 0 | 0 | 0 | 0 | 0 | 0 | 0 | 0 | 0 | 0 | 3.6101 | 0 | 0 | 0 | 0 | 3.6101 | 0 | 0 | 0 | 3.6101
|  | Biomass | 0 | 0 | 0 | 0 | 0 | 0 |  | 0 |  | 0 | 0 |  | 0 | 0 | 0 | 0 |  | 0 | 0 | 0 | 0 |  | 0 | 0 | 0 |  |  | Biomass | 0 | 0 | 0 | 0 | 0 | 0 | 0 |  | 0 |  | 0 | 0 |  | 0 | 0 | 0 | 0 |  |  | Biomass | 0 | 0 | 0 | 0 | 0 | 0 |  |  | PGE_New_Li_Battery_8hr_Generic | 0 | 0 | 0 | 0 | 0 | 0 |  | 0 |  | 0 | 0 |  | 0 | 0 | 0 | 0 |  |  | PGE_New_Li_Battery_8hr_Generic | PGE_New_Li_Battery_8hr_Generic | PGE_LDES_12hr_Generic | SCE_New_Li_Battery_4hr_Generic | 0 | 0 | 0 |  |  | Biomass | 0 | 0 | 0 | 0 | 0 | 0 |  | 0 |  | 0 | 0 |  | 0 | 0 | 0 | 0 |  | 0 | 0 | 0 | 0 |  | 0 | 0 | 0 |  |  | Biomass | 0 | 0 | 0 | 0 | 0 | 0 |  | 0 |  | 0 | 0 |  | 0 | 0 | 0 | 0 |  | 0 | 0 | 0 | 0 |  | 0 | 0 | 0 |  |  | Biomass | 0 | 0 | 0 | 0 | 0 | 0 | 0 | 0 | 0 | 0 | 0 | 0 | 0 | 0 | 0 | 0 | 0 | 0 | 0 | 0 | 0 | 0 | 0 | 0 | 0 | 0
|  | Biogas | 0 | 0 | 0 | 0 | 0 | 0 |  | 0 |  | 0 | 0 |  | 0 | 0 | 0 | 0 |  | 0 | 0 | 0 | 0 |  | 0 | 0 | 0 |  |  | Biogas | 0 | 0 | 0 | 0 | 0 | 0 | 0 |  | 0 |  | 0 | 0 |  | 0 | 0 | 0 | 0 |  |  | Biogas | 0 | 0 | 0 | 0 | 0 | 0 |  |  | PGE_New_Li_Battery_8hr_Generic | 0 | 0 | 0 | 0 | 0 | 0 |  | 0 |  | 0 | 0 |  | 0 | 0 | 0 | 0 |  |  | PGE_New_Li_Battery_8hr_Generic | PGE_New_Li_Battery_8hr_Generic | PGE_New_Li_Battery_4hr_Generic | SCE_New_Li_Battery_8hr_Generic | 0 | 0 | 0 |  |  | Biogas | 0 | 0 | 0 | 0 | 0 | 0 |  | 0 |  | 0 | 0 |  | 0 | 0 | 0 | 0 |  | 0 | 0 | 0 | 0 |  | 0 | 0 | 0 |  |  | Biogas | 0 | 0 | 0 | 0 | 0 | 0 |  | 0 |  | 0 | 0 |  | 0 | 0 | 0 | 0 |  | 0 | 0 | 0 | 0 |  | 0 | 0 | 0 |  |  | Biogas | 0 | 0 | 0 | 0 | 0 | 0 | 0 | 0 | 0 | 0 | 0 | 0 | 0 | 0 | 0 | 0 | 0 | 0 | 0 | 0 | 0 | 0 | 0 | 0 | 0 | 0
|  | Hydro | 0 | 0 | 0 | 0 | 0 | 0 |  | 0 |  | 0 | 0 |  | 0 | 0 | 0 | 0 |  | 0 | 0 | 0 | 0 |  | 0 | 0 | 0 |  |  | Hydro | 0 | 0 | 0 | 0 | 0 | 0 | 0 |  | 0 |  | 0 | 0 |  | 0 | 0 | 0 | 0 |  |  | Hydro | 0 | 0 | 0 | 0 | 0 | 0 |  |  | PGE_New_Li_Battery_8hr_Generic | 0 | 0 | 0 | 0 | 0 | 0 |  | 0 |  | 0 | 0 |  | 0 | 0 | 0 | 0 |  |  | PGE_New_Li_Battery_8hr_Generic | PGE_New_Li_Battery_8hr_Generic | PGE_New_Li_Battery_4hr_Generic | SCE_New_Li_Battery_8hr_Generic | 0 | 0 | 0 |  |  | Hydro | 0 | 0 | 0 | 0 | 0 | 0 |  | 0 |  | 0 | 0 |  | 0 | 0 | 0 | 0 |  | 0 | 0 | 0 | 0 |  | 0 | 0 | 0 |  |  | Hydro | 0 | 0 | 0 | 0 | 0 | 0 |  | 0 |  | 0 | 0 |  | 0 | 0 | 0 | 0 |  | 0 | 0 | 0 | 0 |  | 0 | 0 | 0 |  |  | Hydro | 0 | 0 | 0 | 0 | 0 | 0 | 0 | 0 | 0 | 0 | 0 | 0 | 0 | 0 | 0 | 0 | 0 | 0 | 0 | 0 | 0 | 0 | 0 | 0 | 0 | 0
|  | In-State Wind | 0 | 0 | 0 | 0 | 0 | 0 |  | 0 |  | 0 | 0 |  | 0 | 0 | 0 | 0 |  | 0 | 0 | 0 | 0 |  | 0 | 0 | 0 |  |  | In-State Wind | 0 | 0 | 0 | 0 | 0 | 0 | 0 |  | 0 |  | 0 | 0 |  | 0 | 0 | 0 | 0 |  |  | In-State Wind | 0 | 0 | 0 | 0 | 0 | 0 |  |  | PGE_New_Li_Battery_8hr_Generic | 0 | 0 | 0 | 0 | 0 | 0 |  | 0 |  | 0 | 0 |  | 0 | 0 | 0 | 0 |  |  | PGE_New_Li_Battery_8hr_Generic | PGE_New_Li_Battery_8hr_Generic | PGE_New_Li_Battery_4hr_Generic | SCE_Metro_Solar_Generic | 0 | 0 | 0 |  |  | In-State Wind | 0 | 0 | 0 | 0 | 0 | 0 |  | 0 |  | 0 | 0 |  | 0 | 0 | 0 | 0 |  | 0 | 0 | 0 | 0 |  | 0 | 0 | 0 |  |  | In-State Wind | 0 | 0 | 0 | 0 | 0 | 0 |  | 0 |  | 0 | 0 |  | 0 | 0 | 0 | 0 |  | 0 | 0 | 0 | 0 |  | 0 | 0 | 0 |  |  | In-State Wind | 0 | 0 | 0 | 0 | 0 | 0 | 0.25 | 0 | 0.75 | 0 | 0 | 0.90135 | 0 | 0 | 0 | 0 | 0.90135 | 0 | 0 | 0 | 0 | 2.5 | 0 | 0 | 0 | 2.5
|  | Out-of-State Wind | 0 | 0 | 0 | 0 | 0 | 0 |  | 0 |  | 0 | 0 |  | 0 | 0 | 0 | 0 |  | 0 | 0 | 0 | 0 |  | 0 | 0 | 0 |  |  | Out-of-State Wind | 0 | 0 | 0 | 0 | 0 | 0 | 0 |  | 0 |  | 0 | 0 |  | 0 | 0 | 0 | 0 |  |  | Out-of-State Wind | 0 | 0 | 0 | 0 | 0 | 0 |  |  | PGE_New_Li_Battery_8hr_Generic | 0 | 0 | 0 | 0 | 0 | 0 |  | 0 |  | 0 | 0 |  | 0 | 0 | 0 | 0 |  |  | PGE_New_Li_Battery_8hr_Generic | PGE_GBA_Solar_Generic | PGE_New_Li_Battery_4hr_Generic | SCE_Metro_Solar_Generic | 0 | 0 | 0 |  |  | Out-of-State Wind | 0 | 0 | 0 | 0 | 0 | 0 |  | 0 |  | 0 | 0 |  | 0 | 0 | 0 | 0 |  | 0 | 0 | 0 | 0 |  | 0 | 0 | 0 |  |  | Out-of-State Wind | 0 | 0 | 0 | 0 | 0 | 0 |  | 0 |  | 0 | 0 |  | 0 | 0 | 0 | 0 |  | 0 | 0 | 0 | 0 |  | 0 | 0 | 0 |  |  | Out-of-State Wind | 0 | 0 | 0 | 0 | 0 | 0 | 1.436 | 0 | 2.546 | 0 | 0 | 4.046 | 0 | 0 | 0 | 0 | 4.046 | 0 | 0 | 0 | 0 | 5.146 | 0 | 0 | 0 | 5.146
|  | Offshore Wind | 0 | 0 | 0 | 0 | 0 | 0 |  | 0 |  | 0 | 0 |  | 0 | 0 | 0 | 0 |  | 0 | 0 | 0 | 0 |  | 0 | 0 | 0 |  |  | Offshore Wind | 0 | 0 | 0 | 0 | 0 | 0 | 0 |  | 0 |  | 0 | 0 |  | 0 | 0 | 0 | 0 |  |  | Offshore Wind | 0 | 0 | 0 | 0 | 0 | 0 |  |  | PGE_New_Li_Battery_8hr_Generic | 0 | 0 | 0 | 0 | 0 | 0 |  | 0 |  | 0 | 0 |  | 0 | 0 | 0 | 0 |  |  | PGE_New_Li_Battery_8hr_Generic | PGE_GBA_Solar_Generic | PGE_New_Li_Battery_4hr_Generic | SCE_Nevada_New_EGS_Generic | 0 | 0 | 0 |  |  | Offshore Wind | 0 | 0 | 0 | 0 | 0 | 0 |  | 0 |  | 0 | 0 |  | 0 | 0 | 0 | 0 |  | 0 | 0 | 0 | 0 |  | 0 | 0 | 0 |  |  | Offshore Wind | 0 | 0 | 0 | 0 | 0 | 0 |  | 0 |  | 0 | 0 |  | 0 | 0 | 0 | 0 |  | 0 | 0 | 0 | 0 |  | 0 | 0 | 0 |  |  | Offshore Wind | 0 | 0 | 0 | 0 | 0 | 0 | 0 | 0 | 0 | 0 | 0 | 0 | 0 | 0 | 0 | 0 | 0 | 0 | 0 | 0 | 0 | 0 | 0 | 0 | 0 | 0
|  | Solar | 0 | 0 | 0 | 0 | 0 | 0 |  | 0 |  | 0 | 0 |  | 0 | 0 | 0 | 0 |  | 0 | 0 | 0 | 0 |  | 0 | 0 | 0 |  |  | Solar | 0 | 0 | 0 | 0 | 0 | 0 | 0 |  | 0 |  | 0 | 0 |  | 0 | 0 | 0 | 0 |  |  | Solar | 0 | 0 | 0 | 0 | 0 | 0 |  |  | PGE_New_Li_Battery_8hr_Generic | 0 | 0 | 0 | 0 | 0 | 0 |  | 0 |  | 0 | 0 |  | 0 | 0 | 0 | 0 |  |  | PGE_New_Li_Battery_8hr_Generic | PGE_GBA_Solar_Generic | PGE_New_Li_Battery_4hr_Generic | SCE_Nevada_New_EGS_Generic | 0 | 0 | 0 |  |  | Solar | 0 | 0 | 0 | 0 | 0 | 0 |  | 0 |  | 0 | 0 |  | 0 | 0 | 0 | 0 |  | 0 | 0 | 0 | 0 |  | 0 | 0 | 0 |  |  | Solar | 0 | 0 | 0 | 0 | 0 | 0 |  | 0 |  | 0 | 0 |  | 0 | 0 | 0 | 0 |  | 0 | 0 | 0 | 0 |  | 0 | 0 | 0 |  |  | Solar | 0 | 0 | 0 | 0 | 0 | 0 | 4 | 0 | 15 | 0 | 0 | 37.4411 | 0 | 0 | 0 | 0 | 48.5827 | 0 | 0 | 0 | 0 | 67.6263 | 0 | 0 | 0 | 83.2026
|  | Customer Solar | 0 | 0 | 0 | 0 | 0 | 0 |  | 0 |  | 0 | 0 |  | 0 | 0 | 0 | 0 |  | 0 | 0 | 0 | 0 |  | 0 | 0 | 0 |  |  | Customer Solar | 0 | 0 | 0 | 0 | 0 | 0 | 0 |  | 0 |  | 0 | 0 |  | 0 | 0 | 0 | 0 |  |  | Customer Solar | 0 | 0 | 0 | 0 | 0 | 0 |  |  | PGE_New_Li_Battery_8hr_Generic | 0 | 0 | 0 | 0 | 0 | 0 |  | 0 |  | 0 | 0 |  | 0 | 0 | 0 | 0 |  |  | PGE_New_Li_Battery_8hr_Generic | PGE_GBA_Solar_Generic | PGE_New_Li_Battery_4hr_Generic | SCE_Nevada_New_EGS_Generic | 0 | 0 | 0 |  |  | Customer Solar | 0 | 0 | 0 | 0 | 0 | 0 |  | 0 |  | 0 | 0 |  | 0 | 0 | 0 | 0 |  | 0 | 0 | 0 | 0 |  | 0 | 0 | 0 |  |  | Customer Solar | 0 | 0 | 0 | 0 | 0 | 0 |  | 0 |  | 0 | 0 |  | 0 | 0 | 0 | 0 |  | 0 | 0 | 0 | 0 |  | 0 | 0 | 0 |  |  | Customer Solar | 0 | 0 | 0 | 0 | 0 | 0 | 0 | 0 | 0 | 0 | 0 | 0 | 0 | 0 | 0 | 0 | 0 | 0 | 0 | 0 | 0 | 0 | 0 | 0 | 0 | 0
|  | Li-ion Battery (4-hr) | 0 | 0 | 0 | 0 | 0 | 0 |  | 0 |  | 0 | 0 |  | 0 | 0 | 0 | 0 |  | 0 | 0 | 0 | 0 |  | 0 | 0 | 0 |  |  | Li-ion Battery (4-hr) | 0 | 0 | 0 | 0 | 0 | 0 | 0 |  | 0 |  | 0 | 0 |  | 0 | 0 | 0 | 0 |  |  | Li-ion Battery (4-hr) | 0 | 0 | 0 | 0 | 0 | 0 |  |  | PGE_New_Li_Battery_8hr_Generic | 0 | 0 | 0 | 0 | 0 | 0 |  | 0 |  | 0 | 0 |  | 0 | 0 | 0 | 0 |  |  | PGE_New_Li_Battery_8hr_Generic | PGE_GBA_Solar_Generic | PGE_New_Li_Battery_4hr_Generic | SCE_New_Geothermal_Generic | 0 | 0 | 0 |  |  | Li-ion Battery (4-hr) | 0 | 0 | 0 | 0 | 0 | 0 |  | 0 |  | 0 | 0 |  | 0 | 0 | 0 | 0 |  | 0 | 0 | 0 | 0 |  | 0 | 0 | 0 |  |  | Li-ion Battery (4-hr) | 0 | 0 | 0 | 0 | 0 | 0 |  | 0 |  | 0 | 0 |  | 0 | 0 | 0 | 0 |  | 0 | 0 | 0 | 0 |  | 0 | 0 | 0 |  |  | Li-ion Battery (4-hr) | 0 | 0 | 0 | 0 | 0 | 0 | 3.9081 | 0 | 6.7116 | 0 | 0 | 6.8216 | 0 | 0 | 0 | 0 | 6.8216 | 0 | 0 | 0 | 0 | 6.8216 | 0 | 0 | 0 | 6.8216
|  | Li-ion Battery (8-hr) | 0 | 0 | 0 | 0 | 0 | 0 |  | 0 |  | 0 | 0 |  | 0 | 0 | 0 | 0 |  | 0 | 0 | 0 | 0 |  | 0 | 0 | 0 |  |  | Li-ion Battery (8-hr) | 0 | 0 | 0 | 0 | 0 | 0 | 0 |  | 0 |  | 0 | 0 |  | 0 | 0 | 0 | 0 |  |  | Li-ion Battery (8-hr) | 0 | 0 | 0 | 0 | 0 | 0 |  |  | PGE_New_Li_Battery_8hr_Generic | 0 | 0 | 0 | 0 | 0 | 0 |  | 0 |  | 0 | 0 |  | 0 | 0 | 0 | 0 |  |  | PGE_New_Li_Battery_8hr_Generic | PGE_GBA_Solar_Generic | PGE_New_Li_Battery_4hr_Generic | SCE_New_Geothermal_Generic | 0 | 0 | 0 |  |  | Li-ion Battery (8-hr) | 0 | 0 | 0 | 0 | 0 | 0 |  | 0 |  | 0 | 0 |  | 0 | 0 | 0 | 0 |  | 0 | 0 | 0 | 0 |  | 0 | 0 | 0 |  |  | Li-ion Battery (8-hr) | 0 | 0 | 0 | 0 | 0 | 0 |  | 0 |  | 0 | 0 |  | 0 | 0 | 0 | 0 |  | 0 | 0 | 0 | 0 |  | 0 | 0 | 0 |  |  | Li-ion Battery (8-hr) | 0 | 0 | 0 | 0 | 0 | 0 | 0.17805 | 0 | 1.048 | 0 | 0 | 12.0876 | 0 | 0 | 0 | 0 | 17.6716 | 0 | 0 | 0 | 0 | 17.6772 | 0 | 0 | 0 | 26.8981
|  | Location Constrained Storage (12-hr) | 0 | 0 | 0 | 0 | 0 | 0 |  | 0 |  | 0 | 0 |  | 0 | 0 | 0 | 0 |  | 0 | 0 | 0 | 0 |  | 0 | 0 | 0 |  |  | Location Constrained Storage (12-hr) | 0 | 0 | 0 | 0 | 0 | 0 | 0 |  | 0 |  | 0 | 0 |  | 0 | 0 | 0 | 0 |  |  | Location Constrained Storage (12-hr) | 0 | 0 | 0 | 0 | 0 | 0 |  |  | PGE_New_Li_Battery_8hr_Generic | 0 | 0 | 0 | 0 | 0 | 0 |  | 0 |  | 0 | 0 |  | 0 | 0 | 0 | 0 |  |  | PGE_New_Li_Battery_8hr_Generic | PGE_GBA_Solar_Generic | PGE_New_Li_Battery_4hr_Generic | SCE_New_Geothermal_Generic | 0 | 0 | 0 |  |  | Location Constrained Storage (12-hr) | 0 | 0 | 0 | 0 | 0 | 0 |  | 0 |  | 0 | 0 |  | 0 | 0 | 0 | 0 |  | 0 | 0 | 0 | 0 |  | 0 | 0 | 0 |  |  | Location Constrained Storage (12-hr) | 0 | 0 | 0 | 0 | 0 | 0 |  | 0 |  | 0 | 0 |  | 0 | 0 | 0 | 0 |  | 0 | 0 | 0 | 0 |  | 0 | 0 | 0 |  |  | Location Constrained Storage (12-hr) | 0 | 0 | 0 | 0 | 0 | 0 | 0 | 0 | 0 | 0 | 0 | 1.6 | 0 | 0 | 0 | 0 | 5.7423 | 0 | 0 | 0 | 0 | 7.5478 | 0 | 0 | 0 | 7.5478
|  | Generic Storage (12-hr) | 0 | 0 | 0 | 0 | 0 | 0 |  | 0 |  | 0 | 0 |  | 0 | 0 | 0 | 0 |  | 0 | 0 | 0 | 0 |  | 0 | 0 | 0 |  |  | Generic Storage (12-hr) | 0 | 0 | 0 | 0 | 0 | 0 | 0 |  | 0 |  | 0 | 0 |  | 0 | 0 | 0 | 0 |  |  | Generic Storage (12-hr) | 0 | 0 | 0 | 0 | 0 | 0 |  |  | PGE_New_Li_Battery_8hr_Generic | 0 | 0 | 0 | 0 | 0 | 0 |  | 0 |  | 0 | 0 |  | 0 | 0 | 0 | 0 |  |  | PGE_New_Li_Battery_8hr_Generic | PGE_GBA_Solar_Generic | PGE_New_Li_Battery_4hr_Generic |  | 0 | 0 | 0 |  |  | Generic Storage (12-hr) | 0 | 0 | 0 | 0 | 0 | 0 |  | 0 |  | 0 | 0 |  | 0 | 0 | 0 | 0 |  | 0 | 0 | 0 | 0 |  | 0 | 0 | 0 |  |  | Generic Storage (12-hr) | 0 | 0 | 0 | 0 | 0 | 0 |  | 0 |  | 0 | 0 |  | 0 | 0 | 0 | 0 |  | 0 | 0 | 0 | 0 |  | 0 | 0 | 0 |  |  | Generic Storage (12-hr) | 0 | 0 | 0 | 0 | 0 | 0 | 0 | 0 | 0 | 0 | 0 | 0 | 0 | 0 | 0 | 0 | 0 | 0 | 0 | 0 | 0 | 0 | 0 | 0 | 0 | 0
|  | Generic Storage (24-hr) | 0 | 0 | 0 | 0 | 0 | 0 |  | 0 |  | 0 | 0 |  | 0 | 0 | 0 | 0 |  | 0 | 0 | 0 | 0 |  | 0 | 0 | 0 |  |  | Generic Storage (24-hr) | 0 | 0 | 0 | 0 | 0 | 0 | 0 |  | 0 |  | 0 | 0 |  | 0 | 0 | 0 | 0 |  |  | Generic Storage (24-hr) | 0 | 0 | 0 | 0 | 0 | 0 |  |  | PGE_New_Li_Battery_8hr_Generic | 0 | 0 | 0 | 0 | 0 | 0 |  | 0 |  | 0 | 0 |  | 0 | 0 | 0 | 0 |  |  | PGE_New_Li_Battery_8hr_Generic | PGE_GBA_Solar_Generic | PGE_New_Li_Battery_4hr_Generic |  | 0 | 0 | 0 |  |  | Generic Storage (24-hr) | 0 | 0 | 0 | 0 | 0 | 0 |  | 0 |  | 0 | 0 |  | 0 | 0 | 0 | 0 |  | 0 | 0 | 0 | 0 |  | 0 | 0 | 0 |  |  | Generic Storage (24-hr) | 0 | 0 | 0 | 0 | 0 | 0 |  | 0 |  | 0 | 0 |  | 0 | 0 | 0 | 0 |  | 0 | 0 | 0 | 0 |  | 0 | 0 | 0 |  |  | Generic Storage (24-hr) | 0 | 0 | 0 | 0 | 0 | 0 | 0 | 0 | 0 | 0 | 0 | 0 | 0 | 0 | 0 | 0 | 0 | 0 | 0 | 0 | 0 | 0 | 0 | 0 | 0 | 0
|  | Generic Storage (100-hr) | 0 | 0 | 0 | 0 | 0 | 0 |  | 0 |  | 0 | 0 |  | 0 | 0 | 0 | 0 |  | 0 | 0 | 0 | 0 |  | 0 | 0 | 0 |  |  | Generic Storage (100-hr) | 0 | 0 | 0 | 0 | 0 | 0 | 0 |  | 0 |  | 0 | 0 |  | 0 | 0 | 0 | 0 |  |  | Generic Storage (100-hr) | 0 | 0 | 0 | 0 | 0 | 0 |  |  | PGE_New_Li_Battery_8hr_Generic | 0 | 0 | 0 | 0 | 0 | 0 |  | 0 |  | 0 | 0 |  | 0 | 0 | 0 | 0 |  |  | PGE_New_Li_Battery_8hr_Generic | PGE_GBA_Solar_Generic | PGE_New_Li_Battery_4hr_Generic |  | 0 | 0 | 0 |  |  | Generic Storage (100-hr) | 0 | 0 | 0 | 0 | 0 | 0 |  | 0 |  | 0 | 0 |  | 0 | 0 | 0 | 0 |  | 0 | 0 | 0 | 0 |  | 0 | 0 | 0 |  |  | Generic Storage (100-hr) | 0 | 0 | 0 | 0 | 0 | 0 |  | 0 |  | 0 | 0 |  | 0 | 0 | 0 | 0 |  | 0 | 0 | 0 | 0 |  | 0 | 0 | 0 |  |  | Generic Storage (100-hr) | 0 | 0 | 0 | 0 | 0 | 0 | 0 | 0 | 0 | 0 | 0 | 0 | 0 | 0 | 0 | 0 | 0 | 0 | 0 | 0 | 0 | 0 | 0 | 0 | 0 | 0
|  | Shed DR | 0 | 0 | 0 | 0 | 0 | 0 |  | 0 |  | 0 | 0 |  | 0 | 0 | 0 | 0 |  | 0 | 0 | 0 | 0 |  | 0 | 0 | 0 |  |  | Shed DR | 0 | 0 | 0 | 0 | 0 | 0 | 0 |  | 0 |  | 0 | 0 |  | 0 | 0 | 0 | 0 |  |  | Shed DR | 0 | 0 | 0 | 0 | 0 | 0 |  |  | PGE_New_Li_Battery_8hr_Generic | 0 | 0 | 0 | 0 | 0 | 0 |  | 0 |  | 0 | 0 |  | 0 | 0 | 0 | 0 |  |  | PGE_New_Li_Battery_8hr_Generic | PGE_GBA_Solar_Generic | PGE_New_Li_Battery_4hr_Generic | SCE_New_Mexico_Wind_Generic | 0 | 0 | 0 |  |  | Shed DR | 0 | 0 | 0 | 0 | 0 | 0 |  | 0 |  | 0 | 0 |  | 0 | 0 | 0 | 0 |  | 0 | 0 | 0 | 0 |  | 0 | 0 | 0 |  |  | Shed DR | 0 | 0 | 0 | 0 | 0 | 0 |  | 0 |  | 0 | 0 |  | 0 | 0 | 0 | 0 |  | 0 | 0 | 0 | 0 |  | 0 | 0 | 0 |  |  | Shed DR | 0 | 0 | 0 | 0 | 0 | 0 | 0 | 0 | 0 | 0 | 0 | 0 | 0 | 0 | 0 | 0 | 0 | 0 | 0 | 0 | 0 | 0 | 0 | 0 | 0 | 0
|  | Shift DR & VGI | 0 | 0 | 0 | 0 | 0 | 0 |  | 0 |  | 0 | 0 |  | 0 | 0 | 0 | 0 |  | 0 | 0 | 0 | 0 |  | 0 | 0 | 0 |  |  | Shift DR & VGI | 0 | 0 | 0 | 0 | 0 | 0 | 0 |  | 0 |  | 0 | 0 |  | 0 | 0 | 0 | 0 |  |  | Shift DR & VGI | 0 | 0 | 0 | 0 | 0 | 0 |  |  | PGE_New_Li_Battery_8hr_Generic | 0 | 0 | 0 | 0 | 0 | 0 |  | 0 |  | 0 | 0 |  | 0 | 0 | 0 | 0 |  |  | PGE_New_Li_Battery_8hr_Generic | PGE_GBA_Solar_Generic | PGE_New_Li_Battery_4hr_Generic | SCE_New_Mexico_Wind_Generic | 0 | 0 | 0 |  |  | Shift DR & VGI | 0 | 0 | 0 | 0 | 0 | 0 |  | 0 |  | 0 | 0 |  | 0 | 0 | 0 | 0 |  | 0 | 0 | 0 | 0 |  | 0 | 0 | 0 |  |  | Shift DR & VGI | 0 | 0 | 0 | 0 | 0 | 0 |  | 0 |  | 0 | 0 |  | 0 | 0 | 0 | 0 |  | 0 | 0 | 0 | 0 |  | 0 | 0 | 0 |  |  | Shift DR & VGI | 0 | 0 | 0 | 0 | 0 | 0 | 0 | 0 | 0 | 0 | 0 | 0 | 0 | 0 | 0 | 0 | 0 | 0 | 0 | 0 | 0 | 0 | 0 | 0 | 0 | 0
|  | Gas Capacity Not Retained | 0 | 0 | 0 | 0 | 0 | 0 |  | -1.2135 |  | -1.2135 | -1.2135 |  | -1.2135 | -1.2135 | -1.2135 | -1.2135 |  | -1.2135 | -1.2135 | -1.2135 | -1.2135 |  | -1.2135 | -1.2135 | -1.2135 |  |  | Gas Capacity Not Retained | 0 | 0 | 0 | 0 | 0 | 0 | 0 |  | -0.70603 |  | -0.70603 | -0.70603 |  | -0.70603 | -0.70603 | -0.70603 | -0.70603 |  |  | Gas Capacity Not Retained | 0 | 0 | 0 | -0.70603 | -0.70603 | -0.70603 |  |  | PGE_New_Li_Battery_8hr_Generic | 0 | 0 | 0 | 0 | 0 | 0 |  | -0.50751 |  | -0.50751 | -0.50751 |  | -0.50751 | -0.50751 | -0.50751 | -0.50751 |  |  | PGE_New_Li_Battery_8hr_Generic | PGE_GBA_Solar_Generic | PGE_New_Li_Battery_4hr_Generic | SCE_New_Mexico_Wind_Generic | -0.50751 | -0.50751 | -0.50751 |  |  | Gas Capacity Not Retained | 0 | 0 | 0 | 0 | 0 | 0 |  | 0 |  | 0 | 0 |  | 0 | 0 | 0 | 0 |  | 0 | 0 | 0 | 0 |  | 0 | 0 | 0 |  |  | Gas Capacity Not Retained | 0 | 0 | 0 | 0 | 0 | 0 |  | -0.50751 |  | -0.50751 | -0.50751 |  | -0.50751 | -0.50751 | -0.50751 | -0.50751 |  | -0.50751 | -0.50751 | -0.50751 | -0.50751 |  | -0.50751 | -0.50751 | -0.50751 |  |  | Gas Capacity Not Retained | 0 | 0 | 0 | 0 | 0 | 0 | -1.2135 | -1.2135 | -1.2135 | -1.2135 | -1.2135 | -1.2135 | -1.2135 | -1.2135 | -1.2135 | -1.2135 | -1.2135 | -1.2135 | -1.2135 | -1.2135 | -1.2135 | -1.2135 | -1.2135 | -1.2135 | -1.2135 | -1.2135
|  | Long Duration Storage | 0 | 0 | 0 | 0 | 0 | 0 |  | 0 |  | 0 | 0 |  | 0 | 0 | 0 | 0 |  | 0 | 0 | 0 | 0 |  | 0 | 0 | 0 |  |  | Long Duration Storage | 0 | 0 | 0 | 0 | 0 | 0 | 0 |  | 0 |  | 0 | 0 |  | 0 | 0 | 0 | 0 |  |  | Long Duration Storage | 0 | 0 | 0 | 0 | 0 | 0 |  |  | PGE_New_Li_Battery_8hr_Generic | 0 | 0 | 0 | 0 | 0 | 0 |  | 0 |  | 0 | 0 |  | 0 | 0 | 0 | 0 |  |  | PGE_New_Li_Battery_8hr_Generic | PGE_GBA_Solar_Generic | PGE_New_Li_Battery_4hr_Generic | SCE_New_Mexico_Wind_Generic | 0 | 0 | 0 |  |  | Long Duration Storage | 0 | 0 | 0 | 0 | 0 | 0 |  | 0 |  | 0 | 0 |  | 0 | 0 | 0 | 0 |  | 0 | 0 | 0 | 0 |  | 0 | 0 | 0 |  |  | Long Duration Storage | 0 | 0 | 0 | 0 | 0 | 0 |  | 0 |  | 0 | 0 |  | 0 | 0 | 0 | 0 |  | 0 | 0 | 0 | 0 |  | 0 | 0 | 0 |  |  | Long Duration Storage | 0 | 0 | 0 | 0 | 0 | 0 | 0 | 0 | 0 | 0 | 0 | 0 | 0 | 0 | 0 | 0 | 0 | 0 | 0 | 0 | 0 | 0 | 0 | 0 | 0 | 0
|  | Total New Resources | 0 | 0 | 0 | 0 | 0 | 0 |  | 0 |  | 0 | 0 |  | 0 | 0 | 0 | 0 |  | 0 | 0 | 0 | 0 |  | 0 | 0 | 0 |  |  | Total New Resources | 0 | 0 | 0 | 0 | 0 | 0 | 0 |  | 0 |  | 0 | 0 |  | 0 | 0 | 0 | 0 |  |  | Total New Resources | 0 | 0 | 0 | 0 | 0 | 0 |  |  | PGE_New_Li_Battery_8hr_Generic | 0 | 0 | 0 | 0 | 0 | 0 |  | 0 |  | 0 | 0 |  | 0 | 0 | 0 | 0 |  |  | PGE_New_Li_Battery_8hr_Generic | PGE_GBA_Solar_Generic | PGE_New_Li_Battery_4hr_Generic | SCE_New_Mexico_Wind_Generic | 0 | 0 | 0 |  |  | Total New Resources | 0 | 0 | 0 | 0 | 0 | 0 |  | 0 |  | 0 | 0 |  | 0 | 0 | 0 | 0 |  | 0 | 0 | 0 | 0 |  | 0 | 0 | 0 |  |  | Total New Resources | 0 | 0 | 0 | 0 | 0 | 0 |  | -0.50751 |  | -0.50751 | -0.50751 |  | -0.50751 | -0.50751 | -0.50751 | -0.50751 |  | -0.50751 | -0.50751 | -0.50751 | -0.50751 |  | -0.50751 | -0.50751 | -0.50751 |  |  | Total New Resources | 0 | 0 | 0 | 0 | 0 | 0 | 9.8814 | 0 | 26.5987 | 0 | 0 | 64.0977 | 0 | 0 | 0 | 0 | 90.7604 | 0 | 0 | 0 | 0 | 115.6307 | 0 | 0 | 0 | 141.2802
|  | Total Optimized Capacity (includes non-retained gas) | 0 | 0 | 0 | 0 | 0 | 0 |  | -1.2135 |  | -1.2135 | -1.2135 |  | -1.2135 | -1.2135 | -1.2135 | -1.2135 |  | -1.2135 | -1.2135 | -1.2135 | -1.2135 |  | -1.2135 | -1.2135 | -1.2135 |  |  | Total Optimized Capacity (includes non-retained gas) | 0 | 0 | 0 | 0 | 0 | 0 | 0 |  | -0.70603 |  | -0.70603 | -0.70603 |  | -0.70603 | -0.70603 | -0.70603 | -0.70603 |  |  | Total Optimized Capacity (includes non-retained gas) | 0 | 0 | 0 | -0.70603 | -0.70603 | -0.70603 |  |  | PGE_New_Li_Battery_8hr_Generic | 0 | 0 | 0 | 0 | 0 | 0 |  | -0.50751 |  | -0.50751 | -0.50751 |  | -0.50751 | -0.50751 | -0.50751 | -0.50751 |  |  | PGE_New_Li_Battery_8hr_Generic | PGE_GBA_Solar_Generic | PGE_New_Li_Battery_4hr_Generic | SCE_New_EGS_Generic | -0.50751 | -0.50751 | -0.50751 |  |  | Total Optimized Capacity (includes non-retained gas) | 0 | 0 | 0 | 0 | 0 | 0 |  | 0 |  | 0 | 0 |  | 0 | 0 | 0 | 0 |  | 0 | 0 | 0 | 0 |  | 0 | 0 | 0 |  |  | Total Optimized Capacity (includes non-retained gas) | [27 empty] | Total Optimized Capacity (includes non-retained gas) | 0 | 0 | 0 | 0 | 0 | 0 | 8.6679 | -1.2135 | 25.3852 | -1.2135 | -1.2135 | 62.8842 | -1.2135 | -1.2135 | -1.2135 | -1.2135 | 89.5469 | -1.2135 | -1.2135 | -1.2135 | -1.2135 | 114.4172 | -1.2135 | -1.2135 | -1.2135 | 140.0667
[59 empty] | PGE_New_Li_Battery_8hr_Generic | [18 empty] | PGE_New_Li_Battery_8hr_Generic | PGE_GBA_Solar_Generic | PGE_New_Li_Battery_4hr_Generic | SCE_New_EGS_Generic
|  | CAISO Baseline (Existing & In-Development) Capacity (GW) | [27 empty] | CAISO Baseline (Existing & In-Development) Capacity (GW) | [19 empty] | CAISO Baseline (Existing & In-Development) Capacity (GW) | [8 empty] | PGE_New_Li_Battery_8hr_Generic | [18 empty] | PGE_New_Li_Battery_8hr_Generic | PGE_GBA_Solar_Generic | PGE_New_Li_Battery_4hr_Generic | SCE_New_EGS_Generic | [5 empty] | CAISO Baseline (Existing & In-Development) Capacity (GW) | [27 empty] | CAISO Baseline (Existing & In-Development) Capacity (GW) | [27 empty] | CAISO Baseline (Existing & In-Development) Capacity (GW)
|  | Resource Type | 2020-01-01 | 2021-01-01 | 2022-01-01 | 2023-01-01 | 2024-01-01 | 2025-01-01 |  | 2027-01-01 |  | 2029-01-01 | 2030-01-01 |  | 2032-01-01 | 2033-01-01 | 2034-01-01 | 2035-01-01 |  | 2037-01-01 | 2038-01-01 | 2039-01-01 | 2040-01-01 |  | 2042-01-01 | 2043-01-01 | 2044-01-01 |  |  | Resource Type | 2020-01-01 | 2020-01-01 | 2021-01-01 | 2022-01-01 | 2023-01-01 | 2024-01-01 | 2025-01-01 |  | 2027-01-01 |  | 2029-01-01 | 2030-01-01 |  | 2032-01-01 | 2033-01-01 | 2034-01-01 | 2035-01-01 |  |  | Resource Type | 2020-01-01 | 2021-01-01 | 2022-01-01 | 2042-01-01 | 2043-01-01 | 2044-01-01 |  |  | PGE_New_Li_Battery_8hr_Generic | 2020-01-01 | 2021-01-01 | 2022-01-01 | 2023-01-01 | 2024-01-01 | 2025-01-01 |  | 2027-01-01 |  | 2029-01-01 | 2030-01-01 |  | 2032-01-01 | 2033-01-01 | 2034-01-01 | 2035-01-01 |  |  | PGE_New_Li_Battery_8hr_Generic | PGE_GBA_Solar_Generic | PGE_New_Li_Battery_4hr_Generic | SCE_New_EGS_Generic | 2042-01-01 | 2043-01-01 | 2044-01-01 |  |  | Resource Type | 2020-01-01 | 2021-01-01 | 2022-01-01 | 2023-01-01 | 2024-01-01 | 2025-01-01 |  | 2027-01-01 |  | 2029-01-01 | 2030-01-01 |  | 2032-01-01 | 2033-01-01 | 2034-01-01 | 2035-01-01 |  | 2037-01-01 | 2038-01-01 | 2039-01-01 | 2040-01-01 |  | 2042-01-01 | 2043-01-01 | 2044-01-01 |  |  | Resource Type | [27 empty] | Resource Type | 2020-01-01 | 2021-01-01 | 2022-01-01 | 2023-01-01 | 2024-01-01 | 2025-01-01 | 2026-01-01 | 2027-01-01 | 2028-01-01 | 2029-01-01 | 2030-01-01 | 2031-01-01 | 2032-01-01 | 2033-01-01 | 2034-01-01 | 2035-01-01 | 2036-01-01 | 2037-01-01 | 2038-01-01 | 2039-01-01 | 2040-01-01 | 2041-01-01 | 2042-01-01 | 2043-01-01 | 2044-01-01 | 2045-01-01
| Thermal | Coal | 0 | 0 | 0 | 0 | 0 | 0 |  | 0 |  | 0 | 0 |  | 0 | 0 | 0 | 0 |  | 0 | 0 | 0 | 0 |  | 0 | 0 | 0 |  | Thermal | Coal | 0 | 0 | 0 | 0 | 0 | 0 | 0 |  | 0 |  | 0 | 0 |  | 0 | 0 | 0 | 0 |  | Thermal | Coal | 0 | 0 | 0 | 0 | 0 | 0 |  |  | PGE_New_Li_Battery_8hr_Generic | 0 | 0 | 0 | 0 | 0 | 0 |  | 0 |  | 0 | 0 |  | 0 | 0 | 0 | 0 |  |  | PGE_New_Li_Battery_8hr_Generic | PGE_GBA_Solar_Generic | PGE_New_Li_Battery_4hr_Generic | SCE_New_EGS_Generic | 0 | 0 | 0 |  | Thermal | Coal | 0 | 0 | 0 | 0 | 0 | 0 |  | 0 |  | 0 | 0 |  | 0 | 0 | 0 | 0 |  | 0 | 0 | 0 | 0 |  | 0 | 0 | 0 |  | Thermal | Coal | [26 empty] | Thermal | Coal | 0 | 0 | 0 | 0 | 0 | 0 | 0 | 0 | 0 | 0 | 0 | 0 | 0 | 0 | 0 | 0 | 0 | 0 | 0 | 0 | 0 | 0 | 0 | 0 | 0 | 0
| Thermal | Natural Gas | 0 | 0 | 0 | 0 | 0 | 0 |  | 0 |  | 0 | 0 |  | 0 | 0 | 0 | 0 |  | 0 | 0 | 0 | 0 |  | 0 | 0 | 0 |  | Thermal | Natural Gas | 0 | 0 | 0 | 0 | 0 | 0 | 0 |  | 0 |  | 0 | 0 |  | 0 | 0 | 0 | 0 |  | Thermal | Natural Gas | 0 | 0 | 0 | 0 | 0 | 0 |  |  | PGE_New_Li_Battery_8hr_Generic | 0 | 0 | 0 | 0 | 0 | 0 |  | 0 |  | 0 | 0 |  | 0 | 0 | 0 | 0 |  |  | PGE_New_Li_Battery_8hr_Generic | PGE_GBA_Solar_Generic | PGE_New_Li_Battery_4hr_Generic | SCE_New_Geothermal_Generic | 0 | 0 | 0 |  | Thermal | Natural Gas | 0 | 0 | 0 | 0 | 0 | 0 |  | 0 |  | 0 | 0 |  | 0 | 0 | 0 | 0 |  | 0 | 0 | 0 | 0 |  | 0 | 0 | 0 |  | Thermal | Natural Gas | [26 empty] | Thermal | Natural Gas | 0 | 0 | 0 | 0 | 0 | 0 | 26.3975 | 0 | 26.3975 | 0 | 0 | 26.3975 | 0 | 0 | 0 | 0 | 26.3975 | 0 | 0 | 0 | 0 | 26.3975 | 0 | 0 | 0 | 26.3975
| Thermal | Natural Gas + CCS | 0 | 0 | 0 | 0 | 0 | 0 | 0 | 0 | 0 | 0 | 0 | 0 | 0 | 0 | 0 | 0 | 0 | 0 | 0 | 0 | 0 | 0 | 0 | 0 | 0 | 0 |  |  | Natural Gas + CCS | 0 | 0 | 0 | 0 | 0 | 0 | 0 | 0 | 0 | 0 | 0 | 0 | 0 | 0 | 0 | 0 | 0 | 0 | 0 | 0 | 0 | 0 | 0 | 0 | 0 | 0 |  | Natural Gas + CCS | 0 | 0 | 0 | 0 | 0 | 0 | 0 | 0 | 0 | 0 | 0 | 0 | 0 | 0 | 0 | 0 | 0 | 0 | 0 | 0 | 0 | 0 | 0 | 0 | 0 | 0 |  | Natural Gas + CCS | 0 | 0 | 0 | 0 | 0 | 0 | 0 | 0 | 0 | 0 | 0 | 0 | 0 | 0 | 0 | 0 | 0 | 0 | 0 | 0 | 0 | 0 | 0 | 0 | 0 | 0
System Build |  | PGE_New_EGS_Generic | 0 | 0 | 0 | 0 | 0 | 0 | System Build | 0 | System Build | 0 | 0 | System Build | 0 | 0 | 0 | 0 | System Build | 0 | 0 | 0 | 0 | System Build | 0 | 0 | 0 | System Build |  | PGE_New_EGS_Generic | PGE_New_Li_Battery_4hr_Generic | 0 | 0 | 0 | 0 | 0 | 0 | System Build | 0 | System Build | 0 | 0 | System Build | 0 | 0 | 0 | 0 | System Build |  | PGE_New_EGS_Generic | PGE_New_Li_Battery_4hr_Generic | PGE_Nevada_New_EGS_Generic | SCE_New_EGS_Generic | 0 | 0 | 0 | System Build |  |  | 0 | 0 | 0 | 0 | 0 | 0 | System Build | 0 | System Build | 0 | 0 | System Build | 0 | 0 | 0 | 0 | System Build | [5 empty] | 0 | 0 | 0 | System Build |  | PGE_New_EGS_Generic | 0 | 0 | 0 | 0 | 0 | 0 | System Build | 0 | System Build | 0 | 0 | System Build | 0 | 0 | 0 | 0 | System Build | 0 | 0 | 0 | 0 | System Build | 0 | 0 | 0 | System Build |  | PGE_New_EGS_Generic | [6 empty] | System Build |  | System Build |  |  | System Build |  |  |  |  | System Build |  |  |  |  | System Build |  |  |  | System Build |  | PGE_New_EGS_Generic | PGE_New_Li_Battery_4hr_Generic | PGE_Nevada_New_EGS_Generic | SCE_New_EGS_Generic | SDGE_New_Li_Battery_4hr_Generic |  |  |  |  | PGE_New_EGS | PGE_Kern_Solar | PGE_NGBA_Wind | SDGE_New_Li_Battery_8hr |  |  | Generic Storage (100-hr) | SDGE_Distributed_Solar | PGE_Fresno_Solar_76 | PGE_Kern_Li_Battery_8hr_108 | PGE_NGBA_Solar_33 | SCE_Northern_Solar_159 |  | SCE_Eastern_Li_Battery_8hr_MaxBuild | 0 | 0 | 0 | 0 | 0
| Thermal | Hydrogen | 0 | 0 | 0 | 0 | 0 | 0 | 0 | 0 | 0 | 0 | 0 | 0 | 0 | 0 | 0 | 0 | 0 | 0 | 0 | 0 | 0 | 0 | 0 | 0 | 0 | 0 |  |  | Hydrogen | 0 | 0 | 0 | 0 | 0 | 0 | 0 | 0 | 0 | 0 | 0 | 0 | 0 | 0 | 0 | 0 | 0 | 0 | 0 | 0 | 0 | 0 | 0 | 0 | 0 | 0 |  | Hydrogen | 0 | 0 | 0 | 0 | 0 | 0 | 0 | 0 | 0 | 0 | 0 | 0 | 0 | 0 | 0 | 0 | 0 | 0 | 0 | 0 | 0 | 0 | 0 | 0 | 0 | 0 |  | Hydrogen | 0 | 0 | 0 | 0 | 0 | 0 | 0 | 0 | 0 | 0 | 0 | 0 | 0 | 0 | 0 | 0 | 0 | 0 | 0 | 0 | 0 | 0 | 0 | 0 | 0 | 0
System Build |  |  | 0 | 0 | 0 | 0 | 0 | 0 | System Build | 0 | System Build | 0 | 0 | System Build | 0 | 0 | 0 | 0 | System Build | 0 | 0 | 0 | 0 | System Build | 0 | 0 | 0 | System Build |  |  |  | 0 | 0 | 0 | 0 | 0 | 0 | System Build | 0 | System Build | 0 | 0 | System Build | 0 | 0 | 0 | 0 | System Build | [5 empty] | 0 | 0 | 0 | System Build |  | PGE_New_EGS_Generic | 0 | 0 | 0 | 0 | 0 | 0 | System Build | 0 | System Build | 0 | 0 | System Build | 0 | 0 | 0 | 0 | System Build |  | PGE_New_EGS_Generic | PGE_New_Li_Battery_4hr_Generic | PGE_Nevada_New_EGS_Generic | SCE_New_EGS_Generic | 0 | 0 | 0 | System Build |  |  | 0 | 0 | 0 | 0 | 0 | 0 | System Build | 0 | System Build | 0 | 0 | System Build | 0 | 0 | 0 | 0 | System Build | 0 | 0 | 0 | 0 | System Build | 0 | 0 | 0 | System Build | [8 empty] | System Build |  | System Build |  |  | System Build |  |  |  |  | System Build |  |  |  |  | System Build |  |  |  | System Build
| Thermal | Nuclear (SMR) | 0 | 0 | 0 | 0 | 0 | 0 | 0 | 0 | 0 | 0 | 0 | 0 | 0 | 0 | 0 | 0 | 0 | 0 | 0 | 0 | 0 | 0 | 0 | 0 | 0 | 0 |  |  | Nuclear (SMR) | 0 | 0 | 0 | 0 | 0 | 0 | 0 | 0 | 0 | 0 | 0 | 0 | 0 | 0 | 0 | 0 | 0 | 0 | 0 | 0 | 0 | 0 | 0 | 0 | 0 | 0 |  | Nuclear (SMR) | 0 | 0 | 0 | 0 | 0 | 0 | 0 | 0 | 0 | 0 | 0 | 0 | 0 | 0 | 0 | 0 | 0 | 0 | 0 | 0 | 0 | 0 | 0 | 0 | 0 | 0 |  | Nuclear (SMR) | 0 | 0 | 0 | 0 | 0 | 0 | 0 | 0 | 0 | 0 | 0 | 0 | 0 | 0 | 0 | 0 | 0 | 0 | 0 | 0 | 0 | 0 | 0 | 0 | 0 | 0
System Build |  | PGE_New_EGS_Generic | 0 | 0 | 0 | 0 | 0 | 0 | System Build | 0 | System Build | 0 | 0 | System Build | 0 | 0 | 0 | 0 | System Build | 0 | 0 | 0 | 0 | System Build | 0 | 0 | 0 | System Build |  | PGE_New_EGS_Generic | PGE_New_Li_Battery_4hr_Generic | 0 | 0 | 0 | 0 | 0 | 0 | System Build | 0 | System Build | 0 | 0 | System Build | 0 | 0 | 0 | 0 | System Build |  | PGE_New_EGS_Generic | PGE_New_Li_Battery_4hr_Generic | PGE_Nevada_New_EGS_Generic | SCE_New_EGS_Generic | 0 | 0 | 0 | System Build |  |  | 0 | 0 | 0 | 0 | 0 | 0 | System Build | 0 | System Build | 0 | 0 | System Build | 0 | 0 | 0 | 0 | System Build | [5 empty] | 0 | 0 | 0 | System Build |  | PGE_New_EGS_Generic | 0 | 0 | 0 | 0 | 0 | 0 | System Build | 0 | System Build | 0 | 0 | System Build | 0 | 0 | 0 | 0 | System Build | 0 | 0 | 0 | 0 | System Build | 0 | 0 | 0 | System Build |  | PGE_New_EGS_Generic | [6 empty] | System Build |  | System Build |  |  | System Build |  |  |  |  | System Build |  |  |  |  | System Build |  |  |  | System Build |  | PGE_New_EGS_Generic | PGE_New_Li_Battery_4hr_Generic | PGE_Nevada_New_EGS_Generic | SCE_New_EGS_Generic | SDGE_New_Li_Battery_4hr_Generic |  |  |  |  | PGE_New_EGS | PGE_Kern_Solar | PGE_NGBA_Wind | SDGE_New_Li_Battery_8hr |  |  | Generic Storage (100-hr) | SDGE_Distributed_Solar | PGE_Fresno_Solar_76 | PGE_Kern_Li_Battery_8hr_108 | PGE_NGBA_Solar_33 | SCE_Northern_Solar_159 |  | SCE_Eastern_Li_Battery_8hr_MaxBuild | 0 | 0 | 0 | 0 | 0
|  | PGE_New_EGS_Generic | 0 | 0 | 0 | 0 | 0 | 0 |  | 0 |  | 0 | 0 |  | 0 | 0 | 0 | 0 |  | 0 | 0 | 0 | 0 |  | 0 | 0 | 0 |  |  | PGE_New_EGS_Generic | PGE_New_Li_Battery_4hr_Generic | 0 | 0 | 0 | 0 | 0 | 0 |  | 0 |  | 0 | 0 |  | 0 | 0 | 0 | 0 |  |  | PGE_New_EGS_Generic | PGE_New_Li_Battery_4hr_Generic | PGE_New_Geothermal_Generic | SCE_New_EGS_Generic | 0 | 0 | 0 |  |  |  | 0 | 0 | 0 | 0 | 0 | 0 |  | 0 |  | 0 | 0 |  | 0 | 0 | 0 | 0 | [6 empty] | 0 | 0 | 0 |  |  | PGE_New_EGS_Generic | 0 | 0 | 0 | 0 | 0 | 0 |  | 0 |  | 0 | 0 |  | 0 | 0 | 0 | 0 |  | 0 | 0 | 0 | 0 |  | 0 | 0 | 0 |  |  | PGE_New_EGS_Generic | [27 empty] | PGE_New_EGS_Generic | PGE_New_Li_Battery_4hr_Generic | PGE_New_Geothermal_Generic | SCE_New_EGS_Generic | SDGE_New_Li_Battery_4hr_Generic |  |  |  |  | PGE_New_EGS | PGE_Kern_Solar | PGE_NGBA_Wind | SDGE_Arizona_Solar |  |  | Shed DR | SDGE_Imperial_Solar | PGE_Fresno_Solar_77 | PGE_Kern_Li_Battery_8hr_109 | PGE_NGBA_Solar_35 | SCE_Northern_Solar_167 |  | SCE_Eastern_Li_Battery_4hr_MaxBuild | 0 | 0 | 0 | 0 | 0
|  | PGE_LDES_12hr_Generic | 0 | 0 | 0 | 0 | 0 | 0 |  | 0 |  | 0 | 0 |  | 0 | 0 | 0 | 0 |  | 0 | 0 | 0 | 0 |  | 0 | 0 | 0 |  |  | PGE_LDES_12hr_Generic | PGE_New_Li_Battery_4hr_Generic | 0 | 0 | 0 | 0 | 0 | 0 |  | 0 |  | 0 | 0 |  | 0 | 0 | 0 | 0 |  |  | PGE_LDES_12hr_Generic | PGE_New_Li_Battery_4hr_Generic |  | SCE_New_EGS_Generic | 0 | 0 | 0 |  |  |  | 0 | 0 | 0 | 0 | 0 | 0 |  | 0 |  | 0 | 0 |  | 0 | 0 | 0 | 0 | [6 empty] | 0 | 0 | 0 |  |  | PGE_LDES_12hr_Generic | 0 | 0 | 0 | 0 | 0 | 0 |  | 0 |  | 0 | 0 |  | 0 | 0 | 0 | 0 |  | 0 | 0 | 0 | 0 |  | 0 | 0 | 0 |  |  | PGE_LDES_12hr_Generic | [27 empty] | PGE_LDES_12hr_Generic | PGE_New_Li_Battery_4hr_Generic |  | SCE_New_EGS_Generic | SDGE_New_Li_Battery_4hr_Generic |  |  |  |  | PGE_New_EGS | PGE_Kern_Solar | PGE_NGBA_Wind | SDGE_Arizona_Solar |  |  | Shift DR & VGI | SDGE_Imperial_Wind | PGE_Fresno_Solar_88 | PGE_Kern_Li_Battery_8hr_111 | PGE_NGBA_Solar_37 | SCE_Northern_Solar_86 |  | SCE_Eastern_Geothermal_MaxBuild | 0 | 0 | 0 | 0 | 0
|  | PGE_New_Li_Battery_4hr_Generic | 0 | 0 | 0 | 0 | 0 | 0 |  | 0 |  | 0 | 0 |  | 0 | 0 | 0 | 0 |  | 0 | 0 | 0 | 0 |  | 0 | 0 | 0 |  |  | PGE_New_Li_Battery_4hr_Generic | PGE_New_Li_Battery_4hr_Generic | 0 | 0 | 0 | 0 | 0 | 0 |  | 0 |  | 0 | 0 |  | 0 | 0 | 0 | 0 |  |  | PGE_New_Li_Battery_4hr_Generic | PGE_New_Li_Battery_4hr_Generic |  | SCE_New_EGS_Generic | 0 | 0 | 0 |  |  |  | 0 | 0 | 0 | 0 | 0 | 0 |  | 0 |  | 0 | 0 |  | 0 | 0 | 0 | 0 | [6 empty] | 0 | 0 | 0 |  |  | PGE_New_Li_Battery_4hr_Generic | 0 | 0 | 0 | 0 | 0 | 0 |  | 0 |  | 0 | 0 |  | 0 | 0 | 0 | 0 |  | 0 | 0 | 0 | 0 |  | 0 | 0 | 0 |  |  | PGE_New_Li_Battery_4hr_Generic | [27 empty] | PGE_New_Li_Battery_4hr_Generic | PGE_New_Li_Battery_4hr_Generic |  | SCE_New_EGS_Generic | SDGE_New_Li_Battery_4hr_Generic |  |  |  |  | PGE_New_EGS | PGE_Kern_Solar | PGE_NGBA_Wind | SDGE_Arizona_Solar |  |  | Long Duration Storage | SDGE_LDES_12hr | PGE_Fresno_Solar_90 | PGE_Kern_Li_Battery_8hr_112 | PGE_NGBA_Solar_39 | SCE_Northern_Solar_91 |  | SCE_EOP_Wind_MaxBuild | 0 | 0 | 0 | 0 | 0
|  | PGE_New_Li_Battery_4hr_Generic | 0 | 0 | 0 | 0 | 0 | 0 |  | 0 |  | 0 | 0 |  | 0 | 0 | 0 | 0 |  | 0 | 0 | 0 | 0 |  | 0 | 0 | 0 |  |  | PGE_New_Li_Battery_4hr_Generic | PGE_New_Li_Battery_4hr_Generic | 0 | 0 | 0 | 0 | 0 | 0 |  | 0 |  | 0 | 0 |  | 0 | 0 | 0 | 0 |  |  | PGE_New_Li_Battery_4hr_Generic | PGE_New_Li_Battery_4hr_Generic |  | SCE_New_EGS_Generic | 0 | 0 | 0 |  |  |  | 0 | 0 | 0 | 0 | 0 | 0 |  | 0 |  | 0 | 0 |  | 0 | 0 | 0 | 0 | [6 empty] | 0 | 0 | 0 |  |  | PGE_New_Li_Battery_4hr_Generic | 0 | 0 | 0 | 0 | 0 | 0 |  | 0 |  | 0 | 0 |  | 0 | 0 | 0 | 0 |  | 0 | 0 | 0 | 0 |  | 0 | 0 | 0 |  |  | PGE_New_Li_Battery_4hr_Generic | [27 empty] | PGE_New_Li_Battery_4hr_Generic | PGE_New_Li_Battery_4hr_Generic |  | SCE_New_EGS_Generic | SDGE_New_Li_Battery_4hr_Generic |  |  |  |  | PGE_New_EGS | PGE_Kern_Solar | PGE_NGBA_Wind | SDGE_Baja_California_Wind |  |  | Total | SDGE_New_Biomass | PGE_Fresno_Solar_94 | PGE_Kern_Li_Battery_8hr_113 | PGE_NGBA_Solar_47 | SCE_Northern_Wind_124 |  | SCE_EOP_Solar_MaxBuild | 0 | 0 | 0 | 0 | 0
|  | PGE_New_Li_Battery_4hr_Generic | 0 | 0 | 0 | 0 | 0 | 0 |  | 0 |  | 0 | 0 |  | 0 | 0 | 0 | 0 |  | 0 | 0 | 0 | 0 |  | 0 | 0 | 0 |  |  | PGE_New_Li_Battery_4hr_Generic | PGE_New_Li_Battery_4hr_Generic | 0 | 0 | 0 | 0 | 0 | 0 |  | 0 |  | 0 | 0 |  | 0 | 0 | 0 | 0 |  |  | PGE_New_Li_Battery_4hr_Generic | PGE_New_Li_Battery_4hr_Generic | PGE_New_EGS_Generic | SCE_New_EGS_Generic | 0 | 0 | 0 |  |  |  | 0 | 0 | 0 | 0 | 0 | 0 |  | 0 |  | 0 | 0 |  | 0 | 0 | 0 | 0 | [6 empty] | 0 | 0 | 0 |  |  | PGE_New_Li_Battery_4hr_Generic | 0 | 0 | 0 | 0 | 0 | 0 |  | 0 |  | 0 | 0 |  | 0 | 0 | 0 | 0 |  | 0 | 0 | 0 | 0 |  | 0 | 0 | 0 |  |  | PGE_New_Li_Battery_4hr_Generic | [27 empty] | PGE_New_Li_Battery_4hr_Generic | PGE_New_Li_Battery_4hr_Generic | PGE_New_EGS_Generic | SCE_New_EGS_Generic | SDGE_New_Li_Battery_4hr_Generic |  |  |  |  | PGE_New_EGS | PGE_Kern_Solar | PGE_NGBA_Wind | SDGE_New_Biomass |  |  |  | SDGE_New_EGS | PGE_GBA_EGS_Deep_10 | PGE_Kern_Li_Battery_8hr_122 | PGE_NGBA_Solar_52 | SCE_Northern_Wind_147 |  | SCE_EOP_Li_Battery_8hr_MaxBuild | 0 | 0 | 0 | 0 | 0
|  | PGE_New_Li_Battery_4hr_Generic | 0 | 0 | 0 | 0 | 0 | 0 |  | 0 |  | 0 | 0 |  | 0 | 0 | 0 | 0 |  | 0 | 0 | 0 | 0 |  | 0 | 0 | 0 |  |  | PGE_New_Li_Battery_4hr_Generic | PGE_New_Li_Battery_4hr_Generic | 0 | 0 | 0 | 0 | 0 | 0 |  | 0 |  | 0 | 0 |  | 0 | 0 | 0 | 0 |  |  | PGE_New_Li_Battery_4hr_Generic | PGE_New_Li_Battery_4hr_Generic | PGE_New_EGS_Generic | SCE_New_Geothermal_Generic | 0 | 0 | 0 |  |  |  | 0 | 0 | 0 | 0 | 0 | 0 |  | 0 |  | 0 | 0 |  | 0 | 0 | 0 | 0 | [6 empty] | 0 | 0 | 0 |  |  | PGE_New_Li_Battery_4hr_Generic | 0 | 0 | 0 | 0 | 0 | 0 |  | 0 |  | 0 | 0 |  | 0 | 0 | 0 | 0 |  | 0 | 0 | 0 | 0 |  | 0 | 0 | 0 |  |  | PGE_New_Li_Battery_4hr_Generic | [27 empty] | PGE_New_Li_Battery_4hr_Generic | PGE_New_Li_Battery_4hr_Generic | PGE_New_EGS_Generic | SCE_New_Geothermal_Generic | SDGE_New_Li_Battery_4hr_Generic |  |  |  |  | PGE_New_EGS | PGE_Kern_Solar | PGE_NGBA_Wind | SDGE_Distributed_Solar |  |  |  | SDGE_New_Gas_CCGT | PGE_GBA_EGS_Deep_11 | PGE_Kern_Li_Battery_8hr_126 | PGE_NGBA_Solar_55 | SCE_Northern_Wind_151 |  | SCE_EOP_Li_Battery_4hr_MaxBuild | 0 | 0 | 0 | 0 | 0
|  | PGE_New_Li_Battery_4hr_Generic | 0 | 0 | 0 | 0 | 0 | 0 |  | 0 |  | 0 | 0 |  | 0 | 0 | 0 | 0 |  | 0 | 0 | 0 | 0 |  | 0 | 0 | 0 |  |  | PGE_New_Li_Battery_4hr_Generic | PGE_New_Li_Battery_4hr_Generic | 0 | 0 | 0 | 0 | 0 | 0 |  | 0 |  | 0 | 0 |  | 0 | 0 | 0 | 0 |  |  | PGE_New_Li_Battery_4hr_Generic | PGE_New_Li_Battery_4hr_Generic | PGE_New_EGS_Generic | SCE_New_Geothermal_Generic | 0 | 0 | 0 |  |  |  | 0 | 0 | 0 | 0 | 0 | 0 |  | 0 |  | 0 | 0 |  | 0 | 0 | 0 | 0 | [6 empty] | 0 | 0 | 0 |  |  | PGE_New_Li_Battery_4hr_Generic | 0 | 0 | 0 | 0 | 0 | 0 |  | 0 |  | 0 | 0 |  | 0 | 0 | 0 | 0 |  | 0 | 0 | 0 | 0 |  | 0 | 0 | 0 |  |  | PGE_New_Li_Battery_4hr_Generic | [27 empty] | PGE_New_Li_Battery_4hr_Generic | PGE_New_Li_Battery_4hr_Generic | PGE_New_EGS_Generic | SCE_New_Geothermal_Generic | SDGE_New_Li_Battery_4hr_Generic | 0.79275 |  |  | Resource Candidate Project Area (CPA) Detail | PGE_New_EGS | PGE_Kern_Solar | PGE_NGBA_Wind | SDGE_New_EGS |  |  |  | SDGE_New_Gas_CT | PGE_GBA_EGS_Deep_116 | PGE_Kern_Li_Battery_8hr_130 | PGE_NGBA_Solar_57 | SCE_Northern_Wind_159 |  | SCE_Distributed_Solar_MaxBuild | 0 | 0 | 0 | 0 | 0
|  | PGE_New_Li_Battery_4hr_Generic | 0 | 0 | 0 | 0 | 0 | 0 |  | 0 |  | 0 | 0 |  | 0 | 0 | 0 | 0 |  | 0 | 0 | 0 | 0 |  | 0 | 0 | 0 |  |  | PGE_New_Li_Battery_4hr_Generic | PGE_New_Li_Battery_4hr_Generic | 0 | 0 | 0 | 0 | 0 | 0 |  | 0 |  | 0 | 0 |  | 0 | 0 | 0 | 0 |  |  | PGE_New_Li_Battery_4hr_Generic | PGE_New_Li_Battery_4hr_Generic | PGE_New_EGS_Generic | SCE_LDES_12hr_Generic | 0 | 0 | 0 |  |  |  | 0 | 0 | 0 | 0 | 0 | 0 |  | 0 |  | 0 | 0 |  | 0 | 0 | 0 | 0 | [6 empty] | 0 | 0 | 0 |  |  | PGE_New_Li_Battery_4hr_Generic | 0 | 0 | 0 | 0 | 0 | 0 |  | 0 |  | 0 | 0 |  | 0 | 0 | 0 | 0 |  | 0 | 0 | 0 | 0 |  | 0 | 0 | 0 |  |  | PGE_New_Li_Battery_4hr_Generic | [27 empty] | PGE_New_Li_Battery_4hr_Generic | PGE_New_Li_Battery_4hr_Generic | PGE_New_EGS_Generic | SCE_LDES_12hr_Generic | SDGE_New_Li_Battery_4hr_Generic | 0.52 |  |  |  | PGE_New_EGS | PGE_Kern_Solar | PGE_Northeast_CA_New_EGS | SDGE_New_EGS |  |  | Total Installed Energy (GWh) | SDGE_New_Gas_RICE | PGE_GBA_EGS_Deep_12 | PGE_Kern_Li_Battery_8hr_68 | PGE_NGBA_Solar_58 | SCE_Northern_Wind_167 |  | SCE_Arizona_Solar_MaxBuild | 0 | 0 | 0 | 0 | 0
|  | PGE_New_Li_Battery_4hr_Generic | 0 | 0 | 0 | 0 | 0 | 0 |  | 0 |  | 0 | 0 |  | 0 | 0 | 0 | 0 |  | 0 | 0 | 0 | 0 |  | 0 | 0 | 0 |  |  | PGE_New_Li_Battery_4hr_Generic | PGE_New_Li_Battery_4hr_Generic | 0 | 0 | 0 | 0 | 0 | 0 |  | 0 |  | 0 | 0 |  | 0 | 0 | 0 | 0 |  |  | PGE_New_Li_Battery_4hr_Generic | PGE_New_Li_Battery_4hr_Generic | PGE_New_EGS_Generic | SCE_LDES_12hr_Generic | 0 | 0 | 0 |  |  |  | 0 | 0 | 0 | 0 | 0 | 0 |  | 0 |  | 0 | 0 |  | 0 | 0 | 0 | 0 | [6 empty] | 0 | 0 | 0 |  |  | PGE_New_Li_Battery_4hr_Generic | 0 | 0 | 0 | 0 | 0 | 0 |  | 0 |  | 0 | 0 |  | 0 | 0 | 0 | 0 |  | 0 | 0 | 0 | 0 |  | 0 | 0 | 0 |  |  | PGE_New_Li_Battery_4hr_Generic | [27 empty] | PGE_New_Li_Battery_4hr_Generic | PGE_New_Li_Battery_4hr_Generic | PGE_New_EGS_Generic | SCE_LDES_12hr_Generic | SDGE_New_Li_Battery_8hr_Generic | 0.39612 |  | Natural Gas Retention Detail |  | PGE_New_EGS | PGE_Kern_Solar | PGE_New_Geothermal | SDGE_New_EGS |  |  | Storage Type | SDGE_New_Geothermal | PGE_GBA_EGS_Deep_13 | PGE_Kern_Li_Battery_8hr_72 | PGE_NGBA_Solar_60 | SCE_Northern_Wind_86 |  | SCE_Arizona_Li_Battery_8hr_MaxBuild | 0 | 0 | 0 | 0 | 0
|  | PGE_New_Li_Battery_4hr_Generic | 0 | 0 | 0 | 0 | 0 | 0 |  | 0 |  | 0 | 0 |  | 0 | 0 | 0 | 0 |  | 0 | 0 | 0 | 0 |  | 0 | 0 | 0 |  |  | PGE_New_Li_Battery_4hr_Generic | PGE_New_Li_Battery_4hr_Generic | 0 | 0 | 0 | 0 | 0 | 0 |  | 0 |  | 0 | 0 |  | 0 | 0 | 0 | 0 |  |  | PGE_New_Li_Battery_4hr_Generic | PGE_New_Li_Battery_4hr_Generic | PGE_New_EGS_Generic | SCE_New_Li_Battery_4hr_Generic | 0 | 0 | 0 |  |  |  | 0 | 0 | 0 | 0 | 0 | 0 |  | 0 |  | 0 | 0 |  | 0 | 0 | 0 | 0 | [6 empty] | 0 | 0 | 0 |  |  | PGE_New_Li_Battery_4hr_Generic | 0 | 0 | 0 | 0 | 0 | 0 |  | 0 |  | 0 | 0 |  | 0 | 0 | 0 | 0 |  | 0 | 0 | 0 | 0 |  | 0 | 0 | 0 |  |  | PGE_New_Li_Battery_4hr_Generic | [27 empty] | PGE_New_Li_Battery_4hr_Generic | PGE_New_Li_Battery_4hr_Generic | PGE_New_EGS_Generic | SCE_New_Li_Battery_4hr_Generic | SDGE_New_Li_Battery_8hr_Generic |  |  |  |  | PGE_New_EGS | PGE_Kern_Solar | PGE_Northeast_CA_Wind | SDGE_New_EGS |  |  | Li-ion Battery (4-hr) | SDGE_New_Li_Battery_4hr | PGE_GBA_EGS_Deep_14 | PGE_Kern_Li_Battery_8hr_74 | PGE_NGBA_Solar_61 | SCE_Northern_Wind_91 |  | SCE_Arizona_Li_Battery_4hr_MaxBuild | 0 | 0 | 0 | 0 | 0
|  | PGE_New_Li_Battery_4hr_Generic | 0 | 0 | 0 | 0 | 0 | 0 |  | 0 |  | 0 | 0 |  | 0 | 0 | 0 | 0 |  | 0 | 0 | 0 | 0 |  | 0 | 0 | 0 |  |  | PGE_New_Li_Battery_4hr_Generic | PGE_New_Li_Battery_4hr_Generic | 0 | 0 | 0 | 0 | 0 | 0 |  | 0 |  | 0 | 0 |  | 0 | 0 | 0 | 0 |  |  | PGE_New_Li_Battery_4hr_Generic | PGE_New_Li_Battery_4hr_Generic | PGE_New_EGS_Generic | SCE_New_Li_Battery_4hr_Generic | 0 | 0 | 0 |  |  |  | 0 | 0 | 0 | 0 | 0 | 0 |  | 0 |  | 0 | 0 |  | 0 | 0 | 0 | 0 | [6 empty] | 0 | 0 | 0 |  |  | PGE_New_Li_Battery_4hr_Generic | 0 | 0 | 0 | 0 | 0 | 0 |  | 0 |  | 0 | 0 |  | 0 | 0 | 0 | 0 |  | 0 | 0 | 0 | 0 |  | 0 | 0 | 0 |  |  | PGE_New_Li_Battery_4hr_Generic | [27 empty] | PGE_New_Li_Battery_4hr_Generic | PGE_New_Li_Battery_4hr_Generic | PGE_New_EGS_Generic | SCE_New_Li_Battery_4hr_Generic | SDGE_New_Li_Battery_8hr_Generic |  |  |  | Cape_Mendocino_Offshore_Wind | PGE_New_EGS | PGE_Kern_Solar | PGE_Oregon_New_EGS | SDGE_New_EGS |  |  | Li-ion Battery (8-hr) | SDGE_New_Li_Battery_8hr | PGE_GBA_EGS_Deep_3 | PGE_Kern_Li_Battery_8hr_83 | PGE_NGBA_Solar_62 | SCE_Utah_EGS_NF_131 |  | PGE_Wyoming_Wind_MaxBuild | 0 | 0 | 0 | 0 | 0
|  | PGE_New_Li_Battery_4hr_Generic | 0 | 0 | 0 | 0 | 0 | 0 |  | 0 |  | 0 | 0 |  | 0 | 0 | 0 | 0 |  | 0 | 0 | 0 | 0 |  | 0 | 0 | 0 |  |  | PGE_New_Li_Battery_4hr_Generic | PGE_New_Li_Battery_4hr_Generic | 0 | 0 | 0 | 0 | 0 | 0 |  | 0 |  | 0 | 0 |  | 0 | 0 | 0 | 0 |  |  | PGE_New_Li_Battery_4hr_Generic | PGE_New_Li_Battery_4hr_Generic | PGE_New_EGS_Generic | SCE_New_Li_Battery_4hr_Generic | 0 | 0 | 0 |  |  |  | 0 | 0 | 0 | 0 | 0 | 0 |  | 0 |  | 0 | 0 |  | 0 | 0 | 0 | 0 | [6 empty] | 0 | 0 | 0 |  |  | PGE_New_Li_Battery_4hr_Generic | 0 | 0 | 0 | 0 | 0 | 0 |  | 0 |  | 0 | 0 |  | 0 | 0 | 0 | 0 |  | 0 | 0 | 0 | 0 |  | 0 | 0 | 0 |  |  | PGE_New_Li_Battery_4hr_Generic | [27 empty] | PGE_New_Li_Battery_4hr_Generic | PGE_New_Li_Battery_4hr_Generic | PGE_New_EGS_Generic | SCE_New_Li_Battery_4hr_Generic | SDGE_New_Li_Battery_8hr_Generic |  |  |  | Del_Norte_Offshore_Wind | PGE_New_EGS | PGE_Kern_Solar | PGE_New_Geothermal | SDGE_New_Geothermal |  |  | Location Constrained Storage (12-hr) |  | PGE_GBA_EGS_Deep_32 | PGE_Kern_Li_Battery_8hr_92 | PGE_NGBA_Solar_67 | SCE_Utah_Geothermal_131 |  | PGE_Oregon_New_EGS_MaxBuild | 0 | 0 | 0 | 0 | 0
|  | PGE_New_Li_Battery_4hr_Generic | 0 | 0 | 0 | 0 | 0 | 0 |  | 0 |  | 0 | 0 |  | 0 | 0 | 0 | 0 |  | 0 | 0 | 0 | 0 |  | 0 | 0 | 0 |  |  | PGE_New_Li_Battery_4hr_Generic | PGE_New_Li_Battery_4hr_Generic | 0 | 0 | 0 | 0 | 0 | 0 |  | 0 |  | 0 | 0 |  | 0 | 0 | 0 | 0 |  |  | PGE_New_Li_Battery_4hr_Generic | PGE_New_Li_Battery_4hr_Generic | PGE_New_EGS_Generic | SCE_New_Li_Battery_4hr_Generic | 0 | 0 | 0 |  |  |  | 0 | 0 | 0 | 0 | 0 | 0 |  | 0 |  | 0 | 0 |  | 0 | 0 | 0 | 0 | [6 empty] | 0 | 0 | 0 |  |  | PGE_New_Li_Battery_4hr_Generic | 0 | 0 | 0 | 0 | 0 | 0 |  | 0 |  | 0 | 0 |  | 0 | 0 | 0 | 0 |  | 0 | 0 | 0 | 0 |  | 0 | 0 | 0 |  |  | PGE_New_Li_Battery_4hr_Generic | [27 empty] | PGE_New_Li_Battery_4hr_Generic | PGE_New_Li_Battery_4hr_Generic | PGE_New_EGS_Generic | SCE_New_Li_Battery_4hr_Generic | SDGE_New_Li_Battery_8hr_Generic | 1357 |  |  | Humboldt_Bay_Offshore_Wind | PGE_LDES_12hr | PGE_Kern_Solar | PGE_Wyoming_Wind | SDGE_LDES_12hr |  |  | Generic Storage (12-hr) |  | PGE_GBA_EGS_Deep_34 | PGE_Kern_Li_Battery_8hr_93 | PGE_NGBA_Solar_7 | SCE_Wyoming_Wind_131_Tranche1 |  | PGE_Oregon_Geothermal_MaxBuild | 0 | 0 | 0 | 0 | 0
|  | PGE_New_Li_Battery_4hr_Generic | 0 | 0 | 0 | 0 | 0 | 0 |  | 0 |  | 0 | 0 |  | 0 | 0 | 0 | 0 |  | 0 | 0 | 0 | 0 |  | 0 | 0 | 0 |  |  | PGE_New_Li_Battery_4hr_Generic | PGE_New_Li_Battery_4hr_Generic | 0 | 0 | 0 | 0 | 0 | 0 |  | 0 |  | 0 | 0 |  | 0 | 0 | 0 | 0 |  |  | PGE_New_Li_Battery_4hr_Generic | PGE_New_Li_Battery_4hr_Generic | PGE_New_EGS_Generic | SCE_New_Li_Battery_4hr_Generic | 0 | 0 | 0 |  |  |  | 0 | 0 | 0 | 0 | 0 | 0 |  | 0 |  | 0 | 0 |  | 0 | 0 | 0 | 0 | [6 empty] | 0 | 0 | 0 |  |  | PGE_New_Li_Battery_4hr_Generic | 0 | 0 | 0 | 0 | 0 | 0 |  | 0 |  | 0 | 0 |  | 0 | 0 | 0 | 0 |  | 0 | 0 | 0 | 0 |  | 0 | 0 | 0 |  |  | PGE_New_Li_Battery_4hr_Generic | [27 empty] | PGE_New_Li_Battery_4hr_Generic | PGE_New_Li_Battery_4hr_Generic | PGE_New_EGS_Generic | SCE_New_Li_Battery_4hr_Generic | SDGE_New_Li_Battery_8hr_Generic | 1163 |  |  | Morro_Bay_Offshore_Wind | PGE_New_Li_Battery_4hr | PGE_Kern_Solar | PGE_Wyoming_Wind | SDGE_New_Li_Battery_4hr |  |  | Generic Storage (24-hr) |  | PGE_GBA_EGS_Deep_38 | PGE_Kern_Li_Battery_8hr_95 | PGE_NGBA_Solar_8 | SCE_Wyoming_Wind_131_Tranche2 |  | PGE_Northeast_CA_Wind_MaxBuild | 0 | 0 | 0 | 0 | 0
|  | PGE_New_Li_Battery_4hr_Generic | 0 | 0 | 0 | 0 | 0 | 0 |  | 0 |  | 0 | 0 |  | 0 | 0 | 0 | 0 |  | 0 | 0 | 0 | 0 |  | 0 | 0 | 0 |  |  | PGE_New_Li_Battery_4hr_Generic | PGE_New_Li_Battery_4hr_Generic | 0 | 0 | 0 | 0 | 0 | 0 |  | 0 |  | 0 | 0 |  | 0 | 0 | 0 | 0 |  |  | PGE_New_Li_Battery_4hr_Generic | PGE_New_Li_Battery_4hr_Generic | PGE_New_EGS_Generic | SCE_New_Li_Battery_4hr_Generic | 0 | 0 | 0 |  |  |  | 0 | 0 | 0 | 0 | 0 | 0 |  | 0 |  | 0 | 0 |  | 0 | 0 | 0 | 0 | [6 empty] | 0 | 0 | 0 |  |  | PGE_New_Li_Battery_4hr_Generic | 0 | 0 | 0 | 0 | 0 | 0 |  | 0 |  | 0 | 0 |  | 0 | 0 | 0 | 0 |  | 0 | 0 | 0 | 0 |  | 0 | 0 | 0 |  |  | PGE_New_Li_Battery_4hr_Generic | [27 empty] | PGE_New_Li_Battery_4hr_Generic | PGE_New_Li_Battery_4hr_Generic | PGE_New_EGS_Generic | SCE_New_Li_Battery_4hr_Generic | SDGE_New_Li_Battery_8hr_Generic | 0.53849 |  |  | PGE_New_Biomass | PGE_New_Li_Battery_4hr | PGE_Kern_Solar | SCE_New_Li_Battery_4hr | SDGE_New_Li_Battery_4hr |  |  | Generic Storage (100-hr) |  | PGE_GBA_EGS_Deep_4 | PGE_Kern_Li_Battery_8hr_98 | PGE_NGBA_Solar_9 | SCE_Wyoming_Wind_131_Tranche3 |  | PGE_Northeast_CA_New_EGS_MaxBuild | 0 | 0 | 0 | 0 | 0
|  | PGE_New_Li_Battery_4hr_Generic | 0 | 0 | 0 | 0 | 0 | 0 |  | 0 |  | 0 | 0 |  | 0 | 0 | 0 | 0 |  | 0 | 0 | 0 | 0 |  | 0 | 0 | 0 |  |  | PGE_New_Li_Battery_4hr_Generic | PGE_New_Li_Battery_4hr_Generic | 0 | 0 | 0 | 0 | 0 | 0 |  | 0 |  | 0 | 0 |  | 0 | 0 | 0 | 0 |  |  | PGE_New_Li_Battery_4hr_Generic | PGE_New_Li_Battery_4hr_Generic | PGE_New_EGS_Generic | SCE_New_Li_Battery_4hr_Generic | 0 | 0 | 0 |  |  |  | 0 | 0 | 0 | 0 | 0 | 0 |  | 0 |  | 0 | 0 |  | 0 | 0 | 0 | 0 | [6 empty] | 0 | 0 | 0 |  |  | PGE_New_Li_Battery_4hr_Generic | 0 | 0 | 0 | 0 | 0 | 0 |  | 0 |  | 0 | 0 |  | 0 | 0 | 0 | 0 |  | 0 | 0 | 0 | 0 |  | 0 | 0 | 0 |  |  | PGE_New_Li_Battery_4hr_Generic | [27 empty] | PGE_New_Li_Battery_4hr_Generic | PGE_New_Li_Battery_4hr_Generic | PGE_New_EGS_Generic | SCE_New_Li_Battery_4hr_Generic | SDGE_New_Li_Battery_8hr_Generic |  |  |  | PGE_Distributed_Solar | PGE_New_Li_Battery_4hr | PGE_Kern_Solar | SCE_New_Li_Battery_8hr | SDGE_New_Li_Battery_4hr |  |  | Total Long Duration Storage |  | PGE_GBA_EGS_Deep_40 | PGE_Kern_Li_Battery_8hr_99 | PGE_NGBA_Wind_1 | SDGE_Arizona_EGS_Deep_188 |  | PGE_Northeast_CA_Geothermal_MaxBuild | 0 | 0 | 0 | 0 | 0
|  | Shift DR & VGI | 0 | 0 | 0 | 0 | 0 | 0 | 0 | 0 | 0 | 0 | 0 | 0 | 0 | 0 | 0 | 0 | 0 | 0 | 0 | 0 | 0 | 0 | 0 | 0 | 0 | 0 |  |  | Shift DR & VGI | 0 | 0 | 0 | 0 | 0 | 0 | 0 | 0 | 0 | 0 | 0 | 0 | 0 | 0 | 0 | 0 | 0 | 0 | 0 | 0 | 0 | 0 | 0 | 0 | 0 | 0 |  | Shift DR & VGI | 0 | 0 | 0 | 0 | 0 | 0 | 0 | 0 | 0 | 0 | 0 | 0 | 0 | 0 | 0 | 0 | 0 | 0 | 0 | 0 | 0 | 0 | 0 | 0 | 0 | 0 |  | Shift DR & VGI | 0 | 0 | 0 | 0 | 0 | 0 | 0 | 0 | 0 | 0 | 0 | 0 | 0 | 0 | 0 | 0 | 0 | 0 | 0 | 0 | 0 | 0 | 0 | 0 | 0 | 0
System Build |  |  | 0 | 0 | 0 | 0 | 0 | 0 | System Build | 0 | System Build | 0 | 0 | System Build | 0 | 0 | 0 | 0 | System Build | 0 | 0 | 0 | 0 | System Build | 0 | 0 | 0 | System Build |  |  |  | 0 | 0 | 0 | 0 | 0 | 0 | System Build | 0 | System Build | 0 | 0 | System Build | 0 | 0 | 0 | 0 | System Build | [5 empty] | 0 | 0 | 0 | System Build |  | PGE_New_EGS_Generic | 0 | 0 | 0 | 0 | 0 | 0 | System Build | 0 | System Build | 0 | 0 | System Build | 0 | 0 | 0 | 0 | System Build |  | PGE_New_EGS_Generic | PGE_New_Li_Battery_4hr_Generic | PGE_Nevada_New_EGS_Generic | SCE_New_EGS_Generic | 0 | 0 | 0 | System Build |  |  | 0 | 0 | 0 | 0 | 0 | 0 | System Build | 0 | System Build | 0 | 0 | System Build | 0 | 0 | 0 | 0 | System Build | 0 | 0 | 0 | 0 | System Build | 0 | 0 | 0 | System Build | [8 empty] | System Build |  | System Build |  |  | System Build |  |  |  |  | System Build |  |  |  |  | System Build |  |  |  | System Build
|  |  | 0 | 0 | 0 | 0 | 0 | 0 |  | 0 |  | 0 | 0 |  | 0 | 0 | 0 | 0 |  | 0 | 0 | 0 | 0 |  | 0 | 0 | 0 |  |  |  |  | 0 | 0 | 0 | 0 | 0 | 0 |  | 0 |  | 0 | 0 |  | 0 | 0 | 0 | 0 | [6 empty] | 0 | 0 | 0 |  |  | PGE_New_EGS_Generic | 0 | 0 | 0 | 0 | 0 | 0 |  | 0 |  | 0 | 0 |  | 0 | 0 | 0 | 0 |  |  | PGE_New_EGS_Generic | PGE_New_Li_Battery_4hr_Generic | PGE_New_Geothermal_Generic | SCE_New_EGS_Generic | 0 | 0 | 0 |  |  |  | 0 | 0 | 0 | 0 | 0 | 0 |  | 0 |  | 0 | 0 |  | 0 | 0 | 0 | 0 |  | 0 | 0 | 0 | 0 |  | 0 | 0 | 0
[59 empty] | PGE_LDES_12hr_Generic | [18 empty] | PGE_LDES_12hr_Generic | PGE_New_Li_Battery_4hr_Generic |  | SCE_New_EGS_Generic
[59 empty] | PGE_New_Li_Battery_4hr_Generic | [18 empty] | PGE_New_Li_Battery_4hr_Generic | PGE_New_Li_Battery_4hr_Generic |  | SCE_New_EGS_Generic
|  |  | 2020-01-01 | 2021-01-01 | 2022-01-01 | 2023-01-01 | 2024-01-01 | 2025-01-01 |  | 2027-01-01 |  | 2029-01-01 | 2030-01-01 |  | 2032-01-01 | 2033-01-01 | 2034-01-01 | 2035-01-01 |  | 2037-01-01 | 2038-01-01 | 2039-01-01 | 2040-01-01 |  | 2042-01-01 | 2043-01-01 | 2044-01-01 |  |  |  |  | 2020-01-01 | 2021-01-01 | 2022-01-01 | 2023-01-01 | 2024-01-01 | 2025-01-01 |  | 2027-01-01 |  | 2029-01-01 | 2030-01-01 |  | 2032-01-01 | 2033-01-01 | 2034-01-01 | 2035-01-01 | [6 empty] | 2042-01-01 | 2043-01-01 | 2044-01-01 |  |  | PGE_New_Li_Battery_4hr_Generic | 2020-01-01 | 2021-01-01 | 2022-01-01 | 2023-01-01 | 2024-01-01 | 2025-01-01 |  | 2027-01-01 |  | 2029-01-01 | 2030-01-01 |  | 2032-01-01 | 2033-01-01 | 2034-01-01 | 2035-01-01 |  |  | PGE_New_Li_Battery_4hr_Generic | PGE_New_Li_Battery_4hr_Generic |  | SCE_New_EGS_Generic | 2042-01-01 | 2043-01-01 | 2044-01-01 |  |  |  | 2020-01-01 | 2021-01-01 | 2022-01-01 | 2023-01-01 | 2024-01-01 | 2025-01-01 |  | 2027-01-01 |  | 2029-01-01 | 2030-01-01 |  | 2032-01-01 | 2033-01-01 | 2034-01-01 | 2035-01-01 |  | 2037-01-01 | 2038-01-01 | 2039-01-01 | 2040-01-01 |  | 2042-01-01 | 2043-01-01 | 2044-01-01
|  |  | 0 | 0 | 0 | 0 | 0 | 0 |  | 0 |  | 0 | 0 |  | 0 | 0 | 0 | 0 |  | 0 | 0 | 0 | 0 |  | 0 | 0 | 0 |  |  |  |  | 0 | 0 | 0 | 0 | 0 | 0 |  | 0 |  | 0 | 0 |  | 0 | 0 | 0 | 0 | [6 empty] | 0 | 0 | 0 |  |  | PGE_New_Li_Battery_4hr_Generic | 0 | 0 | 0 | 0 | 0 | 0 |  | 0 |  | 0 | 0 |  | 0 | 0 | 0 | 0 |  |  | PGE_New_Li_Battery_4hr_Generic | PGE_New_Li_Battery_4hr_Generic | PGE_New_EGS_Generic | SCE_New_EGS_Generic | 0 | 0 | 0 |  |  |  | 0 | 0 | 0 | 0 | 0 | 0 |  | 0 |  | 0 | 0 |  | 0 | 0 | 0 | 0 |  | 0 | 0 | 0 | 0 |  | 0 | 0 | 0
|  |  | 0 | 0 | 0 | 0 | 0 | 0 |  | -1.2135 |  | -1.2135 | -1.2135 |  | -1.2135 | -1.2135 | -1.2135 | -1.2135 |  | -1.2135 | -1.2135 | -1.2135 | -1.2135 |  | -1.2135 | -1.2135 | -1.2135 |  |  |  |  | 0 | 0 | 0 | 0 | 0 | 0 |  | -0.70603 |  | -0.70603 | -0.70603 |  | -0.70603 | -0.70603 | -0.70603 | -0.70603 | [6 empty] | -0.70603 | -0.70603 | -0.70603 |  |  | PGE_New_Li_Battery_4hr_Generic | 0 | 0 | 0 | 0 | 0 | 0 |  | -0.50751 |  | -0.50751 | -0.50751 |  | -0.50751 | -0.50751 | -0.50751 | -0.50751 |  |  | PGE_New_Li_Battery_4hr_Generic | PGE_New_Li_Battery_4hr_Generic | PGE_New_EGS_Generic | SCE_New_Geothermal_Generic | -0.50751 | -0.50751 | -0.50751 |  |  |  | 0 | 0 | 0 | 0 | 0 | 0 |  | 0 |  | 0 | 0 |  | 0 | 0 | 0 | 0 |  | 0 | 0 | 0 | 0 |  | 0 | 0 | 0
|  | Natural Gas + CCS | 0 | 0 | 0 | 0 | 0 | 0 | 0 | 0 | 0 | 0 | 0 | 0 | 0 | 0 | 0 | 0 | 0 | 0 | 0 | 0 | 0 | 0 | 0 | 0 | 0 | 0 |  |  | Natural Gas + CCS | 0 | 0 | 0 | 0 | 0 | 0 | 0 | 0 | 0 | 0 | 0 | 0 | 0 | 0 | 0 | 0 | 0 | 0 | 0 | 0 | 0 | 0 | 0 | 0 | 0 | 0 |  | Natural Gas + CCS | 0 | 0 | 0 | 0 | 0 | 0 | 0 | 0 | 0 | 0 | 0 | 0 | 0 | 0 | 0 | 0 | 0 | 0 | 0 | 0 | 0 | 0 | 0 | 0 | 0 | 0 |  | Natural Gas + CCS | 0 | 0 | 0 | 0 | 0 | 0 | 0 | 0 | 0 | 0 | 0 | 0 | 0 | 0 | 0 | 0 | 0 | 0 | 0 | 0 | 0 | 0 | 0 | 0 | 0 | 0
System Build |  | PGE_New_EGS_Generic | 0 | 0 | 0 | 0 | 0 | 0 | System Build | 0 | System Build | 0 | 0 | System Build | 0 | 0 | 0 | 0 | System Build | 0 | 0 | 0 | 0 | System Build | 0 | 0 | 0 | System Build |  | PGE_New_EGS_Generic | PGE_New_Li_Battery_4hr_Generic | 0 | 0 | 0 | 0 | 0 | 0 | System Build | 0 | System Build | 0 | 0 | System Build | 0 | 0 | 0 | 0 | System Build |  | PGE_New_EGS_Generic | PGE_New_Li_Battery_4hr_Generic | PGE_Nevada_New_EGS_Generic | SCE_New_EGS_Generic | 0 | 0 | 0 | System Build |  |  | 0 | 0 | 0 | 0 | 0 | 0 | System Build | 0 | System Build | 0 | 0 | System Build | 0 | 0 | 0 | 0 | System Build | [5 empty] | 0 | 0 | 0 | System Build |  | PGE_New_EGS_Generic | 0 | 0 | 0 | 0 | 0 | 0 | System Build | 0 | System Build | 0 | 0 | System Build | 0 | 0 | 0 | 0 | System Build | 0 | 0 | 0 | 0 | System Build | 0 | 0 | 0 | System Build |  | PGE_New_EGS_Generic | [6 empty] | System Build |  | System Build |  |  | System Build |  |  |  |  | System Build |  |  |  |  | System Build |  |  |  | System Build |  | PGE_New_EGS_Generic | PGE_New_Li_Battery_4hr_Generic | PGE_Nevada_New_EGS_Generic | SCE_New_EGS_Generic | SDGE_New_Li_Battery_4hr_Generic |  |  |  |  | PGE_New_EGS | PGE_Kern_Solar | PGE_NGBA_Wind | SDGE_New_Li_Battery_8hr |  |  | Generic Storage (100-hr) | SDGE_Distributed_Solar | PGE_Fresno_Solar_76 | PGE_Kern_Li_Battery_8hr_108 | PGE_NGBA_Solar_33 | SCE_Northern_Solar_159 |  | SCE_Eastern_Li_Battery_8hr_MaxBuild | 0 | 0 | 0 | 0 | 0
|  | Hydrogen | 0 | 0 | 0 | 0 | 0 | 0 | 0 | 0 | 0 | 0 | 0 | 0 | 0 | 0 | 0 | 0 | 0 | 0 | 0 | 0 | 0 | 0 | 0 | 0 | 0 | 0 |  |  | Hydrogen | 0 | 0 | 0 | 0 | 0 | 0 | 0 | 0 | 0 | 0 | 0 | 0 | 0 | 0 | 0 | 0 | 0 | 0 | 0 | 0 | 0 | 0 | 0 | 0 | 0 | 0 |  | Hydrogen | 0 | 0 | 0 | 0 | 0 | 0 | 0 | 0 | 0 | 0 | 0 | 0 | 0 | 0 | 0 | 0 | 0 | 0 | 0 | 0 | 0 | 0 | 0 | 0 | 0 | 0 |  | Hydrogen | 0 | 0 | 0 | 0 | 0 | 0 | 0 | 0 | 0 | 0 | 0 | 0 | 0 | 0 | 0 | 0 | 0 | 0 | 0 | 0 | 0 | 0 | 0 | 0 | 0 | 0
System Build |  |  | 0 | 0 | 0 | 0 | 0 | 0 | System Build | 0 | System Build | 0 | 0 | System Build | 0 | 0 | 0 | 0 | System Build | 0 | 0 | 0 | 0 | System Build | 0 | 0 | 0 | System Build |  |  |  | 0 | 0 | 0 | 0 | 0 | 0 | System Build | 0 | System Build | 0 | 0 | System Build | 0 | 0 | 0 | 0 | System Build | [5 empty] | 0 | 0 | 0 | System Build |  | PGE_New_EGS_Generic | 0 | 0 | 0 | 0 | 0 | 0 | System Build | 0 | System Build | 0 | 0 | System Build | 0 | 0 | 0 | 0 | System Build |  | PGE_New_EGS_Generic | PGE_New_Li_Battery_4hr_Generic | PGE_Nevada_New_EGS_Generic | SCE_New_EGS_Generic | 0 | 0 | 0 | System Build |  |  | 0 | 0 | 0 | 0 | 0 | 0 | System Build | 0 | System Build | 0 | 0 | System Build | 0 | 0 | 0 | 0 | System Build | 0 | 0 | 0 | 0 | System Build | 0 | 0 | 0 | System Build | [8 empty] | System Build |  | System Build |  |  | System Build |  |  |  |  | System Build |  |  |  |  | System Build |  |  |  | System Build
|  | Nuclear (SMR) | 0 | 0 | 0 | 0 | 0 | 0 | 0 | 0 | 0 | 0 | 0 | 0 | 0 | 0 | 0 | 0 | 0 | 0 | 0 | 0 | 0 | 0 | 0 | 0 | 0 | 0 |  |  | Nuclear (SMR) | 0 | 0 | 0 | 0 | 0 | 0 | 0 | 0 | 0 | 0 | 0 | 0 | 0 | 0 | 0 | 0 | 0 | 0 | 0 | 0 | 0 | 0 | 0 | 0 | 0 | 0 |  | Nuclear (SMR) | 0 | 0 | 0 | 0 | 0 | 0 | 0 | 0 | 0 | 0 | 0 | 0 | 0 | 0 | 0 | 0 | 0 | 0 | 0 | 0 | 0 | 0 | 0 | 0 | 0 | 0 |  | Nuclear (SMR) | 0 | 0 | 0 | 0 | 0 | 0 | 0 | 0 | 0 | 0 | 0 | 0 | 0 | 0 | 0 | 0 | 0 | 0 | 0 | 0 | 0 | 0 | 0 | 0 | 0 | 0
System Build |  | PGE_New_EGS_Generic | 0 | 0 | 0 | 0 | 0 | 0 | System Build | 0 | System Build | 0 | 0 | System Build | 0 | 0 | 0 | 0 | System Build | 0 | 0 | 0 | 0 | System Build | 0 | 0 | 0 | System Build |  | PGE_New_EGS_Generic | PGE_New_Li_Battery_4hr_Generic | 0 | 0 | 0 | 0 | 0 | 0 | System Build | 0 | System Build | 0 | 0 | System Build | 0 | 0 | 0 | 0 | System Build |  | PGE_New_EGS_Generic | PGE_New_Li_Battery_4hr_Generic | PGE_Nevada_New_EGS_Generic | SCE_New_EGS_Generic | 0 | 0 | 0 | System Build |  |  | 0 | 0 | 0 | 0 | 0 | 0 | System Build | 0 | System Build | 0 | 0 | System Build | 0 | 0 | 0 | 0 | System Build | [5 empty] | 0 | 0 | 0 | System Build |  | PGE_New_EGS_Generic | 0 | 0 | 0 | 0 | 0 | 0 | System Build | 0 | System Build | 0 | 0 | System Build | 0 | 0 | 0 | 0 | System Build | 0 | 0 | 0 | 0 | System Build | 0 | 0 | 0 | System Build |  | PGE_New_EGS_Generic | [6 empty] | System Build |  | System Build |  |  | System Build |  |  |  |  | System Build |  |  |  |  | System Build |  |  |  | System Build |  | PGE_New_EGS_Generic | PGE_New_Li_Battery_4hr_Generic | PGE_Nevada_New_EGS_Generic | SCE_New_EGS_Generic | SDGE_New_Li_Battery_4hr_Generic |  |  |  |  | PGE_New_EGS | PGE_Kern_Solar | PGE_NGBA_Wind | SDGE_New_Li_Battery_8hr |  |  | Generic Storage (100-hr) | SDGE_Distributed_Solar | PGE_Fresno_Solar_76 | PGE_Kern_Li_Battery_8hr_108 | PGE_NGBA_Solar_33 | SCE_Northern_Solar_159 |  | SCE_Eastern_Li_Battery_8hr_MaxBuild | 0 | 0 | 0 | 0 | 0
|  | PGE_New_EGS_Generic | 0 | 0 | 0 | 0 | 0 | 0 |  | 0 |  | 0 | 0 |  | 0 | 0 | 0 | 0 |  | 0 | 0 | 0 | 0 |  | 0 | 0 | 0 |  |  | PGE_New_EGS_Generic | PGE_New_Li_Battery_4hr_Generic | 0 | 0 | 0 | 0 | 0 | 0 |  | 0 |  | 0 | 0 |  | 0 | 0 | 0 | 0 |  |  | PGE_New_EGS_Generic | PGE_New_Li_Battery_4hr_Generic | PGE_New_Geothermal_Generic | SCE_New_EGS_Generic | 0 | 0 | 0 |  |  |  | 0 | 0 | 0 | 0 | 0 | 0 |  | 0 |  | 0 | 0 |  | 0 | 0 | 0 | 0 | [6 empty] | 0 | 0 | 0 |  |  | PGE_New_EGS_Generic | 0 | 0 | 0 | 0 | 0 | 0 |  | 0 |  | 0 | 0 |  | 0 | 0 | 0 | 0 |  | 0 | 0 | 0 | 0 |  | 0 | 0 | 0 |  |  | PGE_New_EGS_Generic | [27 empty] | PGE_New_EGS_Generic | PGE_New_Li_Battery_4hr_Generic | PGE_New_Geothermal_Generic | SCE_New_EGS_Generic | SDGE_New_Li_Battery_4hr_Generic |  |  |  |  | PGE_New_EGS | PGE_Kern_Solar | PGE_NGBA_Wind | SDGE_Arizona_Solar |  |  | Shed DR | SDGE_Imperial_Solar | PGE_Fresno_Solar_77 | PGE_Kern_Li_Battery_8hr_109 | PGE_NGBA_Solar_35 | SCE_Northern_Solar_167 |  | SCE_Eastern_Li_Battery_4hr_MaxBuild | 0 | 0 | 0 | 0 | 0
|  | PGE_LDES_12hr_Generic | 0 | 0 | 0 | 0 | 0 | 0 |  | 0 |  | 0 | 0 |  | 0 | 0 | 0 | 0 |  | 0 | 0 | 0 | 0 |  | 0 | 0 | 0 |  |  | PGE_LDES_12hr_Generic | PGE_New_Li_Battery_4hr_Generic | 0 | 0 | 0 | 0 | 0 | 0 |  | 0 |  | 0 | 0 |  | 0 | 0 | 0 | 0 |  |  | PGE_LDES_12hr_Generic | PGE_New_Li_Battery_4hr_Generic |  | SCE_New_EGS_Generic | 0 | 0 | 0 |  |  |  | 0 | 0 | 0 | 0 | 0 | 0 |  | 0 |  | 0 | 0 |  | 0 | 0 | 0 | 0 | [6 empty] | 0 | 0 | 0 |  |  | PGE_LDES_12hr_Generic | 0 | 0 | 0 | 0 | 0 | 0 |  | 0 |  | 0 | 0 |  | 0 | 0 | 0 | 0 |  | 0 | 0 | 0 | 0 |  | 0 | 0 | 0 |  |  | PGE_LDES_12hr_Generic | [27 empty] | PGE_LDES_12hr_Generic | PGE_New_Li_Battery_4hr_Generic |  | SCE_New_EGS_Generic | SDGE_New_Li_Battery_4hr_Generic |  |  |  |  | PGE_New_EGS | PGE_Kern_Solar | PGE_NGBA_Wind | SDGE_Arizona_Solar |  |  | Shift DR & VGI | SDGE_Imperial_Wind | PGE_Fresno_Solar_88 | PGE_Kern_Li_Battery_8hr_111 | PGE_NGBA_Solar_37 | SCE_Northern_Solar_86 |  | SCE_Eastern_Geothermal_MaxBuild | 0 | 0 | 0 | 0 | 0
|  | PGE_New_Li_Battery_4hr_Generic | 0 | 0 | 0 | 0 | 0 | 0 |  | 0 |  | 0 | 0 |  | 0 | 0 | 0 | 0 |  | 0 | 0 | 0 | 0 |  | 0 | 0 | 0 |  |  | PGE_New_Li_Battery_4hr_Generic | PGE_New_Li_Battery_4hr_Generic | 0 | 0 | 0 | 0 | 0 | 0 |  | 0 |  | 0 | 0 |  | 0 | 0 | 0 | 0 |  |  | PGE_New_Li_Battery_4hr_Generic | PGE_New_Li_Battery_4hr_Generic |  | SCE_New_EGS_Generic | 0 | 0 | 0 |  |  |  | 0 | 0 | 0 | 0 | 0 | 0 |  | 0 |  | 0 | 0 |  | 0 | 0 | 0 | 0 | [6 empty] | 0 | 0 | 0 |  |  | PGE_New_Li_Battery_4hr_Generic | 0 | 0 | 0 | 0 | 0 | 0 |  | 0 |  | 0 | 0 |  | 0 | 0 | 0 | 0 |  | 0 | 0 | 0 | 0 |  | 0 | 0 | 0 |  |  | PGE_New_Li_Battery_4hr_Generic | [27 empty] | PGE_New_Li_Battery_4hr_Generic | PGE_New_Li_Battery_4hr_Generic |  | SCE_New_EGS_Generic | SDGE_New_Li_Battery_4hr_Generic |  |  |  |  | PGE_New_EGS | PGE_Kern_Solar | PGE_NGBA_Wind | SDGE_Arizona_Solar |  |  | Long Duration Storage | SDGE_LDES_12hr | PGE_Fresno_Solar_90 | PGE_Kern_Li_Battery_8hr_112 | PGE_NGBA_Solar_39 | SCE_Northern_Solar_91 |  | SCE_EOP_Wind_MaxBuild | 0 | 0 | 0 | 0 | 0
|  | PGE_New_Li_Battery_4hr_Generic | 0 | 0 | 0 | 0 | 0 | 0 |  | 0 |  | 0 | 0 |  | 0 | 0 | 0 | 0 |  | 0 | 0 | 0 | 0 |  | 0 | 0 | 0 |  |  | PGE_New_Li_Battery_4hr_Generic | PGE_New_Li_Battery_4hr_Generic | 0 | 0 | 0 | 0 | 0 | 0 |  | 0 |  | 0 | 0 |  | 0 | 0 | 0 | 0 |  |  | PGE_New_Li_Battery_4hr_Generic | PGE_New_Li_Battery_4hr_Generic |  | SCE_New_EGS_Generic | 0 | 0 | 0 |  |  |  | 0 | 0 | 0 | 0 | 0 | 0 |  | 0 |  | 0 | 0 |  | 0 | 0 | 0 | 0 | [6 empty] | 0 | 0 | 0 |  |  | PGE_New_Li_Battery_4hr_Generic | 0 | 0 | 0 | 0 | 0 | 0 |  | 0 |  | 0 | 0 |  | 0 | 0 | 0 | 0 |  | 0 | 0 | 0 | 0 |  | 0 | 0 | 0 |  |  | PGE_New_Li_Battery_4hr_Generic | [27 empty] | PGE_New_Li_Battery_4hr_Generic | PGE_New_Li_Battery_4hr_Generic |  | SCE_New_EGS_Generic | SDGE_New_Li_Battery_4hr_Generic |  |  |  |  | PGE_New_EGS | PGE_Kern_Solar | PGE_NGBA_Wind | SDGE_Baja_California_Wind |  |  | Total | SDGE_New_Biomass | PGE_Fresno_Solar_94 | PGE_Kern_Li_Battery_8hr_113 | PGE_NGBA_Solar_47 | SCE_Northern_Wind_124 |  | SCE_EOP_Solar_MaxBuild | 0 | 0 | 0 | 0 | 0
|  | PGE_New_Li_Battery_4hr_Generic | 0 | 0 | 0 | 0 | 0 | 0 |  | 0 |  | 0 | 0 |  | 0 | 0 | 0 | 0 |  | 0 | 0 | 0 | 0 |  | 0 | 0 | 0 |  |  | PGE_New_Li_Battery_4hr_Generic | PGE_New_Li_Battery_4hr_Generic | 0 | 0 | 0 | 0 | 0 | 0 |  | 0 |  | 0 | 0 |  | 0 | 0 | 0 | 0 |  |  | PGE_New_Li_Battery_4hr_Generic | PGE_New_Li_Battery_4hr_Generic | PGE_New_EGS_Generic | SCE_New_EGS_Generic | 0 | 0 | 0 |  |  |  | 0 | 0 | 0 | 0 | 0 | 0 |  | 0 |  | 0 | 0 |  | 0 | 0 | 0 | 0 | [6 empty] | 0 | 0 | 0 |  |  | PGE_New_Li_Battery_4hr_Generic | 0 | 0 | 0 | 0 | 0 | 0 |  | 0 |  | 0 | 0 |  | 0 | 0 | 0 | 0 |  | 0 | 0 | 0 | 0 |  | 0 | 0 | 0 |  |  | PGE_New_Li_Battery_4hr_Generic | [27 empty] | PGE_New_Li_Battery_4hr_Generic | PGE_New_Li_Battery_4hr_Generic | PGE_New_EGS_Generic | SCE_New_EGS_Generic | SDGE_New_Li_Battery_4hr_Generic |  |  |  |  | PGE_New_EGS | PGE_Kern_Solar | PGE_NGBA_Wind | SDGE_New_Biomass |  |  |  | SDGE_New_EGS | PGE_GBA_EGS_Deep_10 | PGE_Kern_Li_Battery_8hr_122 | PGE_NGBA_Solar_52 | SCE_Northern_Wind_147 |  | SCE_EOP_Li_Battery_8hr_MaxBuild | 0 | 0 | 0 | 0 | 0
|  | PGE_New_Li_Battery_4hr_Generic | 0 | 0 | 0 | 0 | 0 | 0 |  | 0 |  | 0 | 0 |  | 0 | 0 | 0 | 0 |  | 0 | 0 | 0 | 0 |  | 0 | 0 | 0 |  |  | PGE_New_Li_Battery_4hr_Generic | PGE_New_Li_Battery_4hr_Generic | 0 | 0 | 0 | 0 | 0 | 0 |  | 0 |  | 0 | 0 |  | 0 | 0 | 0 | 0 |  |  | PGE_New_Li_Battery_4hr_Generic | PGE_New_Li_Battery_4hr_Generic | PGE_New_EGS_Generic | SCE_New_Geothermal_Generic | 0 | 0 | 0 |  |  |  | 0 | 0 | 0 | 0 | 0 | 0 |  | 0 |  | 0 | 0 |  | 0 | 0 | 0 | 0 | [6 empty] | 0 | 0 | 0 |  |  | PGE_New_Li_Battery_4hr_Generic | 0 | 0 | 0 | 0 | 0 | 0 |  | 0 |  | 0 | 0 |  | 0 | 0 | 0 | 0 |  | 0 | 0 | 0 | 0 |  | 0 | 0 | 0 |  |  | PGE_New_Li_Battery_4hr_Generic | [27 empty] | PGE_New_Li_Battery_4hr_Generic | PGE_New_Li_Battery_4hr_Generic | PGE_New_EGS_Generic | SCE_New_Geothermal_Generic | SDGE_New_Li_Battery_4hr_Generic |  |  |  |  | PGE_New_EGS | PGE_Kern_Solar | PGE_NGBA_Wind | SDGE_Distributed_Solar |  |  |  | SDGE_New_Gas_CCGT | PGE_GBA_EGS_Deep_11 | PGE_Kern_Li_Battery_8hr_126 | PGE_NGBA_Solar_55 | SCE_Northern_Wind_151 |  | SCE_EOP_Li_Battery_4hr_MaxBuild | 0 | 0 | 0 | 0 | 0
|  | PGE_New_Li_Battery_4hr_Generic | 0 | 0 | 0 | 0 | 0 | 0 |  | 0 |  | 0 | 0 |  | 0 | 0 | 0 | 0 |  | 0 | 0 | 0 | 0 |  | 0 | 0 | 0 |  |  | PGE_New_Li_Battery_4hr_Generic | PGE_New_Li_Battery_4hr_Generic | 0 | 0 | 0 | 0 | 0 | 0 |  | 0 |  | 0 | 0 |  | 0 | 0 | 0 | 0 |  |  | PGE_New_Li_Battery_4hr_Generic | PGE_New_Li_Battery_4hr_Generic | PGE_New_EGS_Generic | SCE_New_Geothermal_Generic | 0 | 0 | 0 |  |  |  | 0 | 0 | 0 | 0 | 0 | 0 |  | 0 |  | 0 | 0 |  | 0 | 0 | 0 | 0 | [6 empty] | 0 | 0 | 0 |  |  | PGE_New_Li_Battery_4hr_Generic | 0 | 0 | 0 | 0 | 0 | 0 |  | 0 |  | 0 | 0 |  | 0 | 0 | 0 | 0 |  | 0 | 0 | 0 | 0 |  | 0 | 0 | 0 |  |  | PGE_New_Li_Battery_4hr_Generic | [27 empty] | PGE_New_Li_Battery_4hr_Generic | PGE_New_Li_Battery_4hr_Generic | PGE_New_EGS_Generic | SCE_New_Geothermal_Generic | SDGE_New_Li_Battery_4hr_Generic | 0.79275 |  |  | Resource Candidate Project Area (CPA) Detail | PGE_New_EGS | PGE_Kern_Solar | PGE_NGBA_Wind | SDGE_New_EGS |  |  |  | SDGE_New_Gas_CT | PGE_GBA_EGS_Deep_116 | PGE_Kern_Li_Battery_8hr_130 | PGE_NGBA_Solar_57 | SCE_Northern_Wind_159 |  | SCE_Distributed_Solar_MaxBuild | 0 | 0 | 0 | 0 | 0
|  | PGE_New_Li_Battery_4hr_Generic | 0 | 0 | 0 | 0 | 0 | 0 |  | 0 |  | 0 | 0 |  | 0 | 0 | 0 | 0 |  | 0 | 0 | 0 | 0 |  | 0 | 0 | 0 |  |  | PGE_New_Li_Battery_4hr_Generic | PGE_New_Li_Battery_4hr_Generic | 0 | 0 | 0 | 0 | 0 | 0 |  | 0 |  | 0 | 0 |  | 0 | 0 | 0 | 0 |  |  | PGE_New_Li_Battery_4hr_Generic | PGE_New_Li_Battery_4hr_Generic | PGE_New_EGS_Generic | SCE_LDES_12hr_Generic | 0 | 0 | 0 |  |  |  | 0 | 0 | 0 | 0 | 0 | 0 |  | 0 |  | 0 | 0 |  | 0 | 0 | 0 | 0 | [6 empty] | 0 | 0 | 0 |  |  | PGE_New_Li_Battery_4hr_Generic | 0 | 0 | 0 | 0 | 0 | 0 |  | 0 |  | 0 | 0 |  | 0 | 0 | 0 | 0 |  | 0 | 0 | 0 | 0 |  | 0 | 0 | 0 |  |  | PGE_New_Li_Battery_4hr_Generic | [27 empty] | PGE_New_Li_Battery_4hr_Generic | PGE_New_Li_Battery_4hr_Generic | PGE_New_EGS_Generic | SCE_LDES_12hr_Generic | SDGE_New_Li_Battery_4hr_Generic | 0.52 |  |  |  | PGE_New_EGS | PGE_Kern_Solar | PGE_Northeast_CA_New_EGS | SDGE_New_EGS |  |  | Total Installed Energy (GWh) | SDGE_New_Gas_RICE | PGE_GBA_EGS_Deep_12 | PGE_Kern_Li_Battery_8hr_68 | PGE_NGBA_Solar_58 | SCE_Northern_Wind_167 |  | SCE_Arizona_Solar_MaxBuild | 0 | 0 | 0 | 0 | 0
|  | PGE_New_Li_Battery_4hr_Generic | 0 | 0 | 0 | 0 | 0 | 0 |  | 0 |  | 0 | 0 |  | 0 | 0 | 0 | 0 |  | 0 | 0 | 0 | 0 |  | 0 | 0 | 0 |  |  | PGE_New_Li_Battery_4hr_Generic | PGE_New_Li_Battery_4hr_Generic | 0 | 0 | 0 | 0 | 0 | 0 |  | 0 |  | 0 | 0 |  | 0 | 0 | 0 | 0 |  |  | PGE_New_Li_Battery_4hr_Generic | PGE_New_Li_Battery_4hr_Generic | PGE_New_EGS_Generic | SCE_LDES_12hr_Generic | 0 | 0 | 0 |  |  |  | 0 | 0 | 0 | 0 | 0 | 0 |  | 0 |  | 0 | 0 |  | 0 | 0 | 0 | 0 | [6 empty] | 0 | 0 | 0 |  |  | PGE_New_Li_Battery_4hr_Generic | 0 | 0 | 0 | 0 | 0 | 0 |  | 0 |  | 0 | 0 |  | 0 | 0 | 0 | 0 |  | 0 | 0 | 0 | 0 |  | 0 | 0 | 0 |  |  | PGE_New_Li_Battery_4hr_Generic | [27 empty] | PGE_New_Li_Battery_4hr_Generic | PGE_New_Li_Battery_4hr_Generic | PGE_New_EGS_Generic | SCE_LDES_12hr_Generic | SDGE_New_Li_Battery_8hr_Generic | 0.39612 |  | Natural Gas Retention Detail |  | PGE_New_EGS | PGE_Kern_Solar | PGE_New_Geothermal | SDGE_New_EGS |  |  | Storage Type | SDGE_New_Geothermal | PGE_GBA_EGS_Deep_13 | PGE_Kern_Li_Battery_8hr_72 | PGE_NGBA_Solar_60 | SCE_Northern_Wind_86 |  | SCE_Arizona_Li_Battery_8hr_MaxBuild | 0 | 0 | 0 | 0 | 0
|  | PGE_New_Li_Battery_4hr_Generic | 0 | 0 | 0 | 0 | 0 | 0 |  | 0 |  | 0 | 0 |  | 0 | 0 | 0 | 0 |  | 0 | 0 | 0 | 0 |  | 0 | 0 | 0 |  |  | PGE_New_Li_Battery_4hr_Generic | PGE_New_Li_Battery_4hr_Generic | 0 | 0 | 0 | 0 | 0 | 0 |  | 0 |  | 0 | 0 |  | 0 | 0 | 0 | 0 |  |  | PGE_New_Li_Battery_4hr_Generic | PGE_New_Li_Battery_4hr_Generic | PGE_New_EGS_Generic | SCE_New_Li_Battery_4hr_Generic | 0 | 0 | 0 |  |  |  | 0 | 0 | 0 | 0 | 0 | 0 |  | 0 |  | 0 | 0 |  | 0 | 0 | 0 | 0 | [6 empty] | 0 | 0 | 0 |  |  | PGE_New_Li_Battery_4hr_Generic | 0 | 0 | 0 | 0 | 0 | 0 |  | 0 |  | 0 | 0 |  | 0 | 0 | 0 | 0 |  | 0 | 0 | 0 | 0 |  | 0 | 0 | 0 |  |  | PGE_New_Li_Battery_4hr_Generic | [27 empty] | PGE_New_Li_Battery_4hr_Generic | PGE_New_Li_Battery_4hr_Generic | PGE_New_EGS_Generic | SCE_New_Li_Battery_4hr_Generic | SDGE_New_Li_Battery_8hr_Generic |  |  |  |  | PGE_New_EGS | PGE_Kern_Solar | PGE_Northeast_CA_Wind | SDGE_New_EGS |  |  | Li-ion Battery (4-hr) | SDGE_New_Li_Battery_4hr | PGE_GBA_EGS_Deep_14 | PGE_Kern_Li_Battery_8hr_74 | PGE_NGBA_Solar_61 | SCE_Northern_Wind_91 |  | SCE_Arizona_Li_Battery_4hr_MaxBuild | 0 | 0 | 0 | 0 | 0
|  | PGE_New_Li_Battery_4hr_Generic | 0 | 0 | 0 | 0 | 0 | 0 |  | 0 |  | 0 | 0 |  | 0 | 0 | 0 | 0 |  | 0 | 0 | 0 | 0 |  | 0 | 0 | 0 |  |  | PGE_New_Li_Battery_4hr_Generic | PGE_New_Li_Battery_4hr_Generic | 0 | 0 | 0 | 0 | 0 | 0 |  | 0 |  | 0 | 0 |  | 0 | 0 | 0 | 0 |  |  | PGE_New_Li_Battery_4hr_Generic | PGE_New_Li_Battery_4hr_Generic | PGE_New_EGS_Generic | SCE_New_Li_Battery_4hr_Generic | 0 | 0 | 0 |  |  |  | 0 | 0 | 0 | 0 | 0 | 0 |  | 0 |  | 0 | 0 |  | 0 | 0 | 0 | 0 | [6 empty] | 0 | 0 | 0 |  |  | PGE_New_Li_Battery_4hr_Generic | 0 | 0 | 0 | 0 | 0 | 0 |  | 0 |  | 0 | 0 |  | 0 | 0 | 0 | 0 |  | 0 | 0 | 0 | 0 |  | 0 | 0 | 0 |  |  | PGE_New_Li_Battery_4hr_Generic | [27 empty] | PGE_New_Li_Battery_4hr_Generic | PGE_New_Li_Battery_4hr_Generic | PGE_New_EGS_Generic | SCE_New_Li_Battery_4hr_Generic | SDGE_New_Li_Battery_8hr_Generic |  |  |  | Cape_Mendocino_Offshore_Wind | PGE_New_EGS | PGE_Kern_Solar | PGE_Oregon_New_EGS | SDGE_New_EGS |  |  | Li-ion Battery (8-hr) | SDGE_New_Li_Battery_8hr | PGE_GBA_EGS_Deep_3 | PGE_Kern_Li_Battery_8hr_83 | PGE_NGBA_Solar_62 | SCE_Utah_EGS_NF_131 |  | PGE_Wyoming_Wind_MaxBuild | 0 | 0 | 0 | 0 | 0
|  | PGE_New_Li_Battery_4hr_Generic | 0 | 0 | 0 | 0 | 0 | 0 |  | 0 |  | 0 | 0 |  | 0 | 0 | 0 | 0 |  | 0 | 0 | 0 | 0 |  | 0 | 0 | 0 |  |  | PGE_New_Li_Battery_4hr_Generic | PGE_New_Li_Battery_4hr_Generic | 0 | 0 | 0 | 0 | 0 | 0 |  | 0 |  | 0 | 0 |  | 0 | 0 | 0 | 0 |  |  | PGE_New_Li_Battery_4hr_Generic | PGE_New_Li_Battery_4hr_Generic | PGE_New_EGS_Generic | SCE_New_Li_Battery_4hr_Generic | 0 | 0 | 0 |  |  |  | 0 | 0 | 0 | 0 | 0 | 0 |  | 0 |  | 0 | 0 |  | 0 | 0 | 0 | 0 | [6 empty] | 0 | 0 | 0 |  |  | PGE_New_Li_Battery_4hr_Generic | 0 | 0 | 0 | 0 | 0 | 0 |  | 0 |  | 0 | 0 |  | 0 | 0 | 0 | 0 |  | 0 | 0 | 0 | 0 |  | 0 | 0 | 0 |  |  | PGE_New_Li_Battery_4hr_Generic | [27 empty] | PGE_New_Li_Battery_4hr_Generic | PGE_New_Li_Battery_4hr_Generic | PGE_New_EGS_Generic | SCE_New_Li_Battery_4hr_Generic | SDGE_New_Li_Battery_8hr_Generic |  |  |  | Del_Norte_Offshore_Wind | PGE_New_EGS | PGE_Kern_Solar | PGE_New_Geothermal | SDGE_New_Geothermal |  |  | Location Constrained Storage (12-hr) |  | PGE_GBA_EGS_Deep_32 | PGE_Kern_Li_Battery_8hr_92 | PGE_NGBA_Solar_67 | SCE_Utah_Geothermal_131 |  | PGE_Oregon_New_EGS_MaxBuild | 0 | 0 | 0 | 0 | 0
|  | PGE_New_Li_Battery_4hr_Generic | 0 | 0 | 0 | 0 | 0 | 0 |  | 0 |  | 0 | 0 |  | 0 | 0 | 0 | 0 |  | 0 | 0 | 0 | 0 |  | 0 | 0 | 0 |  |  | PGE_New_Li_Battery_4hr_Generic | PGE_New_Li_Battery_4hr_Generic | 0 | 0 | 0 | 0 | 0 | 0 |  | 0 |  | 0 | 0 |  | 0 | 0 | 0 | 0 |  |  | PGE_New_Li_Battery_4hr_Generic | PGE_New_Li_Battery_4hr_Generic | PGE_New_EGS_Generic | SCE_New_Li_Battery_4hr_Generic | 0 | 0 | 0 |  |  |  | 0 | 0 | 0 | 0 | 0 | 0 |  | 0 |  | 0 | 0 |  | 0 | 0 | 0 | 0 | [6 empty] | 0 | 0 | 0 |  |  | PGE_New_Li_Battery_4hr_Generic | 0 | 0 | 0 | 0 | 0 | 0 |  | 0 |  | 0 | 0 |  | 0 | 0 | 0 | 0 |  | 0 | 0 | 0 | 0 |  | 0 | 0 | 0 |  |  | PGE_New_Li_Battery_4hr_Generic | [27 empty] | PGE_New_Li_Battery_4hr_Generic | PGE_New_Li_Battery_4hr_Generic | PGE_New_EGS_Generic | SCE_New_Li_Battery_4hr_Generic | SDGE_New_Li_Battery_8hr_Generic | 1357 |  |  | Humboldt_Bay_Offshore_Wind | PGE_LDES_12hr | PGE_Kern_Solar | PGE_Wyoming_Wind | SDGE_LDES_12hr |  |  | Generic Storage (12-hr) |  | PGE_GBA_EGS_Deep_34 | PGE_Kern_Li_Battery_8hr_93 | PGE_NGBA_Solar_7 | SCE_Wyoming_Wind_131_Tranche1 |  | PGE_Oregon_Geothermal_MaxBuild | 0 | 0 | 0 | 0 | 0
|  | PGE_New_Li_Battery_4hr_Generic | 0 | 0 | 0 | 0 | 0 | 0 |  | 0 |  | 0 | 0 |  | 0 | 0 | 0 | 0 |  | 0 | 0 | 0 | 0 |  | 0 | 0 | 0 |  |  | PGE_New_Li_Battery_4hr_Generic | PGE_New_Li_Battery_4hr_Generic | 0 | 0 | 0 | 0 | 0 | 0 |  | 0 |  | 0 | 0 |  | 0 | 0 | 0 | 0 |  |  | PGE_New_Li_Battery_4hr_Generic | PGE_New_Li_Battery_4hr_Generic | PGE_New_EGS_Generic | SCE_New_Li_Battery_4hr_Generic | 0 | 0 | 0 |  |  |  | 0 | 0 | 0 | 0 | 0 | 0 |  | 0 |  | 0 | 0 |  | 0 | 0 | 0 | 0 | [6 empty] | 0 | 0 | 0 |  |  | PGE_New_Li_Battery_4hr_Generic | 0 | 0 | 0 | 0 | 0 | 0 |  | 0 |  | 0 | 0 |  | 0 | 0 | 0 | 0 |  | 0 | 0 | 0 | 0 |  | 0 | 0 | 0 |  |  | PGE_New_Li_Battery_4hr_Generic | [27 empty] | PGE_New_Li_Battery_4hr_Generic | PGE_New_Li_Battery_4hr_Generic | PGE_New_EGS_Generic | SCE_New_Li_Battery_4hr_Generic | SDGE_New_Li_Battery_8hr_Generic | 1163 |  |  | Morro_Bay_Offshore_Wind | PGE_New_Li_Battery_4hr | PGE_Kern_Solar | PGE_Wyoming_Wind | SDGE_New_Li_Battery_4hr |  |  | Generic Storage (24-hr) |  | PGE_GBA_EGS_Deep_38 | PGE_Kern_Li_Battery_8hr_95 | PGE_NGBA_Solar_8 | SCE_Wyoming_Wind_131_Tranche2 |  | PGE_Northeast_CA_Wind_MaxBuild | 0 | 0 | 0 | 0 | 0
|  | PGE_New_Li_Battery_4hr_Generic | 0 | 0 | 0 | 0 | 0 | 0 |  | 0 |  | 0 | 0 |  | 0 | 0 | 0 | 0 |  | 0 | 0 | 0 | 0 |  | 0 | 0 | 0 |  |  | PGE_New_Li_Battery_4hr_Generic | PGE_New_Li_Battery_4hr_Generic | 0 | 0 | 0 | 0 | 0 | 0 |  | 0 |  | 0 | 0 |  | 0 | 0 | 0 | 0 |  |  | PGE_New_Li_Battery_4hr_Generic | PGE_New_Li_Battery_4hr_Generic | PGE_New_EGS_Generic | SCE_New_Li_Battery_4hr_Generic | 0 | 0 | 0 |  |  |  | 0 | 0 | 0 | 0 | 0 | 0 |  | 0 |  | 0 | 0 |  | 0 | 0 | 0 | 0 | [6 empty] | 0 | 0 | 0 |  |  | PGE_New_Li_Battery_4hr_Generic | 0 | 0 | 0 | 0 | 0 | 0 |  | 0 |  | 0 | 0 |  | 0 | 0 | 0 | 0 |  | 0 | 0 | 0 | 0 |  | 0 | 0 | 0 |  |  | PGE_New_Li_Battery_4hr_Generic | [27 empty] | PGE_New_Li_Battery_4hr_Generic | PGE_New_Li_Battery_4hr_Generic | PGE_New_EGS_Generic | SCE_New_Li_Battery_4hr_Generic | SDGE_New_Li_Battery_8hr_Generic | 0.53849 |  |  | PGE_New_Biomass | PGE_New_Li_Battery_4hr | PGE_Kern_Solar | SCE_New_Li_Battery_4hr | SDGE_New_Li_Battery_4hr |  |  | Generic Storage (100-hr) |  | PGE_GBA_EGS_Deep_4 | PGE_Kern_Li_Battery_8hr_98 | PGE_NGBA_Solar_9 | SCE_Wyoming_Wind_131_Tranche3 |  | PGE_Northeast_CA_New_EGS_MaxBuild | 0 | 0 | 0 | 0 | 0
|  | PGE_New_Li_Battery_4hr_Generic | 0 | 0 | 0 | 0 | 0 | 0 |  | 0 |  | 0 | 0 |  | 0 | 0 | 0 | 0 |  | 0 | 0 | 0 | 0 |  | 0 | 0 | 0 |  |  | PGE_New_Li_Battery_4hr_Generic | PGE_New_Li_Battery_4hr_Generic | 0 | 0 | 0 | 0 | 0 | 0 |  | 0 |  | 0 | 0 |  | 0 | 0 | 0 | 0 |  |  | PGE_New_Li_Battery_4hr_Generic | PGE_New_Li_Battery_4hr_Generic | PGE_New_EGS_Generic | SCE_New_Li_Battery_4hr_Generic | 0 | 0 | 0 |  |  |  | 0 | 0 | 0 | 0 | 0 | 0 |  | 0 |  | 0 | 0 |  | 0 | 0 | 0 | 0 | [6 empty] | 0 | 0 | 0 |  |  | PGE_New_Li_Battery_4hr_Generic | 0 | 0 | 0 | 0 | 0 | 0 |  | 0 |  | 0 | 0 |  | 0 | 0 | 0 | 0 |  | 0 | 0 | 0 | 0 |  | 0 | 0 | 0 |  |  | PGE_New_Li_Battery_4hr_Generic | [27 empty] | PGE_New_Li_Battery_4hr_Generic | PGE_New_Li_Battery_4hr_Generic | PGE_New_EGS_Generic | SCE_New_Li_Battery_4hr_Generic | SDGE_New_Li_Battery_8hr_Generic |  |  |  | PGE_Distributed_Solar | PGE_New_Li_Battery_4hr | PGE_Kern_Solar | SCE_New_Li_Battery_8hr | SDGE_New_Li_Battery_4hr |  |  | Total Long Duration Storage |  | PGE_GBA_EGS_Deep_40 | PGE_Kern_Li_Battery_8hr_99 | PGE_NGBA_Wind_1 | SDGE_Arizona_EGS_Deep_188 |  | PGE_Northeast_CA_Geothermal_MaxBuild | 0 | 0 | 0 | 0 | 0
|  | Shift DR & VGI | 0 | 0 | 0 | 0 | 0 | 0 | 0 | 0 | 0 | 0 | 0 | 0 | 0 | 0 | 0 | 0 | 0 | 0 | 0 | 0 | 0 | 0 | 0 | 0 | 0 | 0 |  |  | Shift DR & VGI | 0 | 0 | 0 | 0 | 0 | 0 | 0 | 0 | 0 | 0 | 0 | 0 | 0 | 0 | 0 | 0 | 0 | 0 | 0 | 0 | 0 | 0 | 0 | 0 | 0 | 0 |  | Shift DR & VGI | 0 | 0 | 0 | 0 | 0 | 0 | 0 | 0 | 0 | 0 | 0 | 0 | 0 | 0 | 0 | 0 | 0 | 0 | 0 | 0 | 0 | 0 | 0 | 0 | 0 | 0 |  | Shift DR & VGI
System Build |  |  | 0 | 0 | 0 | 0 | 0 | 0 | System Build | 0 | System Build | 0 | 0 | System Build | 0 | 0 | 0 | 0 | System Build | 0 | 0 | 0 | 0 | System Build | 0 | 0 | 0 | System Build |  |  |  | 0 | 0 | 0 | 0 | 0 | 0 | System Build | 0 | System Build | 0 | 0 | System Build | 0 | 0 | 0 | 0 | System Build | [5 empty] | 0 | 0 | 0 | System Build |  | PGE_New_EGS_Generic | 0 | 0 | 0 | 0 | 0 | 0 | System Build | 0 | System Build | 0 | 0 | System Build | 0 | 0 | 0 | 0 | System Build |  | PGE_New_EGS_Generic | PGE_New_Li_Battery_4hr_Generic | PGE_Nevada_New_EGS_Generic | SCE_New_EGS_Generic | 0 | 0 | 0 | System Build |  |  | 0 | 0 | 0 | 0 | 0 | 0 | System Build | 0 | System Build | 0 | 0 | System Build | 0 | 0 | 0 | 0 | System Build | 0 | 0 | 0 | 0 | System Build | 0 | 0 | 0 | System Build | [8 empty] | System Build |  | System Build |  |  | System Build |  |  |  |  | System Build |  |  |  |  | System Build |  |  |  | System Build
|  |  | 0 | 0 | 0 | 0 | 0 | 0 |  | -1.2135 |  | -1.2135 | -1.2135 |  | -1.2135 | -1.2135 | -1.2135 | -1.2135 |  | -1.2135 | -1.2135 | -1.2135 | -1.2135 |  | -1.2135 | -1.2135 | -1.2135 |  |  |  |  | 0 | 0 | 0 | 0 | 0 | 0 |  | -0.70603 |  | -0.70603 | -0.70603 |  | -0.70603 | -0.70603 | -0.70603 | -0.70603 | [6 empty] | -0.70603 | -0.70603 | -0.70603 |  |  | PGE_New_EGS_Generic | 0 | 0 | 0 | 0 | 0 | 0 |  | -0.50751 |  | -0.50751 | -0.50751 |  | -0.50751 | -0.50751 | -0.50751 | -0.50751 |  |  | PGE_New_EGS_Generic | PGE_New_Li_Battery_4hr_Generic | PGE_New_Geothermal_Generic | SCE_New_EGS_Generic | -0.50751 | -0.50751 | -0.50751 |  |  |  | 0 | 0 | 0 | 0 | 0 | 0 |  | 0 |  | 0 | 0 |  | 0 | 0 | 0 | 0 |  | 0 | 0 | 0 | 0 |  | 0 | 0 | 0
[59 empty] | PGE_LDES_12hr_Generic | [18 empty] | PGE_LDES_12hr_Generic | PGE_New_Li_Battery_4hr_Generic |  | SCE_New_EGS_Generic
[59 empty] | PGE_New_Li_Battery_4hr_Generic | [18 empty] | PGE_New_Li_Battery_4hr_Generic | PGE_New_Li_Battery_4hr_Generic |  | SCE_New_EGS_Generic
[59 empty] | PGE_New_Li_Battery_4hr_Generic | [18 empty] | PGE_New_Li_Battery_4hr_Generic | PGE_New_Li_Battery_4hr_Generic |  | SCE_New_EGS_Generic
[59 empty] | PGE_New_Li_Battery_4hr_Generic | [18 empty] | PGE_New_Li_Battery_4hr_Generic | PGE_New_Li_Battery_4hr_Generic | PGE_New_EGS_Generic | SCE_New_EGS_Generic
|  |  | 2020-01-01 | 2021-01-01 | 2022-01-01 | 2023-01-01 | 2024-01-01 | 2025-01-01 |  | 2027-01-01 |  | 2029-01-01 | 2030-01-01 |  | 2032-01-01 | 2033-01-01 | 2034-01-01 | 2035-01-01 |  | 2037-01-01 | 2038-01-01 | 2039-01-01 | 2040-01-01 |  | 2042-01-01 | 2043-01-01 | 2044-01-01 |  |  |  |  | 2020-01-01 | 2021-01-01 | 2022-01-01 | 2023-01-01 | 2024-01-01 | 2025-01-01 |  | 2027-01-01 |  | 2029-01-01 | 2030-01-01 |  | 2032-01-01 | 2033-01-01 | 2034-01-01 | 2035-01-01 | [6 empty] | 2042-01-01 | 2043-01-01 | 2044-01-01 |  |  | PGE_New_Li_Battery_4hr_Generic | 2020-01-01 | 2021-01-01 | 2022-01-01 | 2023-01-01 | 2024-01-01 | 2025-01-01 |  | 2027-01-01 |  | 2029-01-01 | 2030-01-01 |  | 2032-01-01 | 2033-01-01 | 2034-01-01 | 2035-01-01 |  |  | PGE_New_Li_Battery_4hr_Generic | PGE_New_Li_Battery_4hr_Generic | PGE_New_EGS_Generic | SCE_New_Geothermal_Generic | 2042-01-01 | 2043-01-01 | 2044-01-01 |  |  |  | 2020-01-01 | 2021-01-01 | 2022-01-01 | 2023-01-01 | 2024-01-01 | 2025-01-01 |  | 2027-01-01 |  | 2029-01-01 | 2030-01-01 |  | 2032-01-01 | 2033-01-01 | 2034-01-01 | 2035-01-01 |  | 2037-01-01 | 2038-01-01 | 2039-01-01 | 2040-01-01 |  | 2042-01-01 | 2043-01-01 | 2044-01-01
|  |  | 0 | 0 | 0 | 0 | 0 | 0 |  | 0 |  | 0 | 0 |  | 0 | 0 | 0 | 0 |  | 0 | 0 | 0 | 0 |  | 0 | 0 | 0 |  |  |  |  | 0 | 0 | 0 | 0 | 0 | 0 |  | 0 |  | 0 | 0 |  | 0 | 0 | 0 | 0 | [6 empty] | 0 | 0 | 0 |  |  | PGE_New_Li_Battery_4hr_Generic | 0 | 0 | 0 | 0 | 0 | 0 |  | 0 |  | 0 | 0 |  | 0 | 0 | 0 | 0 |  |  | PGE_New_Li_Battery_4hr_Generic | PGE_New_Li_Battery_4hr_Generic | PGE_New_EGS_Generic | SCE_New_Geothermal_Generic | 0 | 0 | 0 |  |  |  | 0 | 0 | 0 | 0 | 0 | 0 |  | 0 |  | 0 | 0 |  | 0 | 0 | 0 | 0 |  | 0 | 0 | 0 | 0 |  | 0 | 0 | 0
|  |  | 0 | 0 | 0 | 0 | 0 | 0 |  | 0 |  | 0 | 0 |  | 0 | 0 | 0 | 0 |  | 0 | 0 | 0 | 0 |  | 0 | 0 | 0 |  |  |  |  | 0 | 0 | 0 | 0 | 0 | 0 |  | 0 |  | 0 | 0 |  | 0 | 0 | 0 | 0 | [6 empty] | 0 | 0 | 0 |  |  | PGE_New_Li_Battery_4hr_Generic | 0 | 0 | 0 | 0 | 0 | 0 |  | 0 |  | 0 | 0 |  | 0 | 0 | 0 | 0 |  |  | PGE_New_Li_Battery_4hr_Generic | PGE_New_Li_Battery_4hr_Generic | PGE_New_EGS_Generic | SCE_LDES_12hr_Generic | 0 | 0 | 0 |  |  |  | 0 | 0 | 0 | 0 | 0 | 0 |  | 0 |  | 0 | 0 |  | 0 | 0 | 0 | 0 |  | 0 | 0 | 0 | 0 |  | 0 | 0 | 0
|  |  | 0 | 0 | 0 | 0 | 0 | 0 |  | 0 |  | 0 | 0 |  | 0 | 0 | 0 | 0 |  | 0 | 0 | 0 | 0 |  | 0 | 0 | 0 |  |  |  |  | 0 | 0 | 0 | 0 | 0 | 0 |  | 0 |  | 0 | 0 |  | 0 | 0 | 0 | 0 | [6 empty] | 0 | 0 | 0 |  |  | PGE_New_Li_Battery_4hr_Generic | 0 | 0 | 0 | 0 | 0 | 0 |  | 0 |  | 0 | 0 |  | 0 | 0 | 0 | 0 |  |  | PGE_New_Li_Battery_4hr_Generic | PGE_New_Li_Battery_4hr_Generic | PGE_New_EGS_Generic | SCE_LDES_12hr_Generic | 0 | 0 | 0 |  |  |  | 0 | 0 | 0 | 0 | 0 | 0 |  | 0 |  | 0 | 0 |  | 0 | 0 | 0 | 0 |  | 0 | 0 | 0 | 0 |  | 0 | 0 | 0
|  |  | 0 | 0 | 0 | 0 | 0 | 0 |  | 0 |  | 0 | 0 |  | 0 | 0 | 0 | 0 |  | 0 | 0 | 0 | 0 |  | 0 | 0 | 0 |  |  |  |  | 0 | 0 | 0 | 0 | 0 | 0 |  | 0 |  | 0 | 0 |  | 0 | 0 | 0 | 0 | [6 empty] | 0 | 0 | 0 |  |  | PGE_New_Li_Battery_4hr_Generic | 0 | 0 | 0 | 0 | 0 | 0 |  | 0 |  | 0 | 0 |  | 0 | 0 | 0 | 0 |  |  | PGE_New_Li_Battery_4hr_Generic | PGE_New_Li_Battery_4hr_Generic | PGE_New_EGS_Generic | SCE_New_Li_Battery_4hr_Generic | 0 | 0 | 0 |  |  |  | 0 | 0 | 0 | 0 | 0 | 0 |  | 0 |  | 0 | 0 |  | 0 | 0 | 0 | 0 |  | 0 | 0 | 0 | 0 |  | 0 | 0 | 0
|  |  | 0 | 0 | 0 | 0 | 0 | 0 |  | 0 |  | 0 | 0 |  | 0 | 0 | 0 | 0 |  | 0 | 0 | 0 | 0 |  | 0 | 0 | 0 |  |  |  |  | 0 | 0 | 0 | 0 | 0 | 0 |  | 0 |  | 0 | 0 |  | 0 | 0 | 0 | 0 | [6 empty] | 0 | 0 | 0 |  |  | PGE_New_Li_Battery_4hr_Generic | 0 | 0 | 0 | 0 | 0 | 0 |  | 0 |  | 0 | 0 |  | 0 | 0 | 0 | 0 |  |  | PGE_New_Li_Battery_4hr_Generic | PGE_New_Li_Battery_4hr_Generic | PGE_New_EGS_Generic | SCE_New_Li_Battery_4hr_Generic | 0 | 0 | 0 |  |  |  | 0 | 0 | 0 | 0 | 0 | 0 |  | 0 |  | 0 | 0 |  | 0 | 0 | 0 | 0 |  | 0 | 0 | 0 | 0 |  | 0 | 0 | 0
|  |  | 0 | 0 | 0 | 0 | 0 | 0 |  | 0 |  | 0 | 0 |  | 0 | 0 | 0 | 0 |  | 0 | 0 | 0 | 0 |  | 0 | 0 | 0 |  |  |  |  | 0 | 0 | 0 | 0 | 0 | 0 |  | 0 |  | 0 | 0 |  | 0 | 0 | 0 | 0 | [6 empty] | 0 | 0 | 0 |  |  | PGE_New_Li_Battery_4hr_Generic | 0 | 0 | 0 | 0 | 0 | 0 |  | 0 |  | 0 | 0 |  | 0 | 0 | 0 | 0 |  |  | PGE_New_Li_Battery_4hr_Generic | PGE_New_Li_Battery_4hr_Generic | PGE_New_EGS_Generic | SCE_New_Li_Battery_4hr_Generic | 0 | 0 | 0 |  |  |  | 0 | 0 | 0 | 0 | 0 | 0 |  | 0 |  | 0 | 0 |  | 0 | 0 | 0 | 0 |  | 0 | 0 | 0 | 0 |  | 0 | 0 | 0
|  |  | 0 | 0 | 0 | 0 | 0 | 0 |  | 0 |  | 0 | 0 |  | 0 | 0 | 0 | 0 |  | 0 | 0 | 0 | 0 |  | 0 | 0 | 0 |  |  |  |  | 0 | 0 | 0 | 0 | 0 | 0 |  | 0 |  | 0 | 0 |  | 0 | 0 | 0 | 0 | [6 empty] | 0 | 0 | 0 |  |  | PGE_New_Li_Battery_4hr_Generic | 0 | 0 | 0 | 0 | 0 | 0 |  | 0 |  | 0 | 0 |  | 0 | 0 | 0 | 0 |  |  | PGE_New_Li_Battery_4hr_Generic | PGE_New_Li_Battery_4hr_Generic | PGE_New_EGS_Generic | SCE_New_Li_Battery_4hr_Generic | 0 | 0 | 0 |  |  |  | 0 | 0 | 0 | 0 | 0 | 0 |  | 0 |  | 0 | 0 |  | 0 | 0 | 0 | 0 |  | 0 | 0 | 0 | 0 |  | 0 | 0 | 0
|  |  | 0 | 0 | 0 | 0 | 0 | 0 |  | 0 |  | 0 | 0 |  | 0 | 0 | 0 | 0 |  | 0 | 0 | 0 | 0 |  | 0 | 0 | 0 |  |  |  |  | 0 | 0 | 0 | 0 | 0 | 0 |  | 0 |  | 0 | 0 |  | 0 | 0 | 0 | 0 | [6 empty] | 0 | 0 | 0 |  |  | PGE_New_Li_Battery_4hr_Generic | 0 | 0 | 0 | 0 | 0 | 0 |  | 0 |  | 0 | 0 |  | 0 | 0 | 0 | 0 |  |  | PGE_New_Li_Battery_4hr_Generic | PGE_New_Li_Battery_4hr_Generic | PGE_New_EGS_Generic | SCE_New_Li_Battery_4hr_Generic | 0 | 0 | 0 |  |  |  | 0 | 0 | 0 | 0 | 0 | 0 |  | 0 |  | 0 | 0 |  | 0 | 0 | 0 | 0 |  | 0 | 0 | 0 | 0 |  | 0 | 0 | 0
[59 empty] | PGE_New_Li_Battery_4hr_Generic | [18 empty] | PGE_New_Li_Battery_4hr_Generic | PGE_New_Li_Battery_4hr_Generic | PGE_New_EGS_Generic | SCE_New_Li_Battery_4hr_Generic
[59 empty] | PGE_New_Li_Battery_4hr_Generic | [18 empty] | PGE_New_Li_Battery_4hr_Generic | PGE_New_Li_Battery_4hr_Generic | PGE_New_EGS_Generic | SCE_New_Li_Battery_4hr_Generic
|  |  | 2020-01-01 | 2021-01-01 | 2022-01-01 | 2023-01-01 | 2024-01-01 | 2025-01-01 |  | 2027-01-01 |  | 2029-01-01 | 2030-01-01 |  | 2032-01-01 | 2033-01-01 | 2034-01-01 | 2035-01-01 |  | 2037-01-01 | 2038-01-01 | 2039-01-01 | 2040-01-01 |  | 2042-01-01 | 2043-01-01 | 2044-01-01 |  |  |  |  | 2020-01-01 | 2021-01-01 | 2022-01-01 | 2023-01-01 | 2024-01-01 | 2025-01-01 |  | 2027-01-01 |  | 2029-01-01 | 2030-01-01 |  | 2032-01-01 | 2033-01-01 | 2034-01-01 | 2035-01-01 | [6 empty] | 2042-01-01 | 2043-01-01 | 2044-01-01 |  |  | PGE_New_Li_Battery_4hr_Generic | 2020-01-01 | 2021-01-01 | 2022-01-01 | 2023-01-01 | 2024-01-01 | 2025-01-01 |  | 2027-01-01 |  | 2029-01-01 | 2030-01-01 |  | 2032-01-01 | 2033-01-01 | 2034-01-01 | 2035-01-01 |  |  | PGE_New_Li_Battery_4hr_Generic | PGE_New_Li_Battery_4hr_Generic | PGE_New_EGS_Generic | SCE_New_Li_Battery_8hr_Generic | 2042-01-01 | 2043-01-01 | 2044-01-01 |  |  |  | 2020-01-01 | 2021-01-01 | 2022-01-01 | 2023-01-01 | 2024-01-01 | 2025-01-01 |  | 2027-01-01 |  | 2029-01-01 | 2030-01-01 |  | 2032-01-01 | 2033-01-01 | 2034-01-01 | 2035-01-01 |  | 2037-01-01 | 2038-01-01 | 2039-01-01 | 2040-01-01 |  | 2042-01-01 | 2043-01-01 | 2044-01-01
|  |  | 0 | 0 | 0 | 0 | 0 | 0 |  | 0 |  | 0 | 0 |  | 0 | 0 | 0 | 0 |  | 0 | 0 | 0 | 0 |  | 0 | 0 | 0 |  |  |  |  | 0 | 0 | 0 | 0 | 0 | 0 |  | 0 |  | 0 | 0 |  | 0 | 0 | 0 | 0 | [6 empty] | 0 | 0 | 0 |  |  | PGE_New_Li_Battery_4hr_Generic | 0 | 0 | 0 | 0 | 0 | 0 |  | 0 |  | 0 | 0 |  | 0 | 0 | 0 | 0 |  |  | PGE_New_Li_Battery_4hr_Generic | PGE_New_Li_Battery_4hr_Generic | PGE_New_EGS_Generic | SCE_New_Li_Battery_8hr_Generic | 0 | 0 | 0 |  |  |  | 0 | 0 | 0 | 0 | 0 | 0 |  | 0 |  | 0 | 0 |  | 0 | 0 | 0 | 0 |  | 0 | 0 | 0 | 0 |  | 0 | 0 | 0
|  |  | 0 | 0 | 0 | 0 | 0 | 0 |  | 0 |  | 0 | 0 |  | 0 | 0 | 0 | 0 |  | 0 | 0 | 0 | 0 |  | 0 | 0 | 0 |  |  |  |  | 0 | 0 | 0 | 0 | 0 | 0 |  | 0 |  | 0 | 0 |  | 0 | 0 | 0 | 0 | [6 empty] | 0 | 0 | 0 |  |  | PGE_New_Li_Battery_4hr_Generic | 0 | 0 | 0 | 0 | 0 | 0 |  | 0 |  | 0 | 0 |  | 0 | 0 | 0 | 0 |  |  | PGE_New_Li_Battery_4hr_Generic | PGE_New_Li_Battery_4hr_Generic | PGE_New_EGS_Generic | SCE_New_Li_Battery_8hr_Generic | 0 | 0 | 0 |  |  |  | 0 | 0 | 0 | 0 | 0 | 0 |  | 0 |  | 0 | 0 |  | 0 | 0 | 0 | 0 |  | 0 | 0 | 0 | 0 |  | 0 | 0 | 0
|  |  | 0 | 0 | 0 | 0 | 0 | 0 |  | 0 |  | 0 | 0 |  | 0 | 0 | 0 | 0 |  | 0 | 0 | 0 | 0 |  | 0 | 0 | 0 |  |  |  |  | 0 | 0 | 0 | 0 | 0 | 0 |  | 0 |  | 0 | 0 |  | 0 | 0 | 0 | 0 | [6 empty] | 0 | 0 | 0 |  |  | PGE_New_Li_Battery_4hr_Generic | 0 | 0 | 0 | 0 | 0 | 0 |  | 0 |  | 0 | 0 |  | 0 | 0 | 0 | 0 |  |  | PGE_New_Li_Battery_4hr_Generic | PGE_New_Li_Battery_4hr_Generic | PGE_New_EGS_Generic | SCE_New_Li_Battery_8hr_Generic | 0 | 0 | 0 |  |  |  | 0 | 0 | 0 | 0 | 0 | 0 |  | 0 |  | 0 | 0 |  | 0 | 0 | 0 | 0 |  | 0 | 0 | 0 | 0 |  | 0 | 0 | 0
|  |  | 0 | 0 | 0 | 0 | 0 | 0 |  | 0 |  | 0 | 0 |  | 0 | 0 | 0 | 0 |  | 0 | 0 | 0 | 0 |  | 0 | 0 | 0 |  |  |  |  | 0 | 0 | 0 | 0 | 0 | 0 |  | 0 |  | 0 | 0 |  | 0 | 0 | 0 | 0 | [6 empty] | 0 | 0 | 0 |  |  | PGE_New_Li_Battery_4hr_Generic | 0 | 0 | 0 | 0 | 0 | 0 |  | 0 |  | 0 | 0 |  | 0 | 0 | 0 | 0 |  |  | PGE_New_Li_Battery_4hr_Generic | PGE_New_Li_Battery_4hr_Generic | PGE_New_EGS_Generic | SCE_New_Li_Battery_8hr_Generic | 0 | 0 | 0 |  |  |  | 0 | 0 | 0 | 0 | 0 | 0 |  | 0 |  | 0 | 0 |  | 0 | 0 | 0 | 0 |  | 0 | 0 | 0 | 0 |  | 0 | 0 | 0
|  |  | 0 | 0 | 0 | 0 | 0 | 0 |  | 0 |  | 0 | 0 |  | 0 | 0 | 0 | 0 |  | 0 | 0 | 0 | 0 |  | 0 | 0 | 0 |  |  |  |  | 0 | 0 | 0 | 0 | 0 | 0 |  | 0 |  | 0 | 0 |  | 0 | 0 | 0 | 0 | [6 empty] | 0 | 0 | 0 |  |  | PGE_New_Li_Battery_4hr_Generic | 0 | 0 | 0 | 0 | 0 | 0 |  | 0 |  | 0 | 0 |  | 0 | 0 | 0 | 0 |  |  | PGE_New_Li_Battery_4hr_Generic | PGE_New_Li_Battery_4hr_Generic | PGE_New_EGS_Generic | SCE_New_Li_Battery_8hr_Generic | 0 | 0 | 0 |  |  |  | 0 | 0 | 0 | 0 | 0 | 0 |  | 0 |  | 0 | 0 |  | 0 | 0 | 0 | 0 |  | 0 | 0 | 0 | 0 |  | 0 | 0 | 0
|  |  | 0 | 0 | 0 | 0 | 0 | 0 |  | 0 |  | 0 | 0 |  | 0 | 0 | 0 | 0 |  | 0 | 0 | 0 | 0 |  | 0 | 0 | 0 |  |  |  |  | 0 | 0 | 0 | 0 | 0 | 0 |  | 0 |  | 0 | 0 |  | 0 | 0 | 0 | 0 | [6 empty] | 0 | 0 | 0 |  |  | PGE_New_Li_Battery_4hr_Generic | 0 | 0 | 0 | 0 | 0 | 0 |  | 0 |  | 0 | 0 |  | 0 | 0 | 0 | 0 |  |  | PGE_New_Li_Battery_4hr_Generic | PGE_New_Li_Battery_4hr_Generic | PGE_New_EGS_Generic | SCE_New_Li_Battery_8hr_Generic | 0 | 0 | 0 |  |  |  | 0 | 0 | 0 | 0 | 0 | 0 |  | 0 |  | 0 | 0 |  | 0 | 0 | 0 | 0 |  | 0 | 0 | 0 | 0 |  | 0 | 0 | 0
|  |  | 0 | 0 | 0 | 0 | 0 | 0 |  | 0 |  | 0 | 0 |  | 0 | 0 | 0 | 0 |  | 0 | 0 | 0 | 0 |  | 0 | 0 | 0 |  |  |  |  | 0 | 0 | 0 | 0 | 0 | 0 |  | 0 |  | 0 | 0 |  | 0 | 0 | 0 | 0 | [6 empty] | 0 | 0 | 0 |  |  | PGE_New_Li_Battery_4hr_Generic | 0 | 0 | 0 | 0 | 0 | 0 |  | 0 |  | 0 | 0 |  | 0 | 0 | 0 | 0 |  |  | PGE_New_Li_Battery_4hr_Generic | PGE_New_Li_Battery_8hr_Generic | PGE_New_EGS_Generic | SCE_Eastern_Solar_Generic | 0 | 0 | 0 |  |  |  | 0 | 0 | 0 | 0 | 0 | 0 |  | 0 |  | 0 | 0 |  | 0 | 0 | 0 | 0 |  | 0 | 0 | 0 | 0 |  | 0 | 0 | 0
|  |  | 0 | 0 | 0 | 0 | 0 | 0 |  | 0 |  | 0 | 0 |  | 0 | 0 | 0 | 0 |  | 0 | 0 | 0 | 0 |  | 0 | 0 | 0 |  |  |  |  | 0 | 0 | 0 | 0 | 0 | 0 |  | 0 |  | 0 | 0 |  | 0 | 0 | 0 | 0 | [6 empty] | 0 | 0 | 0 |  |  | PGE_New_Li_Battery_4hr_Generic | 0 | 0 | 0 | 0 | 0 | 0 |  | 0 |  | 0 | 0 |  | 0 | 0 | 0 | 0 |  |  | PGE_New_Li_Battery_4hr_Generic | PGE_New_Li_Battery_8hr_Generic | PGE_New_EGS_Generic | SCE_Eastern_Solar_Generic | 0 | 0 | 0 |  |  |  | 0 | 0 | 0 | 0 | 0 | 0 |  | 0 |  | 0 | 0 |  | 0 | 0 | 0 | 0 |  | 0 | 0 | 0 | 0 |  | 0 | 0 | 0
[59 empty] | PGE_New_Li_Battery_4hr_Generic | [18 empty] | PGE_New_Li_Battery_4hr_Generic | PGE_New_Li_Battery_8hr_Generic | PGE_New_EGS_Generic | SCE_Eastern_Solar_Generic
[59 empty] | PGE_New_Li_Battery_4hr_Generic | [18 empty] | PGE_New_Li_Battery_4hr_Generic | PGE_New_Li_Battery_8hr_Generic | PGE_New_EGS_Generic | SCE_Eastern_Solar_Generic
[59 empty] | PGE_New_Li_Battery_4hr_Generic | [18 empty] | PGE_New_Li_Battery_4hr_Generic | PGE_New_Li_Battery_8hr_Generic | PGE_New_EGS_Generic | SCE_Eastern_Solar_Generic
[32 empty] | PGE | PGE | PGE | PGE | PGE | PGE |  | PGE |  | PGE | PGE |  | PGE | PGE | PGE | PGE | [6 empty] | PGE | PGE | PGE |  |  | PGE_New_Li_Battery_4hr_Generic | SCE | SCE | SCE | SCE | SCE | SCE |  | SCE |  | SCE | SCE |  | SCE | SCE | SCE | SCE |  |  | PGE_New_Li_Battery_4hr_Generic | PGE_New_Li_Battery_8hr_Generic | PGE_New_EGS_Generic | SCE_Eastern_Solar_Generic | SCE | SCE | SCE |  |  |  | SDGE | SDGE | SDGE | SDGE | SDGE | SDGE |  | SDGE |  | SDGE | SDGE |  | SDGE | SDGE | SDGE | SDGE |  | SDGE | SDGE | SDGE | SDGE |  | SDGE | SDGE | SDGE
[59 empty] | PGE_New_Li_Battery_4hr_Generic | [18 empty] | PGE_New_Li_Battery_4hr_Generic | PGE_New_Li_Battery_8hr_Generic | PGE_New_EGS_Generic | SCE_Eastern_Solar_Generic
|  |  | 2020-01-01 | 2021-01-01 | 2022-01-01 | 2023-01-01 | 2024-01-01 | 2025-01-01 |  | 2027-01-01 |  | 2029-01-01 | 2030-01-01 |  | 2032-01-01 | 2033-01-01 | 2034-01-01 | 2035-01-01 |  | 2037-01-01 | 2038-01-01 | 2039-01-01 | 2040-01-01 |  | 2042-01-01 | 2043-01-01 | 2044-01-01 |  |  |  |  | 2020-01-01 | 2021-01-01 | 2022-01-01 | 2023-01-01 | 2024-01-01 | 2025-01-01 |  | 2027-01-01 |  | 2029-01-01 | 2030-01-01 |  | 2032-01-01 | 2033-01-01 | 2034-01-01 | 2035-01-01 | [6 empty] | 2042-01-01 | 2043-01-01 | 2044-01-01 |  |  | PGE_New_Li_Battery_4hr_Generic | 2020-01-01 | 2021-01-01 | 2022-01-01 | 2023-01-01 | 2024-01-01 | 2025-01-01 |  | 2027-01-01 |  | 2029-01-01 | 2030-01-01 |  | 2032-01-01 | 2033-01-01 | 2034-01-01 | 2035-01-01 |  |  | PGE_New_Li_Battery_4hr_Generic | PGE_New_Li_Battery_8hr_Generic | PGE_New_EGS_Generic | SCE_Eastern_Wind_Generic | 2042-01-01 | 2043-01-01 | 2044-01-01 |  |  |  | 2020-01-01 | 2021-01-01 | 2022-01-01 | 2023-01-01 | 2024-01-01 | 2025-01-01 |  | 2027-01-01 |  | 2029-01-01 | 2030-01-01 |  | 2032-01-01 | 2033-01-01 | 2034-01-01 | 2035-01-01 |  | 2037-01-01 | 2038-01-01 | 2039-01-01 | 2040-01-01 |  | 2042-01-01 | 2043-01-01 | 2044-01-01
|  |  | 0 | 0 | 0 | 0 | 0 | 0 |  | 0 |  | 0 | 0 |  | 0 | 0 | 0 | 0 |  | 0 | 0 | 0 | 0 |  | 0 | 0 | 0 |  |  |  |  | 0 | 0 | 0 | 0 | 0 | 0 |  | 0 |  | 0 | 0 |  | 0 | 0 | 0 | 0 | [6 empty] | 0 | 0 | 0 |  |  | PGE_New_Li_Battery_4hr_Generic | 0 | 0 | 0 | 0 | 0 | 0 |  | 0 |  | 0 | 0 |  | 0 | 0 | 0 | 0 |  |  | PGE_New_Li_Battery_4hr_Generic | PGE_New_Li_Battery_8hr_Generic | PGE_New_EGS_Generic | SCE_Eastern_Wind_Generic | 0 | 0 | 0 |  |  |  | 0 | 0 | 0 | 0 | 0 | 0 |  | 0 |  | 0 | 0 |  | 0 | 0 | 0 | 0 |  | 0 | 0 | 0 | 0 |  | 0 | 0 | 0
|  |  | 0 | 0 | 0 | 0 | 0 | 0 |  | 0 |  | 0 | 0 |  | 0 | 0 | 0 | 0 |  | 0 | 0 | 0 | 0 |  | 0 | 0 | 0 |  |  |  |  | 0 | 0 | 0 | 0 | 0 | 0 |  | 0 |  | 0 | 0 |  | 0 | 0 | 0 | 0 | [6 empty] | 0 | 0 | 0 |  |  | PGE_New_Li_Battery_4hr_Generic | 0 | 0 | 0 | 0 | 0 | 0 |  | 0 |  | 0 | 0 |  | 0 | 0 | 0 | 0 |  |  | PGE_New_Li_Battery_4hr_Generic | PGE_New_Li_Battery_8hr_Generic | PGE_New_EGS_Generic | SCE_New_EGS_Generic | 0 | 0 | 0 |  |  |  | 0 | 0 | 0 | 0 | 0 | 0 |  | 0 |  | 0 | 0 |  | 0 | 0 | 0 | 0 |  | 0 | 0 | 0 | 0 |  | 0 | 0 | 0
|  |  | 0 | 0 | 0 | 0 | 0 | 0 |  | 0.35844 |  | 0.35844 | 0.35844 |  | 0.35844 | 0.35844 | 0.35844 | 0.35844 |  | 0.35844 | 0.35844 | 0.35844 | 0.35844 |  | 0.35844 | 0.35844 | 0.35844 |  |  |  |  | 0 | 0 | 0 | 0 | 0 | 0 |  | 0.15944 |  | 0.15944 | 0.15944 |  | 0.15944 | 0.15944 | 0.15944 | 0.15944 | [6 empty] | 0.15944 | 0.15944 | 0.15944 |  |  | PGE_New_Li_Battery_4hr_Generic | 0 | 0 | 0 | 0 | 0 | 0 |  | 0.199 |  | 0.199 | 0.199 |  | 0.199 | 0.199 | 0.199 | 0.199 |  |  | PGE_New_Li_Battery_4hr_Generic | PGE_New_Li_Battery_8hr_Generic | PGE_New_EGS_Generic | SCE_New_EGS_Generic | 0.199 | 0.199 | 0.199 |  |  |  | 0 | 0 | 0 | 0 | 0 | 0 |  | 0 |  | 0 | 0 |  | 0 | 0 | 0 | 0 |  | 0 | 0 | 0 | 0 |  | 0 | 0 | 0
|  |  | 0 | 0 | 0 | 0 | 0 | 0 |  | 0 |  | 0 | 0 |  | 0 | 0 | 0 | 0 |  | 0 | 0 | 0 | 0 |  | 0 | 0 | 0 |  |  |  |  | 0 | 0 | 0 | 0 | 0 | 0 |  | 0 |  | 0 | 0 |  | 0 | 0 | 0 | 0 | [6 empty] | 0 | 0 | 0 |  |  | PGE_New_Li_Battery_4hr_Generic | 0 | 0 | 0 | 0 | 0 | 0 |  | 0 |  | 0 | 0 |  | 0 | 0 | 0 | 0 |  |  | PGE_New_Li_Battery_4hr_Generic | PGE_New_Li_Battery_8hr_Generic | PGE_New_EGS_Generic | SCE_New_EGS_Generic | 0 | 0 | 0 |  |  |  | 0 | 0 | 0 | 0 | 0 | 0 |  | 0 |  | 0 | 0 |  | 0 | 0 | 0 | 0 |  | 0 | 0 | 0 | 0 |  | 0 | 0 | 0
|  |  | 0 | 0 | 0 | 0 | 0 | 0 |  | 0 |  | 0 | 0 |  | 0 | 0 | 0 | 0 |  | 0 | 0 | 0 | 0 |  | 0 | 0 | 0 |  |  |  |  | 0 | 0 | 0 | 0 | 0 | 0 |  | 0 |  | 0 | 0 |  | 0 | 0 | 0 | 0 | [6 empty] | 0 | 0 | 0 |  |  | PGE_New_Li_Battery_4hr_Generic | 0 | 0 | 0 | 0 | 0 | 0 |  | 0 |  | 0 | 0 |  | 0 | 0 | 0 | 0 |  |  | PGE_New_Li_Battery_4hr_Generic | PGE_New_Li_Battery_8hr_Generic | PGE_New_EGS_Generic | SCE_LDES_12hr_Generic | 0 | 0 | 0 |  |  |  | 0 | 0 | 0 | 0 | 0 | 0 |  | 0 |  | 0 | 0 |  | 0 | 0 | 0 | 0 |  | 0 | 0 | 0 | 0 |  | 0 | 0 | 0
[10 empty] | 0.8551 |  | 0.8551 | 0.8551 |  | 0.8551 | 0.8551 | 0.8551 | 0.8551 |  | 0.8551 | 0.8551 | 0.8551 | 0.8551 |  | 0.8551 | 0.8551 | 0.8551 |  |  |  |  | 0 | 0 | 0 | 0 | 0 | 0 |  | 0.54659 |  | 0.54659 | 0.54659 |  | 0.54659 | 0.54659 | 0.54659 | 0.54659 | [6 empty] | 0.54659 | 0.54659 | 0.54659 |  |  | PGE_New_Li_Battery_4hr_Generic | 0 | 0 | 0 | 0 | 0 | 0 |  | 0.30851 |  | 0.30851 | 0.30851 |  | 0.30851 | 0.30851 | 0.30851 | 0.30851 |  |  | PGE_New_Li_Battery_4hr_Generic | PGE_New_Li_Battery_8hr_Generic | PGE_New_EGS_Generic | SCE_New_Li_Battery_4hr_Generic | 0.30851 | 0.30851 | 0.30851 |  |  |  | 0 | 0 | 0 | 0 | 0 | 0 |  | 0 |  | 0 | 0 |  | 0 | 0 | 0 | 0 |  | 0 | 0 | 0 | 0 |  | 0 | 0 | 0
|  |  | 0 | 0 | 0 | 0 | 0 | 0 |  | 0 |  | 0 | 0 |  | 0 | 0 | 0 | 0 |  | 0 | 0 | 0 | 0 |  | 0 | 0 | 0 |  |  |  |  | 0 | 0 | 0 | 0 | 0 | 0 |  | 0 |  | 0 | 0 |  | 0 | 0 | 0 | 0 | [6 empty] | 0 | 0 | 0 |  |  | PGE_New_Li_Battery_4hr_Generic | 0 | 0 | 0 | 0 | 0 | 0 |  | 0 |  | 0 | 0 |  | 0 | 0 | 0 | 0 |  |  | PGE_New_Li_Battery_4hr_Generic | PGE_New_Li_Battery_8hr_Generic | PGE_New_EGS_Generic | SCE_New_Li_Battery_4hr_Generic | 0 | 0 | 0 |  |  |  | 0 | 0 | 0 | 0 | 0 | 0 |  | 0 |  | 0 | 0 |  | 0 | 0 | 0 | 0 |  | 0 | 0 | 0 | 0 |  | 0 | 0 | 0
| Build & Capacity by Resource Type |  | 0 | 0 | 0 | 0 | 0 | 0 |  | 1.2135 |  | 1.2135 | 1.2135 |  | 1.2135 | 1.2135 | 1.2135 | 1.2135 |  | 1.2135 | 1.2135 | 1.2135 | 1.2135 |  | 1.2135 | 1.2135 | 1.2135 |  | Build & Capacity by Resource Type |  |  | 0 | 0 | 0 | 0 | 0 | 0 |  | 0.70603 |  | 0.70603 | 0.70603 |  | 0.70603 | 0.70603 | 0.70603 | 0.70603 |  | Build & Capacity by Resource Type |  |  |  |  | 0.70603 | 0.70603 | 0.70603 |  |  | PGE_New_Li_Battery_4hr_Generic | 0 | 0 | 0 | 0 | 0 | 0 |  | 0.50751 |  | 0.50751 | 0.50751 |  | 0.50751 | 0.50751 | 0.50751 | 0.50751 |  |  | PGE_New_Li_Battery_4hr_Generic | PGE_New_Li_Battery_8hr_Generic | PGE_New_EGS_Generic | SCE_New_Li_Battery_4hr_Generic | 0.50751 | 0.50751 | 0.50751 |  | Build & Capacity by Resource Type |  | 0 | 0 | 0 | 0 | 0 | 0 |  | 0 |  | 0 | 0 |  | 0 | 0 | 0 | 0 |  | 0 | 0 | 0 | 0 |  | 0 | 0 | 0 |  | Build & Capacity by Resource Type | [27 empty] | Build & Capacity by Resource Type
[59 empty] | PGE_New_Li_Battery_4hr_Generic | [18 empty] | PGE_New_Li_Battery_4hr_Generic | PGE_New_Li_Battery_8hr_Generic | PGE_New_EGS_Generic | SCE_New_Li_Battery_8hr_Generic
|  | CAISO Planned & RESOLVE-Selected Capacity (GW) | [27 empty] | CAISO Planned & RESOLVE-Selected Capacity (GW) | [19 empty] | CAISO Planned & RESOLVE-Selected Capacity (GW) | [8 empty] | PGE_New_Li_Battery_4hr_Generic | [18 empty] | PGE_New_Li_Battery_4hr_Generic | PGE_New_Li_Battery_8hr_Generic | PGE_New_EGS_Generic | SCE_New_Li_Battery_8hr_Generic | [5 empty] | CAISO Planned & RESOLVE-Selected Capacity (GW) | [27 empty] | CAISO Planned & RESOLVE-Selected Capacity (GW) | [27 empty] | CAISO Planned & RESOLVE-Selected Capacity (GW)
|  | Resource Type | [27 empty] | Resource Type | 2020-01-01 | [18 empty] | Resource Type | 2020-01-01 | 2021-01-01 | 2022-01-01 | [5 empty] | PGE_New_Li_Battery_4hr_Generic | [18 empty] | PGE_New_Li_Battery_4hr_Generic | PGE_New_Li_Battery_8hr_Generic | PGE_New_Geothermal_Generic | SCE_New_Li_Battery_8hr_Generic | [5 empty] | Resource Type | [27 empty] | Resource Type | [27 empty] | Resource Type | 2020-01-01 | 2021-01-01 | 2022-01-01 | 2023-01-01 | 2024-01-01 | 2025-01-01 | 2026-01-01 | 2027-01-01 | 2028-01-01 | 2029-01-01 | 2030-01-01 | 2031-01-01 | 2032-01-01 | 2033-01-01 | 2034-01-01 | 2035-01-01 | 2036-01-01 | 2037-01-01 | 2038-01-01 | 2039-01-01 | 2040-01-01 | 2041-01-01 | 2042-01-01 | 2043-01-01 | 2044-01-01 | 2045-01-01
|  | Coal | [27 empty] | Coal | 0 | [18 empty] | Coal | 0 | 0 | 0 | [5 empty] | PGE_New_Li_Battery_4hr_Generic | [18 empty] | PGE_New_Li_Battery_4hr_Generic | PGE_New_Li_Battery_8hr_Generic | PGE_New_Geothermal_Generic | SCE_EOP_Solar_Generic | [5 empty] | Coal | [27 empty] | Coal | [27 empty] | Coal | 0 | 0 | 0 | 0 | 0 | 0 | 0 | 0 | 0 | 0 | 0 | 0 | 0 | 0 | 0 | 0 | 0 | 0 | 0 | 0 | 0 | 0 | 0 | 0 | 0 | 0
|  | Natural Gas | [27 empty] | Natural Gas | 0 | [18 empty] | Natural Gas | 0 | 0 | 0 | [5 empty] | PGE_New_Li_Battery_4hr_Generic | [18 empty] | PGE_New_Li_Battery_4hr_Generic | PGE_New_Li_Battery_8hr_Generic | PGE_New_Geothermal_Generic | SCE_EOP_Solar_Generic | [5 empty] | Natural Gas | [27 empty] | Natural Gas | [27 empty] | Natural Gas | 0 | 0 | 0 | 0 | 0 | 0 | 0 | 0 | 0 | 0 | 0 | 0 | 0 | 0 | 0 | 0 | 0 | 0 | 0 | 0 | 0 | 0 | 0 | 0 | 0 | 0
|  | Natural Gas + CCS | 2020-01-01 | 2021-01-01 | 2022-01-01 | 2023-01-01 | 2024-01-01 | 2025-01-01 |  | 2027-01-01 |  | 2029-01-01 | 2030-01-01 |  | 2032-01-01 | 2033-01-01 | 2034-01-01 | 2035-01-01 |  | 2037-01-01 | 2038-01-01 | 2039-01-01 | 2040-01-01 |  | 2042-01-01 | 2043-01-01 | 2044-01-01 |  |  | Natural Gas + CCS | 0 | 2020-01-01 | 2021-01-01 | 2022-01-01 | 2023-01-01 | 2024-01-01 | 2025-01-01 |  | 2027-01-01 |  | 2029-01-01 | 2030-01-01 |  | 2032-01-01 | 2033-01-01 | 2034-01-01 | 2035-01-01 |  |  | Natural Gas + CCS | 0 | 0 | 0 | 2042-01-01 | 2043-01-01 | 2044-01-01 |  |  | PGE_New_Li_Battery_4hr_Generic | 2020-01-01 | 2021-01-01 | 2022-01-01 | 2023-01-01 | 2024-01-01 | 2025-01-01 |  | 2027-01-01 |  | 2029-01-01 | 2030-01-01 |  | 2032-01-01 | 2033-01-01 | 2034-01-01 | 2035-01-01 |  |  | PGE_New_Li_Battery_4hr_Generic | PGE_New_Li_Battery_8hr_Generic | PGE_New_Geothermal_Generic | SCE_EOP_Solar_Generic | 2042-01-01 | 2043-01-01 | 2044-01-01 |  |  | Natural Gas + CCS | 2020-01-01 | 2021-01-01 | 2022-01-01 | 2023-01-01 | 2024-01-01 | 2025-01-01 |  | 2027-01-01 |  | 2029-01-01 | 2030-01-01 |  | 2032-01-01 | 2033-01-01 | 2034-01-01 | 2035-01-01 |  | 2037-01-01 | 2038-01-01 | 2039-01-01 | 2040-01-01 |  | 2042-01-01 | 2043-01-01 | 2044-01-01 |  |  | Natural Gas + CCS | [27 empty] | Natural Gas + CCS | 0 | 0 | 0 | 0 | 0 | 0 | 0 | 0 | 0 | 0 | 0 | 0 | 0 | 0 | 0 | 0 | 0 | 0 | 0 | 0 | 0 | 0 | 0 | 0 | 0 | 0
|  | Coal | 0 | 0 | 0 | 0 | 0 | 0 | 0 | 0 | 0 | 0 | 0 | 0 | 0 | 0 | 0 | 0 | 0 | 0 | 0 | 0 | 0 | 0 | 0 | 0 | 0 | 0 |  |  | Coal | 0 | 0 | 0 | 0 | 0 | 0 | 0 | 0 | 0 | 0 | 0 | 0 | 0 | 0 | 0 | 0 | 0 | 0 | 0 | 0 | 0 | 0 | 0 | 0 | 0 | 0 |  | Coal | 0 | 0 | 0 | 0 | 0 | 0 | 0 | 0 | 0 | 0 | 0 | 0 | 0 | 0 | 0 | 0 | 0 | 0 | 0 | 0 | 0 | 0 | 0 | 0 | 0 | 0 |  | Coal | 0 | 0 | 0 | 0 | 0 | 0 | 0 | 0 | 0 | 0 | 0 | 0 | 0 | 0 | 0 | 0 | 0 | 0 | 0 | 0 | 0 | 0 | 0 | 0 | 0 | 0
|  | Natural Gas | 0 | 0 | 0 | 0 | 0 | 0 | 0 | 0 | 0 | 0 | 0 | 0 | 0 | 0 | 0 | 0 | 0 | 0 | 0 | 0 | 0 | 0 | 0 | 0 | 0 | 0 |  |  | Natural Gas | 0 | 0 | 0 | 0 | 0 | 0 | 0 | 0 | 0 | 0 | 0 | 0 | 0 | 0 | 0 | 0 | 0 | 0 | 0 | 0 | 0 | 0 | 0 | 0 | 0 | 0 |  | Natural Gas | 0 | 0 | 0 | 0 | 0 | 0 | 0 | 0 | 0 | 0 | 0 | 0 | 0 | 0 | 0 | 0 | 0 | 0 | 0 | 0 | 0 | 0 | 0 | 0 | 0 | 0 |  | Natural Gas | 0 | 0 | 0 | 0 | 0 | 0 | 0 | 0 | 0 | 0 | 0 | 0 | 0 | 0 | 0 | 0 | 0 | 0 | 0 | 0 | 0 | 0 | 0 | 0 | 0 | 0
|  | Natural Gas + CCS | 0 | 0 | 0 | 0 | 0 | 0 | 0 | 0 | 0 | 0 | 0 | 0 | 0 | 0 | 0 | 0 | 0 | 0 | 0 | 0 | 0 | 0 | 0 | 0 | 0 | 0 |  |  | Natural Gas + CCS | 0 | 0 | 0 | 0 | 0 | 0 | 0 | 0 | 0 | 0 | 0 | 0 | 0 | 0 | 0 | 0 | 0 | 0 | 0 | 0 | 0 | 0 | 0 | 0 | 0 | 0 |  | Natural Gas + CCS | 0 | 0 | 0 | 0 | 0 | 0 | 0 | 0 | 0 | 0 | 0 | 0 | 0 | 0 | 0 | 0 | 0 | 0 | 0 | 0 | 0 | 0 | 0 | 0 | 0 | 0 |  | Natural Gas + CCS | 0 | 0 | 0 | 0 | 0 | 0 | 0 | 0 | 0 | 0 | 0 | 0 | 0 | 0 | 0 | 0 | 0 | 0 | 0 | 0 | 0 | 0 | 0 | 0 | 0 | 0
|  | CHP | 0 | 0 | 0 | 0 | 0 | 0 | 0 | 0 | 0 | 0 | 0 | 0 | 0 | 0 | 0 | 0 | 0 | 0 | 0 | 0 | 0 | 0 | 0 | 0 | 0 | 0 |  |  | CHP | 0 | 0 | 0 | 0 | 0 | 0 | 0 | 0 | 0 | 0 | 0 | 0 | 0 | 0 | 0 | 0 | 0 | 0 | 0 | 0 | 0 | 0 | 0 | 0 | 0 | 0 |  | CHP | 0 | 0 | 0 | 0 | 0 | 0 | 0 | 0 | 0 | 0 | 0 | 0 | 0 | 0 | 0 | 0 | 0 | 0 | 0 | 0 | 0 | 0 | 0 | 0 | 0 | 0 |  | CHP | 0 | 0 | 0 | 0 | 0 | 0 | 0 | 0 | 0 | 0 | 0 | 0 | 0 | 0 | 0 | 0 | 0 | 0 | 0 | 0 | 0 | 0 | 0 | 0 | 0 | 0
|  | Hydrogen | 0 | 0 | 0 | 0 | 0 | 0 | 0 | 0 | 0 | 0 | 0 | 0 | 0 | 0 | 0 | 0 | 0 | 0 | 0 | 0 | 0 | 0 | 0 | 0 | 0 | 0 |  |  | Hydrogen | 0 | 0 | 0 | 0 | 0 | 0 | 0 | 0 | 0 | 0 | 0 | 0 | 0 | 0 | 0 | 0 | 0 | 0 | 0 | 0 | 0 | 0 | 0 | 0 | 0 | 0 |  | Hydrogen | 0 | 0 | 0 | 0 | 0 | 0 | 0 | 0 | 0 | 0 | 0 | 0 | 0 | 0 | 0 | 0 | 0 | 0 | 0 | 0 | 0 | 0 | 0 | 0 | 0 | 0 |  | Hydrogen | 0 | 0 | 0 | 0 | 0 | 0 | 0 | 0 | 0 | 0 | 0 | 0 | 0 | 0 | 0 | 0 | 0 | 0 | 0 | 0 | 0 | 0 | 0 | 0 | 0 | 0
|  | Nuclear | 0 | 0 | 0 | 0 | 0 | 0 | 0 | 0 | 0 | 0 | 0 | 0 | 0 | 0 | 0 | 0 | 0 | 0 | 0 | 0 | 0 | 0 | 0 | 0 | 0 | 0 |  |  | Nuclear | 0 | 0 | 0 | 0 | 0 | 0 | 0 | 0 | 0 | 0 | 0 | 0 | 0 | 0 | 0 | 0 | 0 | 0 | 0 | 0 | 0 | 0 | 0 | 0 | 0 | 0 |  | Nuclear | 0 | 0 | 0 | 0 | 0 | 0 | 0 | 0 | 0 | 0 | 0 | 0 | 0 | 0 | 0 | 0 | 0 | 0 | 0 | 0 | 0 | 0 | 0 | 0 | 0 | 0 |  | Nuclear | 0 | 0 | 0 | 0 | 0 | 0 | 0 | 0 | 0 | 0 | 0 | 0 | 0 | 0 | 0 | 0 | 0 | 0 | 0 | 0 | 0 | 0 | 0 | 0 | 0 | 0
|  | Nuclear (SMR) | 0 | 0 | 0 | 0 | 0 | 0 | 0 | 0 | 0 | 0 | 0 | 0 | 0 | 0 | 0 | 0 | 0 | 0 | 0 | 0 | 0 | 0 | 0 | 0 | 0 | 0 |  |  | Nuclear (SMR) | 0 | 0 | 0 | 0 | 0 | 0 | 0 | 0 | 0 | 0 | 0 | 0 | 0 | 0 | 0 | 0 | 0 | 0 | 0 | 0 | 0 | 0 | 0 | 0 | 0 | 0 |  | Nuclear (SMR) | 0 | 0 | 0 | 0 | 0 | 0 | 0 | 0 | 0 | 0 | 0 | 0 | 0 | 0 | 0 | 0 | 0 | 0 | 0 | 0 | 0 | 0 | 0 | 0 | 0 | 0 |  | Nuclear (SMR) | 0 | 0 | 0 | 0 | 0 | 0 | 0 | 0 | 0 | 0 | 0 | 0 | 0 | 0 | 0 | 0 | 0 | 0 | 0 | 0 | 0 | 0 | 0 | 0 | 0 | 0
System Build |  | PGE_New_EGS_Generic | 0 | 0 | 0 | 0 | 0 | -0.03 | System Build | -0.11 | System Build | -0.13 | -0.17 | System Build | -0.17 | -0.17 | -0.17 | -0.17 | System Build | -0.17 | -0.17 | -0.17 | -0.17 | System Build | -0.17 | -0.17 | -0.17 | System Build |  | PGE_New_EGS_Generic | PGE_New_Li_Battery_4hr_Generic | 0 | 0 | 0 | 0 | 0 | -0.01 | System Build | -0.07 | System Build | -0.07 | -0.07 | System Build | -0.07 | -0.07 | -0.07 | -0.07 | System Build |  | PGE_New_EGS_Generic | PGE_New_Li_Battery_4hr_Generic | PGE_Nevada_New_EGS_Generic | SCE_New_EGS_Generic | -0.07 | -0.07 | -0.07 | System Build |  |  | 0 | 0 | 0 | 0 | 0 | -0.02 | System Build | -0.04 | System Build | -0.06 | -0.1 | System Build | -0.1 | -0.1 | -0.1 | -0.1 | System Build | [5 empty] | -0.1 | -0.1 | -0.1 | System Build |  | PGE_New_EGS_Generic | 0 | 0 | 0 | 0 | 0 | 0 | System Build | 0 | System Build | 0 | 0 | System Build | 0 | 0 | 0 | 0 | System Build | 0 | 0 | 0 | 0 | System Build | 0 | 0 | 0 | System Build |  | PGE_New_EGS_Generic | [6 empty] | System Build |  | System Build |  |  | System Build |  |  |  |  | System Build |  |  |  |  | System Build |  |  |  | System Build |  | PGE_New_EGS_Generic | PGE_New_Li_Battery_4hr_Generic | PGE_Nevada_New_EGS_Generic | SCE_New_EGS_Generic | SDGE_New_Li_Battery_4hr_Generic |  |  |  |  | PGE_New_EGS | PGE_Kern_Solar | PGE_NGBA_Wind | SDGE_New_Li_Battery_8hr |  |  | Generic Storage (100-hr) | SDGE_Distributed_Solar | PGE_Fresno_Solar_76 | PGE_Kern_Li_Battery_8hr_108 | PGE_NGBA_Solar_33 | SCE_Northern_Solar_159 |  | SCE_Eastern_Li_Battery_8hr_MaxBuild | 0 | 0 | 0 | 0 | 0
|  | Geothermal (Enhanced) | 0 | 0 | 0 | 0 | 0 | 0 | 0 | 0 | 0 | 0 | 0 | 0 | 0 | 0 | 0 | 0 | 3.61 | 0 | 0 | 0 | 0 | 3.61 | 0 | 0 | 0 | 3.61 |  |  | Geothermal (Enhanced) | 0 | 0 | 0 | 0 | 0 | 0 | 0 | 0 | 0 | 0 | 0 | 0 | 0 | 0 | 0 | 0 | 2.33 | 0 | 0 | 0 | 0 | 2.33 | 0 | 0 | 0 | 2.33 |  | Geothermal (Enhanced) | 0 | 0 | 0 | 0 | 0 | 0 | 0 | 0 | 0 | 0 | 0 | 0 | 0 | 0 | 0 | 0 | 0.75 | 0 | 0 | 0 | 0 | 0.75 | 0 | 0 | 0 | 0.75 |  | Geothermal (Enhanced) | 0 | 0 | 0 | 0 | 0 | 0 | 0 | 0 | 0 | 0 | 0 | 0 | 0 | 0 | 0 | 0 | 0.53 | 0 | 0 | 0 | 0 | 0.53 | 0 | 0 | 0 | 0.53
System Build |  |  | 0 | 0 | 0 | 0 | 0 | 0 | System Build | 0 | System Build | 0 | 0 | System Build | 0 | 0 | 0 | 0 | System Build | 0 | 0 | 0 | 0 | System Build | 0 | 0 | 0 | System Build |  |  |  | 0 | 0 | 0 | 0 | 0 | 0 | System Build | 0 | System Build | 0 | 0 | System Build | 0 | 0 | 0 | 0 | System Build | [5 empty] | 0 | 0 | 0 | System Build |  | PGE_New_EGS_Generic | 0 | 0 | 0 | 0 | 0 | 0 | System Build | 0 | System Build | 0 | 0 | System Build | 0 | 0 | 0 | 0 | System Build |  | PGE_New_EGS_Generic | PGE_New_Li_Battery_4hr_Generic | PGE_Nevada_New_EGS_Generic | SCE_New_EGS_Generic | 0 | 0 | 0 | System Build |  |  | 0 | 0 | 0 | 0 | 0 | 0 | System Build | 0 | System Build | 0 | 0 | System Build | 0 | 0 | 0 | 0 | System Build | 0 | 0 | 0 | 0 | System Build | 0 | 0 | 0 | System Build | [8 empty] | System Build |  | System Build |  |  | System Build |  |  |  |  | System Build |  |  |  |  | System Build |  |  |  | System Build
|  | Biogas | 0 | 0 | 0 | 0 | 0 | 0 | 0 | 0 | 0 | 0 | 0 | 0 | 0 | 0 | 0 | 0 | 0 | 0 | 0 | 0 | 0 | 0 | 0 | 0 | 0 | 0 |  |  | Biogas | 0 | 0 | 0 | 0 | 0 | 0 | 0 | 0 | 0 | 0 | 0 | 0 | 0 | 0 | 0 | 0 | 0 | 0 | 0 | 0 | 0 | 0 | 0 | 0 | 0 | 0 |  | Biogas | 0 | 0 | 0 | 0 | 0 | 0 | 0 | 0 | 0 | 0 | 0 | 0 | 0 | 0 | 0 | 0 | 0 | 0 | 0 | 0 | 0 | 0 | 0 | 0 | 0 | 0 |  | Biogas | 0 | 0 | 0 | 0 | 0 | 0 | 0 | 0 | 0 | 0 | 0 | 0 | 0 | 0 | 0 | 0 | 0 | 0 | 0 | 0 | 0 | 0 | 0 | 0 | 0 | 0
|  | Hydro | 0 | 0 | 0 | 0 | 0 | 0 | 0 | 0 | 0 | 0 | 0 | 0 | 0 | 0 | 0 | 0 | 0 | 0 | 0 | 0 | 0 | 0 | 0 | 0 | 0 | 0 |  |  | Hydro | 0 | 0 | 0 | 0 | 0 | 0 | 0 | 0 | 0 | 0 | 0 | 0 | 0 | 0 | 0 | 0 | 0 | 0 | 0 | 0 | 0 | 0 | 0 | 0 | 0 | 0 |  | Hydro | 0 | 0 | 0 | 0 | 0 | 0 | 0 | 0 | 0 | 0 | 0 | 0 | 0 | 0 | 0 | 0 | 0 | 0 | 0 | 0 | 0 | 0 | 0 | 0 | 0 | 0 |  | Hydro | 0 | 0 | 0 | 0 | 0 | 0 | 0 | 0 | 0 | 0 | 0 | 0 | 0 | 0 | 0 | 0 | 0 | 0 | 0 | 0 | 0 | 0 | 0 | 0 | 0 | 0
System Build |  | PGE_New_EGS_Generic | 0 | 0 | 0 | 0 | 0 | -0.07 | System Build | -0.07 | System Build | -0.07 | -0.07 | System Build | -0.07 | -0.07 | -0.07 | -0.07 | System Build | -0.07 | -0.07 | -0.07 | -0.07 | System Build | -0.07 | -0.07 | -0.07 | System Build |  | PGE_New_EGS_Generic | PGE_New_Li_Battery_4hr_Generic | 0 | 0 | 0 | 0 | 0 | -0.07 | System Build | -0.07 | System Build | -0.07 | -0.07 | System Build | -0.07 | -0.07 | -0.07 | -0.07 | System Build |  | PGE_New_EGS_Generic | PGE_New_Li_Battery_4hr_Generic | PGE_Nevada_New_EGS_Generic | SCE_New_EGS_Generic | -0.07 | -0.07 | -0.07 | System Build |  |  | 0 | 0 | 0 | 0 | 0 | 0 | System Build | 0 | System Build | 0 | 0 | System Build | 0 | 0 | 0 | 0 | System Build | [5 empty] | 0 | 0 | 0 | System Build |  | PGE_New_EGS_Generic | 0 | 0 | 0 | 0 | 0 | 0 | System Build | 0 | System Build | 0 | 0 | System Build | 0 | 0 | 0 | 0 | System Build | 0 | 0 | 0 | 0 | System Build | 0 | 0 | 0 | System Build |  | PGE_New_EGS_Generic | [6 empty] | System Build |  | System Build |  |  | System Build |  |  |  |  | System Build |  |  |  |  | System Build |  |  |  | System Build |  | PGE_New_EGS_Generic | PGE_New_Li_Battery_4hr_Generic | PGE_Nevada_New_EGS_Generic | SCE_New_EGS_Generic | SDGE_New_Li_Battery_4hr_Generic |  |  |  |  | PGE_New_EGS | PGE_Kern_Solar | PGE_NGBA_Wind | SDGE_New_Li_Battery_8hr |  |  | Generic Storage (100-hr) | SDGE_Distributed_Solar | PGE_Fresno_Solar_76 | PGE_Kern_Li_Battery_8hr_108 | PGE_NGBA_Solar_33 | SCE_Northern_Solar_159 |  | SCE_Eastern_Li_Battery_8hr_MaxBuild | 0 | 0 | 0 | 0 | 0
|  | Out-of-State Wind | 0 | 0 | 0 | 0 | 0 | 0 | 0.9 | -0.54 | 2.01 | -0.54 | -0.54 | 3.51 | -0.54 | -0.54 | -0.54 | -0.54 | 3.51 | -0.54 | -0.54 | -0.54 | -0.54 | 4.61 | -0.54 | -0.54 | -0.54 | 4.61 |  |  | Out-of-State Wind | 0 | 0 | 0 | 0 | 0 | 0 | 0 | 0 | 0 | 0 | 0 | 0 | 0 | 0 | 0 | 0 | 0 | 0 | 0 | 0 | 0 | 0 | 0 | 0 | 0 | 0 |  | Out-of-State Wind | 0 | 0 | 0 | 0 | 0 | 0 | 0.9 | -0.54 | 2.01 | -0.54 | -0.54 | 3.51 | -0.54 | -0.54 | -0.54 | -0.54 | 3.51 | -0.54 | -0.54 | -0.54 | -0.54 | 4.61 | -0.54 | -0.54 | -0.54 | 4.61 |  | Out-of-State Wind | 0 | 0 | 0 | 0 | 0 | 0 | 0 | 0 | 0 | 0 | 0 | 0 | 0 | 0 | 0 | 0 | 0 | 0 | 0 | 0 | 0 | 0 | 0 | 0 | 0 | 0
|  | Offshore Wind | 0 | 0 | 0 | 0 | 0 | 0 | 0 | 0 | 0 | 0 | 0 | 0 | 0 | 0 | 0 | 0 | 0 | 0 | 0 | 0 | 0 | 0 | 0 | 0 | 0 | 0 |  |  | Offshore Wind | 0 | 0 | 0 | 0 | 0 | 0 | 0 | 0 | 0 | 0 | 0 | 0 | 0 | 0 | 0 | 0 | 0 | 0 | 0 | 0 | 0 | 0 | 0 | 0 | 0 | 0 |  | Offshore Wind | 0 | 0 | 0 | 0 | 0 | 0 | 0 | 0 | 0 | 0 | 0 | 0 | 0 | 0 | 0 | 0 | 0 | 0 | 0 | 0 | 0 | 0 | 0 | 0 | 0 | 0 |  | Offshore Wind | 0 | 0 | 0 | 0 | 0 | 0 | 0 | 0 | 0 | 0 | 0 | 0 | 0 | 0 | 0 | 0 | 0 | 0 | 0 | 0 | 0 | 0 | 0 | 0 | 0 | 0
System Build |  |  | 0 | 0 | 0 | 0 | 0 | -1.02 | System Build | -5.02 | System Build | -5.16 | -5.16 | System Build | -5.27 | -5.27 | -5.27 | -5.27 | System Build | -5.27 | -5.27 | -5.27 | -5.27 | System Build | -5.27 | -5.27 | -5.27 | System Build |  |  |  | 0 | 0 | 0 | 0 | 0 | -0.44 | System Build | -0.98 | System Build | -1.05 | -1.05 | System Build | -1.16 | -1.16 | -1.16 | -1.16 | System Build | [5 empty] | -1.16 | -1.16 | -1.16 | System Build |  | PGE_New_EGS_Generic | 0 | 0 | 0 | 0 | 0 | -0.58 | System Build | -3.76 | System Build | -3.83 | -3.83 | System Build | -3.83 | -3.83 | -3.83 | -3.83 | System Build |  | PGE_New_EGS_Generic | PGE_New_Li_Battery_4hr_Generic | PGE_Nevada_New_EGS_Generic | SCE_New_EGS_Generic | -3.83 | -3.83 | -3.83 | System Build |  |  | 0 | 0 | 0 | 0 | 0 | 0 | System Build | -0.28 | System Build | -0.28 | -0.28 | System Build | -0.28 | -0.28 | -0.28 | -0.28 | System Build | -0.28 | -0.28 | -0.28 | -0.28 | System Build | -0.28 | -0.28 | -0.28 | System Build | [8 empty] | System Build |  | System Build |  |  | System Build |  |  |  |  | System Build |  |  |  |  | System Build |  |  |  | System Build
|  | Customer Solar | 0 | 0 | 0 | 0 | 0 | 0 | 0 | 0 | 0 | 0 | 0 | 0 | 0 | 0 | 0 | 0 | 0 | 0 | 0 | 0 | 0 | 0 | 0 | 0 | 0 | 0 |  |  | Customer Solar | 0 | 0 | 0 | 0 | 0 | 0 | 0 | 0 | 0 | 0 | 0 | 0 | 0 | 0 | 0 | 0 | 0 | 0 | 0 | 0 | 0 | 0 | 0 | 0 | 0 | 0 |  | Customer Solar | 0 | 0 | 0 | 0 | 0 | 0 | 0 | 0 | 0 | 0 | 0 | 0 | 0 | 0 | 0 | 0 | 0 | 0 | 0 | 0 | 0 | 0 | 0 | 0 | 0 | 0 |  | Customer Solar | 0 | 0 | 0 | 0 | 0 | 0 | 0 | 0 | 0 | 0 | 0 | 0 | 0 | 0 | 0 | 0 | 0 | 0 | 0 | 0 | 0 | 0 | 0 | 0 | 0 | 0
System Build |  | PGE_New_EGS_Generic | 0 | 0 | 0 | 0 | 0 | -2.19 | System Build | -6.52 | System Build | -6.71 | -6.71 | System Build | -6.82 | -6.82 | -6.82 | -6.82 | System Build | -6.82 | -6.82 | -6.82 | -6.82 | System Build | -6.82 | -6.82 | -6.82 | System Build |  | PGE_New_EGS_Generic | PGE_New_Li_Battery_4hr_Generic | 0 | 0 | 0 | 0 | 0 | -0.61 | System Build | -1.34 | System Build | -1.41 | -1.41 | System Build | -1.52 | -1.52 | -1.52 | -1.52 | System Build |  | PGE_New_EGS_Generic | PGE_New_Li_Battery_4hr_Generic | PGE_Nevada_New_EGS_Generic | SCE_New_EGS_Generic | -1.52 | -1.52 | -1.52 | System Build |  |  | 0 | 0 | 0 | 0 | 0 | -1 | System Build | -4.42 | System Build | -4.54 | -4.54 | System Build | -4.54 | -4.54 | -4.54 | -4.54 | System Build | [5 empty] | -4.54 | -4.54 | -4.54 | System Build |  | PGE_New_EGS_Generic | 0 | 0 | 0 | 0 | 0 | -0.58 | System Build | -0.76 | System Build | -0.76 | -0.76 | System Build | -0.76 | -0.76 | -0.76 | -0.76 | System Build | -0.76 | -0.76 | -0.76 | -0.76 | System Build | -0.76 | -0.76 | -0.76 | System Build |  | PGE_New_EGS_Generic | [6 empty] | System Build |  | System Build |  |  | System Build |  |  |  |  | System Build |  |  |  |  | System Build |  |  |  | System Build |  | PGE_New_EGS_Generic | PGE_New_Li_Battery_4hr_Generic | PGE_Nevada_New_EGS_Generic | SCE_New_EGS_Generic | SDGE_New_Li_Battery_4hr_Generic |  |  |  |  | PGE_New_EGS | PGE_Kern_Solar | PGE_NGBA_Wind | SDGE_New_Li_Battery_8hr |  |  | Generic Storage (100-hr) | SDGE_Distributed_Solar | PGE_Fresno_Solar_76 | PGE_Kern_Li_Battery_8hr_108 | PGE_NGBA_Solar_33 | SCE_Northern_Solar_159 |  | SCE_Eastern_Li_Battery_8hr_MaxBuild | 0 | 0 | 0 | 0 | 0
|  | PGE_New_EGS_Generic | 0 | 0 | 0 | 0 | 0 | -0.05 |  | -0.23 |  | -1.06 | -1.07 |  | -1.07 | -1.07 | -1.07 | -1.07 |  | -1.07 | -1.07 | -1.07 | -1.07 |  | -1.07 | -1.07 | -1.07 |  |  | PGE_New_EGS_Generic | PGE_New_Li_Battery_4hr_Generic | 0 | 0 | 0 | 0 | 0 | -0.01 |  | -0.15 |  | -0.15 | -0.16 |  | -0.16 | -0.16 | -0.16 | -0.16 |  |  | PGE_New_EGS_Generic | PGE_New_Li_Battery_4hr_Generic | PGE_New_Geothermal_Generic | SCE_New_EGS_Generic | -0.16 | -0.16 | -0.16 |  |  |  | 0 | 0 | 0 | 0 | 0 | -0.01 |  | -0.05 |  | -0.88 | -0.88 |  | -0.88 | -0.88 | -0.88 | -0.88 | [6 empty] | -0.88 | -0.88 | -0.88 |  |  | PGE_New_EGS_Generic | 0 | 0 | 0 | 0 | 0 | -0.03 |  | -0.03 |  | -0.03 | -0.03 |  | -0.03 | -0.03 | -0.03 | -0.03 |  | -0.03 | -0.03 | -0.03 | -0.03 |  | -0.03 | -0.03 | -0.03 |  |  | PGE_New_EGS_Generic | [27 empty] | PGE_New_EGS_Generic | PGE_New_Li_Battery_4hr_Generic | PGE_New_Geothermal_Generic | SCE_New_EGS_Generic | SDGE_New_Li_Battery_4hr_Generic |  |  |  |  | PGE_New_EGS | PGE_Kern_Solar | PGE_NGBA_Wind | SDGE_Arizona_Solar |  |  | Shed DR | SDGE_Imperial_Solar | PGE_Fresno_Solar_77 | PGE_Kern_Li_Battery_8hr_109 | PGE_NGBA_Solar_35 | SCE_Northern_Solar_167 |  | SCE_Eastern_Li_Battery_4hr_MaxBuild | 0 | 0 | 0 | 0 | 0
|  | Location Constrained Storage (12-hr) | 0 | 0 | 0 | 0 | 0 | 0 | 0 | 0 | 0 | 0 | 0 | 1.6 | 0 | 0 | 0 | 0 | 5.75 | 0 | 0 | 0 | 0 | 7.55 | 0 | 0 | 0 | 7.55 |  |  | Location Constrained Storage (12-hr) | 0 | 0 | 0 | 0 | 0 | 0 | 0 | 0 | 0 | 0 | 0 | 0 | 0 | 0 | 0 | 0 | 1.28 | 0 | 0 | 0 | 0 | 1.28 | 0 | 0 | 0 | 1.28 |  | Location Constrained Storage (12-hr) | 0 | 0 | 0 | 0 | 0 | 0 | 0 | 0 | 0 | 0 | 0 | 1.6 | 0 | 0 | 0 | 0 | 3.97 | 0 | 0 | 0 | 0 | 5.77 | 0 | 0 | 0 | 5.77 |  | Location Constrained Storage (12-hr) | 0 | 0 | 0 | 0 | 0 | 0 | 0 | 0 | 0 | 0 | 0 | 0 | 0 | 0 | 0 | 0 | 0.5 | 0 | 0 | 0 | 0 | 0.5 | 0 | 0 | 0 | 0.5
|  | Generic Storage (12-hr) | 0 | 0 | 0 | 0 | 0 | 0 | 0 | 0 | 0 | 0 | 0 | 0 | 0 | 0 | 0 | 0 | 0 | 0 | 0 | 0 | 0 | 0 | 0 | 0 | 0 | 0 |  |  | Generic Storage (12-hr) | 0 | 0 | 0 | 0 | 0 | 0 | 0 | 0 | 0 | 0 | 0 | 0 | 0 | 0 | 0 | 0 | 0 | 0 | 0 | 0 | 0 | 0 | 0 | 0 | 0 | 0 |  | Generic Storage (12-hr) | 0 | 0 | 0 | 0 | 0 | 0 | 0 | 0 | 0 | 0 | 0 | 0 | 0 | 0 | 0 | 0 | 0 | 0 | 0 | 0 | 0 | 0 | 0 | 0 | 0 | 0 |  | Generic Storage (12-hr) | 0 | 0 | 0 | 0 | 0 | 0 | 0 | 0 | 0 | 0 | 0 | 0 | 0 | 0 | 0 | 0 | 0 | 0 | 0 | 0 | 0 | 0 | 0 | 0 | 0 | 0
|  | Generic Storage (24-hr) | 0 | 0 | 0 | 0 | 0 | 0 | 0 | 0 | 0 | 0 | 0 | 0 | 0 | 0 | 0 | 0 | 0 | 0 | 0 | 0 | 0 | 0 | 0 | 0 | 0 | 0 |  |  | Generic Storage (24-hr) | 0 | 0 | 0 | 0 | 0 | 0 | 0 | 0 | 0 | 0 | 0 | 0 | 0 | 0 | 0 | 0 | 0 | 0 | 0 | 0 | 0 | 0 | 0 | 0 | 0 | 0 |  | Generic Storage (24-hr) | 0 | 0 | 0 | 0 | 0 | 0 | 0 | 0 | 0 | 0 | 0 | 0 | 0 | 0 | 0 | 0 | 0 | 0 | 0 | 0 | 0 | 0 | 0 | 0 | 0 | 0 |  | Generic Storage (24-hr) | 0 | 0 | 0 | 0 | 0 | 0 | 0 | 0 | 0 | 0 | 0 | 0 | 0 | 0 | 0 | 0 | 0 | 0 | 0 | 0 | 0 | 0 | 0 | 0 | 0 | 0
|  | Generic Storage (100-hr) | 0 | 0 | 0 | 0 | 0 | 0 | 0 | 0 | 0 | 0 | 0 | 0 | 0 | 0 | 0 | 0 | 0 | 0 | 0 | 0 | 0 | 0 | 0 | 0 | 0 | 0 |  |  | Generic Storage (100-hr) | 0 | 0 | 0 | 0 | 0 | 0 | 0 | 0 | 0 | 0 | 0 | 0 | 0 | 0 | 0 | 0 | 0 | 0 | 0 | 0 | 0 | 0 | 0 | 0 | 0 | 0 |  | Generic Storage (100-hr) | 0 | 0 | 0 | 0 | 0 | 0 | 0 | 0 | 0 | 0 | 0 | 0 | 0 | 0 | 0 | 0 | 0 | 0 | 0 | 0 | 0 | 0 | 0 | 0 | 0 | 0 |  | Generic Storage (100-hr) | 0 | 0 | 0 | 0 | 0 | 0 | 0 | 0 | 0 | 0 | 0 | 0 | 0 | 0 | 0 | 0 | 0 | 0 | 0 | 0 | 0 | 0 | 0 | 0 | 0 | 0
|  | Shed DR | 0 | 0 | 0 | 0 | 0 | 0 | 0 | 0 | 0 | 0 | 0 | 0 | 0 | 0 | 0 | 0 | 0 | 0 | 0 | 0 | 0 | 0 | 0 | 0 | 0 | 0 |  |  | Shed DR | 0 | 0 | 0 | 0 | 0 | 0 | 0 | 0 | 0 | 0 | 0 | 0 | 0 | 0 | 0 | 0 | 0 | 0 | 0 | 0 | 0 | 0 | 0 | 0 | 0 | 0 |  | Shed DR | 0 | 0 | 0 | 0 | 0 | 0 | 0 | 0 | 0 | 0 | 0 | 0 | 0 | 0 | 0 | 0 | 0 | 0 | 0 | 0 | 0 | 0 | 0 | 0 | 0 | 0 |  | Shed DR | 0 | 0 | 0 | 0 | 0 | 0 | 0 | 0 | 0 | 0 | 0 | 0 | 0 | 0 | 0 | 0 | 0 | 0 | 0 | 0 | 0 | 0 | 0 | 0 | 0 | 0
|  | Shift DR & VGI | 0 | 0 | 0 | 0 | 0 | 0 | 0 | 0 | 0 | 0 | 0 | 0 | 0 | 0 | 0 | 0 | 0 | 0 | 0 | 0 | 0 | 0 | 0 | 0 | 0 | 0 |  |  | Shift DR & VGI | 0 | 0 | 0 | 0 | 0 | 0 | 0 | 0 | 0 | 0 | 0 | 0 | 0 | 0 | 0 | 0 | 0 | 0 | 0 | 0 | 0 | 0 | 0 | 0 | 0 | 0 |  | Shift DR & VGI | 0 | 0 | 0 | 0 | 0 | 0 | 0 | 0 | 0 | 0 | 0 | 0 | 0 | 0 | 0 | 0 | 0 | 0 | 0 | 0 | 0 | 0 | 0 | 0 | 0 | 0 |  | Shift DR & VGI | 0 | 0 | 0 | 0 | 0 | 0 | 0 | 0 | 0 | 0 | 0 | 0 | 0 | 0 | 0 | 0 | 0 | 0 | 0 | 0 | 0 | 0 | 0 | 0 | 0 | 0
|  | Gas Capacity Not Retained | 0 | 0 | 0 | 0 | 0 | -3.34 | -8.78 | -13.69 | -14.86 | -14.86 | -14.91 | -15.13 | -15.13 | -15.13 | -15.13 | -15.13 | -15.13 | -15.13 | -15.13 | -15.13 | -15.13 | -15.13 | -15.13 | -15.13 | -15.13 | -15.13 |  |  | Gas Capacity Not Retained | 0 | 0 | 0 | 0 | 0 | -1.13 | -2.27 | -3.31 | -3.45 | -3.45 | -3.46 | -3.68 | -3.68 | -3.68 | -3.68 | -3.68 | -3.68 | -3.68 | -3.68 | -3.68 | -3.68 | -3.68 | -3.68 | -3.68 | -3.68 | -3.68 |  | Gas Capacity Not Retained | 0 | 0 | 0 | 0 | 0 | -1.61 | -5.65 | -9.32 | -10.35 | -10.35 | -10.39 | -10.39 | -10.39 | -10.39 | -10.39 | -10.39 | -10.39 | -10.39 | -10.39 | -10.39 | -10.39 | -10.39 | -10.39 | -10.39 | -10.39 | -10.39 |  | Gas Capacity Not Retained | 0 | 0 | 0 | 0 | 0 | -0.6 | -0.86 | -1.06 | -1.06 | -1.06 | -1.06 | -1.06 | -1.06 | -1.06 | -1.06 | -1.06 | -1.06 | -1.06 | -1.06 | -1.06 | -1.06 | -1.06 | -1.06 | -1.06 | -1.06 | -1.06
System Build |  |  | 0 | 0 | 0 | 0 | 0 | -3.36 | System Build | -12.49 | System Build | -13.67 | -13.72 | System Build | -13.94 | -13.94 | -13.94 | -13.94 | System Build | -13.94 | -13.94 | -13.94 | -13.94 | System Build | -13.94 | -13.94 | -13.94 | System Build |  |  |  | 0 | 0 | 0 | 0 | 0 | -1.14 | System Build | -2.61 | System Build | -2.75 | -2.76 | System Build | -2.98 | -2.98 | -2.98 | -2.98 | System Build | [5 empty] | -2.98 | -2.98 | -2.98 | System Build |  | PGE_New_EGS_Generic | 0 | 0 | 0 | 0 | 0 | -1.61 | System Build | -8.81 | System Build | -9.85 | -9.89 | System Build | -9.89 | -9.89 | -9.89 | -9.89 | System Build |  | PGE_New_EGS_Generic | PGE_New_Li_Battery_4hr_Generic | PGE_Nevada_New_EGS_Generic | SCE_New_EGS_Generic | -9.89 | -9.89 | -9.89 | System Build |  |  | 0 | 0 | 0 | 0 | 0 | -0.61 | System Build | -1.07 | System Build | -1.07 | -1.07 | System Build | -1.07 | -1.07 | -1.07 | -1.07 | System Build | -1.07 | -1.07 | -1.07 | -1.07 | System Build | -1.07 | -1.07 | -1.07 | System Build | [8 empty] | System Build |  | System Build |  |  | System Build |  |  |  |  | System Build |  |  |  |  | System Build |  |  |  | System Build
|  |  | 0 | 0 | 0 | 0 | 0 | -6.7 |  | -26.18 |  | -28.53 | -28.63 |  | -29.07 | -29.07 | -29.07 | -29.07 |  | -29.07 | -29.07 | -29.07 | -29.07 |  | -29.07 | -29.07 | -29.07 |  |  |  |  | 0 | 0 | 0 | 0 | 0 | -2.27 |  | -5.92 |  | -6.2 | -6.22 |  | -6.66 | -6.66 | -6.66 | -6.66 | [6 empty] | -6.66 | -6.66 | -6.66 |  |  | PGE_New_EGS_Generic | 0 | 0 | 0 | 0 | 0 | -3.22 |  | -18.13 |  | -20.2 | -20.28 |  | -20.28 | -20.28 | -20.28 | -20.28 |  |  | PGE_New_EGS_Generic | PGE_New_Li_Battery_4hr_Generic | PGE_New_Geothermal_Generic | SCE_New_EGS_Generic | -20.28 | -20.28 | -20.28 |  |  |  | 0 | 0 | 0 | 0 | 0 | -1.21 |  | -2.13 |  | -2.13 | -2.13 |  | -2.13 | -2.13 | -2.13 | -2.13 |  | -2.13 | -2.13 | -2.13 | -2.13 |  | -2.13 | -2.13 | -2.13
[59 empty] | PGE_LDES_12hr_Generic | [18 empty] | PGE_LDES_12hr_Generic | PGE_New_Li_Battery_4hr_Generic |  | SCE_New_EGS_Generic
[59 empty] | PGE_New_Li_Battery_4hr_Generic | [18 empty] | PGE_New_Li_Battery_4hr_Generic | PGE_New_Li_Battery_4hr_Generic |  | SCE_New_EGS_Generic
|  |  | 2020-01-01 | 2021-01-01 | 2022-01-01 | 2023-01-01 | 2024-01-01 | 2025-01-01 |  | 2027-01-01 |  | 2029-01-01 | 2030-01-01 |  | 2032-01-01 | 2033-01-01 | 2034-01-01 | 2035-01-01 |  | 2037-01-01 | 2038-01-01 | 2039-01-01 | 2040-01-01 |  | 2042-01-01 | 2043-01-01 | 2044-01-01 |  |  |  |  | 2020-01-01 | 2021-01-01 | 2022-01-01 | 2023-01-01 | 2024-01-01 | 2025-01-01 |  | 2027-01-01 |  | 2029-01-01 | 2030-01-01 |  | 2032-01-01 | 2033-01-01 | 2034-01-01 | 2035-01-01 | [6 empty] | 2042-01-01 | 2043-01-01 | 2044-01-01 |  |  | PGE_New_Li_Battery_4hr_Generic | 2020-01-01 | 2021-01-01 | 2022-01-01 | 2023-01-01 | 2024-01-01 | 2025-01-01 |  | 2027-01-01 |  | 2029-01-01 | 2030-01-01 |  | 2032-01-01 | 2033-01-01 | 2034-01-01 | 2035-01-01 |  |  | PGE_New_Li_Battery_4hr_Generic | PGE_New_Li_Battery_4hr_Generic |  | SCE_New_EGS_Generic | 2042-01-01 | 2043-01-01 | 2044-01-01 |  |  |  | 2020-01-01 | 2021-01-01 | 2022-01-01 | 2023-01-01 | 2024-01-01 | 2025-01-01 |  | 2027-01-01 |  | 2029-01-01 | 2030-01-01 |  | 2032-01-01 | 2033-01-01 | 2034-01-01 | 2035-01-01 |  | 2037-01-01 | 2038-01-01 | 2039-01-01 | 2040-01-01 |  | 2042-01-01 | 2043-01-01 | 2044-01-01
|  | Coal | 0 | 0 | 0 | 0 | 0 | 0 | 0 | 0 | 0 | 0 | 0 | 0 | 0 | 0 | 0 | 0 | 0 | 0 | 0 | 0 | 0 | 0 | 0 | 0 | 0 | 0 |  |  | Coal | [27 empty] | Coal | [27 empty] | Coal
|  | Natural Gas | 0 | 0 | 0 | 0 | 0 | 0 | 0 | 0 | 0 | 0 | 0 | 0 | 0 | 0 | 0 | 0 | 0 | 0 | 0 | 0 | 0 | 0 | 0 | 0 | 0 | 0 |  |  | Natural Gas | [27 empty] | Natural Gas | [27 empty] | Natural Gas
|  | Natural Gas + CCS | 0 | 0 | 0 | 0 | 0 | 0 | 0 | 0 | 0 | 0 | 0 | 0 | 0 | 0 | 0 | 0 | 0 | 0 | 0 | 0 | 0 | 0 | 0 | 0 | 0 | 0 |  |  | Natural Gas + CCS | [27 empty] | Natural Gas + CCS | [27 empty] | Natural Gas + CCS
|  | CHP | 0 | 0 | 0 | 0 | 0 | 0 | 0 | 0 | 0 | 0 | 0 | 0 | 0 | 0 | 0 | 0 | 0 | 0 | 0 | 0 | 0 | 0 | 0 | 0 | 0 | 0 |  |  | CHP | [27 empty] | CHP | [27 empty] | CHP
|  | Hydrogen | 0 | 0 | 0 | 0 | 0 | 0 | 0 | 0 | 0 | 0 | 0 | 0 | 0 | 0 | 0 | 0 | 0 | 0 | 0 | 0 | 0 | 0 | 0 | 0 | 0 | 0 |  |  | Hydrogen | [27 empty] | Hydrogen | [27 empty] | Hydrogen
|  | Nuclear | 0 | 0 | 0 | 0 | 0 | 0 | 0 | 0 | 0 | 0 | 0 | 0 | 0 | 0 | 0 | 0 | 0 | 0 | 0 | 0 | 0 | 0 | 0 | 0 | 0 | 0 |  |  | Nuclear | [27 empty] | Nuclear | [27 empty] | Nuclear
|  | Nuclear (SMR) | 0 | 0 | 0 | 0 | 0 | 0 | 0 | 0 | 0 | 0 | 0 | 0 | 0 | 0 | 0 | 0 | 0 | 0 | 0 | 0 | 0 | 0 | 0 | 0 | 0 | 0 |  |  | Nuclear (SMR) | [27 empty] | Nuclear (SMR) | [27 empty] | Nuclear (SMR)
System Build |  | PGE_New_EGS_Generic | 0 | 0 | 0 | 0 | 0 | 0.027 | System Build | 0.109 | System Build | 0.128 | 0.168 | System Build | 0.168 | 0.168 | 0.168 | 0.168 | System Build | 0.168 | 0.168 | 0.168 | 0.168 | System Build | 0.168 | 0.168 | 0.168 | System Build |  | PGE_New_EGS_Generic | PGE_New_Li_Battery_4hr_Generic | [5 empty] | 0.007 | System Build | 0.067 | System Build | 0.068 | 0.068 | System Build | 0.068 | 0.068 | 0.068 | 0.068 | System Build |  | PGE_New_EGS_Generic | PGE_New_Li_Battery_4hr_Generic | PGE_Nevada_New_EGS_Generic | SCE_New_EGS_Generic | 0.068 | 0.068 | 0.068 | System Build | [7 empty] | 0.02 | System Build | 0.042 | System Build | 0.06 | 0.1 | System Build | 0.1 | 0.1 | 0.1 | 0.1 | System Build | [5 empty] | 0.1 | 0.1 | 0.1 | System Build |  | PGE_New_EGS_Generic | [5 empty] | 0 | System Build | 0 | System Build | 0 | 0 | System Build | 0 | 0 | 0 | 0 | System Build | 0 | 0 | 0 | 0 | System Build | 0 | 0 | 0 | System Build |  | PGE_New_EGS_Generic | [6 empty] | System Build |  | System Build |  |  | System Build |  |  |  |  | System Build |  |  |  |  | System Build |  |  |  | System Build |  | PGE_New_EGS_Generic | PGE_New_Li_Battery_4hr_Generic | PGE_Nevada_New_EGS_Generic | SCE_New_EGS_Generic | SDGE_New_Li_Battery_4hr_Generic |  |  |  |  | PGE_New_EGS | PGE_Kern_Solar | PGE_NGBA_Wind | SDGE_New_Li_Battery_8hr |  |  | Generic Storage (100-hr) | SDGE_Distributed_Solar | PGE_Fresno_Solar_76 | PGE_Kern_Li_Battery_8hr_108 | PGE_NGBA_Solar_33 | SCE_Northern_Solar_159 |  | SCE_Eastern_Li_Battery_8hr_MaxBuild | 0 | 0 | 0 | 0 | 0
|  | Geothermal (Enhanced) | 0 | 0 | 0 | 0 | 0 | 0 | 0 | 0 | 0 | 0 | 0 | 0 | 0 | 0 | 0 | 0 | 0 | 0 | 0 | 0 | 0 | 0 | 0 | 0 | 0 | 0 |  |  | Geothermal (Enhanced) | [27 empty] | Geothermal (Enhanced) | [27 empty] | Geothermal (Enhanced)
System Build |  |  | 0 | 0 | 0 | 0 | 0 | 0 | System Build | 0 | System Build | 0 | 0 | System Build | 0 | 0 | 0 | 0 | System Build | 0 | 0 | 0 | 0 | System Build | 0 | 0 | 0 | System Build | [8 empty] | 0 | System Build | 0 | System Build | 0 | 0 | System Build | 0 | 0 | 0 | 0 | System Build | [5 empty] | 0 | 0 | 0 | System Build |  | PGE_New_EGS_Generic | [5 empty] | 0 | System Build | 0 | System Build | 0 | 0 | System Build | 0 | 0 | 0 | 0 | System Build |  | PGE_New_EGS_Generic | PGE_New_Li_Battery_4hr_Generic | PGE_Nevada_New_EGS_Generic | SCE_New_EGS_Generic | 0 | 0 | 0 | System Build | [7 empty] | 0 | System Build | 0 | System Build | 0 | 0 | System Build | 0 | 0 | 0 | 0 | System Build | 0 | 0 | 0 | 0 | System Build | 0 | 0 | 0 | System Build | [8 empty] | System Build |  | System Build |  |  | System Build |  |  |  |  | System Build |  |  |  |  | System Build |  |  |  | System Build
|  | Biogas | 0 | 0 | 0 | 0 | 0 | 0 | 0 | 0 | 0 | 0 | 0 | 0 | 0 | 0 | 0 | 0 | 0 | 0 | 0 | 0 | 0 | 0 | 0 | 0 | 0 | 0 |  |  | Biogas | [27 empty] | Biogas | [27 empty] | Biogas
|  | Hydro | 0 | 0 | 0 | 0 | 0 | 0 | 0 | 0 | 0 | 0 | 0 | 0 | 0 | 0 | 0 | 0 | 0 | 0 | 0 | 0 | 0 | 0 | 0 | 0 | 0 | 0 |  |  | Hydro | [27 empty] | Hydro | [27 empty] | Hydro
System Build |  | PGE_New_EGS_Generic | 0 | 0 | 0 | 0 | 0 | 0.072 | System Build | 0.072 | System Build | 0.072 | 0.072 | System Build | 0.072 | 0.072 | 0.072 | 0.072 | System Build | 0.072 | 0.072 | 0.072 | 0.072 | System Build | 0.072 | 0.072 | 0.072 | System Build |  | PGE_New_EGS_Generic | PGE_New_Li_Battery_4hr_Generic | [5 empty] | 0.072 | System Build | 0.072 | System Build | 0.072 | 0.072 | System Build | 0.072 | 0.072 | 0.072 | 0.072 | System Build |  | PGE_New_EGS_Generic | PGE_New_Li_Battery_4hr_Generic | PGE_Nevada_New_EGS_Generic | SCE_New_EGS_Generic | 0.072 | 0.072 | 0.072 | System Build | [7 empty] | 0 | System Build | 0 | System Build | 0 | 0 | System Build | 0 | 0 | 0 | 0 | System Build | [5 empty] | 0 | 0 | 0 | System Build |  | PGE_New_EGS_Generic | [5 empty] | 0 | System Build | 0 | System Build | 0 | 0 | System Build | 0 | 0 | 0 | 0 | System Build | 0 | 0 | 0 | 0 | System Build | 0 | 0 | 0 | System Build |  | PGE_New_EGS_Generic | [6 empty] | System Build |  | System Build |  |  | System Build |  |  |  |  | System Build |  |  |  |  | System Build |  |  |  | System Build |  | PGE_New_EGS_Generic | PGE_New_Li_Battery_4hr_Generic | PGE_Nevada_New_EGS_Generic | SCE_New_EGS_Generic | SDGE_New_Li_Battery_4hr_Generic |  |  |  |  | PGE_New_EGS | PGE_Kern_Solar | PGE_NGBA_Wind | SDGE_New_Li_Battery_8hr |  |  | Generic Storage (100-hr) | SDGE_Distributed_Solar | PGE_Fresno_Solar_76 | PGE_Kern_Li_Battery_8hr_108 | PGE_NGBA_Solar_33 | SCE_Northern_Solar_159 |  | SCE_Eastern_Li_Battery_8hr_MaxBuild | 0 | 0 | 0 | 0 | 0
|  | Out-of-State Wind | 0 | 0 | 0 | 0 | 0 | 0 | 0.535 | 0.535 | 0.535 | 0.535 | 0.535 | 0.535 | 0.535 | 0.535 | 0.535 | 0.535 | 0.535 | 0.535 | 0.535 | 0.535 | 0.535 | 0.535 | 0.535 | 0.535 | 0.535 | 0.535 |  |  | Out-of-State Wind | [5 empty] | 0 | 0 | 0 | 0 | 0 | 0 | 0 | 0 | 0 | 0 | 0 | 0 | 0 | 0 | 0 | 0 | 0 | 0 | 0 | 0 | 0 |  | Out-of-State Wind | [5 empty] | 0 | 0.535 | 0.535 | 0.535 | 0.535 | 0.535 | 0.535 | 0.535 | 0.535 | 0.535 | 0.535 | 0.535 | 0.535 | 0.535 | 0.535 | 0.535 | 0.535 | 0.535 | 0.535 | 0.535 | 0.535 |  | Out-of-State Wind | [6 empty] | 0 | 0 | 0 | 0 | 0 | 0 | 0 | 0 | 0 | 0 | 0 | 0 | 0 | 0 | 0 | 0 | 0 | 0 | 0 | 0
|  | Offshore Wind | 0 | 0 | 0 | 0 | 0 | 0 | 0 | 0 | 0 | 0 | 0 | 0 | 0 | 0 | 0 | 0 | 0 | 0 | 0 | 0 | 0 | 0 | 0 | 0 | 0 | 0 |  |  | Offshore Wind | [27 empty] | Offshore Wind | [27 empty] | Offshore Wind
System Build |  |  | 0 | 0 | 0 | 0 | 0 | 1.012 | System Build | 5.014 | System Build | 5.149 | 5.149 | System Build | 5.259 | 5.259 | 5.259 | 5.259 | System Build | 5.259 | 5.259 | 5.259 | 5.259 | System Build | 5.259 | 5.259 | 5.259 | System Build | [8 empty] | 0.436 | System Build | 0.975 | System Build | 1.045 | 1.045 | System Build | 1.155 | 1.155 | 1.155 | 1.155 | System Build | [5 empty] | 1.155 | 1.155 | 1.155 | System Build |  | PGE_New_EGS_Generic | [5 empty] | 0.576 | System Build | 3.764 | System Build | 3.829 | 3.829 | System Build | 3.829 | 3.829 | 3.829 | 3.829 | System Build |  | PGE_New_EGS_Generic | PGE_New_Li_Battery_4hr_Generic | PGE_Nevada_New_EGS_Generic | SCE_New_EGS_Generic | 3.829 | 3.829 | 3.829 | System Build | [7 empty] | 0 | System Build | 0.275 | System Build | 0.275 | 0.275 | System Build | 0.275 | 0.275 | 0.275 | 0.275 | System Build | 0.275 | 0.275 | 0.275 | 0.275 | System Build | 0.275 | 0.275 | 0.275 | System Build | [8 empty] | System Build |  | System Build |  |  | System Build |  |  |  |  | System Build |  |  |  |  | System Build |  |  |  | System Build
|  | Customer Solar | 0 | 0 | 0 | 0 | 0 | 0 | 0 | 0 | 0 | 0 | 0 | 0 | 0 | 0 | 0 | 0 | 0 | 0 | 0 | 0 | 0 | 0 | 0 | 0 | 0 | 0 |  |  | Customer Solar | [27 empty] | Customer Solar | [27 empty] | Customer Solar
System Build |  | PGE_New_EGS_Generic | 0 | 0 | 0 | 0 | 0 | 2.185 | System Build | 6.517 | System Build | 6.712 | 6.712 | System Build | 6.822 | 6.822 | 6.822 | 6.822 | System Build | 6.822 | 6.822 | 6.822 | 6.822 | System Build | 6.822 | 6.822 | 6.822 | System Build |  | PGE_New_EGS_Generic | PGE_New_Li_Battery_4hr_Generic | [5 empty] | 0.606 | System Build | 1.341 | System Build | 1.411 | 1.411 | System Build | 1.521 | 1.521 | 1.521 | 1.521 | System Build |  | PGE_New_EGS_Generic | PGE_New_Li_Battery_4hr_Generic | PGE_Nevada_New_EGS_Generic | SCE_New_EGS_Generic | 1.521 | 1.521 | 1.521 | System Build | [7 empty] | 1.004 | System Build | 4.416 | System Build | 4.541 | 4.541 | System Build | 4.541 | 4.541 | 4.541 | 4.541 | System Build | [5 empty] | 4.541 | 4.541 | 4.541 | System Build |  | PGE_New_EGS_Generic | [5 empty] | 0.575 | System Build | 0.76 | System Build | 0.76 | 0.76 | System Build | 0.76 | 0.76 | 0.76 | 0.76 | System Build | 0.76 | 0.76 | 0.76 | 0.76 | System Build | 0.76 | 0.76 | 0.76 | System Build |  | PGE_New_EGS_Generic | [6 empty] | System Build |  | System Build |  |  | System Build |  |  |  |  | System Build |  |  |  |  | System Build |  |  |  | System Build |  | PGE_New_EGS_Generic | PGE_New_Li_Battery_4hr_Generic | PGE_Nevada_New_EGS_Generic | SCE_New_EGS_Generic | SDGE_New_Li_Battery_4hr_Generic |  |  |  |  | PGE_New_EGS | PGE_Kern_Solar | PGE_NGBA_Wind | SDGE_New_Li_Battery_8hr |  |  | Generic Storage (100-hr) | SDGE_Distributed_Solar | PGE_Fresno_Solar_76 | PGE_Kern_Li_Battery_8hr_108 | PGE_NGBA_Solar_33 | SCE_Northern_Solar_159 |  | SCE_Eastern_Li_Battery_8hr_MaxBuild | 0 | 0 | 0 | 0 | 0
|  | PGE_New_EGS_Generic | 0 | 0 | 0 | 0 | 0 | 0.036 |  | 0.223 |  | 1.048 | 1.061 |  | 1.061 | 1.061 | 1.061 | 1.061 |  | 1.061 | 1.061 | 1.061 | 1.061 |  | 1.061 | 1.061 | 1.061 |  |  | PGE_New_EGS_Generic | PGE_New_Li_Battery_4hr_Generic | [5 empty] | 0.005 |  | 0.147 |  | 0.147 | 0.16 |  | 0.16 | 0.16 | 0.16 | 0.16 |  |  | PGE_New_EGS_Generic | PGE_New_Li_Battery_4hr_Generic | PGE_New_Geothermal_Generic | SCE_New_EGS_Generic | 0.16 | 0.16 | 0.16 | [8 empty] | 0.006 |  | 0.051 |  | 0.876 | 0.876 |  | 0.876 | 0.876 | 0.876 | 0.876 | [6 empty] | 0.876 | 0.876 | 0.876 |  |  | PGE_New_EGS_Generic | [5 empty] | 0.025 |  | 0.025 |  | 0.025 | 0.025 |  | 0.025 | 0.025 | 0.025 | 0.025 |  | 0.025 | 0.025 | 0.025 | 0.025 |  | 0.025 | 0.025 | 0.025 |  |  | PGE_New_EGS_Generic | [27 empty] | PGE_New_EGS_Generic | PGE_New_Li_Battery_4hr_Generic | PGE_New_Geothermal_Generic | SCE_New_EGS_Generic | SDGE_New_Li_Battery_4hr_Generic |  |  |  |  | PGE_New_EGS | PGE_Kern_Solar | PGE_NGBA_Wind | SDGE_Arizona_Solar |  |  | Shed DR | SDGE_Imperial_Solar | PGE_Fresno_Solar_77 | PGE_Kern_Li_Battery_8hr_109 | PGE_NGBA_Solar_35 | SCE_Northern_Solar_167 |  | SCE_Eastern_Li_Battery_4hr_MaxBuild | 0 | 0 | 0 | 0 | 0
|  | Location Constrained Storage (12-hr) | 0 | 0 | 0 | 0 | 0 | 0 | 0 | 0 | 0 | 0 | 0 | 0 | 0 | 0 | 0 | 0 | 0 | 0 | 0 | 0 | 0 | 0 | 0 | 0 | 0 | 0 |  |  | Location Constrained Storage (12-hr) | [27 empty] | Location Constrained Storage (12-hr) | [27 empty] | Location Constrained Storage (12-hr)
|  | Generic Storage (12-hr) | 0 | 0 | 0 | 0 | 0 | 0 | 0 | 0 | 0 | 0 | 0 | 0 | 0 | 0 | 0 | 0 | 0 | 0 | 0 | 0 | 0 | 0 | 0 | 0 | 0 | 0 |  |  | Generic Storage (12-hr) | [27 empty] | Generic Storage (12-hr) | [27 empty] | Generic Storage (12-hr)
|  | Generic Storage (24-hr) | 0 | 0 | 0 | 0 | 0 | 0 | 0 | 0 | 0 | 0 | 0 | 0 | 0 | 0 | 0 | 0 | 0 | 0 | 0 | 0 | 0 | 0 | 0 | 0 | 0 | 0 |  |  | Generic Storage (24-hr) | [27 empty] | Generic Storage (24-hr) | [27 empty] | Generic Storage (24-hr)
|  | Generic Storage (100-hr) | 0 | 0 | 0 | 0 | 0 | 0 | 0 | 0 | 0 | 0 | 0 | 0 | 0 | 0 | 0 | 0 | 0 | 0 | 0 | 0 | 0 | 0 | 0 | 0 | 0 | 0 |  |  | Generic Storage (100-hr) | [27 empty] | Generic Storage (100-hr) | [27 empty] | Generic Storage (100-hr)
|  | Shed DR | 0 | 0 | 0 | 0 | 0 | 0 | 0 | 0 | 0 | 0 | 0 | 0 | 0 | 0 | 0 | 0 | 0 | 0 | 0 | 0 | 0 | 0 | 0 | 0 | 0 | 0 |  |  | Shed DR | [27 empty] | Shed DR | [27 empty] | Shed DR
|  | Shift DR & VGI | 0 | 0 | 0 | 0 | 0 | 0 | 0 | 0 | 0 | 0 | 0 | 0 | 0 | 0 | 0 | 0 | 0 | 0 | 0 | 0 | 0 | 0 | 0 | 0 | 0 | 0 |  |  | Shift DR & VGI | [27 empty] | Shift DR & VGI | [27 empty] | Shift DR & VGI
System Build |  |  | 0 | 0 | 0 | 0 | 0 | 3.332 | System Build | 12.47 | System Build | 13.644 | 13.697 | System Build | 13.917 | 13.917 | 13.917 | 13.917 | System Build | 13.917 | 13.917 | 13.917 | 13.917 | System Build | 13.917 | 13.917 | 13.917 | System Build |  |  |  | 0 | 0 | 0 | 0 | 0 | 1.126 | System Build | 2.602 | System Build | 2.743 | 2.756 | System Build | 2.976 | 2.976 | 2.976 | 2.976 | System Build | [5 empty] | 2.976 | 2.976 | 2.976 | System Build |  | PGE_New_EGS_Generic | 0 | 0 | 0 | 0 | 0 | 1.606 | System Build | 8.808 | System Build | 9.841 | 9.881 | System Build | 9.881 | 9.881 | 9.881 | 9.881 | System Build |  | PGE_New_EGS_Generic | PGE_New_Li_Battery_4hr_Generic | PGE_Nevada_New_EGS_Generic | SCE_New_EGS_Generic | 9.881 | 9.881 | 9.881 | System Build |  |  | 0 | 0 | 0 | 0 | 0 | 0.6 | System Build | 1.06 | System Build | 1.06 | 1.06 | System Build | 1.06 | 1.06 | 1.06 | 1.06 | System Build | 1.06 | 1.06 | 1.06 | 1.06 | System Build | 1.06 | 1.06 | 1.06 | System Build | [8 empty] | System Build |  | System Build |  |  | System Build |  |  |  |  | System Build |  |  |  |  | System Build |  |  |  | System Build
[59 empty] | PGE_New_EGS_Generic | [18 empty] | PGE_New_EGS_Generic | PGE_New_Li_Battery_4hr_Generic | PGE_New_Geothermal_Generic | SCE_New_EGS_Generic
[59 empty] | PGE_LDES_12hr_Generic | [18 empty] | PGE_LDES_12hr_Generic | PGE_New_Li_Battery_4hr_Generic |  | SCE_New_EGS_Generic
[59 empty] | PGE_New_Li_Battery_4hr_Generic | [18 empty] | PGE_New_Li_Battery_4hr_Generic | PGE_New_Li_Battery_4hr_Generic |  | SCE_New_EGS_Generic
[59 empty] | PGE_New_Li_Battery_4hr_Generic | [18 empty] | PGE_New_Li_Battery_4hr_Generic | PGE_New_Li_Battery_4hr_Generic |  | SCE_New_EGS_Generic
|  |  | 2020-01-01 | 2021-01-01 | 2022-01-01 | 2023-01-01 | 2024-01-01 | 2025-01-01 |  | 2027-01-01 |  | 2029-01-01 | 2030-01-01 |  | 2032-01-01 | 2033-01-01 | 2034-01-01 | 2035-01-01 |  | 2037-01-01 | 2038-01-01 | 2039-01-01 | 2040-01-01 |  | 2042-01-01 | 2043-01-01 | 2044-01-01 |  |  |  |  | 2020-01-01 | 2021-01-01 | 2022-01-01 | 2023-01-01 | 2024-01-01 | 2025-01-01 |  | 2027-01-01 |  | 2029-01-01 | 2030-01-01 |  | 2032-01-01 | 2033-01-01 | 2034-01-01 | 2035-01-01 | [6 empty] | 2042-01-01 | 2043-01-01 | 2044-01-01 |  |  | PGE_New_Li_Battery_4hr_Generic | 2020-01-01 | 2021-01-01 | 2022-01-01 | 2023-01-01 | 2024-01-01 | 2025-01-01 |  | 2027-01-01 |  | 2029-01-01 | 2030-01-01 |  | 2032-01-01 | 2033-01-01 | 2034-01-01 | 2035-01-01 |  |  | PGE_New_Li_Battery_4hr_Generic | PGE_New_Li_Battery_4hr_Generic | PGE_New_EGS_Generic | SCE_New_EGS_Generic | 2042-01-01 | 2043-01-01 | 2044-01-01 |  |  |  | 2020-01-01 | 2021-01-01 | 2022-01-01 | 2023-01-01 | 2024-01-01 | 2025-01-01 |  | 2027-01-01 |  | 2029-01-01 | 2030-01-01 |  | 2032-01-01 | 2033-01-01 | 2034-01-01 | 2035-01-01 |  | 2037-01-01 | 2038-01-01 | 2039-01-01 | 2040-01-01 |  | 2042-01-01 | 2043-01-01 | 2044-01-01
| PGE | Cape_Mendocino_Offshore_Wind | 0 | 0 | 0 | 0 | 0 | 0 | 0 | 0 | 0 | 0 | 0 | 0 | 0 | 0 | 0 | 0 | 0 | 0 | 0 | 0 | 0 | 0 | 0 | 0 | 0 | 0 |  |  | Cape_Mendocino_Offshore_Wind | [25 empty] | 0% |  | Cape_Mendocino_Offshore_Wind | 0 | 0 | 0 | 0 | 0 | 0 | 0 | 0 | 0 | 0 | 0 | 0 | 0 | 0 | 0 | 0 | 0 | 0 | 0 | 0 | 0 | 0 | 0 | 0 | 0 | 0 |  | Cape_Mendocino_Offshore_Wind | 0 | 0 | 0 | 0 | 0 | 0 | 0 | 0 | 0 | 0 | 0 | 0 | 0 | 0 | 0 | 0 | 0 | 0 | 0 | 0 | 0 | 0 | 0 | 0 | 0 | 0
| PGE | Del_Norte_Offshore_Wind | 0 | 0 | 0 | 0 | 0 | 0 | 0 | 0 | 0 | 0 | 0 | 0 | 0 | 0 | 0 | 0 | 0 | 0 | 0 | 0 | 0 | 0 | 0 | 0 | 0 | 0 |  |  | Del_Norte_Offshore_Wind | [25 empty] | 0% |  | Del_Norte_Offshore_Wind | 0 | 0 | 0 | 0 | 0 | 0 | 0 | 0 | 0 | 0 | 0 | 0 | 0 | 0 | 0 | 0 | 0 | 0 | 0 | 0 | 0 | 0 | 0 | 0 | 0 | 0 |  | Del_Norte_Offshore_Wind | 0 | 0 | 0 | 0 | 0 | 0 | 0 | 0 | 0 | 0 | 0 | 0 | 0 | 0 | 0 | 0 | 0 | 0 | 0 | 0 | 0 | 0 | 0 | 0 | 0 | 0
| PGE | Humboldt_Bay_Offshore_Wind | 0 | 0 | 0 | 0 | 0 | 0 | 0 | 0 | 0 | 0 | 0 | 0 | 0 | 0 | 0 | 0 | 0 | 0 | 0 | 0 | 0 | 0 | 0 | 0 | 0 | 0 |  |  | Humboldt_Bay_Offshore_Wind | [25 empty] | 0% |  | Humboldt_Bay_Offshore_Wind | 0 | 0 | 0 | 0 | 0 | 0 | 0 | 0 | 0 | 0 | 0 | 0 | 0 | 0 | 0 | 0 | 0 | 0 | 0 | 0 | 0 | 0 | 0 | 0 | 0 | 0 |  | Humboldt_Bay_Offshore_Wind | 0 | 0 | 0 | 0 | 0 | 0 | 0 | 0 | 0 | 0 | 0 | 0 | 0 | 0 | 0 | 0 | 0 | 0 | 0 | 0 | 0 | 0 | 0 | 0 | 0 | 0
| PGE | Morro_Bay_Offshore_Wind | 0 | 0 | 0 | 0 | 0 | 0 | 0 | 0 | 0 | 0 | 0 | 0 | 0 | 0 | 0 | 0 | 0 | 0 | 0 | 0 | 0 | 0 | 0 | 0 | 0 | 0 |  |  | Morro_Bay_Offshore_Wind | [25 empty] | 0% |  | Morro_Bay_Offshore_Wind | 0 | 0 | 0 | 0 | 0 | 0 | 0 | 0 | 0 | 0 | 0 | 0 | 0 | 0 | 0 | 0 | 0 | 0 | 0 | 0 | 0 | 0 | 0 | 0 | 0 | 0 |  | Morro_Bay_Offshore_Wind | 0 | 0 | 0 | 0 | 0 | 0 | 0 | 0 | 0 | 0 | 0 | 0 | 0 | 0 | 0 | 0 | 0 | 0 | 0 | 0 | 0 | 0 | 0 | 0 | 0 | 0
| PGE | PGE_Distributed_Solar | 0 | 0 | 0 | 0 | 0 | 0 | 0 | 0 | 0 | 0 | 0 | 0 | 0 | 0 | 0 | 0 | 0 | 0 | 0 | 0 | 0 | 0 | 0 | 0 | 0 | 0 |  |  | PGE_Distributed_Solar | [6 empty] | 0% |  | 0% |  |  | 0% |  |  |  |  | 0% |  |  |  |  | 0% |  |  |  | 0% |  | PGE_Distributed_Solar | 0 | 0 | 0 | 0 | 0 | 0 | 0 | 0 | 0 | 0 | 0 | 0 | 0 | 0 | 0 | 0 | 0 | 0 | 0 | 0 | 0 | 0 | 0 | 0 | 0 | 0 |  | PGE_Distributed_Solar | 0 | 0 | 0 | 0 | 0 | 0 | 0 | 0 | 0 | 0 | 0 | 0 | 0 | 0 | 0 | 0 | 0 | 0 | 0 | 0 | 0 | 0 | 0 | 0 | 0 | 0
| PGE | PGE_Fresno_Solar | 0 | 0 | 0 | 0 | 0 | 0 | 0.218 | 0 | 0.363 | 0 | 0 | 3.666 | 0 | 0 | 0 | 0 | 3.666 | 0 | 0 | 0 | 0 | 7.3255 | 0 | 0 | 0 | 7.4263 |  |  | PGE_Fresno_Solar | [6 empty] | 0.4942% |  | 0.8229% |  |  | 8.31% |  |  |  |  | 8.31% |  |  |  |  | 16.61% |  |  |  | 16.83% |  | PGE_Fresno_Solar | 0 | 0 | 0 | 0 | 0 | 0 | 0.14447 | 0 | 0.21668 | 0 | 0 | 1.6316 | 0 | 0 | 0 | 0 | 1.6316 | 0 | 0 | 0 | 0 | 5.2912 | 0 | 0 | 0 | 5.3884 |  | PGE_Fresno_Solar | 0 | 0 | 0 | 0 | 0 | 0 | 0.07 | 0 | 0.15 | 0 | 0 | 2.03 | 0 | 0 | 0 | 0 | 2.03 | 0 | 0 | 0 | 0 | 2.03 | 0 | 0 | 0 | 2.04
| PGE | PGE_GBA_Solar | 0 | 0 | 0 | 0 | 0 | 0 | 0.02 | 0 | 0.02 | 0 | 0 | 1.1542 | 0 | 0 | 0 | 0 | 1.1542 | 0 | 0 | 0 | 0 | 2.7515 | 0 | 0 | 0 | 3.7061 |  |  | PGE_GBA_Solar | [6 empty] | 0.1005% |  | 0.1005% |  |  | 5.799% |  |  |  |  | 5.799% |  |  |  |  | 13.82% |  |  |  | 18.62% |  | PGE_GBA_Solar | 0 | 0 | 0 | 0 | 0 | 0 | 0.02 | 0 | 0.02 | 0 | 0 | 0.32856 | 0 | 0 | 0 | 0 | 0.32856 | 0 | 0 | 0 | 0 | 1.9259 | 0 | 0 | 0 | 2.8805 |  | PGE_GBA_Solar | 0 | 0 | 0 | 0 | 0 | 0 | 0 | 0 | 0 | 0 | 0 | 0.83 | 0 | 0 | 0 | 0 | 0.83 | 0 | 0 | 0 | 0 | 0.83 | 0 | 0 | 0 | 0.83
System Build |  | PGE_New_EGS_Generic | 0 | 0 | 0 | 0 | 0 | 0 | System Build | 0 | System Build | 0 | 0 | System Build | 0 | 0 | 0 | 0 | System Build | 0 | 0 | 0 | 0 | System Build | 0 | 0 | 0 | System Build |  | PGE_New_EGS_Generic | PGE_New_Li_Battery_4hr_Generic | [6 empty] | System Build |  | System Build |  |  | System Build |  |  |  |  | System Build |  | PGE_New_EGS_Generic | PGE_New_Li_Battery_4hr_Generic | PGE_Nevada_New_EGS_Generic | SCE_New_EGS_Generic |  |  |  | System Build |  |  | 0 | 0 | 0 | 0 | 0 | 0 | System Build | 0 | System Build | 0 | 0 | System Build | 0 | 0 | 0 | 0 | System Build | [5 empty] | 0 | 0 | 0 | System Build |  | PGE_New_EGS_Generic | 0 | 0 | 0 | 0 | 0 | 0 | System Build | 0 | System Build | 0 | 0 | System Build | 0 | 0 | 0 | 0 | System Build | 0 | 0 | 0 | 0 | System Build | 0 | 0 | 0 | System Build |  | PGE_New_EGS_Generic | [6 empty] | System Build |  | System Build |  |  | System Build |  |  |  |  | System Build |  |  |  |  | System Build |  |  |  | System Build |  | PGE_New_EGS_Generic | PGE_New_Li_Battery_4hr_Generic | PGE_Nevada_New_EGS_Generic | SCE_New_EGS_Generic | SDGE_New_Li_Battery_4hr_Generic |  |  |  |  | PGE_New_EGS | PGE_Kern_Solar | PGE_NGBA_Wind | SDGE_New_Li_Battery_8hr |  |  | Generic Storage (100-hr) | SDGE_Distributed_Solar | PGE_Fresno_Solar_76 | PGE_Kern_Li_Battery_8hr_108 | PGE_NGBA_Solar_33 | SCE_Northern_Solar_159 |  | SCE_Eastern_Li_Battery_8hr_MaxBuild | 0 | 0 | 0 | 0 | 0
| PGE | PGE_Generic_LDES_100hr | 0 | 0 | 0 | 0 | 0 | 0 | 0 | 0 | 0 | 0 | 0 | 0 | 0 | 0 | 0 | 0 | 0 | 0 | 0 | 0 | 0 | 0 | 0 | 0 | 0 | 0 |  |  | PGE_Generic_LDES_100hr | [11 empty] | unlimited |  |  |  |  | unlimited |  |  |  |  | unlimited |  |  |  | unlimited |  | PGE_Generic_LDES_100hr | 0 | 0 | 0 | 0 | 0 | 0 | 0 | 0 | 0 | 0 | 0 | 0 | 0 | 0 | 0 | 0 | 0 | 0 | 0 | 0 | 0 | 0 | 0 | 0 | 0 | 0 |  | PGE_Generic_LDES_100hr | 0 | 0 | 0 | 0 | 0 | 0 | 0 | 0 | 0 | 0 | 0 | 0 | 0 | 0 | 0 | 0 | 0 | 0 | 0 | 0 | 0 | 0 | 0 | 0 | 0 | 0
| PGE | PGE_Generic_LDES_12hr | 0 | 0 | 0 | 0 | 0 | 0 | 0 | 0 | 0 | 0 | 0 | 0 | 0 | 0 | 0 | 0 | 0 | 0 | 0 | 0 | 0 | 0 | 0 | 0 | 0 | 0 |  |  | PGE_Generic_LDES_12hr | [11 empty] | unlimited |  |  |  |  | unlimited |  |  |  |  | unlimited |  |  |  | unlimited |  | PGE_Generic_LDES_12hr | 0 | 0 | 0 | 0 | 0 | 0 | 0 | 0 | 0 | 0 | 0 | 0 | 0 | 0 | 0 | 0 | 0 | 0 | 0 | 0 | 0 | 0 | 0 | 0 | 0 | 0 |  | PGE_Generic_LDES_12hr | 0 | 0 | 0 | 0 | 0 | 0 | 0 | 0 | 0 | 0 | 0 | 0 | 0 | 0 | 0 | 0 | 0 | 0 | 0 | 0 | 0 | 0 | 0 | 0 | 0 | 0
| PGE | PGE_Generic_LDES_24hr | 0 | 0 | 0 | 0 | 0 | 0 | 0 | 0 | 0 | 0 | 0 | 0 | 0 | 0 | 0 | 0 | 0 | 0 | 0 | 0 | 0 | 0 | 0 | 0 | 0 | 0 |  |  | PGE_Generic_LDES_24hr | [11 empty] | unlimited |  |  |  |  | unlimited |  |  |  |  | unlimited |  |  |  | unlimited |  | PGE_Generic_LDES_24hr | 0 | 0 | 0 | 0 | 0 | 0 | 0 | 0 | 0 | 0 | 0 | 0 | 0 | 0 | 0 | 0 | 0 | 0 | 0 | 0 | 0 | 0 | 0 | 0 | 0 | 0 |  | PGE_Generic_LDES_24hr | 0 | 0 | 0 | 0 | 0 | 0 | 0 | 0 | 0 | 0 | 0 | 0 | 0 | 0 | 0 | 0 | 0 | 0 | 0 | 0 | 0 | 0 | 0 | 0 | 0 | 0
| PGE | PGE_Kern_Solar | 0 | 0 | 0 | 0 | 0 | 0 | 0.2 | 0 | 4.1638 | 0 | 0 | 8.4732 | 0 | 0 | 0 | 0 | 9.7536 | 0 | 0 | 0 | 0 | 9.7748 | 0 | 0 | 0 | 9.7748 |  |  | PGE_Kern_Solar | [6 empty] | 0.7218% |  | 15.03% |  |  | 30.58% |  |  |  |  | 35.2% |  |  |  |  | 35.28% |  |  |  | 35.28% |  | PGE_Kern_Solar | 0 | 0 | 0 | 0 | 0 | 0 | 0.1457 | 0 | 3.3378 | 0 | 0 | 7.6473 | 0 | 0 | 0 | 0 | 7.6473 | 0 | 0 | 0 | 0 | 7.6684 | 0 | 0 | 0 | 7.6684 |  | PGE_Kern_Solar | 0 | 0 | 0 | 0 | 0 | 0 | 0.05 | 0 | 0.83 | 0 | 0 | 0.83 | 0 | 0 | 0 | 0 | 2.11 | 0 | 0 | 0 | 0 | 2.11 | 0 | 0 | 0 | 2.11
| PGE | PGE_Kern_Wind | 0 | 0 | 0 | 0 | 0 | 0 | 0 | 0 | 0 | 0 | 0 | 0 | 0 | 0 | 0 | 0 | 0 | 0 | 0 | 0 | 0 | 0 | 0 | 0 | 0 | 0 |  |  | PGE_Kern_Wind | [16 empty] | 0% |  |  |  |  | 0% |  |  |  | 0% |  | PGE_Kern_Wind | 0 | 0 | 0 | 0 | 0 | 0 | 0 | 0 | 0 | 0 | 0 | 0 | 0 | 0 | 0 | 0 | 0 | 0 | 0 | 0 | 0 | 0 | 0 | 0 | 0 | 0 |  | PGE_Kern_Wind | 0 | 0 | 0 | 0 | 0 | 0 | 0 | 0 | 0 | 0 | 0 | 0 | 0 | 0 | 0 | 0 | 0 | 0 | 0 | 0 | 0 | 0 | 0 | 0 | 0 | 0
| PGE | PGE_LDES_12hr | 0 | 0 | 0 | 0 | 0 | 0 | 0 | 0 | 0 | 0 | 0 | 0 | 0 | 0 | 0 | 0 | 1.2759 | 0 | 0 | 0 | 0 | 1.2815 | 0 | 0 | 0 | 1.2815 |  |  | PGE_LDES_12hr | [11 empty] | 0% |  |  |  |  | 62.23% |  |  |  |  | 31.64% |  |  |  | 31.64% |  | PGE_LDES_12hr | 0 | 0 | 0 | 0 | 0 | 0 | 0 | 0 | 0 | 0 | 0 | 0 | 0 | 0 | 0 | 0 | 1.2759 | 0 | 0 | 0 | 0 | 1.2815 | 0 | 0 | 0 | 1.2815 |  | PGE_LDES_12hr | 0 | 0 | 0 | 0 | 0 | 0 | 0 | 0 | 0 | 0 | 0 | 0 | 0 | 0 | 0 | 0 | 0 | 0 | 0 | 0 | 0 | 0 | 0 | 0 | 0 | 0
| PGE | PGE_Nevada_New_EGS | 0 | 0 | 0 | 0 | 0 | 0 | 0 | 0 | 0 | 0 | 0 | 0 | 0 | 0 | 0 | 0 | 0 | 0 | 0 | 0 | 0 | 0 | 0 | 0 | 0 | 0 |  |  | PGE_Nevada_New_EGS | [16 empty] | 0% |  |  |  |  | 0% |  |  |  | 0% |  | PGE_Nevada_New_EGS | 0 | 0 | 0 | 0 | 0 | 0 | 0 | 0 | 0 | 0 | 0 | 0 | 0 | 0 | 0 | 0 | 0 | 0 | 0 | 0 | 0 | 0 | 0 | 0 | 0 | 0 |  | PGE_Nevada_New_EGS | 0 | 0 | 0 | 0 | 0 | 0 | 0 | 0 | 0 | 0 | 0 | 0 | 0 | 0 | 0 | 0 | 0 | 0 | 0 | 0 | 0 | 0 | 0 | 0 | 0 | 0
| PGE | PGE_New_Biomass | 0 | 0 | 0 | 0 | 0 | 0 | 0 | 0 | 0 | 0 | 0 | 0 | 0 | 0 | 0 | 0 | 0 | 0 | 0 | 0 | 0 | 0 | 0 | 0 | 0 | 0 |  |  | PGE_New_Biomass | [6 empty] | 0% |  | 0% |  |  | 0% |  |  |  |  | 0% |  |  |  |  | 0% |  |  |  | 0% |  | PGE_New_Biomass | 0 | 0 | 0 | 0 | 0 | 0 | 0 | 0 | 0 | 0 | 0 | 0 | 0 | 0 | 0 | 0 | 0 | 0 | 0 | 0 | 0 | 0 | 0 | 0 | 0 | 0 |  | PGE_New_Biomass | 0 | 0 | 0 | 0 | 0 | 0 | 0 | 0 | 0 | 0 | 0 | 0 | 0 | 0 | 0 | 0 | 0 | 0 | 0 | 0 | 0 | 0 | 0 | 0 | 0 | 0
| PGE | PGE_New_EGS | 0 | 0 | 0 | 0 | 0 | 0 | 0 | 0 | 0 | 0 | 0 | 0 | 0 | 0 | 0 | 0 | 1.5404 | 0 | 0 | 0 | 0 | 1.5404 | 0 | 0 | 0 | 1.5404 |  |  | PGE_New_EGS | [11 empty] | 0% |  |  |  |  | 9.551% |  |  |  |  | 9.551% |  |  |  | 9.551% |  | PGE_New_EGS | 0 | 0 | 0 | 0 | 0 | 0 | 0 | 0 | 0 | 0 | 0 | 0 | 0 | 0 | 0 | 0 | 1.5404 | 0 | 0 | 0 | 0 | 1.5404 | 0 | 0 | 0 | 1.5404 |  | PGE_New_EGS | 0 | 0 | 0 | 0 | 0 | 0 | 0 | 0 | 0 | 0 | 0 | 0 | 0 | 0 | 0 | 0 | 0 | 0 | 0 | 0 | 0 | 0 | 0 | 0 | 0 | 0
| PGE | PGE_New_Gas_CCGT | 0 | 0 | 0 | 0 | 0 | 0 | 0 | 0 | 0 | 0 | 0 | 0 | 0 | 0 | 0 | 0 | 0 | 0 | 0 | 0 | 0 | 0 | 0 | 0 | 0 | 0 |  |  | PGE_New_Gas_CCGT | [11 empty] | unlimited |  |  |  |  | unlimited |  |  |  |  | unlimited |  |  |  | unlimited |  | PGE_New_Gas_CCGT | 0 | 0 | 0 | 0 | 0 | 0 | 0 | 0 | 0 | 0 | 0 | 0 | 0 | 0 | 0 | 0 | 0 | 0 | 0 | 0 | 0 | 0 | 0 | 0 | 0 | 0 |  | PGE_New_Gas_CCGT | 0 | 0 | 0 | 0 | 0 | 0 | 0 | 0 | 0 | 0 | 0 | 0 | 0 | 0 | 0 | 0 | 0 | 0 | 0 | 0 | 0 | 0 | 0 | 0 | 0 | 0
| PGE | PGE_New_Gas_CT | 0 | 0 | 0 | 0 | 0 | 0 | 0 | 0 | 0 | 0 | 0 | 0 | 0 | 0 | 0 | 0 | 0 | 0 | 0 | 0 | 0 | 0 | 0 | 0 | 0 | 0 |  |  | PGE_New_Gas_CT | [11 empty] | unlimited |  |  |  |  | unlimited |  |  |  |  | unlimited |  |  |  | unlimited |  | PGE_New_Gas_CT | 0 | 0 | 0 | 0 | 0 | 0 | 0 | 0 | 0 | 0 | 0 | 0 | 0 | 0 | 0 | 0 | 0 | 0 | 0 | 0 | 0 | 0 | 0 | 0 | 0 | 0 |  | PGE_New_Gas_CT | 0 | 0 | 0 | 0 | 0 | 0 | 0 | 0 | 0 | 0 | 0 | 0 | 0 | 0 | 0 | 0 | 0 | 0 | 0 | 0 | 0 | 0 | 0 | 0 | 0 | 0
| PGE | PGE_New_Gas_RICE | 0 | 0 | 0 | 0 | 0 | 0 | 0 | 0 | 0 | 0 | 0 | 0 | 0 | 0 | 0 | 0 | 0 | 0 | 0 | 0 | 0 | 0 | 0 | 0 | 0 | 0 |  |  | PGE_New_Gas_RICE | [11 empty] | unlimited |  |  |  |  | unlimited |  |  |  |  | unlimited |  |  |  | unlimited |  | PGE_New_Gas_RICE | 0 | 0 | 0 | 0 | 0 | 0 | 0 | 0 | 0 | 0 | 0 | 0 | 0 | 0 | 0 | 0 | 0 | 0 | 0 | 0 | 0 | 0 | 0 | 0 | 0 | 0 |  | PGE_New_Gas_RICE | 0 | 0 | 0 | 0 | 0 | 0 | 0 | 0 | 0 | 0 | 0 | 0 | 0 | 0 | 0 | 0 | 0 | 0 | 0 | 0 | 0 | 0 | 0 | 0 | 0 | 0
| PGE | PGE_New_Geothermal | 0 | 0 | 0 | 0 | 0 | 0 | 0.066875 | 0 | 0.067675 | 0 | 0 | 0.72464 | 0 | 0 | 0 | 0 | 1.6383 | 0 | 0 | 0 | 0 | 1.654 | 0 | 0 | 0 | 1.654 |  |  | PGE_New_Geothermal | [6 empty] | 4.043% |  | 4.092% |  |  | 43.81% |  |  |  |  | 99.05% |  |  |  |  | 100% |  |  |  | 100% |  | PGE_New_Geothermal | 0 | 0 | 0 | 0 | 0 | 0 | 0.066875 | 0 | 0.067675 | 0 | 0 | 0.72464 | 0 | 0 | 0 | 0 | 1.6383 | 0 | 0 | 0 | 0 | 1.654 | 0 | 0 | 0 | 1.654 |  | PGE_New_Geothermal | 0 | 0 | 0 | 0 | 0 | 0 | 0 | 0 | 0 | 0 | 0 | 0 | 0 | 0 | 0 | 0 | 0 | 0 | 0 | 0 | 0 | 0 | 0 | 0 | 0 | 0
| PGE | PGE_New_Li_Battery_4hr | 0 | 0 | 0 | 0 | 0 | 0 | 0.85225 | 0 | 1.4107 | 0 | 0 | 1.5207 | 0 | 0 | 0 | 0 | 1.5207 | 0 | 0 | 0 | 0 | 1.5207 | 0 | 0 | 0 | 1.5207 |  |  | PGE_New_Li_Battery_4hr | [21 empty] | unlimited |  |  |  | unlimited |  | PGE_New_Li_Battery_4hr | 0 | 0 | 0 | 0 | 0 | 0 | 0.85225 | 0 | 1.4107 | 0 | 0 | 1.5207 | 0 | 0 | 0 | 0 | 1.5208 | 0 | 0 | 0 | 0 | 1.5207 | 0 | 0 | 0 | 1.5208 |  | PGE_New_Li_Battery_4hr | 0 | 0 | 0 | 0 | 0 | 0 | 0 | 0 | 0 | 0 | 0 | 0 | 0 | 0 | 0 | 0 | 0 | 0 | 0 | 0 | 0 | 0 | 0 | 0 | 0 | 0
| PGE | PGE_New_Li_Battery_8hr | 0 | 0 | 0 | 0 | 0 | 0 | 0.112 | 0 | 0.147 | 0 | 0 | 4.6078 | 0 | 0 | 0 | 0 | 4.9887 | 0 | 0 | 0 | 0 | 4.9943 | 0 | 0 | 0 | 5.4029 |  |  | PGE_New_Li_Battery_8hr | [21 empty] | unlimited |  |  |  | unlimited |  | PGE_New_Li_Battery_8hr | 0 | 0 | 0 | 0 | 0 | 0 | 0.112 | 0 | 0.147 | 0 | 0 | 4.6078 | 0 | 0 | 0 | 0 | 4.9887 | 0 | 0 | 0 | 0 | 4.9943 | 0 | 0 | 0 | 5.4029 |  | PGE_New_Li_Battery_8hr | 0 | 0 | 0 | 0 | 0 | 0 | 0 | 0 | 0 | 0 | 0 | 0 | 0 | 0 | 0 | 0 | 0 | 0 | 0 | 0 | 0 | 0 | 0 | 0 | 0 | 0
| PGE | PGE_NGBA_Solar | 0 | 0 | 0 | 0 | 0 | 0 | 0.022 | 0 | 0.022 | 0 | 0 | 2.4517 | 0 | 0 | 0 | 0 | 2.4517 | 0 | 0 | 0 | 0 | 3.0527 | 0 | 0 | 0 | 3.4359 |  |  | PGE_NGBA_Solar | [6 empty] | 0.03945% |  | 0.03945% |  |  | 4.396% |  |  |  |  | 4.396% |  |  |  |  | 5.474% |  |  |  | 6.161% |  | PGE_NGBA_Solar | 0 | 0 | 0 | 0 | 0 | 0 | 0 | 0 | 0 | 0 | 0 | 0 | 0 | 0 | 0 | 0 | 0 | 0 | 0 | 0 | 0 | 0.60097 | 0 | 0 | 0 | 0.9842 |  | PGE_NGBA_Solar | 0 | 0 | 0 | 0 | 0 | 0 | 0.02 | 0 | 0.02 | 0 | 0 | 2.45 | 0 | 0 | 0 | 0 | 2.45 | 0 | 0 | 0 | 0 | 2.45 | 0 | 0 | 0 | 2.45
System Build |  |  | 0 | 0 | 0 | 0 | 0 | 0 | System Build | 0 | System Build | 0 | 0 | System Build | 0 | 0 | 0 | 0 | System Build | 0 | 0 | 0 | 0 | System Build | 0 | 0 | 0 | System Build | [9 empty] | System Build |  | System Build |  |  | System Build |  |  |  |  | System Build | [8 empty] | System Build |  | PGE_New_EGS_Generic | 0 | 0 | 0 | 0 | 0 | 0 | System Build | 0 | System Build | 0 | 0 | System Build | 0 | 0 | 0 | 0 | System Build |  | PGE_New_EGS_Generic | PGE_New_Li_Battery_4hr_Generic | PGE_Nevada_New_EGS_Generic | SCE_New_EGS_Generic | 0 | 0 | 0 | System Build |  |  | 0 | 0 | 0 | 0 | 0 | 0 | System Build | 0 | System Build | 0 | 0 | System Build | 0 | 0 | 0 | 0 | System Build | 0 | 0 | 0 | 0 | System Build | 0 | 0 | 0 | System Build | [8 empty] | System Build |  | System Build |  |  | System Build |  |  |  |  | System Build |  |  |  |  | System Build |  |  |  | System Build
| PGE | PGE_Northeast_CA_New_EGS | 0 | 0 | 0 | 0 | 0 | 0 | 0 | 0 | 0 | 0 | 0 | 0 | 0 | 0 | 0 | 0 | 0 | 0 | 0 | 0 | 0 | 0 | 0 | 0 | 0 | 0 |  |  | PGE_Northeast_CA_New_EGS | [16 empty] | 0% |  |  |  |  | 0% |  |  |  | 0% |  | PGE_Northeast_CA_New_EGS | 0 | 0 | 0 | 0 | 0 | 0 | 0 | 0 | 0 | 0 | 0 | 0 | 0 | 0 | 0 | 0 | 0 | 0 | 0 | 0 | 0 | 0 | 0 | 0 | 0 | 0 |  | PGE_Northeast_CA_New_EGS | 0 | 0 | 0 | 0 | 0 | 0 | 0 | 0 | 0 | 0 | 0 | 0 | 0 | 0 | 0 | 0 | 0 | 0 | 0 | 0 | 0 | 0 | 0 | 0 | 0 | 0
| PGE | PGE_Northeast_CA_Wind | 0 | 0 | 0 | 0 | 0 | 0 | 0 | 0 | 0 | 0 | 0 | 0 | 0 | 0 | 0 | 0 | 0 | 0 | 0 | 0 | 0 | 0 | 0 | 0 | 0 | 0 |  |  | PGE_Northeast_CA_Wind | [6 empty] | 0% |  | 0% |  |  | 0% |  |  |  |  | 0% |  |  |  |  | 0% |  |  |  | 0% |  | PGE_Northeast_CA_Wind | 0 | 0 | 0 | 0 | 0 | 0 | 0 | 0 | 0 | 0 | 0 | 0 | 0 | 0 | 0 | 0 | 0 | 0 | 0 | 0 | 0 | 0 | 0 | 0 | 0 | 0 |  | PGE_Northeast_CA_Wind | 0 | 0 | 0 | 0 | 0 | 0 | 0 | 0 | 0 | 0 | 0 | 0 | 0 | 0 | 0 | 0 | 0 | 0 | 0 | 0 | 0 | 0 | 0 | 0 | 0 | 0
| PGE | PGE_Oregon_New_EGS | 0 | 0 | 0 | 0 | 0 | 0 | 0 | 0 | 0 | 0 | 0 | 0 | 0 | 0 | 0 | 0 | 0.79275 | 0 | 0 | 0 | 0 | 0.79275 | 0 | 0 | 0 | 0.79275 |  |  | PGE_Oregon_New_EGS | [11 empty] | 0% |  |  |  |  | 41.88% |  |  |  |  | 41.88% |  |  |  | 41.88% |  | PGE_Oregon_New_EGS | 0 | 0 | 0 | 0 | 0 | 0 | 0 | 0 | 0 | 0 | 0 | 0 | 0 | 0 | 0 | 0 | 0.79275 | 0 | 0 | 0 | 0 | 0.79275 | 0 | 0 | 0 | 0.79275 |  | PGE_Oregon_New_EGS | 0 | 0 | 0 | 0 | 0 | 0 | 0 | 0 | 0 | 0 | 0 | 0 | 0 | 0 | 0 | 0 | 0 | 0 | 0 | 0 | 0 | 0 | 0 | 0 | 0 | 0
| PGE | PGE_Wyoming_Wind | 0 | 0 | 0 | 0 | 0 | 0 | 0 | 0 | 0 | 0 | 0 | 0 | 0 | 0 | 0 | 0 | 0 | 0 | 0 | 0 | 0 | 0 | 0 | 0 | 0 | 0 |  |  | PGE_Wyoming_Wind | [16 empty] | 0% |  |  |  |  | 0% |  |  |  | 0% |  | PGE_Wyoming_Wind | 0 | 0 | 0 | 0 | 0 | 0 | 0 | 0 | 0 | 0 | 0 | 0 | 0 | 0 | 0 | 0 | 0 | 0 | 0 | 0 | 0 | 0 | 0 | 0 | 0 | 0 |  | PGE_Wyoming_Wind | 0 | 0 | 0 | 0 | 0 | 0 | 0 | 0 | 0 | 0 | 0 | 0 | 0 | 0 | 0 | 0 | 0 | 0 | 0 | 0 | 0 | 0 | 0 | 0 | 0 | 0
| SCE | SCE_Arizona_Solar | 0 | 0 | 0 | 0 | 0 | 0 | 1.348 | 0 | 2.3355 | 0 | 0 | 4.9405 | 0 | 0 | 0 | 0 | 6.7262 | 0 | 0 | 0 | 0 | 6.7262 | 0 | 0 | 0 | 6.7262 |  |  | SCE_Arizona_Solar | [6 empty] | 3.195% |  | 5.535% |  |  | 11.71% |  |  |  |  | 15.94% |  |  |  |  | 15.94% |  |  |  | 15.94% |  | SCE_Arizona_Solar | 0 | 0 | 0 | 0 | 0 | 0 | 0 | 0 | 0 | 0 | 0 | 0 | 0 | 0 | 0 | 0 | 0 | 0 | 0 | 0 | 0 | 0 | 0 | 0 | 0 | 0 |  | SCE_Arizona_Solar | 0 | 0 | 0 | 0 | 0 | 0 | 1.35 | 0 | 2.34 | 0 | 0 | 4.94 | 0 | 0 | 0 | 0 | 6.73 | 0 | 0 | 0 | 0 | 6.73 | 0 | 0 | 0 | 6.73
| SCE | SCE_Distributed_Solar | 0 | 0 | 0 | 0 | 0 | 0 | 0 | 0 | 0 | 0 | 0 | 0 | 0 | 0 | 0 | 0 | 0 | 0 | 0 | 0 | 0 | 0 | 0 | 0 | 0 | 0 |  |  | SCE_Distributed_Solar | [6 empty] | 0% |  | 0% |  |  | 0% |  |  |  |  | 0% |  |  |  |  | 0% |  |  |  | 0% |  | SCE_Distributed_Solar | 0 | 0 | 0 | 0 | 0 | 0 | 0 | 0 | 0 | 0 | 0 | 0 | 0 | 0 | 0 | 0 | 0 | 0 | 0 | 0 | 0 | 0 | 0 | 0 | 0 | 0 |  | SCE_Distributed_Solar | 0 | 0 | 0 | 0 | 0 | 0 | 0 | 0 | 0 | 0 | 0 | 0 | 0 | 0 | 0 | 0 | 0 | 0 | 0 | 0 | 0 | 0 | 0 | 0 | 0 | 0
| SCE | SCE_Eastern_Solar | 0 | 0 | 0 | 0 | 0 | 0 | 0.25 | 0 | 0.25 | 0 | 0 | 4.1758 | 0 | 0 | 0 | 0 | 4.1758 | 0 | 0 | 0 | 0 | 9.1109 | 0 | 0 | 0 | 9.1109 |  |  | SCE_Eastern_Solar | [6 empty] | 0.6869% |  | 0.6869% |  |  | 11.47% |  |  |  |  | 11.47% |  |  |  |  | 25.03% |  |  |  | 25.03% |  | SCE_Eastern_Solar | 0 | 0 | 0 | 0 | 0 | 0 | 0 | 0 | 0 | 0 | 0 | 3.5601 | 0 | 0 | 0 | 0 | 3.5601 | 0 | 0 | 0 | 0 | 6.2447 | 0 | 0 | 0 | 6.2447 |  | SCE_Eastern_Solar | 0 | 0 | 0 | 0 | 0 | 0 | 0.25 | 0 | 0.25 | 0 | 0 | 0.62 | 0 | 0 | 0 | 0 | 0.62 | 0 | 0 | 0 | 0 | 2.87 | 0 | 0 | 0 | 2.87
| SCE | SCE_Eastern_Wind | 0 | 0 | 0 | 0 | 0 | 0 | 0 | 0 | 0 | 0 | 0 | 0 | 0 | 0 | 0 | 0 | 0 | 0 | 0 | 0 | 0 | 0 | 0 | 0 | 0 | 0 |  |  | SCE_Eastern_Wind | [11 empty] | 0% |  |  |  |  | 0% |  |  |  |  | 0% |  |  |  | 0% |  | SCE_Eastern_Wind | 0 | 0 | 0 | 0 | 0 | 0 | 0 | 0 | 0 | 0 | 0 | 0 | 0 | 0 | 0 | 0 | 0 | 0 | 0 | 0 | 0 | 0 | 0 | 0 | 0 | 0 |  | SCE_Eastern_Wind | 0 | 0 | 0 | 0 | 0 | 0 | 0 | 0 | 0 | 0 | 0 | 0 | 0 | 0 | 0 | 0 | 0 | 0 | 0 | 0 | 0 | 0 | 0 | 0 | 0 | 0
| SCE | SCE_EOP_Solar | 0 | 0 | 0 | 0 | 0 | 0 | 0.125 | 0 | 0.69 | 0 | 0 | 1.0756 | 0 | 0 | 0 | 0 | 1.0756 | 0 | 0 | 0 | 0 | 1.0756 | 0 | 0 | 0 | 13.2358 |  |  | SCE_EOP_Solar | [6 empty] | 0.4208% |  | 2.323% |  |  | 3.621% |  |  |  |  | 3.621% |  |  |  |  | 3.621% |  |  |  | 44.56% |  | SCE_EOP_Solar | 0 | 0 | 0 | 0 | 0 | 0 | 0 | 0 | 0 | 0 | 0 | 0 | 0 | 0 | 0 | 0 | 0 | 0 | 0 | 0 | 0 | 0 | 0 | 0 | 0 | 7.7201 |  | SCE_EOP_Solar | 0 | 0 | 0 | 0 | 0 | 0 | 0.13 | 0 | 0.69 | 0 | 0 | 1.08 | 0 | 0 | 0 | 0 | 1.08 | 0 | 0 | 0 | 0 | 1.08 | 0 | 0 | 0 | 5.52
System Build |  | PGE_New_EGS_Generic | 0 | 0 | 0 | 0 | 0 | 0 | System Build | 0 | System Build | 0 | 0 | System Build | 0 | 0 | 0 | 0 | System Build | 0 | 0 | 0 | 0 | System Build | 0 | 0 | 0 | System Build |  | PGE_New_EGS_Generic | PGE_New_Li_Battery_4hr_Generic | [6 empty] | System Build |  | System Build |  |  | System Build |  |  |  |  | System Build |  | PGE_New_EGS_Generic | PGE_New_Li_Battery_4hr_Generic | PGE_Nevada_New_EGS_Generic | SCE_New_EGS_Generic |  |  |  | System Build |  |  | 0 | 0 | 0 | 0 | 0 | 0 | System Build | 0 | System Build | 0 | 0 | System Build | 0 | 0 | 0 | 0 | System Build | [5 empty] | 0 | 0 | 0 | System Build |  | PGE_New_EGS_Generic | 0 | 0 | 0 | 0 | 0 | 0 | System Build | 0 | System Build | 0 | 0 | System Build | 0 | 0 | 0 | 0 | System Build | 0 | 0 | 0 | 0 | System Build | 0 | 0 | 0 | System Build |  | PGE_New_EGS_Generic | [6 empty] | System Build |  | System Build |  |  | System Build |  |  |  |  | System Build |  |  |  |  | System Build |  |  |  | System Build |  | PGE_New_EGS_Generic | PGE_New_Li_Battery_4hr_Generic | PGE_Nevada_New_EGS_Generic | SCE_New_EGS_Generic | SDGE_New_Li_Battery_4hr_Generic |  |  |  |  | PGE_New_EGS | PGE_Kern_Solar | PGE_NGBA_Wind | SDGE_New_Li_Battery_8hr |  |  | Generic Storage (100-hr) | SDGE_Distributed_Solar | PGE_Fresno_Solar_76 | PGE_Kern_Li_Battery_8hr_108 | PGE_NGBA_Solar_33 | SCE_Northern_Solar_159 |  | SCE_Eastern_Li_Battery_8hr_MaxBuild | 0 | 0 | 0 | 0 | 0
| SCE | SCE_Generic_LDES_100hr | 0 | 0 | 0 | 0 | 0 | 0 | 0 | 0 | 0 | 0 | 0 | 0 | 0 | 0 | 0 | 0 | 0 | 0 | 0 | 0 | 0 | 0 | 0 | 0 | 0 | 0 |  |  | SCE_Generic_LDES_100hr | [11 empty] | unlimited |  |  |  |  | unlimited |  |  |  |  | unlimited |  |  |  | unlimited |  | SCE_Generic_LDES_100hr | 0 | 0 | 0 | 0 | 0 | 0 | 0 | 0 | 0 | 0 | 0 | 0 | 0 | 0 | 0 | 0 | 0 | 0 | 0 | 0 | 0 | 0 | 0 | 0 | 0 | 0 |  | SCE_Generic_LDES_100hr | 0 | 0 | 0 | 0 | 0 | 0 | 0 | 0 | 0 | 0 | 0 | 0 | 0 | 0 | 0 | 0 | 0 | 0 | 0 | 0 | 0 | 0 | 0 | 0 | 0 | 0
| SCE | SCE_Generic_LDES_12hr | 0 | 0 | 0 | 0 | 0 | 0 | 0 | 0 | 0 | 0 | 0 | 0 | 0 | 0 | 0 | 0 | 0 | 0 | 0 | 0 | 0 | 0 | 0 | 0 | 0 | 0 |  |  | SCE_Generic_LDES_12hr | [11 empty] | unlimited |  |  |  |  | unlimited |  |  |  |  | unlimited |  |  |  | unlimited |  | SCE_Generic_LDES_12hr | 0 | 0 | 0 | 0 | 0 | 0 | 0 | 0 | 0 | 0 | 0 | 0 | 0 | 0 | 0 | 0 | 0 | 0 | 0 | 0 | 0 | 0 | 0 | 0 | 0 | 0 |  | SCE_Generic_LDES_12hr | 0 | 0 | 0 | 0 | 0 | 0 | 0 | 0 | 0 | 0 | 0 | 0 | 0 | 0 | 0 | 0 | 0 | 0 | 0 | 0 | 0 | 0 | 0 | 0 | 0 | 0
| SCE | SCE_Generic_LDES_24hr | 0 | 0 | 0 | 0 | 0 | 0 | 0 | 0 | 0 | 0 | 0 | 0 | 0 | 0 | 0 | 0 | 0 | 0 | 0 | 0 | 0 | 0 | 0 | 0 | 0 | 0 |  |  | SCE_Generic_LDES_24hr | [11 empty] | unlimited |  |  |  |  | unlimited |  |  |  |  | unlimited |  |  |  | unlimited |  | SCE_Generic_LDES_24hr | 0 | 0 | 0 | 0 | 0 | 0 | 0 | 0 | 0 | 0 | 0 | 0 | 0 | 0 | 0 | 0 | 0 | 0 | 0 | 0 | 0 | 0 | 0 | 0 | 0 | 0 |  | SCE_Generic_LDES_24hr | 0 | 0 | 0 | 0 | 0 | 0 | 0 | 0 | 0 | 0 | 0 | 0 | 0 | 0 | 0 | 0 | 0 | 0 | 0 | 0 | 0 | 0 | 0 | 0 | 0 | 0
| SCE | SCE_Idaho_New_EGS | 0 | 0 | 0 | 0 | 0 | 0 | 0 | 0 | 0 | 0 | 0 | 0 | 0 | 0 | 0 | 0 | 0 | 0 | 0 | 0 | 0 | 0 | 0 | 0 | 0 | 0 |  |  | SCE_Idaho_New_EGS | [16 empty] | 0% |  |  |  |  | 0% |  |  |  | 0% |  | SCE_Idaho_New_EGS | 0 | 0 | 0 | 0 | 0 | 0 | 0 | 0 | 0 | 0 | 0 | 0 | 0 | 0 | 0 | 0 | 0 | 0 | 0 | 0 | 0 | 0 | 0 | 0 | 0 | 0 |  | SCE_Idaho_New_EGS | 0 | 0 | 0 | 0 | 0 | 0 | 0 | 0 | 0 | 0 | 0 | 0 | 0 | 0 | 0 | 0 | 0 | 0 | 0 | 0 | 0 | 0 | 0 | 0 | 0 | 0
System Build |  |  | 0 | 0 | 0 | 0 | 0 | 0 | System Build | 0 | System Build | 0 | 0 | System Build | 0 | 0 | 0 | 0 | System Build | 0 | 0 | 0 | 0 | System Build | 0 | 0 | 0 | System Build | [9 empty] | System Build |  | System Build |  |  | System Build |  |  |  |  | System Build | [8 empty] | System Build |  | PGE_New_EGS_Generic | 0 | 0 | 0 | 0 | 0 | 0 | System Build | 0 | System Build | 0 | 0 | System Build | 0 | 0 | 0 | 0 | System Build |  | PGE_New_EGS_Generic | PGE_New_Li_Battery_4hr_Generic | PGE_Nevada_New_EGS_Generic | SCE_New_EGS_Generic | 0 | 0 | 0 | System Build |  |  | 0 | 0 | 0 | 0 | 0 | 0 | System Build | 0 | System Build | 0 | 0 | System Build | 0 | 0 | 0 | 0 | System Build | 0 | 0 | 0 | 0 | System Build | 0 | 0 | 0 | System Build | [8 empty] | System Build |  | System Build |  |  | System Build |  |  |  |  | System Build |  |  |  |  | System Build |  |  |  | System Build
| SCE | SCE_LDES_12hr | 0 | 0 | 0 | 0 | 0 | 0 | 0 | 0 | 0 | 0 | 0 | 1.6 | 0 | 0 | 0 | 0 | 3.9663 | 0 | 0 | 0 | 0 | 5.7663 | 0 | 0 | 0 | 5.7663 |  |  | SCE_LDES_12hr | [11 empty] | 100% |  |  |  |  | 97.21% |  |  |  |  | 98.07% |  |  |  | 98.07% |  | SCE_LDES_12hr | 0 | 0 | 0 | 0 | 0 | 0 | 0 | 0 | 0 | 0 | 0 | 1.6 | 0 | 0 | 0 | 0 | 3.9663 | 0 | 0 | 0 | 0 | 5.7663 | 0 | 0 | 0 | 5.7663 |  | SCE_LDES_12hr | 0 | 0 | 0 | 0 | 0 | 0 | 0 | 0 | 0 | 0 | 0 | 0 | 0 | 0 | 0 | 0 | 0 | 0 | 0 | 0 | 0 | 0 | 0 | 0 | 0 | 0
| SCE | SCE_Metro_Solar | 0 | 0 | 0 | 0 | 0 | 0 | 0.00499 | 0 | 0.00499 | 0 | 0 | 0.00499 | 0 | 0 | 0 | 0 | 0.00499 | 0 | 0 | 0 | 0 | 0.38749 | 0 | 0 | 0 | 0.4295 |  |  | SCE_Metro_Solar | [6 empty] | 1.162% |  | 1.162% |  |  | 1.162% |  |  |  |  | 1.162% |  |  |  |  | 90.22% |  |  |  | 100% |  | SCE_Metro_Solar | 0 | 0 | 0 | 0 | 0 | 0 | 0.00499 | 0 | 0.00499 | 0 | 0 | 0.00499 | 0 | 0 | 0 | 0 | 0.00499 | 0 | 0 | 0 | 0 | 0.38749 | 0 | 0 | 0 | 0.4295 |  | SCE_Metro_Solar | 0 | 0 | 0 | 0 | 0 | 0 | 0 | 0 | 0 | 0 | 0 | 0 | 0 | 0 | 0 | 0 | 0 | 0 | 0 | 0 | 0 | 0 | 0 | 0 | 0 | 0
| SCE | SCE_Nevada_New_EGS | 0 | 0 | 0 | 0 | 0 | 0 | 0 | 0 | 0 | 0 | 0 | 0 | 0 | 0 | 0 | 0 | 0 | 0 | 0 | 0 | 0 | 0 | 0 | 0 | 0 | 0 |  |  | SCE_Nevada_New_EGS | [16 empty] | 0% |  |  |  |  | 0% |  |  |  | 0% |  | SCE_Nevada_New_EGS | 0 | 0 | 0 | 0 | 0 | 0 | 0 | 0 | 0 | 0 | 0 | 0 | 0 | 0 | 0 | 0 | 0 | 0 | 0 | 0 | 0 | 0 | 0 | 0 | 0 | 0 |  | SCE_Nevada_New_EGS | 0 | 0 | 0 | 0 | 0 | 0 | 0 | 0 | 0 | 0 | 0 | 0 | 0 | 0 | 0 | 0 | 0 | 0 | 0 | 0 | 0 | 0 | 0 | 0 | 0 | 0
| SCE | SCE_New_Biomass | 0 | 0 | 0 | 0 | 0 | 0 | 0 | 0 | 0 | 0 | 0 | 0 | 0 | 0 | 0 | 0 | 0 | 0 | 0 | 0 | 0 | 0 | 0 | 0 | 0 | 0 |  |  | SCE_New_Biomass | [8 empty] | 0% |  |  | 0% |  |  |  |  | 0% |  |  |  |  | 0% |  |  |  | 0% |  | SCE_New_Biomass | 0 | 0 | 0 | 0 | 0 | 0 | 0 | 0 | 0 | 0 | 0 | 0 | 0 | 0 | 0 | 0 | 0 | 0 | 0 | 0 | 0 | 0 | 0 | 0 | 0 | 0 |  | SCE_New_Biomass | 0 | 0 | 0 | 0 | 0 | 0 | 0 | 0 | 0 | 0 | 0 | 0 | 0 | 0 | 0 | 0 | 0 | 0 | 0 | 0 | 0 | 0 | 0 | 0 | 0 | 0
| SCE | SCE_New_EGS | 0 | 0 | 0 | 0 | 0 | 0 | 0 | 0 | 0 | 0 | 0 | 0 | 0 | 0 | 0 | 0 | 0.0071 | 0 | 0 | 0 | 0 | 0.0071 | 0 | 0 | 0 | 0.0071 |  |  | SCE_New_EGS | [11 empty] | 0% |  |  |  |  | 0.2261% |  |  |  |  | 0.2261% |  |  |  | 0.2261% |  | SCE_New_EGS | 0 | 0 | 0 | 0 | 0 | 0 | 0 | 0 | 0 | 0 | 0 | 0 | 0 | 0 | 0 | 0 | 0.0071 | 0 | 0 | 0 | 0 | 0.0071 | 0 | 0 | 0 | 0.0071 |  | SCE_New_EGS | 0 | 0 | 0 | 0 | 0 | 0 | 0 | 0 | 0 | 0 | 0 | 0 | 0 | 0 | 0 | 0 | 0 | 0 | 0 | 0 | 0 | 0 | 0 | 0 | 0 | 0
| SCE | SCE_New_Gas_CCGT | 0 | 0 | 0 | 0 | 0 | 0 | 0 | 0 | 0 | 0 | 0 | 0 | 0 | 0 | 0 | 0 | 0 | 0 | 0 | 0 | 0 | 0 | 0 | 0 | 0 | 0 |  |  | SCE_New_Gas_CCGT | [11 empty] | unlimited |  |  |  |  | unlimited |  |  |  |  | unlimited |  |  |  | unlimited |  | SCE_New_Gas_CCGT | 0 | 0 | 0 | 0 | 0 | 0 | 0 | 0 | 0 | 0 | 0 | 0 | 0 | 0 | 0 | 0 | 0 | 0 | 0 | 0 | 0 | 0 | 0 | 0 | 0 | 0 |  | SCE_New_Gas_CCGT | 0 | 0 | 0 | 0 | 0 | 0 | 0 | 0 | 0 | 0 | 0 | 0 | 0 | 0 | 0 | 0 | 0 | 0 | 0 | 0 | 0 | 0 | 0 | 0 | 0 | 0
| SCE | SCE_New_Gas_CT | 0 | 0 | 0 | 0 | 0 | 0 | 0 | 0 | 0 | 0 | 0 | 0 | 0 | 0 | 0 | 0 | 0 | 0 | 0 | 0 | 0 | 0 | 0 | 0 | 0 | 0 |  |  | SCE_New_Gas_CT | [11 empty] | unlimited |  |  |  |  | unlimited |  |  |  |  | unlimited |  |  |  | unlimited |  | SCE_New_Gas_CT | 0 | 0 | 0 | 0 | 0 | 0 | 0 | 0 | 0 | 0 | 0 | 0 | 0 | 0 | 0 | 0 | 0 | 0 | 0 | 0 | 0 | 0 | 0 | 0 | 0 | 0 |  | SCE_New_Gas_CT | 0 | 0 | 0 | 0 | 0 | 0 | 0 | 0 | 0 | 0 | 0 | 0 | 0 | 0 | 0 | 0 | 0 | 0 | 0 | 0 | 0 | 0 | 0 | 0 | 0 | 0
| SCE | SCE_New_Gas_RICE | 0 | 0 | 0 | 0 | 0 | 0 | 0 | 0 | 0 | 0 | 0 | 0 | 0 | 0 | 0 | 0 | 0 | 0 | 0 | 0 | 0 | 0 | 0 | 0 | 0 | 0 |  |  | SCE_New_Gas_RICE | [11 empty] | unlimited |  |  |  |  | unlimited |  |  |  |  | unlimited |  |  |  | unlimited |  | SCE_New_Gas_RICE | 0 | 0 | 0 | 0 | 0 | 0 | 0 | 0 | 0 | 0 | 0 | 0 | 0 | 0 | 0 | 0 | 0 | 0 | 0 | 0 | 0 | 0 | 0 | 0 | 0 | 0 |  | SCE_New_Gas_RICE | 0 | 0 | 0 | 0 | 0 | 0 | 0 | 0 | 0 | 0 | 0 | 0 | 0 | 0 | 0 | 0 | 0 | 0 | 0 | 0 | 0 | 0 | 0 | 0 | 0 | 0
| SCE | SCE_New_Geothermal | 0 | 0 | 0 | 0 | 0 | 0 | 0.042363 | 0 | 0.39236 | 0 | 0 | 0.39236 | 0 | 0 | 0 | 0 | 1.2179 | 0 | 0 | 0 | 0 | 2.5191 | 0 | 0 | 0 | 3.3714 |  |  | SCE_New_Geothermal | [6 empty] | 1.257% |  | 11.64% |  |  | 11.64% |  |  |  |  | 36.12% |  |  |  |  | 74.72% |  |  |  | 100% |  | SCE_New_Geothermal | 0 | 0 | 0 | 0 | 0 | 0 | 0.042363 | 0 | 0.39236 | 0 | 0 | 0.39236 | 0 | 0 | 0 | 0 | 1.2179 | 0 | 0 | 0 | 0 | 2.5191 | 0 | 0 | 0 | 3.3714 |  | SCE_New_Geothermal | 0 | 0 | 0 | 0 | 0 | 0 | 0 | 0 | 0 | 0 | 0 | 0 | 0 | 0 | 0 | 0 | 0 | 0 | 0 | 0 | 0 | 0 | 0 | 0 | 0 | 0
| SCE | SCE_New_Li_Battery_4hr | 0 | 0 | 0 | 0 | 0 | 0 | 2.3964 | 0 | 4.5414 | 0 | 0 | 4.5414 | 0 | 0 | 0 | 0 | 4.5414 | 0 | 0 | 0 | 0 | 4.5414 | 0 | 0 | 0 | 4.5414 |  |  | SCE_New_Li_Battery_4hr | [21 empty] | unlimited |  |  |  | unlimited |  | SCE_New_Li_Battery_4hr | 0 | 0 | 0 | 0 | 0 | 0 | 2.3964 | 0 | 4.5414 | 0 | 0 | 4.5414 | 0 | 0 | 0 | 0 | 4.5414 | 0 | 0 | 0 | 0 | 4.5414 | 0 | 0 | 0 | 4.5414 |  | SCE_New_Li_Battery_4hr | 0 | 0 | 0 | 0 | 0 | 0 | 0 | 0 | 0 | 0 | 0 | 0 | 0 | 0 | 0 | 0 | 0 | 0 | 0 | 0 | 0 | 0 | 0 | 0 | 0 | 0
| SCE | SCE_New_Li_Battery_8hr | 0 | 0 | 0 | 0 | 0 | 0 | 0.040618 | 0 | 0.87562 | 0 | 0 | 5.92 | 0 | 0 | 0 | 0 | 11.0862 | 0 | 0 | 0 | 0 | 11.0862 | 0 | 0 | 0 | 19.8985 |  |  | SCE_New_Li_Battery_8hr | [21 empty] | unlimited |  |  |  | unlimited |  | SCE_New_Li_Battery_8hr | 0 | 0 | 0 | 0 | 0 | 0 | 0.040618 | 0 | 0.87562 | 0 | 0 | 5.92 | 0 | 0 | 0 | 0 | 11.0862 | 0 | 0 | 0 | 0 | 11.0862 | 0 | 0 | 0 | 19.8985 |  | SCE_New_Li_Battery_8hr | 0 | 0 | 0 | 0 | 0 | 0 | 0 | 0 | 0 | 0 | 0 | 0 | 0 | 0 | 0 | 0 | 0 | 0 | 0 | 0 | 0 | 0 | 0 | 0 | 0 | 0
System Build |  | PGE_New_EGS_Generic | 0 | 0 | 0 | 0 | 0 | 0 | System Build | 0 | System Build | 0 | 0 | System Build | 0 | 0 | 0 | 0 | System Build | 0 | 0 | 0 | 0 | System Build | 0 | 0 | 0 | System Build |  | PGE_New_EGS_Generic | PGE_New_Li_Battery_4hr_Generic | [6 empty] | System Build |  | System Build |  |  | System Build |  |  |  |  | System Build |  | PGE_New_EGS_Generic | PGE_New_Li_Battery_4hr_Generic | PGE_Nevada_New_EGS_Generic | SCE_New_EGS_Generic |  |  |  | System Build |  |  | 0 | 0 | 0 | 0 | 0 | 0 | System Build | 0 | System Build | 0 | 0 | System Build | 0 | 0 | 0 | 0 | System Build | [5 empty] | 0 | 0 | 0 | System Build |  | PGE_New_EGS_Generic | 0 | 0 | 0 | 0 | 0 | 0 | System Build | 0 | System Build | 0 | 0 | System Build | 0 | 0 | 0 | 0 | System Build | 0 | 0 | 0 | 0 | System Build | 0 | 0 | 0 | System Build |  | PGE_New_EGS_Generic | [6 empty] | System Build |  | System Build |  |  | System Build |  |  |  |  | System Build |  |  |  |  | System Build |  |  |  | System Build |  | PGE_New_EGS_Generic | PGE_New_Li_Battery_4hr_Generic | PGE_Nevada_New_EGS_Generic | SCE_New_EGS_Generic | SDGE_New_Li_Battery_4hr_Generic |  |  |  |  | PGE_New_EGS | PGE_Kern_Solar | PGE_NGBA_Wind | SDGE_New_Li_Battery_8hr |  |  | Generic Storage (100-hr) | SDGE_Distributed_Solar | PGE_Fresno_Solar_76 | PGE_Kern_Li_Battery_8hr_108 | PGE_NGBA_Solar_33 | SCE_Northern_Solar_159 |  | SCE_Eastern_Li_Battery_8hr_MaxBuild | 0 | 0 | 0 | 0 | 0
| SCE | SCE_NOL_Solar | 0 | 0 | 0 | 0 | 0 | 0 | 0.32635 | 0 | 0.32635 | 0 | 0 | 0.32635 | 0 | 0 | 0 | 0 | 0.32635 | 0 | 0 | 0 | 0 | 1.0389 | 0 | 0 | 0 | 1.0389 |  |  | SCE_NOL_Solar | [6 empty] | 1.504% |  | 1.504% |  |  | 1.504% |  |  |  |  | 1.504% |  |  |  |  | 4.788% |  |  |  | 4.788% |  | SCE_NOL_Solar | 0 | 0 | 0 | 0 | 0 | 0 | 0.32635 | 0 | 0.32635 | 0 | 0 | 0.32635 | 0 | 0 | 0 | 0 | 0.32635 | 0 | 0 | 0 | 0 | 0.69742 | 0 | 0 | 0 | 0.69742 |  | SCE_NOL_Solar | 0 | 0 | 0 | 0 | 0 | 0 | 0 | 0 | 0 | 0 | 0 | 0 | 0 | 0 | 0 | 0 | 0 | 0 | 0 | 0 | 0 | 0.34 | 0 | 0 | 0 | 0.34
| SCE | SCE_NOL_Wind | 0 | 0 | 0 | 0 | 0 | 0 | 0 | 0 | 0 | 0 | 0 | 0 | 0 | 0 | 0 | 0 | 0 | 0 | 0 | 0 | 0 | 0 | 0 | 0 | 0 | 0 |  |  | SCE_NOL_Wind | [8 empty] | 0% |  |  | 0% |  |  |  |  | 0% |  |  |  |  | 0% |  |  |  | 0% |  | SCE_NOL_Wind | 0 | 0 | 0 | 0 | 0 | 0 | 0 | 0 | 0 | 0 | 0 | 0 | 0 | 0 | 0 | 0 | 0 | 0 | 0 | 0 | 0 | 0 | 0 | 0 | 0 | 0 |  | SCE_NOL_Wind | 0 | 0 | 0 | 0 | 0 | 0 | 0 | 0 | 0 | 0 | 0 | 0 | 0 | 0 | 0 | 0 | 0 | 0 | 0 | 0 | 0 | 0 | 0 | 0 | 0 | 0
| SCE | SCE_Northern_Solar | 0 | 0 | 0 | 0 | 0 | 0 | 1.3106 | 0 | 6.5493 | 0 | 0 | 6.5493 | 0 | 0 | 0 | 0 | 6.5493 | 0 | 0 | 0 | 0 | 9.5322 | 0 | 0 | 0 | 11.3229 |  |  | SCE_Northern_Solar | [6 empty] | 5.709% |  | 28.53% |  |  | 28.53% |  |  |  |  | 28.53% |  |  |  |  | 41.52% |  |  |  | 49.32% |  | SCE_Northern_Solar | 0 | 0 | 0 | 0 | 0 | 0 | 1.3106 | 0 | 5.077 | 0 | 0 | 5.077 | 0 | 0 | 0 | 0 | 5.077 | 0 | 0 | 0 | 0 | 8.0598 | 0 | 0 | 0 | 9.8505 |  | SCE_Northern_Solar | 0 | 0 | 0 | 0 | 0 | 0 | 0 | 0 | 1.47 | 0 | 0 | 1.47 | 0 | 0 | 0 | 0 | 1.47 | 0 | 0 | 0 | 0 | 1.47 | 0 | 0 | 0 | 1.47
| SCE | SCE_Northern_Wind | 0 | 0 | 0 | 0 | 0 | 0 | 0 | 0 | 0 | 0 | 0 | 0 | 0 | 0 | 0 | 0 | 0 | 0 | 0 | 0 | 0 | 0 | 0 | 0 | 0 | 0 |  |  | SCE_Northern_Wind | [8 empty] | 0% |  |  | 0% |  |  |  |  | 0% |  |  |  |  | 0% |  |  |  | 0% |  | SCE_Northern_Wind | 0 | 0 | 0 | 0 | 0 | 0 | 0 | 0 | 0 | 0 | 0 | 0 | 0 | 0 | 0 | 0 | 0 | 0 | 0 | 0 | 0 | 0 | 0 | 0 | 0 | 0 |  | SCE_Northern_Wind | 0 | 0 | 0 | 0 | 0 | 0 | 0 | 0 | 0 | 0 | 0 | 0 | 0 | 0 | 0 | 0 | 0 | 0 | 0 | 0 | 0 | 0 | 0 | 0 | 0 | 0
| SCE | SCE_Utah_New_EGS | 0 | 0 | 0 | 0 | 0 | 0 | 0 | 0 | 0 | 0 | 0 | 0 | 0 | 0 | 0 | 0 | 0.74123 | 0 | 0 | 0 | 0 | 0.74123 | 0 | 0 | 0 | 0.74123 |  |  | SCE_Utah_New_EGS | [11 empty] | 0% |  |  |  |  | 50.63% |  |  |  |  | 50.63% |  |  |  | 50.63% |  | SCE_Utah_New_EGS | 0 | 0 | 0 | 0 | 0 | 0 | 0 | 0 | 0 | 0 | 0 | 0 | 0 | 0 | 0 | 0 | 0.74123 | 0 | 0 | 0 | 0 | 0.74123 | 0 | 0 | 0 | 0.74123 |  | SCE_Utah_New_EGS | 0 | 0 | 0 | 0 | 0 | 0 | 0 | 0 | 0 | 0 | 0 | 0 | 0 | 0 | 0 | 0 | 0 | 0 | 0 | 0 | 0 | 0 | 0 | 0 | 0 | 0
System Build |  |  | 0 | 0 | 0 | 0 | 0 | 0 | System Build | 0 | System Build | 0 | 0 | System Build | 0 | 0 | 0 | 0 | System Build | 0 | 0 | 0 | 0 | System Build | 0 | 0 | 0 | System Build | [9 empty] | System Build |  | System Build |  |  | System Build |  |  |  |  | System Build | [8 empty] | System Build |  | PGE_New_EGS_Generic | 0 | 0 | 0 | 0 | 0 | 0 | System Build | 0 | System Build | 0 | 0 | System Build | 0 | 0 | 0 | 0 | System Build |  | PGE_New_EGS_Generic | PGE_New_Li_Battery_4hr_Generic | PGE_Nevada_New_EGS_Generic | SCE_New_EGS_Generic | 0 | 0 | 0 | System Build |  |  | 0 | 0 | 0 | 0 | 0 | 0 | System Build | 0 | System Build | 0 | 0 | System Build | 0 | 0 | 0 | 0 | System Build | 0 | 0 | 0 | 0 | System Build | 0 | 0 | 0 | System Build | [8 empty] | System Build |  | System Build |  |  | System Build |  |  |  |  | System Build |  |  |  |  | System Build |  |  |  | System Build
| SDGE | SDGE_Arizona_Solar | 0 | 0 | 0 | 0 | 0 | 0 | 0.085 | 0 | 0.085 | 0 | 0 | 4.4335 | 0 | 0 | 0 | 0 | 12.509 | 0 | 0 | 0 | 0 | 16.4557 | 0 | 0 | 0 | 16.4557 |  |  | SDGE_Arizona_Solar | [6 empty] | 0.1914% |  | 0.1914% |  |  | 9.985% |  |  |  |  | 28.17% |  |  |  |  | 37.06% |  |  |  | 37.06% |  | SDGE_Arizona_Solar | 0 | 0 | 0 | 0 | 0 | 0 | 0 | 0 | 0 | 0 | 0 | 0 | 0 | 0 | 0 | 0 | 5.4461 | 0 | 0 | 0 | 0 | 6.4992 | 0 | 0 | 0 | 6.4992 |  | SDGE_Arizona_Solar | 0 | 0 | 0 | 0 | 0 | 0 | 0.09 | 0 | 0.09 | 0 | 0 | 4.43 | 0 | 0 | 0 | 0 | 7.06 | 0 | 0 | 0 | 0 | 9.96 | 0 | 0 | 0 | 9.96
| SDGE | SDGE_Baja_California_Wind | 0 | 0 | 0 | 0 | 0 | 0 | 0 | 0 | 0 | 0 | 0 | 0 | 0 | 0 | 0 | 0 | 0 | 0 | 0 | 0 | 0 | 0 | 0 | 0 | 0 | 0 |  |  | SDGE_Baja_California_Wind | [6 empty] | 0% |  | 0% |  |  | 0% |  |  |  |  | 0% |  |  |  |  | 0% |  |  |  | 0% |  | SDGE_Baja_California_Wind | 0 | 0 | 0 | 0 | 0 | 0 | 0 | 0 | 0 | 0 | 0 | 0 | 0 | 0 | 0 | 0 | 0 | 0 | 0 | 0 | 0 | 0 | 0 | 0 | 0 | 0 |  | SDGE_Baja_California_Wind | 0 | 0 | 0 | 0 | 0 | 0 | 0 | 0 | 0 | 0 | 0 | 0 | 0 | 0 | 0 | 0 | 0 | 0 | 0 | 0 | 0 | 0 | 0 | 0 | 0 | 0
| SDGE | SDGE_Distributed_Solar | 0 | 0 | 0 | 0 | 0 | 0 | 0 | 0 | 0 | 0 | 0 | 0 | 0 | 0 | 0 | 0 | 0 | 0 | 0 | 0 | 0 | 0 | 0 | 0 | 0 | 0 |  |  | SDGE_Distributed_Solar | [6 empty] | 0% |  | 0% |  |  | 0% |  |  |  |  | 0% |  |  |  |  | 0% |  |  |  | 0% |  | SDGE_Distributed_Solar | 0 | 0 | 0 | 0 | 0 | 0 | 0 | 0 | 0 | 0 | 0 | 0 | 0 | 0 | 0 | 0 | 0 | 0 | 0 | 0 | 0 | 0 | 0 | 0 | 0 | 0 |  | SDGE_Distributed_Solar | 0 | 0 | 0 | 0 | 0 | 0 | 0 | 0 | 0 | 0 | 0 | 0 | 0 | 0 | 0 | 0 | 0 | 0 | 0 | 0 | 0 | 0 | 0 | 0 | 0 | 0
| SDGE | SDGE_Imperial_Solar | 0 | 0 | 0 | 0 | 0 | 0 | 0.09 | 0 | 0.19 | 0 | 0 | 0.19 | 0 | 0 | 0 | 0 | 0.19 | 0 | 0 | 0 | 0 | 0.39489 | 0 | 0 | 0 | 0.53965 |  |  | SDGE_Imperial_Solar | [6 empty] | 0.6725% |  | 1.42% |  |  | 1.42% |  |  |  |  | 1.42% |  |  |  |  | 2.951% |  |  |  | 4.033% |  | SDGE_Imperial_Solar | 0 | 0 | 0 | 0 | 0 | 0 | 0 | 0 | 0 | 0 | 0 | 0 | 0 | 0 | 0 | 0 | 0 | 0 | 0 | 0 | 0 | 0.093778 | 0 | 0 | 0 | 0.23854 |  | SDGE_Imperial_Solar | 0 | 0 | 0 | 0 | 0 | 0 | 0.09 | 0 | 0.19 | 0 | 0 | 0.19 | 0 | 0 | 0 | 0 | 0.19 | 0 | 0 | 0 | 0 | 0.3 | 0 | 0 | 0 | 0.3
System Build |  | PGE_New_EGS_Generic | 0 | 0 | 0 | 0 | 0 | 0 | System Build | 0 | System Build | 0 | 0 | System Build | 0 | 0 | 0 | 0 | System Build | 0 | 0 | 0 | 0 | System Build | 0 | 0 | 0 | System Build |  | PGE_New_EGS_Generic | PGE_New_Li_Battery_4hr_Generic | [6 empty] | System Build |  | System Build |  |  | System Build |  |  |  |  | System Build |  | PGE_New_EGS_Generic | PGE_New_Li_Battery_4hr_Generic | PGE_Nevada_New_EGS_Generic | SCE_New_EGS_Generic |  |  |  | System Build |  |  | 0 | 0 | 0 | 0 | 0 | 0 | System Build | 0 | System Build | 0 | 0 | System Build | 0 | 0 | 0 | 0 | System Build | [5 empty] | 0 | 0 | 0 | System Build |  | PGE_New_EGS_Generic | 0 | 0 | 0 | 0 | 0 | 0 | System Build | 0 | System Build | 0 | 0 | System Build | 0 | 0 | 0 | 0 | System Build | 0 | 0 | 0 | 0 | System Build | 0 | 0 | 0 | System Build |  | PGE_New_EGS_Generic | [6 empty] | System Build |  | System Build |  |  | System Build |  |  |  |  | System Build |  |  |  |  | System Build |  |  |  | System Build |  | PGE_New_EGS_Generic | PGE_New_Li_Battery_4hr_Generic | PGE_Nevada_New_EGS_Generic | SCE_New_EGS_Generic | SDGE_New_Li_Battery_4hr_Generic |  |  |  |  | PGE_New_EGS | PGE_Kern_Solar | PGE_NGBA_Wind | SDGE_New_Li_Battery_8hr |  |  | Generic Storage (100-hr) | SDGE_Distributed_Solar | PGE_Fresno_Solar_76 | PGE_Kern_Li_Battery_8hr_108 | PGE_NGBA_Solar_33 | SCE_Northern_Solar_159 |  | SCE_Eastern_Li_Battery_8hr_MaxBuild | 0 | 0 | 0 | 0 | 0
| SDGE | SDGE_LDES_12hr | 0 | 0 | 0 | 0 | 0 | 0 | 0 | 0 | 0 | 0 | 0 | 0 | 0 | 0 | 0 | 0 | 0.5 | 0 | 0 | 0 | 0 | 0.5 | 0 | 0 | 0 | 0.5 |  |  | SDGE_LDES_12hr | [16 empty] | 100% |  |  |  |  | 100% |  |  |  | 100% |  | SDGE_LDES_12hr | 0 | 0 | 0 | 0 | 0 | 0 | 0 | 0 | 0 | 0 | 0 | 0 | 0 | 0 | 0 | 0 | 0.5 | 0 | 0 | 0 | 0 | 0.5 | 0 | 0 | 0 | 0.5 |  | SDGE_LDES_12hr | 0 | 0 | 0 | 0 | 0 | 0 | 0 | 0 | 0 | 0 | 0 | 0 | 0 | 0 | 0 | 0 | 0 | 0 | 0 | 0 | 0 | 0 | 0 | 0 | 0 | 0
| SDGE | SDGE_New_Biomass | 0 | 0 | 0 | 0 | 0 | 0 | 0 | 0 | 0 | 0 | 0 | 0 | 0 | 0 | 0 | 0 | 0 | 0 | 0 | 0 | 0 | 0 | 0 | 0 | 0 | 0 |  |  | SDGE_New_Biomass | [8 empty] | 0% |  |  | 0% |  |  |  |  | 0% |  |  |  |  | 0% |  |  |  | 0% |  | SDGE_New_Biomass | 0 | 0 | 0 | 0 | 0 | 0 | 0 | 0 | 0 | 0 | 0 | 0 | 0 | 0 | 0 | 0 | 0 | 0 | 0 | 0 | 0 | 0 | 0 | 0 | 0 | 0 |  | SDGE_New_Biomass | 0 | 0 | 0 | 0 | 0 | 0 | 0 | 0 | 0 | 0 | 0 | 0 | 0 | 0 | 0 | 0 | 0 | 0 | 0 | 0 | 0 | 0 | 0 | 0 | 0 | 0
| SDGE | SDGE_New_EGS | 0 | 0 | 0 | 0 | 0 | 0 | 0 | 0 | 0 | 0 | 0 | 0 | 0 | 0 | 0 | 0 | 0.5286 | 0 | 0 | 0 | 0 | 0.5286 | 0 | 0 | 0 | 0.5286 |  |  | SDGE_New_EGS | [11 empty] | 0% |  |  |  |  | 54.63% |  |  |  |  | 54.63% |  |  |  | 54.63% |  | SDGE_New_EGS | 0 | 0 | 0 | 0 | 0 | 0 | 0 | 0 | 0 | 0 | 0 | 0 | 0 | 0 | 0 | 0 | 0.5286 | 0 | 0 | 0 | 0 | 0.5286 | 0 | 0 | 0 | 0.5286 |  | SDGE_New_EGS | 0 | 0 | 0 | 0 | 0 | 0 | 0 | 0 | 0 | 0 | 0 | 0 | 0 | 0 | 0 | 0 | 0 | 0 | 0 | 0 | 0 | 0 | 0 | 0 | 0 | 0
| SDGE | SDGE_New_Gas_CCGT | 0 | 0 | 0 | 0 | 0 | 0 | 0 | 0 | 0 | 0 | 0 | 0 | 0 | 0 | 0 | 0 | 0 | 0 | 0 | 0 | 0 | 0 | 0 | 0 | 0 | 0 |  |  | SDGE_New_Gas_CCGT | [11 empty] | unlimited |  |  |  |  | unlimited |  |  |  |  | unlimited |  |  |  | unlimited |  | SDGE_New_Gas_CCGT | 0 | 0 | 0 | 0 | 0 | 0 | 0 | 0 | 0 | 0 | 0 | 0 | 0 | 0 | 0 | 0 | 0 | 0 | 0 | 0 | 0 | 0 | 0 | 0 | 0 | 0 |  | SDGE_New_Gas_CCGT | 0 | 0 | 0 | 0 | 0 | 0 | 0 | 0 | 0 | 0 | 0 | 0 | 0 | 0 | 0 | 0 | 0 | 0 | 0 | 0 | 0 | 0 | 0 | 0 | 0 | 0
| SDGE | SDGE_New_Gas_CT | 0 | 0 | 0 | 0 | 0 | 0 | 0 | 0 | 0 | 0 | 0 | 0 | 0 | 0 | 0 | 0 | 0 | 0 | 0 | 0 | 0 | 0 | 0 | 0 | 0 | 0 |  |  | SDGE_New_Gas_CT | [11 empty] | unlimited |  |  |  |  | unlimited |  |  |  |  | unlimited |  |  |  | unlimited |  | SDGE_New_Gas_CT | 0 | 0 | 0 | 0 | 0 | 0 | 0 | 0 | 0 | 0 | 0 | 0 | 0 | 0 | 0 | 0 | 0 | 0 | 0 | 0 | 0 | 0 | 0 | 0 | 0 | 0 |  | SDGE_New_Gas_CT | 0 | 0 | 0 | 0 | 0 | 0 | 0 | 0 | 0 | 0 | 0 | 0 | 0 | 0 | 0 | 0 | 0 | 0 | 0 | 0 | 0 | 0 | 0 | 0 | 0 | 0
| SDGE | SDGE_New_Gas_RICE | 0 | 0 | 0 | 0 | 0 | 0 | 0 | 0 | 0 | 0 | 0 | 0 | 0 | 0 | 0 | 0 | 0 | 0 | 0 | 0 | 0 | 0 | 0 | 0 | 0 | 0 |  |  | SDGE_New_Gas_RICE | [11 empty] | unlimited |  |  |  |  | unlimited |  |  |  |  | unlimited |  |  |  | unlimited |  | SDGE_New_Gas_RICE | 0 | 0 | 0 | 0 | 0 | 0 | 0 | 0 | 0 | 0 | 0 | 0 | 0 | 0 | 0 | 0 | 0 | 0 | 0 | 0 | 0 | 0 | 0 | 0 | 0 | 0 |  | SDGE_New_Gas_RICE | 0 | 0 | 0 | 0 | 0 | 0 | 0 | 0 | 0 | 0 | 0 | 0 | 0 | 0 | 0 | 0 | 0 | 0 | 0 | 0 | 0 | 0 | 0 | 0 | 0 | 0
| SDGE | SDGE_New_Geothermal | 0 | 0 | 0 | 0 | 0 | 0 | 0 | 0 | 0.083 | 0 | 0 | 0.083 | 0 | 0 | 0 | 0 | 0.5286 | 0 | 0 | 0 | 0 | 0.5286 | 0 | 0 | 0 | 0.5286 |  |  | SDGE_New_Geothermal | [6 empty] | 0% |  | 15.7% |  |  | 15.7% |  |  |  |  | 100% |  |  |  |  | 100% |  |  |  | 100% |  | SDGE_New_Geothermal | 0 | 0 | 0 | 0 | 0 | 0 | 0 | 0 | 0.083 | 0 | 0 | 0.083 | 0 | 0 | 0 | 0 | 0.5286 | 0 | 0 | 0 | 0 | 0.5286 | 0 | 0 | 0 | 0.5286 |  | SDGE_New_Geothermal | 0 | 0 | 0 | 0 | 0 | 0 | 0 | 0 | 0 | 0 | 0 | 0 | 0 | 0 | 0 | 0 | 0 | 0 | 0 | 0 | 0 | 0 | 0 | 0 | 0 | 0
| SDGE | SDGE_New_Li_Battery_4hr | 0 | 0 | 0 | 0 | 0 | 0 | 0.6595 | 0 | 0.7595 | 0 | 0 | 0.7595 | 0 | 0 | 0 | 0 | 0.7595 | 0 | 0 | 0 | 0 | 0.7595 | 0 | 0 | 0 | 0.7595 |  |  | SDGE_New_Li_Battery_4hr | [21 empty] | unlimited |  |  |  | unlimited |  | SDGE_New_Li_Battery_4hr | 0 | 0 | 0 | 0 | 0 | 0 | 0.6595 | 0 | 0.7595 | 0 | 0 | 0.7595 | 0 | 0 | 0 | 0 | 0.7595 | 0 | 0 | 0 | 0 | 0.7595 | 0 | 0 | 0 | 0.7595 |  | SDGE_New_Li_Battery_4hr | 0 | 0 | 0 | 0 | 0 | 0 | 0 | 0 | 0 | 0 | 0 | 0 | 0 | 0 | 0 | 0 | 0 | 0 | 0 | 0 | 0 | 0 | 0 | 0 | 0 | 0
| SDGE | SDGE_New_Li_Battery_8hr | 0 | 0 | 0 | 0 | 0 | 0 | 0.02543 | 0 | 0.02543 | 0 | 0 | 1.5598 | 0 | 0 | 0 | 0 | 1.5967 | 0 | 0 | 0 | 0 | 1.5967 | 0 | 0 | 0 | 1.5967 |  |  | SDGE_New_Li_Battery_8hr | [21 empty] | unlimited |  |  |  | unlimited |  | SDGE_New_Li_Battery_8hr | 0 | 0 | 0 | 0 | 0 | 0 | 0.02543 | 0 | 0.02543 | 0 | 0 | 1.5598 | 0 | 0 | 0 | 0 | 1.5967 | 0 | 0 | 0 | 0 | 1.5967 | 0 | 0 | 0 | 1.5967 |  | SDGE_New_Li_Battery_8hr | 0 | 0 | 0 | 0 | 0 | 0 | 0 | 0 | 0 | 0 | 0 | 0 | 0 | 0 | 0 | 0 | 0 | 0 | 0 | 0 | 0 | 0 | 0 | 0 | 0 | 0
|  |  | 0 | 0 | 0 | 0 | 0 | 0 | 0 | 0 | 0 | 0 | 0 | 0 | 0 | 0 | 0 | 0 | 0 | 0 | 0 | 0 | 0 | 0 | 0 | 0 | 0 | 0
|  |  | 0 | 0 | 0 | 0 | 0 | 0 | 0 | 0 | 0 | 0 | 0 | 0 | 0 | 0 | 0 | 0 | 0 | 0 | 0 | 0 | 0 | 0 | 0 | 0 | 0 | 0
|  |  | 0 | 0 | 0 | 0 | 0 | 0 | 0 | 0 | 0 | 0 | 0 | 0 | 0 | 0 | 0 | 0 | 0 | 0 | 0 | 0 | 0 | 0 | 0 | 0 | 0 | 0
|  |  | 0 | 0 | 0 | 0 | 0 | 0 | 0 | 0 | 0 | 0 | 0 | 0 | 0 | 0 | 0 | 0 | 0 | 0 | 0 | 0 | 0 | 0 | 0 | 0 | 0 | 0
|  |  | 0 | 0 | 0 | 0 | 0 | 0 | 0 | 0 | 0 | 0 | 0 | 0 | 0 | 0 | 0 | 0 | 0 | 0 | 0 | 0 | 0 | 0 | 0 | 0 | 0 | 0
|  |  | 0 | 0 | 0 | 0 | 0 | 0 | 0 | 0 | 0 | 0 | 0 | 0 | 0 | 0 | 0 | 0 | 0 | 0 | 0 | 0 | 0 | 0 | 0 | 0 | 0 | 0
|  |  | 0 | 0 | 0 | 0 | 0 | 0 | 0 | 0 | 0 | 0 | 0 | 0 | 0 | 0 | 0 | 0 | 0 | 0 | 0 | 0 | 0 | 0 | 0 | 0 | 0 | 0
|  |  | 0 | 0 | 0 | 0 | 0 | 0 | 0 | 0 | 0 | 0 | 0 | 0 | 0 | 0 | 0 | 0 | 0 | 0 | 0 | 0 | 0 | 0 | 0 | 0 | 0 | 0
|  |  | 0 | 0 | 0 | 0 | 0 | 0 | 0 | 0 | 0 | 0 | 0 | 0 | 0 | 0 | 0 | 0 | 0 | 0 | 0 | 0 | 0 | 0 | 0 | 0 | 0 | 0
|  |  | 0 | 0 | 0 | 0 | 0 | 0 | 0 | 0 | 0 | 0 | 0 | 0 | 0 | 0 | 0 | 0 | 0 | 0 | 0 | 0 | 0 | 0 | 0 | 0 | 0 | 0
|  |  | 0 | 0 | 0 | 0 | 0 | 0 | 0 | 0 | 0 | 0 | 0 | 0 | 0 | 0 | 0 | 0 | 0 | 0 | 0 | 0 | 0 | 0 | 0 | 0 | 0 | 0
|  |  | 0 | 0 | 0 | 0 | 0 | 0 | 0 | 0 | 0 | 0 | 0 | 0 | 0 | 0 | 0 | 0 | 0 | 0 | 0 | 0 | 0 | 0 | 0 | 0 | 0 | 0
|  |  | 0 | 0 | 0 | 0 | 0 | 0 | 0 | 0 | 0 | 0 | 0 | 0 | 0 | 0 | 0 | 0 | 0 | 0 | 0 | 0 | 0 | 0 | 0 | 0 | 0 | 0
|  |  | 0 | 0 | 0 | 0 | 0 | 0 | 0 | 0 | 0 | 0 | 0 | 0 | 0 | 0 | 0 | 0 | 0 | 0 | 0 | 0 | 0 | 0 | 0 | 0 | 0 | 0
|  |  | 0 | 0 | 0 | 0 | 0 | 0 | 0 | 0 | 0 | 0 | 0 | 0 | 0 | 0 | 0 | 0 | 0 | 0 | 0 | 0 | 0 | 0 | 0 | 0 | 0 | 0
|  | Total | 0 | 0 | 0 | 0 | 0 | 0 | 9.8814 | 0 | 26.5987 | 0 | 0 | 64.0977 | 0 | 0 | 0 | 0 | 90.7604 | 0 | 0 | 0 | 0 | 115.6307 | 0 | 0 | 0 | 141.2802 | [30 empty] | Total | 0 | 0 | 0 | 0 | 0 | 0 | 7.7492 | 0 | 20.4972 | 0 | 0 | 45.0141 | 0 | 0 | 0 | 0 | 65.9813 | 0 | 0 | 0 | 0 | 85.2549 | 0 | 0 | 0 | 106.4608 |  | Total | 0 | 0 | 0 | 0 | 0 | 0 | 2.13 | 0 | 6.11 | 0 | 0 | 19.09 | 0 | 0 | 0 | 0 | 24.79 | 0 | 0 | 0 | 0 | 30.39 | 0 | 0 | 0 | 34.84
System Build | [8 empty] | System Build |  | System Build |  |  | System Build |  |  |  |  | System Build |  |  |  |  | System Build |  |  |  | System Build | [9 empty] | System Build |  | System Build |  |  | System Build |  |  |  |  | System Build | [8 empty] | System Build |  | PGE_New_EGS_Generic | [6 empty] | System Build |  | System Build |  |  | System Build |  |  |  |  | System Build |  | PGE_New_EGS_Generic | PGE_New_Li_Battery_4hr_Generic | PGE_Nevada_New_EGS_Generic | SCE_New_EGS_Generic |  |  |  | System Build | [8 empty] | System Build |  | System Build |  |  | System Build |  |  |  |  | System Build |  |  |  |  | System Build |  |  |  | System Build | [8 empty] | System Build |  | System Build |  |  | System Build |  |  |  |  | System Build |  |  |  |  | System Build |  |  |  | System Build
[59 empty] | PGE_New_EGS_Generic | [18 empty] | PGE_New_EGS_Generic | PGE_New_Li_Battery_4hr_Generic | PGE_New_Geothermal_Generic | SCE_New_EGS_Generic
[59 empty] | PGE_LDES_12hr_Generic | [18 empty] | PGE_LDES_12hr_Generic | PGE_New_Li_Battery_4hr_Generic |  | SCE_New_EGS_Generic
[59 empty] | PGE_New_Li_Battery_4hr_Generic | [18 empty] | PGE_New_Li_Battery_4hr_Generic | PGE_New_Li_Battery_4hr_Generic |  | SCE_New_EGS_Generic
|  |  | 2020-01-01 | 2021-01-01 | 2022-01-01 | 2023-01-01 | 2024-01-01 | 2025-01-01 |  | 2027-01-01 |  | 2029-01-01 | 2030-01-01 |  | 2032-01-01 | 2033-01-01 | 2034-01-01 | 2035-01-01 |  | 2037-01-01 | 2038-01-01 | 2039-01-01 | 2040-01-01 |  | 2042-01-01 | 2043-01-01 | 2044-01-01 |  |  |  |  | 2020-01-01 | 2021-01-01 | 2022-01-01 | 2023-01-01 | 2024-01-01 | 2025-01-01 |  | 2027-01-01 |  | 2029-01-01 | 2030-01-01 |  | 2032-01-01 | 2033-01-01 | 2034-01-01 | 2035-01-01 | [6 empty] | 2042-01-01 | 2043-01-01 | 2044-01-01 |  |  | PGE_New_Li_Battery_4hr_Generic | 2020-01-01 | 2021-01-01 | 2022-01-01 | 2023-01-01 | 2024-01-01 | 2025-01-01 |  | 2027-01-01 |  | 2029-01-01 | 2030-01-01 |  | 2032-01-01 | 2033-01-01 | 2034-01-01 | 2035-01-01 |  |  | PGE_New_Li_Battery_4hr_Generic | PGE_New_Li_Battery_4hr_Generic |  | SCE_New_EGS_Generic | 2042-01-01 | 2043-01-01 | 2044-01-01
|  |  | 0 | 0 | 0 | 0 | 0 | 0 |  | 0 |  | 0 | 0 |  | 0 | 0 | 0 | 0 |  | 0 | 0 | 0 | 0 |  | 0 | 0 | 0 |  |  |  |  | 0 | 0 | 0 | 0 | 0 | 0 |  | 0 |  | 0 | 0 |  | 0 | 0 | 0 | 0 | [6 empty] | 0 | 0 | 0 |  |  | PGE_New_Li_Battery_4hr_Generic | 0 | 0 | 0 | 0 | 0 | 0 |  | 0 |  | 0 | 0 |  | 0 | 0 | 0 | 0 |  |  | PGE_New_Li_Battery_4hr_Generic | PGE_New_Li_Battery_4hr_Generic | PGE_New_EGS_Generic | SCE_New_EGS_Generic | 0 | 0 | 0
|  |  | 0 | 0 | 0 | 0 | 0 | 0 |  | 0 |  | 0 | 0 |  | 0 | 0 | 0 | 0 |  | 0 | 0 | 0 | 0 |  | 0 | 0 | 0 |  |  |  |  | 0 | 0 | 0 | 0 | 0 | 0 |  | 0 |  | 0 | 0 |  | 0 | 0 | 0 | 0 | [6 empty] | 0 | 0 | 0 |  |  | PGE_New_Li_Battery_4hr_Generic | 0 | 0 | 0 | 0 | 0 | 0 |  | 0 |  | 0 | 0 |  | 0 | 0 | 0 | 0 |  |  | PGE_New_Li_Battery_4hr_Generic | PGE_New_Li_Battery_4hr_Generic | PGE_New_EGS_Generic | SCE_New_Geothermal_Generic | 0 | 0 | 0
|  |  | 0 | 0 | 0 | 0 | 0 | 0 |  | 0 |  | 0 | 0 |  | 0 | 0 | 0 | 0 |  | 0 | 0 | 0 | 0 |  | 0 | 0 | 0 |  |  |  |  | 0 | 0 | 0 | 0 | 0 | 0 |  | 0 |  | 0 | 0 |  | 0 | 0 | 0 | 0 | [6 empty] | 0 | 0 | 0 |  |  | PGE_New_Li_Battery_4hr_Generic | 0 | 0 | 0 | 0 | 0 | 0 |  | 0 |  | 0 | 0 |  | 0 | 0 | 0 | 0 |  |  | PGE_New_Li_Battery_4hr_Generic | PGE_New_Li_Battery_4hr_Generic | PGE_New_EGS_Generic | SCE_New_Geothermal_Generic | 0 | 0 | 0
|  |  | 0 | 0 | 0 | 0 | 0 | 0 |  | 0 |  | 0 | 0 |  | 0 | 0 | 0 | 0 |  | 0 | 0 | 0 | 0 |  | 0 | 0 | 0 |  |  |  |  | 0 | 0 | 0 | 0 | 0 | 0 |  | 0 |  | 0 | 0 |  | 0 | 0 | 0 | 0 | [6 empty] | 0 | 0 | 0 |  |  | PGE_New_Li_Battery_4hr_Generic | 0 | 0 | 0 | 0 | 0 | 0 |  | 0 |  | 0 | 0 |  | 0 | 0 | 0 | 0 |  |  | PGE_New_Li_Battery_4hr_Generic | PGE_New_Li_Battery_4hr_Generic | PGE_New_EGS_Generic | SCE_LDES_12hr_Generic | 0 | 0 | 0
|  |  | 0 | 0 | 0 | 0 | 0 | 0 |  | 0 |  | 0 | 0 |  | 0 | 0 | 0 | 0 |  | 0 | 0 | 0 | 0 |  | 0 | 0 | 0 |  |  |  |  | 0 | 0 | 0 | 0 | 0 | 0 |  | 0 |  | 0 | 0 |  | 0 | 0 | 0 | 0 | [6 empty] | 0 | 0 | 0 |  |  | PGE_New_Li_Battery_4hr_Generic | 0 | 0 | 0 | 0 | 0 | 0 |  | 0 |  | 0 | 0 |  | 0 | 0 | 0 | 0 |  |  | PGE_New_Li_Battery_4hr_Generic | PGE_New_Li_Battery_4hr_Generic | PGE_New_EGS_Generic | SCE_LDES_12hr_Generic | 0 | 0 | 0
|  |  | 0 | 0 | 0 | 0 | 0 | 0 |  | 0 |  | 0 | 0 |  | 0 | 0 | 0 | 0 |  | 0 | 0 | 0 | 0 |  | 0 | 0 | 0 |  |  |  |  | 0 | 0 | 0 | 0 | 0 | 0 |  | 0 |  | 0 | 0 |  | 0 | 0 | 0 | 0 | [6 empty] | 0 | 0 | 0 |  |  | PGE_New_Li_Battery_4hr_Generic | 0 | 0 | 0 | 0 | 0 | 0 |  | 0 |  | 0 | 0 |  | 0 | 0 | 0 | 0 |  |  | PGE_New_Li_Battery_4hr_Generic | PGE_New_Li_Battery_4hr_Generic | PGE_New_EGS_Generic | SCE_New_Li_Battery_4hr_Generic | 0 | 0 | 0
|  |  | 0 | 0 | 0 | 0 | 0 | 0 |  | 0 |  | 0 | 0 |  | 0 | 0 | 0 | 0 |  | 0 | 0 | 0 | 0 |  | 0 | 0 | 0 |  |  |  |  | 0 | 0 | 0 | 0 | 0 | 0 |  | 0 |  | 0 | 0 |  | 0 | 0 | 0 | 0 | [6 empty] | 0 | 0 | 0 |  |  | PGE_New_Li_Battery_4hr_Generic | 0 | 0 | 0 | 0 | 0 | 0 |  | 0 |  | 0 | 0 |  | 0 | 0 | 0 | 0 |  |  | PGE_New_Li_Battery_4hr_Generic | PGE_New_Li_Battery_4hr_Generic | PGE_New_EGS_Generic | SCE_New_Li_Battery_4hr_Generic | 0 | 0 | 0
|  |  | 0 | 0 | 0 | 0 | 0 | 0 |  | 0 |  | 0 | 0 |  | 0 | 0 | 0 | 0 |  | 0 | 0 | 0 | 0 |  | 0 | 0 | 0 |  |  |  |  | 0 | 0 | 0 | 0 | 0 | 0 |  | 0 |  | 0 | 0 |  | 0 | 0 | 0 | 0 | [6 empty] | 0 | 0 | 0 |  |  | PGE_New_Li_Battery_4hr_Generic | 0 | 0 | 0 | 0 | 0 | 0 |  | 0 |  | 0 | 0 |  | 0 | 0 | 0 | 0 |  |  | PGE_New_Li_Battery_4hr_Generic | PGE_New_Li_Battery_4hr_Generic | PGE_New_EGS_Generic | SCE_New_Li_Battery_4hr_Generic | 0 | 0 | 0
|  |  | 0 | 0 | 0 | 0 | 0 | 0 |  | 0 |  | 0 | 0 |  | 0 | 0 | 0 | 0 |  | 0 | 0 | 0 | 0 |  | 0 | 0 | 0 |  |  |  |  | 0 | 0 | 0 | 0 | 0 | 0 |  | 0 |  | 0 | 0 |  | 0 | 0 | 0 | 0 | [6 empty] | 0 | 0 | 0 |  |  | PGE_New_Li_Battery_4hr_Generic | 0 | 0 | 0 | 0 | 0 | 0 |  | 0 |  | 0 | 0 |  | 0 | 0 | 0 | 0 |  |  | PGE_New_Li_Battery_4hr_Generic | PGE_New_Li_Battery_4hr_Generic | PGE_New_EGS_Generic | SCE_New_Li_Battery_4hr_Generic | 0 | 0 | 0
|  |  | 0 | 0 | 0 | 0 | 0 | 0 |  | 0 |  | 0 | 0 |  | 0 | 0 | 0 | 0 |  | 0 | 0 | 0 | 0 |  | 0 | 0 | 0 |  |  |  |  | 0 | 0 | 0 | 0 | 0 | 0 |  | 0 |  | 0 | 0 |  | 0 | 0 | 0 | 0 | [6 empty] | 0 | 0 | 0 |  |  | PGE_New_Li_Battery_4hr_Generic | 0 | 0 | 0 | 0 | 0 | 0 |  | 0 |  | 0 | 0 |  | 0 | 0 | 0 | 0 |  |  | PGE_New_Li_Battery_4hr_Generic | PGE_New_Li_Battery_4hr_Generic | PGE_New_EGS_Generic | SCE_New_Li_Battery_4hr_Generic | 0 | 0 | 0
|  |  | 0 | 0 | 0 | 0 | 0 | 0 |  | 0 |  | 0 | 0 |  | 0 | 0 | 0 | 0 |  | 0 | 0 | 0 | 0 |  | 0 | 0 | 0 |  |  |  |  | 0 | 0 | 0 | 0 | 0 | 0 |  | 0 |  | 0 | 0 |  | 0 | 0 | 0 | 0 | [6 empty] | 0 | 0 | 0 |  |  | PGE_New_Li_Battery_4hr_Generic | 0 | 0 | 0 | 0 | 0 | 0 |  | 0 |  | 0 | 0 |  | 0 | 0 | 0 | 0 |  |  | PGE_New_Li_Battery_4hr_Generic | PGE_New_Li_Battery_4hr_Generic | PGE_New_EGS_Generic | SCE_New_Li_Battery_4hr_Generic | 0 | 0 | 0
|  |  | 0 | 0 | 0 | 0 | 0 | 0 |  | 0 |  | 0 | 0 |  | 0 | 0 | 0 | 0 |  | 0 | 0 | 0 | 0 |  | 0 | 0 | 0 |  |  |  |  | 0 | 0 | 0 | 0 | 0 | 0 |  | 0 |  | 0 | 0 |  | 0 | 0 | 0 | 0 | [6 empty] | 0 | 0 | 0 |  |  | PGE_New_Li_Battery_4hr_Generic | 0 | 0 | 0 | 0 | 0 | 0 |  | 0 |  | 0 | 0 |  | 0 | 0 | 0 | 0 |  |  | PGE_New_Li_Battery_4hr_Generic | PGE_New_Li_Battery_4hr_Generic | PGE_New_EGS_Generic | SCE_New_Li_Battery_4hr_Generic | 0 | 0 | 0
|  |  | 0 | 0 | 0 | 0 | 0 | 0 |  | 0 |  | 0 | 0 |  | 0 | 0 | 0 | 0 |  | 0 | 0 | 0 | 0 |  | 0 | 0 | 0 |  |  |  |  | 0 | 0 | 0 | 0 | 0 | 0 |  | 0 |  | 0 | 0 |  | 0 | 0 | 0 | 0 | [6 empty] | 0 | 0 | 0 |  |  | PGE_New_Li_Battery_4hr_Generic | 0 | 0 | 0 | 0 | 0 | 0 |  | 0 |  | 0 | 0 |  | 0 | 0 | 0 | 0 |  |  | PGE_New_Li_Battery_4hr_Generic | PGE_New_Li_Battery_4hr_Generic | PGE_New_EGS_Generic | SCE_New_Li_Battery_8hr_Generic | 0 | 0 | 0
|  |  | 0 | 0 | 0 | 0 | 0 | 0 |  | 0 |  | 0 | 0 |  | 0 | 0 | 0 | 0 |  | 0 | 0 | 0 | 0 |  | 0 | 0 | 0 |  |  |  |  | 0 | 0 | 0 | 0 | 0 | 0 |  | 0 |  | 0 | 0 |  | 0 | 0 | 0 | 0 | [6 empty] | 0 | 0 | 0 |  |  | PGE_New_Li_Battery_4hr_Generic | 0 | 0 | 0 | 0 | 0 | 0 |  | 0 |  | 0 | 0 |  | 0 | 0 | 0 | 0 |  |  | PGE_New_Li_Battery_4hr_Generic | PGE_New_Li_Battery_4hr_Generic | PGE_New_EGS_Generic | SCE_New_Li_Battery_8hr_Generic | 0 | 0 | 0
|  |  | 0 | 0 | 0 | 0 | 0 | 0 |  | 0 |  | 0 | 0 |  | 0 | 0 | 0 | 0 |  | 0 | 0 | 0 | 0 |  | 0 | 0 | 0 |  |  |  |  | 0 | 0 | 0 | 0 | 0 | 0 |  | 0 |  | 0 | 0 |  | 0 | 0 | 0 | 0 | [6 empty] | 0 | 0 | 0 |  |  | PGE_New_Li_Battery_4hr_Generic | 0 | 0 | 0 | 0 | 0 | 0 |  | 0 |  | 0 | 0 |  | 0 | 0 | 0 | 0 |  |  | PGE_New_Li_Battery_4hr_Generic | PGE_New_Li_Battery_4hr_Generic | PGE_New_EGS_Generic | SCE_New_Li_Battery_8hr_Generic | 0 | 0 | 0
|  |  | 0 | 0 | 0 | 0 | 0 | 0 |  | 0 |  | 0 | 0 |  | 0 | 0 | 0 | 0 |  | 0 | 0 | 0 | 0 |  | 0 | 0 | 0 |  |  |  |  | 0 | 0 | 0 | 0 | 0 | 0 |  | 0 |  | 0 | 0 |  | 0 | 0 | 0 | 0 | [6 empty] | 0 | 0 | 0 |  |  | PGE_New_Li_Battery_4hr_Generic | 0 | 0 | 0 | 0 | 0 | 0 |  | 0 |  | 0 | 0 |  | 0 | 0 | 0 | 0 |  |  | PGE_New_Li_Battery_4hr_Generic | PGE_New_Li_Battery_4hr_Generic | PGE_New_EGS_Generic | SCE_New_Li_Battery_8hr_Generic | 0 | 0 | 0
|  |  | 0 | 0 | 0 | 0 | 0 | 0 |  | 0 |  | 0 | 0 |  | 0 | 0 | 0 | 0 |  | 0 | 0 | 0 | 0 |  | 0 | 0 | 0 |  |  |  |  | 0 | 0 | 0 | 0 | 0 | 0 |  | 0 |  | 0 | 0 |  | 0 | 0 | 0 | 0 | [6 empty] | 0 | 0 | 0 |  |  | PGE_New_Li_Battery_4hr_Generic | 0 | 0 | 0 | 0 | 0 | 0 |  | 0 |  | 0 | 0 |  | 0 | 0 | 0 | 0 |  |  | PGE_New_Li_Battery_4hr_Generic | PGE_New_Li_Battery_4hr_Generic | PGE_New_EGS_Generic | SCE_New_Li_Battery_8hr_Generic | 0 | 0 | 0
|  |  | 0 | 0 | 0 | 0 | 0 | 0 |  | 0 |  | 0 | 0 |  | 0 | 0 | 0 | 0 |  | 0 | 0 | 0 | 0 |  | 0 | 0 | 0 |  |  |  |  | 0 | 0 | 0 | 0 | 0 | 0 |  | 0 |  | 0 | 0 |  | 0 | 0 | 0 | 0 | [6 empty] | 0 | 0 | 0 |  |  | PGE_New_Li_Battery_4hr_Generic | 0 | 0 | 0 | 0 | 0 | 0 |  | 0 |  | 0 | 0 |  | 0 | 0 | 0 | 0 |  |  | PGE_New_Li_Battery_4hr_Generic | PGE_New_Li_Battery_4hr_Generic | PGE_New_EGS_Generic | SCE_New_Li_Battery_8hr_Generic | 0 | 0 | 0
|  |  | 0 | 0 | 0 | 0 | 0 | 0 |  | 0 |  | 0 | 0 |  | 0 | 0 | 0 | 0 |  | 0 | 0 | 0 | 0 |  | 0 | 0 | 0 |  |  |  |  | 0 | 0 | 0 | 0 | 0 | 0 |  | 0 |  | 0 | 0 |  | 0 | 0 | 0 | 0 | [6 empty] | 0 | 0 | 0 |  |  | PGE_New_Li_Battery_4hr_Generic | 0 | 0 | 0 | 0 | 0 | 0 |  | 0 |  | 0 | 0 |  | 0 | 0 | 0 | 0 |  |  | PGE_New_Li_Battery_4hr_Generic | PGE_New_Li_Battery_4hr_Generic | PGE_New_EGS_Generic | SCE_New_Li_Battery_8hr_Generic | 0 | 0 | 0
|  |  | 0 | 0 | 0 | 0 | 0 | 0 |  | 0 |  | 0 | 0 |  | 0 | 0 | 0 | 0 |  | 0 | 0 | 0 | 0 |  | 0 | 0 | 0 |  |  |  |  | 0 | 0 | 0 | 0 | 0 | 0 |  | 0 |  | 0 | 0 |  | 0 | 0 | 0 | 0 | [6 empty] | 0 | 0 | 0 |  |  | PGE_New_Li_Battery_4hr_Generic | 0 | 0 | 0 | 0 | 0 | 0 |  | 0 |  | 0 | 0 |  | 0 | 0 | 0 | 0 |  |  | PGE_New_Li_Battery_4hr_Generic | PGE_New_Li_Battery_8hr_Generic | PGE_New_EGS_Generic | SCE_Eastern_Solar_Generic | 0 | 0 | 0
|  |  | 0 | 0 | 0 | 0 | 0 | 0 |  | 0 |  | 0 | 0 |  | 0 | 0 | 0 | 0 |  | 0 | 0 | 0 | 0 |  | 0 | 0 | 0 |  |  |  |  | 0 | 0 | 0 | 0 | 0 | 0 |  | 0 |  | 0 | 0 |  | 0 | 0 | 0 | 0 | [6 empty] | 0 | 0 | 0 |  |  | PGE_New_Li_Battery_4hr_Generic | 0 | 0 | 0 | 0 | 0 | 0 |  | 0 |  | 0 | 0 |  | 0 | 0 | 0 | 0 |  |  | PGE_New_Li_Battery_4hr_Generic | PGE_New_Li_Battery_8hr_Generic | PGE_New_EGS_Generic | SCE_Eastern_Solar_Generic | 0 | 0 | 0
|  |  | 0 | 0 | 0 | 0 | 0 | 0 |  | 0 |  | 0 | 0 |  | 0 | 0 | 0 | 0 |  | 0 | 0 | 0 | 0 |  | 0 | 0 | 0 |  |  |  |  | 0 | 0 | 0 | 0 | 0 | 0 |  | 0 |  | 0 | 0 |  | 0 | 0 | 0 | 0 | [6 empty] | 0 | 0 | 0 |  |  | PGE_New_Li_Battery_4hr_Generic | 0 | 0 | 0 | 0 | 0 | 0 |  | 0 |  | 0 | 0 |  | 0 | 0 | 0 | 0 |  |  | PGE_New_Li_Battery_4hr_Generic | PGE_New_Li_Battery_8hr_Generic | PGE_New_EGS_Generic | SCE_Eastern_Solar_Generic | 0 | 0 | 0
|  |  | 0 | 0 | 0 | 0 | 0 | 0 |  | 0 |  | 0 | 0 |  | 0 | 0 | 0 | 0 |  | 0 | 0 | 0 | 0 |  | 0 | 0 | 0 |  |  |  |  | 0 | 0 | 0 | 0 | 0 | 0 |  | 0 |  | 0 | 0 |  | 0 | 0 | 0 | 0 | [6 empty] | 0 | 0 | 0 |  |  | PGE_New_Li_Battery_4hr_Generic | 0 | 0 | 0 | 0 | 0 | 0 |  | 0 |  | 0 | 0 |  | 0 | 0 | 0 | 0 |  |  | PGE_New_Li_Battery_4hr_Generic | PGE_New_Li_Battery_8hr_Generic | PGE_New_EGS_Generic | SCE_Eastern_Solar_Generic | 0 | 0 | 0
|  |  | 0 | 0 | 0 | 0 | 0 | 0 |  | 0 |  | 0 | 0 |  | 0 | 0 | 0 | 0 |  | 0 | 0 | 0 | 0 |  | 0 | 0 | 0 |  |  |  |  | 0 | 0 | 0 | 0 | 0 | 0 |  | 0 |  | 0 | 0 |  | 0 | 0 | 0 | 0 | [6 empty] | 0 | 0 | 0 |  |  | PGE_New_Li_Battery_4hr_Generic | 0 | 0 | 0 | 0 | 0 | 0 |  | 0 |  | 0 | 0 |  | 0 | 0 | 0 | 0 |  |  | PGE_New_Li_Battery_4hr_Generic | PGE_New_Li_Battery_8hr_Generic | PGE_New_EGS_Generic | SCE_Eastern_Solar_Generic | 0 | 0 | 0
|  |  | 0 | 0 | 0 | 0 | 0 | 0 |  | 0 |  | 0 | 0 |  | 0 | 0 | 0 | 0 |  | 0 | 0 | 0 | 0 |  | 0 | 0 | 0 |  |  |  |  | 0 | 0 | 0 | 0 | 0 | 0 |  | 0 |  | 0 | 0 |  | 0 | 0 | 0 | 0 | [6 empty] | 0 | 0 | 0 |  |  | PGE_New_Li_Battery_4hr_Generic | 0 | 0 | 0 | 0 | 0 | 0 |  | 0 |  | 0 | 0 |  | 0 | 0 | 0 | 0 |  |  | PGE_New_Li_Battery_4hr_Generic | PGE_New_Li_Battery_8hr_Generic | PGE_New_EGS_Generic | SCE_Eastern_Solar_Generic | 0 | 0 | 0
|  |  | 0 | 0 | 0 | 0 | 0 | 0 |  | 0 |  | 0 | 0 |  | 0 | 0 | 0 | 0 |  | 0 | 0 | 0 | 0 |  | 0 | 0 | 0 |  |  |  |  | 0 | 0 | 0 | 0 | 0 | 0 |  | 0 |  | 0 | 0 |  | 0 | 0 | 0 | 0 | [6 empty] | 0 | 0 | 0 |  |  | PGE_New_Li_Battery_4hr_Generic | 0 | 0 | 0 | 0 | 0 | 0 |  | 0 |  | 0 | 0 |  | 0 | 0 | 0 | 0 |  |  | PGE_New_Li_Battery_4hr_Generic | PGE_New_Li_Battery_8hr_Generic | PGE_New_EGS_Generic | SCE_Eastern_Solar_Generic | 0 | 0 | 0
|  |  | 0 | 0 | 0 | 0 | 0 | 0 |  | 0 |  | 0 | 0 |  | 0 | 0 | 0 | 0 |  | 0 | 0 | 0 | 0 |  | 0 | 0 | 0 |  |  |  |  | 0 | 0 | 0 | 0 | 0 | 0 |  | 0 |  | 0 | 0 |  | 0 | 0 | 0 | 0 | [6 empty] | 0 | 0 | 0 |  |  | PGE_New_Li_Battery_4hr_Generic | 0 | 0 | 0 | 0 | 0 | 0 |  | 0 |  | 0 | 0 |  | 0 | 0 | 0 | 0 |  |  | PGE_New_Li_Battery_4hr_Generic | PGE_New_Li_Battery_8hr_Generic | PGE_New_EGS_Generic | SCE_Eastern_Wind_Generic | 0 | 0 | 0
|  |  | 0 | 0 | 0 | 0 | 0 | 0 |  | 0 |  | 0 | 0 |  | 0 | 0 | 0 | 0 |  | 0 | 0 | 0 | 0 |  | 0 | 0 | 0 |  |  |  |  | 0 | 0 | 0 | 0 | 0 | 0 |  | 0 |  | 0 | 0 |  | 0 | 0 | 0 | 0 | [6 empty] | 0 | 0 | 0 |  |  | PGE_New_Li_Battery_4hr_Generic | 0 | 0 | 0 | 0 | 0 | 0 |  | 0 |  | 0 | 0 |  | 0 | 0 | 0 | 0 |  |  | PGE_New_Li_Battery_4hr_Generic | PGE_New_Li_Battery_8hr_Generic | PGE_New_EGS_Generic | SCE_Eastern_Wind_Generic | 0 | 0 | 0
|  |  | 0 | 0 | 0 | 0 | 0 | 0 |  | 0 |  | 0 | 0 |  | 0 | 0 | 0 | 0 |  | 0 | 0 | 0 | 0 |  | 0 | 0 | 0 |  |  |  |  | 0 | 0 | 0 | 0 | 0 | 0 |  | 0 |  | 0 | 0 |  | 0 | 0 | 0 | 0 | [6 empty] | 0 | 0 | 0 |  |  | PGE_New_Li_Battery_4hr_Generic | 0 | 0 | 0 | 0 | 0 | 0 |  | 0 |  | 0 | 0 |  | 0 | 0 | 0 | 0 |  |  | PGE_New_Li_Battery_4hr_Generic | PGE_New_Li_Battery_8hr_Generic | PGE_New_EGS_Generic | SCE_New_EGS_Generic | 0 | 0 | 0
|  |  | 0 | 0 | 0 | 0 | 0 | 0 |  | 0 |  | 0 | 0 |  | 0 | 0 | 0 | 0 |  | 0 | 0 | 0 | 0 |  | 0 | 0 | 0 |  |  |  |  | 0 | 0 | 0 | 0 | 0 | 0 |  | 0 |  | 0 | 0 |  | 0 | 0 | 0 | 0 | [6 empty] | 0 | 0 | 0 |  |  | PGE_New_Li_Battery_4hr_Generic | 0 | 0 | 0 | 0 | 0 | 0 |  | 0 |  | 0 | 0 |  | 0 | 0 | 0 | 0 |  |  | PGE_New_Li_Battery_4hr_Generic | PGE_New_Li_Battery_8hr_Generic | PGE_New_EGS_Generic | SCE_New_EGS_Generic | 0 | 0 | 0
|  |  | 0 | 0 | 0 | 0 | 0 | 0 |  | 0 |  | 0 | 0 |  | 0 | 0 | 0 | 0 |  | 0 | 0 | 0 | 0 |  | 0 | 0 | 0 |  |  |  |  | 0 | 0 | 0 | 0 | 0 | 0 |  | 0 |  | 0 | 0 |  | 0 | 0 | 0 | 0 | [6 empty] | 0 | 0 | 0 |  |  | PGE_New_Li_Battery_4hr_Generic | 0 | 0 | 0 | 0 | 0 | 0 |  | 0 |  | 0 | 0 |  | 0 | 0 | 0 | 0 |  |  | PGE_New_Li_Battery_4hr_Generic | PGE_New_Li_Battery_8hr_Generic | PGE_New_EGS_Generic | SCE_New_EGS_Generic | 0 | 0 | 0
|  |  | 0 | 0 | 0 | 0 | 0 | 0 |  | 0 |  | 0 | 0 |  | 0 | 0 | 0 | 0 |  | 0 | 0 | 0 | 0 |  | 0 | 0 | 0 |  |  |  |  | 0 | 0 | 0 | 0 | 0 | 0 |  | 0 |  | 0 | 0 |  | 0 | 0 | 0 | 0 | [6 empty] | 0 | 0 | 0 |  |  | PGE_New_Li_Battery_4hr_Generic | 0 | 0 | 0 | 0 | 0 | 0 |  | 0 |  | 0 | 0 |  | 0 | 0 | 0 | 0 |  |  | PGE_New_Li_Battery_4hr_Generic | PGE_New_Li_Battery_8hr_Generic | PGE_New_EGS_Generic | SCE_LDES_12hr_Generic | 0 | 0 | 0
|  |  | 0 | 0 | 0 | 0 | 0 | 0 |  | 0 |  | 0 | 0 |  | 0 | 0 | 0 | 0 |  | 0 | 0 | 0 | 0 |  | 0 | 0 | 0 |  |  |  |  | 0 | 0 | 0 | 0 | 0 | 0 |  | 0 |  | 0 | 0 |  | 0 | 0 | 0 | 0 | [6 empty] | 0 | 0 | 0 |  |  | PGE_New_Li_Battery_4hr_Generic | 0 | 0 | 0 | 0 | 0 | 0 |  | 0 |  | 0 | 0 |  | 0 | 0 | 0 | 0 |  |  | PGE_New_Li_Battery_4hr_Generic | PGE_New_Li_Battery_8hr_Generic | PGE_New_EGS_Generic | SCE_New_Li_Battery_4hr_Generic | 0 | 0 | 0
|  |  | 0 | 0 | 0 | 0 | 0 | 0 |  | 0 |  | 0 | 0 |  | 0 | 0 | 0 | 0 |  | 0 | 0 | 0 | 0 |  | 0 | 0 | 0 |  |  |  |  | 0 | 0 | 0 | 0 | 0 | 0 |  | 0 |  | 0 | 0 |  | 0 | 0 | 0 | 0 | [6 empty] | 0 | 0 | 0 |  |  | PGE_New_Li_Battery_4hr_Generic | 0 | 0 | 0 | 0 | 0 | 0 |  | 0 |  | 0 | 0 |  | 0 | 0 | 0 | 0 |  |  | PGE_New_Li_Battery_4hr_Generic | PGE_New_Li_Battery_8hr_Generic | PGE_New_EGS_Generic | SCE_New_Li_Battery_4hr_Generic | 0 | 0 | 0
| Build & Capacity by Resource Type |  | 0 | 0 | 0 | 0 | 0 | 0 |  | 0 |  | 0 | 0 |  | 0 | 0 | 0 | 0 |  | 0 | 0 | 0 | 0 |  | 0 | 0 | 0 |  | Build & Capacity by Resource Type |  |  | 0 | 0 | 0 | 0 | 0 | 0 |  | 0 |  | 0 | 0 |  | 0 | 0 | 0 | 0 |  | Build & Capacity by Resource Type |  |  |  |  | 0 | 0 | 0 |  |  | PGE_New_Li_Battery_4hr_Generic | 0 | 0 | 0 | 0 | 0 | 0 |  | 0 |  | 0 | 0 |  | 0 | 0 | 0 | 0 |  |  | PGE_New_Li_Battery_4hr_Generic | PGE_New_Li_Battery_8hr_Generic | PGE_New_EGS_Generic | SCE_New_Li_Battery_4hr_Generic | 0 | 0 | 0 |  | Build & Capacity by Resource Type | [27 empty] | Build & Capacity by Resource Type | [27 empty] | Build & Capacity by Resource Type
|  |  | 0 | 0 | 0 | 0 | 0 | 0 |  | 0 |  | 0 | 0 |  | 0 | 0 | 0 | 0 |  | 0 | 0 | 0 | 0 |  | 0 | 0 | 0 |  |  |  |  | 0 | 0 | 0 | 0 | 0 | 0 |  | 0 |  | 0 | 0 |  | 0 | 0 | 0 | 0 | [6 empty] | 0 | 0 | 0 |  |  | PGE_New_Li_Battery_4hr_Generic | 0 | 0 | 0 | 0 | 0 | 0 |  | 0 |  | 0 | 0 |  | 0 | 0 | 0 | 0 |  |  | PGE_New_Li_Battery_4hr_Generic | PGE_New_Li_Battery_8hr_Generic | PGE_New_EGS_Generic | SCE_New_Li_Battery_8hr_Generic | 0 | 0 | 0
|  | CAISO Planned & RESOLVE-Selected Capacity (GW) | 0 | 0 | 0 | 0 | 0 | 0 |  | 0 |  | 0 | 0 |  | 0 | 0 | 0 | 0 |  | 0 | 0 | 0 | 0 |  | 0 | 0 | 0 |  |  | CAISO Planned & RESOLVE-Selected Capacity (GW) |  | 0 | 0 | 0 | 0 | 0 | 0 |  | 0 |  | 0 | 0 |  | 0 | 0 | 0 | 0 |  |  | CAISO Planned & RESOLVE-Selected Capacity (GW) |  |  |  | 0 | 0 | 0 |  |  | PGE_New_Li_Battery_4hr_Generic | 0 | 0 | 0 | 0 | 0 | 0 |  | 0 |  | 0 | 0 |  | 0 | 0 | 0 | 0 |  |  | PGE_New_Li_Battery_4hr_Generic | PGE_New_Li_Battery_8hr_Generic | PGE_New_EGS_Generic | SCE_New_Li_Battery_8hr_Generic | 0 | 0 | 0 |  |  | CAISO Planned & RESOLVE-Selected Capacity (GW) | [27 empty] | CAISO Planned & RESOLVE-Selected Capacity (GW) | [27 empty] | CAISO Planned & RESOLVE-Selected Capacity (GW)
|  | Resource Type | 0 | 0 | 0 | 0 | 0 | 0 |  | 0 |  | 0 | 0 |  | 0 | 0 | 0 | 0 |  | 0 | 0 | 0 | 0 |  | 0 | 0 | 0 |  |  | Resource Type | 2020-01-01 | 0 | 0 | 0 | 0 | 0 | 0 |  | 0 |  | 0 | 0 |  | 0 | 0 | 0 | 0 |  |  | Resource Type | 43831 | 44197 | 44562 | 0 | 0 | 0 |  |  | PGE_New_Li_Battery_4hr_Generic | 0 | 0 | 0 | 0 | 0 | 0 |  | 0 |  | 0 | 0 |  | 0 | 0 | 0 | 0 |  |  | PGE_New_Li_Battery_4hr_Generic | PGE_New_Li_Battery_8hr_Generic | PGE_New_Geothermal_Generic | SCE_New_Li_Battery_8hr_Generic | 0 | 0 | 0 |  |  | Resource Type | [27 empty] | Resource Type | [27 empty] | Resource Type | 2020-01-01 | 2021-01-01 | 2022-01-01 | 2023-01-01 | 2024-01-01 | 2025-01-01 | 2026-01-01 | 2027-01-01 | 2028-01-01 | 2029-01-01 | 2030-01-01 | 2031-01-01 | 2032-01-01 | 2033-01-01 | 2034-01-01 | 2035-01-01 | 2036-01-01 | 2037-01-01 | 2038-01-01 | 2039-01-01 | 2040-01-01 | 2041-01-01 | 2042-01-01 | 2043-01-01 | 2044-01-01 | 2045-01-01
|  | Coal | 0 | 0 | 0 | 0 | 0 | 0 |  | 0 |  | 0 | 0 |  | 0 | 0 | 0 | 0 |  | 0 | 0 | 0 | 0 |  | 0 | 0 | 0 |  |  | Coal | 0 | 0 | 0 | 0 | 0 | 0 | 0 |  | 0 |  | 0 | 0 |  | 0 | 0 | 0 | 0 |  |  | Coal | 0 | 0 | 0 | 0 | 0 | 0 |  |  | PGE_New_Li_Battery_4hr_Generic | 0 | 0 | 0 | 0 | 0 | 0 |  | 0 |  | 0 | 0 |  | 0 | 0 | 0 | 0 |  |  | PGE_New_Li_Battery_4hr_Generic | PGE_New_Li_Battery_8hr_Generic | PGE_New_Geothermal_Generic | SCE_EOP_Solar_Generic | 0 | 0 | 0 |  |  | Coal | [27 empty] | Coal | [27 empty] | Coal | 0 | 0 | 0 | 0 | 0 | 0 | 0 | 0 | 0 | 0 | 0 | 0 | 0 | 0 | 0 | 0 | 0 | 0 | 0 | 0 | 0 | 0 | 0 | 0 | 0 | 0
|  | Natural Gas | 0 | 0 | 0 | 0 | 0 | 0 |  | 0 |  | 0 | 0 |  | 0 | 0 | 0 | 0 |  | 0 | 0 | 0 | 0 |  | 0 | 0 | 0 |  |  | Natural Gas | 0 | 0 | 0 | 0 | 0 | 0 | 0 |  | 0 |  | 0 | 0 |  | 0 | 0 | 0 | 0 |  |  | Natural Gas | 0 | 0 | 0 | 0 | 0 | 0 |  |  | PGE_New_Li_Battery_4hr_Generic | 0 | 0 | 0 | 0 | 0 | 0 |  | 0 |  | 0 | 0 |  | 0 | 0 | 0 | 0 |  |  | PGE_New_Li_Battery_4hr_Generic | PGE_New_Li_Battery_8hr_Generic | PGE_New_Geothermal_Generic | SCE_EOP_Solar_Generic | 0 | 0 | 0 |  |  | Natural Gas | [27 empty] | Natural Gas | [27 empty] | Natural Gas | 0 | 0 | 0 | 0 | 0 | 0 | 0 | 0 | 0 | 0 | 0 | 0 | 0 | 0 | 0 | 0 | 0 | 0 | 0 | 0 | 0 | 0 | 0 | 0 | 0 | 0
|  | Natural Gas + CCS | 0 | 0 | 0 | 0 | 0 | 0 |  | 0 |  | 0 | 0 |  | 0 | 0 | 0 | 0 |  | 0 | 0 | 0 | 0 |  | 0 | 0 | 0 |  |  | Natural Gas + CCS | 0 | 0 | 0 | 0 | 0 | 0 | 0 |  | 0 |  | 0 | 0 |  | 0 | 0 | 0 | 0 |  |  | Natural Gas + CCS | 0 | 0 | 0 | 0 | 0 | 0 |  |  | PGE_New_Li_Battery_4hr_Generic | 0 | 0 | 0 | 0 | 0 | 0 |  | 0 |  | 0 | 0 |  | 0 | 0 | 0 | 0 |  |  | PGE_New_Li_Battery_4hr_Generic | PGE_New_Li_Battery_8hr_Generic | PGE_New_Geothermal_Generic | SCE_EOP_Solar_Generic | 0 | 0 | 0 |  |  | Natural Gas + CCS | [27 empty] | Natural Gas + CCS | [27 empty] | Natural Gas + CCS | 0 | 0 | 0 | 0 | 0 | 0 | 0 | 0 | 0 | 0 | 0 | 0 | 0 | 0 | 0 | 0 | 0 | 0 | 0 | 0 | 0 | 0 | 0 | 0 | 0 | 0
|  | CHP | 0 | 0 | 0 | 0 | 0 | 0 |  | 0 |  | 0 | 0 |  | 0 | 0 | 0 | 0 |  | 0 | 0 | 0 | 0 |  | 0 | 0 | 0 |  |  | CHP | 0 | 0 | 0 | 0 | 0 | 0 | 0 |  | 0 |  | 0 | 0 |  | 0 | 0 | 0 | 0 |  |  | CHP | 0 | 0 | 0 | 0 | 0 | 0 |  |  | PGE_New_Li_Battery_8hr_Generic | 0 | 0 | 0 | 0 | 0 | 0 |  | 0 |  | 0 | 0 |  | 0 | 0 | 0 | 0 |  |  | PGE_New_Li_Battery_8hr_Generic | PGE_New_Li_Battery_8hr_Generic | PGE_New_Geothermal_Generic | SCE_EOP_Wind_Generic | 0 | 0 | 0 |  |  | CHP | [27 empty] | CHP | [27 empty] | CHP | 0 | 0 | 0 | 0 | 0 | 0 | 0 | 0 | 0 | 0 | 0 | 0 | 0 | 0 | 0 | 0 | 0 | 0 | 0 | 0 | 0 | 0 | 0 | 0 | 0 | 0
|  | Hydrogen | 0 | 0 | 0 | 0 | 0 | 0 |  | 0 |  | 0 | 0 |  | 0 | 0 | 0 | 0 |  | 0 | 0 | 0 | 0 |  | 0 | 0 | 0 |  |  | Hydrogen | 0 | 0 | 0 | 0 | 0 | 0 | 0 |  | 0 |  | 0 | 0 |  | 0 | 0 | 0 | 0 |  |  | Hydrogen | 0 | 0 | 0 | 0 | 0 | 0 |  |  | PGE_New_Li_Battery_8hr_Generic | 0 | 0 | 0 | 0 | 0 | 0 |  | 0 |  | 0 | 0 |  | 0 | 0 | 0 | 0 |  |  | PGE_New_Li_Battery_8hr_Generic | PGE_New_Li_Battery_8hr_Generic | PGE_New_Geothermal_Generic | SCE_EOP_Wind_Generic | 0 | 0 | 0 |  |  | Hydrogen | [27 empty] | Hydrogen | [27 empty] | Hydrogen | 0 | 0 | 0 | 0 | 0 | 0 | 0 | 0 | 0 | 0 | 0 | 0 | 0 | 0 | 0 | 0 | 0 | 0 | 0 | 0 | 0 | 0 | 0 | 0 | 0 | 0
|  | Nuclear | 0 | 0 | 0 | 0 | 0 | 0 |  | 0 |  | 0 | 0 |  | 0 | 0 | 0 | 0 |  | 0 | 0 | 0 | 0 |  | 0 | 0 | 0 |  |  | Nuclear | 0 | 0 | 0 | 0 | 0 | 0 | 0 |  | 0 |  | 0 | 0 |  | 0 | 0 | 0 | 0 |  |  | Nuclear | 0 | 0 | 0 | 0 | 0 | 0 |  |  | PGE_New_Li_Battery_8hr_Generic | 0 | 0 | 0 | 0 | 0 | 0 |  | 0 |  | 0 | 0 |  | 0 | 0 | 0 | 0 |  |  | PGE_New_Li_Battery_8hr_Generic | PGE_New_Li_Battery_8hr_Generic | PGE_New_Geothermal_Generic | SCE_EOP_Wind_Generic | 0 | 0 | 0 |  |  | Nuclear | [27 empty] | Nuclear | [27 empty] | Nuclear | 0 | 0 | 0 | 0 | 0 | 0 | 0 | 0 | 0 | 0 | 0 | 0 | 0 | 0 | 0 | 0 | 0 | 0 | 0 | 0 | 0 | 0 | 0 | 0 | 0 | 0
|  | Nuclear (SMR) | 0 | 0 | 0 | 0 | 0 | 0 |  | 0 |  | 0 | 0 |  | 0 | 0 | 0 | 0 |  | 0 | 0 | 0 | 0 |  | 0 | 0 | 0 |  |  | Nuclear (SMR) | 0 | 0 | 0 | 0 | 0 | 0 | 0 |  | 0 |  | 0 | 0 |  | 0 | 0 | 0 | 0 |  |  | Nuclear (SMR) | 0 | 0 | 0 | 0 | 0 | 0 |  |  | PGE_New_Li_Battery_8hr_Generic | 0 | 0 | 0 | 0 | 0 | 0 |  | 0 |  | 0 | 0 |  | 0 | 0 | 0 | 0 |  |  | PGE_New_Li_Battery_8hr_Generic | PGE_New_Li_Battery_8hr_Generic | PGE_New_Geothermal_Generic | SCE_Idaho_New_EGS_Generic | 0 | 0 | 0 |  |  | Nuclear (SMR) | [27 empty] | Nuclear (SMR) | [27 empty] | Nuclear (SMR) | 0 | 0 | 0 | 0 | 0 | 0 | 0 | 0 | 0 | 0 | 0 | 0 | 0 | 0 | 0 | 0 | 0 | 0 | 0 | 0 | 0 | 0 | 0 | 0 | 0 | 0
|  | Geothermal | 0 | 0 | 0 | 0 | 0 | 0 |  | 0 |  | 0 | 0 |  | 0 | 0 | 0 | 0 |  | 0 | 0 | 0 | 0 |  | 0 | 0 | 0 |  |  | Geothermal | 0 | 0 | 0 | 0 | 0 | 0 | 0 |  | 0 |  | 0 | 0 |  | 0 | 0 | 0 | 0 |  |  | Geothermal | 0 | 0 | 0 | 0 | 0 | 0 |  |  | PGE_New_Li_Battery_8hr_Generic | 0 | 0 | 0 | 0 | 0 | 0 |  | 0 |  | 0 | 0 |  | 0 | 0 | 0 | 0 |  |  | PGE_New_Li_Battery_8hr_Generic | PGE_New_Li_Battery_8hr_Generic | PGE_New_Geothermal_Generic | SCE_Idaho_Wind_Generic | 0 | 0 | 0 |  |  | Geothermal | [27 empty] | Geothermal | [27 empty] | Geothermal | 0 | 0 | 0 | 0 | 0 | 0 | 0.10924 | 0 | 0.54304 | 0 | 0 | 1.2 | 0 | 0 | 0 | 0 | 3.3848 | 0 | 0 | 0 | 0 | 4.7017 | 0 | 0 | 0 | 5.554
|  | Geothermal (Enhanced) | 0 | 0 | 0 | 0 | 0 | 0 |  | 0 |  | 0 | 0 |  | 0 | 0 | 0 | 0 |  | 0 | 0 | 0 | 0 |  | 0 | 0 | 0 |  |  | Geothermal (Enhanced) | 0 | 0 | 0 | 0 | 0 | 0 | 0 |  | 0 |  | 0 | 0 |  | 0 | 0 | 0 | 0 |  |  | Geothermal (Enhanced) | 0 | 0 | 0 | 0 | 0 | 0 |  |  | PGE_New_Li_Battery_8hr_Generic | 0 | 0 | 0 | 0 | 0 | 0 |  | 0 |  | 0 | 0 |  | 0 | 0 | 0 | 0 |  |  | PGE_New_Li_Battery_8hr_Generic | PGE_New_Li_Battery_8hr_Generic | PGE_LDES_12hr_Generic | SCE_New_Li_Battery_4hr_Generic | 0 | 0 | 0 |  |  | Geothermal (Enhanced) | [27 empty] | Geothermal (Enhanced) | [27 empty] | Geothermal (Enhanced) | 0 | 0 | 0 | 0 | 0 | 0 | 0 | 0 | 0 | 0 | 0 | 0 | 0 | 0 | 0 | 0 | 3.6101 | 0 | 0 | 0 | 0 | 3.6101 | 0 | 0 | 0 | 3.6101
|  | Biomass | 0 | 0 | 0 | 0 | 0 | 0 |  | 0 |  | 0 | 0 |  | 0 | 0 | 0 | 0 |  | 0 | 0 | 0 | 0 |  | 0 | 0 | 0 |  |  | Biomass | 0 | 0 | 0 | 0 | 0 | 0 | 0 |  | 0 |  | 0 | 0 |  | 0 | 0 | 0 | 0 |  |  | Biomass | 0 | 0 | 0 | 0 | 0 | 0 |  |  | PGE_New_Li_Battery_8hr_Generic | 0 | 0 | 0 | 0 | 0 | 0 |  | 0 |  | 0 | 0 |  | 0 | 0 | 0 | 0 |  |  | PGE_New_Li_Battery_8hr_Generic | PGE_New_Li_Battery_8hr_Generic | PGE_LDES_12hr_Generic | SCE_New_Li_Battery_4hr_Generic | 0 | 0 | 0 |  |  | Biomass | [27 empty] | Biomass | [27 empty] | Biomass | 0 | 0 | 0 | 0 | 0 | 0 | 0 | 0 | 0 | 0 | 0 | 0 | 0 | 0 | 0 | 0 | 0 | 0 | 0 | 0 | 0 | 0 | 0 | 0 | 0 | 0
|  | Biogas | 0 | 0 | 0 | 0 | 0 | 0 |  | 0 |  | 0 | 0 |  | 0 | 0 | 0 | 0 |  | 0 | 0 | 0 | 0 |  | 0 | 0 | 0 |  |  | Biogas | 0 | 0 | 0 | 0 | 0 | 0 | 0 |  | 0 |  | 0 | 0 |  | 0 | 0 | 0 | 0 |  |  | Biogas | 0 | 0 | 0 | 0 | 0 | 0 |  |  | PGE_New_Li_Battery_8hr_Generic | 0 | 0 | 0 | 0 | 0 | 0 |  | 0 |  | 0 | 0 |  | 0 | 0 | 0 | 0 |  |  | PGE_New_Li_Battery_8hr_Generic | PGE_New_Li_Battery_8hr_Generic | PGE_New_Li_Battery_4hr_Generic | SCE_New_Li_Battery_8hr_Generic | 0 | 0 | 0 |  |  | Biogas | [27 empty] | Biogas | [27 empty] | Biogas | 0 | 0 | 0 | 0 | 0 | 0 | 0 | 0 | 0 | 0 | 0 | 0 | 0 | 0 | 0 | 0 | 0 | 0 | 0 | 0 | 0 | 0 | 0 | 0 | 0 | 0
|  | Hydro | 0 | 0 | 0 | 0 | 0 | 0 |  | 0 |  | 0 | 0 |  | 0 | 0 | 0 | 0 |  | 0 | 0 | 0 | 0 |  | 0 | 0 | 0 |  |  | Hydro | 0 | 0 | 0 | 0 | 0 | 0 | 0 |  | 0 |  | 0 | 0 |  | 0 | 0 | 0 | 0 |  |  | Hydro | 0 | 0 | 0 | 0 | 0 | 0 |  |  | PGE_New_Li_Battery_8hr_Generic | 0 | 0 | 0 | 0 | 0 | 0 |  | 0 |  | 0 | 0 |  | 0 | 0 | 0 | 0 |  |  | PGE_New_Li_Battery_8hr_Generic | PGE_New_Li_Battery_8hr_Generic | PGE_New_Li_Battery_4hr_Generic | SCE_New_Li_Battery_8hr_Generic | 0 | 0 | 0 |  |  | Hydro | [27 empty] | Hydro | [27 empty] | Hydro | 0 | 0 | 0 | 0 | 0 | 0 | 0 | 0 | 0 | 0 | 0 | 0 | 0 | 0 | 0 | 0 | 0 | 0 | 0 | 0 | 0 | 0 | 0 | 0 | 0 | 0
|  | In-State Wind | 0 | 0 | 0 | 0 | 0 | 0 |  | 0 |  | 0 | 0 |  | 0 | 0 | 0 | 0 |  | 0 | 0 | 0 | 0 |  | 0 | 0 | 0 |  |  | In-State Wind | 0 | 0 | 0 | 0 | 0 | 0 | 0 |  | 0 |  | 0 | 0 |  | 0 | 0 | 0 | 0 |  |  | In-State Wind | 0 | 0 | 0 | 0 | 0 | 0 |  |  | PGE_New_Li_Battery_8hr_Generic | 0 | 0 | 0 | 0 | 0 | 0 |  | 0 |  | 0 | 0 |  | 0 | 0 | 0 | 0 |  |  | PGE_New_Li_Battery_8hr_Generic | PGE_New_Li_Battery_8hr_Generic | PGE_New_Li_Battery_4hr_Generic | SCE_Metro_Solar_Generic | 0 | 0 | 0 |  |  | In-State Wind | [27 empty] | In-State Wind | [27 empty] | In-State Wind | 0 | 0 | 0 | 0 | 0 | 0 | 0.25 | 0 | 0.75 | 0 | 0 | 0.90135 | 0 | 0 | 0 | 0 | 0.90135 | 0 | 0 | 0 | 0 | 2.5 | 0 | 0 | 0 | 2.5
|  | Out-of-State Wind | 0 | 0 | 0 | 0 | 0 | 0 |  | 0 |  | 0 | 0 |  | 0 | 0 | 0 | 0 |  | 0 | 0 | 0 | 0 |  | 0 | 0 | 0 |  |  | Out-of-State Wind | 0 | 0 | 0 | 0 | 0 | 0 | 0 |  | 0 |  | 0 | 0 |  | 0 | 0 | 0 | 0 |  |  | Out-of-State Wind | 0 | 0 | 0 | 0 | 0 | 0 |  |  | PGE_New_Li_Battery_8hr_Generic | 0 | 0 | 0 | 0 | 0 | 0 |  | 0 |  | 0 | 0 |  | 0 | 0 | 0 | 0 |  |  | PGE_New_Li_Battery_8hr_Generic | PGE_GBA_Solar_Generic | PGE_New_Li_Battery_4hr_Generic | SCE_Metro_Solar_Generic | 0 | 0 | 0 |  |  | Out-of-State Wind | [27 empty] | Out-of-State Wind | [27 empty] | Out-of-State Wind | 0 | 0 | 0 | 0 | 0 | 0 | 1.436 | 0 | 2.546 | 0 | 0 | 4.046 | 0 | 0 | 0 | 0 | 4.046 | 0 | 0 | 0 | 0 | 5.146 | 0 | 0 | 0 | 5.146
|  | Offshore Wind | 0 | 0 | 0 | 0 | 0 | 0 |  | 0 |  | 0 | 0 |  | 0 | 0 | 0 | 0 |  | 0 | 0 | 0 | 0 |  | 0 | 0 | 0 |  |  | Offshore Wind | 0 | 0 | 0 | 0 | 0 | 0 | 0 |  | 0 |  | 0 | 0 |  | 0 | 0 | 0 | 0 |  |  | Offshore Wind | 0 | 0 | 0 | 0 | 0 | 0 |  |  | PGE_New_Li_Battery_8hr_Generic | 0 | 0 | 0 | 0 | 0 | 0 |  | 0 |  | 0 | 0 |  | 0 | 0 | 0 | 0 |  |  | PGE_New_Li_Battery_8hr_Generic | PGE_GBA_Solar_Generic | PGE_New_Li_Battery_4hr_Generic | SCE_Nevada_New_EGS_Generic | 0 | 0 | 0 |  |  | Offshore Wind | [27 empty] | Offshore Wind | [27 empty] | Offshore Wind | 0 | 0 | 0 | 0 | 0 | 0 | 0 | 0 | 0 | 0 | 0 | 0 | 0 | 0 | 0 | 0 | 0 | 0 | 0 | 0 | 0 | 0 | 0 | 0 | 0 | 0
|  | Solar | 0 | 0 | 0 | 0 | 0 | 0 |  | 0 |  | 0 | 0 |  | 0 | 0 | 0 | 0 |  | 0 | 0 | 0 | 0 |  | 0 | 0 | 0 |  |  | Solar | 0 | 0 | 0 | 0 | 0 | 0 | 0 |  | 0 |  | 0 | 0 |  | 0 | 0 | 0 | 0 |  |  | Solar | 0 | 0 | 0 | 0 | 0 | 0 |  |  | PGE_New_Li_Battery_8hr_Generic | 0 | 0 | 0 | 0 | 0 | 0 |  | 0 |  | 0 | 0 |  | 0 | 0 | 0 | 0 |  |  | PGE_New_Li_Battery_8hr_Generic | PGE_GBA_Solar_Generic | PGE_New_Li_Battery_4hr_Generic | SCE_Nevada_New_EGS_Generic | 0 | 0 | 0 |  |  | Solar | [27 empty] | Solar | [27 empty] | Solar | 0 | 0 | 0 | 0 | 0 | 0 | 4 | 0 | 15 | 0 | 0 | 37.4411 | 0 | 0 | 0 | 0 | 48.5827 | 0 | 0 | 0 | 0 | 67.6263 | 0 | 0 | 0 | 83.2026
|  | Customer Solar | 0 | 0 | 0 | 0 | 0 | 0 |  | 0 |  | 0 | 0 |  | 0 | 0 | 0 | 0 |  | 0 | 0 | 0 | 0 |  | 0 | 0 | 0 |  |  | Customer Solar | 0 | 0 | 0 | 0 | 0 | 0 | 0 |  | 0 |  | 0 | 0 |  | 0 | 0 | 0 | 0 |  |  | Customer Solar | 0 | 0 | 0 | 0 | 0 | 0 |  |  | PGE_New_Li_Battery_8hr_Generic | 0 | 0 | 0 | 0 | 0 | 0 |  | 0 |  | 0 | 0 |  | 0 | 0 | 0 | 0 |  |  | PGE_New_Li_Battery_8hr_Generic | PGE_GBA_Solar_Generic | PGE_New_Li_Battery_4hr_Generic | SCE_Nevada_New_EGS_Generic | 0 | 0 | 0 |  |  | Customer Solar | [27 empty] | Customer Solar | [27 empty] | Customer Solar | 0 | 0 | 0 | 0 | 0 | 0 | 0 | 0 | 0 | 0 | 0 | 0 | 0 | 0 | 0 | 0 | 0 | 0 | 0 | 0 | 0 | 0 | 0 | 0 | 0 | 0
|  | Li-ion Battery (4-hr) | 0 | 0 | 0 | 0 | 0 | 0 |  | 0 |  | 0 | 0 |  | 0 | 0 | 0 | 0 |  | 0 | 0 | 0 | 0 |  | 0 | 0 | 0 |  |  | Li-ion Battery (4-hr) | 0 | 0 | 0 | 0 | 0 | 0 | 0 |  | 0 |  | 0 | 0 |  | 0 | 0 | 0 | 0 |  |  | Li-ion Battery (4-hr) | 0 | 0 | 0 | 0 | 0 | 0 |  |  | PGE_New_Li_Battery_8hr_Generic | 0 | 0 | 0 | 0 | 0 | 0 |  | 0 |  | 0 | 0 |  | 0 | 0 | 0 | 0 |  |  | PGE_New_Li_Battery_8hr_Generic | PGE_GBA_Solar_Generic | PGE_New_Li_Battery_4hr_Generic | SCE_New_Geothermal_Generic | 0 | 0 | 0 |  |  | Li-ion Battery (4-hr) | [27 empty] | Li-ion Battery (4-hr) | [27 empty] | Li-ion Battery (4-hr) | 0 | 0 | 0 | 0 | 0 | 0 | 3.9081 | 0 | 6.7116 | 0 | 0 | 6.8216 | 0 | 0 | 0 | 0 | 6.8216 | 0 | 0 | 0 | 0 | 6.8216 | 0 | 0 | 0 | 6.8216
|  | Li-ion Battery (8-hr) | 0 | 0 | 0 | 0 | 0 | 0 |  | 0 |  | 0 | 0 |  | 0 | 0 | 0 | 0 |  | 0 | 0 | 0 | 0 |  | 0 | 0 | 0 |  |  | Li-ion Battery (8-hr) | 0 | 0 | 0 | 0 | 0 | 0 | 0 |  | 0 |  | 0 | 0 |  | 0 | 0 | 0 | 0 |  |  | Li-ion Battery (8-hr) | 0 | 0 | 0 | 0 | 0 | 0 |  |  | PGE_New_Li_Battery_8hr_Generic | 0 | 0 | 0 | 0 | 0 | 0 |  | 0 |  | 0 | 0 |  | 0 | 0 | 0 | 0 |  |  | PGE_New_Li_Battery_8hr_Generic | PGE_GBA_Solar_Generic | PGE_New_Li_Battery_4hr_Generic | SCE_New_Geothermal_Generic | 0 | 0 | 0 |  |  | Li-ion Battery (8-hr) | [27 empty] | Li-ion Battery (8-hr) | [27 empty] | Li-ion Battery (8-hr) | 0 | 0 | 0 | 0 | 0 | 0 | 0.17805 | 0 | 1.048 | 0 | 0 | 12.0876 | 0 | 0 | 0 | 0 | 17.6716 | 0 | 0 | 0 | 0 | 17.6772 | 0 | 0 | 0 | 26.8981
|  | Location Constrained Storage (12-hr) | 0 | 0 | 0 | 0 | 0 | 0 |  | 0 |  | 0 | 0 |  | 0 | 0 | 0 | 0 |  | 0 | 0 | 0 | 0 |  | 0 | 0 | 0 |  |  | Location Constrained Storage (12-hr) | 0 | 0 | 0 | 0 | 0 | 0 | 0 |  | 0 |  | 0 | 0 |  | 0 | 0 | 0 | 0 |  |  | Location Constrained Storage (12-hr) | 0 | 0 | 0 | 0 | 0 | 0 |  |  | PGE_New_Li_Battery_8hr_Generic | 0 | 0 | 0 | 0 | 0 | 0 |  | 0 |  | 0 | 0 |  | 0 | 0 | 0 | 0 |  |  | PGE_New_Li_Battery_8hr_Generic | PGE_GBA_Solar_Generic | PGE_New_Li_Battery_4hr_Generic | SCE_New_Geothermal_Generic | 0 | 0 | 0 |  |  | Location Constrained Storage (12-hr) | [27 empty] | Location Constrained Storage (12-hr) | [27 empty] | Location Constrained Storage (12-hr) | 0 | 0 | 0 | 0 | 0 | 0 | 0 | 0 | 0 | 0 | 0 | 1.6 | 0 | 0 | 0 | 0 | 5.7423 | 0 | 0 | 0 | 0 | 7.5478 | 0 | 0 | 0 | 7.5478
|  | Generic Storage (12-hr) | 0 | 0 | 0 | 0 | 0 | 0 |  | 0 |  | 0 | 0 |  | 0 | 0 | 0 | 0 |  | 0 | 0 | 0 | 0 |  | 0 | 0 | 0 |  |  | Generic Storage (12-hr) | 0 | 0 | 0 | 0 | 0 | 0 | 0 |  | 0 |  | 0 | 0 |  | 0 | 0 | 0 | 0 |  |  | Generic Storage (12-hr) | 0 | 0 | 0 | 0 | 0 | 0 |  |  | PGE_New_Li_Battery_8hr_Generic | 0 | 0 | 0 | 0 | 0 | 0 |  | 0 |  | 0 | 0 |  | 0 | 0 | 0 | 0 |  |  | PGE_New_Li_Battery_8hr_Generic | PGE_GBA_Solar_Generic | PGE_New_Li_Battery_4hr_Generic |  | 0 | 0 | 0 |  |  | Generic Storage (12-hr) | [27 empty] | Generic Storage (12-hr) | [27 empty] | Generic Storage (12-hr) | 0 | 0 | 0 | 0 | 0 | 0 | 0 | 0 | 0 | 0 | 0 | 0 | 0 | 0 | 0 | 0 | 0 | 0 | 0 | 0 | 0 | 0 | 0 | 0 | 0 | 0
|  | Generic Storage (24-hr) | 0 | 0 | 0 | 0 | 0 | 0 |  | 0 |  | 0 | 0 |  | 0 | 0 | 0 | 0 |  | 0 | 0 | 0 | 0 |  | 0 | 0 | 0 |  |  | Generic Storage (24-hr) | 0 | 0 | 0 | 0 | 0 | 0 | 0 |  | 0 |  | 0 | 0 |  | 0 | 0 | 0 | 0 |  |  | Generic Storage (24-hr) | 0 | 0 | 0 | 0 | 0 | 0 |  |  | PGE_New_Li_Battery_8hr_Generic | 0 | 0 | 0 | 0 | 0 | 0 |  | 0 |  | 0 | 0 |  | 0 | 0 | 0 | 0 |  |  | PGE_New_Li_Battery_8hr_Generic | PGE_GBA_Solar_Generic | PGE_New_Li_Battery_4hr_Generic |  | 0 | 0 | 0 |  |  | Generic Storage (24-hr) | [27 empty] | Generic Storage (24-hr) | [27 empty] | Generic Storage (24-hr) | 0 | 0 | 0 | 0 | 0 | 0 | 0 | 0 | 0 | 0 | 0 | 0 | 0 | 0 | 0 | 0 | 0 | 0 | 0 | 0 | 0 | 0 | 0 | 0 | 0 | 0
|  | Generic Storage (100-hr) | 0 | 0 | 0 | 0 | 0 | 0 |  | 0 |  | 0 | 0 |  | 0 | 0 | 0 | 0 |  | 0 | 0 | 0 | 0 |  | 0 | 0 | 0 |  |  | Generic Storage (100-hr) | 0 | 0 | 0 | 0 | 0 | 0 | 0 |  | 0 |  | 0 | 0 |  | 0 | 0 | 0 | 0 |  |  | Generic Storage (100-hr) | 0 | 0 | 0 | 0 | 0 | 0 |  |  | PGE_New_Li_Battery_8hr_Generic | 0 | 0 | 0 | 0 | 0 | 0 |  | 0 |  | 0 | 0 |  | 0 | 0 | 0 | 0 |  |  | PGE_New_Li_Battery_8hr_Generic | PGE_GBA_Solar_Generic | PGE_New_Li_Battery_4hr_Generic |  | 0 | 0 | 0 |  |  | Generic Storage (100-hr) | [27 empty] | Generic Storage (100-hr) | [27 empty] | Generic Storage (100-hr) | 0 | 0 | 0 | 0 | 0 | 0 | 0 | 0 | 0 | 0 | 0 | 0 | 0 | 0 | 0 | 0 | 0 | 0 | 0 | 0 | 0 | 0 | 0 | 0 | 0 | 0
|  | Shed DR | 0 | 0 | 0 | 0 | 0 | 0 |  | 0 |  | 0 | 0 |  | 0 | 0 | 0 | 0 |  | 0 | 0 | 0 | 0 |  | 0 | 0 | 0 |  |  | Shed DR | 0 | 0 | 0 | 0 | 0 | 0 | 0 |  | 0 |  | 0 | 0 |  | 0 | 0 | 0 | 0 |  |  | Shed DR | 0 | 0 | 0 | 0 | 0 | 0 |  |  | PGE_New_Li_Battery_8hr_Generic | 0 | 0 | 0 | 0 | 0 | 0 |  | 0 |  | 0 | 0 |  | 0 | 0 | 0 | 0 |  |  | PGE_New_Li_Battery_8hr_Generic | PGE_GBA_Solar_Generic | PGE_New_Li_Battery_4hr_Generic | SCE_New_Mexico_Wind_Generic | 0 | 0 | 0 |  |  | Shed DR | [27 empty] | Shed DR | [27 empty] | Shed DR | 0 | 0 | 0 | 0 | 0 | 0 | 0 | 0 | 0 | 0 | 0 | 0 | 0 | 0 | 0 | 0 | 0 | 0 | 0 | 0 | 0 | 0 | 0 | 0 | 0 | 0
|  | Shift DR & VGI | 0 | 0 | 0 | 0 | 0 | 0 |  | 0 |  | 0 | 0 |  | 0 | 0 | 0 | 0 |  | 0 | 0 | 0 | 0 |  | 0 | 0 | 0 |  |  | Shift DR & VGI | 0 | 0 | 0 | 0 | 0 | 0 | 0 |  | 0 |  | 0 | 0 |  | 0 | 0 | 0 | 0 |  |  | Shift DR & VGI | 0 | 0 | 0 | 0 | 0 | 0 |  |  | PGE_New_Li_Battery_8hr_Generic | 0 | 0 | 0 | 0 | 0 | 0 |  | 0 |  | 0 | 0 |  | 0 | 0 | 0 | 0 |  |  | PGE_New_Li_Battery_8hr_Generic | PGE_GBA_Solar_Generic | PGE_New_Li_Battery_4hr_Generic | SCE_New_Mexico_Wind_Generic | 0 | 0 | 0 |  |  | Shift DR & VGI | [27 empty] | Shift DR & VGI | [27 empty] | Shift DR & VGI | 0 | 0 | 0 | 0 | 0 | 0 | 0 | 0 | 0 | 0 | 0 | 0 | 0 | 0 | 0 | 0 | 0 | 0 | 0 | 0 | 0 | 0 | 0 | 0 | 0 | 0
|  | Gas Capacity Not Retained | 0 | 0 | 0 | 0 | 0 | 0 |  | 0 |  | 0 | 0 |  | 0 | 0 | 0 | 0 |  | 0 | 0 | 0 | 0 |  | 0 | 0 | 0 |  |  | Gas Capacity Not Retained | 0 | 0 | 0 | 0 | 0 | 0 | 0 |  | 0 |  | 0 | 0 |  | 0 | 0 | 0 | 0 |  |  | Gas Capacity Not Retained | 0 | 0 | 0 | 0 | 0 | 0 |  |  | PGE_New_Li_Battery_8hr_Generic | 0 | 0 | 0 | 0 | 0 | 0 |  | 0 |  | 0 | 0 |  | 0 | 0 | 0 | 0 |  |  | PGE_New_Li_Battery_8hr_Generic | PGE_GBA_Solar_Generic | PGE_New_Li_Battery_4hr_Generic | SCE_New_Mexico_Wind_Generic | 0 | 0 | 0 |  |  | Gas Capacity Not Retained | [27 empty] | Gas Capacity Not Retained | [27 empty] | Gas Capacity Not Retained | 0 | 0 | 0 | 0 | 0 | 0 | -1.2135 | -1.2135 | -1.2135 | -1.2135 | -1.2135 | -1.2135 | -1.2135 | -1.2135 | -1.2135 | -1.2135 | -1.2135 | -1.2135 | -1.2135 | -1.2135 | -1.2135 | -1.2135 | -1.2135 | -1.2135 | -1.2135 | -1.2135
|  | Long Duration Storage | 0 | 0 | 0 | 0 | 0 | 0 |  | 0 |  | 0 | 0 |  | 0 | 0 | 0 | 0 |  | 0 | 0 | 0 | 0 |  | 0 | 0 | 0 |  |  | Long Duration Storage | 0 | 0 | 0 | 0 | 0 | 0 | 0 |  | 0 |  | 0 | 0 |  | 0 | 0 | 0 | 0 |  |  | Long Duration Storage | 0 | 0 | 0 | 0 | 0 | 0 |  |  | PGE_New_Li_Battery_8hr_Generic | 0 | 0 | 0 | 0 | 0 | 0 |  | 0 |  | 0 | 0 |  | 0 | 0 | 0 | 0 |  |  | PGE_New_Li_Battery_8hr_Generic | PGE_GBA_Solar_Generic | PGE_New_Li_Battery_4hr_Generic | SCE_New_Mexico_Wind_Generic | 0 | 0 | 0 |  |  | Long Duration Storage | [27 empty] | Long Duration Storage | [27 empty] | Long Duration Storage | 0 | 0 | 0 | 0 | 0 | 0 | 0 | 0 | 0 | 0 | 0 | 0 | 0 | 0 | 0 | 0 | 0 | 0 | 0 | 0 | 0 | 0 | 0 | 0 | 0 | 0
|  | Total New Resources | 0 | 0 | 0 | 0 | 0 | 0 |  | 0 |  | 0 | 0 |  | 0 | 0 | 0 | 0 |  | 0 | 0 | 0 | 0 |  | 0 | 0 | 0 |  |  | Total New Resources | 0 | 0 | 0 | 0 | 0 | 0 | 0 |  | 0 |  | 0 | 0 |  | 0 | 0 | 0 | 0 |  |  | Total New Resources | 0 | 0 | 0 | 0 | 0 | 0 |  |  | PGE_New_Li_Battery_8hr_Generic | 0 | 0 | 0 | 0 | 0 | 0 |  | 0 |  | 0 | 0 |  | 0 | 0 | 0 | 0 |  |  | PGE_New_Li_Battery_8hr_Generic | PGE_GBA_Solar_Generic | PGE_New_Li_Battery_4hr_Generic | SCE_New_Mexico_Wind_Generic | 0 | 0 | 0 |  |  | Total New Resources | [27 empty] | Total New Resources | [27 empty] | Total New Resources | 0 | 0 | 0 | 0 | 0 | 0 | 9.8814 | 0 | 26.5987 | 0 | 0 | 64.0977 | 0 | 0 | 0 | 0 | 90.7604 | 0 | 0 | 0 | 0 | 115.6307 | 0 | 0 | 0 | 141.2802
|  | Total Optimized Capacity (includes non-retained gas) | 0 | 0 | 0 | 0 | 0 | 0 |  | 0 |  | 0 | 0 |  | 0 | 0 | 0 | 0 |  | 0 | 0 | 0 | 0 |  | 0 | 0 | 0 |  |  | Total Optimized Capacity (includes non-retained gas) | 0 | 0 | 0 | 0 | 0 | 0 | 0 |  | 0 |  | 0 | 0 |  | 0 | 0 | 0 | 0 |  |  | Total Optimized Capacity (includes non-retained gas) | 0 | 0 | 0 | 0 | 0 | 0 |  |  | PGE_New_Li_Battery_8hr_Generic | 0 | 0 | 0 | 0 | 0 | 0 |  | 0 |  | 0 | 0 |  | 0 | 0 | 0 | 0 |  |  | PGE_New_Li_Battery_8hr_Generic | PGE_GBA_Solar_Generic | PGE_New_Li_Battery_4hr_Generic | SCE_New_EGS_Generic | 0 | 0 | 0 |  |  | Total Optimized Capacity (includes non-retained gas) | [27 empty] | Total Optimized Capacity (includes non-retained gas) | [27 empty] | Total Optimized Capacity (includes non-retained gas) | 0 | 0 | 0 | 0 | 0 | 0 | 8.6679 | -1.2135 | 25.3852 | -1.2135 | -1.2135 | 62.8842 | -1.2135 | -1.2135 | -1.2135 | -1.2135 | 89.5469 | -1.2135 | -1.2135 | -1.2135 | -1.2135 | 114.4172 | -1.2135 | -1.2135 | -1.2135 | 140.0667
|  |  | 0 | 0 | 0 | 0 | 0 | 0 |  | 0 |  | 0 | 0 |  | 0 | 0 | 0 | 0 |  | 0 | 0 | 0 | 0 |  | 0 | 0 | 0 |  |  |  |  | 0 | 0 | 0 | 0 | 0 | 0 |  | 0 |  | 0 | 0 |  | 0 | 0 | 0 | 0 | [6 empty] | 0 | 0 | 0 |  |  | PGE_New_Li_Battery_8hr_Generic | 0 | 0 | 0 | 0 | 0 | 0 |  | 0 |  | 0 | 0 |  | 0 | 0 | 0 | 0 |  |  | PGE_New_Li_Battery_8hr_Generic | PGE_GBA_Solar_Generic | PGE_New_Li_Battery_4hr_Generic | SCE_New_EGS_Generic | 0 | 0 | 0
|  | CAISO Baseline (Existing & In-Development) Capacity (GW) | 0 | 0 | 0 | 0 | 0 | 0 |  | 0 |  | 0 | 0 |  | 0 | 0 | 0 | 0 |  | 0 | 0 | 0 | 0 |  | 0 | 0 | 0 |  |  | CAISO Baseline (Existing & In-Development) Capacity (GW) |  | 0 | 0 | 0 | 0 | 0 | 0 |  | 0 |  | 0 | 0 |  | 0 | 0 | 0 | 0 |  |  | CAISO Baseline (Existing & In-Development) Capacity (GW) |  |  |  | 0 | 0 | 0 |  |  | PGE_New_Li_Battery_8hr_Generic | 0 | 0 | 0 | 0 | 0 | 0 |  | 0 |  | 0 | 0 |  | 0 | 0 | 0 | 0 |  |  | PGE_New_Li_Battery_8hr_Generic | PGE_GBA_Solar_Generic | PGE_New_Li_Battery_4hr_Generic | SCE_New_EGS_Generic | 0 | 0 | 0 |  |  | CAISO Baseline (Existing & In-Development) Capacity (GW) | [27 empty] | CAISO Baseline (Existing & In-Development) Capacity (GW) | [27 empty] | CAISO Baseline (Existing & In-Development) Capacity (GW)
|  | Resource Type | 0 | 0 | 0 | 0 | 0 | 0 |  | 0 |  | 0 | 0 |  | 0 | 0 | 0 | 0 |  | 0 | 0 | 0 | 0 |  | 0 | 0 | 0 |  |  | Resource Type | 2020-01-01 | 0 | 0 | 0 | 0 | 0 | 0 |  | 0 |  | 0 | 0 |  | 0 | 0 | 0 | 0 |  |  | Resource Type | 43831 | 44197 | 44562 | 0 | 0 | 0 |  |  | PGE_New_Li_Battery_8hr_Generic | 0 | 0 | 0 | 0 | 0 | 0 |  | 0 |  | 0 | 0 |  | 0 | 0 | 0 | 0 |  |  | PGE_New_Li_Battery_8hr_Generic | PGE_GBA_Solar_Generic | PGE_New_Li_Battery_4hr_Generic | SCE_New_EGS_Generic | 0 | 0 | 0 |  |  | Resource Type | [27 empty] | Resource Type | [27 empty] | Resource Type | 2020-01-01 | 2021-01-01 | 2022-01-01 | 2023-01-01 | 2024-01-01 | 2025-01-01 | 2026-01-01 | 2027-01-01 | 2028-01-01 | 2029-01-01 | 2030-01-01 | 2031-01-01 | 2032-01-01 | 2033-01-01 | 2034-01-01 | 2035-01-01 | 2036-01-01 | 2037-01-01 | 2038-01-01 | 2039-01-01 | 2040-01-01 | 2041-01-01 | 2042-01-01 | 2043-01-01 | 2044-01-01 | 2045-01-01
| Thermal | Coal | 0 | 0 | 0 | 0 | 0 | 0 |  | 0 |  | 0 | 0 |  | 0 | 0 | 0 | 0 |  | 0 | 0 | 0 | 0 |  | 0 | 0 | 0 |  | Thermal | Coal | 0 | 0 | 0 | 0 | 0 | 0 | 0 |  | 0 |  | 0 | 0 |  | 0 | 0 | 0 | 0 |  | Thermal | Coal | 0 | 0 | 0 | 0 | 0 | 0 |  |  | PGE_New_Li_Battery_8hr_Generic | 0 | 0 | 0 | 0 | 0 | 0 |  | 0 |  | 0 | 0 |  | 0 | 0 | 0 | 0 |  |  | PGE_New_Li_Battery_8hr_Generic | PGE_GBA_Solar_Generic | PGE_New_Li_Battery_4hr_Generic | SCE_New_EGS_Generic | 0 | 0 | 0 |  | Thermal | Coal | [26 empty] | Thermal | Coal | [26 empty] | Thermal | Coal | 0 | 0 | 0 | 0 | 0 | 0 | 0 | 0 | 0 | 0 | 0 | 0 | 0 | 0 | 0 | 0 | 0 | 0 | 0 | 0 | 0 | 0 | 0 | 0 | 0 | 0
| Thermal | Natural Gas | 0 | 0 | 0 | 0 | 0 | 0 |  | 0 |  | 0 | 0 |  | 0 | 0 | 0 | 0 |  | 0 | 0 | 0 | 0 |  | 0 | 0 | 0 |  | Thermal | Natural Gas | 0 | 0 | 0 | 0 | 0 | 0 | 0 |  | 0 |  | 0 | 0 |  | 0 | 0 | 0 | 0 |  | Thermal | Natural Gas | 0 | 0 | 0 | 0 | 0 | 0 |  |  | PGE_New_Li_Battery_8hr_Generic | 0 | 0 | 0 | 0 | 0 | 0 |  | 0 |  | 0 | 0 |  | 0 | 0 | 0 | 0 |  |  | PGE_New_Li_Battery_8hr_Generic | PGE_GBA_Solar_Generic | PGE_New_Li_Battery_4hr_Generic | SCE_New_Geothermal_Generic | 0 | 0 | 0 |  | Thermal | Natural Gas | [26 empty] | Thermal | Natural Gas | [26 empty] | Thermal | Natural Gas | 0 | 0 | 0 | 0 | 0 | 0 | 26.3975 | 0 | 26.3975 | 0 | 0 | 26.3975 | 0 | 0 | 0 | 0 | 26.3975 | 0 | 0 | 0 | 0 | 26.3975 | 0 | 0 | 0 | 26.3975
| Thermal | Natural Gas + CCS | 0 | 0 | 0 | 0 | 0 | 0 |  | 0 |  | 0 | 0 |  | 0 | 0 | 0 | 0 |  | 0 | 0 | 0 | 0 |  | 0 | 0 | 0 |  | Thermal | Natural Gas + CCS | 0 | 0 | 0 | 0 | 0 | 0 | 0 |  | 0 |  | 0 | 0 |  | 0 | 0 | 0 | 0 |  | Thermal | Natural Gas + CCS | 0 | 0 | 0 | 0 | 0 | 0 |  |  | PGE_New_Li_Battery_8hr_Generic | 0 | 0 | 0 | 0 | 0 | 0 |  | 0 |  | 0 | 0 |  | 0 | 0 | 0 | 0 |  |  | PGE_New_Li_Battery_8hr_Generic | PGE_GBA_Solar_Generic | PGE_New_Li_Battery_4hr_Generic | SCE_New_Geothermal_Generic | 0 | 0 | 0 |  | Thermal | Natural Gas + CCS | [26 empty] | Thermal | Natural Gas + CCS | [26 empty] | Thermal | Natural Gas + CCS | 0 | 0 | 0 | 0 | 0 | 0 | 0 | 0 | 0 | 0 | 0 | 0 | 0 | 0 | 0 | 0 | 0 | 0 | 0 | 0 | 0 | 0 | 0 | 0 | 0 | 0
| Thermal | CHP | 0 | 0 | 0 | 0 | 0 | 0 |  | 0 |  | 0 | 0 |  | 0 | 0 | 0 | 0 |  | 0 | 0 | 0 | 0 |  | 0 | 0 | 0 |  | Thermal | CHP | 0 | 0 | 0 | 0 | 0 | 0 | 0 |  | 0 |  | 0 | 0 |  | 0 | 0 | 0 | 0 |  | Thermal | CHP | 0 | 0 | 0 | 0 | 0 | 0 |  |  | PGE_New_Li_Battery_8hr_Generic | 0 | 0 | 0 | 0 | 0 | 0 |  | 0 |  | 0 | 0 |  | 0 | 0 | 0 | 0 |  |  | PGE_New_Li_Battery_8hr_Generic | PGE_GBA_Solar_Generic | PGE_New_Li_Battery_4hr_Generic | SCE_LDES_12hr_Generic | 0 | 0 | 0 |  | Thermal | CHP | [26 empty] | Thermal | CHP | [26 empty] | Thermal | CHP | 0 | 0 | 0 | 0 | 0 | 0 | 2.365 | 0 | 2.365 | 0 | 0 | 2.365 | 0 | 0 | 0 | 0 | 1.892 | 0 | 0 | 0 | 0 | 0 | 0 | 0 | 0 | 0
| Thermal | Hydrogen | 0 | 0 | 0 | 0 | 0 | 0 |  | 0 |  | 0 | 0 |  | 0 | 0 | 0 | 0 |  | 0 | 0 | 0 | 0 |  | 0 | 0 | 0 |  | Thermal | Hydrogen | 0 | 0 | 0 | 0 | 0 | 0 | 0 |  | 0 |  | 0 | 0 |  | 0 | 0 | 0 | 0 |  | Thermal | Hydrogen | 0 | 0 | 0 | 0 | 0 | 0 |  |  | PGE_New_Li_Battery_8hr_Generic | 0 | 0 | 0 | 0 | 0 | 0 |  | 0 |  | 0 | 0 |  | 0 | 0 | 0 | 0 |  |  | PGE_New_Li_Battery_8hr_Generic | PGE_GBA_Solar_Generic | PGE_New_Li_Battery_4hr_Generic | SCE_New_Li_Battery_4hr_Generic | 0 | 0 | 0 |  | Thermal | Hydrogen | [26 empty] | Thermal | Hydrogen | [26 empty] | Thermal | Hydrogen | 0 | 0 | 0 | 0 | 0 | 0 | 0 | 0 | 0 | 0 | 0 | 0 | 0 | 0 | 0 | 0 | 0 | 0 | 0 | 0 | 0 | 0 | 0 | 0 | 0 | 0
| Thermal | Nuclear | 0 | 0 | 0 | 0 | 0 | 0 |  | 0 |  | 0 | 0 |  | 0 | 0 | 0 | 0 |  | 0 | 0 | 0 | 0 |  | 0 | 0 | 0 |  | Thermal | Nuclear | 0 | 0 | 0 | 0 | 0 | 0 | 0 |  | 0 |  | 0 | 0 |  | 0 | 0 | 0 | 0 |  | Thermal | Nuclear | 0 | 0 | 0 | 0 | 0 | 0 |  |  | PGE_New_Li_Battery_8hr_Generic | 0 | 0 | 0 | 0 | 0 | 0 |  | 0 |  | 0 | 0 |  | 0 | 0 | 0 | 0 |  |  | PGE_New_Li_Battery_8hr_Generic | PGE_GBA_Solar_Generic | PGE_New_Li_Battery_4hr_Generic | SCE_New_Li_Battery_4hr_Generic | 0 | 0 | 0 |  | Thermal | Nuclear | [26 empty] | Thermal | Nuclear | [26 empty] | Thermal | Nuclear | 0 | 0 | 0 | 0 | 0 | 0 | 0.635 | 0 | 0.635 | 0 | 0 | 0.635 | 0 | 0 | 0 | 0 | 0.635 | 0 | 0 | 0 | 0 | 0.635 | 0 | 0 | 0 | 0.635
| Thermal | Nuclear (SMR) | 0 | 0 | 0 | 0 | 0 | 0 |  | 0 |  | 0 | 0 |  | 0 | 0 | 0 | 0 |  | 0 | 0 | 0 | 0 |  | 0 | 0 | 0 |  | Thermal | Nuclear (SMR) | 0 | 0 | 0 | 0 | 0 | 0 | 0 |  | 0 |  | 0 | 0 |  | 0 | 0 | 0 | 0 |  | Thermal | Nuclear (SMR) | 0 | 0 | 0 | 0 | 0 | 0 |  |  | PGE_New_Li_Battery_8hr_Generic | 0 | 0 | 0 | 0 | 0 | 0 |  | 0 |  | 0 | 0 |  | 0 | 0 | 0 | 0 |  |  | PGE_New_Li_Battery_8hr_Generic | PGE_GBA_Solar_Generic | PGE_New_Li_Battery_4hr_Generic | SCE_New_Li_Battery_4hr_Generic | 0 | 0 | 0 |  | Thermal | Nuclear (SMR) | [26 empty] | Thermal | Nuclear (SMR) | [26 empty] | Thermal | Nuclear (SMR) | 0 | 0 | 0 | 0 | 0 | 0 | 0 | 0 | 0 | 0 | 0 | 0 | 0 | 0 | 0 | 0 | 0 | 0 | 0 | 0 | 0 | 0 | 0 | 0 | 0 | 0
|  | Geothermal | 0 | 0 | 0 | 0 | 0 | 0 |  | 0 |  | 0 | 0 |  | 0 | 0 | 0 | 0 |  | 0 | 0 | 0 | 0 |  | 0 | 0 | 0 |  |  | Geothermal | 0 | 0 | 0 | 0 | 0 | 0 | 0 |  | 0 |  | 0 | 0 |  | 0 | 0 | 0 | 0 |  |  | Geothermal | 0 | 0 | 0 | 0 | 0 | 0 |  |  | PGE_New_Li_Battery_8hr_Generic | 0 | 0 | 0 | 0 | 0 | 0 |  | 0 |  | 0 | 0 |  | 0 | 0 | 0 | 0 |  |  | PGE_New_Li_Battery_8hr_Generic | PGE_GBA_Solar_Generic | PGE_New_Li_Battery_4hr_Generic | SCE_New_Li_Battery_4hr_Generic | 0 | 0 | 0 |  |  | Geothermal | [27 empty] | Geothermal | [27 empty] | Geothermal | 0 | 0 | 0 | 0 | 0 | 0 | 1.7919 | 0 | 2.1119 | 0 | 0 | 2.1119 | 0 | 0 | 0 | 0 | 2.1119 | 0 | 0 | 0 | 0 | 2.1119 | 0 | 0 | 0 | 2.1119
|  | Geothermal (Enhanced) | 0 | 0 | 0 | 0 | 0 | 0 |  | 0 |  | 0 | 0 |  | 0 | 0 | 0 | 0 |  | 0 | 0 | 0 | 0 |  | 0 | 0 | 0 |  |  | Geothermal (Enhanced) | 0 | 0 | 0 | 0 | 0 | 0 | 0 |  | 0 |  | 0 | 0 |  | 0 | 0 | 0 | 0 |  |  | Geothermal (Enhanced) | 0 | 0 | 0 | 0 | 0 | 0 |  |  | PGE_New_Li_Battery_8hr_Generic | 0 | 0 | 0 | 0 | 0 | 0 |  | 0 |  | 0 | 0 |  | 0 | 0 | 0 | 0 |  |  | PGE_New_Li_Battery_8hr_Generic | PGE_GBA_Solar_Generic | PGE_New_Li_Battery_8hr_Generic | SCE_New_Li_Battery_4hr_Generic | 0 | 0 | 0 |  |  | Geothermal (Enhanced) | [27 empty] | Geothermal (Enhanced) | [27 empty] | Geothermal (Enhanced) | 0 | 0 | 0 | 0 | 0 | 0 | 0 | 0 | 0 | 0 | 0 | 0 | 0 | 0 | 0 | 0 | 0 | 0 | 0 | 0 | 0 | 0 | 0 | 0 | 0 | 0
|  | Biomass | 0 | 0 | 0 | 0 | 0 | 0 |  | 0 |  | 0 | 0 |  | 0 | 0 | 0 | 0 |  | 0 | 0 | 0 | 0 |  | 0 | 0 | 0 |  |  | Biomass | 0 | 0 | 0 | 0 | 0 | 0 | 0 |  | 0 |  | 0 | 0 |  | 0 | 0 | 0 | 0 |  |  | Biomass | 0 | 0 | 0 | 0 | 0 | 0 |  |  | PGE_New_Li_Battery_8hr_Generic | 0 | 0 | 0 | 0 | 0 | 0 |  | 0 |  | 0 | 0 |  | 0 | 0 | 0 | 0 |  |  | PGE_New_Li_Battery_8hr_Generic | PGE_GBA_Solar_Generic | PGE_New_Li_Battery_8hr_Generic | SCE_New_Li_Battery_8hr_Generic | 0 | 0 | 0 |  |  | Biomass | [27 empty] | Biomass | [27 empty] | Biomass | 0 | 0 | 0 | 0 | 0 | 0 | 0.54189 | 0 | 0.54189 | 0 | 0 | 0.54189 | 0 | 0 | 0 | 0 | 0.54189 | 0 | 0 | 0 | 0 | 0.54189 | 0 | 0 | 0 | 0.54189
|  | Biogas | 0 | 0 | 0 | 0 | 0 | 0 |  | 0 |  | 0 | 0 |  | 0 | 0 | 0 | 0 |  | 0 | 0 | 0 | 0 |  | 0 | 0 | 0 |  |  | Biogas | 0 | 0 | 0 | 0 | 0 | 0 | 0 |  | 0 |  | 0 | 0 |  | 0 | 0 | 0 | 0 |  |  | Biogas | 0 | 0 | 0 | 0 | 0 | 0 |  |  | PGE_New_Li_Battery_8hr_Generic | 0 | 0 | 0 | 0 | 0 | 0 |  | 0 |  | 0 | 0 |  | 0 | 0 | 0 | 0 |  |  | PGE_New_Li_Battery_8hr_Generic | PGE_GBA_Solar_Generic | PGE_New_Li_Battery_8hr_Generic | SCE_New_Li_Battery_8hr_Generic | 0 | 0 | 0 |  |  | Biogas | [27 empty] | Biogas | [27 empty] | Biogas | 0 | 0 | 0 | 0 | 0 | 0 | 0.28352 | 0 | 0.28352 | 0 | 0 | 0.28352 | 0 | 0 | 0 | 0 | 0.28352 | 0 | 0 | 0 | 0 | 0.28352 | 0 | 0 | 0 | 0.28352
|  | Hydro | 0 | 0 | 0 | 0 | 0 | 0 |  | 0 |  | 0 | 0 |  | 0 | 0 | 0 | 0 |  | 0 | 0 | 0 | 0 |  | 0 | 0 | 0 |  |  | Hydro | 0 | 0 | 0 | 0 | 0 | 0 | 0 |  | 0 |  | 0 | 0 |  | 0 | 0 | 0 | 0 |  |  | Hydro | 0 | 0 | 0 | 0 | 0 | 0 |  |  | PGE_New_Li_Battery_8hr_Generic | 0 | 0 | 0 | 0 | 0 | 0 |  | 0 |  | 0 | 0 |  | 0 | 0 | 0 | 0 |  |  | PGE_New_Li_Battery_8hr_Generic | PGE_GBA_Solar_Generic | PGE_New_Li_Battery_8hr_Generic | SCE_New_Li_Battery_8hr_Generic | 0 | 0 | 0 |  |  | Hydro | [27 empty] | Hydro | [27 empty] | Hydro | 0 | 0 | 0 | 0 | 0 | 0 | 9.1442 | 0 | 9.1442 | 0 | 0 | 9.1442 | 0 | 0 | 0 | 0 | 9.1442 | 0 | 0 | 0 | 0 | 9.1442 | 0 | 0 | 0 | 9.1442
|  | In-State Wind | 0 | 0 | 0 | 0 | 0 | 0 |  | 0 |  | 0 | 0 |  | 0 | 0 | 0 | 0 |  | 0 | 0 | 0 | 0 |  | 0 | 0 | 0 |  |  | In-State Wind | 0 | 0 | 0 | 0 | 0 | 0 | 0 |  | 0 |  | 0 | 0 |  | 0 | 0 | 0 | 0 |  |  | In-State Wind | 0 | 0 | 0 | 0 | 0 | 0 |  |  | PGE_New_Li_Battery_8hr_Generic | 0 | 0 | 0 | 0 | 0 | 0 |  | 0 |  | 0 | 0 |  | 0 | 0 | 0 | 0 |  |  | PGE_New_Li_Battery_8hr_Generic | PGE_GBA_Solar_Generic | PGE_New_Li_Battery_8hr_Generic | SCE_New_Li_Battery_8hr_Generic | 0 | 0 | 0 |  |  | In-State Wind | [27 empty] | In-State Wind | [27 empty] | In-State Wind | 0 | 0 | 0 | 0 | 0 | 0 | 6.5334 | 0 | 6.5334 | 0 | 0 | 6.5334 | 0 | 0 | 0 | 0 | 6.5334 | 0 | 0 | 0 | 0 | 6.5334 | 0 | 0 | 0 | 6.5334
|  | Out-of-State Wind | 0 | 0 | 0 | 0 | 0 | 0 |  | 0 |  | 0 | 0 |  | 0 | 0 | 0 | 0 |  | 0 | 0 | 0 | 0 |  | 0 | 0 | 0 |  |  | Out-of-State Wind | 0 | 0 | 0 | 0 | 0 | 0 | 0 |  | 0 |  | 0 | 0 |  | 0 | 0 | 0 | 0 |  |  | Out-of-State Wind | 0 | 0 | 0 | 0 | 0 | 0 |  |  | PGE_New_Li_Battery_8hr_Generic | 0 | 0 | 0 | 0 | 0 | 0 |  | 0 |  | 0 | 0 |  | 0 | 0 | 0 | 0 |  |  | PGE_New_Li_Battery_8hr_Generic | PGE_GBA_Wind_Generic | PGE_New_Li_Battery_8hr_Generic | SCE_New_Li_Battery_8hr_Generic | 0 | 0 | 0 |  |  | Out-of-State Wind | [27 empty] | Out-of-State Wind | [27 empty] | Out-of-State Wind | 0 | 0 | 0 | 0 | 0 | 0 | 1.501 | 0 | 3.086 | 0 | 0 | 3.086 | 0 | 0 | 0 | 0 | 3.086 | 0 | 0 | 0 | 0 | 3.086 | 0 | 0 | 0 | 3.086
|  | Offshore Wind | 0 | 0 | 0 | 0 | 0 | 0 |  | 0 |  | 0 | 0 |  | 0 | 0 | 0 | 0 |  | 0 | 0 | 0 | 0 |  | 0 | 0 | 0 |  |  | Offshore Wind | 0 | 0 | 0 | 0 | 0 | 0 | 0 |  | 0 |  | 0 | 0 |  | 0 | 0 | 0 | 0 |  |  | Offshore Wind | 0 | 0 | 0 | 0 | 0 | 0 |  |  | PGE_Fresno_Solar_Generic | 0 | 0 | 0 | 0 | 0 | 0 |  | 0 |  | 0 | 0 |  | 0 | 0 | 0 | 0 |  |  | PGE_Fresno_Solar_Generic | PGE_GBA_Wind_Generic | PGE_New_Li_Battery_8hr_Generic | SCE_NOL_Solar_Generic | 0 | 0 | 0 |  |  | Offshore Wind | [27 empty] | Offshore Wind | [27 empty] | Offshore Wind | 0 | 0 | 0 | 0 | 0 | 0 | 0 | 0 | 0 | 0 | 0 | 0 | 0 | 0 | 0 | 0 | 0 | 0 | 0 | 0 | 0 | 0 | 0 | 0 | 0 | 0
|  | Solar | 0 | 0 | 0 | 0 | 0 | 0 |  | 0 |  | 0 | 0 |  | 0 | 0 | 0 | 0 |  | 0 | 0 | 0 | 0 |  | 0 | 0 | 0 |  |  | Solar | 0 | 0 | 0 | 0 | 0 | 0 | 0 |  | 0 |  | 0 | 0 |  | 0 | 0 | 0 | 0 |  |  | Solar | 0 | 0 | 0 | 0 | 0 | 0 |  |  | PGE_Fresno_Solar_Generic | 0 | 0 | 0 | 0 | 0 | 0 |  | 0 |  | 0 | 0 |  | 0 | 0 | 0 | 0 |  |  | PGE_Fresno_Solar_Generic | PGE_GBA_Wind_Generic | PGE_New_Li_Battery_8hr_Generic | SCE_NOL_Solar_Generic | 0 | 0 | 0 |  |  | Solar | [27 empty] | Solar | [27 empty] | Solar | 0 | 0 | 0 | 0 | 0 | 0 | 23.3495 | 0 | 23.4395 | 0 | 0 | 23.4395 | 0 | 0 | 0 | 0 | 23.4395 | 0 | 0 | 0 | 0 | 23.4395 | 0 | 0 | 0 | 23.4395
|  | Customer Solar | 0 | 0 | 0 | 0 | 0 | 0 |  | 0 |  | 0 | 0 |  | 0 | 0 | 0 | 0 |  | 0 | 0 | 0 | 0 |  | 0 | 0 | 0 |  |  | Customer Solar | 0 | 0 | 0 | 0 | 0 | 0 | 0 |  | 0 |  | 0 | 0 |  | 0 | 0 | 0 | 0 |  |  | Customer Solar | 0 | 0 | 0 | 0 | 0 | 0 |  |  | PGE_Fresno_Solar_Generic | 0 | 0 | 0 | 0 | 0 | 0 |  | 0 |  | 0 | 0 |  | 0 | 0 | 0 | 0 |  |  | PGE_Fresno_Solar_Generic | PGE_GBA_Wind_Generic | PGE_New_Li_Battery_8hr_Generic | SCE_NOL_Solar_Generic | 0 | 0 | 0 |  |  | Customer Solar | [27 empty] | Customer Solar | [27 empty] | Customer Solar | 0 | 0 | 0 | 0 | 0 | 0 | 20.842 | 0 | 22.6183 | 0 | 0 | 25.5618 | 0 | 0 | 0 | 0 | 28.5435 | 0 | 0 | 0 | 0 | 30.0034 | 0 | 0 | 0 | 31.3126
|  | Li-ion Battery (4-hr) | 0 | 0 | 0 | 0 | 0 | 0 |  | 0 |  | 0 | 0 |  | 0 | 0 | 0 | 0 |  | 0 | 0 | 0 | 0 |  | 0 | 0 | 0 |  |  | Li-ion Battery (4-hr) | 0 | 0 | 0 | 0 | 0 | 0 | 0 |  | 0 |  | 0 | 0 |  | 0 | 0 | 0 | 0 |  |  | Li-ion Battery (4-hr) | 0 | 0 | 0 | 0 | 0 | 0 |  |  | PGE_Fresno_Solar_Generic | 0 | 0 | 0 | 0 | 0 | 0 |  | 0 |  | 0 | 0 |  | 0 | 0 | 0 | 0 |  |  | PGE_Fresno_Solar_Generic | PGE_GBA_Wind_Generic | PGE_New_Li_Battery_8hr_Generic | SCE_NOL_Solar_Generic | 0 | 0 | 0 |  |  | Li-ion Battery (4-hr) | [27 empty] | Li-ion Battery (4-hr) | [27 empty] | Li-ion Battery (4-hr) | 0 | 0 | 0 | 0 | 0 | 0 | 14.1568 | 0 | 14.5168 | 0 | 0 | 14.5168 | 0 | 0 | 0 | 0 | 14.5168 | 0 | 0 | 0 | 0 | 14.5168 | 0 | 0 | 0 | 14.5168
|  | Li-ion Battery (8-hr) | 0 | 0 | 0 | 0 | 0 | 0 |  | 0 |  | 0 | 0 |  | 0 | 0 | 0 | 0 |  | 0 | 0 | 0 | 0 |  | 0 | 0 | 0 |  |  | Li-ion Battery (8-hr) | 0 | 0 | 0 | 0 | 0 | 0 | 0 |  | 0 |  | 0 | 0 |  | 0 | 0 | 0 | 0 |  |  | Li-ion Battery (8-hr) | 0 | 0 | 0 | 0 | 0 | 0 |  |  | PGE_Fresno_Solar_Generic | 0 | 0 | 0 | 0 | 0 | 0 |  | 0 |  | 0 | 0 |  | 0 | 0 | 0 | 0 |  |  | PGE_Fresno_Solar_Generic | PGE_New_EGS_Generic | PGE_New_Li_Battery_8hr_Generic | SCE_NOL_Solar_Generic | 0 | 0 | 0 |  |  | Li-ion Battery (8-hr) | [27 empty] | Li-ion Battery (8-hr) | [27 empty] | Li-ion Battery (8-hr) | 0 | 0 | 0 | 0 | 0 | 0 | 0.29267 | 0 | 0.29267 | 0 | 0 | 0.29267 | 0 | 0 | 0 | 0 | 0.29267 | 0 | 0 | 0 | 0 | 0.29267 | 0 | 0 | 0 | 0.29267
|  | Location Constrained Storage (12-hr) | 0 | 0 | 0 | 0 | 0 | 0 |  | 0 |  | 0 | 0 |  | 0 | 0 | 0 | 0 |  | 0 | 0 | 0 | 0 |  | 0 | 0 | 0 |  |  | Location Constrained Storage (12-hr) | 0 | 0 | 0 | 0 | 0 | 0 | 0 |  | 0 |  | 0 | 0 |  | 0 | 0 | 0 | 0 |  |  | Location Constrained Storage (12-hr) | 0 | 0 | 0 | 0 | 0 | 0 |  |  | PGE_Fresno_Solar_Generic | 0 | 0 | 0 | 0 | 0 | 0 |  | 0 |  | 0 | 0 |  | 0 | 0 | 0 | 0 |  |  | PGE_Fresno_Solar_Generic | PGE_New_EGS_Generic | PGE_New_Li_Battery_8hr_Generic | SCE_NOL_Wind_Generic | 0 | 0 | 0 |  |  | Location Constrained Storage (12-hr) | [27 empty] | Location Constrained Storage (12-hr) | [27 empty] | Location Constrained Storage (12-hr) | 0 | 0 | 0 | 0 | 0 | 0 | 1.6432 | 0 | 1.6432 | 0 | 0 | 1.6432 | 0 | 0 | 0 | 0 | 1.6432 | 0 | 0 | 0 | 0 | 1.6432 | 0 | 0 | 0 | 1.6432
|  | Generic Storage (12-hr) | 0 | 0 | 0 | 0 | 0 | 0 |  | 0 |  | 0 | 0 |  | 0 | 0 | 0 | 0 |  | 0 | 0 | 0 | 0 |  | 0 | 0 | 0 |  |  | Generic Storage (12-hr) | 0 | 0 | 0 | 0 | 0 | 0 | 0 |  | 0 |  | 0 | 0 |  | 0 | 0 | 0 | 0 |  |  | Generic Storage (12-hr) | 0 | 0 | 0 | 0 | 0 | 0 |  |  | PGE_Fresno_Solar_Generic | 0 | 0 | 0 | 0 | 0 | 0 |  | 0 |  | 0 | 0 |  | 0 | 0 | 0 | 0 |  |  | PGE_Fresno_Solar_Generic | PGE_New_EGS_Generic | PGE_New_Li_Battery_8hr_Generic | SCE_NOL_Wind_Generic | 0 | 0 | 0 |  |  | Generic Storage (12-hr) | [27 empty] | Generic Storage (12-hr) | [27 empty] | Generic Storage (12-hr) | 0 | 0 | 0 | 0 | 0 | 0 | 0 | 0 | 0 | 0 | 0 | 0 | 0 | 0 | 0 | 0 | 0 | 0 | 0 | 0 | 0 | 0 | 0 | 0 | 0 | 0
|  | Generic Storage (24-hr) | 0 | 0 | 0 | 0 | 0 | 0 |  | 0 |  | 0 | 0 |  | 0 | 0 | 0 | 0 |  | 0 | 0 | 0 | 0 |  | 0 | 0 | 0 |  |  | Generic Storage (24-hr) | 0 | 0 | 0 | 0 | 0 | 0 | 0 |  | 0 |  | 0 | 0 |  | 0 | 0 | 0 | 0 |  |  | Generic Storage (24-hr) | 0 | 0 | 0 | 0 | 0 | 0 |  |  | PGE_Fresno_Solar_Generic | 0 | 0 | 0 | 0 | 0 | 0 |  | 0 |  | 0 | 0 |  | 0 | 0 | 0 | 0 |  |  | PGE_Fresno_Solar_Generic | PGE_LDES_12hr_Generic | PGE_New_Li_Battery_8hr_Generic | SCE_NOL_Wind_Generic | 0 | 0 | 0 |  |  | Generic Storage (24-hr) | [27 empty] | Generic Storage (24-hr) | [27 empty] | Generic Storage (24-hr) | 0 | 0 | 0 | 0 | 0 | 0 | 0 | 0 | 0 | 0 | 0 | 0 | 0 | 0 | 0 | 0 | 0 | 0 | 0 | 0 | 0 | 0 | 0 | 0 | 0 | 0
|  | Generic Storage (100-hr) | 0 | 0 | 0 | 0 | 0 | 0 |  | 0 |  | 0 | 0 |  | 0 | 0 | 0 | 0 |  | 0 | 0 | 0 | 0 |  | 0 | 0 | 0 |  |  | Generic Storage (100-hr) | 0 | 0 | 0 | 0 | 0 | 0 | 0 |  | 0 |  | 0 | 0 |  | 0 | 0 | 0 | 0 |  |  | Generic Storage (100-hr) | 0 | 0 | 0 | 0 | 0 | 0 |  |  | PGE_Fresno_Solar_Generic | 0 | 0 | 0 | 0 | 0 | 0 |  | 0 |  | 0 | 0 |  | 0 | 0 | 0 | 0 |  |  | PGE_Fresno_Solar_Generic | PGE_LDES_12hr_Generic | PGE_New_Li_Battery_8hr_Generic | SCE_NOL_Wind_Generic | 0 | 0 | 0 |  |  | Generic Storage (100-hr) | [27 empty] | Generic Storage (100-hr) | [27 empty] | Generic Storage (100-hr) | 0 | 0 | 0 | 0 | 0 | 0 | 0 | 0 | 0 | 0 | 0 | 0 | 0 | 0 | 0 | 0 | 0 | 0 | 0 | 0 | 0 | 0 | 0 | 0 | 0 | 0
|  | Shed DR | 0 | 0 | 0 | 0 | 0 | 0 |  | 0 |  | 0 | 0 |  | 0 | 0 | 0 | 0 |  | 0 | 0 | 0 | 0 |  | 0 | 0 | 0 |  |  | Shed DR | 0 | 0 | 0 | 0 | 0 | 0 | 0 |  | 0 |  | 0 | 0 |  | 0 | 0 | 0 | 0 |  |  | Shed DR | 0 | 0 | 0 | 0 | 0 | 0 |  |  | PGE_Fresno_Solar_Generic | 0 | 0 | 0 | 0 | 0 | 0 |  | 0 |  | 0 | 0 |  | 0 | 0 | 0 | 0 |  |  | PGE_Fresno_Solar_Generic | PGE_New_Li_Battery_4hr_Generic | PGE_New_Li_Battery_8hr_Generic | SCE_LDES_12hr_Generic | 0 | 0 | 0 |  |  | Shed DR | [27 empty] | Shed DR | [27 empty] | Shed DR | 0 | 0 | 0 | 0 | 0 | 0 | 4.7292 | 0 | 4.7292 | 0 | 0 | 4.7292 | 0 | 0 | 0 | 0 | 4.7292 | 0 | 0 | 0 | 0 | 4.7292 | 0 | 0 | 0 | 4.7292
|  | Shift DR & VGI | 0 | 0 | 0 | 0 | 0 | 0 |  | 0 |  | 0 | 0 |  | 0 | 0 | 0 | 0 |  | 0 | 0 | 0 | 0 |  | 0 | 0 | 0 |  |  | Shift DR & VGI | 0 | 0 | 0 | 0 | 0 | 0 | 0 |  | 0 |  | 0 | 0 |  | 0 | 0 | 0 | 0 |  |  | Shift DR & VGI | 0 | 0 | 0 | 0 | 0 | 0 |  |  | PGE_Fresno_Solar_Generic | 0 | 0 | 0 | 0 | 0 | 0 |  | 0 |  | 0 | 0 |  | 0 | 0 | 0 | 0 |  |  | PGE_Fresno_Solar_Generic | PGE_New_Li_Battery_4hr_Generic | PGE_New_Li_Battery_8hr_Generic | SCE_LDES_12hr_Generic | 0 | 0 | 0 |  |  | Shift DR & VGI | [27 empty] | Shift DR & VGI | [27 empty] | Shift DR & VGI | 0 | 0 | 0 | 0 | 0 | 0 | 0 | 0 | 0 | 0 | 0 | 0 | 0 | 0 | 0 | 0 | 0 | 0 | 0 | 0 | 0 | 0 | 0 | 0 | 0 | 0
|  | Long Duration Storage | 0 | 0 | 0 | 0 | 0 | 0 |  | 0 |  | 0 | 0 |  | 0 | 0 | 0 | 0 |  | 0 | 0 | 0 | 0 |  | 0 | 0 | 0 |  |  | Long Duration Storage | 0 | 0 | 0 | 0 | 0 | 0 | 0 |  | 0 |  | 0 | 0 |  | 0 | 0 | 0 | 0 |  |  | Long Duration Storage | 0 | 0 | 0 | 0 | 0 | 0 |  |  | PGE_Fresno_Solar_Generic | 0 | 0 | 0 | 0 | 0 | 0 |  | 0 |  | 0 | 0 |  | 0 | 0 | 0 | 0 |  |  | PGE_Fresno_Solar_Generic | PGE_New_Li_Battery_4hr_Generic | PGE_New_Li_Battery_8hr_Generic | SCE_LDES_12hr_Generic | 0 | 0 | 0 |  |  | Long Duration Storage | [27 empty] | Long Duration Storage | [27 empty] | Long Duration Storage | 0 | 0 | 0 | 0 | 0 | 0 | 0 | 0 | 0 | 0 | 0 | 0 | 0 | 0 | 0 | 0 | 0 | 0 | 0 | 0 | 0 | 0 | 0 | 0 | 0 | 0
|  | Total Baseline Resources | 0 | 0 | 0 | 0 | 0 | 0 |  | 0 |  | 0 | 0 |  | 0 | 0 | 0 | 0 |  | 0 | 0 | 0 | 0 |  | 0 | 0 | 0 |  |  | Total Baseline Resources | 0 | 0 | 0 | 0 | 0 | 0 | 0 |  | 0 |  | 0 | 0 |  | 0 | 0 | 0 | 0 |  |  | Total Baseline Resources | 0 | 0 | 0 | 0 | 0 | 0 |  |  | PGE_Fresno_Solar_Generic | 0 | 0 | 0 | 0 | 0 | 0 |  | 0 |  | 0 | 0 |  | 0 | 0 | 0 | 0 |  |  | PGE_Fresno_Solar_Generic | PGE_New_Li_Battery_4hr_Generic | PGE_New_Li_Battery_8hr_Generic | SCE_New_Li_Battery_4hr_Generic | 0 | 0 | 0 |  |  | Total Baseline Resources | [27 empty] | Total Baseline Resources | [27 empty] | Total Baseline Resources | 0 | 0 | 0 | 0 | 0 | 0 | 109.4775 | 0 | 113.6088 | 0 | 0 | 116.5523 | 0 | 0 | 0 | 0 | 119.061 | 0 | 0 | 0 | 0 | 118.6289 | 0 | 0 | 0 | 119.9381
|  |  | 0 | 0 | 0 | 0 | 0 | 0 |  | 0 |  | 0 | 0 |  | 0 | 0 | 0 | 0 |  | 0 | 0 | 0 | 0 |  | 0 | 0 | 0 |  |  |  |  | 0 | 0 | 0 | 0 | 0 | 0 |  | 0 |  | 0 | 0 |  | 0 | 0 | 0 | 0 | [6 empty] | 0 | 0 | 0 |  |  | PGE_Fresno_Solar_Generic | 0 | 0 | 0 | 0 | 0 | 0 |  | 0 |  | 0 | 0 |  | 0 | 0 | 0 | 0 |  |  | PGE_Fresno_Solar_Generic | PGE_New_Li_Battery_4hr_Generic | PGE_New_Li_Battery_8hr_Generic | SCE_New_Li_Battery_4hr_Generic | 0 | 0 | 0
|  | CAISO Total Installed Capacity (GW) | 0 | 0 | 0 | 0 | 0 | 0 |  | 0 |  | 0 | 0 |  | 0 | 0 | 0 | 0 |  | 0 | 0 | 0 | 0 |  | 0 | 0 | 0 |  |  | CAISO Total Installed Capacity (GW) |  | 0 | 0 | 0 | 0 | 0 | 0 |  | 0 |  | 0 | 0 |  | 0 | 0 | 0 | 0 |  |  | CAISO Total Installed Capacity (GW) |  |  |  | 0 | 0 | 0 |  |  | PGE_Fresno_Solar_Generic | 0 | 0 | 0 | 0 | 0 | 0 |  | 0 |  | 0 | 0 |  | 0 | 0 | 0 | 0 |  |  | PGE_Fresno_Solar_Generic | PGE_New_Li_Battery_4hr_Generic | PGE_New_Li_Battery_8hr_Generic | SCE_New_Li_Battery_4hr_Generic | 0 | 0 | 0 |  |  | CAISO Total Installed Capacity (GW) | [27 empty] | CAISO Total Installed Capacity (GW) | [27 empty] | CAISO Total Installed Capacity (GW)
|  | Resource Type | 0 | 0 | 0 | 0 | 0 | 0 |  | 0 |  | 0 | 0 |  | 0 | 0 | 0 | 0 |  | 0 | 0 | 0 | 0 |  | 0 | 0 | 0 |  |  | Resource Type | 2020-01-01 | 0 | 0 | 0 | 0 | 0 | 0 |  | 0 |  | 0 | 0 |  | 0 | 0 | 0 | 0 |  |  | Resource Type | 43831 | 44197 | 44562 | 0 | 0 | 0 |  |  | PGE_Fresno_Solar_Generic | 0 | 0 | 0 | 0 | 0 | 0 |  | 0 |  | 0 | 0 |  | 0 | 0 | 0 | 0 |  |  | PGE_Fresno_Solar_Generic | PGE_New_Li_Battery_4hr_Generic | PGE_New_Li_Battery_8hr_Generic | SCE_New_Li_Battery_4hr_Generic | 0 | 0 | 0 |  |  | Resource Type | [27 empty] | Resource Type | [27 empty] | Resource Type | 2020-01-01 | 2021-01-01 | 2022-01-01 | 2023-01-01 | 2024-01-01 | 2025-01-01 | 2026-01-01 | 2027-01-01 | 2028-01-01 | 2029-01-01 | 2030-01-01 | 2031-01-01 | 2032-01-01 | 2033-01-01 | 2034-01-01 | 2035-01-01 | 2036-01-01 | 2037-01-01 | 2038-01-01 | 2039-01-01 | 2040-01-01 | 2041-01-01 | 2042-01-01 | 2043-01-01 | 2044-01-01 | 2045-01-01
|  | Coal | 0 | 0 | 0 | 0 | 0 | 0 |  | 0 |  | 0 | 0 |  | 0 | 0 | 0 | 0 |  | 0 | 0 | 0 | 0 |  | 0 | 0 | 0 |  |  | Coal | 0 | 0 | 0 | 0 | 0 | 0 | 0 |  | 0 |  | 0 | 0 |  | 0 | 0 | 0 | 0 |  |  | Coal | 0 | 0 | 0 | 0 | 0 | 0 |  |  | PGE_Fresno_Solar_Generic | 0 | 0 | 0 | 0 | 0 | 0 |  | 0 |  | 0 | 0 |  | 0 | 0 | 0 | 0 |  |  | PGE_Fresno_Solar_Generic | PGE_New_Li_Battery_4hr_Generic | PGE_New_Li_Battery_8hr_Generic | SCE_New_Li_Battery_4hr_Generic | 0 | 0 | 0 |  |  | Coal | [27 empty] | Coal | [27 empty] | Coal | 0 | 0 | 0 | 0 | 0 | 0 | 0 | 0 | 0 | 0 | 0 | 0 | 0 | 0 | 0 | 0 | 0 | 0 | 0 | 0 | 0 | 0 | 0 | 0 | 0 | 0
|  | Natural Gas | 0 | 0 | 0 | 0 | 0 | 0 |  | 0 |  | 0 | 0 |  | 0 | 0 | 0 | 0 |  | 0 | 0 | 0 | 0 |  | 0 | 0 | 0 |  |  | Natural Gas | 0 | 0 | 0 | 0 | 0 | 0 | 0 |  | 0 |  | 0 | 0 |  | 0 | 0 | 0 | 0 |  |  | Natural Gas | 0 | 0 | 0 | 0 | 0 | 0 |  |  | PGE_Fresno_Solar_Generic | 0 | 0 | 0 | 0 | 0 | 0 |  | 0 |  | 0 | 0 |  | 0 | 0 | 0 | 0 |  |  | PGE_Fresno_Solar_Generic | PGE_New_Li_Battery_4hr_Generic | PGE_New_Li_Battery_8hr_Generic | SCE_New_Li_Battery_4hr_Generic | 0 | 0 | 0 |  |  | Natural Gas | [27 empty] | Natural Gas | [27 empty] | Natural Gas | 0 | 0 | 0 | 0 | 0 | 0 | 25.184 | -1.2135 | 25.184 | -1.2135 | -1.2135 | 25.184 | -1.2135 | -1.2135 | -1.2135 | -1.2135 | 25.184 | -1.2135 | -1.2135 | -1.2135 | -1.2135 | 25.184 | -1.2135 | -1.2135 | -1.2135 | 25.184
|  | Natural Gas + CCS | 0 | 0 | 0 | 0 | 0 | 0 |  | 0 |  | 0 | 0 |  | 0 | 0 | 0 | 0 |  | 0 | 0 | 0 | 0 |  | 0 | 0 | 0 |  |  | Natural Gas + CCS | 0 | 0 | 0 | 0 | 0 | 0 | 0 |  | 0 |  | 0 | 0 |  | 0 | 0 | 0 | 0 |  |  | Natural Gas + CCS | 0 | 0 | 0 | 0 | 0 | 0 |  |  | PGE_Fresno_Solar_Generic | 0 | 0 | 0 | 0 | 0 | 0 |  | 0 |  | 0 | 0 |  | 0 | 0 | 0 | 0 |  |  | PGE_Fresno_Solar_Generic | PGE_New_Li_Battery_4hr_Generic | PGE_New_Li_Battery_8hr_Generic | SCE_New_Li_Battery_4hr_Generic | 0 | 0 | 0 |  |  | Natural Gas + CCS | [27 empty] | Natural Gas + CCS | [27 empty] | Natural Gas + CCS | 0 | 0 | 0 | 0 | 0 | 0 | 0 | 0 | 0 | 0 | 0 | 0 | 0 | 0 | 0 | 0 | 0 | 0 | 0 | 0 | 0 | 0 | 0 | 0 | 0 | 0
|  | CHP | 0 | 0 | 0 | 0 | 0 | 0 |  | 0 |  | 0 | 0 |  | 0 | 0 | 0 | 0 |  | 0 | 0 | 0 | 0 |  | 0 | 0 | 0 |  |  | CHP | 0 | 0 | 0 | 0 | 0 | 0 | 0 |  | 0 |  | 0 | 0 |  | 0 | 0 | 0 | 0 |  |  | CHP | 0 | 0 | 0 | 0 | 0 | 0 |  |  | PGE_Fresno_Solar_Generic | 0 | 0 | 0 | 0 | 0 | 0 |  | 0 |  | 0 | 0 |  | 0 | 0 | 0 | 0 |  |  | PGE_Fresno_Solar_Generic | PGE_New_Li_Battery_4hr_Generic | PGE_New_Li_Battery_8hr_Generic | SCE_New_Li_Battery_4hr_Generic | 0 | 0 | 0 |  |  | CHP | [27 empty] | CHP | [27 empty] | CHP | 0 | 0 | 0 | 0 | 0 | 0 | 2.365 | 0 | 2.365 | 0 | 0 | 2.365 | 0 | 0 | 0 | 0 | 1.892 | 0 | 0 | 0 | 0 | 0 | 0 | 0 | 0 | 0
|  | Hydrogen | 0 | 0 | 0 | 0 | 0 | 0 |  | 0 |  | 0 | 0 |  | 0 | 0 | 0 | 0 |  | 0 | 0 | 0 | 0 |  | 0 | 0 | 0 |  |  | Hydrogen | 0 | 0 | 0 | 0 | 0 | 0 | 0 |  | 0 |  | 0 | 0 |  | 0 | 0 | 0 | 0 |  |  | Hydrogen | 0 | 0 | 0 | 0 | 0 | 0 |  |  | PGE_Fresno_Solar_Generic | 0 | 0 | 0 | 0 | 0 | 0 |  | 0 |  | 0 | 0 |  | 0 | 0 | 0 | 0 |  |  | PGE_Fresno_Solar_Generic | PGE_New_Li_Battery_4hr_Generic | PGE_New_Li_Battery_8hr_Generic | SCE_New_Li_Battery_4hr_Generic | 0 | 0 | 0 |  |  | Hydrogen | [27 empty] | Hydrogen | [27 empty] | Hydrogen | 0 | 0 | 0 | 0 | 0 | 0 | 0 | 0 | 0 | 0 | 0 | 0 | 0 | 0 | 0 | 0 | 0 | 0 | 0 | 0 | 0 | 0 | 0 | 0 | 0 | 0
|  | Nuclear | 0 | 0 | 0 | 0 | 0 | 0 |  | 0 |  | 0 | 0 |  | 0 | 0 | 0 | 0 |  | 0 | 0 | 0 | 0 |  | 0 | 0 | 0 |  |  | Nuclear | 0 | 0 | 0 | 0 | 0 | 0 | 0 |  | 0 |  | 0 | 0 |  | 0 | 0 | 0 | 0 |  |  | Nuclear | 0 | 0 | 0 | 0 | 0 | 0 |  |  | PGE_Fresno_Solar_Generic | 0 | 0 | 0 | 0 | 0 | 0 |  | 0 |  | 0 | 0 |  | 0 | 0 | 0 | 0 |  |  | PGE_Fresno_Solar_Generic | PGE_New_Li_Battery_4hr_Generic | PGE_New_Li_Battery_8hr_Generic | SCE_New_Li_Battery_4hr_Generic | 0 | 0 | 0 |  |  | Nuclear | [27 empty] | Nuclear | [27 empty] | Nuclear | 0 | 0 | 0 | 0 | 0 | 0 | 0.635 | 0 | 0.635 | 0 | 0 | 0.635 | 0 | 0 | 0 | 0 | 0.635 | 0 | 0 | 0 | 0 | 0.635 | 0 | 0 | 0 | 0.635
|  | Nuclear (SMR) | 0 | 0 | 0 | 0 | 0 | 0 |  | 0 |  | 0 | 0 |  | 0 | 0 | 0 | 0 |  | 0 | 0 | 0 | 0 |  | 0 | 0 | 0 |  |  | Nuclear (SMR) | 0 | 0 | 0 | 0 | 0 | 0 | 0 |  | 0 |  | 0 | 0 |  | 0 | 0 | 0 | 0 |  |  | Nuclear (SMR) | 0 | 0 | 0 | 0 | 0 | 0 |  |  | PGE_Fresno_Solar_Generic | 0 | 0 | 0 | 0 | 0 | 0 |  | 0 |  | 0 | 0 |  | 0 | 0 | 0 | 0 |  |  | PGE_Fresno_Solar_Generic | PGE_New_Li_Battery_4hr_Generic | PGE_New_Li_Battery_8hr_Generic | SCE_New_Li_Battery_8hr_Generic | 0 | 0 | 0 |  |  | Nuclear (SMR) | [27 empty] | Nuclear (SMR) | [27 empty] | Nuclear (SMR) | 0 | 0 | 0 | 0 | 0 | 0 | 0 | 0 | 0 | 0 | 0 | 0 | 0 | 0 | 0 | 0 | 0 | 0 | 0 | 0 | 0 | 0 | 0 | 0 | 0 | 0
|  | Geothermal | 0 | 0 | 0 | 0 | 0 | 0 |  | 0 |  | 0 | 0 |  | 0 | 0 | 0 | 0 |  | 0 | 0 | 0 | 0 |  | 0 | 0 | 0 |  |  | Geothermal | 0 | 0 | 0 | 0 | 0 | 0 | 0 |  | 0 |  | 0 | 0 |  | 0 | 0 | 0 | 0 |  |  | Geothermal | 0 | 0 | 0 | 0 | 0 | 0 |  |  | PGE_Fresno_Solar_Generic | 0 | 0 | 0 | 0 | 0 | 0 |  | 0 |  | 0 | 0 |  | 0 | 0 | 0 | 0 |  |  | PGE_Fresno_Solar_Generic | PGE_New_Li_Battery_4hr_Generic | PGE_New_Li_Battery_8hr_Generic | SCE_New_Li_Battery_8hr_Generic | 0 | 0 | 0 |  |  | Geothermal | [27 empty] | Geothermal | [27 empty] | Geothermal | 0 | 0 | 0 | 0 | 0 | 0 | 1.9011 | 0 | 2.6549 | 0 | 0 | 3.3119 | 0 | 0 | 0 | 0 | 5.4967 | 0 | 0 | 0 | 0 | 6.8136 | 0 | 0 | 0 | 7.6659
|  | Geothermal (Enhanced) | 0 | 0 | 0 | 0 | 0 | 0 |  | 0 |  | 0 | 0 |  | 0 | 0 | 0 | 0 |  | 0 | 0 | 0 | 0 |  | 0 | 0 | 0 |  |  | Geothermal (Enhanced) | 0 | 0 | 0 | 0 | 0 | 0 | 0 |  | 0 |  | 0 | 0 |  | 0 | 0 | 0 | 0 |  |  | Geothermal (Enhanced) | 0 | 0 | 0 | 0 | 0 | 0 |  |  | PGE_Fresno_Solar_Generic | 0 | 0 | 0 | 0 | 0 | 0 |  | 0 |  | 0 | 0 |  | 0 | 0 | 0 | 0 |  |  | PGE_Fresno_Solar_Generic | PGE_New_Li_Battery_4hr_Generic | PGE_NGBA_Solar_Generic | SCE_New_Li_Battery_8hr_Generic | 0 | 0 | 0 |  |  | Geothermal (Enhanced) | [27 empty] | Geothermal (Enhanced) | [27 empty] | Geothermal (Enhanced) | 0 | 0 | 0 | 0 | 0 | 0 | 0 | 0 | 0 | 0 | 0 | 0 | 0 | 0 | 0 | 0 | 3.6101 | 0 | 0 | 0 | 0 | 3.6101 | 0 | 0 | 0 | 3.6101
|  | Biomass | 0 | 0 | 0 | 0 | 0 | 0 |  | 0 |  | 0 | 0 |  | 0 | 0 | 0 | 0 |  | 0 | 0 | 0 | 0 |  | 0 | 0 | 0 |  |  | Biomass | 0 | 0 | 0 | 0 | 0 | 0 | 0 |  | 0 |  | 0 | 0 |  | 0 | 0 | 0 | 0 |  |  | Biomass | 0 | 0 | 0 | 0 | 0 | 0 |  |  | PGE_Fresno_Solar_Generic | 0 | 0 | 0 | 0 | 0 | 0 |  | 0 |  | 0 | 0 |  | 0 | 0 | 0 | 0 |  |  | PGE_Fresno_Solar_Generic | PGE_New_Li_Battery_4hr_Generic | PGE_NGBA_Solar_Generic | SCE_New_Li_Battery_8hr_Generic | 0 | 0 | 0 |  |  | Biomass | [27 empty] | Biomass | [27 empty] | Biomass | 0 | 0 | 0 | 0 | 0 | 0 | 0.54189 | 0 | 0.54189 | 0 | 0 | 0.54189 | 0 | 0 | 0 | 0 | 0.54189 | 0 | 0 | 0 | 0 | 0.54189 | 0 | 0 | 0 | 0.54189
|  | Biogas | 0 | 0 | 0 | 0 | 0 | 0 |  | 0 |  | 0 | 0 |  | 0 | 0 | 0 | 0 |  | 0 | 0 | 0 | 0 |  | 0 | 0 | 0 |  |  | Biogas | 0 | 0 | 0 | 0 | 0 | 0 | 0 |  | 0 |  | 0 | 0 |  | 0 | 0 | 0 | 0 |  |  | Biogas | 0 | 0 | 0 | 0 | 0 | 0 |  |  | PGE_Fresno_Solar_Generic | 0 | 0 | 0 | 0 | 0 | 0 |  | 0 |  | 0 | 0 |  | 0 | 0 | 0 | 0 |  |  | PGE_Fresno_Solar_Generic | PGE_New_Li_Battery_4hr_Generic | PGE_NGBA_Solar_Generic | SCE_New_Li_Battery_8hr_Generic | 0 | 0 | 0 |  |  | Biogas | [27 empty] | Biogas | [27 empty] | Biogas | 0 | 0 | 0 | 0 | 0 | 0 | 0.28352 | 0 | 0.28352 | 0 | 0 | 0.28352 | 0 | 0 | 0 | 0 | 0.28352 | 0 | 0 | 0 | 0 | 0.28352 | 0 | 0 | 0 | 0.28352
|  | Hydro | 0 | 0 | 0 | 0 | 0 | 0 |  | 0 |  | 0 | 0 |  | 0 | 0 | 0 | 0 |  | 0 | 0 | 0 | 0 |  | 0 | 0 | 0 |  |  | Hydro | 0 | 0 | 0 | 0 | 0 | 0 | 0 |  | 0 |  | 0 | 0 |  | 0 | 0 | 0 | 0 |  |  | Hydro | 0 | 0 | 0 | 0 | 0 | 0 |  |  | PGE_Fresno_Solar_Generic | 0 | 0 | 0 | 0 | 0 | 0 |  | 0 |  | 0 | 0 |  | 0 | 0 | 0 | 0 |  |  | PGE_Fresno_Solar_Generic | PGE_New_Li_Battery_4hr_Generic | PGE_NGBA_Solar_Generic | SCE_New_Li_Battery_8hr_Generic | 0 | 0 | 0 |  |  | Hydro | [27 empty] | Hydro | [27 empty] | Hydro | 0 | 0 | 0 | 0 | 0 | 0 | 9.1442 | 0 | 9.1442 | 0 | 0 | 9.1442 | 0 | 0 | 0 | 0 | 9.1442 | 0 | 0 | 0 | 0 | 9.1442 | 0 | 0 | 0 | 9.1442
|  | In-State Wind | 0 | 0 | 0 | 0 | 0 | 0 |  | 0 |  | 0 | 0 |  | 0 | 0 | 0 | 0 |  | 0 | 0 | 0 | 0 |  | 0 | 0 | 0 |  |  | In-State Wind | 0 | 0 | 0 | 0 | 0 | 0 | 0 |  | 0 |  | 0 | 0 |  | 0 | 0 | 0 | 0 |  |  | In-State Wind | 0 | 0 | 0 | 0 | 0 | 0 |  |  | PGE_Fresno_Solar_Generic | 0 | 0 | 0 | 0 | 0 | 0 |  | 0 |  | 0 | 0 |  | 0 | 0 | 0 | 0 |  |  | PGE_Fresno_Solar_Generic | PGE_New_Li_Battery_4hr_Generic | PGE_NGBA_Solar_Generic | SCE_New_Li_Battery_8hr_Generic | 0 | 0 | 0 |  |  | In-State Wind | [27 empty] | In-State Wind | [27 empty] | In-State Wind | 0 | 0 | 0 | 0 | 0 | 0 | 6.7834 | 0 | 7.2834 | 0 | 0 | 7.4347 | 0 | 0 | 0 | 0 | 7.4347 | 0 | 0 | 0 | 0 | 9.0334 | 0 | 0 | 0 | 9.0334
|  | Out-of-State Wind | 0 | 0 | 0 | 0 | 0 | 0 |  | 0 |  | 0 | 0 |  | 0 | 0 | 0 | 0 |  | 0 | 0 | 0 | 0 |  | 0 | 0 | 0 |  |  | Out-of-State Wind | 0 | 0 | 0 | 0 | 0 | 0 | 0 |  | 0 |  | 0 | 0 |  | 0 | 0 | 0 | 0 |  |  | Out-of-State Wind | 0 | 0 | 0 | 0 | 0 | 0 |  |  | PGE_Fresno_Solar_Generic | 0 | 0 | 0 | 0 | 0 | 0 |  | 0 |  | 0 | 0 |  | 0 | 0 | 0 | 0 |  |  | PGE_Fresno_Solar_Generic | PGE_New_Li_Battery_4hr_Generic | PGE_NGBA_Solar_Generic | SCE_New_Li_Battery_8hr_Generic | 0 | 0 | 0 |  |  | Out-of-State Wind | [27 empty] | Out-of-State Wind | [27 empty] | Out-of-State Wind | 0 | 0 | 0 | 0 | 0 | 0 | 2.937 | 0 | 5.632 | 0 | 0 | 7.132 | 0 | 0 | 0 | 0 | 7.132 | 0 | 0 | 0 | 0 | 8.232 | 0 | 0 | 0 | 8.232
|  | Offshore Wind | 0 | 0 | 0 | 0 | 0 | 0 |  | 0 |  | 0 | 0 |  | 0 | 0 | 0 | 0 |  | 0 | 0 | 0 | 0 |  | 0 | 0 | 0 |  |  | Offshore Wind | 0 | 0 | 0 | 0 | 0 | 0 | 0 |  | 0 |  | 0 | 0 |  | 0 | 0 | 0 | 0 |  |  | Offshore Wind | 0 | 0 | 0 | 0 | 0 | 0 |  |  | PGE_Fresno_Solar_Generic | 0 | 0 | 0 | 0 | 0 | 0 |  | 0 |  | 0 | 0 |  | 0 | 0 | 0 | 0 |  |  | PGE_Fresno_Solar_Generic | PGE_New_Li_Battery_4hr_Generic | PGE_NGBA_Solar_Generic | SCE_New_Li_Battery_8hr_Generic | 0 | 0 | 0 |  |  | Offshore Wind | [27 empty] | Offshore Wind | [27 empty] | Offshore Wind | 0 | 0 | 0 | 0 | 0 | 0 | 0 | 0 | 0 | 0 | 0 | 0 | 0 | 0 | 0 | 0 | 0 | 0 | 0 | 0 | 0 | 0 | 0 | 0 | 0 | 0
|  | Solar | 0 | 0 | 0 | 0 | 0 | 0 |  | 0 |  | 0 | 0 |  | 0 | 0 | 0 | 0 |  | 0 | 0 | 0 | 0 |  | 0 | 0 | 0 |  |  | Solar | 0 | 0 | 0 | 0 | 0 | 0 | 0 |  | 0 |  | 0 | 0 |  | 0 | 0 | 0 | 0 |  |  | Solar | 0 | 0 | 0 | 0 | 0 | 0 |  |  | PGE_Fresno_Solar_Generic | 0 | 0 | 0 | 0 | 0 | 0 |  | 0 |  | 0 | 0 |  | 0 | 0 | 0 | 0 |  |  | PGE_Fresno_Solar_Generic | PGE_New_Li_Battery_4hr_Generic | PGE_NGBA_Solar_Generic | SCE_New_Li_Battery_8hr_Generic | 0 | 0 | 0 |  |  | Solar | [27 empty] | Solar | [27 empty] | Solar | 0 | 0 | 0 | 0 | 0 | 0 | 27.3495 | 0 | 38.4395 | 0 | 0 | 60.8806 | 0 | 0 | 0 | 0 | 72.0222 | 0 | 0 | 0 | 0 | 91.0658 | 0 | 0 | 0 | 106.6421
|  | Customer Solar | 0 | 0 | 0 | 0 | 0 | 0 |  | 0 |  | 0 | 0 |  | 0 | 0 | 0 | 0 |  | 0 | 0 | 0 | 0 |  | 0 | 0 | 0 |  |  | Customer Solar | 0 | 0 | 0 | 0 | 0 | 0 | 0 |  | 0 |  | 0 | 0 |  | 0 | 0 | 0 | 0 |  |  | Customer Solar | 0 | 0 | 0 | 0 | 0 | 0 |  |  | PGE_Fresno_Solar_Generic | 0 | 0 | 0 | 0 | 0 | 0 |  | 0 |  | 0 | 0 |  | 0 | 0 | 0 | 0 |  |  | PGE_Fresno_Solar_Generic | PGE_New_Li_Battery_8hr_Generic | PGE_NGBA_Solar_Generic | SCE_Northern_Solar_Generic | 0 | 0 | 0 |  |  | Customer Solar | [27 empty] | Customer Solar | [27 empty] | Customer Solar | 0 | 0 | 0 | 0 | 0 | 0 | 20.842 | 0 | 22.6183 | 0 | 0 | 25.5618 | 0 | 0 | 0 | 0 | 28.5435 | 0 | 0 | 0 | 0 | 30.0034 | 0 | 0 | 0 | 31.3126
|  | Li-ion Battery (4-hr) | 0 | 0 | 0 | 0 | 0 | 0 |  | 0 |  | 0 | 0 |  | 0 | 0 | 0 | 0 |  | 0 | 0 | 0 | 0 |  | 0 | 0 | 0 |  |  | Li-ion Battery (4-hr) | 0 | 0 | 0 | 0 | 0 | 0 | 0 |  | 0 |  | 0 | 0 |  | 0 | 0 | 0 | 0 |  |  | Li-ion Battery (4-hr) | 0 | 0 | 0 | 0 | 0 | 0 |  |  | PGE_Fresno_Solar_Generic | 0 | 0 | 0 | 0 | 0 | 0 |  | 0 |  | 0 | 0 |  | 0 | 0 | 0 | 0 |  |  | PGE_Fresno_Solar_Generic | PGE_New_Li_Battery_8hr_Generic | PGE_NGBA_Solar_Generic | SCE_Northern_Solar_Generic | 0 | 0 | 0 |  |  | Li-ion Battery (4-hr) | [27 empty] | Li-ion Battery (4-hr) | [27 empty] | Li-ion Battery (4-hr) | 0 | 0 | 0 | 0 | 0 | 0 | 18.0649 | 0 | 21.2284 | 0 | 0 | 21.3384 | 0 | 0 | 0 | 0 | 21.3384 | 0 | 0 | 0 | 0 | 21.3384 | 0 | 0 | 0 | 21.3384
|  | Li-ion Battery (8-hr) | 0 | 0 | 0 | 0 | 0 | 0 |  | 0 |  | 0 | 0 |  | 0 | 0 | 0 | 0 |  | 0 | 0 | 0 | 0 |  | 0 | 0 | 0 |  |  | Li-ion Battery (8-hr) | 0 | 0 | 0 | 0 | 0 | 0 | 0 |  | 0 |  | 0 | 0 |  | 0 | 0 | 0 | 0 |  |  | Li-ion Battery (8-hr) | 0 | 0 | 0 | 0 | 0 | 0 |  |  | PGE_Fresno_Solar_Generic | 0 | 0 | 0 | 0 | 0 | 0 |  | 0 |  | 0 | 0 |  | 0 | 0 | 0 | 0 |  |  | PGE_Fresno_Solar_Generic | PGE_New_Li_Battery_8hr_Generic | PGE_NGBA_Solar_Generic | SCE_Northern_Solar_Generic | 0 | 0 | 0 |  |  | Li-ion Battery (8-hr) | [27 empty] | Li-ion Battery (8-hr) | [27 empty] | Li-ion Battery (8-hr) | 0 | 0 | 0 | 0 | 0 | 0 | 0.47071 | 0 | 1.3407 | 0 | 0 | 12.3803 | 0 | 0 | 0 | 0 | 17.9643 | 0 | 0 | 0 | 0 | 17.9698 | 0 | 0 | 0 | 27.1908
|  | Location Constrained Storage (12-hr) | 0 | 0 | 0 | 0 | 0 | 0 |  | 0 |  | 0 | 0 |  | 0 | 0 | 0 | 0 |  | 0 | 0 | 0 | 0 |  | 0 | 0 | 0 |  |  | Location Constrained Storage (12-hr) | 0 | 0 | 0 | 0 | 0 | 0 | 0 |  | 0 |  | 0 | 0 |  | 0 | 0 | 0 | 0 |  |  | Location Constrained Storage (12-hr) | 0 | 0 | 0 | 0 | 0 | 0 |  |  | PGE_Fresno_Solar_Generic | 0 | 0 | 0 | 0 | 0 | 0 |  | 0 |  | 0 | 0 |  | 0 | 0 | 0 | 0 |  |  | PGE_Fresno_Solar_Generic | PGE_New_Li_Battery_8hr_Generic | PGE_NGBA_Solar_Generic | SCE_Northern_Solar_Generic | 0 | 0 | 0 |  |  | Location Constrained Storage (12-hr) | [27 empty] | Location Constrained Storage (12-hr) | [27 empty] | Location Constrained Storage (12-hr) | 0 | 0 | 0 | 0 | 0 | 0 | 1.6432 | 0 | 1.6432 | 0 | 0 | 3.2432 | 0 | 0 | 0 | 0 | 7.3855 | 0 | 0 | 0 | 0 | 9.191 | 0 | 0 | 0 | 9.191
|  | Generic Storage (12-hr) | 0 | 0 | 0 | 0 | 0 | 0 |  | 0 |  | 0 | 0 |  | 0 | 0 | 0 | 0 |  | 0 | 0 | 0 | 0 |  | 0 | 0 | 0 |  |  | Generic Storage (12-hr) | 0 | 0 | 0 | 0 | 0 | 0 | 0 |  | 0 |  | 0 | 0 |  | 0 | 0 | 0 | 0 |  |  | Generic Storage (12-hr) | 0 | 0 | 0 | 0 | 0 | 0 |  |  | PGE_Fresno_Solar_Generic | 0 | 0 | 0 | 0 | 0 | 0 |  | 0 |  | 0 | 0 |  | 0 | 0 | 0 | 0 |  |  | PGE_Fresno_Solar_Generic | PGE_New_Li_Battery_8hr_Generic | PGE_NGBA_Solar_Generic | SCE_Northern_Solar_Generic | 0 | 0 | 0 |  |  | Generic Storage (12-hr) | [27 empty] | Generic Storage (12-hr) | [27 empty] | Generic Storage (12-hr) | 0 | 0 | 0 | 0 | 0 | 0 | 0 | 0 | 0 | 0 | 0 | 0 | 0 | 0 | 0 | 0 | 0 | 0 | 0 | 0 | 0 | 0 | 0 | 0 | 0 | 0
|  | Generic Storage (24-hr) | 0 | 0 | 0 | 0 | 0 | 0 |  | 0 |  | 0 | 0 |  | 0 | 0 | 0 | 0 |  | 0 | 0 | 0 | 0 |  | 0 | 0 | 0 |  |  | Generic Storage (24-hr) | 0 | 0 | 0 | 0 | 0 | 0 | 0 |  | 0 |  | 0 | 0 |  | 0 | 0 | 0 | 0 |  |  | Generic Storage (24-hr) | 0 | 0 | 0 | 0 | 0 | 0 |  |  | PGE_Fresno_Solar_Generic | 0 | 0 | 0 | 0 | 0 | 0 |  | 0 |  | 0 | 0 |  | 0 | 0 | 0 | 0 |  |  | PGE_Fresno_Solar_Generic | PGE_New_Li_Battery_8hr_Generic | PGE_NGBA_Solar_Generic | SCE_Northern_Solar_Generic | 0 | 0 | 0 |  |  | Generic Storage (24-hr) | [27 empty] | Generic Storage (24-hr) | [27 empty] | Generic Storage (24-hr) | 0 | 0 | 0 | 0 | 0 | 0 | 0 | 0 | 0 | 0 | 0 | 0 | 0 | 0 | 0 | 0 | 0 | 0 | 0 | 0 | 0 | 0 | 0 | 0 | 0 | 0
|  | Generic Storage (100-hr) | 0 | 0 | 0 | 0 | 0 | 0 |  | 0 |  | 0 | 0 |  | 0 | 0 | 0 | 0 |  | 0 | 0 | 0 | 0 |  | 0 | 0 | 0 |  |  | Generic Storage (100-hr) | 0 | 0 | 0 | 0 | 0 | 0 | 0 |  | 0 |  | 0 | 0 |  | 0 | 0 | 0 | 0 |  |  | Generic Storage (100-hr) | 0 | 0 | 0 | 0 | 0 | 0 |  |  | PGE_Fresno_Solar_Generic | 0 | 0 | 0 | 0 | 0 | 0 |  | 0 |  | 0 | 0 |  | 0 | 0 | 0 | 0 |  |  | PGE_Fresno_Solar_Generic | PGE_New_Li_Battery_8hr_Generic | PGE_NGBA_Solar_Generic | SCE_Northern_Solar_Generic | 0 | 0 | 0 |  |  | Generic Storage (100-hr) | [27 empty] | Generic Storage (100-hr) | [27 empty] | Generic Storage (100-hr) | 0 | 0 | 0 | 0 | 0 | 0 | 0 | 0 | 0 | 0 | 0 | 0 | 0 | 0 | 0 | 0 | 0 | 0 | 0 | 0 | 0 | 0 | 0 | 0 | 0 | 0
|  | Shed DR | 0 | 0 | 0 | 0 | 0 | 0 |  | 0 |  | 0 | 0 |  | 0 | 0 | 0 | 0 |  | 0 | 0 | 0 | 0 |  | 0 | 0 | 0 |  |  | Shed DR | 0 | 0 | 0 | 0 | 0 | 0 | 0 |  | 0 |  | 0 | 0 |  | 0 | 0 | 0 | 0 |  |  | Shed DR | 0 | 0 | 0 | 0 | 0 | 0 |  |  | PGE_Fresno_Solar_Generic | 0 | 0 | 0 | 0 | 0 | 0 |  | 0 |  | 0 | 0 |  | 0 | 0 | 0 | 0 |  |  | PGE_Fresno_Solar_Generic | PGE_New_Li_Battery_8hr_Generic | PGE_NGBA_Solar_Generic | SCE_Northern_Solar_Generic | 0 | 0 | 0 |  |  | Shed DR | [27 empty] | Shed DR | [27 empty] | Shed DR | 0 | 0 | 0 | 0 | 0 | 0 | 4.7292 | 0 | 4.7292 | 0 | 0 | 4.7292 | 0 | 0 | 0 | 0 | 4.7292 | 0 | 0 | 0 | 0 | 4.7292 | 0 | 0 | 0 | 4.7292
|  | Shift DR & VGI | 0 | 0 | 0 | 0 | 0 | 0 |  | 0 |  | 0 | 0 |  | 0 | 0 | 0 | 0 |  | 0 | 0 | 0 | 0 |  | 0 | 0 | 0 |  |  | Shift DR & VGI | 0 | 0 | 0 | 0 | 0 | 0 | 0 |  | 0 |  | 0 | 0 |  | 0 | 0 | 0 | 0 |  |  | Shift DR & VGI | 0 | 0 | 0 | 0 | 0 | 0 |  |  | PGE_Fresno_Solar_Generic | 0 | 0 | 0 | 0 | 0 | 0 |  | 0 |  | 0 | 0 |  | 0 | 0 | 0 | 0 |  |  | PGE_Fresno_Solar_Generic | PGE_New_Li_Battery_8hr_Generic | PGE_NGBA_Solar_Generic | SCE_Northern_Solar_Generic | 0 | 0 | 0 |  |  | Shift DR & VGI | [27 empty] | Shift DR & VGI | [27 empty] | Shift DR & VGI | 0 | 0 | 0 | 0 | 0 | 0 | 0 | 0 | 0 | 0 | 0 | 0 | 0 | 0 | 0 | 0 | 0 | 0 | 0 | 0 | 0 | 0 | 0 | 0 | 0 | 0
|  | Long Duration Storage | 0 | 0 | 0 | 0 | 0 | 0 |  | 0 |  | 0 | 0 |  | 0 | 0 | 0 | 0 |  | 0 | 0 | 0 | 0 |  | 0 | 0 | 0 |  |  | Long Duration Storage | 0 | 0 | 0 | 0 | 0 | 0 | 0 |  | 0 |  | 0 | 0 |  | 0 | 0 | 0 | 0 |  |  | Long Duration Storage | 0 | 0 | 0 | 0 | 0 | 0 |  |  | PGE_Fresno_Solar_Generic | 0 | 0 | 0 | 0 | 0 | 0 |  | 0 |  | 0 | 0 |  | 0 | 0 | 0 | 0 |  |  | PGE_Fresno_Solar_Generic | PGE_New_Li_Battery_8hr_Generic | PGE_NGBA_Solar_Generic | SCE_Northern_Solar_Generic | 0 | 0 | 0 |  |  | Long Duration Storage | [27 empty] | Long Duration Storage | [27 empty] | Long Duration Storage | 0 | 0 | 0 | 0 | 0 | 0 | 0 | 0 | 0 | 0 | 0 | 0 | 0 | 0 | 0 | 0 | 0 | 0 | 0 | 0 | 0 | 0 | 0 | 0 | 0 | 0
|  | Total | 0 | 0 | 0 | 0 | 0 | 0 |  | 0 |  | 0 | 0 |  | 0 | 0 | 0 | 0 |  | 0 | 0 | 0 | 0 |  | 0 | 0 | 0 |  |  | Total | 0 | 0 | 0 | 0 | 0 | 0 | 0 |  | 0 |  | 0 | 0 |  | 0 | 0 | 0 | 0 |  |  | Total | 0 | 0 | 0 | 0 | 0 | 0 |  |  | PGE_Fresno_Solar_Generic | 0 | 0 | 0 | 0 | 0 | 0 |  | 0 |  | 0 | 0 |  | 0 | 0 | 0 | 0 |  |  | PGE_Fresno_Solar_Generic | PGE_New_Li_Battery_8hr_Generic | PGE_NGBA_Solar_Generic | SCE_Northern_Wind_Generic | 0 | 0 | 0 |  |  | Total | [27 empty] | Total | [27 empty] | Total | 0 | 0 | 0 | 0 | 0 | 0 | 122.8745 | -1.2135 | 143.7231 | -1.2135 | -1.2135 | 184.1656 | -1.2135 | -1.2135 | -1.2135 | -1.2135 | 213.337 | -1.2135 | -1.2135 | -1.2135 | -1.2135 | 237.7753 | -1.2135 | -1.2135 | -1.2135 | 264.734
|  |  | 0 | 0 | 0 | 0 | 0 | 0 |  | 0 |  | 0 | 0 |  | 0 | 0 | 0 | 0 |  | 0 | 0 | 0 | 0 |  | 0 | 0 | 0 |  |  |  |  | 0 | 0 | 0 | 0 | 0 | 0 |  | 0 |  | 0 | 0 |  | 0 | 0 | 0 | 0 | [6 empty] | 0 | 0 | 0 |  |  | PGE_New_EGS_Generic | 0 | 0 | 0 | 0 | 0 | 0 |  | 0 |  | 0 | 0 |  | 0 | 0 | 0 | 0 |  |  | PGE_New_EGS_Generic | PGE_New_Li_Battery_8hr_Generic | PGE_NGBA_Solar_Generic | SCE_Northern_Wind_Generic | 0 | 0 | 0
| Storage Resources |  | 0 | 0 | 0 | 0 | 0 | 0 |  | 0 |  | 0 | 0 |  | 0 | 0 | 0 | 0 |  | 0 | 0 | 0 | 0 |  | 0 | 0 | 0 |  | Storage Resources |  |  | 0 | 0 | 0 | 0 | 0 | 0 |  | 0 |  | 0 | 0 |  | 0 | 0 | 0 | 0 |  | Storage Resources |  |  |  |  | 0 | 0 | 0 |  |  | PGE_New_EGS_Generic | 0 | 0 | 0 | 0 | 0 | 0 |  | 0 |  | 0 | 0 |  | 0 | 0 | 0 | 0 |  |  | PGE_New_EGS_Generic | PGE_New_Li_Battery_8hr_Generic | PGE_NGBA_Solar_Generic | SCE_Northern_Wind_Generic | 0 | 0 | 0 |  | Storage Resources | [27 empty] | Storage Resources | [27 empty] | Storage Resources
|  |  | 0 | 0 | 0 | 0 | 0 | 0 |  | 0 |  | 0 | 0 |  | 0 | 0 | 0 | 0 |  | 0 | 0 | 0 | 0 |  | 0 | 0 | 0 |  |  |  |  | 0 | 0 | 0 | 0 | 0 | 0 |  | 0 |  | 0 | 0 |  | 0 | 0 | 0 | 0 | [6 empty] | 0 | 0 | 0 |  |  | PGE_New_EGS_Generic | 0 | 0 | 0 | 0 | 0 | 0 |  | 0 |  | 0 | 0 |  | 0 | 0 | 0 | 0 |  |  | PGE_New_EGS_Generic | PGE_New_Li_Battery_8hr_Generic | PGE_NGBA_Solar_Generic | SCE_Northern_Wind_Generic | 0 | 0 | 0
|  | Total Installed Energy (GWh) | 0 | 0 | 0 | 0 | 0 | 0 |  | 0 |  | 0 | 0 |  | 0 | 0 | 0 | 0 |  | 0 | 0 | 0 | 0 |  | 0 | 0 | 0 |  |  | Total Installed Energy (GWh) |  | 0 | 0 | 0 | 0 | 0 | 0 |  | 0 |  | 0 | 0 |  | 0 | 0 | 0 | 0 |  |  | Total Installed Energy (GWh) |  |  |  | 0 | 0 | 0 |  |  | PGE_New_EGS_Generic | 0 | 0 | 0 | 0 | 0 | 0 |  | 0 |  | 0 | 0 |  | 0 | 0 | 0 | 0 |  |  | PGE_New_EGS_Generic | PGE_New_Li_Battery_8hr_Generic | PGE_NGBA_Solar_Generic | SCE_Northern_Wind_Generic | 0 | 0 | 0 |  |  | Total Installed Energy (GWh) | [27 empty] | Total Installed Energy (GWh) | [27 empty] | Total Installed Energy (GWh)
|  | Storage Type | 0 | 0 | 0 | 0 | 0 | 0 |  | 0 |  | 0 | 0 |  | 0 | 0 | 0 | 0 |  | 0 | 0 | 0 | 0 |  | 0 | 0 | 0 |  |  | Storage Type | 2020-01-01 | 0 | 0 | 0 | 0 | 0 | 0 |  | 0 |  | 0 | 0 |  | 0 | 0 | 0 | 0 |  |  | Storage Type | 43831 | 44197 | 44562 | 0 | 0 | 0 |  |  | PGE_New_EGS_Generic | 0 | 0 | 0 | 0 | 0 | 0 |  | 0 |  | 0 | 0 |  | 0 | 0 | 0 | 0 |  |  | PGE_New_EGS_Generic | PGE_New_Li_Battery_8hr_Generic | PGE_NGBA_Solar_Generic | SCE_Northern_Wind_Generic | 0 | 0 | 0 |  |  | Storage Type | [27 empty] | Storage Type | [27 empty] | Storage Type | 2020-01-01 | 2021-01-01 | 2022-01-01 | 2023-01-01 | 2024-01-01 | 2025-01-01 | 2026-01-01 | 2027-01-01 | 2028-01-01 | 2029-01-01 | 2030-01-01 | 2031-01-01 | 2032-01-01 | 2033-01-01 | 2034-01-01 | 2035-01-01 | 2036-01-01 | 2037-01-01 | 2038-01-01 | 2039-01-01 | 2040-01-01 | 2041-01-01 | 2042-01-01 | 2043-01-01 | 2044-01-01 | 2045-01-01
|  | Li-ion Battery (4-hr) | 0 | 0 | 0 | 0 | 0 | 0 |  | 0 |  | 0 | 0 |  | 0 | 0 | 0 | 0 |  | 0 | 0 | 0 | 0 |  | 0 | 0 | 0 |  |  | Li-ion Battery (4-hr) | 0 | 0 | 0 | 0 | 0 | 0 | 0 |  | 0 |  | 0 | 0 |  | 0 | 0 | 0 | 0 |  |  | Li-ion Battery (4-hr) | 0 | 0 | 0 | 0 | 0 | 0 |  |  | PGE_New_EGS_Generic | 0 | 0 | 0 | 0 | 0 | 0 |  | 0 |  | 0 | 0 |  | 0 | 0 | 0 | 0 |  |  | PGE_New_EGS_Generic | PGE_New_Li_Battery_8hr_Generic | PGE_NGBA_Solar_Generic | SCE_Northern_Wind_Generic | 0 | 0 | 0 |  |  | Li-ion Battery (4-hr) | [27 empty] | Li-ion Battery (4-hr) | [27 empty] | Li-ion Battery (4-hr) | 0 | 0 | 0 | 0 | 0 | 0 | 70.2559 | 0 | 82.8836 | 0 | 0 | 83.3236 | 0 | 0 | 0 | 0 | 83.3236 | 0 | 0 | 0 | 0 | 83.3236 | 0 | 0 | 0 | 83.3236
|  | Li-ion Battery (8-hr) | 0 | 0 | 0 | 0 | 0 | 0 |  | 0 |  | 0 | 0 |  | 0 | 0 | 0 | 0 |  | 0 | 0 | 0 | 0 |  | 0 | 0 | 0 |  |  | Li-ion Battery (8-hr) | 0 | 0 | 0 | 0 | 0 | 0 | 0 |  | 0 |  | 0 | 0 |  | 0 | 0 | 0 | 0 |  |  | Li-ion Battery (8-hr) | 0 | 0 | 0 | 0 | 0 | 0 |  |  | PGE_New_EGS_Generic | 0 | 0 | 0 | 0 | 0 | 0 |  | 0 |  | 0 | 0 |  | 0 | 0 | 0 | 0 |  |  | PGE_New_EGS_Generic | PGE_New_Li_Battery_8hr_Generic | PGE_NGBA_Solar_Generic | SCE_Utah_New_EGS_Generic | 0 | 0 | 0 |  |  | Li-ion Battery (8-hr) | [27 empty] | Li-ion Battery (8-hr) | [27 empty] | Li-ion Battery (8-hr) | 0 | 0 | 0 | 0 | 0 | 0 | 4.9564 | 0 | 11.9164 | 0 | 0 | 100.2328 | 0 | 0 | 0 | 0 | 144.9047 | 0 | 0 | 0 | 0 | 144.9493 | 0 | 0 | 0 | 218.7168
|  | Location Constrained Storage (12-hr) | 0 | 0 | 0 | 0 | 0 | 0 |  | 0 |  | 0 | 0 |  | 0 | 0 | 0 | 0 |  | 0 | 0 | 0 | 0 |  | 0 | 0 | 0 |  |  | Location Constrained Storage (12-hr) | 0 | 0 | 0 | 0 | 0 | 0 | 0 |  | 0 |  | 0 | 0 |  | 0 | 0 | 0 | 0 |  |  | Location Constrained Storage (12-hr) | 0 | 0 | 0 | 0 | 0 | 0 |  |  | PGE_New_EGS_Generic | 0 | 0 | 0 | 0 | 0 | 0 |  | 0 |  | 0 | 0 |  | 0 | 0 | 0 | 0 |  |  | PGE_New_EGS_Generic | PGE_New_Li_Battery_8hr_Generic | PGE_NGBA_Solar_Generic | SCE_New_Geothermal_Generic | 0 | 0 | 0 |  |  | Location Constrained Storage (12-hr) | [27 empty] | Location Constrained Storage (12-hr) | [27 empty] | Location Constrained Storage (12-hr) | 0 | 0 | 0 | 0 | 0 | 0 | 191.2008 | 0 | 191.2008 | 0 | 0 | 210.4008 | 0 | 0 | 0 | 0 | 260.1078 | 0 | 0 | 0 | 0 | 281.775 | 0 | 0 | 0 | 281.775
|  | Generic Storage (12-hr) | 0 | 0 | 0 | 0 | 0 | 0 |  | 0 |  | 0 | 0 |  | 0 | 0 | 0 | 0 |  | 0 | 0 | 0 | 0 |  | 0 | 0 | 0 |  |  | Generic Storage (12-hr) | 0 | 0 | 0 | 0 | 0 | 0 | 0 |  | 0 |  | 0 | 0 |  | 0 | 0 | 0 | 0 |  |  | Generic Storage (12-hr) | 0 | 0 | 0 | 0 | 0 | 0 |  |  | PGE_New_EGS_Generic | 0 | 0 | 0 | 0 | 0 | 0 |  | 0 |  | 0 | 0 |  | 0 | 0 | 0 | 0 |  |  | PGE_New_EGS_Generic | PGE_New_Li_Battery_8hr_Generic | PGE_NGBA_Solar_Generic | SCE_Wyoming_Wind_Generic | 0 | 0 | 0 |  |  | Generic Storage (12-hr) | [27 empty] | Generic Storage (12-hr) | [27 empty] | Generic Storage (12-hr) | 0 | 0 | 0 | 0 | 0 | 0 | 0 | 0 | 0 | 0 | 0 | 0 | 0 | 0 | 0 | 0 | 0 | 0 | 0 | 0 | 0 | 0 | 0 | 0 | 0 | 0
|  | Generic Storage (24-hr) | 0 | 0 | 0 | 0 | 0 | 0 |  | 0 |  | 0 | 0 |  | 0 | 0 | 0 | 0 |  | 0 | 0 | 0 | 0 |  | 0 | 0 | 0 |  |  | Generic Storage (24-hr) | 0 | 0 | 0 | 0 | 0 | 0 | 0 |  | 0 |  | 0 | 0 |  | 0 | 0 | 0 | 0 |  |  | Generic Storage (24-hr) | 0 | 0 | 0 | 0 | 0 | 0 |  |  | PGE_New_EGS_Generic | 0 | 0 | 0 | 0 | 0 | 0 |  | 0 |  | 0 | 0 |  | 0 | 0 | 0 | 0 |  |  | PGE_New_EGS_Generic | PGE_New_Li_Battery_8hr_Generic | PGE_NGBA_Solar_Generic | SCE_Wyoming_Wind_Generic | 0 | 0 | 0 |  |  | Generic Storage (24-hr) | [27 empty] | Generic Storage (24-hr) | [27 empty] | Generic Storage (24-hr) | 0 | 0 | 0 | 0 | 0 | 0 | 0 | 0 | 0 | 0 | 0 | 0 | 0 | 0 | 0 | 0 | 0 | 0 | 0 | 0 | 0 | 0 | 0 | 0 | 0 | 0
|  | Generic Storage (100-hr) | 0 | 0 | 0 | 0 | 0 | 0 |  | 0 |  | 0 | 0 |  | 0 | 0 | 0 | 0 |  | 0 | 0 | 0 | 0 |  | 0 | 0 | 0 |  |  | Generic Storage (100-hr) | 0 | 0 | 0 | 0 | 0 | 0 | 0 |  | 0 |  | 0 | 0 |  | 0 | 0 | 0 | 0 |  |  | Generic Storage (100-hr) | 0 | 0 | 0 | 0 | 0 | 0 |  |  | PGE_New_EGS_Generic | 0 | 0 | 0 | 0 | 0 | 0 |  | 0 |  | 0 | 0 |  | 0 | 0 | 0 | 0 |  |  | PGE_New_EGS_Generic | PGE_New_Li_Battery_8hr_Generic | PGE_NGBA_Solar_Generic | SCE_Wyoming_Wind_Generic | 0 | 0 | 0 |  |  | Generic Storage (100-hr) | [27 empty] | Generic Storage (100-hr) | [27 empty] | Generic Storage (100-hr) | 0 | 0 | 0 | 0 | 0 | 0 | 0 | 0 | 0 | 0 | 0 | 0 | 0 | 0 | 0 | 0 | 0 | 0 | 0 | 0 | 0 | 0 | 0 | 0 | 0 | 0
|  | Total Long Duration Storage | 0 | 0 | 0 | 0 | 0 | 0 |  | 0 |  | 0 | 0 |  | 0 | 0 | 0 | 0 |  | 0 | 0 | 0 | 0 |  | 0 | 0 | 0 |  |  | Total Long Duration Storage | 0 | 0 | 0 | 0 | 0 | 0 | 0 |  | 0 |  | 0 | 0 |  | 0 | 0 | 0 | 0 |  |  | Total Long Duration Storage | 0 | 0 | 0 | 0 | 0 | 0 |  |  | PGE_New_EGS_Generic | 0 | 0 | 0 | 0 | 0 | 0 |  | 0 |  | 0 | 0 |  | 0 | 0 | 0 | 0 |  |  | PGE_New_EGS_Generic | PGE_New_Li_Battery_8hr_Generic | PGE_NGBA_Wind_Generic | SDGE_New_EGS_Generic | 0 | 0 | 0 |  |  | Total Long Duration Storage | [27 empty] | Total Long Duration Storage | [27 empty] | Total Long Duration Storage | 0 | 0 | 0 | 0 | 0 | 0 | 0 | 0 | 0 | 0 | 0 | 0 | 0 | 0 | 0 | 0 | 0 | 0 | 0 | 0 | 0 | 0 | 0 | 0 | 0 | 0
|  | Total | 0 | 0 | 0 | 0 | 0 | 0 |  | 0 |  | 0 | 0 |  | 0 | 0 | 0 | 0 |  | 0 | 0 | 0 | 0 |  | 0 | 0 | 0 |  |  | Total | 0 | 0 | 0 | 0 | 0 | 0 | 0 |  | 0 |  | 0 | 0 |  | 0 | 0 | 0 | 0 |  |  | Total | 0 | 0 | 0 | 0 | 0 | 0 |  |  | PGE_New_EGS_Generic | 0 | 0 | 0 | 0 | 0 | 0 |  | 0 |  | 0 | 0 |  | 0 | 0 | 0 | 0 |  |  | PGE_New_EGS_Generic | PGE_Kern_Solar_Generic | PGE_NGBA_Wind_Generic | SDGE_New_Li_Battery_4hr_Generic | 0 | 0 | 0 |  |  | Total | [27 empty] | Total | [27 empty] | Total | 0 | 0 | 0 | 0 | 0 | 0 | 266.413 | 0 | 286.0008 | 0 | 0 | 393.9572 | 0 | 0 | 0 | 0 | 488.3361 | 0 | 0 | 0 | 0 | 510.0479 | 0 | 0 | 0 | 583.8154
|  |  | 0 | 0 | 0 | 0 | 0 | 0 |  | 0 |  | 0 | 0 |  | 0 | 0 | 0 | 0 |  | 0 | 0 | 0 | 0 |  | 0 | 0 | 0 |  |  |  |  | 0 | 0 | 0 | 0 | 0 | 0 |  | 0 |  | 0 | 0 |  | 0 | 0 | 0 | 0 | [6 empty] | 0 | 0 | 0 |  |  | PGE_New_EGS_Generic | 0 | 0 | 0 | 0 | 0 | 0 |  | 0 |  | 0 | 0 |  | 0 | 0 | 0 | 0 |  |  | PGE_New_EGS_Generic | PGE_Kern_Solar_Generic | PGE_NGBA_Wind_Generic | SDGE_New_Li_Battery_4hr_Generic | 0 | 0 | 0
|  | Total Installed Duration (hours) | 0 | 0 | 0 | 0 | 0 | 0 |  | 0 |  | 0 | 0 |  | 0 | 0 | 0 | 0 |  | 0 | 0 | 0 | 0 |  | 0 | 0 | 0 |  |  | Total Installed Duration (hours) |  | 0 | 0 | 0 | 0 | 0 | 0 |  | 0 |  | 0 | 0 |  | 0 | 0 | 0 | 0 |  |  | Total Installed Duration (hours) |  |  |  | 0 | 0 | 0 |  |  | PGE_New_EGS_Generic | 0 | 0 | 0 | 0 | 0 | 0 |  | 0 |  | 0 | 0 |  | 0 | 0 | 0 | 0 |  |  | PGE_New_EGS_Generic | PGE_Kern_Solar_Generic | PGE_NGBA_Wind_Generic | SDGE_New_Li_Battery_4hr_Generic | 0 | 0 | 0 |  |  | Total Installed Duration (hours) | [27 empty] | Total Installed Duration (hours) | [27 empty] | Total Installed Duration (hours)
|  | Storage Type | 0 | 0 | 0 | 0 | 0 | 0 |  | 0 |  | 0 | 0 |  | 0 | 0 | 0 | 0 |  | 0 | 0 | 0 | 0 |  | 0 | 0 | 0 |  |  | Storage Type | 2020-01-01 | 0 | 0 | 0 | 0 | 0 | 0 |  | 0 |  | 0 | 0 |  | 0 | 0 | 0 | 0 |  |  | Storage Type | 43831 | 44197 | 44562 | 0 | 0 | 0 |  |  | PGE_New_EGS_Generic | 0 | 0 | 0 | 0 | 0 | 0 |  | 0 |  | 0 | 0 |  | 0 | 0 | 0 | 0 |  |  | PGE_New_EGS_Generic | PGE_Kern_Solar_Generic | PGE_NGBA_Wind_Generic | SDGE_New_Li_Battery_8hr_Generic | 0 | 0 | 0 |  |  | Storage Type | [27 empty] | Storage Type | [27 empty] | Storage Type | 2020-01-01 | 2021-01-01 | 2022-01-01 | 2023-01-01 | 2024-01-01 | 2025-01-01 | 2026-01-01 | 2027-01-01 | 2028-01-01 | 2029-01-01 | 2030-01-01 | 2031-01-01 | 2032-01-01 | 2033-01-01 | 2034-01-01 | 2035-01-01 | 2036-01-01 | 2037-01-01 | 2038-01-01 | 2039-01-01 | 2040-01-01 | 2041-01-01 | 2042-01-01 | 2043-01-01 | 2044-01-01 | 2045-01-01
|  | Li-ion Battery (4-hr) | 0 | 0 | 0 | 0 | 0 | 0 |  | 0 |  | 0 | 0 |  | 0 | 0 | 0 | 0 |  | 0 | 0 | 0 | 0 |  | 0 | 0 | 0 |  |  | Li-ion Battery (4-hr) | 0 | 0 | 0 | 0 | 0 | 0 | 0 |  | 0 |  | 0 | 0 |  | 0 | 0 | 0 | 0 |  |  | Li-ion Battery (4-hr) | 0 | 0 | 0 | 0 | 0 | 0 |  |  | PGE_New_EGS_Generic | 0 | 0 | 0 | 0 | 0 | 0 |  | 0 |  | 0 | 0 |  | 0 | 0 | 0 | 0 |  |  | PGE_New_EGS_Generic | PGE_Kern_Solar_Generic | PGE_NGBA_Wind_Generic | SDGE_New_Li_Battery_8hr_Generic | 0 | 0 | 0 |  |  | Li-ion Battery (4-hr) | [27 empty] | Li-ion Battery (4-hr) | [27 empty] | Li-ion Battery (4-hr) | 0 | 0 | 0 | 0 | 0 | 0 | 3.8891 | 0 | 3.9044 | 0 | 0 | 3.9049 | 0 | 0 | 0 | 0 | 3.9049 | 0 | 0 | 0 | 0 | 3.9049 | 0 | 0 | 0 | 3.9049
|  | Li-ion Battery (8-hr) | 0 | 0 | 0 | 0 | 0 | 0 |  | 0 |  | 0 | 0 |  | 0 | 0 | 0 | 0 |  | 0 | 0 | 0 | 0 |  | 0 | 0 | 0 |  |  | Li-ion Battery (8-hr) | 0 | 0 | 0 | 0 | 0 | 0 | 0 |  | 0 |  | 0 | 0 |  | 0 | 0 | 0 | 0 |  |  | Li-ion Battery (8-hr) | 0 | 0 | 0 | 0 | 0 | 0 |  |  | PGE_New_EGS_Generic | 0 | 0 | 0 | 0 | 0 | 0 |  | 0 |  | 0 | 0 |  | 0 | 0 | 0 | 0 |  |  | PGE_New_EGS_Generic | PGE_Kern_Solar_Generic | PGE_NGBA_Wind_Generic | SDGE_New_Li_Battery_8hr_Generic | 0 | 0 | 0 |  |  | Li-ion Battery (8-hr) | [27 empty] | Li-ion Battery (8-hr) | [27 empty] | Li-ion Battery (8-hr) | 0 | 0 | 0 | 0 | 0 | 0 | 10.5295 | 0 | 8.8881 | 0 | 0 | 8.0962 | 0 | 0 | 0 | 0 | 8.0663 | 0 | 0 | 0 | 0 | 8.0663 | 0 | 0 | 0 | 8.0438
|  | Location Constrained Storage (12-hr) | 0 | 0 | 0 | 0 | 0 | 0 |  | 0 |  | 0 | 0 |  | 0 | 0 | 0 | 0 |  | 0 | 0 | 0 | 0 |  | 0 | 0 | 0 |  |  | Location Constrained Storage (12-hr) | 0 | 0 | 0 | 0 | 0 | 0 | 0 |  | 0 |  | 0 | 0 |  | 0 | 0 | 0 | 0 |  |  | Location Constrained Storage (12-hr) | 0 | 0 | 0 | 0 | 0 | 0 |  |  | PGE_New_EGS_Generic | 0 | 0 | 0 | 0 | 0 | 0 |  | 0 |  | 0 | 0 |  | 0 | 0 | 0 | 0 |  |  | PGE_New_EGS_Generic | PGE_Kern_Solar_Generic | PGE_NGBA_Wind_Generic | SDGE_Arizona_Solar_Generic | 0 | 0 | 0 |  |  | Location Constrained Storage (12-hr) | [27 empty] | Location Constrained Storage (12-hr) | [27 empty] | Location Constrained Storage (12-hr) | 0 | 0 | 0 | 0 | 0 | 0 | 116.3588 | 0 | 116.3588 | 0 | 0 | 64.8744 | 0 | 0 | 0 | 0 | 35.2189 | 0 | 0 | 0 | 0 | 30.6575 | 0 | 0 | 0 | 30.6575
|  | Generic Storage (12-hr) | 0 | 0 | 0 | 0 | 0 | 0 |  | 0 |  | 0 | 0 |  | 0 | 0 | 0 | 0 |  | 0 | 0 | 0 | 0 |  | 0 | 0 | 0 |  |  | Generic Storage (12-hr) | 0 | 0 | 0 | 0 | 0 | 0 | 0 |  | 0 |  | 0 | 0 |  | 0 | 0 | 0 | 0 |  |  | Generic Storage (12-hr) | 0 | 0 | 0 | 0 | 0 | 0 |  |  | PGE_New_EGS_Generic | 0 | 0 | 0 | 0 | 0 | 0 |  | 0 |  | 0 | 0 |  | 0 | 0 | 0 | 0 |  |  | PGE_New_EGS_Generic | PGE_Kern_Solar_Generic | PGE_NGBA_Wind_Generic | SDGE_Arizona_Solar_Generic | 0 | 0 | 0 |  |  | Generic Storage (12-hr) | [27 empty] | Generic Storage (12-hr) | [27 empty] | Generic Storage (12-hr) | 0 | 0 | 0 | 0 | 0 | 0 | 0 | 0 | 0 | 0 | 0 | 0 | 0 | 0 | 0 | 0 | 0 | 0 | 0 | 0 | 0 | 0 | 0 | 0 | 0 | 0
|  | Generic Storage (24-hr) | 0 | 0 | 0 | 0 | 0 | 0 |  | 0 |  | 0 | 0 |  | 0 | 0 | 0 | 0 |  | 0 | 0 | 0 | 0 |  | 0 | 0 | 0 |  |  | Generic Storage (24-hr) | 0 | 0 | 0 | 0 | 0 | 0 | 0 |  | 0 |  | 0 | 0 |  | 0 | 0 | 0 | 0 |  |  | Generic Storage (24-hr) | 0 | 0 | 0 | 0 | 0 | 0 |  |  | PGE_New_EGS_Generic | 0 | 0 | 0 | 0 | 0 | 0 |  | 0 |  | 0 | 0 |  | 0 | 0 | 0 | 0 |  |  | PGE_New_EGS_Generic | PGE_Kern_Solar_Generic | PGE_NGBA_Wind_Generic | SDGE_Arizona_Solar_Generic | 0 | 0 | 0 |  |  | Generic Storage (24-hr) | [27 empty] | Generic Storage (24-hr) | [27 empty] | Generic Storage (24-hr) | 0 | 0 | 0 | 0 | 0 | 0 | 0 | 0 | 0 | 0 | 0 | 0 | 0 | 0 | 0 | 0 | 0 | 0 | 0 | 0 | 0 | 0 | 0 | 0 | 0 | 0
|  | Generic Storage (100-hr) | 0 | 0 | 0 | 0 | 0 | 0 |  | 0 |  | 0 | 0 |  | 0 | 0 | 0 | 0 |  | 0 | 0 | 0 | 0 |  | 0 | 0 | 0 |  |  | Generic Storage (100-hr) | 0 | 0 | 0 | 0 | 0 | 0 | 0 |  | 0 |  | 0 | 0 |  | 0 | 0 | 0 | 0 |  |  | Generic Storage (100-hr) | 0 | 0 | 0 | 0 | 0 | 0 |  |  | PGE_New_EGS_Generic | 0 | 0 | 0 | 0 | 0 | 0 |  | 0 |  | 0 | 0 |  | 0 | 0 | 0 | 0 |  |  | PGE_New_EGS_Generic | PGE_Kern_Solar_Generic | PGE_NGBA_Wind_Generic | SDGE_Baja_California_Wind_Generic | 0 | 0 | 0 |  |  | Generic Storage (100-hr) | [27 empty] | Generic Storage (100-hr) | [27 empty] | Generic Storage (100-hr) | 0 | 0 | 0 | 0 | 0 | 0 | 0 | 0 | 0 | 0 | 0 | 0 | 0 | 0 | 0 | 0 | 0 | 0 | 0 | 0 | 0 | 0 | 0 | 0 | 0 | 0
|  | Total Long Duration Storage | 0 | 0 | 0 | 0 | 0 | 0 |  | 0 |  | 0 | 0 |  | 0 | 0 | 0 | 0 |  | 0 | 0 | 0 | 0 |  | 0 | 0 | 0 |  |  | Total Long Duration Storage | 0 | 0 | 0 | 0 | 0 | 0 | 0 |  | 0 |  | 0 | 0 |  | 0 | 0 | 0 | 0 |  |  | Total Long Duration Storage | 0 | 0 | 0 | 0 | 0 | 0 |  |  | PGE_New_EGS_Generic | 0 | 0 | 0 | 0 | 0 | 0 |  | 0 |  | 0 | 0 |  | 0 | 0 | 0 | 0 |  |  | PGE_New_EGS_Generic | PGE_Kern_Solar_Generic | PGE_NGBA_Wind_Generic |  | 0 | 0 | 0 |  |  | Total Long Duration Storage | [27 empty] | Total Long Duration Storage | [27 empty] | Total Long Duration Storage | 0 | 0 | 0 | 0 | 0 | 0 | 0 | 0 | 0 | 0 | 0 | 0 | 0 | 0 | 0 | 0 | 0 | 0 | 0 | 0 | 0 | 0 | 0 | 0 | 0 | 0
|  | Total | 0 | 0 | 0 | 0 | 0 | 0 |  | 0 |  | 0 | 0 |  | 0 | 0 | 0 | 0 |  | 0 | 0 | 0 | 0 |  | 0 | 0 | 0 |  |  | Total | 0 | 0 | 0 | 0 | 0 | 0 | 0 |  | 0 |  | 0 | 0 |  | 0 | 0 | 0 | 0 |  |  | Total | 0 | 0 | 0 | 0 | 0 | 0 |  |  | PGE_New_EGS_Generic | 0 | 0 | 0 | 0 | 0 | 0 |  | 0 |  | 0 | 0 |  | 0 | 0 | 0 | 0 |  |  | PGE_New_EGS_Generic | PGE_Kern_Solar_Generic | PGE_NGBA_Wind_Generic |  | 0 | 0 | 0 |  |  | Total | [27 empty] | Total | [27 empty] | Total | 0 | 0 | 0 | 0 | 0 | 0 | 0 | 0 | 0 | 0 | 0 | 0 | 0 | 0 | 0 | 0 | 0 | 0 | 0 | 0 | 0 | 0 | 0 | 0 | 0 | 0
|  |  | 0 | 0 | 0 | 0 | 0 | 0 |  | 0 |  | 0 | 0 |  | 0 | 0 | 0 | 0 |  | 0 | 0 | 0 | 0 |  | 0 | 0 | 0 |  |  |  |  | 0 | 0 | 0 | 0 | 0 | 0 |  | 0 |  | 0 | 0 |  | 0 | 0 | 0 | 0 | [6 empty] | 0 | 0 | 0 |  |  | PGE_New_EGS_Generic | 0 | 0 | 0 | 0 | 0 | 0 |  | 0 |  | 0 | 0 |  | 0 | 0 | 0 | 0 |  |  | PGE_New_EGS_Generic | PGE_Kern_Solar_Generic | PGE_NGBA_Wind_Generic | SDGE_New_EGS_Generic | 0 | 0 | 0
|  |  | 0 | 0 | 0 | 0 | 0 | 0 |  | 0 |  | 0 | 0 |  | 0 | 0 | 0 | 0 |  | 0 | 0 | 0 | 0 |  | 0 | 0 | 0 |  |  |  |  | 0 | 0 | 0 | 0 | 0 | 0 |  | 0 |  | 0 | 0 |  | 0 | 0 | 0 | 0 | [6 empty] | 0 | 0 | 0 |  |  | PGE_New_EGS_Generic | 0 | 0 | 0 | 0 | 0 | 0 |  | 0 |  | 0 | 0 |  | 0 | 0 | 0 | 0 |  |  | PGE_New_EGS_Generic | PGE_Kern_Solar_Generic | PGE_Northeast_CA_New_EGS_Generic | SDGE_New_EGS_Generic | 0 | 0 | 0
| Natural Gas Retention Detail |  | 0 | 0 | 0 | 0 | 0 | 0 |  | 0 |  | 0 | 0 |  | 0 | 0 | 0 | 0 |  | 0 | 0 | 0 | 0 |  | 0 | 0 | 0 |  | Natural Gas Retention Detail |  |  | 0 | 0 | 0 | 0 | 0 | 0 |  | 0 |  | 0 | 0 |  | 0 | 0 | 0 | 0 |  | Natural Gas Retention Detail |  |  |  |  | 0 | 0 | 0 |  |  | PGE_New_EGS_Generic | 0 | 0 | 0 | 0 | 0 | 0 |  | 0 |  | 0 | 0 |  | 0 | 0 | 0 | 0 |  |  | PGE_New_EGS_Generic | PGE_Kern_Solar_Generic | PGE_New_Geothermal_Generic | SDGE_New_EGS_Generic | 0 | 0 | 0 |  | Natural Gas Retention Detail | [27 empty] | Natural Gas Retention Detail | [27 empty] | Natural Gas Retention Detail
|  |  | 0 | 0 | 0 | 0 | 0 | 0 |  | 0 |  | 0 | 0 |  | 0 | 0 | 0 | 0 |  | 0 | 0 | 0 | 0 |  | 0 | 0 | 0 |  |  |  |  | 0 | 0 | 0 | 0 | 0 | 0 |  | 0 |  | 0 | 0 |  | 0 | 0 | 0 | 0 | [6 empty] | 0 | 0 | 0 |  |  | PGE_New_EGS_Generic | 0 | 0 | 0 | 0 | 0 | 0 |  | 0 |  | 0 | 0 |  | 0 | 0 | 0 | 0 |  |  | PGE_New_EGS_Generic | PGE_Kern_Solar_Generic | PGE_Northeast_CA_Wind_Generic | SDGE_New_EGS_Generic | 0 | 0 | 0
|  | Gas Capacity Not Retained (GW) | 0 | 0 | 0 | 0 | 0 | 0 |  | 0 |  | 0 | 0 |  | 0 | 0 | 0 | 0 |  | 0 | 0 | 0 | 0 |  | 0 | 0 | 0 |  |  | Gas Capacity Not Retained (GW) |  | 0 | 0 | 0 | 0 | 0 | 0 |  | 0 |  | 0 | 0 |  | 0 | 0 | 0 | 0 |  |  | Gas Capacity Not Retained (GW) |  |  |  | 0 | 0 | 0 |  |  | PGE_New_EGS_Generic | 0 | 0 | 0 | 0 | 0 | 0 |  | 0 |  | 0 | 0 |  | 0 | 0 | 0 | 0 |  |  | PGE_New_EGS_Generic | PGE_Kern_Solar_Generic | PGE_Oregon_New_EGS_Generic | SDGE_New_EGS_Generic | 0 | 0 | 0 |  |  | Gas Capacity Not Retained (GW) | [27 empty] | Gas Capacity Not Retained (GW) | [27 empty] | Gas Capacity Not Retained (GW)
|  |  | 0 | 0 | 0 | 0 | 0 | 0 |  | 0 |  | 0 | 0 |  | 0 | 0 | 0 | 0 |  | 0 | 0 | 0 | 0 |  | 0 | 0 | 0 |  |  |  | 2020-01-01 | 0 | 0 | 0 | 0 | 0 | 0 |  | 0 |  | 0 | 0 |  | 0 | 0 | 0 | 0 |  |  |  | 43831 | 44197 | 44562 | 0 | 0 | 0 |  |  | PGE_New_EGS_Generic | 0 | 0 | 0 | 0 | 0 | 0 |  | 0 |  | 0 | 0 |  | 0 | 0 | 0 | 0 |  |  | PGE_New_EGS_Generic | PGE_Kern_Solar_Generic | PGE_New_Geothermal_Generic | SDGE_New_Geothermal_Generic | 0 | 0 | 0 | [59 empty] | 2020-01-01 | 2021-01-01 | 2022-01-01 | 2023-01-01 | 2024-01-01 | 2025-01-01 | 2026-01-01 | 2027-01-01 | 2028-01-01 | 2029-01-01 | 2030-01-01 | 2031-01-01 | 2032-01-01 | 2033-01-01 | 2034-01-01 | 2035-01-01 | 2036-01-01 | 2037-01-01 | 2038-01-01 | 2039-01-01 | 2040-01-01 | 2041-01-01 | 2042-01-01 | 2043-01-01 | 2044-01-01 | 2045-01-01
|  | CCGT1 | 0 | 0 | 0 | 0 | 0 | 0 |  | 0 |  | 0 | 0 |  | 0 | 0 | 0 | 0 |  | 0 | 0 | 0 | 0 |  | 0 | 0 | 0 |  |  | CCGT1 | 0 | 0 | 0 | 0 | 0 | 0 | 0 |  | 0 |  | 0 | 0 |  | 0 | 0 | 0 | 0 |  |  | CCGT1 | 0 | 0 | 0 | 0 | 0 | 0 |  |  | PGE_LDES_12hr_Generic | 0 | 0 | 0 | 0 | 0 | 0 |  | 0 |  | 0 | 0 |  | 0 | 0 | 0 | 0 |  |  | PGE_LDES_12hr_Generic | PGE_Kern_Solar_Generic | PGE_Wyoming_Wind_Generic | SDGE_LDES_12hr_Generic | 0 | 0 | 0 |  |  | CCGT1 | [27 empty] | CCGT1 | [27 empty] | CCGT1 | 0 | 0 | 0 | 0 | 0 | 0 | 0 | 0 | 0 | 0 | 0 | 0 | 0 | 0 | 0 | 0 | 0 | 0 | 0 | 0 | 0 | 0 | 0 | 0 | 0 | 0
|  | CCGT2 | 0 | 0 | 0 | 0 | 0 | 0 |  | 0 |  | 0 | 0 |  | 0 | 0 | 0 | 0 |  | 0 | 0 | 0 | 0 |  | 0 | 0 | 0 |  |  | CCGT2 | 0 | 0 | 0 | 0 | 0 | 0 | 0 |  | 0 |  | 0 | 0 |  | 0 | 0 | 0 | 0 |  |  | CCGT2 | 0 | 0 | 0 | 0 | 0 | 0 |  |  | PGE_New_Li_Battery_4hr_Generic | 0 | 0 | 0 | 0 | 0 | 0 |  | 0 |  | 0 | 0 |  | 0 | 0 | 0 | 0 |  |  | PGE_New_Li_Battery_4hr_Generic | PGE_Kern_Solar_Generic | PGE_Wyoming_Wind_Generic | SDGE_New_Li_Battery_4hr_Generic | 0 | 0 | 0 |  |  | CCGT2 | [27 empty] | CCGT2 | [27 empty] | CCGT2 | 0 | 0 | 0 | 0 | 0 | 0 | 0 | 0 | 0 | 0 | 0 | 0 | 0 | 0 | 0 | 0 | 0 | 0 | 0 | 0 | 0 | 0 | 0 | 0 | 0 | 0
|  | CCGT3 | 0 | 0 | 0 | 0 | 0 | 0 |  | 0 |  | 0 | 0 |  | 0 | 0 | 0 | 0 |  | 0 | 0 | 0 | 0 |  | 0 | 0 | 0 |  |  | CCGT3 | 0 | 0 | 0 | 0 | 0 | 0 | 0 |  | 0 |  | 0 | 0 |  | 0 | 0 | 0 | 0 |  |  | CCGT3 | 0 | 0 | 0 | 0 | 0 | 0 |  |  | PGE_New_Li_Battery_4hr_Generic | 0 | 0 | 0 | 0 | 0 | 0 |  | 0 |  | 0 | 0 |  | 0 | 0 | 0 | 0 |  |  | PGE_New_Li_Battery_4hr_Generic | PGE_Kern_Solar_Generic | SCE_New_Li_Battery_4hr_Generic | SDGE_New_Li_Battery_4hr_Generic | 0 | 0 | 0 |  |  | CCGT3 | [27 empty] | CCGT3 | [27 empty] | CCGT3 | 0 | 0 | 0 | 0 | 0 | 0 | 0.35844 | 0.35844 | 0.35844 | 0.35844 | 0.35844 | 0.35844 | 0.35844 | 0.35844 | 0.35844 | 0.35844 | 0.35844 | 0.35844 | 0.35844 | 0.35844 | 0.35844 | 0.35844 | 0.35844 | 0.35844 | 0.35844 | 0.35844
|  | Peaker1 | 0 | 0 | 0 | 0 | 0 | 0 |  | 0 |  | 0 | 0 |  | 0 | 0 | 0 | 0 |  | 0 | 0 | 0 | 0 |  | 0 | 0 | 0 |  |  | Peaker1 | 0 | 0 | 0 | 0 | 0 | 0 | 0 |  | 0 |  | 0 | 0 |  | 0 | 0 | 0 | 0 |  |  | Peaker1 | 0 | 0 | 0 | 0 | 0 | 0 |  |  | PGE_New_Li_Battery_4hr_Generic | 0 | 0 | 0 | 0 | 0 | 0 |  | 0 |  | 0 | 0 |  | 0 | 0 | 0 | 0 |  |  | PGE_New_Li_Battery_4hr_Generic | PGE_Kern_Solar_Generic | SCE_New_Li_Battery_8hr_Generic | SDGE_New_Li_Battery_4hr_Generic | 0 | 0 | 0 |  |  | Peaker1 | [27 empty] | Peaker1 | [27 empty] | Peaker1 | 0 | 0 | 0 | 0 | 0 | 0 | 0 | 0 | 0 | 0 | 0 | 0 | 0 | 0 | 0 | 0 | 0 | 0 | 0 | 0 | 0 | 0 | 0 | 0 | 0 | 0
|  | Peaker2 | 0 | 0 | 0 | 0 | 0 | 0 |  | 0 |  | 0 | 0 |  | 0 | 0 | 0 | 0 |  | 0 | 0 | 0 | 0 |  | 0 | 0 | 0 |  |  | Peaker2 | 0 | 0 | 0 | 0 | 0 | 0 | 0 |  | 0 |  | 0 | 0 |  | 0 | 0 | 0 | 0 |  |  | Peaker2 | 0 | 0 | 0 | 0 | 0 | 0 |  | PGE_New_EGS_Generic | PGE_New_Li_Battery_4hr_Generic | 0 | 0 | 0 | 0 | 0 | 0 |  | 0 |  | 0 | 0 |  | 0 | 0 | 0 | 0 |  | PGE_New_EGS_Generic | PGE_New_Li_Battery_4hr_Generic | PGE_Kern_Solar_Generic | SCE_Arizona_Solar_Generic | SDGE_New_Li_Battery_4hr_Generic | 0 | 0 | 0 |  |  | Peaker2 | [27 empty] | Peaker2 | [27 empty] | Peaker2 | 0 | 0 | 0 | 0 | 0 | 0 | 0 | 0 | 0 | 0 | 0 | 0 | 0 | 0 | 0 | 0 | 0 | 0 | 0 | 0 | 0 | 0 | 0 | 0 | 0 | 0
|  | Peaker3 | 0 | 0 | 0 | 0 | 0 | 0 |  | 0 |  | 0 | 0 |  | 0 | 0 | 0 | 0 |  | 0 | 0 | 0 | 0 |  | 0 | 0 | 0 |  |  | Peaker3 |  | 0 | 0 | 0 | 0 | 0 | 0 |  | 0 |  | 0 | 0 |  | 0 | 0 | 0 | 0 |  |  | Peaker3 |  |  |  | 0 | 0 | 0 |  | PGE_New_EGS_Generic | PGE_New_Li_Battery_4hr_Generic | 0 | 0 | 0 | 0 | 0 | 0 |  | 0 |  | 0 | 0 |  | 0 | 0 | 0 | 0 |  | PGE_New_EGS_Generic | PGE_New_Li_Battery_4hr_Generic | PGE_Kern_Wind_Generic |  | SDGE_New_Li_Battery_4hr_Generic | 0 | 0 | 0 |  |  | Peaker3 | [27 empty] | Peaker3 | [27 empty] | Peaker3 | [6 empty] | 0.8551 | 0.8551 | 0.8551 | 0.8551 | 0.8551 | 0.8551 | 0.8551 | 0.8551 | 0.8551 | 0.8551 | 0.8551 | 0.8551 | 0.8551 | 0.8551 | 0.8551 | 0.8551 | 0.8551 | 0.8551 | 0.8551 | 0.8551
|  | Reciprocating_Engine | 0 | 0 | 0 | 0 | 0 | 0 |  | 0 |  | 0 | 0 |  | 0 | 0 | 0 | 0 |  | 0 | 0 | 0 | 0 |  | 0 | 0 | 0 |  |  | Reciprocating_Engine | 0 | 0 | 0 | 0 | 0 | 0 | 0 |  | 0 |  | 0 | 0 |  | 0 | 0 | 0 | 0 |  |  | Reciprocating_Engine | 0 | 0 | 0 | 0 | 0 | 0 |  | PGE_New_EGS_Generic | PGE_New_Li_Battery_4hr_Generic | 0 | 0 | 0 | 0 | 0 | 0 |  | 0 |  | 0 | 0 |  | 0 | 0 | 0 | 0 |  | PGE_New_EGS_Generic | PGE_New_Li_Battery_4hr_Generic | PGE_Kern_Wind_Generic |  | SDGE_New_Li_Battery_4hr_Generic | 0 | 0 | 0 |  |  | Reciprocating_Engine | [27 empty] | Reciprocating_Engine | [27 empty] | Reciprocating_Engine | 0 | 0 | 0 | 0 | 0 | 0 | 0 | 0 | 0 | 0 | 0 | 0 | 0 | 0 | 0 | 0 | 0 | 0 | 0 | 0 | 0 | 0 | 0 | 0 | 0 | 0
|  | Total | 0 | 0 | 0 | 0 | 0 | 0 |  | 0 |  | 0 | 0 |  | 0 | 0 | 0 | 0 |  | 0 | 0 | 0 | 0 |  | 0 | 0 | 0 |  |  | Total | 0 | 0 | 0 | 0 | 0 | 0 | 0 |  | 0 |  | 0 | 0 |  | 0 | 0 | 0 | 0 |  |  | Total | 0 | 0 | 0 | 0 | 0 | 0 |  | PGE_New_EGS_Generic | PGE_New_Li_Battery_4hr_Generic | 0 | 0 | 0 | 0 | 0 | 0 |  | 0 |  | 0 | 0 |  | 0 | 0 | 0 | 0 |  | PGE_New_EGS_Generic | PGE_New_Li_Battery_4hr_Generic | PGE_Kern_Wind_Generic | SCE_New_EGS_Generic | SDGE_New_Li_Battery_4hr_Generic | 0 | 0 | 0 |  |  | Total | [27 empty] | Total | [27 empty] | Total | 0 | 0 | 0 | 0 | 0 | 0 | 1.2135 | 1.2135 | 1.2135 | 1.2135 | 1.2135 | 1.2135 | 1.2135 | 1.2135 | 1.2135 | 1.2135 | 1.2135 | 1.2135 | 1.2135 | 1.2135 | 1.2135 | 1.2135 | 1.2135 | 1.2135 | 1.2135 | 1.2135
|  |  | 0 | 0 | 0 | 0 | 0 | 0 |  | 0 |  | 0 | 0 |  | 0 | 0 | 0 | 0 |  | 0 | 0 | 0 | 0 |  | 0 | 0 | 0 |  |  |  |  | 0 | 0 | 0 | 0 | 0 | 0 |  | 0 |  | 0 | 0 |  | 0 | 0 | 0 | 0 | [6 empty] | 0 | 0 | 0 |  | PGE_New_EGS_Generic | PGE_New_Li_Battery_4hr_Generic | 0 | 0 | 0 | 0 | 0 | 0 |  | 0 |  | 0 | 0 |  | 0 | 0 | 0 | 0 |  | PGE_New_EGS_Generic | PGE_New_Li_Battery_4hr_Generic | PGE_Kern_Wind_Generic | SCE_New_EGS_Generic | SDGE_New_Li_Battery_4hr_Generic | 0 | 0 | 0
|  |  | 0 | 0 | 0 | 0 | 0 | 0 | #N/A | 0 |  | 0 | 0 | #N/A | 0 | 0 | 0 | 0 |  | 0 | 0 | 0 | 0 | #N/A | 0 | 0 | 0 |  |  |  |  | 0 | 0 | 0 | 0 | 0 | 0 | #N/A | 0 |  | 0 | 0 | #N/A | 0 | 0 | 0 | 0 | [6 empty] | 0 | 0 | 0 | #N/A | #N/A | #N/A | 0 | 0 | 0 | 0 | 0 | 0 |  | 0 | #N/A | 0 | 0 |  | 0 | 0 | 0 | 0 | #N/A | #N/A | #N/A | #N/A | #N/A | #N/A | 0 | 0 | 0 | [9 empty] | #N/A |  |  |  |  | #N/A | [9 empty] | #N/A | [12 empty] | #N/A |  |  |  |  | #N/A | [9 empty] | #N/A
| Planned/Contracted vs. RESOLVE-Selected Builds |  | 0 | 0 | 0 | 0 | 0 | 0 | #N/A | 0 |  | 0 | 0 | #N/A | 0 | 0 | 0 | 0 |  | 0 | 0 | 0 | 0 | #N/A | 0 | 0 | 0 |  | Planned/Contracted vs. RESOLVE-Selected Builds |  |  | 0 | 0 | 0 | 0 | 0 | 0 | #N/A | 0 |  | 0 | 0 | #N/A | 0 | 0 | 0 | 0 |  | Planned/Contracted vs. RESOLVE-Selected Builds |  |  |  |  | 0 | 0 | 0 | #N/A | #N/A | #N/A | 0 | 0 | 0 | 0 | 0 | 0 |  | 0 | #N/A | 0 | 0 |  | 0 | 0 | 0 | 0 | #N/A | #N/A | #N/A | #N/A | #N/A | #N/A | 0 | 0 | 0 |  | Planned/Contracted vs. RESOLVE-Selected Builds | [7 empty] | #N/A |  |  |  |  | #N/A | [9 empty] | #N/A |  |  |  |  | Planned/Contracted vs. RESOLVE-Selected Builds | [7 empty] | #N/A |  |  |  |  | #N/A | [9 empty] | #N/A |  |  |  |  | Planned/Contracted vs. RESOLVE-Selected Builds
|  |  | 0 | 0 | 0 | 0 | 0 | 0 | #N/A | 0 |  | 0 | 0 | #N/A | 0 | 0 | 0 | 0 |  | 0 | 0 | 0 | 0 | #N/A | 0 | 0 | 0 |  |  |  |  | 0 | 0 | 0 | 0 | 0 | 0 | #N/A | 0 |  | 0 | 0 | #N/A | 0 | 0 | 0 | 0 | [6 empty] | 0 | 0 | 0 | #N/A | #N/A | #N/A | 0 | 0 | 0 | 0 | 0 | 0 |  | 0 | #N/A | 0 | 0 |  | 0 | 0 | 0 | 0 | #N/A | #N/A | #N/A | #N/A | #N/A | #N/A | 0 | 0 | 0 | [9 empty] | #N/A |  |  |  |  | #N/A | [9 empty] | #N/A | [12 empty] | #N/A |  |  |  |  | #N/A | [9 empty] | #N/A
|  | CAISO RESOLVE-Selected Capacity (GW) | 0 | 0 | 0 | 0 | 0 | 0 | #N/A | 0 |  | 0 | 0 | #N/A | 0 | 0 | 0 | 0 |  | 0 | 0 | 0 | 0 | #N/A | 0 | 0 | 0 |  |  | CAISO RESOLVE-Selected Capacity (GW) |  | 0 | 0 | 0 | 0 | 0 | 0 | #N/A | 0 |  | 0 | 0 | #N/A | 0 | 0 | 0 | 0 |  |  | CAISO RESOLVE-Selected Capacity (GW) |  |  |  | 0 | 0 | 0 | #N/A | #N/A | #N/A | 0 | 0 | 0 | 0 | 0 | 0 |  | 0 | #N/A | 0 | 0 |  | 0 | 0 | 0 | 0 | #N/A | #N/A | #N/A | #N/A | #N/A | #N/A | 0 | 0 | 0 |  |  | CAISO RESOLVE-Selected Capacity (GW) | [6 empty] | #N/A |  |  |  |  | #N/A | [9 empty] | #N/A | [5 empty] | CAISO RESOLVE-Selected Capacity (GW) | [6 empty] | #N/A |  |  |  |  | #N/A | [9 empty] | #N/A | [5 empty] | CAISO RESOLVE-Selected Capacity (GW)
|  | Resource Type | 0 | 0 | 0 | 0 | 0 | 0 | #N/A | 0 |  | 0 | 0 | #N/A | 0 | 0 | 0 | 0 |  | 0 | 0 | 0 | 0 | #N/A | 0 | 0 | 0 |  |  | Resource Type | 2020-01-01 | 0 | 0 | 0 | 0 | 0 | 0 | #N/A | 0 |  | 0 | 0 | #N/A | 0 | 0 | 0 | 0 |  |  | Resource Type | 43831 | 44197 | 44562 | 0 | 0 | 0 | #N/A | #N/A | #N/A | 0 | 0 | 0 | 0 | 0 | 0 |  | 0 | #N/A | 0 | 0 |  | 0 | 0 | 0 | 0 | #N/A | #N/A | #N/A | #N/A | #N/A | #N/A | 0 | 0 | 0 |  |  | Resource Type | [6 empty] | #N/A |  |  |  |  | #N/A | [9 empty] | #N/A | [5 empty] | Resource Type | [6 empty] | #N/A |  |  |  |  | #N/A | [9 empty] | #N/A | [5 empty] | Resource Type | 2020-01-01 | 2021-01-01 | 2022-01-01 | 2023-01-01 | 2024-01-01 | 2025-01-01 | 2026-01-01 | 2027-01-01 | 2028-01-01 | 2029-01-01 | 2030-01-01 | 2031-01-01 | 2032-01-01 | 2033-01-01 | 2034-01-01 | 2035-01-01 | 2036-01-01 | 2037-01-01 | 2038-01-01 | 2039-01-01 | 2040-01-01 | 2041-01-01 | 2042-01-01 | 2043-01-01 | 2044-01-01 | 2045-01-01
|  | Coal | 0 | 0 | 0 | 0 | 0 | 0 | #N/A | 0 |  | 0 | 0 | #N/A | 0 | 0 | 0 | 0 |  | 0 | 0 | 0 | 0 | #N/A | 0 | 0 | 0 |  |  | Coal | 0 | 0 | 0 | 0 | 0 | 0 | 0 | #N/A | 0 |  | 0 | 0 | #N/A | 0 | 0 | 0 | 0 |  |  | Coal | 0 | 0 | 0 | 0 | 0 | 0 | #N/A | #N/A | #N/A | 0 | 0 | 0 | 0 | 0 | 0 |  | 0 | #N/A | 0 | 0 |  | 0 | 0 | 0 | 0 | #N/A | #N/A | #N/A | #N/A | #N/A | #N/A | 0 | 0 | 0 |  |  | Coal | [6 empty] | #N/A |  |  |  |  | #N/A | [9 empty] | #N/A | [5 empty] | Coal | [6 empty] | #N/A |  |  |  |  | #N/A | [9 empty] | #N/A | [5 empty] | Coal | 0 | 0 | 0 | 0 | 0 | 0 | 0 | 0 | 0 | 0 | 0 | 0 | 0 | 0 | 0 | 0 | 0 | 0 | 0 | 0 | 0 | 0 | 0 | 0 | 0 | 0
|  | Natural Gas | 0 | 0 | 0 | 0 | 0 | 0 | #N/A | 0 |  | 0 | 0 | #N/A | 0 | 0 | 0 | 0 |  | 0 | 0 | 0 | 0 | #N/A | 0 | 0 | 0 |  |  | Natural Gas | 0 | 0 | 0 | 0 | 0 | 0 | 0 | #N/A | 0 |  | 0 | 0 | #N/A | 0 | 0 | 0 | 0 |  |  | Natural Gas | 0 | 0 | 0 | 0 | 0 | 0 | #N/A | #N/A | #N/A | 0 | 0 | 0 | 0 | 0 | 0 |  | 0 | #N/A | 0 | 0 |  | 0 | 0 | 0 | 0 | #N/A | #N/A | #N/A | #N/A | #N/A | #N/A | 0 | 0 | 0 |  |  | Natural Gas | [6 empty] | #N/A |  |  |  |  | #N/A | [9 empty] | #N/A | [5 empty] | Natural Gas | [6 empty] | #N/A |  |  |  |  | #N/A | [9 empty] | #N/A | [5 empty] | Natural Gas | 0 | 0 | 0 | 0 | 0 | 0 | 0 | 0 | 0 | 0 | 0 | 0 | 0 | 0 | 0 | 0 | 0 | 0 | 0 | 0 | 0 | 0 | 0 | 0 | 0 | 0
|  | Natural Gas + CCS | 0 | 0 | 0 | 0 | 0 | 0 | #N/A | 0 |  | 0 | 0 | #N/A | 0 | 0 | 0 | 0 |  | 0 | 0 | 0 | 0 | #N/A | 0 | 0 | 0 |  |  | Natural Gas + CCS | 0 | 0 | 0 | 0 | 0 | 0 | 0 | #N/A | 0 |  | 0 | 0 | #N/A | 0 | 0 | 0 | 0 |  |  | Natural Gas + CCS | 0 | 0 | 0 | 0 | 0 | 0 | #N/A | #N/A | #N/A | 0 | 0 | 0 | 0 | 0 | 0 |  | 0 | #N/A | 0 | 0 |  | 0 | 0 | 0 | 0 | #N/A | #N/A | #N/A | #N/A | #N/A | #N/A | 0 | 0 | 0 |  |  | Natural Gas + CCS | [6 empty] | #N/A |  |  |  |  | #N/A | [9 empty] | #N/A | [5 empty] | Natural Gas + CCS | [6 empty] | #N/A |  |  |  |  | #N/A | [9 empty] | #N/A | [5 empty] | Natural Gas + CCS | 0 | 0 | 0 | 0 | 0 | 0 | 0 | 0 | 0 | 0 | 0 | 0 | 0 | 0 | 0 | 0 | 0 | 0 | 0 | 0 | 0 | 0 | 0 | 0 | 0 | 0
|  | CHP | 0 | 0 | 0 | 0 | 0 | 0 | #N/A | 0 |  | 0 | 0 | #N/A | 0 | 0 | 0 | 0 |  | 0 | 0 | 0 | 0 | #N/A | 0 | 0 | 0 |  |  | CHP | 0 | 0 | 0 | 0 | 0 | 0 | 0 | #N/A | 0 |  | 0 | 0 | #N/A | 0 | 0 | 0 | 0 |  |  | CHP | 0 | 0 | 0 | 0 | 0 | 0 | #N/A | #N/A | #N/A | 0 | 0 | 0 | 0 | 0 | 0 |  | 0 | #N/A | 0 | 0 |  | 0 | 0 | 0 | 0 | #N/A | #N/A | #N/A | #N/A | #N/A | #N/A | 0 | 0 | 0 |  |  | CHP | [6 empty] | #N/A |  |  |  |  | #N/A | [9 empty] | #N/A | [5 empty] | CHP | [6 empty] | #N/A |  |  |  |  | #N/A | [9 empty] | #N/A | [5 empty] | CHP | 0 | 0 | 0 | 0 | 0 | 0 | 0 | 0 | 0 | 0 | 0 | 0 | 0 | 0 | 0 | 0 | 0 | 0 | 0 | 0 | 0 | 0 | 0 | 0 | 0 | 0
|  | Hydrogen | 0 | 0 | 0 | 0 | 0 | 0 | #N/A | 0 |  | 0 | 0 | #N/A | 0 | 0 | 0 | 0 |  | 0 | 0 | 0 | 0 | #N/A | 0 | 0 | 0 |  |  | Hydrogen | 0 | 0 | 0 | 0 | 0 | 0 | 0 | #N/A | 0 |  | 0 | 0 | #N/A | 0 | 0 | 0 | 0 |  |  | Hydrogen | 0 | 0 | 0 | 0 | 0 | 0 | #N/A | #N/A | #N/A | 0 | 0 | 0 | 0 | 0 | 0 |  | 0 | #N/A | 0 | 0 |  | 0 | 0 | 0 | 0 | #N/A | #N/A | #N/A | #N/A | #N/A | #N/A | 0 | 0 | 0 |  |  | Hydrogen | [6 empty] | #N/A |  |  |  |  | #N/A | [9 empty] | #N/A | [5 empty] | Hydrogen | [6 empty] | #N/A |  |  |  |  | #N/A | [9 empty] | #N/A | [5 empty] | Hydrogen | 0 | 0 | 0 | 0 | 0 | 0 | 0 | 0 | 0 | 0 | 0 | 0 | 0 | 0 | 0 | 0 | 0 | 0 | 0 | 0 | 0 | 0 | 0 | 0 | 0 | 0
|  | Nuclear | 0 | 0 | 0 | 0 | 0 | 0 | #N/A | 0 |  | 0 | 0 | #N/A | 0 | 0 | 0 | 0 |  | 0 | 0 | 0 | 0 | #N/A | 0 | 0 | 0 |  |  | Nuclear | 0 | 0 | 0 | 0 | 0 | 0 | 0 | #N/A | 0 |  | 0 | 0 | #N/A | 0 | 0 | 0 | 0 |  |  | Nuclear | 0 | 0 | 0 | 0 | 0 | 0 | #N/A | #N/A | #N/A | 0 | 0 | 0 | 0 | 0 | 0 |  | 0 | #N/A | 0 | 0 |  | 0 | 0 | 0 | 0 | #N/A | #N/A | #N/A | #N/A | #N/A | #N/A | 0 | 0 | 0 |  |  | Nuclear | [6 empty] | #N/A |  |  |  |  | #N/A | [9 empty] | #N/A | [5 empty] | Nuclear | [6 empty] | #N/A |  |  |  |  | #N/A | [9 empty] | #N/A | [5 empty] | Nuclear | 0 | 0 | 0 | 0 | 0 | 0 | 0 | 0 | 0 | 0 | 0 | 0 | 0 | 0 | 0 | 0 | 0 | 0 | 0 | 0 | 0 | 0 | 0 | 0 | 0 | 0
|  | Nuclear (SMR) | 0 | 0 | 0 | 0 | 0 | 0 | #N/A | 0 |  | 0 | 0 | #N/A | 0 | 0 | 0 | 0 |  | 0 | 0 | 0 | 0 | #N/A | 0 | 0 | 0 |  |  | Nuclear (SMR) | 0 | 0 | 0 | 0 | 0 | 0 | 0 | #N/A | 0 |  | 0 | 0 | #N/A | 0 | 0 | 0 | 0 |  |  | Nuclear (SMR) | 0 | 0 | 0 | 0 | 0 | 0 | #N/A | #N/A | #N/A | 0 | 0 | 0 | 0 | 0 | 0 |  | 0 | #N/A | 0 | 0 |  | 0 | 0 | 0 | 0 | #N/A | #N/A | #N/A | #N/A | #N/A | #N/A | 0 | 0 | 0 |  |  | Nuclear (SMR) | [6 empty] | #N/A |  |  |  |  | #N/A | [9 empty] | #N/A | [5 empty] | Nuclear (SMR) | [6 empty] | #N/A |  |  |  |  | #N/A | [9 empty] | #N/A | [5 empty] | Nuclear (SMR) | 0 | 0 | 0 | 0 | 0 | 0 | 0 | 0 | 0 | 0 | 0 | 0 | 0 | 0 | 0 | 0 | 0 | 0 | 0 | 0 | 0 | 0 | 0 | 0 | 0 | 0
|  | Geothermal | 0 | 0 | 0 | 0 | 0 | 0 | #N/A | 0 |  | 0 | 0 | #N/A | 0 | 0 | 0 | 0 |  | 0 | 0 | 0 | 0 | #N/A | 0 | 0 | 0 |  |  | Geothermal | 0 | 0 | 0 | 0 | 0 | 0 | 0 | #N/A | 0 |  | 0 | 0 | #N/A | 0 | 0 | 0 | 0 |  |  | Geothermal | 0 | 0 | 0 | 0 | 0 | 0 | #N/A | #N/A | #N/A | 0 | 0 | 0 | 0 | 0 | 0 |  | 0 | #N/A | 0 | 0 |  | 0 | 0 | 0 | 0 | #N/A | #N/A | #N/A | #N/A | #N/A | #N/A | 0 | 0 | 0 |  |  | Geothermal | [6 empty] | #N/A |  |  |  |  | #N/A | [9 empty] | #N/A | [5 empty] | Geothermal | [6 empty] | #N/A |  |  |  |  | #N/A | [9 empty] | #N/A | [5 empty] | Geothermal | 0 | 0 | 0 | 0 | 0 | -0.03 | 0 | -0.11 | 0.41 | -0.13 | -0.17 | 1.03 | -0.17 | -0.17 | -0.17 | -0.17 | 3.22 | -0.17 | -0.17 | -0.17 | -0.17 | 4.54 | -0.17 | -0.17 | -0.17 | 5.39
|  | Geothermal (Enhanced) | 0 | 0 | 0 | 0 | 0 | 0 | #N/A | 0 |  | 0 | 0 | #N/A | 0 | 0 | 0 | 0 |  | 0 | 0 | 0 | 0 | #N/A | 0 | 0 | 0 |  |  | Geothermal (Enhanced) | 0 | 0 | 0 | 0 | 0 | 0 | 0 | #N/A | 0 |  | 0 | 0 | #N/A | 0 | 0 | 0 | 0 |  |  | Geothermal (Enhanced) | 0 | 0 | 0 | 0 | 0 | 0 | #N/A | #N/A | #N/A | 0 | 0 | 0 | 0 | 0 | 0 |  | 0 | #N/A | 0 | 0 |  | 0 | 0 | 0 | 0 | #N/A | #N/A | #N/A | #N/A | #N/A | #N/A | 0 | 0 | 0 |  |  | Geothermal (Enhanced) | [6 empty] | #N/A |  |  |  |  | #N/A | [9 empty] | #N/A | [5 empty] | Geothermal (Enhanced) | [6 empty] | #N/A |  |  |  |  | #N/A | [9 empty] | #N/A | [5 empty] | Geothermal (Enhanced) | 0 | 0 | 0 | 0 | 0 | 0 | 0 | 0 | 0 | 0 | 0 | 0 | 0 | 0 | 0 | 0 | 3.61 | 0 | 0 | 0 | 0 | 3.61 | 0 | 0 | 0 | 3.61
|  | Biomass | 0 | 0 | 0 | 0 | 0 | 0 | #N/A | 0 |  | 0 | 0 | #N/A | 0 | 0 | 0 | 0 |  | 0 | 0 | 0 | 0 | #N/A | 0 | 0 | 0 |  |  | Biomass | 0 | 0 | 0 | 0 | 0 | 0 | 0 | #N/A | 0 |  | 0 | 0 | #N/A | 0 | 0 | 0 | 0 |  |  | Biomass | 0 | 0 | 0 | 0 | 0 | 0 | #N/A | #N/A | #N/A | 0 | 0 | 0 | 0 | 0 | 0 |  | 0 | #N/A | 0 | 0 |  | 0 | 0 | 0 | 0 | #N/A | #N/A | #N/A | #N/A | #N/A | #N/A | 0 | 0 | 0 |  |  | Biomass | [6 empty] | #N/A |  |  |  |  | #N/A | [9 empty] | #N/A | [5 empty] | Biomass | [6 empty] | #N/A |  |  |  |  | #N/A | [9 empty] | #N/A | [5 empty] | Biomass | 0 | 0 | 0 | 0 | 0 | 0 | 0 | 0 | 0 | 0 | 0 | 0 | 0 | 0 | 0 | 0 | 0 | 0 | 0 | 0 | 0 | 0 | 0 | 0 | 0 | 0
|  | Biogas | 0 | 0 | 0 | 0 | 0 | 0 | #N/A | 0 |  | 0 | 0 | #N/A | 0 | 0 | 0 | 0 |  | 0 | 0 | 0 | 0 | #N/A | 0 | 0 | 0 |  |  | Biogas | 0 | 0 | 0 | 0 | 0 | 0 | 0 | #N/A | 0 |  | 0 | 0 | #N/A | 0 | 0 | 0 | 0 |  |  | Biogas | 0 | 0 | 0 | 0 | 0 | 0 | #N/A | #N/A | #N/A | 0 | 0 | 0 | 0 | 0 | 0 |  | 0 | #N/A | 0 | 0 |  | 0 | 0 | 0 | 0 | #N/A | #N/A | #N/A | #N/A | #N/A | #N/A | 0 | 0 | 0 |  |  | Biogas | [6 empty] | #N/A |  |  |  |  | #N/A | [9 empty] | #N/A | [5 empty] | Biogas | [6 empty] | #N/A |  |  |  |  | #N/A | [9 empty] | #N/A | [5 empty] | Biogas | 0 | 0 | 0 | 0 | 0 | 0 | 0 | 0 | 0 | 0 | 0 | 0 | 0 | 0 | 0 | 0 | 0 | 0 | 0 | 0 | 0 | 0 | 0 | 0 | 0 | 0
|  | Hydro | 0 | 0 | 0 | 0 | 0 | 0 | #N/A | 0 |  | 0 | 0 | #N/A | 0 | 0 | 0 | 0 |  | 0 | 0 | 0 | 0 | #N/A | 0 | 0 | 0 |  |  | Hydro | 0 | 0 | 0 | 0 | 0 | 0 | 0 | #N/A | 0 |  | 0 | 0 | #N/A | 0 | 0 | 0 | 0 |  |  | Hydro | 0 | 0 | 0 | 0 | 0 | 0 | #N/A | #N/A | #N/A | 0 | 0 | 0 | 0 | 0 | 0 |  | 0 | #N/A | 0 | 0 |  | 0 | 0 | 0 | 0 | #N/A | #N/A | #N/A | #N/A | #N/A | #N/A | 0 | 0 | 0 |  |  | Hydro | [6 empty] | #N/A |  |  |  |  | #N/A | [9 empty] | #N/A | [5 empty] | Hydro | [6 empty] | #N/A |  |  |  |  | #N/A | [9 empty] | #N/A | [5 empty] | Hydro | 0 | 0 | 0 | 0 | 0 | 0 | 0 | 0 | 0 | 0 | 0 | 0 | 0 | 0 | 0 | 0 | 0 | 0 | 0 | 0 | 0 | 0 | 0 | 0 | 0 | 0
|  | In-State Wind | 0 | 0 | 0 | 0 | 0 | 0 | #N/A | 0 |  | 0 | 0 | #N/A | 0 | 0 | 0 | 0 |  | 0 | 0 | 0 | 0 | #N/A | 0 | 0 | 0 |  |  | In-State Wind | 0 | 0 | 0 | 0 | 0 | 0 | 0 | #N/A | 0 |  | 0 | 0 | #N/A | 0 | 0 | 0 | 0 |  |  | In-State Wind | 0 | 0 | 0 | 0 | 0 | 0 | #N/A | #N/A | #N/A | 0 | 0 | 0 | 0 | 0 | 0 |  | 0 | #N/A | 0 | 0 |  | 0 | 0 | 0 | 0 | #N/A | #N/A | #N/A | #N/A | #N/A | #N/A | 0 | 0 | 0 |  |  | In-State Wind | [6 empty] | #N/A |  |  |  |  | #N/A | [9 empty] | #N/A | [5 empty] | In-State Wind | [6 empty] | #N/A |  |  |  |  | #N/A | [9 empty] | #N/A | [5 empty] | In-State Wind | 0 | 0 | 0 | 0 | 0 | -0.07 | 0.18 | -0.07 | 0.67 | -0.07 | -0.07 | 0.82 | -0.07 | -0.07 | -0.07 | -0.07 | 0.82 | -0.07 | -0.07 | -0.07 | -0.07 | 2.42 | -0.07 | -0.07 | -0.07 | 2.42
|  | Out-of-State Wind | 0 | 0 | 0 | 0 | 0 | 0 | #N/A | 0 |  | 0 | 0 | #N/A | 0 | 0 | 0 | 0 |  | 0 | 0 | 0 | 0 | #N/A | 0 | 0 | 0 |  |  | Out-of-State Wind | 0 | 0 | 0 | 0 | 0 | 0 | 0 | #N/A | 0 |  | 0 | 0 | #N/A | 0 | 0 | 0 | 0 |  |  | Out-of-State Wind | 0 | 0 | 0 | 0 | 0 | 0 | #N/A | #N/A | #N/A | 0 | 0 | 0 | 0 | 0 | 0 |  | 0 | #N/A | 0 | 0 |  | 0 | 0 | 0 | 0 | #N/A | #N/A | #N/A | #N/A | #N/A | #N/A | 0 | 0 | 0 |  |  | Out-of-State Wind | [6 empty] | #N/A |  |  |  |  | #N/A | [9 empty] | #N/A | [5 empty] | Out-of-State Wind | [6 empty] | #N/A |  |  |  |  | #N/A | [9 empty] | #N/A | [5 empty] | Out-of-State Wind | 0 | 0 | 0 | 0 | 0 | 0 | 0.9 | -0.54 | 2.01 | -0.54 | -0.54 | 3.51 | -0.54 | -0.54 | -0.54 | -0.54 | 3.51 | -0.54 | -0.54 | -0.54 | -0.54 | 4.61 | -0.54 | -0.54 | -0.54 | 4.61
|  | Offshore Wind | 0 | 0 | 0 | 0 | 0 | 0 | #N/A | 0 |  | 0 | 0 | #N/A | 0 | 0 | 0 | 0 |  | 0 | 0 | 0 | 0 | #N/A | 0 | 0 | 0 |  |  | Offshore Wind | 0 | 0 | 0 | 0 | 0 | 0 | 0 | #N/A | 0 |  | 0 | 0 | #N/A | 0 | 0 | 0 | 0 |  |  | Offshore Wind | 0 | 0 | 0 | 0 | 0 | 0 | #N/A | #N/A | #N/A | 0 | 0 | 0 | 0 | 0 | 0 |  | 0 | #N/A | 0 | 0 |  | 0 | 0 | 0 | 0 | #N/A | #N/A | #N/A | #N/A | #N/A | #N/A | 0 | 0 | 0 |  |  | Offshore Wind | [6 empty] | #N/A |  |  |  |  | #N/A | [9 empty] | #N/A | [5 empty] | Offshore Wind | [6 empty] | #N/A |  |  |  |  | #N/A | [9 empty] | #N/A | [5 empty] | Offshore Wind | 0 | 0 | 0 | 0 | 0 | 0 | 0 | 0 | 0 | 0 | 0 | 0 | 0 | 0 | 0 | 0 | 0 | 0 | 0 | 0 | 0 | 0 | 0 | 0 | 0 | 0
|  | Solar | 0 | 0 | 0 | 0 | 0 | 0 | #N/A | 0 |  | 0 | 0 | #N/A | 0 | 0 | 0 | 0 |  | 0 | 0 | 0 | 0 | #N/A | 0 | 0 | 0 |  |  | Solar | 0 | 0 | 0 | 0 | 0 | 0 | 0 | #N/A | 0 |  | 0 | 0 | #N/A | 0 | 0 | 0 | 0 |  |  | Solar | 0 | 0 | 0 | 0 | 0 | 0 | #N/A | #N/A | #N/A | 0 | 0 | 0 | 0 | 0 | 0 |  | 0 | #N/A | 0 | 0 |  | 0 | 0 | 0 | 0 | #N/A | #N/A | #N/A | #N/A | #N/A | #N/A | 0 | 0 | 0 |  |  | Solar | [6 empty] | #N/A |  |  |  |  | #N/A | [9 empty] | #N/A | [5 empty] | Solar | [6 empty] | #N/A |  |  |  |  | #N/A | [9 empty] | #N/A | [5 empty] | Solar | 0 | 0 | 0 | 0 | 0 | -1.02 | 1.24 | -5.02 | 9.85 | -5.16 | -5.16 | 32.18 | -5.27 | -5.27 | -5.27 | -5.27 | 43.32 | -5.27 | -5.27 | -5.27 | -5.27 | 62.37 | -5.27 | -5.27 | -5.27 | 77.95
|  | Customer Solar | 0 | 0 | 0 | 0 | 0 | 0 | #N/A | 0 |  | 0 | 0 | #N/A | 0 | 0 | 0 | 0 |  | 0 | 0 | 0 | 0 | #N/A | 0 | 0 | 0 |  |  | Customer Solar | 0 | 0 | 0 | 0 | 0 | 0 | 0 | #N/A | 0 |  | 0 | 0 | #N/A | 0 | 0 | 0 | 0 |  |  | Customer Solar | 0 | 0 | 0 | 0 | 0 | 0 | #N/A | #N/A | #N/A | 0 | 0 | 0 | 0 | 0 | 0 |  | 0 | #N/A | 0 | 0 |  | 0 | 0 | 0 | 0 | #N/A | #N/A | #N/A | #N/A | #N/A | #N/A | 0 | 0 | 0 |  |  | Customer Solar | [6 empty] | #N/A |  |  |  |  | #N/A | [9 empty] | #N/A | [5 empty] | Customer Solar | [6 empty] | #N/A |  |  |  |  | #N/A | [9 empty] | #N/A | [5 empty] | Customer Solar | 0 | 0 | 0 | 0 | 0 | 0 | 0 | 0 | 0 | 0 | 0 | 0 | 0 | 0 | 0 | 0 | 0 | 0 | 0 | 0 | 0 | 0 | 0 | 0 | 0 | 0
|  | Li-ion Battery (4-hr) | 0 | 0 | 0 | 0 | 0 | 0 | #N/A | 0 |  | 0 | 0 | #N/A | 0 | 0 | 0 | 0 |  | 0 | 0 | 0 | 0 | #N/A | 0 | 0 | 0 |  |  | Li-ion Battery (4-hr) | 0 | 0 | 0 | 0 | 0 | 0 | 0 | #N/A | 0 |  | 0 | 0 | #N/A | 0 | 0 | 0 | 0 |  |  | Li-ion Battery (4-hr) | 0 | 0 | 0 | 0 | 0 | 0 | #N/A | #N/A | #N/A | 0 | 0 | 0 | 0 | 0 | 0 |  | 0 | #N/A | 0 | 0 |  | 0 | 0 | 0 | 0 | #N/A | #N/A | #N/A | #N/A | #N/A | #N/A | 0 | 0 | 0 |  |  | Li-ion Battery (4-hr) | [6 empty] | #N/A |  |  |  |  | #N/A | [9 empty] | #N/A | [5 empty] | Li-ion Battery (4-hr) | [6 empty] | #N/A |  |  |  |  | #N/A | [9 empty] | #N/A | [5 empty] | Li-ion Battery (4-hr) | 0 | 0 | 0 | 0 | 0 | -2.19 | 0 | -6.52 | 0 | -6.71 | -6.71 | 0 | -6.82 | -6.82 | -6.82 | -6.82 | 0 | -6.82 | -6.82 | -6.82 | -6.82 | 0 | -6.82 | -6.82 | -6.82 | 0
|  | Li-ion Battery (8-hr) | 0 | 0 | 0 | 0 | 0 | 0 | #N/A | 0 |  | 0 | 0 | #N/A | 0 | 0 | 0 | 0 |  | 0 | 0 | 0 | 0 | #N/A | 0 | 0 | 0 |  |  | Li-ion Battery (8-hr) | 0 | 0 | 0 | 0 | 0 | 0 | 0 | #N/A | 0 |  | 0 | 0 | #N/A | 0 | 0 | 0 | 0 |  |  | Li-ion Battery (8-hr) | 0 | 0 | 0 | 0 | 0 | 0 | #N/A | #N/A | #N/A | 0 | 0 | 0 | 0 | 0 | 0 |  | 0 | #N/A | 0 | 0 |  | 0 | 0 | 0 | 0 | #N/A | #N/A | #N/A | #N/A | #N/A | #N/A | 0 | 0 | 0 |  |  | Li-ion Battery (8-hr) | [6 empty] | #N/A |  |  |  |  | #N/A | [9 empty] | #N/A | [5 empty] | Li-ion Battery (8-hr) | [6 empty] | #N/A |  |  |  |  | #N/A | [9 empty] | #N/A | [5 empty] | Li-ion Battery (8-hr) | 0 | 0 | 0 | 0 | 0 | -0.05 | 0 | -0.23 | 0 | -1.06 | -1.07 | 11.02 | -1.07 | -1.07 | -1.07 | -1.07 | 16.61 | -1.07 | -1.07 | -1.07 | -1.07 | 16.61 | -1.07 | -1.07 | -1.07 | 25.83
|  | Location Constrained Storage (12-hr) | 0 | 0 | 0 | 0 | 0 | 0 | #N/A | 0 |  | 0 | 0 | #N/A | 0 | 0 | 0 | 0 |  | 0 | 0 | 0 | 0 | #N/A | 0 | 0 | 0 |  |  | Location Constrained Storage (12-hr) | 0 | 0 | 0 | 0 | 0 | 0 | 0 | #N/A | 0 |  | 0 | 0 | #N/A | 0 | 0 | 0 | 0 |  |  | Location Constrained Storage (12-hr) | 0 | 0 | 0 | 0 | 0 | 0 | #N/A | #N/A | #N/A | 0 | 0 | 0 | 0 | 0 | 0 |  | 0 | #N/A | 0 | 0 |  | 0 | 0 | 0 | 0 | #N/A | #N/A | #N/A | #N/A | #N/A | #N/A | 0 | 0 | 0 |  |  | Location Constrained Storage (12-hr) | [6 empty] | #N/A |  |  |  |  | #N/A | [9 empty] | #N/A | [5 empty] | Location Constrained Storage (12-hr) | [6 empty] | #N/A |  |  |  |  | #N/A | [9 empty] | #N/A | [5 empty] | Location Constrained Storage (12-hr) | 0 | 0 | 0 | 0 | 0 | 0 | 0 | 0 | 0 | 0 | 0 | 1.6 | 0 | 0 | 0 | 0 | 5.75 | 0 | 0 | 0 | 0 | 7.55 | 0 | 0 | 0 | 7.55
|  | Generic Storage (12-hr) | 0 | 0 | 0 | 0 | 0 | 0 | #N/A | 0 |  | 0 | 0 | #N/A | 0 | 0 | 0 | 0 |  | 0 | 0 | 0 | 0 | #N/A | 0 | 0 | 0 |  |  | Generic Storage (12-hr) | 0 | 0 | 0 | 0 | 0 | 0 | 0 | #N/A | 0 |  | 0 | 0 | #N/A | 0 | 0 | 0 | 0 |  |  | Generic Storage (12-hr) | 0 | 0 | 0 | 0 | 0 | 0 | #N/A | #N/A | #N/A | 0 | 0 | 0 | 0 | 0 | 0 |  | 0 | #N/A | 0 | 0 |  | 0 | 0 | 0 | 0 | #N/A | #N/A | #N/A | #N/A | #N/A | #N/A | 0 | 0 | 0 |  |  | Generic Storage (12-hr) | [6 empty] | #N/A |  |  |  |  | #N/A | [9 empty] | #N/A | [5 empty] | Generic Storage (12-hr) | [6 empty] | #N/A |  |  |  |  | #N/A | [9 empty] | #N/A | [5 empty] | Generic Storage (12-hr) | 0 | 0 | 0 | 0 | 0 | 0 | 0 | 0 | 0 | 0 | 0 | 0 | 0 | 0 | 0 | 0 | 0 | 0 | 0 | 0 | 0 | 0 | 0 | 0 | 0 | 0
|  | Generic Storage (24-hr) | 0 | 0 | 0 | 0 | 0 | 0 | #N/A | 0 |  | 0 | 0 | #N/A | 0 | 0 | 0 | 0 |  | 0 | 0 | 0 | 0 | #N/A | 0 | 0 | 0 |  |  | Generic Storage (24-hr) | 0 | 0 | 0 | 0 | 0 | 0 | 0 | #N/A | 0 |  | 0 | 0 | #N/A | 0 | 0 | 0 | 0 |  |  | Generic Storage (24-hr) | 0 | 0 | 0 | 0 | 0 | 0 | #N/A | #N/A | #N/A | 0 | 0 | 0 | 0 | 0 | 0 |  | 0 | #N/A | 0 | 0 |  | 0 | 0 | 0 | 0 | #N/A | #N/A | #N/A | #N/A | #N/A | #N/A | 0 | 0 | 0 |  |  | Generic Storage (24-hr) | [6 empty] | #N/A |  |  |  |  | #N/A | [9 empty] | #N/A | [5 empty] | Generic Storage (24-hr) | [6 empty] | #N/A |  |  |  |  | #N/A | [9 empty] | #N/A | [5 empty] | Generic Storage (24-hr) | 0 | 0 | 0 | 0 | 0 | 0 | 0 | 0 | 0 | 0 | 0 | 0 | 0 | 0 | 0 | 0 | 0 | 0 | 0 | 0 | 0 | 0 | 0 | 0 | 0 | 0
|  | Generic Storage (100-hr) | 0 | 0 | 0 | 0 | 0 | 0 | #N/A | 0 |  | 0 | 0 | #N/A | 0 | 0 | 0 | 0 |  | 0 | 0 | 0 | 0 | #N/A | 0 | 0 | 0 |  |  | Generic Storage (100-hr) | 0 | 0 | 0 | 0 | 0 | 0 | 0 | #N/A | 0 |  | 0 | 0 | #N/A | 0 | 0 | 0 | 0 |  |  | Generic Storage (100-hr) | 0 | 0 | 0 | 0 | 0 | 0 | #N/A | #N/A | #N/A | 0 | 0 | 0 | 0 | 0 | 0 |  | 0 | #N/A | 0 | 0 |  | 0 | 0 | 0 | 0 | #N/A | #N/A | #N/A | #N/A | #N/A | #N/A | 0 | 0 | 0 |  |  | Generic Storage (100-hr) | [6 empty] | #N/A |  |  |  |  | #N/A | [9 empty] | #N/A | [5 empty] | Generic Storage (100-hr) | [6 empty] | #N/A |  |  |  |  | #N/A | [9 empty] | #N/A | [5 empty] | Generic Storage (100-hr) | 0 | 0 | 0 | 0 | 0 | 0 | 0 | 0 | 0 | 0 | 0 | 0 | 0 | 0 | 0 | 0 | 0 | 0 | 0 | 0 | 0 | 0 | 0 | 0 | 0 | 0
|  | Shed DR | 0 | 0 | 0 | 0 | 0 | 0 | #N/A | 0 |  | 0 | 0 | #N/A | 0 | 0 | 0 | 0 |  | 0 | 0 | 0 | 0 | #N/A | 0 | 0 | 0 |  |  | Shed DR | 0 | 0 | 0 | 0 | 0 | 0 | 0 | #N/A | 0 |  | 0 | 0 | #N/A | 0 | 0 | 0 | 0 |  |  | Shed DR | 0 | 0 | 0 | 0 | 0 | 0 | #N/A | #N/A | #N/A | 0 | 0 | 0 | 0 | 0 | 0 |  | 0 | #N/A | 0 | 0 |  | 0 | 0 | 0 | 0 | #N/A | #N/A | #N/A | #N/A | #N/A | #N/A | 0 | 0 | 0 |  |  | Shed DR | [6 empty] | #N/A |  |  |  |  | #N/A | [9 empty] | #N/A | [5 empty] | Shed DR | [6 empty] | #N/A |  |  |  |  | #N/A | [9 empty] | #N/A | [5 empty] | Shed DR | 0 | 0 | 0 | 0 | 0 | 0 | 0 | 0 | 0 | 0 | 0 | 0 | 0 | 0 | 0 | 0 | 0 | 0 | 0 | 0 | 0 | 0 | 0 | 0 | 0 | 0
|  | Shift DR & VGI | 0 | 0 | 0 | 0 | 0 | 0 | #N/A | 0 |  | 0 | 0 | #N/A | 0 | 0 | 0 | 0 |  | 0 | 0 | 0 | 0 | #N/A | 0 | 0 | 0 |  |  | Shift DR & VGI | 0 | 0 | 0 | 0 | 0 | 0 | 0 | #N/A | 0 |  | 0 | 0 | #N/A | 0 | 0 | 0 | 0 |  |  | Shift DR & VGI | 0 | 0 | 0 | 0 | 0 | 0 | #N/A | #N/A | #N/A | 0 | 0 | 0 | 0 | 0 | 0 |  | 0 | #N/A | 0 | 0 |  | 0 | 0 | 0 | 0 | #N/A | #N/A | #N/A | #N/A | #N/A | #N/A | 0 | 0 | 0 |  |  | Shift DR & VGI | [6 empty] | #N/A |  |  |  |  | #N/A | [9 empty] | #N/A | [5 empty] | Shift DR & VGI | [6 empty] | #N/A |  |  |  |  | #N/A | [9 empty] | #N/A | [5 empty] | Shift DR & VGI | 0 | 0 | 0 | 0 | 0 | 0 | 0 | 0 | 0 | 0 | 0 | 0 | 0 | 0 | 0 | 0 | 0 | 0 | 0 | 0 | 0 | 0 | 0 | 0 | 0 | 0
|  | Gas Capacity Not Retained | 0 | 0 | 0 | 0 | 0 | 0 | #N/A | 0 |  | 0 | 0 | #N/A | 0 | 0 | 0 | 0 |  | 0 | 0 | 0 | 0 | #N/A | 0 | 0 | 0 |  |  | Gas Capacity Not Retained | 0 | 0 | 0 | 0 | 0 | 0 | 0 | #N/A | 0 |  | 0 | 0 | #N/A | 0 | 0 | 0 | 0 |  |  | Gas Capacity Not Retained | 0 | 0 | 0 | 0 | 0 | 0 | #N/A | #N/A | #N/A | 0 | 0 | 0 | 0 | 0 | 0 |  | 0 | #N/A | 0 | 0 |  | 0 | 0 | 0 | 0 | #N/A | #N/A | #N/A | #N/A | #N/A | #N/A | 0 | 0 | 0 |  |  | Gas Capacity Not Retained | [6 empty] | #N/A |  |  |  |  | #N/A | [9 empty] | #N/A | [5 empty] | Gas Capacity Not Retained | [6 empty] | #N/A |  |  |  |  | #N/A | [9 empty] | #N/A | [5 empty] | Gas Capacity Not Retained | 0 | 0 | 0 | 0 | 0 | -3.34 | -8.78 | -13.69 | -14.86 | -14.86 | -14.91 | -15.13 | -15.13 | -15.13 | -15.13 | -15.13 | -15.13 | -15.13 | -15.13 | -15.13 | -15.13 | -15.13 | -15.13 | -15.13 | -15.13 | -15.13
|  | Total New Resources | 0 | 0 | 0 | 0 | 0 | 0 | #N/A | 0 |  | 0 | 0 | #N/A | 0 | 0 | 0 | 0 |  | 0 | 0 | 0 | 0 | #N/A | 0 | 0 | 0 |  |  | Total New Resources | 0 | 0 | 0 | 0 | 0 | 0 | 0 | #N/A | 0 |  | 0 | 0 | #N/A | 0 | 0 | 0 | 0 |  |  | Total New Resources | 0 | 0 | 0 | 0 | 0 | 0 | #N/A | #N/A | #N/A | 0 | 0 | 0 | 0 | 0 | 0 |  | 0 | #N/A | 0 | 0 |  | 0 | 0 | 0 | 0 | #N/A | #N/A | #N/A | #N/A | #N/A | #N/A | 0 | 0 | 0 |  |  | Total New Resources | [6 empty] | #N/A |  |  |  |  | #N/A | [9 empty] | #N/A | [5 empty] | Total New Resources | [6 empty] | #N/A |  |  |  |  | #N/A | [9 empty] | #N/A | [5 empty] | Total New Resources | 0 | 0 | 0 | 0 | 0 | -3.36 | 2.32 | -12.49 | 12.94 | -13.67 | -13.72 | 50.16 | -13.94 | -13.94 | -13.94 | -13.94 | 76.84 | -13.94 | -13.94 | -13.94 | -13.94 | 101.71 | -13.94 | -13.94 | -13.94 | 127.36
|  | Total Optimized Capacity (includes non-retained gas) | 0 | 0 | 0 | 0 | 0 | 0 | #N/A | 0 |  | 0 | 0 | #N/A | 0 | 0 | 0 | 0 |  | 0 | 0 | 0 | 0 | #N/A | 0 | 0 | 0 |  |  | Total Optimized Capacity (includes non-retained gas) | 0 | 0 | 0 | 0 | 0 | 0 | 0 | #N/A | 0 |  | 0 | 0 | #N/A | 0 | 0 | 0 | 0 |  |  | Total Optimized Capacity (includes non-retained gas) | 0 | 0 | 0 | 0 | 0 | 0 | #N/A | #N/A | #N/A | 0 | 0 | 0 | 0 | 0 | 0 |  | 0 | #N/A | 0 | 0 |  | 0 | 0 | 0 | 0 | #N/A | #N/A | #N/A | #N/A | #N/A | #N/A | 0 | 0 | 0 |  |  | Total Optimized Capacity (includes non-retained gas) | [6 empty] | #N/A |  |  |  |  | #N/A | [9 empty] | #N/A | [5 empty] | Total Optimized Capacity (includes non-retained gas) | [6 empty] | #N/A |  |  |  |  | #N/A | [9 empty] | #N/A | [5 empty] | Total Optimized Capacity (includes non-retained gas) | 0 | 0 | 0 | 0 | 0 | -6.7 | -6.46 | -26.18 | -1.92 | -28.53 | -28.63 | 35.03 | -29.07 | -29.07 | -29.07 | -29.07 | 61.71 | -29.07 | -29.07 | -29.07 | -29.07 | 86.58 | -29.07 | -29.07 | -29.07 | 112.23
|  |  | 0 | 0 | 0 | 0 | 0 | 0 | #N/A | 0 |  | 0 | 0 | #N/A | 0 | 0 | 0 | 0 |  | 0 | 0 | 0 | 0 | #N/A | 0 | 0 | 0 |  |  |  |  | 0 | 0 | 0 | 0 | 0 | 0 | #N/A | 0 |  | 0 | 0 | #N/A | 0 | 0 | 0 | 0 | [6 empty] | 0 | 0 | 0 | #N/A | #N/A | #N/A | 0 | 0 | 0 | 0 | 0 | 0 |  | 0 | #N/A | 0 | 0 |  | 0 | 0 | 0 | 0 | #N/A | #N/A | #N/A | #N/A | #N/A | #N/A | 0 | 0 | 0 | [9 empty] | #N/A |  |  |  |  | #N/A | [9 empty] | #N/A | [12 empty] | #N/A |  |  |  |  | #N/A | [9 empty] | #N/A
|  | CAISO Planned (Contracted) Capacity (GW) | 0 | 0 | 0 | 0 | 0 | 0 | #N/A | 0 |  | 0 | 0 | #N/A | 0 | 0 | 0 | 0 |  | 0 | 0 | 0 | 0 | #N/A | 0 | 0 | 0 |  |  | CAISO Planned (Contracted) Capacity (GW) |  | 0 | 0 | 0 | 0 | 0 | 0 | #N/A | 0 |  | 0 | 0 | #N/A | 0 | 0 | 0 | 0 |  |  | CAISO Planned (Contracted) Capacity (GW) |  |  |  | 0 | 0 | 0 | #N/A | #N/A | #N/A | 0 | 0 | 0 | 0 | 0 | 0 |  | 0 | #N/A | 0 | 0 |  | 0 | 0 | 0 | 0 | #N/A | #N/A | #N/A | #N/A | #N/A | #N/A | 0 | 0 | 0 |  |  | CAISO Planned (Contracted) Capacity (GW) | [6 empty] | #N/A |  |  |  |  | #N/A | [9 empty] | #N/A | [5 empty] | CAISO Planned (Contracted) Capacity (GW) | [6 empty] | #N/A |  |  |  |  | #N/A | [9 empty] | #N/A | [5 empty] | CAISO Planned (Contracted) Capacity (GW)
|  | Resource Type | 0 | 0 | 0 | 0 | 0 | 0 | #N/A | 0 |  | 0 | 0 | #N/A | 0 | 0 | 0 | 0 |  | 0 | 0 | 0 | 0 | #N/A | 0 | 0 | 0 |  |  | Resource Type | 2020-01-01 | 0 | 0 | 0 | 0 | 0 | 0 | #N/A | 0 |  | 0 | 0 | #N/A | 0 | 0 | 0 | 0 |  |  | Resource Type | 43831 | 44197 | 44562 | 0 | 0 | 0 | #N/A | #N/A | #N/A | 0 | 0 | 0 | 0 | 0 | 0 |  | 0 | #N/A | 0 | 0 |  | 0 | 0 | 0 | 0 | #N/A | #N/A | #N/A | #N/A | #N/A | #N/A | 0 | 0 | 0 |  |  | Resource Type | [6 empty] | #N/A |  |  |  |  | #N/A | [9 empty] | #N/A | [5 empty] | Resource Type | [6 empty] | #N/A |  |  |  |  | #N/A | [9 empty] | #N/A | [5 empty] | Resource Type | 2020-01-01 | 2021-01-01 | 2022-01-01 | 2023-01-01 | 2024-01-01 | 2025-01-01 | 2026-01-01 | 2027-01-01 | 2028-01-01 | 2029-01-01 | 2030-01-01 | 2031-01-01 | 2032-01-01 | 2033-01-01 | 2034-01-01 | 2035-01-01 | 2036-01-01 | 2037-01-01 | 2038-01-01 | 2039-01-01 | 2040-01-01 | 2041-01-01 | 2042-01-01 | 2043-01-01 | 2044-01-01 | 2045-01-01
|  | Coal | 0 | 0 | 0 | 0 | 0 | 0 | #N/A | 0 |  | 0 | 0 | #N/A | 0 | 0 | 0 | 0 |  | 0 | 0 | 0 | 0 | #N/A | 0 | 0 | 0 |  |  | Coal | 0 | 0 | 0 | 0 | 0 | 0 | 0 | #N/A | 0 |  | 0 | 0 | #N/A | 0 | 0 | 0 | 0 |  |  | Coal | 0 | 0 | 0 | 0 | 0 | 0 | #N/A | #N/A | #N/A | 0 | 0 | 0 | 0 | 0 | 0 |  | 0 | #N/A | 0 | 0 |  | 0 | 0 | 0 | 0 | #N/A | #N/A | #N/A | #N/A | #N/A | #N/A | 0 | 0 | 0 |  |  | Coal | [6 empty] | #N/A |  |  |  |  | #N/A | [9 empty] | #N/A | [5 empty] | Coal | [6 empty] | #N/A |  |  |  |  | #N/A | [9 empty] | #N/A | [5 empty] | Coal | 0 | 0 | 0 | 0 | 0 | 0 | 0 | 0 | 0 | 0 | 0 | 0 | 0 | 0 | 0 | 0 | 0 | 0 | 0 | 0 | 0 | 0 | 0 | 0 | 0 | 0
|  | Natural Gas | 0 | 0 | 0 | 0 | 0 | 0 | #N/A | 0 |  | 0 | 0 | #N/A | 0 | 0 | 0 | 0 |  | 0 | 0 | 0 | 0 | #N/A | 0 | 0 | 0 |  |  | Natural Gas | 0 | 0 | 0 | 0 | 0 | 0 | 0 | #N/A | 0 |  | 0 | 0 | #N/A | 0 | 0 | 0 | 0 |  |  | Natural Gas | 0 | 0 | 0 | 0 | 0 | 0 | #N/A | #N/A | #N/A | 0 | 0 | 0 | 0 | 0 | 0 |  | 0 | #N/A | 0 | 0 |  | 0 | 0 | 0 | 0 | #N/A | #N/A | #N/A | #N/A | #N/A | #N/A | 0 | 0 | 0 |  |  | Natural Gas | [6 empty] | #N/A |  |  |  |  | #N/A | [9 empty] | #N/A | [5 empty] | Natural Gas | [6 empty] | #N/A |  |  |  |  | #N/A | [9 empty] | #N/A | [5 empty] | Natural Gas | 0 | 0 | 0 | 0 | 0 | 0 | 0 | 0 | 0 | 0 | 0 | 0 | 0 | 0 | 0 | 0 | 0 | 0 | 0 | 0 | 0 | 0 | 0 | 0 | 0 | 0
|  | Natural Gas + CCS | 0 | 0 | 0 | 0 | 0 | 0 | #N/A | 0 |  | 0 | 0 | #N/A | 0 | 0 | 0 | 0 |  | 0 | 0 | 0 | 0 | #N/A | 0 | 0 | 0 |  |  | Natural Gas + CCS | 0 | 0 | 0 | 0 | 0 | 0 | 0 | #N/A | 0 |  | 0 | 0 | #N/A | 0 | 0 | 0 | 0 |  |  | Natural Gas + CCS | 0 | 0 | 0 | 0 | 0 | 0 | #N/A | #N/A | #N/A | 0 | 0 | 0 | 0 | 0 | 0 |  | 0 | #N/A | 0 | 0 |  | 0 | 0 | 0 | 0 | #N/A | #N/A | #N/A | #N/A | #N/A | #N/A | 0 | 0 | 0 |  |  | Natural Gas + CCS | [6 empty] | #N/A |  |  |  |  | #N/A | [9 empty] | #N/A | [5 empty] | Natural Gas + CCS | [6 empty] | #N/A |  |  |  |  | #N/A | [9 empty] | #N/A | [5 empty] | Natural Gas + CCS | 0 | 0 | 0 | 0 | 0 | 0 | 0 | 0 | 0 | 0 | 0 | 0 | 0 | 0 | 0 | 0 | 0 | 0 | 0 | 0 | 0 | 0 | 0 | 0 | 0 | 0
|  | CHP | 0 | 0 | 0 | 0 | 0 | 0 | #N/A | 0 |  | 0 | 0 | #N/A | 0 | 0 | 0 | 0 |  | 0 | 0 | 0 | 0 | #N/A | 0 | 0 | 0 |  |  | CHP | 0 | 0 | 0 | 0 | 0 | 0 | 0 | #N/A | 0 |  | 0 | 0 | #N/A | 0 | 0 | 0 | 0 |  |  | CHP | 0 | 0 | 0 | 0 | 0 | 0 | #N/A | #N/A | #N/A | 0 | 0 | 0 | 0 | 0 | 0 |  | 0 | #N/A | 0 | 0 |  | 0 | 0 | 0 | 0 | #N/A | #N/A | #N/A | #N/A | #N/A | #N/A | 0 | 0 | 0 |  |  | CHP | [6 empty] | #N/A |  |  |  |  | #N/A | [9 empty] | #N/A | [5 empty] | CHP | [6 empty] | #N/A |  |  |  |  | #N/A | [9 empty] | #N/A | [5 empty] | CHP | 0 | 0 | 0 | 0 | 0 | 0 | 0 | 0 | 0 | 0 | 0 | 0 | 0 | 0 | 0 | 0 | 0 | 0 | 0 | 0 | 0 | 0 | 0 | 0 | 0 | 0
|  | Hydrogen | 0 | 0 | 0 | 0 | 0 | 0 | #N/A | 0 |  | 0 | 0 | #N/A | 0 | 0 | 0 | 0 |  | 0 | 0 | 0 | 0 | #N/A | 0 | 0 | 0 |  |  | Hydrogen | 0 | 0 | 0 | 0 | 0 | 0 | 0 | #N/A | 0 |  | 0 | 0 | #N/A | 0 | 0 | 0 | 0 |  |  | Hydrogen | 0 | 0 | 0 | 0 | 0 | 0 | #N/A | #N/A | #N/A | 0 | 0 | 0 | 0 | 0 | 0 |  | 0 | #N/A | 0 | 0 |  | 0 | 0 | 0 | 0 | #N/A | #N/A | #N/A | #N/A | #N/A | #N/A | 0 | 0 | 0 |  |  | Hydrogen | [6 empty] | #N/A |  |  |  |  | #N/A | [9 empty] | #N/A | [5 empty] | Hydrogen | [6 empty] | #N/A |  |  |  |  | #N/A | [9 empty] | #N/A | [5 empty] | Hydrogen | 0 | 0 | 0 | 0 | 0 | 0 | 0 | 0 | 0 | 0 | 0 | 0 | 0 | 0 | 0 | 0 | 0 | 0 | 0 | 0 | 0 | 0 | 0 | 0 | 0 | 0
|  | Nuclear | 0 | 0 | 0 | 0 | 0 | 0 | #N/A | 0 |  | 0 | 0 | #N/A | 0 | 0 | 0 | 0 |  | 0 | 0 | 0 | 0 | #N/A | 0 | 0 | 0 |  |  | Nuclear | 0 | 0 | 0 | 0 | 0 | 0 | 0 | #N/A | 0 |  | 0 | 0 | #N/A | 0 | 0 | 0 | 0 |  |  | Nuclear | 0 | 0 | 0 | 0 | 0 | 0 | #N/A | #N/A | #N/A | 0 | 0 | 0 | 0 | 0 | 0 |  | 0 | #N/A | 0 | 0 |  | 0 | 0 | 0 | 0 | #N/A | #N/A | #N/A | #N/A | #N/A | #N/A | 0 | 0 | 0 |  |  | Nuclear | [6 empty] | #N/A |  |  |  |  | #N/A | [9 empty] | #N/A | [5 empty] | Nuclear | [6 empty] | #N/A |  |  |  |  | #N/A | [9 empty] | #N/A | [5 empty] | Nuclear | 0 | 0 | 0 | 0 | 0 | 0 | 0 | 0 | 0 | 0 | 0 | 0 | 0 | 0 | 0 | 0 | 0 | 0 | 0 | 0 | 0 | 0 | 0 | 0 | 0 | 0
|  | Nuclear (SMR) | 0 | 0 | 0 | 0 | 0 | 0 | #N/A | 0 |  | 0 | 0 | #N/A | 0 | 0 | 0 | 0 |  | 0 | 0 | 0 | 0 | #N/A | 0 | 0 | 0 |  |  | Nuclear (SMR) | 0 | 0 | 0 | 0 | 0 | 0 | 0 | #N/A | 0 |  | 0 | 0 | #N/A | 0 | 0 | 0 | 0 |  |  | Nuclear (SMR) | 0 | 0 | 0 | 0 | 0 | 0 | #N/A | #N/A | #N/A | 0 | 0 | 0 | 0 | 0 | 0 |  | 0 | #N/A | 0 | 0 |  | 0 | 0 | 0 | 0 | #N/A | #N/A | #N/A | #N/A | #N/A | #N/A | 0 | 0 | 0 |  |  | Nuclear (SMR) | [6 empty] | #N/A |  |  |  |  | #N/A | [9 empty] | #N/A | [5 empty] | Nuclear (SMR) | [6 empty] | #N/A |  |  |  |  | #N/A | [9 empty] | #N/A | [5 empty] | Nuclear (SMR) | 0 | 0 | 0 | 0 | 0 | 0 | 0 | 0 | 0 | 0 | 0 | 0 | 0 | 0 | 0 | 0 | 0 | 0 | 0 | 0 | 0 | 0 | 0 | 0 | 0 | 0
|  | Geothermal | 0 | 0 | 0 | 0 | 0 | 0 | #N/A | 0 |  | 0 | 0 | #N/A | 0 | 0 | 0 | 0 |  | 0 | 0 | 0 | 0 | #N/A | 0 | 0 | 0 |  |  | Geothermal | 0 | 0 | 0 | 0 | 0 | 0 | 0 | #N/A | 0 |  | 0 | 0 | #N/A | 0 | 0 | 0 | 0 |  |  | Geothermal | 0 | 0 | 0 | 0 | 0 | 0 | #N/A | #N/A | #N/A | 0 | 0 | 0 | 0 | 0 | 0 |  | 0 | #N/A | 0 | 0 |  | 0 | 0 | 0 | 0 | #N/A | #N/A | #N/A | #N/A | #N/A | #N/A | 0 | 0 | 0 |  |  | Geothermal | [6 empty] | #N/A |  |  |  |  | #N/A | [9 empty] | #N/A | [5 empty] | Geothermal | [6 empty] | #N/A |  |  |  |  | #N/A | [9 empty] | #N/A | [5 empty] | Geothermal | 0 | 0 | 0 | 0 | 0 | 0.027 | 0.109 | 0.109 | 0.128 | 0.128 | 0.168 | 0.168 | 0.168 | 0.168 | 0.168 | 0.168 | 0.168 | 0.168 | 0.168 | 0.168 | 0.168 | 0.168 | 0.168 | 0.168 | 0.168 | 0.168
|  | Geothermal (Enhanced) | 0 | 0 | 0 | 0 | 0 | 0 | #N/A | 0 |  | 0 | 0 | #N/A | 0 | 0 | 0 | 0 |  | 0 | 0 | 0 | 0 | #N/A | 0 | 0 | 0 |  |  | Geothermal (Enhanced) | 0 | 0 | 0 | 0 | 0 | 0 | 0 | #N/A | 0 |  | 0 | 0 | #N/A | 0 | 0 | 0 | 0 |  |  | Geothermal (Enhanced) | 0 | 0 | 0 | 0 | 0 | 0 | #N/A | #N/A | #N/A | 0 | 0 | 0 | 0 | 0 | 0 |  | 0 | #N/A | 0 | 0 |  | 0 | 0 | 0 | 0 | #N/A | #N/A | #N/A | #N/A | #N/A | #N/A | 0 | 0 | 0 |  |  | Geothermal (Enhanced) | [6 empty] | #N/A |  |  |  |  | #N/A | [9 empty] | #N/A | [5 empty] | Geothermal (Enhanced) | [6 empty] | #N/A |  |  |  |  | #N/A | [9 empty] | #N/A | [5 empty] | Geothermal (Enhanced) | 0 | 0 | 0 | 0 | 0 | 0 | 0 | 0 | 0 | 0 | 0 | 0 | 0 | 0 | 0 | 0 | 0 | 0 | 0 | 0 | 0 | 0 | 0 | 0 | 0 | 0
|  | Biomass | 0 | 0 | 0 | 0 | 0 | 0 | #N/A | 0 |  | 0 | 0 | #N/A | 0 | 0 | 0 | 0 |  | 0 | 0 | 0 | 0 | #N/A | 0 | 0 | 0 |  |  | Biomass | 0 | 0 | 0 | 0 | 0 | 0 | 0 | #N/A | 0 |  | 0 | 0 | #N/A | 0 | 0 | 0 | 0 |  |  | Biomass | 0 | 0 | 0 | 0 | 0 | 0 | #N/A | #N/A | #N/A | 0 | 0 | 0 | 0 | 0 | 0 |  | 0 | #N/A | 0 | 0 |  | 0 | 0 | 0 | 0 | #N/A | #N/A | #N/A | #N/A | #N/A | #N/A | 0 | 0 | 0 |  |  | Biomass | [6 empty] | #N/A |  |  |  |  | #N/A | [9 empty] | #N/A | [5 empty] | Biomass | [6 empty] | #N/A |  |  |  |  | #N/A | [9 empty] | #N/A | [5 empty] | Biomass | 0 | 0 | 0 | 0 | 0 | 0 | 0 | 0 | 0 | 0 | 0 | 0 | 0 | 0 | 0 | 0 | 0 | 0 | 0 | 0 | 0 | 0 | 0 | 0 | 0 | 0
|  | Biogas | 0 | 0 | 0 | 0 | 0 | 0 | #N/A | 0 |  | 0 | 0 | #N/A | 0 | 0 | 0 | 0 |  | 0 | 0 | 0 | 0 | #N/A | 0 | 0 | 0 |  |  | Biogas | 0 | 0 | 0 | 0 | 0 | 0 | 0 | #N/A | 0 |  | 0 | 0 | #N/A | 0 | 0 | 0 | 0 |  |  | Biogas | 0 | 0 | 0 | 0 | 0 | 0 | #N/A | #N/A | #N/A | 0 | 0 | 0 | 0 | 0 | 0 |  | 0 | #N/A | 0 | 0 |  | 0 | 0 | 0 | 0 | #N/A | #N/A | #N/A | #N/A | #N/A | #N/A | 0 | 0 | 0 |  |  | Biogas | [6 empty] | #N/A |  |  |  |  | #N/A | [9 empty] | #N/A | [5 empty] | Biogas | [6 empty] | #N/A |  |  |  |  | #N/A | [9 empty] | #N/A | [5 empty] | Biogas | 0 | 0 | 0 | 0 | 0 | 0 | 0 | 0 | 0 | 0 | 0 | 0 | 0 | 0 | 0 | 0 | 0 | 0 | 0 | 0 | 0 | 0 | 0 | 0 | 0 | 0
|  | Hydro | 0 | 0 | 0 | 0 | 0 | 0 | #N/A | 0 |  | 0 | 0 | #N/A | 0 | 0 | 0 | 0 |  | 0 | 0 | 0 | 0 | #N/A | 0 | 0 | 0 |  |  | Hydro | 0 | 0 | 0 | 0 | 0 | 0 | 0 | #N/A | 0 |  | 0 | 0 | #N/A | 0 | 0 | 0 | 0 |  |  | Hydro | 0 | 0 | 0 | 0 | 0 | 0 | #N/A | #N/A | #N/A | 0 | 0 | 0 | 0 | 0 | 0 |  | 0 | #N/A | 0 | 0 |  | 0 | 0 | 0 | 0 | #N/A | #N/A | #N/A | #N/A | #N/A | #N/A | 0 | 0 | 0 |  |  | Hydro | [6 empty] | #N/A |  |  |  |  | #N/A | [9 empty] | #N/A | [5 empty] | Hydro | [6 empty] | #N/A |  |  |  |  | #N/A | [9 empty] | #N/A | [5 empty] | Hydro | 0 | 0 | 0 | 0 | 0 | 0 | 0 | 0 | 0 | 0 | 0 | 0 | 0 | 0 | 0 | 0 | 0 | 0 | 0 | 0 | 0 | 0 | 0 | 0 | 0 | 0
|  | In-State Wind | 0 | 0 | 0 | 0 | 0 | 0 | #N/A | 0 |  | 0 | 0 | #N/A | 0 | 0 | 0 | 0 |  | 0 | 0 | 0 | 0 | #N/A | 0 | 0 | 0 |  |  | In-State Wind | 0 | 0 | 0 | 0 | 0 | 0 | 0 | #N/A | 0 |  | 0 | 0 | #N/A | 0 | 0 | 0 | 0 |  |  | In-State Wind | 0 | 0 | 0 | 0 | 0 | 0 | #N/A | #N/A | #N/A | 0 | 0 | 0 | 0 | 0 | 0 |  | 0 | #N/A | 0 | 0 |  | 0 | 0 | 0 | 0 | #N/A | #N/A | #N/A | #N/A | #N/A | #N/A | 0 | 0 | 0 |  |  | In-State Wind | [6 empty] | #N/A |  |  |  |  | #N/A | [9 empty] | #N/A | [5 empty] | In-State Wind | [6 empty] | #N/A |  |  |  |  | #N/A | [9 empty] | #N/A | [5 empty] | In-State Wind | 0 | 0 | 0 | 0 | 0 | 0.072 | 0.072 | 0.072 | 0.072 | 0.072 | 0.072 | 0.072 | 0.072 | 0.072 | 0.072 | 0.072 | 0.072 | 0.072 | 0.072 | 0.072 | 0.072 | 0.072 | 0.072 | 0.072 | 0.072 | 0.072
|  | Out-of-State Wind | 0 | 0 | 0 | 0 | 0 | 0 | #N/A | 0 |  | 0 | 0 | #N/A | 0 | 0 | 0 | 0 |  | 0 | 0 | 0 | 0 | #N/A | 0 | 0 | 0 |  |  | Out-of-State Wind | 0 | 0 | 0 | 0 | 0 | 0 | 0 | #N/A | 0 |  | 0 | 0 | #N/A | 0 | 0 | 0 | 0 |  |  | Out-of-State Wind | 0 | 0 | 0 | 0 | 0 | 0 | #N/A | #N/A | #N/A | 0 | 0 | 0 | 0 | 0 | 0 |  | 0 | #N/A | 0 | 0 |  | 0 | 0 | 0 | 0 | #N/A | #N/A | #N/A | #N/A | #N/A | #N/A | 0 | 0 | 0 |  |  | Out-of-State Wind | [6 empty] | #N/A |  |  |  |  | #N/A | [9 empty] | #N/A | [5 empty] | Out-of-State Wind | [6 empty] | #N/A |  |  |  |  | #N/A | [9 empty] | #N/A | [5 empty] | Out-of-State Wind | 0 | 0 | 0 | 0 | 0 | 0 | 0.535 | 0.535 | 0.535 | 0.535 | 0.535 | 0.535 | 0.535 | 0.535 | 0.535 | 0.535 | 0.535 | 0.535 | 0.535 | 0.535 | 0.535 | 0.535 | 0.535 | 0.535 | 0.535 | 0.535
|  | Offshore Wind | 0 | 0 | 0 | 0 | 0 | 0 | #N/A | 0 |  | 0 | 0 | #N/A | 0 | 0 | 0 | 0 |  | 0 | 0 | 0 | 0 | #N/A | 0 | 0 | 0 |  |  | Offshore Wind | 0 | 0 | 0 | 0 | 0 | 0 | 0 | #N/A | 0 |  | 0 | 0 | #N/A | 0 | 0 | 0 | 0 |  |  | Offshore Wind | 0 | 0 | 0 | 0 | 0 | 0 | #N/A | #N/A | #N/A | 0 | 0 | 0 | 0 | 0 | 0 |  | 0 | #N/A | 0 | 0 |  | 0 | 0 | 0 | 0 | #N/A | #N/A | #N/A | #N/A | #N/A | #N/A | 0 | 0 | 0 |  |  | Offshore Wind | [6 empty] | #N/A |  |  |  |  | #N/A | [9 empty] | #N/A | [5 empty] | Offshore Wind | [6 empty] | #N/A |  |  |  |  | #N/A | [9 empty] | #N/A | [5 empty] | Offshore Wind | 0 | 0 | 0 | 0 | 0 | 0 | 0 | 0 | 0 | 0 | 0 | 0 | 0 | 0 | 0 | 0 | 0 | 0 | 0 | 0 | 0 | 0 | 0 | 0 | 0 | 0
|  | Solar | 0 | 0 | 0 | 0 | 0 | 0 | #N/A | 0 |  | 0 | 0 | #N/A | 0 | 0 | 0 | 0 |  | 0 | 0 | 0 | 0 | #N/A | 0 | 0 | 0 |  |  | Solar | 0 | 0 | 0 | 0 | 0 | 0 | 0 | #N/A | 0 |  | 0 | 0 | #N/A | 0 | 0 | 0 | 0 |  |  | Solar | 0 | 0 | 0 | 0 | 0 | 0 | #N/A | #N/A | #N/A | 0 | 0 | 0 | 0 | 0 | 0 |  | 0 | #N/A | 0 | 0 |  | 0 | 0 | 0 | 0 | #N/A | #N/A | #N/A | #N/A | #N/A | #N/A | 0 | 0 | 0 |  |  | Solar | [6 empty] | #N/A |  |  |  |  | #N/A | [9 empty] | #N/A | [5 empty] | Solar | [6 empty] | #N/A |  |  |  |  | #N/A | [9 empty] | #N/A | [5 empty] | Solar | 0 | 0 | 0 | 0 | 0 | 1.012 | 2.761 | 5.014 | 5.149 | 5.149 | 5.149 | 5.259 | 5.259 | 5.259 | 5.259 | 5.259 | 5.259 | 5.259 | 5.259 | 5.259 | 5.259 | 5.259 | 5.259 | 5.259 | 5.259 | 5.259
|  | Customer Solar | 0 | 0 | 0 | 0 | 0 | 0 | #N/A | 0 |  | 0 | 0 | #N/A | 0 | 0 | 0 | 0 |  | 0 | 0 | 0 | 0 | #N/A | 0 | 0 | 0 |  |  | Customer Solar | 0 | 0 | 0 | 0 | 0 | 0 | 0 | #N/A | 0 |  | 0 | 0 | #N/A | 0 | 0 | 0 | 0 |  |  | Customer Solar | 0 | 0 | 0 | 0 | 0 | 0 | #N/A | #N/A | #N/A | 0 | 0 | 0 | 0 | 0 | 0 |  | 0 | #N/A | 0 | 0 |  | 0 | 0 | 0 | 0 | #N/A | #N/A | #N/A | #N/A | #N/A | #N/A | 0 | 0 | 0 |  |  | Customer Solar | [6 empty] | #N/A |  |  |  |  | #N/A | [9 empty] | #N/A | [5 empty] | Customer Solar | [6 empty] | #N/A |  |  |  |  | #N/A | [9 empty] | #N/A | [5 empty] | Customer Solar | 0 | 0 | 0 | 0 | 0 | 0 | 0 | 0 | 0 | 0 | 0 | 0 | 0 | 0 | 0 | 0 | 0 | 0 | 0 | 0 | 0 | 0 | 0 | 0 | 0 | 0
|  | Li-ion Battery (4-hr) | 0 | 0 | 0 | 0 | 0 | 0 | #N/A | 0 |  | 0 | 0 | #N/A | 0 | 0 | 0 | 0 |  | 0 | 0 | 0 | 0 | #N/A | 0 | 0 | 0 |  |  | Li-ion Battery (4-hr) | 0 | 0 | 0 | 0 | 0 | 0 | 0 | #N/A | 0 |  | 0 | 0 | #N/A | 0 | 0 | 0 | 0 |  |  | Li-ion Battery (4-hr) | 0 | 0 | 0 | 0 | 0 | 0 | #N/A | #N/A | #N/A | 0 | 0 | 0 | 0 | 0 | 0 |  | 0 | #N/A | 0 | 0 |  | 0 | 0 | 0 | 0 | #N/A | #N/A | #N/A | #N/A | #N/A | #N/A | 0 | 0 | 0 |  |  | Li-ion Battery (4-hr) | [6 empty] | #N/A |  |  |  |  | #N/A | [9 empty] | #N/A | [5 empty] | Li-ion Battery (4-hr) | [6 empty] | #N/A |  |  |  |  | #N/A | [9 empty] | #N/A | [5 empty] | Li-ion Battery (4-hr) | 0 | 0 | 0 | 0 | 0 | 2.185 | 3.908 | 6.517 | 6.712 | 6.712 | 6.712 | 6.822 | 6.822 | 6.822 | 6.822 | 6.822 | 6.822 | 6.822 | 6.822 | 6.822 | 6.822 | 6.822 | 6.822 | 6.822 | 6.822 | 6.822
|  | Li-ion Battery (8-hr) | 0 | 0 | 0 | 0 | 0 | 0 | #N/A | 0 |  | 0 | 0 | #N/A | 0 | 0 | 0 | 0 |  | 0 | 0 | 0 | 0 | #N/A | 0 | 0 | 0 |  |  | Li-ion Battery (8-hr) | 0 | 0 | 0 | 0 | 0 | 0 | 0 | #N/A | 0 |  | 0 | 0 | #N/A | 0 | 0 | 0 | 0 |  |  | Li-ion Battery (8-hr) | 0 | 0 | 0 | 0 | 0 | 0 | #N/A | #N/A | #N/A | 0 | 0 | 0 | 0 | 0 | 0 |  | 0 | #N/A | 0 | 0 |  | 0 | 0 | 0 | 0 | #N/A | #N/A | #N/A | #N/A | #N/A | #N/A | 0 | 0 | 0 |  |  | Li-ion Battery (8-hr) | [6 empty] | #N/A |  |  |  |  | #N/A | [9 empty] | #N/A | [5 empty] | Li-ion Battery (8-hr) | [6 empty] | #N/A |  |  |  |  | #N/A | [9 empty] | #N/A | [5 empty] | Li-ion Battery (8-hr) | 0 | 0 | 0 | 0 | 0 | 0.036 | 0.178 | 0.223 | 1.048 | 1.048 | 1.061 | 1.061 | 1.061 | 1.061 | 1.061 | 1.061 | 1.061 | 1.061 | 1.061 | 1.061 | 1.061 | 1.061 | 1.061 | 1.061 | 1.061 | 1.061
|  | Location Constrained Storage (12-hr) | 0 | 0 | 0 | 0 | 0 | 0 | #N/A | 0 |  | 0 | 0 | #N/A | 0 | 0 | 0 | 0 |  | 0 | 0 | 0 | 0 | #N/A | 0 | 0 | 0 |  |  | Location Constrained Storage (12-hr) | 0 | 0 | 0 | 0 | 0 | 0 | 0 | #N/A | 0 |  | 0 | 0 | #N/A | 0 | 0 | 0 | 0 |  |  | Location Constrained Storage (12-hr) | 0 | 0 | 0 | 0 | 0 | 0 | #N/A | #N/A | #N/A | 0 | 0 | 0 | 0 | 0 | 0 |  | 0 | #N/A | 0 | 0 |  | 0 | 0 | 0 | 0 | #N/A | #N/A | #N/A | #N/A | #N/A | #N/A | 0 | 0 | 0 |  |  | Location Constrained Storage (12-hr) | [6 empty] | #N/A |  |  |  |  | #N/A | [9 empty] | #N/A | [5 empty] | Location Constrained Storage (12-hr) | [6 empty] | #N/A |  |  |  |  | #N/A | [9 empty] | #N/A | [5 empty] | Location Constrained Storage (12-hr) | 0 | 0 | 0 | 0 | 0 | 0 | 0 | 0 | 0 | 0 | 0 | 0 | 0 | 0 | 0 | 0 | 0 | 0 | 0 | 0 | 0 | 0 | 0 | 0 | 0 | 0
|  | Generic Storage (12-hr) | 0 | 0 | 0 | 0 | 0 | 0 | #N/A | 0 |  | 0 | 0 | #N/A | 0 | 0 | 0 | 0 |  | 0 | 0 | 0 | 0 | #N/A | 0 | 0 | 0 |  |  | Generic Storage (12-hr) | 0 | 0 | 0 | 0 | 0 | 0 | 0 | #N/A | 0 |  | 0 | 0 | #N/A | 0 | 0 | 0 | 0 |  |  | Generic Storage (12-hr) | 0 | 0 | 0 | 0 | 0 | 0 | #N/A | #N/A | #N/A | 0 | 0 | 0 | 0 | 0 | 0 |  | 0 | #N/A | 0 | 0 |  | 0 | 0 | 0 | 0 | #N/A | #N/A | #N/A | #N/A | #N/A | #N/A | 0 | 0 | 0 |  |  | Generic Storage (12-hr) | [6 empty] | #N/A |  |  |  |  | #N/A | [9 empty] | #N/A | [5 empty] | Generic Storage (12-hr) | [6 empty] | #N/A |  |  |  |  | #N/A | [9 empty] | #N/A | [5 empty] | Generic Storage (12-hr) | 0 | 0 | 0 | 0 | 0 | 0 | 0 | 0 | 0 | 0 | 0 | 0 | 0 | 0 | 0 | 0 | 0 | 0 | 0 | 0 | 0 | 0 | 0 | 0 | 0 | 0
|  | Generic Storage (24-hr) | 0 | 0 | 0 | 0 | 0 | 0 | #N/A | 0 |  | 0 | 0 | #N/A | 0 | 0 | 0 | 0 |  | 0 | 0 | 0 | 0 | #N/A | 0 | 0 | 0 |  |  | Generic Storage (24-hr) | 0 | 0 | 0 | 0 | 0 | 0 | 0 | #N/A | 0 |  | 0 | 0 | #N/A | 0 | 0 | 0 | 0 |  |  | Generic Storage (24-hr) | 0 | 0 | 0 | 0 | 0 | 0 | #N/A | #N/A | #N/A | 0 | 0 | 0 | 0 | 0 | 0 |  | 0 | #N/A | 0 | 0 |  | 0 | 0 | 0 | 0 | #N/A | #N/A | #N/A | #N/A | #N/A | #N/A | 0 | 0 | 0 |  |  | Generic Storage (24-hr) | [6 empty] | #N/A |  |  |  |  | #N/A | [9 empty] | #N/A | [5 empty] | Generic Storage (24-hr) | [6 empty] | #N/A |  |  |  |  | #N/A | [9 empty] | #N/A | [5 empty] | Generic Storage (24-hr) | 0 | 0 | 0 | 0 | 0 | 0 | 0 | 0 | 0 | 0 | 0 | 0 | 0 | 0 | 0 | 0 | 0 | 0 | 0 | 0 | 0 | 0 | 0 | 0 | 0 | 0
|  | Generic Storage (100-hr) | 0 | 0 | 0 | 0 | 0 | 0 | #N/A | 0 |  | 0 | 0 | #N/A | 0 | 0 | 0 | 0 |  | 0 | 0 | 0 | 0 | #N/A | 0 | 0 | 0 |  |  | Generic Storage (100-hr) | 0 | 0 | 0 | 0 | 0 | 0 | 0 | #N/A | 0 |  | 0 | 0 | #N/A | 0 | 0 | 0 | 0 |  |  | Generic Storage (100-hr) | 0 | 0 | 0 | 0 | 0 | 0 | #N/A | #N/A | #N/A | 0 | 0 | 0 | 0 | 0 | 0 |  | 0 | #N/A | 0 | 0 |  | 0 | 0 | 0 | 0 | #N/A | #N/A | #N/A | #N/A | #N/A | #N/A | 0 | 0 | 0 |  |  | Generic Storage (100-hr) | [6 empty] | #N/A |  |  |  |  | #N/A | [9 empty] | #N/A | [5 empty] | Generic Storage (100-hr) | [6 empty] | #N/A |  |  |  |  | #N/A | [9 empty] | #N/A | [5 empty] | Generic Storage (100-hr) | 0 | 0 | 0 | 0 | 0 | 0 | 0 | 0 | 0 | 0 | 0 | 0 | 0 | 0 | 0 | 0 | 0 | 0 | 0 | 0 | 0 | 0 | 0 | 0 | 0 | 0
|  | Shed DR | 0 | 0 | 0 | 0 | 0 | 0 | #N/A | 0 |  | 0 | 0 | #N/A | 0 | 0 | 0 | 0 |  | 0 | 0 | 0 | 0 | #N/A | 0 | 0 | 0 |  |  | Shed DR | 0 | 0 | 0 | 0 | 0 | 0 | 0 | #N/A | 0 |  | 0 | 0 | #N/A | 0 | 0 | 0 | 0 |  |  | Shed DR | 0 | 0 | 0 | 0 | 0 | 0 | #N/A | #N/A | #N/A | 0 | 0 | 0 | 0 | 0 | 0 |  | 0 | #N/A | 0 | 0 |  | 0 | 0 | 0 | 0 | #N/A | #N/A | #N/A | #N/A | #N/A | #N/A | 0 | 0 | 0 |  |  | Shed DR | [6 empty] | #N/A |  |  |  |  | #N/A | [9 empty] | #N/A | [5 empty] | Shed DR | [6 empty] | #N/A |  |  |  |  | #N/A | [9 empty] | #N/A | [5 empty] | Shed DR | 0 | 0 | 0 | 0 | 0 | 0 | 0 | 0 | 0 | 0 | 0 | 0 | 0 | 0 | 0 | 0 | 0 | 0 | 0 | 0 | 0 | 0 | 0 | 0 | 0 | 0
|  | Shift DR & VGI | 0 | 0 | 0 | 0 | 0 | 0 | #N/A | 0 |  | 0 | 0 | #N/A | 0 | 0 | 0 | 0 |  | 0 | 0 | 0 | 0 | #N/A | 0 | 0 | 0 |  |  | Shift DR & VGI | 0 | 0 | 0 | 0 | 0 | 0 | 0 | #N/A | 0 |  | 0 | 0 | #N/A | 0 | 0 | 0 | 0 |  |  | Shift DR & VGI | 0 | 0 | 0 | 0 | 0 | 0 | #N/A | #N/A | #N/A | 0 | 0 | 0 | 0 | 0 | 0 |  | 0 | #N/A | 0 | 0 |  | 0 | 0 | 0 | 0 | #N/A | #N/A | #N/A | #N/A | #N/A | #N/A | 0 | 0 | 0 |  |  | Shift DR & VGI | [6 empty] | #N/A |  |  |  |  | #N/A | [9 empty] | #N/A | [5 empty] | Shift DR & VGI | [6 empty] | #N/A |  |  |  |  | #N/A | [9 empty] | #N/A | [5 empty] | Shift DR & VGI | 0 | 0 | 0 | 0 | 0 | 0 | 0 | 0 | 0 | 0 | 0 | 0 | 0 | 0 | 0 | 0 | 0 | 0 | 0 | 0 | 0 | 0 | 0 | 0 | 0 | 0
|  | Total Baseline Resources | 0 | 0 | 0 | 0 | 0 | 0 | #N/A | 0 |  | 0 | 0 | #N/A | 0 | 0 | 0 | 0 |  | 0 | 0 | 0 | 0 | #N/A | 0 | 0 | 0 |  |  | Total Baseline Resources | 0 | 0 | 0 | 0 | 0 | 0 | 0 | #N/A | 0 |  | 0 | 0 | #N/A | 0 | 0 | 0 | 0 |  |  | Total Baseline Resources | 0 | 0 | 0 | 0 | 0 | 0 | #N/A | #N/A | #N/A | 0 | 0 | 0 | 0 | 0 | 0 |  | 0 | #N/A | 0 | 0 |  | 0 | 0 | 0 | 0 | #N/A | #N/A | #N/A | #N/A | #N/A | #N/A | 0 | 0 | 0 |  |  | Total Baseline Resources | [6 empty] | #N/A |  |  |  |  | #N/A | [9 empty] | #N/A | [5 empty] | Total Baseline Resources | [6 empty] | #N/A |  |  |  |  | #N/A | [9 empty] | #N/A | [5 empty] | Total Baseline Resources | 0 | 0 | 0 | 0 | 0 | 3.332 | 7.563 | 12.47 | 13.644 | 13.644 | 13.697 | 13.917 | 13.917 | 13.917 | 13.917 | 13.917 | 13.917 | 13.917 | 13.917 | 13.917 | 13.917 | 13.917 | 13.917 | 13.917 | 13.917 | 13.917
|  |  | 0 | 0 | 0 | 0 | 0 | 0 | #N/A | 0 |  | 0 | 0 | #N/A | 0 | 0 | 0 | 0 |  | 0 | 0 | 0 | 0 | #N/A | 0 | 0 | 0 |  |  |  |  | 0 | 0 | 0 | 0 | 0 | 0 | #N/A | 0 |  | 0 | 0 | #N/A | 0 | 0 | 0 | 0 | [6 empty] | 0 | 0 | 0 | #N/A | #N/A | #N/A | 0 | 0 | 0 | 0 | 0 | 0 |  | 0 | #N/A | 0 | 0 |  | 0 | 0 | 0 | 0 | #N/A | #N/A | #N/A | #N/A | #N/A | #N/A | 0 | 0 | 0 | [9 empty] | #N/A |  |  |  |  | #N/A | [9 empty] | #N/A | [12 empty] | #N/A |  |  |  |  | #N/A | [9 empty] | #N/A
| CAISO Locational Resource Build Detail |  | 0 | 0 | 0 | 0 | 0 | 0 | #N/A | 0 |  | 0 | 0 | #N/A | 0 | 0 | 0 | 0 |  | 0 | 0 | 0 | 0 | #N/A | 0 | 0 | 0 |  | CAISO Locational Resource Build Detail |  |  | 0 | 0 | 0 | 0 | 0 | 0 | #N/A | 0 |  | 0 | 0 | #N/A | 0 | 0 | 0 | 0 |  | CAISO Locational Resource Build Detail |  |  |  |  | 0 | 0 | 0 | #N/A | #N/A | #N/A | 0 | 0 | 0 | 0 | 0 | 0 |  | 0 | #N/A | 0 | 0 |  | 0 | 0 | 0 | 0 | #N/A | #N/A | #N/A | #N/A | #N/A | #N/A | 0 | 0 | 0 |  | CAISO Locational Resource Build Detail | [7 empty] | #N/A |  |  |  |  | #N/A | [9 empty] | #N/A |  |  |  |  | CAISO Locational Resource Build Detail | [7 empty] | #N/A |  |  |  |  | #N/A | [9 empty] | #N/A |  |  |  |  | CAISO Locational Resource Build Detail
|  |  | 0 | 0 | 0 | 0 | 0 | 0 | #N/A | 0 |  | 0 | 0 | #N/A | 0 | 0 | 0 | 0 |  | 0 | 0 | 0 | 0 | #N/A | 0 | 0 | 0 |  |  |  |  | 0 | 0 | 0 | 0 | 0 | 0 | #N/A | 0 |  | 0 | 0 | #N/A | 0 | 0 | 0 | 0 | [6 empty] | 0 | 0 | 0 | #N/A | #N/A | #N/A | 0 | 0 | 0 | 0 | 0 | 0 |  | 0 | #N/A | 0 | 0 |  | 0 | 0 | 0 | 0 | #N/A | #N/A | #N/A | #N/A | #N/A | #N/A | 0 | 0 | 0 | [9 empty] | #N/A |  |  |  |  | #N/A | [9 empty] | #N/A | [12 empty] | #N/A |  |  |  |  | #N/A | [9 empty] | #N/A
| Real and Generic Planned & Selected Capacity (GW) |  | 0 | 0 | 0 | 0 | 0 | 0 | #N/A | 0 |  | 0 | 0 | #N/A | 0 | 0 | 0 | 0 |  | 0 | 0 | 0 | 0 | #N/A | 0 | 0 | 0 |  | Real and Generic Planned & Selected Capacity (GW) |  |  | 0 | 0 | 0 | 0 | 0 | 0 | #N/A | 0 |  | 0 | 0 | #N/A | 0 | 0 | 0 | 0 |  | Real and Generic Planned & Selected Capacity (GW) |  |  |  |  | 0 | 0 | 0 | #N/A | #N/A | #N/A | 0 | 0 | 0 | 0 | 0 | 0 |  | 0 | #N/A | 0 | 0 |  | 0 | 0 | 0 | 0 | #N/A | #N/A | #N/A | #N/A | #N/A | #N/A | 0 | 0 | 0 |  | Real and Generic Planned & Selected Capacity (GW) | [7 empty] | #N/A |  |  |  |  | #N/A | [9 empty] | #N/A |  |  |  |  | Real and Generic Planned & Selected Capacity (GW) | [7 empty] | #N/A |  |  |  |  | #N/A | [9 empty] | #N/A |  |  |  |  | Real and Generic Planned & Selected Capacity (GW)
| Zone from Raw Results | Resource Type | 0 | 0 | 0 | 0 | 0 | 0 | #N/A | 0 |  | 0 | 0 | #N/A | 0 | 0 | 0 | 0 |  | 0 | 0 | 0 | 0 | #N/A | 0 | 0 | 0 |  | Zone from Raw Results | Resource Type | 2020-01-01 | 0 | 0 | 0 | 0 | 0 | 0 | #N/A | 0 |  | 0 | 0 | #N/A | 0 | 0 | 0 | 0 |  | Zone from Raw Results | Resource Type | 43831 | 44197 | 44562 | 0 | 0 | 0 | #N/A | #N/A | #N/A | 0 | 0 | 0 | 0 | 0 | 0 |  | 0 | #N/A | 0 | 0 |  | 0 | 0 | 0 | 0 | #N/A | #N/A | #N/A | #N/A | #N/A | #N/A | 0 | 0 | 0 |  | Zone from Raw Results | Resource Type | [6 empty] | #N/A |  |  |  |  | #N/A | [9 empty] | #N/A |  |  |  |  | Zone from Raw Results | Resource Type | [6 empty] | #N/A |  |  |  |  | #N/A | [9 empty] | #N/A |  |  |  |  | Zone from Raw Results | Resource Type | 2020-01-01 | 2021-01-01 | 2022-01-01 | 2023-01-01 | 2024-01-01 | 2025-01-01 | 2026-01-01 | 2027-01-01 | 2028-01-01 | 2029-01-01 | 2030-01-01 | 2031-01-01 | 2032-01-01 | 2033-01-01 | 2034-01-01 | 2035-01-01 | 2036-01-01 | 2037-01-01 | 2038-01-01 | 2039-01-01 | 2040-01-01 | 2041-01-01 | 2042-01-01 | 2043-01-01 | 2044-01-01 | 2045-01-01
| PGE | Cape_Mendocino_Offshore_Wind | 0 | 0 | 0 | 0 | 0 | 0 | #N/A | 0 |  | 0 | 0 | #N/A | 0 | 0 | 0 | 0 |  | 0 | 0 | 0 | 0 | #N/A | 0 | 0 | 0 |  | PGE | Cape_Mendocino_Offshore_Wind | 0 | 0 | 0 | 0 | 0 | 0 | 0 | #N/A | 0 |  | 0 | 0 | #N/A | 0 | 0 | 0 | 0 |  | PGE | Cape_Mendocino_Offshore_Wind | 0 | 0 | 0 | 0 | 0 | 0 | #N/A | #N/A | #N/A | 0 | 0 | 0 | 0 | 0 | 0 |  | 0 | #N/A | 0 | 0 |  | 0 | 0 | 0 | 0 | #N/A | #N/A | #N/A | #N/A | #N/A | #N/A | 0 | 0 | 0 |  | PGE | Cape_Mendocino_Offshore_Wind | [6 empty] | #N/A |  |  |  |  | #N/A | [9 empty] | #N/A |  |  |  |  | PGE | Cape_Mendocino_Offshore_Wind | [6 empty] | #N/A |  |  |  |  | #N/A | [9 empty] | #N/A |  |  |  |  | PGE | Cape_Mendocino_Offshore_Wind | 0 | 0 | 0 | 0 | 0 | 0 | 0 | 0 | 0 | 0 | 0 | 0 | 0 | 0 | 0 | 0 | 0 | 0 | 0 | 0 | 0 | 0 | 0 | 0 | 0 | 0
| PGE | Del_Norte_Offshore_Wind | 0 | 0 | 0 | 0 | 0 | 0 | #N/A | 0 |  | 0 | 0 | #N/A | 0 | 0 | 0 | 0 |  | 0 | 0 | 0 | 0 | #N/A | 0 | 0 | 0 |  | PGE | Del_Norte_Offshore_Wind | 0 | 0 | 0 | 0 | 0 | 0 | 0 | #N/A | 0 |  | 0 | 0 | #N/A | 0 | 0 | 0 | 0 |  | PGE | Del_Norte_Offshore_Wind | 0 | 0 | 0 | 0 | 0 | 0 | #N/A | #N/A | #N/A | 0 | 0 | 0 | 0 | 0 | 0 |  | 0 | #N/A | 0 | 0 |  | 0 | 0 | 0 | 0 | #N/A | #N/A | #N/A | #N/A | #N/A | #N/A | 0 | 0 | 0 |  | PGE | Del_Norte_Offshore_Wind | [6 empty] | #N/A |  |  |  |  | #N/A | [9 empty] | #N/A |  |  |  |  | PGE | Del_Norte_Offshore_Wind | [6 empty] | #N/A |  |  |  |  | #N/A | [9 empty] | #N/A |  |  |  |  | PGE | Del_Norte_Offshore_Wind | 0 | 0 | 0 | 0 | 0 | 0 | 0 | 0 | 0 | 0 | 0 | 0 | 0 | 0 | 0 | 0 | 0 | 0 | 0 | 0 | 0 | 0 | 0 | 0 | 0 | 0
| PGE | Humboldt_Bay_Offshore_Wind | 0 | 0 | 0 | 0 | 0 | 0 | #N/A | 0 |  | 0 | 0 | #N/A | 0 | 0 | 0 | 0 |  | 0 | 0 | 0 | 0 | #N/A | 0 | 0 | 0 |  | PGE | Humboldt_Bay_Offshore_Wind | 0 | 0 | 0 | 0 | 0 | 0 | 0 | #N/A | 0 |  | 0 | 0 | #N/A | 0 | 0 | 0 | 0 |  | PGE | Humboldt_Bay_Offshore_Wind | 0 | 0 | 0 | 0 | 0 | 0 | #N/A | #N/A | #N/A | 0 | 0 | 0 | 0 | 0 | 0 |  | 0 | #N/A | 0 | 0 |  | 0 | 0 | 0 | 0 | #N/A | #N/A | #N/A | #N/A | #N/A | #N/A | 0 | 0 | 0 |  | PGE | Humboldt_Bay_Offshore_Wind | [6 empty] | #N/A |  |  |  |  | #N/A | [9 empty] | #N/A |  |  |  |  | PGE | Humboldt_Bay_Offshore_Wind | [6 empty] | #N/A |  |  |  |  | #N/A | [9 empty] | #N/A |  |  |  |  | PGE | Humboldt_Bay_Offshore_Wind | 0 | 0 | 0 | 0 | 0 | 0 | 0 | 0 | 0 | 0 | 0 | 0 | 0 | 0 | 0 | 0 | 0 | 0 | 0 | 0 | 0 | 0 | 0 | 0 | 0 | 0
| PGE | Morro_Bay_Offshore_Wind | 0 | 0 | 0 | 0 | 0 | 0 | #N/A | 0 |  | 0 | 0 | #N/A | 0 | 0 | 0 | 0 |  | 0 | 0 | 0 | 0 | #N/A | 0 | 0 | 0 |  | PGE | Morro_Bay_Offshore_Wind | 0 | 0 | 0 | 0 | 0 | 0 | 0 | #N/A | 0 |  | 0 | 0 | #N/A | 0 | 0 | 0 | 0 |  | PGE | Morro_Bay_Offshore_Wind | 0 | 0 | 0 | 0 | 0 | 0 | #N/A | #N/A | #N/A | 0 | 0 | 0 | 0 | 0 | 0 |  | 0 | #N/A | 0 | 0 |  | 0 | 0 | 0 | 0 | #N/A | #N/A | #N/A | #N/A | #N/A | #N/A | 0 | 0 | 0 |  | PGE | Morro_Bay_Offshore_Wind | [6 empty] | #N/A |  |  |  |  | #N/A | [9 empty] | #N/A |  |  |  |  | PGE | Morro_Bay_Offshore_Wind | [6 empty] | #N/A |  |  |  |  | #N/A | [9 empty] | #N/A |  |  |  |  | PGE | Morro_Bay_Offshore_Wind | 0 | 0 | 0 | 0 | 0 | 0 | 0 | 0 | 0 | 0 | 0 | 0 | 0 | 0 | 0 | 0 | 0 | 0 | 0 | 0 | 0 | 0 | 0 | 0 | 0 | 0
| PGE | PGE_Distributed_Solar | 0 | 0 | 0 | 0 | 0 | 0 | #N/A | 0 |  | 0 | 0 | #N/A | 0 | 0 | 0 | 0 |  | 0 | 0 | 0 | 0 | #N/A | 0 | 0 | 0 |  | PGE | PGE_Distributed_Solar | 0 | 0 | 0 | 0 | 0 | 0 | 0 | #N/A | 0 |  | 0 | 0 | #N/A | 0 | 0 | 0 | 0 |  | PGE | PGE_Distributed_Solar | 0 | 0 | 0 | 0 | 0 | 0 | #N/A | #N/A | #N/A | 0 | 0 | 0 | 0 | 0 | 0 |  | 0 | #N/A | 0 | 0 |  | 0 | 0 | 0 | 0 | #N/A | #N/A | #N/A | #N/A | #N/A | #N/A | 0 | 0 | 0 |  | PGE | PGE_Distributed_Solar | [6 empty] | #N/A |  |  |  |  | #N/A | [9 empty] | #N/A |  |  |  |  | PGE | PGE_Distributed_Solar | [6 empty] | #N/A |  |  |  |  | #N/A | [9 empty] | #N/A |  |  |  |  | PGE | PGE_Distributed_Solar | 0 | 0 | 0 | 0 | 0 | 0 | 0 | 0 | 0 | 0 | 0 | 0 | 0 | 0 | 0 | 0 | 0 | 0 | 0 | 0 | 0 | 0 | 0 | 0 | 0 | 0
| PGE | PGE_Fresno_Solar | 0 | 0 | 0 | 0 | 0 | 0 | #N/A | 0 |  | 0 | 0 | #N/A | 0 | 0 | 0 | 0 |  | 0 | 0 | 0 | 0 | #N/A | 0 | 0 | 0 |  | PGE | PGE_Fresno_Solar | 0 | 0 | 0 | 0 | 0 | 0 | 0 | #N/A | 0 |  | 0 | 0 | #N/A | 0 | 0 | 0 | 0 |  | PGE | PGE_Fresno_Solar | 0 | 0 | 0 | 0 | 0 | 0 | #N/A | #N/A | #N/A | 0 | 0 | 0 | 0 | 0 | 0 |  | 0 | #N/A | 0 | 0 |  | 0 | 0 | 0 | 0 | #N/A | #N/A | #N/A | #N/A | #N/A | #N/A | 0 | 0 | 0 |  | PGE | PGE_Fresno_Solar | [6 empty] | #N/A |  |  |  |  | #N/A | [9 empty] | #N/A |  |  |  |  | PGE | PGE_Fresno_Solar | [6 empty] | #N/A |  |  |  |  | #N/A | [9 empty] | #N/A |  |  |  |  | PGE | PGE_Fresno_Solar | 0 | 0 | 0 | 0 | 0 | 0 | 0.218 | 0 | 0.363 | 0 | 0 | 3.666 | 0 | 0 | 0 | 0 | 3.666 | 0 | 0 | 0 | 0 | 7.3255 | 0 | 0 | 0 | 7.4263
| PGE | PGE_GBA_Solar | 0 | 0 | 0 | 0 | 0 | 0 | #N/A | 0 |  | 0 | 0 | #N/A | 0 | 0 | 0 | 0 |  | 0 | 0 | 0 | 0 | #N/A | 0 | 0 | 0 |  | PGE | PGE_GBA_Solar | 0 | 0 | 0 | 0 | 0 | 0 | 0 | #N/A | 0 |  | 0 | 0 | #N/A | 0 | 0 | 0 | 0 |  | PGE | PGE_GBA_Solar | 0 | 0 | 0 | 0 | 0 | 0 | #N/A | #N/A | #N/A | 0 | 0 | 0 | 0 | 0 | 0 |  | 0 | #N/A | 0 | 0 |  | 0 | 0 | 0 | 0 | #N/A | #N/A | #N/A | #N/A | #N/A | #N/A | 0 | 0 | 0 |  | PGE | PGE_GBA_Solar | [6 empty] | #N/A |  |  |  |  | #N/A | [9 empty] | #N/A |  |  |  |  | PGE | PGE_GBA_Solar | [6 empty] | #N/A |  |  |  |  | #N/A | [9 empty] | #N/A |  |  |  |  | PGE | PGE_GBA_Solar | 0 | 0 | 0 | 0 | 0 | 0 | 0.02 | 0 | 0.02 | 0 | 0 | 1.1542 | 0 | 0 | 0 | 0 | 1.1542 | 0 | 0 | 0 | 0 | 2.7515 | 0 | 0 | 0 | 3.7061
| PGE | PGE_GBA_Wind | 0 | 0 | 0 | 0 | 0 | 0 | #N/A | 0 |  | 0 | 0 | #N/A | 0 | 0 | 0 | 0 |  | 0 | 0 | 0 | 0 | #N/A | 0 | 0 | 0 |  | PGE | PGE_GBA_Wind | 0 | 0 | 0 | 0 | 0 | 0 | 0 | #N/A | 0 |  | 0 | 0 | #N/A | 0 | 0 | 0 | 0 |  | PGE | PGE_GBA_Wind | 0 | 0 | 0 | 0 | 0 | 0 | #N/A | #N/A | #N/A | 0 | 0 | 0 | 0 | 0 | 0 |  | 0 | #N/A | 0 | 0 |  | 0 | 0 | 0 | 0 | #N/A | #N/A | #N/A | #N/A | #N/A | #N/A | 0 | 0 | 0 |  | PGE | PGE_GBA_Wind | [6 empty] | #N/A |  |  |  |  | #N/A | [9 empty] | #N/A |  |  |  |  | PGE | PGE_GBA_Wind | [6 empty] | #N/A |  |  |  |  | #N/A | [9 empty] | #N/A |  |  |  |  | PGE | PGE_GBA_Wind | 0 | 0 | 0 | 0 | 0 | 0 | 0.178 | 0 | 0.22948 | 0 | 0 | 0.24683 | 0 | 0 | 0 | 0 | 0.24683 | 0 | 0 | 0 | 0 | 0.24683 | 0 | 0 | 0 | 0.24683
| PGE | PGE_Generic_LDES_100hr | 0 | 0 | 0 | 0 | 0 | 0 | #N/A | 0 |  | 0 | 0 | #N/A | 0 | 0 | 0 | 0 |  | 0 | 0 | 0 | 0 | #N/A | 0 | 0 | 0 |  | PGE | PGE_Generic_LDES_100hr | 0 | 0 | 0 | 0 | 0 | 0 | 0 | #N/A | 0 |  | 0 | 0 | #N/A | 0 | 0 | 0 | 0 |  | PGE | PGE_Generic_LDES_100hr | 0 | 0 | 0 | 0 | 0 | 0 | #N/A | #N/A | #N/A | 0 | 0 | 0 | 0 | 0 | 0 |  | 0 | #N/A | 0 | 0 |  | 0 | 0 | 0 | 0 | #N/A | #N/A | #N/A | #N/A | #N/A | #N/A | 0 | 0 | 0 |  | PGE | PGE_Generic_LDES_100hr | [6 empty] | #N/A |  |  |  |  | #N/A | [9 empty] | #N/A |  |  |  |  | PGE | PGE_Generic_LDES_100hr | [6 empty] | #N/A |  |  |  |  | #N/A | [9 empty] | #N/A |  |  |  |  | PGE | PGE_Generic_LDES_100hr | 0 | 0 | 0 | 0 | 0 | 0 | 0 | 0 | 0 | 0 | 0 | 0 | 0 | 0 | 0 | 0 | 0 | 0 | 0 | 0 | 0 | 0 | 0 | 0 | 0 | 0
| PGE | PGE_Generic_LDES_12hr | 0 | 0 | 0 | 0 | 0 | 0 | #N/A | 0 |  | 0 | 0 | #N/A | 0 | 0 | 0 | 0 |  | 0 | 0 | 0 | 0 | #N/A | 0 | 0 | 0 |  | PGE | PGE_Generic_LDES_12hr | 0 | 0 | 0 | 0 | 0 | 0 | 0 | #N/A | 0 |  | 0 | 0 | #N/A | 0 | 0 | 0 | 0 |  | PGE | PGE_Generic_LDES_12hr | 0 | 0 | 0 | 0 | 0 | 0 | #N/A | #N/A | #N/A | 0 | 0 | 0 | 0 | 0 | 0 |  | 0 | #N/A | 0 | 0 |  | 0 | 0 | 0 | 0 | #N/A | #N/A | #N/A | #N/A | #N/A | #N/A | 0 | 0 | 0 |  | PGE | PGE_Generic_LDES_12hr | [6 empty] | #N/A |  |  |  |  | #N/A | [9 empty] | #N/A |  |  |  |  | PGE | PGE_Generic_LDES_12hr | [6 empty] | #N/A |  |  |  |  | #N/A | [9 empty] | #N/A |  |  |  |  | PGE | PGE_Generic_LDES_12hr | 0 | 0 | 0 | 0 | 0 | 0 | 0 | 0 | 0 | 0 | 0 | 0 | 0 | 0 | 0 | 0 | 0 | 0 | 0 | 0 | 0 | 0 | 0 | 0 | 0 | 0
| PGE | PGE_Generic_LDES_24hr | 0 | 0 | 0 | 0 | 0 | 0 | #N/A | 0 |  | 0 | 0 | #N/A | 0 | 0 | 0 | 0 |  | 0 | 0 | 0 | 0 | #N/A | 0 | 0 | 0 |  | PGE | PGE_Generic_LDES_24hr | 0 | 0 | 0 | 0 | 0 | 0 | 0 | #N/A | 0 |  | 0 | 0 | #N/A | 0 | 0 | 0 | 0 |  | PGE | PGE_Generic_LDES_24hr | 0 | 0 | 0 | 0 | 0 | 0 | #N/A | #N/A | #N/A | 0 | 0 | 0 | 0 | 0 | 0 |  | 0 | #N/A | 0 | 0 |  | 0 | 0 | 0 | 0 | #N/A | #N/A | #N/A | #N/A | #N/A | #N/A | 0 | 0 | 0 |  | PGE | PGE_Generic_LDES_24hr | [6 empty] | #N/A |  |  |  |  | #N/A | [9 empty] | #N/A |  |  |  |  | PGE | PGE_Generic_LDES_24hr | [6 empty] | #N/A |  |  |  |  | #N/A | [9 empty] | #N/A |  |  |  |  | PGE | PGE_Generic_LDES_24hr | 0 | 0 | 0 | 0 | 0 | 0 | 0 | 0 | 0 | 0 | 0 | 0 | 0 | 0 | 0 | 0 | 0 | 0 | 0 | 0 | 0 | 0 | 0 | 0 | 0 | 0
| PGE | PGE_Kern_Solar | 0 | 0 | 0 | 0 | 0 | 0 | #N/A | 0 |  | 0 | 0 | #N/A | 0 | 0 | 0 | 0 |  | 0 | 0 | 0 | 0 | #N/A | 0 | 0 | 0 |  | PGE | PGE_Kern_Solar | 0 | 0 | 0 | 0 | 0 | 0 | 0 | #N/A | 0 |  | 0 | 0 | #N/A | 0 | 0 | 0 | 0 |  | PGE | PGE_Kern_Solar | 0 | 0 | 0 | 0 | 0 | 0 | #N/A | #N/A | #N/A | 0 | 0 | 0 | 0 | 0 | 0 |  | 0 | #N/A | 0 | 0 |  | 0 | 0 | 0 | 0 | #N/A | #N/A | #N/A | #N/A | #N/A | #N/A | 0 | 0 | 0 |  | PGE | PGE_Kern_Solar | [6 empty] | #N/A |  |  |  |  | #N/A | [9 empty] | #N/A |  |  |  |  | PGE | PGE_Kern_Solar | [6 empty] | #N/A |  |  |  |  | #N/A | [9 empty] | #N/A |  |  |  |  | PGE | PGE_Kern_Solar | 0 | 0 | 0 | 0 | 0 | 0 | 0.2 | 0 | 4.1638 | 0 | 0 | 8.4732 | 0 | 0 | 0 | 0 | 9.7536 | 0 | 0 | 0 | 0 | 9.7748 | 0 | 0 | 0 | 9.7748
| PGE | PGE_Kern_Wind | 0 | 0 | 0 | 0 | 0 | 0 | #N/A | 0 |  | 0 | 0 | #N/A | 0 | 0 | 0 | 0 |  | 0 | 0 | 0 | 0 | #N/A | 0 | 0 | 0 |  | PGE | PGE_Kern_Wind | 0 | 0 | 0 | 0 | 0 | 0 | 0 | #N/A | 0 |  | 0 | 0 | #N/A | 0 | 0 | 0 | 0 |  | PGE | PGE_Kern_Wind | 0 | 0 | 0 | 0 | 0 | 0 | #N/A | #N/A | #N/A | 0 | 0 | 0 | 0 | 0 | 0 |  | 0 | #N/A | 0 | 0 |  | 0 | 0 | 0 | 0 | #N/A | #N/A | #N/A | #N/A | #N/A | #N/A | 0 | 0 | 0 |  | PGE | PGE_Kern_Wind | [6 empty] | #N/A |  |  |  |  | #N/A | [9 empty] | #N/A |  |  |  |  | PGE | PGE_Kern_Wind | [6 empty] | #N/A |  |  |  |  | #N/A | [9 empty] | #N/A |  |  |  |  | PGE | PGE_Kern_Wind | 0 | 0 | 0 | 0 | 0 | 0 | 0 | 0 | 0 | 0 | 0 | 0 | 0 | 0 | 0 | 0 | 0 | 0 | 0 | 0 | 0 | 0 | 0 | 0 | 0 | 0
| PGE | PGE_LDES_12hr | 0 | 0 | 0 | 0 | 0 | 0 | #N/A | 0 |  | 0 | 0 | #N/A | 0 | 0 | 0 | 0 |  | 0 | 0 | 0 | 0 | #N/A | 0 | 0 | 0 |  | PGE | PGE_LDES_12hr | 0 | 0 | 0 | 0 | 0 | 0 | 0 | #N/A | 0 |  | 0 | 0 | #N/A | 0 | 0 | 0 | 0 |  | PGE | PGE_LDES_12hr | 0 | 0 | 0 | 0 | 0 | 0 | #N/A | #N/A | #N/A | 0 | 0 | 0 | 0 | 0 | 0 |  | 0 | #N/A | 0 | 0 |  | 0 | 0 | 0 | 0 | #N/A | #N/A | #N/A | #N/A | #N/A | #N/A | 0 | 0 | 0 |  | PGE | PGE_LDES_12hr | [6 empty] | #N/A |  |  |  |  | #N/A | [9 empty] | #N/A |  |  |  |  | PGE | PGE_LDES_12hr | [6 empty] | #N/A |  |  |  |  | #N/A | [9 empty] | #N/A |  |  |  |  | PGE | PGE_LDES_12hr | 0 | 0 | 0 | 0 | 0 | 0 | 0 | 0 | 0 | 0 | 0 | 0 | 0 | 0 | 0 | 0 | 1.2759 | 0 | 0 | 0 | 0 | 1.2815 | 0 | 0 | 0 | 1.2815
| PGE | PGE_Nevada_New_EGS | 0 | 0 | 0 | 0 | 0 | 0 | #N/A | 0 |  | 0 | 0 | #N/A | 0 | 0 | 0 | 0 |  | 0 | 0 | 0 | 0 | #N/A | 0 | 0 | 0 |  | PGE | PGE_Nevada_New_EGS | 0 | 0 | 0 | 0 | 0 | 0 | 0 | #N/A | 0 |  | 0 | 0 | #N/A | 0 | 0 | 0 | 0 |  | PGE | PGE_Nevada_New_EGS | 0 | 0 | 0 | 0 | 0 | 0 | #N/A | #N/A | #N/A | 0 | 0 | 0 | 0 | 0 | 0 |  | 0 | #N/A | 0 | 0 |  | 0 | 0 | 0 | 0 | #N/A | #N/A | #N/A | #N/A | #N/A | #N/A | 0 | 0 | 0 |  | PGE | PGE_Nevada_New_EGS | [6 empty] | #N/A |  |  |  |  | #N/A | [9 empty] | #N/A |  |  |  |  | PGE | PGE_Nevada_New_EGS | [6 empty] | #N/A |  |  |  |  | #N/A | [9 empty] | #N/A |  |  |  |  | PGE | PGE_Nevada_New_EGS | 0 | 0 | 0 | 0 | 0 | 0 | 0 | 0 | 0 | 0 | 0 | 0 | 0 | 0 | 0 | 0 | 0 | 0 | 0 | 0 | 0 | 0 | 0 | 0 | 0 | 0
| PGE | PGE_New_Biomass | 0 | 0 | 0 | 0 | 0 | 0 | #N/A | 0 |  | 0 | 0 | #N/A | 0 | 0 | 0 | 0 |  | 0 | 0 | 0 | 0 | #N/A | 0 | 0 | 0 |  | PGE | PGE_New_Biomass | 0 | 0 | 0 | 0 | 0 | 0 | 0 | #N/A | 0 |  | 0 | 0 | #N/A | 0 | 0 | 0 | 0 |  | PGE | PGE_New_Biomass | 0 | 0 | 0 | 0 | 0 | 0 | #N/A | #N/A | #N/A | 0 | 0 | 0 | 0 | 0 | 0 |  | 0 | #N/A | 0 | 0 |  | 0 | 0 | 0 | 0 | #N/A | #N/A | #N/A | #N/A | #N/A | #N/A | 0 | 0 | 0 |  | PGE | PGE_New_Biomass | [6 empty] | #N/A |  |  |  |  | #N/A | [9 empty] | #N/A |  |  |  |  | PGE | PGE_New_Biomass | [6 empty] | #N/A |  |  |  |  | #N/A | [9 empty] | #N/A |  |  |  |  | PGE | PGE_New_Biomass | 0 | 0 | 0 | 0 | 0 | 0 | 0 | 0 | 0 | 0 | 0 | 0 | 0 | 0 | 0 | 0 | 0 | 0 | 0 | 0 | 0 | 0 | 0 | 0 | 0 | 0
| PGE | PGE_New_EGS | 0 | 0 | 0 | 0 | 0 | 0 | #N/A | 0 |  | 0 | 0 | #N/A | 0 | 0 | 0 | 0 |  | 0 | 0 | 0 | 0 | #N/A | 0 | 0 | 0 |  | PGE | PGE_New_EGS | 0 | 0 | 0 | 0 | 0 | 0 | 0 | #N/A | 0 |  | 0 | 0 | #N/A | 0 | 0 | 0 | 0 |  | PGE | PGE_New_EGS | 0 | 0 | 0 | 0 | 0 | 0 | #N/A | #N/A | #N/A | 0 | 0 | 0 | 0 | 0 | 0 |  | 0 | #N/A | 0 | 0 |  | 0 | 0 | 0 | 0 | #N/A | #N/A | #N/A | #N/A | #N/A | #N/A | 0 | 0 | 0 |  | PGE | PGE_New_EGS | [6 empty] | #N/A |  |  |  |  | #N/A | [9 empty] | #N/A |  |  |  |  | PGE | PGE_New_EGS | [6 empty] | #N/A |  |  |  |  | #N/A | [9 empty] | #N/A |  |  |  |  | PGE | PGE_New_EGS | 0 | 0 | 0 | 0 | 0 | 0 | 0 | 0 | 0 | 0 | 0 | 0 | 0 | 0 | 0 | 0 | 1.5404 | 0 | 0 | 0 | 0 | 1.5404 | 0 | 0 | 0 | 1.5404
| PGE | PGE_New_Gas_CCGT | 0 | 0 | 0 | 0 | 0 | 0 | #N/A | 0 |  | 0 | 0 | #N/A | 0 | 0 | 0 | 0 |  | 0 | 0 | 0 | 0 | #N/A | 0 | 0 | 0 |  | PGE | PGE_New_Gas_CCGT | 0 | 0 | 0 | 0 | 0 | 0 | 0 | #N/A | 0 |  | 0 | 0 | #N/A | 0 | 0 | 0 | 0 |  | PGE | PGE_New_Gas_CCGT | 0 | 0 | 0 | 0 | 0 | 0 | #N/A | #N/A | #N/A | 0 | 0 | 0 | 0 | 0 | 0 |  | 0 | #N/A | 0 | 0 |  | 0 | 0 | 0 | 0 | #N/A | #N/A | #N/A | #N/A | #N/A | #N/A | 0 | 0 | 0 |  | PGE | PGE_New_Gas_CCGT | [6 empty] | #N/A |  |  |  |  | #N/A | [9 empty] | #N/A |  |  |  |  | PGE | PGE_New_Gas_CCGT | [6 empty] | #N/A |  |  |  |  | #N/A | [9 empty] | #N/A |  |  |  |  | PGE | PGE_New_Gas_CCGT | 0 | 0 | 0 | 0 | 0 | 0 | 0 | 0 | 0 | 0 | 0 | 0 | 0 | 0 | 0 | 0 | 0 | 0 | 0 | 0 | 0 | 0 | 0 | 0 | 0 | 0
| PGE | PGE_New_Gas_CT | 0 | 0 | 0 | 0 | 0 | 0 | #N/A | 0 |  | 0 | 0 | #N/A | 0 | 0 | 0 | 0 |  | 0 | 0 | 0 | 0 | #N/A | 0 | 0 | 0 |  | PGE | PGE_New_Gas_CT | 0 | 0 | 0 | 0 | 0 | 0 | 0 | #N/A | 0 |  | 0 | 0 | #N/A | 0 | 0 | 0 | 0 |  | PGE | PGE_New_Gas_CT | 0 | 0 | 0 | 0 | 0 | 0 | #N/A | #N/A | #N/A | 0 | 0 | 0 | 0 | 0 | 0 |  | 0 | #N/A | 0 | 0 |  | 0 | 0 | 0 | 0 | #N/A | #N/A | #N/A | #N/A | #N/A | #N/A | 0 | 0 | 0 |  | PGE | PGE_New_Gas_CT | [6 empty] | #N/A |  |  |  |  | #N/A | [9 empty] | #N/A |  |  |  |  | PGE | PGE_New_Gas_CT | [6 empty] | #N/A |  |  |  |  | #N/A | [9 empty] | #N/A |  |  |  |  | PGE | PGE_New_Gas_CT | 0 | 0 | 0 | 0 | 0 | 0 | 0 | 0 | 0 | 0 | 0 | 0 | 0 | 0 | 0 | 0 | 0 | 0 | 0 | 0 | 0 | 0 | 0 | 0 | 0 | 0
| PGE | PGE_New_Gas_RICE | 0 | 0 | 0 | 0 | 0 | 0 | #N/A | 0 |  | 0 | 0 | #N/A | 0 | 0 | 0 | 0 |  | 0 | 0 | 0 | 0 | #N/A | 0 | 0 | 0 |  | PGE | PGE_New_Gas_RICE | 0 | 0 | 0 | 0 | 0 | 0 | 0 | #N/A | 0 |  | 0 | 0 | #N/A | 0 | 0 | 0 | 0 |  | PGE | PGE_New_Gas_RICE | 0 | 0 | 0 | 0 | 0 | 0 | #N/A | #N/A | #N/A | 0 | 0 | 0 | 0 | 0 | 0 |  | 0 | #N/A | 0 | 0 |  | 0 | 0 | 0 | 0 | #N/A | #N/A | #N/A | #N/A | #N/A | #N/A | 0 | 0 | 0 |  | PGE | PGE_New_Gas_RICE | [6 empty] | #N/A |  |  |  |  | #N/A | [9 empty] | #N/A |  |  |  |  | PGE | PGE_New_Gas_RICE | [6 empty] | #N/A |  |  |  |  | #N/A | [9 empty] | #N/A |  |  |  |  | PGE | PGE_New_Gas_RICE | 0 | 0 | 0 | 0 | 0 | 0 | 0 | 0 | 0 | 0 | 0 | 0 | 0 | 0 | 0 | 0 | 0 | 0 | 0 | 0 | 0 | 0 | 0 | 0 | 0 | 0
| PGE | PGE_New_Geothermal | 0 | 0 | 0 | 0 | 0 | 0 | #N/A | 0 |  | 0 | 0 | #N/A | 0 | 0 | 0 | 0 |  | 0 | 0 | 0 | 0 | #N/A | 0 | 0 | 0 |  | PGE | PGE_New_Geothermal | 0 | 0 | 0 | 0 | 0 | 0 | 0 | #N/A | 0 |  | 0 | 0 | #N/A | 0 | 0 | 0 | 0 |  | PGE | PGE_New_Geothermal | 0 | 0 | 0 | 0 | 0 | 0 | #N/A | #N/A | #N/A | 0 | 0 | 0 | 0 | 0 | 0 |  | 0 | #N/A | 0 | 0 |  | 0 | 0 | 0 | 0 | #N/A | #N/A | #N/A | #N/A | #N/A | #N/A | 0 | 0 | 0 |  | PGE | PGE_New_Geothermal | [6 empty] | #N/A |  |  |  |  | #N/A | [9 empty] | #N/A |  |  |  |  | PGE | PGE_New_Geothermal | [6 empty] | #N/A |  |  |  |  | #N/A | [9 empty] | #N/A |  |  |  |  | PGE | PGE_New_Geothermal | 0 | 0 | 0 | 0 | 0 | 0 | 0.066875 | 0 | 0.067675 | 0 | 0 | 0.72464 | 0 | 0 | 0 | 0 | 1.6383 | 0 | 0 | 0 | 0 | 1.654 | 0 | 0 | 0 | 1.654
| PGE | PGE_New_Li_Battery_4hr | 0 | 0 | 0 | 0 | 0 | 0 | #N/A | 0 |  | 0 | 0 | #N/A | 0 | 0 | 0 | 0 |  | 0 | 0 | 0 | 0 | #N/A | 0 | 0 | 0 |  | PGE | PGE_New_Li_Battery_4hr | 0 | 0 | 0 | 0 | 0 | 0 | 0 | #N/A | 0 |  | 0 | 0 | #N/A | 0 | 0 | 0 | 0 |  | PGE | PGE_New_Li_Battery_4hr | 0 | 0 | 0 | 0 | 0 | 0 | #N/A | #N/A | #N/A | 0 | 0 | 0 | 0 | 0 | 0 |  | 0 | #N/A | 0 | 0 |  | 0 | 0 | 0 | 0 | #N/A | #N/A | #N/A | #N/A | #N/A | #N/A | 0 | 0 | 0 |  | PGE | PGE_New_Li_Battery_4hr | [6 empty] | #N/A |  |  |  |  | #N/A | [9 empty] | #N/A |  |  |  |  | PGE | PGE_New_Li_Battery_4hr | [6 empty] | #N/A |  |  |  |  | #N/A | [9 empty] | #N/A |  |  |  |  | PGE | PGE_New_Li_Battery_4hr | 0 | 0 | 0 | 0 | 0 | 0 | 0.85225 | 0 | 1.4107 | 0 | 0 | 1.5207 | 0 | 0 | 0 | 0 | 1.5207 | 0 | 0 | 0 | 0 | 1.5207 | 0 | 0 | 0 | 1.5207
| PGE | PGE_New_Li_Battery_8hr | 0 | 0 | 0 | 0 | 0 | 0 | #N/A | 0 |  | 0 | 0 | #N/A | 0 | 0 | 0 | 0 |  | 0 | 0 | 0 | 0 | #N/A | 0 | 0 | 0 |  | PGE | PGE_New_Li_Battery_8hr | 0 | 0 | 0 | 0 | 0 | 0 | 0 | #N/A | 0 |  | 0 | 0 | #N/A | 0 | 0 | 0 | 0 |  | PGE | PGE_New_Li_Battery_8hr | 0 | 0 | 0 | 0 | 0 | 0 | #N/A | #N/A | #N/A | 0 | 0 | 0 | 0 | 0 | 0 |  | 0 | #N/A | 0 | 0 |  | 0 | 0 | 0 | 0 | #N/A | #N/A | #N/A | #N/A | #N/A | #N/A | 0 | 0 | 0 |  | PGE | PGE_New_Li_Battery_8hr | [6 empty] | #N/A |  |  |  |  | #N/A | [9 empty] | #N/A |  |  |  |  | PGE | PGE_New_Li_Battery_8hr | [6 empty] | #N/A |  |  |  |  | #N/A | [9 empty] | #N/A |  |  |  |  | PGE | PGE_New_Li_Battery_8hr | 0 | 0 | 0 | 0 | 0 | 0 | 0.112 | 0 | 0.147 | 0 | 0 | 4.6078 | 0 | 0 | 0 | 0 | 4.9887 | 0 | 0 | 0 | 0 | 4.9943 | 0 | 0 | 0 | 5.4029
| PGE | PGE_NGBA_Solar | 0 | 0 | 0 | 0 | 0 | 0 | #N/A | 0 |  | 0 | 0 | #N/A | 0 | 0 | 0 | 0 |  | 0 | 0 | 0 | 0 | #N/A | 0 | 0 | 0 |  | PGE | PGE_NGBA_Solar | 0 | 0 | 0 | 0 | 0 | 0 | 0 | #N/A | 0 |  | 0 | 0 | #N/A | 0 | 0 | 0 | 0 |  | PGE | PGE_NGBA_Solar | 0 | 0 | 0 | 0 | 0 | 0 | #N/A | #N/A | #N/A | 0 | 0 | 0 | 0 | 0 | 0 |  | 0 | #N/A | 0 | 0 |  | 0 | 0 | 0 | 0 | #N/A | #N/A | #N/A | #N/A | #N/A | #N/A | 0 | 0 | 0 |  | PGE | PGE_NGBA_Solar | [6 empty] | #N/A |  |  |  |  | #N/A | [9 empty] | #N/A |  |  |  |  | PGE | PGE_NGBA_Solar | [6 empty] | #N/A |  |  |  |  | #N/A | [9 empty] | #N/A |  |  |  |  | PGE | PGE_NGBA_Solar | 0 | 0 | 0 | 0 | 0 | 0 | 0.022 | 0 | 0.022 | 0 | 0 | 2.4517 | 0 | 0 | 0 | 0 | 2.4517 | 0 | 0 | 0 | 0 | 3.0527 | 0 | 0 | 0 | 3.4359
| PGE | PGE_NGBA_Wind | 0 | 0 | 0 | 0 | 0 | 0 | #N/A | 0 |  | 0 | 0 | #N/A | 0 | 0 | 0 | 0 |  | 0 | 0 | 0 | 0 | #N/A | 0 | 0 | 0 |  | PGE | PGE_NGBA_Wind | 0 | 0 | 0 | 0 | 0 | 0 | 0 | #N/A | 0 |  | 0 | 0 | #N/A | 0 | 0 | 0 | 0 |  | PGE | PGE_NGBA_Wind | 0 | 0 | 0 | 0 | 0 | 0 | #N/A | #N/A | #N/A | 0 | 0 | 0 | 0 | 0 | 0 |  | 0 | #N/A | 0 | 0 |  | 0 | 0 | 0 | 0 | #N/A | #N/A | #N/A | #N/A | #N/A | #N/A | 0 | 0 | 0 |  | PGE | PGE_NGBA_Wind | [6 empty] | #N/A |  |  |  |  | #N/A | [9 empty] | #N/A |  |  |  |  | PGE | PGE_NGBA_Wind | [6 empty] | #N/A |  |  |  |  | #N/A | [9 empty] | #N/A |  |  |  |  | PGE | PGE_NGBA_Wind | 0 | 0 | 0 | 0 | 0 | 0 | 0.072 | 0 | 0.072 | 0 | 0 | 0.206 | 0 | 0 | 0 | 0 | 0.206 | 0 | 0 | 0 | 0 | 1.8047 | 0 | 0 | 0 | 1.8047
| PGE | PGE_Northeast_CA_New_EGS | 0 | 0 | 0 | 0 | 0 | 0 | #N/A | 0 |  | 0 | 0 | #N/A | 0 | 0 | 0 | 0 |  | 0 | 0 | 0 | 0 | #N/A | 0 | 0 | 0 |  | PGE | PGE_Northeast_CA_New_EGS | 0 | 0 | 0 | 0 | 0 | 0 | 0 | #N/A | 0 |  | 0 | 0 | #N/A | 0 | 0 | 0 | 0 |  | PGE | PGE_Northeast_CA_New_EGS | 0 | 0 | 0 | 0 | 0 | 0 | #N/A | #N/A | #N/A | 0 | 0 | 0 | 0 | 0 | 0 |  | 0 | #N/A | 0 | 0 |  | 0 | 0 | 0 | 0 | #N/A | #N/A | #N/A | #N/A | #N/A | #N/A | 0 | 0 | 0 |  | PGE | PGE_Northeast_CA_New_EGS | [6 empty] | #N/A |  |  |  |  | #N/A | [9 empty] | #N/A |  |  |  |  | PGE | PGE_Northeast_CA_New_EGS | [6 empty] | #N/A |  |  |  |  | #N/A | [9 empty] | #N/A |  |  |  |  | PGE | PGE_Northeast_CA_New_EGS | 0 | 0 | 0 | 0 | 0 | 0 | 0 | 0 | 0 | 0 | 0 | 0 | 0 | 0 | 0 | 0 | 0 | 0 | 0 | 0 | 0 | 0 | 0 | 0 | 0 | 0
| PGE | PGE_Northeast_CA_Wind | 0 | 0 | 0 | 0 | 0 | 0 | #N/A | 0 |  | 0 | 0 | #N/A | 0 | 0 | 0 | 0 |  | 0 | 0 | 0 | 0 | #N/A | 0 | 0 | 0 |  | PGE | PGE_Northeast_CA_Wind | 0 | 0 | 0 | 0 | 0 | 0 | 0 | #N/A | 0 |  | 0 | 0 | #N/A | 0 | 0 | 0 | 0 |  | PGE | PGE_Northeast_CA_Wind | 0 | 0 | 0 | 0 | 0 | 0 | #N/A | #N/A | #N/A | 0 | 0 | 0 | 0 | 0 | 0 |  | 0 | #N/A | 0 | 0 |  | 0 | 0 | 0 | 0 | #N/A | #N/A | #N/A | #N/A | #N/A | #N/A | 0 | 0 | 0 |  | PGE | PGE_Northeast_CA_Wind | [6 empty] | #N/A |  |  |  |  | #N/A | [9 empty] | #N/A |  |  |  |  | PGE | PGE_Northeast_CA_Wind | [6 empty] | #N/A |  |  |  |  | #N/A | [9 empty] | #N/A |  |  |  |  | PGE | PGE_Northeast_CA_Wind | 0 | 0 | 0 | 0 | 0 | 0 | 0 | 0 | 0 | 0 | 0 | 0 | 0 | 0 | 0 | 0 | 0 | 0 | 0 | 0 | 0 | 0 | 0 | 0 | 0 | 0
| PGE | PGE_Oregon_New_EGS | 0 | 0 | 0 | 0 | 0 | 0 | #N/A | 0 |  | 0 | 0 | #N/A | 0 | 0 | 0 | 0 |  | 0 | 0 | 0 | 0 | #N/A | 0 | 0 | 0 |  | PGE | PGE_Oregon_New_EGS | 0 | 0 | 0 | 0 | 0 | 0 | 0 | #N/A | 0 |  | 0 | 0 | #N/A | 0 | 0 | 0 | 0 |  | PGE | PGE_Oregon_New_EGS | 0 | 0 | 0 | 0 | 0 | 0 | #N/A | #N/A | #N/A | 0 | 0 | 0 | 0 | 0 | 0 |  | 0 | #N/A | 0 | 0 |  | 0 | 0 | 0 | 0 | #N/A | #N/A | #N/A | #N/A | #N/A | #N/A | 0 | 0 | 0 |  | PGE | PGE_Oregon_New_EGS | [6 empty] | #N/A |  |  |  |  | #N/A | [9 empty] | #N/A |  |  |  |  | PGE | PGE_Oregon_New_EGS | [6 empty] | #N/A |  |  |  |  | #N/A | [9 empty] | #N/A |  |  |  |  | PGE | PGE_Oregon_New_EGS | 0 | 0 | 0 | 0 | 0 | 0 | 0 | 0 | 0 | 0 | 0 | 0 | 0 | 0 | 0 | 0 | 0.79275 | 0 | 0 | 0 | 0 | 0.79275 | 0 | 0 | 0 | 0.79275
| PGE | PGE_Wyoming_Wind | 0 | 0 | 0 | 0 | 0 | 0 | #N/A | 0 |  | 0 | 0 | #N/A | 0 | 0 | 0 | 0 |  | 0 | 0 | 0 | 0 | #N/A | 0 | 0 | 0 |  | PGE | PGE_Wyoming_Wind | 0 | 0 | 0 | 0 | 0 | 0 | 0 | #N/A | 0 |  | 0 | 0 | #N/A | 0 | 0 | 0 | 0 |  | PGE | PGE_Wyoming_Wind | 0 | 0 | 0 | 0 | 0 | 0 | #N/A | #N/A | #N/A | 0 | 0 | 0 | 0 | 0 | 0 |  | 0 | #N/A | 0 | 0 |  | 0 | 0 | 0 | 0 | #N/A | #N/A | #N/A | #N/A | #N/A | #N/A | 0 | 0 | 0 |  | PGE | PGE_Wyoming_Wind | [6 empty] | #N/A |  |  |  |  | #N/A | [9 empty] | #N/A |  |  |  |  | PGE | PGE_Wyoming_Wind | [6 empty] | #N/A |  |  |  |  | #N/A | [9 empty] | #N/A |  |  |  |  | PGE | PGE_Wyoming_Wind | 0 | 0 | 0 | 0 | 0 | 0 | 0 | 0 | 0 | 0 | 0 | 0 | 0 | 0 | 0 | 0 | 0 | 0 | 0 | 0 | 0 | 0 | 0 | 0 | 0 | 0
| SCE | SCE_Arizona_Solar | 0 | 0 | 0 | 0 | 0 | 0 | #N/A | 0 |  | 0 | 0 | #N/A | 0 | 0 | 0 | 0 |  | 0 | 0 | 0 | 0 | #N/A | 0 | 0 | 0 |  | SCE | SCE_Arizona_Solar | 0 | 0 | 0 | 0 | 0 | 0 | 0 | #N/A | 0 |  | 0 | 0 | #N/A | 0 | 0 | 0 | 0 |  | SCE | SCE_Arizona_Solar | 0 | 0 | 0 | 0 | 0 | 0 | #N/A | #N/A | #N/A | 0 | 0 | 0 | 0 | 0 | 0 |  | 0 | #N/A | 0 | 0 |  | 0 | 0 | 0 | 0 | #N/A | #N/A | #N/A | #N/A | #N/A | #N/A | 0 | 0 | 0 |  | SCE | SCE_Arizona_Solar | [6 empty] | #N/A |  |  |  |  | #N/A | [9 empty] | #N/A |  |  |  |  | SCE | SCE_Arizona_Solar | [6 empty] | #N/A |  |  |  |  | #N/A | [9 empty] | #N/A |  |  |  |  | SCE | SCE_Arizona_Solar | 0 | 0 | 0 | 0 | 0 | 0 | 1.348 | 0 | 2.3355 | 0 | 0 | 4.9405 | 0 | 0 | 0 | 0 | 6.7262 | 0 | 0 | 0 | 0 | 6.7262 | 0 | 0 | 0 | 6.7262
| SCE | SCE_Distributed_Solar | 0 | 0 | 0 | 0 | 0 | 0 | #N/A | 0 |  | 0 | 0 | #N/A | 0 | 0 | 0 | 0 |  | 0 | 0 | 0 | 0 | #N/A | 0 | 0 | 0 |  | SCE | SCE_Distributed_Solar | 0 | 0 | 0 | 0 | 0 | 0 | 0 | #N/A | 0 |  | 0 | 0 | #N/A | 0 | 0 | 0 | 0 |  | SCE | SCE_Distributed_Solar | 0 | 0 | 0 | 0 | 0 | 0 | #N/A | #N/A | #N/A | 0 | 0 | 0 | 0 | 0 | 0 |  | 0 | #N/A | 0 | 0 |  | 0 | 0 | 0 | 0 | #N/A | #N/A | #N/A | #N/A | #N/A | #N/A | 0 | 0 | 0 |  | SCE | SCE_Distributed_Solar | [6 empty] | #N/A |  |  |  |  | #N/A | [9 empty] | #N/A |  |  |  |  | SCE | SCE_Distributed_Solar | [6 empty] | #N/A |  |  |  |  | #N/A | [9 empty] | #N/A |  |  |  |  | SCE | SCE_Distributed_Solar | 0 | 0 | 0 | 0 | 0 | 0 | 0 | 0 | 0 | 0 | 0 | 0 | 0 | 0 | 0 | 0 | 0 | 0 | 0 | 0 | 0 | 0 | 0 | 0 | 0 | 0
| SCE | SCE_Eastern_Solar | 0 | 0 | 0 | 0 | 0 | 0 | #N/A | 0 |  | 0 | 0 | #N/A | 0 | 0 | 0 | 0 |  | 0 | 0 | 0 | 0 | #N/A | 0 | 0 | 0 |  | SCE | SCE_Eastern_Solar | 0 | 0 | 0 | 0 | 0 | 0 | 0 | #N/A | 0 |  | 0 | 0 | #N/A | 0 | 0 | 0 | 0 |  | SCE | SCE_Eastern_Solar | 0 | 0 | 0 | 0 | 0 | 0 | #N/A | #N/A | #N/A | 0 | 0 | 0 | 0 | 0 | 0 |  | 0 | #N/A | 0 | 0 |  | 0 | 0 | 0 | 0 | #N/A | #N/A | #N/A | #N/A | #N/A | #N/A | 0 | 0 | 0 |  | SCE | SCE_Eastern_Solar | [6 empty] | #N/A |  |  |  |  | #N/A | [9 empty] | #N/A |  |  |  |  | SCE | SCE_Eastern_Solar | [6 empty] | #N/A |  |  |  |  | #N/A | [9 empty] | #N/A |  |  |  |  | SCE | SCE_Eastern_Solar | 0 | 0 | 0 | 0 | 0 | 0 | 0.25 | 0 | 0.25 | 0 | 0 | 4.1758 | 0 | 0 | 0 | 0 | 4.1758 | 0 | 0 | 0 | 0 | 9.1109 | 0 | 0 | 0 | 9.1109
| SCE | SCE_Eastern_Wind | 0 | 0 | 0 | 0 | 0 | 0 | #N/A | 0 |  | 0 | 0 | #N/A | 0 | 0 | 0 | 0 |  | 0 | 0 | 0 | 0 | #N/A | 0 | 0 | 0 |  | SCE | SCE_Eastern_Wind | 0 | 0 | 0 | 0 | 0 | 0 | 0 | #N/A | 0 |  | 0 | 0 | #N/A | 0 | 0 | 0 | 0 |  | SCE | SCE_Eastern_Wind | 0 | 0 | 0 | 0 | 0 | 0 | #N/A | #N/A | #N/A | 0 | 0 | 0 | 0 | 0 | 0 |  | 0 | #N/A | 0 | 0 |  | 0 | 0 | 0 | 0 | #N/A | #N/A | #N/A | #N/A | #N/A | #N/A | 0 | 0 | 0 |  | SCE | SCE_Eastern_Wind | [6 empty] | #N/A |  |  |  |  | #N/A | [9 empty] | #N/A |  |  |  |  | SCE | SCE_Eastern_Wind | [6 empty] | #N/A |  |  |  |  | #N/A | [9 empty] | #N/A |  |  |  |  | SCE | SCE_Eastern_Wind | 0 | 0 | 0 | 0 | 0 | 0 | 0 | 0 | 0 | 0 | 0 | 0 | 0 | 0 | 0 | 0 | 0 | 0 | 0 | 0 | 0 | 0 | 0 | 0 | 0 | 0
| SCE | SCE_EOP_Solar | 0 | 0 | 0 | 0 | 0 | 0 | #N/A | 0 |  | 0 | 0 | #N/A | 0 | 0 | 0 | 0 |  | 0 | 0 | 0 | 0 | #N/A | 0 | 0 | 0 |  | SCE | SCE_EOP_Solar | 0 | 0 | 0 | 0 | 0 | 0 | 0 | #N/A | 0 |  | 0 | 0 | #N/A | 0 | 0 | 0 | 0 |  | SCE | SCE_EOP_Solar | 0 | 0 | 0 | 0 | 0 | 0 | #N/A | #N/A | #N/A | 0 | 0 | 0 | 0 | 0 | 0 |  | 0 | #N/A | 0 | 0 |  | 0 | 0 | 0 | 0 | #N/A | #N/A | #N/A | #N/A | #N/A | #N/A | 0 | 0 | 0 |  | SCE | SCE_EOP_Solar | [6 empty] | #N/A |  |  |  |  | #N/A | [9 empty] | #N/A |  |  |  |  | SCE | SCE_EOP_Solar | [6 empty] | #N/A |  |  |  |  | #N/A | [9 empty] | #N/A |  |  |  |  | SCE | SCE_EOP_Solar | 0 | 0 | 0 | 0 | 0 | 0 | 0.125 | 0 | 0.69 | 0 | 0 | 1.0756 | 0 | 0 | 0 | 0 | 1.0756 | 0 | 0 | 0 | 0 | 1.0756 | 0 | 0 | 0 | 13.2358
| SCE | SCE_EOP_Wind | 0 | 0 | 0 | 0 | 0 | 0 | #N/A | 0 |  | 0 | 0 | #N/A | 0 | 0 | 0 | 0 |  | 0 | 0 | 0 | 0 | #N/A | 0 | 0 | 0 |  | SCE | SCE_EOP_Wind | 0 | 0 | 0 | 0 | 0 | 0 | 0 | #N/A | 0 |  | 0 | 0 | #N/A | 0 | 0 | 0 | 0 |  | SCE | SCE_EOP_Wind | 0 | 0 | 0 | 0 | 0 | 0 | #N/A | #N/A | #N/A | 0 | 0 | 0 | 0 | 0 | 0 |  | 0 | #N/A | 0 | 0 |  | 0 | 0 | 0 | 0 | #N/A | #N/A | #N/A | #N/A | #N/A | #N/A | 0 | 0 | 0 |  | SCE | SCE_EOP_Wind | [6 empty] | #N/A |  |  |  |  | #N/A | [9 empty] | #N/A |  |  |  |  | SCE | SCE_EOP_Wind | [6 empty] | #N/A |  |  |  |  | #N/A | [9 empty] | #N/A |  |  |  |  | SCE | SCE_EOP_Wind | 0 | 0 | 0 | 0 | 0 | 0 | 0 | 0 | 0.25472 | 0 | 0 | 0.25472 | 0 | 0 | 0 | 0 | 0.25472 | 0 | 0 | 0 | 0 | 0.25472 | 0 | 0 | 0 | 0.25472
| SCE | SCE_Generic_LDES_100hr | 0 | 0 | 0 | 0 | 0 | 0 | #N/A | 0 |  | 0 | 0 | #N/A | 0 | 0 | 0 | 0 |  | 0 | 0 | 0 | 0 | #N/A | 0 | 0 | 0 |  | SCE | SCE_Generic_LDES_100hr | 0 | 0 | 0 | 0 | 0 | 0 | 0 | #N/A | 0 |  | 0 | 0 | #N/A | 0 | 0 | 0 | 0 |  | SCE | SCE_Generic_LDES_100hr | 0 | 0 | 0 | 0 | 0 | 0 | #N/A | #N/A | #N/A | 0 | 0 | 0 | 0 | 0 | 0 |  | 0 | #N/A | 0 | 0 |  | 0 | 0 | 0 | 0 | #N/A | #N/A | #N/A | #N/A | #N/A | #N/A | 0 | 0 | 0 |  | SCE | SCE_Generic_LDES_100hr | [6 empty] | #N/A |  |  |  |  | #N/A | [9 empty] | #N/A |  |  |  |  | SCE | SCE_Generic_LDES_100hr | [6 empty] | #N/A |  |  |  |  | #N/A | [9 empty] | #N/A |  |  |  |  | SCE | SCE_Generic_LDES_100hr | 0 | 0 | 0 | 0 | 0 | 0 | 0 | 0 | 0 | 0 | 0 | 0 | 0 | 0 | 0 | 0 | 0 | 0 | 0 | 0 | 0 | 0 | 0 | 0 | 0 | 0
| SCE | SCE_Generic_LDES_12hr | 0 | 0 | 0 | 0 | 0 | 0 | #N/A | 0 |  | 0 | 0 | #N/A | 0 | 0 | 0 | 0 |  | 0 | 0 | 0 | 0 | #N/A | 0 | 0 | 0 |  | SCE | SCE_Generic_LDES_12hr | 0 | 0 | 0 | 0 | 0 | 0 | 0 | #N/A | 0 |  | 0 | 0 | #N/A | 0 | 0 | 0 | 0 |  | SCE | SCE_Generic_LDES_12hr | 0 | 0 | 0 | 0 | 0 | 0 | #N/A | #N/A | #N/A | 0 | 0 | 0 | 0 | 0 | 0 |  | 0 | #N/A | 0 | 0 |  | 0 | 0 | 0 | 0 | #N/A | #N/A | #N/A | #N/A | #N/A | #N/A | 0 | 0 | 0 |  | SCE | SCE_Generic_LDES_12hr | [6 empty] | #N/A |  |  |  |  | #N/A | [9 empty] | #N/A |  |  |  |  | SCE | SCE_Generic_LDES_12hr | [6 empty] | #N/A |  |  |  |  | #N/A | [9 empty] | #N/A |  |  |  |  | SCE | SCE_Generic_LDES_12hr | 0 | 0 | 0 | 0 | 0 | 0 | 0 | 0 | 0 | 0 | 0 | 0 | 0 | 0 | 0 | 0 | 0 | 0 | 0 | 0 | 0 | 0 | 0 | 0 | 0 | 0
| SCE | SCE_Generic_LDES_24hr | 0 | 0 | 0 | 0 | 0 | 0 | #N/A | 0 |  | 0 | 0 | #N/A | 0 | 0 | 0 | 0 |  | 0 | 0 | 0 | 0 | #N/A | 0 | 0 | 0 |  | SCE | SCE_Generic_LDES_24hr | 0 | 0 | 0 | 0 | 0 | 0 | 0 | #N/A | 0 |  | 0 | 0 | #N/A | 0 | 0 | 0 | 0 |  | SCE | SCE_Generic_LDES_24hr | 0 | 0 | 0 | 0 | 0 | 0 | #N/A | #N/A | #N/A | 0 | 0 | 0 | 0 | 0 | 0 |  | 0 | #N/A | 0 | 0 |  | 0 | 0 | 0 | 0 | #N/A | #N/A | #N/A | #N/A | #N/A | #N/A | 0 | 0 | 0 |  | SCE | SCE_Generic_LDES_24hr | [6 empty] | #N/A |  |  |  |  | #N/A | [9 empty] | #N/A |  |  |  |  | SCE | SCE_Generic_LDES_24hr | [6 empty] | #N/A |  |  |  |  | #N/A | [9 empty] | #N/A |  |  |  |  | SCE | SCE_Generic_LDES_24hr | 0 | 0 | 0 | 0 | 0 | 0 | 0 | 0 | 0 | 0 | 0 | 0 | 0 | 0 | 0 | 0 | 0 | 0 | 0 | 0 | 0 | 0 | 0 | 0 | 0 | 0
| SCE | SCE_Idaho_New_EGS | 0 | 0 | 0 | 0 | 0 | 0 | #N/A | 0 |  | 0 | 0 | #N/A | 0 | 0 | 0 | 0 |  | 0 | 0 | 0 | 0 | #N/A | 0 | 0 | 0 |  | SCE | SCE_Idaho_New_EGS | 0 | 0 | 0 | 0 | 0 | 0 | 0 | #N/A | 0 |  | 0 | 0 | #N/A | 0 | 0 | 0 | 0 |  | SCE | SCE_Idaho_New_EGS | 0 | 0 | 0 | 0 | 0 | 0 | #N/A | #N/A | #N/A | 0 | 0 | 0 | 0 | 0 | 0 |  | 0 | #N/A | 0 | 0 |  | 0 | 0 | 0 | 0 | #N/A | #N/A | #N/A | #N/A | #N/A | #N/A | 0 | 0 | 0 |  | SCE | SCE_Idaho_New_EGS | [6 empty] | #N/A |  |  |  |  | #N/A | [9 empty] | #N/A |  |  |  |  | SCE | SCE_Idaho_New_EGS | [6 empty] | #N/A |  |  |  |  | #N/A | [9 empty] | #N/A |  |  |  |  | SCE | SCE_Idaho_New_EGS | 0 | 0 | 0 | 0 | 0 | 0 | 0 | 0 | 0 | 0 | 0 | 0 | 0 | 0 | 0 | 0 | 0 | 0 | 0 | 0 | 0 | 0 | 0 | 0 | 0 | 0
| SCE | SCE_Idaho_Wind | 0 | 0 | 0 | 0 | 0 | 0 | #N/A | 0 |  | 0 | 0 | #N/A | 0 | 0 | 0 | 0 |  | 0 | 0 | 0 | 0 | #N/A | 0 | 0 | 0 |  | SCE | SCE_Idaho_Wind | 0 | 0 | 0 | 0 | 0 | 0 | 0 | #N/A | 0 |  | 0 | 0 | #N/A | 0 | 0 | 0 | 0 |  | SCE | SCE_Idaho_Wind | 0 | 0 | 0 | 0 | 0 | 0 | #N/A | #N/A | #N/A | 0 | 0 | 0 | 0 | 0 | 0 |  | 0 | #N/A | 0 | 0 |  | 0 | 0 | 0 | 0 | #N/A | #N/A | #N/A | #N/A | #N/A | #N/A | 0 | 0 | 0 |  | SCE | SCE_Idaho_Wind | [6 empty] | #N/A |  |  |  |  | #N/A | [9 empty] | #N/A |  |  |  |  | SCE | SCE_Idaho_Wind | [6 empty] | #N/A |  |  |  |  | #N/A | [9 empty] | #N/A |  |  |  |  | SCE | SCE_Idaho_Wind | 0 | 0 | 0 | 0 | 0 | 0 | 0 | 0 | 0 | 0 | 0 | 0 | 0 | 0 | 0 | 0 | 0 | 0 | 0 | 0 | 0 | 1.1 | 0 | 0 | 0 | 1.1
| SCE | SCE_LDES_12hr | 0 | 0 | 0 | 0 | 0 | 0 | #N/A | 0 |  | 0 | 0 | #N/A | 0 | 0 | 0 | 0 |  | 0 | 0 | 0 | 0 | #N/A | 0 | 0 | 0 |  | SCE | SCE_LDES_12hr | 0 | 0 | 0 | 0 | 0 | 0 | 0 | #N/A | 0 |  | 0 | 0 | #N/A | 0 | 0 | 0 | 0 |  | SCE | SCE_LDES_12hr | 0 | 0 | 0 | 0 | 0 | 0 | #N/A | #N/A | #N/A | 0 | 0 | 0 | 0 | 0 | 0 |  | 0 | #N/A | 0 | 0 |  | 0 | 0 | 0 | 0 | #N/A | #N/A | #N/A | #N/A | #N/A | #N/A | 0 | 0 | 0 |  | SCE | SCE_LDES_12hr | [6 empty] | #N/A |  |  |  |  | #N/A | [9 empty] | #N/A |  |  |  |  | SCE | SCE_LDES_12hr | [6 empty] | #N/A |  |  |  |  | #N/A | [9 empty] | #N/A |  |  |  |  | SCE | SCE_LDES_12hr | 0 | 0 | 0 | 0 | 0 | 0 | 0 | 0 | 0 | 0 | 0 | 1.6 | 0 | 0 | 0 | 0 | 3.9663 | 0 | 0 | 0 | 0 | 5.7663 | 0 | 0 | 0 | 5.7663
| SCE | SCE_Metro_Solar | 0 | 0 | 0 | 0 | 0 | 0 | #N/A | 0 |  | 0 | 0 | #N/A | 0 | 0 | 0 | 0 |  | 0 | 0 | 0 | 0 | #N/A | 0 | 0 | 0 |  | SCE | SCE_Metro_Solar | 0 | 0 | 0 | 0 | 0 | 0 | 0 | #N/A | 0 |  | 0 | 0 | #N/A | 0 | 0 | 0 | 0 |  | SCE | SCE_Metro_Solar | 0 | 0 | 0 | 0 | 0 | 0 | #N/A | #N/A | #N/A | 0 | 0 | 0 | 0 | 0 | 0 |  | 0 | #N/A | 0 | 0 |  | 0 | 0 | 0 | 0 | #N/A | #N/A | #N/A | #N/A | #N/A | #N/A | 0 | 0 | 0 |  | SCE | SCE_Metro_Solar | [6 empty] | #N/A |  |  |  |  | #N/A | [9 empty] | #N/A |  |  |  |  | SCE | SCE_Metro_Solar | [6 empty] | #N/A |  |  |  |  | #N/A | [9 empty] | #N/A |  |  |  |  | SCE | SCE_Metro_Solar | 0 | 0 | 0 | 0 | 0 | 0 | 0.00499 | 0 | 0.00499 | 0 | 0 | 0.00499 | 0 | 0 | 0 | 0 | 0.00499 | 0 | 0 | 0 | 0 | 0.38749 | 0 | 0 | 0 | 0.4295
| SCE | SCE_Nevada_New_EGS | 0 | 0 | 0 | 0 | 0 | 0 | #N/A | 0 |  | 0 | 0 | #N/A | 0 | 0 | 0 | 0 |  | 0 | 0 | 0 | 0 | #N/A | 0 | 0 | 0 |  | SCE | SCE_Nevada_New_EGS | 0 | 0 | 0 | 0 | 0 | 0 | 0 | #N/A | 0 |  | 0 | 0 | #N/A | 0 | 0 | 0 | 0 |  | SCE | SCE_Nevada_New_EGS | 0 | 0 | 0 | 0 | 0 | 0 | #N/A | #N/A | #N/A | 0 | 0 | 0 | 0 | 0 | 0 |  | 0 | #N/A | 0 | 0 |  | 0 | 0 | 0 | 0 | #N/A | #N/A | #N/A | #N/A | #N/A | #N/A | 0 | 0 | 0 |  | SCE | SCE_Nevada_New_EGS | [6 empty] | #N/A |  |  |  |  | #N/A | [9 empty] | #N/A |  |  |  |  | SCE | SCE_Nevada_New_EGS | [6 empty] | #N/A |  |  |  |  | #N/A | [9 empty] | #N/A |  |  |  |  | SCE | SCE_Nevada_New_EGS | 0 | 0 | 0 | 0 | 0 | 0 | 0 | 0 | 0 | 0 | 0 | 0 | 0 | 0 | 0 | 0 | 0 | 0 | 0 | 0 | 0 | 0 | 0 | 0 | 0 | 0
| SCE | SCE_New_Biomass | 0 | 0 | 0 | 0 | 0 | 0 | #N/A | 0 |  | 0 | 0 | #N/A | 0 | 0 | 0 | 0 |  | 0 | 0 | 0 | 0 | #N/A | 0 | 0 | 0 |  | SCE | SCE_New_Biomass | 0 | 0 | 0 | 0 | 0 | 0 | 0 | #N/A | 0 |  | 0 | 0 | #N/A | 0 | 0 | 0 | 0 |  | SCE | SCE_New_Biomass | 0 | 0 | 0 | 0 | 0 | 0 | #N/A | #N/A | #N/A | 0 | 0 | 0 | 0 | 0 | 0 |  | 0 | #N/A | 0 | 0 |  | 0 | 0 | 0 | 0 | #N/A | #N/A | #N/A | #N/A | #N/A | #N/A | 0 | 0 | 0 |  | SCE | SCE_New_Biomass | [6 empty] | #N/A |  |  |  |  | #N/A | [9 empty] | #N/A |  |  |  |  | SCE | SCE_New_Biomass | [6 empty] | #N/A |  |  |  |  | #N/A | [9 empty] | #N/A |  |  |  |  | SCE | SCE_New_Biomass | 0 | 0 | 0 | 0 | 0 | 0 | 0 | 0 | 0 | 0 | 0 | 0 | 0 | 0 | 0 | 0 | 0 | 0 | 0 | 0 | 0 | 0 | 0 | 0 | 0 | 0
| SCE | SCE_New_EGS | 0 | 0 | 0 | 0 | 0 | 0 | #N/A | 0 |  | 0 | 0 | #N/A | 0 | 0 | 0 | 0 |  | 0 | 0 | 0 | 0 | #N/A | 0 | 0 | 0 |  | SCE | SCE_New_EGS | 0 | 0 | 0 | 0 | 0 | 0 | 0 | #N/A | 0 |  | 0 | 0 | #N/A | 0 | 0 | 0 | 0 |  | SCE | SCE_New_EGS | 0 | 0 | 0 | 0 | 0 | 0 | #N/A | #N/A | #N/A | 0 | 0 | 0 | 0 | 0 | 0 |  | 0 | #N/A | 0 | 0 |  | 0 | 0 | 0 | 0 | #N/A | #N/A | #N/A | #N/A | #N/A | #N/A | 0 | 0 | 0 |  | SCE | SCE_New_EGS | [6 empty] | #N/A |  |  |  |  | #N/A | [9 empty] | #N/A |  |  |  |  | SCE | SCE_New_EGS | [6 empty] | #N/A |  |  |  |  | #N/A | [9 empty] | #N/A |  |  |  |  | SCE | SCE_New_EGS | 0 | 0 | 0 | 0 | 0 | 0 | 0 | 0 | 0 | 0 | 0 | 0 | 0 | 0 | 0 | 0 | 0.0071 | 0 | 0 | 0 | 0 | 0.0071 | 0 | 0 | 0 | 0.0071
| SCE | SCE_New_Gas_CCGT | 0 | 0 | 0 | 0 | 0 | 0 | #N/A | 0 |  | 0 | 0 | #N/A | 0 | 0 | 0 | 0 |  | 0 | 0 | 0 | 0 | #N/A | 0 | 0 | 0 |  | SCE | SCE_New_Gas_CCGT | 0 | 0 | 0 | 0 | 0 | 0 | 0 | #N/A | 0 |  | 0 | 0 | #N/A | 0 | 0 | 0 | 0 |  | SCE | SCE_New_Gas_CCGT | 0 | 0 | 0 | 0 | 0 | 0 | #N/A | #N/A | #N/A | 0 | 0 | 0 | 0 | 0 | 0 |  | 0 | #N/A | 0 | 0 |  | 0 | 0 | 0 | 0 | #N/A | #N/A | #N/A | #N/A | #N/A | #N/A | 0 | 0 | 0 |  | SCE | SCE_New_Gas_CCGT | [6 empty] | #N/A |  |  |  |  | #N/A | [9 empty] | #N/A |  |  |  |  | SCE | SCE_New_Gas_CCGT | [6 empty] | #N/A |  |  |  |  | #N/A | [9 empty] | #N/A |  |  |  |  | SCE | SCE_New_Gas_CCGT | 0 | 0 | 0 | 0 | 0 | 0 | 0 | 0 | 0 | 0 | 0 | 0 | 0 | 0 | 0 | 0 | 0 | 0 | 0 | 0 | 0 | 0 | 0 | 0 | 0 | 0
| SCE | SCE_New_Gas_CT | 0 | 0 | 0 | 0 | 0 | 0 | #N/A | 0 |  | 0 | 0 | #N/A | 0 | 0 | 0 | 0 |  | 0 | 0 | 0 | 0 | #N/A | 0 | 0 | 0 |  | SCE | SCE_New_Gas_CT | 0 | 0 | 0 | 0 | 0 | 0 | 0 | #N/A | 0 |  | 0 | 0 | #N/A | 0 | 0 | 0 | 0 |  | SCE | SCE_New_Gas_CT | 0 | 0 | 0 | 0 | 0 | 0 | #N/A | #N/A | #N/A | 0 | 0 | 0 | 0 | 0 | 0 |  | 0 | #N/A | 0 | 0 |  | 0 | 0 | 0 | 0 | #N/A | #N/A | #N/A | #N/A | #N/A | #N/A | 0 | 0 | 0 |  | SCE | SCE_New_Gas_CT | [6 empty] | #N/A |  |  |  |  | #N/A | [9 empty] | #N/A |  |  |  |  | SCE | SCE_New_Gas_CT | [6 empty] | #N/A |  |  |  |  | #N/A | [9 empty] | #N/A |  |  |  |  | SCE | SCE_New_Gas_CT | 0 | 0 | 0 | 0 | 0 | 0 | 0 | 0 | 0 | 0 | 0 | 0 | 0 | 0 | 0 | 0 | 0 | 0 | 0 | 0 | 0 | 0 | 0 | 0 | 0 | 0
| SCE | SCE_New_Gas_RICE | 0 | 0 | 0 | 0 | 0 | 0 | #N/A | 0 |  | 0 | 0 | #N/A | 0 | 0 | 0 | 0 |  | 0 | 0 | 0 | 0 | #N/A | 0 | 0 | 0 |  | SCE | SCE_New_Gas_RICE | 0 | 0 | 0 | 0 | 0 | 0 | 0 | #N/A | 0 |  | 0 | 0 | #N/A | 0 | 0 | 0 | 0 |  | SCE | SCE_New_Gas_RICE | 0 | 0 | 0 | 0 | 0 | 0 | #N/A | #N/A | #N/A | 0 | 0 | 0 | 0 | 0 | 0 |  | 0 | #N/A | 0 | 0 |  | 0 | 0 | 0 | 0 | #N/A | #N/A | #N/A | #N/A | #N/A | #N/A | 0 | 0 | 0 |  | SCE | SCE_New_Gas_RICE | [6 empty] | #N/A |  |  |  |  | #N/A | [9 empty] | #N/A |  |  |  |  | SCE | SCE_New_Gas_RICE | [6 empty] | #N/A |  |  |  |  | #N/A | [9 empty] | #N/A |  |  |  |  | SCE | SCE_New_Gas_RICE | 0 | 0 | 0 | 0 | 0 | 0 | 0 | 0 | 0 | 0 | 0 | 0 | 0 | 0 | 0 | 0 | 0 | 0 | 0 | 0 | 0 | 0 | 0 | 0 | 0 | 0
| SCE | SCE_New_Geothermal | 0 | 0 | 0 | 0 | 0 | 0 | #N/A | 0 |  | 0 | 0 | #N/A | 0 | 0 | 0 | 0 |  | 0 | 0 | 0 | 0 | #N/A | 0 | 0 | 0 |  | SCE | SCE_New_Geothermal | 0 | 0 | 0 | 0 | 0 | 0 | 0 | #N/A | 0 |  | 0 | 0 | #N/A | 0 | 0 | 0 | 0 |  | SCE | SCE_New_Geothermal | 0 | 0 | 0 | 0 | 0 | 0 | #N/A | #N/A | #N/A | 0 | 0 | 0 | 0 | 0 | 0 |  | 0 | #N/A | 0 | 0 |  | 0 | 0 | 0 | 0 | #N/A | #N/A | #N/A | #N/A | #N/A | #N/A | 0 | 0 | 0 |  | SCE | SCE_New_Geothermal | [6 empty] | #N/A |  |  |  |  | #N/A | [9 empty] | #N/A |  |  |  |  | SCE | SCE_New_Geothermal | [6 empty] | #N/A |  |  |  |  | #N/A | [9 empty] | #N/A |  |  |  |  | SCE | SCE_New_Geothermal | 0 | 0 | 0 | 0 | 0 | 0 | 0.042363 | 0 | 0.39236 | 0 | 0 | 0.39236 | 0 | 0 | 0 | 0 | 1.2179 | 0 | 0 | 0 | 0 | 2.5191 | 0 | 0 | 0 | 3.3714
| SCE | SCE_New_Li_Battery_4hr | 0 | 0 | 0 | 0 | 0 | 0 | #N/A | 0 |  | 0 | 0 | #N/A | 0 | 0 | 0 | 0 |  | 0 | 0 | 0 | 0 | #N/A | 0 | 0 | 0 |  | SCE | SCE_New_Li_Battery_4hr | 0 | 0 | 0 | 0 | 0 | 0 | 0 | #N/A | 0 |  | 0 | 0 | #N/A | 0 | 0 | 0 | 0 |  | SCE | SCE_New_Li_Battery_4hr | 0 | 0 | 0 | 0 | 0 | 0 | #N/A | #N/A | #N/A | 0 | 0 | 0 | 0 | 0 | 0 |  | 0 | #N/A | 0 | 0 |  | 0 | 0 | 0 | 0 | #N/A | #N/A | #N/A | #N/A | #N/A | #N/A | 0 | 0 | 0 |  | SCE | SCE_New_Li_Battery_4hr | [6 empty] | #N/A |  |  |  |  | #N/A | [9 empty] | #N/A |  |  |  |  | SCE | SCE_New_Li_Battery_4hr | [6 empty] | #N/A |  |  |  |  | #N/A | [9 empty] | #N/A |  |  |  |  | SCE | SCE_New_Li_Battery_4hr | 0 | 0 | 0 | 0 | 0 | 0 | 2.3964 | 0 | 4.5414 | 0 | 0 | 4.5414 | 0 | 0 | 0 | 0 | 4.5414 | 0 | 0 | 0 | 0 | 4.5414 | 0 | 0 | 0 | 4.5414
| SCE | SCE_New_Li_Battery_8hr | 0 | 0 | 0 | 0 | 0 | 0 | #N/A | 0 |  | 0 | 0 | #N/A | 0 | 0 | 0 | 0 |  | 0 | 0 | 0 | 0 | #N/A | 0 | 0 | 0 |  | SCE | SCE_New_Li_Battery_8hr | 0 | 0 | 0 | 0 | 0 | 0 | 0 | #N/A | 0 |  | 0 | 0 | #N/A | 0 | 0 | 0 | 0 |  | SCE | SCE_New_Li_Battery_8hr | 0 | 0 | 0 | 0 | 0 | 0 | #N/A | #N/A | #N/A | 0 | 0 | 0 | 0 | 0 | 0 |  | 0 | #N/A | 0 | 0 |  | 0 | 0 | 0 | 0 | #N/A | #N/A | #N/A | #N/A | #N/A | #N/A | 0 | 0 | 0 |  | SCE | SCE_New_Li_Battery_8hr | [6 empty] | #N/A |  |  |  |  | #N/A | [9 empty] | #N/A |  |  |  |  | SCE | SCE_New_Li_Battery_8hr | [6 empty] | #N/A |  |  |  |  | #N/A | [9 empty] | #N/A |  |  |  |  | SCE | SCE_New_Li_Battery_8hr | 0 | 0 | 0 | 0 | 0 | 0 | 0.040618 | 0 | 0.87562 | 0 | 0 | 5.92 | 0 | 0 | 0 | 0 | 11.0862 | 0 | 0 | 0 | 0 | 11.0862 | 0 | 0 | 0 | 19.8985
| SCE | SCE_New_Mexico_Wind | 0 | 0 | 0 | 0 | 0 | 0 | #N/A | 0 |  | 0 | 0 | #N/A | 0 | 0 | 0 | 0 |  | 0 | 0 | 0 | 0 | #N/A | 0 | 0 | 0 |  | SCE | SCE_New_Mexico_Wind | 0 | 0 | 0 | 0 | 0 | 0 | 0 | #N/A | 0 |  | 0 | 0 | #N/A | 0 | 0 | 0 | 0 |  | SCE | SCE_New_Mexico_Wind | 0 | 0 | 0 | 0 | 0 | 0 | #N/A | #N/A | #N/A | 0 | 0 | 0 | 0 | 0 | 0 |  | 0 | #N/A | 0 | 0 |  | 0 | 0 | 0 | 0 | #N/A | #N/A | #N/A | #N/A | #N/A | #N/A | 0 | 0 | 0 |  | SCE | SCE_New_Mexico_Wind | [6 empty] | #N/A |  |  |  |  | #N/A | [9 empty] | #N/A |  |  |  |  | SCE | SCE_New_Mexico_Wind | [6 empty] | #N/A |  |  |  |  | #N/A | [9 empty] | #N/A |  |  |  |  | SCE | SCE_New_Mexico_Wind | 0 | 0 | 0 | 0 | 0 | 0 | 1.436 | 0 | 2.546 | 0 | 0 | 2.546 | 0 | 0 | 0 | 0 | 2.546 | 0 | 0 | 0 | 0 | 2.546 | 0 | 0 | 0 | 2.546
| SCE | SCE_NOL_Solar | 0 | 0 | 0 | 0 | 0 | 0 | #N/A | 0 |  | 0 | 0 | #N/A | 0 | 0 | 0 | 0 |  | 0 | 0 | 0 | 0 | #N/A | 0 | 0 | 0 |  | SCE | SCE_NOL_Solar | 0 | 0 | 0 | 0 | 0 | 0 | 0 | #N/A | 0 |  | 0 | 0 | #N/A | 0 | 0 | 0 | 0 |  | SCE | SCE_NOL_Solar | 0 | 0 | 0 | 0 | 0 | 0 | #N/A | #N/A | #N/A | 0 | 0 | 0 | 0 | 0 | 0 |  | 0 | #N/A | 0 | 0 |  | 0 | 0 | 0 | 0 | #N/A | #N/A | #N/A | #N/A | #N/A | #N/A | 0 | 0 | 0 |  | SCE | SCE_NOL_Solar | [6 empty] | #N/A |  |  |  |  | #N/A | [9 empty] | #N/A |  |  |  |  | SCE | SCE_NOL_Solar | [6 empty] | #N/A |  |  |  |  | #N/A | [9 empty] | #N/A |  |  |  |  | SCE | SCE_NOL_Solar | 0 | 0 | 0 | 0 | 0 | 0 | 0.32635 | 0 | 0.32635 | 0 | 0 | 0.32635 | 0 | 0 | 0 | 0 | 0.32635 | 0 | 0 | 0 | 0 | 1.0389 | 0 | 0 | 0 | 1.0389
| SCE | SCE_NOL_Wind | 0 | 0 | 0 | 0 | 0 | 0 | #N/A | 0 |  | 0 | 0 | #N/A | 0 | 0 | 0 | 0 |  | 0 | 0 | 0 | 0 | #N/A | 0 | 0 | 0 |  | SCE | SCE_NOL_Wind | 0 | 0 | 0 | 0 | 0 | 0 | 0 | #N/A | 0 |  | 0 | 0 | #N/A | 0 | 0 | 0 | 0 |  | SCE | SCE_NOL_Wind | 0 | 0 | 0 | 0 | 0 | 0 | #N/A | #N/A | #N/A | 0 | 0 | 0 | 0 | 0 | 0 |  | 0 | #N/A | 0 | 0 |  | 0 | 0 | 0 | 0 | #N/A | #N/A | #N/A | #N/A | #N/A | #N/A | 0 | 0 | 0 |  | SCE | SCE_NOL_Wind | [6 empty] | #N/A |  |  |  |  | #N/A | [9 empty] | #N/A |  |  |  |  | SCE | SCE_NOL_Wind | [6 empty] | #N/A |  |  |  |  | #N/A | [9 empty] | #N/A |  |  |  |  | SCE | SCE_NOL_Wind | 0 | 0 | 0 | 0 | 0 | 0 | 0 | 0 | 0 | 0 | 0 | 0 | 0 | 0 | 0 | 0 | 0 | 0 | 0 | 0 | 0 | 0 | 0 | 0 | 0 | 0
| SCE | SCE_Northern_Solar | 0 | 0 | 0 | 0 | 0 | 0 | #N/A | 0 |  | 0 | 0 | #N/A | 0 | 0 | 0 | 0 |  | 0 | 0 | 0 | 0 | #N/A | 0 | 0 | 0 |  | SCE | SCE_Northern_Solar | 0 | 0 | 0 | 0 | 0 | 0 | 0 | #N/A | 0 |  | 0 | 0 | #N/A | 0 | 0 | 0 | 0 |  | SCE | SCE_Northern_Solar | 0 | 0 | 0 | 0 | 0 | 0 | #N/A | #N/A | #N/A | 0 | 0 | 0 | 0 | 0 | 0 |  | 0 | #N/A | 0 | 0 |  | 0 | 0 | 0 | 0 | #N/A | #N/A | #N/A | #N/A | #N/A | #N/A | 0 | 0 | 0 |  | SCE | SCE_Northern_Solar | [6 empty] | #N/A |  |  |  |  | #N/A | [9 empty] | #N/A |  |  |  |  | SCE | SCE_Northern_Solar | [6 empty] | #N/A |  |  |  |  | #N/A | [9 empty] | #N/A |  |  |  |  | SCE | SCE_Northern_Solar | 0 | 0 | 0 | 0 | 0 | 0 | 1.3106 | 0 | 6.5493 | 0 | 0 | 6.5493 | 0 | 0 | 0 | 0 | 6.5493 | 0 | 0 | 0 | 0 | 9.5322 | 0 | 0 | 0 | 11.3229
| SCE | SCE_Northern_Wind | 0 | 0 | 0 | 0 | 0 | 0 | #N/A | 0 |  | 0 | 0 | #N/A | 0 | 0 | 0 | 0 |  | 0 | 0 | 0 | 0 | #N/A | 0 | 0 | 0 |  | SCE | SCE_Northern_Wind | 0 | 0 | 0 | 0 | 0 | 0 | 0 | #N/A | 0 |  | 0 | 0 | #N/A | 0 | 0 | 0 | 0 |  | SCE | SCE_Northern_Wind | 0 | 0 | 0 | 0 | 0 | 0 | #N/A | #N/A | #N/A | 0 | 0 | 0 | 0 | 0 | 0 |  | 0 | #N/A | 0 | 0 |  | 0 | 0 | 0 | 0 | #N/A | #N/A | #N/A | #N/A | #N/A | #N/A | 0 | 0 | 0 |  | SCE | SCE_Northern_Wind | [6 empty] | #N/A |  |  |  |  | #N/A | [9 empty] | #N/A |  |  |  |  | SCE | SCE_Northern_Wind | [6 empty] | #N/A |  |  |  |  | #N/A | [9 empty] | #N/A |  |  |  |  | SCE | SCE_Northern_Wind | 0 | 0 | 0 | 0 | 0 | 0 | 0 | 0 | 0 | 0 | 0 | 0 | 0 | 0 | 0 | 0 | 0 | 0 | 0 | 0 | 0 | 0 | 0 | 0 | 0 | 0
| SCE | SCE_Utah_New_EGS | 0 | 0 | 0 | 0 | 0 | 0 | #N/A | 0 |  | 0 | 0 | #N/A | 0 | 0 | 0 | 0 |  | 0 | 0 | 0 | 0 | #N/A | 0 | 0 | 0 |  | SCE | SCE_Utah_New_EGS | 0 | 0 | 0 | 0 | 0 | 0 | 0 | #N/A | 0 |  | 0 | 0 | #N/A | 0 | 0 | 0 | 0 |  | SCE | SCE_Utah_New_EGS | 0 | 0 | 0 | 0 | 0 | 0 | #N/A | #N/A | #N/A | 0 | 0 | 0 | 0 | 0 | 0 |  | 0 | #N/A | 0 | 0 |  | 0 | 0 | 0 | 0 | #N/A | #N/A | #N/A | #N/A | #N/A | #N/A | 0 | 0 | 0 |  | SCE | SCE_Utah_New_EGS | [6 empty] | #N/A |  |  |  |  | #N/A | [9 empty] | #N/A |  |  |  |  | SCE | SCE_Utah_New_EGS | [6 empty] | #N/A |  |  |  |  | #N/A | [9 empty] | #N/A |  |  |  |  | SCE | SCE_Utah_New_EGS | 0 | 0 | 0 | 0 | 0 | 0 | 0 | 0 | 0 | 0 | 0 | 0 | 0 | 0 | 0 | 0 | 0.74123 | 0 | 0 | 0 | 0 | 0.74123 | 0 | 0 | 0 | 0.74123
| SCE | SCE_Wyoming_Wind | 0 | 0 | 0 | 0 | 0 | 0 | #N/A | 0 |  | 0 | 0 | #N/A | 0 | 0 | 0 | 0 |  | 0 | 0 | 0 | 0 | #N/A | 0 | 0 | 0 |  | SCE | SCE_Wyoming_Wind | 0 | 0 | 0 | 0 | 0 | 0 | 0 | #N/A | 0 |  | 0 | 0 | #N/A | 0 | 0 | 0 | 0 |  | SCE | SCE_Wyoming_Wind | 0 | 0 | 0 | 0 | 0 | 0 | #N/A | #N/A | #N/A | 0 | 0 | 0 | 0 | 0 | 0 |  | 0 | #N/A | 0 | 0 |  | 0 | 0 | 0 | 0 | #N/A | #N/A | #N/A | #N/A | #N/A | #N/A | 0 | 0 | 0 |  | SCE | SCE_Wyoming_Wind | [6 empty] | #N/A |  |  |  |  | #N/A | [9 empty] | #N/A |  |  |  |  | SCE | SCE_Wyoming_Wind | [6 empty] | #N/A |  |  |  |  | #N/A | [9 empty] | #N/A |  |  |  |  | SCE | SCE_Wyoming_Wind | 0 | 0 | 0 | 0 | 0 | 0 | 0 | 0 | 0 | 0 | 0 | 1.5 | 0 | 0 | 0 | 0 | 1.5 | 0 | 0 | 0 | 0 | 1.5 | 0 | 0 | 0 | 1.5
| SDGE | SDGE_Arizona_Solar | 0 | 0 | 0 | 0 | 0 | 0 | #N/A | 0 |  | 0 | 0 | #N/A | 0 | 0 | 0 | 0 |  | 0 | 0 | 0 | 0 | #N/A | 0 | 0 | 0 |  | SDGE | SDGE_Arizona_Solar | 0 | 0 | 0 | 0 | 0 | 0 | 0 | #N/A | 0 |  | 0 | 0 | #N/A | 0 | 0 | 0 | 0 |  | SDGE | SDGE_Arizona_Solar | 0 | 0 | 0 | 0 | 0 | 0 | #N/A | #N/A | #N/A | 0 | 0 | 0 | 0 | 0 | 0 |  | 0 | #N/A | 0 | 0 |  | 0 | 0 | 0 | 0 | #N/A | #N/A | #N/A | #N/A | #N/A | #N/A | 0 | 0 | 0 |  | SDGE | SDGE_Arizona_Solar | [6 empty] | #N/A |  |  |  |  | #N/A | [9 empty] | #N/A |  |  |  |  | SDGE | SDGE_Arizona_Solar | [6 empty] | #N/A |  |  |  |  | #N/A | [9 empty] | #N/A |  |  |  |  | SDGE | SDGE_Arizona_Solar | 0 | 0 | 0 | 0 | 0 | 0 | 0.085 | 0 | 0.085 | 0 | 0 | 4.4335 | 0 | 0 | 0 | 0 | 12.509 | 0 | 0 | 0 | 0 | 16.4557 | 0 | 0 | 0 | 16.4557
| SDGE | SDGE_Baja_California_Wind | 0 | 0 | 0 | 0 | 0 | 0 | #N/A | 0 |  | 0 | 0 | #N/A | 0 | 0 | 0 | 0 |  | 0 | 0 | 0 | 0 | #N/A | 0 | 0 | 0 |  | SDGE | SDGE_Baja_California_Wind | 0 | 0 | 0 | 0 | 0 | 0 | 0 | #N/A | 0 |  | 0 | 0 | #N/A | 0 | 0 | 0 | 0 |  | SDGE | SDGE_Baja_California_Wind | 0 | 0 | 0 | 0 | 0 | 0 | #N/A | #N/A | #N/A | 0 | 0 | 0 | 0 | 0 | 0 |  | 0 | #N/A | 0 | 0 |  | 0 | 0 | 0 | 0 | #N/A | #N/A | #N/A | #N/A | #N/A | #N/A | 0 | 0 | 0 |  | SDGE | SDGE_Baja_California_Wind | [6 empty] | #N/A |  |  |  |  | #N/A | [9 empty] | #N/A |  |  |  |  | SDGE | SDGE_Baja_California_Wind | [6 empty] | #N/A |  |  |  |  | #N/A | [9 empty] | #N/A |  |  |  |  | SDGE | SDGE_Baja_California_Wind | 0 | 0 | 0 | 0 | 0 | 0 | 0 | 0 | 0 | 0 | 0 | 0 | 0 | 0 | 0 | 0 | 0 | 0 | 0 | 0 | 0 | 0 | 0 | 0 | 0 | 0
| SDGE | SDGE_Distributed_Solar | 0 | 0 | 0 | 0 | 0 | 0 | #N/A | 0 |  | 0 | 0 | #N/A | 0 | 0 | 0 | 0 |  | 0 | 0 | 0 | 0 | #N/A | 0 | 0 | 0 |  | SDGE | SDGE_Distributed_Solar | 0 | 0 | 0 | 0 | 0 | 0 | 0 | #N/A | 0 |  | 0 | 0 | #N/A | 0 | 0 | 0 | 0 |  | SDGE | SDGE_Distributed_Solar | 0 | 0 | 0 | 0 | 0 | 0 | #N/A | #N/A | #N/A | 0 | 0 | 0 | 0 | 0 | 0 |  | 0 | #N/A | 0 | 0 |  | 0 | 0 | 0 | 0 | #N/A | #N/A | #N/A | #N/A | #N/A | #N/A | 0 | 0 | 0 |  | SDGE | SDGE_Distributed_Solar | [6 empty] | #N/A |  |  |  |  | #N/A | [9 empty] | #N/A |  |  |  |  | SDGE | SDGE_Distributed_Solar | [6 empty] | #N/A |  |  |  |  | #N/A | [9 empty] | #N/A |  |  |  |  | SDGE | SDGE_Distributed_Solar | 0 | 0 | 0 | 0 | 0 | 0 | 0 | 0 | 0 | 0 | 0 | 0 | 0 | 0 | 0 | 0 | 0 | 0 | 0 | 0 | 0 | 0 | 0 | 0 | 0 | 0
| SDGE | SDGE_Imperial_Solar | 0 | 0 | 0 | 0 | 0 | 0 | #N/A | 0 |  | 0 | 0 | #N/A | 0 | 0 | 0 | 0 |  | 0 | 0 | 0 | 0 | #N/A | 0 | 0 | 0 |  | SDGE | SDGE_Imperial_Solar | 0 | 0 | 0 | 0 | 0 | 0 | 0 | #N/A | 0 |  | 0 | 0 | #N/A | 0 | 0 | 0 | 0 |  | SDGE | SDGE_Imperial_Solar | 0 | 0 | 0 | 0 | 0 | 0 | #N/A | #N/A | #N/A | 0 | 0 | 0 | 0 | 0 | 0 |  | 0 | #N/A | 0 | 0 |  | 0 | 0 | 0 | 0 | #N/A | #N/A | #N/A | #N/A | #N/A | #N/A | 0 | 0 | 0 |  | SDGE | SDGE_Imperial_Solar | [6 empty] | #N/A |  |  |  |  | #N/A | [9 empty] | #N/A |  |  |  |  | SDGE | SDGE_Imperial_Solar | [6 empty] | #N/A |  |  |  |  | #N/A | [9 empty] | #N/A |  |  |  |  | SDGE | SDGE_Imperial_Solar | 0 | 0 | 0 | 0 | 0 | 0 | 0.09 | 0 | 0.19 | 0 | 0 | 0.19 | 0 | 0 | 0 | 0 | 0.19 | 0 | 0 | 0 | 0 | 0.39489 | 0 | 0 | 0 | 0.53965
| SDGE | SDGE_Imperial_Wind | 0 | 0 | 0 | 0 | 0 | 0 | #N/A | 0 |  | 0 | 0 | #N/A | 0 | 0 | 0 | 0 |  | 0 | 0 | 0 | 0 | #N/A | 0 | 0 | 0 |  | SDGE | SDGE_Imperial_Wind | 0 | 0 | 0 | 0 | 0 | 0 | 0 | #N/A | 0 |  | 0 | 0 | #N/A | 0 | 0 | 0 | 0 |  | SDGE | SDGE_Imperial_Wind | 0 | 0 | 0 | 0 | 0 | 0 | #N/A | #N/A | #N/A | 0 | 0 | 0 | 0 | 0 | 0 |  | 0 | #N/A | 0 | 0 |  | 0 | 0 | 0 | 0 | #N/A | #N/A | #N/A | #N/A | #N/A | #N/A | 0 | 0 | 0 |  | SDGE | SDGE_Imperial_Wind | [6 empty] | #N/A |  |  |  |  | #N/A | [9 empty] | #N/A |  |  |  |  | SDGE | SDGE_Imperial_Wind | [6 empty] | #N/A |  |  |  |  | #N/A | [9 empty] | #N/A |  |  |  |  | SDGE | SDGE_Imperial_Wind | 0 | 0 | 0 | 0 | 0 | 0 | 0 | 0 | 0.1938 | 0 | 0 | 0.1938 | 0 | 0 | 0 | 0 | 0.1938 | 0 | 0 | 0 | 0 | 0.1938 | 0 | 0 | 0 | 0.1938
| SDGE | SDGE_LDES_12hr | 0 | 0 | 0 | 0 | 0 | 0 | #N/A | 0 |  | 0 | 0 | #N/A | 0 | 0 | 0 | 0 |  | 0 | 0 | 0 | 0 | #N/A | 0 | 0 | 0 |  | SDGE | SDGE_LDES_12hr | 0 | 0 | 0 | 0 | 0 | 0 | 0 | #N/A | 0 |  | 0 | 0 | #N/A | 0 | 0 | 0 | 0 |  | SDGE | SDGE_LDES_12hr | 0 | 0 | 0 | 0 | 0 | 0 | #N/A | #N/A | #N/A | 0 | 0 | 0 | 0 | 0 | 0 |  | 0 | #N/A | 0 | 0 |  | 0 | 0 | 0 | 0 | #N/A | #N/A | #N/A | #N/A | #N/A | #N/A | 0 | 0 | 0 |  | SDGE | SDGE_LDES_12hr | [6 empty] | #N/A |  |  |  |  | #N/A | [9 empty] | #N/A |  |  |  |  | SDGE | SDGE_LDES_12hr | [6 empty] | #N/A |  |  |  |  | #N/A | [9 empty] | #N/A |  |  |  |  | SDGE | SDGE_LDES_12hr | 0 | 0 | 0 | 0 | 0 | 0 | 0 | 0 | 0 | 0 | 0 | 0 | 0 | 0 | 0 | 0 | 0.5 | 0 | 0 | 0 | 0 | 0.5 | 0 | 0 | 0 | 0.5
| SDGE | SDGE_New_Biomass | 0 | 0 | 0 | 0 | 0 | 0 | #N/A | 0 |  | 0 | 0 | #N/A | 0 | 0 | 0 | 0 |  | 0 | 0 | 0 | 0 | #N/A | 0 | 0 | 0 |  | SDGE | SDGE_New_Biomass | 0 | 0 | 0 | 0 | 0 | 0 | 0 | #N/A | 0 |  | 0 | 0 | #N/A | 0 | 0 | 0 | 0 |  | SDGE | SDGE_New_Biomass | 0 | 0 | 0 | 0 | 0 | 0 | #N/A | #N/A | #N/A | 0 | 0 | 0 | 0 | 0 | 0 |  | 0 | #N/A | 0 | 0 |  | 0 | 0 | 0 | 0 | #N/A | #N/A | #N/A | #N/A | #N/A | #N/A | 0 | 0 | 0 |  | SDGE | SDGE_New_Biomass | [6 empty] | #N/A |  |  |  |  | #N/A | [9 empty] | #N/A |  |  |  |  | SDGE | SDGE_New_Biomass | [6 empty] | #N/A |  |  |  |  | #N/A | [9 empty] | #N/A |  |  |  |  | SDGE | SDGE_New_Biomass | 0 | 0 | 0 | 0 | 0 | 0 | 0 | 0 | 0 | 0 | 0 | 0 | 0 | 0 | 0 | 0 | 0 | 0 | 0 | 0 | 0 | 0 | 0 | 0 | 0 | 0
| SDGE | SDGE_New_EGS | 0 | 0 | 0 | 0 | 0 | 0 | #N/A | 0 |  | 0 | 0 | #N/A | 0 | 0 | 0 | 0 |  | 0 | 0 | 0 | 0 | #N/A | 0 | 0 | 0 |  | SDGE | SDGE_New_EGS | 0 | 0 | 0 | 0 | 0 | 0 | 0 | #N/A | 0 |  | 0 | 0 | #N/A | 0 | 0 | 0 | 0 |  | SDGE | SDGE_New_EGS | 0 | 0 | 0 | 0 | 0 | 0 | #N/A | #N/A | #N/A | 0 | 0 | 0 | 0 | 0 | 0 |  | 0 | #N/A | 0 | 0 |  | 0 | 0 | 0 | 0 | #N/A | #N/A | #N/A | #N/A | #N/A | #N/A | 0 | 0 | 0 |  | SDGE | SDGE_New_EGS | [6 empty] | #N/A |  |  |  |  | #N/A | [9 empty] | #N/A |  |  |  |  | SDGE | SDGE_New_EGS | [6 empty] | #N/A |  |  |  |  | #N/A | [9 empty] | #N/A |  |  |  |  | SDGE | SDGE_New_EGS | 0 | 0 | 0 | 0 | 0 | 0 | 0 | 0 | 0 | 0 | 0 | 0 | 0 | 0 | 0 | 0 | 0.5286 | 0 | 0 | 0 | 0 | 0.5286 | 0 | 0 | 0 | 0.5286
| SDGE | SDGE_New_Gas_CCGT | 0 | 0 | 0 | 0 | 0 | 0 | #N/A | 0 |  | 0 | 0 | #N/A | 0 | 0 | 0 | 0 |  | 0 | 0 | 0 | 0 | #N/A | 0 | 0 | 0 |  | SDGE | SDGE_New_Gas_CCGT | 0 | 0 | 0 | 0 | 0 | 0 | 0 | #N/A | 0 |  | 0 | 0 | #N/A | 0 | 0 | 0 | 0 |  | SDGE | SDGE_New_Gas_CCGT | 0 | 0 | 0 | 0 | 0 | 0 | #N/A | #N/A | #N/A | 0 | 0 | 0 | 0 | 0 | 0 |  | 0 | #N/A | 0 | 0 |  | 0 | 0 | 0 | 0 | #N/A | #N/A | #N/A | #N/A | #N/A | #N/A | 0 | 0 | 0 |  | SDGE | SDGE_New_Gas_CCGT | [6 empty] | #N/A |  |  |  |  | #N/A | [9 empty] | #N/A |  |  |  |  | SDGE | SDGE_New_Gas_CCGT | [6 empty] | #N/A |  |  |  |  | #N/A | [9 empty] | #N/A |  |  |  |  | SDGE | SDGE_New_Gas_CCGT | 0 | 0 | 0 | 0 | 0 | 0 | 0 | 0 | 0 | 0 | 0 | 0 | 0 | 0 | 0 | 0 | 0 | 0 | 0 | 0 | 0 | 0 | 0 | 0 | 0 | 0
| SDGE | SDGE_New_Gas_CT | 0 | 0 | 0 | 0 | 0 | 0 | #N/A | 0 |  | 0 | 0 | #N/A | 0 | 0 | 0 | 0 |  | 0 | 0 | 0 | 0 | #N/A | 0 | 0 | 0 |  | SDGE | SDGE_New_Gas_CT | 0 | 0 | 0 | 0 | 0 | 0 | 0 | #N/A | 0 |  | 0 | 0 | #N/A | 0 | 0 | 0 | 0 |  | SDGE | SDGE_New_Gas_CT | 0 | 0 | 0 | 0 | 0 | 0 | #N/A | #N/A | #N/A | 0 | 0 | 0 | 0 | 0 | 0 |  | 0 | #N/A | 0 | 0 |  | 0 | 0 | 0 | 0 | #N/A | #N/A | #N/A | #N/A | #N/A | #N/A | 0 | 0 | 0 |  | SDGE | SDGE_New_Gas_CT | [6 empty] | #N/A |  |  |  |  | #N/A | [9 empty] | #N/A |  |  |  |  | SDGE | SDGE_New_Gas_CT | [6 empty] | #N/A |  |  |  |  | #N/A | [9 empty] | #N/A |  |  |  |  | SDGE | SDGE_New_Gas_CT | 0 | 0 | 0 | 0 | 0 | 0 | 0 | 0 | 0 | 0 | 0 | 0 | 0 | 0 | 0 | 0 | 0 | 0 | 0 | 0 | 0 | 0 | 0 | 0 | 0 | 0
| SDGE | SDGE_New_Gas_RICE | 0 | 0 | 0 | 0 | 0 | 0 | #N/A | 0 |  | 0 | 0 | #N/A | 0 | 0 | 0 | 0 |  | 0 | 0 | 0 | 0 | #N/A | 0 | 0 | 0 |  | SDGE | SDGE_New_Gas_RICE | 0 | 0 | 0 | 0 | 0 | 0 | 0 | #N/A | 0 |  | 0 | 0 | #N/A | 0 | 0 | 0 | 0 |  | SDGE | SDGE_New_Gas_RICE | 0 | 0 | 0 | 0 | 0 | 0 | #N/A | #N/A | #N/A | 0 | 0 | 0 | 0 | 0 | 0 |  | 0 | #N/A | 0 | 0 |  | 0 | 0 | 0 | 0 | #N/A | #N/A | #N/A | #N/A | #N/A | #N/A | 0 | 0 | 0 |  | SDGE | SDGE_New_Gas_RICE | [6 empty] | #N/A |  |  |  |  | #N/A | [9 empty] | #N/A |  |  |  |  | SDGE | SDGE_New_Gas_RICE | [6 empty] | #N/A |  |  |  |  | #N/A | [9 empty] | #N/A |  |  |  |  | SDGE | SDGE_New_Gas_RICE | 0 | 0 | 0 | 0 | 0 | 0 | 0 | 0 | 0 | 0 | 0 | 0 | 0 | 0 | 0 | 0 | 0 | 0 | 0 | 0 | 0 | 0 | 0 | 0 | 0 | 0
| SDGE | SDGE_New_Geothermal | 0 | 0 | 0 | 0 | 0 | 0 | #N/A | 0 |  | 0 | 0 | #N/A | 0 | 0 | 0 | 0 |  | 0 | 0 | 0 | 0 | #N/A | 0 | 0 | 0 |  | SDGE | SDGE_New_Geothermal | 0 | 0 | 0 | 0 | 0 | 0 | 0 | #N/A | 0 |  | 0 | 0 | #N/A | 0 | 0 | 0 | 0 |  | SDGE | SDGE_New_Geothermal | 0 | 0 | 0 | 0 | 0 | 0 | #N/A | #N/A | #N/A | 0 | 0 | 0 | 0 | 0 | 0 |  | 0 | #N/A | 0 | 0 |  | 0 | 0 | 0 | 0 | #N/A | #N/A | #N/A | #N/A | #N/A | #N/A | 0 | 0 | 0 |  | SDGE | SDGE_New_Geothermal | [6 empty] | #N/A |  |  |  |  | #N/A | [9 empty] | #N/A |  |  |  |  | SDGE | SDGE_New_Geothermal | [6 empty] | #N/A |  |  |  |  | #N/A | [9 empty] | #N/A |  |  |  |  | SDGE | SDGE_New_Geothermal | 0 | 0 | 0 | 0 | 0 | 0 | 0 | 0 | 0.083 | 0 | 0 | 0.083 | 0 | 0 | 0 | 0 | 0.5286 | 0 | 0 | 0 | 0 | 0.5286 | 0 | 0 | 0 | 0.5286
| SDGE | SDGE_New_Li_Battery_4hr | 0 | 0 | 0 | 0 | 0 | 0 | #N/A | 0 |  | 0 | 0 | #N/A | 0 | 0 | 0 | 0 |  | 0 | 0 | 0 | 0 | #N/A | 0 | 0 | 0 |  | SDGE | SDGE_New_Li_Battery_4hr | 0 | 0 | 0 | 0 | 0 | 0 | 0 | #N/A | 0 |  | 0 | 0 | #N/A | 0 | 0 | 0 | 0 |  | SDGE | SDGE_New_Li_Battery_4hr | 0 | 0 | 0 | 0 | 0 | 0 | #N/A | #N/A | #N/A | 0 | 0 | 0 | 0 | 0 | 0 |  | 0 | #N/A | 0 | 0 |  | 0 | 0 | 0 | 0 | #N/A | #N/A | #N/A | #N/A | #N/A | #N/A | 0 | 0 | 0 |  | SDGE | SDGE_New_Li_Battery_4hr | [6 empty] | #N/A |  |  |  |  | #N/A | [9 empty] | #N/A |  |  |  |  | SDGE | SDGE_New_Li_Battery_4hr | [6 empty] | #N/A |  |  |  |  | #N/A | [9 empty] | #N/A |  |  |  |  | SDGE | SDGE_New_Li_Battery_4hr | 0 | 0 | 0 | 0 | 0 | 0 | 0.6595 | 0 | 0.7595 | 0 | 0 | 0.7595 | 0 | 0 | 0 | 0 | 0.7595 | 0 | 0 | 0 | 0 | 0.7595 | 0 | 0 | 0 | 0.7595
| SDGE | SDGE_New_Li_Battery_8hr | 0 | 0 | 0 | 0 | 0 | 0 | #N/A | 0 |  | 0 | 0 | #N/A | 0 | 0 | 0 | 0 |  | 0 | 0 | 0 | 0 | #N/A | 0 | 0 | 0 |  | SDGE | SDGE_New_Li_Battery_8hr | 0 | 0 | 0 | 0 | 0 | 0 | 0 | #N/A | 0 |  | 0 | 0 | #N/A | 0 | 0 | 0 | 0 |  | SDGE | SDGE_New_Li_Battery_8hr | 0 | 0 | 0 | 0 | 0 | 0 | #N/A | #N/A | #N/A | 0 | 0 | 0 | 0 | 0 | 0 |  | 0 | #N/A | 0 | 0 |  | 0 | 0 | 0 | 0 | #N/A | #N/A | #N/A | #N/A | #N/A | #N/A | 0 | 0 | 0 |  | SDGE | SDGE_New_Li_Battery_8hr | [6 empty] | #N/A |  |  |  |  | #N/A | [9 empty] | #N/A |  |  |  |  | SDGE | SDGE_New_Li_Battery_8hr | [6 empty] | #N/A |  |  |  |  | #N/A | [9 empty] | #N/A |  |  |  |  | SDGE | SDGE_New_Li_Battery_8hr | 0 | 0 | 0 | 0 | 0 | 0 | 0.02543 | 0 | 0.02543 | 0 | 0 | 1.5598 | 0 | 0 | 0 | 0 | 1.5967 | 0 | 0 | 0 | 0 | 1.5967 | 0 | 0 | 0 | 1.5967
|  |  | 0 | 0 | 0 | 0 | 0 | 0 | #N/A | 0 |  | 0 | 0 | #N/A | 0 | 0 | 0 | 0 |  | 0 | 0 | 0 | 0 | #N/A | 0 | 0 | 0 |  |  |  | 0 | 0 | 0 | 0 | 0 | 0 | 0 | #N/A | 0 |  | 0 | 0 | #N/A | 0 | 0 | 0 | 0 |  |  |  | 0 | 0 | 0 | 0 | 0 | 0 | #N/A | #N/A | #N/A | 0 | 0 | 0 | 0 | 0 | 0 |  | 0 | #N/A | 0 | 0 |  | 0 | 0 | 0 | 0 | #N/A | #N/A | #N/A | #N/A | #N/A | #N/A | 0 | 0 | 0 | [9 empty] | #N/A |  |  |  |  | #N/A | [9 empty] | #N/A | [12 empty] | #N/A |  |  |  |  | #N/A | [9 empty] | #N/A | [6 empty] | 0 | 0 | 0 | 0 | 0 | 0 | 0 | 0 | 0 | 0 | 0 | 0 | 0 | 0 | 0 | 0 | 0 | 0 | 0 | 0 | 0 | 0 | 0 | 0 | 0 | 0
|  |  | 0 | 0 | 0 | 0 | 0 | 0 | #N/A | 0 |  | 0 | 0 | #N/A | 0 | 0 | 0 | 0 |  | 0 | 0 | 0 | 0 | #N/A | 0 | 0 | 0 |  |  |  | 0 | 0 | 0 | 0 | 0 | 0 | 0 | #N/A | 0 |  | 0 | 0 | #N/A | 0 | 0 | 0 | 0 |  |  |  | 0 | 0 | 0 | 0 | 0 | 0 | #N/A | #N/A | #N/A | 0 | 0 | 0 | 0 | 0 | 0 |  | 0 | #N/A | 0 | 0 |  | 0 | 0 | 0 | 0 | #N/A | #N/A | #N/A | #N/A | #N/A | #N/A | 0 | 0 | 0 | [9 empty] | #N/A |  |  |  |  | #N/A | [9 empty] | #N/A | [12 empty] | #N/A |  |  |  |  | #N/A | [9 empty] | #N/A | [6 empty] | 0 | 0 | 0 | 0 | 0 | 0 | 0 | 0 | 0 | 0 | 0 | 0 | 0 | 0 | 0 | 0 | 0 | 0 | 0 | 0 | 0 | 0 | 0 | 0 | 0 | 0
|  |  | 0 | 0 | 0 | 0 | 0 | 0 | #N/A | 0 |  | 0 | 0 | #N/A | 0 | 0 | 0 | 0 |  | 0 | 0 | 0 | 0 | #N/A | 0 | 0 | 0 |  |  |  | 0 | 0 | 0 | 0 | 0 | 0 | 0 | #N/A | 0 |  | 0 | 0 | #N/A | 0 | 0 | 0 | 0 |  |  |  | 0 | 0 | 0 | 0 | 0 | 0 | #N/A | #N/A | #N/A | 0 | 0 | 0 | 0 | 0 | 0 |  | 0 | #N/A | 0 | 0 |  | 0 | 0 | 0 | 0 | #N/A | #N/A | #N/A | #N/A | #N/A | #N/A | 0 | 0 | 0 | [9 empty] | #N/A |  |  |  |  | #N/A | [9 empty] | #N/A | [12 empty] | #N/A |  |  |  |  | #N/A | [9 empty] | #N/A | [6 empty] | 0 | 0 | 0 | 0 | 0 | 0 | 0 | 0 | 0 | 0 | 0 | 0 | 0 | 0 | 0 | 0 | 0 | 0 | 0 | 0 | 0 | 0 | 0 | 0 | 0 | 0
|  |  | 0 | 0 | 0 | 0 | 0 | 0 | #N/A | 0 |  | 0 | 0 | #N/A | 0 | 0 | 0 | 0 |  | 0 | 0 | 0 | 0 | #N/A | 0 | 0 | 0 |  |  |  | 0 | 0 | 0 | 0 | 0 | 0 | 0 | #N/A | 0 |  | 0 | 0 | #N/A | 0 | 0 | 0 | 0 |  |  |  | 0 | 0 | 0 | 0 | 0 | 0 | #N/A | #N/A | #N/A | 0 | 0 | 0 | 0 | 0 | 0 |  | 0 | #N/A | 0 | 0 |  | 0 | 0 | 0 | 0 | #N/A | #N/A | #N/A | #N/A | #N/A | #N/A | 0 | 0 | 0 | [9 empty] | #N/A |  |  |  |  | #N/A | [9 empty] | #N/A | [12 empty] | #N/A |  |  |  |  | #N/A | [9 empty] | #N/A | [6 empty] | 0 | 0 | 0 | 0 | 0 | 0 | 0 | 0 | 0 | 0 | 0 | 0 | 0 | 0 | 0 | 0 | 0 | 0 | 0 | 0 | 0 | 0 | 0 | 0 | 0 | 0
|  |  | 0 | 0 | 0 | 0 | 0 | 0 | #N/A | 0 |  | 0 | 0 | #N/A | 0 | 0 | 0 | 0 |  | 0 | 0 | 0 | 0 | #N/A | 0 | 0 | 0 |  |  |  | 0 | 0 | 0 | 0 | 0 | 0 | 0 | #N/A | 0 |  | 0 | 0 | #N/A | 0 | 0 | 0 | 0 |  |  |  | 0 | 0 | 0 | 0 | 0 | 0 | #N/A | #N/A | #N/A | 0 | 0 | 0 | 0 | 0 | 0 |  | 0 | #N/A | 0 | 0 |  | 0 | 0 | 0 | 0 | #N/A | #N/A | #N/A | #N/A | #N/A | #N/A | 0 | 0 | 0 | [9 empty] | #N/A |  |  |  |  | #N/A | [9 empty] | #N/A | [12 empty] | #N/A |  |  |  |  | #N/A | [9 empty] | #N/A | [6 empty] | 0 | 0 | 0 | 0 | 0 | 0 | 0 | 0 | 0 | 0 | 0 | 0 | 0 | 0 | 0 | 0 | 0 | 0 | 0 | 0 | 0 | 0 | 0 | 0 | 0 | 0
|  |  | 0 | 0 | 0 | 0 | 0 | 0 | #N/A | 0 |  | 0 | 0 | #N/A | 0 | 0 | 0 | 0 |  | 0 | 0 | 0 | 0 | #N/A | 0 | 0 | 0 |  |  |  | 0 | 0 | 0 | 0 | 0 | 0 | 0 | #N/A | 0 |  | 0 | 0 | #N/A | 0 | 0 | 0 | 0 |  |  |  | 0 | 0 | 0 | 0 | 0 | 0 | #N/A | #N/A | #N/A | 0 | 0 | 0 | 0 | 0 | 0 |  | 0 | #N/A | 0 | 0 |  | 0 | 0 | 0 | 0 | #N/A | #N/A | #N/A | #N/A | #N/A | #N/A | 0 | 0 | 0 | [9 empty] | #N/A |  |  |  |  | #N/A | [9 empty] | #N/A | [12 empty] | #N/A |  |  |  |  | #N/A | [9 empty] | #N/A | [6 empty] | 0 | 0 | 0 | 0 | 0 | 0 | 0 | 0 | 0 | 0 | 0 | 0 | 0 | 0 | 0 | 0 | 0 | 0 | 0 | 0 | 0 | 0 | 0 | 0 | 0 | 0
|  |  | 0 | 0 | 0 | 0 | 0 | 0 | #N/A | 0 |  | 0 | 0 | #N/A | 0 | 0 | 0 | 0 |  | 0 | 0 | 0 | 0 | #N/A | 0 | 0 | 0 |  |  |  | 0 | 0 | 0 | 0 | 0 | 0 | 0 | #N/A | 0 |  | 0 | 0 | #N/A | 0 | 0 | 0 | 0 |  |  |  | 0 | 0 | 0 | 0 | 0 | 0 | #N/A | #N/A | #N/A | 0 | 0 | 0 | 0 | 0 | 0 |  | 0 | #N/A | 0 | 0 |  | 0 | 0 | 0 | 0 | #N/A | #N/A | #N/A | #N/A | #N/A | #N/A | 0 | 0 | 0 | [9 empty] | #N/A |  |  |  |  | #N/A | [9 empty] | #N/A | [12 empty] | #N/A |  |  |  |  | #N/A | [9 empty] | #N/A | [6 empty] | 0 | 0 | 0 | 0 | 0 | 0 | 0 | 0 | 0 | 0 | 0 | 0 | 0 | 0 | 0 | 0 | 0 | 0 | 0 | 0 | 0 | 0 | 0 | 0 | 0 | 0
|  |  | 0 | 0 | 0 | 0 | 0 | 0 | #N/A | 0 |  | 0 | 0 | #N/A | 0 | 0 | 0 | 0 |  | 0 | 0 | 0 | 0 | #N/A | 0 | 0 | 0 |  |  |  | 0 | 0 | 0 | 0 | 0 | 0 | 0 | #N/A | 0 |  | 0 | 0 | #N/A | 0 | 0 | 0 | 0 |  |  |  | 0 | 0 | 0 | 0 | 0 | 0 | #N/A | #N/A | #N/A | 0 | 0 | 0 | 0 | 0 | 0 |  | 0 | #N/A | 0 | 0 |  | 0 | 0 | 0 | 0 | #N/A | #N/A | #N/A | #N/A | #N/A | #N/A | 0 | 0 | 0 | [9 empty] | #N/A |  |  |  |  | #N/A | [9 empty] | #N/A | [12 empty] | #N/A |  |  |  |  | #N/A | [9 empty] | #N/A | [6 empty] | 0 | 0 | 0 | 0 | 0 | 0 | 0 | 0 | 0 | 0 | 0 | 0 | 0 | 0 | 0 | 0 | 0 | 0 | 0 | 0 | 0 | 0 | 0 | 0 | 0 | 0
|  |  | 0 | 0 | 0 | 0 | 0 | 0 | #N/A | 0 |  | 0 | 0 | #N/A | 0 | 0 | 0 | 0 |  | 0 | 0 | 0 | 0 | #N/A | 0 | 0 | 0 |  |  |  | 0 | 0 | 0 | 0 | 0 | 0 | 0 | #N/A | 0 |  | 0 | 0 | #N/A | 0 | 0 | 0 | 0 |  |  |  | 0 | 0 | 0 | 0 | 0 | 0 | #N/A | #N/A | #N/A | 0 | 0 | 0 | 0 | 0 | 0 |  | 0 | #N/A | 0 | 0 |  | 0 | 0 | 0 | 0 | #N/A | #N/A | #N/A | #N/A | #N/A | #N/A | 0 | 0 | 0 | [9 empty] | #N/A |  |  |  |  | #N/A | [9 empty] | #N/A | [12 empty] | #N/A |  |  |  |  | #N/A | [9 empty] | #N/A | [6 empty] | 0 | 0 | 0 | 0 | 0 | 0 | 0 | 0 | 0 | 0 | 0 | 0 | 0 | 0 | 0 | 0 | 0 | 0 | 0 | 0 | 0 | 0 | 0 | 0 | 0 | 0
|  |  | 0 | 0 | 0 | 0 | 0 | 0 | #N/A | 0 |  | 0 | 0 | #N/A | 0 | 0 | 0 | 0 |  | 0 | 0 | 0 | 0 | #N/A | 0 | 0 | 0 |  |  |  | 0 | 0 | 0 | 0 | 0 | 0 | 0 | #N/A | 0 |  | 0 | 0 | #N/A | 0 | 0 | 0 | 0 |  |  |  | 0 | 0 | 0 | 0 | 0 | 0 | #N/A | #N/A | #N/A | 0 | 0 | 0 | 0 | 0 | 0 |  | 0 | #N/A | 0 | 0 |  | 0 | 0 | 0 | 0 | #N/A | #N/A | #N/A | #N/A | #N/A | #N/A | 0 | 0 | 0 | [9 empty] | #N/A |  |  |  |  | #N/A | [9 empty] | #N/A | [12 empty] | #N/A |  |  |  |  | #N/A | [9 empty] | #N/A | [6 empty] | 0 | 0 | 0 | 0 | 0 | 0 | 0 | 0 | 0 | 0 | 0 | 0 | 0 | 0 | 0 | 0 | 0 | 0 | 0 | 0 | 0 | 0 | 0 | 0 | 0 | 0
|  |  | 0 | 0 | 0 | 0 | 0 | 0 | #N/A | 0 |  | 0 | 0 | #N/A | 0 | 0 | 0 | 0 |  | 0 | 0 | 0 | 0 | #N/A | 0 | 0 | 0 |  |  |  | 0 | 0 | 0 | 0 | 0 | 0 | 0 | #N/A | 0 |  | 0 | 0 | #N/A | 0 | 0 | 0 | 0 |  |  |  | 0 | 0 | 0 | 0 | 0 | 0 | #N/A | #N/A | #N/A | 0 | 0 | 0 | 0 | 0 | 0 |  | 0 | #N/A | 0 | 0 |  | 0 | 0 | 0 | 0 | #N/A | #N/A | #N/A | #N/A | #N/A | #N/A | 0 | 0 | 0 | [9 empty] | #N/A |  |  |  |  | #N/A | [9 empty] | #N/A | [12 empty] | #N/A |  |  |  |  | #N/A | [9 empty] | #N/A | [6 empty] | 0 | 0 | 0 | 0 | 0 | 0 | 0 | 0 | 0 | 0 | 0 | 0 | 0 | 0 | 0 | 0 | 0 | 0 | 0 | 0 | 0 | 0 | 0 | 0 | 0 | 0
|  |  | 0 | 0 | 0 | 0 | 0 | 0 | #N/A | 0 |  | 0 | 0 | #N/A | 0 | 0 | 0 | 0 |  | 0 | 0 | 0 | 0 | #N/A | 0 | 0 | 0 |  |  |  | 0 | 0 | 0 | 0 | 0 | 0 | 0 | #N/A | 0 |  | 0 | 0 | #N/A | 0 | 0 | 0 | 0 |  |  |  | 0 | 0 | 0 | 0 | 0 | 0 | #N/A | #N/A | #N/A | 0 | 0 | 0 | 0 | 0 | 0 |  | 0 | #N/A | 0 | 0 |  | 0 | 0 | 0 | 0 | #N/A | #N/A | #N/A | #N/A | #N/A | #N/A | 0 | 0 | 0 | [9 empty] | #N/A |  |  |  |  | #N/A | [9 empty] | #N/A | [12 empty] | #N/A |  |  |  |  | #N/A | [9 empty] | #N/A | [6 empty] | 0 | 0 | 0 | 0 | 0 | 0 | 0 | 0 | 0 | 0 | 0 | 0 | 0 | 0 | 0 | 0 | 0 | 0 | 0 | 0 | 0 | 0 | 0 | 0 | 0 | 0
|  |  | 0 | 0 | 0 | 0 | 0 | 0 | #N/A | 0 |  | 0 | 0 | #N/A | 0 | 0 | 0 | 0 |  | 0 | 0 | 0 | 0 | #N/A | 0 | 0 | 0 |  |  |  | 0 | 0 | 0 | 0 | 0 | 0 | 0 | #N/A | 0 |  | 0 | 0 | #N/A | 0 | 0 | 0 | 0 |  |  |  | 0 | 0 | 0 | 0 | 0 | 0 | #N/A | #N/A | #N/A | 0 | 0 | 0 | 0 | 0 | 0 |  | 0 | #N/A | 0 | 0 |  | 0 | 0 | 0 | 0 | #N/A | #N/A | #N/A | #N/A | #N/A | #N/A | 0 | 0 | 0 | [9 empty] | #N/A |  |  |  |  | #N/A | [9 empty] | #N/A | [12 empty] | #N/A |  |  |  |  | #N/A | [9 empty] | #N/A | [6 empty] | 0 | 0 | 0 | 0 | 0 | 0 | 0 | 0 | 0 | 0 | 0 | 0 | 0 | 0 | 0 | 0 | 0 | 0 | 0 | 0 | 0 | 0 | 0 | 0 | 0 | 0
|  |  | 0 | 0 | 0 | 0 | 0 | 0 | #N/A | 0 |  | 0 | 0 | #N/A | 0 | 0 | 0 | 0 |  | 0 | 0 | 0 | 0 | #N/A | 0 | 0 | 0 |  |  |  | 0 | 0 | 0 | 0 | 0 | 0 | 0 | #N/A | 0 |  | 0 | 0 | #N/A | 0 | 0 | 0 | 0 |  |  |  | 0 | 0 | 0 | 0 | 0 | 0 | #N/A | #N/A | #N/A | 0 | 0 | 0 | 0 | 0 | 0 |  | 0 | #N/A | 0 | 0 |  | 0 | 0 | 0 | 0 | #N/A | #N/A | #N/A | #N/A | #N/A | #N/A | 0 | 0 | 0 | [9 empty] | #N/A |  |  |  |  | #N/A | [9 empty] | #N/A | [12 empty] | #N/A |  |  |  |  | #N/A | [9 empty] | #N/A | [6 empty] | 0 | 0 | 0 | 0 | 0 | 0 | 0 | 0 | 0 | 0 | 0 | 0 | 0 | 0 | 0 | 0 | 0 | 0 | 0 | 0 | 0 | 0 | 0 | 0 | 0 | 0
|  |  | 0 | 0 | 0 | 0 | 0 | 0 | #N/A | 0 |  | 0 | 0 | #N/A | 0 | 0 | 0 | 0 |  | 0 | 0 | 0 | 0 | #N/A | 0 | 0 | 0 |  |  |  | 0 | 0 | 0 | 0 | 0 | 0 | 0 | #N/A | 0 |  | 0 | 0 | #N/A | 0 | 0 | 0 | 0 |  |  |  | 0 | 0 | 0 | 0 | 0 | 0 | #N/A | #N/A | #N/A | 0 | 0 | 0 | 0 | 0 | 0 |  | 0 | #N/A | 0 | 0 |  | 0 | 0 | 0 | 0 | #N/A | #N/A | #N/A | #N/A | #N/A | #N/A | 0 | 0 | 0 | [9 empty] | #N/A |  |  |  |  | #N/A | [9 empty] | #N/A | [12 empty] | #N/A |  |  |  |  | #N/A | [9 empty] | #N/A | [6 empty] | 0 | 0 | 0 | 0 | 0 | 0 | 0 | 0 | 0 | 0 | 0 | 0 | 0 | 0 | 0 | 0 | 0 | 0 | 0 | 0 | 0 | 0 | 0 | 0 | 0 | 0
|  | Total | 0 | 0 | 0 | 0 | 0 | 0 | #N/A | 0 |  | 0 | 0 | #N/A | 0 | 0 | 0 | 0 |  | 0 | 0 | 0 | 0 | #N/A | 0 | 0 | 0 |  |  | Total | 0 | 0 | 0 | 0 | 0 | 0 | 0 | #N/A | 0 |  | 0 | 0 | #N/A | 0 | 0 | 0 | 0 |  |  | Total | 0 | 0 | 0 | 0 | 0 | 0 | #N/A | #N/A | #N/A | 0 | 0 | 0 | 0 | 0 | 0 |  | 0 | #N/A | 0 | 0 |  | 0 | 0 | 0 | 0 | #N/A | #N/A | #N/A | #N/A | #N/A | #N/A | 0 | 0 | 0 |  |  | Total | [6 empty] | #N/A |  |  |  |  | #N/A | [9 empty] | #N/A | [5 empty] | Total | [6 empty] | #N/A |  |  |  |  | #N/A | [9 empty] | #N/A | [5 empty] | Total | 0 | 0 | 0 | 0 | 0 | 0 | 9.8814 | 0 | 26.5987 | 0 | 0 | 64.0977 | 0 | 0 | 0 | 0 | 90.7604 | 0 | 0 | 0 | 0 | 115.6307 | 0 | 0 | 0 | 141.2802
|  |  | 0 | 0 | 0 | 0 | 0 | 0 | #N/A | 0 |  | 0 | 0 | #N/A | 0 | 0 | 0 | 0 |  | 0 | 0 | 0 | 0 | #N/A | 0 | 0 | 0 |  |  |  |  | 0 | 0 | 0 | 0 | 0 | 0 | #N/A | 0 |  | 0 | 0 | #N/A | 0 | 0 | 0 | 0 | [6 empty] | 0 | 0 | 0 | #N/A | #N/A | #N/A | 0 | 0 | 0 | 0 | 0 | 0 |  | 0 | #N/A | 0 | 0 |  | 0 | 0 | 0 | 0 | #N/A | #N/A | #N/A | #N/A | #N/A | #N/A | 0 | 0 | 0 | [9 empty] | #N/A |  |  |  |  | #N/A | [9 empty] | #N/A | [12 empty] | #N/A |  |  |  |  | #N/A | [9 empty] | #N/A
| Resource Candidate Project Area (CPA) Detail |  | 0 | 0 | 0 | 0 | 0 | 0 | #N/A | 0 |  | 0 | 0 | #N/A | 0 | 0 | 0 | 0 |  | 0 | 0 | 0 | 0 | #N/A | 0 | 0 | 0 |  | Resource Candidate Project Area (CPA) Detail |  |  | 0 | 0 | 0 | 0 | 0 | 0 | #N/A | 0 |  | 0 | 0 | #N/A | 0 | 0 | 0 | 0 |  | Resource Candidate Project Area (CPA) Detail |  |  |  |  | 0 | 0 | 0 | #N/A | #N/A | #N/A | 0 | 0 | 0 | 0 | 0 | 0 |  | 0 | #N/A | 0 | 0 |  | 0 | 0 | 0 | 0 | #N/A | #N/A | #N/A | #N/A | #N/A | #N/A | 0 | 0 | 0 |  | Resource Candidate Project Area (CPA) Detail | [7 empty] | #N/A |  |  |  |  | #N/A | [9 empty] | #N/A |  |  |  |  | Resource Candidate Project Area (CPA) Detail | [7 empty] | #N/A |  |  |  |  | #N/A | [9 empty] | #N/A |  |  |  |  | Resource Candidate Project Area (CPA) Detail
|  |  | 0 | 0 | 0 | 0 | 0 | 0 | #N/A | 0 |  | 0 | 0 | #N/A | 0 | 0 | 0 | 0 |  | 0 | 0 | 0 | 0 | #N/A | 0 | 0 | 0 |  |  |  |  | 0 | 0 | 0 | 0 | 0 | 0 | #N/A | 0 |  | 0 | 0 | #N/A | 0 | 0 | 0 | 0 | [6 empty] | 0 | 0 | 0 | #N/A | #N/A | #N/A | 0 | 0 | 0 | 0 | 0 | 0 |  | 0 | #N/A | 0 | 0 |  | 0 | 0 | 0 | 0 | #N/A | #N/A | #N/A | #N/A | #N/A | #N/A | 0 | 0 | 0 | [9 empty] | #N/A |  |  |  |  | #N/A | [9 empty] | #N/A | [12 empty] | #N/A |  |  |  |  | #N/A | [9 empty] | #N/A
|  | Non-Generic CPA Builds (MW) | 0 | 0 | 0 | 0 | 0 | 0 | #N/A | 0 |  | 0 | 0 | #N/A | 0 | 0 | 0 | 0 |  | 0 | 0 | 0 | 0 | #N/A | 0 | 0 | 0 |  |  | Non-Generic CPA Builds (MW) |  | 0 | 0 | 0 | 0 | 0 | 0 | #N/A | 0 |  | 0 | 0 | #N/A | 0 | 0 | 0 | 0 |  |  | Non-Generic CPA Builds (MW) |  |  |  | 0 | 0 | 0 | #N/A | #N/A | #N/A | 0 | 0 | 0 | 0 | 0 | 0 |  | 0 | #N/A | 0 | 0 |  | 0 | 0 | 0 | 0 | #N/A | #N/A | #N/A | #N/A | #N/A | #N/A | 0 | 0 | 0 |  |  | Non-Generic CPA Builds (MW) | [6 empty] | #N/A |  |  |  |  | #N/A | [9 empty] | #N/A | [5 empty] | Non-Generic CPA Builds (MW) | [6 empty] | #N/A |  |  |  |  | #N/A | [9 empty] | #N/A | [5 empty] | Non-Generic CPA Builds (MW)
|  |  | 0 | 0 | 0 | 0 | 0 | 0 | #N/A | 0 |  | 0 | 0 | #N/A | 0 | 0 | 0 | 0 |  | 0 | 0 | 0 | 0 | #N/A | 0 | 0 | 0 |  |  |  | 2020-01-01 | 0 | 0 | 0 | 0 | 0 | 0 | #N/A | 0 |  | 0 | 0 | #N/A | 0 | 0 | 0 | 0 |  |  |  | 43831 | 44197 | 44562 | 0 | 0 | 0 | #N/A | #N/A | #N/A | 0 | 0 | 0 | 0 | 0 | 0 |  | 0 | #N/A | 0 | 0 |  | 0 | 0 | 0 | 0 | #N/A | #N/A | #N/A | #N/A | #N/A | #N/A | 0 | 0 | 0 | [9 empty] | #N/A |  |  |  |  | #N/A | [9 empty] | #N/A | [12 empty] | #N/A |  |  |  |  | #N/A | [9 empty] | #N/A | [6 empty] | 2020-01-01 | 2021-01-01 | 2022-01-01 | 2023-01-01 | 2024-01-01 | 2025-01-01 | 2026-01-01 | 2027-01-01 | 2028-01-01 | 2029-01-01 | 2030-01-01 | 2031-01-01 | 2032-01-01 | 2033-01-01 | 2034-01-01 | 2035-01-01 | 2036-01-01 | 2037-01-01 | 2038-01-01 | 2039-01-01 | 2040-01-01 | 2041-01-01 | 2042-01-01 | 2043-01-01 | 2044-01-01 | 2045-01-01 | CAISO Study Area
| Cape_Mendocino_Offshore_Wind | Cape_Mendocino_Offshore_Wind_Asset | 0 | 0 | 0 | 0 | 0 | 0 | #N/A | 0 |  | 0 | 0 | #N/A | 0 | 0 | 0 | 0 |  | 0 | 0 | 0 | 0 | #N/A | 0 | 0 | 0 |  | Cape_Mendocino_Offshore_Wind | Cape_Mendocino_Offshore_Wind_Asset | 0 | 0 | 0 | 0 | 0 | 0 | 0 | #N/A | 0 |  | 0 | 0 | #N/A | 0 | 0 | 0 | 0 |  | Cape_Mendocino_Offshore_Wind | Cape_Mendocino_Offshore_Wind_Asset | 0 | 0 | 0 | 0 | 0 | 0 | #N/A | #N/A | #N/A | 0 | 0 | 0 | 0 | 0 | 0 |  | 0 | #N/A | 0 | 0 |  | 0 | 0 | 0 | 0 | #N/A | #N/A | #N/A | #N/A | #N/A | #N/A | 0 | 0 | 0 |  | Cape_Mendocino_Offshore_Wind | Cape_Mendocino_Offshore_Wind_Asset | [6 empty] | #N/A |  |  |  |  | #N/A | [9 empty] | #N/A |  |  |  |  | Cape_Mendocino_Offshore_Wind | Cape_Mendocino_Offshore_Wind_Asset | [6 empty] | #N/A |  |  |  |  | #N/A | [9 empty] | #N/A |  |  |  |  | Cape_Mendocino_Offshore_Wind | Cape_Mendocino_Offshore_Wind_Asset | 0 | 0 | 0 | 0 | 0 | 0 | 0 | 0 | 0 | 0 | 0 | 0 | 0 | 0 | 0 | 0 | 0 | 0 | 0 | 0 | 0 | 0 | 0 | 0 | 0 | 0 | PG&E NGBA
| Del_Norte_Offshore_Wind | Del_Norte_Offshore_Wind_Asset | 0 | 0 | 0 | 0 | 0 | 0 | #N/A | 0 |  | 0 | 0 | #N/A | 0 | 0 | 0 | 0 |  | 0 | 0 | 0 | 0 | #N/A | 0 | 0 | 0 |  | Del_Norte_Offshore_Wind | Del_Norte_Offshore_Wind_Asset | 0 | 0 | 0 | 0 | 0 | 0 | 0 | #N/A | 0 |  | 0 | 0 | #N/A | 0 | 0 | 0 | 0 |  | Del_Norte_Offshore_Wind | Del_Norte_Offshore_Wind_Asset | 0 | 0 | 0 | 0 | 0 | 0 | #N/A | #N/A | #N/A | 0 | 0 | 0 | 0 | 0 | 0 |  | 0 | #N/A | 0 | 0 |  | 0 | 0 | 0 | 0 | #N/A | #N/A | #N/A | #N/A | #N/A | #N/A | 0 | 0 | 0 |  | Del_Norte_Offshore_Wind | Del_Norte_Offshore_Wind_Asset | [6 empty] | #N/A |  |  |  |  | #N/A | [9 empty] | #N/A |  |  |  |  | Del_Norte_Offshore_Wind | Del_Norte_Offshore_Wind_Asset | [6 empty] | #N/A |  |  |  |  | #N/A | [9 empty] | #N/A |  |  |  |  | Del_Norte_Offshore_Wind | Del_Norte_Offshore_Wind_Asset | 0 | 0 | 0 | 0 | 0 | 0 | 0 | 0 | 0 | 0 | 0 | 0 | 0 | 0 | 0 | 0 | 0 | 0 | 0 | 0 | 0 | 0 | 0 | 0 | 0 | 0 | PG&E NGBA
| Humboldt_Bay_Offshore_Wind | Humboldt_Bay_Offshore_Wind_Asset | 0 | 0 | 0 | 0 | 0 | 0 | #N/A | 0 |  | 0 | 0 | #N/A | 0 | 0 | 0 | 0 |  | 0 | 0 | 0 | 0 | #N/A | 0 | 0 | 0 |  | Humboldt_Bay_Offshore_Wind | Humboldt_Bay_Offshore_Wind_Asset | 0 | 0 | 0 | 0 | 0 | 0 | 0 | #N/A | 0 |  | 0 | 0 | #N/A | 0 | 0 | 0 | 0 |  | Humboldt_Bay_Offshore_Wind | Humboldt_Bay_Offshore_Wind_Asset | 0 | 0 | 0 | 0 | 0 | 0 | #N/A | #N/A | #N/A | 0 | 0 | 0 | 0 | 0 | 0 |  | 0 | #N/A | 0 | 0 |  | 0 | 0 | 0 | 0 | #N/A | #N/A | #N/A | #N/A | #N/A | #N/A | 0 | 0 | 0 |  | Humboldt_Bay_Offshore_Wind | Humboldt_Bay_Offshore_Wind_Asset | [6 empty] | #N/A |  |  |  |  | #N/A | [9 empty] | #N/A |  |  |  |  | Humboldt_Bay_Offshore_Wind | Humboldt_Bay_Offshore_Wind_Asset | [6 empty] | #N/A |  |  |  |  | #N/A | [9 empty] | #N/A |  |  |  |  | Humboldt_Bay_Offshore_Wind | Humboldt_Bay_Offshore_Wind_Asset | 0 | 0 | 0 | 0 | 0 | 0 | 0 | 0 | 0 | 0 | 0 | 0 | 0 | 0 | 0 | 0 | 0 | 0 | 0 | 0 | 0 | 0 | 0 | 0 | 0 | 0 | PG&E NGBA
| Morro_Bay_Offshore_Wind | Morro_Bay_Offshore_Wind_Asset | 0 | 0 | 0 | 0 | 0 | 0 | #N/A | 0 |  | 0 | 0 | #N/A | 0 | 0 | 0 | 0 |  | 0 | 0 | 0 | 0 | #N/A | 0 | 0 | 0 |  | Morro_Bay_Offshore_Wind | Morro_Bay_Offshore_Wind_Asset | 0 | 0 | 0 | 0 | 0 | 0 | 0 | #N/A | 0 |  | 0 | 0 | #N/A | 0 | 0 | 0 | 0 |  | Morro_Bay_Offshore_Wind | Morro_Bay_Offshore_Wind_Asset | 0 | 0 | 0 | 0 | 0 | 0 | #N/A | #N/A | #N/A | 0 | 0 | 0 | 0 | 0 | 0 |  | 0 | #N/A | 0 | 0 |  | 0 | 0 | 0 | 0 | #N/A | #N/A | #N/A | #N/A | #N/A | #N/A | 0 | 0 | 0 |  | Morro_Bay_Offshore_Wind | Morro_Bay_Offshore_Wind_Asset | [6 empty] | #N/A |  |  |  |  | #N/A | [9 empty] | #N/A |  |  |  |  | Morro_Bay_Offshore_Wind | Morro_Bay_Offshore_Wind_Asset | [6 empty] | #N/A |  |  |  |  | #N/A | [9 empty] | #N/A |  |  |  |  | Morro_Bay_Offshore_Wind | Morro_Bay_Offshore_Wind_Asset | 0 | 0 | 0 | 0 | 0 | 0 | 0 | 0 | 0 | 0 | 0 | 0 | 0 | 0 | 0 | 0 | 0 | 0 | 0 | 0 | 0 | 0 | 0 | 0 | 0 | 0 | PG&E KERN
| PGE_New_Biomass | PGE_Biomass_1 | 0 | 0 | 0 | 0 | 0 | 0 | #N/A | 0 |  | 0 | 0 | #N/A | 0 | 0 | 0 | 0 |  | 0 | 0 | 0 | 0 | #N/A | 0 | 0 | 0 |  | PGE_New_Biomass | PGE_Biomass_1 | 0 | 0 | 0 | 0 | 0 | 0 | 0 | #N/A | 0 |  | 0 | 0 | #N/A | 0 | 0 | 0 | 0 |  | PGE_New_Biomass | PGE_Biomass_1 | 0 | 0 | 0 | 0 | 0 | 0 | #N/A | #N/A | #N/A | 0 | 0 | 0 | 0 | 0 | 0 |  | 0 | #N/A | 0 | 0 |  | 0 | 0 | 0 | 0 | #N/A | #N/A | #N/A | #N/A | #N/A | #N/A | 0 | 0 | 0 |  | PGE_New_Biomass | PGE_Biomass_1 | [6 empty] | #N/A |  |  |  |  | #N/A | [9 empty] | #N/A |  |  |  |  | PGE_New_Biomass | PGE_Biomass_1 | [6 empty] | #N/A |  |  |  |  | #N/A | [9 empty] | #N/A |  |  |  |  | PGE_New_Biomass | PGE_Biomass_1 | 0 | 0 | 0 | 0 | 0 | 0 | 0 | 0 | 0 | 0 | 0 | 0 | 0 | 0 | 0 | 0 | 0 | 0 | 0 | 0 | 0 | 0 | 0 | 0 | 0 | 0 | Check
| PGE_Distributed_Solar | PGE_Distributed_Solar_Asset | 0 | 0 | 0 | 0 | 0 | 0 | #N/A | 0 |  | 0 | 0 | #N/A | 0 | 0 | 0 | 0 |  | 0 | 0 | 0 | 0 | #N/A | 0 | 0 | 0 |  | PGE_Distributed_Solar | PGE_Distributed_Solar_Asset | 0 | 0 | 0 | 0 | 0 | 0 | 0 | #N/A | 0 |  | 0 | 0 | #N/A | 0 | 0 | 0 | 0 |  | PGE_Distributed_Solar | PGE_Distributed_Solar_Asset | 0 | 0 | 0 | 0 | 0 | 0 | #N/A | #N/A | #N/A | 0 | 0 | 0 | 0 | 0 | 0 |  | 0 | #N/A | 0 | 0 |  | 0 | 0 | 0 | 0 | #N/A | #N/A | #N/A | #N/A | #N/A | #N/A | 0 | 0 | 0 |  | PGE_Distributed_Solar | PGE_Distributed_Solar_Asset | [6 empty] | #N/A |  |  |  |  | #N/A | [9 empty] | #N/A |  |  |  |  | PGE_Distributed_Solar | PGE_Distributed_Solar_Asset | [6 empty] | #N/A |  |  |  |  | #N/A | [9 empty] | #N/A |  |  |  |  | PGE_Distributed_Solar | PGE_Distributed_Solar_Asset | 0 | 0 | 0 | 0 | 0 | 0 | 0 | 0 | 0 | 0 | 0 | 0 | 0 | 0 | 0 | 0 | 0 | 0 | 0 | 0 | 0 | 0 | 0 | 0 | 0 | 0 | Check
PGE_New_EGS_Generic | PGE_New_EGS | PGE_Fresno_EGS_Deep_123 | 0 | 0 | 0 | 0 | 0 | 0 | #N/A | 0 | PGE_New_EGS_Generic | 0 | 0 | #N/A | 0 | 0 | 0 | 0 | PGE_New_EGS_Generic | 0 | 0 | 0 | 0 | #N/A | 0 | 0 | 0 | PGE_New_EGS_Generic | PGE_New_EGS | PGE_Fresno_EGS_Deep_123 | 0 | 0 | 0 | 0 | 0 | 0 | 0 | #N/A | 0 | PGE_New_EGS_Generic | 0 | 0 | #N/A | 0 | 0 | 0 | 0 | PGE_New_EGS_Generic | PGE_New_EGS | PGE_Fresno_EGS_Deep_123 | 0 | 0 | 0 | 0 | 0 | 0 | #N/A | #N/A | #N/A | 0 | 0 | 0 | 0 | 0 | 0 | PGE_New_EGS_Generic | 0 | #N/A | 0 | 0 | PGE_New_EGS_Generic | 0 | 0 | 0 | 0 | #N/A | #N/A | #N/A | #N/A | #N/A | #N/A | 0 | 0 | 0 | PGE_New_EGS_Generic | PGE_New_EGS | PGE_Fresno_EGS_Deep_123 | [6 empty] | #N/A |  | PGE_New_EGS_Generic |  |  | #N/A |  |  |  |  | PGE_New_EGS_Generic |  |  |  |  | #N/A |  |  |  | PGE_New_EGS_Generic | PGE_New_EGS | PGE_Fresno_EGS_Deep_123 | [6 empty] | #N/A |  | PGE_New_EGS_Generic |  |  | #N/A |  |  |  |  | PGE_New_EGS_Generic |  |  |  |  | #N/A |  |  |  | PGE_New_EGS_Generic | PGE_New_EGS | PGE_Fresno_EGS_Deep_123 | 0 | 0 | 0 | 0 | 0 | 0 | 0 | 0 | 0 | 0 | 0 | 0 | 0 | 0 | 0 | 0 | 0.0079631 | 0 | 0 | 0 | 0 | 0.0079631 | 0 | 0 | 0 | 0.0079631 | PG&E FRESNO
PGE_New_EGS_Generic | PGE_New_EGS | PGE_Fresno_EGS_Deep_150 | 0 | 0 | 0 | 0 | 0 | 0 | #N/A | 0 | PGE_New_EGS_Generic | 0 | 0 | #N/A | 0 | 0 | 0 | 0 | PGE_New_EGS_Generic | 0 | 0 | 0 | 0 | #N/A | 0 | 0 | 0 | PGE_New_EGS_Generic | PGE_New_EGS | PGE_Fresno_EGS_Deep_150 | 0 | 0 | 0 | 0 | 0 | 0 | 0 | #N/A | 0 | PGE_New_EGS_Generic | 0 | 0 | #N/A | 0 | 0 | 0 | 0 | PGE_New_EGS_Generic | PGE_New_EGS | PGE_Fresno_EGS_Deep_150 | 0 | 0 | 0 | 0 | 0 | 0 | #N/A | #N/A | #N/A | 0 | 0 | 0 | 0 | 0 | 0 | PGE_New_EGS_Generic | 0 | #N/A | 0 | 0 | PGE_New_EGS_Generic | 0 | 0 | 0 | 0 | #N/A | #N/A | #N/A | #N/A | #N/A | #N/A | 0 | 0 | 0 | PGE_New_EGS_Generic | PGE_New_EGS | PGE_Fresno_EGS_Deep_150 | [6 empty] | #N/A |  | PGE_New_EGS_Generic |  |  | #N/A |  |  |  |  | PGE_New_EGS_Generic |  |  |  |  | #N/A |  |  |  | PGE_New_EGS_Generic | PGE_New_EGS | PGE_Fresno_EGS_Deep_150 | [6 empty] | #N/A |  | PGE_New_EGS_Generic |  |  | #N/A |  |  |  |  | PGE_New_EGS_Generic |  |  |  |  | #N/A |  |  |  | PGE_New_EGS_Generic | PGE_New_EGS | PGE_Fresno_EGS_Deep_150 | 0 | 0 | 0 | 0 | 0 | 0 | 0 | 0 | 0 | 0 | 0 | 0 | 0 | 0 | 0 | 0 | 0.0038899 | 0 | 0 | 0 | 0 | 0.0038899 | 0 | 0 | 0 | 0.0038899 | PG&E FRESNO
PGE_New_EGS_Generic | PGE_New_EGS | PGE_Fresno_EGS_Deep_158 | 0 | 0 | 0 | 0 | 0 | 0 | #N/A | 0 | PGE_New_EGS_Generic | 0 | 0 | #N/A | 0 | 0 | 0 | 0 | PGE_New_EGS_Generic | 0 | 0 | 0 | 0 | #N/A | 0 | 0 | 0 | PGE_New_EGS_Generic | PGE_New_EGS | PGE_Fresno_EGS_Deep_158 | 0 | 0 | 0 | 0 | 0 | 0 | 0 | #N/A | 0 | PGE_New_EGS_Generic | 0 | 0 | #N/A | 0 | 0 | 0 | 0 | PGE_New_EGS_Generic | PGE_New_EGS | PGE_Fresno_EGS_Deep_158 | 0 | 0 | 0 | 0 | 0 | 0 | #N/A | #N/A | #N/A | 0 | 0 | 0 | 0 | 0 | 0 | PGE_New_EGS_Generic | 0 | #N/A | 0 | 0 | PGE_New_EGS_Generic | 0 | 0 | 0 | 0 | #N/A | #N/A | #N/A | #N/A | #N/A | #N/A | 0 | 0 | 0 | PGE_New_EGS_Generic | PGE_New_EGS | PGE_Fresno_EGS_Deep_158 | [6 empty] | #N/A |  | PGE_New_EGS_Generic |  |  | #N/A |  |  |  |  | PGE_New_EGS_Generic |  |  |  |  | #N/A |  |  |  | PGE_New_EGS_Generic | PGE_New_EGS | PGE_Fresno_EGS_Deep_158 | [6 empty] | #N/A |  | PGE_New_EGS_Generic |  |  | #N/A |  |  |  |  | PGE_New_EGS_Generic |  |  |  |  | #N/A |  |  |  | PGE_New_EGS_Generic | PGE_New_EGS | PGE_Fresno_EGS_Deep_158 | 0 | 0 | 0 | 0 | 0 | 0 | 0 | 0 | 0 | 0 | 0 | 0 | 0 | 0 | 0 | 0 | 0.016821 | 0 | 0 | 0 | 0 | 0.016821 | 0 | 0 | 0 | 0.016821 | PG&E FRESNO
PGE_New_EGS_Generic | PGE_New_EGS | PGE_Fresno_EGS_Deep_64 | 0 | 0 | 0 | 0 | 0 | 0 | #N/A | 0 | PGE_New_EGS_Generic | 0 | 0 | #N/A | 0 | 0 | 0 | 0 | PGE_New_EGS_Generic | 0 | 0 | 0 | 0 | #N/A | 0 | 0 | 0 | PGE_New_EGS_Generic | PGE_New_EGS | PGE_Fresno_EGS_Deep_64 | 0 | 0 | 0 | 0 | 0 | 0 | 0 | #N/A | 0 | PGE_New_EGS_Generic | 0 | 0 | #N/A | 0 | 0 | 0 | 0 | PGE_New_EGS_Generic | PGE_New_EGS | PGE_Fresno_EGS_Deep_64 | 0 | 0 | 0 | 0 | 0 | 0 | #N/A | #N/A | #N/A | 0 | 0 | 0 | 0 | 0 | 0 | PGE_New_EGS_Generic | 0 | #N/A | 0 | 0 | PGE_New_EGS_Generic | 0 | 0 | 0 | 0 | #N/A | #N/A | #N/A | #N/A | #N/A | #N/A | 0 | 0 | 0 | PGE_New_EGS_Generic | PGE_New_EGS | PGE_Fresno_EGS_Deep_64 | [6 empty] | #N/A |  | PGE_New_EGS_Generic |  |  | #N/A |  |  |  |  | PGE_New_EGS_Generic |  |  |  |  | #N/A |  |  |  | PGE_New_EGS_Generic | PGE_New_EGS | PGE_Fresno_EGS_Deep_64 | [6 empty] | #N/A |  | PGE_New_EGS_Generic |  |  | #N/A |  |  |  |  | PGE_New_EGS_Generic |  |  |  |  | #N/A |  |  |  | PGE_New_EGS_Generic | PGE_New_EGS | PGE_Fresno_EGS_Deep_64 | 0 | 0 | 0 | 0 | 0 | 0 | 0 | 0 | 0 | 0 | 0 | 0 | 0 | 0 | 0 | 0 | 0.16354 | 0 | 0 | 0 | 0 | 0.16354 | 0 | 0 | 0 | 0.16354 | PG&E FRESNO
PGE_New_EGS_Generic | PGE_New_EGS | PGE_Fresno_EGS_Deep_70 | 0 | 0 | 0 | 0 | 0 | 0 | #N/A | 0 | PGE_New_EGS_Generic | 0 | 0 | #N/A | 0 | 0 | 0 | 0 | PGE_New_EGS_Generic | 0 | 0 | 0 | 0 | #N/A | 0 | 0 | 0 | PGE_New_EGS_Generic | PGE_New_EGS | PGE_Fresno_EGS_Deep_70 | 0 | 0 | 0 | 0 | 0 | 0 | 0 | #N/A | 0 | PGE_New_EGS_Generic | 0 | 0 | #N/A | 0 | 0 | 0 | 0 | PGE_New_EGS_Generic | PGE_New_EGS | PGE_Fresno_EGS_Deep_70 | 0 | 0 | 0 | 0 | 0 | 0 | #N/A | #N/A | #N/A | 0 | 0 | 0 | 0 | 0 | 0 | PGE_New_EGS_Generic | 0 | #N/A | 0 | 0 | PGE_New_EGS_Generic | 0 | 0 | 0 | 0 | #N/A | #N/A | #N/A | #N/A | #N/A | #N/A | 0 | 0 | 0 | PGE_New_EGS_Generic | PGE_New_EGS | PGE_Fresno_EGS_Deep_70 | [6 empty] | #N/A |  | PGE_New_EGS_Generic |  |  | #N/A |  |  |  |  | PGE_New_EGS_Generic |  |  |  |  | #N/A |  |  |  | PGE_New_EGS_Generic | PGE_New_EGS | PGE_Fresno_EGS_Deep_70 | [6 empty] | #N/A |  | PGE_New_EGS_Generic |  |  | #N/A |  |  |  |  | PGE_New_EGS_Generic |  |  |  |  | #N/A |  |  |  | PGE_New_EGS_Generic | PGE_New_EGS | PGE_Fresno_EGS_Deep_70 | 0 | 0 | 0 | 0 | 0 | 0 | 0 | 0 | 0 | 0 | 0 | 0 | 0 | 0 | 0 | 0 | 0.010403 | 0 | 0 | 0 | 0 | 0.010403 | 0 | 0 | 0 | 0.010403 | PG&E FRESNO
PGE_New_EGS_Generic | PGE_New_EGS | PGE_Fresno_EGS_Deep_71 | 0 | 0 | 0 | 0 | 0 | 0 | #N/A | 0 | PGE_New_EGS_Generic | 0 | 0 | #N/A | 0 | 0 | 0 | 0 | PGE_New_EGS_Generic | 0 | 0 | 0 | 0 | #N/A | 0 | 0 | 0 | PGE_New_EGS_Generic | PGE_New_EGS | PGE_Fresno_EGS_Deep_71 | 0 | 0 | 0 | 0 | 0 | 0 | 0 | #N/A | 0 | PGE_New_EGS_Generic | 0 | 0 | #N/A | 0 | 0 | 0 | 0 | PGE_New_EGS_Generic | PGE_New_EGS | PGE_Fresno_EGS_Deep_71 | 0 | 0 | 0 | 0 | 0 | 0 | #N/A | #N/A | #N/A | 0 | 0 | 0 | 0 | 0 | 0 | PGE_New_EGS_Generic | 0 | #N/A | 0 | 0 | PGE_New_EGS_Generic | 0 | 0 | 0 | 0 | #N/A | #N/A | #N/A | #N/A | #N/A | #N/A | 0 | 0 | 0 | PGE_New_EGS_Generic | PGE_New_EGS | PGE_Fresno_EGS_Deep_71 | [6 empty] | #N/A |  | PGE_New_EGS_Generic |  |  | #N/A |  |  |  |  | PGE_New_EGS_Generic |  |  |  |  | #N/A |  |  |  | PGE_New_EGS_Generic | PGE_New_EGS | PGE_Fresno_EGS_Deep_71 | [6 empty] | #N/A |  | PGE_New_EGS_Generic |  |  | #N/A |  |  |  |  | PGE_New_EGS_Generic |  |  |  |  | #N/A |  |  |  | PGE_New_EGS_Generic | PGE_New_EGS | PGE_Fresno_EGS_Deep_71 | 0 | 0 | 0 | 0 | 0 | 0 | 0 | 0 | 0 | 0 | 0 | 0 | 0 | 0 | 0 | 0 | 0.07683 | 0 | 0 | 0 | 0 | 0.07683 | 0 | 0 | 0 | 0.07683 | PG&E FRESNO
PGE_New_EGS_Generic | PGE_New_EGS | PGE_Fresno_EGS_Deep_88 | 0 | 0 | 0 | 0 | 0 | 0 | #N/A | 0 | PGE_New_EGS_Generic | 0 | 0 | #N/A | 0 | 0 | 0 | 0 | PGE_New_EGS_Generic | 0 | 0 | 0 | 0 | #N/A | 0 | 0 | 0 | PGE_New_EGS_Generic | PGE_New_EGS | PGE_Fresno_EGS_Deep_88 | 0 | 0 | 0 | 0 | 0 | 0 | 0 | #N/A | 0 | PGE_New_EGS_Generic | 0 | 0 | #N/A | 0 | 0 | 0 | 0 | PGE_New_EGS_Generic | PGE_New_EGS | PGE_Fresno_EGS_Deep_88 | 0 | 0 | 0 | 0 | 0 | 0 | #N/A | #N/A | #N/A | 0 | 0 | 0 | 0 | 0 | 0 | PGE_New_EGS_Generic | 0 | #N/A | 0 | 0 | PGE_New_EGS_Generic | 0 | 0 | 0 | 0 | #N/A | #N/A | #N/A | #N/A | #N/A | #N/A | 0 | 0 | 0 | PGE_New_EGS_Generic | PGE_New_EGS | PGE_Fresno_EGS_Deep_88 | [6 empty] | #N/A |  | PGE_New_EGS_Generic |  |  | #N/A |  |  |  |  | PGE_New_EGS_Generic |  |  |  |  | #N/A |  |  |  | PGE_New_EGS_Generic | PGE_New_EGS | PGE_Fresno_EGS_Deep_88 | [6 empty] | #N/A |  | PGE_New_EGS_Generic |  |  | #N/A |  |  |  |  | PGE_New_EGS_Generic |  |  |  |  | #N/A |  |  |  | PGE_New_EGS_Generic | PGE_New_EGS | PGE_Fresno_EGS_Deep_88 | 0 | 0 | 0 | 0 | 0 | 0 | 0 | 0 | 0 | 0 | 0 | 0 | 0 | 0 | 0 | 0 | 0.0061496 | 0 | 0 | 0 | 0 | 0.0061496 | 0 | 0 | 0 | 0.0061496 | PG&E FRESNO
PGE_LDES_12hr_Generic | PGE_LDES_12hr | PGE_Fresno_LDES_12hr_149 | 0 | 0 | 0 | 0 | 0 | 0 | #N/A | 0 | PGE_LDES_12hr_Generic | 0 | 0 | #N/A | 0 | 0 | 0 | 0 | PGE_LDES_12hr_Generic | 0 | 0 | 0 | 0 | #N/A | 0 | 0 | 0 | PGE_LDES_12hr_Generic | PGE_LDES_12hr | PGE_Fresno_LDES_12hr_149 | 0 | 0 | 0 | 0 | 0 | 0 | 0 | #N/A | 0 | PGE_LDES_12hr_Generic | 0 | 0 | #N/A | 0 | 0 | 0 | 0 | PGE_LDES_12hr_Generic | PGE_LDES_12hr | PGE_Fresno_LDES_12hr_149 | 0 | 0 | 0 | 0 | 0 | 0 | #N/A | #N/A | #N/A | 0 | 0 | 0 | 0 | 0 | 0 | PGE_LDES_12hr_Generic | 0 | #N/A | 0 | 0 | PGE_LDES_12hr_Generic | 0 | 0 | 0 | 0 | #N/A | #N/A | #N/A | #N/A | #N/A | #N/A | 0 | 0 | 0 | PGE_LDES_12hr_Generic | PGE_LDES_12hr | PGE_Fresno_LDES_12hr_149 | [6 empty] | #N/A |  | PGE_LDES_12hr_Generic |  |  | #N/A |  |  |  |  | PGE_LDES_12hr_Generic |  |  |  |  | #N/A |  |  |  | PGE_LDES_12hr_Generic | PGE_LDES_12hr | PGE_Fresno_LDES_12hr_149 | [6 empty] | #N/A |  | PGE_LDES_12hr_Generic |  |  | #N/A |  |  |  |  | PGE_LDES_12hr_Generic |  |  |  |  | #N/A |  |  |  | PGE_LDES_12hr_Generic | PGE_LDES_12hr | PGE_Fresno_LDES_12hr_149 | 0 | 0 | 0 | 0 | 0 | 0 | 0 | 0 | 0 | 0 | 0 | 0 | 0 | 0 | 0 | 0 | 0 | 0 | 0 | 0 | 0 | 0 | 0 | 0 | 0 | 0 | PG&E FRESNO
PGE_New_Li_Battery_4hr_Generic | PGE_New_Li_Battery_4hr | PGE_Fresno_Li_Battery_4hr_105 | 0 | 0 | 0 | 0 | 0 | 0 | #N/A | 0 | PGE_New_Li_Battery_4hr_Generic | 0 | 0 | #N/A | 0 | 0 | 0 | 0 | PGE_New_Li_Battery_4hr_Generic | 0 | 0 | 0 | 0 | #N/A | 0 | 0 | 0 | PGE_New_Li_Battery_4hr_Generic | PGE_New_Li_Battery_4hr | PGE_Fresno_Li_Battery_4hr_105 | 0 | 0 | 0 | 0 | 0 | 0 | 0 | #N/A | 0 | PGE_New_Li_Battery_4hr_Generic | 0 | 0 | #N/A | 0 | 0 | 0 | 0 | PGE_New_Li_Battery_4hr_Generic | PGE_New_Li_Battery_4hr | PGE_Fresno_Li_Battery_4hr_105 | 0 | 0 | 0 | 0 | 0 | 0 | #N/A | #N/A | #N/A | 0 | 0 | 0 | 0 | 0 | 0 | PGE_New_Li_Battery_4hr_Generic | 0 | #N/A | 0 | 0 | PGE_New_Li_Battery_4hr_Generic | 0 | 0 | 0 | 0 | #N/A | #N/A | #N/A | #N/A | #N/A | #N/A | 0 | 0 | 0 | PGE_New_Li_Battery_4hr_Generic | PGE_New_Li_Battery_4hr | PGE_Fresno_Li_Battery_4hr_105 | [6 empty] | #N/A |  | PGE_New_Li_Battery_4hr_Generic |  |  | #N/A |  |  |  |  | PGE_New_Li_Battery_4hr_Generic |  |  |  |  | #N/A |  |  |  | PGE_New_Li_Battery_4hr_Generic | PGE_New_Li_Battery_4hr | PGE_Fresno_Li_Battery_4hr_105 | [6 empty] | #N/A |  | PGE_New_Li_Battery_4hr_Generic |  |  | #N/A |  |  |  |  | PGE_New_Li_Battery_4hr_Generic |  |  |  |  | #N/A |  |  |  | PGE_New_Li_Battery_4hr_Generic | PGE_New_Li_Battery_4hr | PGE_Fresno_Li_Battery_4hr_105 | 0 | 0 | 0 | 0 | 0 | 0 | 0 | 0 | 0 | 0 | 0 | 0 | 0 | 0 | 0 | 0 | 0 | 0 | 0 | 0 | 0 | 0 | 0 | 0 | 0 | 0 | PG&E FRESNO
PGE_New_Li_Battery_4hr_Generic | PGE_New_Li_Battery_4hr | PGE_Fresno_Li_Battery_4hr_114 | 0 | 0 | 0 | 0 | 0 | 0 | #N/A | 0 | PGE_New_Li_Battery_4hr_Generic | 0 | 0 | #N/A | 0 | 0 | 0 | 0 | PGE_New_Li_Battery_4hr_Generic | 0 | 0 | 0 | 0 | #N/A | 0 | 0 | 0 | PGE_New_Li_Battery_4hr_Generic | PGE_New_Li_Battery_4hr | PGE_Fresno_Li_Battery_4hr_114 | 0 | 0 | 0 | 0 | 0 | 0 | 0 | #N/A | 0 | PGE_New_Li_Battery_4hr_Generic | 0 | 0 | #N/A | 0 | 0 | 0 | 0 | PGE_New_Li_Battery_4hr_Generic | PGE_New_Li_Battery_4hr | PGE_Fresno_Li_Battery_4hr_114 | 0 | 0 | 0 | 0 | 0 | 0 | #N/A | #N/A | #N/A | 0 | 0 | 0 | 0 | 0 | 0 | PGE_New_Li_Battery_4hr_Generic | 0 | #N/A | 0 | 0 | PGE_New_Li_Battery_4hr_Generic | 0 | 0 | 0 | 0 | #N/A | #N/A | #N/A | #N/A | #N/A | #N/A | 0 | 0 | 0 | PGE_New_Li_Battery_4hr_Generic | PGE_New_Li_Battery_4hr | PGE_Fresno_Li_Battery_4hr_114 | [6 empty] | #N/A |  | PGE_New_Li_Battery_4hr_Generic |  |  | #N/A |  |  |  |  | PGE_New_Li_Battery_4hr_Generic |  |  |  |  | #N/A |  |  |  | PGE_New_Li_Battery_4hr_Generic | PGE_New_Li_Battery_4hr | PGE_Fresno_Li_Battery_4hr_114 | [6 empty] | #N/A |  | PGE_New_Li_Battery_4hr_Generic |  |  | #N/A |  |  |  |  | PGE_New_Li_Battery_4hr_Generic |  |  |  |  | #N/A |  |  |  | PGE_New_Li_Battery_4hr_Generic | PGE_New_Li_Battery_4hr | PGE_Fresno_Li_Battery_4hr_114 | 0 | 0 | 0 | 0 | 0 | 0 | 0 | 0 | 0 | 0 | 0 | 0 | 0 | 0 | 0 | 0 | 0 | 0 | 0 | 0 | 0 | 0 | 0 | 0 | 0 | 0 | PG&E FRESNO
PGE_New_Li_Battery_4hr_Generic | PGE_New_Li_Battery_4hr | PGE_Fresno_Li_Battery_4hr_115 | 0 | 0 | 0 | 0 | 0 | 0 | #N/A | 0 | PGE_New_Li_Battery_4hr_Generic | 0 | 0 | #N/A | 0 | 0 | 0 | 0 | PGE_New_Li_Battery_4hr_Generic | 0 | 0 | 0 | 0 | #N/A | 0 | 0 | 0 | PGE_New_Li_Battery_4hr_Generic | PGE_New_Li_Battery_4hr | PGE_Fresno_Li_Battery_4hr_115 | 0 | 0 | 0 | 0 | 0 | 0 | 0 | #N/A | 0 | PGE_New_Li_Battery_4hr_Generic | 0 | 0 | #N/A | 0 | 0 | 0 | 0 | PGE_New_Li_Battery_4hr_Generic | PGE_New_Li_Battery_4hr | PGE_Fresno_Li_Battery_4hr_115 | 0 | 0 | 0 | 0 | 0 | 0 | #N/A | #N/A | #N/A | 0 | 0 | 0 | 0 | 0 | 0 | PGE_New_Li_Battery_4hr_Generic | 0 | #N/A | 0 | 0 | PGE_New_Li_Battery_4hr_Generic | 0 | 0 | 0 | 0 | #N/A | #N/A | #N/A | #N/A | #N/A | #N/A | 0 | 0 | 0 | PGE_New_Li_Battery_4hr_Generic | PGE_New_Li_Battery_4hr | PGE_Fresno_Li_Battery_4hr_115 | [6 empty] | #N/A |  | PGE_New_Li_Battery_4hr_Generic |  |  | #N/A |  |  |  |  | PGE_New_Li_Battery_4hr_Generic |  |  |  |  | #N/A |  |  |  | PGE_New_Li_Battery_4hr_Generic | PGE_New_Li_Battery_4hr | PGE_Fresno_Li_Battery_4hr_115 | [6 empty] | #N/A |  | PGE_New_Li_Battery_4hr_Generic |  |  | #N/A |  |  |  |  | PGE_New_Li_Battery_4hr_Generic |  |  |  |  | #N/A |  |  |  | PGE_New_Li_Battery_4hr_Generic | PGE_New_Li_Battery_4hr | PGE_Fresno_Li_Battery_4hr_115 | 0 | 0 | 0 | 0 | 0 | 0 | 0 | 0 | 0 | 0 | 0 | 0 | 0 | 0 | 0 | 0 | 0 | 0 | 0 | 0 | 0 | 0 | 0 | 0 | 0 | 0 | PG&E FRESNO
PGE_New_Li_Battery_4hr_Generic | PGE_New_Li_Battery_4hr | PGE_Fresno_Li_Battery_4hr_117 | 0 | 0 | 0 | 0 | 0 | 0 | #N/A | 0 | PGE_New_Li_Battery_4hr_Generic | 0 | 0 | #N/A | 0 | 0 | 0 | 0 | PGE_New_Li_Battery_4hr_Generic | 0 | 0 | 0 | 0 | #N/A | 0 | 0 | 0 | PGE_New_Li_Battery_4hr_Generic | PGE_New_Li_Battery_4hr | PGE_Fresno_Li_Battery_4hr_117 | 0 | 0 | 0 | 0 | 0 | 0 | 0 | #N/A | 0 | PGE_New_Li_Battery_4hr_Generic | 0 | 0 | #N/A | 0 | 0 | 0 | 0 | PGE_New_Li_Battery_4hr_Generic | PGE_New_Li_Battery_4hr | PGE_Fresno_Li_Battery_4hr_117 | 0 | 0 | 0 | 0 | 0 | 0 | #N/A | #N/A | #N/A | 0 | 0 | 0 | 0 | 0 | 0 | PGE_New_Li_Battery_4hr_Generic | 0 | #N/A | 0 | 0 | PGE_New_Li_Battery_4hr_Generic | 0 | 0 | 0 | 0 | #N/A | #N/A | #N/A | #N/A | #N/A | #N/A | 0 | 0 | 0 | PGE_New_Li_Battery_4hr_Generic | PGE_New_Li_Battery_4hr | PGE_Fresno_Li_Battery_4hr_117 | [6 empty] | #N/A |  | PGE_New_Li_Battery_4hr_Generic |  |  | #N/A |  |  |  |  | PGE_New_Li_Battery_4hr_Generic |  |  |  |  | #N/A |  |  |  | PGE_New_Li_Battery_4hr_Generic | PGE_New_Li_Battery_4hr | PGE_Fresno_Li_Battery_4hr_117 | [6 empty] | #N/A |  | PGE_New_Li_Battery_4hr_Generic |  |  | #N/A |  |  |  |  | PGE_New_Li_Battery_4hr_Generic |  |  |  |  | #N/A |  |  |  | PGE_New_Li_Battery_4hr_Generic | PGE_New_Li_Battery_4hr | PGE_Fresno_Li_Battery_4hr_117 | 0 | 0 | 0 | 0 | 0 | 0 | 0 | 0 | 0 | 0 | 0 | 0 | 0 | 0 | 0 | 0 | 0 | 0 | 0 | 0 | 0 | 0 | 0 | 0 | 0 | 0 | PG&E FRESNO
PGE_New_Li_Battery_4hr_Generic | PGE_New_Li_Battery_4hr | PGE_Fresno_Li_Battery_4hr_118 | 0 | 0 | 0 | 0 | 0 | 0 | #N/A | 0 | PGE_New_Li_Battery_4hr_Generic | 0 | 0 | #N/A | 0 | 0 | 0 | 0 | PGE_New_Li_Battery_4hr_Generic | 0 | 0 | 0 | 0 | #N/A | 0 | 0 | 0 | PGE_New_Li_Battery_4hr_Generic | PGE_New_Li_Battery_4hr | PGE_Fresno_Li_Battery_4hr_118 | 0 | 0 | 0 | 0 | 0 | 0 | 0 | #N/A | 0 | PGE_New_Li_Battery_4hr_Generic | 0 | 0 | #N/A | 0 | 0 | 0 | 0 | PGE_New_Li_Battery_4hr_Generic | PGE_New_Li_Battery_4hr | PGE_Fresno_Li_Battery_4hr_118 | 0 | 0 | 0 | 0 | 0 | 0 | #N/A | #N/A | #N/A | 0 | 0 | 0 | 0 | 0 | 0 | PGE_New_Li_Battery_4hr_Generic | 0 | #N/A | 0 | 0 | PGE_New_Li_Battery_4hr_Generic | 0 | 0 | 0 | 0 | #N/A | #N/A | #N/A | #N/A | #N/A | #N/A | 0 | 0 | 0 | PGE_New_Li_Battery_4hr_Generic | PGE_New_Li_Battery_4hr | PGE_Fresno_Li_Battery_4hr_118 | [6 empty] | #N/A |  | PGE_New_Li_Battery_4hr_Generic |  |  | #N/A |  |  |  |  | PGE_New_Li_Battery_4hr_Generic |  |  |  |  | #N/A |  |  |  | PGE_New_Li_Battery_4hr_Generic | PGE_New_Li_Battery_4hr | PGE_Fresno_Li_Battery_4hr_118 | [6 empty] | #N/A |  | PGE_New_Li_Battery_4hr_Generic |  |  | #N/A |  |  |  |  | PGE_New_Li_Battery_4hr_Generic |  |  |  |  | #N/A |  |  |  | PGE_New_Li_Battery_4hr_Generic | PGE_New_Li_Battery_4hr | PGE_Fresno_Li_Battery_4hr_118 | 0 | 0 | 0 | 0 | 0 | 0 | 0 | 0 | 0 | 0 | 0 | 0 | 0 | 0 | 0 | 0 | 0 | 0 | 0 | 0 | 0 | 0 | 0 | 0 | 0 | 0 | PG&E FRESNO
PGE_New_Li_Battery_4hr_Generic | PGE_New_Li_Battery_4hr | PGE_Fresno_Li_Battery_4hr_119 | 0 | 0 | 0 | 0 | 0 | 0 | #N/A | 0 | PGE_New_Li_Battery_4hr_Generic | 0 | 0 | #N/A | 0 | 0 | 0 | 0 | PGE_New_Li_Battery_4hr_Generic | 0 | 0 | 0 | 0 | #N/A | 0 | 0 | 0 | PGE_New_Li_Battery_4hr_Generic | PGE_New_Li_Battery_4hr | PGE_Fresno_Li_Battery_4hr_119 | 0 | 0 | 0 | 0 | 0 | 0 | 0 | #N/A | 0 | PGE_New_Li_Battery_4hr_Generic | 0 | 0 | #N/A | 0 | 0 | 0 | 0 | PGE_New_Li_Battery_4hr_Generic | PGE_New_Li_Battery_4hr | PGE_Fresno_Li_Battery_4hr_119 | 0 | 0 | 0 | 0 | 0 | 0 | #N/A | #N/A | #N/A | 0 | 0 | 0 | 0 | 0 | 0 | PGE_New_Li_Battery_4hr_Generic | 0 | #N/A | 0 | 0 | PGE_New_Li_Battery_4hr_Generic | 0 | 0 | 0 | 0 | #N/A | #N/A | #N/A | #N/A | #N/A | #N/A | 0 | 0 | 0 | PGE_New_Li_Battery_4hr_Generic | PGE_New_Li_Battery_4hr | PGE_Fresno_Li_Battery_4hr_119 | [6 empty] | #N/A |  | PGE_New_Li_Battery_4hr_Generic |  |  | #N/A |  |  |  |  | PGE_New_Li_Battery_4hr_Generic |  |  |  |  | #N/A |  |  |  | PGE_New_Li_Battery_4hr_Generic | PGE_New_Li_Battery_4hr | PGE_Fresno_Li_Battery_4hr_119 | [6 empty] | #N/A |  | PGE_New_Li_Battery_4hr_Generic |  |  | #N/A |  |  |  |  | PGE_New_Li_Battery_4hr_Generic |  |  |  |  | #N/A |  |  |  | PGE_New_Li_Battery_4hr_Generic | PGE_New_Li_Battery_4hr | PGE_Fresno_Li_Battery_4hr_119 | 0 | 0 | 0 | 0 | 0 | 0 | 0 | 0 | 0 | 0 | 0 | 0 | 0 | 0 | 0 | 0 | 0 | 0 | 0 | 0 | 0 | 0 | 0 | 0 | 0 | 0 | PG&E FRESNO
PGE_New_Li_Battery_4hr_Generic | PGE_New_Li_Battery_4hr | PGE_Fresno_Li_Battery_4hr_120 | 0 | 0 | 0 | 0 | 0 | 0 | #N/A | 0 | PGE_New_Li_Battery_4hr_Generic | 0 | 0 | #N/A | 0 | 0 | 0 | 0 | PGE_New_Li_Battery_4hr_Generic | 0 | 0 | 0 | 0 | #N/A | 0 | 0 | 0 | PGE_New_Li_Battery_4hr_Generic | PGE_New_Li_Battery_4hr | PGE_Fresno_Li_Battery_4hr_120 | 0 | 0 | 0 | 0 | 0 | 0 | 0 | #N/A | 0 | PGE_New_Li_Battery_4hr_Generic | 0 | 0 | #N/A | 0 | 0 | 0 | 0 | PGE_New_Li_Battery_4hr_Generic | PGE_New_Li_Battery_4hr | PGE_Fresno_Li_Battery_4hr_120 | 0 | 0 | 0 | 0 | 0 | 0 | #N/A | #N/A | #N/A | 0 | 0 | 0 | 0 | 0 | 0 | PGE_New_Li_Battery_4hr_Generic | 0 | #N/A | 0 | 0 | PGE_New_Li_Battery_4hr_Generic | 0 | 0 | 0 | 0 | #N/A | #N/A | #N/A | #N/A | #N/A | #N/A | 0 | 0 | 0 | PGE_New_Li_Battery_4hr_Generic | PGE_New_Li_Battery_4hr | PGE_Fresno_Li_Battery_4hr_120 | [6 empty] | #N/A |  | PGE_New_Li_Battery_4hr_Generic |  |  | #N/A |  |  |  |  | PGE_New_Li_Battery_4hr_Generic |  |  |  |  | #N/A |  |  |  | PGE_New_Li_Battery_4hr_Generic | PGE_New_Li_Battery_4hr | PGE_Fresno_Li_Battery_4hr_120 | [6 empty] | #N/A |  | PGE_New_Li_Battery_4hr_Generic |  |  | #N/A |  |  |  |  | PGE_New_Li_Battery_4hr_Generic |  |  |  |  | #N/A |  |  |  | PGE_New_Li_Battery_4hr_Generic | PGE_New_Li_Battery_4hr | PGE_Fresno_Li_Battery_4hr_120 | 0 | 0 | 0 | 0 | 0 | 0 | 0 | 0 | 0 | 0 | 0 | 0 | 0 | 0 | 0 | 0 | 0 | 0 | 0 | 0 | 0 | 0 | 0 | 0 | 0 | 0 | PG&E FRESNO
PGE_New_Li_Battery_4hr_Generic | PGE_New_Li_Battery_4hr | PGE_Fresno_Li_Battery_4hr_123 | 0 | 0 | 0 | 0 | 0 | 0 | #N/A | 0 | PGE_New_Li_Battery_4hr_Generic | 0 | 0 | #N/A | 0 | 0 | 0 | 0 | PGE_New_Li_Battery_4hr_Generic | 0 | 0 | 0 | 0 | #N/A | 0 | 0 | 0 | PGE_New_Li_Battery_4hr_Generic | PGE_New_Li_Battery_4hr | PGE_Fresno_Li_Battery_4hr_123 | 0 | 0 | 0 | 0 | 0 | 0 | 0 | #N/A | 0 | PGE_New_Li_Battery_4hr_Generic | 0 | 0 | #N/A | 0 | 0 | 0 | 0 | PGE_New_Li_Battery_4hr_Generic | PGE_New_Li_Battery_4hr | PGE_Fresno_Li_Battery_4hr_123 | 0 | 0 | 0 | 0 | 0 | 0 | #N/A | #N/A | #N/A | 0 | 0 | 0 | 0 | 0 | 0 | PGE_New_Li_Battery_4hr_Generic | 0 | #N/A | 0 | 0 | PGE_New_Li_Battery_4hr_Generic | 0 | 0 | 0 | 0 | #N/A | #N/A | #N/A | #N/A | #N/A | #N/A | 0 | 0 | 0 | PGE_New_Li_Battery_4hr_Generic | PGE_New_Li_Battery_4hr | PGE_Fresno_Li_Battery_4hr_123 | [6 empty] | #N/A |  | PGE_New_Li_Battery_4hr_Generic |  |  | #N/A |  |  |  |  | PGE_New_Li_Battery_4hr_Generic |  |  |  |  | #N/A |  |  |  | PGE_New_Li_Battery_4hr_Generic | PGE_New_Li_Battery_4hr | PGE_Fresno_Li_Battery_4hr_123 | [6 empty] | #N/A |  | PGE_New_Li_Battery_4hr_Generic |  |  | #N/A |  |  |  |  | PGE_New_Li_Battery_4hr_Generic |  |  |  |  | #N/A |  |  |  | PGE_New_Li_Battery_4hr_Generic | PGE_New_Li_Battery_4hr | PGE_Fresno_Li_Battery_4hr_123 | 0 | 0 | 0 | 0 | 0 | 0 | 0 | 0 | 0 | 0 | 0 | 0 | 0 | 0 | 0 | 0 | 0 | 0 | 0 | 0 | 0 | 0 | 0 | 0 | 0 | 0 | PG&E FRESNO
PGE_New_Li_Battery_4hr_Generic | PGE_New_Li_Battery_4hr | PGE_Fresno_Li_Battery_4hr_125 | 0 | 0 | 0 | 0 | 0 | 0 | #N/A | 0 | PGE_New_Li_Battery_4hr_Generic | 0 | 0 | #N/A | 0 | 0 | 0 | 0 | PGE_New_Li_Battery_4hr_Generic | 0 | 0 | 0 | 0 | #N/A | 0 | 0 | 0 | PGE_New_Li_Battery_4hr_Generic | PGE_New_Li_Battery_4hr | PGE_Fresno_Li_Battery_4hr_125 | 0 | 0 | 0 | 0 | 0 | 0 | 0 | #N/A | 0 | PGE_New_Li_Battery_4hr_Generic | 0 | 0 | #N/A | 0 | 0 | 0 | 0 | PGE_New_Li_Battery_4hr_Generic | PGE_New_Li_Battery_4hr | PGE_Fresno_Li_Battery_4hr_125 | 0 | 0 | 0 | 0 | 0 | 0 | #N/A | #N/A | #N/A | 0 | 0 | 0 | 0 | 0 | 0 | PGE_New_Li_Battery_4hr_Generic | 0 | #N/A | 0 | 0 | PGE_New_Li_Battery_4hr_Generic | 0 | 0 | 0 | 0 | #N/A | #N/A | #N/A | #N/A | #N/A | #N/A | 0 | 0 | 0 | PGE_New_Li_Battery_4hr_Generic | PGE_New_Li_Battery_4hr | PGE_Fresno_Li_Battery_4hr_125 | [6 empty] | #N/A |  | PGE_New_Li_Battery_4hr_Generic |  |  | #N/A |  |  |  |  | PGE_New_Li_Battery_4hr_Generic |  |  |  |  | #N/A |  |  |  | PGE_New_Li_Battery_4hr_Generic | PGE_New_Li_Battery_4hr | PGE_Fresno_Li_Battery_4hr_125 | [6 empty] | #N/A |  | PGE_New_Li_Battery_4hr_Generic |  |  | #N/A |  |  |  |  | PGE_New_Li_Battery_4hr_Generic |  |  |  |  | #N/A |  |  |  | PGE_New_Li_Battery_4hr_Generic | PGE_New_Li_Battery_4hr | PGE_Fresno_Li_Battery_4hr_125 | 0 | 0 | 0 | 0 | 0 | 0 | 0 | 0 | 0 | 0 | 0 | 0 | 0 | 0 | 0 | 0 | 0 | 0 | 0 | 0 | 0 | 0 | 0 | 0 | 0 | 0 | PG&E FRESNO
PGE_New_Li_Battery_4hr_Generic | PGE_New_Li_Battery_4hr | PGE_Fresno_Li_Battery_4hr_128 | 0 | 0 | 0 | 0 | 0 | 0 | #N/A | 0 | PGE_New_Li_Battery_4hr_Generic | 0 | 0 | #N/A | 0 | 0 | 0 | 0 | PGE_New_Li_Battery_4hr_Generic | 0 | 0 | 0 | 0 | #N/A | 0 | 0 | 0 | PGE_New_Li_Battery_4hr_Generic | PGE_New_Li_Battery_4hr | PGE_Fresno_Li_Battery_4hr_128 | 0 | 0 | 0 | 0 | 0 | 0 | 0 | #N/A | 0 | PGE_New_Li_Battery_4hr_Generic | 0 | 0 | #N/A | 0 | 0 | 0 | 0 | PGE_New_Li_Battery_4hr_Generic | PGE_New_Li_Battery_4hr | PGE_Fresno_Li_Battery_4hr_128 | 0 | 0 | 0 | 0 | 0 | 0 | #N/A | #N/A | #N/A | 0 | 0 | 0 | 0 | 0 | 0 | PGE_New_Li_Battery_4hr_Generic | 0 | #N/A | 0 | 0 | PGE_New_Li_Battery_4hr_Generic | 0 | 0 | 0 | 0 | #N/A | #N/A | #N/A | #N/A | #N/A | #N/A | 0 | 0 | 0 | PGE_New_Li_Battery_4hr_Generic | PGE_New_Li_Battery_4hr | PGE_Fresno_Li_Battery_4hr_128 | [6 empty] | #N/A |  | PGE_New_Li_Battery_4hr_Generic |  |  | #N/A |  |  |  |  | PGE_New_Li_Battery_4hr_Generic |  |  |  |  | #N/A |  |  |  | PGE_New_Li_Battery_4hr_Generic | PGE_New_Li_Battery_4hr | PGE_Fresno_Li_Battery_4hr_128 | [6 empty] | #N/A |  | PGE_New_Li_Battery_4hr_Generic |  |  | #N/A |  |  |  |  | PGE_New_Li_Battery_4hr_Generic |  |  |  |  | #N/A |  |  |  | PGE_New_Li_Battery_4hr_Generic | PGE_New_Li_Battery_4hr | PGE_Fresno_Li_Battery_4hr_128 | 0 | 0 | 0 | 0 | 0 | 0 | 0 | 0 | 0 | 0 | 0 | 0 | 0 | 0 | 0 | 0 | 0 | 0 | 0 | 0 | 0 | 0 | 0 | 0 | 0 | 0 | PG&E FRESNO
PGE_New_Li_Battery_4hr_Generic | PGE_New_Li_Battery_4hr | PGE_Fresno_Li_Battery_4hr_129 | 0 | 0 | 0 | 0 | 0 | 0 | #N/A | 0 | PGE_New_Li_Battery_4hr_Generic | 0 | 0 | #N/A | 0 | 0 | 0 | 0 | PGE_New_Li_Battery_4hr_Generic | 0 | 0 | 0 | 0 | #N/A | 0 | 0 | 0 | PGE_New_Li_Battery_4hr_Generic | PGE_New_Li_Battery_4hr | PGE_Fresno_Li_Battery_4hr_129 | 0 | 0 | 0 | 0 | 0 | 0 | 0 | #N/A | 0 | PGE_New_Li_Battery_4hr_Generic | 0 | 0 | #N/A | 0 | 0 | 0 | 0 | PGE_New_Li_Battery_4hr_Generic | PGE_New_Li_Battery_4hr | PGE_Fresno_Li_Battery_4hr_129 | 0 | 0 | 0 | 0 | 0 | 0 | #N/A | #N/A | #N/A | 0 | 0 | 0 | 0 | 0 | 0 | PGE_New_Li_Battery_4hr_Generic | 0 | #N/A | 0 | 0 | PGE_New_Li_Battery_4hr_Generic | 0 | 0 | 0 | 0 | #N/A | #N/A | #N/A | #N/A | #N/A | #N/A | 0 | 0 | 0 | PGE_New_Li_Battery_4hr_Generic | PGE_New_Li_Battery_4hr | PGE_Fresno_Li_Battery_4hr_129 | [6 empty] | #N/A |  | PGE_New_Li_Battery_4hr_Generic |  |  | #N/A |  |  |  |  | PGE_New_Li_Battery_4hr_Generic |  |  |  |  | #N/A |  |  |  | PGE_New_Li_Battery_4hr_Generic | PGE_New_Li_Battery_4hr | PGE_Fresno_Li_Battery_4hr_129 | [6 empty] | #N/A |  | PGE_New_Li_Battery_4hr_Generic |  |  | #N/A |  |  |  |  | PGE_New_Li_Battery_4hr_Generic |  |  |  |  | #N/A |  |  |  | PGE_New_Li_Battery_4hr_Generic | PGE_New_Li_Battery_4hr | PGE_Fresno_Li_Battery_4hr_129 | 0 | 0 | 0 | 0 | 0 | 0 | 0 | 0 | 0 | 0 | 0 | 0 | 0 | 0 | 0 | 0 | 0 | 0 | 0 | 0 | 0 | 0 | 0 | 0 | 0 | 0 | PG&E FRESNO
PGE_New_Li_Battery_4hr_Generic | PGE_New_Li_Battery_4hr | PGE_Fresno_Li_Battery_4hr_133 | 0 | 0 | 0 | 0 | 0 | 0 | #N/A | 0 | PGE_New_Li_Battery_4hr_Generic | 0 | 0 | #N/A | 0 | 0 | 0 | 0 | PGE_New_Li_Battery_4hr_Generic | 0 | 0 | 0 | 0 | #N/A | 0 | 0 | 0 | PGE_New_Li_Battery_4hr_Generic | PGE_New_Li_Battery_4hr | PGE_Fresno_Li_Battery_4hr_133 | 0 | 0 | 0 | 0 | 0 | 0 | 0 | #N/A | 0 | PGE_New_Li_Battery_4hr_Generic | 0 | 0 | #N/A | 0 | 0 | 0 | 0 | PGE_New_Li_Battery_4hr_Generic | PGE_New_Li_Battery_4hr | PGE_Fresno_Li_Battery_4hr_133 | 0 | 0 | 0 | 0 | 0 | 0 | #N/A | #N/A | #N/A | 0 | 0 | 0 | 0 | 0 | 0 | PGE_New_Li_Battery_4hr_Generic | 0 | #N/A | 0 | 0 | PGE_New_Li_Battery_4hr_Generic | 0 | 0 | 0 | 0 | #N/A | #N/A | #N/A | #N/A | #N/A | #N/A | 0 | 0 | 0 | PGE_New_Li_Battery_4hr_Generic | PGE_New_Li_Battery_4hr | PGE_Fresno_Li_Battery_4hr_133 | [6 empty] | #N/A |  | PGE_New_Li_Battery_4hr_Generic |  |  | #N/A |  |  |  |  | PGE_New_Li_Battery_4hr_Generic |  |  |  |  | #N/A |  |  |  | PGE_New_Li_Battery_4hr_Generic | PGE_New_Li_Battery_4hr | PGE_Fresno_Li_Battery_4hr_133 | [6 empty] | #N/A |  | PGE_New_Li_Battery_4hr_Generic |  |  | #N/A |  |  |  |  | PGE_New_Li_Battery_4hr_Generic |  |  |  |  | #N/A |  |  |  | PGE_New_Li_Battery_4hr_Generic | PGE_New_Li_Battery_4hr | PGE_Fresno_Li_Battery_4hr_133 | 0 | 0 | 0 | 0 | 0 | 0 | 0 | 0 | 0 | 0 | 0 | 0 | 0 | 0 | 0 | 0 | 0 | 0 | 0 | 0 | 0 | 0 | 0 | 0 | 0 | 0 | PG&E FRESNO
PGE_New_Li_Battery_4hr_Generic | PGE_New_Li_Battery_4hr | PGE_Fresno_Li_Battery_4hr_134 | 0 | 0 | 0 | 0 | 0 | 0 | #N/A | 0 | PGE_New_Li_Battery_4hr_Generic | 0 | 0 | #N/A | 0 | 0 | 0 | 0 | PGE_New_Li_Battery_4hr_Generic | 0 | 0 | 0 | 0 | #N/A | 0 | 0 | 0 | PGE_New_Li_Battery_4hr_Generic | PGE_New_Li_Battery_4hr | PGE_Fresno_Li_Battery_4hr_134 | 0 | 0 | 0 | 0 | 0 | 0 | 0 | #N/A | 0 | PGE_New_Li_Battery_4hr_Generic | 0 | 0 | #N/A | 0 | 0 | 0 | 0 | PGE_New_Li_Battery_4hr_Generic | PGE_New_Li_Battery_4hr | PGE_Fresno_Li_Battery_4hr_134 | 0 | 0 | 0 | 0 | 0 | 0 | #N/A | #N/A | #N/A | 0 | 0 | 0 | 0 | 0 | 0 | PGE_New_Li_Battery_4hr_Generic | 0 | #N/A | 0 | 0 | PGE_New_Li_Battery_4hr_Generic | 0 | 0 | 0 | 0 | #N/A | #N/A | #N/A | #N/A | #N/A | #N/A | 0 | 0 | 0 | PGE_New_Li_Battery_4hr_Generic | PGE_New_Li_Battery_4hr | PGE_Fresno_Li_Battery_4hr_134 | [6 empty] | #N/A |  | PGE_New_Li_Battery_4hr_Generic |  |  | #N/A |  |  |  |  | PGE_New_Li_Battery_4hr_Generic |  |  |  |  | #N/A |  |  |  | PGE_New_Li_Battery_4hr_Generic | PGE_New_Li_Battery_4hr | PGE_Fresno_Li_Battery_4hr_134 | [6 empty] | #N/A |  | PGE_New_Li_Battery_4hr_Generic |  |  | #N/A |  |  |  |  | PGE_New_Li_Battery_4hr_Generic |  |  |  |  | #N/A |  |  |  | PGE_New_Li_Battery_4hr_Generic | PGE_New_Li_Battery_4hr | PGE_Fresno_Li_Battery_4hr_134 | 0 | 0 | 0 | 0 | 0 | 0 | 0 | 0 | 0 | 0 | 0 | 0 | 0 | 0 | 0 | 0 | 0 | 0 | 0 | 0 | 0 | 0 | 0 | 0 | 0 | 0 | PG&E FRESNO
PGE_New_Li_Battery_4hr_Generic | PGE_New_Li_Battery_4hr | PGE_Fresno_Li_Battery_4hr_135 | 0 | 0 | 0 | 0 | 0 | 0 | #N/A | 0 | PGE_New_Li_Battery_4hr_Generic | 0 | 0 | #N/A | 0 | 0 | 0 | 0 | PGE_New_Li_Battery_4hr_Generic | 0 | 0 | 0 | 0 | #N/A | 0 | 0 | 0 | PGE_New_Li_Battery_4hr_Generic | PGE_New_Li_Battery_4hr | PGE_Fresno_Li_Battery_4hr_135 | 0 | 0 | 0 | 0 | 0 | 0 | 0 | #N/A | 0 | PGE_New_Li_Battery_4hr_Generic | 0 | 0 | #N/A | 0 | 0 | 0 | 0 | PGE_New_Li_Battery_4hr_Generic | PGE_New_Li_Battery_4hr | PGE_Fresno_Li_Battery_4hr_135 | 0 | 0 | 0 | 0 | 0 | 0 | #N/A | #N/A | #N/A | 0 | 0 | 0 | 0 | 0 | 0 | PGE_New_Li_Battery_4hr_Generic | 0 | #N/A | 0 | 0 | PGE_New_Li_Battery_4hr_Generic | 0 | 0 | 0 | 0 | #N/A | #N/A | #N/A | #N/A | #N/A | #N/A | 0 | 0 | 0 | PGE_New_Li_Battery_4hr_Generic | PGE_New_Li_Battery_4hr | PGE_Fresno_Li_Battery_4hr_135 | [6 empty] | #N/A |  | PGE_New_Li_Battery_4hr_Generic |  |  | #N/A |  |  |  |  | PGE_New_Li_Battery_4hr_Generic |  |  |  |  | #N/A |  |  |  | PGE_New_Li_Battery_4hr_Generic | PGE_New_Li_Battery_4hr | PGE_Fresno_Li_Battery_4hr_135 | [6 empty] | #N/A |  | PGE_New_Li_Battery_4hr_Generic |  |  | #N/A |  |  |  |  | PGE_New_Li_Battery_4hr_Generic |  |  |  |  | #N/A |  |  |  | PGE_New_Li_Battery_4hr_Generic | PGE_New_Li_Battery_4hr | PGE_Fresno_Li_Battery_4hr_135 | 0 | 0 | 0 | 0 | 0 | 0 | 0 | 0 | 0 | 0 | 0 | 0 | 0 | 0 | 0 | 0 | 0 | 0 | 0 | 0 | 0 | 0 | 0 | 0 | 0 | 0 | PG&E FRESNO
PGE_New_Li_Battery_4hr_Generic | PGE_New_Li_Battery_4hr | PGE_Fresno_Li_Battery_4hr_136 | 0 | 0 | 0 | 0 | 0 | 0 | #N/A | 0 | PGE_New_Li_Battery_4hr_Generic | 0 | 0 | #N/A | 0 | 0 | 0 | 0 | PGE_New_Li_Battery_4hr_Generic | 0 | 0 | 0 | 0 | #N/A | 0 | 0 | 0 | PGE_New_Li_Battery_4hr_Generic | PGE_New_Li_Battery_4hr | PGE_Fresno_Li_Battery_4hr_136 | 0 | 0 | 0 | 0 | 0 | 0 | 0 | #N/A | 0 | PGE_New_Li_Battery_4hr_Generic | 0 | 0 | #N/A | 0 | 0 | 0 | 0 | PGE_New_Li_Battery_4hr_Generic | PGE_New_Li_Battery_4hr | PGE_Fresno_Li_Battery_4hr_136 | 0 | 0 | 0 | 0 | 0 | 0 | #N/A | #N/A | #N/A | 0 | 0 | 0 | 0 | 0 | 0 | PGE_New_Li_Battery_4hr_Generic | 0 | #N/A | 0 | 0 | PGE_New_Li_Battery_4hr_Generic | 0 | 0 | 0 | 0 | #N/A | #N/A | #N/A | #N/A | #N/A | #N/A | 0 | 0 | 0 | PGE_New_Li_Battery_4hr_Generic | PGE_New_Li_Battery_4hr | PGE_Fresno_Li_Battery_4hr_136 | [6 empty] | #N/A |  | PGE_New_Li_Battery_4hr_Generic |  |  | #N/A |  |  |  |  | PGE_New_Li_Battery_4hr_Generic |  |  |  |  | #N/A |  |  |  | PGE_New_Li_Battery_4hr_Generic | PGE_New_Li_Battery_4hr | PGE_Fresno_Li_Battery_4hr_136 | [6 empty] | #N/A |  | PGE_New_Li_Battery_4hr_Generic |  |  | #N/A |  |  |  |  | PGE_New_Li_Battery_4hr_Generic |  |  |  |  | #N/A |  |  |  | PGE_New_Li_Battery_4hr_Generic | PGE_New_Li_Battery_4hr | PGE_Fresno_Li_Battery_4hr_136 | 0 | 0 | 0 | 0 | 0 | 0 | 0 | 0 | 0 | 0 | 0 | 0 | 0 | 0 | 0 | 0 | 0 | 0 | 0 | 0 | 0 | 0 | 0 | 0 | 0 | 0 | PG&E FRESNO
PGE_New_Li_Battery_4hr_Generic | PGE_New_Li_Battery_4hr | PGE_Fresno_Li_Battery_4hr_137 | 0 | 0 | 0 | 0 | 0 | 0 | #N/A | 0 | PGE_New_Li_Battery_4hr_Generic | 0 | 0 | #N/A | 0 | 0 | 0 | 0 | PGE_New_Li_Battery_4hr_Generic | 0 | 0 | 0 | 0 | #N/A | 0 | 0 | 0 | PGE_New_Li_Battery_4hr_Generic | PGE_New_Li_Battery_4hr | PGE_Fresno_Li_Battery_4hr_137 | 0 | 0 | 0 | 0 | 0 | 0 | 0 | #N/A | 0 | PGE_New_Li_Battery_4hr_Generic | 0 | 0 | #N/A | 0 | 0 | 0 | 0 | PGE_New_Li_Battery_4hr_Generic | PGE_New_Li_Battery_4hr | PGE_Fresno_Li_Battery_4hr_137 | 0 | 0 | 0 | 0 | 0 | 0 | #N/A | #N/A | #N/A | 0 | 0 | 0 | 0 | 0 | 0 | PGE_New_Li_Battery_4hr_Generic | 0 | #N/A | 0 | 0 | PGE_New_Li_Battery_4hr_Generic | 0 | 0 | 0 | 0 | #N/A | #N/A | #N/A | #N/A | #N/A | #N/A | 0 | 0 | 0 | PGE_New_Li_Battery_4hr_Generic | PGE_New_Li_Battery_4hr | PGE_Fresno_Li_Battery_4hr_137 | [6 empty] | #N/A |  | PGE_New_Li_Battery_4hr_Generic |  |  | #N/A |  |  |  |  | PGE_New_Li_Battery_4hr_Generic |  |  |  |  | #N/A |  |  |  | PGE_New_Li_Battery_4hr_Generic | PGE_New_Li_Battery_4hr | PGE_Fresno_Li_Battery_4hr_137 | [6 empty] | #N/A |  | PGE_New_Li_Battery_4hr_Generic |  |  | #N/A |  |  |  |  | PGE_New_Li_Battery_4hr_Generic |  |  |  |  | #N/A |  |  |  | PGE_New_Li_Battery_4hr_Generic | PGE_New_Li_Battery_4hr | PGE_Fresno_Li_Battery_4hr_137 | 0 | 0 | 0 | 0 | 0 | 0 | 0 | 0 | 0 | 0 | 0 | 0 | 0 | 0 | 0 | 0 | 0 | 0 | 0 | 0 | 0 | 0 | 0 | 0 | 0 | 0 | PG&E FRESNO
PGE_New_Li_Battery_4hr_Generic | PGE_New_Li_Battery_4hr | PGE_Fresno_Li_Battery_4hr_138 | 0 | 0 | 0 | 0 | 0 | 0 | #N/A | 0 | PGE_New_Li_Battery_4hr_Generic | 0 | 0 | #N/A | 0 | 0 | 0 | 0 | PGE_New_Li_Battery_4hr_Generic | 0 | 0 | 0 | 0 | #N/A | 0 | 0 | 0 | PGE_New_Li_Battery_4hr_Generic | PGE_New_Li_Battery_4hr | PGE_Fresno_Li_Battery_4hr_138 | 0 | 0 | 0 | 0 | 0 | 0 | 0 | #N/A | 0 | PGE_New_Li_Battery_4hr_Generic | 0 | 0 | #N/A | 0 | 0 | 0 | 0 | PGE_New_Li_Battery_4hr_Generic | PGE_New_Li_Battery_4hr | PGE_Fresno_Li_Battery_4hr_138 | 0 | 0 | 0 | 0 | 0 | 0 | #N/A | #N/A | #N/A | 0 | 0 | 0 | 0 | 0 | 0 | PGE_New_Li_Battery_4hr_Generic | 0 | #N/A | 0 | 0 | PGE_New_Li_Battery_4hr_Generic | 0 | 0 | 0 | 0 | #N/A | #N/A | #N/A | #N/A | #N/A | #N/A | 0 | 0 | 0 | PGE_New_Li_Battery_4hr_Generic | PGE_New_Li_Battery_4hr | PGE_Fresno_Li_Battery_4hr_138 | [6 empty] | #N/A |  | PGE_New_Li_Battery_4hr_Generic |  |  | #N/A |  |  |  |  | PGE_New_Li_Battery_4hr_Generic |  |  |  |  | #N/A |  |  |  | PGE_New_Li_Battery_4hr_Generic | PGE_New_Li_Battery_4hr | PGE_Fresno_Li_Battery_4hr_138 | [6 empty] | #N/A |  | PGE_New_Li_Battery_4hr_Generic |  |  | #N/A |  |  |  |  | PGE_New_Li_Battery_4hr_Generic |  |  |  |  | #N/A |  |  |  | PGE_New_Li_Battery_4hr_Generic | PGE_New_Li_Battery_4hr | PGE_Fresno_Li_Battery_4hr_138 | 0 | 0 | 0 | 0 | 0 | 0 | 0 | 0 | 0 | 0 | 0 | 0 | 0 | 0 | 0 | 0 | 0 | 0 | 0 | 0 | 0 | 0 | 0 | 0 | 0 | 0 | PG&E FRESNO
PGE_New_Li_Battery_4hr_Generic | PGE_New_Li_Battery_4hr | PGE_Fresno_Li_Battery_4hr_139 | 0 | 0 | 0 | 0 | 0 | 0 | #N/A | 0 | PGE_New_Li_Battery_4hr_Generic | 0 | 0 | #N/A | 0 | 0 | 0 | 0 | PGE_New_Li_Battery_4hr_Generic | 0 | 0 | 0 | 0 | #N/A | 0 | 0 | 0 | PGE_New_Li_Battery_4hr_Generic | PGE_New_Li_Battery_4hr | PGE_Fresno_Li_Battery_4hr_139 | 0 | 0 | 0 | 0 | 0 | 0 | 0 | #N/A | 0 | PGE_New_Li_Battery_4hr_Generic | 0 | 0 | #N/A | 0 | 0 | 0 | 0 | PGE_New_Li_Battery_4hr_Generic | PGE_New_Li_Battery_4hr | PGE_Fresno_Li_Battery_4hr_139 | 0 | 0 | 0 | 0 | 0 | 0 | #N/A | #N/A | #N/A | 0 | 0 | 0 | 0 | 0 | 0 | PGE_New_Li_Battery_4hr_Generic | 0 | #N/A | 0 | 0 | PGE_New_Li_Battery_4hr_Generic | 0 | 0 | 0 | 0 | #N/A | #N/A | #N/A | #N/A | #N/A | #N/A | 0 | 0 | 0 | PGE_New_Li_Battery_4hr_Generic | PGE_New_Li_Battery_4hr | PGE_Fresno_Li_Battery_4hr_139 | [6 empty] | #N/A |  | PGE_New_Li_Battery_4hr_Generic |  |  | #N/A |  |  |  |  | PGE_New_Li_Battery_4hr_Generic |  |  |  |  | #N/A |  |  |  | PGE_New_Li_Battery_4hr_Generic | PGE_New_Li_Battery_4hr | PGE_Fresno_Li_Battery_4hr_139 | [6 empty] | #N/A |  | PGE_New_Li_Battery_4hr_Generic |  |  | #N/A |  |  |  |  | PGE_New_Li_Battery_4hr_Generic |  |  |  |  | #N/A |  |  |  | PGE_New_Li_Battery_4hr_Generic | PGE_New_Li_Battery_4hr | PGE_Fresno_Li_Battery_4hr_139 | 0 | 0 | 0 | 0 | 0 | 0 | 0 | 0 | 0 | 0 | 0 | 0 | 0 | 0 | 0 | 0 | 0 | 0 | 0 | 0 | 0 | 0 | 0 | 0 | 0 | 0 | PG&E FRESNO
PGE_New_Li_Battery_4hr_Generic | PGE_New_Li_Battery_4hr | PGE_Fresno_Li_Battery_4hr_140 | 0 | 0 | 0 | 0 | 0 | 0 | #N/A | 0 | PGE_New_Li_Battery_4hr_Generic | 0 | 0 | #N/A | 0 | 0 | 0 | 0 | PGE_New_Li_Battery_4hr_Generic | 0 | 0 | 0 | 0 | #N/A | 0 | 0 | 0 | PGE_New_Li_Battery_4hr_Generic | PGE_New_Li_Battery_4hr | PGE_Fresno_Li_Battery_4hr_140 | 0 | 0 | 0 | 0 | 0 | 0 | 0 | #N/A | 0 | PGE_New_Li_Battery_4hr_Generic | 0 | 0 | #N/A | 0 | 0 | 0 | 0 | PGE_New_Li_Battery_4hr_Generic | PGE_New_Li_Battery_4hr | PGE_Fresno_Li_Battery_4hr_140 | 0 | 0 | 0 | 0 | 0 | 0 | #N/A | #N/A | #N/A | 0 | 0 | 0 | 0 | 0 | 0 | PGE_New_Li_Battery_4hr_Generic | 0 | #N/A | 0 | 0 | PGE_New_Li_Battery_4hr_Generic | 0 | 0 | 0 | 0 | #N/A | #N/A | #N/A | #N/A | #N/A | #N/A | 0 | 0 | 0 | PGE_New_Li_Battery_4hr_Generic | PGE_New_Li_Battery_4hr | PGE_Fresno_Li_Battery_4hr_140 | [6 empty] | #N/A |  | PGE_New_Li_Battery_4hr_Generic |  |  | #N/A |  |  |  |  | PGE_New_Li_Battery_4hr_Generic |  |  |  |  | #N/A |  |  |  | PGE_New_Li_Battery_4hr_Generic | PGE_New_Li_Battery_4hr | PGE_Fresno_Li_Battery_4hr_140 | [6 empty] | #N/A |  | PGE_New_Li_Battery_4hr_Generic |  |  | #N/A |  |  |  |  | PGE_New_Li_Battery_4hr_Generic |  |  |  |  | #N/A |  |  |  | PGE_New_Li_Battery_4hr_Generic | PGE_New_Li_Battery_4hr | PGE_Fresno_Li_Battery_4hr_140 | 0 | 0 | 0 | 0 | 0 | 0 | 0 | 0 | 0 | 0 | 0 | 0 | 0 | 0 | 0 | 0 | 0 | 0 | 0 | 0 | 0 | 0 | 0 | 0 | 0 | 0 | PG&E FRESNO
PGE_New_Li_Battery_4hr_Generic | PGE_New_Li_Battery_4hr | PGE_Fresno_Li_Battery_4hr_142 | 0 | 0 | 0 | 0 | 0 | 0 | #N/A | 0 | PGE_New_Li_Battery_4hr_Generic | 0 | 0 | #N/A | 0 | 0 | 0 | 0 | PGE_New_Li_Battery_4hr_Generic | 0 | 0 | 0 | 0 | #N/A | 0 | 0 | 0 | PGE_New_Li_Battery_4hr_Generic | PGE_New_Li_Battery_4hr | PGE_Fresno_Li_Battery_4hr_142 | 0 | 0 | 0 | 0 | 0 | 0 | 0 | #N/A | 0 | PGE_New_Li_Battery_4hr_Generic | 0 | 0 | #N/A | 0 | 0 | 0 | 0 | PGE_New_Li_Battery_4hr_Generic | PGE_New_Li_Battery_4hr | PGE_Fresno_Li_Battery_4hr_142 | 0 | 0 | 0 | 0 | 0 | 0 | #N/A | #N/A | #N/A | 0 | 0 | 0 | 0 | 0 | 0 | PGE_New_Li_Battery_4hr_Generic | 0 | #N/A | 0 | 0 | PGE_New_Li_Battery_4hr_Generic | 0 | 0 | 0 | 0 | #N/A | #N/A | #N/A | #N/A | #N/A | #N/A | 0 | 0 | 0 | PGE_New_Li_Battery_4hr_Generic | PGE_New_Li_Battery_4hr | PGE_Fresno_Li_Battery_4hr_142 | [6 empty] | #N/A |  | PGE_New_Li_Battery_4hr_Generic |  |  | #N/A |  |  |  |  | PGE_New_Li_Battery_4hr_Generic |  |  |  |  | #N/A |  |  |  | PGE_New_Li_Battery_4hr_Generic | PGE_New_Li_Battery_4hr | PGE_Fresno_Li_Battery_4hr_142 | [6 empty] | #N/A |  | PGE_New_Li_Battery_4hr_Generic |  |  | #N/A |  |  |  |  | PGE_New_Li_Battery_4hr_Generic |  |  |  |  | #N/A |  |  |  | PGE_New_Li_Battery_4hr_Generic | PGE_New_Li_Battery_4hr | PGE_Fresno_Li_Battery_4hr_142 | 0 | 0 | 0 | 0 | 0 | 0 | 0 | 0 | 0 | 0 | 0 | 0 | 0 | 0 | 0 | 0 | 0 | 0 | 0 | 0 | 0 | 0 | 0 | 0 | 0 | 0 | PG&E FRESNO
PGE_New_Li_Battery_4hr_Generic | PGE_New_Li_Battery_4hr | PGE_Fresno_Li_Battery_4hr_145 | 0 | 0 | 0 | 0 | 0 | 0 | #N/A | 0 | PGE_New_Li_Battery_4hr_Generic | 0 | 0 | #N/A | 0 | 0 | 0 | 0 | PGE_New_Li_Battery_4hr_Generic | 0 | 0 | 0 | 0 | #N/A | 0 | 0 | 0 | PGE_New_Li_Battery_4hr_Generic | PGE_New_Li_Battery_4hr | PGE_Fresno_Li_Battery_4hr_145 | 0 | 0 | 0 | 0 | 0 | 0 | 0 | #N/A | 0 | PGE_New_Li_Battery_4hr_Generic | 0 | 0 | #N/A | 0 | 0 | 0 | 0 | PGE_New_Li_Battery_4hr_Generic | PGE_New_Li_Battery_4hr | PGE_Fresno_Li_Battery_4hr_145 | 0 | 0 | 0 | 0 | 0 | 0 | #N/A | #N/A | #N/A | 0 | 0 | 0 | 0 | 0 | 0 | PGE_New_Li_Battery_4hr_Generic | 0 | #N/A | 0 | 0 | PGE_New_Li_Battery_4hr_Generic | 0 | 0 | 0 | 0 | #N/A | #N/A | #N/A | #N/A | #N/A | #N/A | 0 | 0 | 0 | PGE_New_Li_Battery_4hr_Generic | PGE_New_Li_Battery_4hr | PGE_Fresno_Li_Battery_4hr_145 | [6 empty] | #N/A |  | PGE_New_Li_Battery_4hr_Generic |  |  | #N/A |  |  |  |  | PGE_New_Li_Battery_4hr_Generic |  |  |  |  | #N/A |  |  |  | PGE_New_Li_Battery_4hr_Generic | PGE_New_Li_Battery_4hr | PGE_Fresno_Li_Battery_4hr_145 | [6 empty] | #N/A |  | PGE_New_Li_Battery_4hr_Generic |  |  | #N/A |  |  |  |  | PGE_New_Li_Battery_4hr_Generic |  |  |  |  | #N/A |  |  |  | PGE_New_Li_Battery_4hr_Generic | PGE_New_Li_Battery_4hr | PGE_Fresno_Li_Battery_4hr_145 | 0 | 0 | 0 | 0 | 0 | 0 | 0 | 0 | 0 | 0 | 0 | 0 | 0 | 0 | 0 | 0 | 0 | 0 | 0 | 0 | 0 | 0 | 0 | 0 | 0 | 0 | PG&E FRESNO
PGE_New_Li_Battery_4hr_Generic | PGE_New_Li_Battery_4hr | PGE_Fresno_Li_Battery_4hr_148 | 0 | 0 | 0 | 0 | 0 | 0 | #N/A | 0 | PGE_New_Li_Battery_4hr_Generic | 0 | 0 | #N/A | 0 | 0 | 0 | 0 | PGE_New_Li_Battery_4hr_Generic | 0 | 0 | 0 | 0 | #N/A | 0 | 0 | 0 | PGE_New_Li_Battery_4hr_Generic | PGE_New_Li_Battery_4hr | PGE_Fresno_Li_Battery_4hr_148 | 0 | 0 | 0 | 0 | 0 | 0 | 0 | #N/A | 0 | PGE_New_Li_Battery_4hr_Generic | 0 | 0 | #N/A | 0 | 0 | 0 | 0 | PGE_New_Li_Battery_4hr_Generic | PGE_New_Li_Battery_4hr | PGE_Fresno_Li_Battery_4hr_148 | 0 | 0 | 0 | 0 | 0 | 0 | #N/A | #N/A | #N/A | 0 | 0 | 0 | 0 | 0 | 0 | PGE_New_Li_Battery_4hr_Generic | 0 | #N/A | 0 | 0 | PGE_New_Li_Battery_4hr_Generic | 0 | 0 | 0 | 0 | #N/A | #N/A | #N/A | #N/A | #N/A | #N/A | 0 | 0 | 0 | PGE_New_Li_Battery_4hr_Generic | PGE_New_Li_Battery_4hr | PGE_Fresno_Li_Battery_4hr_148 | [6 empty] | #N/A |  | PGE_New_Li_Battery_4hr_Generic |  |  | #N/A |  |  |  |  | PGE_New_Li_Battery_4hr_Generic |  |  |  |  | #N/A |  |  |  | PGE_New_Li_Battery_4hr_Generic | PGE_New_Li_Battery_4hr | PGE_Fresno_Li_Battery_4hr_148 | [6 empty] | #N/A |  | PGE_New_Li_Battery_4hr_Generic |  |  | #N/A |  |  |  |  | PGE_New_Li_Battery_4hr_Generic |  |  |  |  | #N/A |  |  |  | PGE_New_Li_Battery_4hr_Generic | PGE_New_Li_Battery_4hr | PGE_Fresno_Li_Battery_4hr_148 | 0 | 0 | 0 | 0 | 0 | 0 | 0 | 0 | 0 | 0 | 0 | 0 | 0 | 0 | 0 | 0 | 0 | 0 | 0 | 0 | 0 | 0 | 0 | 0 | 0 | 0 | PG&E FRESNO
PGE_New_Li_Battery_4hr_Generic | PGE_New_Li_Battery_4hr | PGE_Fresno_Li_Battery_4hr_149 | 0 | 0 | 0 | 0 | 0 | 0 | #N/A | 0 | PGE_New_Li_Battery_4hr_Generic | 0 | 0 | #N/A | 0 | 0 | 0 | 0 | PGE_New_Li_Battery_4hr_Generic | 0 | 0 | 0 | 0 | #N/A | 0 | 0 | 0 | PGE_New_Li_Battery_4hr_Generic | PGE_New_Li_Battery_4hr | PGE_Fresno_Li_Battery_4hr_149 | 0 | 0 | 0 | 0 | 0 | 0 | 0 | #N/A | 0 | PGE_New_Li_Battery_4hr_Generic | 0 | 0 | #N/A | 0 | 0 | 0 | 0 | PGE_New_Li_Battery_4hr_Generic | PGE_New_Li_Battery_4hr | PGE_Fresno_Li_Battery_4hr_149 | 0 | 0 | 0 | 0 | 0 | 0 | #N/A | #N/A | #N/A | 0 | 0 | 0 | 0 | 0 | 0 | PGE_New_Li_Battery_4hr_Generic | 0 | #N/A | 0 | 0 | PGE_New_Li_Battery_4hr_Generic | 0 | 0 | 0 | 0 | #N/A | #N/A | #N/A | #N/A | #N/A | #N/A | 0 | 0 | 0 | PGE_New_Li_Battery_4hr_Generic | PGE_New_Li_Battery_4hr | PGE_Fresno_Li_Battery_4hr_149 | [6 empty] | #N/A |  | PGE_New_Li_Battery_4hr_Generic |  |  | #N/A |  |  |  |  | PGE_New_Li_Battery_4hr_Generic |  |  |  |  | #N/A |  |  |  | PGE_New_Li_Battery_4hr_Generic | PGE_New_Li_Battery_4hr | PGE_Fresno_Li_Battery_4hr_149 | [6 empty] | #N/A |  | PGE_New_Li_Battery_4hr_Generic |  |  | #N/A |  |  |  |  | PGE_New_Li_Battery_4hr_Generic |  |  |  |  | #N/A |  |  |  | PGE_New_Li_Battery_4hr_Generic | PGE_New_Li_Battery_4hr | PGE_Fresno_Li_Battery_4hr_149 | 0 | 0 | 0 | 0 | 0 | 0 | 0 | 0 | 0 | 0 | 0 | 0 | 0 | 0 | 0 | 0 | 0 | 0 | 0 | 0 | 0 | 0 | 0 | 0 | 0 | 0 | PG&E FRESNO
PGE_New_Li_Battery_4hr_Generic | PGE_New_Li_Battery_4hr | PGE_Fresno_Li_Battery_4hr_150 | 0 | 0 | 0 | 0 | 0 | 0 | #N/A | 0 | PGE_New_Li_Battery_4hr_Generic | 0 | 0 | #N/A | 0 | 0 | 0 | 0 | PGE_New_Li_Battery_4hr_Generic | 0 | 0 | 0 | 0 | #N/A | 0 | 0 | 0 | PGE_New_Li_Battery_4hr_Generic | PGE_New_Li_Battery_4hr | PGE_Fresno_Li_Battery_4hr_150 | 0 | 0 | 0 | 0 | 0 | 0 | 0 | #N/A | 0 | PGE_New_Li_Battery_4hr_Generic | 0 | 0 | #N/A | 0 | 0 | 0 | 0 | PGE_New_Li_Battery_4hr_Generic | PGE_New_Li_Battery_4hr | PGE_Fresno_Li_Battery_4hr_150 | 0 | 0 | 0 | 0 | 0 | 0 | #N/A | #N/A | #N/A | 0 | 0 | 0 | 0 | 0 | 0 | PGE_New_Li_Battery_4hr_Generic | 0 | #N/A | 0 | 0 | PGE_New_Li_Battery_4hr_Generic | 0 | 0 | 0 | 0 | #N/A | #N/A | #N/A | #N/A | #N/A | #N/A | 0 | 0 | 0 | PGE_New_Li_Battery_4hr_Generic | PGE_New_Li_Battery_4hr | PGE_Fresno_Li_Battery_4hr_150 | [6 empty] | #N/A |  | PGE_New_Li_Battery_4hr_Generic |  |  | #N/A |  |  |  |  | PGE_New_Li_Battery_4hr_Generic |  |  |  |  | #N/A |  |  |  | PGE_New_Li_Battery_4hr_Generic | PGE_New_Li_Battery_4hr | PGE_Fresno_Li_Battery_4hr_150 | [6 empty] | #N/A |  | PGE_New_Li_Battery_4hr_Generic |  |  | #N/A |  |  |  |  | PGE_New_Li_Battery_4hr_Generic |  |  |  |  | #N/A |  |  |  | PGE_New_Li_Battery_4hr_Generic | PGE_New_Li_Battery_4hr | PGE_Fresno_Li_Battery_4hr_150 | 0 | 0 | 0 | 0 | 0 | 0 | 0 | 0 | 0 | 0 | 0 | 0 | 0 | 0 | 0 | 0 | 0 | 0 | 0 | 0 | 0 | 0 | 0 | 0 | 0 | 0 | PG&E FRESNO
PGE_New_Li_Battery_4hr_Generic | PGE_New_Li_Battery_4hr | PGE_Fresno_Li_Battery_4hr_152 | 0 | 0 | 0 | 0 | 0 | 0 | #N/A | 0 | PGE_New_Li_Battery_4hr_Generic | 0 | 0 | #N/A | 0 | 0 | 0 | 0 | PGE_New_Li_Battery_4hr_Generic | 0 | 0 | 0 | 0 | #N/A | 0 | 0 | 0 | PGE_New_Li_Battery_4hr_Generic | PGE_New_Li_Battery_4hr | PGE_Fresno_Li_Battery_4hr_152 | 0 | 0 | 0 | 0 | 0 | 0 | 0 | #N/A | 0 | PGE_New_Li_Battery_4hr_Generic | 0 | 0 | #N/A | 0 | 0 | 0 | 0 | PGE_New_Li_Battery_4hr_Generic | PGE_New_Li_Battery_4hr | PGE_Fresno_Li_Battery_4hr_152 | 0 | 0 | 0 | 0 | 0 | 0 | #N/A | #N/A | #N/A | 0 | 0 | 0 | 0 | 0 | 0 | PGE_New_Li_Battery_4hr_Generic | 0 | #N/A | 0 | 0 | PGE_New_Li_Battery_4hr_Generic | 0 | 0 | 0 | 0 | #N/A | #N/A | #N/A | #N/A | #N/A | #N/A | 0 | 0 | 0 | PGE_New_Li_Battery_4hr_Generic | PGE_New_Li_Battery_4hr | PGE_Fresno_Li_Battery_4hr_152 | [6 empty] | #N/A |  | PGE_New_Li_Battery_4hr_Generic |  |  | #N/A |  |  |  |  | PGE_New_Li_Battery_4hr_Generic |  |  |  |  | #N/A |  |  |  | PGE_New_Li_Battery_4hr_Generic | PGE_New_Li_Battery_4hr | PGE_Fresno_Li_Battery_4hr_152 | [6 empty] | #N/A |  | PGE_New_Li_Battery_4hr_Generic |  |  | #N/A |  |  |  |  | PGE_New_Li_Battery_4hr_Generic |  |  |  |  | #N/A |  |  |  | PGE_New_Li_Battery_4hr_Generic | PGE_New_Li_Battery_4hr | PGE_Fresno_Li_Battery_4hr_152 | 0 | 0 | 0 | 0 | 0 | 0 | 0 | 0 | 0 | 0 | 0 | 0 | 0 | 0 | 0 | 0 | 0 | 0 | 0 | 0 | 0 | 0 | 0 | 0 | 0 | 0 | PG&E FRESNO
PGE_New_Li_Battery_4hr_Generic | PGE_New_Li_Battery_4hr | PGE_Fresno_Li_Battery_4hr_158 | 0 | 0 | 0 | 0 | 0 | 0 | #N/A | 0 | PGE_New_Li_Battery_4hr_Generic | 0 | 0 | #N/A | 0 | 0 | 0 | 0 | PGE_New_Li_Battery_4hr_Generic | 0 | 0 | 0 | 0 | #N/A | 0 | 0 | 0 | PGE_New_Li_Battery_4hr_Generic | PGE_New_Li_Battery_4hr | PGE_Fresno_Li_Battery_4hr_158 | 0 | 0 | 0 | 0 | 0 | 0 | 0 | #N/A | 0 | PGE_New_Li_Battery_4hr_Generic | 0 | 0 | #N/A | 0 | 0 | 0 | 0 | PGE_New_Li_Battery_4hr_Generic | PGE_New_Li_Battery_4hr | PGE_Fresno_Li_Battery_4hr_158 | 0 | 0 | 0 | 0 | 0 | 0 | #N/A | #N/A | #N/A | 0 | 0 | 0 | 0 | 0 | 0 | PGE_New_Li_Battery_4hr_Generic | 0 | #N/A | 0 | 0 | PGE_New_Li_Battery_4hr_Generic | 0 | 0 | 0 | 0 | #N/A | #N/A | #N/A | #N/A | #N/A | #N/A | 0 | 0 | 0 | PGE_New_Li_Battery_4hr_Generic | PGE_New_Li_Battery_4hr | PGE_Fresno_Li_Battery_4hr_158 | [6 empty] | #N/A |  | PGE_New_Li_Battery_4hr_Generic |  |  | #N/A |  |  |  |  | PGE_New_Li_Battery_4hr_Generic |  |  |  |  | #N/A |  |  |  | PGE_New_Li_Battery_4hr_Generic | PGE_New_Li_Battery_4hr | PGE_Fresno_Li_Battery_4hr_158 | [6 empty] | #N/A |  | PGE_New_Li_Battery_4hr_Generic |  |  | #N/A |  |  |  |  | PGE_New_Li_Battery_4hr_Generic |  |  |  |  | #N/A |  |  |  | PGE_New_Li_Battery_4hr_Generic | PGE_New_Li_Battery_4hr | PGE_Fresno_Li_Battery_4hr_158 | 0 | 0 | 0 | 0 | 0 | 0 | 0 | 0 | 0 | 0 | 0 | 0 | 0 | 0 | 0 | 0 | 0 | 0 | 0 | 0 | 0 | 0 | 0 | 0 | 0 | 0 | PG&E FRESNO
PGE_New_Li_Battery_4hr_Generic | PGE_New_Li_Battery_4hr | PGE_Fresno_Li_Battery_4hr_162 | 0 | 0 | 0 | 0 | 0 | 0 | #N/A | 0 | PGE_New_Li_Battery_4hr_Generic | 0 | 0 | #N/A | 0 | 0 | 0 | 0 | PGE_New_Li_Battery_4hr_Generic | 0 | 0 | 0 | 0 | #N/A | 0 | 0 | 0 | PGE_New_Li_Battery_4hr_Generic | PGE_New_Li_Battery_4hr | PGE_Fresno_Li_Battery_4hr_162 | 0 | 0 | 0 | 0 | 0 | 0 | 0 | #N/A | 0 | PGE_New_Li_Battery_4hr_Generic | 0 | 0 | #N/A | 0 | 0 | 0 | 0 | PGE_New_Li_Battery_4hr_Generic | PGE_New_Li_Battery_4hr | PGE_Fresno_Li_Battery_4hr_162 | 0 | 0 | 0 | 0 | 0 | 0 | #N/A | #N/A | #N/A | 0 | 0 | 0 | 0 | 0 | 0 | PGE_New_Li_Battery_4hr_Generic | 0 | #N/A | 0 | 0 | PGE_New_Li_Battery_4hr_Generic | 0 | 0 | 0 | 0 | #N/A | #N/A | #N/A | #N/A | #N/A | #N/A | 0 | 0 | 0 | PGE_New_Li_Battery_4hr_Generic | PGE_New_Li_Battery_4hr | PGE_Fresno_Li_Battery_4hr_162 | [6 empty] | #N/A |  | PGE_New_Li_Battery_4hr_Generic |  |  | #N/A |  |  |  |  | PGE_New_Li_Battery_4hr_Generic |  |  |  |  | #N/A |  |  |  | PGE_New_Li_Battery_4hr_Generic | PGE_New_Li_Battery_4hr | PGE_Fresno_Li_Battery_4hr_162 | [6 empty] | #N/A |  | PGE_New_Li_Battery_4hr_Generic |  |  | #N/A |  |  |  |  | PGE_New_Li_Battery_4hr_Generic |  |  |  |  | #N/A |  |  |  | PGE_New_Li_Battery_4hr_Generic | PGE_New_Li_Battery_4hr | PGE_Fresno_Li_Battery_4hr_162 | 0 | 0 | 0 | 0 | 0 | 0 | 0 | 0 | 0 | 0 | 0 | 0 | 0 | 0 | 0 | 0 | 0 | 0 | 0 | 0 | 0 | 0 | 0 | 0 | 0 | 0 | PG&E FRESNO
PGE_New_Li_Battery_4hr_Generic | PGE_New_Li_Battery_4hr | PGE_Fresno_Li_Battery_4hr_163 | 0 | 0 | 0 | 0 | 0 | 0 | #N/A | 0 | PGE_New_Li_Battery_4hr_Generic | 0 | 0 | #N/A | 0 | 0 | 0 | 0 | PGE_New_Li_Battery_4hr_Generic | 0 | 0 | 0 | 0 | #N/A | 0 | 0 | 0 | PGE_New_Li_Battery_4hr_Generic | PGE_New_Li_Battery_4hr | PGE_Fresno_Li_Battery_4hr_163 | 0 | 0 | 0 | 0 | 0 | 0 | 0 | #N/A | 0 | PGE_New_Li_Battery_4hr_Generic | 0 | 0 | #N/A | 0 | 0 | 0 | 0 | PGE_New_Li_Battery_4hr_Generic | PGE_New_Li_Battery_4hr | PGE_Fresno_Li_Battery_4hr_163 | 0 | 0 | 0 | 0 | 0 | 0 | #N/A | #N/A | #N/A | 0 | 0 | 0 | 0 | 0 | 0 | PGE_New_Li_Battery_4hr_Generic | 0 | #N/A | 0 | 0 | PGE_New_Li_Battery_4hr_Generic | 0 | 0 | 0 | 0 | #N/A | #N/A | #N/A | #N/A | #N/A | #N/A | 0 | 0 | 0 | PGE_New_Li_Battery_4hr_Generic | PGE_New_Li_Battery_4hr | PGE_Fresno_Li_Battery_4hr_163 | [6 empty] | #N/A |  | PGE_New_Li_Battery_4hr_Generic |  |  | #N/A |  |  |  |  | PGE_New_Li_Battery_4hr_Generic |  |  |  |  | #N/A |  |  |  | PGE_New_Li_Battery_4hr_Generic | PGE_New_Li_Battery_4hr | PGE_Fresno_Li_Battery_4hr_163 | [6 empty] | #N/A |  | PGE_New_Li_Battery_4hr_Generic |  |  | #N/A |  |  |  |  | PGE_New_Li_Battery_4hr_Generic |  |  |  |  | #N/A |  |  |  | PGE_New_Li_Battery_4hr_Generic | PGE_New_Li_Battery_4hr | PGE_Fresno_Li_Battery_4hr_163 | 0 | 0 | 0 | 0 | 0 | 0 | 0 | 0 | 0 | 0 | 0 | 0 | 0 | 0 | 0 | 0 | 0 | 0 | 0 | 0 | 0 | 0 | 0 | 0 | 0 | 0 | PG&E FRESNO
PGE_New_Li_Battery_4hr_Generic | PGE_New_Li_Battery_4hr | PGE_Fresno_Li_Battery_4hr_164 | 0 | 0 | 0 | 0 | 0 | 0 | #N/A | 0 | PGE_New_Li_Battery_4hr_Generic | 0 | 0 | #N/A | 0 | 0 | 0 | 0 | PGE_New_Li_Battery_4hr_Generic | 0 | 0 | 0 | 0 | #N/A | 0 | 0 | 0 | PGE_New_Li_Battery_4hr_Generic | PGE_New_Li_Battery_4hr | PGE_Fresno_Li_Battery_4hr_164 | 0 | 0 | 0 | 0 | 0 | 0 | 0 | #N/A | 0 | PGE_New_Li_Battery_4hr_Generic | 0 | 0 | #N/A | 0 | 0 | 0 | 0 | PGE_New_Li_Battery_4hr_Generic | PGE_New_Li_Battery_4hr | PGE_Fresno_Li_Battery_4hr_164 | 0 | 0 | 0 | 0 | 0 | 0 | #N/A | #N/A | #N/A | 0 | 0 | 0 | 0 | 0 | 0 | PGE_New_Li_Battery_4hr_Generic | 0 | #N/A | 0 | 0 | PGE_New_Li_Battery_4hr_Generic | 0 | 0 | 0 | 0 | #N/A | #N/A | #N/A | #N/A | #N/A | #N/A | 0 | 0 | 0 | PGE_New_Li_Battery_4hr_Generic | PGE_New_Li_Battery_4hr | PGE_Fresno_Li_Battery_4hr_164 | [6 empty] | #N/A |  | PGE_New_Li_Battery_4hr_Generic |  |  | #N/A |  |  |  |  | PGE_New_Li_Battery_4hr_Generic |  |  |  |  | #N/A |  |  |  | PGE_New_Li_Battery_4hr_Generic | PGE_New_Li_Battery_4hr | PGE_Fresno_Li_Battery_4hr_164 | [6 empty] | #N/A |  | PGE_New_Li_Battery_4hr_Generic |  |  | #N/A |  |  |  |  | PGE_New_Li_Battery_4hr_Generic |  |  |  |  | #N/A |  |  |  | PGE_New_Li_Battery_4hr_Generic | PGE_New_Li_Battery_4hr | PGE_Fresno_Li_Battery_4hr_164 | 0 | 0 | 0 | 0 | 0 | 0 | 0 | 0 | 0 | 0 | 0 | 0 | 0 | 0 | 0 | 0 | 0 | 0 | 0 | 0 | 0 | 0 | 0 | 0 | 0 | 0 | PG&E FRESNO
PGE_New_Li_Battery_4hr_Generic | PGE_New_Li_Battery_4hr | PGE_Fresno_Li_Battery_4hr_166 | 0 | 0 | 0 | 0 | 0 | 0 | #N/A | 0 | PGE_New_Li_Battery_4hr_Generic | 0 | 0 | #N/A | 0 | 0 | 0 | 0 | PGE_New_Li_Battery_4hr_Generic | 0 | 0 | 0 | 0 | #N/A | 0 | 0 | 0 | PGE_New_Li_Battery_4hr_Generic | PGE_New_Li_Battery_4hr | PGE_Fresno_Li_Battery_4hr_166 | 0 | 0 | 0 | 0 | 0 | 0 | 0 | #N/A | 0 | PGE_New_Li_Battery_4hr_Generic | 0 | 0 | #N/A | 0 | 0 | 0 | 0 | PGE_New_Li_Battery_4hr_Generic | PGE_New_Li_Battery_4hr | PGE_Fresno_Li_Battery_4hr_166 | 0 | 0 | 0 | 0 | 0 | 0 | #N/A | #N/A | #N/A | 0 | 0 | 0 | 0 | 0 | 0 | PGE_New_Li_Battery_4hr_Generic | 0 | #N/A | 0 | 0 | PGE_New_Li_Battery_4hr_Generic | 0 | 0 | 0 | 0 | #N/A | #N/A | #N/A | #N/A | #N/A | #N/A | 0 | 0 | 0 | PGE_New_Li_Battery_4hr_Generic | PGE_New_Li_Battery_4hr | PGE_Fresno_Li_Battery_4hr_166 | [6 empty] | #N/A |  | PGE_New_Li_Battery_4hr_Generic |  |  | #N/A |  |  |  |  | PGE_New_Li_Battery_4hr_Generic |  |  |  |  | #N/A |  |  |  | PGE_New_Li_Battery_4hr_Generic | PGE_New_Li_Battery_4hr | PGE_Fresno_Li_Battery_4hr_166 | [6 empty] | #N/A |  | PGE_New_Li_Battery_4hr_Generic |  |  | #N/A |  |  |  |  | PGE_New_Li_Battery_4hr_Generic |  |  |  |  | #N/A |  |  |  | PGE_New_Li_Battery_4hr_Generic | PGE_New_Li_Battery_4hr | PGE_Fresno_Li_Battery_4hr_166 | 0 | 0 | 0 | 0 | 0 | 0 | 0 | 0 | 0 | 0 | 0 | 0 | 0 | 0 | 0 | 0 | 0 | 0 | 0 | 0 | 0 | 0 | 0 | 0 | 0 | 0 | PG&E FRESNO
PGE_New_Li_Battery_4hr_Generic | PGE_New_Li_Battery_4hr | PGE_Fresno_Li_Battery_4hr_168 | 0 | 0 | 0 | 0 | 0 | 0 | #N/A | 0 | PGE_New_Li_Battery_4hr_Generic | 0 | 0 | #N/A | 0 | 0 | 0 | 0 | PGE_New_Li_Battery_4hr_Generic | 0 | 0 | 0 | 0 | #N/A | 0 | 0 | 0 | PGE_New_Li_Battery_4hr_Generic | PGE_New_Li_Battery_4hr | PGE_Fresno_Li_Battery_4hr_168 | 0 | 0 | 0 | 0 | 0 | 0 | 0 | #N/A | 0 | PGE_New_Li_Battery_4hr_Generic | 0 | 0 | #N/A | 0 | 0 | 0 | 0 | PGE_New_Li_Battery_4hr_Generic | PGE_New_Li_Battery_4hr | PGE_Fresno_Li_Battery_4hr_168 | 0 | 0 | 0 | 0 | 0 | 0 | #N/A | #N/A | #N/A | 0 | 0 | 0 | 0 | 0 | 0 | PGE_New_Li_Battery_4hr_Generic | 0 | #N/A | 0 | 0 | PGE_New_Li_Battery_4hr_Generic | 0 | 0 | 0 | 0 | #N/A | #N/A | #N/A | #N/A | #N/A | #N/A | 0 | 0 | 0 | PGE_New_Li_Battery_4hr_Generic | PGE_New_Li_Battery_4hr | PGE_Fresno_Li_Battery_4hr_168 | [6 empty] | #N/A |  | PGE_New_Li_Battery_4hr_Generic |  |  | #N/A |  |  |  |  | PGE_New_Li_Battery_4hr_Generic |  |  |  |  | #N/A |  |  |  | PGE_New_Li_Battery_4hr_Generic | PGE_New_Li_Battery_4hr | PGE_Fresno_Li_Battery_4hr_168 | [6 empty] | #N/A |  | PGE_New_Li_Battery_4hr_Generic |  |  | #N/A |  |  |  |  | PGE_New_Li_Battery_4hr_Generic |  |  |  |  | #N/A |  |  |  | PGE_New_Li_Battery_4hr_Generic | PGE_New_Li_Battery_4hr | PGE_Fresno_Li_Battery_4hr_168 | 0 | 0 | 0 | 0 | 0 | 0 | 0 | 0 | 0 | 0 | 0 | 0 | 0 | 0 | 0 | 0 | 0 | 0 | 0 | 0 | 0 | 0 | 0 | 0 | 0 | 0 | PG&E FRESNO
PGE_New_Li_Battery_4hr_Generic | PGE_New_Li_Battery_4hr | PGE_Fresno_Li_Battery_4hr_169 | 0 | 0 | 0 | 0 | 0 | 0 | #N/A | 0 | PGE_New_Li_Battery_4hr_Generic | 0 | 0 | #N/A | 0 | 0 | 0 | 0 | PGE_New_Li_Battery_4hr_Generic | 0 | 0 | 0 | 0 | #N/A | 0 | 0 | 0 | PGE_New_Li_Battery_4hr_Generic | PGE_New_Li_Battery_4hr | PGE_Fresno_Li_Battery_4hr_169 | 0 | 0 | 0 | 0 | 0 | 0 | 0 | #N/A | 0 | PGE_New_Li_Battery_4hr_Generic | 0 | 0 | #N/A | 0 | 0 | 0 | 0 | PGE_New_Li_Battery_4hr_Generic | PGE_New_Li_Battery_4hr | PGE_Fresno_Li_Battery_4hr_169 | 0 | 0 | 0 | 0 | 0 | 0 | #N/A | #N/A | #N/A | 0 | 0 | 0 | 0 | 0 | 0 | PGE_New_Li_Battery_4hr_Generic | 0 | #N/A | 0 | 0 | PGE_New_Li_Battery_4hr_Generic | 0 | 0 | 0 | 0 | #N/A | #N/A | #N/A | #N/A | #N/A | #N/A | 0 | 0 | 0 | PGE_New_Li_Battery_4hr_Generic | PGE_New_Li_Battery_4hr | PGE_Fresno_Li_Battery_4hr_169 | [6 empty] | #N/A |  | PGE_New_Li_Battery_4hr_Generic |  |  | #N/A |  |  |  |  | PGE_New_Li_Battery_4hr_Generic |  |  |  |  | #N/A |  |  |  | PGE_New_Li_Battery_4hr_Generic | PGE_New_Li_Battery_4hr | PGE_Fresno_Li_Battery_4hr_169 | [6 empty] | #N/A |  | PGE_New_Li_Battery_4hr_Generic |  |  | #N/A |  |  |  |  | PGE_New_Li_Battery_4hr_Generic |  |  |  |  | #N/A |  |  |  | PGE_New_Li_Battery_4hr_Generic | PGE_New_Li_Battery_4hr | PGE_Fresno_Li_Battery_4hr_169 | 0 | 0 | 0 | 0 | 0 | 0 | 0 | 0 | 0 | 0 | 0 | 0 | 0 | 0 | 0 | 0 | 0 | 0 | 0 | 0 | 0 | 0 | 0 | 0 | 0 | 0 | PG&E FRESNO
PGE_New_Li_Battery_4hr_Generic | PGE_New_Li_Battery_4hr | PGE_Fresno_Li_Battery_4hr_64 | 0 | 0 | 0 | 0 | 0 | 0 | #N/A | 0 | PGE_New_Li_Battery_4hr_Generic | 0 | 0 | #N/A | 0 | 0 | 0 | 0 | PGE_New_Li_Battery_4hr_Generic | 0 | 0 | 0 | 0 | #N/A | 0 | 0 | 0 | PGE_New_Li_Battery_4hr_Generic | PGE_New_Li_Battery_4hr | PGE_Fresno_Li_Battery_4hr_64 | 0 | 0 | 0 | 0 | 0 | 0 | 0 | #N/A | 0 | PGE_New_Li_Battery_4hr_Generic | 0 | 0 | #N/A | 0 | 0 | 0 | 0 | PGE_New_Li_Battery_4hr_Generic | PGE_New_Li_Battery_4hr | PGE_Fresno_Li_Battery_4hr_64 | 0 | 0 | 0 | 0 | 0 | 0 | #N/A | #N/A | #N/A | 0 | 0 | 0 | 0 | 0 | 0 | PGE_New_Li_Battery_4hr_Generic | 0 | #N/A | 0 | 0 | PGE_New_Li_Battery_4hr_Generic | 0 | 0 | 0 | 0 | #N/A | #N/A | #N/A | #N/A | #N/A | #N/A | 0 | 0 | 0 | PGE_New_Li_Battery_4hr_Generic | PGE_New_Li_Battery_4hr | PGE_Fresno_Li_Battery_4hr_64 | [6 empty] | #N/A |  | PGE_New_Li_Battery_4hr_Generic |  |  | #N/A |  |  |  |  | PGE_New_Li_Battery_4hr_Generic |  |  |  |  | #N/A |  |  |  | PGE_New_Li_Battery_4hr_Generic | PGE_New_Li_Battery_4hr | PGE_Fresno_Li_Battery_4hr_64 | [6 empty] | #N/A |  | PGE_New_Li_Battery_4hr_Generic |  |  | #N/A |  |  |  |  | PGE_New_Li_Battery_4hr_Generic |  |  |  |  | #N/A |  |  |  | PGE_New_Li_Battery_4hr_Generic | PGE_New_Li_Battery_4hr | PGE_Fresno_Li_Battery_4hr_64 | 0 | 0 | 0 | 0 | 0 | 0 | 0 | 0 | 0 | 0 | 0 | 0 | 0 | 0 | 0 | 0 | 0 | 0 | 0 | 0 | 0 | 0 | 0 | 0 | 0 | 0 | PG&E FRESNO
PGE_New_Li_Battery_4hr_Generic | PGE_New_Li_Battery_4hr | PGE_Fresno_Li_Battery_4hr_69 | 0 | 0 | 0 | 0 | 0 | 0 | #N/A | 0 | PGE_New_Li_Battery_4hr_Generic | 0 | 0 | #N/A | 0 | 0 | 0 | 0 | PGE_New_Li_Battery_4hr_Generic | 0 | 0 | 0 | 0 | #N/A | 0 | 0 | 0 | PGE_New_Li_Battery_4hr_Generic | PGE_New_Li_Battery_4hr | PGE_Fresno_Li_Battery_4hr_69 | 0 | 0 | 0 | 0 | 0 | 0 | 0 | #N/A | 0 | PGE_New_Li_Battery_4hr_Generic | 0 | 0 | #N/A | 0 | 0 | 0 | 0 | PGE_New_Li_Battery_4hr_Generic | PGE_New_Li_Battery_4hr | PGE_Fresno_Li_Battery_4hr_69 | 0 | 0 | 0 | 0 | 0 | 0 | #N/A | #N/A | #N/A | 0 | 0 | 0 | 0 | 0 | 0 | PGE_New_Li_Battery_4hr_Generic | 0 | #N/A | 0 | 0 | PGE_New_Li_Battery_4hr_Generic | 0 | 0 | 0 | 0 | #N/A | #N/A | #N/A | #N/A | #N/A | #N/A | 0 | 0 | 0 | PGE_New_Li_Battery_4hr_Generic | PGE_New_Li_Battery_4hr | PGE_Fresno_Li_Battery_4hr_69 | [6 empty] | #N/A |  | PGE_New_Li_Battery_4hr_Generic |  |  | #N/A |  |  |  |  | PGE_New_Li_Battery_4hr_Generic |  |  |  |  | #N/A |  |  |  | PGE_New_Li_Battery_4hr_Generic | PGE_New_Li_Battery_4hr | PGE_Fresno_Li_Battery_4hr_69 | [6 empty] | #N/A |  | PGE_New_Li_Battery_4hr_Generic |  |  | #N/A |  |  |  |  | PGE_New_Li_Battery_4hr_Generic |  |  |  |  | #N/A |  |  |  | PGE_New_Li_Battery_4hr_Generic | PGE_New_Li_Battery_4hr | PGE_Fresno_Li_Battery_4hr_69 | 0 | 0 | 0 | 0 | 0 | 0 | 0 | 0 | 0.22 | 0 | 0 | 0.22 | 0 | 0 | 0 | 0 | 0.22 | 0 | 0 | 0 | 0 | 0.22 | 0 | 0 | 0 | 0.22 | PG&E FRESNO
PGE_New_Li_Battery_4hr_Generic | PGE_New_Li_Battery_4hr | PGE_Fresno_Li_Battery_4hr_70 | 0 | 0 | 0 | 0 | 0 | 0 | #N/A | 0 | PGE_New_Li_Battery_4hr_Generic | 0 | 0 | #N/A | 0 | 0 | 0 | 0 | PGE_New_Li_Battery_4hr_Generic | 0 | 0 | 0 | 0 | #N/A | 0 | 0 | 0 | PGE_New_Li_Battery_4hr_Generic | PGE_New_Li_Battery_4hr | PGE_Fresno_Li_Battery_4hr_70 | 0 | 0 | 0 | 0 | 0 | 0 | 0 | #N/A | 0 | PGE_New_Li_Battery_4hr_Generic | 0 | 0 | #N/A | 0 | 0 | 0 | 0 | PGE_New_Li_Battery_4hr_Generic | PGE_New_Li_Battery_4hr | PGE_Fresno_Li_Battery_4hr_70 | 0 | 0 | 0 | 0 | 0 | 0 | #N/A | #N/A | #N/A | 0 | 0 | 0 | 0 | 0 | 0 | PGE_New_Li_Battery_4hr_Generic | 0 | #N/A | 0 | 0 | PGE_New_Li_Battery_4hr_Generic | 0 | 0 | 0 | 0 | #N/A | #N/A | #N/A | #N/A | #N/A | #N/A | 0 | 0 | 0 | PGE_New_Li_Battery_4hr_Generic | PGE_New_Li_Battery_4hr | PGE_Fresno_Li_Battery_4hr_70 | [6 empty] | #N/A |  | PGE_New_Li_Battery_4hr_Generic |  |  | #N/A |  |  |  |  | PGE_New_Li_Battery_4hr_Generic |  |  |  |  | #N/A |  |  |  | PGE_New_Li_Battery_4hr_Generic | PGE_New_Li_Battery_4hr | PGE_Fresno_Li_Battery_4hr_70 | [6 empty] | #N/A |  | PGE_New_Li_Battery_4hr_Generic |  |  | #N/A |  |  |  |  | PGE_New_Li_Battery_4hr_Generic |  |  |  |  | #N/A |  |  |  | PGE_New_Li_Battery_4hr_Generic | PGE_New_Li_Battery_4hr | PGE_Fresno_Li_Battery_4hr_70 | 0 | 0 | 0 | 0 | 0 | 0 | 0 | 0 | 0 | 0 | 0 | 0 | 0 | 0 | 0 | 0 | 0 | 0 | 0 | 0 | 0 | 0 | 0 | 0 | 0 | 0 | PG&E FRESNO
PGE_New_Li_Battery_4hr_Generic | PGE_New_Li_Battery_4hr | PGE_Fresno_Li_Battery_4hr_71 | 0 | 0 | 0 | 0 | 0 | 0 | #N/A | 0 | PGE_New_Li_Battery_4hr_Generic | 0 | 0 | #N/A | 0 | 0 | 0 | 0 | PGE_New_Li_Battery_4hr_Generic | 0 | 0 | 0 | 0 | #N/A | 0 | 0 | 0 | PGE_New_Li_Battery_4hr_Generic | PGE_New_Li_Battery_4hr | PGE_Fresno_Li_Battery_4hr_71 | 0 | 0 | 0 | 0 | 0 | 0 | 0 | #N/A | 0 | PGE_New_Li_Battery_4hr_Generic | 0 | 0 | #N/A | 0 | 0 | 0 | 0 | PGE_New_Li_Battery_4hr_Generic | PGE_New_Li_Battery_4hr | PGE_Fresno_Li_Battery_4hr_71 | 0 | 0 | 0 | 0 | 0 | 0 | #N/A | #N/A | #N/A | 0 | 0 | 0 | 0 | 0 | 0 | PGE_New_Li_Battery_4hr_Generic | 0 | #N/A | 0 | 0 | PGE_New_Li_Battery_4hr_Generic | 0 | 0 | 0 | 0 | #N/A | #N/A | #N/A | #N/A | #N/A | #N/A | 0 | 0 | 0 | PGE_New_Li_Battery_4hr_Generic | PGE_New_Li_Battery_4hr | PGE_Fresno_Li_Battery_4hr_71 | [6 empty] | #N/A |  | PGE_New_Li_Battery_4hr_Generic |  |  | #N/A |  |  |  |  | PGE_New_Li_Battery_4hr_Generic |  |  |  |  | #N/A |  |  |  | PGE_New_Li_Battery_4hr_Generic | PGE_New_Li_Battery_4hr | PGE_Fresno_Li_Battery_4hr_71 | [6 empty] | #N/A |  | PGE_New_Li_Battery_4hr_Generic |  |  | #N/A |  |  |  |  | PGE_New_Li_Battery_4hr_Generic |  |  |  |  | #N/A |  |  |  | PGE_New_Li_Battery_4hr_Generic | PGE_New_Li_Battery_4hr | PGE_Fresno_Li_Battery_4hr_71 | 0 | 0 | 0 | 0 | 0 | 0 | 0 | 0 | 0 | 0 | 0 | 0 | 0 | 0 | 0 | 0 | 0 | 0 | 0 | 0 | 0 | 0 | 0 | 0 | 0 | 0 | PG&E FRESNO
PGE_New_Li_Battery_4hr_Generic | PGE_New_Li_Battery_4hr | PGE_Fresno_Li_Battery_4hr_73 | 0 | 0 | 0 | 0 | 0 | 0 | #N/A | 0 | PGE_New_Li_Battery_4hr_Generic | 0 | 0 | #N/A | 0 | 0 | 0 | 0 | PGE_New_Li_Battery_4hr_Generic | 0 | 0 | 0 | 0 | #N/A | 0 | 0 | 0 | PGE_New_Li_Battery_4hr_Generic | PGE_New_Li_Battery_4hr | PGE_Fresno_Li_Battery_4hr_73 | 0 | 0 | 0 | 0 | 0 | 0 | 0 | #N/A | 0 | PGE_New_Li_Battery_4hr_Generic | 0 | 0 | #N/A | 0 | 0 | 0 | 0 | PGE_New_Li_Battery_4hr_Generic | PGE_New_Li_Battery_4hr | PGE_Fresno_Li_Battery_4hr_73 | 0 | 0 | 0 | 0 | 0 | 0 | #N/A | #N/A | #N/A | 0 | 0 | 0 | 0 | 0 | 0 | PGE_New_Li_Battery_4hr_Generic | 0 | #N/A | 0 | 0 | PGE_New_Li_Battery_4hr_Generic | 0 | 0 | 0 | 0 | #N/A | #N/A | #N/A | #N/A | #N/A | #N/A | 0 | 0 | 0 | PGE_New_Li_Battery_4hr_Generic | PGE_New_Li_Battery_4hr | PGE_Fresno_Li_Battery_4hr_73 | [6 empty] | #N/A |  | PGE_New_Li_Battery_4hr_Generic |  |  | #N/A |  |  |  |  | PGE_New_Li_Battery_4hr_Generic |  |  |  |  | #N/A |  |  |  | PGE_New_Li_Battery_4hr_Generic | PGE_New_Li_Battery_4hr | PGE_Fresno_Li_Battery_4hr_73 | [6 empty] | #N/A |  | PGE_New_Li_Battery_4hr_Generic |  |  | #N/A |  |  |  |  | PGE_New_Li_Battery_4hr_Generic |  |  |  |  | #N/A |  |  |  | PGE_New_Li_Battery_4hr_Generic | PGE_New_Li_Battery_4hr | PGE_Fresno_Li_Battery_4hr_73 | 0 | 0 | 0 | 0 | 0 | 0 | 0 | 0 | 0 | 0 | 0 | 0 | 0 | 0 | 0 | 0 | 0 | 0 | 0 | 0 | 0 | 0 | 0 | 0 | 0 | 0 | PG&E FRESNO
PGE_New_Li_Battery_4hr_Generic | PGE_New_Li_Battery_4hr | PGE_Fresno_Li_Battery_4hr_75 | 0 | 0 | 0 | 0 | 0 | 0 | #N/A | 0 | PGE_New_Li_Battery_4hr_Generic | 0 | 0 | #N/A | 0 | 0 | 0 | 0 | PGE_New_Li_Battery_4hr_Generic | 0 | 0 | 0 | 0 | #N/A | 0 | 0 | 0 | PGE_New_Li_Battery_4hr_Generic | PGE_New_Li_Battery_4hr | PGE_Fresno_Li_Battery_4hr_75 | 0 | 0 | 0 | 0 | 0 | 0 | 0 | #N/A | 0 | PGE_New_Li_Battery_4hr_Generic | 0 | 0 | #N/A | 0 | 0 | 0 | 0 | PGE_New_Li_Battery_4hr_Generic | PGE_New_Li_Battery_4hr | PGE_Fresno_Li_Battery_4hr_75 | 0 | 0 | 0 | 0 | 0 | 0 | #N/A | #N/A | #N/A | 0 | 0 | 0 | 0 | 0 | 0 | PGE_New_Li_Battery_4hr_Generic | 0 | #N/A | 0 | 0 | PGE_New_Li_Battery_4hr_Generic | 0 | 0 | 0 | 0 | #N/A | #N/A | #N/A | #N/A | #N/A | #N/A | 0 | 0 | 0 | PGE_New_Li_Battery_4hr_Generic | PGE_New_Li_Battery_4hr | PGE_Fresno_Li_Battery_4hr_75 | [6 empty] | #N/A |  | PGE_New_Li_Battery_4hr_Generic |  |  | #N/A |  |  |  |  | PGE_New_Li_Battery_4hr_Generic |  |  |  |  | #N/A |  |  |  | PGE_New_Li_Battery_4hr_Generic | PGE_New_Li_Battery_4hr | PGE_Fresno_Li_Battery_4hr_75 | [6 empty] | #N/A |  | PGE_New_Li_Battery_4hr_Generic |  |  | #N/A |  |  |  |  | PGE_New_Li_Battery_4hr_Generic |  |  |  |  | #N/A |  |  |  | PGE_New_Li_Battery_4hr_Generic | PGE_New_Li_Battery_4hr | PGE_Fresno_Li_Battery_4hr_75 | 0 | 0 | 0 | 0 | 0 | 0 | 0 | 0 | 0 | 0 | 0 | 0 | 0 | 0 | 0 | 0 | 0 | 0 | 0 | 0 | 0 | 0 | 0 | 0 | 0 | 0 | PG&E FRESNO
PGE_New_Li_Battery_4hr_Generic | PGE_New_Li_Battery_4hr | PGE_Fresno_Li_Battery_4hr_76 | 0 | 0 | 0 | 0 | 0 | 0 | #N/A | 0 | PGE_New_Li_Battery_4hr_Generic | 0 | 0 | #N/A | 0 | 0 | 0 | 0 | PGE_New_Li_Battery_4hr_Generic | 0 | 0 | 0 | 0 | #N/A | 0 | 0 | 0 | PGE_New_Li_Battery_4hr_Generic | PGE_New_Li_Battery_4hr | PGE_Fresno_Li_Battery_4hr_76 | 0 | 0 | 0 | 0 | 0 | 0 | 0 | #N/A | 0 | PGE_New_Li_Battery_4hr_Generic | 0 | 0 | #N/A | 0 | 0 | 0 | 0 | PGE_New_Li_Battery_4hr_Generic | PGE_New_Li_Battery_4hr | PGE_Fresno_Li_Battery_4hr_76 | 0 | 0 | 0 | 0 | 0 | 0 | #N/A | #N/A | #N/A | 0 | 0 | 0 | 0 | 0 | 0 | PGE_New_Li_Battery_4hr_Generic | 0 | #N/A | 0 | 0 | PGE_New_Li_Battery_4hr_Generic | 0 | 0 | 0 | 0 | #N/A | #N/A | #N/A | #N/A | #N/A | #N/A | 0 | 0 | 0 | PGE_New_Li_Battery_4hr_Generic | PGE_New_Li_Battery_4hr | PGE_Fresno_Li_Battery_4hr_76 | [6 empty] | #N/A |  | PGE_New_Li_Battery_4hr_Generic |  |  | #N/A |  |  |  |  | PGE_New_Li_Battery_4hr_Generic |  |  |  |  | #N/A |  |  |  | PGE_New_Li_Battery_4hr_Generic | PGE_New_Li_Battery_4hr | PGE_Fresno_Li_Battery_4hr_76 | [6 empty] | #N/A |  | PGE_New_Li_Battery_4hr_Generic |  |  | #N/A |  |  |  |  | PGE_New_Li_Battery_4hr_Generic |  |  |  |  | #N/A |  |  |  | PGE_New_Li_Battery_4hr_Generic | PGE_New_Li_Battery_4hr | PGE_Fresno_Li_Battery_4hr_76 | 0 | 0 | 0 | 0 | 0 | 0 | 0 | 0 | 0 | 0 | 0 | 0 | 0 | 0 | 0 | 0 | 0 | 0 | 0 | 0 | 0 | 0 | 0 | 0 | 0 | 0 | PG&E FRESNO
PGE_New_Li_Battery_4hr_Generic | PGE_New_Li_Battery_4hr | PGE_Fresno_Li_Battery_4hr_77 | 0 | 0 | 0 | 0 | 0 | 0 | #N/A | 0 | PGE_New_Li_Battery_4hr_Generic | 0 | 0 | #N/A | 0 | 0 | 0 | 0 | PGE_New_Li_Battery_4hr_Generic | 0 | 0 | 0 | 0 | #N/A | 0 | 0 | 0 | PGE_New_Li_Battery_4hr_Generic | PGE_New_Li_Battery_4hr | PGE_Fresno_Li_Battery_4hr_77 | 0 | 0 | 0 | 0 | 0 | 0 | 0 | #N/A | 0 | PGE_New_Li_Battery_4hr_Generic | 0 | 0 | #N/A | 0 | 0 | 0 | 0 | PGE_New_Li_Battery_4hr_Generic | PGE_New_Li_Battery_4hr | PGE_Fresno_Li_Battery_4hr_77 | 0 | 0 | 0 | 0 | 0 | 0 | #N/A | #N/A | #N/A | 0 | 0 | 0 | 0 | 0 | 0 | PGE_New_Li_Battery_4hr_Generic | 0 | #N/A | 0 | 0 | PGE_New_Li_Battery_4hr_Generic | 0 | 0 | 0 | 0 | #N/A | #N/A | #N/A | #N/A | #N/A | #N/A | 0 | 0 | 0 | PGE_New_Li_Battery_4hr_Generic | PGE_New_Li_Battery_4hr | PGE_Fresno_Li_Battery_4hr_77 | [6 empty] | #N/A |  | PGE_New_Li_Battery_4hr_Generic |  |  | #N/A |  |  |  |  | PGE_New_Li_Battery_4hr_Generic |  |  |  |  | #N/A |  |  |  | PGE_New_Li_Battery_4hr_Generic | PGE_New_Li_Battery_4hr | PGE_Fresno_Li_Battery_4hr_77 | [6 empty] | #N/A |  | PGE_New_Li_Battery_4hr_Generic |  |  | #N/A |  |  |  |  | PGE_New_Li_Battery_4hr_Generic |  |  |  |  | #N/A |  |  |  | PGE_New_Li_Battery_4hr_Generic | PGE_New_Li_Battery_4hr | PGE_Fresno_Li_Battery_4hr_77 | 0 | 0 | 0 | 0 | 0 | 0 | 0 | 0 | 0 | 0 | 0 | 0 | 0 | 0 | 0 | 0 | 0 | 0 | 0 | 0 | 0 | 0 | 0 | 0 | 0 | 0 | PG&E FRESNO
PGE_New_Li_Battery_4hr_Generic | PGE_New_Li_Battery_4hr | PGE_Fresno_Li_Battery_4hr_88 | 0 | 0 | 0 | 0 | 0 | 0 | #N/A | 0 | PGE_New_Li_Battery_4hr_Generic | 0 | 0 | #N/A | 0 | 0 | 0 | 0 | PGE_New_Li_Battery_4hr_Generic | 0 | 0 | 0 | 0 | #N/A | 0 | 0 | 0 | PGE_New_Li_Battery_4hr_Generic | PGE_New_Li_Battery_4hr | PGE_Fresno_Li_Battery_4hr_88 | 0 | 0 | 0 | 0 | 0 | 0 | 0 | #N/A | 0 | PGE_New_Li_Battery_4hr_Generic | 0 | 0 | #N/A | 0 | 0 | 0 | 0 | PGE_New_Li_Battery_4hr_Generic | PGE_New_Li_Battery_4hr | PGE_Fresno_Li_Battery_4hr_88 | 0 | 0 | 0 | 0 | 0 | 0 | #N/A | #N/A | #N/A | 0 | 0 | 0 | 0 | 0 | 0 | PGE_New_Li_Battery_4hr_Generic | 0 | #N/A | 0 | 0 | PGE_New_Li_Battery_4hr_Generic | 0 | 0 | 0 | 0 | #N/A | #N/A | #N/A | #N/A | #N/A | #N/A | 0 | 0 | 0 | PGE_New_Li_Battery_4hr_Generic | PGE_New_Li_Battery_4hr | PGE_Fresno_Li_Battery_4hr_88 | [6 empty] | #N/A |  | PGE_New_Li_Battery_4hr_Generic |  |  | #N/A |  |  |  |  | PGE_New_Li_Battery_4hr_Generic |  |  |  |  | #N/A |  |  |  | PGE_New_Li_Battery_4hr_Generic | PGE_New_Li_Battery_4hr | PGE_Fresno_Li_Battery_4hr_88 | [6 empty] | #N/A |  | PGE_New_Li_Battery_4hr_Generic |  |  | #N/A |  |  |  |  | PGE_New_Li_Battery_4hr_Generic |  |  |  |  | #N/A |  |  |  | PGE_New_Li_Battery_4hr_Generic | PGE_New_Li_Battery_4hr | PGE_Fresno_Li_Battery_4hr_88 | 0 | 0 | 0 | 0 | 0 | 0 | 0.006 | 0 | 0.006 | 0 | 0 | 0.006 | 0 | 0 | 0 | 0 | 0.006 | 0 | 0 | 0 | 0 | 0.006 | 0 | 0 | 0 | 0.006 | PG&E FRESNO
PGE_New_Li_Battery_4hr_Generic | PGE_New_Li_Battery_4hr | PGE_Fresno_Li_Battery_4hr_90 | 0 | 0 | 0 | 0 | 0 | 0 | #N/A | 0 | PGE_New_Li_Battery_4hr_Generic | 0 | 0 | #N/A | 0 | 0 | 0 | 0 | PGE_New_Li_Battery_4hr_Generic | 0 | 0 | 0 | 0 | #N/A | 0 | 0 | 0 | PGE_New_Li_Battery_4hr_Generic | PGE_New_Li_Battery_4hr | PGE_Fresno_Li_Battery_4hr_90 | 0 | 0 | 0 | 0 | 0 | 0 | 0 | #N/A | 0 | PGE_New_Li_Battery_4hr_Generic | 0 | 0 | #N/A | 0 | 0 | 0 | 0 | PGE_New_Li_Battery_4hr_Generic | PGE_New_Li_Battery_4hr | PGE_Fresno_Li_Battery_4hr_90 | 0 | 0 | 0 | 0 | 0 | 0 | #N/A | #N/A | #N/A | 0 | 0 | 0 | 0 | 0 | 0 | PGE_New_Li_Battery_4hr_Generic | 0 | #N/A | 0 | 0 | PGE_New_Li_Battery_4hr_Generic | 0 | 0 | 0 | 0 | #N/A | #N/A | #N/A | #N/A | #N/A | #N/A | 0 | 0 | 0 | PGE_New_Li_Battery_4hr_Generic | PGE_New_Li_Battery_4hr | PGE_Fresno_Li_Battery_4hr_90 | [6 empty] | #N/A |  | PGE_New_Li_Battery_4hr_Generic |  |  | #N/A |  |  |  |  | PGE_New_Li_Battery_4hr_Generic |  |  |  |  | #N/A |  |  |  | PGE_New_Li_Battery_4hr_Generic | PGE_New_Li_Battery_4hr | PGE_Fresno_Li_Battery_4hr_90 | [6 empty] | #N/A |  | PGE_New_Li_Battery_4hr_Generic |  |  | #N/A |  |  |  |  | PGE_New_Li_Battery_4hr_Generic |  |  |  |  | #N/A |  |  |  | PGE_New_Li_Battery_4hr_Generic | PGE_New_Li_Battery_4hr | PGE_Fresno_Li_Battery_4hr_90 | 0 | 0 | 0 | 0 | 0 | 0 | 0 | 0 | 0 | 0 | 0 | 0 | 0 | 0 | 0 | 0 | 0 | 0 | 0 | 0 | 0 | 0 | 0 | 0 | 0 | 0 | PG&E FRESNO
PGE_New_Li_Battery_4hr_Generic | PGE_New_Li_Battery_4hr | PGE_Fresno_Li_Battery_4hr_94 | 0 | 0 | 0 | 0 | 0 | 0 | #N/A | 0 | PGE_New_Li_Battery_4hr_Generic | 0 | 0 | #N/A | 0 | 0 | 0 | 0 | PGE_New_Li_Battery_4hr_Generic | 0 | 0 | 0 | 0 | #N/A | 0 | 0 | 0 | PGE_New_Li_Battery_4hr_Generic | PGE_New_Li_Battery_4hr | PGE_Fresno_Li_Battery_4hr_94 | 0 | 0 | 0 | 0 | 0 | 0 | 0 | #N/A | 0 | PGE_New_Li_Battery_4hr_Generic | 0 | 0 | #N/A | 0 | 0 | 0 | 0 | PGE_New_Li_Battery_4hr_Generic | PGE_New_Li_Battery_4hr | PGE_Fresno_Li_Battery_4hr_94 | 0 | 0 | 0 | 0 | 0 | 0 | #N/A | #N/A | #N/A | 0 | 0 | 0 | 0 | 0 | 0 | PGE_New_Li_Battery_4hr_Generic | 0 | #N/A | 0 | 0 | PGE_New_Li_Battery_4hr_Generic | 0 | 0 | 0 | 0 | #N/A | #N/A | #N/A | #N/A | #N/A | #N/A | 0 | 0 | 0 | PGE_New_Li_Battery_4hr_Generic | PGE_New_Li_Battery_4hr | PGE_Fresno_Li_Battery_4hr_94 | [6 empty] | #N/A |  | PGE_New_Li_Battery_4hr_Generic |  |  | #N/A |  |  |  |  | PGE_New_Li_Battery_4hr_Generic |  |  |  |  | #N/A |  |  |  | PGE_New_Li_Battery_4hr_Generic | PGE_New_Li_Battery_4hr | PGE_Fresno_Li_Battery_4hr_94 | [6 empty] | #N/A |  | PGE_New_Li_Battery_4hr_Generic |  |  | #N/A |  |  |  |  | PGE_New_Li_Battery_4hr_Generic |  |  |  |  | #N/A |  |  |  | PGE_New_Li_Battery_4hr_Generic | PGE_New_Li_Battery_4hr | PGE_Fresno_Li_Battery_4hr_94 | 0 | 0 | 0 | 0 | 0 | 0 | 0 | 0 | 0 | 0 | 0 | 0 | 0 | 0 | 0 | 0 | 0 | 0 | 0 | 0 | 0 | 0 | 0 | 0 | 0 | 0 | PG&E FRESNO
PGE_New_Li_Battery_8hr_Generic | PGE_New_Li_Battery_8hr | PGE_Fresno_Li_Battery_8hr_105 | 0 | 0 | 0 | 0 | 0 | 0 | #N/A | 0 | PGE_New_Li_Battery_8hr_Generic | 0 | 0 | #N/A | 0 | 0 | 0 | 0 | PGE_New_Li_Battery_8hr_Generic | 0 | 0 | 0 | 0 | #N/A | 0 | 0 | 0 | PGE_New_Li_Battery_8hr_Generic | PGE_New_Li_Battery_8hr | PGE_Fresno_Li_Battery_8hr_105 | 0 | 0 | 0 | 0 | 0 | 0 | 0 | #N/A | 0 | PGE_New_Li_Battery_8hr_Generic | 0 | 0 | #N/A | 0 | 0 | 0 | 0 | PGE_New_Li_Battery_8hr_Generic | PGE_New_Li_Battery_8hr | PGE_Fresno_Li_Battery_8hr_105 | 0 | 0 | 0 | 0 | 0 | 0 | #N/A | #N/A | #N/A | 0 | 0 | 0 | 0 | 0 | 0 | PGE_New_Li_Battery_8hr_Generic | 0 | #N/A | 0 | 0 | PGE_New_Li_Battery_8hr_Generic | 0 | 0 | 0 | 0 | #N/A | #N/A | #N/A | #N/A | #N/A | #N/A | 0 | 0 | 0 | PGE_New_Li_Battery_8hr_Generic | PGE_New_Li_Battery_8hr | PGE_Fresno_Li_Battery_8hr_105 | [6 empty] | #N/A |  | PGE_New_Li_Battery_8hr_Generic |  |  | #N/A |  |  |  |  | PGE_New_Li_Battery_8hr_Generic |  |  |  |  | #N/A |  |  |  | PGE_New_Li_Battery_8hr_Generic | PGE_New_Li_Battery_8hr | PGE_Fresno_Li_Battery_8hr_105 | [6 empty] | #N/A |  | PGE_New_Li_Battery_8hr_Generic |  |  | #N/A |  |  |  |  | PGE_New_Li_Battery_8hr_Generic |  |  |  |  | #N/A |  |  |  | PGE_New_Li_Battery_8hr_Generic | PGE_New_Li_Battery_8hr | PGE_Fresno_Li_Battery_8hr_105 | 0 | 0 | 0 | 0 | 0 | 0 | 0 | 0 | 0 | 0 | 0 | 0 | 0 | 0 | 0 | 0 | 0 | 0 | 0 | 0 | 0 | 0 | 0 | 0 | 0 | 0 | PG&E FRESNO
PGE_New_Li_Battery_8hr_Generic | PGE_New_Li_Battery_8hr | PGE_Fresno_Li_Battery_8hr_114 | 0 | 0 | 0 | 0 | 0 | 0 | #N/A | 0 | PGE_New_Li_Battery_8hr_Generic | 0 | 0 | #N/A | 0 | 0 | 0 | 0 | PGE_New_Li_Battery_8hr_Generic | 0 | 0 | 0 | 0 | #N/A | 0 | 0 | 0 | PGE_New_Li_Battery_8hr_Generic | PGE_New_Li_Battery_8hr | PGE_Fresno_Li_Battery_8hr_114 | 0 | 0 | 0 | 0 | 0 | 0 | 0 | #N/A | 0 | PGE_New_Li_Battery_8hr_Generic | 0 | 0 | #N/A | 0 | 0 | 0 | 0 | PGE_New_Li_Battery_8hr_Generic | PGE_New_Li_Battery_8hr | PGE_Fresno_Li_Battery_8hr_114 | 0 | 0 | 0 | 0 | 0 | 0 | #N/A | #N/A | #N/A | 0 | 0 | 0 | 0 | 0 | 0 | PGE_New_Li_Battery_8hr_Generic | 0 | #N/A | 0 | 0 | PGE_New_Li_Battery_8hr_Generic | 0 | 0 | 0 | 0 | #N/A | #N/A | #N/A | #N/A | #N/A | #N/A | 0 | 0 | 0 | PGE_New_Li_Battery_8hr_Generic | PGE_New_Li_Battery_8hr | PGE_Fresno_Li_Battery_8hr_114 | [6 empty] | #N/A |  | PGE_New_Li_Battery_8hr_Generic |  |  | #N/A |  |  |  |  | PGE_New_Li_Battery_8hr_Generic |  |  |  |  | #N/A |  |  |  | PGE_New_Li_Battery_8hr_Generic | PGE_New_Li_Battery_8hr | PGE_Fresno_Li_Battery_8hr_114 | [6 empty] | #N/A |  | PGE_New_Li_Battery_8hr_Generic |  |  | #N/A |  |  |  |  | PGE_New_Li_Battery_8hr_Generic |  |  |  |  | #N/A |  |  |  | PGE_New_Li_Battery_8hr_Generic | PGE_New_Li_Battery_8hr | PGE_Fresno_Li_Battery_8hr_114 | 0 | 0 | 0 | 0 | 0 | 0 | 0 | 0 | 0 | 0 | 0 | 0 | 0 | 0 | 0 | 0 | 0 | 0 | 0 | 0 | 0 | 0 | 0 | 0 | 0 | 0 | PG&E FRESNO
PGE_New_Li_Battery_8hr_Generic | PGE_New_Li_Battery_8hr | PGE_Fresno_Li_Battery_8hr_115 | 0 | 0 | 0 | 0 | 0 | 0 | #N/A | 0 | PGE_New_Li_Battery_8hr_Generic | 0 | 0 | #N/A | 0 | 0 | 0 | 0 | PGE_New_Li_Battery_8hr_Generic | 0 | 0 | 0 | 0 | #N/A | 0 | 0 | 0 | PGE_New_Li_Battery_8hr_Generic | PGE_New_Li_Battery_8hr | PGE_Fresno_Li_Battery_8hr_115 | 0 | 0 | 0 | 0 | 0 | 0 | 0 | #N/A | 0 | PGE_New_Li_Battery_8hr_Generic | 0 | 0 | #N/A | 0 | 0 | 0 | 0 | PGE_New_Li_Battery_8hr_Generic | PGE_New_Li_Battery_8hr | PGE_Fresno_Li_Battery_8hr_115 | 0 | 0 | 0 | 0 | 0 | 0 | #N/A | #N/A | #N/A | 0 | 0 | 0 | 0 | 0 | 0 | PGE_New_Li_Battery_8hr_Generic | 0 | #N/A | 0 | 0 | PGE_New_Li_Battery_8hr_Generic | 0 | 0 | 0 | 0 | #N/A | #N/A | #N/A | #N/A | #N/A | #N/A | 0 | 0 | 0 | PGE_New_Li_Battery_8hr_Generic | PGE_New_Li_Battery_8hr | PGE_Fresno_Li_Battery_8hr_115 | [6 empty] | #N/A |  | PGE_New_Li_Battery_8hr_Generic |  |  | #N/A |  |  |  |  | PGE_New_Li_Battery_8hr_Generic |  |  |  |  | #N/A |  |  |  | PGE_New_Li_Battery_8hr_Generic | PGE_New_Li_Battery_8hr | PGE_Fresno_Li_Battery_8hr_115 | [6 empty] | #N/A |  | PGE_New_Li_Battery_8hr_Generic |  |  | #N/A |  |  |  |  | PGE_New_Li_Battery_8hr_Generic |  |  |  |  | #N/A |  |  |  | PGE_New_Li_Battery_8hr_Generic | PGE_New_Li_Battery_8hr | PGE_Fresno_Li_Battery_8hr_115 | 0 | 0 | 0 | 0 | 0 | 0 | 0 | 0 | 0 | 0 | 0 | 0 | 0 | 0 | 0 | 0 | 0 | 0 | 0 | 0 | 0 | 0 | 0 | 0 | 0 | 0 | PG&E FRESNO
PGE_New_Li_Battery_8hr_Generic | PGE_New_Li_Battery_8hr | PGE_Fresno_Li_Battery_8hr_117 | 0 | 0 | 0 | 0 | 0 | 0 | #N/A | 0 | PGE_New_Li_Battery_8hr_Generic | 0 | 0 | #N/A | 0 | 0 | 0 | 0 | PGE_New_Li_Battery_8hr_Generic | 0 | 0 | 0 | 0 | #N/A | 0 | 0 | 0 | PGE_New_Li_Battery_8hr_Generic | PGE_New_Li_Battery_8hr | PGE_Fresno_Li_Battery_8hr_117 | 0 | 0 | 0 | 0 | 0 | 0 | 0 | #N/A | 0 | PGE_New_Li_Battery_8hr_Generic | 0 | 0 | #N/A | 0 | 0 | 0 | 0 | PGE_New_Li_Battery_8hr_Generic | PGE_New_Li_Battery_8hr | PGE_Fresno_Li_Battery_8hr_117 | 0 | 0 | 0 | 0 | 0 | 0 | #N/A | #N/A | #N/A | 0 | 0 | 0 | 0 | 0 | 0 | PGE_New_Li_Battery_8hr_Generic | 0 | #N/A | 0 | 0 | PGE_New_Li_Battery_8hr_Generic | 0 | 0 | 0 | 0 | #N/A | #N/A | #N/A | #N/A | #N/A | #N/A | 0 | 0 | 0 | PGE_New_Li_Battery_8hr_Generic | PGE_New_Li_Battery_8hr | PGE_Fresno_Li_Battery_8hr_117 | [6 empty] | #N/A |  | PGE_New_Li_Battery_8hr_Generic |  |  | #N/A |  |  |  |  | PGE_New_Li_Battery_8hr_Generic |  |  |  |  | #N/A |  |  |  | PGE_New_Li_Battery_8hr_Generic | PGE_New_Li_Battery_8hr | PGE_Fresno_Li_Battery_8hr_117 | [6 empty] | #N/A |  | PGE_New_Li_Battery_8hr_Generic |  |  | #N/A |  |  |  |  | PGE_New_Li_Battery_8hr_Generic |  |  |  |  | #N/A |  |  |  | PGE_New_Li_Battery_8hr_Generic | PGE_New_Li_Battery_8hr | PGE_Fresno_Li_Battery_8hr_117 | 0 | 0 | 0 | 0 | 0 | 0 | 0 | 0 | 0 | 0 | 0 | 0 | 0 | 0 | 0 | 0 | 0 | 0 | 0 | 0 | 0 | 0 | 0 | 0 | 0 | 0 | PG&E FRESNO
PGE_New_Li_Battery_8hr_Generic | PGE_New_Li_Battery_8hr | PGE_Fresno_Li_Battery_8hr_118 | 0 | 0 | 0 | 0 | 0 | 0 | #N/A | 0 | PGE_New_Li_Battery_8hr_Generic | 0 | 0 | #N/A | 0 | 0 | 0 | 0 | PGE_New_Li_Battery_8hr_Generic | 0 | 0 | 0 | 0 | #N/A | 0 | 0 | 0 | PGE_New_Li_Battery_8hr_Generic | PGE_New_Li_Battery_8hr | PGE_Fresno_Li_Battery_8hr_118 | 0 | 0 | 0 | 0 | 0 | 0 | 0 | #N/A | 0 | PGE_New_Li_Battery_8hr_Generic | 0 | 0 | #N/A | 0 | 0 | 0 | 0 | PGE_New_Li_Battery_8hr_Generic | PGE_New_Li_Battery_8hr | PGE_Fresno_Li_Battery_8hr_118 | 0 | 0 | 0 | 0 | 0 | 0 | #N/A | #N/A | #N/A | 0 | 0 | 0 | 0 | 0 | 0 | PGE_New_Li_Battery_8hr_Generic | 0 | #N/A | 0 | 0 | PGE_New_Li_Battery_8hr_Generic | 0 | 0 | 0 | 0 | #N/A | #N/A | #N/A | #N/A | #N/A | #N/A | 0 | 0 | 0 | PGE_New_Li_Battery_8hr_Generic | PGE_New_Li_Battery_8hr | PGE_Fresno_Li_Battery_8hr_118 | [6 empty] | #N/A |  | PGE_New_Li_Battery_8hr_Generic |  |  | #N/A |  |  |  |  | PGE_New_Li_Battery_8hr_Generic |  |  |  |  | #N/A |  |  |  | PGE_New_Li_Battery_8hr_Generic | PGE_New_Li_Battery_8hr | PGE_Fresno_Li_Battery_8hr_118 | [6 empty] | #N/A |  | PGE_New_Li_Battery_8hr_Generic |  |  | #N/A |  |  |  |  | PGE_New_Li_Battery_8hr_Generic |  |  |  |  | #N/A |  |  |  | PGE_New_Li_Battery_8hr_Generic | PGE_New_Li_Battery_8hr | PGE_Fresno_Li_Battery_8hr_118 | 0 | 0 | 0 | 0 | 0 | 0 | 0 | 0 | 0 | 0 | 0 | 0 | 0 | 0 | 0 | 0 | 0 | 0 | 0 | 0 | 0 | 0 | 0 | 0 | 0 | 0 | PG&E FRESNO
PGE_New_Li_Battery_8hr_Generic | PGE_New_Li_Battery_8hr | PGE_Fresno_Li_Battery_8hr_119 | 0 | 0 | 0 | 0 | 0 | 0 | #N/A | 0 | PGE_New_Li_Battery_8hr_Generic | 0 | 0 | #N/A | 0 | 0 | 0 | 0 | PGE_New_Li_Battery_8hr_Generic | 0 | 0 | 0 | 0 | #N/A | 0 | 0 | 0 | PGE_New_Li_Battery_8hr_Generic | PGE_New_Li_Battery_8hr | PGE_Fresno_Li_Battery_8hr_119 | 0 | 0 | 0 | 0 | 0 | 0 | 0 | #N/A | 0 | PGE_New_Li_Battery_8hr_Generic | 0 | 0 | #N/A | 0 | 0 | 0 | 0 | PGE_New_Li_Battery_8hr_Generic | PGE_New_Li_Battery_8hr | PGE_Fresno_Li_Battery_8hr_119 | 0 | 0 | 0 | 0 | 0 | 0 | #N/A | #N/A | #N/A | 0 | 0 | 0 | 0 | 0 | 0 | PGE_New_Li_Battery_8hr_Generic | 0 | #N/A | 0 | 0 | PGE_New_Li_Battery_8hr_Generic | 0 | 0 | 0 | 0 | #N/A | #N/A | #N/A | #N/A | #N/A | #N/A | 0 | 0 | 0 | PGE_New_Li_Battery_8hr_Generic | PGE_New_Li_Battery_8hr | PGE_Fresno_Li_Battery_8hr_119 | [6 empty] | #N/A |  | PGE_New_Li_Battery_8hr_Generic |  |  | #N/A |  |  |  |  | PGE_New_Li_Battery_8hr_Generic |  |  |  |  | #N/A |  |  |  | PGE_New_Li_Battery_8hr_Generic | PGE_New_Li_Battery_8hr | PGE_Fresno_Li_Battery_8hr_119 | [6 empty] | #N/A |  | PGE_New_Li_Battery_8hr_Generic |  |  | #N/A |  |  |  |  | PGE_New_Li_Battery_8hr_Generic |  |  |  |  | #N/A |  |  |  | PGE_New_Li_Battery_8hr_Generic | PGE_New_Li_Battery_8hr | PGE_Fresno_Li_Battery_8hr_119 | 0 | 0 | 0 | 0 | 0 | 0 | 0 | 0 | 0 | 0 | 0 | 0 | 0 | 0 | 0 | 0 | 0 | 0 | 0 | 0 | 0 | 0 | 0 | 0 | 0 | 0 | PG&E FRESNO
PGE_New_Li_Battery_8hr_Generic | PGE_New_Li_Battery_8hr | PGE_Fresno_Li_Battery_8hr_120 | 0 | 0 | 0 | 0 | 0 | 0 | #N/A | 0 | PGE_New_Li_Battery_8hr_Generic | 0 | 0 | #N/A | 0 | 0 | 0 | 0 | PGE_New_Li_Battery_8hr_Generic | 0 | 0 | 0 | 0 | #N/A | 0 | 0 | 0 | PGE_New_Li_Battery_8hr_Generic | PGE_New_Li_Battery_8hr | PGE_Fresno_Li_Battery_8hr_120 | 0 | 0 | 0 | 0 | 0 | 0 | 0 | #N/A | 0 | PGE_New_Li_Battery_8hr_Generic | 0 | 0 | #N/A | 0 | 0 | 0 | 0 | PGE_New_Li_Battery_8hr_Generic | PGE_New_Li_Battery_8hr | PGE_Fresno_Li_Battery_8hr_120 | 0 | 0 | 0 | 0 | 0 | 0 | #N/A | #N/A | #N/A | 0 | 0 | 0 | 0 | 0 | 0 | PGE_New_Li_Battery_8hr_Generic | 0 | #N/A | 0 | 0 | PGE_New_Li_Battery_8hr_Generic | 0 | 0 | 0 | 0 | #N/A | #N/A | #N/A | #N/A | #N/A | #N/A | 0 | 0 | 0 | PGE_New_Li_Battery_8hr_Generic | PGE_New_Li_Battery_8hr | PGE_Fresno_Li_Battery_8hr_120 | [6 empty] | #N/A |  | PGE_New_Li_Battery_8hr_Generic |  |  | #N/A |  |  |  |  | PGE_New_Li_Battery_8hr_Generic |  |  |  |  | #N/A |  |  |  | PGE_New_Li_Battery_8hr_Generic | PGE_New_Li_Battery_8hr | PGE_Fresno_Li_Battery_8hr_120 | [6 empty] | #N/A |  | PGE_New_Li_Battery_8hr_Generic |  |  | #N/A |  |  |  |  | PGE_New_Li_Battery_8hr_Generic |  |  |  |  | #N/A |  |  |  | PGE_New_Li_Battery_8hr_Generic | PGE_New_Li_Battery_8hr | PGE_Fresno_Li_Battery_8hr_120 | 0 | 0 | 0 | 0 | 0 | 0 | 0 | 0 | 0 | 0 | 0 | 0 | 0 | 0 | 0 | 0 | 0 | 0 | 0 | 0 | 0 | 0 | 0 | 0 | 0 | 0 | PG&E FRESNO
PGE_New_Li_Battery_8hr_Generic | PGE_New_Li_Battery_8hr | PGE_Fresno_Li_Battery_8hr_123 | 0 | 0 | 0 | 0 | 0 | 0 | #N/A | 0 | PGE_New_Li_Battery_8hr_Generic | 0 | 0 | #N/A | 0 | 0 | 0 | 0 | PGE_New_Li_Battery_8hr_Generic | 0 | 0 | 0 | 0 | #N/A | 0 | 0 | 0 | PGE_New_Li_Battery_8hr_Generic | PGE_New_Li_Battery_8hr | PGE_Fresno_Li_Battery_8hr_123 | 0 | 0 | 0 | 0 | 0 | 0 | 0 | #N/A | 0 | PGE_New_Li_Battery_8hr_Generic | 0 | 0 | #N/A | 0 | 0 | 0 | 0 | PGE_New_Li_Battery_8hr_Generic | PGE_New_Li_Battery_8hr | PGE_Fresno_Li_Battery_8hr_123 | 0 | 0 | 0 | 0 | 0 | 0 | #N/A | #N/A | #N/A | 0 | 0 | 0 | 0 | 0 | 0 | PGE_New_Li_Battery_8hr_Generic | 0 | #N/A | 0 | 0 | PGE_New_Li_Battery_8hr_Generic | 0 | 0 | 0 | 0 | #N/A | #N/A | #N/A | #N/A | #N/A | #N/A | 0 | 0 | 0 | PGE_New_Li_Battery_8hr_Generic | PGE_New_Li_Battery_8hr | PGE_Fresno_Li_Battery_8hr_123 | [6 empty] | #N/A |  | PGE_New_Li_Battery_8hr_Generic |  |  | #N/A |  |  |  |  | PGE_New_Li_Battery_8hr_Generic |  |  |  |  | #N/A |  |  |  | PGE_New_Li_Battery_8hr_Generic | PGE_New_Li_Battery_8hr | PGE_Fresno_Li_Battery_8hr_123 | [6 empty] | #N/A |  | PGE_New_Li_Battery_8hr_Generic |  |  | #N/A |  |  |  |  | PGE_New_Li_Battery_8hr_Generic |  |  |  |  | #N/A |  |  |  | PGE_New_Li_Battery_8hr_Generic | PGE_New_Li_Battery_8hr | PGE_Fresno_Li_Battery_8hr_123 | 0 | 0 | 0 | 0 | 0 | 0 | 0 | 0 | 0 | 0 | 0 | 0 | 0 | 0 | 0 | 0 | 0 | 0 | 0 | 0 | 0 | 0 | 0 | 0 | 0 | 0 | PG&E FRESNO
PGE_New_Li_Battery_8hr_Generic | PGE_New_Li_Battery_8hr | PGE_Fresno_Li_Battery_8hr_125 | 0 | 0 | 0 | 0 | 0 | 0 | #N/A | 0 | PGE_New_Li_Battery_8hr_Generic | 0 | 0 | #N/A | 0 | 0 | 0 | 0 | PGE_New_Li_Battery_8hr_Generic | 0 | 0 | 0 | 0 | #N/A | 0 | 0 | 0 | PGE_New_Li_Battery_8hr_Generic | PGE_New_Li_Battery_8hr | PGE_Fresno_Li_Battery_8hr_125 | 0 | 0 | 0 | 0 | 0 | 0 | 0 | #N/A | 0 | PGE_New_Li_Battery_8hr_Generic | 0 | 0 | #N/A | 0 | 0 | 0 | 0 | PGE_New_Li_Battery_8hr_Generic | PGE_New_Li_Battery_8hr | PGE_Fresno_Li_Battery_8hr_125 | 0 | 0 | 0 | 0 | 0 | 0 | #N/A | #N/A | #N/A | 0 | 0 | 0 | 0 | 0 | 0 | PGE_New_Li_Battery_8hr_Generic | 0 | #N/A | 0 | 0 | PGE_New_Li_Battery_8hr_Generic | 0 | 0 | 0 | 0 | #N/A | #N/A | #N/A | #N/A | #N/A | #N/A | 0 | 0 | 0 | PGE_New_Li_Battery_8hr_Generic | PGE_New_Li_Battery_8hr | PGE_Fresno_Li_Battery_8hr_125 | [6 empty] | #N/A |  | PGE_New_Li_Battery_8hr_Generic |  |  | #N/A |  |  |  |  | PGE_New_Li_Battery_8hr_Generic |  |  |  |  | #N/A |  |  |  | PGE_New_Li_Battery_8hr_Generic | PGE_New_Li_Battery_8hr | PGE_Fresno_Li_Battery_8hr_125 | [6 empty] | #N/A |  | PGE_New_Li_Battery_8hr_Generic |  |  | #N/A |  |  |  |  | PGE_New_Li_Battery_8hr_Generic |  |  |  |  | #N/A |  |  |  | PGE_New_Li_Battery_8hr_Generic | PGE_New_Li_Battery_8hr | PGE_Fresno_Li_Battery_8hr_125 | 0 | 0 | 0 | 0 | 0 | 0 | 0 | 0 | 0 | 0 | 0 | 0 | 0 | 0 | 0 | 0 | 0 | 0 | 0 | 0 | 0 | 0 | 0 | 0 | 0 | 0 | PG&E FRESNO
PGE_New_Li_Battery_8hr_Generic | PGE_New_Li_Battery_8hr | PGE_Fresno_Li_Battery_8hr_128 | 0 | 0 | 0 | 0 | 0 | 0 | #N/A | 0 | PGE_New_Li_Battery_8hr_Generic | 0 | 0 | #N/A | 0 | 0 | 0 | 0 | PGE_New_Li_Battery_8hr_Generic | 0 | 0 | 0 | 0 | #N/A | 0 | 0 | 0 | PGE_New_Li_Battery_8hr_Generic | PGE_New_Li_Battery_8hr | PGE_Fresno_Li_Battery_8hr_128 | 0 | 0 | 0 | 0 | 0 | 0 | 0 | #N/A | 0 | PGE_New_Li_Battery_8hr_Generic | 0 | 0 | #N/A | 0 | 0 | 0 | 0 | PGE_New_Li_Battery_8hr_Generic | PGE_New_Li_Battery_8hr | PGE_Fresno_Li_Battery_8hr_128 | 0 | 0 | 0 | 0 | 0 | 0 | #N/A | #N/A | #N/A | 0 | 0 | 0 | 0 | 0 | 0 | PGE_New_Li_Battery_8hr_Generic | 0 | #N/A | 0 | 0 | PGE_New_Li_Battery_8hr_Generic | 0 | 0 | 0 | 0 | #N/A | #N/A | #N/A | #N/A | #N/A | #N/A | 0 | 0 | 0 | PGE_New_Li_Battery_8hr_Generic | PGE_New_Li_Battery_8hr | PGE_Fresno_Li_Battery_8hr_128 | [6 empty] | #N/A |  | PGE_New_Li_Battery_8hr_Generic |  |  | #N/A |  |  |  |  | PGE_New_Li_Battery_8hr_Generic |  |  |  |  | #N/A |  |  |  | PGE_New_Li_Battery_8hr_Generic | PGE_New_Li_Battery_8hr | PGE_Fresno_Li_Battery_8hr_128 | [6 empty] | #N/A |  | PGE_New_Li_Battery_8hr_Generic |  |  | #N/A |  |  |  |  | PGE_New_Li_Battery_8hr_Generic |  |  |  |  | #N/A |  |  |  | PGE_New_Li_Battery_8hr_Generic | PGE_New_Li_Battery_8hr | PGE_Fresno_Li_Battery_8hr_128 | 0 | 0 | 0 | 0 | 0 | 0 | 0 | 0 | 0 | 0 | 0 | 0 | 0 | 0 | 0 | 0 | 0 | 0 | 0 | 0 | 0 | 0 | 0 | 0 | 0 | 0 | PG&E FRESNO
PGE_New_Li_Battery_8hr_Generic | PGE_New_Li_Battery_8hr | PGE_Fresno_Li_Battery_8hr_129 | 0 | 0 | 0 | 0 | 0 | 0 | #N/A | 0 | PGE_New_Li_Battery_8hr_Generic | 0 | 0 | #N/A | 0 | 0 | 0 | 0 | PGE_New_Li_Battery_8hr_Generic | 0 | 0 | 0 | 0 | #N/A | 0 | 0 | 0 | PGE_New_Li_Battery_8hr_Generic | PGE_New_Li_Battery_8hr | PGE_Fresno_Li_Battery_8hr_129 | 0 | 0 | 0 | 0 | 0 | 0 | 0 | #N/A | 0 | PGE_New_Li_Battery_8hr_Generic | 0 | 0 | #N/A | 0 | 0 | 0 | 0 | PGE_New_Li_Battery_8hr_Generic | PGE_New_Li_Battery_8hr | PGE_Fresno_Li_Battery_8hr_129 | 0 | 0 | 0 | 0 | 0 | 0 | #N/A | #N/A | #N/A | 0 | 0 | 0 | 0 | 0 | 0 | PGE_New_Li_Battery_8hr_Generic | 0 | #N/A | 0 | 0 | PGE_New_Li_Battery_8hr_Generic | 0 | 0 | 0 | 0 | #N/A | #N/A | #N/A | #N/A | #N/A | #N/A | 0 | 0 | 0 | PGE_New_Li_Battery_8hr_Generic | PGE_New_Li_Battery_8hr | PGE_Fresno_Li_Battery_8hr_129 | [6 empty] | #N/A |  | PGE_New_Li_Battery_8hr_Generic |  |  | #N/A |  |  |  |  | PGE_New_Li_Battery_8hr_Generic |  |  |  |  | #N/A |  |  |  | PGE_New_Li_Battery_8hr_Generic | PGE_New_Li_Battery_8hr | PGE_Fresno_Li_Battery_8hr_129 | [6 empty] | #N/A |  | PGE_New_Li_Battery_8hr_Generic |  |  | #N/A |  |  |  |  | PGE_New_Li_Battery_8hr_Generic |  |  |  |  | #N/A |  |  |  | PGE_New_Li_Battery_8hr_Generic | PGE_New_Li_Battery_8hr | PGE_Fresno_Li_Battery_8hr_129 | 0 | 0 | 0 | 0 | 0 | 0 | 0 | 0 | 0 | 0 | 0 | 0 | 0 | 0 | 0 | 0 | 0 | 0 | 0 | 0 | 0 | 0 | 0 | 0 | 0 | 0 | PG&E FRESNO
PGE_New_Li_Battery_8hr_Generic | PGE_New_Li_Battery_8hr | PGE_Fresno_Li_Battery_8hr_133 | 0 | 0 | 0 | 0 | 0 | 0 | #N/A | 0 | PGE_New_Li_Battery_8hr_Generic | 0 | 0 | #N/A | 0 | 0 | 0 | 0 | PGE_New_Li_Battery_8hr_Generic | 0 | 0 | 0 | 0 | #N/A | 0 | 0 | 0 | PGE_New_Li_Battery_8hr_Generic | PGE_New_Li_Battery_8hr | PGE_Fresno_Li_Battery_8hr_133 | 0 | 0 | 0 | 0 | 0 | 0 | 0 | #N/A | 0 | PGE_New_Li_Battery_8hr_Generic | 0 | 0 | #N/A | 0 | 0 | 0 | 0 | PGE_New_Li_Battery_8hr_Generic | PGE_New_Li_Battery_8hr | PGE_Fresno_Li_Battery_8hr_133 | 0 | 0 | 0 | 0 | 0 | 0 | #N/A | #N/A | #N/A | 0 | 0 | 0 | 0 | 0 | 0 | PGE_New_Li_Battery_8hr_Generic | 0 | #N/A | 0 | 0 | PGE_New_Li_Battery_8hr_Generic | 0 | 0 | 0 | 0 | #N/A | #N/A | #N/A | #N/A | #N/A | #N/A | 0 | 0 | 0 | PGE_New_Li_Battery_8hr_Generic | PGE_New_Li_Battery_8hr | PGE_Fresno_Li_Battery_8hr_133 | [6 empty] | #N/A |  | PGE_New_Li_Battery_8hr_Generic |  |  | #N/A |  |  |  |  | PGE_New_Li_Battery_8hr_Generic |  |  |  |  | #N/A |  |  |  | PGE_New_Li_Battery_8hr_Generic | PGE_New_Li_Battery_8hr | PGE_Fresno_Li_Battery_8hr_133 | [6 empty] | #N/A |  | PGE_New_Li_Battery_8hr_Generic |  |  | #N/A |  |  |  |  | PGE_New_Li_Battery_8hr_Generic |  |  |  |  | #N/A |  |  |  | PGE_New_Li_Battery_8hr_Generic | PGE_New_Li_Battery_8hr | PGE_Fresno_Li_Battery_8hr_133 | 0 | 0 | 0 | 0 | 0 | 0 | 0 | 0 | 0 | 0 | 0 | 0 | 0 | 0 | 0 | 0 | 0 | 0 | 0 | 0 | 0 | 0 | 0 | 0 | 0 | 0 | PG&E FRESNO
PGE_New_Li_Battery_8hr_Generic | PGE_New_Li_Battery_8hr | PGE_Fresno_Li_Battery_8hr_134 | 0 | 0 | 0 | 0 | 0 | 0 | #N/A | 0 | PGE_New_Li_Battery_8hr_Generic | 0 | 0 | #N/A | 0 | 0 | 0 | 0 | PGE_New_Li_Battery_8hr_Generic | 0 | 0 | 0 | 0 | #N/A | 0 | 0 | 0 | PGE_New_Li_Battery_8hr_Generic | PGE_New_Li_Battery_8hr | PGE_Fresno_Li_Battery_8hr_134 | 0 | 0 | 0 | 0 | 0 | 0 | 0 | #N/A | 0 | PGE_New_Li_Battery_8hr_Generic | 0 | 0 | #N/A | 0 | 0 | 0 | 0 | PGE_New_Li_Battery_8hr_Generic | PGE_New_Li_Battery_8hr | PGE_Fresno_Li_Battery_8hr_134 | 0 | 0 | 0 | 0 | 0 | 0 | #N/A | #N/A | #N/A | 0 | 0 | 0 | 0 | 0 | 0 | PGE_New_Li_Battery_8hr_Generic | 0 | #N/A | 0 | 0 | PGE_New_Li_Battery_8hr_Generic | 0 | 0 | 0 | 0 | #N/A | #N/A | #N/A | #N/A | #N/A | #N/A | 0 | 0 | 0 | PGE_New_Li_Battery_8hr_Generic | PGE_New_Li_Battery_8hr | PGE_Fresno_Li_Battery_8hr_134 | [6 empty] | #N/A |  | PGE_New_Li_Battery_8hr_Generic |  |  | #N/A |  |  |  |  | PGE_New_Li_Battery_8hr_Generic |  |  |  |  | #N/A |  |  |  | PGE_New_Li_Battery_8hr_Generic | PGE_New_Li_Battery_8hr | PGE_Fresno_Li_Battery_8hr_134 | [6 empty] | #N/A |  | PGE_New_Li_Battery_8hr_Generic |  |  | #N/A |  |  |  |  | PGE_New_Li_Battery_8hr_Generic |  |  |  |  | #N/A |  |  |  | PGE_New_Li_Battery_8hr_Generic | PGE_New_Li_Battery_8hr | PGE_Fresno_Li_Battery_8hr_134 | 0 | 0 | 0 | 0 | 0 | 0 | 0 | 0 | 0 | 0 | 0 | 0 | 0 | 0 | 0 | 0 | 0 | 0 | 0 | 0 | 0 | 0 | 0 | 0 | 0 | 0 | PG&E FRESNO
PGE_New_Li_Battery_8hr_Generic | PGE_New_Li_Battery_8hr | PGE_Fresno_Li_Battery_8hr_135 | 0 | 0 | 0 | 0 | 0 | 0 | #N/A | 0 | PGE_New_Li_Battery_8hr_Generic | 0 | 0 | #N/A | 0 | 0 | 0 | 0 | PGE_New_Li_Battery_8hr_Generic | 0 | 0 | 0 | 0 | #N/A | 0 | 0 | 0 | PGE_New_Li_Battery_8hr_Generic | PGE_New_Li_Battery_8hr | PGE_Fresno_Li_Battery_8hr_135 | 0 | 0 | 0 | 0 | 0 | 0 | 0 | #N/A | 0 | PGE_New_Li_Battery_8hr_Generic | 0 | 0 | #N/A | 0 | 0 | 0 | 0 | PGE_New_Li_Battery_8hr_Generic | PGE_New_Li_Battery_8hr | PGE_Fresno_Li_Battery_8hr_135 | 0 | 0 | 0 | 0 | 0 | 0 | #N/A | #N/A | #N/A | 0 | 0 | 0 | 0 | 0 | 0 | PGE_New_Li_Battery_8hr_Generic | 0 | #N/A | 0 | 0 | PGE_New_Li_Battery_8hr_Generic | 0 | 0 | 0 | 0 | #N/A | #N/A | #N/A | #N/A | #N/A | #N/A | 0 | 0 | 0 | PGE_New_Li_Battery_8hr_Generic | PGE_New_Li_Battery_8hr | PGE_Fresno_Li_Battery_8hr_135 | [6 empty] | #N/A |  | PGE_New_Li_Battery_8hr_Generic |  |  | #N/A |  |  |  |  | PGE_New_Li_Battery_8hr_Generic |  |  |  |  | #N/A |  |  |  | PGE_New_Li_Battery_8hr_Generic | PGE_New_Li_Battery_8hr | PGE_Fresno_Li_Battery_8hr_135 | [6 empty] | #N/A |  | PGE_New_Li_Battery_8hr_Generic |  |  | #N/A |  |  |  |  | PGE_New_Li_Battery_8hr_Generic |  |  |  |  | #N/A |  |  |  | PGE_New_Li_Battery_8hr_Generic | PGE_New_Li_Battery_8hr | PGE_Fresno_Li_Battery_8hr_135 | 0 | 0 | 0 | 0 | 0 | 0 | 0 | 0 | 0 | 0 | 0 | 0 | 0 | 0 | 0 | 0 | 0 | 0 | 0 | 0 | 0 | 0 | 0 | 0 | 0 | 0 | PG&E FRESNO
PGE_New_Li_Battery_8hr_Generic | PGE_New_Li_Battery_8hr | PGE_Fresno_Li_Battery_8hr_136 | 0 | 0 | 0 | 0 | 0 | 0 | #N/A | 0 | PGE_New_Li_Battery_8hr_Generic | 0 | 0 | #N/A | 0 | 0 | 0 | 0 | PGE_New_Li_Battery_8hr_Generic | 0 | 0 | 0 | 0 | #N/A | 0 | 0 | 0 | PGE_New_Li_Battery_8hr_Generic | PGE_New_Li_Battery_8hr | PGE_Fresno_Li_Battery_8hr_136 | 0 | 0 | 0 | 0 | 0 | 0 | 0 | #N/A | 0 | PGE_New_Li_Battery_8hr_Generic | 0 | 0 | #N/A | 0 | 0 | 0 | 0 | PGE_New_Li_Battery_8hr_Generic | PGE_New_Li_Battery_8hr | PGE_Fresno_Li_Battery_8hr_136 | 0 | 0 | 0 | 0 | 0 | 0 | #N/A | #N/A | #N/A | 0 | 0 | 0 | 0 | 0 | 0 | PGE_New_Li_Battery_8hr_Generic | 0 | #N/A | 0 | 0 | PGE_New_Li_Battery_8hr_Generic | 0 | 0 | 0 | 0 | #N/A | #N/A | #N/A | #N/A | #N/A | #N/A | 0 | 0 | 0 | PGE_New_Li_Battery_8hr_Generic | PGE_New_Li_Battery_8hr | PGE_Fresno_Li_Battery_8hr_136 | [6 empty] | #N/A |  | PGE_New_Li_Battery_8hr_Generic |  |  | #N/A |  |  |  |  | PGE_New_Li_Battery_8hr_Generic |  |  |  |  | #N/A |  |  |  | PGE_New_Li_Battery_8hr_Generic | PGE_New_Li_Battery_8hr | PGE_Fresno_Li_Battery_8hr_136 | [6 empty] | #N/A |  | PGE_New_Li_Battery_8hr_Generic |  |  | #N/A |  |  |  |  | PGE_New_Li_Battery_8hr_Generic |  |  |  |  | #N/A |  |  |  | PGE_New_Li_Battery_8hr_Generic | PGE_New_Li_Battery_8hr | PGE_Fresno_Li_Battery_8hr_136 | 0 | 0 | 0 | 0 | 0 | 0 | 0 | 0 | 0 | 0 | 0 | 0 | 0 | 0 | 0 | 0 | 0 | 0 | 0 | 0 | 0 | 0 | 0 | 0 | 0 | 0 | PG&E FRESNO
PGE_New_Li_Battery_8hr_Generic | PGE_New_Li_Battery_8hr | PGE_Fresno_Li_Battery_8hr_137 | 0 | 0 | 0 | 0 | 0 | 0 | #N/A | 0 | PGE_New_Li_Battery_8hr_Generic | 0 | 0 | #N/A | 0 | 0 | 0 | 0 | PGE_New_Li_Battery_8hr_Generic | 0 | 0 | 0 | 0 | #N/A | 0 | 0 | 0 | PGE_New_Li_Battery_8hr_Generic | PGE_New_Li_Battery_8hr | PGE_Fresno_Li_Battery_8hr_137 | 0 | 0 | 0 | 0 | 0 | 0 | 0 | #N/A | 0 | PGE_New_Li_Battery_8hr_Generic | 0 | 0 | #N/A | 0 | 0 | 0 | 0 | PGE_New_Li_Battery_8hr_Generic | PGE_New_Li_Battery_8hr | PGE_Fresno_Li_Battery_8hr_137 | 0 | 0 | 0 | 0 | 0 | 0 | #N/A | #N/A | #N/A | 0 | 0 | 0 | 0 | 0 | 0 | PGE_New_Li_Battery_8hr_Generic | 0 | #N/A | 0 | 0 | PGE_New_Li_Battery_8hr_Generic | 0 | 0 | 0 | 0 | #N/A | #N/A | #N/A | #N/A | #N/A | #N/A | 0 | 0 | 0 | PGE_New_Li_Battery_8hr_Generic | PGE_New_Li_Battery_8hr | PGE_Fresno_Li_Battery_8hr_137 | [6 empty] | #N/A |  | PGE_New_Li_Battery_8hr_Generic |  |  | #N/A |  |  |  |  | PGE_New_Li_Battery_8hr_Generic |  |  |  |  | #N/A |  |  |  | PGE_New_Li_Battery_8hr_Generic | PGE_New_Li_Battery_8hr | PGE_Fresno_Li_Battery_8hr_137 | [6 empty] | #N/A |  | PGE_New_Li_Battery_8hr_Generic |  |  | #N/A |  |  |  |  | PGE_New_Li_Battery_8hr_Generic |  |  |  |  | #N/A |  |  |  | PGE_New_Li_Battery_8hr_Generic | PGE_New_Li_Battery_8hr | PGE_Fresno_Li_Battery_8hr_137 | 0 | 0 | 0 | 0 | 0 | 0 | 0 | 0 | 0 | 0 | 0 | 0 | 0 | 0 | 0 | 0 | 0 | 0 | 0 | 0 | 0 | 0 | 0 | 0 | 0 | 0 | PG&E FRESNO
PGE_New_Li_Battery_8hr_Generic | PGE_New_Li_Battery_8hr | PGE_Fresno_Li_Battery_8hr_138 | 0 | 0 | 0 | 0 | 0 | 0 | #N/A | 0 | PGE_New_Li_Battery_8hr_Generic | 0 | 0 | #N/A | 0 | 0 | 0 | 0 | PGE_New_Li_Battery_8hr_Generic | 0 | 0 | 0 | 0 | #N/A | 0 | 0 | 0 | PGE_New_Li_Battery_8hr_Generic | PGE_New_Li_Battery_8hr | PGE_Fresno_Li_Battery_8hr_138 | 0 | 0 | 0 | 0 | 0 | 0 | 0 | #N/A | 0 | PGE_New_Li_Battery_8hr_Generic | 0 | 0 | #N/A | 0 | 0 | 0 | 0 | PGE_New_Li_Battery_8hr_Generic | PGE_New_Li_Battery_8hr | PGE_Fresno_Li_Battery_8hr_138 | 0 | 0 | 0 | 0 | 0 | 0 | #N/A | #N/A | #N/A | 0 | 0 | 0 | 0 | 0 | 0 | PGE_New_Li_Battery_8hr_Generic | 0 | #N/A | 0 | 0 | PGE_New_Li_Battery_8hr_Generic | 0 | 0 | 0 | 0 | #N/A | #N/A | #N/A | #N/A | #N/A | #N/A | 0 | 0 | 0 | PGE_New_Li_Battery_8hr_Generic | PGE_New_Li_Battery_8hr | PGE_Fresno_Li_Battery_8hr_138 | [6 empty] | #N/A |  | PGE_New_Li_Battery_8hr_Generic |  |  | #N/A |  |  |  |  | PGE_New_Li_Battery_8hr_Generic |  |  |  |  | #N/A |  |  |  | PGE_New_Li_Battery_8hr_Generic | PGE_New_Li_Battery_8hr | PGE_Fresno_Li_Battery_8hr_138 | [6 empty] | #N/A |  | PGE_New_Li_Battery_8hr_Generic |  |  | #N/A |  |  |  |  | PGE_New_Li_Battery_8hr_Generic |  |  |  |  | #N/A |  |  |  | PGE_New_Li_Battery_8hr_Generic | PGE_New_Li_Battery_8hr | PGE_Fresno_Li_Battery_8hr_138 | 0 | 0 | 0 | 0 | 0 | 0 | 0 | 0 | 0 | 0 | 0 | 0 | 0 | 0 | 0 | 0 | 0 | 0 | 0 | 0 | 0 | 0 | 0 | 0 | 0 | 0 | PG&E FRESNO
PGE_New_Li_Battery_8hr_Generic | PGE_New_Li_Battery_8hr | PGE_Fresno_Li_Battery_8hr_139 | 0 | 0 | 0 | 0 | 0 | 0 | #N/A | 0 | PGE_New_Li_Battery_8hr_Generic | 0 | 0 | #N/A | 0 | 0 | 0 | 0 | PGE_New_Li_Battery_8hr_Generic | 0 | 0 | 0 | 0 | #N/A | 0 | 0 | 0 | PGE_New_Li_Battery_8hr_Generic | PGE_New_Li_Battery_8hr | PGE_Fresno_Li_Battery_8hr_139 | 0 | 0 | 0 | 0 | 0 | 0 | 0 | #N/A | 0 | PGE_New_Li_Battery_8hr_Generic | 0 | 0 | #N/A | 0 | 0 | 0 | 0 | PGE_New_Li_Battery_8hr_Generic | PGE_New_Li_Battery_8hr | PGE_Fresno_Li_Battery_8hr_139 | 0 | 0 | 0 | 0 | 0 | 0 | #N/A | #N/A | #N/A | 0 | 0 | 0 | 0 | 0 | 0 | PGE_New_Li_Battery_8hr_Generic | 0 | #N/A | 0 | 0 | PGE_New_Li_Battery_8hr_Generic | 0 | 0 | 0 | 0 | #N/A | #N/A | #N/A | #N/A | #N/A | #N/A | 0 | 0 | 0 | PGE_New_Li_Battery_8hr_Generic | PGE_New_Li_Battery_8hr | PGE_Fresno_Li_Battery_8hr_139 | [6 empty] | #N/A |  | PGE_New_Li_Battery_8hr_Generic |  |  | #N/A |  |  |  |  | PGE_New_Li_Battery_8hr_Generic |  |  |  |  | #N/A |  |  |  | PGE_New_Li_Battery_8hr_Generic | PGE_New_Li_Battery_8hr | PGE_Fresno_Li_Battery_8hr_139 | [6 empty] | #N/A |  | PGE_New_Li_Battery_8hr_Generic |  |  | #N/A |  |  |  |  | PGE_New_Li_Battery_8hr_Generic |  |  |  |  | #N/A |  |  |  | PGE_New_Li_Battery_8hr_Generic | PGE_New_Li_Battery_8hr | PGE_Fresno_Li_Battery_8hr_139 | 0 | 0 | 0 | 0 | 0 | 0 | 0 | 0 | 0 | 0 | 0 | 0 | 0 | 0 | 0 | 0 | 0 | 0 | 0 | 0 | 0 | 0 | 0 | 0 | 0 | 0 | PG&E FRESNO
PGE_New_Li_Battery_8hr_Generic | PGE_New_Li_Battery_8hr | PGE_Fresno_Li_Battery_8hr_140 | 0 | 0 | 0 | 0 | 0 | 0 | #N/A | 0 | PGE_New_Li_Battery_8hr_Generic | 0 | 0 | #N/A | 0 | 0 | 0 | 0 | PGE_New_Li_Battery_8hr_Generic | 0 | 0 | 0 | 0 | #N/A | 0 | 0 | 0 | PGE_New_Li_Battery_8hr_Generic | PGE_New_Li_Battery_8hr | PGE_Fresno_Li_Battery_8hr_140 | 0 | 0 | 0 | 0 | 0 | 0 | 0 | #N/A | 0 | PGE_New_Li_Battery_8hr_Generic | 0 | 0 | #N/A | 0 | 0 | 0 | 0 | PGE_New_Li_Battery_8hr_Generic | PGE_New_Li_Battery_8hr | PGE_Fresno_Li_Battery_8hr_140 | 0 | 0 | 0 | 0 | 0 | 0 | #N/A | #N/A | #N/A | 0 | 0 | 0 | 0 | 0 | 0 | PGE_New_Li_Battery_8hr_Generic | 0 | #N/A | 0 | 0 | PGE_New_Li_Battery_8hr_Generic | 0 | 0 | 0 | 0 | #N/A | #N/A | #N/A | #N/A | #N/A | #N/A | 0 | 0 | 0 | PGE_New_Li_Battery_8hr_Generic | PGE_New_Li_Battery_8hr | PGE_Fresno_Li_Battery_8hr_140 | [6 empty] | #N/A |  | PGE_New_Li_Battery_8hr_Generic |  |  | #N/A |  |  |  |  | PGE_New_Li_Battery_8hr_Generic |  |  |  |  | #N/A |  |  |  | PGE_New_Li_Battery_8hr_Generic | PGE_New_Li_Battery_8hr | PGE_Fresno_Li_Battery_8hr_140 | [6 empty] | #N/A |  | PGE_New_Li_Battery_8hr_Generic |  |  | #N/A |  |  |  |  | PGE_New_Li_Battery_8hr_Generic |  |  |  |  | #N/A |  |  |  | PGE_New_Li_Battery_8hr_Generic | PGE_New_Li_Battery_8hr | PGE_Fresno_Li_Battery_8hr_140 | 0 | 0 | 0 | 0 | 0 | 0 | 0 | 0 | 0 | 0 | 0 | 0 | 0 | 0 | 0 | 0 | 0 | 0 | 0 | 0 | 0 | 0 | 0 | 0 | 0 | 0 | PG&E FRESNO
PGE_New_Li_Battery_8hr_Generic | PGE_New_Li_Battery_8hr | PGE_Fresno_Li_Battery_8hr_142 | 0 | 0 | 0 | 0 | 0 | 0 | #N/A | 0 | PGE_New_Li_Battery_8hr_Generic | 0 | 0 | #N/A | 0 | 0 | 0 | 0 | PGE_New_Li_Battery_8hr_Generic | 0 | 0 | 0 | 0 | #N/A | 0 | 0 | 0 | PGE_New_Li_Battery_8hr_Generic | PGE_New_Li_Battery_8hr | PGE_Fresno_Li_Battery_8hr_142 | 0 | 0 | 0 | 0 | 0 | 0 | 0 | #N/A | 0 | PGE_New_Li_Battery_8hr_Generic | 0 | 0 | #N/A | 0 | 0 | 0 | 0 | PGE_New_Li_Battery_8hr_Generic | PGE_New_Li_Battery_8hr | PGE_Fresno_Li_Battery_8hr_142 | 0 | 0 | 0 | 0 | 0 | 0 | #N/A | #N/A | #N/A | 0 | 0 | 0 | 0 | 0 | 0 | PGE_New_Li_Battery_8hr_Generic | 0 | #N/A | 0 | 0 | PGE_New_Li_Battery_8hr_Generic | 0 | 0 | 0 | 0 | #N/A | #N/A | #N/A | #N/A | #N/A | #N/A | 0 | 0 | 0 | PGE_New_Li_Battery_8hr_Generic | PGE_New_Li_Battery_8hr | PGE_Fresno_Li_Battery_8hr_142 | [6 empty] | #N/A |  | PGE_New_Li_Battery_8hr_Generic |  |  | #N/A |  |  |  |  | PGE_New_Li_Battery_8hr_Generic |  |  |  |  | #N/A |  |  |  | PGE_New_Li_Battery_8hr_Generic | PGE_New_Li_Battery_8hr | PGE_Fresno_Li_Battery_8hr_142 | [6 empty] | #N/A |  | PGE_New_Li_Battery_8hr_Generic |  |  | #N/A |  |  |  |  | PGE_New_Li_Battery_8hr_Generic |  |  |  |  | #N/A |  |  |  | PGE_New_Li_Battery_8hr_Generic | PGE_New_Li_Battery_8hr | PGE_Fresno_Li_Battery_8hr_142 | 0 | 0 | 0 | 0 | 0 | 0 | 0 | 0 | 0 | 0 | 0 | 0 | 0 | 0 | 0 | 0 | 0 | 0 | 0 | 0 | 0 | 0 | 0 | 0 | 0 | 0 | PG&E FRESNO
PGE_New_Li_Battery_8hr_Generic | PGE_New_Li_Battery_8hr | PGE_Fresno_Li_Battery_8hr_145 | 0 | 0 | 0 | 0 | 0 | 0 | #N/A | 0 | PGE_New_Li_Battery_8hr_Generic | 0 | 0 | #N/A | 0 | 0 | 0 | 0 | PGE_New_Li_Battery_8hr_Generic | 0 | 0 | 0 | 0 | #N/A | 0 | 0 | 0 | PGE_New_Li_Battery_8hr_Generic | PGE_New_Li_Battery_8hr | PGE_Fresno_Li_Battery_8hr_145 | 0 | 0 | 0 | 0 | 0 | 0 | 0 | #N/A | 0 | PGE_New_Li_Battery_8hr_Generic | 0 | 0 | #N/A | 0 | 0 | 0 | 0 | PGE_New_Li_Battery_8hr_Generic | PGE_New_Li_Battery_8hr | PGE_Fresno_Li_Battery_8hr_145 | 0 | 0 | 0 | 0 | 0 | 0 | #N/A | #N/A | #N/A | 0 | 0 | 0 | 0 | 0 | 0 | PGE_New_Li_Battery_8hr_Generic | 0 | #N/A | 0 | 0 | PGE_New_Li_Battery_8hr_Generic | 0 | 0 | 0 | 0 | #N/A | #N/A | #N/A | #N/A | #N/A | #N/A | 0 | 0 | 0 | PGE_New_Li_Battery_8hr_Generic | PGE_New_Li_Battery_8hr | PGE_Fresno_Li_Battery_8hr_145 | [6 empty] | #N/A |  | PGE_New_Li_Battery_8hr_Generic |  |  | #N/A |  |  |  |  | PGE_New_Li_Battery_8hr_Generic |  |  |  |  | #N/A |  |  |  | PGE_New_Li_Battery_8hr_Generic | PGE_New_Li_Battery_8hr | PGE_Fresno_Li_Battery_8hr_145 | [6 empty] | #N/A |  | PGE_New_Li_Battery_8hr_Generic |  |  | #N/A |  |  |  |  | PGE_New_Li_Battery_8hr_Generic |  |  |  |  | #N/A |  |  |  | PGE_New_Li_Battery_8hr_Generic | PGE_New_Li_Battery_8hr | PGE_Fresno_Li_Battery_8hr_145 | 0 | 0 | 0 | 0 | 0 | 0 | 0 | 0 | 0 | 0 | 0 | 0 | 0 | 0 | 0 | 0 | 0 | 0 | 0 | 0 | 0 | 0 | 0 | 0 | 0 | 0 | PG&E FRESNO
PGE_New_Li_Battery_8hr_Generic | PGE_New_Li_Battery_8hr | PGE_Fresno_Li_Battery_8hr_148 | 0 | 0 | 0 | 0 | 0 | 0 | #N/A | 0 | PGE_New_Li_Battery_8hr_Generic | 0 | 0 | #N/A | 0 | 0 | 0 | 0 | PGE_New_Li_Battery_8hr_Generic | 0 | 0 | 0 | 0 | #N/A | 0 | 0 | 0 | PGE_New_Li_Battery_8hr_Generic | PGE_New_Li_Battery_8hr | PGE_Fresno_Li_Battery_8hr_148 | 0 | 0 | 0 | 0 | 0 | 0 | 0 | #N/A | 0 | PGE_New_Li_Battery_8hr_Generic | 0 | 0 | #N/A | 0 | 0 | 0 | 0 | PGE_New_Li_Battery_8hr_Generic | PGE_New_Li_Battery_8hr | PGE_Fresno_Li_Battery_8hr_148 | 0 | 0 | 0 | 0 | 0 | 0 | #N/A | #N/A | #N/A | 0 | 0 | 0 | 0 | 0 | 0 | PGE_New_Li_Battery_8hr_Generic | 0 | #N/A | 0 | 0 | PGE_New_Li_Battery_8hr_Generic | 0 | 0 | 0 | 0 | #N/A | #N/A | #N/A | #N/A | #N/A | #N/A | 0 | 0 | 0 | PGE_New_Li_Battery_8hr_Generic | PGE_New_Li_Battery_8hr | PGE_Fresno_Li_Battery_8hr_148 | [6 empty] | #N/A |  | PGE_New_Li_Battery_8hr_Generic |  |  | #N/A |  |  |  |  | PGE_New_Li_Battery_8hr_Generic |  |  |  |  | #N/A |  |  |  | PGE_New_Li_Battery_8hr_Generic | PGE_New_Li_Battery_8hr | PGE_Fresno_Li_Battery_8hr_148 | [6 empty] | #N/A |  | PGE_New_Li_Battery_8hr_Generic |  |  | #N/A |  |  |  |  | PGE_New_Li_Battery_8hr_Generic |  |  |  |  | #N/A |  |  |  | PGE_New_Li_Battery_8hr_Generic | PGE_New_Li_Battery_8hr | PGE_Fresno_Li_Battery_8hr_148 | 0 | 0 | 0 | 0 | 0 | 0 | 0 | 0 | 0 | 0 | 0 | 0 | 0 | 0 | 0 | 0 | 0 | 0 | 0 | 0 | 0 | 0 | 0 | 0 | 0 | 0 | PG&E FRESNO
PGE_New_Li_Battery_8hr_Generic | PGE_New_Li_Battery_8hr | PGE_Fresno_Li_Battery_8hr_149 | 0 | 0 | 0 | 0 | 0 | 0 | #N/A | 0 | PGE_New_Li_Battery_8hr_Generic | 0 | 0 | #N/A | 0 | 0 | 0 | 0 | PGE_New_Li_Battery_8hr_Generic | 0 | 0 | 0 | 0 | #N/A | 0 | 0 | 0 | PGE_New_Li_Battery_8hr_Generic | PGE_New_Li_Battery_8hr | PGE_Fresno_Li_Battery_8hr_149 | 0 | 0 | 0 | 0 | 0 | 0 | 0 | #N/A | 0 | PGE_New_Li_Battery_8hr_Generic | 0 | 0 | #N/A | 0 | 0 | 0 | 0 | PGE_New_Li_Battery_8hr_Generic | PGE_New_Li_Battery_8hr | PGE_Fresno_Li_Battery_8hr_149 | 0 | 0 | 0 | 0 | 0 | 0 | #N/A | #N/A | #N/A | 0 | 0 | 0 | 0 | 0 | 0 | PGE_New_Li_Battery_8hr_Generic | 0 | #N/A | 0 | 0 | PGE_New_Li_Battery_8hr_Generic | 0 | 0 | 0 | 0 | #N/A | #N/A | #N/A | #N/A | #N/A | #N/A | 0 | 0 | 0 | PGE_New_Li_Battery_8hr_Generic | PGE_New_Li_Battery_8hr | PGE_Fresno_Li_Battery_8hr_149 | [6 empty] | #N/A |  | PGE_New_Li_Battery_8hr_Generic |  |  | #N/A |  |  |  |  | PGE_New_Li_Battery_8hr_Generic |  |  |  |  | #N/A |  |  |  | PGE_New_Li_Battery_8hr_Generic | PGE_New_Li_Battery_8hr | PGE_Fresno_Li_Battery_8hr_149 | [6 empty] | #N/A |  | PGE_New_Li_Battery_8hr_Generic |  |  | #N/A |  |  |  |  | PGE_New_Li_Battery_8hr_Generic |  |  |  |  | #N/A |  |  |  | PGE_New_Li_Battery_8hr_Generic | PGE_New_Li_Battery_8hr | PGE_Fresno_Li_Battery_8hr_149 | 0 | 0 | 0 | 0 | 0 | 0 | 0 | 0 | 0 | 0 | 0 | 0 | 0 | 0 | 0 | 0 | 0 | 0 | 0 | 0 | 0 | 0 | 0 | 0 | 0 | 0 | PG&E FRESNO
PGE_New_Li_Battery_8hr_Generic | PGE_New_Li_Battery_8hr | PGE_Fresno_Li_Battery_8hr_150 | 0 | 0 | 0 | 0 | 0 | 0 | #N/A | 0 | PGE_New_Li_Battery_8hr_Generic | 0 | 0 | #N/A | 0 | 0 | 0 | 0 | PGE_New_Li_Battery_8hr_Generic | 0 | 0 | 0 | 0 | #N/A | 0 | 0 | 0 | PGE_New_Li_Battery_8hr_Generic | PGE_New_Li_Battery_8hr | PGE_Fresno_Li_Battery_8hr_150 | 0 | 0 | 0 | 0 | 0 | 0 | 0 | #N/A | 0 | PGE_New_Li_Battery_8hr_Generic | 0 | 0 | #N/A | 0 | 0 | 0 | 0 | PGE_New_Li_Battery_8hr_Generic | PGE_New_Li_Battery_8hr | PGE_Fresno_Li_Battery_8hr_150 | 0 | 0 | 0 | 0 | 0 | 0 | #N/A | #N/A | #N/A | 0 | 0 | 0 | 0 | 0 | 0 | PGE_New_Li_Battery_8hr_Generic | 0 | #N/A | 0 | 0 | PGE_New_Li_Battery_8hr_Generic | 0 | 0 | 0 | 0 | #N/A | #N/A | #N/A | #N/A | #N/A | #N/A | 0 | 0 | 0 | PGE_New_Li_Battery_8hr_Generic | PGE_New_Li_Battery_8hr | PGE_Fresno_Li_Battery_8hr_150 | [6 empty] | #N/A |  | PGE_New_Li_Battery_8hr_Generic |  |  | #N/A |  |  |  |  | PGE_New_Li_Battery_8hr_Generic |  |  |  |  | #N/A |  |  |  | PGE_New_Li_Battery_8hr_Generic | PGE_New_Li_Battery_8hr | PGE_Fresno_Li_Battery_8hr_150 | [6 empty] | #N/A |  | PGE_New_Li_Battery_8hr_Generic |  |  | #N/A |  |  |  |  | PGE_New_Li_Battery_8hr_Generic |  |  |  |  | #N/A |  |  |  | PGE_New_Li_Battery_8hr_Generic | PGE_New_Li_Battery_8hr | PGE_Fresno_Li_Battery_8hr_150 | 0 | 0 | 0 | 0 | 0 | 0 | 0 | 0 | 0 | 0 | 0 | 0 | 0 | 0 | 0 | 0 | 0 | 0 | 0 | 0 | 0 | 0 | 0 | 0 | 0 | 0 | PG&E FRESNO
PGE_New_Li_Battery_8hr_Generic | PGE_New_Li_Battery_8hr | PGE_Fresno_Li_Battery_8hr_152 | 0 | 0 | 0 | 0 | 0 | 0 | #N/A | 0 | PGE_New_Li_Battery_8hr_Generic | 0 | 0 | #N/A | 0 | 0 | 0 | 0 | PGE_New_Li_Battery_8hr_Generic | 0 | 0 | 0 | 0 | #N/A | 0 | 0 | 0 | PGE_New_Li_Battery_8hr_Generic | PGE_New_Li_Battery_8hr | PGE_Fresno_Li_Battery_8hr_152 | 0 | 0 | 0 | 0 | 0 | 0 | 0 | #N/A | 0 | PGE_New_Li_Battery_8hr_Generic | 0 | 0 | #N/A | 0 | 0 | 0 | 0 | PGE_New_Li_Battery_8hr_Generic | PGE_New_Li_Battery_8hr | PGE_Fresno_Li_Battery_8hr_152 | 0 | 0 | 0 | 0 | 0 | 0 | #N/A | #N/A | #N/A | 0 | 0 | 0 | 0 | 0 | 0 | PGE_New_Li_Battery_8hr_Generic | 0 | #N/A | 0 | 0 | PGE_New_Li_Battery_8hr_Generic | 0 | 0 | 0 | 0 | #N/A | #N/A | #N/A | #N/A | #N/A | #N/A | 0 | 0 | 0 | PGE_New_Li_Battery_8hr_Generic | PGE_New_Li_Battery_8hr | PGE_Fresno_Li_Battery_8hr_152 | [6 empty] | #N/A |  | PGE_New_Li_Battery_8hr_Generic |  |  | #N/A |  |  |  |  | PGE_New_Li_Battery_8hr_Generic |  |  |  |  | #N/A |  |  |  | PGE_New_Li_Battery_8hr_Generic | PGE_New_Li_Battery_8hr | PGE_Fresno_Li_Battery_8hr_152 | [6 empty] | #N/A |  | PGE_New_Li_Battery_8hr_Generic |  |  | #N/A |  |  |  |  | PGE_New_Li_Battery_8hr_Generic |  |  |  |  | #N/A |  |  |  | PGE_New_Li_Battery_8hr_Generic | PGE_New_Li_Battery_8hr | PGE_Fresno_Li_Battery_8hr_152 | 0 | 0 | 0 | 0 | 0 | 0 | 0 | 0 | 0 | 0 | 0 | 0 | 0 | 0 | 0 | 0 | 0 | 0 | 0 | 0 | 0 | 0 | 0 | 0 | 0 | 0 | PG&E FRESNO
PGE_New_Li_Battery_8hr_Generic | PGE_New_Li_Battery_8hr | PGE_Fresno_Li_Battery_8hr_158 | 0 | 0 | 0 | 0 | 0 | 0 | #N/A | 0 | PGE_New_Li_Battery_8hr_Generic | 0 | 0 | #N/A | 0 | 0 | 0 | 0 | PGE_New_Li_Battery_8hr_Generic | 0 | 0 | 0 | 0 | #N/A | 0 | 0 | 0 | PGE_New_Li_Battery_8hr_Generic | PGE_New_Li_Battery_8hr | PGE_Fresno_Li_Battery_8hr_158 | 0 | 0 | 0 | 0 | 0 | 0 | 0 | #N/A | 0 | PGE_New_Li_Battery_8hr_Generic | 0 | 0 | #N/A | 0 | 0 | 0 | 0 | PGE_New_Li_Battery_8hr_Generic | PGE_New_Li_Battery_8hr | PGE_Fresno_Li_Battery_8hr_158 | 0 | 0 | 0 | 0 | 0 | 0 | #N/A | #N/A | #N/A | 0 | 0 | 0 | 0 | 0 | 0 | PGE_New_Li_Battery_8hr_Generic | 0 | #N/A | 0 | 0 | PGE_New_Li_Battery_8hr_Generic | 0 | 0 | 0 | 0 | #N/A | #N/A | #N/A | #N/A | #N/A | #N/A | 0 | 0 | 0 | PGE_New_Li_Battery_8hr_Generic | PGE_New_Li_Battery_8hr | PGE_Fresno_Li_Battery_8hr_158 | [6 empty] | #N/A |  | PGE_New_Li_Battery_8hr_Generic |  |  | #N/A |  |  |  |  | PGE_New_Li_Battery_8hr_Generic |  |  |  |  | #N/A |  |  |  | PGE_New_Li_Battery_8hr_Generic | PGE_New_Li_Battery_8hr | PGE_Fresno_Li_Battery_8hr_158 | [6 empty] | #N/A |  | PGE_New_Li_Battery_8hr_Generic |  |  | #N/A |  |  |  |  | PGE_New_Li_Battery_8hr_Generic |  |  |  |  | #N/A |  |  |  | PGE_New_Li_Battery_8hr_Generic | PGE_New_Li_Battery_8hr | PGE_Fresno_Li_Battery_8hr_158 | 0 | 0 | 0 | 0 | 0 | 0 | 0 | 0 | 0 | 0 | 0 | 0 | 0 | 0 | 0 | 0 | 0 | 0 | 0 | 0 | 0 | 0 | 0 | 0 | 0 | 0 | PG&E FRESNO
PGE_New_Li_Battery_8hr_Generic | PGE_New_Li_Battery_8hr | PGE_Fresno_Li_Battery_8hr_162 | 0 | 0 | 0 | 0 | 0 | 0 | #N/A | 0 | PGE_New_Li_Battery_8hr_Generic | 0 | 0 | #N/A | 0 | 0 | 0 | 0 | PGE_New_Li_Battery_8hr_Generic | 0 | 0 | 0 | 0 | #N/A | 0 | 0 | 0 | PGE_New_Li_Battery_8hr_Generic | PGE_New_Li_Battery_8hr | PGE_Fresno_Li_Battery_8hr_162 | 0 | 0 | 0 | 0 | 0 | 0 | 0 | #N/A | 0 | PGE_New_Li_Battery_8hr_Generic | 0 | 0 | #N/A | 0 | 0 | 0 | 0 | PGE_New_Li_Battery_8hr_Generic | PGE_New_Li_Battery_8hr | PGE_Fresno_Li_Battery_8hr_162 | 0 | 0 | 0 | 0 | 0 | 0 | #N/A | #N/A | #N/A | 0 | 0 | 0 | 0 | 0 | 0 | PGE_New_Li_Battery_8hr_Generic | 0 | #N/A | 0 | 0 | PGE_New_Li_Battery_8hr_Generic | 0 | 0 | 0 | 0 | #N/A | #N/A | #N/A | #N/A | #N/A | #N/A | 0 | 0 | 0 | PGE_New_Li_Battery_8hr_Generic | PGE_New_Li_Battery_8hr | PGE_Fresno_Li_Battery_8hr_162 | [6 empty] | #N/A |  | PGE_New_Li_Battery_8hr_Generic |  |  | #N/A |  |  |  |  | PGE_New_Li_Battery_8hr_Generic |  |  |  |  | #N/A |  |  |  | PGE_New_Li_Battery_8hr_Generic | PGE_New_Li_Battery_8hr | PGE_Fresno_Li_Battery_8hr_162 | [6 empty] | #N/A |  | PGE_New_Li_Battery_8hr_Generic |  |  | #N/A |  |  |  |  | PGE_New_Li_Battery_8hr_Generic |  |  |  |  | #N/A |  |  |  | PGE_New_Li_Battery_8hr_Generic | PGE_New_Li_Battery_8hr | PGE_Fresno_Li_Battery_8hr_162 | 0 | 0 | 0 | 0 | 0 | 0 | 0 | 0 | 0 | 0 | 0 | 0 | 0 | 0 | 0 | 0 | 0 | 0 | 0 | 0 | 0 | 0 | 0 | 0 | 0 | 0 | PG&E FRESNO
PGE_New_Li_Battery_8hr_Generic | PGE_New_Li_Battery_8hr | PGE_Fresno_Li_Battery_8hr_163 | 0 | 0 | 0 | 0 | 0 | 0 | #N/A | 0 | PGE_New_Li_Battery_8hr_Generic | 0 | 0 | #N/A | 0 | 0 | 0 | 0 | PGE_New_Li_Battery_8hr_Generic | 0 | 0 | 0 | 0 | #N/A | 0 | 0 | 0 | PGE_New_Li_Battery_8hr_Generic | PGE_New_Li_Battery_8hr | PGE_Fresno_Li_Battery_8hr_163 | 0 | 0 | 0 | 0 | 0 | 0 | 0 | #N/A | 0 | PGE_New_Li_Battery_8hr_Generic | 0 | 0 | #N/A | 0 | 0 | 0 | 0 | PGE_New_Li_Battery_8hr_Generic | PGE_New_Li_Battery_8hr | PGE_Fresno_Li_Battery_8hr_163 | 0 | 0 | 0 | 0 | 0 | 0 | #N/A | #N/A | #N/A | 0 | 0 | 0 | 0 | 0 | 0 | PGE_New_Li_Battery_8hr_Generic | 0 | #N/A | 0 | 0 | PGE_New_Li_Battery_8hr_Generic | 0 | 0 | 0 | 0 | #N/A | #N/A | #N/A | #N/A | #N/A | #N/A | 0 | 0 | 0 | PGE_New_Li_Battery_8hr_Generic | PGE_New_Li_Battery_8hr | PGE_Fresno_Li_Battery_8hr_163 | [6 empty] | #N/A |  | PGE_New_Li_Battery_8hr_Generic |  |  | #N/A |  |  |  |  | PGE_New_Li_Battery_8hr_Generic |  |  |  |  | #N/A |  |  |  | PGE_New_Li_Battery_8hr_Generic | PGE_New_Li_Battery_8hr | PGE_Fresno_Li_Battery_8hr_163 | [6 empty] | #N/A |  | PGE_New_Li_Battery_8hr_Generic |  |  | #N/A |  |  |  |  | PGE_New_Li_Battery_8hr_Generic |  |  |  |  | #N/A |  |  |  | PGE_New_Li_Battery_8hr_Generic | PGE_New_Li_Battery_8hr | PGE_Fresno_Li_Battery_8hr_163 | 0 | 0 | 0 | 0 | 0 | 0 | 0 | 0 | 0 | 0 | 0 | 0 | 0 | 0 | 0 | 0 | 0 | 0 | 0 | 0 | 0 | 0 | 0 | 0 | 0 | 0 | PG&E FRESNO
PGE_New_Li_Battery_8hr_Generic | PGE_New_Li_Battery_8hr | PGE_Fresno_Li_Battery_8hr_164 | 0 | 0 | 0 | 0 | 0 | 0 | #N/A | 0 | PGE_New_Li_Battery_8hr_Generic | 0 | 0 | #N/A | 0 | 0 | 0 | 0 | PGE_New_Li_Battery_8hr_Generic | 0 | 0 | 0 | 0 | #N/A | 0 | 0 | 0 | PGE_New_Li_Battery_8hr_Generic | PGE_New_Li_Battery_8hr | PGE_Fresno_Li_Battery_8hr_164 | 0 | 0 | 0 | 0 | 0 | 0 | 0 | #N/A | 0 | PGE_New_Li_Battery_8hr_Generic | 0 | 0 | #N/A | 0 | 0 | 0 | 0 | PGE_New_Li_Battery_8hr_Generic | PGE_New_Li_Battery_8hr | PGE_Fresno_Li_Battery_8hr_164 | 0 | 0 | 0 | 0 | 0 | 0 | #N/A | #N/A | #N/A | 0 | 0 | 0 | 0 | 0 | 0 | PGE_New_Li_Battery_8hr_Generic | 0 | #N/A | 0 | 0 | PGE_New_Li_Battery_8hr_Generic | 0 | 0 | 0 | 0 | #N/A | #N/A | #N/A | #N/A | #N/A | #N/A | 0 | 0 | 0 | PGE_New_Li_Battery_8hr_Generic | PGE_New_Li_Battery_8hr | PGE_Fresno_Li_Battery_8hr_164 | [6 empty] | #N/A |  | PGE_New_Li_Battery_8hr_Generic |  |  | #N/A |  |  |  |  | PGE_New_Li_Battery_8hr_Generic |  |  |  |  | #N/A |  |  |  | PGE_New_Li_Battery_8hr_Generic | PGE_New_Li_Battery_8hr | PGE_Fresno_Li_Battery_8hr_164 | [6 empty] | #N/A |  | PGE_New_Li_Battery_8hr_Generic |  |  | #N/A |  |  |  |  | PGE_New_Li_Battery_8hr_Generic |  |  |  |  | #N/A |  |  |  | PGE_New_Li_Battery_8hr_Generic | PGE_New_Li_Battery_8hr | PGE_Fresno_Li_Battery_8hr_164 | 0 | 0 | 0 | 0 | 0 | 0 | 0 | 0 | 0 | 0 | 0 | 0 | 0 | 0 | 0 | 0 | 0 | 0 | 0 | 0 | 0 | 0 | 0 | 0 | 0 | 0 | PG&E FRESNO
PGE_New_Li_Battery_8hr_Generic | PGE_New_Li_Battery_8hr | PGE_Fresno_Li_Battery_8hr_166 | 0 | 0 | 0 | 0 | 0 | 0 | #N/A | 0 | PGE_New_Li_Battery_8hr_Generic | 0 | 0 | #N/A | 0 | 0 | 0 | 0 | PGE_New_Li_Battery_8hr_Generic | 0 | 0 | 0 | 0 | #N/A | 0 | 0 | 0 | PGE_New_Li_Battery_8hr_Generic | PGE_New_Li_Battery_8hr | PGE_Fresno_Li_Battery_8hr_166 | 0 | 0 | 0 | 0 | 0 | 0 | 0 | #N/A | 0 | PGE_New_Li_Battery_8hr_Generic | 0 | 0 | #N/A | 0 | 0 | 0 | 0 | PGE_New_Li_Battery_8hr_Generic | PGE_New_Li_Battery_8hr | PGE_Fresno_Li_Battery_8hr_166 | 0 | 0 | 0 | 0 | 0 | 0 | #N/A | #N/A | #N/A | 0 | 0 | 0 | 0 | 0 | 0 | PGE_New_Li_Battery_8hr_Generic | 0 | #N/A | 0 | 0 | PGE_New_Li_Battery_8hr_Generic | 0 | 0 | 0 | 0 | #N/A | #N/A | #N/A | #N/A | #N/A | #N/A | 0 | 0 | 0 | PGE_New_Li_Battery_8hr_Generic | PGE_New_Li_Battery_8hr | PGE_Fresno_Li_Battery_8hr_166 | [6 empty] | #N/A |  | PGE_New_Li_Battery_8hr_Generic |  |  | #N/A |  |  |  |  | PGE_New_Li_Battery_8hr_Generic |  |  |  |  | #N/A |  |  |  | PGE_New_Li_Battery_8hr_Generic | PGE_New_Li_Battery_8hr | PGE_Fresno_Li_Battery_8hr_166 | [6 empty] | #N/A |  | PGE_New_Li_Battery_8hr_Generic |  |  | #N/A |  |  |  |  | PGE_New_Li_Battery_8hr_Generic |  |  |  |  | #N/A |  |  |  | PGE_New_Li_Battery_8hr_Generic | PGE_New_Li_Battery_8hr | PGE_Fresno_Li_Battery_8hr_166 | 0 | 0 | 0 | 0 | 0 | 0 | 0 | 0 | 0 | 0 | 0 | 0 | 0 | 0 | 0 | 0 | 0 | 0 | 0 | 0 | 0 | 0 | 0 | 0 | 0 | 0 | PG&E FRESNO
PGE_New_Li_Battery_8hr_Generic | PGE_New_Li_Battery_8hr | PGE_Fresno_Li_Battery_8hr_168 | 0 | 0 | 0 | 0 | 0 | 0 | #N/A | 0 | PGE_New_Li_Battery_8hr_Generic | 0 | 0 | #N/A | 0 | 0 | 0 | 0 | PGE_New_Li_Battery_8hr_Generic | 0 | 0 | 0 | 0 | #N/A | 0 | 0 | 0 | PGE_New_Li_Battery_8hr_Generic | PGE_New_Li_Battery_8hr | PGE_Fresno_Li_Battery_8hr_168 | 0 | 0 | 0 | 0 | 0 | 0 | 0 | #N/A | 0 | PGE_New_Li_Battery_8hr_Generic | 0 | 0 | #N/A | 0 | 0 | 0 | 0 | PGE_New_Li_Battery_8hr_Generic | PGE_New_Li_Battery_8hr | PGE_Fresno_Li_Battery_8hr_168 | 0 | 0 | 0 | 0 | 0 | 0 | #N/A | #N/A | #N/A | 0 | 0 | 0 | 0 | 0 | 0 | PGE_New_Li_Battery_8hr_Generic | 0 | #N/A | 0 | 0 | PGE_New_Li_Battery_8hr_Generic | 0 | 0 | 0 | 0 | #N/A | #N/A | #N/A | #N/A | #N/A | #N/A | 0 | 0 | 0 | PGE_New_Li_Battery_8hr_Generic | PGE_New_Li_Battery_8hr | PGE_Fresno_Li_Battery_8hr_168 | [6 empty] | #N/A |  | PGE_New_Li_Battery_8hr_Generic |  |  | #N/A |  |  |  |  | PGE_New_Li_Battery_8hr_Generic |  |  |  |  | #N/A |  |  |  | PGE_New_Li_Battery_8hr_Generic | PGE_New_Li_Battery_8hr | PGE_Fresno_Li_Battery_8hr_168 | [6 empty] | #N/A |  | PGE_New_Li_Battery_8hr_Generic |  |  | #N/A |  |  |  |  | PGE_New_Li_Battery_8hr_Generic |  |  |  |  | #N/A |  |  |  | PGE_New_Li_Battery_8hr_Generic | PGE_New_Li_Battery_8hr | PGE_Fresno_Li_Battery_8hr_168 | 0 | 0 | 0 | 0 | 0 | 0 | 0 | 0 | 0 | 0 | 0 | 0 | 0 | 0 | 0 | 0 | 0 | 0 | 0 | 0 | 0 | 0 | 0 | 0 | 0 | 0 | PG&E FRESNO
PGE_New_Li_Battery_8hr_Generic | PGE_New_Li_Battery_8hr | PGE_Fresno_Li_Battery_8hr_169 | 0 | 0 | 0 | 0 | 0 | 0 | #N/A | 0 | PGE_New_Li_Battery_8hr_Generic | 0 | 0 | #N/A | 0 | 0 | 0 | 0 | PGE_New_Li_Battery_8hr_Generic | 0 | 0 | 0 | 0 | #N/A | 0 | 0 | 0 | PGE_New_Li_Battery_8hr_Generic | PGE_New_Li_Battery_8hr | PGE_Fresno_Li_Battery_8hr_169 | 0 | 0 | 0 | 0 | 0 | 0 | 0 | #N/A | 0 | PGE_New_Li_Battery_8hr_Generic | 0 | 0 | #N/A | 0 | 0 | 0 | 0 | PGE_New_Li_Battery_8hr_Generic | PGE_New_Li_Battery_8hr | PGE_Fresno_Li_Battery_8hr_169 | 0 | 0 | 0 | 0 | 0 | 0 | #N/A | #N/A | #N/A | 0 | 0 | 0 | 0 | 0 | 0 | PGE_New_Li_Battery_8hr_Generic | 0 | #N/A | 0 | 0 | PGE_New_Li_Battery_8hr_Generic | 0 | 0 | 0 | 0 | #N/A | #N/A | #N/A | #N/A | #N/A | #N/A | 0 | 0 | 0 | PGE_New_Li_Battery_8hr_Generic | PGE_New_Li_Battery_8hr | PGE_Fresno_Li_Battery_8hr_169 | [6 empty] | #N/A |  | PGE_New_Li_Battery_8hr_Generic |  |  | #N/A |  |  |  |  | PGE_New_Li_Battery_8hr_Generic |  |  |  |  | #N/A |  |  |  | PGE_New_Li_Battery_8hr_Generic | PGE_New_Li_Battery_8hr | PGE_Fresno_Li_Battery_8hr_169 | [6 empty] | #N/A |  | PGE_New_Li_Battery_8hr_Generic |  |  | #N/A |  |  |  |  | PGE_New_Li_Battery_8hr_Generic |  |  |  |  | #N/A |  |  |  | PGE_New_Li_Battery_8hr_Generic | PGE_New_Li_Battery_8hr | PGE_Fresno_Li_Battery_8hr_169 | 0 | 0 | 0 | 0 | 0 | 0 | 0 | 0 | 0 | 0 | 0 | 0 | 0 | 0 | 0 | 0 | 0 | 0 | 0 | 0 | 0 | 0 | 0 | 0 | 0 | 0 | PG&E FRESNO
PGE_New_Li_Battery_8hr_Generic | PGE_New_Li_Battery_8hr | PGE_Fresno_Li_Battery_8hr_64 | 0 | 0 | 0 | 0 | 0 | 0 | #N/A | 0 | PGE_New_Li_Battery_8hr_Generic | 0 | 0 | #N/A | 0 | 0 | 0 | 0 | PGE_New_Li_Battery_8hr_Generic | 0 | 0 | 0 | 0 | #N/A | 0 | 0 | 0 | PGE_New_Li_Battery_8hr_Generic | PGE_New_Li_Battery_8hr | PGE_Fresno_Li_Battery_8hr_64 | 0 | 0 | 0 | 0 | 0 | 0 | 0 | #N/A | 0 | PGE_New_Li_Battery_8hr_Generic | 0 | 0 | #N/A | 0 | 0 | 0 | 0 | PGE_New_Li_Battery_8hr_Generic | PGE_New_Li_Battery_8hr | PGE_Fresno_Li_Battery_8hr_64 | 0 | 0 | 0 | 0 | 0 | 0 | #N/A | #N/A | #N/A | 0 | 0 | 0 | 0 | 0 | 0 | PGE_New_Li_Battery_8hr_Generic | 0 | #N/A | 0 | 0 | PGE_New_Li_Battery_8hr_Generic | 0 | 0 | 0 | 0 | #N/A | #N/A | #N/A | #N/A | #N/A | #N/A | 0 | 0 | 0 | PGE_New_Li_Battery_8hr_Generic | PGE_New_Li_Battery_8hr | PGE_Fresno_Li_Battery_8hr_64 | [6 empty] | #N/A |  | PGE_New_Li_Battery_8hr_Generic |  |  | #N/A |  |  |  |  | PGE_New_Li_Battery_8hr_Generic |  |  |  |  | #N/A |  |  |  | PGE_New_Li_Battery_8hr_Generic | PGE_New_Li_Battery_8hr | PGE_Fresno_Li_Battery_8hr_64 | [6 empty] | #N/A |  | PGE_New_Li_Battery_8hr_Generic |  |  | #N/A |  |  |  |  | PGE_New_Li_Battery_8hr_Generic |  |  |  |  | #N/A |  |  |  | PGE_New_Li_Battery_8hr_Generic | PGE_New_Li_Battery_8hr | PGE_Fresno_Li_Battery_8hr_64 | 0 | 0 | 0 | 0 | 0 | 0 | 0 | 0 | 0 | 0 | 0 | 2.6821 | 0 | 0 | 0 | 0 | 2.6821 | 0 | 0 | 0 | 0 | 2.6821 | 0 | 0 | 0 | 2.6821 | PG&E FRESNO
PGE_New_Li_Battery_8hr_Generic | PGE_New_Li_Battery_8hr | PGE_Fresno_Li_Battery_8hr_69 | 0 | 0 | 0 | 0 | 0 | 0 | #N/A | 0 | PGE_New_Li_Battery_8hr_Generic | 0 | 0 | #N/A | 0 | 0 | 0 | 0 | PGE_New_Li_Battery_8hr_Generic | 0 | 0 | 0 | 0 | #N/A | 0 | 0 | 0 | PGE_New_Li_Battery_8hr_Generic | PGE_New_Li_Battery_8hr | PGE_Fresno_Li_Battery_8hr_69 | 0 | 0 | 0 | 0 | 0 | 0 | 0 | #N/A | 0 | PGE_New_Li_Battery_8hr_Generic | 0 | 0 | #N/A | 0 | 0 | 0 | 0 | PGE_New_Li_Battery_8hr_Generic | PGE_New_Li_Battery_8hr | PGE_Fresno_Li_Battery_8hr_69 | 0 | 0 | 0 | 0 | 0 | 0 | #N/A | #N/A | #N/A | 0 | 0 | 0 | 0 | 0 | 0 | PGE_New_Li_Battery_8hr_Generic | 0 | #N/A | 0 | 0 | PGE_New_Li_Battery_8hr_Generic | 0 | 0 | 0 | 0 | #N/A | #N/A | #N/A | #N/A | #N/A | #N/A | 0 | 0 | 0 | PGE_New_Li_Battery_8hr_Generic | PGE_New_Li_Battery_8hr | PGE_Fresno_Li_Battery_8hr_69 | [6 empty] | #N/A |  | PGE_New_Li_Battery_8hr_Generic |  |  | #N/A |  |  |  |  | PGE_New_Li_Battery_8hr_Generic |  |  |  |  | #N/A |  |  |  | PGE_New_Li_Battery_8hr_Generic | PGE_New_Li_Battery_8hr | PGE_Fresno_Li_Battery_8hr_69 | [6 empty] | #N/A |  | PGE_New_Li_Battery_8hr_Generic |  |  | #N/A |  |  |  |  | PGE_New_Li_Battery_8hr_Generic |  |  |  |  | #N/A |  |  |  | PGE_New_Li_Battery_8hr_Generic | PGE_New_Li_Battery_8hr | PGE_Fresno_Li_Battery_8hr_69 | 0 | 0 | 0 | 0 | 0 | 0 | 0 | 0 | 0 | 0 | 0 | 0.42241 | 0 | 0 | 0 | 0 | 0.78362 | 0 | 0 | 0 | 0 | 0.78362 | 0 | 0 | 0 | 1.1767 | PG&E FRESNO
PGE_New_Li_Battery_8hr_Generic | PGE_New_Li_Battery_8hr | PGE_Fresno_Li_Battery_8hr_70 | 0 | 0 | 0 | 0 | 0 | 0 | #N/A | 0 | PGE_New_Li_Battery_8hr_Generic | 0 | 0 | #N/A | 0 | 0 | 0 | 0 | PGE_New_Li_Battery_8hr_Generic | 0 | 0 | 0 | 0 | #N/A | 0 | 0 | 0 | PGE_New_Li_Battery_8hr_Generic | PGE_New_Li_Battery_8hr | PGE_Fresno_Li_Battery_8hr_70 | 0 | 0 | 0 | 0 | 0 | 0 | 0 | #N/A | 0 | PGE_New_Li_Battery_8hr_Generic | 0 | 0 | #N/A | 0 | 0 | 0 | 0 | PGE_New_Li_Battery_8hr_Generic | PGE_New_Li_Battery_8hr | PGE_Fresno_Li_Battery_8hr_70 | 0 | 0 | 0 | 0 | 0 | 0 | #N/A | #N/A | #N/A | 0 | 0 | 0 | 0 | 0 | 0 | PGE_New_Li_Battery_8hr_Generic | 0 | #N/A | 0 | 0 | PGE_New_Li_Battery_8hr_Generic | 0 | 0 | 0 | 0 | #N/A | #N/A | #N/A | #N/A | #N/A | #N/A | 0 | 0 | 0 | PGE_New_Li_Battery_8hr_Generic | PGE_New_Li_Battery_8hr | PGE_Fresno_Li_Battery_8hr_70 | [6 empty] | #N/A |  | PGE_New_Li_Battery_8hr_Generic |  |  | #N/A |  |  |  |  | PGE_New_Li_Battery_8hr_Generic |  |  |  |  | #N/A |  |  |  | PGE_New_Li_Battery_8hr_Generic | PGE_New_Li_Battery_8hr | PGE_Fresno_Li_Battery_8hr_70 | [6 empty] | #N/A |  | PGE_New_Li_Battery_8hr_Generic |  |  | #N/A |  |  |  |  | PGE_New_Li_Battery_8hr_Generic |  |  |  |  | #N/A |  |  |  | PGE_New_Li_Battery_8hr_Generic | PGE_New_Li_Battery_8hr | PGE_Fresno_Li_Battery_8hr_70 | 0 | 0 | 0 | 0 | 0 | 0 | 0 | 0 | 0 | 0 | 0 | 0.85755 | 0 | 0 | 0 | 0 | 0.85755 | 0 | 0 | 0 | 0 | 0.85755 | 0 | 0 | 0 | 0.85755 | PG&E FRESNO
PGE_New_Li_Battery_8hr_Generic | PGE_New_Li_Battery_8hr | PGE_Fresno_Li_Battery_8hr_71 | 0 | 0 | 0 | 0 | 0 | 0 | #N/A | 0 | PGE_New_Li_Battery_8hr_Generic | 0 | 0 | #N/A | 0 | 0 | 0 | 0 | PGE_New_Li_Battery_8hr_Generic | 0 | 0 | 0 | 0 | #N/A | 0 | 0 | 0 | PGE_New_Li_Battery_8hr_Generic | PGE_New_Li_Battery_8hr | PGE_Fresno_Li_Battery_8hr_71 | 0 | 0 | 0 | 0 | 0 | 0 | 0 | #N/A | 0 | PGE_New_Li_Battery_8hr_Generic | 0 | 0 | #N/A | 0 | 0 | 0 | 0 | PGE_New_Li_Battery_8hr_Generic | PGE_New_Li_Battery_8hr | PGE_Fresno_Li_Battery_8hr_71 | 0 | 0 | 0 | 0 | 0 | 0 | #N/A | #N/A | #N/A | 0 | 0 | 0 | 0 | 0 | 0 | PGE_New_Li_Battery_8hr_Generic | 0 | #N/A | 0 | 0 | PGE_New_Li_Battery_8hr_Generic | 0 | 0 | 0 | 0 | #N/A | #N/A | #N/A | #N/A | #N/A | #N/A | 0 | 0 | 0 | PGE_New_Li_Battery_8hr_Generic | PGE_New_Li_Battery_8hr | PGE_Fresno_Li_Battery_8hr_71 | [6 empty] | #N/A |  | PGE_New_Li_Battery_8hr_Generic |  |  | #N/A |  |  |  |  | PGE_New_Li_Battery_8hr_Generic |  |  |  |  | #N/A |  |  |  | PGE_New_Li_Battery_8hr_Generic | PGE_New_Li_Battery_8hr | PGE_Fresno_Li_Battery_8hr_71 | [6 empty] | #N/A |  | PGE_New_Li_Battery_8hr_Generic |  |  | #N/A |  |  |  |  | PGE_New_Li_Battery_8hr_Generic |  |  |  |  | #N/A |  |  |  | PGE_New_Li_Battery_8hr_Generic | PGE_New_Li_Battery_8hr | PGE_Fresno_Li_Battery_8hr_71 | 0 | 0 | 0 | 0 | 0 | 0 | 0 | 0 | 0 | 0 | 0 | 0 | 0 | 0 | 0 | 0 | 0 | 0 | 0 | 0 | 0 | 0 | 0 | 0 | 0 | 0 | PG&E FRESNO
PGE_New_Li_Battery_8hr_Generic | PGE_New_Li_Battery_8hr | PGE_Fresno_Li_Battery_8hr_73 | 0 | 0 | 0 | 0 | 0 | 0 | #N/A | 0 | PGE_New_Li_Battery_8hr_Generic | 0 | 0 | #N/A | 0 | 0 | 0 | 0 | PGE_New_Li_Battery_8hr_Generic | 0 | 0 | 0 | 0 | #N/A | 0 | 0 | 0 | PGE_New_Li_Battery_8hr_Generic | PGE_New_Li_Battery_8hr | PGE_Fresno_Li_Battery_8hr_73 | 0 | 0 | 0 | 0 | 0 | 0 | 0 | #N/A | 0 | PGE_New_Li_Battery_8hr_Generic | 0 | 0 | #N/A | 0 | 0 | 0 | 0 | PGE_New_Li_Battery_8hr_Generic | PGE_New_Li_Battery_8hr | PGE_Fresno_Li_Battery_8hr_73 | 0 | 0 | 0 | 0 | 0 | 0 | #N/A | #N/A | #N/A | 0 | 0 | 0 | 0 | 0 | 0 | PGE_New_Li_Battery_8hr_Generic | 0 | #N/A | 0 | 0 | PGE_New_Li_Battery_8hr_Generic | 0 | 0 | 0 | 0 | #N/A | #N/A | #N/A | #N/A | #N/A | #N/A | 0 | 0 | 0 | PGE_New_Li_Battery_8hr_Generic | PGE_New_Li_Battery_8hr | PGE_Fresno_Li_Battery_8hr_73 | [6 empty] | #N/A |  | PGE_New_Li_Battery_8hr_Generic |  |  | #N/A |  |  |  |  | PGE_New_Li_Battery_8hr_Generic |  |  |  |  | #N/A |  |  |  | PGE_New_Li_Battery_8hr_Generic | PGE_New_Li_Battery_8hr | PGE_Fresno_Li_Battery_8hr_73 | [6 empty] | #N/A |  | PGE_New_Li_Battery_8hr_Generic |  |  | #N/A |  |  |  |  | PGE_New_Li_Battery_8hr_Generic |  |  |  |  | #N/A |  |  |  | PGE_New_Li_Battery_8hr_Generic | PGE_New_Li_Battery_8hr | PGE_Fresno_Li_Battery_8hr_73 | 0 | 0 | 0 | 0 | 0 | 0 | 0 | 0 | 0 | 0 | 0 | 0 | 0 | 0 | 0 | 0 | 0 | 0 | 0 | 0 | 0 | 0 | 0 | 0 | 0 | 0 | PG&E FRESNO
PGE_New_Li_Battery_8hr_Generic | PGE_New_Li_Battery_8hr | PGE_Fresno_Li_Battery_8hr_75 | 0 | 0 | 0 | 0 | 0 | 0 | #N/A | 0 | PGE_New_Li_Battery_8hr_Generic | 0 | 0 | #N/A | 0 | 0 | 0 | 0 | PGE_New_Li_Battery_8hr_Generic | 0 | 0 | 0 | 0 | #N/A | 0 | 0 | 0 | PGE_New_Li_Battery_8hr_Generic | PGE_New_Li_Battery_8hr | PGE_Fresno_Li_Battery_8hr_75 | 0 | 0 | 0 | 0 | 0 | 0 | 0 | #N/A | 0 | PGE_New_Li_Battery_8hr_Generic | 0 | 0 | #N/A | 0 | 0 | 0 | 0 | PGE_New_Li_Battery_8hr_Generic | PGE_New_Li_Battery_8hr | PGE_Fresno_Li_Battery_8hr_75 | 0 | 0 | 0 | 0 | 0 | 0 | #N/A | #N/A | #N/A | 0 | 0 | 0 | 0 | 0 | 0 | PGE_New_Li_Battery_8hr_Generic | 0 | #N/A | 0 | 0 | PGE_New_Li_Battery_8hr_Generic | 0 | 0 | 0 | 0 | #N/A | #N/A | #N/A | #N/A | #N/A | #N/A | 0 | 0 | 0 | PGE_New_Li_Battery_8hr_Generic | PGE_New_Li_Battery_8hr | PGE_Fresno_Li_Battery_8hr_75 | [6 empty] | #N/A |  | PGE_New_Li_Battery_8hr_Generic |  |  | #N/A |  |  |  |  | PGE_New_Li_Battery_8hr_Generic |  |  |  |  | #N/A |  |  |  | PGE_New_Li_Battery_8hr_Generic | PGE_New_Li_Battery_8hr | PGE_Fresno_Li_Battery_8hr_75 | [6 empty] | #N/A |  | PGE_New_Li_Battery_8hr_Generic |  |  | #N/A |  |  |  |  | PGE_New_Li_Battery_8hr_Generic |  |  |  |  | #N/A |  |  |  | PGE_New_Li_Battery_8hr_Generic | PGE_New_Li_Battery_8hr | PGE_Fresno_Li_Battery_8hr_75 | 0 | 0 | 0 | 0 | 0 | 0 | 0.08 | 0 | 0.115 | 0 | 0 | 0.31352 | 0 | 0 | 0 | 0 | 0.31352 | 0 | 0 | 0 | 0 | 0.31352 | 0 | 0 | 0 | 0.32516 | PG&E FRESNO
PGE_New_Li_Battery_8hr_Generic | PGE_New_Li_Battery_8hr | PGE_Fresno_Li_Battery_8hr_76 | 0 | 0 | 0 | 0 | 0 | 0 | #N/A | 0 | PGE_New_Li_Battery_8hr_Generic | 0 | 0 | #N/A | 0 | 0 | 0 | 0 | PGE_New_Li_Battery_8hr_Generic | 0 | 0 | 0 | 0 | #N/A | 0 | 0 | 0 | PGE_New_Li_Battery_8hr_Generic | PGE_New_Li_Battery_8hr | PGE_Fresno_Li_Battery_8hr_76 | 0 | 0 | 0 | 0 | 0 | 0 | 0 | #N/A | 0 | PGE_New_Li_Battery_8hr_Generic | 0 | 0 | #N/A | 0 | 0 | 0 | 0 | PGE_New_Li_Battery_8hr_Generic | PGE_New_Li_Battery_8hr | PGE_Fresno_Li_Battery_8hr_76 | 0 | 0 | 0 | 0 | 0 | 0 | #N/A | #N/A | #N/A | 0 | 0 | 0 | 0 | 0 | 0 | PGE_New_Li_Battery_8hr_Generic | 0 | #N/A | 0 | 0 | PGE_New_Li_Battery_8hr_Generic | 0 | 0 | 0 | 0 | #N/A | #N/A | #N/A | #N/A | #N/A | #N/A | 0 | 0 | 0 | PGE_New_Li_Battery_8hr_Generic | PGE_New_Li_Battery_8hr | PGE_Fresno_Li_Battery_8hr_76 | [6 empty] | #N/A |  | PGE_New_Li_Battery_8hr_Generic |  |  | #N/A |  |  |  |  | PGE_New_Li_Battery_8hr_Generic |  |  |  |  | #N/A |  |  |  | PGE_New_Li_Battery_8hr_Generic | PGE_New_Li_Battery_8hr | PGE_Fresno_Li_Battery_8hr_76 | [6 empty] | #N/A |  | PGE_New_Li_Battery_8hr_Generic |  |  | #N/A |  |  |  |  | PGE_New_Li_Battery_8hr_Generic |  |  |  |  | #N/A |  |  |  | PGE_New_Li_Battery_8hr_Generic | PGE_New_Li_Battery_8hr | PGE_Fresno_Li_Battery_8hr_76 | 0 | 0 | 0 | 0 | 0 | 0 | 0 | 0 | 0 | 0 | 0 | 0 | 0 | 0 | 0 | 0 | 0 | 0 | 0 | 0 | 0 | 0 | 0 | 0 | 0 | 0 | PG&E FRESNO
PGE_New_Li_Battery_8hr_Generic | PGE_New_Li_Battery_8hr | PGE_Fresno_Li_Battery_8hr_77 | 0 | 0 | 0 | 0 | 0 | 0 | #N/A | 0 | PGE_New_Li_Battery_8hr_Generic | 0 | 0 | #N/A | 0 | 0 | 0 | 0 | PGE_New_Li_Battery_8hr_Generic | 0 | 0 | 0 | 0 | #N/A | 0 | 0 | 0 | PGE_New_Li_Battery_8hr_Generic | PGE_New_Li_Battery_8hr | PGE_Fresno_Li_Battery_8hr_77 | 0 | 0 | 0 | 0 | 0 | 0 | 0 | #N/A | 0 | PGE_New_Li_Battery_8hr_Generic | 0 | 0 | #N/A | 0 | 0 | 0 | 0 | PGE_New_Li_Battery_8hr_Generic | PGE_New_Li_Battery_8hr | PGE_Fresno_Li_Battery_8hr_77 | 0 | 0 | 0 | 0 | 0 | 0 | #N/A | #N/A | #N/A | 0 | 0 | 0 | 0 | 0 | 0 | PGE_New_Li_Battery_8hr_Generic | 0 | #N/A | 0 | 0 | PGE_New_Li_Battery_8hr_Generic | 0 | 0 | 0 | 0 | #N/A | #N/A | #N/A | #N/A | #N/A | #N/A | 0 | 0 | 0 | PGE_New_Li_Battery_8hr_Generic | PGE_New_Li_Battery_8hr | PGE_Fresno_Li_Battery_8hr_77 | [6 empty] | #N/A |  | PGE_New_Li_Battery_8hr_Generic |  |  | #N/A |  |  |  |  | PGE_New_Li_Battery_8hr_Generic |  |  |  |  | #N/A |  |  |  | PGE_New_Li_Battery_8hr_Generic | PGE_New_Li_Battery_8hr | PGE_Fresno_Li_Battery_8hr_77 | [6 empty] | #N/A |  | PGE_New_Li_Battery_8hr_Generic |  |  | #N/A |  |  |  |  | PGE_New_Li_Battery_8hr_Generic |  |  |  |  | #N/A |  |  |  | PGE_New_Li_Battery_8hr_Generic | PGE_New_Li_Battery_8hr | PGE_Fresno_Li_Battery_8hr_77 | 0 | 0 | 0 | 0 | 0 | 0 | 0 | 0 | 0 | 0 | 0 | 0 | 0 | 0 | 0 | 0 | 0 | 0 | 0 | 0 | 0 | 0 | 0 | 0 | 0 | 0 | PG&E FRESNO
PGE_New_Li_Battery_8hr_Generic | PGE_New_Li_Battery_8hr | PGE_Fresno_Li_Battery_8hr_88 | 0 | 0 | 0 | 0 | 0 | 0 | #N/A | 0 | PGE_New_Li_Battery_8hr_Generic | 0 | 0 | #N/A | 0 | 0 | 0 | 0 | PGE_New_Li_Battery_8hr_Generic | 0 | 0 | 0 | 0 | #N/A | 0 | 0 | 0 | PGE_New_Li_Battery_8hr_Generic | PGE_New_Li_Battery_8hr | PGE_Fresno_Li_Battery_8hr_88 | 0 | 0 | 0 | 0 | 0 | 0 | 0 | #N/A | 0 | PGE_New_Li_Battery_8hr_Generic | 0 | 0 | #N/A | 0 | 0 | 0 | 0 | PGE_New_Li_Battery_8hr_Generic | PGE_New_Li_Battery_8hr | PGE_Fresno_Li_Battery_8hr_88 | 0 | 0 | 0 | 0 | 0 | 0 | #N/A | #N/A | #N/A | 0 | 0 | 0 | 0 | 0 | 0 | PGE_New_Li_Battery_8hr_Generic | 0 | #N/A | 0 | 0 | PGE_New_Li_Battery_8hr_Generic | 0 | 0 | 0 | 0 | #N/A | #N/A | #N/A | #N/A | #N/A | #N/A | 0 | 0 | 0 | PGE_New_Li_Battery_8hr_Generic | PGE_New_Li_Battery_8hr | PGE_Fresno_Li_Battery_8hr_88 | [6 empty] | #N/A |  | PGE_New_Li_Battery_8hr_Generic |  |  | #N/A |  |  |  |  | PGE_New_Li_Battery_8hr_Generic |  |  |  |  | #N/A |  |  |  | PGE_New_Li_Battery_8hr_Generic | PGE_New_Li_Battery_8hr | PGE_Fresno_Li_Battery_8hr_88 | [6 empty] | #N/A |  | PGE_New_Li_Battery_8hr_Generic |  |  | #N/A |  |  |  |  | PGE_New_Li_Battery_8hr_Generic |  |  |  |  | #N/A |  |  |  | PGE_New_Li_Battery_8hr_Generic | PGE_New_Li_Battery_8hr | PGE_Fresno_Li_Battery_8hr_88 | 0 | 0 | 0 | 0 | 0 | 0 | 0 | 0 | 0 | 0 | 0 | 0.28686 | 0 | 0 | 0 | 0 | 0.28686 | 0 | 0 | 0 | 0 | 0.28686 | 0 | 0 | 0 | 0.28686 | PG&E FRESNO
PGE_New_Li_Battery_8hr_Generic | PGE_New_Li_Battery_8hr | PGE_Fresno_Li_Battery_8hr_90 | 0 | 0 | 0 | 0 | 0 | 0 | #N/A | 0 | PGE_New_Li_Battery_8hr_Generic | 0 | 0 | #N/A | 0 | 0 | 0 | 0 | PGE_New_Li_Battery_8hr_Generic | 0 | 0 | 0 | 0 | #N/A | 0 | 0 | 0 | PGE_New_Li_Battery_8hr_Generic | PGE_New_Li_Battery_8hr | PGE_Fresno_Li_Battery_8hr_90 | 0 | 0 | 0 | 0 | 0 | 0 | 0 | #N/A | 0 | PGE_New_Li_Battery_8hr_Generic | 0 | 0 | #N/A | 0 | 0 | 0 | 0 | PGE_New_Li_Battery_8hr_Generic | PGE_New_Li_Battery_8hr | PGE_Fresno_Li_Battery_8hr_90 | 0 | 0 | 0 | 0 | 0 | 0 | #N/A | #N/A | #N/A | 0 | 0 | 0 | 0 | 0 | 0 | PGE_New_Li_Battery_8hr_Generic | 0 | #N/A | 0 | 0 | PGE_New_Li_Battery_8hr_Generic | 0 | 0 | 0 | 0 | #N/A | #N/A | #N/A | #N/A | #N/A | #N/A | 0 | 0 | 0 | PGE_New_Li_Battery_8hr_Generic | PGE_New_Li_Battery_8hr | PGE_Fresno_Li_Battery_8hr_90 | [6 empty] | #N/A |  | PGE_New_Li_Battery_8hr_Generic |  |  | #N/A |  |  |  |  | PGE_New_Li_Battery_8hr_Generic |  |  |  |  | #N/A |  |  |  | PGE_New_Li_Battery_8hr_Generic | PGE_New_Li_Battery_8hr | PGE_Fresno_Li_Battery_8hr_90 | [6 empty] | #N/A |  | PGE_New_Li_Battery_8hr_Generic |  |  | #N/A |  |  |  |  | PGE_New_Li_Battery_8hr_Generic |  |  |  |  | #N/A |  |  |  | PGE_New_Li_Battery_8hr_Generic | PGE_New_Li_Battery_8hr | PGE_Fresno_Li_Battery_8hr_90 | 0 | 0 | 0 | 0 | 0 | 0 | 0 | 0 | 0 | 0 | 0 | 0 | 0 | 0 | 0 | 0 | 0.019759 | 0 | 0 | 0 | 0 | 0.019759 | 0 | 0 | 0 | 0.019759 | PG&E FRESNO
PGE_New_Li_Battery_8hr_Generic | PGE_New_Li_Battery_8hr | PGE_Fresno_Li_Battery_8hr_94 | 0 | 0 | 0 | 0 | 0 | 0 | #N/A | 0 | PGE_New_Li_Battery_8hr_Generic | 0 | 0 | #N/A | 0 | 0 | 0 | 0 | PGE_New_Li_Battery_8hr_Generic | 0 | 0 | 0 | 0 | #N/A | 0 | 0 | 0 | PGE_New_Li_Battery_8hr_Generic | PGE_New_Li_Battery_8hr | PGE_Fresno_Li_Battery_8hr_94 | 0 | 0 | 0 | 0 | 0 | 0 | 0 | #N/A | 0 | PGE_New_Li_Battery_8hr_Generic | 0 | 0 | #N/A | 0 | 0 | 0 | 0 | PGE_New_Li_Battery_8hr_Generic | PGE_New_Li_Battery_8hr | PGE_Fresno_Li_Battery_8hr_94 | 0 | 0 | 0 | 0 | 0 | 0 | #N/A | #N/A | #N/A | 0 | 0 | 0 | 0 | 0 | 0 | PGE_New_Li_Battery_8hr_Generic | 0 | #N/A | 0 | 0 | PGE_New_Li_Battery_8hr_Generic | 0 | 0 | 0 | 0 | #N/A | #N/A | #N/A | #N/A | #N/A | #N/A | 0 | 0 | 0 | PGE_New_Li_Battery_8hr_Generic | PGE_New_Li_Battery_8hr | PGE_Fresno_Li_Battery_8hr_94 | [6 empty] | #N/A |  | PGE_New_Li_Battery_8hr_Generic |  |  | #N/A |  |  |  |  | PGE_New_Li_Battery_8hr_Generic |  |  |  |  | #N/A |  |  |  | PGE_New_Li_Battery_8hr_Generic | PGE_New_Li_Battery_8hr | PGE_Fresno_Li_Battery_8hr_94 | [6 empty] | #N/A |  | PGE_New_Li_Battery_8hr_Generic |  |  | #N/A |  |  |  |  | PGE_New_Li_Battery_8hr_Generic |  |  |  |  | #N/A |  |  |  | PGE_New_Li_Battery_8hr_Generic | PGE_New_Li_Battery_8hr | PGE_Fresno_Li_Battery_8hr_94 | 0 | 0 | 0 | 0 | 0 | 0 | 0 | 0 | 0 | 0 | 0 | 0 | 0 | 0 | 0 | 0 | 0 | 0 | 0 | 0 | 0 | 0 | 0 | 0 | 0 | 0 | PG&E FRESNO
PGE_Fresno_Solar_Generic | PGE_Fresno_Solar | PGE_Fresno_Solar_105 | 0 | 0 | 0 | 0 | 0 | 0 | #N/A | 0 | PGE_Fresno_Solar_Generic | 0 | 0 | #N/A | 0 | 0 | 0 | 0 | PGE_Fresno_Solar_Generic | 0 | 0 | 0 | 0 | #N/A | 0 | 0 | 0 | PGE_Fresno_Solar_Generic | PGE_Fresno_Solar | PGE_Fresno_Solar_105 | 0 | 0 | 0 | 0 | 0 | 0 | 0 | #N/A | 0 | PGE_Fresno_Solar_Generic | 0 | 0 | #N/A | 0 | 0 | 0 | 0 | PGE_Fresno_Solar_Generic | PGE_Fresno_Solar | PGE_Fresno_Solar_105 | 0 | 0 | 0 | 0 | 0 | 0 | #N/A | #N/A | #N/A | 0 | 0 | 0 | 0 | 0 | 0 | PGE_Fresno_Solar_Generic | 0 | #N/A | 0 | 0 | PGE_Fresno_Solar_Generic | 0 | 0 | 0 | 0 | #N/A | #N/A | #N/A | #N/A | #N/A | #N/A | 0 | 0 | 0 | PGE_Fresno_Solar_Generic | PGE_Fresno_Solar | PGE_Fresno_Solar_105 | [6 empty] | #N/A |  | PGE_Fresno_Solar_Generic |  |  | #N/A |  |  |  |  | PGE_Fresno_Solar_Generic |  |  |  |  | #N/A |  |  |  | PGE_Fresno_Solar_Generic | PGE_Fresno_Solar | PGE_Fresno_Solar_105 | [6 empty] | #N/A |  | PGE_Fresno_Solar_Generic |  |  | #N/A |  |  |  |  | PGE_Fresno_Solar_Generic |  |  |  |  | #N/A |  |  |  | PGE_Fresno_Solar_Generic | PGE_Fresno_Solar | PGE_Fresno_Solar_105 | 0 | 0 | 0 | 0 | 0 | 0 | 0 | 0 | 0 | 0 | 0 | 0 | 0 | 0 | 0 | 0 | 0 | 0 | 0 | 0 | 0 | 0 | 0 | 0 | 0 | 0 | PG&E FRESNO
PGE_Fresno_Solar_Generic | PGE_Fresno_Solar | PGE_Fresno_Solar_114 | 0 | 0 | 0 | 0 | 0 | 0 | #N/A | 0 | PGE_Fresno_Solar_Generic | 0 | 0 | #N/A | 0 | 0 | 0 | 0 | PGE_Fresno_Solar_Generic | 0 | 0 | 0 | 0 | #N/A | 0 | 0 | 0 | PGE_Fresno_Solar_Generic | PGE_Fresno_Solar | PGE_Fresno_Solar_114 | 0 | 0 | 0 | 0 | 0 | 0 | 0 | #N/A | 0 | PGE_Fresno_Solar_Generic | 0 | 0 | #N/A | 0 | 0 | 0 | 0 | PGE_Fresno_Solar_Generic | PGE_Fresno_Solar | PGE_Fresno_Solar_114 | 0 | 0 | 0 | 0 | 0 | 0 | #N/A | #N/A | #N/A | 0 | 0 | 0 | 0 | 0 | 0 | PGE_Fresno_Solar_Generic | 0 | #N/A | 0 | 0 | PGE_Fresno_Solar_Generic | 0 | 0 | 0 | 0 | #N/A | #N/A | #N/A | #N/A | #N/A | #N/A | 0 | 0 | 0 | PGE_Fresno_Solar_Generic | PGE_Fresno_Solar | PGE_Fresno_Solar_114 | [6 empty] | #N/A |  | PGE_Fresno_Solar_Generic |  |  | #N/A |  |  |  |  | PGE_Fresno_Solar_Generic |  |  |  |  | #N/A |  |  |  | PGE_Fresno_Solar_Generic | PGE_Fresno_Solar | PGE_Fresno_Solar_114 | [6 empty] | #N/A |  | PGE_Fresno_Solar_Generic |  |  | #N/A |  |  |  |  | PGE_Fresno_Solar_Generic |  |  |  |  | #N/A |  |  |  | PGE_Fresno_Solar_Generic | PGE_Fresno_Solar | PGE_Fresno_Solar_114 | 0 | 0 | 0 | 0 | 0 | 0 | 0 | 0 | 0 | 0 | 0 | 0.1 | 0 | 0 | 0 | 0 | 0.1 | 0 | 0 | 0 | 0 | 0.1 | 0 | 0 | 0 | 0.1 | PG&E FRESNO
PGE_Fresno_Solar_Generic | PGE_Fresno_Solar | PGE_Fresno_Solar_115 | 0 | 0 | 0 | 0 | 0 | 0 | #N/A | 0 | PGE_Fresno_Solar_Generic | 0 | 0 | #N/A | 0 | 0 | 0 | 0 | PGE_Fresno_Solar_Generic | 0 | 0 | 0 | 0 | #N/A | 0 | 0 | 0 | PGE_Fresno_Solar_Generic | PGE_Fresno_Solar | PGE_Fresno_Solar_115 | 0 | 0 | 0 | 0 | 0 | 0 | 0 | #N/A | 0 | PGE_Fresno_Solar_Generic | 0 | 0 | #N/A | 0 | 0 | 0 | 0 | PGE_Fresno_Solar_Generic | PGE_Fresno_Solar | PGE_Fresno_Solar_115 | 0 | 0 | 0 | 0 | 0 | 0 | #N/A | #N/A | #N/A | 0 | 0 | 0 | 0 | 0 | 0 | PGE_Fresno_Solar_Generic | 0 | #N/A | 0 | 0 | PGE_Fresno_Solar_Generic | 0 | 0 | 0 | 0 | #N/A | #N/A | #N/A | #N/A | #N/A | #N/A | 0 | 0 | 0 | PGE_Fresno_Solar_Generic | PGE_Fresno_Solar | PGE_Fresno_Solar_115 | [6 empty] | #N/A |  | PGE_Fresno_Solar_Generic |  |  | #N/A |  |  |  |  | PGE_Fresno_Solar_Generic |  |  |  |  | #N/A |  |  |  | PGE_Fresno_Solar_Generic | PGE_Fresno_Solar | PGE_Fresno_Solar_115 | [6 empty] | #N/A |  | PGE_Fresno_Solar_Generic |  |  | #N/A |  |  |  |  | PGE_Fresno_Solar_Generic |  |  |  |  | #N/A |  |  |  | PGE_Fresno_Solar_Generic | PGE_Fresno_Solar | PGE_Fresno_Solar_115 | 0 | 0 | 0 | 0 | 0 | 0 | 0 | 0 | 0 | 0 | 0 | 0 | 0 | 0 | 0 | 0 | 0 | 0 | 0 | 0 | 0 | 0.1 | 0 | 0 | 0 | 0.1 | PG&E FRESNO
PGE_Fresno_Solar_Generic | PGE_Fresno_Solar | PGE_Fresno_Solar_117 | 0 | 0 | 0 | 0 | 0 | 0 | #N/A | 0 | PGE_Fresno_Solar_Generic | 0 | 0 | #N/A | 0 | 0 | 0 | 0 | PGE_Fresno_Solar_Generic | 0 | 0 | 0 | 0 | #N/A | 0 | 0 | 0 | PGE_Fresno_Solar_Generic | PGE_Fresno_Solar | PGE_Fresno_Solar_117 | 0 | 0 | 0 | 0 | 0 | 0 | 0 | #N/A | 0 | PGE_Fresno_Solar_Generic | 0 | 0 | #N/A | 0 | 0 | 0 | 0 | PGE_Fresno_Solar_Generic | PGE_Fresno_Solar | PGE_Fresno_Solar_117 | 0 | 0 | 0 | 0 | 0 | 0 | #N/A | #N/A | #N/A | 0 | 0 | 0 | 0 | 0 | 0 | PGE_Fresno_Solar_Generic | 0 | #N/A | 0 | 0 | PGE_Fresno_Solar_Generic | 0 | 0 | 0 | 0 | #N/A | #N/A | #N/A | #N/A | #N/A | #N/A | 0 | 0 | 0 | PGE_Fresno_Solar_Generic | PGE_Fresno_Solar | PGE_Fresno_Solar_117 | [6 empty] | #N/A |  | PGE_Fresno_Solar_Generic |  |  | #N/A |  |  |  |  | PGE_Fresno_Solar_Generic |  |  |  |  | #N/A |  |  |  | PGE_Fresno_Solar_Generic | PGE_Fresno_Solar | PGE_Fresno_Solar_117 | [6 empty] | #N/A |  | PGE_Fresno_Solar_Generic |  |  | #N/A |  |  |  |  | PGE_Fresno_Solar_Generic |  |  |  |  | #N/A |  |  |  | PGE_Fresno_Solar_Generic | PGE_Fresno_Solar | PGE_Fresno_Solar_117 | 0 | 0 | 0 | 0 | 0 | 0 | 0 | 0 | 0 | 0 | 0 | 1.103 | 0 | 0 | 0 | 0 | 1.103 | 0 | 0 | 0 | 0 | 1.8544 | 0 | 0 | 0 | 1.8544 | PG&E FRESNO
PGE_Fresno_Solar_Generic | PGE_Fresno_Solar | PGE_Fresno_Solar_118 | 0 | 0 | 0 | 0 | 0 | 0 | #N/A | 0 | PGE_Fresno_Solar_Generic | 0 | 0 | #N/A | 0 | 0 | 0 | 0 | PGE_Fresno_Solar_Generic | 0 | 0 | 0 | 0 | #N/A | 0 | 0 | 0 | PGE_Fresno_Solar_Generic | PGE_Fresno_Solar | PGE_Fresno_Solar_118 | 0 | 0 | 0 | 0 | 0 | 0 | 0 | #N/A | 0 | PGE_Fresno_Solar_Generic | 0 | 0 | #N/A | 0 | 0 | 0 | 0 | PGE_Fresno_Solar_Generic | PGE_Fresno_Solar | PGE_Fresno_Solar_118 | 0 | 0 | 0 | 0 | 0 | 0 | #N/A | #N/A | #N/A | 0 | 0 | 0 | 0 | 0 | 0 | PGE_Fresno_Solar_Generic | 0 | #N/A | 0 | 0 | PGE_Fresno_Solar_Generic | 0 | 0 | 0 | 0 | #N/A | #N/A | #N/A | #N/A | #N/A | #N/A | 0 | 0 | 0 | PGE_Fresno_Solar_Generic | PGE_Fresno_Solar | PGE_Fresno_Solar_118 | [6 empty] | #N/A |  | PGE_Fresno_Solar_Generic |  |  | #N/A |  |  |  |  | PGE_Fresno_Solar_Generic |  |  |  |  | #N/A |  |  |  | PGE_Fresno_Solar_Generic | PGE_Fresno_Solar | PGE_Fresno_Solar_118 | [6 empty] | #N/A |  | PGE_Fresno_Solar_Generic |  |  | #N/A |  |  |  |  | PGE_Fresno_Solar_Generic |  |  |  |  | #N/A |  |  |  | PGE_Fresno_Solar_Generic | PGE_Fresno_Solar | PGE_Fresno_Solar_118 | 0 | 0 | 0 | 0 | 0 | 0 | 0 | 0 | 0 | 0 | 0 | 0 | 0 | 0 | 0 | 0 | 0 | 0 | 0 | 0 | 0 | 0 | 0 | 0 | 0 | 0 | PG&E FRESNO
PGE_Fresno_Solar_Generic | PGE_Fresno_Solar | PGE_Fresno_Solar_119 | 0 | 0 | 0 | 0 | 0 | 0 | #N/A | 0 | PGE_Fresno_Solar_Generic | 0 | 0 | #N/A | 0 | 0 | 0 | 0 | PGE_Fresno_Solar_Generic | 0 | 0 | 0 | 0 | #N/A | 0 | 0 | 0 | PGE_Fresno_Solar_Generic | PGE_Fresno_Solar | PGE_Fresno_Solar_119 | 0 | 0 | 0 | 0 | 0 | 0 | 0 | #N/A | 0 | PGE_Fresno_Solar_Generic | 0 | 0 | #N/A | 0 | 0 | 0 | 0 | PGE_Fresno_Solar_Generic | PGE_Fresno_Solar | PGE_Fresno_Solar_119 | 0 | 0 | 0 | 0 | 0 | 0 | #N/A | #N/A | #N/A | 0 | 0 | 0 | 0 | 0 | 0 | PGE_Fresno_Solar_Generic | 0 | #N/A | 0 | 0 | PGE_Fresno_Solar_Generic | 0 | 0 | 0 | 0 | #N/A | #N/A | #N/A | #N/A | #N/A | #N/A | 0 | 0 | 0 | PGE_Fresno_Solar_Generic | PGE_Fresno_Solar | PGE_Fresno_Solar_119 | [6 empty] | #N/A |  | PGE_Fresno_Solar_Generic |  |  | #N/A |  |  |  |  | PGE_Fresno_Solar_Generic |  |  |  |  | #N/A |  |  |  | PGE_Fresno_Solar_Generic | PGE_Fresno_Solar | PGE_Fresno_Solar_119 | [6 empty] | #N/A |  | PGE_Fresno_Solar_Generic |  |  | #N/A |  |  |  |  | PGE_Fresno_Solar_Generic |  |  |  |  | #N/A |  |  |  | PGE_Fresno_Solar_Generic | PGE_Fresno_Solar | PGE_Fresno_Solar_119 | 0 | 0 | 0 | 0 | 0 | 0 | 0 | 0 | 0 | 0 | 0 | 0 | 0 | 0 | 0 | 0 | 0 | 0 | 0 | 0 | 0 | 0 | 0 | 0 | 0 | 0 | PG&E FRESNO
PGE_Fresno_Solar_Generic | PGE_Fresno_Solar | PGE_Fresno_Solar_120 | 0 | 0 | 0 | 0 | 0 | 0 | #N/A | 0 | PGE_Fresno_Solar_Generic | 0 | 0 | #N/A | 0 | 0 | 0 | 0 | PGE_Fresno_Solar_Generic | 0 | 0 | 0 | 0 | #N/A | 0 | 0 | 0 | PGE_Fresno_Solar_Generic | PGE_Fresno_Solar | PGE_Fresno_Solar_120 | 0 | 0 | 0 | 0 | 0 | 0 | 0 | #N/A | 0 | PGE_Fresno_Solar_Generic | 0 | 0 | #N/A | 0 | 0 | 0 | 0 | PGE_Fresno_Solar_Generic | PGE_Fresno_Solar | PGE_Fresno_Solar_120 | 0 | 0 | 0 | 0 | 0 | 0 | #N/A | #N/A | #N/A | 0 | 0 | 0 | 0 | 0 | 0 | PGE_Fresno_Solar_Generic | 0 | #N/A | 0 | 0 | PGE_Fresno_Solar_Generic | 0 | 0 | 0 | 0 | #N/A | #N/A | #N/A | #N/A | #N/A | #N/A | 0 | 0 | 0 | PGE_Fresno_Solar_Generic | PGE_Fresno_Solar | PGE_Fresno_Solar_120 | [6 empty] | #N/A |  | PGE_Fresno_Solar_Generic |  |  | #N/A |  |  |  |  | PGE_Fresno_Solar_Generic |  |  |  |  | #N/A |  |  |  | PGE_Fresno_Solar_Generic | PGE_Fresno_Solar | PGE_Fresno_Solar_120 | [6 empty] | #N/A |  | PGE_Fresno_Solar_Generic |  |  | #N/A |  |  |  |  | PGE_Fresno_Solar_Generic |  |  |  |  | #N/A |  |  |  | PGE_Fresno_Solar_Generic | PGE_Fresno_Solar | PGE_Fresno_Solar_120 | 0 | 0 | 0 | 0 | 0 | 0 | 0.022909 | 0 | 0.022909 | 0 | 0 | 0.022909 | 0 | 0 | 0 | 0 | 0.022909 | 0 | 0 | 0 | 0 | 0.022909 | 0 | 0 | 0 | 0.022909 | PG&E FRESNO
PGE_Fresno_Solar_Generic | PGE_Fresno_Solar | PGE_Fresno_Solar_123 | 0 | 0 | 0 | 0 | 0 | 0 | #N/A | 0 | PGE_Fresno_Solar_Generic | 0 | 0 | #N/A | 0 | 0 | 0 | 0 | PGE_Fresno_Solar_Generic | 0 | 0 | 0 | 0 | #N/A | 0 | 0 | 0 | PGE_Fresno_Solar_Generic | PGE_Fresno_Solar | PGE_Fresno_Solar_123 | 0 | 0 | 0 | 0 | 0 | 0 | 0 | #N/A | 0 | PGE_Fresno_Solar_Generic | 0 | 0 | #N/A | 0 | 0 | 0 | 0 | PGE_Fresno_Solar_Generic | PGE_Fresno_Solar | PGE_Fresno_Solar_123 | 0 | 0 | 0 | 0 | 0 | 0 | #N/A | #N/A | #N/A | 0 | 0 | 0 | 0 | 0 | 0 | PGE_Fresno_Solar_Generic | 0 | #N/A | 0 | 0 | PGE_Fresno_Solar_Generic | 0 | 0 | 0 | 0 | #N/A | #N/A | #N/A | #N/A | #N/A | #N/A | 0 | 0 | 0 | PGE_Fresno_Solar_Generic | PGE_Fresno_Solar | PGE_Fresno_Solar_123 | [6 empty] | #N/A |  | PGE_Fresno_Solar_Generic |  |  | #N/A |  |  |  |  | PGE_Fresno_Solar_Generic |  |  |  |  | #N/A |  |  |  | PGE_Fresno_Solar_Generic | PGE_Fresno_Solar | PGE_Fresno_Solar_123 | [6 empty] | #N/A |  | PGE_Fresno_Solar_Generic |  |  | #N/A |  |  |  |  | PGE_Fresno_Solar_Generic |  |  |  |  | #N/A |  |  |  | PGE_Fresno_Solar_Generic | PGE_Fresno_Solar | PGE_Fresno_Solar_123 | 0 | 0 | 0 | 0 | 0 | 0 | 0 | 0 | 0 | 0 | 0 | 0.092037 | 0 | 0 | 0 | 0 | 0.092037 | 0 | 0 | 0 | 0 | 0.092037 | 0 | 0 | 0 | 0.092037 | PG&E FRESNO
PGE_Fresno_Solar_Generic | PGE_Fresno_Solar | PGE_Fresno_Solar_125 | 0 | 0 | 0 | 0 | 0 | 0 | #N/A | 0 | PGE_Fresno_Solar_Generic | 0 | 0 | #N/A | 0 | 0 | 0 | 0 | PGE_Fresno_Solar_Generic | 0 | 0 | 0 | 0 | #N/A | 0 | 0 | 0 | PGE_Fresno_Solar_Generic | PGE_Fresno_Solar | PGE_Fresno_Solar_125 | 0 | 0 | 0 | 0 | 0 | 0 | 0 | #N/A | 0 | PGE_Fresno_Solar_Generic | 0 | 0 | #N/A | 0 | 0 | 0 | 0 | PGE_Fresno_Solar_Generic | PGE_Fresno_Solar | PGE_Fresno_Solar_125 | 0 | 0 | 0 | 0 | 0 | 0 | #N/A | #N/A | #N/A | 0 | 0 | 0 | 0 | 0 | 0 | PGE_Fresno_Solar_Generic | 0 | #N/A | 0 | 0 | PGE_Fresno_Solar_Generic | 0 | 0 | 0 | 0 | #N/A | #N/A | #N/A | #N/A | #N/A | #N/A | 0 | 0 | 0 | PGE_Fresno_Solar_Generic | PGE_Fresno_Solar | PGE_Fresno_Solar_125 | [6 empty] | #N/A |  | PGE_Fresno_Solar_Generic |  |  | #N/A |  |  |  |  | PGE_Fresno_Solar_Generic |  |  |  |  | #N/A |  |  |  | PGE_Fresno_Solar_Generic | PGE_Fresno_Solar | PGE_Fresno_Solar_125 | [6 empty] | #N/A |  | PGE_Fresno_Solar_Generic |  |  | #N/A |  |  |  |  | PGE_Fresno_Solar_Generic |  |  |  |  | #N/A |  |  |  | PGE_Fresno_Solar_Generic | PGE_Fresno_Solar | PGE_Fresno_Solar_125 | 0 | 0 | 0 | 0 | 0 | 0 | 0 | 0 | 0 | 0 | 0 | 0 | 0 | 0 | 0 | 0 | 0 | 0 | 0 | 0 | 0 | 0 | 0 | 0 | 0 | 0 | PG&E FRESNO
PGE_Fresno_Solar_Generic | PGE_Fresno_Solar | PGE_Fresno_Solar_128 | 0 | 0 | 0 | 0 | 0 | 0 | #N/A | 0 | PGE_Fresno_Solar_Generic | 0 | 0 | #N/A | 0 | 0 | 0 | 0 | PGE_Fresno_Solar_Generic | 0 | 0 | 0 | 0 | #N/A | 0 | 0 | 0 | PGE_Fresno_Solar_Generic | PGE_Fresno_Solar | PGE_Fresno_Solar_128 | 0 | 0 | 0 | 0 | 0 | 0 | 0 | #N/A | 0 | PGE_Fresno_Solar_Generic | 0 | 0 | #N/A | 0 | 0 | 0 | 0 | PGE_Fresno_Solar_Generic | PGE_Fresno_Solar | PGE_Fresno_Solar_128 | 0 | 0 | 0 | 0 | 0 | 0 | #N/A | #N/A | #N/A | 0 | 0 | 0 | 0 | 0 | 0 | PGE_Fresno_Solar_Generic | 0 | #N/A | 0 | 0 | PGE_Fresno_Solar_Generic | 0 | 0 | 0 | 0 | #N/A | #N/A | #N/A | #N/A | #N/A | #N/A | 0 | 0 | 0 | PGE_Fresno_Solar_Generic | PGE_Fresno_Solar | PGE_Fresno_Solar_128 | [6 empty] | #N/A |  | PGE_Fresno_Solar_Generic |  |  | #N/A |  |  |  |  | PGE_Fresno_Solar_Generic |  |  |  |  | #N/A |  |  |  | PGE_Fresno_Solar_Generic | PGE_Fresno_Solar | PGE_Fresno_Solar_128 | [6 empty] | #N/A |  | PGE_Fresno_Solar_Generic |  |  | #N/A |  |  |  |  | PGE_Fresno_Solar_Generic |  |  |  |  | #N/A |  |  |  | PGE_Fresno_Solar_Generic | PGE_Fresno_Solar | PGE_Fresno_Solar_128 | 0 | 0 | 0 | 0 | 0 | 0 | 0 | 0 | 0 | 0 | 0 | 0.0026648 | 0 | 0 | 0 | 0 | 0.0026648 | 0 | 0 | 0 | 0 | 0.0026648 | 0 | 0 | 0 | 0.0026648 | PG&E FRESNO
PGE_Fresno_Solar_Generic | PGE_Fresno_Solar | PGE_Fresno_Solar_129 | 0 | 0 | 0 | 0 | 0 | 0 | #N/A | 0 | PGE_Fresno_Solar_Generic | 0 | 0 | #N/A | 0 | 0 | 0 | 0 | PGE_Fresno_Solar_Generic | 0 | 0 | 0 | 0 | #N/A | 0 | 0 | 0 | PGE_Fresno_Solar_Generic | PGE_Fresno_Solar | PGE_Fresno_Solar_129 | 0 | 0 | 0 | 0 | 0 | 0 | 0 | #N/A | 0 | PGE_Fresno_Solar_Generic | 0 | 0 | #N/A | 0 | 0 | 0 | 0 | PGE_Fresno_Solar_Generic | PGE_Fresno_Solar | PGE_Fresno_Solar_129 | 0 | 0 | 0 | 0 | 0 | 0 | #N/A | #N/A | #N/A | 0 | 0 | 0 | 0 | 0 | 0 | PGE_Fresno_Solar_Generic | 0 | #N/A | 0 | 0 | PGE_Fresno_Solar_Generic | 0 | 0 | 0 | 0 | #N/A | #N/A | #N/A | #N/A | #N/A | #N/A | 0 | 0 | 0 | PGE_Fresno_Solar_Generic | PGE_Fresno_Solar | PGE_Fresno_Solar_129 | [6 empty] | #N/A |  | PGE_Fresno_Solar_Generic |  |  | #N/A |  |  |  |  | PGE_Fresno_Solar_Generic |  |  |  |  | #N/A |  |  |  | PGE_Fresno_Solar_Generic | PGE_Fresno_Solar | PGE_Fresno_Solar_129 | [6 empty] | #N/A |  | PGE_Fresno_Solar_Generic |  |  | #N/A |  |  |  |  | PGE_Fresno_Solar_Generic |  |  |  |  | #N/A |  |  |  | PGE_Fresno_Solar_Generic | PGE_Fresno_Solar | PGE_Fresno_Solar_129 | 0 | 0 | 0 | 0 | 0 | 0 | 0 | 0 | 0 | 0 | 0 | 0 | 0 | 0 | 0 | 0 | 0 | 0 | 0 | 0 | 0 | 0 | 0 | 0 | 0 | 0 | PG&E FRESNO
PGE_Fresno_Solar_Generic | PGE_Fresno_Solar | PGE_Fresno_Solar_133 | 0 | 0 | 0 | 0 | 0 | 0 | #N/A | 0 | PGE_Fresno_Solar_Generic | 0 | 0 | #N/A | 0 | 0 | 0 | 0 | PGE_Fresno_Solar_Generic | 0 | 0 | 0 | 0 | #N/A | 0 | 0 | 0 | PGE_Fresno_Solar_Generic | PGE_Fresno_Solar | PGE_Fresno_Solar_133 | 0 | 0 | 0 | 0 | 0 | 0 | 0 | #N/A | 0 | PGE_Fresno_Solar_Generic | 0 | 0 | #N/A | 0 | 0 | 0 | 0 | PGE_Fresno_Solar_Generic | PGE_Fresno_Solar | PGE_Fresno_Solar_133 | 0 | 0 | 0 | 0 | 0 | 0 | #N/A | #N/A | #N/A | 0 | 0 | 0 | 0 | 0 | 0 | PGE_Fresno_Solar_Generic | 0 | #N/A | 0 | 0 | PGE_Fresno_Solar_Generic | 0 | 0 | 0 | 0 | #N/A | #N/A | #N/A | #N/A | #N/A | #N/A | 0 | 0 | 0 | PGE_Fresno_Solar_Generic | PGE_Fresno_Solar | PGE_Fresno_Solar_133 | [6 empty] | #N/A |  | PGE_Fresno_Solar_Generic |  |  | #N/A |  |  |  |  | PGE_Fresno_Solar_Generic |  |  |  |  | #N/A |  |  |  | PGE_Fresno_Solar_Generic | PGE_Fresno_Solar | PGE_Fresno_Solar_133 | [6 empty] | #N/A |  | PGE_Fresno_Solar_Generic |  |  | #N/A |  |  |  |  | PGE_Fresno_Solar_Generic |  |  |  |  | #N/A |  |  |  | PGE_Fresno_Solar_Generic | PGE_Fresno_Solar | PGE_Fresno_Solar_133 | 0 | 0 | 0 | 0 | 0 | 0 | 0 | 0 | 0 | 0 | 0 | 0 | 0 | 0 | 0 | 0 | 0 | 0 | 0 | 0 | 0 | 0 | 0 | 0 | 0 | 0 | PG&E FRESNO
PGE_Fresno_Solar_Generic | PGE_Fresno_Solar | PGE_Fresno_Solar_134 | 0 | 0 | 0 | 0 | 0 | 0 | #N/A | 0 | PGE_Fresno_Solar_Generic | 0 | 0 | #N/A | 0 | 0 | 0 | 0 | PGE_Fresno_Solar_Generic | 0 | 0 | 0 | 0 | #N/A | 0 | 0 | 0 | PGE_Fresno_Solar_Generic | PGE_Fresno_Solar | PGE_Fresno_Solar_134 | 0 | 0 | 0 | 0 | 0 | 0 | 0 | #N/A | 0 | PGE_Fresno_Solar_Generic | 0 | 0 | #N/A | 0 | 0 | 0 | 0 | PGE_Fresno_Solar_Generic | PGE_Fresno_Solar | PGE_Fresno_Solar_134 | 0 | 0 | 0 | 0 | 0 | 0 | #N/A | #N/A | #N/A | 0 | 0 | 0 | 0 | 0 | 0 | PGE_Fresno_Solar_Generic | 0 | #N/A | 0 | 0 | PGE_Fresno_Solar_Generic | 0 | 0 | 0 | 0 | #N/A | #N/A | #N/A | #N/A | #N/A | #N/A | 0 | 0 | 0 | PGE_Fresno_Solar_Generic | PGE_Fresno_Solar | PGE_Fresno_Solar_134 | [6 empty] | #N/A |  | PGE_Fresno_Solar_Generic |  |  | #N/A |  |  |  |  | PGE_Fresno_Solar_Generic |  |  |  |  | #N/A |  |  |  | PGE_Fresno_Solar_Generic | PGE_Fresno_Solar | PGE_Fresno_Solar_134 | [6 empty] | #N/A |  | PGE_Fresno_Solar_Generic |  |  | #N/A |  |  |  |  | PGE_Fresno_Solar_Generic |  |  |  |  | #N/A |  |  |  | PGE_Fresno_Solar_Generic | PGE_Fresno_Solar | PGE_Fresno_Solar_134 | 0 | 0 | 0 | 0 | 0 | 0 | 0.073529 | 0 | 0.073529 | 0 | 0 | 0.073529 | 0 | 0 | 0 | 0 | 0.073529 | 0 | 0 | 0 | 0 | 0.073529 | 0 | 0 | 0 | 0.073529 | PG&E FRESNO
PGE_Fresno_Solar_Generic | PGE_Fresno_Solar | PGE_Fresno_Solar_135 | 0 | 0 | 0 | 0 | 0 | 0 | #N/A | 0 | PGE_Fresno_Solar_Generic | 0 | 0 | #N/A | 0 | 0 | 0 | 0 | PGE_Fresno_Solar_Generic | 0 | 0 | 0 | 0 | #N/A | 0 | 0 | 0 | PGE_Fresno_Solar_Generic | PGE_Fresno_Solar | PGE_Fresno_Solar_135 | 0 | 0 | 0 | 0 | 0 | 0 | 0 | #N/A | 0 | PGE_Fresno_Solar_Generic | 0 | 0 | #N/A | 0 | 0 | 0 | 0 | PGE_Fresno_Solar_Generic | PGE_Fresno_Solar | PGE_Fresno_Solar_135 | 0 | 0 | 0 | 0 | 0 | 0 | #N/A | #N/A | #N/A | 0 | 0 | 0 | 0 | 0 | 0 | PGE_Fresno_Solar_Generic | 0 | #N/A | 0 | 0 | PGE_Fresno_Solar_Generic | 0 | 0 | 0 | 0 | #N/A | #N/A | #N/A | #N/A | #N/A | #N/A | 0 | 0 | 0 | PGE_Fresno_Solar_Generic | PGE_Fresno_Solar | PGE_Fresno_Solar_135 | [6 empty] | #N/A |  | PGE_Fresno_Solar_Generic |  |  | #N/A |  |  |  |  | PGE_Fresno_Solar_Generic |  |  |  |  | #N/A |  |  |  | PGE_Fresno_Solar_Generic | PGE_Fresno_Solar | PGE_Fresno_Solar_135 | [6 empty] | #N/A |  | PGE_Fresno_Solar_Generic |  |  | #N/A |  |  |  |  | PGE_Fresno_Solar_Generic |  |  |  |  | #N/A |  |  |  | PGE_Fresno_Solar_Generic | PGE_Fresno_Solar | PGE_Fresno_Solar_135 | 0 | 0 | 0 | 0 | 0 | 0 | 0 | 0 | 0 | 0 | 0 | 0 | 0 | 0 | 0 | 0 | 0 | 0 | 0 | 0 | 0 | 0 | 0 | 0 | 0 | 0 | PG&E FRESNO
PGE_Fresno_Solar_Generic | PGE_Fresno_Solar | PGE_Fresno_Solar_136 | 0 | 0 | 0 | 0 | 0 | 0 | #N/A | 0 | PGE_Fresno_Solar_Generic | 0 | 0 | #N/A | 0 | 0 | 0 | 0 | PGE_Fresno_Solar_Generic | 0 | 0 | 0 | 0 | #N/A | 0 | 0 | 0 | PGE_Fresno_Solar_Generic | PGE_Fresno_Solar | PGE_Fresno_Solar_136 | 0 | 0 | 0 | 0 | 0 | 0 | 0 | #N/A | 0 | PGE_Fresno_Solar_Generic | 0 | 0 | #N/A | 0 | 0 | 0 | 0 | PGE_Fresno_Solar_Generic | PGE_Fresno_Solar | PGE_Fresno_Solar_136 | 0 | 0 | 0 | 0 | 0 | 0 | #N/A | #N/A | #N/A | 0 | 0 | 0 | 0 | 0 | 0 | PGE_Fresno_Solar_Generic | 0 | #N/A | 0 | 0 | PGE_Fresno_Solar_Generic | 0 | 0 | 0 | 0 | #N/A | #N/A | #N/A | #N/A | #N/A | #N/A | 0 | 0 | 0 | PGE_Fresno_Solar_Generic | PGE_Fresno_Solar | PGE_Fresno_Solar_136 | [6 empty] | #N/A |  | PGE_Fresno_Solar_Generic |  |  | #N/A |  |  |  |  | PGE_Fresno_Solar_Generic |  |  |  |  | #N/A |  |  |  | PGE_Fresno_Solar_Generic | PGE_Fresno_Solar | PGE_Fresno_Solar_136 | [6 empty] | #N/A |  | PGE_Fresno_Solar_Generic |  |  | #N/A |  |  |  |  | PGE_Fresno_Solar_Generic |  |  |  |  | #N/A |  |  |  | PGE_Fresno_Solar_Generic | PGE_Fresno_Solar | PGE_Fresno_Solar_136 | 0 | 0 | 0 | 0 | 0 | 0 | 0 | 0 | 0 | 0 | 0 | 0.08741 | 0 | 0 | 0 | 0 | 0.08741 | 0 | 0 | 0 | 0 | 0.08741 | 0 | 0 | 0 | 0.08741 | PG&E FRESNO
PGE_Fresno_Solar_Generic | PGE_Fresno_Solar | PGE_Fresno_Solar_137 | 0 | 0 | 0 | 0 | 0 | 0 | #N/A | 0 | PGE_Fresno_Solar_Generic | 0 | 0 | #N/A | 0 | 0 | 0 | 0 | PGE_Fresno_Solar_Generic | 0 | 0 | 0 | 0 | #N/A | 0 | 0 | 0 | PGE_Fresno_Solar_Generic | PGE_Fresno_Solar | PGE_Fresno_Solar_137 | 0 | 0 | 0 | 0 | 0 | 0 | 0 | #N/A | 0 | PGE_Fresno_Solar_Generic | 0 | 0 | #N/A | 0 | 0 | 0 | 0 | PGE_Fresno_Solar_Generic | PGE_Fresno_Solar | PGE_Fresno_Solar_137 | 0 | 0 | 0 | 0 | 0 | 0 | #N/A | #N/A | #N/A | 0 | 0 | 0 | 0 | 0 | 0 | PGE_Fresno_Solar_Generic | 0 | #N/A | 0 | 0 | PGE_Fresno_Solar_Generic | 0 | 0 | 0 | 0 | #N/A | #N/A | #N/A | #N/A | #N/A | #N/A | 0 | 0 | 0 | PGE_Fresno_Solar_Generic | PGE_Fresno_Solar | PGE_Fresno_Solar_137 | [6 empty] | #N/A |  | PGE_Fresno_Solar_Generic |  |  | #N/A |  |  |  |  | PGE_Fresno_Solar_Generic |  |  |  |  | #N/A |  |  |  | PGE_Fresno_Solar_Generic | PGE_Fresno_Solar | PGE_Fresno_Solar_137 | [6 empty] | #N/A |  | PGE_Fresno_Solar_Generic |  |  | #N/A |  |  |  |  | PGE_Fresno_Solar_Generic |  |  |  |  | #N/A |  |  |  | PGE_Fresno_Solar_Generic | PGE_Fresno_Solar | PGE_Fresno_Solar_137 | 0 | 0 | 0 | 0 | 0 | 0 | 0 | 0 | 0 | 0 | 0 | 0 | 0 | 0 | 0 | 0 | 0 | 0 | 0 | 0 | 0 | 0 | 0 | 0 | 0 | 0 | PG&E FRESNO
PGE_Fresno_Solar_Generic | PGE_Fresno_Solar | PGE_Fresno_Solar_138 | 0 | 0 | 0 | 0 | 0 | 0 | #N/A | 0 | PGE_Fresno_Solar_Generic | 0 | 0 | #N/A | 0 | 0 | 0 | 0 | PGE_Fresno_Solar_Generic | 0 | 0 | 0 | 0 | #N/A | 0 | 0 | 0 | PGE_Fresno_Solar_Generic | PGE_Fresno_Solar | PGE_Fresno_Solar_138 | 0 | 0 | 0 | 0 | 0 | 0 | 0 | #N/A | 0 | PGE_Fresno_Solar_Generic | 0 | 0 | #N/A | 0 | 0 | 0 | 0 | PGE_Fresno_Solar_Generic | PGE_Fresno_Solar | PGE_Fresno_Solar_138 | 0 | 0 | 0 | 0 | 0 | 0 | #N/A | #N/A | #N/A | 0 | 0 | 0 | 0 | 0 | 0 | PGE_Fresno_Solar_Generic | 0 | #N/A | 0 | 0 | PGE_Fresno_Solar_Generic | 0 | 0 | 0 | 0 | #N/A | #N/A | #N/A | #N/A | #N/A | #N/A | 0 | 0 | 0 | PGE_Fresno_Solar_Generic | PGE_Fresno_Solar | PGE_Fresno_Solar_138 | [6 empty] | #N/A |  | PGE_Fresno_Solar_Generic |  |  | #N/A |  |  |  |  | PGE_Fresno_Solar_Generic |  |  |  |  | #N/A |  |  |  | PGE_Fresno_Solar_Generic | PGE_Fresno_Solar | PGE_Fresno_Solar_138 | [6 empty] | #N/A |  | PGE_Fresno_Solar_Generic |  |  | #N/A |  |  |  |  | PGE_Fresno_Solar_Generic |  |  |  |  | #N/A |  |  |  | PGE_Fresno_Solar_Generic | PGE_Fresno_Solar | PGE_Fresno_Solar_138 | 0 | 0 | 0 | 0 | 0 | 0 | 0 | 0 | 0 | 0 | 0 | 0.13133 | 0 | 0 | 0 | 0 | 0.13133 | 0 | 0 | 0 | 0 | 0.13133 | 0 | 0 | 0 | 0.13133 | PG&E FRESNO
PGE_Fresno_Solar_Generic | PGE_Fresno_Solar | PGE_Fresno_Solar_139 | 0 | 0 | 0 | 0 | 0 | 0 | #N/A | 0 | PGE_Fresno_Solar_Generic | 0 | 0 | #N/A | 0 | 0 | 0 | 0 | PGE_Fresno_Solar_Generic | 0 | 0 | 0 | 0 | #N/A | 0 | 0 | 0 | PGE_Fresno_Solar_Generic | PGE_Fresno_Solar | PGE_Fresno_Solar_139 | 0 | 0 | 0 | 0 | 0 | 0 | 0 | #N/A | 0 | PGE_Fresno_Solar_Generic | 0 | 0 | #N/A | 0 | 0 | 0 | 0 | PGE_Fresno_Solar_Generic | PGE_Fresno_Solar | PGE_Fresno_Solar_139 | 0 | 0 | 0 | 0 | 0 | 0 | #N/A | #N/A | #N/A | 0 | 0 | 0 | 0 | 0 | 0 | PGE_Fresno_Solar_Generic | 0 | #N/A | 0 | 0 | PGE_Fresno_Solar_Generic | 0 | 0 | 0 | 0 | #N/A | #N/A | #N/A | #N/A | #N/A | #N/A | 0 | 0 | 0 | PGE_Fresno_Solar_Generic | PGE_Fresno_Solar | PGE_Fresno_Solar_139 | [6 empty] | #N/A |  | PGE_Fresno_Solar_Generic |  |  | #N/A |  |  |  |  | PGE_Fresno_Solar_Generic |  |  |  |  | #N/A |  |  |  | PGE_Fresno_Solar_Generic | PGE_Fresno_Solar | PGE_Fresno_Solar_139 | [6 empty] | #N/A |  | PGE_Fresno_Solar_Generic |  |  | #N/A |  |  |  |  | PGE_Fresno_Solar_Generic |  |  |  |  | #N/A |  |  |  | PGE_Fresno_Solar_Generic | PGE_Fresno_Solar | PGE_Fresno_Solar_139 | 0 | 0 | 0 | 0 | 0 | 0 | 0 | 0 | 0 | 0 | 0 | 0 | 0 | 0 | 0 | 0 | 0 | 0 | 0 | 0 | 0 | 0 | 0 | 0 | 0 | 0 | PG&E FRESNO
PGE_Fresno_Solar_Generic | PGE_Fresno_Solar | PGE_Fresno_Solar_140 | 0 | 0 | 0 | 0 | 0 | 0 | #N/A | 0 | PGE_Fresno_Solar_Generic | 0 | 0 | #N/A | 0 | 0 | 0 | 0 | PGE_Fresno_Solar_Generic | 0 | 0 | 0 | 0 | #N/A | 0 | 0 | 0 | PGE_Fresno_Solar_Generic | PGE_Fresno_Solar | PGE_Fresno_Solar_140 | 0 | 0 | 0 | 0 | 0 | 0 | 0 | #N/A | 0 | PGE_Fresno_Solar_Generic | 0 | 0 | #N/A | 0 | 0 | 0 | 0 | PGE_Fresno_Solar_Generic | PGE_Fresno_Solar | PGE_Fresno_Solar_140 | 0 | 0 | 0 | 0 | 0 | 0 | #N/A | #N/A | #N/A | 0 | 0 | 0 | 0 | 0 | 0 | PGE_Fresno_Solar_Generic | 0 | #N/A | 0 | 0 | PGE_Fresno_Solar_Generic | 0 | 0 | 0 | 0 | #N/A | #N/A | #N/A | #N/A | #N/A | #N/A | 0 | 0 | 0 | PGE_Fresno_Solar_Generic | PGE_Fresno_Solar | PGE_Fresno_Solar_140 | [6 empty] | #N/A |  | PGE_Fresno_Solar_Generic |  |  | #N/A |  |  |  |  | PGE_Fresno_Solar_Generic |  |  |  |  | #N/A |  |  |  | PGE_Fresno_Solar_Generic | PGE_Fresno_Solar | PGE_Fresno_Solar_140 | [6 empty] | #N/A |  | PGE_Fresno_Solar_Generic |  |  | #N/A |  |  |  |  | PGE_Fresno_Solar_Generic |  |  |  |  | #N/A |  |  |  | PGE_Fresno_Solar_Generic | PGE_Fresno_Solar | PGE_Fresno_Solar_140 | 0 | 0 | 0 | 0 | 0 | 0 | 0 | 0 | 0 | 0 | 0 | 0 | 0 | 0 | 0 | 0 | 0 | 0 | 0 | 0 | 0 | 0 | 0 | 0 | 0 | 0 | PG&E FRESNO
PGE_Fresno_Solar_Generic | PGE_Fresno_Solar | PGE_Fresno_Solar_142 | 0 | 0 | 0 | 0 | 0 | 0 | #N/A | 0 | PGE_Fresno_Solar_Generic | 0 | 0 | #N/A | 0 | 0 | 0 | 0 | PGE_Fresno_Solar_Generic | 0 | 0 | 0 | 0 | #N/A | 0 | 0 | 0 | PGE_Fresno_Solar_Generic | PGE_Fresno_Solar | PGE_Fresno_Solar_142 | 0 | 0 | 0 | 0 | 0 | 0 | 0 | #N/A | 0 | PGE_Fresno_Solar_Generic | 0 | 0 | #N/A | 0 | 0 | 0 | 0 | PGE_Fresno_Solar_Generic | PGE_Fresno_Solar | PGE_Fresno_Solar_142 | 0 | 0 | 0 | 0 | 0 | 0 | #N/A | #N/A | #N/A | 0 | 0 | 0 | 0 | 0 | 0 | PGE_Fresno_Solar_Generic | 0 | #N/A | 0 | 0 | PGE_Fresno_Solar_Generic | 0 | 0 | 0 | 0 | #N/A | #N/A | #N/A | #N/A | #N/A | #N/A | 0 | 0 | 0 | PGE_Fresno_Solar_Generic | PGE_Fresno_Solar | PGE_Fresno_Solar_142 | [6 empty] | #N/A |  | PGE_Fresno_Solar_Generic |  |  | #N/A |  |  |  |  | PGE_Fresno_Solar_Generic |  |  |  |  | #N/A |  |  |  | PGE_Fresno_Solar_Generic | PGE_Fresno_Solar | PGE_Fresno_Solar_142 | [6 empty] | #N/A |  | PGE_Fresno_Solar_Generic |  |  | #N/A |  |  |  |  | PGE_Fresno_Solar_Generic |  |  |  |  | #N/A |  |  |  | PGE_Fresno_Solar_Generic | PGE_Fresno_Solar | PGE_Fresno_Solar_142 | 0 | 0 | 0 | 0 | 0 | 0 | 0 | 0 | 0 | 0 | 0 | 0 | 0 | 0 | 0 | 0 | 0 | 0 | 0 | 0 | 0 | 0 | 0 | 0 | 0 | 0 | PG&E FRESNO
PGE_Fresno_Solar_Generic | PGE_Fresno_Solar | PGE_Fresno_Solar_145 | 0 | 0 | 0 | 0 | 0 | 0 | #N/A | 0 | PGE_Fresno_Solar_Generic | 0 | 0 | #N/A | 0 | 0 | 0 | 0 | PGE_Fresno_Solar_Generic | 0 | 0 | 0 | 0 | #N/A | 0 | 0 | 0 | PGE_Fresno_Solar_Generic | PGE_Fresno_Solar | PGE_Fresno_Solar_145 | 0 | 0 | 0 | 0 | 0 | 0 | 0 | #N/A | 0 | PGE_Fresno_Solar_Generic | 0 | 0 | #N/A | 0 | 0 | 0 | 0 | PGE_Fresno_Solar_Generic | PGE_Fresno_Solar | PGE_Fresno_Solar_145 | 0 | 0 | 0 | 0 | 0 | 0 | #N/A | #N/A | #N/A | 0 | 0 | 0 | 0 | 0 | 0 | PGE_Fresno_Solar_Generic | 0 | #N/A | 0 | 0 | PGE_Fresno_Solar_Generic | 0 | 0 | 0 | 0 | #N/A | #N/A | #N/A | #N/A | #N/A | #N/A | 0 | 0 | 0 | PGE_Fresno_Solar_Generic | PGE_Fresno_Solar | PGE_Fresno_Solar_145 | [6 empty] | #N/A |  | PGE_Fresno_Solar_Generic |  |  | #N/A |  |  |  |  | PGE_Fresno_Solar_Generic |  |  |  |  | #N/A |  |  |  | PGE_Fresno_Solar_Generic | PGE_Fresno_Solar | PGE_Fresno_Solar_145 | [6 empty] | #N/A |  | PGE_Fresno_Solar_Generic |  |  | #N/A |  |  |  |  | PGE_Fresno_Solar_Generic |  |  |  |  | #N/A |  |  |  | PGE_Fresno_Solar_Generic | PGE_Fresno_Solar | PGE_Fresno_Solar_145 | 0 | 0 | 0 | 0 | 0 | 0 | 0 | 0 | 0 | 0 | 0 | 0 | 0 | 0 | 0 | 0 | 0 | 0 | 0 | 0 | 0 | 0 | 0 | 0 | 0 | 0.0035344 | PG&E FRESNO
PGE_Fresno_Solar_Generic | PGE_Fresno_Solar | PGE_Fresno_Solar_148 | 0 | 0 | 0 | 0 | 0 | 0 | #N/A | 0 | PGE_Fresno_Solar_Generic | 0 | 0 | #N/A | 0 | 0 | 0 | 0 | PGE_Fresno_Solar_Generic | 0 | 0 | 0 | 0 | #N/A | 0 | 0 | 0 | PGE_Fresno_Solar_Generic | PGE_Fresno_Solar | PGE_Fresno_Solar_148 | 0 | 0 | 0 | 0 | 0 | 0 | 0 | #N/A | 0 | PGE_Fresno_Solar_Generic | 0 | 0 | #N/A | 0 | 0 | 0 | 0 | PGE_Fresno_Solar_Generic | PGE_Fresno_Solar | PGE_Fresno_Solar_148 | 0 | 0 | 0 | 0 | 0 | 0 | #N/A | #N/A | #N/A | 0 | 0 | 0 | 0 | 0 | 0 | PGE_Fresno_Solar_Generic | 0 | #N/A | 0 | 0 | PGE_Fresno_Solar_Generic | 0 | 0 | 0 | 0 | #N/A | #N/A | #N/A | #N/A | #N/A | #N/A | 0 | 0 | 0 | PGE_Fresno_Solar_Generic | PGE_Fresno_Solar | PGE_Fresno_Solar_148 | [6 empty] | #N/A |  | PGE_Fresno_Solar_Generic |  |  | #N/A |  |  |  |  | PGE_Fresno_Solar_Generic |  |  |  |  | #N/A |  |  |  | PGE_Fresno_Solar_Generic | PGE_Fresno_Solar | PGE_Fresno_Solar_148 | [6 empty] | #N/A |  | PGE_Fresno_Solar_Generic |  |  | #N/A |  |  |  |  | PGE_Fresno_Solar_Generic |  |  |  |  | #N/A |  |  |  | PGE_Fresno_Solar_Generic | PGE_Fresno_Solar | PGE_Fresno_Solar_148 | 0 | 0 | 0 | 0 | 0 | 0 | 0 | 0 | 0 | 0 | 0 | 0 | 0 | 0 | 0 | 0 | 0 | 0 | 0 | 0 | 0 | 0 | 0 | 0 | 0 | 0 | PG&E FRESNO
PGE_Fresno_Solar_Generic | PGE_Fresno_Solar | PGE_Fresno_Solar_149 | 0 | 0 | 0 | 0 | 0 | 0 | #N/A | 0 | PGE_Fresno_Solar_Generic | 0 | 0 | #N/A | 0 | 0 | 0 | 0 | PGE_Fresno_Solar_Generic | 0 | 0 | 0 | 0 | #N/A | 0 | 0 | 0 | PGE_Fresno_Solar_Generic | PGE_Fresno_Solar | PGE_Fresno_Solar_149 | 0 | 0 | 0 | 0 | 0 | 0 | 0 | #N/A | 0 | PGE_Fresno_Solar_Generic | 0 | 0 | #N/A | 0 | 0 | 0 | 0 | PGE_Fresno_Solar_Generic | PGE_Fresno_Solar | PGE_Fresno_Solar_149 | 0 | 0 | 0 | 0 | 0 | 0 | #N/A | #N/A | #N/A | 0 | 0 | 0 | 0 | 0 | 0 | PGE_Fresno_Solar_Generic | 0 | #N/A | 0 | 0 | PGE_Fresno_Solar_Generic | 0 | 0 | 0 | 0 | #N/A | #N/A | #N/A | #N/A | #N/A | #N/A | 0 | 0 | 0 | PGE_Fresno_Solar_Generic | PGE_Fresno_Solar | PGE_Fresno_Solar_149 | [6 empty] | #N/A |  | PGE_Fresno_Solar_Generic |  |  | #N/A |  |  |  |  | PGE_Fresno_Solar_Generic |  |  |  |  | #N/A |  |  |  | PGE_Fresno_Solar_Generic | PGE_Fresno_Solar | PGE_Fresno_Solar_149 | [6 empty] | #N/A |  | PGE_Fresno_Solar_Generic |  |  | #N/A |  |  |  |  | PGE_Fresno_Solar_Generic |  |  |  |  | #N/A |  |  |  | PGE_Fresno_Solar_Generic | PGE_Fresno_Solar | PGE_Fresno_Solar_149 | 0 | 0 | 0 | 0 | 0 | 0 | 0 | 0 | 0 | 0 | 0 | 0.013616 | 0 | 0 | 0 | 0 | 0.013616 | 0 | 0 | 0 | 0 | 0.013616 | 0 | 0 | 0 | 0.013616 | PG&E FRESNO
PGE_Fresno_Solar_Generic | PGE_Fresno_Solar | PGE_Fresno_Solar_150 | 0 | 0 | 0 | 0 | 0 | 0 | #N/A | 0 | PGE_Fresno_Solar_Generic | 0 | 0 | #N/A | 0 | 0 | 0 | 0 | PGE_Fresno_Solar_Generic | 0 | 0 | 0 | 0 | #N/A | 0 | 0 | 0 | PGE_Fresno_Solar_Generic | PGE_Fresno_Solar | PGE_Fresno_Solar_150 | 0 | 0 | 0 | 0 | 0 | 0 | 0 | #N/A | 0 | PGE_Fresno_Solar_Generic | 0 | 0 | #N/A | 0 | 0 | 0 | 0 | PGE_Fresno_Solar_Generic | PGE_Fresno_Solar | PGE_Fresno_Solar_150 | 0 | 0 | 0 | 0 | 0 | 0 | #N/A | #N/A | #N/A | 0 | 0 | 0 | 0 | 0 | 0 | PGE_Fresno_Solar_Generic | 0 | #N/A | 0 | 0 | PGE_Fresno_Solar_Generic | 0 | 0 | 0 | 0 | #N/A | #N/A | #N/A | #N/A | #N/A | #N/A | 0 | 0 | 0 | PGE_Fresno_Solar_Generic | PGE_Fresno_Solar | PGE_Fresno_Solar_150 | [6 empty] | #N/A |  | PGE_Fresno_Solar_Generic |  |  | #N/A |  |  |  |  | PGE_Fresno_Solar_Generic |  |  |  |  | #N/A |  |  |  | PGE_Fresno_Solar_Generic | PGE_Fresno_Solar | PGE_Fresno_Solar_150 | [6 empty] | #N/A |  | PGE_Fresno_Solar_Generic |  |  | #N/A |  |  |  |  | PGE_Fresno_Solar_Generic |  |  |  |  | #N/A |  |  |  | PGE_Fresno_Solar_Generic | PGE_Fresno_Solar | PGE_Fresno_Solar_150 | 0 | 0 | 0 | 0 | 0 | 0 | 0 | 0 | 0 | 0 | 0 | 0 | 0 | 0 | 0 | 0 | 0 | 0 | 0 | 0 | 0 | 0 | 0 | 0 | 0 | 0 | PG&E FRESNO
PGE_Fresno_Solar_Generic | PGE_Fresno_Solar | PGE_Fresno_Solar_152 | 0 | 0 | 0 | 0 | 0 | 0 | #N/A | 0 | PGE_Fresno_Solar_Generic | 0 | 0 | #N/A | 0 | 0 | 0 | 0 | PGE_Fresno_Solar_Generic | 0 | 0 | 0 | 0 | #N/A | 0 | 0 | 0 | PGE_Fresno_Solar_Generic | PGE_Fresno_Solar | PGE_Fresno_Solar_152 | 0 | 0 | 0 | 0 | 0 | 0 | 0 | #N/A | 0 | PGE_Fresno_Solar_Generic | 0 | 0 | #N/A | 0 | 0 | 0 | 0 | PGE_Fresno_Solar_Generic | PGE_Fresno_Solar | PGE_Fresno_Solar_152 | 0 | 0 | 0 | 0 | 0 | 0 | #N/A | #N/A | #N/A | 0 | 0 | 0 | 0 | 0 | 0 | PGE_Fresno_Solar_Generic | 0 | #N/A | 0 | 0 | PGE_Fresno_Solar_Generic | 0 | 0 | 0 | 0 | #N/A | #N/A | #N/A | #N/A | #N/A | #N/A | 0 | 0 | 0 | PGE_Fresno_Solar_Generic | PGE_Fresno_Solar | PGE_Fresno_Solar_152 | [6 empty] | #N/A |  | PGE_Fresno_Solar_Generic |  |  | #N/A |  |  |  |  | PGE_Fresno_Solar_Generic |  |  |  |  | #N/A |  |  |  | PGE_Fresno_Solar_Generic | PGE_Fresno_Solar | PGE_Fresno_Solar_152 | [6 empty] | #N/A |  | PGE_Fresno_Solar_Generic |  |  | #N/A |  |  |  |  | PGE_Fresno_Solar_Generic |  |  |  |  | #N/A |  |  |  | PGE_Fresno_Solar_Generic | PGE_Fresno_Solar | PGE_Fresno_Solar_152 | 0 | 0 | 0 | 0 | 0 | 0 | 0 | 0 | 0 | 0 | 0 | 0 | 0 | 0 | 0 | 0 | 0 | 0 | 0 | 0 | 0 | 0 | 0 | 0 | 0 | 0 | PG&E FRESNO
PGE_Fresno_Solar_Generic | PGE_Fresno_Solar | PGE_Fresno_Solar_158 | 0 | 0 | 0 | 0 | 0 | 0 | #N/A | 0 | PGE_Fresno_Solar_Generic | 0 | 0 | #N/A | 0 | 0 | 0 | 0 | PGE_Fresno_Solar_Generic | 0 | 0 | 0 | 0 | #N/A | 0 | 0 | 0 | PGE_Fresno_Solar_Generic | PGE_Fresno_Solar | PGE_Fresno_Solar_158 | 0 | 0 | 0 | 0 | 0 | 0 | 0 | #N/A | 0 | PGE_Fresno_Solar_Generic | 0 | 0 | #N/A | 0 | 0 | 0 | 0 | PGE_Fresno_Solar_Generic | PGE_Fresno_Solar | PGE_Fresno_Solar_158 | 0 | 0 | 0 | 0 | 0 | 0 | #N/A | #N/A | #N/A | 0 | 0 | 0 | 0 | 0 | 0 | PGE_Fresno_Solar_Generic | 0 | #N/A | 0 | 0 | PGE_Fresno_Solar_Generic | 0 | 0 | 0 | 0 | #N/A | #N/A | #N/A | #N/A | #N/A | #N/A | 0 | 0 | 0 | PGE_Fresno_Solar_Generic | PGE_Fresno_Solar | PGE_Fresno_Solar_158 | [6 empty] | #N/A |  | PGE_Fresno_Solar_Generic |  |  | #N/A |  |  |  |  | PGE_Fresno_Solar_Generic |  |  |  |  | #N/A |  |  |  | PGE_Fresno_Solar_Generic | PGE_Fresno_Solar | PGE_Fresno_Solar_158 | [6 empty] | #N/A |  | PGE_Fresno_Solar_Generic |  |  | #N/A |  |  |  |  | PGE_Fresno_Solar_Generic |  |  |  |  | #N/A |  |  |  | PGE_Fresno_Solar_Generic | PGE_Fresno_Solar | PGE_Fresno_Solar_158 | 0 | 0 | 0 | 0 | 0 | 0 | 0 | 0 | 0 | 0 | 0 | 0 | 0 | 0 | 0 | 0 | 0 | 0 | 0 | 0 | 0 | 0 | 0 | 0 | 0 | 0 | PG&E FRESNO
PGE_Fresno_Solar_Generic | PGE_Fresno_Solar | PGE_Fresno_Solar_162 | 0 | 0 | 0 | 0 | 0 | 0 | #N/A | 0 | PGE_Fresno_Solar_Generic | 0 | 0 | #N/A | 0 | 0 | 0 | 0 | PGE_Fresno_Solar_Generic | 0 | 0 | 0 | 0 | #N/A | 0 | 0 | 0 | PGE_Fresno_Solar_Generic | PGE_Fresno_Solar | PGE_Fresno_Solar_162 | 0 | 0 | 0 | 0 | 0 | 0 | 0 | #N/A | 0 | PGE_Fresno_Solar_Generic | 0 | 0 | #N/A | 0 | 0 | 0 | 0 | PGE_Fresno_Solar_Generic | PGE_Fresno_Solar | PGE_Fresno_Solar_162 | 0 | 0 | 0 | 0 | 0 | 0 | #N/A | #N/A | #N/A | 0 | 0 | 0 | 0 | 0 | 0 | PGE_Fresno_Solar_Generic | 0 | #N/A | 0 | 0 | PGE_Fresno_Solar_Generic | 0 | 0 | 0 | 0 | #N/A | #N/A | #N/A | #N/A | #N/A | #N/A | 0 | 0 | 0 | PGE_Fresno_Solar_Generic | PGE_Fresno_Solar | PGE_Fresno_Solar_162 | [6 empty] | #N/A |  | PGE_Fresno_Solar_Generic |  |  | #N/A |  |  |  |  | PGE_Fresno_Solar_Generic |  |  |  |  | #N/A |  |  |  | PGE_Fresno_Solar_Generic | PGE_Fresno_Solar | PGE_Fresno_Solar_162 | [6 empty] | #N/A |  | PGE_Fresno_Solar_Generic |  |  | #N/A |  |  |  |  | PGE_Fresno_Solar_Generic |  |  |  |  | #N/A |  |  |  | PGE_Fresno_Solar_Generic | PGE_Fresno_Solar | PGE_Fresno_Solar_162 | 0 | 0 | 0 | 0 | 0 | 0 | 0 | 0 | 0 | 0 | 0 | 0 | 0 | 0 | 0 | 0 | 0 | 0 | 0 | 0 | 0 | 0 | 0 | 0 | 0 | 0 | PG&E FRESNO
PGE_Fresno_Solar_Generic | PGE_Fresno_Solar | PGE_Fresno_Solar_163 | 0 | 0 | 0 | 0 | 0 | 0 | #N/A | 0 | PGE_Fresno_Solar_Generic | 0 | 0 | #N/A | 0 | 0 | 0 | 0 | PGE_Fresno_Solar_Generic | 0 | 0 | 0 | 0 | #N/A | 0 | 0 | 0 | PGE_Fresno_Solar_Generic | PGE_Fresno_Solar | PGE_Fresno_Solar_163 | 0 | 0 | 0 | 0 | 0 | 0 | 0 | #N/A | 0 | PGE_Fresno_Solar_Generic | 0 | 0 | #N/A | 0 | 0 | 0 | 0 | PGE_Fresno_Solar_Generic | PGE_Fresno_Solar | PGE_Fresno_Solar_163 | 0 | 0 | 0 | 0 | 0 | 0 | #N/A | #N/A | #N/A | 0 | 0 | 0 | 0 | 0 | 0 | PGE_Fresno_Solar_Generic | 0 | #N/A | 0 | 0 | PGE_Fresno_Solar_Generic | 0 | 0 | 0 | 0 | #N/A | #N/A | #N/A | #N/A | #N/A | #N/A | 0 | 0 | 0 | PGE_Fresno_Solar_Generic | PGE_Fresno_Solar | PGE_Fresno_Solar_163 | [6 empty] | #N/A |  | PGE_Fresno_Solar_Generic |  |  | #N/A |  |  |  |  | PGE_Fresno_Solar_Generic |  |  |  |  | #N/A |  |  |  | PGE_Fresno_Solar_Generic | PGE_Fresno_Solar | PGE_Fresno_Solar_163 | [6 empty] | #N/A |  | PGE_Fresno_Solar_Generic |  |  | #N/A |  |  |  |  | PGE_Fresno_Solar_Generic |  |  |  |  | #N/A |  |  |  | PGE_Fresno_Solar_Generic | PGE_Fresno_Solar | PGE_Fresno_Solar_163 | 0 | 0 | 0 | 0 | 0 | 0 | 0 | 0 | 0 | 0 | 0 | 0 | 0 | 0 | 0 | 0 | 0 | 0 | 0 | 0 | 0 | 0 | 0 | 0 | 0 | 0 | PG&E FRESNO
PGE_Fresno_Solar_Generic | PGE_Fresno_Solar | PGE_Fresno_Solar_164 | 0 | 0 | 0 | 0 | 0 | 0 | #N/A | 0 | PGE_Fresno_Solar_Generic | 0 | 0 | #N/A | 0 | 0 | 0 | 0 | PGE_Fresno_Solar_Generic | 0 | 0 | 0 | 0 | #N/A | 0 | 0 | 0 | PGE_Fresno_Solar_Generic | PGE_Fresno_Solar | PGE_Fresno_Solar_164 | 0 | 0 | 0 | 0 | 0 | 0 | 0 | #N/A | 0 | PGE_Fresno_Solar_Generic | 0 | 0 | #N/A | 0 | 0 | 0 | 0 | PGE_Fresno_Solar_Generic | PGE_Fresno_Solar | PGE_Fresno_Solar_164 | 0 | 0 | 0 | 0 | 0 | 0 | #N/A | #N/A | #N/A | 0 | 0 | 0 | 0 | 0 | 0 | PGE_Fresno_Solar_Generic | 0 | #N/A | 0 | 0 | PGE_Fresno_Solar_Generic | 0 | 0 | 0 | 0 | #N/A | #N/A | #N/A | #N/A | #N/A | #N/A | 0 | 0 | 0 | PGE_Fresno_Solar_Generic | PGE_Fresno_Solar | PGE_Fresno_Solar_164 | [6 empty] | #N/A |  | PGE_Fresno_Solar_Generic |  |  | #N/A |  |  |  |  | PGE_Fresno_Solar_Generic |  |  |  |  | #N/A |  |  |  | PGE_Fresno_Solar_Generic | PGE_Fresno_Solar | PGE_Fresno_Solar_164 | [6 empty] | #N/A |  | PGE_Fresno_Solar_Generic |  |  | #N/A |  |  |  |  | PGE_Fresno_Solar_Generic |  |  |  |  | #N/A |  |  |  | PGE_Fresno_Solar_Generic | PGE_Fresno_Solar | PGE_Fresno_Solar_164 | 0 | 0 | 0 | 0 | 0 | 0 | 0 | 0 | 0 | 0 | 0 | 0 | 0 | 0 | 0 | 0 | 0 | 0 | 0 | 0 | 0 | 0 | 0 | 0 | 0 | 0 | PG&E FRESNO
PGE_Fresno_Solar_Generic | PGE_Fresno_Solar | PGE_Fresno_Solar_166 | 0 | 0 | 0 | 0 | 0 | 0 | #N/A | 0 | PGE_Fresno_Solar_Generic | 0 | 0 | #N/A | 0 | 0 | 0 | 0 | PGE_Fresno_Solar_Generic | 0 | 0 | 0 | 0 | #N/A | 0 | 0 | 0 | PGE_Fresno_Solar_Generic | PGE_Fresno_Solar | PGE_Fresno_Solar_166 | 0 | 0 | 0 | 0 | 0 | 0 | 0 | #N/A | 0 | PGE_Fresno_Solar_Generic | 0 | 0 | #N/A | 0 | 0 | 0 | 0 | PGE_Fresno_Solar_Generic | PGE_Fresno_Solar | PGE_Fresno_Solar_166 | 0 | 0 | 0 | 0 | 0 | 0 | #N/A | #N/A | #N/A | 0 | 0 | 0 | 0 | 0 | 0 | PGE_Fresno_Solar_Generic | 0 | #N/A | 0 | 0 | PGE_Fresno_Solar_Generic | 0 | 0 | 0 | 0 | #N/A | #N/A | #N/A | #N/A | #N/A | #N/A | 0 | 0 | 0 | PGE_Fresno_Solar_Generic | PGE_Fresno_Solar | PGE_Fresno_Solar_166 | [6 empty] | #N/A |  | PGE_Fresno_Solar_Generic |  |  | #N/A |  |  |  |  | PGE_Fresno_Solar_Generic |  |  |  |  | #N/A |  |  |  | PGE_Fresno_Solar_Generic | PGE_Fresno_Solar | PGE_Fresno_Solar_166 | [6 empty] | #N/A |  | PGE_Fresno_Solar_Generic |  |  | #N/A |  |  |  |  | PGE_Fresno_Solar_Generic |  |  |  |  | #N/A |  |  |  | PGE_Fresno_Solar_Generic | PGE_Fresno_Solar | PGE_Fresno_Solar_166 | 0 | 0 | 0 | 0 | 0 | 0 | 0 | 0 | 0 | 0 | 0 | 0 | 0 | 0 | 0 | 0 | 0 | 0 | 0 | 0 | 0 | 0 | 0 | 0 | 0 | 0 | PG&E FRESNO
PGE_Fresno_Solar_Generic | PGE_Fresno_Solar | PGE_Fresno_Solar_168 | 0 | 0 | 0 | 0 | 0 | 0 | #N/A | 0 | PGE_Fresno_Solar_Generic | 0 | 0 | #N/A | 0 | 0 | 0 | 0 | PGE_Fresno_Solar_Generic | 0 | 0 | 0 | 0 | #N/A | 0 | 0 | 0 | PGE_Fresno_Solar_Generic | PGE_Fresno_Solar | PGE_Fresno_Solar_168 | 0 | 0 | 0 | 0 | 0 | 0 | 0 | #N/A | 0 | PGE_Fresno_Solar_Generic | 0 | 0 | #N/A | 0 | 0 | 0 | 0 | PGE_Fresno_Solar_Generic | PGE_Fresno_Solar | PGE_Fresno_Solar_168 | 0 | 0 | 0 | 0 | 0 | 0 | #N/A | #N/A | #N/A | 0 | 0 | 0 | 0 | 0 | 0 | PGE_Fresno_Solar_Generic | 0 | #N/A | 0 | 0 | PGE_Fresno_Solar_Generic | 0 | 0 | 0 | 0 | #N/A | #N/A | #N/A | #N/A | #N/A | #N/A | 0 | 0 | 0 | PGE_Fresno_Solar_Generic | PGE_Fresno_Solar | PGE_Fresno_Solar_168 | [6 empty] | #N/A |  | PGE_Fresno_Solar_Generic |  |  | #N/A |  |  |  |  | PGE_Fresno_Solar_Generic |  |  |  |  | #N/A |  |  |  | PGE_Fresno_Solar_Generic | PGE_Fresno_Solar | PGE_Fresno_Solar_168 | [6 empty] | #N/A |  | PGE_Fresno_Solar_Generic |  |  | #N/A |  |  |  |  | PGE_Fresno_Solar_Generic |  |  |  |  | #N/A |  |  |  | PGE_Fresno_Solar_Generic | PGE_Fresno_Solar | PGE_Fresno_Solar_168 | 0 | 0 | 0 | 0 | 0 | 0 | 0 | 0 | 0 | 0 | 0 | 0 | 0 | 0 | 0 | 0 | 0 | 0 | 0 | 0 | 0 | 0 | 0 | 0 | 0 | 0 | PG&E FRESNO
PGE_Fresno_Solar_Generic | PGE_Fresno_Solar | PGE_Fresno_Solar_169 | 0 | 0 | 0 | 0 | 0 | 0 | #N/A | 0 | PGE_Fresno_Solar_Generic | 0 | 0 | #N/A | 0 | 0 | 0 | 0 | PGE_Fresno_Solar_Generic | 0 | 0 | 0 | 0 | #N/A | 0 | 0 | 0 | PGE_Fresno_Solar_Generic | PGE_Fresno_Solar | PGE_Fresno_Solar_169 | 0 | 0 | 0 | 0 | 0 | 0 | 0 | #N/A | 0 | PGE_Fresno_Solar_Generic | 0 | 0 | #N/A | 0 | 0 | 0 | 0 | PGE_Fresno_Solar_Generic | PGE_Fresno_Solar | PGE_Fresno_Solar_169 | 0 | 0 | 0 | 0 | 0 | 0 | #N/A | #N/A | #N/A | 0 | 0 | 0 | 0 | 0 | 0 | PGE_Fresno_Solar_Generic | 0 | #N/A | 0 | 0 | PGE_Fresno_Solar_Generic | 0 | 0 | 0 | 0 | #N/A | #N/A | #N/A | #N/A | #N/A | #N/A | 0 | 0 | 0 | PGE_Fresno_Solar_Generic | PGE_Fresno_Solar | PGE_Fresno_Solar_169 | [6 empty] | #N/A |  | PGE_Fresno_Solar_Generic |  |  | #N/A |  |  |  |  | PGE_Fresno_Solar_Generic |  |  |  |  | #N/A |  |  |  | PGE_Fresno_Solar_Generic | PGE_Fresno_Solar | PGE_Fresno_Solar_169 | [6 empty] | #N/A |  | PGE_Fresno_Solar_Generic |  |  | #N/A |  |  |  |  | PGE_Fresno_Solar_Generic |  |  |  |  | #N/A |  |  |  | PGE_Fresno_Solar_Generic | PGE_Fresno_Solar | PGE_Fresno_Solar_169 | 0 | 0 | 0 | 0 | 0 | 0 | 0 | 0 | 0 | 0 | 0 | 0 | 0 | 0 | 0 | 0 | 0 | 0 | 0 | 0 | 0 | 0 | 0 | 0 | 0 | 0 | PG&E FRESNO
PGE_Fresno_Solar_Generic | PGE_Fresno_Solar | PGE_Fresno_Solar_64 | 0 | 0 | 0 | 0 | 0 | 0 | #N/A | 0 | PGE_Fresno_Solar_Generic | 0 | 0 | #N/A | 0 | 0 | 0 | 0 | PGE_Fresno_Solar_Generic | 0 | 0 | 0 | 0 | #N/A | 0 | 0 | 0 | PGE_Fresno_Solar_Generic | PGE_Fresno_Solar | PGE_Fresno_Solar_64 | 0 | 0 | 0 | 0 | 0 | 0 | 0 | #N/A | 0 | PGE_Fresno_Solar_Generic | 0 | 0 | #N/A | 0 | 0 | 0 | 0 | PGE_Fresno_Solar_Generic | PGE_Fresno_Solar | PGE_Fresno_Solar_64 | 0 | 0 | 0 | 0 | 0 | 0 | #N/A | #N/A | #N/A | 0 | 0 | 0 | 0 | 0 | 0 | PGE_Fresno_Solar_Generic | 0 | #N/A | 0 | 0 | PGE_Fresno_Solar_Generic | 0 | 0 | 0 | 0 | #N/A | #N/A | #N/A | #N/A | #N/A | #N/A | 0 | 0 | 0 | PGE_Fresno_Solar_Generic | PGE_Fresno_Solar | PGE_Fresno_Solar_64 | [6 empty] | #N/A |  | PGE_Fresno_Solar_Generic |  |  | #N/A |  |  |  |  | PGE_Fresno_Solar_Generic |  |  |  |  | #N/A |  |  |  | PGE_Fresno_Solar_Generic | PGE_Fresno_Solar | PGE_Fresno_Solar_64 | [6 empty] | #N/A |  | PGE_Fresno_Solar_Generic |  |  | #N/A |  |  |  |  | PGE_Fresno_Solar_Generic |  |  |  |  | #N/A |  |  |  | PGE_Fresno_Solar_Generic | PGE_Fresno_Solar | PGE_Fresno_Solar_64 | 0 | 0 | 0 | 0 | 0 | 0 | 0 | 0 | 0 | 0 | 0 | 0 | 0 | 0 | 0 | 0 | 0 | 0 | 0 | 0 | 0 | 0.53423 | 0 | 0 | 0 | 0.53423 | PG&E FRESNO
PGE_Fresno_Solar_Generic | PGE_Fresno_Solar | PGE_Fresno_Solar_69 | 0 | 0 | 0 | 0 | 0 | 0 | #N/A | 0 | PGE_Fresno_Solar_Generic | 0 | 0 | #N/A | 0 | 0 | 0 | 0 | PGE_Fresno_Solar_Generic | 0 | 0 | 0 | 0 | #N/A | 0 | 0 | 0 | PGE_Fresno_Solar_Generic | PGE_Fresno_Solar | PGE_Fresno_Solar_69 | 0 | 0 | 0 | 0 | 0 | 0 | 0 | #N/A | 0 | PGE_Fresno_Solar_Generic | 0 | 0 | #N/A | 0 | 0 | 0 | 0 | PGE_Fresno_Solar_Generic | PGE_Fresno_Solar | PGE_Fresno_Solar_69 | 0 | 0 | 0 | 0 | 0 | 0 | #N/A | #N/A | #N/A | 0 | 0 | 0 | 0 | 0 | 0 | PGE_Fresno_Solar_Generic | 0 | #N/A | 0 | 0 | PGE_Fresno_Solar_Generic | 0 | 0 | 0 | 0 | #N/A | #N/A | #N/A | #N/A | #N/A | #N/A | 0 | 0 | 0 | PGE_Fresno_Solar_Generic | PGE_Fresno_Solar | PGE_Fresno_Solar_69 | [6 empty] | #N/A |  | PGE_Fresno_Solar_Generic |  |  | #N/A |  |  |  |  | PGE_Fresno_Solar_Generic |  |  |  |  | #N/A |  |  |  | PGE_Fresno_Solar_Generic | PGE_Fresno_Solar | PGE_Fresno_Solar_69 | [6 empty] | #N/A |  | PGE_Fresno_Solar_Generic |  |  | #N/A |  |  |  |  | PGE_Fresno_Solar_Generic |  |  |  |  | #N/A |  |  |  | PGE_Fresno_Solar_Generic | PGE_Fresno_Solar | PGE_Fresno_Solar_69 | 0 | 0 | 0 | 0 | 0 | 0 | 0.10327 | 0 | 0.10327 | 0 | 0 | 0.10327 | 0 | 0 | 0 | 0 | 0.10327 | 0 | 0 | 0 | 0 | 0.10327 | 0 | 0 | 0 | 0.10327 | PG&E FRESNO
PGE_Fresno_Solar_Generic | PGE_Fresno_Solar | PGE_Fresno_Solar_70 | 0 | 0 | 0 | 0 | 0 | 0 | #N/A | 0 | PGE_Fresno_Solar_Generic | 0 | 0 | #N/A | 0 | 0 | 0 | 0 | PGE_Fresno_Solar_Generic | 0 | 0 | 0 | 0 | #N/A | 0 | 0 | 0 | PGE_Fresno_Solar_Generic | PGE_Fresno_Solar | PGE_Fresno_Solar_70 | 0 | 0 | 0 | 0 | 0 | 0 | 0 | #N/A | 0 | PGE_Fresno_Solar_Generic | 0 | 0 | #N/A | 0 | 0 | 0 | 0 | PGE_Fresno_Solar_Generic | PGE_Fresno_Solar | PGE_Fresno_Solar_70 | 0 | 0 | 0 | 0 | 0 | 0 | #N/A | #N/A | #N/A | 0 | 0 | 0 | 0 | 0 | 0 | PGE_Fresno_Solar_Generic | 0 | #N/A | 0 | 0 | PGE_Fresno_Solar_Generic | 0 | 0 | 0 | 0 | #N/A | #N/A | #N/A | #N/A | #N/A | #N/A | 0 | 0 | 0 | PGE_Fresno_Solar_Generic | PGE_Fresno_Solar | PGE_Fresno_Solar_70 | [6 empty] | #N/A |  | PGE_Fresno_Solar_Generic |  |  | #N/A |  |  |  |  | PGE_Fresno_Solar_Generic |  |  |  |  | #N/A |  |  |  | PGE_Fresno_Solar_Generic | PGE_Fresno_Solar | PGE_Fresno_Solar_70 | [6 empty] | #N/A |  | PGE_Fresno_Solar_Generic |  |  | #N/A |  |  |  |  | PGE_Fresno_Solar_Generic |  |  |  |  | #N/A |  |  |  | PGE_Fresno_Solar_Generic | PGE_Fresno_Solar | PGE_Fresno_Solar_70 | 0 | 0 | 0 | 0 | 0 | 0 | 0 | 0 | 0 | 0 | 0 | 0 | 0 | 0 | 0 | 0 | 0 | 0 | 0 | 0 | 0 | 0.63205 | 0 | 0 | 0 | 0.63205 | PG&E FRESNO
PGE_Fresno_Solar_Generic | PGE_Fresno_Solar | PGE_Fresno_Solar_71 | 0 | 0 | 0 | 0 | 0 | 0 | #N/A | 0 | PGE_Fresno_Solar_Generic | 0 | 0 | #N/A | 0 | 0 | 0 | 0 | PGE_Fresno_Solar_Generic | 0 | 0 | 0 | 0 | #N/A | 0 | 0 | 0 | PGE_Fresno_Solar_Generic | PGE_Fresno_Solar | PGE_Fresno_Solar_71 | 0 | 0 | 0 | 0 | 0 | 0 | 0 | #N/A | 0 | PGE_Fresno_Solar_Generic | 0 | 0 | #N/A | 0 | 0 | 0 | 0 | PGE_Fresno_Solar_Generic | PGE_Fresno_Solar | PGE_Fresno_Solar_71 | 0 | 0 | 0 | 0 | 0 | 0 | #N/A | #N/A | #N/A | 0 | 0 | 0 | 0 | 0 | 0 | PGE_Fresno_Solar_Generic | 0 | #N/A | 0 | 0 | PGE_Fresno_Solar_Generic | 0 | 0 | 0 | 0 | #N/A | #N/A | #N/A | #N/A | #N/A | #N/A | 0 | 0 | 0 | PGE_Fresno_Solar_Generic | PGE_Fresno_Solar | PGE_Fresno_Solar_71 | [6 empty] | #N/A |  | PGE_Fresno_Solar_Generic |  |  | #N/A |  |  |  |  | PGE_Fresno_Solar_Generic |  |  |  |  | #N/A |  |  |  | PGE_Fresno_Solar_Generic | PGE_Fresno_Solar | PGE_Fresno_Solar_71 | [6 empty] | #N/A |  | PGE_Fresno_Solar_Generic |  |  | #N/A |  |  |  |  | PGE_Fresno_Solar_Generic |  |  |  |  | #N/A |  |  |  | PGE_Fresno_Solar_Generic | PGE_Fresno_Solar | PGE_Fresno_Solar_71 | 0 | 0 | 0 | 0 | 0 | 0 | 0 | 0 | 0 | 0 | 0 | 0.36206 | 0 | 0 | 0 | 0 | 0.36206 | 0 | 0 | 0 | 0 | 0.73722 | 0 | 0 | 0 | 0.73722 | PG&E FRESNO
PGE_Fresno_Solar_Generic | PGE_Fresno_Solar | PGE_Fresno_Solar_73 | 0 | 0 | 0 | 0 | 0 | 0 | #N/A | 0 | PGE_Fresno_Solar_Generic | 0 | 0 | #N/A | 0 | 0 | 0 | 0 | PGE_Fresno_Solar_Generic | 0 | 0 | 0 | 0 | #N/A | 0 | 0 | 0 | PGE_Fresno_Solar_Generic | PGE_Fresno_Solar | PGE_Fresno_Solar_73 | 0 | 0 | 0 | 0 | 0 | 0 | 0 | #N/A | 0 | PGE_Fresno_Solar_Generic | 0 | 0 | #N/A | 0 | 0 | 0 | 0 | PGE_Fresno_Solar_Generic | PGE_Fresno_Solar | PGE_Fresno_Solar_73 | 0 | 0 | 0 | 0 | 0 | 0 | #N/A | #N/A | #N/A | 0 | 0 | 0 | 0 | 0 | 0 | PGE_Fresno_Solar_Generic | 0 | #N/A | 0 | 0 | PGE_Fresno_Solar_Generic | 0 | 0 | 0 | 0 | #N/A | #N/A | #N/A | #N/A | #N/A | #N/A | 0 | 0 | 0 | PGE_Fresno_Solar_Generic | PGE_Fresno_Solar | PGE_Fresno_Solar_73 | [6 empty] | #N/A |  | PGE_Fresno_Solar_Generic |  |  | #N/A |  |  |  |  | PGE_Fresno_Solar_Generic |  |  |  |  | #N/A |  |  |  | PGE_Fresno_Solar_Generic | PGE_Fresno_Solar | PGE_Fresno_Solar_73 | [6 empty] | #N/A |  | PGE_Fresno_Solar_Generic |  |  | #N/A |  |  |  |  | PGE_Fresno_Solar_Generic |  |  |  |  | #N/A |  |  |  | PGE_Fresno_Solar_Generic | PGE_Fresno_Solar | PGE_Fresno_Solar_73 | 0 | 0 | 0 | 0 | 0 | 0 | 0.018291 | 0 | 0.16329 | 0 | 0 | 1.2671 | 0 | 0 | 0 | 0 | 1.2671 | 0 | 0 | 0 | 0 | 1.2671 | 0 | 0 | 0 | 1.3472 | PG&E FRESNO
PGE_Fresno_Solar_Generic | PGE_Fresno_Solar | PGE_Fresno_Solar_75 | 0 | 0 | 0 | 0 | 0 | 0 | #N/A | 0 | PGE_Fresno_Solar_Generic | 0 | 0 | #N/A | 0 | 0 | 0 | 0 | PGE_Fresno_Solar_Generic | 0 | 0 | 0 | 0 | #N/A | 0 | 0 | 0 | PGE_Fresno_Solar_Generic | PGE_Fresno_Solar | PGE_Fresno_Solar_75 | 0 | 0 | 0 | 0 | 0 | 0 | 0 | #N/A | 0 | PGE_Fresno_Solar_Generic | 0 | 0 | #N/A | 0 | 0 | 0 | 0 | PGE_Fresno_Solar_Generic | PGE_Fresno_Solar | PGE_Fresno_Solar_75 | 0 | 0 | 0 | 0 | 0 | 0 | #N/A | #N/A | #N/A | 0 | 0 | 0 | 0 | 0 | 0 | PGE_Fresno_Solar_Generic | 0 | #N/A | 0 | 0 | PGE_Fresno_Solar_Generic | 0 | 0 | 0 | 0 | #N/A | #N/A | #N/A | #N/A | #N/A | #N/A | 0 | 0 | 0 | PGE_Fresno_Solar_Generic | PGE_Fresno_Solar | PGE_Fresno_Solar_75 | [6 empty] | #N/A |  | PGE_Fresno_Solar_Generic |  |  | #N/A |  |  |  |  | PGE_Fresno_Solar_Generic |  |  |  |  | #N/A |  |  |  | PGE_Fresno_Solar_Generic | PGE_Fresno_Solar | PGE_Fresno_Solar_75 | [6 empty] | #N/A |  | PGE_Fresno_Solar_Generic |  |  | #N/A |  |  |  |  | PGE_Fresno_Solar_Generic |  |  |  |  | #N/A |  |  |  | PGE_Fresno_Solar_Generic | PGE_Fresno_Solar | PGE_Fresno_Solar_75 | 0 | 0 | 0 | 0 | 0 | 0 | 0 | 0 | 0 | 0 | 0 | 0 | 0 | 0 | 0 | 0 | 0 | 0 | 0 | 0 | 0 | 1.1865 | 0 | 0 | 0 | 1.2036 | PG&E FRESNO
PGE_Fresno_Solar_Generic | PGE_Fresno_Solar | PGE_Fresno_Solar_76 | 0 | 0 | 0 | 0 | 0 | 0 | #N/A | 0 | PGE_Fresno_Solar_Generic | 0 | 0 | #N/A | 0 | 0 | 0 | 0 | PGE_Fresno_Solar_Generic | 0 | 0 | 0 | 0 | #N/A | 0 | 0 | 0 | PGE_Fresno_Solar_Generic | PGE_Fresno_Solar | PGE_Fresno_Solar_76 | 0 | 0 | 0 | 0 | 0 | 0 | 0 | #N/A | 0 | PGE_Fresno_Solar_Generic | 0 | 0 | #N/A | 0 | 0 | 0 | 0 | PGE_Fresno_Solar_Generic | PGE_Fresno_Solar | PGE_Fresno_Solar_76 | 0 | 0 | 0 | 0 | 0 | 0 | #N/A | #N/A | #N/A | 0 | 0 | 0 | 0 | 0 | 0 | PGE_Fresno_Solar_Generic | 0 | #N/A | 0 | 0 | PGE_Fresno_Solar_Generic | 0 | 0 | 0 | 0 | #N/A | #N/A | #N/A | #N/A | #N/A | #N/A | 0 | 0 | 0 | PGE_Fresno_Solar_Generic | PGE_Fresno_Solar | PGE_Fresno_Solar_76 | [6 empty] | #N/A |  | PGE_Fresno_Solar_Generic |  |  | #N/A |  |  |  |  | PGE_Fresno_Solar_Generic |  |  |  |  | #N/A |  |  |  | PGE_Fresno_Solar_Generic | PGE_Fresno_Solar | PGE_Fresno_Solar_76 | [6 empty] | #N/A |  | PGE_Fresno_Solar_Generic |  |  | #N/A |  |  |  |  | PGE_Fresno_Solar_Generic |  |  |  |  | #N/A |  |  |  | PGE_Fresno_Solar_Generic | PGE_Fresno_Solar | PGE_Fresno_Solar_76 | 0 | 0 | 0 | 0 | 0 | 0 | 0 | 0 | 0 | 0 | 0 | 0.1 | 0 | 0 | 0 | 0 | 0.1 | 0 | 0 | 0 | 0 | 0.1 | 0 | 0 | 0 | 0.1 | PG&E FRESNO
PGE_Fresno_Solar_Generic | PGE_Fresno_Solar | PGE_Fresno_Solar_77 | 0 | 0 | 0 | 0 | 0 | 0 | #N/A | 0 | PGE_Fresno_Solar_Generic | 0 | 0 | #N/A | 0 | 0 | 0 | 0 | PGE_Fresno_Solar_Generic | 0 | 0 | 0 | 0 | #N/A | 0 | 0 | 0 | PGE_Fresno_Solar_Generic | PGE_Fresno_Solar | PGE_Fresno_Solar_77 | 0 | 0 | 0 | 0 | 0 | 0 | 0 | #N/A | 0 | PGE_Fresno_Solar_Generic | 0 | 0 | #N/A | 0 | 0 | 0 | 0 | PGE_Fresno_Solar_Generic | PGE_Fresno_Solar | PGE_Fresno_Solar_77 | 0 | 0 | 0 | 0 | 0 | 0 | #N/A | #N/A | #N/A | 0 | 0 | 0 | 0 | 0 | 0 | PGE_Fresno_Solar_Generic | 0 | #N/A | 0 | 0 | PGE_Fresno_Solar_Generic | 0 | 0 | 0 | 0 | #N/A | #N/A | #N/A | #N/A | #N/A | #N/A | 0 | 0 | 0 | PGE_Fresno_Solar_Generic | PGE_Fresno_Solar | PGE_Fresno_Solar_77 | [6 empty] | #N/A |  | PGE_Fresno_Solar_Generic |  |  | #N/A |  |  |  |  | PGE_Fresno_Solar_Generic |  |  |  |  | #N/A |  |  |  | PGE_Fresno_Solar_Generic | PGE_Fresno_Solar | PGE_Fresno_Solar_77 | [6 empty] | #N/A |  | PGE_Fresno_Solar_Generic |  |  | #N/A |  |  |  |  | PGE_Fresno_Solar_Generic |  |  |  |  | #N/A |  |  |  | PGE_Fresno_Solar_Generic | PGE_Fresno_Solar | PGE_Fresno_Solar_77 | 0 | 0 | 0 | 0 | 0 | 0 | 0 | 0 | 0 | 0 | 0 | 0.1114 | 0 | 0 | 0 | 0 | 0.1114 | 0 | 0 | 0 | 0 | 0.1114 | 0 | 0 | 0 | 0.1114 | PG&E FRESNO
PGE_Fresno_Solar_Generic | PGE_Fresno_Solar | PGE_Fresno_Solar_88 | 0 | 0 | 0 | 0 | 0 | 0 | #N/A | 0 | PGE_Fresno_Solar_Generic | 0 | 0 | #N/A | 0 | 0 | 0 | 0 | PGE_Fresno_Solar_Generic | 0 | 0 | 0 | 0 | #N/A | 0 | 0 | 0 | PGE_Fresno_Solar_Generic | PGE_Fresno_Solar | PGE_Fresno_Solar_88 | 0 | 0 | 0 | 0 | 0 | 0 | 0 | #N/A | 0 | PGE_Fresno_Solar_Generic | 0 | 0 | #N/A | 0 | 0 | 0 | 0 | PGE_Fresno_Solar_Generic | PGE_Fresno_Solar | PGE_Fresno_Solar_88 | 0 | 0 | 0 | 0 | 0 | 0 | #N/A | #N/A | #N/A | 0 | 0 | 0 | 0 | 0 | 0 | PGE_Fresno_Solar_Generic | 0 | #N/A | 0 | 0 | PGE_Fresno_Solar_Generic | 0 | 0 | 0 | 0 | #N/A | #N/A | #N/A | #N/A | #N/A | #N/A | 0 | 0 | 0 | PGE_Fresno_Solar_Generic | PGE_Fresno_Solar | PGE_Fresno_Solar_88 | [6 empty] | #N/A |  | PGE_Fresno_Solar_Generic |  |  | #N/A |  |  |  |  | PGE_Fresno_Solar_Generic |  |  |  |  | #N/A |  |  |  | PGE_Fresno_Solar_Generic | PGE_Fresno_Solar | PGE_Fresno_Solar_88 | [6 empty] | #N/A |  | PGE_Fresno_Solar_Generic |  |  | #N/A |  |  |  |  | PGE_Fresno_Solar_Generic |  |  |  |  | #N/A |  |  |  | PGE_Fresno_Solar_Generic | PGE_Fresno_Solar | PGE_Fresno_Solar_88 | 0 | 0 | 0 | 0 | 0 | 0 | 0 | 0 | 0 | 0 | 0 | 0.055701 | 0 | 0 | 0 | 0 | 0.055701 | 0 | 0 | 0 | 0 | 0.055701 | 0 | 0 | 0 | 0.055701 | PG&E FRESNO
PGE_Fresno_Solar_Generic | PGE_Fresno_Solar | PGE_Fresno_Solar_90 | 0 | 0 | 0 | 0 | 0 | 0 | #N/A | 0 | PGE_Fresno_Solar_Generic | 0 | 0 | #N/A | 0 | 0 | 0 | 0 | PGE_Fresno_Solar_Generic | 0 | 0 | 0 | 0 | #N/A | 0 | 0 | 0 | PGE_Fresno_Solar_Generic | PGE_Fresno_Solar | PGE_Fresno_Solar_90 | 0 | 0 | 0 | 0 | 0 | 0 | 0 | #N/A | 0 | PGE_Fresno_Solar_Generic | 0 | 0 | #N/A | 0 | 0 | 0 | 0 | PGE_Fresno_Solar_Generic | PGE_Fresno_Solar | PGE_Fresno_Solar_90 | 0 | 0 | 0 | 0 | 0 | 0 | #N/A | #N/A | #N/A | 0 | 0 | 0 | 0 | 0 | 0 | PGE_Fresno_Solar_Generic | 0 | #N/A | 0 | 0 | PGE_Fresno_Solar_Generic | 0 | 0 | 0 | 0 | #N/A | #N/A | #N/A | #N/A | #N/A | #N/A | 0 | 0 | 0 | PGE_Fresno_Solar_Generic | PGE_Fresno_Solar | PGE_Fresno_Solar_90 | [6 empty] | #N/A |  | PGE_Fresno_Solar_Generic |  |  | #N/A |  |  |  |  | PGE_Fresno_Solar_Generic |  |  |  |  | #N/A |  |  |  | PGE_Fresno_Solar_Generic | PGE_Fresno_Solar | PGE_Fresno_Solar_90 | [6 empty] | #N/A |  | PGE_Fresno_Solar_Generic |  |  | #N/A |  |  |  |  | PGE_Fresno_Solar_Generic |  |  |  |  | #N/A |  |  |  | PGE_Fresno_Solar_Generic | PGE_Fresno_Solar | PGE_Fresno_Solar_90 | 0 | 0 | 0 | 0 | 0 | 0 | 0 | 0 | 0 | 0 | 0 | 0 | 0 | 0 | 0 | 0 | 0 | 0 | 0 | 0 | 0 | 0.080241 | 0 | 0 | 0 | 0.080241 | PG&E FRESNO
PGE_Fresno_Solar_Generic | PGE_Fresno_Solar | PGE_Fresno_Solar_94 | 0 | 0 | 0 | 0 | 0 | 0 | #N/A | 0 | PGE_Fresno_Solar_Generic | 0 | 0 | #N/A | 0 | 0 | 0 | 0 | PGE_Fresno_Solar_Generic | 0 | 0 | 0 | 0 | #N/A | 0 | 0 | 0 | PGE_Fresno_Solar_Generic | PGE_Fresno_Solar | PGE_Fresno_Solar_94 | 0 | 0 | 0 | 0 | 0 | 0 | 0 | #N/A | 0 | PGE_Fresno_Solar_Generic | 0 | 0 | #N/A | 0 | 0 | 0 | 0 | PGE_Fresno_Solar_Generic | PGE_Fresno_Solar | PGE_Fresno_Solar_94 | 0 | 0 | 0 | 0 | 0 | 0 | #N/A | #N/A | #N/A | 0 | 0 | 0 | 0 | 0 | 0 | PGE_Fresno_Solar_Generic | 0 | #N/A | 0 | 0 | PGE_Fresno_Solar_Generic | 0 | 0 | 0 | 0 | #N/A | #N/A | #N/A | #N/A | #N/A | #N/A | 0 | 0 | 0 | PGE_Fresno_Solar_Generic | PGE_Fresno_Solar | PGE_Fresno_Solar_94 | [6 empty] | #N/A |  | PGE_Fresno_Solar_Generic |  |  | #N/A |  |  |  |  | PGE_Fresno_Solar_Generic |  |  |  |  | #N/A |  |  |  | PGE_Fresno_Solar_Generic | PGE_Fresno_Solar | PGE_Fresno_Solar_94 | [6 empty] | #N/A |  | PGE_Fresno_Solar_Generic |  |  | #N/A |  |  |  |  | PGE_Fresno_Solar_Generic |  |  |  |  | #N/A |  |  |  | PGE_Fresno_Solar_Generic | PGE_Fresno_Solar | PGE_Fresno_Solar_94 | 0 | 0 | 0 | 0 | 0 | 0 | 0 | 0 | 0 | 0 | 0 | 0.039972 | 0 | 0 | 0 | 0 | 0.039972 | 0 | 0 | 0 | 0 | 0.039972 | 0 | 0 | 0 | 0.039972 | PG&E FRESNO
PGE_New_EGS_Generic | PGE_New_EGS | PGE_GBA_EGS_Deep_10 | 0 | 0 | 0 | 0 | 0 | 0 | #N/A | 0 | PGE_New_EGS_Generic | 0 | 0 | #N/A | 0 | 0 | 0 | 0 | PGE_New_EGS_Generic | 0 | 0 | 0 | 0 | #N/A | 0 | 0 | 0 | PGE_New_EGS_Generic | PGE_New_EGS | PGE_GBA_EGS_Deep_10 | 0 | 0 | 0 | 0 | 0 | 0 | 0 | #N/A | 0 | PGE_New_EGS_Generic | 0 | 0 | #N/A | 0 | 0 | 0 | 0 | PGE_New_EGS_Generic | PGE_New_EGS | PGE_GBA_EGS_Deep_10 | 0 | 0 | 0 | 0 | 0 | 0 | #N/A | #N/A | #N/A | 0 | 0 | 0 | 0 | 0 | 0 | PGE_New_EGS_Generic | 0 | #N/A | 0 | 0 | PGE_New_EGS_Generic | 0 | 0 | 0 | 0 | #N/A | #N/A | #N/A | #N/A | #N/A | #N/A | 0 | 0 | 0 | PGE_New_EGS_Generic | PGE_New_EGS | PGE_GBA_EGS_Deep_10 | [6 empty] | #N/A |  | PGE_New_EGS_Generic |  |  | #N/A |  |  |  |  | PGE_New_EGS_Generic |  |  |  |  | #N/A |  |  |  | PGE_New_EGS_Generic | PGE_New_EGS | PGE_GBA_EGS_Deep_10 | [6 empty] | #N/A |  | PGE_New_EGS_Generic |  |  | #N/A |  |  |  |  | PGE_New_EGS_Generic |  |  |  |  | #N/A |  |  |  | PGE_New_EGS_Generic | PGE_New_EGS | PGE_GBA_EGS_Deep_10 | 0 | 0 | 0 | 0 | 0 | 0 | 0 | 0 | 0 | 0 | 0 | 0 | 0 | 0 | 0 | 0 | 0.017449 | 0 | 0 | 0 | 0 | 0.017449 | 0 | 0 | 0 | 0.017449 | PG&E GBA
PGE_New_EGS_Generic | PGE_New_EGS | PGE_GBA_EGS_Deep_11 | 0 | 0 | 0 | 0 | 0 | 0 | #N/A | 0 | PGE_New_EGS_Generic | 0 | 0 | #N/A | 0 | 0 | 0 | 0 | PGE_New_EGS_Generic | 0 | 0 | 0 | 0 | #N/A | 0 | 0 | 0 | PGE_New_EGS_Generic | PGE_New_EGS | PGE_GBA_EGS_Deep_11 | 0 | 0 | 0 | 0 | 0 | 0 | 0 | #N/A | 0 | PGE_New_EGS_Generic | 0 | 0 | #N/A | 0 | 0 | 0 | 0 | PGE_New_EGS_Generic | PGE_New_EGS | PGE_GBA_EGS_Deep_11 | 0 | 0 | 0 | 0 | 0 | 0 | #N/A | #N/A | #N/A | 0 | 0 | 0 | 0 | 0 | 0 | PGE_New_EGS_Generic | 0 | #N/A | 0 | 0 | PGE_New_EGS_Generic | 0 | 0 | 0 | 0 | #N/A | #N/A | #N/A | #N/A | #N/A | #N/A | 0 | 0 | 0 | PGE_New_EGS_Generic | PGE_New_EGS | PGE_GBA_EGS_Deep_11 | [6 empty] | #N/A |  | PGE_New_EGS_Generic |  |  | #N/A |  |  |  |  | PGE_New_EGS_Generic |  |  |  |  | #N/A |  |  |  | PGE_New_EGS_Generic | PGE_New_EGS | PGE_GBA_EGS_Deep_11 | [6 empty] | #N/A |  | PGE_New_EGS_Generic |  |  | #N/A |  |  |  |  | PGE_New_EGS_Generic |  |  |  |  | #N/A |  |  |  | PGE_New_EGS_Generic | PGE_New_EGS | PGE_GBA_EGS_Deep_11 | 0 | 0 | 0 | 0 | 0 | 0 | 0 | 0 | 0 | 0 | 0 | 0 | 0 | 0 | 0 | 0 | 0.10338 | 0 | 0 | 0 | 0 | 0.10338 | 0 | 0 | 0 | 0.10338 | PG&E GBA
PGE_New_EGS_Generic | PGE_New_EGS | PGE_GBA_EGS_Deep_116 | 0 | 0 | 0 | 0 | 0 | 0 | #N/A | 0 | PGE_New_EGS_Generic | 0 | 0 | #N/A | 0 | 0 | 0 | 0 | PGE_New_EGS_Generic | 0 | 0 | 0 | 0 | #N/A | 0 | 0 | 0 | PGE_New_EGS_Generic | PGE_New_EGS | PGE_GBA_EGS_Deep_116 | 0 | 0 | 0 | 0 | 0 | 0 | 0 | #N/A | 0 | PGE_New_EGS_Generic | 0 | 0 | #N/A | 0 | 0 | 0 | 0 | PGE_New_EGS_Generic | PGE_New_EGS | PGE_GBA_EGS_Deep_116 | 0 | 0 | 0 | 0 | 0 | 0 | #N/A | #N/A | #N/A | 0 | 0 | 0 | 0 | 0 | 0 | PGE_New_EGS_Generic | 0 | #N/A | 0 | 0 | PGE_New_EGS_Generic | 0 | 0 | 0 | 0 | #N/A | #N/A | #N/A | #N/A | #N/A | #N/A | 0 | 0 | 0 | PGE_New_EGS_Generic | PGE_New_EGS | PGE_GBA_EGS_Deep_116 | [6 empty] | #N/A |  | PGE_New_EGS_Generic |  |  | #N/A |  |  |  |  | PGE_New_EGS_Generic |  |  |  |  | #N/A |  |  |  | PGE_New_EGS_Generic | PGE_New_EGS | PGE_GBA_EGS_Deep_116 | [6 empty] | #N/A |  | PGE_New_EGS_Generic |  |  | #N/A |  |  |  |  | PGE_New_EGS_Generic |  |  |  |  | #N/A |  |  |  | PGE_New_EGS_Generic | PGE_New_EGS | PGE_GBA_EGS_Deep_116 | 0 | 0 | 0 | 0 | 0 | 0 | 0 | 0 | 0 | 0 | 0 | 0 | 0 | 0 | 0 | 0 | 0.011953 | 0 | 0 | 0 | 0 | 0.011953 | 0 | 0 | 0 | 0.011953 | PG&E GBA
PGE_New_EGS_Generic | PGE_New_EGS | PGE_GBA_EGS_Deep_12 | 0 | 0 | 0 | 0 | 0 | 0 | #N/A | 0 | PGE_New_EGS_Generic | 0 | 0 | #N/A | 0 | 0 | 0 | 0 | PGE_New_EGS_Generic | 0 | 0 | 0 | 0 | #N/A | 0 | 0 | 0 | PGE_New_EGS_Generic | PGE_New_EGS | PGE_GBA_EGS_Deep_12 | 0 | 0 | 0 | 0 | 0 | 0 | 0 | #N/A | 0 | PGE_New_EGS_Generic | 0 | 0 | #N/A | 0 | 0 | 0 | 0 | PGE_New_EGS_Generic | PGE_New_EGS | PGE_GBA_EGS_Deep_12 | 0 | 0 | 0 | 0 | 0 | 0 | #N/A | #N/A | #N/A | 0 | 0 | 0 | 0 | 0 | 0 | PGE_New_EGS_Generic | 0 | #N/A | 0 | 0 | PGE_New_EGS_Generic | 0 | 0 | 0 | 0 | #N/A | #N/A | #N/A | #N/A | #N/A | #N/A | 0 | 0 | 0 | PGE_New_EGS_Generic | PGE_New_EGS | PGE_GBA_EGS_Deep_12 | [6 empty] | #N/A |  | PGE_New_EGS_Generic |  |  | #N/A |  |  |  |  | PGE_New_EGS_Generic |  |  |  |  | #N/A |  |  |  | PGE_New_EGS_Generic | PGE_New_EGS | PGE_GBA_EGS_Deep_12 | [6 empty] | #N/A |  | PGE_New_EGS_Generic |  |  | #N/A |  |  |  |  | PGE_New_EGS_Generic |  |  |  |  | #N/A |  |  |  | PGE_New_EGS_Generic | PGE_New_EGS | PGE_GBA_EGS_Deep_12 | 0 | 0 | 0 | 0 | 0 | 0 | 0 | 0 | 0 | 0 | 0 | 0 | 0 | 0 | 0 | 0 | 0.0062371 | 0 | 0 | 0 | 0 | 0.0062371 | 0 | 0 | 0 | 0.0062371 | PG&E GBA
PGE_New_EGS_Generic | PGE_New_EGS | PGE_GBA_EGS_Deep_13 | 0 | 0 | 0 | 0 | 0 | 0 | #N/A | 0 | PGE_New_EGS_Generic | 0 | 0 | #N/A | 0 | 0 | 0 | 0 | PGE_New_EGS_Generic | 0 | 0 | 0 | 0 | #N/A | 0 | 0 | 0 | PGE_New_EGS_Generic | PGE_New_EGS | PGE_GBA_EGS_Deep_13 | 0 | 0 | 0 | 0 | 0 | 0 | 0 | #N/A | 0 | PGE_New_EGS_Generic | 0 | 0 | #N/A | 0 | 0 | 0 | 0 | PGE_New_EGS_Generic | PGE_New_EGS | PGE_GBA_EGS_Deep_13 | 0 | 0 | 0 | 0 | 0 | 0 | #N/A | #N/A | #N/A | 0 | 0 | 0 | 0 | 0 | 0 | PGE_New_EGS_Generic | 0 | #N/A | 0 | 0 | PGE_New_EGS_Generic | 0 | 0 | 0 | 0 | #N/A | #N/A | #N/A | #N/A | #N/A | #N/A | 0 | 0 | 0 | PGE_New_EGS_Generic | PGE_New_EGS | PGE_GBA_EGS_Deep_13 | [6 empty] | #N/A |  | PGE_New_EGS_Generic |  |  | #N/A |  |  |  |  | PGE_New_EGS_Generic |  |  |  |  | #N/A |  |  |  | PGE_New_EGS_Generic | PGE_New_EGS | PGE_GBA_EGS_Deep_13 | [6 empty] | #N/A |  | PGE_New_EGS_Generic |  |  | #N/A |  |  |  |  | PGE_New_EGS_Generic |  |  |  |  | #N/A |  |  |  | PGE_New_EGS_Generic | PGE_New_EGS | PGE_GBA_EGS_Deep_13 | 0 | 0 | 0 | 0 | 0 | 0 | 0 | 0 | 0 | 0 | 0 | 0 | 0 | 0 | 0 | 0 | 0.0040081 | 0 | 0 | 0 | 0 | 0.0040081 | 0 | 0 | 0 | 0.0040081 | PG&E GBA
PGE_New_EGS_Generic | PGE_New_EGS | PGE_GBA_EGS_Deep_14 | 0 | 0 | 0 | 0 | 0 | 0 | #N/A | 0 | PGE_New_EGS_Generic | 0 | 0 | #N/A | 0 | 0 | 0 | 0 | PGE_New_EGS_Generic | 0 | 0 | 0 | 0 | #N/A | 0 | 0 | 0 | PGE_New_EGS_Generic | PGE_New_EGS | PGE_GBA_EGS_Deep_14 | 0 | 0 | 0 | 0 | 0 | 0 | 0 | #N/A | 0 | PGE_New_EGS_Generic | 0 | 0 | #N/A | 0 | 0 | 0 | 0 | PGE_New_EGS_Generic | PGE_New_EGS | PGE_GBA_EGS_Deep_14 | 0 | 0 | 0 | 0 | 0 | 0 | #N/A | #N/A | #N/A | 0 | 0 | 0 | 0 | 0 | 0 | PGE_New_EGS_Generic | 0 | #N/A | 0 | 0 | PGE_New_EGS_Generic | 0 | 0 | 0 | 0 | #N/A | #N/A | #N/A | #N/A | #N/A | #N/A | 0 | 0 | 0 | PGE_New_EGS_Generic | PGE_New_EGS | PGE_GBA_EGS_Deep_14 | [6 empty] | #N/A |  | PGE_New_EGS_Generic |  |  | #N/A |  |  |  |  | PGE_New_EGS_Generic |  |  |  |  | #N/A |  |  |  | PGE_New_EGS_Generic | PGE_New_EGS | PGE_GBA_EGS_Deep_14 | [6 empty] | #N/A |  | PGE_New_EGS_Generic |  |  | #N/A |  |  |  |  | PGE_New_EGS_Generic |  |  |  |  | #N/A |  |  |  | PGE_New_EGS_Generic | PGE_New_EGS | PGE_GBA_EGS_Deep_14 | 0 | 0 | 0 | 0 | 0 | 0 | 0 | 0 | 0 | 0 | 0 | 0 | 0 | 0 | 0 | 0 | 0.016503 | 0 | 0 | 0 | 0 | 0.016503 | 0 | 0 | 0 | 0.016503 | PG&E GBA
PGE_New_EGS_Generic | PGE_New_EGS | PGE_GBA_EGS_Deep_3 | 0 | 0 | 0 | 0 | 0 | 0 | #N/A | 0 | PGE_New_EGS_Generic | 0 | 0 | #N/A | 0 | 0 | 0 | 0 | PGE_New_EGS_Generic | 0 | 0 | 0 | 0 | #N/A | 0 | 0 | 0 | PGE_New_EGS_Generic | PGE_New_EGS | PGE_GBA_EGS_Deep_3 | 0 | 0 | 0 | 0 | 0 | 0 | 0 | #N/A | 0 | PGE_New_EGS_Generic | 0 | 0 | #N/A | 0 | 0 | 0 | 0 | PGE_New_EGS_Generic | PGE_New_EGS | PGE_GBA_EGS_Deep_3 | 0 | 0 | 0 | 0 | 0 | 0 | #N/A | #N/A | #N/A | 0 | 0 | 0 | 0 | 0 | 0 | PGE_New_EGS_Generic | 0 | #N/A | 0 | 0 | PGE_New_EGS_Generic | 0 | 0 | 0 | 0 | #N/A | #N/A | #N/A | #N/A | #N/A | #N/A | 0 | 0 | 0 | PGE_New_EGS_Generic | PGE_New_EGS | PGE_GBA_EGS_Deep_3 | [6 empty] | #N/A |  | PGE_New_EGS_Generic |  |  | #N/A |  |  |  |  | PGE_New_EGS_Generic |  |  |  |  | #N/A |  |  |  | PGE_New_EGS_Generic | PGE_New_EGS | PGE_GBA_EGS_Deep_3 | [6 empty] | #N/A |  | PGE_New_EGS_Generic |  |  | #N/A |  |  |  |  | PGE_New_EGS_Generic |  |  |  |  | #N/A |  |  |  | PGE_New_EGS_Generic | PGE_New_EGS | PGE_GBA_EGS_Deep_3 | 0 | 0 | 0 | 0 | 0 | 0 | 0 | 0 | 0 | 0 | 0 | 0 | 0 | 0 | 0 | 0 | 0 | 0 | 0 | 0 | 0 | 0 | 0 | 0 | 0 | 0 | PG&E GBA
PGE_New_EGS_Generic | PGE_New_EGS | PGE_GBA_EGS_Deep_32 | 0 | 0 | 0 | 0 | 0 | 0 | #N/A | 0 | PGE_New_EGS_Generic | 0 | 0 | #N/A | 0 | 0 | 0 | 0 | PGE_New_EGS_Generic | 0 | 0 | 0 | 0 | #N/A | 0 | 0 | 0 | PGE_New_EGS_Generic | PGE_New_EGS | PGE_GBA_EGS_Deep_32 | 0 | 0 | 0 | 0 | 0 | 0 | 0 | #N/A | 0 | PGE_New_EGS_Generic | 0 | 0 | #N/A | 0 | 0 | 0 | 0 | PGE_New_EGS_Generic | PGE_New_EGS | PGE_GBA_EGS_Deep_32 | 0 | 0 | 0 | 0 | 0 | 0 | #N/A | #N/A | #N/A | 0 | 0 | 0 | 0 | 0 | 0 | PGE_New_EGS_Generic | 0 | #N/A | 0 | 0 | PGE_New_EGS_Generic | 0 | 0 | 0 | 0 | #N/A | #N/A | #N/A | #N/A | #N/A | #N/A | 0 | 0 | 0 | PGE_New_EGS_Generic | PGE_New_EGS | PGE_GBA_EGS_Deep_32 | [6 empty] | #N/A |  | PGE_New_EGS_Generic |  |  | #N/A |  |  |  |  | PGE_New_EGS_Generic |  |  |  |  | #N/A |  |  |  | PGE_New_EGS_Generic | PGE_New_EGS | PGE_GBA_EGS_Deep_32 | [6 empty] | #N/A |  | PGE_New_EGS_Generic |  |  | #N/A |  |  |  |  | PGE_New_EGS_Generic |  |  |  |  | #N/A |  |  |  | PGE_New_EGS_Generic | PGE_New_EGS | PGE_GBA_EGS_Deep_32 | 0 | 0 | 0 | 0 | 0 | 0 | 0 | 0 | 0 | 0 | 0 | 0 | 0 | 0 | 0 | 0 | 0 | 0 | 0 | 0 | 0 | 0 | 0 | 0 | 0 | 0 | PG&E GBA
PGE_New_EGS_Generic | PGE_New_EGS | PGE_GBA_EGS_Deep_34 | 0 | 0 | 0 | 0 | 0 | 0 | #N/A | 0 | PGE_New_EGS_Generic | 0 | 0 | #N/A | 0 | 0 | 0 | 0 | PGE_New_EGS_Generic | 0 | 0 | 0 | 0 | #N/A | 0 | 0 | 0 | PGE_New_EGS_Generic | PGE_New_EGS | PGE_GBA_EGS_Deep_34 | 0 | 0 | 0 | 0 | 0 | 0 | 0 | #N/A | 0 | PGE_New_EGS_Generic | 0 | 0 | #N/A | 0 | 0 | 0 | 0 | PGE_New_EGS_Generic | PGE_New_EGS | PGE_GBA_EGS_Deep_34 | 0 | 0 | 0 | 0 | 0 | 0 | #N/A | #N/A | #N/A | 0 | 0 | 0 | 0 | 0 | 0 | PGE_New_EGS_Generic | 0 | #N/A | 0 | 0 | PGE_New_EGS_Generic | 0 | 0 | 0 | 0 | #N/A | #N/A | #N/A | #N/A | #N/A | #N/A | 0 | 0 | 0 | PGE_New_EGS_Generic | PGE_New_EGS | PGE_GBA_EGS_Deep_34 | [6 empty] | #N/A |  | PGE_New_EGS_Generic |  |  | #N/A |  |  |  |  | PGE_New_EGS_Generic |  |  |  |  | #N/A |  |  |  | PGE_New_EGS_Generic | PGE_New_EGS | PGE_GBA_EGS_Deep_34 | [6 empty] | #N/A |  | PGE_New_EGS_Generic |  |  | #N/A |  |  |  |  | PGE_New_EGS_Generic |  |  |  |  | #N/A |  |  |  | PGE_New_EGS_Generic | PGE_New_EGS | PGE_GBA_EGS_Deep_34 | 0 | 0 | 0 | 0 | 0 | 0 | 0 | 0 | 0 | 0 | 0 | 0 | 0 | 0 | 0 | 0 | 0.030945 | 0 | 0 | 0 | 0 | 0.030945 | 0 | 0 | 0 | 0.030945 | PG&E GBA
PGE_New_EGS_Generic | PGE_New_EGS | PGE_GBA_EGS_Deep_38 | 0 | 0 | 0 | 0 | 0 | 0 | #N/A | 0 | PGE_New_EGS_Generic | 0 | 0 | #N/A | 0 | 0 | 0 | 0 | PGE_New_EGS_Generic | 0 | 0 | 0 | 0 | #N/A | 0 | 0 | 0 | PGE_New_EGS_Generic | PGE_New_EGS | PGE_GBA_EGS_Deep_38 | 0 | 0 | 0 | 0 | 0 | 0 | 0 | #N/A | 0 | PGE_New_EGS_Generic | 0 | 0 | #N/A | 0 | 0 | 0 | 0 | PGE_New_EGS_Generic | PGE_New_EGS | PGE_GBA_EGS_Deep_38 | 0 | 0 | 0 | 0 | 0 | 0 | #N/A | #N/A | #N/A | 0 | 0 | 0 | 0 | 0 | 0 | PGE_New_EGS_Generic | 0 | #N/A | 0 | 0 | PGE_New_EGS_Generic | 0 | 0 | 0 | 0 | #N/A | #N/A | #N/A | #N/A | #N/A | #N/A | 0 | 0 | 0 | PGE_New_EGS_Generic | PGE_New_EGS | PGE_GBA_EGS_Deep_38 | [6 empty] | #N/A |  | PGE_New_EGS_Generic |  |  | #N/A |  |  |  |  | PGE_New_EGS_Generic |  |  |  |  | #N/A |  |  |  | PGE_New_EGS_Generic | PGE_New_EGS | PGE_GBA_EGS_Deep_38 | [6 empty] | #N/A |  | PGE_New_EGS_Generic |  |  | #N/A |  |  |  |  | PGE_New_EGS_Generic |  |  |  |  | #N/A |  |  |  | PGE_New_EGS_Generic | PGE_New_EGS | PGE_GBA_EGS_Deep_38 | 0 | 0 | 0 | 0 | 0 | 0 | 0 | 0 | 0 | 0 | 0 | 0 | 0 | 0 | 0 | 0 | 0.00031334 | 0 | 0 | 0 | 0 | 0.00031334 | 0 | 0 | 0 | 0.00031334 | PG&E GBA
PGE_New_EGS_Generic | PGE_New_EGS | PGE_GBA_EGS_Deep_4 | 0 | 0 | 0 | 0 | 0 | 0 | #N/A | 0 | PGE_New_EGS_Generic | 0 | 0 | #N/A | 0 | 0 | 0 | 0 | PGE_New_EGS_Generic | 0 | 0 | 0 | 0 | #N/A | 0 | 0 | 0 | PGE_New_EGS_Generic | PGE_New_EGS | PGE_GBA_EGS_Deep_4 | 0 | 0 | 0 | 0 | 0 | 0 | 0 | #N/A | 0 | PGE_New_EGS_Generic | 0 | 0 | #N/A | 0 | 0 | 0 | 0 | PGE_New_EGS_Generic | PGE_New_EGS | PGE_GBA_EGS_Deep_4 | 0 | 0 | 0 | 0 | 0 | 0 | #N/A | #N/A | #N/A | 0 | 0 | 0 | 0 | 0 | 0 | PGE_New_EGS_Generic | 0 | #N/A | 0 | 0 | PGE_New_EGS_Generic | 0 | 0 | 0 | 0 | #N/A | #N/A | #N/A | #N/A | #N/A | #N/A | 0 | 0 | 0 | PGE_New_EGS_Generic | PGE_New_EGS | PGE_GBA_EGS_Deep_4 | [6 empty] | #N/A |  | PGE_New_EGS_Generic |  |  | #N/A |  |  |  |  | PGE_New_EGS_Generic |  |  |  |  | #N/A |  |  |  | PGE_New_EGS_Generic | PGE_New_EGS | PGE_GBA_EGS_Deep_4 | [6 empty] | #N/A |  | PGE_New_EGS_Generic |  |  | #N/A |  |  |  |  | PGE_New_EGS_Generic |  |  |  |  | #N/A |  |  |  | PGE_New_EGS_Generic | PGE_New_EGS | PGE_GBA_EGS_Deep_4 | 0 | 0 | 0 | 0 | 0 | 0 | 0 | 0 | 0 | 0 | 0 | 0 | 0 | 0 | 0 | 0 | 0 | 0 | 0 | 0 | 0 | 0 | 0 | 0 | 0 | 0 | PG&E GBA
PGE_New_EGS_Generic | PGE_New_EGS | PGE_GBA_EGS_Deep_40 | 0 | 0 | 0 | 0 | 0 | 0 | #N/A | 0 | PGE_New_EGS_Generic | 0 | 0 | #N/A | 0 | 0 | 0 | 0 | PGE_New_EGS_Generic | 0 | 0 | 0 | 0 | #N/A | 0 | 0 | 0 | PGE_New_EGS_Generic | PGE_New_EGS | PGE_GBA_EGS_Deep_40 | 0 | 0 | 0 | 0 | 0 | 0 | 0 | #N/A | 0 | PGE_New_EGS_Generic | 0 | 0 | #N/A | 0 | 0 | 0 | 0 | PGE_New_EGS_Generic | PGE_New_EGS | PGE_GBA_EGS_Deep_40 | 0 | 0 | 0 | 0 | 0 | 0 | #N/A | #N/A | #N/A | 0 | 0 | 0 | 0 | 0 | 0 | PGE_New_EGS_Generic | 0 | #N/A | 0 | 0 | PGE_New_EGS_Generic | 0 | 0 | 0 | 0 | #N/A | #N/A | #N/A | #N/A | #N/A | #N/A | 0 | 0 | 0 | PGE_New_EGS_Generic | PGE_New_EGS | PGE_GBA_EGS_Deep_40 | [6 empty] | #N/A |  | PGE_New_EGS_Generic |  |  | #N/A |  |  |  |  | PGE_New_EGS_Generic |  |  |  |  | #N/A |  |  |  | PGE_New_EGS_Generic | PGE_New_EGS | PGE_GBA_EGS_Deep_40 | [6 empty] | #N/A |  | PGE_New_EGS_Generic |  |  | #N/A |  |  |  |  | PGE_New_EGS_Generic |  |  |  |  | #N/A |  |  |  | PGE_New_EGS_Generic | PGE_New_EGS | PGE_GBA_EGS_Deep_40 | 0 | 0 | 0 | 0 | 0 | 0 | 0 | 0 | 0 | 0 | 0 | 0 | 0 | 0 | 0 | 0 | 0.082593 | 0 | 0 | 0 | 0 | 0.082593 | 0 | 0 | 0 | 0.082593 | PG&E GBA
PGE_New_EGS_Generic | PGE_New_EGS | PGE_GBA_EGS_Deep_41 | 0 | 0 | 0 | 0 | 0 | 0 | #N/A | 0 | PGE_New_EGS_Generic | 0 | 0 | #N/A | 0 | 0 | 0 | 0 | PGE_New_EGS_Generic | 0 | 0 | 0 | 0 | #N/A | 0 | 0 | 0 | PGE_New_EGS_Generic | PGE_New_EGS | PGE_GBA_EGS_Deep_41 | 0 | 0 | 0 | 0 | 0 | 0 | 0 | #N/A | 0 | PGE_New_EGS_Generic | 0 | 0 | #N/A | 0 | 0 | 0 | 0 | PGE_New_EGS_Generic | PGE_New_EGS | PGE_GBA_EGS_Deep_41 | 0 | 0 | 0 | 0 | 0 | 0 | #N/A | #N/A | #N/A | 0 | 0 | 0 | 0 | 0 | 0 | PGE_New_EGS_Generic | 0 | #N/A | 0 | 0 | PGE_New_EGS_Generic | 0 | 0 | 0 | 0 | #N/A | #N/A | #N/A | #N/A | #N/A | #N/A | 0 | 0 | 0 | PGE_New_EGS_Generic | PGE_New_EGS | PGE_GBA_EGS_Deep_41 | [6 empty] | #N/A |  | PGE_New_EGS_Generic |  |  | #N/A |  |  |  |  | PGE_New_EGS_Generic |  |  |  |  | #N/A |  |  |  | PGE_New_EGS_Generic | PGE_New_EGS | PGE_GBA_EGS_Deep_41 | [6 empty] | #N/A |  | PGE_New_EGS_Generic |  |  | #N/A |  |  |  |  | PGE_New_EGS_Generic |  |  |  |  | #N/A |  |  |  | PGE_New_EGS_Generic | PGE_New_EGS | PGE_GBA_EGS_Deep_41 | 0 | 0 | 0 | 0 | 0 | 0 | 0 | 0 | 0 | 0 | 0 | 0 | 0 | 0 | 0 | 0 | 0.0030559 | 0 | 0 | 0 | 0 | 0.0030559 | 0 | 0 | 0 | 0.0030559 | PG&E GBA
PGE_New_EGS_Generic | PGE_New_EGS | PGE_GBA_EGS_Deep_42 | 0 | 0 | 0 | 0 | 0 | 0 | #N/A | 0 | PGE_New_EGS_Generic | 0 | 0 | #N/A | 0 | 0 | 0 | 0 | PGE_New_EGS_Generic | 0 | 0 | 0 | 0 | #N/A | 0 | 0 | 0 | PGE_New_EGS_Generic | PGE_New_EGS | PGE_GBA_EGS_Deep_42 | 0 | 0 | 0 | 0 | 0 | 0 | 0 | #N/A | 0 | PGE_New_EGS_Generic | 0 | 0 | #N/A | 0 | 0 | 0 | 0 | PGE_New_EGS_Generic | PGE_New_EGS | PGE_GBA_EGS_Deep_42 | 0 | 0 | 0 | 0 | 0 | 0 | #N/A | #N/A | #N/A | 0 | 0 | 0 | 0 | 0 | 0 | PGE_New_EGS_Generic | 0 | #N/A | 0 | 0 | PGE_New_EGS_Generic | 0 | 0 | 0 | 0 | #N/A | #N/A | #N/A | #N/A | #N/A | #N/A | 0 | 0 | 0 | PGE_New_EGS_Generic | PGE_New_EGS | PGE_GBA_EGS_Deep_42 | [6 empty] | #N/A |  | PGE_New_EGS_Generic |  |  | #N/A |  |  |  |  | PGE_New_EGS_Generic |  |  |  |  | #N/A |  |  |  | PGE_New_EGS_Generic | PGE_New_EGS | PGE_GBA_EGS_Deep_42 | [6 empty] | #N/A |  | PGE_New_EGS_Generic |  |  | #N/A |  |  |  |  | PGE_New_EGS_Generic |  |  |  |  | #N/A |  |  |  | PGE_New_EGS_Generic | PGE_New_EGS | PGE_GBA_EGS_Deep_42 | 0 | 0 | 0 | 0 | 0 | 0 | 0 | 0 | 0 | 0 | 0 | 0 | 0 | 0 | 0 | 0 | 0 | 0 | 0 | 0 | 0 | 0 | 0 | 0 | 0 | 0 | PG&E GBA
PGE_New_EGS_Generic | PGE_New_EGS | PGE_GBA_EGS_Deep_44 | 0 | 0 | 0 | 0 | 0 | 0 | #N/A | 0 | PGE_New_EGS_Generic | 0 | 0 | #N/A | 0 | 0 | 0 | 0 | PGE_New_EGS_Generic | 0 | 0 | 0 | 0 | #N/A | 0 | 0 | 0 | PGE_New_EGS_Generic | PGE_New_EGS | PGE_GBA_EGS_Deep_44 | 0 | 0 | 0 | 0 | 0 | 0 | 0 | #N/A | 0 | PGE_New_EGS_Generic | 0 | 0 | #N/A | 0 | 0 | 0 | 0 | PGE_New_EGS_Generic | PGE_New_EGS | PGE_GBA_EGS_Deep_44 | 0 | 0 | 0 | 0 | 0 | 0 | #N/A | #N/A | #N/A | 0 | 0 | 0 | 0 | 0 | 0 | PGE_New_EGS_Generic | 0 | #N/A | 0 | 0 | PGE_New_EGS_Generic | 0 | 0 | 0 | 0 | #N/A | #N/A | #N/A | #N/A | #N/A | #N/A | 0 | 0 | 0 | PGE_New_EGS_Generic | PGE_New_EGS | PGE_GBA_EGS_Deep_44 | [6 empty] | #N/A |  | PGE_New_EGS_Generic |  |  | #N/A |  |  |  |  | PGE_New_EGS_Generic |  |  |  |  | #N/A |  |  |  | PGE_New_EGS_Generic | PGE_New_EGS | PGE_GBA_EGS_Deep_44 | [6 empty] | #N/A |  | PGE_New_EGS_Generic |  |  | #N/A |  |  |  |  | PGE_New_EGS_Generic |  |  |  |  | #N/A |  |  |  | PGE_New_EGS_Generic | PGE_New_EGS | PGE_GBA_EGS_Deep_44 | 0 | 0 | 0 | 0 | 0 | 0 | 0 | 0 | 0 | 0 | 0 | 0 | 0 | 0 | 0 | 0 | 0.14219 | 0 | 0 | 0 | 0 | 0.14219 | 0 | 0 | 0 | 0.14219 | PG&E GBA
PGE_New_EGS_Generic | PGE_New_EGS | PGE_GBA_EGS_Deep_45 | 0 | 0 | 0 | 0 | 0 | 0 | #N/A | 0 | PGE_New_EGS_Generic | 0 | 0 | #N/A | 0 | 0 | 0 | 0 | PGE_New_EGS_Generic | 0 | 0 | 0 | 0 | #N/A | 0 | 0 | 0 | PGE_New_EGS_Generic | PGE_New_EGS | PGE_GBA_EGS_Deep_45 | 0 | 0 | 0 | 0 | 0 | 0 | 0 | #N/A | 0 | PGE_New_EGS_Generic | 0 | 0 | #N/A | 0 | 0 | 0 | 0 | PGE_New_EGS_Generic | PGE_New_EGS | PGE_GBA_EGS_Deep_45 | 0 | 0 | 0 | 0 | 0 | 0 | #N/A | #N/A | #N/A | 0 | 0 | 0 | 0 | 0 | 0 | PGE_New_EGS_Generic | 0 | #N/A | 0 | 0 | PGE_New_EGS_Generic | 0 | 0 | 0 | 0 | #N/A | #N/A | #N/A | #N/A | #N/A | #N/A | 0 | 0 | 0 | PGE_New_EGS_Generic | PGE_New_EGS | PGE_GBA_EGS_Deep_45 | [6 empty] | #N/A |  | PGE_New_EGS_Generic |  |  | #N/A |  |  |  |  | PGE_New_EGS_Generic |  |  |  |  | #N/A |  |  |  | PGE_New_EGS_Generic | PGE_New_EGS | PGE_GBA_EGS_Deep_45 | [6 empty] | #N/A |  | PGE_New_EGS_Generic |  |  | #N/A |  |  |  |  | PGE_New_EGS_Generic |  |  |  |  | #N/A |  |  |  | PGE_New_EGS_Generic | PGE_New_EGS | PGE_GBA_EGS_Deep_45 | 0 | 0 | 0 | 0 | 0 | 0 | 0 | 0 | 0 | 0 | 0 | 0 | 0 | 0 | 0 | 0 | 0.0094003 | 0 | 0 | 0 | 0 | 0.0094003 | 0 | 0 | 0 | 0.0094003 | PG&E GBA
PGE_New_EGS_Generic | PGE_New_EGS | PGE_GBA_EGS_Deep_48 | 0 | 0 | 0 | 0 | 0 | 0 | #N/A | 0 | PGE_New_EGS_Generic | 0 | 0 | #N/A | 0 | 0 | 0 | 0 | PGE_New_EGS_Generic | 0 | 0 | 0 | 0 | #N/A | 0 | 0 | 0 | PGE_New_EGS_Generic | PGE_New_EGS | PGE_GBA_EGS_Deep_48 | 0 | 0 | 0 | 0 | 0 | 0 | 0 | #N/A | 0 | PGE_New_EGS_Generic | 0 | 0 | #N/A | 0 | 0 | 0 | 0 | PGE_New_EGS_Generic | PGE_New_EGS | PGE_GBA_EGS_Deep_48 | 0 | 0 | 0 | 0 | 0 | 0 | #N/A | #N/A | #N/A | 0 | 0 | 0 | 0 | 0 | 0 | PGE_New_EGS_Generic | 0 | #N/A | 0 | 0 | PGE_New_EGS_Generic | 0 | 0 | 0 | 0 | #N/A | #N/A | #N/A | #N/A | #N/A | #N/A | 0 | 0 | 0 | PGE_New_EGS_Generic | PGE_New_EGS | PGE_GBA_EGS_Deep_48 | [6 empty] | #N/A |  | PGE_New_EGS_Generic |  |  | #N/A |  |  |  |  | PGE_New_EGS_Generic |  |  |  |  | #N/A |  |  |  | PGE_New_EGS_Generic | PGE_New_EGS | PGE_GBA_EGS_Deep_48 | [6 empty] | #N/A |  | PGE_New_EGS_Generic |  |  | #N/A |  |  |  |  | PGE_New_EGS_Generic |  |  |  |  | #N/A |  |  |  | PGE_New_EGS_Generic | PGE_New_EGS | PGE_GBA_EGS_Deep_48 | 0 | 0 | 0 | 0 | 0 | 0 | 0 | 0 | 0 | 0 | 0 | 0 | 0 | 0 | 0 | 0 | 0 | 0 | 0 | 0 | 0 | 0 | 0 | 0 | 0 | 0 | PG&E GBA
PGE_New_EGS_Generic | PGE_New_EGS | PGE_GBA_EGS_Deep_49 | 0 | 0 | 0 | 0 | 0 | 0 | #N/A | 0 | PGE_New_EGS_Generic | 0 | 0 | #N/A | 0 | 0 | 0 | 0 | PGE_New_EGS_Generic | 0 | 0 | 0 | 0 | #N/A | 0 | 0 | 0 | PGE_New_EGS_Generic | PGE_New_EGS | PGE_GBA_EGS_Deep_49 | 0 | 0 | 0 | 0 | 0 | 0 | 0 | #N/A | 0 | PGE_New_EGS_Generic | 0 | 0 | #N/A | 0 | 0 | 0 | 0 | PGE_New_EGS_Generic | PGE_New_EGS | PGE_GBA_EGS_Deep_49 | 0 | 0 | 0 | 0 | 0 | 0 | #N/A | #N/A | #N/A | 0 | 0 | 0 | 0 | 0 | 0 | PGE_New_EGS_Generic | 0 | #N/A | 0 | 0 | PGE_New_EGS_Generic | 0 | 0 | 0 | 0 | #N/A | #N/A | #N/A | #N/A | #N/A | #N/A | 0 | 0 | 0 | PGE_New_EGS_Generic | PGE_New_EGS | PGE_GBA_EGS_Deep_49 | [6 empty] | #N/A |  | PGE_New_EGS_Generic |  |  | #N/A |  |  |  |  | PGE_New_EGS_Generic |  |  |  |  | #N/A |  |  |  | PGE_New_EGS_Generic | PGE_New_EGS | PGE_GBA_EGS_Deep_49 | [6 empty] | #N/A |  | PGE_New_EGS_Generic |  |  | #N/A |  |  |  |  | PGE_New_EGS_Generic |  |  |  |  | #N/A |  |  |  | PGE_New_EGS_Generic | PGE_New_EGS | PGE_GBA_EGS_Deep_49 | 0 | 0 | 0 | 0 | 0 | 0 | 0 | 0 | 0 | 0 | 0 | 0 | 0 | 0 | 0 | 0 | 0 | 0 | 0 | 0 | 0 | 0 | 0 | 0 | 0 | 0 | PG&E GBA
PGE_New_EGS_Generic | PGE_New_EGS | PGE_GBA_EGS_Deep_5 | 0 | 0 | 0 | 0 | 0 | 0 | #N/A | 0 | PGE_New_EGS_Generic | 0 | 0 | #N/A | 0 | 0 | 0 | 0 | PGE_New_EGS_Generic | 0 | 0 | 0 | 0 | #N/A | 0 | 0 | 0 | PGE_New_EGS_Generic | PGE_New_EGS | PGE_GBA_EGS_Deep_5 | 0 | 0 | 0 | 0 | 0 | 0 | 0 | #N/A | 0 | PGE_New_EGS_Generic | 0 | 0 | #N/A | 0 | 0 | 0 | 0 | PGE_New_EGS_Generic | PGE_New_EGS | PGE_GBA_EGS_Deep_5 | 0 | 0 | 0 | 0 | 0 | 0 | #N/A | #N/A | #N/A | 0 | 0 | 0 | 0 | 0 | 0 | PGE_New_EGS_Generic | 0 | #N/A | 0 | 0 | PGE_New_EGS_Generic | 0 | 0 | 0 | 0 | #N/A | #N/A | #N/A | #N/A | #N/A | #N/A | 0 | 0 | 0 | PGE_New_EGS_Generic | PGE_New_EGS | PGE_GBA_EGS_Deep_5 | [6 empty] | #N/A |  | PGE_New_EGS_Generic |  |  | #N/A |  |  |  |  | PGE_New_EGS_Generic |  |  |  |  | #N/A |  |  |  | PGE_New_EGS_Generic | PGE_New_EGS | PGE_GBA_EGS_Deep_5 | [6 empty] | #N/A |  | PGE_New_EGS_Generic |  |  | #N/A |  |  |  |  | PGE_New_EGS_Generic |  |  |  |  | #N/A |  |  |  | PGE_New_EGS_Generic | PGE_New_EGS | PGE_GBA_EGS_Deep_5 | 0 | 0 | 0 | 0 | 0 | 0 | 0 | 0 | 0 | 0 | 0 | 0 | 0 | 0 | 0 | 0 | 0.0091012 | 0 | 0 | 0 | 0 | 0.0091012 | 0 | 0 | 0 | 0.0091012 | PG&E GBA
PGE_New_EGS_Generic | PGE_New_EGS | PGE_GBA_EGS_Deep_50 | 0 | 0 | 0 | 0 | 0 | 0 | #N/A | 0 | PGE_New_EGS_Generic | 0 | 0 | #N/A | 0 | 0 | 0 | 0 | PGE_New_EGS_Generic | 0 | 0 | 0 | 0 | #N/A | 0 | 0 | 0 | PGE_New_EGS_Generic | PGE_New_EGS | PGE_GBA_EGS_Deep_50 | 0 | 0 | 0 | 0 | 0 | 0 | 0 | #N/A | 0 | PGE_New_EGS_Generic | 0 | 0 | #N/A | 0 | 0 | 0 | 0 | PGE_New_EGS_Generic | PGE_New_EGS | PGE_GBA_EGS_Deep_50 | 0 | 0 | 0 | 0 | 0 | 0 | #N/A | #N/A | #N/A | 0 | 0 | 0 | 0 | 0 | 0 | PGE_New_EGS_Generic | 0 | #N/A | 0 | 0 | PGE_New_EGS_Generic | 0 | 0 | 0 | 0 | #N/A | #N/A | #N/A | #N/A | #N/A | #N/A | 0 | 0 | 0 | PGE_New_EGS_Generic | PGE_New_EGS | PGE_GBA_EGS_Deep_50 | [6 empty] | #N/A |  | PGE_New_EGS_Generic |  |  | #N/A |  |  |  |  | PGE_New_EGS_Generic |  |  |  |  | #N/A |  |  |  | PGE_New_EGS_Generic | PGE_New_EGS | PGE_GBA_EGS_Deep_50 | [6 empty] | #N/A |  | PGE_New_EGS_Generic |  |  | #N/A |  |  |  |  | PGE_New_EGS_Generic |  |  |  |  | #N/A |  |  |  | PGE_New_EGS_Generic | PGE_New_EGS | PGE_GBA_EGS_Deep_50 | 0 | 0 | 0 | 0 | 0 | 0 | 0 | 0 | 0 | 0 | 0 | 0 | 0 | 0 | 0 | 0 | 0 | 0 | 0 | 0 | 0 | 0 | 0 | 0 | 0 | 0 | PG&E GBA
PGE_New_EGS_Generic | PGE_New_EGS | PGE_GBA_EGS_Deep_51 | 0 | 0 | 0 | 0 | 0 | 0 | #N/A | 0 | PGE_New_EGS_Generic | 0 | 0 | #N/A | 0 | 0 | 0 | 0 | PGE_New_EGS_Generic | 0 | 0 | 0 | 0 | #N/A | 0 | 0 | 0 | PGE_New_EGS_Generic | PGE_New_EGS | PGE_GBA_EGS_Deep_51 | 0 | 0 | 0 | 0 | 0 | 0 | 0 | #N/A | 0 | PGE_New_EGS_Generic | 0 | 0 | #N/A | 0 | 0 | 0 | 0 | PGE_New_EGS_Generic | PGE_New_EGS | PGE_GBA_EGS_Deep_51 | 0 | 0 | 0 | 0 | 0 | 0 | #N/A | #N/A | #N/A | 0 | 0 | 0 | 0 | 0 | 0 | PGE_New_EGS_Generic | 0 | #N/A | 0 | 0 | PGE_New_EGS_Generic | 0 | 0 | 0 | 0 | #N/A | #N/A | #N/A | #N/A | #N/A | #N/A | 0 | 0 | 0 | PGE_New_EGS_Generic | PGE_New_EGS | PGE_GBA_EGS_Deep_51 | [6 empty] | #N/A |  | PGE_New_EGS_Generic |  |  | #N/A |  |  |  |  | PGE_New_EGS_Generic |  |  |  |  | #N/A |  |  |  | PGE_New_EGS_Generic | PGE_New_EGS | PGE_GBA_EGS_Deep_51 | [6 empty] | #N/A |  | PGE_New_EGS_Generic |  |  | #N/A |  |  |  |  | PGE_New_EGS_Generic |  |  |  |  | #N/A |  |  |  | PGE_New_EGS_Generic | PGE_New_EGS | PGE_GBA_EGS_Deep_51 | 0 | 0 | 0 | 0 | 0 | 0 | 0 | 0 | 0 | 0 | 0 | 0 | 0 | 0 | 0 | 0 | 0 | 0 | 0 | 0 | 0 | 0 | 0 | 0 | 0 | 0 | PG&E GBA
PGE_New_EGS_Generic | PGE_New_EGS | PGE_GBA_EGS_Deep_53 | 0 | 0 | 0 | 0 | 0 | 0 | #N/A | 0 | PGE_New_EGS_Generic | 0 | 0 | #N/A | 0 | 0 | 0 | 0 | PGE_New_EGS_Generic | 0 | 0 | 0 | 0 | #N/A | 0 | 0 | 0 | PGE_New_EGS_Generic | PGE_New_EGS | PGE_GBA_EGS_Deep_53 | 0 | 0 | 0 | 0 | 0 | 0 | 0 | #N/A | 0 | PGE_New_EGS_Generic | 0 | 0 | #N/A | 0 | 0 | 0 | 0 | PGE_New_EGS_Generic | PGE_New_EGS | PGE_GBA_EGS_Deep_53 | 0 | 0 | 0 | 0 | 0 | 0 | #N/A | #N/A | #N/A | 0 | 0 | 0 | 0 | 0 | 0 | PGE_New_EGS_Generic | 0 | #N/A | 0 | 0 | PGE_New_EGS_Generic | 0 | 0 | 0 | 0 | #N/A | #N/A | #N/A | #N/A | #N/A | #N/A | 0 | 0 | 0 | PGE_New_EGS_Generic | PGE_New_EGS | PGE_GBA_EGS_Deep_53 | [6 empty] | #N/A |  | PGE_New_EGS_Generic |  |  | #N/A |  |  |  |  | PGE_New_EGS_Generic |  |  |  |  | #N/A |  |  |  | PGE_New_EGS_Generic | PGE_New_EGS | PGE_GBA_EGS_Deep_53 | [6 empty] | #N/A |  | PGE_New_EGS_Generic |  |  | #N/A |  |  |  |  | PGE_New_EGS_Generic |  |  |  |  | #N/A |  |  |  | PGE_New_EGS_Generic | PGE_New_EGS | PGE_GBA_EGS_Deep_53 | 0 | 0 | 0 | 0 | 0 | 0 | 0 | 0 | 0 | 0 | 0 | 0 | 0 | 0 | 0 | 0 | 0 | 0 | 0 | 0 | 0 | 0 | 0 | 0 | 0 | 0 | PG&E GBA
PGE_New_EGS_Generic | PGE_New_EGS | PGE_GBA_EGS_Deep_56 | 0 | 0 | 0 | 0 | 0 | 0 | #N/A | 0 | PGE_New_EGS_Generic | 0 | 0 | #N/A | 0 | 0 | 0 | 0 | PGE_New_EGS_Generic | 0 | 0 | 0 | 0 | #N/A | 0 | 0 | 0 | PGE_New_EGS_Generic | PGE_New_EGS | PGE_GBA_EGS_Deep_56 | 0 | 0 | 0 | 0 | 0 | 0 | 0 | #N/A | 0 | PGE_New_EGS_Generic | 0 | 0 | #N/A | 0 | 0 | 0 | 0 | PGE_New_EGS_Generic | PGE_New_EGS | PGE_GBA_EGS_Deep_56 | 0 | 0 | 0 | 0 | 0 | 0 | #N/A | #N/A | #N/A | 0 | 0 | 0 | 0 | 0 | 0 | PGE_New_EGS_Generic | 0 | #N/A | 0 | 0 | PGE_New_EGS_Generic | 0 | 0 | 0 | 0 | #N/A | #N/A | #N/A | #N/A | #N/A | #N/A | 0 | 0 | 0 | PGE_New_EGS_Generic | PGE_New_EGS | PGE_GBA_EGS_Deep_56 | [6 empty] | #N/A |  | PGE_New_EGS_Generic |  |  | #N/A |  |  |  |  | PGE_New_EGS_Generic |  |  |  |  | #N/A |  |  |  | PGE_New_EGS_Generic | PGE_New_EGS | PGE_GBA_EGS_Deep_56 | [6 empty] | #N/A |  | PGE_New_EGS_Generic |  |  | #N/A |  |  |  |  | PGE_New_EGS_Generic |  |  |  |  | #N/A |  |  |  | PGE_New_EGS_Generic | PGE_New_EGS | PGE_GBA_EGS_Deep_56 | 0 | 0 | 0 | 0 | 0 | 0 | 0 | 0 | 0 | 0 | 0 | 0 | 0 | 0 | 0 | 0 | 0 | 0 | 0 | 0 | 0 | 0 | 0 | 0 | 0 | 0 | PG&E GBA
PGE_New_EGS_Generic | PGE_New_EGS | PGE_GBA_EGS_Deep_6 | 0 | 0 | 0 | 0 | 0 | 0 | #N/A | 0 | PGE_New_EGS_Generic | 0 | 0 | #N/A | 0 | 0 | 0 | 0 | PGE_New_EGS_Generic | 0 | 0 | 0 | 0 | #N/A | 0 | 0 | 0 | PGE_New_EGS_Generic | PGE_New_EGS | PGE_GBA_EGS_Deep_6 | 0 | 0 | 0 | 0 | 0 | 0 | 0 | #N/A | 0 | PGE_New_EGS_Generic | 0 | 0 | #N/A | 0 | 0 | 0 | 0 | PGE_New_EGS_Generic | PGE_New_EGS | PGE_GBA_EGS_Deep_6 | 0 | 0 | 0 | 0 | 0 | 0 | #N/A | #N/A | #N/A | 0 | 0 | 0 | 0 | 0 | 0 | PGE_New_EGS_Generic | 0 | #N/A | 0 | 0 | PGE_New_EGS_Generic | 0 | 0 | 0 | 0 | #N/A | #N/A | #N/A | #N/A | #N/A | #N/A | 0 | 0 | 0 | PGE_New_EGS_Generic | PGE_New_EGS | PGE_GBA_EGS_Deep_6 | [6 empty] | #N/A |  | PGE_New_EGS_Generic |  |  | #N/A |  |  |  |  | PGE_New_EGS_Generic |  |  |  |  | #N/A |  |  |  | PGE_New_EGS_Generic | PGE_New_EGS | PGE_GBA_EGS_Deep_6 | [6 empty] | #N/A |  | PGE_New_EGS_Generic |  |  | #N/A |  |  |  |  | PGE_New_EGS_Generic |  |  |  |  | #N/A |  |  |  | PGE_New_EGS_Generic | PGE_New_EGS | PGE_GBA_EGS_Deep_6 | 0 | 0 | 0 | 0 | 0 | 0 | 0 | 0 | 0 | 0 | 0 | 0 | 0 | 0 | 0 | 0 | 0 | 0 | 0 | 0 | 0 | 0 | 0 | 0 | 0 | 0 | PG&E GBA
PGE_New_EGS_Generic | PGE_New_EGS | PGE_GBA_EGS_Deep_77 | 0 | 0 | 0 | 0 | 0 | 0 | #N/A | 0 | PGE_New_EGS_Generic | 0 | 0 | #N/A | 0 | 0 | 0 | 0 | PGE_New_EGS_Generic | 0 | 0 | 0 | 0 | #N/A | 0 | 0 | 0 | PGE_New_EGS_Generic | PGE_New_EGS | PGE_GBA_EGS_Deep_77 | 0 | 0 | 0 | 0 | 0 | 0 | 0 | #N/A | 0 | PGE_New_EGS_Generic | 0 | 0 | #N/A | 0 | 0 | 0 | 0 | PGE_New_EGS_Generic | PGE_New_EGS | PGE_GBA_EGS_Deep_77 | 0 | 0 | 0 | 0 | 0 | 0 | #N/A | #N/A | #N/A | 0 | 0 | 0 | 0 | 0 | 0 | PGE_New_EGS_Generic | 0 | #N/A | 0 | 0 | PGE_New_EGS_Generic | 0 | 0 | 0 | 0 | #N/A | #N/A | #N/A | #N/A | #N/A | #N/A | 0 | 0 | 0 | PGE_New_EGS_Generic | PGE_New_EGS | PGE_GBA_EGS_Deep_77 | [6 empty] | #N/A |  | PGE_New_EGS_Generic |  |  | #N/A |  |  |  |  | PGE_New_EGS_Generic |  |  |  |  | #N/A |  |  |  | PGE_New_EGS_Generic | PGE_New_EGS | PGE_GBA_EGS_Deep_77 | [6 empty] | #N/A |  | PGE_New_EGS_Generic |  |  | #N/A |  |  |  |  | PGE_New_EGS_Generic |  |  |  |  | #N/A |  |  |  | PGE_New_EGS_Generic | PGE_New_EGS | PGE_GBA_EGS_Deep_77 | 0 | 0 | 0 | 0 | 0 | 0 | 0 | 0 | 0 | 0 | 0 | 0 | 0 | 0 | 0 | 0 | 0.029332 | 0 | 0 | 0 | 0 | 0.029332 | 0 | 0 | 0 | 0.029332 | PG&E GBA
PGE_New_EGS_Generic | PGE_New_EGS | PGE_GBA_EGS_Deep_80 | 0 | 0 | 0 | 0 | 0 | 0 | #N/A | 0 | PGE_New_EGS_Generic | 0 | 0 | #N/A | 0 | 0 | 0 | 0 | PGE_New_EGS_Generic | 0 | 0 | 0 | 0 | #N/A | 0 | 0 | 0 | PGE_New_EGS_Generic | PGE_New_EGS | PGE_GBA_EGS_Deep_80 | 0 | 0 | 0 | 0 | 0 | 0 | 0 | #N/A | 0 | PGE_New_EGS_Generic | 0 | 0 | #N/A | 0 | 0 | 0 | 0 | PGE_New_EGS_Generic | PGE_New_EGS | PGE_GBA_EGS_Deep_80 | 0 | 0 | 0 | 0 | 0 | 0 | #N/A | #N/A | #N/A | 0 | 0 | 0 | 0 | 0 | 0 | PGE_New_EGS_Generic | 0 | #N/A | 0 | 0 | PGE_New_EGS_Generic | 0 | 0 | 0 | 0 | #N/A | #N/A | #N/A | #N/A | #N/A | #N/A | 0 | 0 | 0 | PGE_New_EGS_Generic | PGE_New_EGS | PGE_GBA_EGS_Deep_80 | [6 empty] | #N/A |  | PGE_New_EGS_Generic |  |  | #N/A |  |  |  |  | PGE_New_EGS_Generic |  |  |  |  | #N/A |  |  |  | PGE_New_EGS_Generic | PGE_New_EGS | PGE_GBA_EGS_Deep_80 | [6 empty] | #N/A |  | PGE_New_EGS_Generic |  |  | #N/A |  |  |  |  | PGE_New_EGS_Generic |  |  |  |  | #N/A |  |  |  | PGE_New_EGS_Generic | PGE_New_EGS | PGE_GBA_EGS_Deep_80 | 0 | 0 | 0 | 0 | 0 | 0 | 0 | 0 | 0 | 0 | 0 | 0 | 0 | 0 | 0 | 0 | 0.012049 | 0 | 0 | 0 | 0 | 0.012049 | 0 | 0 | 0 | 0.012049 | PG&E GBA
PGE_New_EGS_Generic | PGE_New_EGS | PGE_GBA_EGS_Deep_81 | 0 | 0 | 0 | 0 | 0 | 0 | #N/A | 0 | PGE_New_EGS_Generic | 0 | 0 | #N/A | 0 | 0 | 0 | 0 | PGE_New_EGS_Generic | 0 | 0 | 0 | 0 | #N/A | 0 | 0 | 0 | PGE_New_EGS_Generic | PGE_New_EGS | PGE_GBA_EGS_Deep_81 | 0 | 0 | 0 | 0 | 0 | 0 | 0 | #N/A | 0 | PGE_New_EGS_Generic | 0 | 0 | #N/A | 0 | 0 | 0 | 0 | PGE_New_EGS_Generic | PGE_New_EGS | PGE_GBA_EGS_Deep_81 | 0 | 0 | 0 | 0 | 0 | 0 | #N/A | #N/A | #N/A | 0 | 0 | 0 | 0 | 0 | 0 | PGE_New_EGS_Generic | 0 | #N/A | 0 | 0 | PGE_New_EGS_Generic | 0 | 0 | 0 | 0 | #N/A | #N/A | #N/A | #N/A | #N/A | #N/A | 0 | 0 | 0 | PGE_New_EGS_Generic | PGE_New_EGS | PGE_GBA_EGS_Deep_81 | [6 empty] | #N/A |  | PGE_New_EGS_Generic |  |  | #N/A |  |  |  |  | PGE_New_EGS_Generic |  |  |  |  | #N/A |  |  |  | PGE_New_EGS_Generic | PGE_New_EGS | PGE_GBA_EGS_Deep_81 | [6 empty] | #N/A |  | PGE_New_EGS_Generic |  |  | #N/A |  |  |  |  | PGE_New_EGS_Generic |  |  |  |  | #N/A |  |  |  | PGE_New_EGS_Generic | PGE_New_EGS | PGE_GBA_EGS_Deep_81 | 0 | 0 | 0 | 0 | 0 | 0 | 0 | 0 | 0 | 0 | 0 | 0 | 0 | 0 | 0 | 0 | 0.00057956 | 0 | 0 | 0 | 0 | 0.00057956 | 0 | 0 | 0 | 0.00057956 | PG&E GBA
PGE_New_EGS_Generic | PGE_New_EGS | PGE_GBA_EGS_Deep_84 | 0 | 0 | 0 | 0 | 0 | 0 | #N/A | 0 | PGE_New_EGS_Generic | 0 | 0 | #N/A | 0 | 0 | 0 | 0 | PGE_New_EGS_Generic | 0 | 0 | 0 | 0 | #N/A | 0 | 0 | 0 | PGE_New_EGS_Generic | PGE_New_EGS | PGE_GBA_EGS_Deep_84 | 0 | 0 | 0 | 0 | 0 | 0 | 0 | #N/A | 0 | PGE_New_EGS_Generic | 0 | 0 | #N/A | 0 | 0 | 0 | 0 | PGE_New_EGS_Generic | PGE_New_EGS | PGE_GBA_EGS_Deep_84 | 0 | 0 | 0 | 0 | 0 | 0 | #N/A | #N/A | #N/A | 0 | 0 | 0 | 0 | 0 | 0 | PGE_New_EGS_Generic | 0 | #N/A | 0 | 0 | PGE_New_EGS_Generic | 0 | 0 | 0 | 0 | #N/A | #N/A | #N/A | #N/A | #N/A | #N/A | 0 | 0 | 0 | PGE_New_EGS_Generic | PGE_New_EGS | PGE_GBA_EGS_Deep_84 | [6 empty] | #N/A |  | PGE_New_EGS_Generic |  |  | #N/A |  |  |  |  | PGE_New_EGS_Generic |  |  |  |  | #N/A |  |  |  | PGE_New_EGS_Generic | PGE_New_EGS | PGE_GBA_EGS_Deep_84 | [6 empty] | #N/A |  | PGE_New_EGS_Generic |  |  | #N/A |  |  |  |  | PGE_New_EGS_Generic |  |  |  |  | #N/A |  |  |  | PGE_New_EGS_Generic | PGE_New_EGS | PGE_GBA_EGS_Deep_84 | 0 | 0 | 0 | 0 | 0 | 0 | 0 | 0 | 0 | 0 | 0 | 0 | 0 | 0 | 0 | 0 | 0 | 0 | 0 | 0 | 0 | 0 | 0 | 0 | 0 | 0 | PG&E GBA
PGE_New_EGS_Generic | PGE_New_EGS | PGE_GBA_EGS_Deep_85 | 0 | 0 | 0 | 0 | 0 | 0 | #N/A | 0 | PGE_New_EGS_Generic | 0 | 0 | #N/A | 0 | 0 | 0 | 0 | PGE_New_EGS_Generic | 0 | 0 | 0 | 0 | #N/A | 0 | 0 | 0 | PGE_New_EGS_Generic | PGE_New_EGS | PGE_GBA_EGS_Deep_85 | 0 | 0 | 0 | 0 | 0 | 0 | 0 | #N/A | 0 | PGE_New_EGS_Generic | 0 | 0 | #N/A | 0 | 0 | 0 | 0 | PGE_New_EGS_Generic | PGE_New_EGS | PGE_GBA_EGS_Deep_85 | 0 | 0 | 0 | 0 | 0 | 0 | #N/A | #N/A | #N/A | 0 | 0 | 0 | 0 | 0 | 0 | PGE_New_EGS_Generic | 0 | #N/A | 0 | 0 | PGE_New_EGS_Generic | 0 | 0 | 0 | 0 | #N/A | #N/A | #N/A | #N/A | #N/A | #N/A | 0 | 0 | 0 | PGE_New_EGS_Generic | PGE_New_EGS | PGE_GBA_EGS_Deep_85 | [6 empty] | #N/A |  | PGE_New_EGS_Generic |  |  | #N/A |  |  |  |  | PGE_New_EGS_Generic |  |  |  |  | #N/A |  |  |  | PGE_New_EGS_Generic | PGE_New_EGS | PGE_GBA_EGS_Deep_85 | [6 empty] | #N/A |  | PGE_New_EGS_Generic |  |  | #N/A |  |  |  |  | PGE_New_EGS_Generic |  |  |  |  | #N/A |  |  |  | PGE_New_EGS_Generic | PGE_New_EGS | PGE_GBA_EGS_Deep_85 | 0 | 0 | 0 | 0 | 0 | 0 | 0 | 0 | 0 | 0 | 0 | 0 | 0 | 0 | 0 | 0 | 0.12665 | 0 | 0 | 0 | 0 | 0.12665 | 0 | 0 | 0 | 0.12665 | PG&E GBA
PGE_New_EGS_Generic | PGE_New_EGS | PGE_GBA_EGS_Deep_87 | 0 | 0 | 0 | 0 | 0 | 0 | #N/A | 0 | PGE_New_EGS_Generic | 0 | 0 | #N/A | 0 | 0 | 0 | 0 | PGE_New_EGS_Generic | 0 | 0 | 0 | 0 | #N/A | 0 | 0 | 0 | PGE_New_EGS_Generic | PGE_New_EGS | PGE_GBA_EGS_Deep_87 | 0 | 0 | 0 | 0 | 0 | 0 | 0 | #N/A | 0 | PGE_New_EGS_Generic | 0 | 0 | #N/A | 0 | 0 | 0 | 0 | PGE_New_EGS_Generic | PGE_New_EGS | PGE_GBA_EGS_Deep_87 | 0 | 0 | 0 | 0 | 0 | 0 | #N/A | #N/A | #N/A | 0 | 0 | 0 | 0 | 0 | 0 | PGE_New_EGS_Generic | 0 | #N/A | 0 | 0 | PGE_New_EGS_Generic | 0 | 0 | 0 | 0 | #N/A | #N/A | #N/A | #N/A | #N/A | #N/A | 0 | 0 | 0 | PGE_New_EGS_Generic | PGE_New_EGS | PGE_GBA_EGS_Deep_87 | [6 empty] | #N/A |  | PGE_New_EGS_Generic |  |  | #N/A |  |  |  |  | PGE_New_EGS_Generic |  |  |  |  | #N/A |  |  |  | PGE_New_EGS_Generic | PGE_New_EGS | PGE_GBA_EGS_Deep_87 | [6 empty] | #N/A |  | PGE_New_EGS_Generic |  |  | #N/A |  |  |  |  | PGE_New_EGS_Generic |  |  |  |  | #N/A |  |  |  | PGE_New_EGS_Generic | PGE_New_EGS | PGE_GBA_EGS_Deep_87 | 0 | 0 | 0 | 0 | 0 | 0 | 0 | 0 | 0 | 0 | 0 | 0 | 0 | 0 | 0 | 0 | 0.010019 | 0 | 0 | 0 | 0 | 0.010019 | 0 | 0 | 0 | 0.010019 | PG&E GBA
PGE_LDES_12hr_Generic | PGE_LDES_12hr | PGE_GBA_LDES_12hr_15 | 0 | 0 | 0 | 0 | 0 | 0 | #N/A | 0 | PGE_LDES_12hr_Generic | 0 | 0 | #N/A | 0 | 0 | 0 | 0 | PGE_LDES_12hr_Generic | 0 | 0 | 0 | 0 | #N/A | 0 | 0 | 0 | PGE_LDES_12hr_Generic | PGE_LDES_12hr | PGE_GBA_LDES_12hr_15 | 0 | 0 | 0 | 0 | 0 | 0 | 0 | #N/A | 0 | PGE_LDES_12hr_Generic | 0 | 0 | #N/A | 0 | 0 | 0 | 0 | PGE_LDES_12hr_Generic | PGE_LDES_12hr | PGE_GBA_LDES_12hr_15 | 0 | 0 | 0 | 0 | 0 | 0 | #N/A | #N/A | #N/A | 0 | 0 | 0 | 0 | 0 | 0 | PGE_LDES_12hr_Generic | 0 | #N/A | 0 | 0 | PGE_LDES_12hr_Generic | 0 | 0 | 0 | 0 | #N/A | #N/A | #N/A | #N/A | #N/A | #N/A | 0 | 0 | 0 | PGE_LDES_12hr_Generic | PGE_LDES_12hr | PGE_GBA_LDES_12hr_15 | [6 empty] | #N/A |  | PGE_LDES_12hr_Generic |  |  | #N/A |  |  |  |  | PGE_LDES_12hr_Generic |  |  |  |  | #N/A |  |  |  | PGE_LDES_12hr_Generic | PGE_LDES_12hr | PGE_GBA_LDES_12hr_15 | [6 empty] | #N/A |  | PGE_LDES_12hr_Generic |  |  | #N/A |  |  |  |  | PGE_LDES_12hr_Generic |  |  |  |  | #N/A |  |  |  | PGE_LDES_12hr_Generic | PGE_LDES_12hr | PGE_GBA_LDES_12hr_15 | 0 | 0 | 0 | 0 | 0 | 0 | 0 | 0 | 0 | 0 | 0 | 0 | 0 | 0 | 0 | 0 | 0.4 | 0 | 0 | 0 | 0 | 0.4 | 0 | 0 | 0 | 0.4 | PG&E GBA
PGE_New_Li_Battery_4hr_Generic | PGE_New_Li_Battery_4hr | PGE_GBA_Li_Battery_4hr_11 | 0 | 0 | 0 | 0 | 0 | 0 | #N/A | 0 | PGE_New_Li_Battery_4hr_Generic | 0 | 0 | #N/A | 0 | 0 | 0 | 0 | PGE_New_Li_Battery_4hr_Generic | 0 | 0 | 0 | 0 | #N/A | 0 | 0 | 0 | PGE_New_Li_Battery_4hr_Generic | PGE_New_Li_Battery_4hr | PGE_GBA_Li_Battery_4hr_11 | 0 | 0 | 0 | 0 | 0 | 0 | 0 | #N/A | 0 | PGE_New_Li_Battery_4hr_Generic | 0 | 0 | #N/A | 0 | 0 | 0 | 0 | PGE_New_Li_Battery_4hr_Generic | PGE_New_Li_Battery_4hr | PGE_GBA_Li_Battery_4hr_11 | 0 | 0 | 0 | 0 | 0 | 0 | #N/A | #N/A | #N/A | 0 | 0 | 0 | 0 | 0 | 0 | PGE_New_Li_Battery_4hr_Generic | 0 | #N/A | 0 | 0 | PGE_New_Li_Battery_4hr_Generic | 0 | 0 | 0 | 0 | #N/A | #N/A | #N/A | #N/A | #N/A | #N/A | 0 | 0 | 0 | PGE_New_Li_Battery_4hr_Generic | PGE_New_Li_Battery_4hr | PGE_GBA_Li_Battery_4hr_11 | [6 empty] | #N/A |  | PGE_New_Li_Battery_4hr_Generic |  |  | #N/A |  |  |  |  | PGE_New_Li_Battery_4hr_Generic |  |  |  |  | #N/A |  |  |  | PGE_New_Li_Battery_4hr_Generic | PGE_New_Li_Battery_4hr | PGE_GBA_Li_Battery_4hr_11 | [6 empty] | #N/A |  | PGE_New_Li_Battery_4hr_Generic |  |  | #N/A |  |  |  |  | PGE_New_Li_Battery_4hr_Generic |  |  |  |  | #N/A |  |  |  | PGE_New_Li_Battery_4hr_Generic | PGE_New_Li_Battery_4hr | PGE_GBA_Li_Battery_4hr_11 | 0 | 0 | 0 | 0 | 0 | 0 | 0.30622 | 0 | 0.30622 | 0 | 0 | 0.30622 | 0 | 0 | 0 | 0 | 0.30622 | 0 | 0 | 0 | 0 | 0.30622 | 0 | 0 | 0 | 0.30622 | PG&E GBA
PGE_New_Li_Battery_4hr_Generic | PGE_New_Li_Battery_4hr | PGE_GBA_Li_Battery_4hr_116 | 0 | 0 | 0 | 0 | 0 | 0 | #N/A | 0 | PGE_New_Li_Battery_4hr_Generic | 0 | 0 | #N/A | 0 | 0 | 0 | 0 | PGE_New_Li_Battery_4hr_Generic | 0 | 0 | 0 | 0 | #N/A | 0 | 0 | 0 | PGE_New_Li_Battery_4hr_Generic | PGE_New_Li_Battery_4hr | PGE_GBA_Li_Battery_4hr_116 | 0 | 0 | 0 | 0 | 0 | 0 | 0 | #N/A | 0 | PGE_New_Li_Battery_4hr_Generic | 0 | 0 | #N/A | 0 | 0 | 0 | 0 | PGE_New_Li_Battery_4hr_Generic | PGE_New_Li_Battery_4hr | PGE_GBA_Li_Battery_4hr_116 | 0 | 0 | 0 | 0 | 0 | 0 | #N/A | #N/A | #N/A | 0 | 0 | 0 | 0 | 0 | 0 | PGE_New_Li_Battery_4hr_Generic | 0 | #N/A | 0 | 0 | PGE_New_Li_Battery_4hr_Generic | 0 | 0 | 0 | 0 | #N/A | #N/A | #N/A | #N/A | #N/A | #N/A | 0 | 0 | 0 | PGE_New_Li_Battery_4hr_Generic | PGE_New_Li_Battery_4hr | PGE_GBA_Li_Battery_4hr_116 | [6 empty] | #N/A |  | PGE_New_Li_Battery_4hr_Generic |  |  | #N/A |  |  |  |  | PGE_New_Li_Battery_4hr_Generic |  |  |  |  | #N/A |  |  |  | PGE_New_Li_Battery_4hr_Generic | PGE_New_Li_Battery_4hr | PGE_GBA_Li_Battery_4hr_116 | [6 empty] | #N/A |  | PGE_New_Li_Battery_4hr_Generic |  |  | #N/A |  |  |  |  | PGE_New_Li_Battery_4hr_Generic |  |  |  |  | #N/A |  |  |  | PGE_New_Li_Battery_4hr_Generic | PGE_New_Li_Battery_4hr | PGE_GBA_Li_Battery_4hr_116 | 0 | 0 | 0 | 0 | 0 | 0 | 0 | 0 | 0 | 0 | 0 | 0 | 0 | 0 | 0 | 0 | 0 | 0 | 0 | 0 | 0 | 0 | 0 | 0 | 0 | 0 | PG&E GBA
PGE_New_Li_Battery_4hr_Generic | PGE_New_Li_Battery_4hr | PGE_GBA_Li_Battery_4hr_12 | 0 | 0 | 0 | 0 | 0 | 0 | #N/A | 0 | PGE_New_Li_Battery_4hr_Generic | 0 | 0 | #N/A | 0 | 0 | 0 | 0 | PGE_New_Li_Battery_4hr_Generic | 0 | 0 | 0 | 0 | #N/A | 0 | 0 | 0 | PGE_New_Li_Battery_4hr_Generic | PGE_New_Li_Battery_4hr | PGE_GBA_Li_Battery_4hr_12 | 0 | 0 | 0 | 0 | 0 | 0 | 0 | #N/A | 0 | PGE_New_Li_Battery_4hr_Generic | 0 | 0 | #N/A | 0 | 0 | 0 | 0 | PGE_New_Li_Battery_4hr_Generic | PGE_New_Li_Battery_4hr | PGE_GBA_Li_Battery_4hr_12 | 0 | 0 | 0 | 0 | 0 | 0 | #N/A | #N/A | #N/A | 0 | 0 | 0 | 0 | 0 | 0 | PGE_New_Li_Battery_4hr_Generic | 0 | #N/A | 0 | 0 | PGE_New_Li_Battery_4hr_Generic | 0 | 0 | 0 | 0 | #N/A | #N/A | #N/A | #N/A | #N/A | #N/A | 0 | 0 | 0 | PGE_New_Li_Battery_4hr_Generic | PGE_New_Li_Battery_4hr | PGE_GBA_Li_Battery_4hr_12 | [6 empty] | #N/A |  | PGE_New_Li_Battery_4hr_Generic |  |  | #N/A |  |  |  |  | PGE_New_Li_Battery_4hr_Generic |  |  |  |  | #N/A |  |  |  | PGE_New_Li_Battery_4hr_Generic | PGE_New_Li_Battery_4hr | PGE_GBA_Li_Battery_4hr_12 | [6 empty] | #N/A |  | PGE_New_Li_Battery_4hr_Generic |  |  | #N/A |  |  |  |  | PGE_New_Li_Battery_4hr_Generic |  |  |  |  | #N/A |  |  |  | PGE_New_Li_Battery_4hr_Generic | PGE_New_Li_Battery_4hr | PGE_GBA_Li_Battery_4hr_12 | 0 | 0 | 0 | 0 | 0 | 0 | 0 | 0 | 0 | 0 | 0 | 0 | 0 | 0 | 0 | 0 | 0 | 0 | 0 | 0 | 0 | 0 | 0 | 0 | 0 | 0 | PG&E GBA
PGE_New_Li_Battery_4hr_Generic | PGE_New_Li_Battery_4hr | PGE_GBA_Li_Battery_4hr_127 | 0 | 0 | 0 | 0 | 0 | 0 | #N/A | 0 | PGE_New_Li_Battery_4hr_Generic | 0 | 0 | #N/A | 0 | 0 | 0 | 0 | PGE_New_Li_Battery_4hr_Generic | 0 | 0 | 0 | 0 | #N/A | 0 | 0 | 0 | PGE_New_Li_Battery_4hr_Generic | PGE_New_Li_Battery_4hr | PGE_GBA_Li_Battery_4hr_127 | 0 | 0 | 0 | 0 | 0 | 0 | 0 | #N/A | 0 | PGE_New_Li_Battery_4hr_Generic | 0 | 0 | #N/A | 0 | 0 | 0 | 0 | PGE_New_Li_Battery_4hr_Generic | PGE_New_Li_Battery_4hr | PGE_GBA_Li_Battery_4hr_127 | 0 | 0 | 0 | 0 | 0 | 0 | #N/A | #N/A | #N/A | 0 | 0 | 0 | 0 | 0 | 0 | PGE_New_Li_Battery_4hr_Generic | 0 | #N/A | 0 | 0 | PGE_New_Li_Battery_4hr_Generic | 0 | 0 | 0 | 0 | #N/A | #N/A | #N/A | #N/A | #N/A | #N/A | 0 | 0 | 0 | PGE_New_Li_Battery_4hr_Generic | PGE_New_Li_Battery_4hr | PGE_GBA_Li_Battery_4hr_127 | [6 empty] | #N/A |  | PGE_New_Li_Battery_4hr_Generic |  |  | #N/A |  |  |  |  | PGE_New_Li_Battery_4hr_Generic |  |  |  |  | #N/A |  |  |  | PGE_New_Li_Battery_4hr_Generic | PGE_New_Li_Battery_4hr | PGE_GBA_Li_Battery_4hr_127 | [6 empty] | #N/A |  | PGE_New_Li_Battery_4hr_Generic |  |  | #N/A |  |  |  |  | PGE_New_Li_Battery_4hr_Generic |  |  |  |  | #N/A |  |  |  | PGE_New_Li_Battery_4hr_Generic | PGE_New_Li_Battery_4hr | PGE_GBA_Li_Battery_4hr_127 | 0 | 0 | 0 | 0 | 0 | 0 | 0 | 0 | 0 | 0 | 0 | 0 | 0 | 0 | 0 | 0 | 0 | 0 | 0 | 0 | 0 | 0 | 0 | 0 | 0 | 0 | PG&E GBA
PGE_New_Li_Battery_4hr_Generic | PGE_New_Li_Battery_4hr | PGE_GBA_Li_Battery_4hr_13 | 0 | 0 | 0 | 0 | 0 | 0 | #N/A | 0 | PGE_New_Li_Battery_4hr_Generic | 0 | 0 | #N/A | 0 | 0 | 0 | 0 | PGE_New_Li_Battery_4hr_Generic | 0 | 0 | 0 | 0 | #N/A | 0 | 0 | 0 | PGE_New_Li_Battery_4hr_Generic | PGE_New_Li_Battery_4hr | PGE_GBA_Li_Battery_4hr_13 | 0 | 0 | 0 | 0 | 0 | 0 | 0 | #N/A | 0 | PGE_New_Li_Battery_4hr_Generic | 0 | 0 | #N/A | 0 | 0 | 0 | 0 | PGE_New_Li_Battery_4hr_Generic | PGE_New_Li_Battery_4hr | PGE_GBA_Li_Battery_4hr_13 | 0 | 0 | 0 | 0 | 0 | 0 | #N/A | #N/A | #N/A | 0 | 0 | 0 | 0 | 0 | 0 | PGE_New_Li_Battery_4hr_Generic | 0 | #N/A | 0 | 0 | PGE_New_Li_Battery_4hr_Generic | 0 | 0 | 0 | 0 | #N/A | #N/A | #N/A | #N/A | #N/A | #N/A | 0 | 0 | 0 | PGE_New_Li_Battery_4hr_Generic | PGE_New_Li_Battery_4hr | PGE_GBA_Li_Battery_4hr_13 | [6 empty] | #N/A |  | PGE_New_Li_Battery_4hr_Generic |  |  | #N/A |  |  |  |  | PGE_New_Li_Battery_4hr_Generic |  |  |  |  | #N/A |  |  |  | PGE_New_Li_Battery_4hr_Generic | PGE_New_Li_Battery_4hr | PGE_GBA_Li_Battery_4hr_13 | [6 empty] | #N/A |  | PGE_New_Li_Battery_4hr_Generic |  |  | #N/A |  |  |  |  | PGE_New_Li_Battery_4hr_Generic |  |  |  |  | #N/A |  |  |  | PGE_New_Li_Battery_4hr_Generic | PGE_New_Li_Battery_4hr | PGE_GBA_Li_Battery_4hr_13 | 0 | 0 | 0 | 0 | 0 | 0 | 0 | 0 | 0 | 0 | 0 | 0 | 0 | 0 | 0 | 0 | 0 | 0 | 0 | 0 | 0 | 0 | 0 | 0 | 0 | 0 | PG&E GBA
PGE_New_Li_Battery_4hr_Generic | PGE_New_Li_Battery_4hr | PGE_GBA_Li_Battery_4hr_14 | 0 | 0 | 0 | 0 | 0 | 0 | #N/A | 0 | PGE_New_Li_Battery_4hr_Generic | 0 | 0 | #N/A | 0 | 0 | 0 | 0 | PGE_New_Li_Battery_4hr_Generic | 0 | 0 | 0 | 0 | #N/A | 0 | 0 | 0 | PGE_New_Li_Battery_4hr_Generic | PGE_New_Li_Battery_4hr | PGE_GBA_Li_Battery_4hr_14 | 0 | 0 | 0 | 0 | 0 | 0 | 0 | #N/A | 0 | PGE_New_Li_Battery_4hr_Generic | 0 | 0 | #N/A | 0 | 0 | 0 | 0 | PGE_New_Li_Battery_4hr_Generic | PGE_New_Li_Battery_4hr | PGE_GBA_Li_Battery_4hr_14 | 0 | 0 | 0 | 0 | 0 | 0 | #N/A | #N/A | #N/A | 0 | 0 | 0 | 0 | 0 | 0 | PGE_New_Li_Battery_4hr_Generic | 0 | #N/A | 0 | 0 | PGE_New_Li_Battery_4hr_Generic | 0 | 0 | 0 | 0 | #N/A | #N/A | #N/A | #N/A | #N/A | #N/A | 0 | 0 | 0 | PGE_New_Li_Battery_4hr_Generic | PGE_New_Li_Battery_4hr | PGE_GBA_Li_Battery_4hr_14 | [6 empty] | #N/A |  | PGE_New_Li_Battery_4hr_Generic |  |  | #N/A |  |  |  |  | PGE_New_Li_Battery_4hr_Generic |  |  |  |  | #N/A |  |  |  | PGE_New_Li_Battery_4hr_Generic | PGE_New_Li_Battery_4hr | PGE_GBA_Li_Battery_4hr_14 | [6 empty] | #N/A |  | PGE_New_Li_Battery_4hr_Generic |  |  | #N/A |  |  |  |  | PGE_New_Li_Battery_4hr_Generic |  |  |  |  | #N/A |  |  |  | PGE_New_Li_Battery_4hr_Generic | PGE_New_Li_Battery_4hr | PGE_GBA_Li_Battery_4hr_14 | 0 | 0 | 0 | 0 | 0 | 0 | 0.051754 | 0 | 0.051754 | 0 | 0 | 0.051754 | 0 | 0 | 0 | 0 | 0.051754 | 0 | 0 | 0 | 0 | 0.051754 | 0 | 0 | 0 | 0.051754 | PG&E GBA
PGE_New_Li_Battery_4hr_Generic | PGE_New_Li_Battery_4hr | PGE_GBA_Li_Battery_4hr_15 | 0 | 0 | 0 | 0 | 0 | 0 | #N/A | 0 | PGE_New_Li_Battery_4hr_Generic | 0 | 0 | #N/A | 0 | 0 | 0 | 0 | PGE_New_Li_Battery_4hr_Generic | 0 | 0 | 0 | 0 | #N/A | 0 | 0 | 0 | PGE_New_Li_Battery_4hr_Generic | PGE_New_Li_Battery_4hr | PGE_GBA_Li_Battery_4hr_15 | 0 | 0 | 0 | 0 | 0 | 0 | 0 | #N/A | 0 | PGE_New_Li_Battery_4hr_Generic | 0 | 0 | #N/A | 0 | 0 | 0 | 0 | PGE_New_Li_Battery_4hr_Generic | PGE_New_Li_Battery_4hr | PGE_GBA_Li_Battery_4hr_15 | 0 | 0 | 0 | 0 | 0 | 0 | #N/A | #N/A | #N/A | 0 | 0 | 0 | 0 | 0 | 0 | PGE_New_Li_Battery_4hr_Generic | 0 | #N/A | 0 | 0 | PGE_New_Li_Battery_4hr_Generic | 0 | 0 | 0 | 0 | #N/A | #N/A | #N/A | #N/A | #N/A | #N/A | 0 | 0 | 0 | PGE_New_Li_Battery_4hr_Generic | PGE_New_Li_Battery_4hr | PGE_GBA_Li_Battery_4hr_15 | [6 empty] | #N/A |  | PGE_New_Li_Battery_4hr_Generic |  |  | #N/A |  |  |  |  | PGE_New_Li_Battery_4hr_Generic |  |  |  |  | #N/A |  |  |  | PGE_New_Li_Battery_4hr_Generic | PGE_New_Li_Battery_4hr | PGE_GBA_Li_Battery_4hr_15 | [6 empty] | #N/A |  | PGE_New_Li_Battery_4hr_Generic |  |  | #N/A |  |  |  |  | PGE_New_Li_Battery_4hr_Generic |  |  |  |  | #N/A |  |  |  | PGE_New_Li_Battery_4hr_Generic | PGE_New_Li_Battery_4hr | PGE_GBA_Li_Battery_4hr_15 | 0 | 0 | 0 | 0 | 0 | 0 | 0 | 0 | 0 | 0 | 0 | 0 | 0 | 0 | 0 | 0 | 0 | 0 | 0 | 0 | 0 | 0 | 0 | 0 | 0 | 0 | PG&E GBA
PGE_New_Li_Battery_4hr_Generic | PGE_New_Li_Battery_4hr | PGE_GBA_Li_Battery_4hr_155 | 0 | 0 | 0 | 0 | 0 | 0 | #N/A | 0 | PGE_New_Li_Battery_4hr_Generic | 0 | 0 | #N/A | 0 | 0 | 0 | 0 | PGE_New_Li_Battery_4hr_Generic | 0 | 0 | 0 | 0 | #N/A | 0 | 0 | 0 | PGE_New_Li_Battery_4hr_Generic | PGE_New_Li_Battery_4hr | PGE_GBA_Li_Battery_4hr_155 | 0 | 0 | 0 | 0 | 0 | 0 | 0 | #N/A | 0 | PGE_New_Li_Battery_4hr_Generic | 0 | 0 | #N/A | 0 | 0 | 0 | 0 | PGE_New_Li_Battery_4hr_Generic | PGE_New_Li_Battery_4hr | PGE_GBA_Li_Battery_4hr_155 | 0 | 0 | 0 | 0 | 0 | 0 | #N/A | #N/A | #N/A | 0 | 0 | 0 | 0 | 0 | 0 | PGE_New_Li_Battery_4hr_Generic | 0 | #N/A | 0 | 0 | PGE_New_Li_Battery_4hr_Generic | 0 | 0 | 0 | 0 | #N/A | #N/A | #N/A | #N/A | #N/A | #N/A | 0 | 0 | 0 | PGE_New_Li_Battery_4hr_Generic | PGE_New_Li_Battery_4hr | PGE_GBA_Li_Battery_4hr_155 | [6 empty] | #N/A |  | PGE_New_Li_Battery_4hr_Generic |  |  | #N/A |  |  |  |  | PGE_New_Li_Battery_4hr_Generic |  |  |  |  | #N/A |  |  |  | PGE_New_Li_Battery_4hr_Generic | PGE_New_Li_Battery_4hr | PGE_GBA_Li_Battery_4hr_155 | [6 empty] | #N/A |  | PGE_New_Li_Battery_4hr_Generic |  |  | #N/A |  |  |  |  | PGE_New_Li_Battery_4hr_Generic |  |  |  |  | #N/A |  |  |  | PGE_New_Li_Battery_4hr_Generic | PGE_New_Li_Battery_4hr | PGE_GBA_Li_Battery_4hr_155 | 0 | 0 | 0 | 0 | 0 | 0 | 0 | 0 | 0 | 0 | 0 | 0 | 0 | 0 | 0 | 0 | 0 | 0 | 0 | 0 | 0 | 0 | 0 | 0 | 0 | 0 | PG&E GBA
PGE_New_Li_Battery_4hr_Generic | PGE_New_Li_Battery_4hr | PGE_GBA_Li_Battery_4hr_29 | 0 | 0 | 0 | 0 | 0 | 0 | #N/A | 0 | PGE_New_Li_Battery_4hr_Generic | 0 | 0 | #N/A | 0 | 0 | 0 | 0 | PGE_New_Li_Battery_4hr_Generic | 0 | 0 | 0 | 0 | #N/A | 0 | 0 | 0 | PGE_New_Li_Battery_4hr_Generic | PGE_New_Li_Battery_4hr | PGE_GBA_Li_Battery_4hr_29 | 0 | 0 | 0 | 0 | 0 | 0 | 0 | #N/A | 0 | PGE_New_Li_Battery_4hr_Generic | 0 | 0 | #N/A | 0 | 0 | 0 | 0 | PGE_New_Li_Battery_4hr_Generic | PGE_New_Li_Battery_4hr | PGE_GBA_Li_Battery_4hr_29 | 0 | 0 | 0 | 0 | 0 | 0 | #N/A | #N/A | #N/A | 0 | 0 | 0 | 0 | 0 | 0 | PGE_New_Li_Battery_4hr_Generic | 0 | #N/A | 0 | 0 | PGE_New_Li_Battery_4hr_Generic | 0 | 0 | 0 | 0 | #N/A | #N/A | #N/A | #N/A | #N/A | #N/A | 0 | 0 | 0 | PGE_New_Li_Battery_4hr_Generic | PGE_New_Li_Battery_4hr | PGE_GBA_Li_Battery_4hr_29 | [6 empty] | #N/A |  | PGE_New_Li_Battery_4hr_Generic |  |  | #N/A |  |  |  |  | PGE_New_Li_Battery_4hr_Generic |  |  |  |  | #N/A |  |  |  | PGE_New_Li_Battery_4hr_Generic | PGE_New_Li_Battery_4hr | PGE_GBA_Li_Battery_4hr_29 | [6 empty] | #N/A |  | PGE_New_Li_Battery_4hr_Generic |  |  | #N/A |  |  |  |  | PGE_New_Li_Battery_4hr_Generic |  |  |  |  | #N/A |  |  |  | PGE_New_Li_Battery_4hr_Generic | PGE_New_Li_Battery_4hr | PGE_GBA_Li_Battery_4hr_29 | 0 | 0 | 0 | 0 | 0 | 0 | 0 | 0 | 0 | 0 | 0 | 0 | 0 | 0 | 0 | 0 | 0 | 0 | 0 | 0 | 0 | 0 | 0 | 0 | 0 | 0 | PG&E GBA
PGE_New_Li_Battery_4hr_Generic | PGE_New_Li_Battery_4hr | PGE_GBA_Li_Battery_4hr_3 | 0 | 0 | 0 | 0 | 0 | 0 | #N/A | 0 | PGE_New_Li_Battery_4hr_Generic | 0 | 0 | #N/A | 0 | 0 | 0 | 0 | PGE_New_Li_Battery_4hr_Generic | 0 | 0 | 0 | 0 | #N/A | 0 | 0 | 0 | PGE_New_Li_Battery_4hr_Generic | PGE_New_Li_Battery_4hr | PGE_GBA_Li_Battery_4hr_3 | 0 | 0 | 0 | 0 | 0 | 0 | 0 | #N/A | 0 | PGE_New_Li_Battery_4hr_Generic | 0 | 0 | #N/A | 0 | 0 | 0 | 0 | PGE_New_Li_Battery_4hr_Generic | PGE_New_Li_Battery_4hr | PGE_GBA_Li_Battery_4hr_3 | 0 | 0 | 0 | 0 | 0 | 0 | #N/A | #N/A | #N/A | 0 | 0 | 0 | 0 | 0 | 0 | PGE_New_Li_Battery_4hr_Generic | 0 | #N/A | 0 | 0 | PGE_New_Li_Battery_4hr_Generic | 0 | 0 | 0 | 0 | #N/A | #N/A | #N/A | #N/A | #N/A | #N/A | 0 | 0 | 0 | PGE_New_Li_Battery_4hr_Generic | PGE_New_Li_Battery_4hr | PGE_GBA_Li_Battery_4hr_3 | [6 empty] | #N/A |  | PGE_New_Li_Battery_4hr_Generic |  |  | #N/A |  |  |  |  | PGE_New_Li_Battery_4hr_Generic |  |  |  |  | #N/A |  |  |  | PGE_New_Li_Battery_4hr_Generic | PGE_New_Li_Battery_4hr | PGE_GBA_Li_Battery_4hr_3 | [6 empty] | #N/A |  | PGE_New_Li_Battery_4hr_Generic |  |  | #N/A |  |  |  |  | PGE_New_Li_Battery_4hr_Generic |  |  |  |  | #N/A |  |  |  | PGE_New_Li_Battery_4hr_Generic | PGE_New_Li_Battery_4hr | PGE_GBA_Li_Battery_4hr_3 | 0 | 0 | 0 | 0 | 0 | 0 | 0 | 0 | 0 | 0 | 0 | 0 | 0 | 0 | 0 | 0 | 0 | 0 | 0 | 0 | 0 | 0 | 0 | 0 | 0 | 0 | PG&E GBA
PGE_New_Li_Battery_4hr_Generic | PGE_New_Li_Battery_4hr | PGE_GBA_Li_Battery_4hr_30 | 0 | 0 | 0 | 0 | 0 | 0 | #N/A | 0 | PGE_New_Li_Battery_4hr_Generic | 0 | 0 | #N/A | 0 | 0 | 0 | 0 | PGE_New_Li_Battery_4hr_Generic | 0 | 0 | 0 | 0 | #N/A | 0 | 0 | 0 | PGE_New_Li_Battery_4hr_Generic | PGE_New_Li_Battery_4hr | PGE_GBA_Li_Battery_4hr_30 | 0 | 0 | 0 | 0 | 0 | 0 | 0 | #N/A | 0 | PGE_New_Li_Battery_4hr_Generic | 0 | 0 | #N/A | 0 | 0 | 0 | 0 | PGE_New_Li_Battery_4hr_Generic | PGE_New_Li_Battery_4hr | PGE_GBA_Li_Battery_4hr_30 | 0 | 0 | 0 | 0 | 0 | 0 | #N/A | #N/A | #N/A | 0 | 0 | 0 | 0 | 0 | 0 | PGE_New_Li_Battery_4hr_Generic | 0 | #N/A | 0 | 0 | PGE_New_Li_Battery_4hr_Generic | 0 | 0 | 0 | 0 | #N/A | #N/A | #N/A | #N/A | #N/A | #N/A | 0 | 0 | 0 | PGE_New_Li_Battery_4hr_Generic | PGE_New_Li_Battery_4hr | PGE_GBA_Li_Battery_4hr_30 | [6 empty] | #N/A |  | PGE_New_Li_Battery_4hr_Generic |  |  | #N/A |  |  |  |  | PGE_New_Li_Battery_4hr_Generic |  |  |  |  | #N/A |  |  |  | PGE_New_Li_Battery_4hr_Generic | PGE_New_Li_Battery_4hr | PGE_GBA_Li_Battery_4hr_30 | [6 empty] | #N/A |  | PGE_New_Li_Battery_4hr_Generic |  |  | #N/A |  |  |  |  | PGE_New_Li_Battery_4hr_Generic |  |  |  |  | #N/A |  |  |  | PGE_New_Li_Battery_4hr_Generic | PGE_New_Li_Battery_4hr | PGE_GBA_Li_Battery_4hr_30 | 0 | 0 | 0 | 0 | 0 | 0 | 0 | 0 | 0 | 0 | 0 | 0 | 0 | 0 | 0 | 0 | 0 | 0 | 0 | 0 | 0 | 0 | 0 | 0 | 0 | 0 | PG&E GBA
PGE_New_Li_Battery_4hr_Generic | PGE_New_Li_Battery_4hr | PGE_GBA_Li_Battery_4hr_31 | 0 | 0 | 0 | 0 | 0 | 0 | #N/A | 0 | PGE_New_Li_Battery_4hr_Generic | 0 | 0 | #N/A | 0 | 0 | 0 | 0 | PGE_New_Li_Battery_4hr_Generic | 0 | 0 | 0 | 0 | #N/A | 0 | 0 | 0 | PGE_New_Li_Battery_4hr_Generic | PGE_New_Li_Battery_4hr | PGE_GBA_Li_Battery_4hr_31 | 0 | 0 | 0 | 0 | 0 | 0 | 0 | #N/A | 0 | PGE_New_Li_Battery_4hr_Generic | 0 | 0 | #N/A | 0 | 0 | 0 | 0 | PGE_New_Li_Battery_4hr_Generic | PGE_New_Li_Battery_4hr | PGE_GBA_Li_Battery_4hr_31 | 0 | 0 | 0 | 0 | 0 | 0 | #N/A | #N/A | #N/A | 0 | 0 | 0 | 0 | 0 | 0 | PGE_New_Li_Battery_4hr_Generic | 0 | #N/A | 0 | 0 | PGE_New_Li_Battery_4hr_Generic | 0 | 0 | 0 | 0 | #N/A | #N/A | #N/A | #N/A | #N/A | #N/A | 0 | 0 | 0 | PGE_New_Li_Battery_4hr_Generic | PGE_New_Li_Battery_4hr | PGE_GBA_Li_Battery_4hr_31 | [6 empty] | #N/A |  | PGE_New_Li_Battery_4hr_Generic |  |  | #N/A |  |  |  |  | PGE_New_Li_Battery_4hr_Generic |  |  |  |  | #N/A |  |  |  | PGE_New_Li_Battery_4hr_Generic | PGE_New_Li_Battery_4hr | PGE_GBA_Li_Battery_4hr_31 | [6 empty] | #N/A |  | PGE_New_Li_Battery_4hr_Generic |  |  | #N/A |  |  |  |  | PGE_New_Li_Battery_4hr_Generic |  |  |  |  | #N/A |  |  |  | PGE_New_Li_Battery_4hr_Generic | PGE_New_Li_Battery_4hr | PGE_GBA_Li_Battery_4hr_31 | 0 | 0 | 0 | 0 | 0 | 0 | 0.08814 | 0 | 0.08814 | 0 | 0 | 0.19814 | 0 | 0 | 0 | 0 | 0.19814 | 0 | 0 | 0 | 0 | 0.19814 | 0 | 0 | 0 | 0.19814 | PG&E GBA
PGE_New_Li_Battery_4hr_Generic | PGE_New_Li_Battery_4hr | PGE_GBA_Li_Battery_4hr_34 | 0 | 0 | 0 | 0 | 0 | 0 | #N/A | 0 | PGE_New_Li_Battery_4hr_Generic | 0 | 0 | #N/A | 0 | 0 | 0 | 0 | PGE_New_Li_Battery_4hr_Generic | 0 | 0 | 0 | 0 | #N/A | 0 | 0 | 0 | PGE_New_Li_Battery_4hr_Generic | PGE_New_Li_Battery_4hr | PGE_GBA_Li_Battery_4hr_34 | 0 | 0 | 0 | 0 | 0 | 0 | 0 | #N/A | 0 | PGE_New_Li_Battery_4hr_Generic | 0 | 0 | #N/A | 0 | 0 | 0 | 0 | PGE_New_Li_Battery_4hr_Generic | PGE_New_Li_Battery_4hr | PGE_GBA_Li_Battery_4hr_34 | 0 | 0 | 0 | 0 | 0 | 0 | #N/A | #N/A | #N/A | 0 | 0 | 0 | 0 | 0 | 0 | PGE_New_Li_Battery_4hr_Generic | 0 | #N/A | 0 | 0 | PGE_New_Li_Battery_4hr_Generic | 0 | 0 | 0 | 0 | #N/A | #N/A | #N/A | #N/A | #N/A | #N/A | 0 | 0 | 0 | PGE_New_Li_Battery_4hr_Generic | PGE_New_Li_Battery_4hr | PGE_GBA_Li_Battery_4hr_34 | [6 empty] | #N/A |  | PGE_New_Li_Battery_4hr_Generic |  |  | #N/A |  |  |  |  | PGE_New_Li_Battery_4hr_Generic |  |  |  |  | #N/A |  |  |  | PGE_New_Li_Battery_4hr_Generic | PGE_New_Li_Battery_4hr | PGE_GBA_Li_Battery_4hr_34 | [6 empty] | #N/A |  | PGE_New_Li_Battery_4hr_Generic |  |  | #N/A |  |  |  |  | PGE_New_Li_Battery_4hr_Generic |  |  |  |  | #N/A |  |  |  | PGE_New_Li_Battery_4hr_Generic | PGE_New_Li_Battery_4hr | PGE_GBA_Li_Battery_4hr_34 | 0 | 0 | 0 | 0 | 0 | 0 | 0 | 0 | 0 | 0 | 0 | 0 | 0 | 0 | 0 | 0 | 0 | 0 | 0 | 0 | 0 | 0 | 0 | 0 | 0 | 0 | PG&E GBA
PGE_New_Li_Battery_4hr_Generic | PGE_New_Li_Battery_4hr | PGE_GBA_Li_Battery_4hr_36 | 0 | 0 | 0 | 0 | 0 | 0 | #N/A | 0 | PGE_New_Li_Battery_4hr_Generic | 0 | 0 | #N/A | 0 | 0 | 0 | 0 | PGE_New_Li_Battery_4hr_Generic | 0 | 0 | 0 | 0 | #N/A | 0 | 0 | 0 | PGE_New_Li_Battery_4hr_Generic | PGE_New_Li_Battery_4hr | PGE_GBA_Li_Battery_4hr_36 | 0 | 0 | 0 | 0 | 0 | 0 | 0 | #N/A | 0 | PGE_New_Li_Battery_4hr_Generic | 0 | 0 | #N/A | 0 | 0 | 0 | 0 | PGE_New_Li_Battery_4hr_Generic | PGE_New_Li_Battery_4hr | PGE_GBA_Li_Battery_4hr_36 | 0 | 0 | 0 | 0 | 0 | 0 | #N/A | #N/A | #N/A | 0 | 0 | 0 | 0 | 0 | 0 | PGE_New_Li_Battery_4hr_Generic | 0 | #N/A | 0 | 0 | PGE_New_Li_Battery_4hr_Generic | 0 | 0 | 0 | 0 | #N/A | #N/A | #N/A | #N/A | #N/A | #N/A | 0 | 0 | 0 | PGE_New_Li_Battery_4hr_Generic | PGE_New_Li_Battery_4hr | PGE_GBA_Li_Battery_4hr_36 | [6 empty] | #N/A |  | PGE_New_Li_Battery_4hr_Generic |  |  | #N/A |  |  |  |  | PGE_New_Li_Battery_4hr_Generic |  |  |  |  | #N/A |  |  |  | PGE_New_Li_Battery_4hr_Generic | PGE_New_Li_Battery_4hr | PGE_GBA_Li_Battery_4hr_36 | [6 empty] | #N/A |  | PGE_New_Li_Battery_4hr_Generic |  |  | #N/A |  |  |  |  | PGE_New_Li_Battery_4hr_Generic |  |  |  |  | #N/A |  |  |  | PGE_New_Li_Battery_4hr_Generic | PGE_New_Li_Battery_4hr | PGE_GBA_Li_Battery_4hr_36 | 0 | 0 | 0 | 0 | 0 | 0 | 0 | 0 | 0 | 0 | 0 | 0 | 0 | 0 | 0 | 0 | 0 | 0 | 0 | 0 | 0 | 0 | 0 | 0 | 0 | 0 | PG&E GBA
PGE_New_Li_Battery_4hr_Generic | PGE_New_Li_Battery_4hr | PGE_GBA_Li_Battery_4hr_40 | 0 | 0 | 0 | 0 | 0 | 0 | #N/A | 0 | PGE_New_Li_Battery_4hr_Generic | 0 | 0 | #N/A | 0 | 0 | 0 | 0 | PGE_New_Li_Battery_4hr_Generic | 0 | 0 | 0 | 0 | #N/A | 0 | 0 | 0 | PGE_New_Li_Battery_4hr_Generic | PGE_New_Li_Battery_4hr | PGE_GBA_Li_Battery_4hr_40 | 0 | 0 | 0 | 0 | 0 | 0 | 0 | #N/A | 0 | PGE_New_Li_Battery_4hr_Generic | 0 | 0 | #N/A | 0 | 0 | 0 | 0 | PGE_New_Li_Battery_4hr_Generic | PGE_New_Li_Battery_4hr | PGE_GBA_Li_Battery_4hr_40 | 0 | 0 | 0 | 0 | 0 | 0 | #N/A | #N/A | #N/A | 0 | 0 | 0 | 0 | 0 | 0 | PGE_New_Li_Battery_4hr_Generic | 0 | #N/A | 0 | 0 | PGE_New_Li_Battery_4hr_Generic | 0 | 0 | 0 | 0 | #N/A | #N/A | #N/A | #N/A | #N/A | #N/A | 0 | 0 | 0 | PGE_New_Li_Battery_4hr_Generic | PGE_New_Li_Battery_4hr | PGE_GBA_Li_Battery_4hr_40 | [6 empty] | #N/A |  | PGE_New_Li_Battery_4hr_Generic |  |  | #N/A |  |  |  |  | PGE_New_Li_Battery_4hr_Generic |  |  |  |  | #N/A |  |  |  | PGE_New_Li_Battery_4hr_Generic | PGE_New_Li_Battery_4hr | PGE_GBA_Li_Battery_4hr_40 | [6 empty] | #N/A |  | PGE_New_Li_Battery_4hr_Generic |  |  | #N/A |  |  |  |  | PGE_New_Li_Battery_4hr_Generic |  |  |  |  | #N/A |  |  |  | PGE_New_Li_Battery_4hr_Generic | PGE_New_Li_Battery_4hr | PGE_GBA_Li_Battery_4hr_40 | 0 | 0 | 0 | 0 | 0 | 0 | 0 | 0 | 0 | 0 | 0 | 0 | 0 | 0 | 0 | 0 | 0 | 0 | 0 | 0 | 0 | 0 | 0 | 0 | 0 | 0 | PG&E GBA
PGE_New_Li_Battery_4hr_Generic | PGE_New_Li_Battery_4hr | PGE_GBA_Li_Battery_4hr_41 | 0 | 0 | 0 | 0 | 0 | 0 | #N/A | 0 | PGE_New_Li_Battery_4hr_Generic | 0 | 0 | #N/A | 0 | 0 | 0 | 0 | PGE_New_Li_Battery_4hr_Generic | 0 | 0 | 0 | 0 | #N/A | 0 | 0 | 0 | PGE_New_Li_Battery_4hr_Generic | PGE_New_Li_Battery_4hr | PGE_GBA_Li_Battery_4hr_41 | 0 | 0 | 0 | 0 | 0 | 0 | 0 | #N/A | 0 | PGE_New_Li_Battery_4hr_Generic | 0 | 0 | #N/A | 0 | 0 | 0 | 0 | PGE_New_Li_Battery_4hr_Generic | PGE_New_Li_Battery_4hr | PGE_GBA_Li_Battery_4hr_41 | 0 | 0 | 0 | 0 | 0 | 0 | #N/A | #N/A | #N/A | 0 | 0 | 0 | 0 | 0 | 0 | PGE_New_Li_Battery_4hr_Generic | 0 | #N/A | 0 | 0 | PGE_New_Li_Battery_4hr_Generic | 0 | 0 | 0 | 0 | #N/A | #N/A | #N/A | #N/A | #N/A | #N/A | 0 | 0 | 0 | PGE_New_Li_Battery_4hr_Generic | PGE_New_Li_Battery_4hr | PGE_GBA_Li_Battery_4hr_41 | [6 empty] | #N/A |  | PGE_New_Li_Battery_4hr_Generic |  |  | #N/A |  |  |  |  | PGE_New_Li_Battery_4hr_Generic |  |  |  |  | #N/A |  |  |  | PGE_New_Li_Battery_4hr_Generic | PGE_New_Li_Battery_4hr | PGE_GBA_Li_Battery_4hr_41 | [6 empty] | #N/A |  | PGE_New_Li_Battery_4hr_Generic |  |  | #N/A |  |  |  |  | PGE_New_Li_Battery_4hr_Generic |  |  |  |  | #N/A |  |  |  | PGE_New_Li_Battery_4hr_Generic | PGE_New_Li_Battery_4hr | PGE_GBA_Li_Battery_4hr_41 | 0 | 0 | 0 | 0 | 0 | 0 | 0 | 0 | 0 | 0 | 0 | 0 | 0 | 0 | 0 | 0 | 0 | 0 | 0 | 0 | 0 | 0 | 0 | 0 | 0 | 0 | PG&E GBA
PGE_New_Li_Battery_4hr_Generic | PGE_New_Li_Battery_4hr | PGE_GBA_Li_Battery_4hr_42 | 0 | 0 | 0 | 0 | 0 | 0 | #N/A | 0 | PGE_New_Li_Battery_4hr_Generic | 0 | 0 | #N/A | 0 | 0 | 0 | 0 | PGE_New_Li_Battery_4hr_Generic | 0 | 0 | 0 | 0 | #N/A | 0 | 0 | 0 | PGE_New_Li_Battery_4hr_Generic | PGE_New_Li_Battery_4hr | PGE_GBA_Li_Battery_4hr_42 | 0 | 0 | 0 | 0 | 0 | 0 | 0 | #N/A | 0 | PGE_New_Li_Battery_4hr_Generic | 0 | 0 | #N/A | 0 | 0 | 0 | 0 | PGE_New_Li_Battery_4hr_Generic | PGE_New_Li_Battery_4hr | PGE_GBA_Li_Battery_4hr_42 | 0 | 0 | 0 | 0 | 0 | 0 | #N/A | #N/A | #N/A | 0 | 0 | 0 | 0 | 0 | 0 | PGE_New_Li_Battery_4hr_Generic | 0 | #N/A | 0 | 0 | PGE_New_Li_Battery_4hr_Generic | 0 | 0 | 0 | 0 | #N/A | #N/A | #N/A | #N/A | #N/A | #N/A | 0 | 0 | 0 | PGE_New_Li_Battery_4hr_Generic | PGE_New_Li_Battery_4hr | PGE_GBA_Li_Battery_4hr_42 | [6 empty] | #N/A |  | PGE_New_Li_Battery_4hr_Generic |  |  | #N/A |  |  |  |  | PGE_New_Li_Battery_4hr_Generic |  |  |  |  | #N/A |  |  |  | PGE_New_Li_Battery_4hr_Generic | PGE_New_Li_Battery_4hr | PGE_GBA_Li_Battery_4hr_42 | [6 empty] | #N/A |  | PGE_New_Li_Battery_4hr_Generic |  |  | #N/A |  |  |  |  | PGE_New_Li_Battery_4hr_Generic |  |  |  |  | #N/A |  |  |  | PGE_New_Li_Battery_4hr_Generic | PGE_New_Li_Battery_4hr | PGE_GBA_Li_Battery_4hr_42 | 0 | 0 | 0 | 0 | 0 | 0 | 0 | 0 | 0 | 0 | 0 | 0 | 0 | 0 | 0 | 0 | 0 | 0 | 0 | 0 | 0 | 0 | 0 | 0 | 0 | 0 | PG&E GBA
PGE_New_Li_Battery_4hr_Generic | PGE_New_Li_Battery_4hr | PGE_GBA_Li_Battery_4hr_44 | 0 | 0 | 0 | 0 | 0 | 0 | #N/A | 0 | PGE_New_Li_Battery_4hr_Generic | 0 | 0 | #N/A | 0 | 0 | 0 | 0 | PGE_New_Li_Battery_4hr_Generic | 0 | 0 | 0 | 0 | #N/A | 0 | 0 | 0 | PGE_New_Li_Battery_4hr_Generic | PGE_New_Li_Battery_4hr | PGE_GBA_Li_Battery_4hr_44 | 0 | 0 | 0 | 0 | 0 | 0 | 0 | #N/A | 0 | PGE_New_Li_Battery_4hr_Generic | 0 | 0 | #N/A | 0 | 0 | 0 | 0 | PGE_New_Li_Battery_4hr_Generic | PGE_New_Li_Battery_4hr | PGE_GBA_Li_Battery_4hr_44 | 0 | 0 | 0 | 0 | 0 | 0 | #N/A | #N/A | #N/A | 0 | 0 | 0 | 0 | 0 | 0 | PGE_New_Li_Battery_4hr_Generic | 0 | #N/A | 0 | 0 | PGE_New_Li_Battery_4hr_Generic | 0 | 0 | 0 | 0 | #N/A | #N/A | #N/A | #N/A | #N/A | #N/A | 0 | 0 | 0 | PGE_New_Li_Battery_4hr_Generic | PGE_New_Li_Battery_4hr | PGE_GBA_Li_Battery_4hr_44 | [6 empty] | #N/A |  | PGE_New_Li_Battery_4hr_Generic |  |  | #N/A |  |  |  |  | PGE_New_Li_Battery_4hr_Generic |  |  |  |  | #N/A |  |  |  | PGE_New_Li_Battery_4hr_Generic | PGE_New_Li_Battery_4hr | PGE_GBA_Li_Battery_4hr_44 | [6 empty] | #N/A |  | PGE_New_Li_Battery_4hr_Generic |  |  | #N/A |  |  |  |  | PGE_New_Li_Battery_4hr_Generic |  |  |  |  | #N/A |  |  |  | PGE_New_Li_Battery_4hr_Generic | PGE_New_Li_Battery_4hr | PGE_GBA_Li_Battery_4hr_44 | 0 | 0 | 0 | 0 | 0 | 0 | 0 | 0 | 0 | 0 | 0 | 0 | 0 | 0 | 0 | 0 | 0 | 0 | 0 | 0 | 0 | 0 | 0 | 0 | 0 | 0 | PG&E GBA
PGE_New_Li_Battery_4hr_Generic | PGE_New_Li_Battery_4hr | PGE_GBA_Li_Battery_4hr_5 | 0 | 0 | 0 | 0 | 0 | 0 | #N/A | 0 | PGE_New_Li_Battery_4hr_Generic | 0 | 0 | #N/A | 0 | 0 | 0 | 0 | PGE_New_Li_Battery_4hr_Generic | 0 | 0 | 0 | 0 | #N/A | 0 | 0 | 0 | PGE_New_Li_Battery_4hr_Generic | PGE_New_Li_Battery_4hr | PGE_GBA_Li_Battery_4hr_5 | 0 | 0 | 0 | 0 | 0 | 0 | 0 | #N/A | 0 | PGE_New_Li_Battery_4hr_Generic | 0 | 0 | #N/A | 0 | 0 | 0 | 0 | PGE_New_Li_Battery_4hr_Generic | PGE_New_Li_Battery_4hr | PGE_GBA_Li_Battery_4hr_5 | 0 | 0 | 0 | 0 | 0 | 0 | #N/A | #N/A | #N/A | 0 | 0 | 0 | 0 | 0 | 0 | PGE_New_Li_Battery_4hr_Generic | 0 | #N/A | 0 | 0 | PGE_New_Li_Battery_4hr_Generic | 0 | 0 | 0 | 0 | #N/A | #N/A | #N/A | #N/A | #N/A | #N/A | 0 | 0 | 0 | PGE_New_Li_Battery_4hr_Generic | PGE_New_Li_Battery_4hr | PGE_GBA_Li_Battery_4hr_5 | [6 empty] | #N/A |  | PGE_New_Li_Battery_4hr_Generic |  |  | #N/A |  |  |  |  | PGE_New_Li_Battery_4hr_Generic |  |  |  |  | #N/A |  |  |  | PGE_New_Li_Battery_4hr_Generic | PGE_New_Li_Battery_4hr | PGE_GBA_Li_Battery_4hr_5 | [6 empty] | #N/A |  | PGE_New_Li_Battery_4hr_Generic |  |  | #N/A |  |  |  |  | PGE_New_Li_Battery_4hr_Generic |  |  |  |  | #N/A |  |  |  | PGE_New_Li_Battery_4hr_Generic | PGE_New_Li_Battery_4hr | PGE_GBA_Li_Battery_4hr_5 | 0 | 0 | 0 | 0 | 0 | 0 | 0.021987 | 0 | 0.021987 | 0 | 0 | 0.021987 | 0 | 0 | 0 | 0 | 0.021987 | 0 | 0 | 0 | 0 | 0.021987 | 0 | 0 | 0 | 0.021987 | PG&E GBA
PGE_New_Li_Battery_4hr_Generic | PGE_New_Li_Battery_4hr | PGE_GBA_Li_Battery_4hr_50 | 0 | 0 | 0 | 0 | 0 | 0 | #N/A | 0 | PGE_New_Li_Battery_4hr_Generic | 0 | 0 | #N/A | 0 | 0 | 0 | 0 | PGE_New_Li_Battery_4hr_Generic | 0 | 0 | 0 | 0 | #N/A | 0 | 0 | 0 | PGE_New_Li_Battery_4hr_Generic | PGE_New_Li_Battery_4hr | PGE_GBA_Li_Battery_4hr_50 | 0 | 0 | 0 | 0 | 0 | 0 | 0 | #N/A | 0 | PGE_New_Li_Battery_4hr_Generic | 0 | 0 | #N/A | 0 | 0 | 0 | 0 | PGE_New_Li_Battery_4hr_Generic | PGE_New_Li_Battery_4hr | PGE_GBA_Li_Battery_4hr_50 | 0 | 0 | 0 | 0 | 0 | 0 | #N/A | #N/A | #N/A | 0 | 0 | 0 | 0 | 0 | 0 | PGE_New_Li_Battery_4hr_Generic | 0 | #N/A | 0 | 0 | PGE_New_Li_Battery_4hr_Generic | 0 | 0 | 0 | 0 | #N/A | #N/A | #N/A | #N/A | #N/A | #N/A | 0 | 0 | 0 | PGE_New_Li_Battery_4hr_Generic | PGE_New_Li_Battery_4hr | PGE_GBA_Li_Battery_4hr_50 | [6 empty] | #N/A |  | PGE_New_Li_Battery_4hr_Generic |  |  | #N/A |  |  |  |  | PGE_New_Li_Battery_4hr_Generic |  |  |  |  | #N/A |  |  |  | PGE_New_Li_Battery_4hr_Generic | PGE_New_Li_Battery_4hr | PGE_GBA_Li_Battery_4hr_50 | [6 empty] | #N/A |  | PGE_New_Li_Battery_4hr_Generic |  |  | #N/A |  |  |  |  | PGE_New_Li_Battery_4hr_Generic |  |  |  |  | #N/A |  |  |  | PGE_New_Li_Battery_4hr_Generic | PGE_New_Li_Battery_4hr | PGE_GBA_Li_Battery_4hr_50 | 0 | 0 | 0 | 0 | 0 | 0 | 0 | 0 | 0 | 0 | 0 | 0 | 0 | 0 | 0 | 0 | 0 | 0 | 0 | 0 | 0 | 0 | 0 | 0 | 0 | 0 | PG&E GBA
PGE_New_Li_Battery_4hr_Generic | PGE_New_Li_Battery_4hr | PGE_GBA_Li_Battery_4hr_51 | 0 | 0 | 0 | 0 | 0 | 0 | #N/A | 0 | PGE_New_Li_Battery_4hr_Generic | 0 | 0 | #N/A | 0 | 0 | 0 | 0 | PGE_New_Li_Battery_4hr_Generic | 0 | 0 | 0 | 0 | #N/A | 0 | 0 | 0 | PGE_New_Li_Battery_4hr_Generic | PGE_New_Li_Battery_4hr | PGE_GBA_Li_Battery_4hr_51 | 0 | 0 | 0 | 0 | 0 | 0 | 0 | #N/A | 0 | PGE_New_Li_Battery_4hr_Generic | 0 | 0 | #N/A | 0 | 0 | 0 | 0 | PGE_New_Li_Battery_4hr_Generic | PGE_New_Li_Battery_4hr | PGE_GBA_Li_Battery_4hr_51 | 0 | 0 | 0 | 0 | 0 | 0 | #N/A | #N/A | #N/A | 0 | 0 | 0 | 0 | 0 | 0 | PGE_New_Li_Battery_4hr_Generic | 0 | #N/A | 0 | 0 | PGE_New_Li_Battery_4hr_Generic | 0 | 0 | 0 | 0 | #N/A | #N/A | #N/A | #N/A | #N/A | #N/A | 0 | 0 | 0 | PGE_New_Li_Battery_4hr_Generic | PGE_New_Li_Battery_4hr | PGE_GBA_Li_Battery_4hr_51 | [6 empty] | #N/A |  | PGE_New_Li_Battery_4hr_Generic |  |  | #N/A |  |  |  |  | PGE_New_Li_Battery_4hr_Generic |  |  |  |  | #N/A |  |  |  | PGE_New_Li_Battery_4hr_Generic | PGE_New_Li_Battery_4hr | PGE_GBA_Li_Battery_4hr_51 | [6 empty] | #N/A |  | PGE_New_Li_Battery_4hr_Generic |  |  | #N/A |  |  |  |  | PGE_New_Li_Battery_4hr_Generic |  |  |  |  | #N/A |  |  |  | PGE_New_Li_Battery_4hr_Generic | PGE_New_Li_Battery_4hr | PGE_GBA_Li_Battery_4hr_51 | 0 | 0 | 0 | 0 | 0 | 0 | 0 | 0 | 0 | 0 | 0 | 0 | 0 | 0 | 0 | 0 | 0 | 0 | 0 | 0 | 0 | 0 | 0 | 0 | 0 | 0 | PG&E GBA
PGE_New_Li_Battery_4hr_Generic | PGE_New_Li_Battery_4hr | PGE_GBA_Li_Battery_4hr_54 | 0 | 0 | 0 | 0 | 0 | 0 | #N/A | 0 | PGE_New_Li_Battery_4hr_Generic | 0 | 0 | #N/A | 0 | 0 | 0 | 0 | PGE_New_Li_Battery_4hr_Generic | 0 | 0 | 0 | 0 | #N/A | 0 | 0 | 0 | PGE_New_Li_Battery_4hr_Generic | PGE_New_Li_Battery_4hr | PGE_GBA_Li_Battery_4hr_54 | 0 | 0 | 0 | 0 | 0 | 0 | 0 | #N/A | 0 | PGE_New_Li_Battery_4hr_Generic | 0 | 0 | #N/A | 0 | 0 | 0 | 0 | PGE_New_Li_Battery_4hr_Generic | PGE_New_Li_Battery_4hr | PGE_GBA_Li_Battery_4hr_54 | 0 | 0 | 0 | 0 | 0 | 0 | #N/A | #N/A | #N/A | 0 | 0 | 0 | 0 | 0 | 0 | PGE_New_Li_Battery_4hr_Generic | 0 | #N/A | 0 | 0 | PGE_New_Li_Battery_4hr_Generic | 0 | 0 | 0 | 0 | #N/A | #N/A | #N/A | #N/A | #N/A | #N/A | 0 | 0 | 0 | PGE_New_Li_Battery_4hr_Generic | PGE_New_Li_Battery_4hr | PGE_GBA_Li_Battery_4hr_54 | [6 empty] | #N/A |  | PGE_New_Li_Battery_4hr_Generic |  |  | #N/A |  |  |  |  | PGE_New_Li_Battery_4hr_Generic |  |  |  |  | #N/A |  |  |  | PGE_New_Li_Battery_4hr_Generic | PGE_New_Li_Battery_4hr | PGE_GBA_Li_Battery_4hr_54 | [6 empty] | #N/A |  | PGE_New_Li_Battery_4hr_Generic |  |  | #N/A |  |  |  |  | PGE_New_Li_Battery_4hr_Generic |  |  |  |  | #N/A |  |  |  | PGE_New_Li_Battery_4hr_Generic | PGE_New_Li_Battery_4hr | PGE_GBA_Li_Battery_4hr_54 | 0 | 0 | 0 | 0 | 0 | 0 | 0.033902 | 0 | 0.033902 | 0 | 0 | 0.033902 | 0 | 0 | 0 | 0 | 0.033902 | 0 | 0 | 0 | 0 | 0.033902 | 0 | 0 | 0 | 0.033902 | PG&E GBA
PGE_New_Li_Battery_4hr_Generic | PGE_New_Li_Battery_4hr | PGE_GBA_Li_Battery_4hr_56 | 0 | 0 | 0 | 0 | 0 | 0 | #N/A | 0 | PGE_New_Li_Battery_4hr_Generic | 0 | 0 | #N/A | 0 | 0 | 0 | 0 | PGE_New_Li_Battery_4hr_Generic | 0 | 0 | 0 | 0 | #N/A | 0 | 0 | 0 | PGE_New_Li_Battery_4hr_Generic | PGE_New_Li_Battery_4hr | PGE_GBA_Li_Battery_4hr_56 | 0 | 0 | 0 | 0 | 0 | 0 | 0 | #N/A | 0 | PGE_New_Li_Battery_4hr_Generic | 0 | 0 | #N/A | 0 | 0 | 0 | 0 | PGE_New_Li_Battery_4hr_Generic | PGE_New_Li_Battery_4hr | PGE_GBA_Li_Battery_4hr_56 | 0 | 0 | 0 | 0 | 0 | 0 | #N/A | #N/A | #N/A | 0 | 0 | 0 | 0 | 0 | 0 | PGE_New_Li_Battery_4hr_Generic | 0 | #N/A | 0 | 0 | PGE_New_Li_Battery_4hr_Generic | 0 | 0 | 0 | 0 | #N/A | #N/A | #N/A | #N/A | #N/A | #N/A | 0 | 0 | 0 | PGE_New_Li_Battery_4hr_Generic | PGE_New_Li_Battery_4hr | PGE_GBA_Li_Battery_4hr_56 | [6 empty] | #N/A |  | PGE_New_Li_Battery_4hr_Generic |  |  | #N/A |  |  |  |  | PGE_New_Li_Battery_4hr_Generic |  |  |  |  | #N/A |  |  |  | PGE_New_Li_Battery_4hr_Generic | PGE_New_Li_Battery_4hr | PGE_GBA_Li_Battery_4hr_56 | [6 empty] | #N/A |  | PGE_New_Li_Battery_4hr_Generic |  |  | #N/A |  |  |  |  | PGE_New_Li_Battery_4hr_Generic |  |  |  |  | #N/A |  |  |  | PGE_New_Li_Battery_4hr_Generic | PGE_New_Li_Battery_4hr | PGE_GBA_Li_Battery_4hr_56 | 0 | 0 | 0 | 0 | 0 | 0 | 0 | 0 | 0 | 0 | 0 | 0 | 0 | 0 | 0 | 0 | 0 | 0 | 0 | 0 | 0 | 0 | 0 | 0 | 0 | 0 | PG&E GBA
PGE_New_Li_Battery_4hr_Generic | PGE_New_Li_Battery_4hr | PGE_GBA_Li_Battery_4hr_59 | 0 | 0 | 0 | 0 | 0 | 0 | #N/A | 0 | PGE_New_Li_Battery_4hr_Generic | 0 | 0 | #N/A | 0 | 0 | 0 | 0 | PGE_New_Li_Battery_4hr_Generic | 0 | 0 | 0 | 0 | #N/A | 0 | 0 | 0 | PGE_New_Li_Battery_4hr_Generic | PGE_New_Li_Battery_4hr | PGE_GBA_Li_Battery_4hr_59 | 0 | 0 | 0 | 0 | 0 | 0 | 0 | #N/A | 0 | PGE_New_Li_Battery_4hr_Generic | 0 | 0 | #N/A | 0 | 0 | 0 | 0 | PGE_New_Li_Battery_4hr_Generic | PGE_New_Li_Battery_4hr | PGE_GBA_Li_Battery_4hr_59 | 0 | 0 | 0 | 0 | 0 | 0 | #N/A | #N/A | #N/A | 0 | 0 | 0 | 0 | 0 | 0 | PGE_New_Li_Battery_4hr_Generic | 0 | #N/A | 0 | 0 | PGE_New_Li_Battery_4hr_Generic | 0 | 0 | 0 | 0 | #N/A | #N/A | #N/A | #N/A | #N/A | #N/A | 0 | 0 | 0 | PGE_New_Li_Battery_4hr_Generic | PGE_New_Li_Battery_4hr | PGE_GBA_Li_Battery_4hr_59 | [6 empty] | #N/A |  | PGE_New_Li_Battery_4hr_Generic |  |  | #N/A |  |  |  |  | PGE_New_Li_Battery_4hr_Generic |  |  |  |  | #N/A |  |  |  | PGE_New_Li_Battery_4hr_Generic | PGE_New_Li_Battery_4hr | PGE_GBA_Li_Battery_4hr_59 | [6 empty] | #N/A |  | PGE_New_Li_Battery_4hr_Generic |  |  | #N/A |  |  |  |  | PGE_New_Li_Battery_4hr_Generic |  |  |  |  | #N/A |  |  |  | PGE_New_Li_Battery_4hr_Generic | PGE_New_Li_Battery_4hr | PGE_GBA_Li_Battery_4hr_59 | 0 | 0 | 0 | 0 | 0 | 0 | 0 | 0 | 0 | 0 | 0 | 0 | 0 | 0 | 0 | 0 | 0 | 0 | 0 | 0 | 0 | 0 | 0 | 0 | 0 | 0 | PG&E GBA
PGE_New_Li_Battery_4hr_Generic | PGE_New_Li_Battery_4hr | PGE_GBA_Li_Battery_4hr_6 | 0 | 0 | 0 | 0 | 0 | 0 | #N/A | 0 | PGE_New_Li_Battery_4hr_Generic | 0 | 0 | #N/A | 0 | 0 | 0 | 0 | PGE_New_Li_Battery_4hr_Generic | 0 | 0 | 0 | 0 | #N/A | 0 | 0 | 0 | PGE_New_Li_Battery_4hr_Generic | PGE_New_Li_Battery_4hr | PGE_GBA_Li_Battery_4hr_6 | 0 | 0 | 0 | 0 | 0 | 0 | 0 | #N/A | 0 | PGE_New_Li_Battery_4hr_Generic | 0 | 0 | #N/A | 0 | 0 | 0 | 0 | PGE_New_Li_Battery_4hr_Generic | PGE_New_Li_Battery_4hr | PGE_GBA_Li_Battery_4hr_6 | 0 | 0 | 0 | 0 | 0 | 0 | #N/A | #N/A | #N/A | 0 | 0 | 0 | 0 | 0 | 0 | PGE_New_Li_Battery_4hr_Generic | 0 | #N/A | 0 | 0 | PGE_New_Li_Battery_4hr_Generic | 0 | 0 | 0 | 0 | #N/A | #N/A | #N/A | #N/A | #N/A | #N/A | 0 | 0 | 0 | PGE_New_Li_Battery_4hr_Generic | PGE_New_Li_Battery_4hr | PGE_GBA_Li_Battery_4hr_6 | [6 empty] | #N/A |  | PGE_New_Li_Battery_4hr_Generic |  |  | #N/A |  |  |  |  | PGE_New_Li_Battery_4hr_Generic |  |  |  |  | #N/A |  |  |  | PGE_New_Li_Battery_4hr_Generic | PGE_New_Li_Battery_4hr | PGE_GBA_Li_Battery_4hr_6 | [6 empty] | #N/A |  | PGE_New_Li_Battery_4hr_Generic |  |  | #N/A |  |  |  |  | PGE_New_Li_Battery_4hr_Generic |  |  |  |  | #N/A |  |  |  | PGE_New_Li_Battery_4hr_Generic | PGE_New_Li_Battery_4hr | PGE_GBA_Li_Battery_4hr_6 | 0 | 0 | 0 | 0 | 0 | 0 | 0 | 0 | 0 | 0 | 0 | 0 | 0 | 0 | 0 | 0 | 0 | 0 | 0 | 0 | 0 | 0 | 0 | 0 | 0 | 0 | PG&E GBA
PGE_New_Li_Battery_4hr_Generic | PGE_New_Li_Battery_4hr | PGE_GBA_Li_Battery_4hr_65 | 0 | 0 | 0 | 0 | 0 | 0 | #N/A | 0 | PGE_New_Li_Battery_4hr_Generic | 0 | 0 | #N/A | 0 | 0 | 0 | 0 | PGE_New_Li_Battery_4hr_Generic | 0 | 0 | 0 | 0 | #N/A | 0 | 0 | 0 | PGE_New_Li_Battery_4hr_Generic | PGE_New_Li_Battery_4hr | PGE_GBA_Li_Battery_4hr_65 | 0 | 0 | 0 | 0 | 0 | 0 | 0 | #N/A | 0 | PGE_New_Li_Battery_4hr_Generic | 0 | 0 | #N/A | 0 | 0 | 0 | 0 | PGE_New_Li_Battery_4hr_Generic | PGE_New_Li_Battery_4hr | PGE_GBA_Li_Battery_4hr_65 | 0 | 0 | 0 | 0 | 0 | 0 | #N/A | #N/A | #N/A | 0 | 0 | 0 | 0 | 0 | 0 | PGE_New_Li_Battery_4hr_Generic | 0 | #N/A | 0 | 0 | PGE_New_Li_Battery_4hr_Generic | 0 | 0 | 0 | 0 | #N/A | #N/A | #N/A | #N/A | #N/A | #N/A | 0 | 0 | 0 | PGE_New_Li_Battery_4hr_Generic | PGE_New_Li_Battery_4hr | PGE_GBA_Li_Battery_4hr_65 | [6 empty] | #N/A |  | PGE_New_Li_Battery_4hr_Generic |  |  | #N/A |  |  |  |  | PGE_New_Li_Battery_4hr_Generic |  |  |  |  | #N/A |  |  |  | PGE_New_Li_Battery_4hr_Generic | PGE_New_Li_Battery_4hr | PGE_GBA_Li_Battery_4hr_65 | [6 empty] | #N/A |  | PGE_New_Li_Battery_4hr_Generic |  |  | #N/A |  |  |  |  | PGE_New_Li_Battery_4hr_Generic |  |  |  |  | #N/A |  |  |  | PGE_New_Li_Battery_4hr_Generic | PGE_New_Li_Battery_4hr | PGE_GBA_Li_Battery_4hr_65 | 0 | 0 | 0 | 0 | 0 | 0 | 0 | 0 | 0 | 0 | 0 | 0 | 0 | 0 | 0 | 0 | 0 | 0 | 0 | 0 | 0 | 0 | 0 | 0 | 0 | 0 | PG&E GBA
PGE_New_Li_Battery_4hr_Generic | PGE_New_Li_Battery_4hr | PGE_GBA_Li_Battery_4hr_66 | 0 | 0 | 0 | 0 | 0 | 0 | #N/A | 0 | PGE_New_Li_Battery_4hr_Generic | 0 | 0 | #N/A | 0 | 0 | 0 | 0 | PGE_New_Li_Battery_4hr_Generic | 0 | 0 | 0 | 0 | #N/A | 0 | 0 | 0 | PGE_New_Li_Battery_4hr_Generic | PGE_New_Li_Battery_4hr | PGE_GBA_Li_Battery_4hr_66 | 0 | 0 | 0 | 0 | 0 | 0 | 0 | #N/A | 0 | PGE_New_Li_Battery_4hr_Generic | 0 | 0 | #N/A | 0 | 0 | 0 | 0 | PGE_New_Li_Battery_4hr_Generic | PGE_New_Li_Battery_4hr | PGE_GBA_Li_Battery_4hr_66 | 0 | 0 | 0 | 0 | 0 | 0 | #N/A | #N/A | #N/A | 0 | 0 | 0 | 0 | 0 | 0 | PGE_New_Li_Battery_4hr_Generic | 0 | #N/A | 0 | 0 | PGE_New_Li_Battery_4hr_Generic | 0 | 0 | 0 | 0 | #N/A | #N/A | #N/A | #N/A | #N/A | #N/A | 0 | 0 | 0 | PGE_New_Li_Battery_4hr_Generic | PGE_New_Li_Battery_4hr | PGE_GBA_Li_Battery_4hr_66 | [6 empty] | #N/A |  | PGE_New_Li_Battery_4hr_Generic |  |  | #N/A |  |  |  |  | PGE_New_Li_Battery_4hr_Generic |  |  |  |  | #N/A |  |  |  | PGE_New_Li_Battery_4hr_Generic | PGE_New_Li_Battery_4hr | PGE_GBA_Li_Battery_4hr_66 | [6 empty] | #N/A |  | PGE_New_Li_Battery_4hr_Generic |  |  | #N/A |  |  |  |  | PGE_New_Li_Battery_4hr_Generic |  |  |  |  | #N/A |  |  |  | PGE_New_Li_Battery_4hr_Generic | PGE_New_Li_Battery_4hr | PGE_GBA_Li_Battery_4hr_66 | 0 | 0 | 0 | 0 | 0 | 0 | 0 | 0 | 0 | 0 | 0 | 0 | 0 | 0 | 0 | 0 | 0 | 0 | 0 | 0 | 0 | 0 | 0 | 0 | 0 | 0 | PG&E GBA
PGE_New_Li_Battery_4hr_Generic | PGE_New_Li_Battery_4hr | PGE_GBA_Li_Battery_4hr_80 | 0 | 0 | 0 | 0 | 0 | 0 | #N/A | 0 | PGE_New_Li_Battery_4hr_Generic | 0 | 0 | #N/A | 0 | 0 | 0 | 0 | PGE_New_Li_Battery_4hr_Generic | 0 | 0 | 0 | 0 | #N/A | 0 | 0 | 0 | PGE_New_Li_Battery_4hr_Generic | PGE_New_Li_Battery_4hr | PGE_GBA_Li_Battery_4hr_80 | 0 | 0 | 0 | 0 | 0 | 0 | 0 | #N/A | 0 | PGE_New_Li_Battery_4hr_Generic | 0 | 0 | #N/A | 0 | 0 | 0 | 0 | PGE_New_Li_Battery_4hr_Generic | PGE_New_Li_Battery_4hr | PGE_GBA_Li_Battery_4hr_80 | 0 | 0 | 0 | 0 | 0 | 0 | #N/A | #N/A | #N/A | 0 | 0 | 0 | 0 | 0 | 0 | PGE_New_Li_Battery_4hr_Generic | 0 | #N/A | 0 | 0 | PGE_New_Li_Battery_4hr_Generic | 0 | 0 | 0 | 0 | #N/A | #N/A | #N/A | #N/A | #N/A | #N/A | 0 | 0 | 0 | PGE_New_Li_Battery_4hr_Generic | PGE_New_Li_Battery_4hr | PGE_GBA_Li_Battery_4hr_80 | [6 empty] | #N/A |  | PGE_New_Li_Battery_4hr_Generic |  |  | #N/A |  |  |  |  | PGE_New_Li_Battery_4hr_Generic |  |  |  |  | #N/A |  |  |  | PGE_New_Li_Battery_4hr_Generic | PGE_New_Li_Battery_4hr | PGE_GBA_Li_Battery_4hr_80 | [6 empty] | #N/A |  | PGE_New_Li_Battery_4hr_Generic |  |  | #N/A |  |  |  |  | PGE_New_Li_Battery_4hr_Generic |  |  |  |  | #N/A |  |  |  | PGE_New_Li_Battery_4hr_Generic | PGE_New_Li_Battery_4hr | PGE_GBA_Li_Battery_4hr_80 | 0 | 0 | 0 | 0 | 0 | 0 | 0 | 0 | 0 | 0 | 0 | 0 | 0 | 0 | 0 | 0 | 0 | 0 | 0 | 0 | 0 | 0 | 0 | 0 | 0 | 0 | PG&E GBA
PGE_New_Li_Battery_4hr_Generic | PGE_New_Li_Battery_4hr | PGE_GBA_Li_Battery_4hr_82 | 0 | 0 | 0 | 0 | 0 | 0 | #N/A | 0 | PGE_New_Li_Battery_4hr_Generic | 0 | 0 | #N/A | 0 | 0 | 0 | 0 | PGE_New_Li_Battery_4hr_Generic | 0 | 0 | 0 | 0 | #N/A | 0 | 0 | 0 | PGE_New_Li_Battery_4hr_Generic | PGE_New_Li_Battery_4hr | PGE_GBA_Li_Battery_4hr_82 | 0 | 0 | 0 | 0 | 0 | 0 | 0 | #N/A | 0 | PGE_New_Li_Battery_4hr_Generic | 0 | 0 | #N/A | 0 | 0 | 0 | 0 | PGE_New_Li_Battery_4hr_Generic | PGE_New_Li_Battery_4hr | PGE_GBA_Li_Battery_4hr_82 | 0 | 0 | 0 | 0 | 0 | 0 | #N/A | #N/A | #N/A | 0 | 0 | 0 | 0 | 0 | 0 | PGE_New_Li_Battery_4hr_Generic | 0 | #N/A | 0 | 0 | PGE_New_Li_Battery_4hr_Generic | 0 | 0 | 0 | 0 | #N/A | #N/A | #N/A | #N/A | #N/A | #N/A | 0 | 0 | 0 | PGE_New_Li_Battery_4hr_Generic | PGE_New_Li_Battery_4hr | PGE_GBA_Li_Battery_4hr_82 | [6 empty] | #N/A |  | PGE_New_Li_Battery_4hr_Generic |  |  | #N/A |  |  |  |  | PGE_New_Li_Battery_4hr_Generic |  |  |  |  | #N/A |  |  |  | PGE_New_Li_Battery_4hr_Generic | PGE_New_Li_Battery_4hr | PGE_GBA_Li_Battery_4hr_82 | [6 empty] | #N/A |  | PGE_New_Li_Battery_4hr_Generic |  |  | #N/A |  |  |  |  | PGE_New_Li_Battery_4hr_Generic |  |  |  |  | #N/A |  |  |  | PGE_New_Li_Battery_4hr_Generic | PGE_New_Li_Battery_4hr | PGE_GBA_Li_Battery_4hr_82 | 0 | 0 | 0 | 0 | 0 | 0 | 0 | 0 | 0 | 0 | 0 | 0 | 0 | 0 | 0 | 0 | 0 | 0 | 0 | 0 | 0 | 0 | 0 | 0 | 0 | 0 | PG&E GBA
PGE_New_Li_Battery_4hr_Generic | PGE_New_Li_Battery_4hr | PGE_GBA_Li_Battery_4hr_84 | 0 | 0 | 0 | 0 | 0 | 0 | #N/A | 0 | PGE_New_Li_Battery_4hr_Generic | 0 | 0 | #N/A | 0 | 0 | 0 | 0 | PGE_New_Li_Battery_4hr_Generic | 0 | 0 | 0 | 0 | #N/A | 0 | 0 | 0 | PGE_New_Li_Battery_4hr_Generic | PGE_New_Li_Battery_4hr | PGE_GBA_Li_Battery_4hr_84 | 0 | 0 | 0 | 0 | 0 | 0 | 0 | #N/A | 0 | PGE_New_Li_Battery_4hr_Generic | 0 | 0 | #N/A | 0 | 0 | 0 | 0 | PGE_New_Li_Battery_4hr_Generic | PGE_New_Li_Battery_4hr | PGE_GBA_Li_Battery_4hr_84 | 0 | 0 | 0 | 0 | 0 | 0 | #N/A | #N/A | #N/A | 0 | 0 | 0 | 0 | 0 | 0 | PGE_New_Li_Battery_4hr_Generic | 0 | #N/A | 0 | 0 | PGE_New_Li_Battery_4hr_Generic | 0 | 0 | 0 | 0 | #N/A | #N/A | #N/A | #N/A | #N/A | #N/A | 0 | 0 | 0 | PGE_New_Li_Battery_4hr_Generic | PGE_New_Li_Battery_4hr | PGE_GBA_Li_Battery_4hr_84 | [6 empty] | #N/A |  | PGE_New_Li_Battery_4hr_Generic |  |  | #N/A |  |  |  |  | PGE_New_Li_Battery_4hr_Generic |  |  |  |  | #N/A |  |  |  | PGE_New_Li_Battery_4hr_Generic | PGE_New_Li_Battery_4hr | PGE_GBA_Li_Battery_4hr_84 | [6 empty] | #N/A |  | PGE_New_Li_Battery_4hr_Generic |  |  | #N/A |  |  |  |  | PGE_New_Li_Battery_4hr_Generic |  |  |  |  | #N/A |  |  |  | PGE_New_Li_Battery_4hr_Generic | PGE_New_Li_Battery_4hr | PGE_GBA_Li_Battery_4hr_84 | 0 | 0 | 0 | 0 | 0 | 0 | 0 | 0 | 0 | 0 | 0 | 0 | 0 | 0 | 0 | 0 | 0 | 0 | 0 | 0 | 0 | 0 | 0 | 0 | 0 | 0 | PG&E GBA
PGE_New_Li_Battery_4hr_Generic | PGE_New_Li_Battery_4hr | PGE_GBA_Li_Battery_4hr_85 | 0 | 0 | 0 | 0 | 0 | 0 | #N/A | 0 | PGE_New_Li_Battery_4hr_Generic | 0 | 0 | #N/A | 0 | 0 | 0 | 0 | PGE_New_Li_Battery_4hr_Generic | 0 | 0 | 0 | 0 | #N/A | 0 | 0 | 0 | PGE_New_Li_Battery_4hr_Generic | PGE_New_Li_Battery_4hr | PGE_GBA_Li_Battery_4hr_85 | 0 | 0 | 0 | 0 | 0 | 0 | 0 | #N/A | 0 | PGE_New_Li_Battery_4hr_Generic | 0 | 0 | #N/A | 0 | 0 | 0 | 0 | PGE_New_Li_Battery_4hr_Generic | PGE_New_Li_Battery_4hr | PGE_GBA_Li_Battery_4hr_85 | 0 | 0 | 0 | 0 | 0 | 0 | #N/A | #N/A | #N/A | 0 | 0 | 0 | 0 | 0 | 0 | PGE_New_Li_Battery_4hr_Generic | 0 | #N/A | 0 | 0 | PGE_New_Li_Battery_4hr_Generic | 0 | 0 | 0 | 0 | #N/A | #N/A | #N/A | #N/A | #N/A | #N/A | 0 | 0 | 0 | PGE_New_Li_Battery_4hr_Generic | PGE_New_Li_Battery_4hr | PGE_GBA_Li_Battery_4hr_85 | [6 empty] | #N/A |  | PGE_New_Li_Battery_4hr_Generic |  |  | #N/A |  |  |  |  | PGE_New_Li_Battery_4hr_Generic |  |  |  |  | #N/A |  |  |  | PGE_New_Li_Battery_4hr_Generic | PGE_New_Li_Battery_4hr | PGE_GBA_Li_Battery_4hr_85 | [6 empty] | #N/A |  | PGE_New_Li_Battery_4hr_Generic |  |  | #N/A |  |  |  |  | PGE_New_Li_Battery_4hr_Generic |  |  |  |  | #N/A |  |  |  | PGE_New_Li_Battery_4hr_Generic | PGE_New_Li_Battery_4hr | PGE_GBA_Li_Battery_4hr_85 | 0 | 0 | 0 | 0 | 0 | 0 | 0 | 0 | 0 | 0 | 0 | 0 | 0 | 0 | 0 | 0 | 0 | 0 | 0 | 0 | 0 | 0 | 0 | 0 | 0 | 0 | PG&E GBA
PGE_New_Li_Battery_4hr_Generic | PGE_New_Li_Battery_4hr | PGE_GBA_Li_Battery_4hr_87 | 0 | 0 | 0 | 0 | 0 | 0 | #N/A | 0 | PGE_New_Li_Battery_4hr_Generic | 0 | 0 | #N/A | 0 | 0 | 0 | 0 | PGE_New_Li_Battery_4hr_Generic | 0 | 0 | 0 | 0 | #N/A | 0 | 0 | 0 | PGE_New_Li_Battery_4hr_Generic | PGE_New_Li_Battery_4hr | PGE_GBA_Li_Battery_4hr_87 | 0 | 0 | 0 | 0 | 0 | 0 | 0 | #N/A | 0 | PGE_New_Li_Battery_4hr_Generic | 0 | 0 | #N/A | 0 | 0 | 0 | 0 | PGE_New_Li_Battery_4hr_Generic | PGE_New_Li_Battery_4hr | PGE_GBA_Li_Battery_4hr_87 | 0 | 0 | 0 | 0 | 0 | 0 | #N/A | #N/A | #N/A | 0 | 0 | 0 | 0 | 0 | 0 | PGE_New_Li_Battery_4hr_Generic | 0 | #N/A | 0 | 0 | PGE_New_Li_Battery_4hr_Generic | 0 | 0 | 0 | 0 | #N/A | #N/A | #N/A | #N/A | #N/A | #N/A | 0 | 0 | 0 | PGE_New_Li_Battery_4hr_Generic | PGE_New_Li_Battery_4hr | PGE_GBA_Li_Battery_4hr_87 | [6 empty] | #N/A |  | PGE_New_Li_Battery_4hr_Generic |  |  | #N/A |  |  |  |  | PGE_New_Li_Battery_4hr_Generic |  |  |  |  | #N/A |  |  |  | PGE_New_Li_Battery_4hr_Generic | PGE_New_Li_Battery_4hr | PGE_GBA_Li_Battery_4hr_87 | [6 empty] | #N/A |  | PGE_New_Li_Battery_4hr_Generic |  |  | #N/A |  |  |  |  | PGE_New_Li_Battery_4hr_Generic |  |  |  |  | #N/A |  |  |  | PGE_New_Li_Battery_4hr_Generic | PGE_New_Li_Battery_4hr | PGE_GBA_Li_Battery_4hr_87 | 0 | 0 | 0 | 0 | 0 | 0 | 0 | 0 | 0 | 0 | 0 | 0 | 0 | 0 | 0 | 0 | 0 | 0 | 0 | 0 | 0 | 0 | 0 | 0 | 0 | 0 | PG&E GBA
PGE_New_Li_Battery_8hr_Generic | PGE_New_Li_Battery_8hr | PGE_GBA_Li_Battery_8hr_11 | 0 | 0 | 0 | 0 | 0 | 0 | #N/A | 0 | PGE_New_Li_Battery_8hr_Generic | 0 | 0 | #N/A | 0 | 0 | 0 | 0 | PGE_New_Li_Battery_8hr_Generic | 0 | 0 | 0 | 0 | #N/A | 0 | 0 | 0 | PGE_New_Li_Battery_8hr_Generic | PGE_New_Li_Battery_8hr | PGE_GBA_Li_Battery_8hr_11 | 0 | 0 | 0 | 0 | 0 | 0 | 0 | #N/A | 0 | PGE_New_Li_Battery_8hr_Generic | 0 | 0 | #N/A | 0 | 0 | 0 | 0 | PGE_New_Li_Battery_8hr_Generic | PGE_New_Li_Battery_8hr | PGE_GBA_Li_Battery_8hr_11 | 0 | 0 | 0 | 0 | 0 | 0 | #N/A | #N/A | #N/A | 0 | 0 | 0 | 0 | 0 | 0 | PGE_New_Li_Battery_8hr_Generic | 0 | #N/A | 0 | 0 | PGE_New_Li_Battery_8hr_Generic | 0 | 0 | 0 | 0 | #N/A | #N/A | #N/A | #N/A | #N/A | #N/A | 0 | 0 | 0 | PGE_New_Li_Battery_8hr_Generic | PGE_New_Li_Battery_8hr | PGE_GBA_Li_Battery_8hr_11 | [6 empty] | #N/A |  | PGE_New_Li_Battery_8hr_Generic |  |  | #N/A |  |  |  |  | PGE_New_Li_Battery_8hr_Generic |  |  |  |  | #N/A |  |  |  | PGE_New_Li_Battery_8hr_Generic | PGE_New_Li_Battery_8hr | PGE_GBA_Li_Battery_8hr_11 | [6 empty] | #N/A |  | PGE_New_Li_Battery_8hr_Generic |  |  | #N/A |  |  |  |  | PGE_New_Li_Battery_8hr_Generic |  |  |  |  | #N/A |  |  |  | PGE_New_Li_Battery_8hr_Generic | PGE_New_Li_Battery_8hr | PGE_GBA_Li_Battery_8hr_11 | 0 | 0 | 0 | 0 | 0 | 0 | 0 | 0 | 0 | 0 | 0 | 0 | 0 | 0 | 0 | 0 | 0 | 0 | 0 | 0 | 0 | 0 | 0 | 0 | 0 | 0 | PG&E GBA
PGE_New_Li_Battery_8hr_Generic | PGE_New_Li_Battery_8hr | PGE_GBA_Li_Battery_8hr_116 | 0 | 0 | 0 | 0 | 0 | 0 | #N/A | 0 | PGE_New_Li_Battery_8hr_Generic | 0 | 0 | #N/A | 0 | 0 | 0 | 0 | PGE_New_Li_Battery_8hr_Generic | 0 | 0 | 0 | 0 | #N/A | 0 | 0 | 0 | PGE_New_Li_Battery_8hr_Generic | PGE_New_Li_Battery_8hr | PGE_GBA_Li_Battery_8hr_116 | 0 | 0 | 0 | 0 | 0 | 0 | 0 | #N/A | 0 | PGE_New_Li_Battery_8hr_Generic | 0 | 0 | #N/A | 0 | 0 | 0 | 0 | PGE_New_Li_Battery_8hr_Generic | PGE_New_Li_Battery_8hr | PGE_GBA_Li_Battery_8hr_116 | 0 | 0 | 0 | 0 | 0 | 0 | #N/A | #N/A | #N/A | 0 | 0 | 0 | 0 | 0 | 0 | PGE_New_Li_Battery_8hr_Generic | 0 | #N/A | 0 | 0 | PGE_New_Li_Battery_8hr_Generic | 0 | 0 | 0 | 0 | #N/A | #N/A | #N/A | #N/A | #N/A | #N/A | 0 | 0 | 0 | PGE_New_Li_Battery_8hr_Generic | PGE_New_Li_Battery_8hr | PGE_GBA_Li_Battery_8hr_116 | [6 empty] | #N/A |  | PGE_New_Li_Battery_8hr_Generic |  |  | #N/A |  |  |  |  | PGE_New_Li_Battery_8hr_Generic |  |  |  |  | #N/A |  |  |  | PGE_New_Li_Battery_8hr_Generic | PGE_New_Li_Battery_8hr | PGE_GBA_Li_Battery_8hr_116 | [6 empty] | #N/A |  | PGE_New_Li_Battery_8hr_Generic |  |  | #N/A |  |  |  |  | PGE_New_Li_Battery_8hr_Generic |  |  |  |  | #N/A |  |  |  | PGE_New_Li_Battery_8hr_Generic | PGE_New_Li_Battery_8hr | PGE_GBA_Li_Battery_8hr_116 | 0 | 0 | 0 | 0 | 0 | 0 | 0 | 0 | 0 | 0 | 0 | 0 | 0 | 0 | 0 | 0 | 0 | 0 | 0 | 0 | 0 | 0 | 0 | 0 | 0 | 0 | PG&E GBA
PGE_New_Li_Battery_8hr_Generic | PGE_New_Li_Battery_8hr | PGE_GBA_Li_Battery_8hr_12 | 0 | 0 | 0 | 0 | 0 | 0 | #N/A | 0 | PGE_New_Li_Battery_8hr_Generic | 0 | 0 | #N/A | 0 | 0 | 0 | 0 | PGE_New_Li_Battery_8hr_Generic | 0 | 0 | 0 | 0 | #N/A | 0 | 0 | 0 | PGE_New_Li_Battery_8hr_Generic | PGE_New_Li_Battery_8hr | PGE_GBA_Li_Battery_8hr_12 | 0 | 0 | 0 | 0 | 0 | 0 | 0 | #N/A | 0 | PGE_New_Li_Battery_8hr_Generic | 0 | 0 | #N/A | 0 | 0 | 0 | 0 | PGE_New_Li_Battery_8hr_Generic | PGE_New_Li_Battery_8hr | PGE_GBA_Li_Battery_8hr_12 | 0 | 0 | 0 | 0 | 0 | 0 | #N/A | #N/A | #N/A | 0 | 0 | 0 | 0 | 0 | 0 | PGE_New_Li_Battery_8hr_Generic | 0 | #N/A | 0 | 0 | PGE_New_Li_Battery_8hr_Generic | 0 | 0 | 0 | 0 | #N/A | #N/A | #N/A | #N/A | #N/A | #N/A | 0 | 0 | 0 | PGE_New_Li_Battery_8hr_Generic | PGE_New_Li_Battery_8hr | PGE_GBA_Li_Battery_8hr_12 | [6 empty] | #N/A |  | PGE_New_Li_Battery_8hr_Generic |  |  | #N/A |  |  |  |  | PGE_New_Li_Battery_8hr_Generic |  |  |  |  | #N/A |  |  |  | PGE_New_Li_Battery_8hr_Generic | PGE_New_Li_Battery_8hr | PGE_GBA_Li_Battery_8hr_12 | [6 empty] | #N/A |  | PGE_New_Li_Battery_8hr_Generic |  |  | #N/A |  |  |  |  | PGE_New_Li_Battery_8hr_Generic |  |  |  |  | #N/A |  |  |  | PGE_New_Li_Battery_8hr_Generic | PGE_New_Li_Battery_8hr | PGE_GBA_Li_Battery_8hr_12 | 0 | 0 | 0 | 0 | 0 | 0 | 0 | 0 | 0 | 0 | 0 | 0 | 0 | 0 | 0 | 0 | 0 | 0 | 0 | 0 | 0 | 0 | 0 | 0 | 0 | 0 | PG&E GBA
PGE_New_Li_Battery_8hr_Generic | PGE_New_Li_Battery_8hr | PGE_GBA_Li_Battery_8hr_127 | 0 | 0 | 0 | 0 | 0 | 0 | #N/A | 0 | PGE_New_Li_Battery_8hr_Generic | 0 | 0 | #N/A | 0 | 0 | 0 | 0 | PGE_New_Li_Battery_8hr_Generic | 0 | 0 | 0 | 0 | #N/A | 0 | 0 | 0 | PGE_New_Li_Battery_8hr_Generic | PGE_New_Li_Battery_8hr | PGE_GBA_Li_Battery_8hr_127 | 0 | 0 | 0 | 0 | 0 | 0 | 0 | #N/A | 0 | PGE_New_Li_Battery_8hr_Generic | 0 | 0 | #N/A | 0 | 0 | 0 | 0 | PGE_New_Li_Battery_8hr_Generic | PGE_New_Li_Battery_8hr | PGE_GBA_Li_Battery_8hr_127 | 0 | 0 | 0 | 0 | 0 | 0 | #N/A | #N/A | #N/A | 0 | 0 | 0 | 0 | 0 | 0 | PGE_New_Li_Battery_8hr_Generic | 0 | #N/A | 0 | 0 | PGE_New_Li_Battery_8hr_Generic | 0 | 0 | 0 | 0 | #N/A | #N/A | #N/A | #N/A | #N/A | #N/A | 0 | 0 | 0 | PGE_New_Li_Battery_8hr_Generic | PGE_New_Li_Battery_8hr | PGE_GBA_Li_Battery_8hr_127 | [6 empty] | #N/A |  | PGE_New_Li_Battery_8hr_Generic |  |  | #N/A |  |  |  |  | PGE_New_Li_Battery_8hr_Generic |  |  |  |  | #N/A |  |  |  | PGE_New_Li_Battery_8hr_Generic | PGE_New_Li_Battery_8hr | PGE_GBA_Li_Battery_8hr_127 | [6 empty] | #N/A |  | PGE_New_Li_Battery_8hr_Generic |  |  | #N/A |  |  |  |  | PGE_New_Li_Battery_8hr_Generic |  |  |  |  | #N/A |  |  |  | PGE_New_Li_Battery_8hr_Generic | PGE_New_Li_Battery_8hr | PGE_GBA_Li_Battery_8hr_127 | 0 | 0 | 0 | 0 | 0 | 0 | 0 | 0 | 0 | 0 | 0 | 0 | 0 | 0 | 0 | 0 | 0 | 0 | 0 | 0 | 0 | 0 | 0 | 0 | 0 | 0 | PG&E GBA