342 | Otay Mesa | 0 | 0 | 0 |  | 0% | 0% | 1 |  |  |  |  | 0% | [5 empty] | 0% | 0% | 0% | 1 | 21% | 0% | 0% | 1 | 76% | 0% | 0% | 3 | 94% | 0% | 0% | 4 | 94% | 0% | 0% | 4 | 1% | 0% | 0% | 1 | 19% | 0% | 0% | 1 |  | 0% | 0% | 1 |  |  |  |  | 0% | [5 empty] | 0% | 0% | 0% | 1 | 12% | 0% | 0% | 1 | 60% | 0% | 0% | 2 | 91% | 0% | 0% | 4 | 91% | 0% | 0% | 4 | 8% | 0% | 0% | 1 | 10% | 0% | 0% | 1 |  | 0% | 0% | 1 | 0% | 0% | 0% | 0% | 1 | 7% | 0% | 0% | 1 | 32% | 0% | 0% | 1 | 68% | 0% | 0% | 2 | 69% | 0% | 0% | 2 | 4% | 0% | 0% | 1 | 8% | 0% | 0% | 1 |  | 0% | 0% | 1 |  |  |  |  | 0% | [5 empty] | 0% | 3% | 3% | 2 | 6% | 0% | 0% | 1 | 34% | 0% | 0% | 1 | 61% | 0% | 0% | 2 | 65% | 0% | 0% | 2 | 6% | 0% | 0% | 1 | 6% | 0% | 0% | 1
343 | Leavitt | 0 | 0 | 0 |  | 0% | 0% | 1 |  |  |  |  | 0% | [5 empty] | 97% | 2% | 99% | 5 | 46% | 0% | 0% | 1 | 19% | 0% | 0% | 1 | 15% | 0% | 0% | 1 | 52% | 0% | 0% | 2 | 82% | 0% | 0% | 3 | 7% | 0% | 0% | 1 |  | 0% | 0% | 1 |  |  |  |  | 0% | [5 empty] | 83% | 2% | 85% | 5 | 51% | 0% | 0% | 2 | 21% | 0% | 0% | 1 | 21% | 0% | 0% | 1 | 61% | 0% | 0% | 2 | 65% | 0% | 0% | 2 | 12% | 0% | 0% | 1 |  | 0% | 0% | 1 | 0% | 77% | 4% | 81% | 5 | 52% | 0% | 0% | 2 | 15% | 0% | 0% | 1 | 18% | 0% | 0% | 1 | 60% | 0% | 0% | 2 | 67% | 0% | 0% | 2 | 12% | 0% | 0% | 1 |  | 0% | 0% | 1 |  |  |  |  | 0% | [5 empty] | 59% | 28% | 87% | 5 | 46% | 0% | 0% | 1 | 10% | 0% | 0% | 1 | 16% | 0% | 0% | 1 | 54% | 0% | 0% | 2 | 78% | 0% | 0% | 3 | 9% | 0% | 0% | 1
344 | Primm | 0 | 0 | 0 |  | 0% | 0% | 1 |  |  |  |  | 0% | [5 empty] | 0% | 0% | 0% | 1 | 88% | 0% | 0% | 3 | 79% | 0% | 0% | 3 | 12% | 0% | 0% | 1 | 99% | 0% | 0% | 5 | 17% | 0% | 0% | 1 | 0% | 0% | 0% | 1 |  | 0% | 0% | 1 |  |  |  |  | 0% | [5 empty] | 0% | 0% | 0% | 1 | 87% | 0% | 0% | 3 | 78% | 0% | 0% | 3 | 12% | 0% | 0% | 1 | 98% | 0% | 0% | 5 | 17% | 0% | 0% | 1 | 0% | 0% | 0% | 1 |  | 0% | 0% | 1 | 0% | 0% | 0% | 0% | 1 | 70% | 0% | 0% | 3 | 66% | 0% | 0% | 2 | 12% | 0% | 0% | 1 | 82% | 0% | 0% | 3 | 22% | 0% | 0% | 1 | 1% | 0% | 0% | 1 |  | 0% | 0% | 1 |  |  |  |  | 0% | [5 empty] | 0% | 0% | 0% | 1 | 35% | 0% | 0% | 1 | 46% | 0% | 0% | 1 | 15% | 0% | 0% | 1 | 54% | 0% | 0% | 2 | 47% | 0% | 0% | 1 | 1% | 0% | 0% | 1
345 | Granite | 0 | 0 | 0 |  | 0% | 0% | 1 |  |  |  |  | 0% | [5 empty] | 0% | 0% | 0% | 1 | 0% | 0% | 0% | 1 | 0% | 0% | 0% | 1 | 0% | 0% | 0% | 1 | 0% | 0% | 0% | 1 | 0% | 0% | 0% | 1 | 0% | 0% | 0% | 1 |  | 0% | 0% | 1 |  |  |  |  | 0% | [5 empty] | 0% | 0% | 0% | 1 | 0% | 0% | 0% | 1 | 0% | 0% | 0% | 1 | 0% | 0% | 0% | 1 | 0% | 0% | 0% | 1 | 0% | 0% | 0% | 1 | 0% | 0% | 0% | 1 |  | 0% | 0% | 1 | 11% | 0% | 0% | 0% | 1 | 100% | 0% | 0% | 5 | 0% | 0% | 0% | 1 | 100% | 0% | 0% | 5 | 100% | 0% | 0% | 5 | 0% | 0% | 0% | 1 | 19% | 0% | 0% | 1 |  | 0% | 0% | 1 |  |  |  |  | 51% | [5 empty] | 25% | 0% | 25% | 2 | 17% | 0% | 0% | 1 | 8% | 0% | 0% | 1 | 13% | 0% | 0% | 1 | 29% | 0% | 0% | 1 | 1% | 0% | 0% | 1 | 15% | 0% | 0% | 1
346 | Lake View | 0 | 0 | 0 |  | 0% | 0% | 1 |  |  |  |  | 0% | [5 empty] | 46% | 40% | 86% | 5 | 92% | 0% | 0% | 4 | 54% | 0% | 0% | 2 | 73% | 0% | 0% | 3 | 100% | 0% | 0% | 5 | 36% | 0% | 0% | 1 | 0% | 0% | 0% | 1 |  | 0% | 0% | 1 |  |  |  |  | 0% | [5 empty] | 43% | 45% | 88% | 5 | 91% | 0% | 0% | 4 | 48% | 0% | 0% | 1 | 66% | 0% | 0% | 2 | 100% | 0% | 0% | 5 | 38% | 0% | 0% | 1 | 0% | 0% | 0% | 1 |  | 0% | 0% | 1 | 0% | 28% | 62% | 90% | 5 | 86% | 0% | 0% | 3 | 38% | 0% | 0% | 1 | 73% | 0% | 0% | 3 | 95% | 0% | 0% | 5 | 49% | 0% | 0% | 1 | 1% | 0% | 0% | 1 |  | 0% | 0% | 1 |  |  |  |  | 0% | [5 empty] | 27% | 61% | 88% | 5 | 59% | 0% | 0% | 2 | 28% | 0% | 0% | 1 | 53% | 0% | 0% | 2 | 76% | 0% | 0% | 3 | 72% | 0% | 0% | 3 | 1% | 0% | 0% | 1
347 | Birds Landing | 0 | 0 | 15 |  | 0% | 0% | 1 |  |  |  |  | 5% | [5 empty] | 50% | 0% | 50% | 3 | 19% | 0% | 0% | 1 | 49% | 0% | 0% | 1 | 41% | 0% | 0% | 1 | 60% | 0% | 0% | 2 | 6% | 0% | 0% | 1 | 45% | 0% | 0% | 1 |  | 0% | 0% | 1 |  |  |  |  | 22% | [5 empty] | 37% | 0% | 37% | 2 | 17% | 0% | 0% | 1 | 45% | 0% | 0% | 1 | 40% | 0% | 0% | 1 | 57% | 0% | 0% | 2 | 6% | 0% | 0% | 1 | 32% | 0% | 0% | 1 |  | 0% | 0% | 1 | 26% | 39% | 0% | 39% | 2 | 20% | 0% | 0% | 1 | 36% | 0% | 0% | 1 | 33% | 0% | 0% | 1 | 51% | 0% | 0% | 2 | 8% | 0% | 0% | 1 | 26% | 0% | 0% | 1 |  | 0% | 0% | 1 |  |  |  |  | 23% | [5 empty] | 46% | 0% | 46% | 2 | 29% | 0% | 0% | 1 | 36% | 0% | 0% | 1 | 37% | 0% | 0% | 1 | 58% | 0% | 0% | 2 | 13% | 0% | 0% | 1 | 22% | 0% | 0% | 1
348 | Highwind | 0 | 0 | 0 |  | 0% | 0% | 1 |  |  |  |  | 0% | [5 empty] | 28% | 34% | 62% | 5 | 58% | 0% | 0% | 2 | 9% | 0% | 0% | 1 | 35% | 0% | 0% | 1 | 77% | 0% | 0% | 3 | 52% | 0% | 0% | 2 | 1% | 0% | 0% | 1 |  | 0% | 0% | 1 |  |  |  |  | 0% | [5 empty] | 27% | 20% | 47% | 4 | 47% | 0% | 0% | 1 | 22% | 0% | 0% | 1 | 32% | 0% | 0% | 1 | 70% | 0% | 0% | 3 | 51% | 0% | 0% | 2 | 1% | 0% | 0% | 1 |  | 0% | 0% | 1 | 0% | 19% | 13% | 32% | 3 | 50% | 0% | 0% | 2 | 20% | 0% | 0% | 1 | 26% | 0% | 0% | 1 | 66% | 0% | 0% | 2 | 49% | 0% | 0% | 1 | 1% | 0% | 0% | 1 |  | 0% | 0% | 1 |  |  |  |  | 1% | [5 empty] | 18% | 10% | 28% | 3 | 34% | 0% | 0% | 1 | 36% | 0% | 0% | 1 | 29% | 0% | 0% | 1 | 67% | 0% | 0% | 2 | 40% | 0% | 0% | 1 | 1% | 0% | 0% | 1
349 | Santiago | 0 | 0 | 0 |  | 0% | 0% | 1 |  |  |  |  | 0% | [5 empty] | 0% | 0% | 0% | 1 | 4% | 0% | 0% | 1 | 15% | 0% | 0% | 1 | 80% | 0% | 0% | 3 | 85% | 0% | 0% | 3 | 0% | 0% | 0% | 1 | 3% | 0% | 0% | 1 |  | 0% | 0% | 1 |  |  |  |  | 0% | [5 empty] | 0% | 0% | 0% | 1 | 3% | 0% | 0% | 1 | 22% | 0% | 0% | 1 | 79% | 0% | 0% | 3 | 82% | 0% | 0% | 3 | 0% | 0% | 0% | 1 | 8% | 0% | 0% | 1 |  | 0% | 0% | 1 | 0% | 0% | 0% | 0% | 1 | 2% | 0% | 0% | 1 | 39% | 0% | 0% | 1 | 81% | 0% | 0% | 3 | 83% | 0% | 0% | 3 | 0% | 0% | 0% | 1 | 7% | 0% | 0% | 1 |  | 0% | 0% | 1 |  |  |  |  | 0% | [5 empty] | 0% | 0% | 0% | 1 | 1% | 0% | 0% | 1 | 17% | 0% | 0% | 1 | 61% | 0% | 0% | 2 | 62% | 0% | 0% | 2 | 0% | 0% | 0% | 1 | 3% | 0% | 0% | 1
350 | Red Bluff | 0 | 0 | 0 |  | 0% | 0% | 1 |  |  |  |  | 0% | [5 empty] | 0% | 0% | 0% | 1 | 38% | 0% | 0% | 1 | 0% | 0% | 0% | 1 | 0% | 0% | 0% | 1 | 38% | 0% | 0% | 1 | 48% | 0% | 0% | 1 | 1% | 0% | 0% | 1 |  | 0% | 0% | 1 |  |  |  |  | 0% | [5 empty] | 0% | 0% | 0% | 1 | 46% | 0% | 0% | 1 | 11% | 0% | 0% | 1 | 11% | 0% | 0% | 1 | 47% | 0% | 0% | 1 | 51% | 0% | 0% | 2 | 1% | 0% | 0% | 1 |  | 0% | 0% | 1 | 0% | 0% | 0% | 0% | 1 | 39% | 0% | 0% | 1 | 25% | 0% | 0% | 1 | 15% | 0% | 0% | 1 | 52% | 0% | 0% | 2 | 54% | 0% | 0% | 2 | 1% | 0% | 0% | 1 |  | 0% | 0% | 1 |  |  |  |  | 0% | [5 empty] | 0% | 0% | 0% | 1 | 50% | 0% | 0% | 2 | 32% | 0% | 0% | 1 | 26% | 0% | 0% | 1 | 61% | 0% | 0% | 2 | 68% | 0% | 0% | 2 | 1% | 0% | 0% | 1
351 | Beatty | 0 | 0 | 0 |  | 0% | 0% | 1 |  |  |  |  | 0% | [5 empty] | 0% | 0% | 0% | 1 | 0% | 0% | 0% | 1 | 0% | 0% | 0% | 1 | 0% | 0% | 0% | 1 | 0% | 0% | 0% | 1 | 0% | 0% | 0% | 1 | 0% | 0% | 0% | 1 |  | 0% | 0% | 1 |  |  |  |  | 0% | [5 empty] | 0% | 0% | 0% | 1 | 0% | 0% | 0% | 1 | 0% | 0% | 0% | 1 | 0% | 0% | 0% | 1 | 0% | 0% | 0% | 1 | 0% | 0% | 0% | 1 | 0% | 0% | 0% | 1 |  | 0% | 0% | 1 | 0% | 0% | 0% | 0% | 1 | 0% | 0% | 0% | 1 | 0% | 0% | 0% | 1 | 0% | 0% | 0% | 1 | 0% | 0% | 0% | 1 | 0% | 0% | 0% | 1 | 0% | 0% | 0% | 1 |  | 0% | 0% | 1 |  |  |  |  | 0% | [5 empty] | 0% | 0% | 0% | 1 | 0% | 0% | 0% | 1 | 0% | 0% | 0% | 1 | 0% | 0% | 0% | 1 | 0% | 0% | 0% | 1 | 0% | 0% | 0% | 1 | 0% | 0% | 0% | 1
352 | Mirage | 0 | 0 | 0 |  | 0% | 0% | 1 |  |  |  |  | 0% | [5 empty] | 0% | 0% | 0% | 1 | 10% | 0% | 0% | 1 | 19% | 0% | 0% | 1 | 17% | 0% | 0% | 1 | 29% | 0% | 0% | 1 | 48% | 0% | 0% | 1 | 0% | 0% | 0% | 1 |  | 0% | 0% | 1 |  |  |  |  | 0% | [5 empty] | 0% | 0% | 0% | 1 | 10% | 0% | 0% | 1 | 30% | 0% | 0% | 1 | 22% | 0% | 0% | 1 | 37% | 0% | 0% | 1 | 55% | 0% | 0% | 2 | 0% | 0% | 0% | 1 |  | 0% | 0% | 1 | 0% | 1% | 7% | 8% | 2 | 14% | 0% | 0% | 1 | 29% | 0% | 0% | 1 | 25% | 0% | 0% | 1 | 42% | 0% | 0% | 1 | 60% | 0% | 0% | 2 | 0% | 0% | 0% | 1 |  | 0% | 0% | 1 |  |  |  |  | 0% | [5 empty] | 10% | 17% | 27% | 3 | 17% | 0% | 0% | 1 | 25% | 0% | 0% | 1 | 25% | 0% | 0% | 1 | 41% | 0% | 0% | 1 | 56% | 0% | 0% | 2 | 0% | 0% | 0% | 1
353 | Sutter Power | 0 | 0 | 0 |  | 0% | 0% | 1 |  |  |  |  | 0% | [5 empty] | 0% | 0% | 0% | 1 | 0% | 0% | 0% | 1 | 0% | 0% | 0% | 1 | 0% | 0% | 0% | 1 | 0% | 0% | 0% | 1 | 0% | 0% | 0% | 1 | 0% | 0% | 0% | 1 |  | 0% | 0% | 1 |  |  |  |  | 0% | [5 empty] | 100% | 0% | 100% | 5 | 97% | 0% | 0% | 5 | 65% | 0% | 0% | 2 | 65% | 0% | 0% | 2 | 98% | 0% | 0% | 5 | 82% | 0% | 0% | 3 | 0% | 0% | 0% | 1 |  | 0% | 0% | 1 | 0% | 100% | 0% | 100% | 5 | 97% | 0% | 0% | 5 | 65% | 0% | 0% | 2 | 65% | 0% | 0% | 2 | 98% | 0% | 0% | 5 | 82% | 0% | 0% | 3 | 0% | 0% | 0% | 1 |  | 0% | 0% | 1 |  |  |  |  | 5% | [5 empty] | 50% | 46% | 96% | 5 | 84% | 0% | 0% | 3 | 5% | 0% | 0% | 1 | 5% | 0% | 0% | 1 | 84% | 0% | 0% | 3 | 77% | 0% | 0% | 3 | 1% | 0% | 0% | 1
354 | Manteca | 0 | 0 | 0 |  | 0% | 0% | 1 |  |  |  |  | 0% | [5 empty] | 0% | 0% | 0% | 1 | 0% | 0% | 0% | 1 | 0% | 0% | 0% | 1 | 0% | 0% | 0% | 1 | 0% | 0% | 0% | 1 | 0% | 0% | 0% | 1 | 0% | 0% | 0% | 1 |  | 0% | 0% | 1 |  |  |  |  | 0% | [5 empty] | 0% | 0% | 0% | 1 | 0% | 0% | 0% | 1 | 0% | 0% | 0% | 1 | 0% | 0% | 0% | 1 | 0% | 0% | 0% | 1 | 0% | 0% | 0% | 1 | 0% | 0% | 0% | 1 |  | 0% | 0% | 1 | 8% | 78% | 1% | 79% | 5 | 79% | 0% | 0% | 3 | 95% | 0% | 0% | 5 | 93% | 0% | 0% | 4 | 100% | 0% | 0% | 5 | 38% | 0% | 0% | 1 | 2% | 0% | 0% | 1 |  | 0% | 0% | 1 |  |  |  |  | 5% | [5 empty] | 71% | 12% | 83% | 5 | 83% | 0% | 0% | 3 | 75% | 0% | 0% | 3 | 86% | 0% | 0% | 3 | 97% | 0% | 0% | 5 | 47% | 0% | 0% | 1 | 4% | 0% | 0% | 1
355 | El Patio | 0 | 0 | 0 |  | 0% | 0% | 1 |  |  |  |  | 0% | [5 empty] | 40% | 0% | 40% | 2 | 40% | 0% | 0% | 1 | 0% | 0% | 0% | 1 | 22% | 0% | 0% | 1 | 40% | 0% | 0% | 1 | 40% | 0% | 0% | 1 | 0% | 0% | 0% | 1 |  | 0% | 0% | 1 |  |  |  |  | 0% | [5 empty] | 47% | 0% | 47% | 2 | 52% | 0% | 0% | 2 | 0% | 0% | 0% | 1 | 12% | 0% | 0% | 1 | 56% | 0% | 0% | 2 | 25% | 0% | 0% | 1 | 26% | 0% | 0% | 1 |  | 0% | 0% | 1 | 0% | 90% | 5% | 95% | 5 | 84% | 0% | 0% | 3 | 35% | 0% | 0% | 1 | 36% | 0% | 0% | 1 | 86% | 0% | 0% | 3 | 92% | 0% | 0% | 4 | 4% | 0% | 0% | 1 |  | 0% | 0% | 1 |  |  |  |  | 0% | [5 empty] | 46% | 43% | 89% | 5 | 84% | 0% | 0% | 3 | 40% | 0% | 0% | 1 | 43% | 0% | 0% | 1 | 91% | 0% | 0% | 4 | 85% | 0% | 0% | 3 | 2% | 0% | 0% | 1
356 | Pardee | 0 | 0 | 0 |  | 0% | 0% | 1 |  |  |  |  | 0% | [5 empty] | 43% | 56% | 99% | 5 | 69% | 0% | 0% | 2 | 3% | 0% | 0% | 1 | 4% | 0% | 0% | 1 | 70% | 0% | 0% | 3 | 64% | 0% | 0% | 2 | 2% | 0% | 0% | 1 |  | 0% | 0% | 1 |  |  |  |  | 0% | [5 empty] | 33% | 64% | 97% | 5 | 56% | 0% | 0% | 2 | 2% | 0% | 0% | 1 | 2% | 0% | 0% | 1 | 57% | 0% | 0% | 2 | 68% | 0% | 0% | 2 | 2% | 0% | 0% | 1 |  | 0% | 0% | 1 | 0% | 21% | 54% | 75% | 5 | 32% | 0% | 0% | 1 | 15% | 0% | 0% | 1 | 21% | 0% | 0% | 1 | 53% | 0% | 0% | 2 | 54% | 0% | 0% | 2 | 4% | 0% | 0% | 1 |  | 0% | 0% | 1 |  |  |  |  | 1% | [5 empty] | 25% | 20% | 45% | 4 | 24% | 0% | 0% | 1 | 38% | 0% | 0% | 1 | 27% | 0% | 0% | 1 | 59% | 0% | 0% | 2 | 31% | 0% | 0% | 1 | 2% | 0% | 0% | 1
357 | Los Coches | 0 | 0 | 0 |  | 0% | 0% | 1 |  |  |  |  | 0% | [5 empty] | 0% | 0% | 0% | 1 | 0% | 0% | 0% | 1 | 0% | 0% | 0% | 1 | 0% | 0% | 0% | 1 | 0% | 0% | 0% | 1 | 0% | 0% | 0% | 1 | 0% | 0% | 0% | 1 |  | 0% | 0% | 1 |  |  |  |  | 0% | [5 empty] | 0% | 0% | 0% | 1 | 0% | 0% | 0% | 1 | 0% | 0% | 0% | 1 | 0% | 0% | 0% | 1 | 0% | 0% | 0% | 1 | 0% | 0% | 0% | 1 | 0% | 0% | 0% | 1 |  | 0% | 0% | 1 | 0% | 0% | 0% | 0% | 1 | 4% | 0% | 0% | 1 | 6% | 0% | 0% | 1 | 52% | 0% | 0% | 2 | 52% | 0% | 0% | 2 | 0% | 0% | 0% | 1 | 1% | 0% | 0% | 1 |  | 0% | 0% | 1 |  |  |  |  | 0% | [5 empty] | 8% | 81% | 89% | 5 | 22% | 0% | 0% | 1 | 48% | 0% | 0% | 1 | 67% | 0% | 0% | 2 | 74% | 0% | 0% | 3 | 47% | 0% | 0% | 1 | 9% | 0% | 0% | 1
358 | Serrano | 0 | 0 | 0 |  | 0% | 0% | 1 |  |  |  |  | 0% | [5 empty] | 0% | 0% | 0% | 1 | 0% | 0% | 0% | 1 | 0% | 0% | 0% | 1 | 0% | 0% | 0% | 1 | 0% | 0% | 0% | 1 | 0% | 0% | 0% | 1 | 0% | 0% | 0% | 1 |  | 0% | 0% | 1 |  |  |  |  | 0% | [5 empty] | 0% | 0% | 0% | 1 | 0% | 0% | 0% | 1 | 100% | 0% | 0% | 5 | 100% | 0% | 0% | 5 | 100% | 0% | 0% | 5 | 0% | 0% | 0% | 1 | 64% | 0% | 0% | 2 |  | 0% | 0% | 1 | 0% | 0% | 0% | 0% | 1 | 2% | 0% | 0% | 1 | 44% | 0% | 0% | 1 | 89% | 0% | 0% | 3 | 91% | 0% | 0% | 4 | 0% | 0% | 0% | 1 | 8% | 0% | 0% | 1 |  | 0% | 0% | 1 |  |  |  |  | 0% | [5 empty] | 0% | 0% | 0% | 1 | 1% | 0% | 0% | 1 | 16% | 0% | 0% | 1 | 61% | 0% | 0% | 2 | 62% | 0% | 0% | 2 | 0% | 0% | 0% | 1 | 3% | 0% | 0% | 1
359 | Miller | 0 | 0 | 0 |  | 0% | 0% | 1 |  |  |  |  | 0% | [5 empty] | 100% | 0% | 100% | 5 | 88% | 0% | 0% | 3 | 25% | 0% | 0% | 1 | 28% | 0% | 0% | 1 | 97% | 0% | 0% | 5 | 100% | 0% | 0% | 5 | 0% | 0% | 0% | 1 |  | 0% | 0% | 1 |  |  |  |  | 0% | [5 empty] | 67% | 33% | 100% | 5 | 90% | 0% | 0% | 4 | 21% | 0% | 0% | 1 | 24% | 0% | 0% | 1 | 96% | 0% | 0% | 5 | 94% | 0% | 0% | 4 | 0% | 0% | 0% | 1 |  | 0% | 0% | 1 | 0% | 47% | 53% | 100% | 5 | 97% | 0% | 0% | 5 | 12% | 0% | 0% | 1 | 28% | 0% | 0% | 1 | 99% | 0% | 0% | 5 | 97% | 0% | 0% | 5 | 0% | 0% | 0% | 1 |  | 0% | 0% | 1 |  |  |  |  | 0% | [5 empty] | 44% | 56% | 100% | 5 | 95% | 0% | 0% | 5 | 14% | 0% | 0% | 1 | 26% | 0% | 0% | 1 | 97% | 0% | 0% | 5 | 98% | 0% | 0% | 5 | 0% | 0% | 0% | 1
360 | Carberry | 0 | 0 | 0 |  | 0% | 0% | 1 |  |  |  |  | 0% | [5 empty] | 82% | 0% | 82% | 5 | 64% | 0% | 0% | 2 | 16% | 0% | 0% | 1 | 15% | 0% | 0% | 1 | 77% | 0% | 0% | 3 | 43% | 0% | 0% | 1 | 1% | 0% | 0% | 1 |  | 0% | 0% | 1 |  |  |  |  | 0% | [5 empty] | 78% | 1% | 79% | 5 | 58% | 0% | 0% | 2 | 14% | 0% | 0% | 1 | 13% | 0% | 0% | 1 | 70% | 0% | 0% | 3 | 44% | 0% | 0% | 1 | 1% | 0% | 0% | 1 |  | 0% | 0% | 1 | 0% | 73% | 3% | 76% | 5 | 49% | 0% | 0% | 1 | 18% | 0% | 0% | 1 | 12% | 0% | 0% | 1 | 66% | 0% | 0% | 2 | 49% | 0% | 0% | 1 | 1% | 0% | 0% | 1 |  | 0% | 0% | 1 |  |  |  |  | 0% | [5 empty] | 55% | 11% | 66% | 3 | 41% | 0% | 0% | 1 | 21% | 0% | 0% | 1 | 20% | 0% | 0% | 1 | 64% | 0% | 0% | 2 | 58% | 0% | 0% | 2 | 1% | 0% | 0% | 1
361 | Wahtoke | 0 | 0 | 0 |  | 0% | 0% | 1 |  |  |  |  | 0% | [5 empty] | 0% | 0% | 0% | 1 | 0% | 0% | 0% | 1 | 0% | 0% | 0% | 1 | 0% | 0% | 0% | 1 | 0% | 0% | 0% | 1 | 0% | 0% | 0% | 1 | 0% | 0% | 0% | 1 |  | 0% | 0% | 1 |  |  |  |  | 0% | [5 empty] | 0% | 0% | 0% | 1 | 0% | 0% | 0% | 1 | 0% | 0% | 0% | 1 | 0% | 0% | 0% | 1 | 0% | 0% | 0% | 1 | 0% | 0% | 0% | 1 | 0% | 0% | 0% | 1 |  | 0% | 0% | 1 | 0% | 0% | 0% | 0% | 1 | 0% | 0% | 0% | 1 | 0% | 0% | 0% | 1 | 0% | 0% | 0% | 1 | 0% | 0% | 0% | 1 | 0% | 0% | 0% | 1 | 0% | 0% | 0% | 1 |  | 0% | 0% | 1 |  |  |  |  | 0% | [5 empty] | 0% | 0% | 0% | 1 | 0% | 0% | 0% | 1 | 0% | 0% | 0% | 1 | 0% | 0% | 0% | 1 | 0% | 0% | 0% | 1 | 0% | 0% | 0% | 1 | 0% | 0% | 0% | 1
362 | Dos Amigos | 0 | 0 | 0 |  | 0% | 0% | 1 |  |  |  |  | 0% | [5 empty] | 0% | 0% | 0% | 1 | 0% | 0% | 0% | 1 | 0% | 0% | 0% | 1 | 0% | 0% | 0% | 1 | 0% | 0% | 0% | 1 | 0% | 0% | 0% | 1 | 0% | 0% | 0% | 1 |  | 0% | 0% | 1 |  |  |  |  | 0% | [5 empty] | 48% | 51% | 99% | 5 | 90% | 0% | 0% | 4 | 0% | 0% | 0% | 1 | 6% | 0% | 0% | 1 | 90% | 0% | 0% | 4 | 99% | 0% | 0% | 5 | 0% | 0% | 0% | 1 |  | 0% | 0% | 1 | 0% | 51% | 49% | 100% | 5 | 96% | 0% | 0% | 5 | 0% | 0% | 0% | 1 | 3% | 0% | 0% | 1 | 96% | 0% | 0% | 5 | 100% | 0% | 0% | 5 | 0% | 0% | 0% | 1 |  | 0% | 0% | 1 |  |  |  |  | 0% | [5 empty] | 45% | 55% | 100% | 5 | 92% | 0% | 0% | 4 | 5% | 0% | 0% | 1 | 12% | 0% | 0% | 1 | 96% | 0% | 0% | 5 | 97% | 0% | 0% | 5 | 0% | 0% | 0% | 1
363 | Guernsey | 0 | 0 | 0 |  | 0% | 0% | 1 |  |  |  |  | 0% | [5 empty] | 0% | 0% | 0% | 1 | 0% | 0% | 0% | 1 | 0% | 0% | 0% | 1 | 0% | 0% | 0% | 1 | 0% | 0% | 0% | 1 | 0% | 0% | 0% | 1 | 0% | 0% | 0% | 1 |  | 0% | 0% | 1 |  |  |  |  | 0% | [5 empty] | 0% | 0% | 0% | 1 | 0% | 0% | 0% | 1 | 0% | 0% | 0% | 1 | 0% | 0% | 0% | 1 | 0% | 0% | 0% | 1 | 0% | 0% | 0% | 1 | 0% | 0% | 0% | 1 |  | 0% | 0% | 1 | 0% | 0% | 0% | 0% | 1 | 0% | 0% | 0% | 1 | 0% | 0% | 0% | 1 | 0% | 0% | 0% | 1 | 0% | 0% | 0% | 1 | 0% | 0% | 0% | 1 | 0% | 0% | 0% | 1 |  | 0% | 0% | 1 |  |  |  |  | 0% | [5 empty] | 0% | 0% | 0% | 1 | 0% | 0% | 0% | 1 | 0% | 0% | 0% | 1 | 0% | 0% | 0% | 1 | 0% | 0% | 0% | 1 | 0% | 0% | 0% | 1 | 0% | 0% | 0% | 1
364 | Santa Clara | 0 | 0 | 0 |  | 0% | 0% | 1 |  |  |  |  | 0% | [5 empty] | 0% | 0% | 0% | 1 | 0% | 0% | 0% | 1 | 0% | 0% | 0% | 1 | 81% | 0% | 0% | 3 | 81% | 0% | 0% | 3 | 0% | 0% | 0% | 1 | 0% | 0% | 0% | 1 |  | 0% | 0% | 1 |  |  |  |  | 0% | [5 empty] | 1% | 0% | 1% | 1 | 14% | 0% | 0% | 1 | 58% | 0% | 0% | 2 | 72% | 0% | 0% | 3 | 73% | 0% | 0% | 3 | 1% | 0% | 0% | 1 | 18% | 0% | 0% | 1 |  | 0% | 0% | 1 | 0% | 1% | 3% | 4% | 2 | 33% | 0% | 0% | 1 | 37% | 0% | 0% | 1 | 46% | 0% | 0% | 1 | 71% | 0% | 0% | 3 | 11% | 0% | 0% | 1 | 11% | 0% | 0% | 1 |  | 0% | 0% | 1 |  |  |  |  | 0% | [5 empty] | 45% | 41% | 86% | 5 | 78% | 0% | 0% | 3 | 7% | 0% | 0% | 1 | 10% | 0% | 0% | 1 | 83% | 0% | 0% | 3 | 63% | 0% | 0% | 2 | 3% | 0% | 0% | 1
365 | Glenn | 0 | 0 | 10 |  | 0% | 0% | 1 |  |  |  |  | 0% | [5 empty] | 100% | 0% | 100% | 5 | 100% | 0% | 0% | 5 | 0% | 0% | 0% | 1 | 0% | 0% | 0% | 1 | 100% | 0% | 0% | 5 | 100% | 0% | 0% | 5 | 0% | 0% | 0% | 1 |  | 0% | 0% | 1 |  |  |  |  | 1% | [5 empty] | 99% | 0% | 99% | 5 | 64% | 0% | 0% | 2 | 0% | 0% | 0% | 1 | 18% | 0% | 0% | 1 | 75% | 0% | 0% | 3 | 37% | 0% | 0% | 1 | 33% | 0% | 0% | 1 |  | 0% | 0% | 1 | 1% | 99% | 0% | 99% | 5 | 48% | 0% | 0% | 1 | 1% | 0% | 0% | 1 | 12% | 0% | 0% | 1 | 58% | 0% | 0% | 2 | 56% | 0% | 0% | 2 | 26% | 0% | 0% | 1 |  | 0% | 0% | 1 |  |  |  |  | 0% | [5 empty] | 95% | 4% | 99% | 5 | 50% | 0% | 0% | 2 | 0% | 0% | 0% | 1 | 10% | 0% | 0% | 1 | 57% | 0% | 0% | 2 | 60% | 0% | 0% | 2 | 22% | 0% | 0% | 1
366 | Kerchoff 1 | 0 | 0 | 0 |  | 0% | 0% | 1 |  |  |  |  | 0% | [5 empty] | 0% | 0% | 0% | 1 | 0% | 0% | 0% | 1 | 0% | 0% | 0% | 1 | 0% | 0% | 0% | 1 | 0% | 0% | 0% | 1 | 0% | 0% | 0% | 1 | 0% | 0% | 0% | 1 |  | 0% | 0% | 1 |  |  |  |  | 0% | [5 empty] | 0% | 0% | 0% | 1 | 0% | 0% | 0% | 1 | 0% | 0% | 0% | 1 | 0% | 0% | 0% | 1 | 0% | 0% | 0% | 1 | 0% | 0% | 0% | 1 | 0% | 0% | 0% | 1 |  | 0% | 0% | 1 | 0% | 100% | 0% | 100% | 5 | 0% | 0% | 0% | 1 | 0% | 0% | 0% | 1 | 100% | 0% | 0% | 5 | 100% | 0% | 0% | 5 | 100% | 0% | 0% | 5 | 0% | 0% | 0% | 1 |  | 0% | 0% | 1 |  |  |  |  | 0% | [5 empty] | 100% | 0% | 100% | 5 | 0% | 0% | 0% | 1 | 0% | 0% | 0% | 1 | 100% | 0% | 0% | 5 | 100% | 0% | 0% | 5 | 100% | 0% | 0% | 5 | 0% | 0% | 0% | 1
367 | Brunswick | 0 | 0 | 0 |  | 0% | 0% | 1 |  |  |  |  | 0% | [5 empty] | 0% | 0% | 0% | 1 | 0% | 0% | 0% | 1 | 0% | 0% | 0% | 1 | 0% | 0% | 0% | 1 | 0% | 0% | 0% | 1 | 0% | 0% | 0% | 1 | 0% | 0% | 0% | 1 |  | 0% | 0% | 1 |  |  |  |  | 0% | [5 empty] | 0% | 0% | 0% | 1 | 0% | 0% | 0% | 1 | 0% | 0% | 0% | 1 | 0% | 0% | 0% | 1 | 0% | 0% | 0% | 1 | 0% | 0% | 0% | 1 | 0% | 0% | 0% | 1 |  | 0% | 0% | 1 | 0% | 0% | 100% | 100% | 5 | 0% | 0% | 0% | 1 | 0% | 0% | 0% | 1 | 0% | 0% | 0% | 1 | 0% | 0% | 0% | 1 | 68% | 0% | 0% | 2 | 0% | 0% | 0% | 1 |  | 0% | 0% | 1 |  |  |  |  | 0% | [5 empty] | 70% | 5% | 75% | 5 | 22% | 0% | 0% | 1 | 5% | 0% | 0% | 1 | 13% | 0% | 0% | 1 | 33% | 0% | 0% | 1 | 51% | 0% | 0% | 2 | 3% | 0% | 0% | 1
368 | Tejon | 0 | 0 | 0 |  | 0% | 0% | 1 |  |  |  |  | 0% | [5 empty] | 99% | 1% | 100% | 5 | 100% | 0% | 0% | 5 | 91% | 0% | 0% | 4 | 91% | 0% | 0% | 4 | 100% | 0% | 0% | 5 | 86% | 0% | 0% | 3 | 0% | 0% | 0% | 1 |  | 0% | 0% | 1 |  |  |  |  | 0% | [5 empty] | 69% | 27% | 96% | 5 | 80% | 0% | 0% | 3 | 56% | 0% | 0% | 2 | 67% | 0% | 0% | 2 | 100% | 0% | 0% | 5 | 62% | 0% | 0% | 2 | 3% | 0% | 0% | 1 |  | 0% | 0% | 1 | 0% | 70% | 24% | 94% | 5 | 83% | 0% | 0% | 3 | 68% | 0% | 0% | 2 | 79% | 0% | 0% | 3 | 99% | 0% | 0% | 5 | 63% | 0% | 0% | 2 | 3% | 0% | 0% | 1 |  | 0% | 0% | 1 |  |  |  |  | 1% | [5 empty] | 34% | 20% | 54% | 4 | 53% | 0% | 0% | 2 | 46% | 0% | 0% | 1 | 34% | 0% | 0% | 1 | 80% | 0% | 0% | 3 | 44% | 0% | 0% | 1 | 1% | 0% | 0% | 1
369 | Bakersfield | 0 | 0 | 0 |  | 0% | 0% | 1 |  |  |  |  | 0% | [5 empty] | 0% | 0% | 0% | 1 | 0% | 0% | 0% | 1 | 0% | 0% | 0% | 1 | 0% | 0% | 0% | 1 | 0% | 0% | 0% | 1 | 0% | 0% | 0% | 1 | 0% | 0% | 0% | 1 |  | 0% | 0% | 1 |  |  |  |  | 0% | [5 empty] | 0% | 0% | 0% | 1 | 0% | 0% | 0% | 1 | 0% | 0% | 0% | 1 | 0% | 0% | 0% | 1 | 0% | 0% | 0% | 1 | 0% | 0% | 0% | 1 | 0% | 0% | 0% | 1 |  | 0% | 0% | 1 | 0% | 0% | 0% | 0% | 1 | 0% | 0% | 0% | 1 | 0% | 0% | 0% | 1 | 0% | 0% | 0% | 1 | 0% | 0% | 0% | 1 | 0% | 0% | 0% | 1 | 0% | 0% | 0% | 1 |  | 0% | 0% | 1 |  |  |  |  | 0% | [5 empty] | 10% | 90% | 100% | 5 | 42% | 0% | 0% | 1 | 26% | 0% | 0% | 1 | 40% | 0% | 0% | 1 | 62% | 0% | 0% | 2 | 72% | 0% | 0% | 3 | 1% | 0% | 0% | 1
370 | Drum | 0 | 0 | 0 |  | 0% | 0% | 1 |  |  |  |  | 0% | [5 empty] | 49% | 51% | 100% | 5 | 3% | 0% | 0% | 1 | 0% | 0% | 0% | 1 | 0% | 0% | 0% | 1 | 3% | 0% | 0% | 1 | 81% | 0% | 0% | 3 | 0% | 0% | 0% | 1 |  | 0% | 0% | 1 |  |  |  |  | 0% | [5 empty] | 58% | 6% | 64% | 3 | 37% | 0% | 0% | 1 | 10% | 0% | 0% | 1 | 11% | 0% | 0% | 1 | 48% | 0% | 0% | 1 | 62% | 0% | 0% | 2 | 4% | 0% | 0% | 1 |  | 0% | 0% | 1 | 0% | 34% | 2% | 36% | 2 | 12% | 0% | 0% | 1 | 3% | 0% | 0% | 1 | 33% | 0% | 0% | 1 | 45% | 0% | 0% | 1 | 54% | 0% | 0% | 2 | 4% | 0% | 0% | 1 |  | 0% | 0% | 1 |  |  |  |  | 0% | [5 empty] | 21% | 1% | 22% | 2 | 16% | 0% | 0% | 1 | 14% | 0% | 0% | 1 | 35% | 0% | 0% | 1 | 49% | 0% | 0% | 1 | 48% | 0% | 0% | 1 | 7% | 0% | 0% | 1
371 | El Nido (SCE) | 0 | 0 | 0 |  | 0% | 0% | 1 |  |  |  |  | 0% | [5 empty] | 0% | 0% | 0% | 1 | 0% | 0% | 0% | 1 | 75% | 0% | 0% | 3 | 79% | 0% | 0% | 3 | 79% | 0% | 0% | 3 | 0% | 0% | 0% | 1 | 0% | 0% | 0% | 1 |  | 0% | 0% | 1 |  |  |  |  | 0% | [5 empty] | 0% | 0% | 0% | 1 | 0% | 0% | 0% | 1 | 10% | 0% | 0% | 1 | 52% | 0% | 0% | 2 | 52% | 0% | 0% | 2 | 0% | 0% | 0% | 1 | 0% | 0% | 0% | 1 |  | 0% | 0% | 1 | 0% | 0% | 0% | 0% | 1 | 0% | 0% | 0% | 1 | 14% | 0% | 0% | 1 | 52% | 0% | 0% | 2 | 53% | 0% | 0% | 2 | 0% | 0% | 0% | 1 | 0% | 0% | 0% | 1 |  | 0% | 0% | 1 |  |  |  |  | 0% | [5 empty] | 0% | 0% | 0% | 1 | 1% | 0% | 0% | 1 | 21% | 0% | 0% | 1 | 55% | 0% | 0% | 2 | 56% | 0% | 0% | 2 | 0% | 0% | 0% | 1 | 2% | 0% | 0% | 1
372 | Monserate | 0 | 0 | 0 |  | 0% | 0% | 1 |  |  |  |  | 0% | [5 empty] | 0% | 0% | 0% | 1 | 0% | 0% | 0% | 1 | 0% | 0% | 0% | 1 | 0% | 0% | 0% | 1 | 0% | 0% | 0% | 1 | 0% | 0% | 0% | 1 | 0% | 0% | 0% | 1 |  | 0% | 0% | 1 |  |  |  |  | 0% | [5 empty] | 1% | 0% | 1% | 1 | 18% | 0% | 0% | 1 | 80% | 0% | 0% | 3 | 80% | 0% | 0% | 3 | 80% | 0% | 0% | 3 | 0% | 0% | 0% | 1 | 16% | 0% | 0% | 1 |  | 0% | 0% | 1 | 0% | 1% | 0% | 1% | 1 | 16% | 0% | 0% | 1 | 77% | 0% | 0% | 3 | 79% | 0% | 0% | 3 | 79% | 0% | 0% | 3 | 0% | 0% | 0% | 1 | 15% | 0% | 0% | 1 |  | 0% | 0% | 1 |  |  |  |  | 0% | [5 empty] | 1% | 0% | 1% | 1 | 12% | 0% | 0% | 1 | 63% | 0% | 0% | 2 | 72% | 0% | 0% | 3 | 72% | 0% | 0% | 3 | 0% | 0% | 0% | 1 | 11% | 0% | 0% | 1
373 | Richmond R | 0 | 0 | 0 |  | 0% | 0% | 1 |  |  |  |  | 0% | [5 empty] | 15% | 0% | 15% | 1 | 3% | 0% | 0% | 1 | 37% | 0% | 0% | 1 | 51% | 0% | 0% | 2 | 51% | 0% | 0% | 2 | 11% | 0% | 0% | 1 | 10% | 0% | 0% | 1 |  | 0% | 0% | 1 |  |  |  |  | 0% | [5 empty] | 42% | 0% | 42% | 2 | 2% | 0% | 0% | 1 | 34% | 0% | 0% | 1 | 60% | 0% | 0% | 2 | 60% | 0% | 0% | 2 | 13% | 0% | 0% | 1 | 7% | 0% | 0% | 1 |  | 0% | 0% | 1 | 0% | 42% | 0% | 42% | 2 | 19% | 0% | 0% | 1 | 40% | 0% | 0% | 1 | 41% | 0% | 0% | 1 | 70% | 0% | 0% | 3 | 26% | 0% | 0% | 1 | 12% | 0% | 0% | 1 |  | 0% | 0% | 1 |  |  |  |  | 0% | [5 empty] | 53% | 0% | 53% | 3 | 61% | 0% | 0% | 2 | 47% | 0% | 0% | 1 | 45% | 0% | 0% | 1 | 88% | 0% | 0% | 3 | 40% | 0% | 0% | 1 | 27% | 0% | 0% | 1
374 | Storey | 0 | 0 | 0 |  | 0% | 0% | 1 |  |  |  |  | 0% | [5 empty] | 0% | 0% | 0% | 1 | 0% | 0% | 0% | 1 | 0% | 0% | 0% | 1 | 0% | 0% | 0% | 1 | 0% | 0% | 0% | 1 | 0% | 0% | 0% | 1 | 0% | 0% | 0% | 1 |  | 0% | 0% | 1 |  |  |  |  | 0% | [5 empty] | 0% | 0% | 0% | 1 | 0% | 0% | 0% | 1 | 0% | 0% | 0% | 1 | 0% | 0% | 0% | 1 | 0% | 0% | 0% | 1 | 0% | 0% | 0% | 1 | 0% | 0% | 0% | 1 |  | 0% | 0% | 1 | 0% | 0% | 0% | 0% | 1 | 0% | 0% | 0% | 1 | 0% | 0% | 0% | 1 | 0% | 0% | 0% | 1 | 0% | 0% | 0% | 1 | 0% | 0% | 0% | 1 | 0% | 0% | 0% | 1 |  | 0% | 0% | 1 |  |  |  |  | 0% | [5 empty] | 0% | 0% | 0% | 1 | 0% | 0% | 0% | 1 | 0% | 0% | 0% | 1 | 0% | 0% | 0% | 1 | 0% | 0% | 0% | 1 | 0% | 0% | 0% | 1 | 0% | 0% | 0% | 1
375 | Alpine | 0 | 0 | 0 |  | 0% | 0% | 1 |  |  |  |  | 0% | [5 empty] | 0% | 0% | 0% | 1 | 0% | 0% | 0% | 1 | 0% | 0% | 0% | 1 | 0% | 0% | 0% | 1 | 0% | 0% | 0% | 1 | 0% | 0% | 0% | 1 | 0% | 0% | 0% | 1 |  | 0% | 0% | 1 |  |  |  |  | 0% | [5 empty] | 0% | 0% | 0% | 1 | 0% | 0% | 0% | 1 | 0% | 0% | 0% | 1 | 0% | 0% | 0% | 1 | 0% | 0% | 0% | 1 | 0% | 0% | 0% | 1 | 0% | 0% | 0% | 1 |  | 0% | 0% | 1 | 0% | 2% | 92% | 94% | 5 | 34% | 0% | 0% | 1 | 84% | 0% | 0% | 3 | 91% | 0% | 0% | 4 | 94% | 0% | 0% | 4 | 37% | 0% | 0% | 1 | 9% | 0% | 0% | 1 |  | 0% | 0% | 1 |  |  |  |  | 0% | [5 empty] | 14% | 80% | 94% | 5 | 14% | 0% | 0% | 1 | 18% | 0% | 0% | 1 | 45% | 0% | 0% | 1 | 48% | 0% | 0% | 1 | 39% | 0% | 0% | 1 | 4% | 0% | 0% | 1
376 | Sobrante | 0 | 0 | 0 |  | 0% | 0% | 1 |  |  |  |  | 0% | [5 empty] | 66% | 0% | 66% | 3 | 1% | 0% | 0% | 1 | 43% | 0% | 0% | 1 | 65% | 0% | 0% | 2 | 65% | 0% | 0% | 2 | 20% | 0% | 0% | 1 | 1% | 0% | 0% | 1 |  | 0% | 0% | 1 |  |  |  |  | 0% | [5 empty] | 35% | 0% | 35% | 2 | 1% | 0% | 0% | 1 | 46% | 0% | 0% | 1 | 48% | 0% | 0% | 1 | 67% | 0% | 0% | 2 | 16% | 0% | 0% | 1 | 9% | 0% | 0% | 1 |  | 0% | 0% | 1 | 0% | 40% | 0% | 40% | 2 | 41% | 0% | 0% | 1 | 52% | 0% | 0% | 2 | 41% | 0% | 0% | 1 | 80% | 0% | 0% | 3 | 22% | 0% | 0% | 1 | 36% | 0% | 0% | 1 |  | 0% | 0% | 1 |  |  |  |  | 0% | [5 empty] | 57% | 0% | 57% | 3 | 46% | 0% | 0% | 1 | 51% | 0% | 0% | 2 | 46% | 0% | 0% | 1 | 81% | 0% | 0% | 3 | 28% | 0% | 0% | 1 | 29% | 0% | 0% | 1
377 | San Marcos | 0 | 0 | 0 |  | 0% | 0% | 1 |  |  |  |  | 0% | [5 empty] | 0% | 0% | 0% | 1 | 0% | 0% | 0% | 1 | 70% | 0% | 0% | 3 | 84% | 0% | 0% | 3 | 84% | 0% | 0% | 3 | 0% | 0% | 0% | 1 | 5% | 0% | 0% | 1 |  | 0% | 0% | 1 |  |  |  |  | 0% | [5 empty] | 0% | 0% | 0% | 1 | 17% | 0% | 0% | 1 | 77% | 0% | 0% | 3 | 80% | 0% | 0% | 3 | 80% | 0% | 0% | 3 | 0% | 0% | 0% | 1 | 16% | 0% | 0% | 1 |  | 0% | 0% | 1 | 0% | 0% | 0% | 0% | 1 | 15% | 0% | 0% | 1 | 77% | 0% | 0% | 3 | 80% | 0% | 0% | 3 | 80% | 0% | 0% | 3 | 0% | 0% | 0% | 1 | 15% | 0% | 0% | 1 |  | 0% | 0% | 1 |  |  |  |  | 0% | [5 empty] | 1% | 0% | 1% | 1 | 6% | 0% | 0% | 1 | 43% | 0% | 0% | 1 | 59% | 0% | 0% | 2 | 59% | 0% | 0% | 2 | 0% | 0% | 0% | 1 | 6% | 0% | 0% | 1
378 | Fink | 0 | 0 | 0 |  | 0% | 0% | 1 |  |  |  |  | 0% | [5 empty] | 52% | 48% | 100% | 5 | 95% | 0% | 0% | 5 | 22% | 0% | 0% | 1 | 56% | 0% | 0% | 2 | 98% | 0% | 0% | 5 | 100% | 0% | 0% | 5 | 0% | 0% | 0% | 1 |  | 0% | 0% | 1 |  |  |  |  | 0% | [5 empty] | 46% | 54% | 100% | 5 | 96% | 0% | 0% | 5 | 19% | 0% | 0% | 1 | 42% | 0% | 0% | 1 | 98% | 0% | 0% | 5 | 100% | 0% | 0% | 5 | 0% | 0% | 0% | 1 |  | 0% | 0% | 1 | 0% | 38% | 62% | 100% | 5 | 97% | 0% | 0% | 5 | 22% | 0% | 0% | 1 | 44% | 0% | 0% | 1 | 99% | 0% | 0% | 5 | 100% | 0% | 0% | 5 | 0% | 0% | 0% | 1 |  | 0% | 0% | 1 |  |  |  |  | 0% | [5 empty] | 55% | 45% | 100% | 5 | 96% | 0% | 0% | 5 | 35% | 0% | 0% | 1 | 46% | 0% | 0% | 1 | 98% | 0% | 0% | 5 | 96% | 0% | 0% | 5 | 0% | 0% | 0% | 1
379 | La Cienega | 0 | 0 | 0 |  | 0% | 0% | 1 |  |  |  |  | 0% | [5 empty] | 0% | 0% | 0% | 1 | 0% | 0% | 0% | 1 | 94% | 0% | 0% | 4 | 94% | 0% | 0% | 4 | 94% | 0% | 0% | 4 | 0% | 0% | 0% | 1 | 0% | 0% | 0% | 1 |  | 0% | 0% | 1 |  |  |  |  | 0% | [5 empty] | 0% | 0% | 0% | 1 | 0% | 0% | 0% | 1 | 76% | 0% | 0% | 3 | 80% | 0% | 0% | 3 | 80% | 0% | 0% | 3 | 0% | 0% | 0% | 1 | 0% | 0% | 0% | 1 |  | 0% | 0% | 1 | 0% | 0% | 0% | 0% | 1 | 0% | 0% | 0% | 1 | 13% | 0% | 0% | 1 | 53% | 0% | 0% | 2 | 54% | 0% | 0% | 2 | 0% | 0% | 0% | 1 | 0% | 0% | 0% | 1 |  | 0% | 0% | 1 |  |  |  |  | 0% | [5 empty] | 20% | 34% | 54% | 5 | 33% | 0% | 0% | 1 | 8% | 0% | 0% | 1 | 25% | 0% | 0% | 1 | 58% | 0% | 0% | 2 | 40% | 0% | 0% | 1 | 2% | 0% | 0% | 1
380 | Pittsburg | 0 | 0 | 0 |  | 0% | 0% | 1 |  |  |  |  | 0% | [5 empty] | 32% | 0% | 32% | 2 | 51% | 0% | 0% | 2 | 70% | 0% | 0% | 3 | 41% | 0% | 0% | 1 | 80% | 0% | 0% | 3 | 9% | 0% | 0% | 1 | 56% | 0% | 0% | 2 |  | 0% | 0% | 1 |  |  |  |  | 5% | [5 empty] | 48% | 0% | 48% | 2 | 24% | 0% | 0% | 1 | 59% | 0% | 0% | 2 | 49% | 0% | 0% | 1 | 69% | 0% | 0% | 2 | 12% | 0% | 0% | 1 | 35% | 0% | 0% | 1 |  | 0% | 0% | 1 | 15% | 44% | 0% | 44% | 2 | 23% | 0% | 0% | 1 | 48% | 0% | 0% | 1 | 43% | 0% | 0% | 1 | 63% | 0% | 0% | 2 | 11% | 0% | 0% | 1 | 29% | 0% | 0% | 1 |  | 0% | 0% | 1 |  |  |  |  | 22% | [5 empty] | 48% | 0% | 48% | 2 | 32% | 0% | 0% | 1 | 40% | 0% | 0% | 1 | 41% | 0% | 0% | 1 | 60% | 0% | 0% | 2 | 14% | 0% | 0% | 1 | 21% | 0% | 0% | 1
381 | Morro Bay | 0 | 0 | 0 |  | 0% | 0% | 1 |  |  |  |  | 0% | [5 empty] | 86% | 5% | 91% | 5 | 71% | 0% | 0% | 3 | 21% | 0% | 0% | 1 | 41% | 0% | 0% | 1 | 87% | 0% | 0% | 3 | 65% | 0% | 0% | 2 | 2% | 0% | 0% | 1 |  | 0% | 0% | 1 |  |  |  |  | 0% | [5 empty] | 84% | 4% | 88% | 5 | 57% | 0% | 0% | 2 | 17% | 0% | 0% | 1 | 40% | 0% | 0% | 1 | 75% | 0% | 0% | 3 | 67% | 0% | 0% | 2 | 2% | 0% | 0% | 1 |  | 0% | 0% | 1 | 0% | 85% | 3% | 88% | 5 | 56% | 0% | 0% | 2 | 13% | 0% | 0% | 1 | 37% | 0% | 0% | 1 | 72% | 0% | 0% | 3 | 70% | 0% | 0% | 3 | 2% | 0% | 0% | 1 |  | 0% | 0% | 1 |  |  |  |  | 0% | [5 empty] | 73% | 18% | 91% | 5 | 48% | 0% | 0% | 1 | 10% | 0% | 0% | 1 | 32% | 0% | 0% | 1 | 64% | 0% | 0% | 2 | 67% | 0% | 0% | 2 | 2% | 0% | 0% | 1
382 | Contra Costa | 0 | 0 | 15 |  | 0% | 0% | 1 |  |  |  |  | 4% | [5 empty] | 36% | 0% | 36% | 2 | 37% | 0% | 0% | 1 | 81% | 0% | 0% | 3 | 70% | 0% | 0% | 3 | 82% | 0% | 0% | 3 | 14% | 0% | 0% | 1 | 32% | 0% | 0% | 1 |  | 0% | 0% | 1 |  |  |  |  | 12% | [5 empty] | 34% | 0% | 34% | 2 | 24% | 0% | 0% | 1 | 54% | 0% | 0% | 2 | 46% | 0% | 0% | 1 | 62% | 0% | 0% | 2 | 8% | 0% | 0% | 1 | 28% | 0% | 0% | 1 |  | 0% | 0% | 1 | 17% | 43% | 0% | 43% | 2 | 27% | 0% | 0% | 1 | 48% | 0% | 0% | 1 | 43% | 0% | 0% | 1 | 62% | 0% | 0% | 2 | 8% | 0% | 0% | 1 | 28% | 0% | 0% | 1 |  | 0% | 0% | 1 |  |  |  |  | 21% | [5 empty] | 50% | 0% | 50% | 3 | 34% | 0% | 0% | 1 | 45% | 0% | 0% | 1 | 46% | 0% | 0% | 1 | 61% | 0% | 0% | 2 | 16% | 0% | 0% | 1 | 21% | 0% | 0% | 1
383 | New Sub - Gates - Templeton (Proposed) | 0 | 0 | 0 |  | 0% | 0% | 1 |  |  |  |  | 0% | [5 empty] | 100% | 0% | 100% | 5 | 100% | 0% | 0% | 5 | 0% | 0% | 0% | 1 | 0% | 0% | 0% | 1 | 100% | 0% | 0% | 5 | 100% | 0% | 0% | 5 | 0% | 0% | 0% | 1 |  | 0% | 0% | 1 |  |  |  |  | 0% | [5 empty] | 94% | 3% | 97% | 5 | 69% | 0% | 0% | 2 | 0% | 0% | 0% | 1 | 5% | 0% | 0% | 1 | 72% | 0% | 0% | 3 | 91% | 0% | 0% | 4 | 0% | 0% | 0% | 1 |  | 0% | 0% | 1 | 0% | 96% | 3% | 99% | 5 | 75% | 0% | 0% | 3 | 8% | 0% | 0% | 1 | 33% | 0% | 0% | 1 | 77% | 0% | 0% | 3 | 79% | 0% | 0% | 3 | 0% | 0% | 0% | 1 |  | 0% | 0% | 1 |  |  |  |  | 0% | [5 empty] | 94% | 3% | 97% | 5 | 65% | 0% | 0% | 2 | 6% | 0% | 0% | 1 | 25% | 0% | 0% | 1 | 71% | 0% | 0% | 3 | 64% | 0% | 0% | 2 | 1% | 0% | 0% | 1
384 | Hinson | 0 | 0 | 0 |  | 0% | 0% | 1 |  |  |  |  | 0% | [5 empty] | 0% | 0% | 0% | 1 | 0% | 0% | 0% | 1 | 8% | 0% | 0% | 1 | 51% | 0% | 0% | 2 | 51% | 0% | 0% | 2 | 0% | 0% | 0% | 1 | 0% | 0% | 0% | 1 |  | 0% | 0% | 1 |  |  |  |  | 0% | [5 empty] | 0% | 0% | 0% | 1 | 0% | 0% | 0% | 1 | 14% | 0% | 0% | 1 | 53% | 0% | 0% | 2 | 53% | 0% | 0% | 2 | 0% | 0% | 0% | 1 | 1% | 0% | 0% | 1 |  | 0% | 0% | 1 | 0% | 0% | 0% | 0% | 1 | 0% | 0% | 0% | 1 | 22% | 0% | 0% | 1 | 58% | 0% | 0% | 2 | 58% | 0% | 0% | 2 | 0% | 0% | 0% | 1 | 2% | 0% | 0% | 1 |  | 0% | 0% | 1 |  |  |  |  | 0% | [5 empty] | 0% | 0% | 0% | 1 | 1% | 0% | 0% | 1 | 20% | 0% | 0% | 1 | 62% | 0% | 0% | 2 | 62% | 0% | 0% | 2 | 0% | 0% | 0% | 1 | 2% | 0% | 0% | 1
385 | Chicarita | 0 | 0 | 0 |  | 0% | 0% | 1 |  |  |  |  | 0% | [5 empty] | 0% | 0% | 0% | 1 | 0% | 0% | 0% | 1 | 95% | 0% | 0% | 5 | 95% | 0% | 0% | 5 | 95% | 0% | 0% | 5 | 0% | 0% | 0% | 1 | 0% | 0% | 0% | 1 |  | 0% | 0% | 1 |  |  |  |  | 0% | [5 empty] | 0% | 0% | 0% | 1 | 0% | 0% | 0% | 1 | 33% | 0% | 0% | 1 | 63% | 0% | 0% | 2 | 63% | 0% | 0% | 2 | 0% | 0% | 0% | 1 | 3% | 0% | 0% | 1 |  | 0% | 0% | 1 | 0% | 0% | 0% | 0% | 1 | 1% | 0% | 0% | 1 | 21% | 0% | 0% | 1 | 56% | 0% | 0% | 2 | 57% | 0% | 0% | 2 | 0% | 0% | 0% | 1 | 1% | 0% | 0% | 1 |  | 0% | 0% | 1 |  |  |  |  | 0% | [5 empty] | 0% | 2% | 2% | 2 | 10% | 0% | 0% | 1 | 43% | 0% | 0% | 1 | 67% | 0% | 0% | 2 | 69% | 0% | 0% | 2 | 2% | 0% | 0% | 1 | 8% | 0% | 0% | 1
386 | Mendocino | 0 | 0 | 0 |  | 0% | 0% | 1 |  |  |  |  | 0% | [5 empty] | 100% | 0% | 100% | 5 | 0% | 0% | 0% | 1 | 48% | 0% | 0% | 1 | 91% | 0% | 0% | 4 | 91% | 0% | 0% | 4 | 100% | 0% | 0% | 5 | 0% | 0% | 0% | 1 |  | 0% | 0% | 1 |  |  |  |  | 0% | [5 empty] | 43% | 33% | 76% | 5 | 31% | 0% | 0% | 1 | 24% | 0% | 0% | 1 | 52% | 0% | 0% | 2 | 70% | 0% | 0% | 3 | 83% | 0% | 0% | 3 | 0% | 0% | 0% | 1 |  | 0% | 0% | 1 | 0% | 40% | 50% | 90% | 5 | 40% | 0% | 0% | 1 | 32% | 0% | 0% | 1 | 44% | 0% | 0% | 1 | 79% | 0% | 0% | 3 | 93% | 0% | 0% | 4 | 0% | 0% | 0% | 1 |  | 0% | 0% | 1 |  |  |  |  | 0% | [5 empty] | 22% | 33% | 55% | 5 | 42% | 0% | 0% | 1 | 11% | 0% | 0% | 1 | 20% | 0% | 0% | 1 | 55% | 0% | 0% | 2 | 65% | 0% | 0% | 2 | 0% | 0% | 0% | 1
387 | Delevan | 0 | 0 | 0 |  | 0% | 0% | 1 |  |  |  |  | 0% | [5 empty] | 13% | 87% | 100% | 5 | 2% | 0% | 0% | 1 | 11% | 0% | 0% | 1 | 21% | 0% | 0% | 1 | 23% | 0% | 0% | 1 | 100% | 0% | 0% | 5 | 0% | 0% | 0% | 1 |  | 0% | 0% | 1 |  |  |  |  | 0% | [5 empty] | 10% | 90% | 100% | 5 | 50% | 0% | 0% | 2 | 5% | 0% | 0% | 1 | 11% | 0% | 0% | 1 | 61% | 0% | 0% | 2 | 100% | 0% | 0% | 5 | 0% | 0% | 0% | 1 |  | 0% | 0% | 1 | 0% | 3% | 97% | 100% | 5 | 31% | 0% | 0% | 1 | 33% | 0% | 0% | 1 | 59% | 0% | 0% | 2 | 84% | 0% | 0% | 3 | 98% | 0% | 0% | 5 | 1% | 0% | 0% | 1 |  | 0% | 0% | 1 |  |  |  |  | 0% | [5 empty] | 21% | 67% | 88% | 5 | 33% | 0% | 0% | 1 | 22% | 0% | 0% | 1 | 32% | 0% | 0% | 1 | 53% | 0% | 0% | 2 | 87% | 0% | 0% | 3 | 0% | 0% | 0% | 1
388 | Pastoria | 0 | 0 | 0 |  | 0% | 0% | 1 |  |  |  |  | 0% | [5 empty] | 76% | 22% | 98% | 5 | 83% | 0% | 0% | 3 | 66% | 0% | 0% | 2 | 82% | 0% | 0% | 3 | 100% | 0% | 0% | 5 | 67% | 0% | 0% | 2 | 3% | 0% | 0% | 1 |  | 0% | 0% | 1 |  |  |  |  | 2% | [5 empty] | 65% | 16% | 81% | 5 | 63% | 0% | 0% | 2 | 73% | 0% | 0% | 3 | 69% | 0% | 0% | 2 | 98% | 0% | 0% | 5 | 56% | 0% | 0% | 2 | 2% | 0% | 0% | 1 |  | 0% | 0% | 1 | 1% | 40% | 18% | 58% | 3 | 53% | 0% | 0% | 2 | 54% | 0% | 0% | 2 | 41% | 0% | 0% | 1 | 84% | 0% | 0% | 3 | 46% | 0% | 0% | 1 | 1% | 0% | 0% | 1 |  | 0% | 0% | 1 |  |  |  |  | 1% | [5 empty] | 25% | 16% | 41% | 3 | 42% | 0% | 0% | 1 | 43% | 0% | 0% | 1 | 34% | 0% | 0% | 1 | 73% | 0% | 0% | 3 | 39% | 0% | 0% | 1 | 1% | 0% | 0% | 1
389 | Tortilla | 0 | 0 | 0 |  | 0% | 0% | 1 |  |  |  |  | 0% | [5 empty] | 0% | 0% | 0% | 1 | 85% | 0% | 0% | 3 | 46% | 0% | 0% | 1 | 26% | 0% | 0% | 1 | 89% | 0% | 0% | 3 | 65% | 0% | 0% | 2 | 2% | 0% | 0% | 1 |  | 0% | 0% | 1 |  |  |  |  | 0% | [5 empty] | 0% | 0% | 0% | 1 | 72% | 0% | 0% | 3 | 34% | 0% | 0% | 1 | 11% | 0% | 0% | 1 | 81% | 0% | 0% | 3 | 69% | 0% | 0% | 2 | 1% | 0% | 0% | 1 |  | 0% | 0% | 1 | 0% | 0% | 0% | 0% | 1 | 65% | 0% | 0% | 2 | 26% | 0% | 0% | 1 | 11% | 0% | 0% | 1 | 72% | 0% | 0% | 3 | 61% | 0% | 0% | 2 | 2% | 0% | 0% | 1 |  | 0% | 0% | 1 |  |  |  |  | 0% | [5 empty] | 0% | 0% | 0% | 1 | 47% | 0% | 0% | 1 | 23% | 0% | 0% | 1 | 11% | 0% | 0% | 1 | 51% | 0% | 0% | 2 | 56% | 0% | 0% | 2 | 1% | 0% | 0% | 1
390 | Cooley Landing | 0 | 0 | 20 |  | 0% | 0% | 1 |  |  |  |  | 0% | [5 empty] | 0% | 0% | 0% | 1 | 0% | 0% | 0% | 1 | 3% | 0% | 0% | 1 | 25% | 0% | 0% | 1 | 25% | 0% | 0% | 1 | 0% | 0% | 0% | 1 | 69% | 0% | 0% | 2 |  | 0% | 0% | 1 |  |  |  |  | 0% | [5 empty] | 0% | 0% | 0% | 1 | 24% | 0% | 0% | 1 | 26% | 0% | 0% | 1 | 37% | 0% | 0% | 1 | 40% | 0% | 0% | 1 | 7% | 0% | 0% | 1 | 32% | 0% | 0% | 1 |  | 0% | 0% | 1 | 0% | 11% | 0% | 11% | 1 | 25% | 0% | 0% | 1 | 34% | 0% | 0% | 1 | 40% | 0% | 0% | 1 | 49% | 0% | 0% | 1 | 19% | 0% | 0% | 1 | 16% | 0% | 0% | 1 |  | 0% | 0% | 1 |  |  |  |  | 0% | [5 empty] | 64% | 6% | 70% | 3 | 61% | 0% | 0% | 2 | 49% | 0% | 0% | 1 | 58% | 0% | 0% | 2 | 82% | 0% | 0% | 3 | 53% | 0% | 0% | 2 | 4% | 0% | 0% | 1
391 | Cielo Azul | 0 | 0 | 0 |  | 0% | 0% | 1 |  |  |  |  | 0% | [5 empty] | 0% | 0% | 0% | 1 | 0% | 0% | 0% | 1 | 0% | 0% | 0% | 1 | 0% | 0% | 0% | 1 | 0% | 0% | 0% | 1 | 0% | 0% | 0% | 1 | 0% | 0% | 0% | 1 |  | 0% | 0% | 1 |  |  |  |  | 0% | [5 empty] | 0% | 0% | 0% | 1 | 0% | 0% | 0% | 1 | 0% | 0% | 0% | 1 | 0% | 0% | 0% | 1 | 0% | 0% | 0% | 1 | 0% | 0% | 0% | 1 | 0% | 0% | 0% | 1 |  | 0% | 0% | 1 | 0% | 0% | 0% | 0% | 1 | 0% | 0% | 0% | 1 | 0% | 0% | 0% | 1 | 0% | 0% | 0% | 1 | 0% | 0% | 0% | 1 | 0% | 0% | 0% | 1 | 0% | 0% | 0% | 1 |  | 0% | 0% | 1 |  |  |  |  | 0% | [5 empty] | 0% | 0% | 0% | 1 | 0% | 0% | 0% | 1 | 0% | 0% | 0% | 1 | 0% | 0% | 0% | 1 | 0% | 0% | 0% | 1 | 0% | 0% | 0% | 1 | 0% | 0% | 0% | 1
392 | Sycamore | 0 | 0 | 0 |  | 0% | 0% | 1 |  |  |  |  | 0% | [5 empty] | 0% | 0% | 0% | 1 | 0% | 0% | 0% | 1 | 0% | 0% | 0% | 1 | 0% | 0% | 0% | 1 | 0% | 0% | 0% | 1 | 0% | 0% | 0% | 1 | 0% | 0% | 0% | 1 |  | 0% | 0% | 1 |  |  |  |  | 0% | [5 empty] | 0% | 0% | 0% | 1 | 0% | 0% | 0% | 1 | 0% | 0% | 0% | 1 | 0% | 0% | 0% | 1 | 0% | 0% | 0% | 1 | 0% | 0% | 0% | 1 | 0% | 0% | 0% | 1 |  | 0% | 0% | 1 | 0% | 0% | 100% | 100% | 5 | 100% | 0% | 0% | 5 | 0% | 0% | 0% | 1 | 100% | 0% | 0% | 5 | 100% | 0% | 0% | 5 | 100% | 0% | 0% | 5 | 0% | 0% | 0% | 1 |  | 0% | 0% | 1 |  |  |  |  | 0% | [5 empty] | 8% | 92% | 100% | 5 | 33% | 0% | 0% | 1 | 23% | 0% | 0% | 1 | 52% | 0% | 0% | 2 | 67% | 0% | 0% | 2 | 66% | 0% | 0% | 2 | 1% | 0% | 0% | 1
393 | Valley Switch | 0 | 0 | 0 |  | 0% | 0% | 1 |  |  |  |  | 0% | [5 empty] | 0% | 0% | 0% | 1 | 0% | 0% | 0% | 1 | 0% | 0% | 0% | 1 | 0% | 0% | 0% | 1 | 0% | 0% | 0% | 1 | 99% | 0% | 0% | 5 | 0% | 0% | 0% | 1 |  | 0% | 0% | 1 |  |  |  |  | 0% | [5 empty] | 0% | 0% | 0% | 1 | 0% | 0% | 0% | 1 | 0% | 0% | 0% | 1 | 0% | 0% | 0% | 1 | 0% | 0% | 0% | 1 | 15% | 0% | 0% | 1 | 0% | 0% | 0% | 1 |  | 0% | 0% | 1 | 0% | 0% | 0% | 0% | 1 | 0% | 0% | 0% | 1 | 0% | 0% | 0% | 1 | 0% | 0% | 0% | 1 | 0% | 0% | 0% | 1 | 5% | 0% | 0% | 1 | 0% | 0% | 0% | 1 |  | 0% | 0% | 1 |  |  |  |  | 0% | [5 empty] | 0% | 0% | 0% | 1 | 0% | 0% | 0% | 1 | 0% | 0% | 0% | 1 | 1% | 0% | 0% | 1 | 1% | 0% | 0% | 1 | 3% | 0% | 0% | 1 | 0% | 0% | 0% | 1
394 | Hartley | 0 | 0 | 10 |  | 0% | 0% | 1 |  |  |  |  | 0% | [5 empty] | 15% | 85% | 100% | 5 | 85% | 0% | 0% | 3 | 0% | 0% | 0% | 1 | 0% | 0% | 0% | 1 | 85% | 0% | 0% | 3 | 14% | 0% | 0% | 1 | 0% | 0% | 0% | 1 |  | 0% | 0% | 1 |  |  |  |  | 0% | [5 empty] | 11% | 87% | 98% | 5 | 82% | 0% | 0% | 3 | 4% | 0% | 0% | 1 | 9% | 0% | 0% | 1 | 85% | 0% | 0% | 3 | 46% | 0% | 0% | 1 | 0% | 0% | 0% | 1 |  | 0% | 0% | 1 | 0% | 18% | 68% | 86% | 5 | 70% | 0% | 0% | 3 | 21% | 0% | 0% | 1 | 31% | 0% | 0% | 1 | 78% | 0% | 0% | 3 | 50% | 0% | 0% | 2 | 0% | 0% | 0% | 1 |  | 0% | 0% | 1 |  |  |  |  | 0% | [5 empty] | 30% | 55% | 85% | 5 | 62% | 0% | 0% | 2 | 28% | 0% | 0% | 1 | 57% | 0% | 0% | 2 | 81% | 0% | 0% | 3 | 62% | 0% | 0% | 2 | 1% | 0% | 0% | 1
395 | Copus | 0 | 0 | 0 |  | 0% | 0% | 1 |  |  |  |  | 0% | [5 empty] | 0% | 0% | 0% | 1 | 0% | 0% | 0% | 1 | 0% | 0% | 0% | 1 | 0% | 0% | 0% | 1 | 0% | 0% | 0% | 1 | 0% | 0% | 0% | 1 | 0% | 0% | 0% | 1 |  | 0% | 0% | 1 |  |  |  |  | 0% | [5 empty] | 0% | 0% | 0% | 1 | 0% | 0% | 0% | 1 | 0% | 0% | 0% | 1 | 0% | 0% | 0% | 1 | 0% | 0% | 0% | 1 | 0% | 0% | 0% | 1 | 0% | 0% | 0% | 1 |  | 0% | 0% | 1 | 0% | 7% | 93% | 100% | 5 | 52% | 0% | 0% | 2 | 0% | 0% | 0% | 1 | 0% | 0% | 0% | 1 | 52% | 0% | 0% | 2 | 77% | 0% | 0% | 3 | 0% | 0% | 0% | 1 |  | 0% | 0% | 1 |  |  |  |  | 0% | [5 empty] | 54% | 42% | 96% | 5 | 82% | 0% | 0% | 3 | 56% | 0% | 0% | 2 | 59% | 0% | 0% | 2 | 94% | 0% | 0% | 4 | 67% | 0% | 0% | 2 | 3% | 0% | 0% | 1
396 | Bay Boulevard | 0 | 0 | 0 |  | 0% | 0% | 1 |  |  |  |  | 0% | [5 empty] | 0% | 0% | 0% | 1 | 7% | 0% | 0% | 1 | 36% | 0% | 0% | 1 | 71% | 0% | 0% | 3 | 72% | 0% | 0% | 3 | 0% | 0% | 0% | 1 | 8% | 0% | 0% | 1 |  | 0% | 0% | 1 |  |  |  |  | 0% | [5 empty] | 0% | 0% | 0% | 1 | 8% | 0% | 0% | 1 | 36% | 0% | 0% | 1 | 66% | 0% | 0% | 2 | 67% | 0% | 0% | 2 | 0% | 0% | 0% | 1 | 7% | 0% | 0% | 1 |  | 0% | 0% | 1 | 0% | 0% | 0% | 0% | 1 | 7% | 0% | 0% | 1 | 36% | 0% | 0% | 1 | 66% | 0% | 0% | 2 | 66% | 0% | 0% | 2 | 0% | 0% | 0% | 1 | 8% | 0% | 0% | 1 |  | 0% | 0% | 1 |  |  |  |  | 0% | [5 empty] | 0% | 0% | 0% | 1 | 6% | 0% | 0% | 1 | 34% | 0% | 0% | 1 | 67% | 0% | 0% | 2 | 68% | 0% | 0% | 2 | 4% | 0% | 0% | 1 | 7% | 0% | 0% | 1
397 | Mission | 0 | 0 | 0 |  | 0% | 0% | 1 |  |  |  |  | 0% | [5 empty] | 0% | 0% | 0% | 1 | 3% | 0% | 0% | 1 | 15% | 0% | 0% | 1 | 49% | 0% | 0% | 1 | 50% | 0% | 0% | 2 | 0% | 0% | 0% | 1 | 5% | 0% | 0% | 1 |  | 0% | 0% | 1 |  |  |  |  | 0% | [5 empty] | 0% | 0% | 0% | 1 | 3% | 0% | 0% | 1 | 20% | 0% | 0% | 1 | 55% | 0% | 0% | 2 | 55% | 0% | 0% | 2 | 0% | 0% | 0% | 1 | 5% | 0% | 0% | 1 |  | 0% | 0% | 1 | 0% | 0% | 0% | 0% | 1 | 6% | 0% | 0% | 1 | 35% | 0% | 0% | 1 | 65% | 0% | 0% | 2 | 66% | 0% | 0% | 2 | 0% | 0% | 0% | 1 | 7% | 0% | 0% | 1 |  | 0% | 0% | 1 |  |  |  |  | 0% | [5 empty] | 0% | 0% | 0% | 1 | 6% | 0% | 0% | 1 | 39% | 0% | 0% | 1 | 69% | 0% | 0% | 2 | 70% | 0% | 0% | 3 | 4% | 0% | 0% | 1 | 8% | 0% | 0% | 1
398 | Eight Mile | 0 | 0 | 0 |  | 0% | 0% | 1 |  |  |  |  | 1% | [5 empty] | 0% | 0% | 0% | 1 | 5% | 0% | 0% | 1 | 0% | 0% | 0% | 1 | 0% | 0% | 0% | 1 | 5% | 0% | 0% | 1 | 0% | 0% | 0% | 1 | 5% | 0% | 0% | 1 |  | 0% | 0% | 1 |  |  |  |  | 22% | [5 empty] | 0% | 0% | 0% | 1 | 1% | 0% | 0% | 1 | 61% | 0% | 0% | 2 | 61% | 0% | 0% | 2 | 61% | 0% | 0% | 2 | 0% | 0% | 0% | 1 | 11% | 0% | 0% | 1 |  | 0% | 0% | 1 | 43% | 1% | 0% | 1% | 1 | 0% | 0% | 0% | 1 | 39% | 0% | 0% | 1 | 39% | 0% | 0% | 1 | 39% | 0% | 0% | 1 | 0% | 0% | 0% | 1 | 8% | 0% | 0% | 1 |  | 0% | 0% | 1 |  |  |  |  | 24% | [5 empty] | 50% | 0% | 50% | 3 | 31% | 0% | 0% | 1 | 45% | 0% | 0% | 1 | 47% | 0% | 0% | 1 | 57% | 0% | 0% | 2 | 12% | 0% | 0% | 1 | 20% | 0% | 0% | 1
399 | Valley Center | 0 | 0 | 0 |  | 0% | 0% | 1 |  |  |  |  | 0% | [5 empty] | 0% | 0% | 0% | 1 | 0% | 0% | 0% | 1 | 0% | 0% | 0% | 1 | 0% | 0% | 0% | 1 | 0% | 0% | 0% | 1 | 0% | 0% | 0% | 1 | 0% | 0% | 0% | 1 |  | 0% | 0% | 1 |  |  |  |  | 0% | [5 empty] | 0% | 0% | 0% | 1 | 0% | 0% | 0% | 1 | 0% | 0% | 0% | 1 | 0% | 0% | 0% | 1 | 0% | 0% | 0% | 1 | 0% | 0% | 0% | 1 | 0% | 0% | 0% | 1 |  | 0% | 0% | 1 | 0% | 0% | 0% | 0% | 1 | 0% | 0% | 0% | 1 | 82% | 0% | 0% | 3 | 82% | 0% | 0% | 3 | 82% | 0% | 0% | 3 | 0% | 0% | 0% | 1 | 4% | 0% | 0% | 1 |  | 0% | 0% | 1 |  |  |  |  | 0% | [5 empty] | 12% | 83% | 95% | 5 | 39% | 0% | 0% | 1 | 15% | 0% | 0% | 1 | 42% | 0% | 0% | 1 | 54% | 0% | 0% | 2 | 52% | 0% | 0% | 2 | 8% | 0% | 0% | 1
400 | Wilson | 0 | 0 | 0 |  | 0% | 0% | 1 |  |  |  |  | 0% | [5 empty] | 0% | 0% | 0% | 1 | 0% | 0% | 0% | 1 | 0% | 0% | 0% | 1 | 0% | 0% | 0% | 1 | 0% | 0% | 0% | 1 | 0% | 0% | 0% | 1 | 0% | 0% | 0% | 1 |  | 0% | 0% | 1 |  |  |  |  | 0% | [5 empty] | 0% | 0% | 0% | 1 | 0% | 0% | 0% | 1 | 0% | 0% | 0% | 1 | 0% | 0% | 0% | 1 | 0% | 0% | 0% | 1 | 0% | 0% | 0% | 1 | 0% | 0% | 0% | 1 |  | 0% | 0% | 1 | 0% | 0% | 0% | 0% | 1 | 0% | 0% | 0% | 1 | 0% | 0% | 0% | 1 | 0% | 0% | 0% | 1 | 0% | 0% | 0% | 1 | 0% | 0% | 0% | 1 | 0% | 0% | 0% | 1 |  | 0% | 0% | 1 |  |  |  |  | 0% | [5 empty] | 0% | 0% | 0% | 1 | 0% | 0% | 0% | 1 | 0% | 0% | 0% | 1 | 0% | 0% | 0% | 1 | 0% | 0% | 0% | 1 | 0% | 0% | 0% | 1 | 0% | 0% | 0% | 1
401 | Donnells-Curtis | 0 | 0 | 0 |  | 0% | 0% | 1 |  |  |  |  | 0% | [5 empty] | 50% | 0% | 50% | 3 | 0% | 0% | 0% | 1 | 0% | 0% | 0% | 1 | 24% | 0% | 0% | 1 | 24% | 0% | 0% | 1 | 80% | 0% | 0% | 3 | 11% | 0% | 0% | 1 |  | 0% | 0% | 1 |  |  |  |  | 0% | [5 empty] | 45% | 0% | 45% | 2 | 0% | 0% | 0% | 1 | 0% | 0% | 0% | 1 | 21% | 0% | 0% | 1 | 22% | 0% | 0% | 1 | 76% | 0% | 0% | 3 | 10% | 0% | 0% | 1 |  | 0% | 0% | 1 | 0% | 40% | 10% | 50% | 3 | 0% | 0% | 0% | 1 | 19% | 0% | 0% | 1 | 31% | 0% | 0% | 1 | 36% | 0% | 0% | 1 | 61% | 0% | 0% | 2 | 8% | 0% | 0% | 1 |  | 0% | 0% | 1 |  |  |  |  | 0% | [5 empty] | 11% | 2% | 13% | 2 | 7% | 0% | 0% | 1 | 12% | 0% | 0% | 1 | 33% | 0% | 0% | 1 | 48% | 0% | 0% | 1 | 82% | 0% | 0% | 3 | 13% | 0% | 0% | 1
402 | Lee Lake (Proposed) | 0 | 0 | 0 |  | 0% | 0% | 1 |  |  |  |  | 0% | [5 empty] | 0% | 0% | 0% | 1 | 0% | 0% | 0% | 1 | 0% | 0% | 0% | 1 | 0% | 0% | 0% | 1 | 0% | 0% | 0% | 1 | 0% | 0% | 0% | 1 | 0% | 0% | 0% | 1 |  | 0% | 0% | 1 |  |  |  |  | 0% | [5 empty] | 0% | 0% | 0% | 1 | 0% | 0% | 0% | 1 | 0% | 0% | 0% | 1 | 0% | 0% | 0% | 1 | 0% | 0% | 0% | 1 | 0% | 0% | 0% | 1 | 0% | 0% | 0% | 1 |  | 0% | 0% | 1 | 0% | 0% | 0% | 0% | 1 | 0% | 0% | 0% | 1 | 0% | 0% | 0% | 1 | 0% | 0% | 0% | 1 | 0% | 0% | 0% | 1 | 0% | 0% | 0% | 1 | 0% | 0% | 0% | 1 |  | 0% | 0% | 1 |  |  |  |  | 0% | [5 empty] | 0% | 0% | 0% | 1 | 3% | 0% | 0% | 1 | 19% | 0% | 0% | 1 | 72% | 0% | 0% | 3 | 75% | 0% | 0% | 3 | 0% | 0% | 0% | 1 | 3% | 0% | 0% | 1
403 | Orosi | 0 | 0 | 0 |  | 0% | 0% | 1 |  |  |  |  | 0% | [5 empty] | 0% | 0% | 0% | 1 | 0% | 0% | 0% | 1 | 0% | 0% | 0% | 1 | 0% | 0% | 0% | 1 | 0% | 0% | 0% | 1 | 0% | 0% | 0% | 1 | 0% | 0% | 0% | 1 |  | 0% | 0% | 1 |  |  |  |  | 0% | [5 empty] | 0% | 0% | 0% | 1 | 0% | 0% | 0% | 1 | 0% | 0% | 0% | 1 | 0% | 0% | 0% | 1 | 0% | 0% | 0% | 1 | 0% | 0% | 0% | 1 | 0% | 0% | 0% | 1 |  | 0% | 0% | 1 | 0% | 0% | 0% | 0% | 1 | 0% | 0% | 0% | 1 | 0% | 0% | 0% | 1 | 0% | 0% | 0% | 1 | 0% | 0% | 0% | 1 | 0% | 0% | 0% | 1 | 0% | 0% | 0% | 1 |  | 0% | 0% | 1 |  |  |  |  | 0% | [5 empty] | 0% | 0% | 0% | 1 | 0% | 0% | 0% | 1 | 0% | 0% | 0% | 1 | 0% | 0% | 0% | 1 | 0% | 0% | 0% | 1 | 0% | 0% | 0% | 1 | 0% | 0% | 0% | 1
404 | Ukiah | 0 | 0 | 0 |  | 0% | 0% | 1 |  |  |  |  | 0% | [5 empty] | 72% | 28% | 100% | 5 | 8% | 0% | 0% | 1 | 40% | 0% | 0% | 1 | 59% | 0% | 0% | 2 | 68% | 0% | 0% | 2 | 100% | 0% | 0% | 5 | 0% | 0% | 0% | 1 |  | 0% | 0% | 1 |  |  |  |  | 0% | [5 empty] | 32% | 68% | 100% | 5 | 50% | 0% | 0% | 2 | 19% | 0% | 0% | 1 | 27% | 0% | 0% | 1 | 69% | 0% | 0% | 2 | 83% | 0% | 0% | 3 | 0% | 0% | 0% | 1 |  | 0% | 0% | 1 | 0% | 32% | 55% | 87% | 5 | 49% | 0% | 0% | 1 | 21% | 0% | 0% | 1 | 32% | 0% | 0% | 1 | 70% | 0% | 0% | 3 | 78% | 0% | 0% | 3 | 0% | 0% | 0% | 1 |  | 0% | 0% | 1 |  |  |  |  | 0% | [5 empty] | 24% | 32% | 56% | 5 | 55% | 0% | 0% | 2 | 10% | 0% | 0% | 1 | 30% | 0% | 0% | 1 | 66% | 0% | 0% | 2 | 53% | 0% | 0% | 2 | 3% | 0% | 0% | 1
405 | New Sub - Gates - Midway (Proposed) | 0 | 0 | 0 |  | 0% | 0% | 1 |  |  |  |  | 0% | [5 empty] | 0% | 0% | 0% | 1 | 0% | 0% | 0% | 1 | 0% | 0% | 0% | 1 | 0% | 0% | 0% | 1 | 0% | 0% | 0% | 1 | 0% | 0% | 0% | 1 | 0% | 0% | 0% | 1 |  | 0% | 0% | 1 |  |  |  |  | 0% | [5 empty] | 0% | 0% | 0% | 1 | 0% | 0% | 0% | 1 | 0% | 0% | 0% | 1 | 0% | 0% | 0% | 1 | 0% | 0% | 0% | 1 | 0% | 0% | 0% | 1 | 0% | 0% | 0% | 1 |  | 0% | 0% | 1 | 0% | 0% | 0% | 0% | 1 | 0% | 0% | 0% | 1 | 0% | 0% | 0% | 1 | 0% | 0% | 0% | 1 | 0% | 0% | 0% | 1 | 0% | 0% | 0% | 1 | 0% | 0% | 0% | 1 |  | 0% | 0% | 1 |  |  |  |  | 0% | [5 empty] | 85% | 0% | 85% | 5 | 70% | 0% | 0% | 3 | 4% | 0% | 0% | 1 | 18% | 0% | 0% | 1 | 74% | 0% | 0% | 3 | 64% | 0% | 0% | 2 | 1% | 0% | 0% | 1
406 | Humboldt | 0 | 0 | 0 |  | 0% | 0% | 1 |  |  |  |  | 0% | [5 empty] | 0% | 0% | 0% | 1 | 31% | 0% | 0% | 1 | 25% | 0% | 0% | 1 | 35% | 0% | 0% | 1 | 47% | 0% | 0% | 1 | 0% | 0% | 0% | 1 | 36% | 0% | 0% | 1 |  | 0% | 0% | 1 |  |  |  |  | 0% | [5 empty] | 0% | 0% | 0% | 1 | 16% | 0% | 0% | 1 | 7% | 0% | 0% | 1 | 9% | 0% | 0% | 1 | 20% | 0% | 0% | 1 | 38% | 0% | 0% | 1 | 14% | 0% | 0% | 1 |  | 0% | 0% | 1 | 0% | 8% | 0% | 8% | 1 | 7% | 0% | 0% | 1 | 6% | 0% | 0% | 1 | 7% | 0% | 0% | 1 | 12% | 0% | 0% | 1 | 45% | 0% | 0% | 1 | 8% | 0% | 0% | 1 |  | 0% | 0% | 1 |  |  |  |  | 0% | [5 empty] | 6% | 2% | 8% | 2 | 8% | 0% | 0% | 1 | 5% | 0% | 0% | 1 | 9% | 0% | 0% | 1 | 13% | 0% | 0% | 1 | 71% | 0% | 0% | 3 | 6% | 0% | 0% | 1
407 | Chowchilla | 0 | 0 | 0 |  | 0% | 0% | 1 |  |  |  |  | 0% | [5 empty] | 0% | 0% | 0% | 1 | 0% | 0% | 0% | 1 | 0% | 0% | 0% | 1 | 0% | 0% | 0% | 1 | 0% | 0% | 0% | 1 | 0% | 0% | 0% | 1 | 0% | 0% | 0% | 1 |  | 0% | 0% | 1 |  |  |  |  | 0% | [5 empty] | 0% | 0% | 0% | 1 | 0% | 0% | 0% | 1 | 0% | 0% | 0% | 1 | 0% | 0% | 0% | 1 | 0% | 0% | 0% | 1 | 0% | 0% | 0% | 1 | 0% | 0% | 0% | 1 |  | 0% | 0% | 1 | 0% | 0% | 0% | 0% | 1 | 0% | 0% | 0% | 1 | 0% | 0% | 0% | 1 | 0% | 0% | 0% | 1 | 0% | 0% | 0% | 1 | 0% | 0% | 0% | 1 | 0% | 0% | 0% | 1 |  | 0% | 0% | 1 |  |  |  |  | 0% | [5 empty] | 0% | 0% | 0% | 1 | 0% | 0% | 0% | 1 | 0% | 0% | 0% | 1 | 0% | 0% | 0% | 1 | 0% | 0% | 0% | 1 | 0% | 0% | 0% | 1 | 0% | 0% | 0% | 1
408 | Mesa (SCE) | 0 | 0 | 0 |  | 0% | 0% | 1 |  |  |  |  | 0% | [5 empty] | 0% | 0% | 0% | 1 | 0% | 0% | 0% | 1 | 0% | 0% | 0% | 1 | 0% | 0% | 0% | 1 | 0% | 0% | 0% | 1 | 0% | 0% | 0% | 1 | 0% | 0% | 0% | 1 |  | 0% | 0% | 1 |  |  |  |  | 0% | [5 empty] | 0% | 0% | 0% | 1 | 0% | 0% | 0% | 1 | 0% | 0% | 0% | 1 | 0% | 0% | 0% | 1 | 0% | 0% | 0% | 1 | 0% | 0% | 0% | 1 | 0% | 0% | 0% | 1 |  | 0% | 0% | 1 | 0% | 0% | 0% | 0% | 1 | 0% | 0% | 0% | 1 | 34% | 0% | 0% | 1 | 49% | 0% | 0% | 1 | 49% | 0% | 0% | 1 | 0% | 0% | 0% | 1 | 0% | 0% | 0% | 1 |  | 0% | 0% | 1 |  |  |  |  | 0% | [5 empty] | 8% | 0% | 8% | 1 | 0% | 0% | 0% | 1 | 15% | 0% | 0% | 1 | 37% | 0% | 0% | 1 | 37% | 0% | 0% | 1 | 31% | 0% | 0% | 1 | 2% | 0% | 0% | 1
409 | Colorado River | 0 | 0 | 0 |  | 0% | 0% | 1 |  |  |  |  | 0% | [5 empty] | 0% | 0% | 0% | 1 | 55% | 0% | 0% | 2 | 52% | 0% | 0% | 2 | 49% | 0% | 0% | 1 | 70% | 0% | 0% | 3 | 70% | 0% | 0% | 3 | 0% | 0% | 0% | 1 |  | 0% | 0% | 1 |  |  |  |  | 0% | [5 empty] | 0% | 0% | 0% | 1 | 52% | 0% | 0% | 2 | 39% | 0% | 0% | 1 | 37% | 0% | 0% | 1 | 63% | 0% | 0% | 2 | 74% | 0% | 0% | 3 | 0% | 0% | 0% | 1 |  | 0% | 0% | 1 | 0% | 0% | 0% | 0% | 1 | 45% | 0% | 0% | 1 | 32% | 0% | 0% | 1 | 30% | 0% | 0% | 1 | 53% | 0% | 0% | 2 | 77% | 0% | 0% | 3 | 0% | 0% | 0% | 1 |  | 0% | 0% | 1 |  |  |  |  | 0% | [5 empty] | 0% | 0% | 0% | 1 | 43% | 0% | 0% | 1 | 27% | 0% | 0% | 1 | 26% | 0% | 0% | 1 | 51% | 0% | 0% | 2 | 77% | 0% | 0% | 3 | 0% | 0% | 0% | 1
410 | Placerville | 0 | 0 | 0 |  | 0% | 0% | 1 |  |  |  |  | 0% | [5 empty] | 0% | 0% | 0% | 1 | 0% | 0% | 0% | 1 | 0% | 0% | 0% | 1 | 0% | 0% | 0% | 1 | 0% | 0% | 0% | 1 | 0% | 0% | 0% | 1 | 0% | 0% | 0% | 1 |  | 0% | 0% | 1 |  |  |  |  | 0% | [5 empty] | 0% | 0% | 0% | 1 | 0% | 0% | 0% | 1 | 0% | 0% | 0% | 1 | 0% | 0% | 0% | 1 | 0% | 0% | 0% | 1 | 0% | 0% | 0% | 1 | 0% | 0% | 0% | 1 |  | 0% | 0% | 1 | 0% | 0% | 0% | 0% | 1 | 0% | 0% | 0% | 1 | 0% | 0% | 0% | 1 | 0% | 0% | 0% | 1 | 0% | 0% | 0% | 1 | 0% | 0% | 0% | 1 | 0% | 0% | 0% | 1 |  | 0% | 0% | 1 |  |  |  |  | 0% | [5 empty] | 82% | 0% | 82% | 5 | 1% | 0% | 0% | 1 | 9% | 0% | 0% | 1 | 0% | 0% | 0% | 1 | 10% | 0% | 0% | 1 | 72% | 0% | 0% | 3 | 4% | 0% | 0% | 1
411 | Inyokern | 0 | 0 | 0 |  | 0% | 0% | 1 |  |  |  |  | 0% | [5 empty] | 0% | 0% | 0% | 1 | 58% | 0% | 0% | 2 | 25% | 0% | 0% | 1 | 10% | 0% | 0% | 1 | 63% | 0% | 0% | 2 | 46% | 0% | 0% | 1 | 0% | 0% | 0% | 1 |  | 0% | 0% | 1 |  |  |  |  | 0% | [5 empty] | 1% | 0% | 1% | 1 | 60% | 0% | 0% | 2 | 23% | 0% | 0% | 1 | 10% | 0% | 0% | 1 | 65% | 0% | 0% | 2 | 43% | 0% | 0% | 1 | 0% | 0% | 0% | 1 |  | 0% | 0% | 1 | 0% | 1% | 0% | 1% | 1 | 64% | 0% | 0% | 2 | 25% | 0% | 0% | 1 | 10% | 0% | 0% | 1 | 69% | 0% | 0% | 2 | 43% | 0% | 0% | 1 | 0% | 0% | 0% | 1 |  | 0% | 0% | 1 |  |  |  |  | 0% | [5 empty] | 3% | 1% | 4% | 2 | 20% | 0% | 0% | 1 | 26% | 0% | 0% | 1 | 12% | 0% | 0% | 1 | 42% | 0% | 0% | 1 | 57% | 0% | 0% | 2 | 1% | 0% | 0% | 1
412 | Mandalay | 0 | 0 | 0 |  | 0% | 0% | 1 |  |  |  |  | 0% | [5 empty] | 0% | 0% | 0% | 1 | 5% | 0% | 0% | 1 | 18% | 0% | 0% | 1 | 50% | 0% | 0% | 2 | 50% | 0% | 0% | 2 | 0% | 0% | 0% | 1 | 5% | 0% | 0% | 1 |  | 0% | 0% | 1 |  |  |  |  | 0% | [5 empty] | 0% | 0% | 0% | 1 | 13% | 0% | 0% | 1 | 58% | 0% | 0% | 2 | 72% | 0% | 0% | 3 | 72% | 0% | 0% | 3 | 0% | 0% | 0% | 1 | 18% | 0% | 0% | 1 |  | 0% | 0% | 1 | 0% | 0% | 0% | 0% | 1 | 39% | 0% | 0% | 1 | 37% | 0% | 0% | 1 | 46% | 0% | 0% | 1 | 76% | 0% | 0% | 3 | 4% | 0% | 0% | 1 | 11% | 0% | 0% | 1 |  | 0% | 0% | 1 |  |  |  |  | 0% | [5 empty] | 51% | 9% | 60% | 3 | 48% | 0% | 0% | 1 | 11% | 0% | 0% | 1 | 20% | 0% | 0% | 1 | 60% | 0% | 0% | 2 | 52% | 0% | 0% | 2 | 5% | 0% | 0% | 1
413 | Creelman | 0 | 0 | 0 |  | 0% | 0% | 1 |  |  |  |  | 0% | [5 empty] | 0% | 0% | 0% | 1 | 0% | 0% | 0% | 1 | 0% | 0% | 0% | 1 | 0% | 0% | 0% | 1 | 0% | 0% | 0% | 1 | 0% | 0% | 0% | 1 | 0% | 0% | 0% | 1 |  | 0% | 0% | 1 |  |  |  |  | 0% | [5 empty] | 2% | 98% | 100% | 5 | 100% | 0% | 0% | 5 | 21% | 0% | 0% | 1 | 81% | 0% | 0% | 3 | 100% | 0% | 0% | 5 | 78% | 0% | 0% | 3 | 0% | 0% | 0% | 1 |  | 0% | 0% | 1 | 0% | 5% | 94% | 99% | 5 | 91% | 0% | 0% | 4 | 62% | 0% | 0% | 2 | 75% | 0% | 0% | 3 | 100% | 0% | 0% | 5 | 31% | 0% | 0% | 1 | 36% | 0% | 0% | 1 |  | 0% | 0% | 1 |  |  |  |  | 0% | [5 empty] | 13% | 83% | 96% | 5 | 24% | 0% | 0% | 1 | 26% | 0% | 0% | 1 | 52% | 0% | 0% | 2 | 58% | 0% | 0% | 2 | 54% | 0% | 0% | 2 | 6% | 0% | 0% | 1
414 | Harborgen | 0 | 0 | 0 |  | 0% | 0% | 1 |  |  |  |  | 0% | [5 empty] | 0% | 0% | 0% | 1 | 0% | 0% | 0% | 1 | 11% | 0% | 0% | 1 | 52% | 0% | 0% | 2 | 52% | 0% | 0% | 2 | 0% | 0% | 0% | 1 | 1% | 0% | 0% | 1 |  | 0% | 0% | 1 |  |  |  |  | 0% | [5 empty] | 0% | 0% | 0% | 1 | 0% | 0% | 0% | 1 | 14% | 0% | 0% | 1 | 54% | 0% | 0% | 2 | 54% | 0% | 0% | 2 | 0% | 0% | 0% | 1 | 1% | 0% | 0% | 1 |  | 0% | 0% | 1 | 0% | 0% | 0% | 0% | 1 | 0% | 0% | 0% | 1 | 22% | 0% | 0% | 1 | 59% | 0% | 0% | 2 | 59% | 0% | 0% | 2 | 0% | 0% | 0% | 1 | 2% | 0% | 0% | 1 |  | 0% | 0% | 1 |  |  |  |  | 0% | [5 empty] | 0% | 0% | 0% | 1 | 1% | 0% | 0% | 1 | 20% | 0% | 0% | 1 | 62% | 0% | 0% | 2 | 63% | 0% | 0% | 2 | 0% | 0% | 0% | 1 | 2% | 0% | 0% | 1
415 | Capistrano | 0 | 0 | 0 |  | 0% | 0% | 1 |  |  |  |  | 0% | [5 empty] | 0% | 0% | 0% | 1 | 0% | 0% | 0% | 1 | 29% | 0% | 0% | 1 | 50% | 0% | 0% | 2 | 50% | 0% | 0% | 2 | 0% | 0% | 0% | 1 | 0% | 0% | 0% | 1 |  | 0% | 0% | 1 |  |  |  |  | 0% | [5 empty] | 0% | 0% | 0% | 1 | 5% | 0% | 0% | 1 | 19% | 0% | 0% | 1 | 54% | 0% | 0% | 2 | 59% | 0% | 0% | 2 | 0% | 0% | 0% | 1 | 1% | 0% | 0% | 1 |  | 0% | 0% | 1 | 0% | 1% | 0% | 1% | 1 | 3% | 0% | 0% | 1 | 25% | 0% | 0% | 1 | 75% | 0% | 0% | 3 | 78% | 0% | 0% | 3 | 0% | 0% | 0% | 1 | 7% | 0% | 0% | 1 |  | 0% | 0% | 1 |  |  |  |  | 0% | [5 empty] | 0% | 0% | 0% | 1 | 7% | 0% | 0% | 1 | 51% | 0% | 0% | 2 | 80% | 0% | 0% | 3 | 82% | 0% | 0% | 3 | 0% | 0% | 0% | 1 | 10% | 0% | 0% | 1
416 | Red Bluff | 0 | 0 | 0 |  | 0% | 0% | 1 |  |  |  |  | 0% | [5 empty] | 0% | 0% | 0% | 1 | 38% | 0% | 0% | 1 | 0% | 0% | 0% | 1 | 0% | 0% | 0% | 1 | 38% | 0% | 0% | 1 | 48% | 0% | 0% | 1 | 1% | 0% | 0% | 1 |  | 0% | 0% | 1 |  |  |  |  | 0% | [5 empty] | 0% | 0% | 0% | 1 | 46% | 0% | 0% | 1 | 11% | 0% | 0% | 1 | 11% | 0% | 0% | 1 | 47% | 0% | 0% | 1 | 51% | 0% | 0% | 2 | 1% | 0% | 0% | 1 |  | 0% | 0% | 1 | 0% | 0% | 0% | 0% | 1 | 39% | 0% | 0% | 1 | 25% | 0% | 0% | 1 | 15% | 0% | 0% | 1 | 52% | 0% | 0% | 2 | 54% | 0% | 0% | 2 | 1% | 0% | 0% | 1 |  | 0% | 0% | 1 |  |  |  |  | 0% | [5 empty] | 0% | 0% | 0% | 1 | 50% | 0% | 0% | 2 | 32% | 0% | 0% | 1 | 26% | 0% | 0% | 1 | 61% | 0% | 0% | 2 | 68% | 0% | 0% | 2 | 1% | 0% | 0% | 1
417 | Scripps | 0 | 0 | 0 |  | 0% | 0% | 1 |  |  |  |  | 0% | [5 empty] | 0% | 0% | 0% | 1 | 0% | 0% | 0% | 1 | 65% | 0% | 0% | 2 | 97% | 0% | 0% | 5 | 97% | 0% | 0% | 5 | 0% | 0% | 0% | 1 | 0% | 0% | 0% | 1 |  | 0% | 0% | 1 |  |  |  |  | 0% | [5 empty] | 0% | 0% | 0% | 1 | 0% | 0% | 0% | 1 | 11% | 0% | 0% | 1 | 37% | 0% | 0% | 1 | 37% | 0% | 0% | 1 | 0% | 0% | 0% | 1 | 1% | 0% | 0% | 1 |  | 0% | 0% | 1 | 0% | 0% | 0% | 0% | 1 | 3% | 0% | 0% | 1 | 22% | 0% | 0% | 1 | 55% | 0% | 0% | 2 | 56% | 0% | 0% | 2 | 0% | 0% | 0% | 1 | 5% | 0% | 0% | 1 |  | 0% | 0% | 1 |  |  |  |  | 0% | [5 empty] | 0% | 0% | 0% | 1 | 9% | 0% | 0% | 1 | 44% | 0% | 0% | 1 | 68% | 0% | 0% | 2 | 69% | 0% | 0% | 2 | 0% | 0% | 0% | 1 | 9% | 0% | 0% | 1
418 | Johanna | 0 | 0 | 0 |  | 0% | 0% | 1 |  |  |  |  | 0% | [5 empty] | 0% | 0% | 0% | 1 | 4% | 0% | 0% | 1 | 22% | 0% | 0% | 1 | 86% | 0% | 0% | 3 | 90% | 0% | 0% | 4 | 0% | 0% | 0% | 1 | 11% | 0% | 0% | 1 |  | 0% | 0% | 1 |  |  |  |  | 0% | [5 empty] | 0% | 0% | 0% | 1 | 2% | 0% | 0% | 1 | 43% | 0% | 0% | 1 | 87% | 0% | 0% | 3 | 90% | 0% | 0% | 4 | 0% | 0% | 0% | 1 | 8% | 0% | 0% | 1 |  | 0% | 0% | 1 | 0% | 0% | 0% | 0% | 1 | 2% | 0% | 0% | 1 | 33% | 0% | 0% | 1 | 69% | 0% | 0% | 2 | 71% | 0% | 0% | 3 | 0% | 0% | 0% | 1 | 5% | 0% | 0% | 1 |  | 0% | 0% | 1 |  |  |  |  | 0% | [5 empty] | 0% | 0% | 0% | 1 | 1% | 0% | 0% | 1 | 17% | 0% | 0% | 1 | 61% | 0% | 0% | 2 | 61% | 0% | 0% | 2 | 0% | 0% | 0% | 1 | 3% | 0% | 0% | 1
419 | Cottle | 0 | 0 | 0 |  | 0% | 0% | 1 |  |  |  |  | 0% | [5 empty] | 0% | 0% | 0% | 1 | 0% | 0% | 0% | 1 | 0% | 0% | 0% | 1 | 0% | 0% | 0% | 1 | 0% | 0% | 0% | 1 | 0% | 0% | 0% | 1 | 0% | 0% | 0% | 1 |  | 0% | 0% | 1 |  |  |  |  | 0% | [5 empty] | 0% | 0% | 0% | 1 | 0% | 0% | 0% | 1 | 0% | 0% | 0% | 1 | 0% | 0% | 0% | 1 | 0% | 0% | 0% | 1 | 0% | 0% | 0% | 1 | 0% | 0% | 0% | 1 |  | 0% | 0% | 1 | 0% | 0% | 0% | 0% | 1 | 0% | 0% | 0% | 1 | 0% | 0% | 0% | 1 | 0% | 0% | 0% | 1 | 0% | 0% | 0% | 1 | 0% | 0% | 0% | 1 | 0% | 0% | 0% | 1 |  | 0% | 0% | 1 |  |  |  |  | 0% | [5 empty] | 100% | 0% | 100% | 5 | 100% | 0% | 0% | 5 | 20% | 0% | 0% | 1 | 20% | 0% | 0% | 1 | 100% | 0% | 0% | 5 | 100% | 0% | 0% | 5 | 0% | 0% | 0% | 1
420 | Kingsburg | 0 | 0 | 0 |  | 0% | 0% | 1 |  |  |  |  | 0% | [5 empty] | 0% | 0% | 0% | 1 | 0% | 0% | 0% | 1 | 0% | 0% | 0% | 1 | 0% | 0% | 0% | 1 | 0% | 0% | 0% | 1 | 0% | 0% | 0% | 1 | 0% | 0% | 0% | 1 |  | 0% | 0% | 1 |  |  |  |  | 0% | [5 empty] | 0% | 0% | 0% | 1 | 0% | 0% | 0% | 1 | 0% | 0% | 0% | 1 | 0% | 0% | 0% | 1 | 0% | 0% | 0% | 1 | 0% | 0% | 0% | 1 | 0% | 0% | 0% | 1 |  | 0% | 0% | 1 | 0% | 0% | 0% | 0% | 1 | 0% | 0% | 0% | 1 | 0% | 0% | 0% | 1 | 0% | 0% | 0% | 1 | 0% | 0% | 0% | 1 | 0% | 0% | 0% | 1 | 0% | 0% | 0% | 1 |  | 0% | 0% | 1 |  |  |  |  | 0% | [5 empty] | 0% | 0% | 0% | 1 | 0% | 0% | 0% | 1 | 0% | 0% | 0% | 1 | 0% | 0% | 0% | 1 | 0% | 0% | 0% | 1 | 0% | 0% | 0% | 1 | 0% | 0% | 0% | 1
421 | Panoche | 0 | 0 | 0 |  | 0% | 0% | 1 |  |  |  |  | 0% | [5 empty] | 0% | 0% | 0% | 1 | 0% | 0% | 0% | 1 | 0% | 0% | 0% | 1 | 0% | 0% | 0% | 1 | 0% | 0% | 0% | 1 | 0% | 0% | 0% | 1 | 0% | 0% | 0% | 1 |  | 0% | 0% | 1 |  |  |  |  | 0% | [5 empty] | 0% | 0% | 0% | 1 | 0% | 0% | 0% | 1 | 0% | 0% | 0% | 1 | 0% | 0% | 0% | 1 | 0% | 0% | 0% | 1 | 0% | 0% | 0% | 1 | 0% | 0% | 0% | 1 |  | 0% | 0% | 1 | 0% | 77% | 23% | 100% | 5 | 100% | 0% | 0% | 5 | 2% | 0% | 0% | 1 | 2% | 0% | 0% | 1 | 100% | 0% | 0% | 5 | 100% | 0% | 0% | 5 | 0% | 0% | 0% | 1 |  | 0% | 0% | 1 |  |  |  |  | 0% | [5 empty] | 29% | 71% | 100% | 5 | 86% | 0% | 0% | 3 | 7% | 0% | 0% | 1 | 18% | 0% | 0% | 1 | 93% | 0% | 0% | 4 | 98% | 0% | 0% | 5 | 0% | 0% | 0% | 1
422 | Fulton | 0 | 0 | 0 |  | 0% | 0% | 1 |  |  |  |  | 0% | [5 empty] | 0% | 0% | 0% | 1 | 0% | 0% | 0% | 1 | 0% | 0% | 0% | 1 | 0% | 0% | 0% | 1 | 0% | 0% | 0% | 1 | 0% | 0% | 0% | 1 | 0% | 0% | 0% | 1 |  | 0% | 0% | 1 |  |  |  |  | 0% | [5 empty] | 29% | 0% | 29% | 2 | 85% | 0% | 0% | 3 | 5% | 0% | 0% | 1 | 50% | 0% | 0% | 2 | 100% | 0% | 0% | 5 | 91% | 0% | 0% | 4 | 0% | 0% | 0% | 1 |  | 0% | 0% | 1 | 0% | 29% | 0% | 29% | 2 | 90% | 0% | 0% | 4 | 44% | 0% | 0% | 1 | 67% | 0% | 0% | 2 | 97% | 0% | 0% | 5 | 67% | 0% | 0% | 2 | 3% | 0% | 0% | 1 |  | 0% | 0% | 1 |  |  |  |  | 0% | [5 empty] | 45% | 16% | 61% | 3 | 85% | 0% | 0% | 3 | 32% | 0% | 0% | 1 | 60% | 0% | 0% | 2 | 95% | 0% | 0% | 5 | 63% | 0% | 0% | 2 | 2% | 0% | 0% | 1
423 | Ripon | 0 | 0 | 0 |  | 0% | 0% | 1 |  |  |  |  | 0% | [5 empty] | 0% | 0% | 0% | 1 | 0% | 0% | 0% | 1 | 0% | 0% | 0% | 1 | 0% | 0% | 0% | 1 | 0% | 0% | 0% | 1 | 0% | 0% | 0% | 1 | 0% | 0% | 0% | 1 |  | 0% | 0% | 1 |  |  |  |  | 0% | [5 empty] | 0% | 0% | 0% | 1 | 0% | 0% | 0% | 1 | 0% | 0% | 0% | 1 | 0% | 0% | 0% | 1 | 0% | 0% | 0% | 1 | 0% | 0% | 0% | 1 | 0% | 0% | 0% | 1 |  | 0% | 0% | 1 | 0% | 84% | 16% | 100% | 5 | 100% | 0% | 0% | 5 | 39% | 0% | 0% | 1 | 54% | 0% | 0% | 2 | 100% | 0% | 0% | 5 | 100% | 0% | 0% | 5 | 0% | 0% | 0% | 1 |  | 0% | 0% | 1 |  |  |  |  | 3% | [5 empty] | 78% | 15% | 93% | 5 | 92% | 0% | 0% | 4 | 75% | 0% | 0% | 3 | 87% | 0% | 0% | 3 | 100% | 0% | 0% | 5 | 53% | 0% | 0% | 2 | 2% | 0% | 0% | 1
424 | Shafter | 0 | 0 | 0 |  | 0% | 0% | 1 |  |  |  |  | 0% | [5 empty] | 0% | 0% | 0% | 1 | 0% | 0% | 0% | 1 | 0% | 0% | 0% | 1 | 0% | 0% | 0% | 1 | 0% | 0% | 0% | 1 | 0% | 0% | 0% | 1 | 0% | 0% | 0% | 1 |  | 0% | 0% | 1 |  |  |  |  | 0% | [5 empty] | 0% | 0% | 0% | 1 | 0% | 0% | 0% | 1 | 0% | 0% | 0% | 1 | 0% | 0% | 0% | 1 | 0% | 0% | 0% | 1 | 0% | 0% | 0% | 1 | 0% | 0% | 0% | 1 |  | 0% | 0% | 1 | 0% | 0% | 0% | 0% | 1 | 0% | 0% | 0% | 1 | 0% | 0% | 0% | 1 | 0% | 0% | 0% | 1 | 0% | 0% | 0% | 1 | 0% | 0% | 0% | 1 | 0% | 0% | 0% | 1 |  | 0% | 0% | 1 |  |  |  |  | 0% | [5 empty] | 0% | 0% | 0% | 1 | 0% | 0% | 0% | 1 | 0% | 0% | 0% | 1 | 0% | 0% | 0% | 1 | 0% | 0% | 0% | 1 | 0% | 0% | 0% | 1 | 0% | 0% | 0% | 1
425 | San Luis Rey | 0 | 0 | 0 |  | 0% | 0% | 1 |  |  |  |  | 0% | [5 empty] | 0% | 0% | 0% | 1 | 18% | 0% | 0% | 1 | 80% | 0% | 0% | 3 | 80% | 0% | 0% | 3 | 80% | 0% | 0% | 3 | 0% | 0% | 0% | 1 | 16% | 0% | 0% | 1 |  | 0% | 0% | 1 |  |  |  |  | 0% | [5 empty] | 1% | 0% | 1% | 1 | 16% | 0% | 0% | 1 | 77% | 0% | 0% | 3 | 81% | 0% | 0% | 3 | 81% | 0% | 0% | 3 | 0% | 0% | 0% | 1 | 16% | 0% | 0% | 1 |  | 0% | 0% | 1 | 0% | 1% | 0% | 1% | 1 | 14% | 0% | 0% | 1 | 77% | 0% | 0% | 3 | 80% | 0% | 0% | 3 | 80% | 0% | 0% | 3 | 0% | 0% | 0% | 1 | 14% | 0% | 0% | 1 |  | 0% | 0% | 1 |  |  |  |  | 0% | [5 empty] | 1% | 0% | 1% | 1 | 10% | 0% | 0% | 1 | 57% | 0% | 0% | 2 | 69% | 0% | 0% | 2 | 69% | 0% | 0% | 2 | 0% | 0% | 0% | 1 | 9% | 0% | 0% | 1
426 | Woodward | 0 | 0 | 0 |  | 0% | 0% | 1 |  |  |  |  | 0% | [5 empty] | 0% | 0% | 0% | 1 | 0% | 0% | 0% | 1 | 0% | 0% | 0% | 1 | 0% | 0% | 0% | 1 | 0% | 0% | 0% | 1 | 0% | 0% | 0% | 1 | 0% | 0% | 0% | 1 |  | 0% | 0% | 1 |  |  |  |  | 0% | [5 empty] | 0% | 0% | 0% | 1 | 0% | 0% | 0% | 1 | 0% | 0% | 0% | 1 | 0% | 0% | 0% | 1 | 0% | 0% | 0% | 1 | 0% | 0% | 0% | 1 | 0% | 0% | 0% | 1 |  | 0% | 0% | 1 | 0% | 0% | 0% | 0% | 1 | 0% | 0% | 0% | 1 | 0% | 0% | 0% | 1 | 0% | 0% | 0% | 1 | 0% | 0% | 0% | 1 | 0% | 0% | 0% | 1 | 0% | 0% | 0% | 1 |  | 0% | 0% | 1 |  |  |  |  | 0% | [5 empty] | 0% | 0% | 0% | 1 | 0% | 0% | 0% | 1 | 0% | 0% | 0% | 1 | 0% | 0% | 0% | 1 | 0% | 0% | 0% | 1 | 0% | 0% | 0% | 1 | 0% | 0% | 0% | 1
427 | Helm | 0 | 0 | 0 |  | 0% | 0% | 1 |  |  |  |  | 0% | [5 empty] | 0% | 0% | 0% | 1 | 0% | 0% | 0% | 1 | 0% | 0% | 0% | 1 | 0% | 0% | 0% | 1 | 0% | 0% | 0% | 1 | 0% | 0% | 0% | 1 | 0% | 0% | 0% | 1 |  | 0% | 0% | 1 |  |  |  |  | 0% | [5 empty] | 0% | 0% | 0% | 1 | 0% | 0% | 0% | 1 | 0% | 0% | 0% | 1 | 0% | 0% | 0% | 1 | 0% | 0% | 0% | 1 | 0% | 0% | 0% | 1 | 0% | 0% | 0% | 1 |  | 0% | 0% | 1 | 0% | 0% | 0% | 0% | 1 | 0% | 0% | 0% | 1 | 0% | 0% | 0% | 1 | 0% | 0% | 0% | 1 | 0% | 0% | 0% | 1 | 0% | 0% | 0% | 1 | 0% | 0% | 0% | 1 |  | 0% | 0% | 1 |  |  |  |  | 0% | [5 empty] | 65% | 29% | 94% | 5 | 100% | 0% | 0% | 5 | 0% | 0% | 0% | 1 | 10% | 0% | 0% | 1 | 100% | 0% | 0% | 5 | 73% | 0% | 0% | 3 | 0% | 0% | 0% | 1
428 | FMC | 0 | 0 | 0 |  | 0% | 0% | 1 |  |  |  |  | 0% | [5 empty] | 0% | 0% | 0% | 1 | 0% | 0% | 0% | 1 | 0% | 0% | 0% | 1 | 0% | 0% | 0% | 1 | 0% | 0% | 0% | 1 | 0% | 0% | 0% | 1 | 100% | 0% | 0% | 5 |  | 0% | 0% | 1 |  |  |  |  | 0% | [5 empty] | 86% | 0% | 86% | 5 | 85% | 0% | 0% | 3 | 66% | 0% | 0% | 2 | 70% | 0% | 0% | 3 | 89% | 0% | 0% | 3 | 83% | 0% | 0% | 3 | 8% | 0% | 0% | 1 |  | 0% | 0% | 1 | 0% | 83% | 12% | 95% | 5 | 85% | 0% | 0% | 3 | 31% | 0% | 0% | 1 | 32% | 0% | 0% | 1 | 87% | 0% | 0% | 3 | 92% | 0% | 0% | 4 | 4% | 0% | 0% | 1 |  | 0% | 0% | 1 |  |  |  |  | 0% | [5 empty] | 69% | 27% | 96% | 5 | 93% | 0% | 0% | 4 | 60% | 0% | 0% | 2 | 68% | 0% | 0% | 2 | 96% | 0% | 0% | 5 | 75% | 0% | 0% | 3 | 2% | 0% | 0% | 1
429 | Mohave | 0 | 0 | 0 |  | 0% | 0% | 1 |  |  |  |  | 0% | [5 empty] | 0% | 0% | 0% | 1 | 0% | 0% | 0% | 1 | 0% | 0% | 0% | 1 | 0% | 0% | 0% | 1 | 0% | 0% | 0% | 1 | 0% | 0% | 0% | 1 | 0% | 0% | 0% | 1 |  | 0% | 0% | 1 |  |  |  |  | 0% | [5 empty] | 0% | 0% | 0% | 1 | 0% | 0% | 0% | 1 | 0% | 0% | 0% | 1 | 0% | 0% | 0% | 1 | 0% | 0% | 0% | 1 | 0% | 0% | 0% | 1 | 0% | 0% | 0% | 1 |  | 0% | 0% | 1 | 0% | 0% | 0% | 0% | 1 | 7% | 0% | 0% | 1 | 2% | 0% | 0% | 1 | 0% | 0% | 0% | 1 | 7% | 0% | 0% | 1 | 7% | 0% | 0% | 1 | 0% | 0% | 0% | 1 |  | 0% | 0% | 1 |  |  |  |  | 0% | [5 empty] | 0% | 0% | 0% | 1 | 8% | 0% | 0% | 1 | 15% | 0% | 0% | 1 | 13% | 0% | 0% | 1 | 25% | 0% | 0% | 1 | 27% | 0% | 0% | 1 | 0% | 0% | 0% | 1
430 | Wakefield | 0 | 0 | 0 |  | 0% | 0% | 1 |  |  |  |  | 0% | [5 empty] | 100% | 0% | 100% | 5 | 100% | 0% | 0% | 5 | 0% | 0% | 0% | 1 | 0% | 0% | 0% | 1 | 100% | 0% | 0% | 5 | 100% | 0% | 0% | 5 | 0% | 0% | 0% | 1 |  | 0% | 0% | 1 |  |  |  |  | 0% | [5 empty] | 80% | 0% | 80% | 5 | 76% | 0% | 0% | 3 | 0% | 0% | 0% | 1 | 20% | 0% | 0% | 1 | 96% | 0% | 0% | 5 | 43% | 0% | 0% | 1 | 0% | 0% | 0% | 1 |  | 0% | 0% | 1 | 0% | 75% | 2% | 77% | 5 | 52% | 0% | 0% | 2 | 10% | 0% | 0% | 1 | 13% | 0% | 0% | 1 | 63% | 0% | 0% | 2 | 33% | 0% | 0% | 1 | 6% | 0% | 0% | 1 |  | 0% | 0% | 1 |  |  |  |  | 0% | [5 empty] | 25% | 70% | 95% | 5 | 86% | 0% | 0% | 3 | 7% | 0% | 0% | 1 | 8% | 0% | 0% | 1 | 88% | 0% | 0% | 3 | 62% | 0% | 0% | 2 | 2% | 0% | 0% | 1
431 | Kern PP | 0 | 0 | 0 |  | 0% | 0% | 1 |  |  |  |  | 0% | [5 empty] | 0% | 0% | 0% | 1 | 0% | 0% | 0% | 1 | 0% | 0% | 0% | 1 | 0% | 0% | 0% | 1 | 0% | 0% | 0% | 1 | 0% | 0% | 0% | 1 | 0% | 0% | 0% | 1 |  | 0% | 0% | 1 |  |  |  |  | 0% | [5 empty] | 0% | 0% | 0% | 1 | 0% | 0% | 0% | 1 | 0% | 0% | 0% | 1 | 0% | 0% | 0% | 1 | 0% | 0% | 0% | 1 | 0% | 0% | 0% | 1 | 0% | 0% | 0% | 1 |  | 0% | 0% | 1 | 0% | 0% | 0% | 0% | 1 | 0% | 0% | 0% | 1 | 0% | 0% | 0% | 1 | 0% | 0% | 0% | 1 | 0% | 0% | 0% | 1 | 0% | 0% | 0% | 1 | 0% | 0% | 0% | 1 |  | 0% | 0% | 1 |  |  |  |  | 0% | [5 empty] | 12% | 88% | 100% | 5 | 53% | 0% | 0% | 2 | 45% | 0% | 0% | 1 | 56% | 0% | 0% | 2 | 92% | 0% | 0% | 4 | 89% | 0% | 0% | 3 | 0% | 0% | 0% | 1
432 | Diablo Canyon | 0 | 0 | 0 |  | 0% | 0% | 1 |  |  |  |  | 0% | [5 empty] | 63% | 0% | 63% | 3 | 0% | 0% | 0% | 1 | 2% | 0% | 0% | 1 | 59% | 0% | 0% | 2 | 59% | 0% | 0% | 2 | 58% | 0% | 0% | 2 | 2% | 0% | 0% | 1 |  | 0% | 0% | 1 |  |  |  |  | 0% | [5 empty] | 63% | 6% | 69% | 3 | 16% | 0% | 0% | 1 | 4% | 0% | 0% | 1 | 59% | 0% | 0% | 2 | 63% | 0% | 0% | 2 | 63% | 0% | 0% | 2 | 3% | 0% | 0% | 1 |  | 0% | 0% | 1 | 0% | 83% | 4% | 87% | 5 | 52% | 0% | 0% | 2 | 12% | 0% | 0% | 1 | 40% | 0% | 0% | 1 | 72% | 0% | 0% | 3 | 72% | 0% | 0% | 3 | 3% | 0% | 0% | 1 |  | 0% | 0% | 1 |  |  |  |  | 0% | [5 empty] | 72% | 17% | 89% | 5 | 47% | 0% | 0% | 1 | 11% | 0% | 0% | 1 | 34% | 0% | 0% | 1 | 64% | 0% | 0% | 2 | 66% | 0% | 0% | 2 | 2% | 0% | 0% | 1
433 | Reedley | 0 | 0 | 0 |  | 0% | 0% | 1 |  |  |  |  | 0% | [5 empty] | 0% | 0% | 0% | 1 | 0% | 0% | 0% | 1 | 0% | 0% | 0% | 1 | 0% | 0% | 0% | 1 | 0% | 0% | 0% | 1 | 0% | 0% | 0% | 1 | 0% | 0% | 0% | 1 |  | 0% | 0% | 1 |  |  |  |  | 0% | [5 empty] | 0% | 0% | 0% | 1 | 0% | 0% | 0% | 1 | 0% | 0% | 0% | 1 | 0% | 0% | 0% | 1 | 0% | 0% | 0% | 1 | 0% | 0% | 0% | 1 | 0% | 0% | 0% | 1 |  | 0% | 0% | 1 | 0% | 0% | 0% | 0% | 1 | 0% | 0% | 0% | 1 | 0% | 0% | 0% | 1 | 0% | 0% | 0% | 1 | 0% | 0% | 0% | 1 | 0% | 0% | 0% | 1 | 0% | 0% | 0% | 1 |  | 0% | 0% | 1 |  |  |  |  | 0% | [5 empty] | 0% | 0% | 0% | 1 | 0% | 0% | 0% | 1 | 0% | 0% | 0% | 1 | 0% | 0% | 0% | 1 | 0% | 0% | 0% | 1 | 0% | 0% | 0% | 1 | 0% | 0% | 0% | 1
434 | Oakland J | 0 | 0 | 10 |  | 0% | 0% | 1 |  |  |  |  | 0% | [5 empty] | 0% | 0% | 0% | 1 | 0% | 0% | 0% | 1 | 13% | 0% | 0% | 1 | 26% | 0% | 0% | 1 | 26% | 0% | 0% | 1 | 0% | 0% | 0% | 1 | 8% | 0% | 0% | 1 |  | 0% | 0% | 1 |  |  |  |  | 0% | [5 empty] | 33% | 0% | 33% | 2 | 6% | 0% | 0% | 1 | 40% | 0% | 0% | 1 | 47% | 0% | 0% | 1 | 51% | 0% | 0% | 2 | 8% | 0% | 0% | 1 | 6% | 0% | 0% | 1 |  | 0% | 0% | 1 | 0% | 49% | 0% | 49% | 2 | 7% | 0% | 0% | 1 | 39% | 0% | 0% | 1 | 60% | 0% | 0% | 2 | 62% | 0% | 0% | 2 | 18% | 0% | 0% | 1 | 5% | 0% | 0% | 1 |  | 0% | 0% | 1 |  |  |  |  | 0% | [5 empty] | 43% | 0% | 43% | 2 | 54% | 0% | 0% | 2 | 64% | 0% | 0% | 2 | 51% | 0% | 0% | 2 | 84% | 0% | 0% | 3 | 25% | 0% | 0% | 1 | 35% | 0% | 0% | 1
435 | Sandy | 0 | 0 | 0 |  | 0% | 0% | 1 |  |  |  |  | 0% | [5 empty] | 0% | 0% | 0% | 1 | 0% | 0% | 0% | 1 | 0% | 0% | 0% | 1 | 0% | 0% | 0% | 1 | 0% | 0% | 0% | 1 | 0% | 0% | 0% | 1 | 0% | 0% | 0% | 1 |  | 0% | 0% | 1 |  |  |  |  | 0% | [5 empty] | 0% | 0% | 0% | 1 | 0% | 0% | 0% | 1 | 0% | 0% | 0% | 1 | 2% | 0% | 0% | 1 | 2% | 0% | 0% | 1 | 58% | 0% | 0% | 2 | 1% | 0% | 0% | 1 |  | 0% | 0% | 1 | 0% | 0% | 0% | 0% | 1 | 20% | 0% | 0% | 1 | 0% | 0% | 0% | 1 | 38% | 0% | 0% | 1 | 49% | 0% | 0% | 1 | 79% | 0% | 0% | 3 | 0% | 0% | 0% | 1 |  | 0% | 0% | 1 |  |  |  |  | 0% | [5 empty] | 4% | 0% | 4% | 1 | 14% | 0% | 0% | 1 | 5% | 0% | 0% | 1 | 34% | 0% | 0% | 1 | 41% | 0% | 0% | 1 | 69% | 0% | 0% | 2 | 1% | 0% | 0% | 1
436 | Cayetano | 0 | 0 | 0 |  | 0% | 0% | 1 |  |  |  |  | 0% | [5 empty] | 99% | 1% | 100% | 5 | 95% | 0% | 0% | 5 | 63% | 0% | 0% | 2 | 93% | 0% | 0% | 4 | 100% | 0% | 0% | 5 | 30% | 0% | 0% | 1 | 3% | 0% | 0% | 1 |  | 0% | 0% | 1 |  |  |  |  | 3% | [5 empty] | 90% | 2% | 92% | 5 | 87% | 0% | 0% | 3 | 89% | 0% | 0% | 3 | 96% | 0% | 0% | 5 | 99% | 0% | 0% | 5 | 40% | 0% | 0% | 1 | 3% | 0% | 0% | 1 |  | 0% | 0% | 1 | 3% | 88% | 4% | 92% | 5 | 86% | 0% | 0% | 3 | 87% | 0% | 0% | 3 | 94% | 0% | 0% | 4 | 99% | 0% | 0% | 5 | 45% | 0% | 0% | 1 | 3% | 0% | 0% | 1 |  | 0% | 0% | 1 |  |  |  |  | 8% | [5 empty] | 52% | 5% | 57% | 3 | 57% | 0% | 0% | 2 | 70% | 0% | 0% | 3 | 68% | 0% | 0% | 2 | 83% | 0% | 0% | 3 | 30% | 0% | 0% | 1 | 16% | 0% | 0% | 1
437 | Pit 1 | 0 | 0 | 0 |  | 0% | 0% | 1 |  |  |  |  | 0% | [5 empty] | 0% | 0% | 0% | 1 | 25% | 0% | 0% | 1 | 25% | 0% | 0% | 1 | 25% | 0% | 0% | 1 | 25% | 0% | 0% | 1 | 100% | 0% | 0% | 5 | 0% | 0% | 0% | 1 |  | 0% | 0% | 1 |  |  |  |  | 0% | [5 empty] | 3% | 0% | 3% | 1 | 61% | 0% | 0% | 2 | 4% | 0% | 0% | 1 | 4% | 0% | 0% | 1 | 61% | 0% | 0% | 2 | 91% | 0% | 0% | 4 | 0% | 0% | 0% | 1 |  | 0% | 0% | 1 | 0% | 57% | 0% | 57% | 3 | 43% | 0% | 0% | 1 | 28% | 0% | 0% | 1 | 15% | 0% | 0% | 1 | 70% | 0% | 0% | 3 | 50% | 0% | 0% | 2 | 1% | 0% | 0% | 1 |  | 0% | 0% | 1 |  |  |  |  | 0% | [5 empty] | 60% | 2% | 62% | 3 | 50% | 0% | 0% | 2 | 13% | 0% | 0% | 1 | 11% | 0% | 0% | 1 | 64% | 0% | 0% | 2 | 54% | 0% | 0% | 2 | 1% | 0% | 0% | 1
438 | Metcalf | 0 | 0 | 0 |  | 0% | 0% | 1 |  |  |  |  | 0% | [5 empty] | 79% | 21% | 100% | 5 | 93% | 0% | 0% | 4 | 12% | 0% | 0% | 1 | 12% | 0% | 0% | 1 | 100% | 0% | 0% | 5 | 74% | 0% | 0% | 3 | 1% | 0% | 0% | 1 |  | 0% | 0% | 1 |  |  |  |  | 0% | [5 empty] | 80% | 20% | 100% | 5 | 73% | 0% | 0% | 3 | 42% | 0% | 0% | 1 | 43% | 0% | 0% | 1 | 82% | 0% | 0% | 3 | 95% | 0% | 0% | 5 | 1% | 0% | 0% | 1 |  | 0% | 0% | 1 | 0% | 70% | 29% | 99% | 5 | 86% | 0% | 0% | 3 | 33% | 0% | 0% | 1 | 33% | 0% | 0% | 1 | 91% | 0% | 0% | 4 | 96% | 0% | 0% | 5 | 1% | 0% | 0% | 1 |  | 0% | 0% | 1 |  |  |  |  | 0% | [5 empty] | 43% | 54% | 97% | 5 | 91% | 0% | 0% | 4 | 35% | 0% | 0% | 1 | 45% | 0% | 0% | 1 | 96% | 0% | 0% | 5 | 93% | 0% | 0% | 4 | 1% | 0% | 0% | 1
439 | Delaney | 0 | 0 | 0 |  | 0% | 0% | 1 |  |  |  |  | 0% | [5 empty] | 0% | 0% | 0% | 1 | 0% | 0% | 0% | 1 | 0% | 0% | 0% | 1 | 0% | 0% | 0% | 1 | 0% | 0% | 0% | 1 | 0% | 0% | 0% | 1 | 0% | 0% | 0% | 1 |  | 0% | 0% | 1 |  |  |  |  | 0% | [5 empty] | 0% | 0% | 0% | 1 | 0% | 0% | 0% | 1 | 0% | 0% | 0% | 1 | 0% | 0% | 0% | 1 | 0% | 0% | 0% | 1 | 0% | 0% | 0% | 1 | 0% | 0% | 0% | 1 |  | 0% | 0% | 1 | 0% | 0% | 0% | 0% | 1 | 0% | 0% | 0% | 1 | 0% | 0% | 0% | 1 | 0% | 0% | 0% | 1 | 0% | 0% | 0% | 1 | 0% | 0% | 0% | 1 | 0% | 0% | 0% | 1 |  | 0% | 0% | 1 |  |  |  |  | 0% | [5 empty] | 0% | 0% | 0% | 1 | 0% | 0% | 0% | 1 | 0% | 0% | 0% | 1 | 0% | 0% | 0% | 1 | 0% | 0% | 0% | 1 | 0% | 0% | 0% | 1 | 0% | 0% | 0% | 1
440 | Oakland L | 0 | 0 | 0 |  | 0% | 0% | 1 |  |  |  |  | 0% | [5 empty] | 0% | 0% | 0% | 1 | 4% | 0% | 0% | 1 | 16% | 0% | 0% | 1 | 27% | 0% | 0% | 1 | 27% | 0% | 0% | 1 | 0% | 0% | 0% | 1 | 6% | 0% | 0% | 1 |  | 0% | 0% | 1 |  |  |  |  | 0% | [5 empty] | 54% | 0% | 54% | 3 | 2% | 0% | 0% | 1 | 48% | 0% | 0% | 1 | 71% | 0% | 0% | 3 | 73% | 0% | 0% | 3 | 19% | 0% | 0% | 1 | 5% | 0% | 0% | 1 |  | 0% | 0% | 1 | 0% | 39% | 0% | 39% | 2 | 4% | 0% | 0% | 1 | 32% | 0% | 0% | 1 | 59% | 0% | 0% | 2 | 61% | 0% | 0% | 2 | 13% | 0% | 0% | 1 | 6% | 0% | 0% | 1 |  | 0% | 0% | 1 |  |  |  |  | 0% | [5 empty] | 47% | 0% | 47% | 2 | 57% | 0% | 0% | 2 | 57% | 0% | 0% | 2 | 47% | 0% | 0% | 1 | 85% | 0% | 0% | 3 | 28% | 0% | 0% | 1 | 33% | 0% | 0% | 1
441 | Lemoore | 0 | 0 | 0 |  | 0% | 0% | 1 |  |  |  |  | 0% | [5 empty] | 0% | 0% | 0% | 1 | 0% | 0% | 0% | 1 | 0% | 0% | 0% | 1 | 0% | 0% | 0% | 1 | 0% | 0% | 0% | 1 | 0% | 0% | 0% | 1 | 0% | 0% | 0% | 1 |  | 0% | 0% | 1 |  |  |  |  | 0% | [5 empty] | 0% | 0% | 0% | 1 | 0% | 0% | 0% | 1 | 0% | 0% | 0% | 1 | 0% | 0% | 0% | 1 | 0% | 0% | 0% | 1 | 0% | 0% | 0% | 1 | 0% | 0% | 0% | 1 |  | 0% | 0% | 1 | 0% | 0% | 0% | 0% | 1 | 0% | 0% | 0% | 1 | 0% | 0% | 0% | 1 | 0% | 0% | 0% | 1 | 0% | 0% | 0% | 1 | 0% | 0% | 0% | 1 | 0% | 0% | 0% | 1 |  | 0% | 0% | 1 |  |  |  |  | 0% | [5 empty] | 79% | 0% | 79% | 5 | 100% | 0% | 0% | 5 | 0% | 0% | 0% | 1 | 43% | 0% | 0% | 1 | 100% | 0% | 0% | 5 | 51% | 0% | 0% | 2 | 0% | 0% | 0% | 1
442 | Tesla | 0 | 0 | 0 |  | 0% | 0% | 1 |  |  |  |  | 4% | [5 empty] | 87% | 3% | 90% | 5 | 90% | 0% | 0% | 4 | 88% | 0% | 0% | 3 | 96% | 0% | 0% | 5 | 100% | 0% | 0% | 5 | 42% | 0% | 0% | 1 | 3% | 0% | 0% | 1 |  | 0% | 0% | 1 |  |  |  |  | 3% | [5 empty] | 86% | 5% | 91% | 5 | 90% | 0% | 0% | 4 | 84% | 0% | 0% | 3 | 93% | 0% | 0% | 4 | 100% | 0% | 0% | 5 | 44% | 0% | 0% | 1 | 3% | 0% | 0% | 1 |  | 0% | 0% | 1 | 3% | 83% | 10% | 93% | 5 | 89% | 0% | 0% | 3 | 79% | 0% | 0% | 3 | 87% | 0% | 0% | 3 | 99% | 0% | 0% | 5 | 50% | 0% | 0% | 2 | 2% | 0% | 0% | 1 |  | 0% | 0% | 1 |  |  |  |  | 6% | [5 empty] | 57% | 10% | 67% | 3 | 64% | 0% | 0% | 2 | 71% | 0% | 0% | 3 | 75% | 0% | 0% | 3 | 88% | 0% | 0% | 3 | 39% | 0% | 0% | 1 | 8% | 0% | 0% | 1
443 | Camanche | 0 | 0 | 0 |  | 0% | 0% | 1 |  |  |  |  | 0% | [5 empty] | 0% | 0% | 0% | 1 | 0% | 0% | 0% | 1 | 0% | 0% | 0% | 1 | 0% | 0% | 0% | 1 | 0% | 0% | 0% | 1 | 0% | 0% | 0% | 1 | 0% | 0% | 0% | 1 |  | 0% | 0% | 1 |  |  |  |  | 0% | [5 empty] | 0% | 0% | 0% | 1 | 0% | 0% | 0% | 1 | 0% | 0% | 0% | 1 | 0% | 0% | 0% | 1 | 0% | 0% | 0% | 1 | 0% | 0% | 0% | 1 | 0% | 0% | 0% | 1 |  | 0% | 0% | 1 | 0% | 0% | 0% | 0% | 1 | 0% | 0% | 0% | 1 | 0% | 0% | 0% | 1 | 0% | 0% | 0% | 1 | 0% | 0% | 0% | 1 | 0% | 0% | 0% | 1 | 0% | 0% | 0% | 1 |  | 0% | 0% | 1 |  |  |  |  | 0% | [5 empty] | 0% | 0% | 0% | 1 | 0% | 0% | 0% | 1 | 0% | 0% | 0% | 1 | 0% | 0% | 0% | 1 | 0% | 0% | 0% | 1 | 0% | 0% | 0% | 1 | 0% | 0% | 0% | 1
444 | Solar | 0 | 0 | 0 |  | 0% | 0% | 1 |  |  |  |  | 0% | [5 empty] | 63% | 0% | 63% | 3 | 83% | 0% | 0% | 3 | 0% | 0% | 0% | 1 | 17% | 0% | 0% | 1 | 83% | 0% | 0% | 3 | 57% | 0% | 0% | 2 | 0% | 0% | 0% | 1 |  | 0% | 0% | 1 |  |  |  |  | 0% | [5 empty] | 36% | 33% | 69% | 5 | 57% | 0% | 0% | 2 | 0% | 0% | 0% | 1 | 8% | 0% | 0% | 1 | 57% | 0% | 0% | 2 | 65% | 0% | 0% | 2 | 0% | 0% | 0% | 1 |  | 0% | 0% | 1 | 0% | 53% | 31% | 84% | 5 | 59% | 0% | 0% | 2 | 2% | 0% | 0% | 1 | 17% | 0% | 0% | 1 | 67% | 0% | 0% | 2 | 65% | 0% | 0% | 2 | 0% | 0% | 0% | 1 |  | 0% | 0% | 1 |  |  |  |  | 0% | [5 empty] | 48% | 44% | 92% | 5 | 41% | 0% | 0% | 1 | 4% | 0% | 0% | 1 | 16% | 0% | 0% | 1 | 50% | 0% | 0% | 2 | 70% | 0% | 0% | 3 | 1% | 0% | 0% | 1
445 | Mesa Heights | 0 | 0 | 0 |  | 0% | 0% | 1 |  |  |  |  | 0% | [5 empty] | 0% | 0% | 0% | 1 | 0% | 0% | 0% | 1 | 13% | 0% | 0% | 1 | 46% | 0% | 0% | 1 | 46% | 0% | 0% | 1 | 0% | 0% | 0% | 1 | 0% | 0% | 0% | 1 |  | 0% | 0% | 1 |  |  |  |  | 0% | [5 empty] | 0% | 0% | 0% | 1 | 3% | 0% | 0% | 1 | 21% | 0% | 0% | 1 | 55% | 0% | 0% | 2 | 56% | 0% | 0% | 2 | 0% | 0% | 0% | 1 | 5% | 0% | 0% | 1 |  | 0% | 0% | 1 | 0% | 0% | 0% | 0% | 1 | 2% | 0% | 0% | 1 | 23% | 0% | 0% | 1 | 56% | 0% | 0% | 2 | 57% | 0% | 0% | 2 | 0% | 0% | 0% | 1 | 5% | 0% | 0% | 1 |  | 0% | 0% | 1 |  |  |  |  | 0% | [5 empty] | 0% | 0% | 0% | 1 | 10% | 0% | 0% | 1 | 41% | 0% | 0% | 1 | 67% | 0% | 0% | 2 | 67% | 0% | 0% | 2 | 0% | 0% | 0% | 1 | 8% | 0% | 0% | 1
446 | Cove Road | 0 | 0 | 0 |  | 0% | 0% | 1 |  |  |  |  | 0% | [5 empty] | 93% | 4% | 97% | 5 | 60% | 0% | 0% | 2 | 17% | 0% | 0% | 1 | 18% | 0% | 0% | 1 | 77% | 0% | 0% | 3 | 43% | 0% | 0% | 1 | 1% | 0% | 0% | 1 |  | 0% | 0% | 1 |  |  |  |  | 0% | [5 empty] | 78% | 11% | 89% | 5 | 60% | 0% | 0% | 2 | 18% | 0% | 0% | 1 | 20% | 0% | 0% | 1 | 78% | 0% | 0% | 3 | 49% | 0% | 0% | 1 | 1% | 0% | 0% | 1 |  | 0% | 0% | 1 | 0% | 70% | 15% | 85% | 5 | 49% | 0% | 0% | 1 | 21% | 0% | 0% | 1 | 19% | 0% | 0% | 1 | 70% | 0% | 0% | 3 | 52% | 0% | 0% | 2 | 1% | 0% | 0% | 1 |  | 0% | 0% | 1 |  |  |  |  | 0% | [5 empty] | 55% | 23% | 78% | 5 | 35% | 0% | 0% | 1 | 21% | 0% | 0% | 1 | 21% | 0% | 0% | 1 | 57% | 0% | 0% | 2 | 55% | 0% | 0% | 2 | 1% | 0% | 0% | 1
447 | Gold Hill | 0 | 0 | 0 |  | 0% | 0% | 1 |  |  |  |  | 0% | [5 empty] | 0% | 0% | 0% | 1 | 0% | 0% | 0% | 1 | 0% | 0% | 0% | 1 | 0% | 0% | 0% | 1 | 0% | 0% | 0% | 1 | 0% | 0% | 0% | 1 | 0% | 0% | 0% | 1 |  | 0% | 0% | 1 |  |  |  |  | 0% | [5 empty] | 0% | 0% | 0% | 1 | 0% | 0% | 0% | 1 | 0% | 0% | 0% | 1 | 0% | 0% | 0% | 1 | 0% | 0% | 0% | 1 | 0% | 0% | 0% | 1 | 0% | 0% | 0% | 1 |  | 0% | 0% | 1 | 0% | 0% | 0% | 0% | 1 | 0% | 0% | 0% | 1 | 0% | 0% | 0% | 1 | 0% | 0% | 0% | 1 | 0% | 0% | 0% | 1 | 0% | 0% | 0% | 1 | 0% | 0% | 0% | 1 |  | 0% | 0% | 1 |  |  |  |  | 0% | [5 empty] | 0% | 0% | 0% | 1 | 0% | 0% | 0% | 1 | 0% | 0% | 0% | 1 | 0% | 0% | 0% | 1 | 0% | 0% | 0% | 1 | 0% | 0% | 0% | 1 | 0% | 0% | 0% | 1
448 | Control | 0 | 0 | 0 |  | 0% | 0% | 1 |  |  |  |  | 0% | [5 empty] | 0% | 0% | 0% | 1 | 0% | 0% | 0% | 1 | 0% | 0% | 0% | 1 | 37% | 0% | 0% | 1 | 37% | 0% | 0% | 1 | 90% | 0% | 0% | 4 | 20% | 0% | 0% | 1 |  | 0% | 0% | 1 |  |  |  |  | 0% | [5 empty] | 0% | 0% | 0% | 1 | 0% | 0% | 0% | 1 | 0% | 0% | 0% | 1 | 54% | 0% | 0% | 2 | 54% | 0% | 0% | 2 | 93% | 0% | 0% | 4 | 26% | 0% | 0% | 1 |  | 0% | 0% | 1 | 0% | 2% | 0% | 2% | 1 | 0% | 0% | 0% | 1 | 18% | 0% | 0% | 1 | 50% | 0% | 0% | 2 | 59% | 0% | 0% | 2 | 93% | 0% | 0% | 4 | 20% | 0% | 0% | 1 |  | 0% | 0% | 1 |  |  |  |  | 0% | [5 empty] | 3% | 0% | 3% | 1 | 0% | 0% | 0% | 1 | 63% | 0% | 0% | 2 | 14% | 0% | 0% | 1 | 75% | 0% | 0% | 3 | 92% | 0% | 0% | 4 | 7% | 0% | 0% | 1
Land-use and environmental criteria analysis for 2036 onshore wind resources mapped to in-California areas for 10, 15, 20 and 30 mile radii from substations. This analysis uses the values from the "LandEnv_Wind_Data_Xmi" 10 through 30 mile tabs to calculate criteria alignment. | 168 | 341 | 514 | Melones | Julian Hinds | Reedley | 0% | 0 | 0 | 0% | 0% | 0 | 0% | 0 | 0 | 0 | 0 |  |  |  | 0% | 0 | 0% | 0% | 0% | 0 | 0% | 100% | 100% | 1 | 100% | [14 empty] | 0 | 0 | 0% | [6 empty] | #N/A | [5 empty] | Land-use and environmental criteria analysis for 2036 onshore wind resources mapped to in-California areas for 10, 15, 20 and 30 mile radii from substations. This analysis uses the values from the "LandEnv_Wind_Data_Xmi" 10 through 30 mile tabs to calculate criteria alignment. |  |  | Onshore Wind Resource Density Assumption | [65 empty] | #N/A | [5 empty] | Land-use and environmental criteria analysis for 2036 onshore wind resources mapped to in-California areas for 10, 15, 20 and 30 mile radii from substations. This analysis uses the values from the "LandEnv_Wind_Data_Xmi" 10 through 30 mile tabs to calculate criteria alignment. | 16800% | 34100% | 514 | Melones | Julian Hinds | Reedley | 0 | 0% | 0% | 0% | 0 | 0% | 0% | 0% | 0 | 0% | 0% |  |  |  | 0% | 0% | 0 | 0% | 0% | 0% | 0
450 | Summit | 0 | 0 | 20 |  | 0% | 0% | 1 |  |  |  |  | 0% | [5 empty] | 8% | 0% | 8% | 1 | 6% | 0% | 0% | 1 | 16% | 0% | 0% | 1 | 67% | 0% | 0% | 2 | 69% | 0% | 0% | 2 | 63% | 0% | 0% | 2 | 8% | 0% | 0% | 1 |  | 0% | 0% | 1 |  |  |  |  | 0% | [5 empty] | 11% | 0% | 11% | 1 | 13% | 0% | 0% | 1 | 18% | 0% | 0% | 1 | 54% | 0% | 0% | 2 | 62% | 0% | 0% | 2 | 55% | 0% | 0% | 2 | 7% | 0% | 0% | 1 |  | 0% | 0% | 1 | 0% | 16% | 4% | 20% | 2 | 21% | 0% | 0% | 1 | 11% | 0% | 0% | 1 | 33% | 0% | 0% | 1 | 51% | 0% | 0% | 2 | 52% | 0% | 0% | 2 | 6% | 0% | 0% | 1 |  | 0% | 0% | 1 |  |  |  |  | 0% | [5 empty] | 18% | 10% | 28% | 3 | 25% | 0% | 0% | 1 | 12% | 0% | 0% | 1 | 29% | 0% | 0% | 1 | 52% | 0% | 0% | 2 | 57% | 0% | 0% | 2 | 7% | 0% | 0% | 1
451 | Pauda | 0 | 0 | 0 |  | 0% | 0% | 1 |  |  |  |  | 0% | [5 empty] | 0% | 100% | 100% | 5 | 100% | 0% | 0% | 5 | 0% | 0% | 0% | 1 | 14% | 0% | 0% | 1 | 100% | 0% | 0% | 5 | 66% | 0% | 0% | 2 | 0% | 0% | 0% | 1 |  | 0% | 0% | 1 |  |  |  |  | 0% | [5 empty] | 21% | 78% | 99% | 5 | 100% | 0% | 0% | 5 | 45% | 0% | 0% | 1 | 21% | 0% | 0% | 1 | 100% | 0% | 0% | 5 | 57% | 0% | 0% | 2 | 0% | 0% | 0% | 1 |  | 0% | 0% | 1 | 0% | 43% | 42% | 85% | 5 | 57% | 0% | 0% | 2 | 67% | 0% | 0% | 2 | 67% | 0% | 0% | 2 | 98% | 0% | 0% | 5 | 39% | 0% | 0% | 1 | 0% | 0% | 0% | 1 |  | 0% | 0% | 1 |  |  |  |  | 0% | [5 empty] | 39% | 31% | 70% | 5 | 56% | 0% | 0% | 2 | 54% | 0% | 0% | 2 | 55% | 0% | 0% | 2 | 91% | 0% | 0% | 4 | 50% | 0% | 0% | 2 | 1% | 0% | 0% | 1
452 | Ocotillo Express | 0 | 0 | 20 |  | 0% | 0% | 1 |  |  |  |  | 0% | [5 empty] | 0% | 0% | 0% | 1 | 51% | 0% | 0% | 2 | 4% | 0% | 0% | 1 | 8% | 0% | 0% | 1 | 59% | 0% | 0% | 2 | 70% | 0% | 0% | 3 | 0% | 0% | 0% | 1 |  | 0% | 0% | 1 |  |  |  |  | 0% | [5 empty] | 24% | 0% | 24% | 2 | 20% | 0% | 0% | 1 | 17% | 0% | 0% | 1 | 24% | 0% | 0% | 1 | 46% | 0% | 0% | 1 | 63% | 0% | 0% | 2 | 1% | 0% | 0% | 1 |  | 0% | 0% | 1 | 0% | 30% | 23% | 53% | 4 | 15% | 0% | 0% | 1 | 9% | 0% | 0% | 1 | 23% | 0% | 0% | 1 | 39% | 0% | 0% | 1 | 48% | 0% | 0% | 1 | 3% | 0% | 0% | 1 |  | 0% | 0% | 1 |  |  |  |  | 0% | [5 empty] | 20% | 22% | 42% | 4 | 12% | 0% | 0% | 1 | 10% | 0% | 0% | 1 | 21% | 0% | 0% | 1 | 34% | 0% | 0% | 1 | 58% | 0% | 0% | 2 | 2% | 0% | 0% | 1
453 | Corcoran | 0 | 0 | 0 |  | 0% | 0% | 1 |  |  |  |  | 0% | [5 empty] | 0% | 0% | 0% | 1 | 0% | 0% | 0% | 1 | 0% | 0% | 0% | 1 | 0% | 0% | 0% | 1 | 0% | 0% | 0% | 1 | 0% | 0% | 0% | 1 | 0% | 0% | 0% | 1 |  | 0% | 0% | 1 |  |  |  |  | 0% | [5 empty] | 0% | 0% | 0% | 1 | 0% | 0% | 0% | 1 | 0% | 0% | 0% | 1 | 0% | 0% | 0% | 1 | 0% | 0% | 0% | 1 | 0% | 0% | 0% | 1 | 0% | 0% | 0% | 1 |  | 0% | 0% | 1 | 0% | 0% | 0% | 0% | 1 | 0% | 0% | 0% | 1 | 0% | 0% | 0% | 1 | 0% | 0% | 0% | 1 | 0% | 0% | 0% | 1 | 0% | 0% | 0% | 1 | 0% | 0% | 0% | 1 |  | 0% | 0% | 1 |  |  |  |  | 0% | [5 empty] | 0% | 0% | 0% | 1 | 0% | 0% | 0% | 1 | 0% | 0% | 0% | 1 | 0% | 0% | 0% | 1 | 0% | 0% | 0% | 1 | 0% | 0% | 0% | 1 | 0% | 0% | 0% | 1
454 | Penasquitos | 0 | 0 | 10 |  | 0% | 0% | 1 |  |  |  |  | 0% | [5 empty] | 0% | 0% | 0% | 1 | 0% | 0% | 0% | 1 | 27% | 0% | 0% | 1 | 60% | 0% | 0% | 2 | 60% | 0% | 0% | 2 | 0% | 0% | 0% | 1 | 3% | 0% | 0% | 1 |  | 0% | 0% | 1 |  |  |  |  | 0% | [5 empty] | 0% | 0% | 0% | 1 | 0% | 0% | 0% | 1 | 21% | 0% | 0% | 1 | 41% | 0% | 0% | 1 | 41% | 0% | 0% | 1 | 0% | 0% | 0% | 1 | 1% | 0% | 0% | 1 |  | 0% | 0% | 1 | 0% | 0% | 0% | 0% | 1 | 3% | 0% | 0% | 1 | 21% | 0% | 0% | 1 | 53% | 0% | 0% | 2 | 54% | 0% | 0% | 2 | 0% | 0% | 0% | 1 | 5% | 0% | 0% | 1 |  | 0% | 0% | 1 |  |  |  |  | 0% | [5 empty] | 0% | 0% | 0% | 1 | 8% | 0% | 0% | 1 | 44% | 0% | 0% | 1 | 68% | 0% | 0% | 2 | 69% | 0% | 0% | 2 | 0% | 0% | 0% | 1 | 9% | 0% | 0% | 1
455 | Sonora | 0 | 0 | 0 |  | 0% | 0% | 1 |  |  |  |  | 0% | [5 empty] | 0% | 0% | 0% | 1 | 66% | 0% | 0% | 2 | 32% | 0% | 0% | 1 | 62% | 0% | 0% | 2 | 85% | 0% | 0% | 3 | 74% | 0% | 0% | 3 | 26% | 0% | 0% | 1 |  | 0% | 0% | 1 |  |  |  |  | 0% | [5 empty] | 0% | 0% | 0% | 1 | 26% | 0% | 0% | 1 | 22% | 0% | 0% | 1 | 43% | 0% | 0% | 1 | 55% | 0% | 0% | 2 | 37% | 0% | 0% | 1 | 9% | 0% | 0% | 1 |  | 0% | 0% | 1 | 0% | 0% | 0% | 0% | 1 | 20% | 0% | 0% | 1 | 9% | 0% | 0% | 1 | 18% | 0% | 0% | 1 | 34% | 0% | 0% | 1 | 51% | 0% | 0% | 2 | 3% | 0% | 0% | 1 |  | 0% | 0% | 1 |  |  |  |  | 0% | [5 empty] | 0% | 0% | 0% | 1 | 24% | 0% | 0% | 1 | 5% | 0% | 0% | 1 | 10% | 0% | 0% | 1 | 32% | 0% | 0% | 1 | 55% | 0% | 0% | 2 | 3% | 0% | 0% | 1
456 | Tranquility | 0 | 0 | 0 |  | 0% | 0% | 1 |  |  |  |  | 0% | [5 empty] | 0% | 0% | 0% | 1 | 0% | 0% | 0% | 1 | 0% | 0% | 0% | 1 | 0% | 0% | 0% | 1 | 0% | 0% | 0% | 1 | 0% | 0% | 0% | 1 | 0% | 0% | 0% | 1 |  | 0% | 0% | 1 |  |  |  |  | 0% | [5 empty] | 0% | 0% | 0% | 1 | 0% | 0% | 0% | 1 | 0% | 0% | 0% | 1 | 0% | 0% | 0% | 1 | 0% | 0% | 0% | 1 | 0% | 0% | 0% | 1 | 0% | 0% | 0% | 1 |  | 0% | 0% | 1 | 0% | 0% | 100% | 100% | 5 | 100% | 0% | 0% | 5 | 0% | 0% | 0% | 1 | 0% | 0% | 0% | 1 | 100% | 0% | 0% | 5 | 100% | 0% | 0% | 5 | 0% | 0% | 0% | 1 |  | 0% | 0% | 1 |  |  |  |  | 0% | [5 empty] | 28% | 69% | 97% | 5 | 90% | 0% | 0% | 4 | 10% | 0% | 0% | 1 | 14% | 0% | 0% | 1 | 100% | 0% | 0% | 5 | 91% | 0% | 0% | 4 | 0% | 0% | 0% | 1
457 | Manning | 0 | 0 | 0 |  | 0% | 0% | 1 |  |  |  |  | 0% | [5 empty] | 0% | 0% | 0% | 1 | 0% | 0% | 0% | 1 | 0% | 0% | 0% | 1 | 0% | 0% | 0% | 1 | 0% | 0% | 0% | 1 | 0% | 0% | 0% | 1 | 0% | 0% | 0% | 1 |  | 0% | 0% | 1 |  |  |  |  | 0% | [5 empty] | 0% | 0% | 0% | 1 | 0% | 0% | 0% | 1 | 0% | 0% | 0% | 1 | 0% | 0% | 0% | 1 | 0% | 0% | 0% | 1 | 0% | 0% | 0% | 1 | 0% | 0% | 0% | 1 |  | 0% | 0% | 1 | 0% | 10% | 90% | 100% | 5 | 89% | 0% | 0% | 3 | 11% | 0% | 0% | 1 | 16% | 0% | 0% | 1 | 100% | 0% | 0% | 5 | 100% | 0% | 0% | 5 | 0% | 0% | 0% | 1 |  | 0% | 0% | 1 |  |  |  |  | 0% | [5 empty] | 28% | 71% | 99% | 5 | 81% | 0% | 0% | 3 | 8% | 0% | 0% | 1 | 21% | 0% | 0% | 1 | 91% | 0% | 0% | 4 | 98% | 0% | 0% | 5 | 0% | 0% | 0% | 1
458 | Rerc | 0 | 0 | 0 |  | 0% | 0% | 1 |  |  |  |  | 0% | [5 empty] | 0% | 0% | 0% | 1 | 0% | 0% | 0% | 1 | 0% | 0% | 0% | 1 | 0% | 0% | 0% | 1 | 0% | 0% | 0% | 1 | 0% | 0% | 0% | 1 | 0% | 0% | 0% | 1 |  | 0% | 0% | 1 |  |  |  |  | 0% | [5 empty] | 0% | 0% | 0% | 1 | 0% | 0% | 0% | 1 | 0% | 0% | 0% | 1 | 0% | 0% | 0% | 1 | 0% | 0% | 0% | 1 | 0% | 0% | 0% | 1 | 0% | 0% | 0% | 1 |  | 0% | 0% | 1 | 0% | 4% | 95% | 99% | 5 | 100% | 0% | 0% | 5 | 48% | 0% | 0% | 1 | 27% | 0% | 0% | 1 | 100% | 0% | 0% | 5 | 48% | 0% | 0% | 1 | 0% | 0% | 0% | 1 |  | 0% | 0% | 1 |  |  |  |  | 0% | [5 empty] | 46% | 39% | 85% | 5 | 63% | 0% | 0% | 2 | 56% | 0% | 0% | 2 | 57% | 0% | 0% | 2 | 98% | 0% | 0% | 5 | 51% | 0% | 0% | 2 | 1% | 0% | 0% | 1
459 | Valley Center | 0 | 0 | 0 |  | 0% | 0% | 1 |  |  |  |  | 0% | [5 empty] | 0% | 0% | 0% | 1 | 0% | 0% | 0% | 1 | 0% | 0% | 0% | 1 | 0% | 0% | 0% | 1 | 0% | 0% | 0% | 1 | 0% | 0% | 0% | 1 | 0% | 0% | 0% | 1 |  | 0% | 0% | 1 |  |  |  |  | 0% | [5 empty] | 0% | 0% | 0% | 1 | 0% | 0% | 0% | 1 | 0% | 0% | 0% | 1 | 0% | 0% | 0% | 1 | 0% | 0% | 0% | 1 | 0% | 0% | 0% | 1 | 0% | 0% | 0% | 1 |  | 0% | 0% | 1 | 0% | 0% | 0% | 0% | 1 | 0% | 0% | 0% | 1 | 82% | 0% | 0% | 3 | 82% | 0% | 0% | 3 | 82% | 0% | 0% | 3 | 0% | 0% | 0% | 1 | 4% | 0% | 0% | 1 |  | 0% | 0% | 1 |  |  |  |  | 0% | [5 empty] | 12% | 83% | 95% | 5 | 39% | 0% | 0% | 1 | 15% | 0% | 0% | 1 | 42% | 0% | 0% | 1 | 54% | 0% | 0% | 2 | 52% | 0% | 0% | 2 | 8% | 0% | 0% | 1
460 | Bannister | 0 | 0 | 0 |  | 0% | 0% | 1 |  |  |  |  | 0% | [5 empty] | 0% | 0% | 0% | 1 | 0% | 0% | 0% | 1 | 15% | 0% | 0% | 1 | 24% | 0% | 0% | 1 | 24% | 0% | 0% | 1 | 1% | 0% | 0% | 1 | 1% | 0% | 0% | 1 |  | 0% | 0% | 1 |  |  |  |  | 0% | [5 empty] | 0% | 0% | 0% | 1 | 5% | 0% | 0% | 1 | 13% | 0% | 0% | 1 | 26% | 0% | 0% | 1 | 26% | 0% | 0% | 1 | 25% | 0% | 0% | 1 | 5% | 0% | 0% | 1 |  | 0% | 0% | 1 | 0% | 0% | 0% | 0% | 1 | 8% | 0% | 0% | 1 | 8% | 0% | 0% | 1 | 17% | 0% | 0% | 1 | 22% | 0% | 0% | 1 | 46% | 0% | 0% | 1 | 4% | 0% | 0% | 1 |  | 0% | 0% | 1 |  |  |  |  | 0% | [5 empty] | 0% | 0% | 0% | 1 | 14% | 0% | 0% | 1 | 5% | 0% | 0% | 1 | 10% | 0% | 0% | 1 | 22% | 0% | 0% | 1 | 63% | 0% | 0% | 2 | 4% | 0% | 0% | 1
461 | Talega | 0 | 0 | 0 |  | 0% | 0% | 1 |  |  |  |  | 0% | [5 empty] | 1% | 0% | 1% | 1 | 0% | 0% | 0% | 1 | 27% | 0% | 0% | 1 | 51% | 0% | 0% | 2 | 51% | 0% | 0% | 2 | 0% | 0% | 0% | 1 | 0% | 0% | 0% | 1 |  | 0% | 0% | 1 |  |  |  |  | 0% | [5 empty] | 3% | 0% | 3% | 1 | 0% | 0% | 0% | 1 | 37% | 0% | 0% | 1 | 56% | 0% | 0% | 2 | 56% | 0% | 0% | 2 | 0% | 0% | 0% | 1 | 0% | 0% | 0% | 1 |  | 0% | 0% | 1 | 0% | 1% | 0% | 1% | 1 | 8% | 0% | 0% | 1 | 60% | 0% | 0% | 2 | 69% | 0% | 0% | 2 | 71% | 0% | 0% | 3 | 0% | 0% | 0% | 1 | 12% | 0% | 0% | 1 |  | 0% | 0% | 1 |  |  |  |  | 0% | [5 empty] | 1% | 0% | 1% | 1 | 8% | 0% | 0% | 1 | 44% | 0% | 0% | 1 | 77% | 0% | 0% | 3 | 79% | 0% | 0% | 3 | 0% | 0% | 0% | 1 | 11% | 0% | 0% | 1
462 | Arkansas | 0 | 0 | 0 |  | 0% | 0% | 1 |  |  |  |  | 0% | [5 empty] | 0% | 0% | 0% | 1 | 63% | 0% | 0% | 2 | 35% | 0% | 0% | 1 | 77% | 0% | 0% | 3 | 81% | 0% | 0% | 3 | 73% | 0% | 0% | 3 | 31% | 0% | 0% | 1 |  | 0% | 0% | 1 |  |  |  |  | 0% | [5 empty] | 0% | 0% | 0% | 1 | 30% | 0% | 0% | 1 | 16% | 0% | 0% | 1 | 36% | 0% | 0% | 1 | 53% | 0% | 0% | 2 | 49% | 0% | 0% | 1 | 9% | 0% | 0% | 1 |  | 0% | 0% | 1 | 0% | 0% | 0% | 0% | 1 | 21% | 0% | 0% | 1 | 8% | 0% | 0% | 1 | 16% | 0% | 0% | 1 | 33% | 0% | 0% | 1 | 51% | 0% | 0% | 2 | 4% | 0% | 0% | 1 |  | 0% | 0% | 1 |  |  |  |  | 0% | [5 empty] | 0% | 0% | 0% | 1 | 22% | 0% | 0% | 1 | 5% | 0% | 0% | 1 | 10% | 0% | 0% | 1 | 30% | 0% | 0% | 1 | 57% | 0% | 0% | 2 | 3% | 0% | 0% | 1
463 | Bailey | 0 | 0 | 0 |  | 0% | 0% | 1 |  |  |  |  | 2% | [5 empty] | 51% | 31% | 82% | 5 | 53% | 0% | 0% | 2 | 60% | 0% | 0% | 2 | 51% | 0% | 0% | 2 | 93% | 0% | 0% | 4 | 54% | 0% | 0% | 2 | 2% | 0% | 0% | 1 |  | 0% | 0% | 1 |  |  |  |  | 2% | [5 empty] | 36% | 24% | 60% | 4 | 49% | 0% | 0% | 1 | 56% | 0% | 0% | 2 | 39% | 0% | 0% | 1 | 85% | 0% | 0% | 3 | 43% | 0% | 0% | 1 | 1% | 0% | 0% | 1 |  | 0% | 0% | 1 | 1% | 28% | 16% | 44% | 3 | 45% | 0% | 0% | 1 | 43% | 0% | 0% | 1 | 30% | 0% | 0% | 1 | 72% | 0% | 0% | 3 | 38% | 0% | 0% | 1 | 1% | 0% | 0% | 1 |  | 0% | 0% | 1 |  |  |  |  | 1% | [5 empty] | 25% | 17% | 42% | 3 | 37% | 0% | 0% | 1 | 41% | 0% | 0% | 1 | 32% | 0% | 0% | 1 | 68% | 0% | 0% | 2 | 37% | 0% | 0% | 1 | 1% | 0% | 0% | 1
464 | Kasson | 0 | 0 | 0 |  | 0% | 0% | 1 |  |  |  |  | 0% | [5 empty] | 93% | 0% | 93% | 5 | 93% | 0% | 0% | 4 | 100% | 0% | 0% | 5 | 100% | 0% | 0% | 5 | 100% | 0% | 0% | 5 | 93% | 0% | 0% | 4 | 0% | 0% | 0% | 1 |  | 0% | 0% | 1 |  |  |  |  | 5% | [5 empty] | 86% | 2% | 88% | 5 | 88% | 0% | 0% | 3 | 95% | 0% | 0% | 5 | 95% | 0% | 0% | 5 | 100% | 0% | 0% | 5 | 45% | 0% | 0% | 1 | 3% | 0% | 0% | 1 |  | 0% | 0% | 1 | 3% | 82% | 10% | 92% | 5 | 91% | 0% | 0% | 4 | 77% | 0% | 0% | 3 | 87% | 0% | 0% | 3 | 100% | 0% | 0% | 5 | 50% | 0% | 0% | 2 | 3% | 0% | 0% | 1 |  | 0% | 0% | 1 |  |  |  |  | 4% | [5 empty] | 67% | 12% | 79% | 5 | 75% | 0% | 0% | 3 | 74% | 0% | 0% | 3 | 82% | 0% | 0% | 3 | 95% | 0% | 0% | 5 | 47% | 0% | 0% | 1 | 4% | 0% | 0% | 1
465 | Bellota | 0 | 0 | 15 |  | 0% | 0% | 1 |  |  |  |  | 0% | [5 empty] | 0% | 0% | 0% | 1 | 0% | 0% | 0% | 1 | 0% | 0% | 0% | 1 | 0% | 0% | 0% | 1 | 0% | 0% | 0% | 1 | 0% | 0% | 0% | 1 | 0% | 0% | 0% | 1 |  | 0% | 0% | 1 |  |  |  |  | 0% | [5 empty] | 0% | 0% | 0% | 1 | 0% | 0% | 0% | 1 | 0% | 0% | 0% | 1 | 0% | 0% | 0% | 1 | 0% | 0% | 0% | 1 | 0% | 0% | 0% | 1 | 0% | 0% | 0% | 1 |  | 0% | 0% | 1 | 0% | 0% | 0% | 0% | 1 | 0% | 0% | 0% | 1 | 0% | 0% | 0% | 1 | 0% | 0% | 0% | 1 | 0% | 0% | 0% | 1 | 0% | 0% | 0% | 1 | 0% | 0% | 0% | 1 |  | 0% | 0% | 1 |  |  |  |  | 1% | [5 empty] | 0% | 0% | 0% | 1 | 5% | 0% | 0% | 1 | 0% | 0% | 0% | 1 | 0% | 0% | 0% | 1 | 5% | 0% | 0% | 1 | 0% | 0% | 0% | 1 | 5% | 0% | 0% | 1
466 | Geysers Tap 12 | 0 | 0 | 0 |  | 0% | 0% | 1 |  |  |  |  | 0% | [5 empty] | 54% | 30% | 84% | 5 | 92% | 0% | 0% | 4 | 62% | 0% | 0% | 2 | 81% | 0% | 0% | 3 | 100% | 0% | 0% | 5 | 41% | 0% | 0% | 1 | 0% | 0% | 0% | 1 |  | 0% | 0% | 1 |  |  |  |  | 0% | [5 empty] | 46% | 41% | 87% | 5 | 93% | 0% | 0% | 4 | 50% | 0% | 0% | 2 | 68% | 0% | 0% | 2 | 100% | 0% | 0% | 5 | 36% | 0% | 0% | 1 | 0% | 0% | 0% | 1 |  | 0% | 0% | 1 | 0% | 27% | 57% | 84% | 5 | 90% | 0% | 0% | 4 | 37% | 0% | 0% | 1 | 76% | 0% | 0% | 3 | 98% | 0% | 0% | 5 | 49% | 0% | 0% | 1 | 1% | 0% | 0% | 1 |  | 0% | 0% | 1 |  |  |  |  | 0% | [5 empty] | 33% | 54% | 87% | 5 | 70% | 0% | 0% | 3 | 25% | 0% | 0% | 1 | 48% | 0% | 0% | 1 | 82% | 0% | 0% | 3 | 74% | 0% | 0% | 3 | 1% | 0% | 0% | 1
467 | Paul Sweet | 0 | 0 | 0 |  | 0% | 0% | 1 |  |  |  |  | 5% | [5 empty] | 0% | 0% | 0% | 1 | 0% | 0% | 0% | 1 | 26% | 0% | 0% | 1 | 38% | 0% | 0% | 1 | 38% | 0% | 0% | 1 | 0% | 0% | 0% | 1 | 0% | 0% | 0% | 1 |  | 0% | 0% | 1 |  |  |  |  | 3% | [5 empty] | 28% | 0% | 28% | 2 | 39% | 0% | 0% | 1 | 24% | 0% | 0% | 1 | 34% | 0% | 0% | 1 | 68% | 0% | 0% | 2 | 15% | 0% | 0% | 1 | 4% | 0% | 0% | 1 |  | 0% | 0% | 1 | 2% | 15% | 0% | 15% | 1 | 29% | 0% | 0% | 1 | 39% | 0% | 0% | 1 | 48% | 0% | 0% | 1 | 69% | 0% | 0% | 2 | 8% | 0% | 0% | 1 | 14% | 0% | 0% | 1 |  | 0% | 0% | 1 |  |  |  |  | 1% | [5 empty] | 9% | 0% | 9% | 1 | 19% | 0% | 0% | 1 | 46% | 0% | 0% | 1 | 52% | 0% | 0% | 2 | 67% | 0% | 0% | 2 | 5% | 0% | 0% | 1 | 9% | 0% | 0% | 1
468 | Carquinez | 0 | 0 | 0 |  | 0% | 0% | 1 |  |  |  |  | 0% | [5 empty] | 60% | 0% | 60% | 3 | 36% | 0% | 0% | 1 | 38% | 0% | 0% | 1 | 34% | 0% | 0% | 1 | 81% | 0% | 0% | 3 | 34% | 0% | 0% | 1 | 11% | 0% | 0% | 1 |  | 0% | 0% | 1 |  |  |  |  | 0% | [5 empty] | 56% | 0% | 56% | 3 | 53% | 0% | 0% | 2 | 33% | 0% | 0% | 1 | 28% | 0% | 0% | 1 | 84% | 0% | 0% | 3 | 38% | 0% | 0% | 1 | 22% | 0% | 0% | 1 |  | 0% | 0% | 1 | 0% | 50% | 0% | 50% | 3 | 59% | 0% | 0% | 2 | 36% | 0% | 0% | 1 | 29% | 0% | 0% | 1 | 86% | 0% | 0% | 3 | 38% | 0% | 0% | 1 | 29% | 0% | 0% | 1 |  | 0% | 0% | 1 |  |  |  |  | 6% | [5 empty] | 64% | 0% | 64% | 3 | 40% | 0% | 0% | 1 | 47% | 0% | 0% | 1 | 45% | 0% | 0% | 1 | 75% | 0% | 0% | 3 | 29% | 0% | 0% | 1 | 29% | 0% | 0% | 1
469 | El Centro | 0 | 0 | 0 |  | 0% | 0% | 1 |  |  |  |  | 1% | [5 empty] | 0% | 0% | 0% | 1 | 74% | 0% | 0% | 3 | 0% | 0% | 0% | 1 | 0% | 0% | 0% | 1 | 74% | 0% | 0% | 3 | 35% | 0% | 0% | 1 | 8% | 0% | 0% | 1 |  | 0% | 0% | 1 |  |  |  |  | 1% | [5 empty] | 0% | 0% | 0% | 1 | 30% | 0% | 0% | 1 | 3% | 0% | 0% | 1 | 3% | 0% | 0% | 1 | 33% | 0% | 0% | 1 | 43% | 0% | 0% | 1 | 10% | 0% | 0% | 1 |  | 0% | 0% | 1 | 0% | 0% | 0% | 0% | 1 | 11% | 0% | 0% | 1 | 9% | 0% | 0% | 1 | 10% | 0% | 0% | 1 | 21% | 0% | 0% | 1 | 69% | 0% | 0% | 2 | 4% | 0% | 0% | 1 |  | 0% | 0% | 1 |  |  |  |  | 0% | [5 empty] | 0% | 0% | 0% | 1 | 26% | 0% | 0% | 1 | 12% | 0% | 0% | 1 | 14% | 0% | 0% | 1 | 38% | 0% | 0% | 1 | 78% | 0% | 0% | 3 | 4% | 0% | 0% | 1
470 | Riverbank | 0 | 0 | 0 |  | 0% | 0% | 1 |  |  |  |  | 0% | [5 empty] | 0% | 0% | 0% | 1 | 0% | 0% | 0% | 1 | 0% | 0% | 0% | 1 | 0% | 0% | 0% | 1 | 0% | 0% | 0% | 1 | 0% | 0% | 0% | 1 | 0% | 0% | 0% | 1 |  | 0% | 0% | 1 |  |  |  |  | 0% | [5 empty] | 0% | 0% | 0% | 1 | 0% | 0% | 0% | 1 | 0% | 0% | 0% | 1 | 0% | 0% | 0% | 1 | 0% | 0% | 0% | 1 | 0% | 0% | 0% | 1 | 0% | 0% | 0% | 1 |  | 0% | 0% | 1 | 0% | 0% | 0% | 0% | 1 | 0% | 0% | 0% | 1 | 0% | 0% | 0% | 1 | 0% | 0% | 0% | 1 | 0% | 0% | 0% | 1 | 0% | 0% | 0% | 1 | 0% | 0% | 0% | 1 |  | 0% | 0% | 1 |  |  |  |  | 0% | [5 empty] | 77% | 23% | 100% | 5 | 100% | 0% | 0% | 5 | 16% | 0% | 0% | 1 | 47% | 0% | 0% | 1 | 100% | 0% | 0% | 5 | 100% | 0% | 0% | 5 | 0% | 0% | 0% | 1
471 | Valley | 0 | 0 | 0 |  | 0% | 0% | 1 |  |  |  |  | 0% | [5 empty] | 0% | 0% | 0% | 1 | 0% | 0% | 0% | 1 | 0% | 0% | 0% | 1 | 0% | 0% | 0% | 1 | 0% | 0% | 0% | 1 | 0% | 0% | 0% | 1 | 0% | 0% | 0% | 1 |  | 0% | 0% | 1 |  |  |  |  | 0% | [5 empty] | 0% | 0% | 0% | 1 | 0% | 0% | 0% | 1 | 0% | 0% | 0% | 1 | 0% | 0% | 0% | 1 | 0% | 0% | 0% | 1 | 0% | 0% | 0% | 1 | 0% | 0% | 0% | 1 |  | 0% | 0% | 1 | 0% | 12% | 88% | 100% | 5 | 1% | 0% | 0% | 1 | 13% | 0% | 0% | 1 | 13% | 0% | 0% | 1 | 13% | 0% | 0% | 1 | 21% | 0% | 0% | 1 | 0% | 0% | 0% | 1 |  | 0% | 0% | 1 |  |  |  |  | 0% | [5 empty] | 53% | 41% | 94% | 5 | 37% | 0% | 0% | 1 | 42% | 0% | 0% | 1 | 59% | 0% | 0% | 2 | 66% | 0% | 0% | 2 | 54% | 0% | 0% | 2 | 1% | 0% | 0% | 1
472 | Madera | 0 | 0 | 0 |  | 0% | 0% | 1 |  |  |  |  | 0% | [5 empty] | 0% | 0% | 0% | 1 | 0% | 0% | 0% | 1 | 0% | 0% | 0% | 1 | 0% | 0% | 0% | 1 | 0% | 0% | 0% | 1 | 0% | 0% | 0% | 1 | 0% | 0% | 0% | 1 |  | 0% | 0% | 1 |  |  |  |  | 0% | [5 empty] | 0% | 0% | 0% | 1 | 0% | 0% | 0% | 1 | 0% | 0% | 0% | 1 | 0% | 0% | 0% | 1 | 0% | 0% | 0% | 1 | 0% | 0% | 0% | 1 | 0% | 0% | 0% | 1 |  | 0% | 0% | 1 | 0% | 0% | 0% | 0% | 1 | 0% | 0% | 0% | 1 | 0% | 0% | 0% | 1 | 0% | 0% | 0% | 1 | 0% | 0% | 0% | 1 | 0% | 0% | 0% | 1 | 0% | 0% | 0% | 1 |  | 0% | 0% | 1 |  |  |  |  | 0% | [5 empty] | 0% | 0% | 0% | 1 | 0% | 0% | 0% | 1 | 0% | 0% | 0% | 1 | 0% | 0% | 0% | 1 | 0% | 0% | 0% | 1 | 0% | 0% | 0% | 1 | 0% | 0% | 0% | 1
473 | Rio Bravo | 0 | 0 | 0 |  | 0% | 0% | 1 |  |  |  |  | 0% | [5 empty] | 0% | 0% | 0% | 1 | 0% | 0% | 0% | 1 | 0% | 0% | 0% | 1 | 0% | 0% | 0% | 1 | 0% | 0% | 0% | 1 | 0% | 0% | 0% | 1 | 0% | 0% | 0% | 1 |  | 0% | 0% | 1 |  |  |  |  | 0% | [5 empty] | 0% | 0% | 0% | 1 | 0% | 0% | 0% | 1 | 0% | 0% | 0% | 1 | 0% | 0% | 0% | 1 | 0% | 0% | 0% | 1 | 0% | 0% | 0% | 1 | 0% | 0% | 0% | 1 |  | 0% | 0% | 1 | 0% | 0% | 0% | 0% | 1 | 0% | 0% | 0% | 1 | 0% | 0% | 0% | 1 | 0% | 0% | 0% | 1 | 0% | 0% | 0% | 1 | 0% | 0% | 0% | 1 | 0% | 0% | 0% | 1 |  | 0% | 0% | 1 |  |  |  |  | 0% | [5 empty] | 0% | 0% | 0% | 1 | 0% | 0% | 0% | 1 | 0% | 0% | 0% | 1 | 0% | 0% | 0% | 1 | 0% | 0% | 0% | 1 | 0% | 0% | 0% | 1 | 0% | 0% | 0% | 1
474 | New Sub - Lugo - Pisgah (Proposed) | 0 | 0 | 15 |  | 0% | 0% | 1 |  |  |  |  | 0% | [5 empty] | 0% | 0% | 0% | 1 | 11% | 0% | 0% | 1 | 4% | 0% | 0% | 1 | 9% | 0% | 0% | 1 | 20% | 0% | 0% | 1 | 82% | 0% | 0% | 3 | 0% | 0% | 0% | 1 |  | 0% | 0% | 1 |  |  |  |  | 0% | [5 empty] | 3% | 0% | 3% | 1 | 22% | 0% | 0% | 1 | 5% | 0% | 0% | 1 | 10% | 0% | 0% | 1 | 30% | 0% | 0% | 1 | 77% | 0% | 0% | 3 | 0% | 0% | 0% | 1 |  | 0% | 0% | 1 | 0% | 4% | 2% | 6% | 2 | 25% | 0% | 0% | 1 | 9% | 0% | 0% | 1 | 14% | 0% | 0% | 1 | 36% | 0% | 0% | 1 | 73% | 0% | 0% | 3 | 0% | 0% | 0% | 1 |  | 0% | 0% | 1 |  |  |  |  | 0% | [5 empty] | 5% | 4% | 9% | 2 | 28% | 0% | 0% | 1 | 17% | 0% | 0% | 1 | 20% | 0% | 0% | 1 | 43% | 0% | 0% | 1 | 63% | 0% | 0% | 2 | 0% | 0% | 0% | 1
475 | Kern Oil | 0 | 0 | 0 |  | 0% | 0% | 1 |  |  |  |  | 0% | [5 empty] | 0% | 0% | 0% | 1 | 0% | 0% | 0% | 1 | 0% | 0% | 0% | 1 | 0% | 0% | 0% | 1 | 0% | 0% | 0% | 1 | 0% | 0% | 0% | 1 | 0% | 0% | 0% | 1 |  | 0% | 0% | 1 |  |  |  |  | 0% | [5 empty] | 0% | 0% | 0% | 1 | 0% | 0% | 0% | 1 | 0% | 0% | 0% | 1 | 0% | 0% | 0% | 1 | 0% | 0% | 0% | 1 | 0% | 0% | 0% | 1 | 0% | 0% | 0% | 1 |  | 0% | 0% | 1 | 0% | 0% | 0% | 0% | 1 | 0% | 0% | 0% | 1 | 0% | 0% | 0% | 1 | 0% | 0% | 0% | 1 | 0% | 0% | 0% | 1 | 0% | 0% | 0% | 1 | 0% | 0% | 0% | 1 |  | 0% | 0% | 1 |  |  |  |  | 0% | [5 empty] | 10% | 90% | 100% | 5 | 32% | 0% | 0% | 1 | 26% | 0% | 0% | 1 | 46% | 0% | 0% | 1 | 62% | 0% | 0% | 2 | 67% | 0% | 0% | 2 | 1% | 0% | 0% | 1
476 | IS Tap | 0 | 0 | 0 |  | 0% | 0% | 1 |  |  |  |  | 0% | [5 empty] | 0% | 0% | 0% | 1 | 0% | 0% | 0% | 1 | 0% | 0% | 0% | 1 | 0% | 0% | 0% | 1 | 0% | 0% | 0% | 1 | 0% | 0% | 0% | 1 | 0% | 0% | 0% | 1 |  | 0% | 0% | 1 |  |  |  |  | 0% | [5 empty] | 0% | 0% | 0% | 1 | 0% | 0% | 0% | 1 | 0% | 0% | 0% | 1 | 0% | 0% | 0% | 1 | 0% | 0% | 0% | 1 | 0% | 0% | 0% | 1 | 0% | 0% | 0% | 1 |  | 0% | 0% | 1 | 0% | 0% | 0% | 0% | 1 | 0% | 0% | 0% | 1 | 0% | 0% | 0% | 1 | 0% | 0% | 0% | 1 | 0% | 0% | 0% | 1 | 0% | 0% | 0% | 1 | 0% | 0% | 0% | 1 |  | 0% | 0% | 1 |  |  |  |  | 0% | [5 empty] | 2% | 0% | 2% | 1 | 0% | 0% | 0% | 1 | 0% | 0% | 0% | 1 | 0% | 0% | 0% | 1 | 0% | 0% | 0% | 1 | 0% | 0% | 0% | 1 | 0% | 0% | 0% | 1
477 | Q1806 | 0 | 0 | 0 |  | 0% | 0% | 1 |  |  |  |  | 0% | [5 empty] | 0% | 0% | 0% | 1 | 0% | 0% | 0% | 1 | 23% | 0% | 0% | 1 | 46% | 0% | 0% | 1 | 46% | 0% | 0% | 1 | 0% | 0% | 0% | 1 | 0% | 0% | 0% | 1 |  | 0% | 0% | 1 |  |  |  |  | 0% | [5 empty] | 0% | 0% | 0% | 1 | 4% | 0% | 0% | 1 | 22% | 0% | 0% | 1 | 66% | 0% | 0% | 2 | 70% | 0% | 0% | 3 | 0% | 0% | 0% | 1 | 2% | 0% | 0% | 1 |  | 0% | 0% | 1 | 0% | 1% | 0% | 1% | 1 | 3% | 0% | 0% | 1 | 25% | 0% | 0% | 1 | 75% | 0% | 0% | 3 | 78% | 0% | 0% | 3 | 0% | 0% | 0% | 1 | 7% | 0% | 0% | 1 |  | 0% | 0% | 1 |  |  |  |  | 0% | [5 empty] | 0% | 0% | 0% | 1 | 7% | 0% | 0% | 1 | 49% | 0% | 0% | 1 | 81% | 0% | 0% | 3 | 82% | 0% | 0% | 3 | 0% | 0% | 0% | 1 | 9% | 0% | 0% | 1
478 | Casaloma | 0 | 0 | 0 |  | 0% | 0% | 1 |  |  |  |  | 0% | [5 empty] | 0% | 0% | 0% | 1 | 0% | 0% | 0% | 1 | 0% | 0% | 0% | 1 | 0% | 0% | 0% | 1 | 0% | 0% | 0% | 1 | 0% | 0% | 0% | 1 | 0% | 0% | 0% | 1 |  | 0% | 0% | 1 |  |  |  |  | 0% | [5 empty] | 0% | 0% | 0% | 1 | 0% | 0% | 0% | 1 | 0% | 0% | 0% | 1 | 0% | 0% | 0% | 1 | 0% | 0% | 0% | 1 | 0% | 0% | 0% | 1 | 0% | 0% | 0% | 1 |  | 0% | 0% | 1 | 0% | 0% | 0% | 0% | 1 | 0% | 0% | 0% | 1 | 0% | 0% | 0% | 1 | 0% | 0% | 0% | 1 | 0% | 0% | 0% | 1 | 0% | 0% | 0% | 1 | 0% | 0% | 0% | 1 |  | 0% | 0% | 1 |  |  |  |  | 0% | [5 empty] | 11% | 89% | 100% | 5 | 49% | 0% | 0% | 1 | 31% | 0% | 0% | 1 | 43% | 0% | 0% | 1 | 68% | 0% | 0% | 2 | 84% | 0% | 0% | 3 | 1% | 0% | 0% | 1
479 | Fern Road | 0 | 0 | 0 |  | 0% | 0% | 1 |  |  |  |  | 0% | [5 empty] | 92% | 0% | 92% | 5 | 69% | 0% | 0% | 2 | 8% | 0% | 0% | 1 | 0% | 0% | 0% | 1 | 69% | 0% | 0% | 2 | 11% | 0% | 0% | 1 | 1% | 0% | 0% | 1 |  | 0% | 0% | 1 |  |  |  |  | 0% | [5 empty] | 73% | 0% | 73% | 3 | 69% | 0% | 0% | 2 | 3% | 0% | 0% | 1 | 1% | 0% | 0% | 1 | 69% | 0% | 0% | 2 | 38% | 0% | 0% | 1 | 1% | 0% | 0% | 1 |  | 0% | 0% | 1 | 0% | 65% | 3% | 68% | 3 | 57% | 0% | 0% | 2 | 4% | 0% | 0% | 1 | 8% | 0% | 0% | 1 | 63% | 0% | 0% | 2 | 50% | 0% | 0% | 2 | 1% | 0% | 0% | 1 |  | 0% | 0% | 1 |  |  |  |  | 0% | [5 empty] | 58% | 12% | 70% | 3 | 47% | 0% | 0% | 1 | 25% | 0% | 0% | 1 | 32% | 0% | 0% | 1 | 70% | 0% | 0% | 3 | 63% | 0% | 0% | 2 | 1% | 0% | 0% | 1
480 | North of SONGS | 0 | 0 | 0 |  | 0% | 0% | 1 |  |  |  |  | 0% | [5 empty] | 1% | 0% | 1% | 1 | 0% | 0% | 0% | 1 | 27% | 0% | 0% | 1 | 51% | 0% | 0% | 2 | 51% | 0% | 0% | 2 | 0% | 0% | 0% | 1 | 0% | 0% | 0% | 1 |  | 0% | 0% | 1 |  |  |  |  | 0% | [5 empty] | 3% | 0% | 3% | 1 | 0% | 0% | 0% | 1 | 37% | 0% | 0% | 1 | 56% | 0% | 0% | 2 | 56% | 0% | 0% | 2 | 0% | 0% | 0% | 1 | 0% | 0% | 0% | 1 |  | 0% | 0% | 1 | 0% | 1% | 0% | 1% | 1 | 12% | 0% | 0% | 1 | 61% | 0% | 0% | 2 | 70% | 0% | 0% | 3 | 72% | 0% | 0% | 3 | 0% | 0% | 0% | 1 | 12% | 0% | 0% | 1 |  | 0% | 0% | 1 |  |  |  |  | 0% | [5 empty] | 1% | 0% | 1% | 1 | 8% | 0% | 0% | 1 | 44% | 0% | 0% | 1 | 77% | 0% | 0% | 3 | 79% | 0% | 0% | 3 | 0% | 0% | 0% | 1 | 11% | 0% | 0% | 1
481 | Vine | 0 | 0 | 0 |  | 0% | 0% | 1 |  |  |  |  | 0% | [5 empty] | 0% | 0% | 0% | 1 | 3% | 0% | 0% | 1 | 20% | 0% | 0% | 1 | 55% | 0% | 0% | 2 | 56% | 0% | 0% | 2 | 0% | 0% | 0% | 1 | 5% | 0% | 0% | 1 |  | 0% | 0% | 1 |  |  |  |  | 0% | [5 empty] | 0% | 0% | 0% | 1 | 2% | 0% | 0% | 1 | 24% | 0% | 0% | 1 | 57% | 0% | 0% | 2 | 58% | 0% | 0% | 2 | 0% | 0% | 0% | 1 | 5% | 0% | 0% | 1 |  | 0% | 0% | 1 | 0% | 0% | 0% | 0% | 1 | 6% | 0% | 0% | 1 | 35% | 0% | 0% | 1 | 65% | 0% | 0% | 2 | 66% | 0% | 0% | 2 | 0% | 0% | 0% | 1 | 7% | 0% | 0% | 1 |  | 0% | 0% | 1 |  |  |  |  | 0% | [5 empty] | 0% | 0% | 0% | 1 | 6% | 0% | 0% | 1 | 39% | 0% | 0% | 1 | 69% | 0% | 0% | 2 | 69% | 0% | 0% | 2 | 4% | 0% | 0% | 1 | 8% | 0% | 0% | 1
482 | Belden | 0 | 0 | 0 |  | 0% | 0% | 1 |  |  |  |  | 0% | [5 empty] | 54% | 9% | 63% | 3 | 55% | 0% | 0% | 2 | 84% | 0% | 0% | 3 | 72% | 0% | 0% | 3 | 100% | 0% | 0% | 5 | 82% | 0% | 0% | 3 | 6% | 0% | 0% | 1 |  | 0% | 0% | 1 |  |  |  |  | 0% | [5 empty] | 29% | 16% | 45% | 3 | 53% | 0% | 0% | 2 | 81% | 0% | 0% | 3 | 80% | 0% | 0% | 3 | 99% | 0% | 0% | 5 | 82% | 0% | 0% | 3 | 4% | 0% | 0% | 1 |  | 0% | 0% | 1 | 0% | 33% | 14% | 47% | 3 | 41% | 0% | 0% | 1 | 69% | 0% | 0% | 2 | 70% | 0% | 0% | 3 | 91% | 0% | 0% | 4 | 76% | 0% | 0% | 3 | 3% | 0% | 0% | 1 |  | 0% | 0% | 1 |  |  |  |  | 0% | [5 empty] | 46% | 14% | 60% | 3 | 37% | 0% | 0% | 1 | 53% | 0% | 0% | 2 | 58% | 0% | 0% | 2 | 80% | 0% | 0% | 3 | 74% | 0% | 0% | 3 | 2% | 0% | 0% | 1
483 | Standard Oil | 0 | 0 | 0 |  | 0% | 0% | 1 |  |  |  |  | 0% | [5 empty] | 0% | 0% | 0% | 1 | 4% | 0% | 0% | 1 | 30% | 0% | 0% | 1 | 46% | 0% | 0% | 1 | 46% | 0% | 0% | 1 | 0% | 0% | 0% | 1 | 14% | 0% | 0% | 1 |  | 0% | 0% | 1 |  |  |  |  | 0% | [5 empty] | 46% | 0% | 46% | 2 | 4% | 0% | 0% | 1 | 35% | 0% | 0% | 1 | 59% | 0% | 0% | 2 | 62% | 0% | 0% | 2 | 17% | 0% | 0% | 1 | 8% | 0% | 0% | 1 |  | 0% | 0% | 1 | 0% | 47% | 0% | 47% | 2 | 27% | 0% | 0% | 1 | 39% | 0% | 0% | 1 | 42% | 0% | 0% | 1 | 73% | 0% | 0% | 3 | 33% | 0% | 0% | 1 | 11% | 0% | 0% | 1 |  | 0% | 0% | 1 |  |  |  |  | 0% | [5 empty] | 53% | 0% | 53% | 3 | 62% | 0% | 0% | 2 | 40% | 0% | 0% | 1 | 41% | 0% | 0% | 1 | 86% | 0% | 0% | 3 | 44% | 0% | 0% | 1 | 26% | 0% | 0% | 1
484 | Panama | 0 | 0 | 0 |  | 0% | 0% | 1 |  |  |  |  | 0% | [5 empty] | 0% | 0% | 0% | 1 | 0% | 0% | 0% | 1 | 0% | 0% | 0% | 1 | 0% | 0% | 0% | 1 | 0% | 0% | 0% | 1 | 0% | 0% | 0% | 1 | 0% | 0% | 0% | 1 |  | 0% | 0% | 1 |  |  |  |  | 0% | [5 empty] | 0% | 0% | 0% | 1 | 0% | 0% | 0% | 1 | 0% | 0% | 0% | 1 | 0% | 0% | 0% | 1 | 0% | 0% | 0% | 1 | 0% | 0% | 0% | 1 | 0% | 0% | 0% | 1 |  | 0% | 0% | 1 | 0% | 0% | 0% | 0% | 1 | 0% | 0% | 0% | 1 | 0% | 0% | 0% | 1 | 0% | 0% | 0% | 1 | 0% | 0% | 0% | 1 | 0% | 0% | 0% | 1 | 0% | 0% | 0% | 1 |  | 0% | 0% | 1 |  |  |  |  | 0% | [5 empty] | 31% | 69% | 100% | 5 | 66% | 0% | 0% | 2 | 43% | 0% | 0% | 1 | 50% | 0% | 0% | 2 | 82% | 0% | 0% | 3 | 90% | 0% | 0% | 4 | 1% | 0% | 0% | 1
485 | Oakland X | 0 | 0 | 0 |  | 0% | 0% | 1 |  |  |  |  | 0% | [5 empty] | 0% | 0% | 0% | 1 | 5% | 0% | 0% | 1 | 17% | 0% | 0% | 1 | 29% | 0% | 0% | 1 | 29% | 0% | 0% | 1 | 0% | 0% | 0% | 1 | 8% | 0% | 0% | 1 |  | 0% | 0% | 1 |  |  |  |  | 0% | [5 empty] | 61% | 0% | 61% | 3 | 2% | 0% | 0% | 1 | 50% | 0% | 0% | 2 | 69% | 0% | 0% | 2 | 71% | 0% | 0% | 3 | 21% | 0% | 0% | 1 | 4% | 0% | 0% | 1 |  | 0% | 0% | 1 | 0% | 41% | 0% | 41% | 2 | 6% | 0% | 0% | 1 | 34% | 0% | 0% | 1 | 59% | 0% | 0% | 2 | 61% | 0% | 0% | 2 | 14% | 0% | 0% | 1 | 6% | 0% | 0% | 1 |  | 0% | 0% | 1 |  |  |  |  | 0% | [5 empty] | 47% | 0% | 47% | 2 | 52% | 0% | 0% | 2 | 58% | 0% | 0% | 2 | 46% | 0% | 0% | 1 | 81% | 0% | 0% | 3 | 25% | 0% | 0% | 1 | 33% | 0% | 0% | 1
486 | Butte | 0 | 0 | 0 |  | 0% | 0% | 1 |  |  |  |  | 0% | [5 empty] | 0% | 0% | 0% | 1 | 0% | 0% | 0% | 1 | 0% | 0% | 0% | 1 | 0% | 0% | 0% | 1 | 0% | 0% | 0% | 1 | 0% | 0% | 0% | 1 | 0% | 0% | 0% | 1 |  | 0% | 0% | 1 |  |  |  |  | 0% | [5 empty] | 0% | 0% | 0% | 1 | 100% | 0% | 0% | 5 | 0% | 0% | 0% | 1 | 100% | 0% | 0% | 5 | 100% | 0% | 0% | 5 | 100% | 0% | 0% | 5 | 0% | 0% | 0% | 1 |  | 0% | 0% | 1 | 0% | 32% | 0% | 32% | 2 | 40% | 0% | 0% | 1 | 56% | 0% | 0% | 2 | 100% | 0% | 0% | 5 | 100% | 0% | 0% | 5 | 76% | 0% | 0% | 3 | 1% | 0% | 0% | 1 |  | 0% | 0% | 1 |  |  |  |  | 0% | [5 empty] | 40% | 24% | 64% | 4 | 60% | 0% | 0% | 2 | 46% | 0% | 0% | 1 | 69% | 0% | 0% | 2 | 92% | 0% | 0% | 4 | 76% | 0% | 0% | 3 | 5% | 0% | 0% | 1
487 | Nortech | 0 | 0 | 15 |  | 0% | 0% | 1 |  |  |  |  | 0% | [5 empty] | 0% | 0% | 0% | 1 | 0% | 0% | 0% | 1 | 0% | 0% | 0% | 1 | 15% | 0% | 0% | 1 | 15% | 0% | 0% | 1 | 0% | 0% | 0% | 1 | 99% | 0% | 0% | 5 |  | 0% | 0% | 1 |  |  |  |  | 0% | [5 empty] | 85% | 0% | 85% | 5 | 86% | 0% | 0% | 3 | 75% | 0% | 0% | 3 | 79% | 0% | 0% | 3 | 90% | 0% | 0% | 4 | 85% | 0% | 0% | 3 | 13% | 0% | 0% | 1 |  | 0% | 0% | 1 | 0% | 85% | 8% | 93% | 5 | 83% | 0% | 0% | 3 | 32% | 0% | 0% | 1 | 33% | 0% | 0% | 1 | 85% | 0% | 0% | 3 | 91% | 0% | 0% | 4 | 4% | 0% | 0% | 1 |  | 0% | 0% | 1 |  |  |  |  | 0% | [5 empty] | 83% | 13% | 96% | 5 | 94% | 0% | 0% | 4 | 69% | 0% | 0% | 2 | 81% | 0% | 0% | 3 | 97% | 0% | 0% | 5 | 62% | 0% | 0% | 2 | 3% | 0% | 0% | 1
488 | Windsor | 0 | 0 | 0 |  | 0% | 0% | 1 |  |  |  |  | 0% | [5 empty] | 0% | 0% | 0% | 1 | 0% | 0% | 0% | 1 | 94% | 0% | 0% | 4 | 94% | 0% | 0% | 4 | 94% | 0% | 0% | 4 | 0% | 0% | 0% | 1 | 0% | 0% | 0% | 1 |  | 0% | 0% | 1 |  |  |  |  | 0% | [5 empty] | 0% | 0% | 0% | 1 | 0% | 0% | 0% | 1 | 76% | 0% | 0% | 3 | 80% | 0% | 0% | 3 | 80% | 0% | 0% | 3 | 0% | 0% | 0% | 1 | 0% | 0% | 0% | 1 |  | 0% | 0% | 1 | 0% | 0% | 0% | 0% | 1 | 0% | 0% | 0% | 1 | 10% | 0% | 0% | 1 | 52% | 0% | 0% | 2 | 53% | 0% | 0% | 2 | 0% | 0% | 0% | 1 | 0% | 0% | 0% | 1 |  | 0% | 0% | 1 |  |  |  |  | 0% | [5 empty] | 20% | 31% | 51% | 5 | 28% | 0% | 0% | 1 | 9% | 0% | 0% | 1 | 27% | 0% | 0% | 1 | 55% | 0% | 0% | 2 | 38% | 0% | 0% | 1 | 2% | 0% | 0% | 1
489 | Haas | 0 | 0 | 0 |  | 0% | 0% | 1 |  |  |  |  | 0% | [5 empty] | 0% | 0% | 0% | 1 | 0% | 0% | 0% | 1 | 0% | 0% | 0% | 1 | 0% | 0% | 0% | 1 | 0% | 0% | 0% | 1 | 0% | 0% | 0% | 1 | 0% | 0% | 0% | 1 |  | 0% | 0% | 1 |  |  |  |  | 0% | [5 empty] | 0% | 0% | 0% | 1 | 0% | 0% | 0% | 1 | 0% | 0% | 0% | 1 | 0% | 0% | 0% | 1 | 0% | 0% | 0% | 1 | 0% | 0% | 0% | 1 | 0% | 0% | 0% | 1 |  | 0% | 0% | 1 | 0% | 0% | 0% | 0% | 1 | 0% | 0% | 0% | 1 | 0% | 0% | 0% | 1 | 0% | 0% | 0% | 1 | 0% | 0% | 0% | 1 | 0% | 0% | 0% | 1 | 0% | 0% | 0% | 1 |  | 0% | 0% | 1 |  |  |  |  | 0% | [5 empty] | 0% | 0% | 0% | 1 | 0% | 0% | 0% | 1 | 0% | 0% | 0% | 1 | 0% | 0% | 0% | 1 | 0% | 0% | 0% | 1 | 100% | 0% | 0% | 5 | 0% | 0% | 0% | 1
490 | Stone | 0 | 0 | 0 |  | 0% | 0% | 1 |  |  |  |  | 0% | [5 empty] | 0% | 0% | 0% | 1 | 0% | 0% | 0% | 1 | 0% | 0% | 0% | 1 | 0% | 0% | 0% | 1 | 0% | 0% | 0% | 1 | 0% | 0% | 0% | 1 | 0% | 0% | 0% | 1 |  | 0% | 0% | 1 |  |  |  |  | 0% | [5 empty] | 91% | 6% | 97% | 5 | 89% | 0% | 0% | 3 | 40% | 0% | 0% | 1 | 41% | 0% | 0% | 1 | 90% | 0% | 0% | 4 | 91% | 0% | 0% | 4 | 1% | 0% | 0% | 1 |  | 0% | 0% | 1 | 0% | 81% | 16% | 97% | 5 | 85% | 0% | 0% | 3 | 32% | 0% | 0% | 1 | 33% | 0% | 0% | 1 | 88% | 0% | 0% | 3 | 94% | 0% | 0% | 4 | 3% | 0% | 0% | 1 |  | 0% | 0% | 1 |  |  |  |  | 0% | [5 empty] | 63% | 34% | 97% | 5 | 93% | 0% | 0% | 4 | 54% | 0% | 0% | 2 | 62% | 0% | 0% | 2 | 96% | 0% | 0% | 5 | 82% | 0% | 0% | 3 | 2% | 0% | 0% | 1
491 | El Cerrito G | 0 | 0 | 0 |  | 0% | 0% | 1 |  |  |  |  | 0% | [5 empty] | 60% | 0% | 60% | 3 | 1% | 0% | 0% | 1 | 45% | 0% | 0% | 1 | 66% | 0% | 0% | 2 | 66% | 0% | 0% | 2 | 19% | 0% | 0% | 1 | 3% | 0% | 0% | 1 |  | 0% | 0% | 1 |  |  |  |  | 0% | [5 empty] | 41% | 0% | 41% | 2 | 1% | 0% | 0% | 1 | 32% | 0% | 0% | 1 | 61% | 0% | 0% | 2 | 61% | 0% | 0% | 2 | 12% | 0% | 0% | 1 | 6% | 0% | 0% | 1 |  | 0% | 0% | 1 | 0% | 41% | 0% | 41% | 2 | 20% | 0% | 0% | 1 | 42% | 0% | 0% | 1 | 41% | 0% | 0% | 1 | 71% | 0% | 0% | 3 | 26% | 0% | 0% | 1 | 14% | 0% | 0% | 1 |  | 0% | 0% | 1 |  |  |  |  | 0% | [5 empty] | 53% | 0% | 53% | 3 | 55% | 0% | 0% | 2 | 51% | 0% | 0% | 2 | 42% | 0% | 0% | 1 | 84% | 0% | 0% | 3 | 35% | 0% | 0% | 1 | 28% | 0% | 0% | 1
492 | Elizabeth Lake | 0 | 0 | 0 |  | 0% | 0% | 1 |  |  |  |  | 0% | [5 empty] | 15% | 85% | 100% | 5 | 68% | 0% | 0% | 2 | 4% | 0% | 0% | 1 | 2% | 0% | 0% | 1 | 69% | 0% | 0% | 2 | 69% | 0% | 0% | 2 | 1% | 0% | 0% | 1 |  | 0% | 0% | 1 |  |  |  |  | 0% | [5 empty] | 26% | 57% | 83% | 5 | 57% | 0% | 0% | 2 | 1% | 0% | 0% | 1 | 2% | 0% | 0% | 1 | 58% | 0% | 0% | 2 | 67% | 0% | 0% | 2 | 2% | 0% | 0% | 1 |  | 0% | 0% | 1 | 0% | 23% | 43% | 66% | 5 | 30% | 0% | 0% | 1 | 40% | 0% | 0% | 1 | 29% | 0% | 0% | 1 | 71% | 0% | 0% | 3 | 47% | 0% | 0% | 1 | 3% | 0% | 0% | 1 |  | 0% | 0% | 1 |  |  |  |  | 1% | [5 empty] | 26% | 18% | 44% | 3 | 29% | 0% | 0% | 1 | 38% | 0% | 0% | 1 | 29% | 0% | 0% | 1 | 59% | 0% | 0% | 2 | 33% | 0% | 0% | 1 | 2% | 0% | 0% | 1
493 | Ashlan | 0 | 0 | 0 |  | 0% | 0% | 1 |  |  |  |  | 0% | [5 empty] | 0% | 0% | 0% | 1 | 0% | 0% | 0% | 1 | 0% | 0% | 0% | 1 | 0% | 0% | 0% | 1 | 0% | 0% | 0% | 1 | 0% | 0% | 0% | 1 | 0% | 0% | 0% | 1 |  | 0% | 0% | 1 |  |  |  |  | 0% | [5 empty] | 0% | 0% | 0% | 1 | 0% | 0% | 0% | 1 | 0% | 0% | 0% | 1 | 0% | 0% | 0% | 1 | 0% | 0% | 0% | 1 | 0% | 0% | 0% | 1 | 0% | 0% | 0% | 1 |  | 0% | 0% | 1 | 0% | 0% | 0% | 0% | 1 | 0% | 0% | 0% | 1 | 0% | 0% | 0% | 1 | 0% | 0% | 0% | 1 | 0% | 0% | 0% | 1 | 0% | 0% | 0% | 1 | 0% | 0% | 0% | 1 |  | 0% | 0% | 1 |  |  |  |  | 0% | [5 empty] | 0% | 0% | 0% | 1 | 0% | 0% | 0% | 1 | 0% | 0% | 0% | 1 | 0% | 0% | 0% | 1 | 0% | 0% | 0% | 1 | 0% | 0% | 0% | 1 | 0% | 0% | 0% | 1
494 | Meadow Lane | 0 | 0 | 0 |  | 0% | 0% | 1 |  |  |  |  | 0% | [5 empty] | 41% | 0% | 41% | 2 | 16% | 0% | 0% | 1 | 61% | 0% | 0% | 2 | 41% | 0% | 0% | 1 | 75% | 0% | 0% | 3 | 15% | 0% | 0% | 1 | 33% | 0% | 0% | 1 |  | 0% | 0% | 1 |  |  |  |  | 0% | [5 empty] | 41% | 0% | 41% | 2 | 53% | 0% | 0% | 2 | 67% | 0% | 0% | 2 | 48% | 0% | 0% | 1 | 84% | 0% | 0% | 3 | 21% | 0% | 0% | 1 | 43% | 0% | 0% | 1 |  | 0% | 0% | 1 | 0% | 48% | 0% | 48% | 2 | 45% | 0% | 0% | 1 | 59% | 0% | 0% | 2 | 45% | 0% | 0% | 1 | 82% | 0% | 0% | 3 | 23% | 0% | 0% | 1 | 33% | 0% | 0% | 1 |  | 0% | 0% | 1 |  |  |  |  | 16% | [5 empty] | 48% | 0% | 48% | 2 | 31% | 0% | 0% | 1 | 45% | 0% | 0% | 1 | 45% | 0% | 0% | 1 | 66% | 0% | 0% | 2 | 15% | 0% | 0% | 1 | 24% | 0% | 0% | 1
495 | Bucks Creek | 0 | 0 | 0 |  | 0% | 0% | 1 |  |  |  |  | 0% | [5 empty] | 37% | 12% | 49% | 3 | 51% | 0% | 0% | 2 | 85% | 0% | 0% | 3 | 79% | 0% | 0% | 3 | 100% | 0% | 0% | 5 | 79% | 0% | 0% | 3 | 6% | 0% | 0% | 1 |  | 0% | 0% | 1 |  |  |  |  | 0% | [5 empty] | 30% | 17% | 47% | 3 | 52% | 0% | 0% | 2 | 80% | 0% | 0% | 3 | 79% | 0% | 0% | 3 | 99% | 0% | 0% | 5 | 79% | 0% | 0% | 3 | 4% | 0% | 0% | 1 |  | 0% | 0% | 1 | 0% | 30% | 14% | 44% | 3 | 43% | 0% | 0% | 1 | 70% | 0% | 0% | 3 | 72% | 0% | 0% | 3 | 93% | 0% | 0% | 4 | 77% | 0% | 0% | 3 | 3% | 0% | 0% | 1 |  | 0% | 0% | 1 |  |  |  |  | 0% | [5 empty] | 43% | 14% | 57% | 3 | 40% | 0% | 0% | 1 | 57% | 0% | 0% | 2 | 59% | 0% | 0% | 2 | 83% | 0% | 0% | 3 | 75% | 0% | 0% | 3 | 2% | 0% | 0% | 1
496 | Dunn Siding | 0 | 0 | 0 |  | 0% | 0% | 1 |  |  |  |  | 0% | [5 empty] | 0% | 0% | 0% | 1 | 38% | 0% | 0% | 1 | 10% | 0% | 0% | 1 | 11% | 0% | 0% | 1 | 42% | 0% | 0% | 1 | 87% | 0% | 0% | 3 | 7% | 0% | 0% | 1 |  | 0% | 0% | 1 |  |  |  |  | 1% | [5 empty] | 0% | 0% | 0% | 1 | 37% | 0% | 0% | 1 | 28% | 0% | 0% | 1 | 24% | 0% | 0% | 1 | 40% | 0% | 0% | 1 | 68% | 0% | 0% | 2 | 2% | 0% | 0% | 1 |  | 0% | 0% | 1 | 1% | 0% | 0% | 0% | 1 | 29% | 0% | 0% | 1 | 21% | 0% | 0% | 1 | 20% | 0% | 0% | 1 | 33% | 0% | 0% | 1 | 48% | 0% | 0% | 1 | 2% | 0% | 0% | 1 |  | 0% | 0% | 1 |  |  |  |  | 1% | [5 empty] | 0% | 0% | 0% | 1 | 48% | 0% | 0% | 1 | 25% | 0% | 0% | 1 | 22% | 0% | 0% | 1 | 54% | 0% | 0% | 2 | 55% | 0% | 0% | 2 | 2% | 0% | 0% | 1
497 | Pit 4 | 0 | 0 | 0 |  | 0% | 0% | 1 |  |  |  |  | 0% | [5 empty] | 99% | 1% | 100% | 5 | 44% | 0% | 0% | 1 | 37% | 0% | 0% | 1 | 24% | 0% | 0% | 1 | 79% | 0% | 0% | 3 | 45% | 0% | 0% | 1 | 1% | 0% | 0% | 1 |  | 0% | 0% | 1 |  |  |  |  | 0% | [5 empty] | 86% | 5% | 91% | 5 | 44% | 0% | 0% | 1 | 22% | 0% | 0% | 1 | 13% | 0% | 0% | 1 | 66% | 0% | 0% | 2 | 44% | 0% | 0% | 1 | 1% | 0% | 0% | 1 |  | 0% | 0% | 1 | 0% | 72% | 11% | 83% | 5 | 46% | 0% | 0% | 1 | 22% | 0% | 0% | 1 | 16% | 0% | 0% | 1 | 68% | 0% | 0% | 2 | 48% | 0% | 0% | 1 | 1% | 0% | 0% | 1 |  | 0% | 0% | 1 |  |  |  |  | 0% | [5 empty] | 55% | 22% | 77% | 5 | 36% | 0% | 0% | 1 | 19% | 0% | 0% | 1 | 15% | 0% | 0% | 1 | 54% | 0% | 0% | 2 | 53% | 0% | 0% | 2 | 1% | 0% | 0% | 1
498 | SAN FRAN A (POTRERO PP) | 0 | 0 | 0 |  | 0% | 0% | 1 |  |  |  |  | 0% | [5 empty] | 0% | 0% | 0% | 1 | 4% | 0% | 0% | 1 | 14% | 0% | 0% | 1 | 37% | 0% | 0% | 1 | 41% | 0% | 0% | 1 | 0% | 0% | 0% | 1 | 5% | 0% | 0% | 1 |  | 0% | 0% | 1 |  |  |  |  | 0% | [5 empty] | 0% | 0% | 0% | 1 | 6% | 0% | 0% | 1 | 22% | 0% | 0% | 1 | 51% | 0% | 0% | 2 | 53% | 0% | 0% | 2 | 5% | 0% | 0% | 1 | 7% | 0% | 0% | 1 |  | 0% | 0% | 1 | 0% | 29% | 0% | 29% | 2 | 6% | 0% | 0% | 1 | 45% | 0% | 0% | 1 | 66% | 0% | 0% | 2 | 67% | 0% | 0% | 2 | 12% | 0% | 0% | 1 | 6% | 0% | 0% | 1 |  | 0% | 0% | 1 |  |  |  |  | 0% | [5 empty] | 42% | 0% | 42% | 2 | 20% | 0% | 0% | 1 | 42% | 0% | 0% | 1 | 45% | 0% | 0% | 1 | 71% | 0% | 0% | 3 | 29% | 0% | 0% | 1 | 12% | 0% | 0% | 1
499 | Frogtown | 0 | 0 | 0 |  | 0% | 0% | 1 |  |  |  |  | 0% | [5 empty] | 0% | 0% | 0% | 1 | 0% | 0% | 0% | 1 | 0% | 0% | 0% | 1 | 0% | 0% | 0% | 1 | 0% | 0% | 0% | 1 | 0% | 0% | 0% | 1 | 0% | 0% | 0% | 1 |  | 0% | 0% | 1 |  |  |  |  | 0% | [5 empty] | 0% | 0% | 0% | 1 | 0% | 0% | 0% | 1 | 0% | 0% | 0% | 1 | 0% | 0% | 0% | 1 | 0% | 0% | 0% | 1 | 0% | 0% | 0% | 1 | 0% | 0% | 0% | 1 |  | 0% | 0% | 1 | 0% | 0% | 0% | 0% | 1 | 0% | 0% | 0% | 1 | 0% | 0% | 0% | 1 | 0% | 0% | 0% | 1 | 0% | 0% | 0% | 1 | 0% | 0% | 0% | 1 | 0% | 0% | 0% | 1 |  | 0% | 0% | 1 |  |  |  |  | 0% | [5 empty] | 0% | 100% | 100% | 5 | 0% | 0% | 0% | 1 | 0% | 0% | 0% | 1 | 0% | 0% | 0% | 1 | 0% | 0% | 0% | 1 | 8% | 0% | 0% | 1 | 0% | 0% | 0% | 1
500 | Knights Landing | 0 | 0 | 0 |  | 0% | 0% | 1 |  |  |  |  | 0% | [5 empty] | 0% | 0% | 0% | 1 | 0% | 0% | 0% | 1 | 0% | 0% | 0% | 1 | 0% | 0% | 0% | 1 | 0% | 0% | 0% | 1 | 0% | 0% | 0% | 1 | 0% | 0% | 0% | 1 |  | 0% | 0% | 1 |  |  |  |  | 1% | [5 empty] | 87% | 0% | 87% | 5 | 100% | 0% | 0% | 5 | 0% | 0% | 0% | 1 | 0% | 0% | 0% | 1 | 100% | 0% | 0% | 5 | 85% | 0% | 0% | 3 | 0% | 0% | 0% | 1 |  | 0% | 0% | 1 | 8% | 74% | 20% | 94% | 5 | 82% | 0% | 0% | 3 | 2% | 0% | 0% | 1 | 2% | 0% | 0% | 1 | 82% | 0% | 0% | 3 | 63% | 0% | 0% | 2 | 1% | 0% | 0% | 1 |  | 0% | 0% | 1 |  |  |  |  | 10% | [5 empty] | 66% | 30% | 96% | 5 | 75% | 0% | 0% | 3 | 7% | 0% | 0% | 1 | 8% | 0% | 0% | 1 | 79% | 0% | 0% | 3 | 73% | 0% | 0% | 3 | 1% | 0% | 0% | 1
501 | Sandlot | 0 | 0 | 0 |  | 0% | 0% | 1 |  |  |  |  | 0% | [5 empty] | 0% | 0% | 0% | 1 | 14% | 0% | 0% | 1 | 67% | 0% | 0% | 2 | 42% | 0% | 0% | 1 | 67% | 0% | 0% | 2 | 67% | 0% | 0% | 2 | 1% | 0% | 0% | 1 |  | 0% | 0% | 1 |  |  |  |  | 0% | [5 empty] | 0% | 0% | 0% | 1 | 68% | 0% | 0% | 2 | 58% | 0% | 0% | 2 | 30% | 0% | 0% | 1 | 89% | 0% | 0% | 3 | 61% | 0% | 0% | 2 | 3% | 0% | 0% | 1 |  | 0% | 0% | 1 | 0% | 0% | 0% | 0% | 1 | 69% | 0% | 0% | 2 | 27% | 0% | 0% | 1 | 7% | 0% | 0% | 1 | 79% | 0% | 0% | 3 | 68% | 0% | 0% | 2 | 1% | 0% | 0% | 1 |  | 0% | 0% | 1 |  |  |  |  | 0% | [5 empty] | 0% | 0% | 0% | 1 | 74% | 0% | 0% | 3 | 24% | 0% | 0% | 1 | 8% | 0% | 0% | 1 | 80% | 0% | 0% | 3 | 66% | 0% | 0% | 2 | 0% | 0% | 0% | 1
502 | Sunrise | 0 | 0 | 0 |  | 0% | 0% | 1 |  |  |  |  | 0% | [5 empty] | 0% | 0% | 0% | 1 | 0% | 0% | 0% | 1 | 0% | 0% | 0% | 1 | 0% | 0% | 0% | 1 | 0% | 0% | 0% | 1 | 0% | 0% | 0% | 1 | 0% | 0% | 0% | 1 |  | 0% | 0% | 1 |  |  |  |  | 0% | [5 empty] | 0% | 0% | 0% | 1 | 0% | 0% | 0% | 1 | 0% | 0% | 0% | 1 | 0% | 0% | 0% | 1 | 0% | 0% | 0% | 1 | 0% | 0% | 0% | 1 | 0% | 0% | 0% | 1 |  | 0% | 0% | 1 | 0% | 35% | 0% | 35% | 2 | 0% | 0% | 0% | 1 | 0% | 0% | 0% | 1 | 0% | 0% | 0% | 1 | 0% | 0% | 0% | 1 | 56% | 0% | 0% | 2 | 0% | 0% | 0% | 1 |  | 0% | 0% | 1 |  |  |  |  | 0% | [5 empty] | 24% | 71% | 95% | 5 | 25% | 0% | 0% | 1 | 8% | 0% | 0% | 1 | 26% | 0% | 0% | 1 | 42% | 0% | 0% | 1 | 81% | 0% | 0% | 3 | 0% | 0% | 0% | 1
503 | Lilac | 0 | 0 | 0 |  | 0% | 0% | 1 |  |  |  |  | 0% | [5 empty] | 0% | 0% | 0% | 1 | 0% | 0% | 0% | 1 | 0% | 0% | 0% | 1 | 0% | 0% | 0% | 1 | 0% | 0% | 0% | 1 | 0% | 0% | 0% | 1 | 0% | 0% | 0% | 1 |  | 0% | 0% | 1 |  |  |  |  | 0% | [5 empty] | 0% | 0% | 0% | 1 | 0% | 0% | 0% | 1 | 0% | 0% | 0% | 1 | 0% | 0% | 0% | 1 | 0% | 0% | 0% | 1 | 0% | 0% | 0% | 1 | 0% | 0% | 0% | 1 |  | 0% | 0% | 1 | 0% | 0% | 0% | 0% | 1 | 18% | 0% | 0% | 1 | 76% | 0% | 0% | 3 | 79% | 0% | 0% | 3 | 79% | 0% | 0% | 3 | 0% | 0% | 0% | 1 | 16% | 0% | 0% | 1 |  | 0% | 0% | 1 |  |  |  |  | 0% | [5 empty] | 0% | 86% | 86% | 5 | 48% | 0% | 0% | 1 | 20% | 0% | 0% | 1 | 31% | 0% | 0% | 1 | 68% | 0% | 0% | 2 | 56% | 0% | 0% | 2 | 32% | 0% | 0% | 1
504 | Alhambra | 0 | 0 | 0 |  | 0% | 0% | 1 |  |  |  |  | 0% | [5 empty] | 46% | 0% | 46% | 2 | 12% | 0% | 0% | 1 | 51% | 0% | 0% | 2 | 40% | 0% | 0% | 1 | 76% | 0% | 0% | 3 | 27% | 0% | 0% | 1 | 16% | 0% | 0% | 1 |  | 0% | 0% | 1 |  |  |  |  | 0% | [5 empty] | 35% | 0% | 35% | 2 | 49% | 0% | 0% | 1 | 53% | 0% | 0% | 2 | 34% | 0% | 0% | 1 | 83% | 0% | 0% | 3 | 19% | 0% | 0% | 1 | 46% | 0% | 0% | 1 |  | 0% | 0% | 1 | 0% | 48% | 0% | 48% | 2 | 50% | 0% | 0% | 2 | 56% | 0% | 0% | 2 | 42% | 0% | 0% | 1 | 83% | 0% | 0% | 3 | 27% | 0% | 0% | 1 | 34% | 0% | 0% | 1 |  | 0% | 0% | 1 |  |  |  |  | 13% | [5 empty] | 50% | 0% | 50% | 3 | 32% | 0% | 0% | 1 | 46% | 0% | 0% | 1 | 44% | 0% | 0% | 1 | 69% | 0% | 0% | 2 | 19% | 0% | 0% | 1 | 25% | 0% | 0% | 1
505 | Charleston | 0 | 0 | 0 |  | 0% | 0% | 1 |  |  |  |  | 0% | [5 empty] | 0% | 0% | 0% | 1 | 0% | 0% | 0% | 1 | 40% | 0% | 0% | 1 | 92% | 0% | 0% | 4 | 92% | 0% | 0% | 4 | 36% | 0% | 0% | 1 | 7% | 0% | 0% | 1 |  | 0% | 0% | 1 |  |  |  |  | 0% | [5 empty] | 0% | 0% | 0% | 1 | 12% | 0% | 0% | 1 | 10% | 0% | 0% | 1 | 22% | 0% | 0% | 1 | 34% | 0% | 0% | 1 | 74% | 0% | 0% | 3 | 2% | 0% | 0% | 1 |  | 0% | 0% | 1 | 0% | 0% | 0% | 0% | 1 | 19% | 0% | 0% | 1 | 4% | 0% | 0% | 1 | 40% | 0% | 0% | 1 | 50% | 0% | 0% | 2 | 73% | 0% | 0% | 3 | 1% | 0% | 0% | 1 |  | 0% | 0% | 1 |  |  |  |  | 0% | [5 empty] | 0% | 0% | 0% | 1 | 14% | 0% | 0% | 1 | 3% | 0% | 0% | 1 | 37% | 0% | 0% | 1 | 45% | 0% | 0% | 1 | 75% | 0% | 0% | 3 | 1% | 0% | 0% | 1
506 | Vasco | 0 | 0 | 0 |  | 0% | 0% | 1 |  |  |  |  | 4% | [5 empty] | 93% | 0% | 93% | 5 | 91% | 0% | 0% | 4 | 87% | 0% | 0% | 3 | 98% | 0% | 0% | 5 | 100% | 0% | 0% | 5 | 32% | 0% | 0% | 1 | 3% | 0% | 0% | 1 |  | 0% | 0% | 1 |  |  |  |  | 3% | [5 empty] | 88% | 4% | 92% | 5 | 88% | 0% | 0% | 3 | 88% | 0% | 0% | 3 | 95% | 0% | 0% | 5 | 99% | 0% | 0% | 5 | 42% | 0% | 0% | 1 | 3% | 0% | 0% | 1 |  | 0% | 0% | 1 | 3% | 88% | 5% | 93% | 5 | 88% | 0% | 0% | 3 | 83% | 0% | 0% | 3 | 90% | 0% | 0% | 4 | 99% | 0% | 0% | 5 | 48% | 0% | 0% | 1 | 3% | 0% | 0% | 1 |  | 0% | 0% | 1 |  |  |  |  | 6% | [5 empty] | 54% | 7% | 61% | 3 | 63% | 0% | 0% | 2 | 71% | 0% | 0% | 3 | 73% | 0% | 0% | 3 | 86% | 0% | 0% | 3 | 34% | 0% | 0% | 1 | 15% | 0% | 0% | 1
507 | Harris | 0 | 0 | 0 |  | 0% | 0% | 1 |  |  |  |  | 0% | [5 empty] | 0% | 0% | 0% | 1 | 34% | 0% | 0% | 1 | 29% | 0% | 0% | 1 | 38% | 0% | 0% | 1 | 50% | 0% | 0% | 2 | 0% | 0% | 0% | 1 | 35% | 0% | 0% | 1 |  | 0% | 0% | 1 |  |  |  |  | 0% | [5 empty] | 0% | 0% | 0% | 1 | 19% | 0% | 0% | 1 | 9% | 0% | 0% | 1 | 11% | 0% | 0% | 1 | 24% | 0% | 0% | 1 | 35% | 0% | 0% | 1 | 17% | 0% | 0% | 1 |  | 0% | 0% | 1 | 0% | 4% | 0% | 4% | 1 | 7% | 0% | 0% | 1 | 6% | 0% | 0% | 1 | 7% | 0% | 0% | 1 | 13% | 0% | 0% | 1 | 48% | 0% | 0% | 1 | 9% | 0% | 0% | 1 |  | 0% | 0% | 1 |  |  |  |  | 0% | [5 empty] | 5% | 2% | 7% | 2 | 7% | 0% | 0% | 1 | 5% | 0% | 0% | 1 | 8% | 0% | 0% | 1 | 12% | 0% | 0% | 1 | 72% | 0% | 0% | 3 | 6% | 0% | 0% | 1
508 | Grizzly | 0 | 0 | 15 |  | 0% | 0% | 1 |  |  |  |  | 0% | [5 empty] | 41% | 17% | 58% | 3 | 40% | 0% | 0% | 1 | 83% | 0% | 0% | 3 | 83% | 0% | 0% | 3 | 99% | 0% | 0% | 5 | 73% | 0% | 0% | 3 | 7% | 0% | 0% | 1 |  | 0% | 0% | 1 |  |  |  |  | 0% | [5 empty] | 30% | 12% | 42% | 3 | 45% | 0% | 0% | 1 | 75% | 0% | 0% | 3 | 84% | 0% | 0% | 3 | 99% | 0% | 0% | 5 | 76% | 0% | 0% | 3 | 4% | 0% | 0% | 1 |  | 0% | 0% | 1 | 0% | 30% | 14% | 44% | 3 | 43% | 0% | 0% | 1 | 70% | 0% | 0% | 3 | 73% | 0% | 0% | 3 | 93% | 0% | 0% | 4 | 76% | 0% | 0% | 3 | 3% | 0% | 0% | 1 |  | 0% | 0% | 1 |  |  |  |  | 0% | [5 empty] | 40% | 15% | 55% | 3 | 38% | 0% | 0% | 1 | 60% | 0% | 0% | 2 | 62% | 0% | 0% | 2 | 84% | 0% | 0% | 3 | 74% | 0% | 0% | 3 | 2% | 0% | 0% | 1
509 | Jackass (DOE) | 0 | 0 | 0 |  | 0% | 0% | 1 |  |  |  |  | 0% | [5 empty] | 0% | 0% | 0% | 1 | 0% | 0% | 0% | 1 | 0% | 0% | 0% | 1 | 0% | 0% | 0% | 1 | 0% | 0% | 0% | 1 | 0% | 0% | 0% | 1 | 0% | 0% | 0% | 1 |  | 0% | 0% | 1 |  |  |  |  | 0% | [5 empty] | 0% | 0% | 0% | 1 | 0% | 0% | 0% | 1 | 0% | 0% | 0% | 1 | 0% | 0% | 0% | 1 | 0% | 0% | 0% | 1 | 0% | 0% | 0% | 1 | 0% | 0% | 0% | 1 |  | 0% | 0% | 1 | 0% | 0% | 0% | 0% | 1 | 0% | 0% | 0% | 1 | 0% | 0% | 0% | 1 | 0% | 0% | 0% | 1 | 0% | 0% | 0% | 1 | 0% | 0% | 0% | 1 | 0% | 0% | 0% | 1 |  | 0% | 0% | 1 |  |  |  |  | 0% | [5 empty] | 0% | 0% | 0% | 1 | 0% | 0% | 0% | 1 | 0% | 0% | 0% | 1 | 0% | 0% | 0% | 1 | 0% | 0% | 0% | 1 | 2% | 0% | 0% | 1 | 0% | 0% | 0% | 1
510 | North City Metering | 0 | 0 | 15 |  | 0% | 0% | 1 |  |  |  |  | 0% | [5 empty] | 0% | 0% | 0% | 1 | 0% | 0% | 0% | 1 | 41% | 0% | 0% | 1 | 55% | 0% | 0% | 2 | 55% | 0% | 0% | 2 | 0% | 0% | 0% | 1 | 5% | 0% | 0% | 1 |  | 0% | 0% | 1 |  |  |  |  | 0% | [5 empty] | 0% | 0% | 0% | 1 | 0% | 0% | 0% | 1 | 38% | 0% | 0% | 1 | 61% | 0% | 0% | 2 | 61% | 0% | 0% | 2 | 0% | 0% | 0% | 1 | 3% | 0% | 0% | 1 |  | 0% | 0% | 1 | 0% | 0% | 0% | 0% | 1 | 7% | 0% | 0% | 1 | 26% | 0% | 0% | 1 | 55% | 0% | 0% | 2 | 56% | 0% | 0% | 2 | 0% | 0% | 0% | 1 | 1% | 0% | 0% | 1 |  | 0% | 0% | 1 |  |  |  |  | 0% | [5 empty] | 0% | 0% | 0% | 1 | 6% | 0% | 0% | 1 | 38% | 0% | 0% | 1 | 63% | 0% | 0% | 2 | 63% | 0% | 0% | 2 | 0% | 0% | 0% | 1 | 8% | 0% | 0% | 1
511 | Ormond Beach | 0 | 0 | 0 |  | 0% | 0% | 1 |  |  |  |  | 0% | [5 empty] | 0% | 0% | 0% | 1 | 13% | 0% | 0% | 1 | 59% | 0% | 0% | 2 | 74% | 0% | 0% | 3 | 74% | 0% | 0% | 3 | 0% | 0% | 0% | 1 | 19% | 0% | 0% | 1 |  | 0% | 0% | 1 |  |  |  |  | 0% | [5 empty] | 0% | 0% | 0% | 1 | 41% | 0% | 0% | 1 | 38% | 0% | 0% | 1 | 48% | 0% | 0% | 1 | 80% | 0% | 0% | 3 | 5% | 0% | 0% | 1 | 12% | 0% | 0% | 1 |  | 0% | 0% | 1 | 0% | 0% | 0% | 0% | 1 | 41% | 0% | 0% | 1 | 36% | 0% | 0% | 1 | 46% | 0% | 0% | 1 | 78% | 0% | 0% | 3 | 6% | 0% | 0% | 1 | 12% | 0% | 0% | 1 |  | 0% | 0% | 1 |  |  |  |  | 0% | [5 empty] | 64% | 0% | 64% | 3 | 44% | 0% | 0% | 1 | 11% | 0% | 0% | 1 | 15% | 0% | 0% | 1 | 56% | 0% | 0% | 2 | 27% | 0% | 0% | 1 | 7% | 0% | 0% | 1
512 | Warne | 0 | 0 | 0 |  | 0% | 0% | 1 |  |  |  |  | 0% | [5 empty] | 38% | 57% | 95% | 5 | 77% | 0% | 0% | 3 | 39% | 0% | 0% | 1 | 36% | 0% | 0% | 1 | 93% | 0% | 0% | 4 | 63% | 0% | 0% | 2 | 2% | 0% | 0% | 1 |  | 0% | 0% | 1 |  |  |  |  | 1% | [5 empty] | 41% | 36% | 77% | 5 | 48% | 0% | 0% | 1 | 54% | 0% | 0% | 2 | 44% | 0% | 0% | 1 | 86% | 0% | 0% | 3 | 50% | 0% | 0% | 2 | 2% | 0% | 0% | 1 |  | 0% | 0% | 1 | 1% | 29% | 20% | 49% | 4 | 46% | 0% | 0% | 1 | 48% | 0% | 0% | 1 | 34% | 0% | 0% | 1 | 80% | 0% | 0% | 3 | 39% | 0% | 0% | 1 | 1% | 0% | 0% | 1 |  | 0% | 0% | 1 |  |  |  |  | 1% | [5 empty] | 26% | 17% | 43% | 3 | 35% | 0% | 0% | 1 | 42% | 0% | 0% | 1 | 33% | 0% | 0% | 1 | 67% | 0% | 0% | 2 | 37% | 0% | 0% | 1 | 1% | 0% | 0% | 1
513 | POE | 0 | 0 | 0 |  | 0% | 0% | 1 |  |  |  |  | 0% | [5 empty] | 28% | 0% | 28% | 2 | 31% | 0% | 0% | 1 | 60% | 0% | 0% | 2 | 99% | 0% | 0% | 5 | 100% | 0% | 0% | 5 | 76% | 0% | 0% | 3 | 1% | 0% | 0% | 1 |  | 0% | 0% | 1 |  |  |  |  | 0% | [5 empty] | 21% | 12% | 33% | 3 | 36% | 0% | 0% | 1 | 69% | 0% | 0% | 2 | 100% | 0% | 0% | 5 | 100% | 0% | 0% | 5 | 70% | 0% | 0% | 3 | 3% | 0% | 0% | 1 |  | 0% | 0% | 1 | 0% | 31% | 13% | 44% | 3 | 29% | 0% | 0% | 1 | 74% | 0% | 0% | 3 | 91% | 0% | 0% | 4 | 99% | 0% | 0% | 5 | 70% | 0% | 0% | 3 | 4% | 0% | 0% | 1 |  | 0% | 0% | 1 |  |  |  |  | 0% | [5 empty] | 30% | 15% | 45% | 3 | 39% | 0% | 0% | 1 | 72% | 0% | 0% | 3 | 74% | 0% | 0% | 3 | 95% | 0% | 0% | 5 | 73% | 0% | 0% | 3 | 3% | 0% | 0% | 1
514 | Pit 3 | 0 | 0 | 0 |  | 0% | 0% | 1 |  |  |  |  | 0% | [5 empty] | 98% | 0% | 98% | 5 | 42% | 0% | 0% | 1 | 47% | 0% | 0% | 1 | 31% | 0% | 0% | 1 | 88% | 0% | 0% | 3 | 44% | 0% | 0% | 1 | 1% | 0% | 0% | 1 |  | 0% | 0% | 1 |  |  |  |  | 0% | [5 empty] | 86% | 2% | 88% | 5 | 38% | 0% | 0% | 1 | 26% | 0% | 0% | 1 | 13% | 0% | 0% | 1 | 62% | 0% | 0% | 2 | 42% | 0% | 0% | 1 | 1% | 0% | 0% | 1 |  | 0% | 0% | 1 | 0% | 75% | 4% | 79% | 5 | 47% | 0% | 0% | 1 | 20% | 0% | 0% | 1 | 11% | 0% | 0% | 1 | 66% | 0% | 0% | 2 | 46% | 0% | 0% | 1 | 1% | 0% | 0% | 1 |  | 0% | 0% | 1 |  |  |  |  | 0% | [5 empty] | 51% | 18% | 69% | 3 | 41% | 0% | 0% | 1 | 16% | 0% | 0% | 1 | 12% | 0% | 0% | 1 | 57% | 0% | 0% | 2 | 51% | 0% | 0% | 2 | 1% | 0% | 0% | 1
515 | Evergreen | 0 | 0 | 0 |  | 0% | 0% | 1 |  |  |  |  | 0% | [5 empty] | 0% | 0% | 0% | 1 | 0% | 0% | 0% | 1 | 0% | 0% | 0% | 1 | 0% | 0% | 0% | 1 | 0% | 0% | 0% | 1 | 0% | 0% | 0% | 1 | 0% | 0% | 0% | 1 |  | 0% | 0% | 1 |  |  |  |  | 0% | [5 empty] | 93% | 5% | 98% | 5 | 84% | 0% | 0% | 3 | 40% | 0% | 0% | 1 | 40% | 0% | 0% | 1 | 85% | 0% | 0% | 3 | 94% | 0% | 0% | 4 | 1% | 0% | 0% | 1 |  | 0% | 0% | 1 | 0% | 76% | 22% | 98% | 5 | 84% | 0% | 0% | 3 | 37% | 0% | 0% | 1 | 37% | 0% | 0% | 1 | 89% | 0% | 0% | 3 | 94% | 0% | 0% | 4 | 2% | 0% | 0% | 1 |  | 0% | 0% | 1 |  |  |  |  | 0% | [5 empty] | 65% | 33% | 98% | 5 | 95% | 0% | 0% | 5 | 58% | 0% | 0% | 2 | 66% | 0% | 0% | 2 | 97% | 0% | 0% | 5 | 79% | 0% | 0% | 3 | 2% | 0% | 0% | 1
516 | Rincon | 0 | 0 | 0 |  | 0% | 0% | 1 |  |  |  |  | 0% | [5 empty] | 0% | 0% | 0% | 1 | 100% | 0% | 0% | 5 | 0% | 0% | 0% | 1 | 0% | 0% | 0% | 1 | 100% | 0% | 0% | 5 | 96% | 0% | 0% | 5 | 0% | 0% | 0% | 1 |  | 0% | 0% | 1 |  |  |  |  | 0% | [5 empty] | 65% | 0% | 65% | 3 | 100% | 0% | 0% | 5 | 42% | 0% | 0% | 1 | 44% | 0% | 0% | 1 | 100% | 0% | 0% | 5 | 94% | 0% | 0% | 4 | 0% | 0% | 0% | 1 |  | 0% | 0% | 1 | 0% | 67% | 2% | 69% | 3 | 87% | 0% | 0% | 3 | 36% | 0% | 0% | 1 | 62% | 0% | 0% | 2 | 92% | 0% | 0% | 4 | 83% | 0% | 0% | 3 | 0% | 0% | 0% | 1 |  | 0% | 0% | 1 |  |  |  |  | 0% | [5 empty] | 45% | 22% | 67% | 4 | 86% | 0% | 0% | 3 | 31% | 0% | 0% | 1 | 57% | 0% | 0% | 2 | 95% | 0% | 0% | 5 | 67% | 0% | 0% | 2 | 3% | 0% | 0% | 1
517 | Whisman | 0 | 0 | 0 |  | 0% | 0% | 1 |  |  |  |  | 0% | [5 empty] | 0% | 0% | 0% | 1 | 0% | 0% | 0% | 1 | 0% | 0% | 0% | 1 | 32% | 0% | 0% | 1 | 32% | 0% | 0% | 1 | 0% | 0% | 0% | 1 | 93% | 0% | 0% | 4 |  | 0% | 0% | 1 |  |  |  |  | 0% | [5 empty] | 0% | 0% | 0% | 1 | 6% | 0% | 0% | 1 | 2% | 0% | 0% | 1 | 18% | 0% | 0% | 1 | 23% | 0% | 0% | 1 | 0% | 0% | 0% | 1 | 50% | 0% | 0% | 2 |  | 0% | 0% | 1 | 0% | 27% | 0% | 27% | 2 | 41% | 0% | 0% | 1 | 41% | 0% | 0% | 1 | 48% | 0% | 0% | 1 | 54% | 0% | 0% | 2 | 31% | 0% | 0% | 1 | 18% | 0% | 0% | 1 |  | 0% | 0% | 1 |  |  |  |  | 0% | [5 empty] | 58% | 14% | 72% | 3 | 65% | 0% | 0% | 2 | 44% | 0% | 0% | 1 | 51% | 0% | 0% | 2 | 82% | 0% | 0% | 3 | 66% | 0% | 0% | 2 | 4% | 0% | 0% | 1
518 | Brighton | 0 | 0 | 0 |  | 0% | 0% | 1 |  |  |  |  | 0% | [5 empty] | 0% | 0% | 0% | 1 | 0% | 0% | 0% | 1 | 0% | 0% | 0% | 1 | 0% | 0% | 0% | 1 | 0% | 0% | 0% | 1 | 0% | 0% | 0% | 1 | 0% | 0% | 0% | 1 |  | 0% | 0% | 1 |  |  |  |  | 0% | [5 empty] | 0% | 0% | 0% | 1 | 0% | 0% | 0% | 1 | 0% | 0% | 0% | 1 | 0% | 0% | 0% | 1 | 0% | 0% | 0% | 1 | 0% | 0% | 0% | 1 | 0% | 0% | 0% | 1 |  | 0% | 0% | 1 | 44% | 36% | 0% | 36% | 2 | 12% | 0% | 0% | 1 | 2% | 0% | 0% | 1 | 21% | 0% | 0% | 1 | 27% | 0% | 0% | 1 | 0% | 0% | 0% | 1 | 17% | 0% | 0% | 1 |  | 0% | 0% | 1 |  |  |  |  | 45% | [5 empty] | 34% | 0% | 34% | 2 | 15% | 0% | 0% | 1 | 17% | 0% | 0% | 1 | 21% | 0% | 0% | 1 | 35% | 0% | 0% | 1 | 3% | 0% | 0% | 1 | 19% | 0% | 0% | 1
519 | Mi-Wuk | 0 | 0 | 0 |  | 0% | 0% | 1 |  |  |  |  | 0% | [5 empty] | 0% | 0% | 0% | 1 | 0% | 0% | 0% | 1 | 0% | 0% | 0% | 1 | 0% | 0% | 0% | 1 | 0% | 0% | 0% | 1 | 0% | 0% | 0% | 1 | 0% | 0% | 0% | 1 |  | 0% | 0% | 1 |  |  |  |  | 0% | [5 empty] | 0% | 0% | 0% | 1 | 0% | 0% | 0% | 1 | 0% | 0% | 0% | 1 | 0% | 0% | 0% | 1 | 0% | 0% | 0% | 1 | 0% | 0% | 0% | 1 | 0% | 0% | 0% | 1 |  | 0% | 0% | 1 | 0% | 63% | 0% | 63% | 3 | 0% | 0% | 0% | 1 | 0% | 0% | 0% | 1 | 7% | 0% | 0% | 1 | 7% | 0% | 0% | 1 | 79% | 0% | 0% | 3 | 8% | 0% | 0% | 1 |  | 0% | 0% | 1 |  |  |  |  | 0% | [5 empty] | 42% | 10% | 52% | 3 | 0% | 0% | 0% | 1 | 18% | 0% | 0% | 1 | 30% | 0% | 0% | 1 | 36% | 0% | 0% | 1 | 61% | 0% | 0% | 2 | 8% | 0% | 0% | 1
520 | San Ysidro | 0 | 0 | 0 |  | 0% | 0% | 1 |  |  |  |  | 0% | [5 empty] | 0% | 0% | 0% | 1 | 15% | 0% | 0% | 1 | 61% | 0% | 0% | 2 | 82% | 0% | 0% | 3 | 82% | 0% | 0% | 3 | 0% | 0% | 0% | 1 | 13% | 0% | 0% | 1 |  | 0% | 0% | 1 |  |  |  |  | 0% | [5 empty] | 0% | 0% | 0% | 1 | 9% | 0% | 0% | 1 | 38% | 0% | 0% | 1 | 71% | 0% | 0% | 3 | 72% | 0% | 0% | 3 | 0% | 0% | 0% | 1 | 9% | 0% | 0% | 1 |  | 0% | 0% | 1 | 0% | 0% | 0% | 0% | 1 | 7% | 0% | 0% | 1 | 39% | 0% | 0% | 1 | 69% | 0% | 0% | 2 | 70% | 0% | 0% | 3 | 4% | 0% | 0% | 1 | 8% | 0% | 0% | 1 |  | 0% | 0% | 1 |  |  |  |  | 0% | [5 empty] | 0% | 0% | 0% | 1 | 7% | 0% | 0% | 1 | 32% | 0% | 0% | 1 | 63% | 0% | 0% | 2 | 65% | 0% | 0% | 2 | 4% | 0% | 0% | 1 | 7% | 0% | 0% | 1
521 | Lincoln | 0 | 0 | 0 |  | 0% | 0% | 1 |  |  |  |  | 0% | [5 empty] | 0% | 0% | 0% | 1 | 0% | 0% | 0% | 1 | 0% | 0% | 0% | 1 | 0% | 0% | 0% | 1 | 0% | 0% | 0% | 1 | 0% | 0% | 0% | 1 | 0% | 0% | 0% | 1 |  | 0% | 0% | 1 |  |  |  |  | 0% | [5 empty] | 0% | 0% | 0% | 1 | 0% | 0% | 0% | 1 | 0% | 0% | 0% | 1 | 0% | 0% | 0% | 1 | 0% | 0% | 0% | 1 | 0% | 0% | 0% | 1 | 0% | 0% | 0% | 1 |  | 0% | 0% | 1 | 0% | 0% | 0% | 0% | 1 | 0% | 0% | 0% | 1 | 0% | 0% | 0% | 1 | 0% | 0% | 0% | 1 | 0% | 0% | 0% | 1 | 0% | 0% | 0% | 1 | 0% | 0% | 0% | 1 |  | 0% | 0% | 1 |  |  |  |  | 0% | [5 empty] | 0% | 0% | 0% | 1 | 0% | 0% | 0% | 1 | 0% | 0% | 0% | 1 | 0% | 0% | 0% | 1 | 0% | 0% | 0% | 1 | 0% | 0% | 0% | 1 | 0% | 0% | 0% | 1
522 | Jefferson | 0 | 0 | 0 |  | 0% | 0% | 1 |  |  |  |  | 0% | [5 empty] | 0% | 0% | 0% | 1 | 33% | 0% | 0% | 1 | 45% | 0% | 0% | 1 | 51% | 0% | 0% | 2 | 51% | 0% | 0% | 2 | 20% | 0% | 0% | 1 | 13% | 0% | 0% | 1 |  | 0% | 0% | 1 |  |  |  |  | 0% | [5 empty] | 0% | 0% | 0% | 1 | 16% | 0% | 0% | 1 | 31% | 0% | 0% | 1 | 61% | 0% | 0% | 2 | 62% | 0% | 0% | 2 | 22% | 0% | 0% | 1 | 15% | 0% | 0% | 1 |  | 0% | 0% | 1 | 0% | 0% | 0% | 0% | 1 | 11% | 0% | 0% | 1 | 30% | 0% | 0% | 1 | 59% | 0% | 0% | 2 | 60% | 0% | 0% | 2 | 15% | 0% | 0% | 1 | 12% | 0% | 0% | 1 |  | 0% | 0% | 1 |  |  |  |  | 0% | [5 empty] | 5% | 0% | 5% | 1 | 14% | 0% | 0% | 1 | 22% | 0% | 0% | 1 | 49% | 0% | 0% | 1 | 55% | 0% | 0% | 2 | 13% | 0% | 0% | 1 | 8% | 0% | 0% | 1
523 | Lakewood | 0 | 0 | 0 |  | 0% | 0% | 1 |  |  |  |  | 0% | [5 empty] | 98% | 0% | 98% | 5 | 7% | 0% | 0% | 1 | 69% | 0% | 0% | 2 | 92% | 0% | 0% | 4 | 93% | 0% | 0% | 4 | 36% | 0% | 0% | 1 | 2% | 0% | 0% | 1 |  | 0% | 0% | 1 |  |  |  |  | 0% | [5 empty] | 43% | 0% | 43% | 2 | 50% | 0% | 0% | 2 | 68% | 0% | 0% | 2 | 49% | 0% | 0% | 1 | 86% | 0% | 0% | 3 | 22% | 0% | 0% | 1 | 41% | 0% | 0% | 1 |  | 0% | 0% | 1 | 0% | 44% | 0% | 44% | 2 | 46% | 0% | 0% | 1 | 66% | 0% | 0% | 2 | 47% | 0% | 0% | 1 | 81% | 0% | 0% | 3 | 21% | 0% | 0% | 1 | 38% | 0% | 0% | 1 |  | 0% | 0% | 1 |  |  |  |  | 8% | [5 empty] | 57% | 0% | 57% | 3 | 37% | 0% | 0% | 1 | 52% | 0% | 0% | 2 | 52% | 0% | 0% | 2 | 71% | 0% | 0% | 3 | 18% | 0% | 0% | 1 | 26% | 0% | 0% | 1
524 | Windmaster | 0 | 0 | 0 |  | 0% | 0% | 1 |  |  |  |  | 5% | [5 empty] | 87% | 0% | 87% | 5 | 86% | 0% | 0% | 3 | 86% | 0% | 0% | 3 | 97% | 0% | 0% | 5 | 100% | 0% | 0% | 5 | 26% | 0% | 0% | 1 | 3% | 0% | 0% | 1 |  | 0% | 0% | 1 |  |  |  |  | 3% | [5 empty] | 90% | 2% | 92% | 5 | 88% | 0% | 0% | 3 | 89% | 0% | 0% | 3 | 96% | 0% | 0% | 5 | 99% | 0% | 0% | 5 | 42% | 0% | 0% | 1 | 3% | 0% | 0% | 1 |  | 0% | 0% | 1 | 4% | 78% | 3% | 81% | 5 | 75% | 0% | 0% | 3 | 86% | 0% | 0% | 3 | 92% | 0% | 0% | 4 | 97% | 0% | 0% | 5 | 38% | 0% | 0% | 1 | 6% | 0% | 0% | 1 |  | 0% | 0% | 1 |  |  |  |  | 11% | [5 empty] | 52% | 5% | 57% | 3 | 52% | 0% | 0% | 2 | 61% | 0% | 0% | 2 | 60% | 0% | 0% | 2 | 75% | 0% | 0% | 3 | 27% | 0% | 0% | 1 | 16% | 0% | 0% | 1
525 | Rosamond | 0 | 0 | 0 |  | 0% | 0% | 1 |  |  |  |  | 1% | [5 empty] | 2% | 0% | 2% | 1 | 18% | 0% | 0% | 1 | 26% | 0% | 0% | 1 | 23% | 0% | 0% | 1 | 45% | 0% | 0% | 1 | 12% | 0% | 0% | 1 | 2% | 0% | 0% | 1 |  | 0% | 0% | 1 |  |  |  |  | 1% | [5 empty] | 8% | 0% | 8% | 1 | 16% | 0% | 0% | 1 | 30% | 0% | 0% | 1 | 26% | 0% | 0% | 1 | 46% | 0% | 0% | 1 | 20% | 0% | 0% | 1 | 1% | 0% | 0% | 1 |  | 0% | 0% | 1 | 1% | 16% | 7% | 23% | 2 | 28% | 0% | 0% | 1 | 33% | 0% | 0% | 1 | 25% | 0% | 0% | 1 | 56% | 0% | 0% | 2 | 28% | 0% | 0% | 1 | 1% | 0% | 0% | 1 |  | 0% | 0% | 1 |  |  |  |  | 1% | [5 empty] | 21% | 11% | 32% | 3 | 31% | 0% | 0% | 1 | 33% | 0% | 0% | 1 | 26% | 0% | 0% | 1 | 61% | 0% | 0% | 2 | 37% | 0% | 0% | 1 | 1% | 0% | 0% | 1
526 | Los Positas | 0 | 0 | 0 |  | 0% | 0% | 1 |  |  |  |  | 1% | [5 empty] | 99% | 1% | 100% | 5 | 97% | 0% | 0% | 5 | 84% | 0% | 0% | 3 | 98% | 0% | 0% | 5 | 100% | 0% | 0% | 5 | 33% | 0% | 0% | 1 | 4% | 0% | 0% | 1 |  | 0% | 0% | 1 |  |  |  |  | 3% | [5 empty] | 88% | 4% | 92% | 5 | 87% | 0% | 0% | 3 | 87% | 0% | 0% | 3 | 95% | 0% | 0% | 5 | 99% | 0% | 0% | 5 | 42% | 0% | 0% | 1 | 3% | 0% | 0% | 1 |  | 0% | 0% | 1 | 3% | 88% | 5% | 93% | 5 | 88% | 0% | 0% | 3 | 83% | 0% | 0% | 3 | 90% | 0% | 0% | 4 | 99% | 0% | 0% | 5 | 48% | 0% | 0% | 1 | 3% | 0% | 0% | 1 |  | 0% | 0% | 1 |  |  |  |  | 5% | [5 empty] | 56% | 8% | 64% | 3 | 64% | 0% | 0% | 2 | 73% | 0% | 0% | 3 | 75% | 0% | 0% | 3 | 89% | 0% | 0% | 3 | 35% | 0% | 0% | 1 | 15% | 0% | 0% | 1
527 | Oregon Trail | 0 | 0 | 0 |  | 0% | 0% | 1 |  |  |  |  | 0% | [5 empty] | 75% | 0% | 75% | 5 | 69% | 0% | 0% | 2 | 22% | 0% | 0% | 1 | 77% | 0% | 0% | 3 | 77% | 0% | 0% | 3 | 71% | 0% | 0% | 3 | 0% | 0% | 0% | 1 |  | 0% | 0% | 1 |  |  |  |  | 0% | [5 empty] | 72% | 0% | 72% | 3 | 71% | 0% | 0% | 3 | 17% | 0% | 0% | 1 | 66% | 0% | 0% | 2 | 78% | 0% | 0% | 3 | 77% | 0% | 0% | 3 | 0% | 0% | 0% | 1 |  | 0% | 0% | 1 | 0% | 55% | 29% | 84% | 5 | 36% | 0% | 0% | 1 | 29% | 0% | 0% | 1 | 52% | 0% | 0% | 2 | 57% | 0% | 0% | 2 | 89% | 0% | 0% | 3 | 0% | 0% | 0% | 1 |  | 0% | 0% | 1 |  |  |  |  | 0% | [5 empty] | 53% | 28% | 81% | 5 | 32% | 0% | 0% | 1 | 11% | 0% | 0% | 1 | 17% | 0% | 0% | 1 | 44% | 0% | 0% | 1 | 57% | 0% | 0% | 2 | 1% | 0% | 0% | 1
528 | Burlingame | 0 | 0 | 0 |  | 0% | 0% | 1 |  |  |  |  | 0% | [5 empty] | 0% | 0% | 0% | 1 | 16% | 0% | 0% | 1 | 32% | 0% | 0% | 1 | 74% | 0% | 0% | 3 | 74% | 0% | 0% | 3 | 24% | 0% | 0% | 1 | 4% | 0% | 0% | 1 |  | 0% | 0% | 1 |  |  |  |  | 0% | [5 empty] | 0% | 0% | 0% | 1 | 11% | 0% | 0% | 1 | 23% | 0% | 0% | 1 | 47% | 0% | 0% | 1 | 50% | 0% | 0% | 2 | 12% | 0% | 0% | 1 | 8% | 0% | 0% | 1 |  | 0% | 0% | 1 | 0% | 0% | 0% | 0% | 1 | 8% | 0% | 0% | 1 | 19% | 0% | 0% | 1 | 49% | 0% | 0% | 1 | 52% | 0% | 0% | 2 | 9% | 0% | 0% | 1 | 9% | 0% | 0% | 1 |  | 0% | 0% | 1 |  |  |  |  | 0% | [5 empty] | 29% | 0% | 29% | 2 | 8% | 0% | 0% | 1 | 44% | 0% | 0% | 1 | 65% | 0% | 0% | 2 | 68% | 0% | 0% | 2 | 13% | 0% | 0% | 1 | 7% | 0% | 0% | 1
529 | Fremont | 0 | 0 | 0 |  | 0% | 0% | 1 |  |  |  |  | 0% | [5 empty] | 27% | 0% | 27% | 2 | 27% | 0% | 0% | 1 | 27% | 0% | 0% | 1 | 55% | 0% | 0% | 2 | 55% | 0% | 0% | 2 | 27% | 0% | 0% | 1 | 68% | 0% | 0% | 2 |  | 0% | 0% | 1 |  |  |  |  | 0% | [5 empty] | 62% | 0% | 62% | 3 | 62% | 0% | 0% | 2 | 43% | 0% | 0% | 1 | 50% | 0% | 0% | 2 | 70% | 0% | 0% | 3 | 62% | 0% | 0% | 2 | 25% | 0% | 0% | 1 |  | 0% | 0% | 1 | 0% | 82% | 8% | 90% | 5 | 77% | 0% | 0% | 3 | 64% | 0% | 0% | 2 | 65% | 0% | 0% | 2 | 91% | 0% | 0% | 4 | 67% | 0% | 0% | 2 | 5% | 0% | 0% | 1 |  | 0% | 0% | 1 |  |  |  |  | 3% | [5 empty] | 83% | 7% | 90% | 5 | 85% | 0% | 0% | 3 | 78% | 0% | 0% | 3 | 85% | 0% | 0% | 3 | 97% | 0% | 0% | 5 | 50% | 0% | 0% | 2 | 3% | 0% | 0% | 1
530 | Callender | 0 | 0 | 0 |  | 0% | 0% | 1 |  |  |  |  | 0% | [5 empty] | 58% | 0% | 58% | 3 | 7% | 0% | 0% | 1 | 1% | 0% | 0% | 1 | 20% | 0% | 0% | 1 | 20% | 0% | 0% | 1 | 54% | 0% | 0% | 2 | 15% | 0% | 0% | 1 |  | 0% | 0% | 1 |  |  |  |  | 0% | [5 empty] | 73% | 0% | 73% | 3 | 21% | 0% | 0% | 1 | 2% | 0% | 0% | 1 | 11% | 0% | 0% | 1 | 28% | 0% | 0% | 1 | 82% | 0% | 0% | 3 | 5% | 0% | 0% | 1 |  | 0% | 0% | 1 | 0% | 72% | 13% | 85% | 5 | 25% | 0% | 0% | 1 | 1% | 0% | 0% | 1 | 30% | 0% | 0% | 1 | 46% | 0% | 0% | 1 | 81% | 0% | 0% | 3 | 3% | 0% | 0% | 1 |  | 0% | 0% | 1 |  |  |  |  | 0% | [5 empty] | 36% | 55% | 91% | 5 | 22% | 0% | 0% | 1 | 7% | 0% | 0% | 1 | 32% | 0% | 0% | 1 | 42% | 0% | 0% | 1 | 72% | 0% | 0% | 3 | 2% | 0% | 0% | 1
531 | Delta PP | 0 | 0 | 0 |  | 0% | 0% | 1 |  |  |  |  | 5% | [5 empty] | 88% | 0% | 88% | 5 | 87% | 0% | 0% | 3 | 87% | 0% | 0% | 3 | 97% | 0% | 0% | 5 | 100% | 0% | 0% | 5 | 28% | 0% | 0% | 1 | 3% | 0% | 0% | 1 |  | 0% | 0% | 1 |  |  |  |  | 3% | [5 empty] | 90% | 2% | 92% | 5 | 88% | 0% | 0% | 3 | 89% | 0% | 0% | 3 | 96% | 0% | 0% | 5 | 99% | 0% | 0% | 5 | 42% | 0% | 0% | 1 | 3% | 0% | 0% | 1 |  | 0% | 0% | 1 | 4% | 78% | 3% | 81% | 5 | 75% | 0% | 0% | 3 | 87% | 0% | 0% | 3 | 93% | 0% | 0% | 4 | 98% | 0% | 0% | 5 | 39% | 0% | 0% | 1 | 6% | 0% | 0% | 1 |  | 0% | 0% | 1 |  |  |  |  | 11% | [5 empty] | 51% | 6% | 57% | 3 | 53% | 0% | 0% | 2 | 62% | 0% | 0% | 2 | 62% | 0% | 0% | 2 | 76% | 0% | 0% | 3 | 28% | 0% | 0% | 1 | 16% | 0% | 0% | 1
532 | Moraga | 0 | 0 | 0 |  | 0% | 0% | 1 |  |  |  |  | 0% | [5 empty] | 65% | 0% | 65% | 3 | 2% | 0% | 0% | 1 | 66% | 0% | 0% | 2 | 79% | 0% | 0% | 3 | 79% | 0% | 0% | 3 | 16% | 0% | 0% | 1 | 2% | 0% | 0% | 1 |  | 0% | 0% | 1 |  |  |  |  | 0% | [5 empty] | 53% | 0% | 53% | 3 | 3% | 0% | 0% | 1 | 38% | 0% | 0% | 1 | 56% | 0% | 0% | 2 | 58% | 0% | 0% | 2 | 18% | 0% | 0% | 1 | 4% | 0% | 0% | 1 |  | 0% | 0% | 1 | 0% | 51% | 0% | 51% | 3 | 34% | 0% | 0% | 1 | 61% | 0% | 0% | 2 | 51% | 0% | 0% | 2 | 79% | 0% | 0% | 3 | 28% | 0% | 0% | 1 | 23% | 0% | 0% | 1 |  | 0% | 0% | 1 |  |  |  |  | 0% | [5 empty] | 51% | 0% | 51% | 3 | 48% | 0% | 0% | 1 | 53% | 0% | 0% | 2 | 49% | 0% | 0% | 1 | 83% | 0% | 0% | 3 | 25% | 0% | 0% | 1 | 29% | 0% | 0% | 1
533 | Collierville | 0 | 0 | 15 |  | 0% | 0% | 1 |  |  |  |  | 0% | [5 empty] | 0% | 0% | 0% | 1 | 0% | 0% | 0% | 1 | 0% | 0% | 0% | 1 | 0% | 0% | 0% | 1 | 0% | 0% | 0% | 1 | 0% | 0% | 0% | 1 | 0% | 0% | 0% | 1 |  | 0% | 0% | 1 |  |  |  |  | 0% | [5 empty] | 0% | 100% | 100% | 5 | 0% | 0% | 0% | 1 | 0% | 0% | 0% | 1 | 0% | 0% | 0% | 1 | 0% | 0% | 0% | 1 | 8% | 0% | 0% | 1 | 0% | 0% | 0% | 1 |  | 0% | 0% | 1 | 0% | 0% | 100% | 100% | 5 | 0% | 0% | 0% | 1 | 0% | 0% | 0% | 1 | 0% | 0% | 0% | 1 | 0% | 0% | 0% | 1 | 8% | 0% | 0% | 1 | 0% | 0% | 0% | 1 |  | 0% | 0% | 1 |  |  |  |  | 0% | [5 empty] | 42% | 10% | 52% | 3 | 0% | 0% | 0% | 1 | 19% | 0% | 0% | 1 | 31% | 0% | 0% | 1 | 36% | 0% | 0% | 1 | 60% | 0% | 0% | 2 | 8% | 0% | 0% | 1
534 | Rock Creek | 0 | 0 | 0 |  | 0% | 0% | 1 |  |  |  |  | 0% | [5 empty] | 43% | 17% | 60% | 3 | 38% | 0% | 0% | 1 | 80% | 0% | 0% | 3 | 83% | 0% | 0% | 3 | 99% | 0% | 0% | 5 | 74% | 0% | 0% | 3 | 6% | 0% | 0% | 1 |  | 0% | 0% | 1 |  |  |  |  | 0% | [5 empty] | 30% | 13% | 43% | 3 | 46% | 0% | 0% | 1 | 75% | 0% | 0% | 3 | 84% | 0% | 0% | 3 | 99% | 0% | 0% | 5 | 77% | 0% | 0% | 3 | 4% | 0% | 0% | 1 |  | 0% | 0% | 1 | 0% | 30% | 14% | 44% | 3 | 44% | 0% | 0% | 1 | 70% | 0% | 0% | 3 | 73% | 0% | 0% | 3 | 93% | 0% | 0% | 4 | 76% | 0% | 0% | 3 | 3% | 0% | 0% | 1 |  | 0% | 0% | 1 |  |  |  |  | 0% | [5 empty] | 38% | 15% | 53% | 3 | 40% | 0% | 0% | 1 | 62% | 0% | 0% | 2 | 64% | 0% | 0% | 2 | 87% | 0% | 0% | 3 | 73% | 0% | 0% | 3 | 2% | 0% | 0% | 1
535 | Homestake | 0 | 0 | 0 |  | 0% | 0% | 1 |  |  |  |  | 0% | [5 empty] | 21% | 79% | 100% | 5 | 61% | 0% | 0% | 2 | 25% | 0% | 0% | 1 | 48% | 0% | 0% | 1 | 73% | 0% | 0% | 3 | 84% | 0% | 0% | 3 | 1% | 0% | 0% | 1 |  | 0% | 0% | 1 |  |  |  |  | 0% | [5 empty] | 26% | 74% | 100% | 5 | 71% | 0% | 0% | 3 | 13% | 0% | 0% | 1 | 23% | 0% | 0% | 1 | 77% | 0% | 0% | 3 | 91% | 0% | 0% | 4 | 1% | 0% | 0% | 1 |  | 0% | 0% | 1 | 2% | 42% | 56% | 98% | 5 | 73% | 0% | 0% | 3 | 12% | 0% | 0% | 1 | 21% | 0% | 0% | 1 | 79% | 0% | 0% | 3 | 81% | 0% | 0% | 3 | 1% | 0% | 0% | 1 |  | 0% | 0% | 1 |  |  |  |  | 2% | [5 empty] | 51% | 46% | 97% | 5 | 76% | 0% | 0% | 3 | 15% | 0% | 0% | 1 | 23% | 0% | 0% | 1 | 83% | 0% | 0% | 3 | 78% | 0% | 0% | 3 | 1% | 0% | 0% | 1
536 | James B Black | 0 | 0 | 0 |  | 0% | 0% | 1 |  |  |  |  | 0% | [5 empty] | 85% | 15% | 100% | 5 | 48% | 0% | 0% | 1 | 38% | 0% | 0% | 1 | 42% | 0% | 0% | 1 | 87% | 0% | 0% | 3 | 60% | 0% | 0% | 2 | 1% | 0% | 0% | 1 |  | 0% | 0% | 1 |  |  |  |  | 0% | [5 empty] | 81% | 17% | 98% | 5 | 36% | 0% | 0% | 1 | 25% | 0% | 0% | 1 | 22% | 0% | 0% | 1 | 62% | 0% | 0% | 2 | 54% | 0% | 0% | 2 | 1% | 0% | 0% | 1 |  | 0% | 0% | 1 | 0% | 66% | 26% | 92% | 5 | 39% | 0% | 0% | 1 | 23% | 0% | 0% | 1 | 17% | 0% | 0% | 1 | 62% | 0% | 0% | 2 | 49% | 0% | 0% | 1 | 1% | 0% | 0% | 1 |  | 0% | 0% | 1 |  |  |  |  | 0% | [5 empty] | 57% | 22% | 79% | 5 | 33% | 0% | 0% | 1 | 19% | 0% | 0% | 1 | 18% | 0% | 0% | 1 | 52% | 0% | 0% | 2 | 56% | 0% | 0% | 2 | 1% | 0% | 0% | 1
537 | Harvard | 0 | 0 | 0 |  | 0% | 0% | 1 |  |  |  |  | 1% | [5 empty] | 0% | 0% | 0% | 1 | 32% | 0% | 0% | 1 | 7% | 0% | 0% | 1 | 8% | 0% | 0% | 1 | 32% | 0% | 0% | 1 | 45% | 0% | 0% | 1 | 2% | 0% | 0% | 1 |  | 0% | 0% | 1 |  |  |  |  | 1% | [5 empty] | 0% | 0% | 0% | 1 | 41% | 0% | 0% | 1 | 12% | 0% | 0% | 1 | 7% | 0% | 0% | 1 | 42% | 0% | 0% | 1 | 49% | 0% | 0% | 1 | 2% | 0% | 0% | 1 |  | 0% | 0% | 1 | 1% | 0% | 0% | 0% | 1 | 47% | 0% | 0% | 1 | 21% | 0% | 0% | 1 | 15% | 0% | 0% | 1 | 49% | 0% | 0% | 1 | 49% | 0% | 0% | 1 | 2% | 0% | 0% | 1 |  | 0% | 0% | 1 |  |  |  |  | 0% | [5 empty] | 0% | 0% | 0% | 1 | 44% | 0% | 0% | 1 | 21% | 0% | 0% | 1 | 17% | 0% | 0% | 1 | 48% | 0% | 0% | 1 | 63% | 0% | 0% | 2 | 2% | 0% | 0% | 1
538 | San Jose B | 0 | 0 | 0 |  | 0% | 0% | 1 |  |  |  |  | 0% | [5 empty] | 0% | 0% | 0% | 1 | 0% | 0% | 0% | 1 | 0% | 0% | 0% | 1 | 0% | 0% | 0% | 1 | 0% | 0% | 0% | 1 | 0% | 0% | 0% | 1 | 0% | 0% | 0% | 1 |  | 0% | 0% | 1 |  |  |  |  | 0% | [5 empty] | 90% | 0% | 90% | 5 | 88% | 0% | 0% | 3 | 62% | 0% | 0% | 2 | 64% | 0% | 0% | 2 | 91% | 0% | 0% | 4 | 87% | 0% | 0% | 3 | 6% | 0% | 0% | 1 |  | 0% | 0% | 1 | 0% | 82% | 14% | 96% | 5 | 86% | 0% | 0% | 3 | 31% | 0% | 0% | 1 | 32% | 0% | 0% | 1 | 88% | 0% | 0% | 3 | 93% | 0% | 0% | 4 | 3% | 0% | 0% | 1 |  | 0% | 0% | 1 |  |  |  |  | 0% | [5 empty] | 70% | 26% | 96% | 5 | 94% | 0% | 0% | 4 | 62% | 0% | 0% | 2 | 69% | 0% | 0% | 2 | 97% | 0% | 0% | 5 | 74% | 0% | 0% | 3 | 2% | 0% | 0% | 1
539 | Edenvale | 0 | 0 | 0 |  | 0% | 0% | 1 |  |  |  |  | 0% | [5 empty] | 100% | 0% | 100% | 5 | 100% | 0% | 0% | 5 | 0% | 0% | 0% | 1 | 18% | 0% | 0% | 1 | 100% | 0% | 0% | 5 | 54% | 0% | 0% | 2 | 2% | 0% | 0% | 1 |  | 0% | 0% | 1 |  |  |  |  | 0% | [5 empty] | 89% | 11% | 100% | 5 | 77% | 0% | 0% | 3 | 35% | 0% | 0% | 1 | 36% | 0% | 0% | 1 | 82% | 0% | 0% | 3 | 94% | 0% | 0% | 4 | 1% | 0% | 0% | 1 |  | 0% | 0% | 1 | 0% | 78% | 21% | 99% | 5 | 85% | 0% | 0% | 3 | 36% | 0% | 0% | 1 | 36% | 0% | 0% | 1 | 90% | 0% | 0% | 4 | 96% | 0% | 0% | 5 | 1% | 0% | 0% | 1 |  | 0% | 0% | 1 |  |  |  |  | 0% | [5 empty] | 40% | 56% | 96% | 5 | 91% | 0% | 0% | 4 | 36% | 0% | 0% | 1 | 45% | 0% | 0% | 1 | 95% | 0% | 0% | 5 | 92% | 0% | 0% | 4 | 2% | 0% | 0% | 1
540 | Mt Poso | 0 | 0 | 0 |  | 0% | 0% | 1 |  |  |  |  | 0% | [5 empty] | 0% | 0% | 0% | 1 | 0% | 0% | 0% | 1 | 0% | 0% | 0% | 1 | 0% | 0% | 0% | 1 | 0% | 0% | 0% | 1 | 0% | 0% | 0% | 1 | 0% | 0% | 0% | 1 |  | 0% | 0% | 1 |  |  |  |  | 0% | [5 empty] | 0% | 0% | 0% | 1 | 0% | 0% | 0% | 1 | 0% | 0% | 0% | 1 | 0% | 0% | 0% | 1 | 0% | 0% | 0% | 1 | 0% | 0% | 0% | 1 | 0% | 0% | 0% | 1 |  | 0% | 0% | 1 | 0% | 0% | 0% | 0% | 1 | 0% | 0% | 0% | 1 | 0% | 0% | 0% | 1 | 0% | 0% | 0% | 1 | 0% | 0% | 0% | 1 | 0% | 0% | 0% | 1 | 0% | 0% | 0% | 1 |  | 0% | 0% | 1 |  |  |  |  | 0% | [5 empty] | 3% | 97% | 100% | 5 | 25% | 0% | 0% | 1 | 27% | 0% | 0% | 1 | 49% | 0% | 0% | 1 | 58% | 0% | 0% | 2 | 69% | 0% | 0% | 2 | 1% | 0% | 0% | 1
541 | Rock Creek 1 | 0 | 0 | 0 |  | 0% | 0% | 1 |  |  |  |  | 0% | [5 empty] | 43% | 17% | 60% | 3 | 38% | 0% | 0% | 1 | 80% | 0% | 0% | 3 | 83% | 0% | 0% | 3 | 99% | 0% | 0% | 5 | 74% | 0% | 0% | 3 | 6% | 0% | 0% | 1 |  | 0% | 0% | 1 |  |  |  |  | 0% | [5 empty] | 30% | 13% | 43% | 3 | 46% | 0% | 0% | 1 | 75% | 0% | 0% | 3 | 84% | 0% | 0% | 3 | 99% | 0% | 0% | 5 | 77% | 0% | 0% | 3 | 4% | 0% | 0% | 1 |  | 0% | 0% | 1 | 0% | 30% | 14% | 44% | 3 | 44% | 0% | 0% | 1 | 70% | 0% | 0% | 3 | 73% | 0% | 0% | 3 | 93% | 0% | 0% | 4 | 76% | 0% | 0% | 3 | 3% | 0% | 0% | 1 |  | 0% | 0% | 1 |  |  |  |  | 0% | [5 empty] | 38% | 15% | 53% | 3 | 40% | 0% | 0% | 1 | 62% | 0% | 0% | 2 | 64% | 0% | 0% | 2 | 87% | 0% | 0% | 3 | 73% | 0% | 0% | 3 | 2% | 0% | 0% | 1
542 | New Sub - Kramer - Lugo (Proposed) | 0 | 0 | 0 |  | 0% | 0% | 1 |  |  |  |  | 0% | [5 empty] | 0% | 0% | 0% | 1 | 84% | 0% | 0% | 3 | 75% | 0% | 0% | 3 | 50% | 0% | 0% | 2 | 91% | 0% | 0% | 4 | 49% | 0% | 0% | 1 | 0% | 0% | 0% | 1 |  | 0% | 0% | 1 |  |  |  |  | 0% | [5 empty] | 0% | 0% | 0% | 1 | 58% | 0% | 0% | 2 | 64% | 0% | 0% | 2 | 33% | 0% | 0% | 1 | 78% | 0% | 0% | 3 | 49% | 0% | 0% | 1 | 0% | 0% | 0% | 1 |  | 0% | 0% | 1 | 0% | 8% | 3% | 11% | 2 | 50% | 0% | 0% | 2 | 40% | 0% | 0% | 1 | 22% | 0% | 0% | 1 | 67% | 0% | 0% | 2 | 52% | 0% | 0% | 2 | 0% | 0% | 0% | 1 |  | 0% | 0% | 1 |  |  |  |  | 0% | [5 empty] | 10% | 9% | 19% | 2 | 54% | 0% | 0% | 2 | 39% | 0% | 0% | 1 | 27% | 0% | 0% | 1 | 75% | 0% | 0% | 3 | 51% | 0% | 0% | 2 | 0% | 0% | 0% | 1
543 | Baker | 0 | 0 | 0 |  | 0% | 0% | 1 |  |  |  |  | 0% | [5 empty] | 0% | 0% | 0% | 1 | 38% | 0% | 0% | 1 | 45% | 0% | 0% | 1 | 45% | 0% | 0% | 1 | 46% | 0% | 0% | 1 | 62% | 0% | 0% | 2 | 0% | 0% | 0% | 1 |  | 0% | 0% | 1 |  |  |  |  | 0% | [5 empty] | 0% | 0% | 0% | 1 | 56% | 0% | 0% | 2 | 46% | 0% | 0% | 1 | 46% | 0% | 0% | 1 | 66% | 0% | 0% | 2 | 68% | 0% | 0% | 2 | 0% | 0% | 0% | 1 |  | 0% | 0% | 1 | 0% | 0% | 0% | 0% | 1 | 55% | 0% | 0% | 2 | 43% | 0% | 0% | 1 | 43% | 0% | 0% | 1 | 66% | 0% | 0% | 2 | 66% | 0% | 0% | 2 | 2% | 0% | 0% | 1 |  | 0% | 0% | 1 |  |  |  |  | 0% | [5 empty] | 0% | 0% | 0% | 1 | 58% | 0% | 0% | 2 | 39% | 0% | 0% | 1 | 39% | 0% | 0% | 1 | 68% | 0% | 0% | 2 | 65% | 0% | 0% | 2 | 2% | 0% | 0% | 1
544 | Mountain View | 0 | 0 | 0 |  | 0% | 0% | 1 |  |  |  |  | 0% | [5 empty] | 0% | 0% | 0% | 1 | 12% | 0% | 0% | 1 | 0% | 0% | 0% | 1 | 29% | 0% | 0% | 1 | 42% | 0% | 0% | 1 | 0% | 0% | 0% | 1 | 82% | 0% | 0% | 3 |  | 0% | 0% | 1 |  |  |  |  | 0% | [5 empty] | 0% | 0% | 0% | 1 | 6% | 0% | 0% | 1 | 1% | 0% | 0% | 1 | 18% | 0% | 0% | 1 | 24% | 0% | 0% | 1 | 0% | 0% | 0% | 1 | 51% | 0% | 0% | 2 |  | 0% | 0% | 1 | 0% | 24% | 0% | 24% | 2 | 37% | 0% | 0% | 1 | 46% | 0% | 0% | 1 | 53% | 0% | 0% | 2 | 56% | 0% | 0% | 2 | 28% | 0% | 0% | 1 | 17% | 0% | 0% | 1 |  | 0% | 0% | 1 |  |  |  |  | 0% | [5 empty] | 56% | 14% | 70% | 3 | 65% | 0% | 0% | 2 | 40% | 0% | 0% | 1 | 47% | 0% | 0% | 1 | 81% | 0% | 0% | 3 | 67% | 0% | 0% | 2 | 4% | 0% | 0% | 1
545 | Stanislaus | 0 | 0 | 0 |  | 0% | 0% | 1 |  |  |  |  | 0% | [5 empty] | 60% | 40% | 100% | 5 | 97% | 0% | 0% | 5 | 25% | 0% | 0% | 1 | 76% | 0% | 0% | 3 | 98% | 0% | 0% | 5 | 100% | 0% | 0% | 5 | 0% | 0% | 0% | 1 |  | 0% | 0% | 1 |  |  |  |  | 0% | [5 empty] | 42% | 58% | 100% | 5 | 96% | 0% | 0% | 5 | 18% | 0% | 0% | 1 | 44% | 0% | 0% | 1 | 98% | 0% | 0% | 5 | 100% | 0% | 0% | 5 | 0% | 0% | 0% | 1 |  | 0% | 0% | 1 | 0% | 38% | 62% | 100% | 5 | 97% | 0% | 0% | 5 | 22% | 0% | 0% | 1 | 44% | 0% | 0% | 1 | 99% | 0% | 0% | 5 | 100% | 0% | 0% | 5 | 0% | 0% | 0% | 1 |  | 0% | 0% | 1 |  |  |  |  | 0% | [5 empty] | 59% | 40% | 99% | 5 | 97% | 0% | 0% | 5 | 41% | 0% | 0% | 1 | 51% | 0% | 0% | 2 | 98% | 0% | 0% | 5 | 96% | 0% | 0% | 5 | 1% | 0% | 0% | 1
546 | Eagle Mountain | 0 | 0 | 0 |  | 0% | 0% | 1 |  |  |  |  | 0% | [5 empty] | 0% | 0% | 0% | 1 | 8% | 0% | 0% | 1 | 23% | 0% | 0% | 1 | 0% | 0% | 0% | 1 | 32% | 0% | 0% | 1 | 48% | 0% | 0% | 1 | 0% | 0% | 0% | 1 |  | 0% | 0% | 1 |  |  |  |  | 0% | [5 empty] | 0% | 0% | 0% | 1 | 15% | 0% | 0% | 1 | 16% | 0% | 0% | 1 | 0% | 0% | 0% | 1 | 30% | 0% | 0% | 1 | 53% | 0% | 0% | 2 | 1% | 0% | 0% | 1 |  | 0% | 0% | 1 | 0% | 0% | 0% | 0% | 1 | 30% | 0% | 0% | 1 | 13% | 0% | 0% | 1 | 1% | 0% | 0% | 1 | 43% | 0% | 0% | 1 | 53% | 0% | 0% | 2 | 1% | 0% | 0% | 1 |  | 0% | 0% | 1 |  |  |  |  | 0% | [5 empty] | 0% | 0% | 0% | 1 | 40% | 0% | 0% | 1 | 24% | 0% | 0% | 1 | 15% | 0% | 0% | 1 | 52% | 0% | 0% | 2 | 56% | 0% | 0% | 2 | 1% | 0% | 0% | 1
547 | Contra Costa PP | 0 | 0 | 0 |  | 0% | 0% | 1 |  |  |  |  | 10% | [5 empty] | 25% | 0% | 25% | 2 | 27% | 0% | 0% | 1 | 75% | 0% | 0% | 3 | 66% | 0% | 0% | 2 | 76% | 0% | 0% | 3 | 10% | 0% | 0% | 1 | 27% | 0% | 0% | 1 |  | 0% | 0% | 1 |  |  |  |  | 12% | [5 empty] | 37% | 0% | 37% | 2 | 22% | 0% | 0% | 1 | 50% | 0% | 0% | 2 | 43% | 0% | 0% | 1 | 58% | 0% | 0% | 2 | 8% | 0% | 0% | 1 | 29% | 0% | 0% | 1 |  | 0% | 0% | 1 | 19% | 41% | 0% | 41% | 2 | 25% | 0% | 0% | 1 | 47% | 0% | 0% | 1 | 42% | 0% | 0% | 1 | 60% | 0% | 0% | 2 | 8% | 0% | 0% | 1 | 28% | 0% | 0% | 1 |  | 0% | 0% | 1 |  |  |  |  | 21% | [5 empty] | 51% | 0% | 51% | 3 | 34% | 0% | 0% | 1 | 45% | 0% | 0% | 1 | 46% | 0% | 0% | 1 | 61% | 0% | 0% | 2 | 16% | 0% | 0% | 1 | 21% | 0% | 0% | 1
548 | Padre Flats SW STA | 0 | 0 | 0 |  | 0% | 0% | 1 |  |  |  |  | 0% | [5 empty] | 99% | 0% | 99% | 5 | 100% | 0% | 0% | 5 | 0% | 0% | 0% | 1 | 33% | 0% | 0% | 1 | 100% | 0% | 0% | 5 | 96% | 0% | 0% | 5 | 0% | 0% | 0% | 1 |  | 0% | 0% | 1 |  |  |  |  | 0% | [5 empty] | 38% | 62% | 100% | 5 | 97% | 0% | 0% | 5 | 0% | 0% | 0% | 1 | 4% | 0% | 0% | 1 | 97% | 0% | 0% | 5 | 95% | 0% | 0% | 5 | 0% | 0% | 0% | 1 |  | 0% | 0% | 1 | 0% | 53% | 46% | 99% | 5 | 96% | 0% | 0% | 5 | 3% | 0% | 0% | 1 | 6% | 0% | 0% | 1 | 97% | 0% | 0% | 5 | 97% | 0% | 0% | 5 | 0% | 0% | 0% | 1 |  | 0% | 0% | 1 |  |  |  |  | 0% | [5 empty] | 49% | 51% | 100% | 5 | 94% | 0% | 0% | 4 | 3% | 0% | 0% | 1 | 5% | 0% | 0% | 1 | 95% | 0% | 0% | 5 | 97% | 0% | 0% | 5 | 0% | 0% | 0% | 1
549 | Bliss | 0 | 0 | 0 |  | 0% | 0% | 1 |  |  |  |  | 0% | [5 empty] | 0% | 0% | 0% | 1 | 0% | 0% | 0% | 1 | 0% | 0% | 0% | 1 | 0% | 0% | 0% | 1 | 0% | 0% | 0% | 1 | 0% | 0% | 0% | 1 | 0% | 0% | 0% | 1 |  | 0% | 0% | 1 |  |  |  |  | 0% | [5 empty] | 0% | 0% | 0% | 1 | 0% | 0% | 0% | 1 | 0% | 0% | 0% | 1 | 0% | 0% | 0% | 1 | 0% | 0% | 0% | 1 | 0% | 0% | 0% | 1 | 0% | 0% | 0% | 1 |  | 0% | 0% | 1 | 0% | 0% | 0% | 0% | 1 | 0% | 0% | 0% | 1 | 0% | 0% | 0% | 1 | 0% | 0% | 0% | 1 | 0% | 0% | 0% | 1 | 0% | 0% | 0% | 1 | 0% | 0% | 0% | 1 |  | 0% | 0% | 1 |  |  |  |  | 0% | [5 empty] | 0% | 0% | 0% | 1 | 0% | 0% | 0% | 1 | 0% | 0% | 0% | 1 | 0% | 0% | 0% | 1 | 0% | 0% | 0% | 1 | 0% | 0% | 0% | 1 | 0% | 0% | 0% | 1
550 | Divide | 0 | 0 | 10 |  | 0% | 0% | 1 |  |  |  |  | 0% | [5 empty] | 0% | 0% | 0% | 1 | 92% | 0% | 0% | 4 | 0% | 0% | 0% | 1 | 23% | 0% | 0% | 1 | 92% | 0% | 0% | 4 | 36% | 0% | 0% | 1 | 7% | 0% | 0% | 1 |  | 0% | 0% | 1 |  |  |  |  | 0% | [5 empty] | 53% | 0% | 53% | 3 | 43% | 0% | 0% | 1 | 0% | 0% | 0% | 1 | 25% | 0% | 0% | 1 | 50% | 0% | 0% | 2 | 69% | 0% | 0% | 2 | 11% | 0% | 0% | 1 |  | 0% | 0% | 1 | 0% | 61% | 1% | 62% | 3 | 45% | 0% | 0% | 1 | 9% | 0% | 0% | 1 | 14% | 0% | 0% | 1 | 55% | 0% | 0% | 2 | 78% | 0% | 0% | 3 | 6% | 0% | 0% | 1 |  | 0% | 0% | 1 |  |  |  |  | 0% | [5 empty] | 70% | 17% | 87% | 5 | 63% | 0% | 0% | 2 | 2% | 0% | 0% | 1 | 7% | 0% | 0% | 1 | 69% | 0% | 0% | 2 | 59% | 0% | 0% | 2 | 6% | 0% | 0% | 1
551 | Cresta | 0 | 0 | 0 |  | 0% | 0% | 1 |  |  |  |  | 0% | [5 empty] | 21% | 14% | 35% | 3 | 37% | 0% | 0% | 1 | 69% | 0% | 0% | 2 | 98% | 0% | 0% | 5 | 99% | 0% | 0% | 5 | 71% | 0% | 0% | 3 | 3% | 0% | 0% | 1 |  | 0% | 0% | 1 |  |  |  |  | 0% | [5 empty] | 34% | 13% | 47% | 3 | 40% | 0% | 0% | 1 | 74% | 0% | 0% | 3 | 84% | 0% | 0% | 3 | 99% | 0% | 0% | 5 | 73% | 0% | 0% | 3 | 4% | 0% | 0% | 1 |  | 0% | 0% | 1 | 0% | 29% | 14% | 43% | 3 | 46% | 0% | 0% | 1 | 75% | 0% | 0% | 3 | 82% | 0% | 0% | 3 | 99% | 0% | 0% | 5 | 74% | 0% | 0% | 3 | 4% | 0% | 0% | 1 |  | 0% | 0% | 1 |  |  |  |  | 0% | [5 empty] | 35% | 13% | 48% | 3 | 39% | 0% | 0% | 1 | 66% | 0% | 0% | 2 | 69% | 0% | 0% | 2 | 90% | 0% | 0% | 4 | 74% | 0% | 0% | 3 | 3% | 0% | 0% | 1
552 | Race Track | 0 | 0 | 0 |  | 0% | 0% | 1 |  |  |  |  | 0% | [5 empty] | 0% | 0% | 0% | 1 | 0% | 0% | 0% | 1 | 0% | 0% | 0% | 1 | 0% | 0% | 0% | 1 | 0% | 0% | 0% | 1 | 0% | 0% | 0% | 1 | 0% | 0% | 0% | 1 |  | 0% | 0% | 1 |  |  |  |  | 0% | [5 empty] | 0% | 0% | 0% | 1 | 0% | 0% | 0% | 1 | 0% | 0% | 0% | 1 | 0% | 0% | 0% | 1 | 0% | 0% | 0% | 1 | 0% | 0% | 0% | 1 | 0% | 0% | 0% | 1 |  | 0% | 0% | 1 | 0% | 0% | 0% | 0% | 1 | 0% | 0% | 0% | 1 | 0% | 0% | 0% | 1 | 0% | 0% | 0% | 1 | 0% | 0% | 0% | 1 | 0% | 0% | 0% | 1 | 0% | 0% | 0% | 1 |  | 0% | 0% | 1 |  |  |  |  | 0% | [5 empty] | 20% | 42% | 62% | 5 | 0% | 0% | 0% | 1 | 0% | 0% | 0% | 1 | 15% | 0% | 0% | 1 | 15% | 0% | 0% | 1 | 61% | 0% | 0% | 2 | 10% | 0% | 0% | 1
553 | Lodi | 0 | 0 | 0 |  | 0% | 0% | 1 |  |  |  |  | 1% | [5 empty] | 0% | 0% | 0% | 1 | 6% | 0% | 0% | 1 | 47% | 0% | 0% | 1 | 47% | 0% | 0% | 1 | 49% | 0% | 0% | 1 | 0% | 0% | 0% | 1 | 10% | 0% | 0% | 1 |  | 0% | 0% | 1 |  |  |  |  | 32% | [5 empty] | 0% | 0% | 0% | 1 | 0% | 0% | 0% | 1 | 48% | 0% | 0% | 1 | 48% | 0% | 0% | 1 | 48% | 0% | 0% | 1 | 0% | 0% | 0% | 1 | 8% | 0% | 0% | 1 |  | 0% | 0% | 1 | 46% | 2% | 0% | 2% | 1 | 0% | 0% | 0% | 1 | 33% | 0% | 0% | 1 | 33% | 0% | 0% | 1 | 33% | 0% | 0% | 1 | 0% | 0% | 0% | 1 | 10% | 0% | 0% | 1 |  | 0% | 0% | 1 |  |  |  |  | 25% | [5 empty] | 47% | 0% | 47% | 2 | 27% | 0% | 0% | 1 | 43% | 0% | 0% | 1 | 44% | 0% | 0% | 1 | 55% | 0% | 0% | 2 | 9% | 0% | 0% | 1 | 21% | 0% | 0% | 1
554 | Rancho Seco | 0 | 0 | 0 |  | 0% | 0% | 1 |  |  |  |  | 0% | [5 empty] | 0% | 0% | 0% | 1 | 0% | 0% | 0% | 1 | 0% | 0% | 0% | 1 | 0% | 0% | 0% | 1 | 0% | 0% | 0% | 1 | 0% | 0% | 0% | 1 | 0% | 0% | 0% | 1 |  | 0% | 0% | 1 |  |  |  |  | 0% | [5 empty] | 0% | 0% | 0% | 1 | 0% | 0% | 0% | 1 | 0% | 0% | 0% | 1 | 0% | 0% | 0% | 1 | 0% | 0% | 0% | 1 | 0% | 0% | 0% | 1 | 0% | 0% | 0% | 1 |  | 0% | 0% | 1 | 0% | 0% | 0% | 0% | 1 | 0% | 0% | 0% | 1 | 0% | 0% | 0% | 1 | 0% | 0% | 0% | 1 | 0% | 0% | 0% | 1 | 0% | 0% | 0% | 1 | 0% | 0% | 0% | 1 |  | 0% | 0% | 1 |  |  |  |  | 55% | [5 empty] | 5% | 0% | 5% | 1 | 14% | 0% | 0% | 1 | 2% | 0% | 0% | 1 | 12% | 0% | 0% | 1 | 23% | 0% | 0% | 1 | 1% | 0% | 0% | 1 | 16% | 0% | 0% | 1
555 | Monticello | 0 | 0 | 0 |  | 0% | 0% | 1 |  |  |  |  | 1% | [5 empty] | 81% | 1% | 82% | 5 | 93% | 0% | 0% | 4 | 19% | 0% | 0% | 1 | 20% | 0% | 0% | 1 | 93% | 0% | 0% | 4 | 82% | 0% | 0% | 3 | 2% | 0% | 0% | 1 |  | 0% | 0% | 1 |  |  |  |  | 4% | [5 empty] | 83% | 4% | 87% | 5 | 90% | 0% | 0% | 4 | 10% | 0% | 0% | 1 | 10% | 0% | 0% | 1 | 90% | 0% | 0% | 4 | 73% | 0% | 0% | 3 | 1% | 0% | 0% | 1 |  | 0% | 0% | 1 | 3% | 82% | 7% | 89% | 5 | 91% | 0% | 0% | 4 | 12% | 0% | 0% | 1 | 13% | 0% | 0% | 1 | 92% | 0% | 0% | 4 | 80% | 0% | 0% | 3 | 1% | 0% | 0% | 1 |  | 0% | 0% | 1 |  |  |  |  | 13% | [5 empty] | 64% | 18% | 82% | 5 | 55% | 0% | 0% | 2 | 24% | 0% | 0% | 1 | 25% | 0% | 0% | 1 | 76% | 0% | 0% | 3 | 53% | 0% | 0% | 2 | 12% | 0% | 0% | 1
556 | New Sub - Westley - Quinto (Proposed) | 0 | 0 | 0 |  | 0% | 0% | 1 |  |  |  |  | 0% | [5 empty] | 45% | 55% | 100% | 5 | 100% | 0% | 0% | 5 | 15% | 0% | 0% | 1 | 56% | 0% | 0% | 2 | 100% | 0% | 0% | 5 | 100% | 0% | 0% | 5 | 0% | 0% | 0% | 1 |  | 0% | 0% | 1 |  |  |  |  | 0% | [5 empty] | 39% | 61% | 100% | 5 | 99% | 0% | 0% | 5 | 21% | 0% | 0% | 1 | 46% | 0% | 0% | 1 | 99% | 0% | 0% | 5 | 100% | 0% | 0% | 5 | 0% | 0% | 0% | 1 |  | 0% | 0% | 1 | 0% | 53% | 47% | 100% | 5 | 99% | 0% | 0% | 5 | 47% | 0% | 0% | 1 | 60% | 0% | 0% | 2 | 99% | 0% | 0% | 5 | 97% | 0% | 0% | 5 | 0% | 0% | 0% | 1 |  | 0% | 0% | 1 |  |  |  |  | 3% | [5 empty] | 77% | 17% | 94% | 5 | 91% | 0% | 0% | 4 | 70% | 0% | 0% | 3 | 80% | 0% | 0% | 3 | 99% | 0% | 0% | 5 | 58% | 0% | 0% | 2 | 2% | 0% | 0% | 1
557 | North Dublin | 0 | 0 | 0 |  | 0% | 0% | 1 |  |  |  |  | 0% | [5 empty] | 97% | 3% | 100% | 5 | 75% | 0% | 0% | 3 | 90% | 0% | 0% | 4 | 90% | 0% | 0% | 4 | 99% | 0% | 0% | 5 | 43% | 0% | 0% | 1 | 2% | 0% | 0% | 1 |  | 0% | 0% | 1 |  |  |  |  | 0% | [5 empty] | 99% | 1% | 100% | 5 | 89% | 0% | 0% | 3 | 75% | 0% | 0% | 3 | 94% | 0% | 0% | 4 | 98% | 0% | 0% | 5 | 36% | 0% | 0% | 1 | 3% | 0% | 0% | 1 |  | 0% | 0% | 1 | 3% | 89% | 2% | 91% | 5 | 85% | 0% | 0% | 3 | 88% | 0% | 0% | 3 | 96% | 0% | 0% | 5 | 99% | 0% | 0% | 5 | 41% | 0% | 0% | 1 | 3% | 0% | 0% | 1 |  | 0% | 0% | 1 |  |  |  |  | 6% | [5 empty] | 52% | 4% | 56% | 3 | 55% | 0% | 0% | 2 | 71% | 0% | 0% | 3 | 67% | 0% | 0% | 2 | 84% | 0% | 0% | 3 | 27% | 0% | 0% | 1 | 17% | 0% | 0% | 1
558 | Wildlife | 0 | 0 | 0 |  | 0% | 0% | 1 |  |  |  |  | 0% | [5 empty] | 0% | 0% | 0% | 1 | 0% | 0% | 0% | 1 | 0% | 0% | 0% | 1 | 0% | 0% | 0% | 1 | 0% | 0% | 0% | 1 | 0% | 0% | 0% | 1 | 0% | 0% | 0% | 1 |  | 0% | 0% | 1 |  |  |  |  | 0% | [5 empty] | 0% | 0% | 0% | 1 | 0% | 0% | 0% | 1 | 0% | 0% | 0% | 1 | 0% | 0% | 0% | 1 | 0% | 0% | 0% | 1 | 0% | 0% | 0% | 1 | 0% | 0% | 0% | 1 |  | 0% | 0% | 1 | 0% | 4% | 95% | 99% | 5 | 100% | 0% | 0% | 5 | 48% | 0% | 0% | 1 | 27% | 0% | 0% | 1 | 100% | 0% | 0% | 5 | 48% | 0% | 0% | 1 | 0% | 0% | 0% | 1 |  | 0% | 0% | 1 |  |  |  |  | 0% | [5 empty] | 46% | 39% | 85% | 5 | 63% | 0% | 0% | 2 | 56% | 0% | 0% | 2 | 57% | 0% | 0% | 2 | 98% | 0% | 0% | 5 | 51% | 0% | 0% | 2 | 1% | 0% | 0% | 1
559 | Clovis | 0 | 0 | 0 |  | 0% | 0% | 1 |  |  |  |  | 0% | [5 empty] | 0% | 0% | 0% | 1 | 0% | 0% | 0% | 1 | 0% | 0% | 0% | 1 | 0% | 0% | 0% | 1 | 0% | 0% | 0% | 1 | 0% | 0% | 0% | 1 | 0% | 0% | 0% | 1 |  | 0% | 0% | 1 |  |  |  |  | 0% | [5 empty] | 0% | 0% | 0% | 1 | 0% | 0% | 0% | 1 | 0% | 0% | 0% | 1 | 0% | 0% | 0% | 1 | 0% | 0% | 0% | 1 | 0% | 0% | 0% | 1 | 0% | 0% | 0% | 1 |  | 0% | 0% | 1 | 0% | 0% | 0% | 0% | 1 | 0% | 0% | 0% | 1 | 0% | 0% | 0% | 1 | 0% | 0% | 0% | 1 | 0% | 0% | 0% | 1 | 0% | 0% | 0% | 1 | 0% | 0% | 0% | 1 |  | 0% | 0% | 1 |  |  |  |  | 0% | [5 empty] | 0% | 0% | 0% | 1 | 0% | 0% | 0% | 1 | 0% | 0% | 0% | 1 | 0% | 0% | 0% | 1 | 0% | 0% | 0% | 1 | 0% | 0% | 0% | 1 | 0% | 0% | 0% | 1
560 | Greenleaf 1 | 0 | 0 | 0 |  | 0% | 0% | 1 |  |  |  |  | 0% | [5 empty] | 0% | 0% | 0% | 1 | 0% | 0% | 0% | 1 | 0% | 0% | 0% | 1 | 0% | 0% | 0% | 1 | 0% | 0% | 0% | 1 | 0% | 0% | 0% | 1 | 0% | 0% | 0% | 1 |  | 0% | 0% | 1 |  |  |  |  | 0% | [5 empty] | 100% | 0% | 100% | 5 | 97% | 0% | 0% | 5 | 65% | 0% | 0% | 2 | 65% | 0% | 0% | 2 | 98% | 0% | 0% | 5 | 82% | 0% | 0% | 3 | 0% | 0% | 0% | 1 |  | 0% | 0% | 1 | 0% | 100% | 0% | 100% | 5 | 97% | 0% | 0% | 5 | 65% | 0% | 0% | 2 | 65% | 0% | 0% | 2 | 98% | 0% | 0% | 5 | 82% | 0% | 0% | 3 | 0% | 0% | 0% | 1 |  | 0% | 0% | 1 |  |  |  |  | 5% | [5 empty] | 50% | 46% | 96% | 5 | 84% | 0% | 0% | 3 | 5% | 0% | 0% | 1 | 5% | 0% | 0% | 1 | 84% | 0% | 0% | 3 | 77% | 0% | 0% | 3 | 1% | 0% | 0% | 1
561 | Atlantic | 0 | 0 | 0 |  | 0% | 0% | 1 |  |  |  |  | 0% | [5 empty] | 0% | 0% | 0% | 1 | 0% | 0% | 0% | 1 | 0% | 0% | 0% | 1 | 0% | 0% | 0% | 1 | 0% | 0% | 0% | 1 | 0% | 0% | 0% | 1 | 0% | 0% | 0% | 1 |  | 0% | 0% | 1 |  |  |  |  | 0% | [5 empty] | 0% | 0% | 0% | 1 | 0% | 0% | 0% | 1 | 0% | 0% | 0% | 1 | 0% | 0% | 0% | 1 | 0% | 0% | 0% | 1 | 0% | 0% | 0% | 1 | 0% | 0% | 0% | 1 |  | 0% | 0% | 1 | 0% | 0% | 0% | 0% | 1 | 0% | 0% | 0% | 1 | 0% | 0% | 0% | 1 | 0% | 0% | 0% | 1 | 0% | 0% | 0% | 1 | 0% | 0% | 0% | 1 | 0% | 0% | 0% | 1 |  | 0% | 0% | 1 |  |  |  |  | 0% | [5 empty] | 0% | 0% | 0% | 1 | 0% | 0% | 0% | 1 | 0% | 0% | 0% | 1 | 0% | 0% | 0% | 1 | 0% | 0% | 0% | 1 | 0% | 0% | 0% | 1 | 0% | 0% | 0% | 1
562 | Vasona | 0 | 0 | 0 |  | 0% | 0% | 1 |  |  |  |  | 0% | [5 empty] | 40% | 0% | 40% | 2 | 40% | 0% | 0% | 1 | 0% | 0% | 0% | 1 | 22% | 0% | 0% | 1 | 40% | 0% | 0% | 1 | 40% | 0% | 0% | 1 | 0% | 0% | 0% | 1 |  | 0% | 0% | 1 |  |  |  |  | 0% | [5 empty] | 62% | 0% | 62% | 3 | 70% | 0% | 0% | 3 | 0% | 0% | 0% | 1 | 11% | 0% | 0% | 1 | 70% | 0% | 0% | 3 | 34% | 0% | 0% | 1 | 2% | 0% | 0% | 1 |  | 0% | 0% | 1 | 0% | 82% | 0% | 82% | 5 | 81% | 0% | 0% | 3 | 56% | 0% | 0% | 2 | 60% | 0% | 0% | 2 | 90% | 0% | 0% | 4 | 74% | 0% | 0% | 3 | 7% | 0% | 0% | 1 |  | 0% | 0% | 1 |  |  |  |  | 0% | [5 empty] | 60% | 22% | 82% | 5 | 73% | 0% | 0% | 3 | 41% | 0% | 0% | 1 | 43% | 0% | 0% | 1 | 84% | 0% | 0% | 3 | 80% | 0% | 0% | 3 | 4% | 0% | 0% | 1
563 | Mercury | 0 | 0 | 0 |  | 0% | 0% | 1 |  |  |  |  | 0% | [5 empty] | 0% | 0% | 0% | 1 | 0% | 0% | 0% | 1 | 0% | 0% | 0% | 1 | 0% | 0% | 0% | 1 | 0% | 0% | 0% | 1 | 0% | 0% | 0% | 1 | 0% | 0% | 0% | 1 |  | 0% | 0% | 1 |  |  |  |  | 0% | [5 empty] | 0% | 0% | 0% | 1 | 0% | 0% | 0% | 1 | 0% | 0% | 0% | 1 | 0% | 0% | 0% | 1 | 0% | 0% | 0% | 1 | 0% | 0% | 0% | 1 | 0% | 0% | 0% | 1 |  | 0% | 0% | 1 | 0% | 0% | 0% | 0% | 1 | 0% | 0% | 0% | 1 | 0% | 0% | 0% | 1 | 0% | 0% | 0% | 1 | 0% | 0% | 0% | 1 | 0% | 0% | 0% | 1 | 0% | 0% | 0% | 1 |  | 0% | 0% | 1 |  |  |  |  | 0% | [5 empty] | 0% | 0% | 0% | 1 | 0% | 0% | 0% | 1 | 0% | 0% | 0% | 1 | 0% | 0% | 0% | 1 | 0% | 0% | 0% | 1 | 0% | 0% | 0% | 1 | 0% | 0% | 0% | 1
564 | Monta Vista | 0 | 0 | 0 |  | 0% | 0% | 1 |  |  |  |  | 0% | [5 empty] | 0% | 0% | 0% | 1 | 14% | 0% | 0% | 1 | 0% | 0% | 0% | 1 | 9% | 0% | 0% | 1 | 24% | 0% | 0% | 1 | 0% | 0% | 0% | 1 | 27% | 0% | 0% | 1 |  | 0% | 0% | 1 |  |  |  |  | 0% | [5 empty] | 15% | 0% | 15% | 1 | 21% | 0% | 0% | 1 | 0% | 0% | 0% | 1 | 22% | 0% | 0% | 1 | 34% | 0% | 0% | 1 | 15% | 0% | 0% | 1 | 44% | 0% | 0% | 1 |  | 0% | 0% | 1 | 0% | 15% | 0% | 15% | 1 | 30% | 0% | 0% | 1 | 41% | 0% | 0% | 1 | 49% | 0% | 0% | 1 | 63% | 0% | 0% | 2 | 11% | 0% | 0% | 1 | 19% | 0% | 0% | 1 |  | 0% | 0% | 1 |  |  |  |  | 0% | [5 empty] | 58% | 11% | 69% | 3 | 66% | 0% | 0% | 2 | 32% | 0% | 0% | 1 | 39% | 0% | 0% | 1 | 80% | 0% | 0% | 3 | 72% | 0% | 0% | 3 | 4% | 0% | 0% | 1
565 | Topaz | 0 | 0 | 0 |  | 0% | 0% | 1 |  |  |  |  | 0% | [5 empty] | 63% | 0% | 63% | 3 | 83% | 0% | 0% | 3 | 0% | 0% | 0% | 1 | 17% | 0% | 0% | 1 | 83% | 0% | 0% | 3 | 57% | 0% | 0% | 2 | 0% | 0% | 0% | 1 |  | 0% | 0% | 1 |  |  |  |  | 0% | [5 empty] | 36% | 33% | 69% | 5 | 57% | 0% | 0% | 2 | 0% | 0% | 0% | 1 | 8% | 0% | 0% | 1 | 57% | 0% | 0% | 2 | 65% | 0% | 0% | 2 | 0% | 0% | 0% | 1 |  | 0% | 0% | 1 | 0% | 53% | 31% | 84% | 5 | 59% | 0% | 0% | 2 | 2% | 0% | 0% | 1 | 17% | 0% | 0% | 1 | 67% | 0% | 0% | 2 | 65% | 0% | 0% | 2 | 0% | 0% | 0% | 1 |  | 0% | 0% | 1 |  |  |  |  | 0% | [5 empty] | 48% | 44% | 92% | 5 | 41% | 0% | 0% | 1 | 4% | 0% | 0% | 1 | 16% | 0% | 0% | 1 | 50% | 0% | 0% | 2 | 70% | 0% | 0% | 3 | 1% | 0% | 0% | 1
566 | Balch | 0 | 0 | 15 |  | 0% | 0% | 1 |  |  |  |  | 0% | [5 empty] | 0% | 0% | 0% | 1 | 0% | 0% | 0% | 1 | 0% | 0% | 0% | 1 | 0% | 0% | 0% | 1 | 0% | 0% | 0% | 1 | 0% | 0% | 0% | 1 | 0% | 0% | 0% | 1 |  | 0% | 0% | 1 |  |  |  |  | 0% | [5 empty] | 0% | 0% | 0% | 1 | 0% | 0% | 0% | 1 | 0% | 0% | 0% | 1 | 0% | 0% | 0% | 1 | 0% | 0% | 0% | 1 | 0% | 0% | 0% | 1 | 0% | 0% | 0% | 1 |  | 0% | 0% | 1 | 0% | 0% | 0% | 0% | 1 | 0% | 0% | 0% | 1 | 0% | 0% | 0% | 1 | 0% | 0% | 0% | 1 | 0% | 0% | 0% | 1 | 0% | 0% | 0% | 1 | 0% | 0% | 0% | 1 |  | 0% | 0% | 1 |  |  |  |  | 0% | [5 empty] | 100% | 0% | 100% | 5 | 0% | 0% | 0% | 1 | 0% | 0% | 0% | 1 | 100% | 0% | 0% | 5 | 100% | 0% | 0% | 5 | 100% | 0% | 0% | 5 | 0% | 0% | 0% | 1
567 | El Dorado PH | 0 | 0 | 0 |  | 0% | 0% | 1 |  |  |  |  | 0% | [5 empty] | 0% | 0% | 0% | 1 | 0% | 0% | 0% | 1 | 0% | 0% | 0% | 1 | 0% | 0% | 0% | 1 | 0% | 0% | 0% | 1 | 0% | 0% | 0% | 1 | 0% | 0% | 0% | 1 |  | 0% | 0% | 1 |  |  |  |  | 0% | [5 empty] | 0% | 0% | 0% | 1 | 0% | 0% | 0% | 1 | 0% | 0% | 0% | 1 | 0% | 0% | 0% | 1 | 0% | 0% | 0% | 1 | 0% | 0% | 0% | 1 | 0% | 0% | 0% | 1 |  | 0% | 0% | 1 | 0% | 84% | 0% | 84% | 5 | 2% | 0% | 0% | 1 | 0% | 0% | 0% | 1 | 0% | 0% | 0% | 1 | 2% | 0% | 0% | 1 | 78% | 0% | 0% | 3 | 8% | 0% | 0% | 1 |  | 0% | 0% | 1 |  |  |  |  | 0% | [5 empty] | 19% | 0% | 19% | 1 | 9% | 0% | 0% | 1 | 3% | 0% | 0% | 1 | 3% | 0% | 0% | 1 | 14% | 0% | 0% | 1 | 82% | 0% | 0% | 3 | 11% | 0% | 0% | 1
568 | Bell | 0 | 0 | 0 |  | 0% | 0% | 1 |  |  |  |  | 0% | [5 empty] | 0% | 0% | 0% | 1 | 0% | 0% | 0% | 1 | 0% | 0% | 0% | 1 | 0% | 0% | 0% | 1 | 0% | 0% | 0% | 1 | 0% | 0% | 0% | 1 | 0% | 0% | 0% | 1 |  | 0% | 0% | 1 |  |  |  |  | 0% | [5 empty] | 0% | 0% | 0% | 1 | 0% | 0% | 0% | 1 | 0% | 0% | 0% | 1 | 0% | 0% | 0% | 1 | 0% | 0% | 0% | 1 | 0% | 0% | 0% | 1 | 0% | 0% | 0% | 1 |  | 0% | 0% | 1 | 0% | 0% | 0% | 0% | 1 | 0% | 0% | 0% | 1 | 0% | 0% | 0% | 1 | 0% | 0% | 0% | 1 | 0% | 0% | 0% | 1 | 0% | 0% | 0% | 1 | 0% | 0% | 0% | 1 |  | 0% | 0% | 1 |  |  |  |  | 0% | [5 empty] | 0% | 0% | 0% | 1 | 0% | 0% | 0% | 1 | 0% | 0% | 0% | 1 | 0% | 0% | 0% | 1 | 0% | 0% | 0% | 1 | 0% | 0% | 0% | 1 | 0% | 0% | 0% | 1
569 | San Pablo | 0 | 0 | 0 |  | 0% | 0% | 1 |  |  |  |  | 0% | [5 empty] | 57% | 0% | 57% | 3 | 1% | 0% | 0% | 1 | 41% | 0% | 0% | 1 | 68% | 0% | 0% | 2 | 68% | 0% | 0% | 2 | 17% | 0% | 0% | 1 | 6% | 0% | 0% | 1 |  | 0% | 0% | 1 |  |  |  |  | 0% | [5 empty] | 41% | 0% | 41% | 2 | 11% | 0% | 0% | 1 | 36% | 0% | 0% | 1 | 42% | 0% | 0% | 1 | 66% | 0% | 0% | 2 | 22% | 0% | 0% | 1 | 8% | 0% | 0% | 1 |  | 0% | 0% | 1 | 0% | 56% | 0% | 56% | 3 | 41% | 0% | 0% | 1 | 34% | 0% | 0% | 1 | 37% | 0% | 0% | 1 | 79% | 0% | 0% | 3 | 38% | 0% | 0% | 1 | 12% | 0% | 0% | 1 |  | 0% | 0% | 1 |  |  |  |  | 0% | [5 empty] | 57% | 0% | 57% | 3 | 58% | 0% | 0% | 2 | 46% | 0% | 0% | 1 | 41% | 0% | 0% | 1 | 85% | 0% | 0% | 3 | 41% | 0% | 0% | 1 | 25% | 0% | 0% | 1
Land-use and environmental criteria analysis for 2036 onshore wind resources mapped to in-California areas for 10, 15, 20 and 30 mile radii from substations. This analysis uses the values from the "LandEnv_Wind_Data_Xmi" 10 through 30 mile tabs to calculate criteria alignment. |  |  | Onshore Wind Resource Density Assumption | [51 empty] | #N/A | [5 empty] | Land-use and environmental criteria analysis for 2036 onshore wind resources mapped to in-California areas for 10, 15, 20 and 30 mile radii from substations. This analysis uses the values from the "LandEnv_Wind_Data_Xmi" 10 through 30 mile tabs to calculate criteria alignment. | 16800% | 34100% | 514 | Melones | Julian Hinds | Reedley | 0 | 0% | 0% | 0% | 0 | 0% | 0% | 0% | 0 | 0% | 0% |  |  |  | 0% | 0% | 0 | 0% | 0% | 0% | 0 | 1 | 100% | 100% | 1 | [5 empty] | 0% | 0% | 0% | [17 empty] | 0% | 0% | 100% | 0.65 | 0 | 0% | 100% | 0 |  |  |  |  | #N/A | [5 empty] | Land-use and environmental criteria analysis for 2036 onshore wind resources mapped to in-California areas for 10, 15, 20 and 30 mile radii from substations. This analysis uses the values from the "LandEnv_Wind_Data_Xmi" 10 through 30 mile tabs to calculate criteria alignment. |  |  | Onshore Wind Resource Density Assumption
571 | Figarden | 0 | 0 | 0 |  | 0% | 0% | 1 |  |  |  |  | 0% | [5 empty] | 0% | 0% | 0% | 1 | 0% | 0% | 0% | 1 | 0% | 0% | 0% | 1 | 0% | 0% | 0% | 1 | 0% | 0% | 0% | 1 | 0% | 0% | 0% | 1 | 0% | 0% | 0% | 1 |  | 0% | 0% | 1 |  |  |  |  | 0% | [5 empty] | 0% | 0% | 0% | 1 | 0% | 0% | 0% | 1 | 0% | 0% | 0% | 1 | 0% | 0% | 0% | 1 | 0% | 0% | 0% | 1 | 0% | 0% | 0% | 1 | 0% | 0% | 0% | 1 |  | 0% | 0% | 1 | 0% | 0% | 0% | 0% | 1 | 0% | 0% | 0% | 1 | 0% | 0% | 0% | 1 | 0% | 0% | 0% | 1 | 0% | 0% | 0% | 1 | 0% | 0% | 0% | 1 | 0% | 0% | 0% | 1 |  | 0% | 0% | 1 |  |  |  |  | 0% | [5 empty] | 0% | 0% | 0% | 1 | 0% | 0% | 0% | 1 | 0% | 0% | 0% | 1 | 0% | 0% | 0% | 1 | 0% | 0% | 0% | 1 | 0% | 0% | 0% | 1 | 0% | 0% | 0% | 1
572 | Trimble | 0 | 0 | 0 |  | 0% | 0% | 1 |  |  |  |  | 0% | [5 empty] | 0% | 0% | 0% | 1 | 0% | 0% | 0% | 1 | 0% | 0% | 0% | 1 | 0% | 0% | 0% | 1 | 0% | 0% | 0% | 1 | 0% | 0% | 0% | 1 | 98% | 0% | 0% | 5 |  | 0% | 0% | 1 |  |  |  |  | 0% | [5 empty] | 89% | 0% | 89% | 5 | 90% | 0% | 0% | 4 | 73% | 0% | 0% | 3 | 75% | 0% | 0% | 3 | 92% | 0% | 0% | 4 | 89% | 0% | 0% | 3 | 7% | 0% | 0% | 1 |  | 0% | 0% | 1 | 0% | 84% | 11% | 95% | 5 | 85% | 0% | 0% | 3 | 30% | 0% | 0% | 1 | 31% | 0% | 0% | 1 | 86% | 0% | 0% | 3 | 92% | 0% | 0% | 4 | 4% | 0% | 0% | 1 |  | 0% | 0% | 1 |  |  |  |  | 0% | [5 empty] | 79% | 18% | 97% | 5 | 94% | 0% | 0% | 4 | 67% | 0% | 0% | 2 | 78% | 0% | 0% | 3 | 97% | 0% | 0% | 5 | 67% | 0% | 0% | 2 | 3% | 0% | 0% | 1
573 | Tassajara | 0 | 0 | 0 |  | 0% | 0% | 1 |  |  |  |  | 0% | [5 empty] | 98% | 2% | 100% | 5 | 76% | 0% | 0% | 3 | 91% | 0% | 0% | 4 | 91% | 0% | 0% | 4 | 97% | 0% | 0% | 5 | 51% | 0% | 0% | 2 | 2% | 0% | 0% | 1 |  | 0% | 0% | 1 |  |  |  |  | 0% | [5 empty] | 99% | 1% | 100% | 5 | 74% | 0% | 0% | 3 | 78% | 0% | 0% | 3 | 91% | 0% | 0% | 4 | 97% | 0% | 0% | 5 | 44% | 0% | 0% | 1 | 2% | 0% | 0% | 1 |  | 0% | 0% | 1 | 3% | 73% | 0% | 73% | 3 | 75% | 0% | 0% | 3 | 80% | 0% | 0% | 3 | 82% | 0% | 0% | 3 | 92% | 0% | 0% | 4 | 24% | 0% | 0% | 1 | 20% | 0% | 0% | 1 |  | 0% | 0% | 1 |  |  |  |  | 7% | [5 empty] | 56% | 2% | 58% | 3 | 45% | 0% | 0% | 1 | 64% | 0% | 0% | 2 | 62% | 0% | 0% | 2 | 76% | 0% | 0% | 3 | 24% | 0% | 0% | 1 | 19% | 0% | 0% | 1
574 | Santa Rosa A | 0 | 0 | 0 |  | 0% | 0% | 1 |  |  |  |  | 0% | [5 empty] | 0% | 0% | 0% | 1 | 100% | 0% | 0% | 5 | 0% | 0% | 0% | 1 | 0% | 0% | 0% | 1 | 100% | 0% | 0% | 5 | 100% | 0% | 0% | 5 | 0% | 0% | 0% | 1 |  | 0% | 0% | 1 |  |  |  |  | 0% | [5 empty] | 69% | 0% | 69% | 3 | 95% | 0% | 0% | 5 | 43% | 0% | 0% | 1 | 48% | 0% | 0% | 1 | 100% | 0% | 0% | 5 | 87% | 0% | 0% | 3 | 1% | 0% | 0% | 1 |  | 0% | 0% | 1 | 0% | 42% | 0% | 42% | 2 | 88% | 0% | 0% | 3 | 33% | 0% | 0% | 1 | 57% | 0% | 0% | 2 | 97% | 0% | 0% | 5 | 70% | 0% | 0% | 3 | 4% | 0% | 0% | 1 |  | 0% | 0% | 1 |  |  |  |  | 0% | [5 empty] | 50% | 6% | 56% | 3 | 84% | 0% | 0% | 3 | 36% | 0% | 0% | 1 | 66% | 0% | 0% | 2 | 95% | 0% | 0% | 5 | 66% | 0% | 0% | 2 | 3% | 0% | 0% | 1
575 | Piercy | 0 | 0 | 0 |  | 0% | 0% | 1 |  |  |  |  | 0% | [5 empty] | 98% | 2% | 100% | 5 | 75% | 0% | 0% | 3 | 47% | 0% | 0% | 1 | 47% | 0% | 0% | 1 | 100% | 0% | 0% | 5 | 53% | 0% | 0% | 2 | 0% | 0% | 0% | 1 |  | 0% | 0% | 1 |  |  |  |  | 0% | [5 empty] | 89% | 11% | 100% | 5 | 83% | 0% | 0% | 3 | 34% | 0% | 0% | 1 | 34% | 0% | 0% | 1 | 87% | 0% | 0% | 3 | 96% | 0% | 0% | 5 | 1% | 0% | 0% | 1 |  | 0% | 0% | 1 | 0% | 76% | 23% | 99% | 5 | 86% | 0% | 0% | 3 | 38% | 0% | 0% | 1 | 39% | 0% | 0% | 1 | 90% | 0% | 0% | 4 | 96% | 0% | 0% | 5 | 1% | 0% | 0% | 1 |  | 0% | 0% | 1 |  |  |  |  | 0% | [5 empty] | 59% | 39% | 98% | 5 | 94% | 0% | 0% | 4 | 52% | 0% | 0% | 2 | 62% | 0% | 0% | 2 | 97% | 0% | 0% | 5 | 84% | 0% | 0% | 3 | 2% | 0% | 0% | 1
576 | Caribou | 0 | 0 | 15 |  | 0% | 0% | 1 |  |  |  |  | 0% | [5 empty] | 100% | 0% | 100% | 5 | 0% | 0% | 0% | 1 | 83% | 0% | 0% | 3 | 68% | 0% | 0% | 2 | 100% | 0% | 0% | 5 | 100% | 0% | 0% | 5 | 8% | 0% | 0% | 1 |  | 0% | 0% | 1 |  |  |  |  | 0% | [5 empty] | 43% | 8% | 51% | 3 | 41% | 0% | 0% | 1 | 71% | 0% | 0% | 3 | 63% | 0% | 0% | 2 | 89% | 0% | 0% | 3 | 87% | 0% | 0% | 3 | 4% | 0% | 0% | 1 |  | 0% | 0% | 1 | 0% | 35% | 14% | 49% | 3 | 44% | 0% | 0% | 1 | 67% | 0% | 0% | 2 | 64% | 0% | 0% | 2 | 85% | 0% | 0% | 3 | 81% | 0% | 0% | 3 | 3% | 0% | 0% | 1 |  | 0% | 0% | 1 |  |  |  |  | 0% | [5 empty] | 53% | 10% | 63% | 3 | 34% | 0% | 0% | 1 | 47% | 0% | 0% | 1 | 50% | 0% | 0% | 2 | 72% | 0% | 0% | 3 | 75% | 0% | 0% | 3 | 3% | 0% | 0% | 1
577 | Vista (SCE) | 0 | 0 | 0 |  | 0% | 0% | 1 |  |  |  |  | 0% | [5 empty] | 0% | 0% | 0% | 1 | 0% | 0% | 0% | 1 | 0% | 0% | 0% | 1 | 0% | 0% | 0% | 1 | 0% | 0% | 0% | 1 | 0% | 0% | 0% | 1 | 0% | 0% | 0% | 1 |  | 0% | 0% | 1 |  |  |  |  | 0% | [5 empty] | 0% | 100% | 100% | 5 | 100% | 0% | 0% | 5 | 26% | 0% | 0% | 1 | 88% | 0% | 0% | 3 | 100% | 0% | 0% | 5 | 37% | 0% | 0% | 1 | 0% | 0% | 0% | 1 |  | 0% | 0% | 1 | 0% | 30% | 68% | 98% | 5 | 96% | 0% | 0% | 5 | 21% | 0% | 0% | 1 | 32% | 0% | 0% | 1 | 97% | 0% | 0% | 5 | 65% | 0% | 0% | 2 | 1% | 0% | 0% | 1 |  | 0% | 0% | 1 |  |  |  |  | 0% | [5 empty] | 30% | 39% | 69% | 5 | 51% | 0% | 0% | 2 | 40% | 0% | 0% | 1 | 53% | 0% | 0% | 2 | 86% | 0% | 0% | 3 | 45% | 0% | 0% | 1 | 0% | 0% | 0% | 1
578 | Cardiff | 0 | 0 | 0 |  | 0% | 0% | 1 |  |  |  |  | 0% | [5 empty] | 1% | 99% | 100% | 5 | 100% | 0% | 0% | 5 | 94% | 0% | 0% | 4 | 100% | 0% | 0% | 5 | 100% | 0% | 0% | 5 | 21% | 0% | 0% | 1 | 0% | 0% | 0% | 1 |  | 0% | 0% | 1 |  |  |  |  | 0% | [5 empty] | 31% | 66% | 97% | 5 | 99% | 0% | 0% | 5 | 10% | 0% | 0% | 1 | 33% | 0% | 0% | 1 | 100% | 0% | 0% | 5 | 69% | 0% | 0% | 2 | 2% | 0% | 0% | 1 |  | 0% | 0% | 1 | 0% | 43% | 53% | 96% | 5 | 76% | 0% | 0% | 3 | 40% | 0% | 0% | 1 | 52% | 0% | 0% | 2 | 92% | 0% | 0% | 4 | 58% | 0% | 0% | 2 | 1% | 0% | 0% | 1 |  | 0% | 0% | 1 |  |  |  |  | 0% | [5 empty] | 24% | 32% | 56% | 5 | 44% | 0% | 0% | 1 | 48% | 0% | 0% | 1 | 57% | 0% | 0% | 2 | 86% | 0% | 0% | 3 | 42% | 0% | 0% | 1 | 0% | 0% | 0% | 1
579 | Cannon | 0 | 0 | 0 |  | 0% | 0% | 1 |  |  |  |  | 0% | [5 empty] | 0% | 0% | 0% | 1 | 17% | 0% | 0% | 1 | 77% | 0% | 0% | 3 | 80% | 0% | 0% | 3 | 80% | 0% | 0% | 3 | 0% | 0% | 0% | 1 | 17% | 0% | 0% | 1 |  | 0% | 0% | 1 |  |  |  |  | 0% | [5 empty] | 1% | 0% | 1% | 1 | 16% | 0% | 0% | 1 | 79% | 0% | 0% | 3 | 82% | 0% | 0% | 3 | 82% | 0% | 0% | 3 | 0% | 0% | 0% | 1 | 15% | 0% | 0% | 1 |  | 0% | 0% | 1 | 0% | 1% | 0% | 1% | 1 | 16% | 0% | 0% | 1 | 78% | 0% | 0% | 3 | 82% | 0% | 0% | 3 | 82% | 0% | 0% | 3 | 0% | 0% | 0% | 1 | 15% | 0% | 0% | 1 |  | 0% | 0% | 1 |  |  |  |  | 0% | [5 empty] | 1% | 0% | 1% | 1 | 9% | 0% | 0% | 1 | 52% | 0% | 0% | 2 | 63% | 0% | 0% | 2 | 63% | 0% | 0% | 2 | 0% | 0% | 0% | 1 | 8% | 0% | 0% | 1
580 | Mt Eden | 0 | 0 | 0 |  | 0% | 0% | 1 |  |  |  |  | 0% | [5 empty] | 26% | 0% | 26% | 2 | 26% | 0% | 0% | 1 | 5% | 0% | 0% | 1 | 16% | 0% | 0% | 1 | 43% | 0% | 0% | 1 | 26% | 0% | 0% | 1 | 22% | 0% | 0% | 1 |  | 0% | 0% | 1 |  |  |  |  | 0% | [5 empty] | 11% | 0% | 11% | 1 | 11% | 0% | 0% | 1 | 17% | 0% | 0% | 1 | 25% | 0% | 0% | 1 | 35% | 0% | 0% | 1 | 11% | 0% | 0% | 1 | 20% | 0% | 0% | 1 |  | 0% | 0% | 1 | 0% | 25% | 2% | 27% | 2 | 21% | 0% | 0% | 1 | 37% | 0% | 0% | 1 | 46% | 0% | 0% | 1 | 51% | 0% | 0% | 2 | 17% | 0% | 0% | 1 | 12% | 0% | 0% | 1 |  | 0% | 0% | 1 |  |  |  |  | 0% | [5 empty] | 86% | 3% | 89% | 5 | 75% | 0% | 0% | 3 | 73% | 0% | 0% | 3 | 86% | 0% | 0% | 3 | 92% | 0% | 0% | 4 | 41% | 0% | 0% | 1 | 4% | 0% | 0% | 1
581 | Fitch Mountain | 0 | 0 | 0 |  | 0% | 0% | 1 |  |  |  |  | 0% | [5 empty] | 6% | 0% | 6% | 1 | 87% | 0% | 0% | 3 | 26% | 0% | 0% | 1 | 100% | 0% | 0% | 5 | 100% | 0% | 0% | 5 | 93% | 0% | 0% | 4 | 0% | 0% | 0% | 1 |  | 0% | 0% | 1 |  |  |  |  | 0% | [5 empty] | 52% | 3% | 55% | 3 | 92% | 0% | 0% | 4 | 52% | 0% | 0% | 2 | 92% | 0% | 0% | 4 | 100% | 0% | 0% | 5 | 65% | 0% | 0% | 2 | 0% | 0% | 0% | 1 |  | 0% | 0% | 1 | 0% | 39% | 27% | 66% | 4 | 85% | 0% | 0% | 3 | 39% | 0% | 0% | 1 | 72% | 0% | 0% | 3 | 99% | 0% | 0% | 5 | 49% | 0% | 0% | 1 | 0% | 0% | 0% | 1 |  | 0% | 0% | 1 |  |  |  |  | 0% | [5 empty] | 33% | 31% | 64% | 5 | 81% | 0% | 0% | 3 | 29% | 0% | 0% | 1 | 62% | 0% | 0% | 2 | 92% | 0% | 0% | 4 | 59% | 0% | 0% | 2 | 2% | 0% | 0% | 1
582 | Stockton A | 0 | 0 | 0 |  | 0% | 0% | 1 |  |  |  |  | 0% | [5 empty] | 0% | 0% | 0% | 1 | 0% | 0% | 0% | 1 | 0% | 0% | 0% | 1 | 0% | 0% | 0% | 1 | 0% | 0% | 0% | 1 | 0% | 0% | 0% | 1 | 0% | 0% | 0% | 1 |  | 0% | 0% | 1 |  |  |  |  | 0% | [5 empty] | 0% | 0% | 0% | 1 | 0% | 0% | 0% | 1 | 0% | 0% | 0% | 1 | 0% | 0% | 0% | 1 | 0% | 0% | 0% | 1 | 0% | 0% | 0% | 1 | 0% | 0% | 0% | 1 |  | 0% | 0% | 1 | 21% | 23% | 0% | 23% | 2 | 15% | 0% | 0% | 1 | 85% | 0% | 0% | 3 | 81% | 0% | 0% | 3 | 85% | 0% | 0% | 3 | 0% | 0% | 0% | 1 | 6% | 0% | 0% | 1 |  | 0% | 0% | 1 |  |  |  |  | 22% | [5 empty] | 47% | 2% | 49% | 2 | 47% | 0% | 0% | 1 | 61% | 0% | 0% | 2 | 65% | 0% | 0% | 2 | 69% | 0% | 0% | 2 | 23% | 0% | 0% | 1 | 7% | 0% | 0% | 1
583 | Saratoga | 0 | 0 | 0 |  | 0% | 0% | 1 |  |  |  |  | 0% | [5 empty] | 22% | 0% | 22% | 2 | 37% | 0% | 0% | 1 | 0% | 0% | 0% | 1 | 21% | 0% | 0% | 1 | 37% | 0% | 0% | 1 | 22% | 0% | 0% | 1 | 0% | 0% | 0% | 1 |  | 0% | 0% | 1 |  |  |  |  | 0% | [5 empty] | 23% | 0% | 23% | 2 | 31% | 0% | 0% | 1 | 0% | 0% | 0% | 1 | 17% | 0% | 0% | 1 | 36% | 0% | 0% | 1 | 23% | 0% | 0% | 1 | 38% | 0% | 0% | 1 |  | 0% | 0% | 1 | 0% | 57% | 0% | 57% | 3 | 60% | 0% | 0% | 2 | 50% | 0% | 0% | 2 | 59% | 0% | 0% | 2 | 77% | 0% | 0% | 3 | 50% | 0% | 0% | 2 | 15% | 0% | 0% | 1 |  | 0% | 0% | 1 |  |  |  |  | 0% | [5 empty] | 60% | 19% | 79% | 5 | 73% | 0% | 0% | 3 | 39% | 0% | 0% | 1 | 41% | 0% | 0% | 1 | 83% | 0% | 0% | 3 | 79% | 0% | 0% | 3 | 4% | 0% | 0% | 1
584 | Christie | 0 | 0 | 0 |  | 0% | 0% | 1 |  |  |  |  | 0% | [5 empty] | 47% | 0% | 47% | 2 | 10% | 0% | 0% | 1 | 46% | 0% | 0% | 1 | 42% | 0% | 0% | 1 | 75% | 0% | 0% | 3 | 26% | 0% | 0% | 1 | 12% | 0% | 0% | 1 |  | 0% | 0% | 1 |  |  |  |  | 0% | [5 empty] | 41% | 0% | 41% | 2 | 42% | 0% | 0% | 1 | 42% | 0% | 0% | 1 | 28% | 0% | 0% | 1 | 80% | 0% | 0% | 3 | 22% | 0% | 0% | 1 | 34% | 0% | 0% | 1 |  | 0% | 0% | 1 | 0% | 41% | 0% | 41% | 2 | 53% | 0% | 0% | 2 | 48% | 0% | 0% | 1 | 38% | 0% | 0% | 1 | 85% | 0% | 0% | 3 | 27% | 0% | 0% | 1 | 38% | 0% | 0% | 1 |  | 0% | 0% | 1 |  |  |  |  | 2% | [5 empty] | 63% | 0% | 63% | 3 | 38% | 0% | 0% | 1 | 49% | 0% | 0% | 1 | 46% | 0% | 0% | 1 | 74% | 0% | 0% | 3 | 28% | 0% | 0% | 1 | 31% | 0% | 0% | 1
585 | Las Aguilas | 0 | 0 | 0 |  | 0% | 0% | 1 |  |  |  |  | 0% | [5 empty] | 22% | 78% | 100% | 5 | 94% | 0% | 0% | 4 | 0% | 0% | 0% | 1 | 12% | 0% | 0% | 1 | 94% | 0% | 0% | 4 | 100% | 0% | 0% | 5 | 0% | 0% | 0% | 1 |  | 0% | 0% | 1 |  |  |  |  | 0% | [5 empty] | 24% | 76% | 100% | 5 | 82% | 0% | 0% | 3 | 7% | 0% | 0% | 1 | 21% | 0% | 0% | 1 | 92% | 0% | 0% | 4 | 99% | 0% | 0% | 5 | 0% | 0% | 0% | 1 |  | 0% | 0% | 1 | 0% | 35% | 65% | 100% | 5 | 85% | 0% | 0% | 3 | 11% | 0% | 0% | 1 | 21% | 0% | 0% | 1 | 94% | 0% | 0% | 4 | 98% | 0% | 0% | 5 | 0% | 0% | 0% | 1 |  | 0% | 0% | 1 |  |  |  |  | 3% | [5 empty] | 36% | 54% | 90% | 5 | 78% | 0% | 0% | 3 | 9% | 0% | 0% | 1 | 24% | 0% | 0% | 1 | 88% | 0% | 0% | 3 | 88% | 0% | 0% | 3 | 2% | 0% | 0% | 1
586 | Monroe | 0 | 0 | 0 |  | 0% | 0% | 1 |  |  |  |  | 0% | [5 empty] | 0% | 0% | 0% | 1 | 0% | 0% | 0% | 1 | 0% | 0% | 0% | 1 | 0% | 0% | 0% | 1 | 0% | 0% | 0% | 1 | 0% | 0% | 0% | 1 | 0% | 0% | 0% | 1 |  | 0% | 0% | 1 |  |  |  |  | 0% | [5 empty] | 69% | 0% | 69% | 3 | 92% | 0% | 0% | 4 | 62% | 0% | 0% | 2 | 70% | 0% | 0% | 3 | 100% | 0% | 0% | 5 | 91% | 0% | 0% | 4 | 0% | 0% | 0% | 1 |  | 0% | 0% | 1 | 0% | 38% | 0% | 38% | 2 | 87% | 0% | 0% | 3 | 31% | 0% | 0% | 1 | 58% | 0% | 0% | 2 | 97% | 0% | 0% | 5 | 69% | 0% | 0% | 2 | 4% | 0% | 0% | 1 |  | 0% | 0% | 1 |  |  |  |  | 0% | [5 empty] | 48% | 11% | 59% | 3 | 84% | 0% | 0% | 3 | 35% | 0% | 0% | 1 | 64% | 0% | 0% | 2 | 96% | 0% | 0% | 5 | 63% | 0% | 0% | 2 | 3% | 0% | 0% | 1
587 | Elliot | 0 | 0 | 0 |  | 0% | 0% | 1 |  |  |  |  | 0% | [5 empty] | 0% | 0% | 0% | 1 | 0% | 0% | 0% | 1 | 2% | 0% | 0% | 1 | 41% | 0% | 0% | 1 | 41% | 0% | 0% | 1 | 0% | 0% | 0% | 1 | 0% | 0% | 0% | 1 |  | 0% | 0% | 1 |  |  |  |  | 0% | [5 empty] | 0% | 0% | 0% | 1 | 3% | 0% | 0% | 1 | 20% | 0% | 0% | 1 | 55% | 0% | 0% | 2 | 56% | 0% | 0% | 2 | 0% | 0% | 0% | 1 | 5% | 0% | 0% | 1 |  | 0% | 0% | 1 | 0% | 0% | 0% | 0% | 1 | 6% | 0% | 0% | 1 | 35% | 0% | 0% | 1 | 65% | 0% | 0% | 2 | 66% | 0% | 0% | 2 | 0% | 0% | 0% | 1 | 7% | 0% | 0% | 1 |  | 0% | 0% | 1 |  |  |  |  | 0% | [5 empty] | 0% | 0% | 0% | 1 | 6% | 0% | 0% | 1 | 39% | 0% | 0% | 1 | 69% | 0% | 0% | 2 | 70% | 0% | 0% | 3 | 4% | 0% | 0% | 1 | 8% | 0% | 0% | 1
588 | Sunset | 0 | 0 | 0 |  | 0% | 0% | 1 |  |  |  |  | 0% | [5 empty] | 0% | 0% | 0% | 1 | 0% | 0% | 0% | 1 | 0% | 0% | 0% | 1 | 0% | 0% | 0% | 1 | 0% | 0% | 0% | 1 | 0% | 0% | 0% | 1 | 0% | 0% | 0% | 1 |  | 0% | 0% | 1 |  |  |  |  | 0% | [5 empty] | 0% | 0% | 0% | 1 | 0% | 0% | 0% | 1 | 0% | 0% | 0% | 1 | 0% | 0% | 0% | 1 | 0% | 0% | 0% | 1 | 0% | 0% | 0% | 1 | 0% | 0% | 0% | 1 |  | 0% | 0% | 1 | 0% | 64% | 0% | 64% | 3 | 26% | 0% | 0% | 1 | 0% | 0% | 0% | 1 | 0% | 0% | 0% | 1 | 26% | 0% | 0% | 1 | 56% | 0% | 0% | 2 | 0% | 0% | 0% | 1 |  | 0% | 0% | 1 |  |  |  |  | 0% | [5 empty] | 19% | 70% | 89% | 5 | 27% | 0% | 0% | 1 | 5% | 0% | 0% | 1 | 17% | 0% | 0% | 1 | 39% | 0% | 0% | 1 | 79% | 0% | 0% | 3 | 0% | 0% | 0% | 1
589 | Herndon | 0 | 0 | 0 |  | 0% | 0% | 1 |  |  |  |  | 0% | [5 empty] | 0% | 0% | 0% | 1 | 0% | 0% | 0% | 1 | 0% | 0% | 0% | 1 | 0% | 0% | 0% | 1 | 0% | 0% | 0% | 1 | 0% | 0% | 0% | 1 | 0% | 0% | 0% | 1 |  | 0% | 0% | 1 |  |  |  |  | 0% | [5 empty] | 0% | 0% | 0% | 1 | 0% | 0% | 0% | 1 | 0% | 0% | 0% | 1 | 0% | 0% | 0% | 1 | 0% | 0% | 0% | 1 | 0% | 0% | 0% | 1 | 0% | 0% | 0% | 1 |  | 0% | 0% | 1 | 0% | 0% | 0% | 0% | 1 | 0% | 0% | 0% | 1 | 0% | 0% | 0% | 1 | 0% | 0% | 0% | 1 | 0% | 0% | 0% | 1 | 0% | 0% | 0% | 1 | 0% | 0% | 0% | 1 |  | 0% | 0% | 1 |  |  |  |  | 0% | [5 empty] | 0% | 0% | 0% | 1 | 0% | 0% | 0% | 1 | 0% | 0% | 0% | 1 | 0% | 0% | 0% | 1 | 0% | 0% | 0% | 1 | 0% | 0% | 0% | 1 | 0% | 0% | 0% | 1
590 | Menlo | 0 | 0 | 0 |  | 0% | 0% | 1 |  |  |  |  | 0% | [5 empty] | 0% | 0% | 0% | 1 | 37% | 0% | 0% | 1 | 39% | 0% | 0% | 1 | 53% | 0% | 0% | 2 | 53% | 0% | 0% | 2 | 10% | 0% | 0% | 1 | 45% | 0% | 0% | 1 |  | 0% | 0% | 1 |  |  |  |  | 0% | [5 empty] | 0% | 0% | 0% | 1 | 28% | 0% | 0% | 1 | 36% | 0% | 0% | 1 | 45% | 0% | 0% | 1 | 47% | 0% | 0% | 1 | 15% | 0% | 0% | 1 | 23% | 0% | 0% | 1 |  | 0% | 0% | 1 | 0% | 0% | 0% | 0% | 1 | 12% | 0% | 0% | 1 | 29% | 0% | 0% | 1 | 57% | 0% | 0% | 2 | 58% | 0% | 0% | 2 | 16% | 0% | 0% | 1 | 13% | 0% | 0% | 1 |  | 0% | 0% | 1 |  |  |  |  | 0% | [5 empty] | 36% | 2% | 38% | 2 | 44% | 0% | 0% | 1 | 37% | 0% | 0% | 1 | 55% | 0% | 0% | 2 | 72% | 0% | 0% | 3 | 41% | 0% | 0% | 1 | 6% | 0% | 0% | 1
591 | Mountain Pass | 0 | 0 | 0 |  | 0% | 0% | 1 |  |  |  |  | 0% | [5 empty] | 0% | 0% | 0% | 1 | 87% | 0% | 0% | 3 | 79% | 0% | 0% | 3 | 13% | 0% | 0% | 1 | 99% | 0% | 0% | 5 | 17% | 0% | 0% | 1 | 0% | 0% | 0% | 1 |  | 0% | 0% | 1 |  |  |  |  | 0% | [5 empty] | 0% | 0% | 0% | 1 | 82% | 0% | 0% | 3 | 75% | 0% | 0% | 3 | 12% | 0% | 0% | 1 | 94% | 0% | 0% | 4 | 22% | 0% | 0% | 1 | 0% | 0% | 0% | 1 |  | 0% | 0% | 1 | 0% | 0% | 0% | 0% | 1 | 56% | 0% | 0% | 2 | 54% | 0% | 0% | 2 | 11% | 0% | 0% | 1 | 67% | 0% | 0% | 2 | 35% | 0% | 0% | 1 | 1% | 0% | 0% | 1 |  | 0% | 0% | 1 |  |  |  |  | 0% | [5 empty] | 0% | 0% | 0% | 1 | 29% | 0% | 0% | 1 | 41% | 0% | 0% | 1 | 16% | 0% | 0% | 1 | 54% | 0% | 0% | 2 | 62% | 0% | 0% | 2 | 0% | 0% | 0% | 1
592 | San Jose A | 0 | 0 | 0 |  | 0% | 0% | 1 |  |  |  |  | 0% | [5 empty] | 0% | 0% | 0% | 1 | 0% | 0% | 0% | 1 | 0% | 0% | 0% | 1 | 0% | 0% | 0% | 1 | 0% | 0% | 0% | 1 | 0% | 0% | 0% | 1 | 0% | 0% | 0% | 1 |  | 0% | 0% | 1 |  |  |  |  | 0% | [5 empty] | 88% | 0% | 88% | 5 | 86% | 0% | 0% | 3 | 62% | 0% | 0% | 2 | 65% | 0% | 0% | 2 | 90% | 0% | 0% | 4 | 84% | 0% | 0% | 3 | 7% | 0% | 0% | 1 |  | 0% | 0% | 1 | 0% | 82% | 14% | 96% | 5 | 87% | 0% | 0% | 3 | 31% | 0% | 0% | 1 | 32% | 0% | 0% | 1 | 88% | 0% | 0% | 3 | 93% | 0% | 0% | 4 | 3% | 0% | 0% | 1 |  | 0% | 0% | 1 |  |  |  |  | 0% | [5 empty] | 65% | 30% | 95% | 5 | 93% | 0% | 0% | 4 | 57% | 0% | 0% | 2 | 64% | 0% | 0% | 2 | 96% | 0% | 0% | 5 | 79% | 0% | 0% | 3 | 2% | 0% | 0% | 1
593 | Artesian | 0 | 0 | 0 |  | 0% | 0% | 1 |  |  |  |  | 0% | [5 empty] | 0% | 0% | 0% | 1 | 0% | 0% | 0% | 1 | 65% | 0% | 0% | 2 | 92% | 0% | 0% | 4 | 92% | 0% | 0% | 4 | 0% | 0% | 0% | 1 | 8% | 0% | 0% | 1 |  | 0% | 0% | 1 |  |  |  |  | 0% | [5 empty] | 0% | 0% | 0% | 1 | 0% | 0% | 0% | 1 | 62% | 0% | 0% | 2 | 74% | 0% | 0% | 3 | 74% | 0% | 0% | 3 | 0% | 0% | 0% | 1 | 4% | 0% | 0% | 1 |  | 0% | 0% | 1 | 0% | 0% | 0% | 0% | 1 | 19% | 0% | 0% | 1 | 48% | 0% | 0% | 1 | 62% | 0% | 0% | 2 | 62% | 0% | 0% | 2 | 0% | 0% | 0% | 1 | 3% | 0% | 0% | 1 |  | 0% | 0% | 1 |  |  |  |  | 0% | [5 empty] | 0% | 2% | 2% | 2 | 8% | 0% | 0% | 1 | 36% | 0% | 0% | 1 | 61% | 0% | 0% | 2 | 63% | 0% | 0% | 2 | 2% | 0% | 0% | 1 | 8% | 0% | 0% | 1
594 | Thousandaire | 0 | 0 | 0 |  | 0% | 0% | 1 |  |  |  |  | 0% | [5 empty] | 0% | 0% | 0% | 1 | 31% | 0% | 0% | 1 | 2% | 0% | 0% | 1 | 23% | 0% | 0% | 1 | 39% | 0% | 0% | 1 | 84% | 0% | 0% | 3 | 0% | 0% | 0% | 1 |  | 0% | 0% | 1 |  |  |  |  | 0% | [5 empty] | 0% | 0% | 0% | 1 | 20% | 0% | 0% | 1 | 4% | 0% | 0% | 1 | 48% | 0% | 0% | 1 | 58% | 0% | 0% | 2 | 80% | 0% | 0% | 3 | 1% | 0% | 0% | 1 |  | 0% | 0% | 1 | 0% | 0% | 0% | 0% | 1 | 19% | 0% | 0% | 1 | 4% | 0% | 0% | 1 | 47% | 0% | 0% | 1 | 57% | 0% | 0% | 2 | 79% | 0% | 0% | 3 | 1% | 0% | 0% | 1 |  | 0% | 0% | 1 |  |  |  |  | 0% | [5 empty] | 0% | 0% | 0% | 1 | 15% | 0% | 0% | 1 | 3% | 0% | 0% | 1 | 39% | 0% | 0% | 1 | 47% | 0% | 0% | 1 | 71% | 0% | 0% | 3 | 1% | 0% | 0% | 1

## Land_OOS_Analysis_Wind_2036
Land-use and environmental criteria analysis for 2036 onshore wind resources mapped to Nevada or Arizona areas of the CAISO system for 5, 10, 15, and 20 mile radii from substations. This analysis uses the values from the "LandEnvData_SolarWind_OOS" tab to calculate criteria alignment. |  |  | Onshore Wind Resource Density Assumption
|  |  | 40 | Acres/MW
[5 empty] | 5 Mile Radius Analysis |  |  | 10 Mile Radius Analysis |  |  | 15 Mile Radius Analysis |  |  | 20 Mile Radius Analysis
[5 empty] | WECC Land-Use Screen |  |  | WECC Land-Use Screen |  |  | WECC Land-Use Screen |  |  | WECC Land-Use Screen
OBJECTID | IRP_Substation_Name | MWs Mapped | Acres of MWs Mapped | Distance from Substation Selected | Lower Implications Area used by MWs Mapped | High Implications Area used by MWs Mapped | Core Screen Criteria Alignment Level | Lower Implications Area used by MWs Mapped | High Implications Area used by MWs Mapped | Core Screen Criteria Alignment Level | Lower Implications Area used by MWs Mapped | High Implications Area used by MWs Mapped | Core Screen Criteria Alignment Level | Lower Implications Area used by MWs Mapped | High Implications Area used by MWs Mapped | Core Screen Criteria Alignment Level
1 | DELANEY | 0 | 0 | 0 | 0% | 0% | 1 | 0% | 0% | 1 | 0% | 0% | 1 | 0% | 0% | 1
2 | CARPENTER CANYON (FKA GAMEBIRD) | 0 | 0 | 0 | 0% | 0% | 1 | 0% | 0% | 1 | 0% | 0% | 1 | 0% | 0% | 1
3 | MOHAVE | 100 | 4000 | 20 | 88.24% | 0% | 4 | 75.19% | 0% | 3 | 71.43% | 0% | 3 | 63.97% | 0% | 3
4 | HASSAYAMPA | 0 | 0 | 0 | 0% | 0% | 1 | 0% | 0% | 1 | 0% | 0% | 1 | 0% | 0% | 1
5 | ELDORADO | 0 | 0 | 0 | 0% | 0% | 1 | 0% | 0% | 1 | 0% | 0% | 1 | 0% | 0% | 1
6 | NORTH GILA | 0 | 0 | 0 | 0% | 0% | 1 | 0% | 0% | 1 | 0% | 0% | 1 | 0% | 0% | 1
7 | LATHROP | 150 | 6000 | 40 | 161.1% | 8.487% | 4 | 89.87% | 0% | 4 | 71.81% | 0% | 3 | 57.09% | 0% | 3
8 | BEATTY | 0 | 0 | 0 | 0% | 0% | 1 | 0% | 0% | 1 | 0% | 0% | 1 | 0% | 0% | 1
9 | VALLEY (VEA) | 0 | 0 | 0 | 0% | 0% | 1 | 0% | 0% | 1 | 0% | 0% | 1 | 0% | 0% | 1
10 | INNOVATION | 0 | 0 | 0 | 0% | 0% | 1 | 0% | 0% | 1 | 0% | 0% | 1 | 0% | 0% | 1
11 | HOODOO WASH | 0 | 0 | 0 | 0% | 0% | 1 | 0% | 0% | 1 | 0% | 0% | 1 | 0% | 0% | 1
12 | VISTA (VEA) | 0 | 0 | 0 | 0% | 0% | 1 | 0% | 0% | 1 | 0% | 0% | 1 | 0% | 0% | 1
13 | DESERT VIEW | 0 | 0 | 0 | 0% | 0% | 1 | 0% | 0% | 1 | 0% | 0% | 1 | 0% | 0% | 1
14 | CIELO AZUL | 0 | 0 | 0 | 0% | 0% | 1 | 0% | 0% | 1 | 0% | 0% | 1 | 0% | 0% | 1
15 | TROUT CANYON | 0 | 0 | 20 | 0% | 0% | 1 | 0% | 0% | 1 | 0% | 0% | 1 | 0% | 0% | 1
16 | SLOAN CANYON | 0 | 0 | 20 | 0% | 0% | 1 | 0% | 0% | 1 | 0% | 0% | 1 | 0% | 0% | 1
17 | CHARLESTON | 0 | 0 | 0 | 0% | 0% | 1 | 0% | 0% | 1 | 0% | 0% | 1 | 0% | 0% | 1
18 | JACKASS (DOE) | 0 | 0 | 0 | 0% | 0% | 1 | 0% | 0% | 1 | 0% | 0% | 1 | 0% | 0% | 1
19 | MCCULLOUGH | 0 | 0 | 0 | #N/A | #N/A | #N/A | #N/A | #N/A | #N/A | #N/A | #N/A | #N/A | #N/A | #N/A | #N/A
20 | MEAD | 0 | 0 | 0 | 0% | 0% | 1 | 0% | 0% | 1 | 0% | 0% | 1 | 0% | 0% | 1
21 | MERCURY | 0 | 0 | 0 | 0% | 0% | 1 | 0% | 0% | 1 | 0% | 0% | 1 | 0% | 0% | 1
22 | NORTHWEST (NVE) | 0 | 0 | 0 | #N/A | #N/A | #N/A | #N/A | #N/A | #N/A | #N/A | #N/A | #N/A | #N/A | #N/A | #N/A
23 | PAHRUMP | 0 | 0 | 0 | 0% | 0% | 1 | 0% | 0% | 1 | 0% | 0% | 1 | 0% | 0% | 1
24 | PALO VERDE | 0 | 0 | 0 | 0% | 0% | 1 | 0% | 0% | 1 | 0% | 0% | 1 | 0% | 0% | 1
25 | PRIMM | 0 | 0 | 0 | 0% | 0% | 1 | 0% | 0% | 1 | 0% | 0% | 1 | 0% | 0% | 1
26 | SANDY | 0 | 0 | 0 | 0% | 0% | 1 | 0% | 0% | 1 | 0% | 0% | 1 | 0% | 0% | 1
27 | THOUSANDAIRE | 0 | 0 | 0 | 0% | 0% | 1 | 0% | 0% | 1 | 0% | 0% | 1 | 0% | 0% | 1
28 | VALLEY SWITCH | 0 | 0 | 0 | 0% | 0% | 1 | 0% | 0% | 1 | 0% | 0% | 1 | 0% | 0% | 1

## Land_EnvAnalysis_Solar_2041
Land-use and environmental criteria analysis for 2041 utility-scale solar resources mapped to in-California areas for 5, 10, 15, and 20 mile radii from substations. This analysis uses the values from the "LandEnv_Solar_Data_Xmi" 5 through 20 mile tabs to calculate criteria alignment. |  |  | Utility-scale Solar Resource Density Assumption
[46 empty] | <-5 mi | [41 empty] | <-10 mi | [41 empty] | <-15 mi | [41 empty] | 20 mi
|  |  | 10 | Acres/MW | 5-mile Radius From Substation Analysis | [41 empty] | 10-mile Radius From Substation Analysis | [41 empty] | 15-mile Radius From Substation Analysis | [41 empty] | 20-mile Radius From Substation Analysis
[5 empty] | 3. Land-use Feasibility Criteria Analysis | [16 empty] | 4. Environmental (Conservation and Biological) Impact Factors Criteria Analysis | [24 empty] | 3. Land-use Feasibility Criteria Analysis | [16 empty] | 4. Environmental (Conservation and Biological) Impact Factors Criteria Analysis | [24 empty] | 3. Land-use Feasibility Criteria Analysis | [16 empty] | 4. Environmental (Conservation and Biological) Impact Factors Criteria Analysis | [24 empty] | 3. Land-use Feasibility Criteria Analysis | [16 empty] | 4. Environmental (Conservation and Biological) Impact Factors Criteria Analysis
[5 empty] | CEC Core Land-Use Screen |  |  | CEC's Parcelization |  |  |  | CEC's Cropland Index |  |  |  | Criticially Overdrafted Groundwater Basin |  | Fire Threat |  |  |  | ACE Terrestrial Connectivity |  |  |  | ACE Biodiversity |  |  |  | ACE Irreplaceability |  |  |  | ACE Combined |  |  |  | Terrestrial Landscape Intactness |  |  |  | Wetlands |  |  |  |  | CEC Core Land-Use Screen |  |  | CEC's Parcelization |  |  |  | CEC's Cropland Index |  |  |  | Criticially Overdrafted Groundwater Basin |  | Fire Threat |  |  |  | ACE Terrestrial Connectivity |  |  |  | ACE Biodiversity |  |  |  | ACE Irreplaceability |  |  |  | ACE Combined |  |  |  | Terrestrial Landscape Intactness |  |  |  | Wetlands |  |  |  |  | CEC Core Land-Use Screen |  |  | CEC's Parcelization |  |  |  | CEC's Cropland Index |  |  |  | Criticially Overdrafted Groundwater Basin |  | Fire Threat |  |  |  | ACE Terrestrial Connectivity |  |  |  | ACE Biodiversity |  |  |  | ACE Irreplaceability |  |  |  | ACE Combined |  |  |  | Terrestrial Landscape Intactness |  |  |  | Wetlands |  |  |  |  | CEC Core Land-Use Screen |  |  | CEC's Parcelization |  |  |  | CEC's Cropland Index |  |  |  | Criticially Overdrafted Groundwater Basin |  | Fire Threat |  |  |  | ACE Terrestrial Connectivity |  |  |  | ACE Biodiversity |  |  |  | ACE Irreplaceability |  |  |  | ACE Combined |  |  |  | Terrestrial Landscape Intactness |  |  |  | Wetlands
OBJECTID | IRP_Substation_Name | MWs Mapped | Acres of MWs Mapped | Distance from Substation Selected | Lower Implications Area used by MWs Mapped | High Implications Area used by MWs Mapped | Core Screen Criteria Alignment Level | Substation's 10th Percentile Value Parcelization | Low Parcelization (P ≤ 6) Area used by MWs Mapped | Medium Parcelization (6 < P ≤ 30) Area used by MWs Mapped | Parcelization Criteria Alignment Level | Total Potential Area Percentage High Value Cropland | Low Value Cropland used by MWs Mapped | High Value Cropland used by MWs Mapped | Cropland Index Criteria Alignment Level | Majority of Area within Critically Overdrafted Basin | Overdrafted Basin Criteria Alignment Level | Total Potential Area Percentage Tier 2 | Total Potential Area Percentage Tier 3 | Total Potential Area Percentage Tier 2 or 3 | Fire Threat Criteria Alignment Level | Total Potential Area Percentage Higher Implications | Low Implications Area used by MWs Mapped | Higher Implications Area used by MWs Mapped | ACE Connectivity Criteria Alignment | Total Potential Area Percentage Higher Implications | Low Implications Area used by MWs Mapped | Higher Implications Area used by MWs Mapped | ACE Biodiversity Criteria Alignment | Total Potential Area Percentage Higher Implications | Low Implications Area used by MWs Mapped | Higher Implications Area used by MWs Mapped | ACE Irreplaceability Criteria Alignment | Total Potential Area Percentage Higher Implications | Low Implications Area used by MWs Mapped | Higher Implications Area used by MWs Mapped | All ACE Criteria Alignment | Total Potential Area Percentage Higher Implications | Low Implications Area used by MWs Mapped | Higher Implications Area used by MWs Mapped | Intactness Criteria Alignment | Total Potential Area Percentage Higher Implications | Low Implications Area used by MWs Mapped | Higher Implications Area used by MWs Mapped | Wetlands Criteria Alignment |  | Lower Implications Area used by MWs Mapped | High Implications Area used by MWs Mapped | Core Screen Criteria Alignment Level | Substation's 10th Percentile Value Parcelization | Low Parcelization (P ≤ 6) Area used by MWs Mapped | Medium Parcelization (6 < P ≤ 30) Area used by MWs Mapped | Parcelization Criteria Alignment Level | Total Potential Area Percentage High Value Cropland | Low Value Cropland used by MWs Mapped | High Value Cropland used by MWs Mapped | Cropland Index Criteria Alignment Level | Majority of Area within Critically Overdrafted Basin | Overdrafted Basin Criteria Alignment Level | Total Potential Area Percentage Tier 2 | Total Potential Area Percentage Tier 3 | Total Potential Area Percentage Tier 2 or 3 | Fire Threat Criteria Alignment Level | Total Potential Area Percentage Higher Implications | Low Implications Area used by MWs Mapped | Higher Implications Area used by MWs Mapped | ACE Connectivity Criteria Alignment | Total Potential Area Percentage Higher Implications | Low Implications Area used by MWs Mapped | Higher Implications Area used by MWs Mapped | ACE Biodiversity Criteria Alignment | Total Potential Area Percentage Higher Implications | Low Implications Area used by MWs Mapped | Higher Implications Area used by MWs Mapped | ACE Irreplaceability Criteria Alignment | Total Potential Area Percentage Higher Implications | Low Implications Area used by MWs Mapped | Higher Implications Area used by MWs Mapped | All ACE Criteria Alignment | Total Potential Area Percentage Higher Implications | Low Implications Area used by MWs Mapped | Higher Implications Area used by MWs Mapped | Intactness Criteria Alignment | Total Potential Area Percentage Higher Implications | Low Implications Area used by MWs Mapped | Higher Implications Area used by MWs Mapped | Wetlands Criteria Alignment |  | Lower Implications Area used by MWs Mapped | High Implications Area used by MWs Mapped | Core Screen Criteria Alignment Level | Substation's 10th Percentile Value Parcelization | Low Parcelization (P ≤ 6) Area used by MWs Mapped | Medium Parcelization (6 < P ≤ 30) Area used by MWs Mapped | Parcelization Criteria Alignment Level | Total Potential Area Percentage High Value Cropland | Low Value Cropland used by MWs Mapped | High Value Cropland used by MWs Mapped | Cropland Index Criteria Alignment Level | Majority of Area within Critically Overdrafted Basin | Overdrafted Basin Criteria Alignment Level | Total Potential Area Percentage Tier 2 | Total Potential Area Percentage Tier 3 | Total Potential Area Percentage Tier 2 or 3 | Fire Threat Criteria Alignment Level | Total Potential Area Percentage Higher Implications | Low Implications Area used by MWs Mapped | Higher Implications Area used by MWs Mapped | ACE Connectivity Criteria Alignment | Total Potential Area Percentage Higher Implications | Low Implications Area used by MWs Mapped | Higher Implications Area used by MWs Mapped | ACE Biodiversity Criteria Alignment | Total Potential Area Percentage Higher Implications | Low Implications Area used by MWs Mapped | Higher Implications Area used by MWs Mapped | ACE Irreplaceability Criteria Alignment | Total Potential Area Percentage Higher Implications | Low Implications Area used by MWs Mapped | Higher Implications Area used by MWs Mapped | All ACE Criteria Alignment | Total Potential Area Percentage Higher Implications | Low Implications Area used by MWs Mapped | Higher Implications Area used by MWs Mapped | Intactness Criteria Alignment | Total Potential Area Percentage Higher Implications | Low Implications Area used by MWs Mapped | Higher Implications Area used by MWs Mapped | Wetlands Criteria Alignment |  | Lower Implications Area used by MWs Mapped | High Implications Area used by MWs Mapped | Core Screen Criteria Alignment Level | Substation's 10th Percentile Value Parcelization | Low Parcelization (P ≤ 6) Area used by MWs Mapped | Medium Parcelization (6 < P ≤ 30) Area used by MWs Mapped | Parcelization Criteria Alignment Level | Total Potential Area Percentage High Value Cropland | Low Value Cropland used by MWs Mapped | High Value Cropland used by MWs Mapped | Cropland Index Criteria Alignment Level | Majority of Area within Critically Overdrafted Basin | Overdrafted Basin Criteria Alignment Level | Total Potential Area Percentage Tier 2 | Total Potential Area Percentage Tier 3 | Total Potential Area Percentage Tier 2 or 3 | Fire Threat Criteria Alignment Level | Total Potential Area Percentage Higher Implications | Low Implications Area used by MWs Mapped | Higher Implications Area used by MWs Mapped | ACE Connectivity Criteria Alignment | Total Potential Area Percentage Higher Implications | Low Implications Area used by MWs Mapped | Higher Implications Area used by MWs Mapped | ACE Biodiversity Criteria Alignment | Total Potential Area Percentage Higher Implications | Low Implications Area used by MWs Mapped | Higher Implications Area used by MWs Mapped | ACE Irreplaceability Criteria Alignment | Total Potential Area Percentage Higher Implications | Low Implications Area used by MWs Mapped | Higher Implications Area used by MWs Mapped | All ACE Criteria Alignment | Total Potential Area Percentage Higher Implications | Low Implications Area used by MWs Mapped | Higher Implications Area used by MWs Mapped | Intactness Criteria Alignment | Total Potential Area Percentage Higher Implications | Low Implications Area used by MWs Mapped | Higher Implications Area used by MWs Mapped | Wetlands Criteria Alignment
1 | Cal Flats | 0 | 0 | 10 | 0% | 0% | 1 | 0.05 | 0% | 0% | 1 | 0% | 0% | 0% | 1 | 0 | 2 | 43% | 57% | 100% | 5 | 17% | 0% | 0% | 1 | 0% | 0% | 0% | 1 | 8% | 0% | 0% | 1 | 25% | 0% | 0% | 1 | 81% | 0% | 0% | 3 | 1% | 0% | 0% | 1 |  | 0% | 0% | 1 | 0.05 | 0% | 0% | 1 | 0% | 0% | 0% | 1 | 0 | 2 | 66% | 33% | 99% | 5 | 45% | 0% | 0% | 1 | 3% | 0% | 0% | 1 | 7% | 0% | 0% | 1 | 50% | 0% | 0% | 2 | 78% | 0% | 0% | 3 | 1% | 0% | 0% | 1 |  | 0% | 0% | 1 | 0.05 | 0% | 0% | 1 | 1% | 0% | 0% | 1 | 0 | 2 | 64% | 18% | 82% | 5 | 48% | 0% | 0% | 1 | 5% | 0% | 0% | 1 | 14% | 0% | 0% | 1 | 56% | 0% | 0% | 2 | 61% | 0% | 0% | 2 | 1% | 0% | 0% | 1 |  | 0% | 0% | 1 | 0.06 | 0% | 0% | 1 | 6% | 0% | 0% | 1 | 0 | 2 | 48% | 14% | 62% | 3 | 49% | 0% | 0% | 1 | 7% | 0% | 0% | 1 | 20% | 0% | 0% | 1 | 57% | 0% | 0% | 2 | 50% | 0% | 0% | 2 | 1% | 0% | 0% | 1
2 | Collinsville | 601 | 6010 | 10 | 42.6% | 0% | 2 | 0.06 | 116.6% | 4.22% | 3 | 0% | 27.66% | 0% | 2 | 0 | 2 | 63% | 0% | 63% | 3 | 17% | 27.94% | 0% | 2 | 31% | 33.29% | 0% | 2 | 26% | 31.15% | 0% | 2 | 35% | 35.67% | 0% | 2 | 1% | 23.35% | 0% | 2 | 22% | 29.69% | 0% | 2 |  | 19.66% | 0% | 1 | 0.06 | 36.08% | 0% | 2 | 2% | 19.42% | 0% | 1 | 0 | 2 | 63% | 0% | 63% | 3 | 14% | 9.278% | 0% | 1 | 39% | 13.06% | 0% | 1 | 36% | 12.32% | 0% | 1 | 49% | 15.72% | 0% | 1 | 3% | 8.213% | 0% | 1 | 20% | 9.969% | 0% | 1 |  | 16.59% | 0% | 1 | 0.07 | 14.96% | 0% | 1 | 18% | 19.42% | 0% | 1 | 0 | 2 | 48% | 0% | 48% | 2 | 15% | 4.297% | 0% | 1 | 39% | 5.942% | 0% | 1 | 37% | 5.776% | 0% | 1 | 49% | 7.067% | 0% | 1 | 7% | 3.915% | 0% | 1 | 21% | 4.578% | 0% | 1 |  | 13.89% | 0% | 1 | 0.12 | 8.689% | 0% | 1 | 31% | 19.42% | 0% | 1 | 0 | 2 | 33% | 0% | 33% | 2 | 19% | 2.395% | 0% | 1 | 33% | 2.866% | 0% | 1 | 33% | 2.904% | 0% | 1 | 46% | 3.609% | 0% | 1 | 6% | 2.051% | 0% | 1 | 16% | 2.312% | 0% | 1
3 | Santa Teresa | 0 | 0 | 10 | 0% | 0% | 1 | 0.13 | 0% | 0% | 1 | 6% | 0% | 0% | 1 | 0 | 2 | 87% | 0% | 87% | 5 | 99% | 0% | 0% | 5 | 32% | 0% | 0% | 1 | 50% | 0% | 0% | 2 | 99% | 0% | 0% | 5 | 37% | 0% | 0% | 1 | 4% | 0% | 0% | 1 |  | 0% | 0% | 1 | 0.1 | 0% | 0% | 1 | 2% | 0% | 0% | 1 | 0 | 2 | 93% | 2% | 95% | 5 | 79% | 0% | 0% | 3 | 27% | 0% | 0% | 1 | 41% | 0% | 0% | 1 | 83% | 0% | 0% | 3 | 53% | 0% | 0% | 2 | 5% | 0% | 0% | 1 |  | 0% | 0% | 1 | 0.15 | 0% | 0% | 1 | 1% | 0% | 0% | 1 | 0 | 2 | 67% | 13% | 80% | 5 | 68% | 0% | 0% | 2 | 21% | 0% | 0% | 1 | 43% | 0% | 0% | 1 | 79% | 0% | 0% | 3 | 58% | 0% | 0% | 2 | 4% | 0% | 0% | 1 |  | 0% | 0% | 1 | 0.16 | 0% | 0% | 1 | 2% | 0% | 0% | 1 | 0 | 2 | 44% | 26% | 70% | 4 | 66% | 0% | 0% | 2 | 25% | 0% | 0% | 1 | 48% | 0% | 0% | 1 | 83% | 0% | 0% | 3 | 59% | 0% | 0% | 2 | 3% | 0% | 0% | 1
4 | Carrizo Gorge | 0 | 0 | 10 | 0% | 0% | 1 | 0.1 | 0% | 0% | 1 | 0% | 0% | 0% | 1 | 0 | 2 | 58% | 35% | 93% | 5 | 0% | 0% | 0% | 1 | 22% | 0% | 0% | 1 | 60% | 0% | 0% | 2 | 62% | 0% | 0% | 2 | 21% | 0% | 0% | 1 | 2% | 0% | 0% | 1 |  | 0% | 0% | 1 | 0.09 | 0% | 0% | 1 | 0% | 0% | 0% | 1 | 0 | 2 | 34% | 54% | 88% | 5 | 9% | 0% | 0% | 1 | 9% | 0% | 0% | 1 | 29% | 0% | 0% | 1 | 37% | 0% | 0% | 1 | 32% | 0% | 0% | 1 | 2% | 0% | 0% | 1 |  | 0% | 0% | 1 | 0.09 | 0% | 0% | 1 | 0% | 0% | 0% | 1 | 0 | 2 | 22% | 62% | 84% | 5 | 9% | 0% | 0% | 1 | 21% | 0% | 0% | 1 | 31% | 0% | 0% | 1 | 48% | 0% | 0% | 1 | 39% | 0% | 0% | 1 | 2% | 0% | 0% | 1 |  | 0% | 0% | 1 | 0.08 | 0% | 0% | 1 | 0% | 0% | 0% | 1 | 0 | 2 | 16% | 63% | 79% | 5 | 14% | 0% | 0% | 1 | 25% | 0% | 0% | 1 | 34% | 0% | 0% | 1 | 54% | 0% | 0% | 2 | 44% | 0% | 0% | 1 | 2% | 0% | 0% | 1
5 | Avenal | 0 | 0 | 0 | 0% | 0% | 1 | 0.05 | 0% | 0% | 1 | 6% | 0% | 0% | 1 | 0 | 2 | 36% | 0% | 36% | 2 | 39% | 0% | 0% | 1 | 0% | 0% | 0% | 1 | 31% | 0% | 0% | 1 | 67% | 0% | 0% | 2 | 21% | 0% | 0% | 1 | 0% | 0% | 0% | 1 |  | 0% | 0% | 1 | 0.07 | 0% | 0% | 1 | 16% | 0% | 0% | 1 | 0 | 2 | 36% | 0% | 36% | 2 | 51% | 0% | 0% | 2 | 1% | 0% | 0% | 1 | 18% | 0% | 0% | 1 | 65% | 0% | 0% | 2 | 29% | 0% | 0% | 1 | 0% | 0% | 0% | 1 |  | 0% | 0% | 1 | 0.07 | 0% | 0% | 1 | 26% | 0% | 0% | 1 | 0 | 2 | 30% | 1% | 31% | 2 | 43% | 0% | 0% | 1 | 2% | 0% | 0% | 1 | 16% | 0% | 0% | 1 | 53% | 0% | 0% | 2 | 24% | 0% | 0% | 1 | 1% | 0% | 0% | 1 |  | 0% | 0% | 1 | 0.07 | 0% | 0% | 1 | 25% | 0% | 0% | 1 | 0 | 2 | 28% | 4% | 32% | 2 | 47% | 0% | 0% | 1 | 6% | 0% | 0% | 1 | 18% | 0% | 0% | 1 | 56% | 0% | 0% | 2 | 24% | 0% | 0% | 1 | 1% | 0% | 0% | 1
6 | Crazy Horse Canyon | 0 | 0 | 10 | 0% | 0% | 1 | 0.14 | 0% | 0% | 1 | 12% | 0% | 0% | 1 | 0 | 2 | 66% | 0% | 66% | 3 | 60% | 0% | 0% | 2 | 10% | 0% | 0% | 1 | 19% | 0% | 0% | 1 | 65% | 0% | 0% | 2 | 35% | 0% | 0% | 1 | 9% | 0% | 0% | 1 |  | 0% | 0% | 1 | 0.17 | 0% | 0% | 1 | 32% | 0% | 0% | 1 | 0 | 2 | 38% | 0% | 38% | 2 | 24% | 0% | 0% | 1 | 17% | 0% | 0% | 1 | 21% | 0% | 0% | 1 | 41% | 0% | 0% | 1 | 19% | 0% | 0% | 1 | 6% | 0% | 0% | 1 |  | 0% | 0% | 1 | 0.14 | 0% | 0% | 1 | 33% | 0% | 0% | 1 | 0 | 2 | 33% | 4% | 37% | 2 | 26% | 0% | 0% | 1 | 15% | 0% | 0% | 1 | 22% | 0% | 0% | 1 | 44% | 0% | 0% | 1 | 24% | 0% | 0% | 1 | 5% | 0% | 0% | 1 |  | 0% | 0% | 1 | 0.14 | 0% | 0% | 1 | 27% | 0% | 0% | 1 | 0 | 2 | 43% | 6% | 49% | 2 | 36% | 0% | 0% | 1 | 14% | 0% | 0% | 1 | 25% | 0% | 0% | 1 | 53% | 0% | 0% | 2 | 32% | 0% | 0% | 1 | 5% | 0% | 0% | 1
7 | Estrella | 0 | 0 | 10 | 0% | 0% | 1 | 0.21 | 0% | 0% | 1 | 18% | 0% | 0% | 1 | 0 | 2 | 5% | 0% | 5% | 1 | 0% | 0% | 0% | 1 | 0% | 0% | 0% | 1 | 23% | 0% | 0% | 1 | 23% | 0% | 0% | 1 | 4% | 0% | 0% | 1 | 5% | 0% | 0% | 1 |  | 0% | 0% | 1 | 0.17 | 0% | 0% | 1 | 11% | 0% | 0% | 1 | 0 | 2 | 33% | 0% | 33% | 2 | 5% | 0% | 0% | 1 | 2% | 0% | 0% | 1 | 17% | 0% | 0% | 1 | 23% | 0% | 0% | 1 | 19% | 0% | 0% | 1 | 2% | 0% | 0% | 1 |  | 0% | 0% | 1 | 0.13 | 0% | 0% | 1 | 7% | 0% | 0% | 1 | 0 | 2 | 55% | 4% | 59% | 3 | 17% | 0% | 0% | 1 | 12% | 0% | 0% | 1 | 24% | 0% | 0% | 1 | 33% | 0% | 0% | 1 | 32% | 0% | 0% | 1 | 2% | 0% | 0% | 1 |  | 0% | 0% | 1 | 0.1 | 0% | 0% | 1 | 5% | 0% | 0% | 1 | 0 | 2 | 58% | 13% | 71% | 3 | 26% | 0% | 0% | 1 | 15% | 0% | 0% | 1 | 28% | 0% | 0% | 1 | 43% | 0% | 0% | 1 | 42% | 0% | 0% | 1 | 3% | 0% | 0% | 1
8 | Ocean Ranch | 0 | 0 | 10 | 0% | 0% | 1 | 0.4 | 0% | 0% | 1 | 22% | 0% | 0% | 1 | 0 | 2 | 0% | 0% | 0% | 1 | 32% | 0% | 0% | 1 | 38% | 0% | 0% | 1 | 39% | 0% | 0% | 1 | 39% | 0% | 0% | 1 | 0% | 0% | 0% | 1 | 6% | 0% | 0% | 1 |  | 0% | 0% | 1 | 0.37 | 0% | 0% | 1 | 9% | 0% | 0% | 1 | 0 | 2 | 12% | 0% | 12% | 1 | 74% | 0% | 0% | 3 | 39% | 0% | 0% | 1 | 57% | 0% | 0% | 2 | 85% | 0% | 0% | 3 | 4% | 0% | 0% | 1 | 6% | 0% | 0% | 1 |  | 0% | 0% | 1 | 0.4 | 0% | 0% | 1 | 5% | 0% | 0% | 1 | 0 | 2 | 51% | 6% | 57% | 3 | 51% | 0% | 0% | 2 | 17% | 0% | 0% | 1 | 36% | 0% | 0% | 1 | 61% | 0% | 0% | 2 | 4% | 0% | 0% | 1 | 7% | 0% | 0% | 1 |  | 0% | 0% | 1 | 0.37 | 0% | 0% | 1 | 5% | 0% | 0% | 1 | 0 | 2 | 48% | 31% | 79% | 5 | 56% | 0% | 0% | 2 | 16% | 0% | 0% | 1 | 33% | 0% | 0% | 1 | 65% | 0% | 0% | 2 | 11% | 0% | 0% | 1 | 7% | 0% | 0% | 1
9 | Green Valley | 0 | 0 | 10 | 0% | 0% | 1 | 0.24 | 0% | 0% | 1 | 30% | 0% | 0% | 1 | 0 | 2 | 1% | 0% | 1% | 1 | 30% | 0% | 0% | 1 | 25% | 0% | 0% | 1 | 52% | 0% | 0% | 2 | 66% | 0% | 0% | 2 | 12% | 0% | 0% | 1 | 5% | 0% | 0% | 1 |  | 0% | 0% | 1 | 0.23 | 0% | 0% | 1 | 18% | 0% | 0% | 1 | 0 | 2 | 26% | 0% | 26% | 2 | 40% | 0% | 0% | 1 | 23% | 0% | 0% | 1 | 38% | 0% | 0% | 1 | 69% | 0% | 0% | 2 | 26% | 0% | 0% | 1 | 6% | 0% | 0% | 1 |  | 0% | 0% | 1 | 0.22 | 0% | 0% | 1 | 19% | 0% | 0% | 1 | 0 | 2 | 34% | 0% | 34% | 2 | 39% | 0% | 0% | 1 | 16% | 0% | 0% | 1 | 29% | 0% | 0% | 1 | 60% | 0% | 0% | 2 | 25% | 0% | 0% | 1 | 5% | 0% | 0% | 1 |  | 0% | 0% | 1 | 0.19 | 0% | 0% | 1 | 21% | 0% | 0% | 1 | 0 | 2 | 40% | 0% | 40% | 2 | 39% | 0% | 0% | 1 | 16% | 0% | 0% | 1 | 30% | 0% | 0% | 1 | 58% | 0% | 0% | 2 | 26% | 0% | 0% | 1 | 5% | 0% | 0% | 1
10 | Union (Estrella) | 0 | 0 | 10 | 0% | 0% | 1 | 0.21 | 0% | 0% | 1 | 18% | 0% | 0% | 1 | 0 | 2 | 5% | 0% | 5% | 1 | 0% | 0% | 0% | 1 | 0% | 0% | 0% | 1 | 23% | 0% | 0% | 1 | 23% | 0% | 0% | 1 | 4% | 0% | 0% | 1 | 5% | 0% | 0% | 1 |  | 0% | 0% | 1 | 0.17 | 0% | 0% | 1 | 11% | 0% | 0% | 1 | 0 | 2 | 33% | 0% | 33% | 2 | 5% | 0% | 0% | 1 | 2% | 0% | 0% | 1 | 17% | 0% | 0% | 1 | 23% | 0% | 0% | 1 | 19% | 0% | 0% | 1 | 2% | 0% | 0% | 1 |  | 0% | 0% | 1 | 0.13 | 0% | 0% | 1 | 7% | 0% | 0% | 1 | 0 | 2 | 55% | 4% | 59% | 3 | 17% | 0% | 0% | 1 | 12% | 0% | 0% | 1 | 24% | 0% | 0% | 1 | 33% | 0% | 0% | 1 | 32% | 0% | 0% | 1 | 2% | 0% | 0% | 1 |  | 0% | 0% | 1 | 0.1 | 0% | 0% | 1 | 5% | 0% | 0% | 1 | 0 | 2 | 58% | 13% | 71% | 3 | 26% | 0% | 0% | 1 | 15% | 0% | 0% | 1 | 28% | 0% | 0% | 1 | 43% | 0% | 0% | 1 | 42% | 0% | 0% | 1 | 3% | 0% | 0% | 1
11 | Crescent | 35 | 350 | 10 | 1.354% | 0% | 1 | 0.06 | 2.764% | 0% | 1 | 13% | 0.9959% | 0% | 1 | 0 | 2 | 1% | 0% | 1% | 1 | 34% | 1.253% | 0% | 1 | 8% | 0.9004% | 0% | 1 | 8% | 0.9004% | 0% | 1 | 34% | 1.253% | 0% | 1 | 0% | 0.8274% | 0% | 1 | 0% | 0.8313% | 0% | 1 |  | 0.3436% | 0% | 1 | 0.07 | 0.7304% | 0% | 1 | 24% | 0.2679% | 0% | 1 | 0 | 2 | 0% | 0% | 0% | 1 | 24% | 0.2508% | 0% | 1 | 6% | 0.2019% | 0% | 1 | 6% | 0.2024% | 0% | 1 | 26% | 0.2573% | 0% | 1 | 0% | 0.1896% | 0% | 1 | 1% | 0.1922% | 0% | 1 |  | 0.1988% | 0% | 1 | 0.07 | 0.4654% | 0% | 1 | 38% | 0.2679% | 0% | 1 | 0 | 2 | 1% | 0% | 1% | 1 | 18% | 0.106% | 0% | 1 | 7% | 0.09356% | 0% | 1 | 9% | 0.09563% | 0% | 1 | 24% | 0.114% | 0% | 1 | 0% | 0.08688% | 0% | 1 | 2% | 0.08836% | 0% | 1 |  | 0.1468% | 0% | 1 | 0.08 | 0.2636% | 0% | 1 | 44% | 0.2679% | 0% | 1 | 0 | 2 | 6% | 0% | 6% | 1 | 23% | 0.06531% | 0% | 1 | 7% | 0.05394% | 0% | 1 | 10% | 0.05582% | 0% | 1 | 28% | 0.06992% | 0% | 1 | 4% | 0.05251% | 0% | 1 | 2% | 0.05114% | 0% | 1
12 | Vincent | 2050 | 20500 | 10 | 213.9% | 211.2% | 5 | 0.47 | 512500% | 1425% | 5 | 0% | 545950% | 77979% | 5 | 0 | 2 | 28% | 0% | 28% | 2 | 0% | 139% | 999.9% | 5 | 22% | 177.5% | 279.3% | 5 | 13% | 159.5% | 402.8% | 5 | 22% | 177.5% | 279.3% | 5 | 14% | 162.3% | 370.6% | 5 | 2% | 141.6% | 2221% | 5 |  | 114.3% | 8.537% | 4 | 0.35 | 1207% | 159.7% | 5 | 2% | 3039% | 77979% | 5 | 0 | 2 | 40% | 3% | 43% | 2 | 10% | 47.66% | 0% | 2 | 35% | 66.01% | 0% | 3 | 23% | 55.61% | 0% | 3 | 45% | 78.33% | 0% | 4 | 28% | 59.72% | 0% | 3 | 2% | 43.67% | 0% | 2 |  | 56.68% | 0% | 3 | 0.4 | 584.2% | 60% | 5 | 5% | 3039% | 77979% | 5 | 0 | 2 | 22% | 10% | 32% | 3 | 11% | 18.52% | 0% | 1 | 45% | 29.77% | 0% | 2 | 28% | 23.02% | 0% | 2 | 56% | 37.18% | 0% | 2 | 25% | 22.04% | 0% | 2 | 3% | 16.96% | 0% | 1 |  | 26.45% | 0% | 2 | 0.49 | 174.1% | 20.96% | 5 | 5% | 3039% | 77979% | 5 | 0 | 2 | 16% | 11% | 27% | 3 | 12% | 9.105% | 0% | 1 | 44% | 14.35% | 0% | 1 | 29% | 11.31% | 0% | 1 | 56% | 18.21% | 0% | 2 | 24% | 10.46% | 0% | 1 | 3% | 8.231% | 0% | 1
13 | El Nido (PGE) | 0 | 0 | 10 | 0% | 0% | 1 | 0.08 | 0% | 0% | 1 | 34% | 0% | 0% | 1 | 0 | 2 | 0% | 0% | 0% | 1 | 24% | 0% | 0% | 1 | 20% | 0% | 0% | 1 | 29% | 0% | 0% | 1 | 45% | 0% | 0% | 1 | 2% | 0% | 0% | 1 | 7% | 0% | 0% | 1 |  | 0% | 0% | 1 | 0.08 | 0% | 0% | 1 | 36% | 0% | 0% | 1 | 0 | 2 | 4% | 0% | 4% | 1 | 41% | 0% | 0% | 1 | 25% | 0% | 0% | 1 | 28% | 0% | 0% | 1 | 56% | 0% | 0% | 2 | 1% | 0% | 0% | 1 | 7% | 0% | 0% | 1 |  | 0% | 0% | 1 | 0.1 | 0% | 0% | 1 | 39% | 0% | 0% | 1 | 0 | 2 | 9% | 0% | 9% | 1 | 41% | 0% | 0% | 1 | 16% | 0% | 0% | 1 | 22% | 0% | 0% | 1 | 51% | 0% | 0% | 2 | 1% | 0% | 0% | 1 | 7% | 0% | 0% | 1 |  | 0% | 0% | 1 | 0.09 | 0% | 0% | 1 | 33% | 0% | 0% | 1 | 0 | 2 | 18% | 0% | 18% | 1 | 44% | 0% | 0% | 1 | 24% | 0% | 0% | 1 | 28% | 0% | 0% | 1 | 54% | 0% | 0% | 2 | 5% | 0% | 0% | 1 | 12% | 0% | 0% | 1
14 | Cortina | 0 | 0 | 10 | 0% | 0% | 1 | 0.08 | 0% | 0% | 1 | 48% | 0% | 0% | 1 | 0 | 2 | 21% | 22% | 43% | 4 | 42% | 0% | 0% | 1 | 6% | 0% | 0% | 1 | 29% | 0% | 0% | 1 | 70% | 0% | 0% | 3 | 27% | 0% | 0% | 1 | 1% | 0% | 0% | 1 |  | 0% | 0% | 1 | 0.07 | 0% | 0% | 1 | 38% | 0% | 0% | 1 | 0 | 2 | 15% | 30% | 45% | 5 | 37% | 0% | 0% | 1 | 12% | 0% | 0% | 1 | 46% | 0% | 0% | 1 | 73% | 0% | 0% | 3 | 35% | 0% | 0% | 1 | 1% | 0% | 0% | 1 |  | 0% | 0% | 1 | 0.07 | 0% | 0% | 1 | 36% | 0% | 0% | 1 | 0 | 2 | 13% | 32% | 45% | 5 | 41% | 0% | 0% | 1 | 11% | 0% | 0% | 1 | 45% | 0% | 0% | 1 | 73% | 0% | 0% | 3 | 36% | 0% | 0% | 1 | 2% | 0% | 0% | 1 |  | 0% | 0% | 1 | 0.07 | 0% | 0% | 1 | 36% | 0% | 0% | 1 | 0 | 2 | 15% | 30% | 45% | 5 | 42% | 0% | 0% | 1 | 14% | 0% | 0% | 1 | 41% | 0% | 0% | 1 | 70% | 0% | 0% | 3 | 36% | 0% | 0% | 1 | 3% | 0% | 0% | 1
15 | Delta Pumps | 0 | 0 | 0 | 0% | 0% | 1 | 0.15 | 0% | 0% | 1 | 18% | 0% | 0% | 1 | 0 | 2 | 76% | 0% | 76% | 5 | 72% | 0% | 0% | 3 | 59% | 0% | 0% | 2 | 69% | 0% | 0% | 2 | 91% | 0% | 0% | 4 | 9% | 0% | 0% | 1 | 10% | 0% | 0% | 1 |  | 0% | 0% | 1 | 0.13 | 0% | 0% | 1 | 37% | 0% | 0% | 1 | 0 | 2 | 51% | 0% | 51% | 3 | 51% | 0% | 0% | 2 | 44% | 0% | 0% | 1 | 48% | 0% | 0% | 1 | 66% | 0% | 0% | 2 | 10% | 0% | 0% | 1 | 6% | 0% | 0% | 1 |  | 0% | 0% | 1 | 0.14 | 0% | 0% | 1 | 39% | 0% | 0% | 1 | 0 | 2 | 47% | 2% | 49% | 2 | 46% | 0% | 0% | 1 | 40% | 0% | 0% | 1 | 42% | 0% | 0% | 1 | 60% | 0% | 0% | 2 | 19% | 0% | 0% | 1 | 7% | 0% | 0% | 1 |  | 0% | 0% | 1 | 0.14 | 0% | 0% | 1 | 40% | 0% | 0% | 1 | 0 | 2 | 40% | 5% | 45% | 2 | 44% | 0% | 0% | 1 | 36% | 0% | 0% | 1 | 38% | 0% | 0% | 1 | 59% | 0% | 0% | 2 | 21% | 0% | 0% | 1 | 7% | 0% | 0% | 1
16 | Morgan Hill | 0 | 0 | 10 | 0% | 0% | 1 | 0.23 | 0% | 0% | 1 | 2% | 0% | 0% | 1 | 0 | 2 | 92% | 0% | 92% | 5 | 53% | 0% | 0% | 2 | 7% | 0% | 0% | 1 | 10% | 0% | 0% | 1 | 53% | 0% | 0% | 2 | 40% | 0% | 0% | 1 | 8% | 0% | 0% | 1 |  | 0% | 0% | 1 | 0.17 | 0% | 0% | 1 | 5% | 0% | 0% | 1 | 0 | 2 | 78% | 1% | 79% | 5 | 70% | 0% | 0% | 3 | 13% | 0% | 0% | 1 | 25% | 0% | 0% | 1 | 70% | 0% | 0% | 3 | 45% | 0% | 0% | 1 | 5% | 0% | 0% | 1 |  | 0% | 0% | 1 | 0.14 | 0% | 0% | 1 | 8% | 0% | 0% | 1 | 0 | 2 | 53% | 16% | 69% | 3 | 69% | 0% | 0% | 2 | 12% | 0% | 0% | 1 | 29% | 0% | 0% | 1 | 75% | 0% | 0% | 3 | 54% | 0% | 0% | 2 | 4% | 0% | 0% | 1 |  | 0% | 0% | 1 | 0.15 | 0% | 0% | 1 | 10% | 0% | 0% | 1 | 0 | 2 | 45% | 19% | 64% | 3 | 56% | 0% | 0% | 2 | 19% | 0% | 0% | 1 | 32% | 0% | 0% | 1 | 70% | 0% | 0% | 3 | 51% | 0% | 0% | 2 | 4% | 0% | 0% | 1
17 | Jessup | 0 | 0 | 10 | 0% | 0% | 1 | 0.37 | 0% | 0% | 1 | 8% | 0% | 0% | 1 | 0 | 2 | 51% | 39% | 90% | 5 | 55% | 0% | 0% | 2 | 15% | 0% | 0% | 1 | 15% | 0% | 0% | 1 | 56% | 0% | 0% | 2 | 17% | 0% | 0% | 1 | 8% | 0% | 0% | 1 |  | 0% | 0% | 1 | 0.33 | 0% | 0% | 1 | 7% | 0% | 0% | 1 | 0 | 2 | 69% | 26% | 95% | 5 | 57% | 0% | 0% | 2 | 24% | 0% | 0% | 1 | 23% | 0% | 0% | 1 | 70% | 0% | 0% | 3 | 21% | 0% | 0% | 1 | 17% | 0% | 0% | 1 |  | 0% | 0% | 1 | 0.26 | 0% | 0% | 1 | 3% | 0% | 0% | 1 | 0 | 2 | 65% | 31% | 96% | 5 | 54% | 0% | 0% | 2 | 14% | 0% | 0% | 1 | 14% | 0% | 0% | 1 | 61% | 0% | 0% | 2 | 42% | 0% | 0% | 1 | 11% | 0% | 0% | 1 |  | 0% | 0% | 1 | 0.19 | 0% | 0% | 1 | 2% | 0% | 0% | 1 | 0 | 2 | 62% | 34% | 96% | 5 | 44% | 0% | 0% | 1 | 11% | 0% | 0% | 1 | 16% | 0% | 0% | 1 | 53% | 0% | 0% | 2 | 54% | 0% | 0% | 2 | 9% | 0% | 0% | 1
18 | Elk Hills | 0 | 0 | 10 | 0% | 0% | 1 | 0.05 | 0% | 0% | 1 | 2% | 0% | 0% | 1 | 0 | 2 | 5% | 0% | 5% | 1 | 32% | 0% | 0% | 1 | 89% | 0% | 0% | 3 | 100% | 0% | 0% | 5 | 100% | 0% | 0% | 5 | 1% | 0% | 0% | 1 | 1% | 0% | 0% | 1 |  | 0% | 0% | 1 | 0.05 | 0% | 0% | 1 | 21% | 0% | 0% | 1 | 0 | 2 | 9% | 0% | 9% | 1 | 37% | 0% | 0% | 1 | 61% | 0% | 0% | 2 | 90% | 0% | 0% | 4 | 92% | 0% | 0% | 4 | 2% | 0% | 0% | 1 | 8% | 0% | 0% | 1 |  | 0% | 0% | 1 | 0.08 | 0% | 0% | 1 | 39% | 0% | 0% | 1 | 0 | 2 | 6% | 0% | 6% | 1 | 27% | 0% | 0% | 1 | 41% | 0% | 0% | 1 | 69% | 0% | 0% | 2 | 73% | 0% | 0% | 3 | 2% | 0% | 0% | 1 | 7% | 0% | 0% | 1 |  | 0% | 0% | 1 | 0.09 | 0% | 0% | 1 | 44% | 0% | 0% | 1 | 0 | 2 | 5% | 0% | 5% | 1 | 19% | 0% | 0% | 1 | 31% | 0% | 0% | 1 | 57% | 0% | 0% | 2 | 62% | 0% | 0% | 2 | 4% | 0% | 0% | 1 | 5% | 0% | 0% | 1
19 | Ignacio | 0 | 0 | 10 | 0% | 0% | 1 | 0.18 | 0% | 0% | 1 | 0% | 0% | 0% | 1 | 0 | 2 | 24% | 0% | 24% | 2 | 14% | 0% | 0% | 1 | 28% | 0% | 0% | 1 | 36% | 0% | 0% | 1 | 46% | 0% | 0% | 1 | 21% | 0% | 0% | 1 | 19% | 0% | 0% | 1 |  | 0% | 0% | 1 | 0.14 | 0% | 0% | 1 | 3% | 0% | 0% | 1 | 0 | 2 | 48% | 0% | 48% | 2 | 63% | 0% | 0% | 2 | 27% | 0% | 0% | 1 | 38% | 0% | 0% | 1 | 71% | 0% | 0% | 3 | 31% | 0% | 0% | 1 | 8% | 0% | 0% | 1 |  | 0% | 0% | 1 | 0.29 | 0% | 0% | 1 | 7% | 0% | 0% | 1 | 0 | 2 | 45% | 0% | 45% | 2 | 60% | 0% | 0% | 2 | 29% | 0% | 0% | 1 | 51% | 0% | 0% | 2 | 79% | 0% | 0% | 3 | 28% | 0% | 0% | 1 | 8% | 0% | 0% | 1 |  | 0% | 0% | 1 | 0.36 | 0% | 0% | 1 | 6% | 0% | 0% | 1 | 0 | 2 | 46% | 0% | 46% | 2 | 57% | 0% | 0% | 2 | 29% | 0% | 0% | 1 | 56% | 0% | 0% | 2 | 83% | 0% | 0% | 3 | 30% | 0% | 0% | 1 | 7% | 0% | 0% | 1
20 | Malin | 0 | 0 | 10 | 0% | 0% | 1 | 0 | 0% | 0% | 1 | 10% | 0% | 0% | 1 | 0 | 2 | 20% | 0% | 20% | 2 | 54% | 0% | 0% | 2 | 0% | 0% | 0% | 1 | 0% | 0% | 0% | 1 | 54% | 0% | 0% | 2 | 26% | 0% | 0% | 1 | 2% | 0% | 0% | 1 |  | 0% | 0% | 1 | 0.01 | 0% | 0% | 1 | 26% | 0% | 0% | 1 | 0 | 2 | 8% | 0% | 8% | 1 | 52% | 0% | 0% | 2 | 0% | 0% | 0% | 1 | 0% | 0% | 0% | 1 | 52% | 0% | 0% | 2 | 40% | 0% | 0% | 1 | 1% | 0% | 0% | 1 |  | 0% | 0% | 1 | 0.01 | 0% | 0% | 1 | 25% | 0% | 0% | 1 | 0 | 2 | 5% | 0% | 5% | 1 | 52% | 0% | 0% | 2 | 3% | 0% | 0% | 1 | 0% | 0% | 0% | 1 | 55% | 0% | 0% | 2 | 46% | 0% | 0% | 1 | 2% | 0% | 0% | 1 |  | 0% | 0% | 1 | 0.01 | 0% | 0% | 1 | 16% | 0% | 0% | 1 | 0 | 2 | 6% | 0% | 6% | 1 | 62% | 0% | 0% | 2 | 10% | 0% | 0% | 1 | 7% | 0% | 0% | 1 | 65% | 0% | 0% | 2 | 61% | 0% | 0% | 2 | 3% | 0% | 0% | 1
21 | Redbud | 0 | 0 | 10 | 0% | 0% | 1 | 0.13 | 0% | 0% | 1 | 4% | 0% | 0% | 1 | 0 | 2 | 53% | 44% | 97% | 5 | 26% | 0% | 0% | 1 | 0% | 0% | 0% | 1 | 15% | 0% | 0% | 1 | 41% | 0% | 0% | 1 | 27% | 0% | 0% | 1 | 1% | 0% | 0% | 1 |  | 0% | 0% | 1 | 0.14 | 0% | 0% | 1 | 8% | 0% | 0% | 1 | 0 | 2 | 41% | 51% | 92% | 5 | 20% | 0% | 0% | 1 | 33% | 0% | 0% | 1 | 49% | 0% | 0% | 1 | 64% | 0% | 0% | 2 | 23% | 0% | 0% | 1 | 1% | 0% | 0% | 1 |  | 0% | 0% | 1 | 0.15 | 0% | 0% | 1 | 6% | 0% | 0% | 1 | 0 | 2 | 30% | 62% | 92% | 5 | 37% | 0% | 0% | 1 | 34% | 0% | 0% | 1 | 67% | 0% | 0% | 2 | 77% | 0% | 0% | 3 | 28% | 0% | 0% | 1 | 2% | 0% | 0% | 1 |  | 0% | 0% | 1 | 0.1 | 0% | 0% | 1 | 4% | 0% | 0% | 1 | 0 | 2 | 32% | 61% | 93% | 5 | 49% | 0% | 0% | 1 | 30% | 0% | 0% | 1 | 53% | 0% | 0% | 2 | 76% | 0% | 0% | 3 | 41% | 0% | 0% | 1 | 2% | 0% | 0% | 1
22 | Arcata | 0 | 0 | 10 | 0% | 0% | 1 | 0.17 | 0% | 0% | 1 | 0% | 0% | 0% | 1 | 0 | 2 | 0% | 0% | 0% | 1 | 6% | 0% | 0% | 1 | 48% | 0% | 0% | 1 | 73% | 0% | 0% | 3 | 73% | 0% | 0% | 3 | 18% | 0% | 0% | 1 | 33% | 0% | 0% | 1 |  | 0% | 0% | 1 | 0.13 | 0% | 0% | 1 | 0% | 0% | 0% | 1 | 0 | 2 | 0% | 0% | 0% | 1 | 10% | 0% | 0% | 1 | 48% | 0% | 0% | 1 | 60% | 0% | 0% | 2 | 64% | 0% | 0% | 2 | 26% | 0% | 0% | 1 | 12% | 0% | 0% | 1 |  | 0% | 0% | 1 | 0.08 | 0% | 0% | 1 | 0% | 0% | 0% | 1 | 0 | 2 | 0% | 0% | 0% | 1 | 5% | 0% | 0% | 1 | 32% | 0% | 0% | 1 | 39% | 0% | 0% | 1 | 41% | 0% | 0% | 1 | 24% | 0% | 0% | 1 | 7% | 0% | 0% | 1 |  | 0% | 0% | 1 | 0.07 | 0% | 0% | 1 | 0% | 0% | 0% | 1 | 0 | 2 | 1% | 0% | 1% | 1 | 5% | 0% | 0% | 1 | 27% | 0% | 0% | 1 | 31% | 0% | 0% | 1 | 34% | 0% | 0% | 1 | 24% | 0% | 0% | 1 | 10% | 0% | 0% | 1
23 | Suncrest | 0 | 0 | 10 | 0% | 0% | 1 | 0.13 | 0% | 0% | 1 | 0% | 0% | 0% | 1 | 0 | 2 | 13% | 87% | 100% | 5 | 18% | 0% | 0% | 1 | 26% | 0% | 0% | 1 | 49% | 0% | 0% | 1 | 57% | 0% | 0% | 2 | 51% | 0% | 0% | 2 | 4% | 0% | 0% | 1 |  | 0% | 0% | 1 | 0.13 | 0% | 0% | 1 | 0% | 0% | 0% | 1 | 0 | 2 | 9% | 91% | 100% | 5 | 19% | 0% | 0% | 1 | 29% | 0% | 0% | 1 | 58% | 0% | 0% | 2 | 64% | 0% | 0% | 2 | 55% | 0% | 0% | 2 | 4% | 0% | 0% | 1 |  | 0% | 0% | 1 | 0.11 | 0% | 0% | 1 | 0% | 0% | 0% | 1 | 0 | 2 | 8% | 91% | 99% | 5 | 20% | 0% | 0% | 1 | 35% | 0% | 0% | 1 | 60% | 0% | 0% | 2 | 72% | 0% | 0% | 3 | 54% | 0% | 0% | 2 | 4% | 0% | 0% | 1 |  | 0% | 0% | 1 | 0.12 | 0% | 0% | 1 | 0% | 0% | 0% | 1 | 0 | 2 | 10% | 89% | 99% | 5 | 25% | 0% | 0% | 1 | 32% | 0% | 0% | 1 | 53% | 0% | 0% | 2 | 68% | 0% | 0% | 2 | 50% | 0% | 0% | 2 | 4% | 0% | 0% | 1
24 | Cressey | 0 | 0 | 10 | 0% | 0% | 1 | 0.16 | 0% | 0% | 1 | 60% | 0% | 0% | 2 | 0 | 2 | 4% | 0% | 4% | 1 | 16% | 0% | 0% | 1 | 9% | 0% | 0% | 1 | 7% | 0% | 0% | 1 | 25% | 0% | 0% | 1 | 0% | 0% | 0% | 1 | 6% | 0% | 0% | 1 |  | 0% | 0% | 1 | 0.12 | 0% | 0% | 1 | 45% | 0% | 0% | 1 | 0 | 2 | 9% | 0% | 9% | 1 | 21% | 0% | 0% | 1 | 15% | 0% | 0% | 1 | 21% | 0% | 0% | 1 | 35% | 0% | 0% | 1 | 1% | 0% | 0% | 1 | 6% | 0% | 0% | 1 |  | 0% | 0% | 1 | 0.12 | 0% | 0% | 1 | 40% | 0% | 0% | 1 | 0 | 2 | 18% | 0% | 18% | 1 | 30% | 0% | 0% | 1 | 23% | 0% | 0% | 1 | 30% | 0% | 0% | 1 | 45% | 0% | 0% | 1 | 5% | 0% | 0% | 1 | 8% | 0% | 0% | 1 |  | 0% | 0% | 1 | 0.1 | 0% | 0% | 1 | 37% | 0% | 0% | 1 | 0 | 2 | 24% | 0% | 24% | 2 | 41% | 0% | 0% | 1 | 29% | 0% | 0% | 1 | 35% | 0% | 0% | 1 | 54% | 0% | 0% | 2 | 13% | 0% | 0% | 1 | 12% | 0% | 0% | 1
25 | Kearny | 0 | 0 | 0 | 0% | 0% | 1 | 0.02 | 0% | 0% | 1 | 0% | 0% | 0% | 1 | 0 | 2 | 79% | 0% | 79% | 5 | 0% | 0% | 0% | 1 | 100% | 0% | 0% | 5 | 0% | 0% | 0% | 1 | 100% | 0% | 0% | 5 | 0% | 0% | 0% | 1 | 24% | 0% | 0% | 1 |  | 0% | 0% | 1 | 0.24 | 0% | 0% | 1 | 0% | 0% | 0% | 1 | 0 | 2 | 26% | 0% | 26% | 2 | 26% | 0% | 0% | 1 | 27% | 0% | 0% | 1 | 47% | 0% | 0% | 1 | 73% | 0% | 0% | 3 | 3% | 0% | 0% | 1 | 2% | 0% | 0% | 1 |  | 0% | 0% | 1 | 0.21 | 0% | 0% | 1 | 0% | 0% | 0% | 1 | 0 | 2 | 15% | 41% | 56% | 5 | 42% | 0% | 0% | 1 | 39% | 0% | 0% | 1 | 64% | 0% | 0% | 2 | 90% | 0% | 0% | 4 | 10% | 0% | 0% | 1 | 2% | 0% | 0% | 1 |  | 0% | 0% | 1 | 0.22 | 0% | 0% | 1 | 1% | 0% | 0% | 1 | 0 | 2 | 38% | 44% | 82% | 5 | 49% | 0% | 0% | 1 | 53% | 0% | 0% | 2 | 71% | 0% | 0% | 3 | 89% | 0% | 0% | 3 | 19% | 0% | 0% | 1 | 4% | 0% | 0% | 1
26 | Victor | 154 | 1540 | 10 | 38.82% | 0% | 2 | 0.6 | 999% | 1262% | 5 | 0% | 0% | 0% | 1 | 0 | 2 | 0% | 0% | 0% | 1 | 0% | 18.01% | 0% | 1 | 54% | 38.82% | 0% | 2 | 8% | 19.66% | 0% | 1 | 54% | 38.82% | 0% | 2 | 0% | 18.01% | 0% | 1 | 0% | 18.01% | 0% | 1 |  | 7.725% | 0% | 1 | 0.5 | 275% | 14.67% | 3 | 0% | 0% | 0% | 1 | 0 | 2 | 0% | 0% | 0% | 1 | 38% | 4.04% | 0% | 1 | 49% | 4.877% | 0% | 1 | 16% | 2.981% | 0% | 1 | 65% | 7.214% | 0% | 2 | 9% | 2.758% | 0% | 1 | 0% | 2.508% | 0% | 1 |  | 3.131% | 0% | 1 | 0.42 | 29.7% | 0% | 2 | 0% | 0% | 0% | 1 | 0 | 2 | 14% | 2% | 16% | 2 | 31% | 1.295% | 0% | 1 | 57% | 2.077% | 0% | 2 | 29% | 1.259% | 0% | 1 | 67% | 2.725% | 0% | 2 | 17% | 1.087% | 0% | 1 | 1% | 0.9103% | 0% | 1 |  | 2.451% | 0% | 1 | 0.38 | 10.05% | 0% | 1 | 1% | 0% | 0% | 1 | 0 | 2 | 13% | 5% | 18% | 2 | 46% | 1.007% | 0% | 1 | 48% | 1.044% | 0% | 1 | 26% | 0.7303% | 0% | 1 | 71% | 1.865% | 0% | 3 | 23% | 0.7045% | 0% | 1 | 2% | 0.5519% | 0% | 1
27 | Millbrae | 0 | 0 | 10 | 0% | 0% | 1 | 0.29 | 0% | 0% | 1 | 0% | 0% | 0% | 1 | 0 | 2 | 0% | 0% | 0% | 1 | 0% | 0% | 0% | 1 | 27% | 0% | 0% | 1 | 48% | 0% | 0% | 1 | 48% | 0% | 0% | 1 | 0% | 0% | 0% | 1 | 8% | 0% | 0% | 1 |  | 0% | 0% | 1 | 0.59 | 0% | 0% | 1 | 2% | 0% | 0% | 1 | 0 | 2 | 0% | 0% | 0% | 1 | 35% | 0% | 0% | 1 | 67% | 0% | 0% | 2 | 76% | 0% | 0% | 3 | 91% | 0% | 0% | 4 | 31% | 0% | 0% | 1 | 10% | 0% | 0% | 1 |  | 0% | 0% | 1 | 0.61 | 0% | 0% | 1 | 1% | 0% | 0% | 1 | 0 | 2 | 0% | 0% | 0% | 1 | 27% | 0% | 0% | 1 | 33% | 0% | 0% | 1 | 51% | 0% | 0% | 2 | 65% | 0% | 0% | 2 | 26% | 0% | 0% | 1 | 10% | 0% | 0% | 1 |  | 0% | 0% | 1 | 0.47 | 0% | 0% | 1 | 1% | 0% | 0% | 1 | 0 | 2 | 1% | 0% | 1% | 1 | 34% | 0% | 0% | 1 | 53% | 0% | 0% | 2 | 65% | 0% | 0% | 2 | 77% | 0% | 0% | 3 | 31% | 0% | 0% | 1 | 10% | 0% | 0% | 1
28 | Arcogen | 0 | 0 | 10 | 0% | 0% | 1 | 0.19 | 0% | 0% | 1 | 0% | 0% | 0% | 1 | 0 | 2 | 0% | 0% | 0% | 1 | 0% | 0% | 0% | 1 | 0% | 0% | 0% | 1 | 54% | 0% | 0% | 2 | 54% | 0% | 0% | 2 | 0% | 0% | 0% | 1 | 0% | 0% | 0% | 1 |  | 0% | 0% | 1 | 0.38 | 0% | 0% | 1 | 0% | 0% | 0% | 1 | 0 | 2 | 0% | 0% | 0% | 1 | 0% | 0% | 0% | 1 | 3% | 0% | 0% | 1 | 58% | 0% | 0% | 2 | 58% | 0% | 0% | 2 | 0% | 0% | 0% | 1 | 0% | 0% | 0% | 1 |  | 0% | 0% | 1 | 0.27 | 0% | 0% | 1 | 0% | 0% | 0% | 1 | 0 | 2 | 0% | 0% | 0% | 1 | 0% | 0% | 0% | 1 | 10% | 0% | 0% | 1 | 61% | 0% | 0% | 2 | 61% | 0% | 0% | 2 | 0% | 0% | 0% | 1 | 0% | 0% | 0% | 1 |  | 0% | 0% | 1 | 0.57 | 0% | 0% | 1 | 0% | 0% | 0% | 1 | 0 | 2 | 0% | 0% | 0% | 1 | 0% | 0% | 0% | 1 | 13% | 0% | 0% | 1 | 74% | 0% | 0% | 3 | 74% | 0% | 0% | 3 | 0% | 0% | 0% | 1 | 2% | 0% | 0% | 1
29 | Soledad | 0 | 0 | 10 | 0% | 0% | 1 | 0.07 | 0% | 0% | 1 | 51% | 0% | 0% | 2 | 0 | 2 | 22% | 17% | 39% | 3 | 20% | 0% | 0% | 1 | 11% | 0% | 0% | 1 | 24% | 0% | 0% | 1 | 32% | 0% | 0% | 1 | 21% | 0% | 0% | 1 | 7% | 0% | 0% | 1 |  | 0% | 0% | 1 | 0.06 | 0% | 0% | 1 | 37% | 0% | 0% | 1 | 0 | 2 | 23% | 31% | 54% | 5 | 36% | 0% | 0% | 1 | 11% | 0% | 0% | 1 | 20% | 0% | 0% | 1 | 45% | 0% | 0% | 1 | 40% | 0% | 0% | 1 | 5% | 0% | 0% | 1 |  | 0% | 0% | 1 | 0.06 | 0% | 0% | 1 | 28% | 0% | 0% | 1 | 0 | 2 | 30% | 36% | 66% | 5 | 37% | 0% | 0% | 1 | 12% | 0% | 0% | 1 | 18% | 0% | 0% | 1 | 44% | 0% | 0% | 1 | 45% | 0% | 0% | 1 | 4% | 0% | 0% | 1 |  | 0% | 0% | 1 | 0.06 | 0% | 0% | 1 | 23% | 0% | 0% | 1 | 0 | 2 | 38% | 33% | 71% | 5 | 38% | 0% | 0% | 1 | 14% | 0% | 0% | 1 | 21% | 0% | 0% | 1 | 47% | 0% | 0% | 1 | 47% | 0% | 0% | 1 | 4% | 0% | 0% | 1
30 | Vierra | 0 | 0 | 10 | 0% | 0% | 1 | 0.47 | 0% | 0% | 1 | 65% | 0% | 0% | 2 | 0 | 2 | 0% | 0% | 0% | 1 | 21% | 0% | 0% | 1 | 2% | 0% | 0% | 1 | 2% | 0% | 0% | 1 | 23% | 0% | 0% | 1 | 0% | 0% | 0% | 1 | 7% | 0% | 0% | 1 |  | 0% | 0% | 1 | 0.2 | 0% | 0% | 1 | 68% | 0% | 0% | 2 | 0 | 2 | 0% | 0% | 0% | 1 | 19% | 0% | 0% | 1 | 13% | 0% | 0% | 1 | 13% | 0% | 0% | 1 | 25% | 0% | 0% | 1 | 0% | 0% | 0% | 1 | 5% | 0% | 0% | 1 |  | 0% | 0% | 1 | 0.17 | 0% | 0% | 1 | 69% | 0% | 0% | 2 | 0 | 2 | 6% | 0% | 6% | 1 | 28% | 0% | 0% | 1 | 13% | 0% | 0% | 1 | 14% | 0% | 0% | 1 | 34% | 0% | 0% | 1 | 2% | 0% | 0% | 1 | 4% | 0% | 0% | 1 |  | 0% | 0% | 1 | 0.16 | 0% | 0% | 1 | 59% | 0% | 0% | 2 | 0 | 2 | 17% | 1% | 18% | 2 | 39% | 0% | 0% | 1 | 17% | 0% | 0% | 1 | 20% | 0% | 0% | 1 | 46% | 0% | 0% | 1 | 9% | 0% | 0% | 1 | 4% | 0% | 0% | 1
31 | Walnut | 0 | 0 | 10 | 0% | 0% | 1 | 0 | 0% | 0% | 1 | 0% | 0% | 0% | 1 | 0 | 2 | 0% | 0% | 0% | 1 | 0% | 0% | 0% | 1 | 0% | 0% | 0% | 1 | 0% | 0% | 0% | 1 | 0% | 0% | 0% | 1 | 0% | 0% | 0% | 1 | 0% | 0% | 0% | 1 |  | 0% | 0% | 1 | 0.18 | 0% | 0% | 1 | 0% | 0% | 0% | 1 | 0 | 2 | 86% | 0% | 86% | 5 | 54% | 0% | 0% | 2 | 0% | 0% | 0% | 1 | 0% | 0% | 0% | 1 | 54% | 0% | 0% | 2 | 57% | 0% | 0% | 2 | 18% | 0% | 0% | 1 |  | 0% | 0% | 1 | 0.17 | 0% | 0% | 1 | 0% | 0% | 0% | 1 | 0 | 2 | 90% | 1% | 91% | 5 | 56% | 0% | 0% | 2 | 0% | 0% | 0% | 1 | 0% | 0% | 0% | 1 | 56% | 0% | 0% | 2 | 40% | 0% | 0% | 1 | 14% | 0% | 0% | 1 |  | 0% | 0% | 1 | 0.25 | 0% | 0% | 1 | 8% | 0% | 0% | 1 | 0 | 2 | 64% | 3% | 67% | 3 | 34% | 0% | 0% | 1 | 5% | 0% | 0% | 1 | 12% | 0% | 0% | 1 | 47% | 0% | 0% | 1 | 24% | 0% | 0% | 1 | 9% | 0% | 0% | 1
32 | Coburn | 1244 | 12440 | 10 | 218.9% | 19.78% | 5 | 0.06 | 73.41% | 0% | 2 | 46% | 599.3% | 36.91% | 4 | 0 | 2 | 30% | 2% | 32% | 2 | 17% | 37.5% | 0% | 2 | 5% | 32.7% | 0% | 2 | 7% | 33.65% | 0% | 2 | 21% | 39.64% | 0% | 2 | 27% | 42.5% | 0% | 2 | 3% | 32.31% | 0% | 2 |  | 48.85% | 0% | 2 | 0.06 | 16.6% | 0% | 1 | 25% | 0% | 0% | 1 | 0 | 2 | 42% | 17% | 59% | 3 | 33% | 11.81% | 0% | 1 | 2% | 8.026% | 0% | 1 | 11% | 8.86% | 0% | 1 | 39% | 12.94% | 0% | 1 | 41% | 13.35% | 0% | 1 | 3% | 8.132% | 0% | 1 |  | 31.72% | 0% | 2 | 0.05 | 8.257% | 0% | 1 | 20% | 0% | 0% | 1 | 0 | 2 | 41% | 25% | 66% | 4 | 36% | 6.327% | 0% | 1 | 6% | 4.281% | 0% | 1 | 21% | 5.129% | 0% | 1 | 51% | 8.222% | 0% | 2 | 45% | 7.32% | 0% | 1 | 3% | 4.162% | 0% | 1 |  | 20.76% | 0% | 2 | 0.05 | 5.567% | 0% | 1 | 16% | 0% | 0% | 1 | 0 | 2 | 35% | 35% | 70% | 5 | 43% | 4.573% | 0% | 1 | 11% | 2.941% | 0% | 1 | 24% | 3.416% | 0% | 1 | 56% | 5.953% | 0% | 2 | 50% | 5.215% | 0% | 2 | 4% | 2.706% | 0% | 1
33 | Madison | 13 | 130 | 5 | 3.746% | 0% | 1 | 0.09 | 7.99% | 0% | 1 | 62% | 1.658% | 0% | 2 | 0 | 2 | 19% | 0% | 19% | 1 | 70% | 1.104% | 0% | 3 | 0% | 0.3343% | 0% | 1 | 0% | 0.3343% | 0% | 1 | 70% | 1.104% | 0% | 3 | 7% | 0.36% | 0% | 1 | 3% | 0.3445% | 0% | 1 |  | 1.323% | 0% | 1 | 0.08 | 0.891% | 0% | 1 | 51% | 0.5592% | 0% | 2 | 0 | 2 | 36% | 0% | 36% | 2 | 64% | 0.2424% | 0% | 2 | 2% | 0.0887% | 0% | 1 | 3% | 0.08967% | 0% | 1 | 66% | 0.2529% | 0% | 2 | 20% | 0.1078% | 0% | 1 | 2% | 0.08876% | 0% | 1 |  | 0.8339% | 0% | 1 | 0.08 | 0.2953% | 0% | 1 | 50% | 0.5592% | 0% | 2 | 0 | 2 | 36% | 3% | 39% | 2 | 62% | 0.1146% | 0% | 2 | 7% | 0.04653% | 0% | 1 | 15% | 0.05096% | 0% | 1 | 70% | 0.1431% | 0% | 3 | 22% | 0.05562% | 0% | 1 | 3% | 0.04467% | 0% | 1 |  | 0.4252% | 0% | 1 | 0.09 | 0.1615% | 0% | 1 | 50% | 0.5592% | 0% | 2 | 0 | 2 | 28% | 8% | 36% | 2 | 58% | 0.05931% | 0% | 2 | 12% | 0.02856% | 0% | 1 | 25% | 0.0337% | 0% | 1 | 69% | 0.08244% | 0% | 2 | 22% | 0.03211% | 0% | 1 | 4% | 0.02612% | 0% | 1
34 | Lone Tree | 0 | 0 | 10 | 0% | 0% | 1 | 0.14 | 0% | 0% | 1 | 16% | 0% | 0% | 1 | 0 | 2 | 80% | 0% | 80% | 5 | 38% | 0% | 0% | 1 | 59% | 0% | 0% | 2 | 59% | 0% | 0% | 2 | 59% | 0% | 0% | 2 | 33% | 0% | 0% | 1 | 7% | 0% | 0% | 1 |  | 0% | 0% | 1 | 0.1 | 0% | 0% | 1 | 21% | 0% | 0% | 1 | 0 | 2 | 50% | 0% | 50% | 3 | 22% | 0% | 0% | 1 | 53% | 0% | 0% | 2 | 55% | 0% | 0% | 2 | 57% | 0% | 0% | 2 | 16% | 0% | 0% | 1 | 11% | 0% | 0% | 1 |  | 0% | 0% | 1 | 0.07 | 0% | 0% | 1 | 27% | 0% | 0% | 1 | 0 | 2 | 41% | 1% | 42% | 2 | 32% | 0% | 0% | 1 | 42% | 0% | 0% | 1 | 43% | 0% | 0% | 1 | 58% | 0% | 0% | 2 | 8% | 0% | 0% | 1 | 13% | 0% | 0% | 1 |  | 0% | 0% | 1 | 0.1 | 0% | 0% | 1 | 37% | 0% | 0% | 1 | 0 | 2 | 38% | 0% | 38% | 2 | 29% | 0% | 0% | 1 | 33% | 0% | 0% | 1 | 35% | 0% | 0% | 1 | 51% | 0% | 0% | 2 | 7% | 0% | 0% | 1 | 11% | 0% | 0% | 1
35 | Eldorado | 0 | 0 | 0 | 0% | 0% | 1 | 0 | 0% | 0% | 1 | 0% | 0% | 0% | 1 | 0 | 2 | 0% | 0% | 0% | 1 | 0% | 0% | 0% | 1 | 0% | 0% | 0% | 1 | 0% | 0% | 0% | 1 | 0% | 0% | 0% | 1 | 0% | 0% | 0% | 1 | 0% | 0% | 0% | 1 |  | 0% | 0% | 1 | 0 | 0% | 0% | 1 | 0% | 0% | 0% | 1 | 0 | 2 | 0% | 0% | 0% | 1 | 0% | 0% | 0% | 1 | 0% | 0% | 0% | 1 | 0% | 0% | 0% | 1 | 0% | 0% | 0% | 1 | 0% | 0% | 0% | 1 | 0% | 0% | 0% | 1 |  | 0% | 0% | 1 | 0 | 0% | 0% | 1 | 0% | 0% | 0% | 1 | 0 | 2 | 0% | 0% | 0% | 1 | 0% | 0% | 0% | 1 | 0% | 0% | 0% | 1 | 0% | 0% | 0% | 1 | 0% | 0% | 0% | 1 | 0% | 0% | 0% | 1 | 0% | 0% | 0% | 1 |  | 0% | 0% | 1 | 0 | 0% | 0% | 1 | 0% | 0% | 0% | 1 | 0 | 2 | 0% | 0% | 0% | 1 | 0% | 0% | 0% | 1 | 0% | 0% | 0% | 1 | 0% | 0% | 0% | 1 | 0% | 0% | 0% | 1 | 0% | 0% | 0% | 1 | 0% | 0% | 0% | 1
36 | Mercy Springs | 75 | 750 | 5 | 9.357% | 0% | 1 | 0.06 | 7.554% | 0% | 1 | 27% | 8.133% | 0% | 1 | 0 | 2 | 46% | 0% | 46% | 2 | 52% | 3.94% | 0% | 2 | 0% | 1.909% | 0% | 1 | 8% | 2.075% | 0% | 1 | 52% | 3.94% | 0% | 2 | 25% | 2.529% | 0% | 1 | 10% | 2.11% | 0% | 1 |  | 2.644% | 0% | 1 | 0.07 | 1.64% | 0% | 1 | 28% | 0% | 0% | 1 | 0 | 2 | 46% | 0% | 46% | 2 | 53% | 1.07% | 0% | 2 | 8% | 0.5506% | 0% | 1 | 20% | 0.6307% | 0% | 1 | 54% | 1.101% | 0% | 2 | 28% | 0.7019% | 0% | 1 | 5% | 0.5321% | 0% | 1 |  | 0.9764% | 0% | 1 | 0.08 | 0.9082% | 0% | 1 | 31% | 0% | 0% | 1 | 0 | 2 | 38% | 1% | 39% | 2 | 46% | 0.4137% | 0% | 1 | 11% | 0.2527% | 0% | 1 | 21% | 0.2857% | 0% | 1 | 49% | 0.4395% | 0% | 1 | 26% | 0.3043% | 0% | 1 | 5% | 0.2362% | 0% | 1 |  | 0.5863% | 0% | 1 | 0.07 | 0.5003% | 0% | 1 | 30% | 0% | 0% | 1 | 0 | 2 | 34% | 3% | 37% | 2 | 49% | 0.267% | 0% | 1 | 11% | 0.1535% | 0% | 1 | 19% | 0.1689% | 0% | 1 | 52% | 0.2827% | 0% | 2 | 26% | 0.1839% | 0% | 1 | 5% | 0.1437% | 0% | 1
37 | Meridian | 0 | 0 | 10 | 0% | 0% | 1 | 0.1 | 0% | 0% | 1 | 62% | 0% | 0% | 2 | 0 | 2 | 13% | 0% | 13% | 1 | 64% | 0% | 0% | 2 | 16% | 0% | 0% | 1 | 55% | 0% | 0% | 2 | 84% | 0% | 0% | 3 | 1% | 0% | 0% | 1 | 9% | 0% | 0% | 1 |  | 0% | 0% | 1 | 0.09 | 0% | 0% | 1 | 56% | 0% | 0% | 2 | 0 | 2 | 17% | 0% | 17% | 1 | 43% | 0% | 0% | 1 | 17% | 0% | 0% | 1 | 56% | 0% | 0% | 2 | 72% | 0% | 0% | 3 | 9% | 0% | 0% | 1 | 6% | 0% | 0% | 1 |  | 0% | 0% | 1 | 0.09 | 0% | 0% | 1 | 57% | 0% | 0% | 2 | 0 | 2 | 13% | 0% | 13% | 1 | 35% | 0% | 0% | 1 | 14% | 0% | 0% | 1 | 51% | 0% | 0% | 2 | 67% | 0% | 0% | 2 | 5% | 0% | 0% | 1 | 5% | 0% | 0% | 1 |  | 0% | 0% | 1 | 0.1 | 0% | 0% | 1 | 54% | 0% | 0% | 2 | 0 | 2 | 11% | 6% | 17% | 2 | 37% | 0% | 0% | 1 | 12% | 0% | 0% | 1 | 49% | 0% | 0% | 1 | 68% | 0% | 0% | 2 | 8% | 0% | 0% | 1 | 4% | 0% | 0% | 1
38 | Excelsior | 0 | 0 | 10 | 0% | 0% | 1 | 0.06 | 0% | 0% | 1 | 43% | 0% | 0% | 1 | 0 | 2 | 0% | 0% | 0% | 1 | 0% | 0% | 0% | 1 | 0% | 0% | 0% | 1 | 0% | 0% | 0% | 1 | 0% | 0% | 0% | 1 | 0% | 0% | 0% | 1 | 0% | 0% | 0% | 1 |  | 0% | 0% | 1 | 0.06 | 0% | 0% | 1 | 50% | 0% | 0% | 2 | 0 | 2 | 9% | 0% | 9% | 1 | 12% | 0% | 0% | 1 | 1% | 0% | 0% | 1 | 1% | 0% | 0% | 1 | 12% | 0% | 0% | 1 | 5% | 0% | 0% | 1 | 0% | 0% | 0% | 1 |  | 0% | 0% | 1 | 0.07 | 0% | 0% | 1 | 44% | 0% | 0% | 1 | 0 | 2 | 10% | 0% | 10% | 1 | 30% | 0% | 0% | 1 | 4% | 0% | 0% | 1 | 9% | 0% | 0% | 1 | 33% | 0% | 0% | 1 | 9% | 0% | 0% | 1 | 1% | 0% | 0% | 1 |  | 0% | 0% | 1 | 0.07 | 0% | 0% | 1 | 42% | 0% | 0% | 1 | 0 | 2 | 10% | 1% | 11% | 2 | 30% | 0% | 0% | 1 | 5% | 0% | 0% | 1 | 13% | 0% | 0% | 1 | 36% | 0% | 0% | 1 | 10% | 0% | 0% | 1 | 1% | 0% | 0% | 1
39 | Hassayampa | 0 | 0 | 0 | 0% | 0% | 1 | 0 | 0% | 0% | 1 | 0% | 0% | 0% | 1 | 0 | 2 | 0% | 0% | 0% | 1 | 0% | 0% | 0% | 1 | 0% | 0% | 0% | 1 | 0% | 0% | 0% | 1 | 0% | 0% | 0% | 1 | 0% | 0% | 0% | 1 | 0% | 0% | 0% | 1 |  | 0% | 0% | 1 | 0 | 0% | 0% | 1 | 0% | 0% | 0% | 1 | 0 | 2 | 0% | 0% | 0% | 1 | 0% | 0% | 0% | 1 | 0% | 0% | 0% | 1 | 0% | 0% | 0% | 1 | 0% | 0% | 0% | 1 | 0% | 0% | 0% | 1 | 0% | 0% | 0% | 1 |  | 0% | 0% | 1 | 0 | 0% | 0% | 1 | 0% | 0% | 0% | 1 | 0 | 2 | 0% | 0% | 0% | 1 | 0% | 0% | 0% | 1 | 0% | 0% | 0% | 1 | 0% | 0% | 0% | 1 | 0% | 0% | 0% | 1 | 0% | 0% | 0% | 1 | 0% | 0% | 0% | 1 |  | 0% | 0% | 1 | 0 | 0% | 0% | 1 | 0% | 0% | 0% | 1 | 0 | 2 | 0% | 0% | 0% | 1 | 0% | 0% | 0% | 1 | 0% | 0% | 0% | 1 | 0% | 0% | 0% | 1 | 0% | 0% | 0% | 1 | 0% | 0% | 0% | 1 | 0% | 0% | 0% | 1
40 | Center | 0 | 0 | 10 | 0% | 0% | 1 | 0 | 0% | 0% | 1 | 0% | 0% | 0% | 1 | 0 | 2 | 0% | 0% | 0% | 1 | 0% | 0% | 0% | 1 | 0% | 0% | 0% | 1 | 0% | 0% | 0% | 1 | 0% | 0% | 0% | 1 | 0% | 0% | 0% | 1 | 0% | 0% | 0% | 1 |  | 0% | 0% | 1 | 0 | 0% | 0% | 1 | 0% | 0% | 0% | 1 | 0 | 2 | 0% | 0% | 0% | 1 | 0% | 0% | 0% | 1 | 0% | 0% | 0% | 1 | 0% | 0% | 0% | 1 | 0% | 0% | 0% | 1 | 0% | 0% | 0% | 1 | 0% | 0% | 0% | 1 |  | 0% | 0% | 1 | 0.32 | 0% | 0% | 1 | 0% | 0% | 0% | 1 | 0 | 2 | 9% | 0% | 9% | 1 | 0% | 0% | 0% | 1 | 10% | 0% | 0% | 1 | 40% | 0% | 0% | 1 | 40% | 0% | 0% | 1 | 6% | 0% | 0% | 1 | 4% | 0% | 0% | 1 |  | 0% | 0% | 1 | 0.52 | 0% | 0% | 1 | 0% | 0% | 0% | 1 | 0 | 2 | 37% | 0% | 37% | 2 | 25% | 0% | 0% | 1 | 5% | 0% | 0% | 1 | 41% | 0% | 0% | 1 | 67% | 0% | 0% | 2 | 19% | 0% | 0% | 1 | 7% | 0% | 0% | 1
41 | Leprino | 0 | 0 | 0 | 0% | 0% | 1 | 0.14 | 0% | 0% | 1 | 0% | 0% | 0% | 1 | 0 | 2 | 0% | 0% | 0% | 1 | 31% | 0% | 0% | 1 | 0% | 0% | 0% | 1 | 0% | 0% | 0% | 1 | 31% | 0% | 0% | 1 | 0% | 0% | 0% | 1 | 6% | 0% | 0% | 1 |  | 0% | 0% | 1 | 0.1 | 0% | 0% | 1 | 26% | 0% | 0% | 1 | 0 | 2 | 0% | 0% | 0% | 1 | 15% | 0% | 0% | 1 | 0% | 0% | 0% | 1 | 1% | 0% | 0% | 1 | 15% | 0% | 0% | 1 | 0% | 0% | 0% | 1 | 3% | 0% | 0% | 1 |  | 0% | 0% | 1 | 0.1 | 0% | 0% | 1 | 37% | 0% | 0% | 1 | 0 | 2 | 1% | 0% | 1% | 1 | 11% | 0% | 0% | 1 | 2% | 0% | 0% | 1 | 5% | 0% | 0% | 1 | 15% | 0% | 0% | 1 | 0% | 0% | 0% | 1 | 2% | 0% | 0% | 1 |  | 0% | 0% | 1 | 0.09 | 0% | 0% | 1 | 41% | 0% | 0% | 1 | 0 | 2 | 1% | 0% | 1% | 1 | 10% | 0% | 0% | 1 | 2% | 0% | 0% | 1 | 7% | 0% | 0% | 1 | 17% | 0% | 0% | 1 | 0% | 0% | 0% | 1 | 2% | 0% | 0% | 1
42 | Springville | 0 | 0 | 10 | 0% | 0% | 1 | 0.18 | 0% | 0% | 1 | 8% | 0% | 0% | 1 | 0 | 2 | 30% | 0% | 30% | 2 | 65% | 0% | 0% | 2 | 25% | 0% | 0% | 1 | 40% | 0% | 0% | 1 | 80% | 0% | 0% | 3 | 55% | 0% | 0% | 2 | 8% | 0% | 0% | 1 |  | 0% | 0% | 1 | 0.19 | 0% | 0% | 1 | 8% | 0% | 0% | 1 | 0 | 2 | 40% | 0% | 40% | 2 | 68% | 0% | 0% | 2 | 12% | 0% | 0% | 1 | 18% | 0% | 0% | 1 | 76% | 0% | 0% | 3 | 55% | 0% | 0% | 2 | 6% | 0% | 0% | 1 |  | 0% | 0% | 1 | 0.15 | 0% | 0% | 1 | 16% | 0% | 0% | 1 | 0 | 2 | 37% | 1% | 38% | 2 | 55% | 0% | 0% | 2 | 7% | 0% | 0% | 1 | 13% | 0% | 0% | 1 | 62% | 0% | 0% | 2 | 46% | 0% | 0% | 1 | 4% | 0% | 0% | 1 |  | 0% | 0% | 1 | 0.12 | 0% | 0% | 1 | 24% | 0% | 0% | 1 | 0 | 2 | 32% | 2% | 34% | 2 | 47% | 0% | 0% | 1 | 7% | 0% | 0% | 1 | 12% | 0% | 0% | 1 | 55% | 0% | 0% | 2 | 37% | 0% | 0% | 1 | 3% | 0% | 0% | 1
43 | Mustang | 0 | 0 | 10 | 0% | 0% | 1 | 0.06 | 0% | 0% | 1 | 49% | 0% | 0% | 1 | 0 | 2 | 0% | 0% | 0% | 1 | 19% | 0% | 0% | 1 | 0% | 0% | 0% | 1 | 0% | 0% | 0% | 1 | 19% | 0% | 0% | 1 | 0% | 0% | 0% | 1 | 2% | 0% | 0% | 1 |  | 0% | 0% | 1 | 0.08 | 0% | 0% | 1 | 42% | 0% | 0% | 1 | 0 | 2 | 1% | 0% | 1% | 1 | 14% | 0% | 0% | 1 | 3% | 0% | 0% | 1 | 5% | 0% | 0% | 1 | 18% | 0% | 0% | 1 | 0% | 0% | 0% | 1 | 2% | 0% | 0% | 1 |  | 0% | 0% | 1 | 0.09 | 0% | 0% | 1 | 47% | 0% | 0% | 1 | 0 | 2 | 1% | 0% | 1% | 1 | 10% | 0% | 0% | 1 | 3% | 0% | 0% | 1 | 6% | 0% | 0% | 1 | 15% | 0% | 0% | 1 | 0% | 0% | 0% | 1 | 2% | 0% | 0% | 1 |  | 0% | 0% | 1 | 0.09 | 0% | 0% | 1 | 41% | 0% | 0% | 1 | 0 | 2 | 1% | 0% | 1% | 1 | 13% | 0% | 0% | 1 | 2% | 0% | 0% | 1 | 7% | 0% | 0% | 1 | 19% | 0% | 0% | 1 | 1% | 0% | 0% | 1 | 2% | 0% | 0% | 1
44 | Parkway | 0 | 0 | 10 | 0% | 0% | 1 | 0.74 | 0% | 0% | 1 | 0% | 0% | 0% | 1 | 0 | 2 | 42% | 0% | 42% | 2 | 38% | 0% | 0% | 1 | 7% | 0% | 0% | 1 | 49% | 0% | 0% | 1 | 81% | 0% | 0% | 3 | 28% | 0% | 0% | 1 | 6% | 0% | 0% | 1 |  | 0% | 0% | 1 | 0.61 | 0% | 0% | 1 | 11% | 0% | 0% | 1 | 0 | 2 | 27% | 0% | 27% | 2 | 43% | 0% | 0% | 1 | 16% | 0% | 0% | 1 | 37% | 0% | 0% | 1 | 73% | 0% | 0% | 3 | 17% | 0% | 0% | 1 | 10% | 0% | 0% | 1 |  | 0% | 0% | 1 | 0.41 | 0% | 0% | 1 | 12% | 0% | 0% | 1 | 0 | 2 | 33% | 0% | 33% | 2 | 47% | 0% | 0% | 1 | 20% | 0% | 0% | 1 | 36% | 0% | 0% | 1 | 75% | 0% | 0% | 3 | 24% | 0% | 0% | 1 | 13% | 0% | 0% | 1 |  | 0% | 0% | 1 | 0.3 | 0% | 0% | 1 | 11% | 0% | 0% | 1 | 0 | 2 | 37% | 0% | 37% | 2 | 49% | 0% | 0% | 1 | 26% | 0% | 0% | 1 | 40% | 0% | 0% | 1 | 77% | 0% | 0% | 3 | 27% | 0% | 0% | 1 | 14% | 0% | 0% | 1
45 | Carpenter Canyon (fka Gamebird) | 0 | 0 | 0 | 0% | 0% | 1 | 0 | 0% | 0% | 1 | 0% | 0% | 0% | 1 | 0 | 2 | 0% | 0% | 0% | 1 | 0% | 0% | 0% | 1 | 0% | 0% | 0% | 1 | 0% | 0% | 0% | 1 | 0% | 0% | 0% | 1 | 0% | 0% | 0% | 1 | 0% | 0% | 0% | 1 |  | 0% | 0% | 1 | 0.01 | 0% | 0% | 1 | 0% | 0% | 0% | 1 | 0 | 2 | 0% | 0% | 0% | 1 | 2% | 0% | 0% | 1 | 0% | 0% | 0% | 1 | 1% | 0% | 0% | 1 | 2% | 0% | 0% | 1 | 6% | 0% | 0% | 1 | 0% | 0% | 0% | 1 |  | 0% | 0% | 1 | 0.61 | 0% | 0% | 1 | 0% | 0% | 0% | 1 | 0 | 2 | 0% | 0% | 0% | 1 | 3% | 0% | 0% | 1 | 1% | 0% | 0% | 1 | 15% | 0% | 0% | 1 | 16% | 0% | 0% | 1 | 11% | 0% | 0% | 1 | 0% | 0% | 0% | 1 |  | 0% | 0% | 1 | 0.49 | 0% | 0% | 1 | 0% | 0% | 0% | 1 | 0 | 2 | 0% | 0% | 0% | 1 | 2% | 0% | 0% | 1 | 1% | 0% | 0% | 1 | 17% | 0% | 0% | 1 | 18% | 0% | 0% | 1 | 12% | 0% | 0% | 1 | 0% | 0% | 0% | 1
46 | Stagg | 0 | 0 | 10 | 0% | 0% | 1 | 0.12 | 0% | 0% | 1 | 81% | 0% | 0% | 3 | 0 | 2 | 0% | 0% | 0% | 1 | 0% | 0% | 0% | 1 | 5% | 0% | 0% | 1 | 8% | 0% | 0% | 1 | 8% | 0% | 0% | 1 | 0% | 0% | 0% | 1 | 4% | 0% | 0% | 1 |  | 0% | 0% | 1 | 0.12 | 0% | 0% | 1 | 75% | 0% | 0% | 3 | 0 | 2 | 0% | 0% | 0% | 1 | 10% | 0% | 0% | 1 | 19% | 0% | 0% | 1 | 22% | 0% | 0% | 1 | 28% | 0% | 0% | 1 | 0% | 0% | 0% | 1 | 5% | 0% | 0% | 1 |  | 0% | 0% | 1 | 0.16 | 0% | 0% | 1 | 72% | 0% | 0% | 2 | 0 | 2 | 0% | 0% | 0% | 1 | 13% | 0% | 0% | 1 | 11% | 0% | 0% | 1 | 14% | 0% | 0% | 1 | 24% | 0% | 0% | 1 | 0% | 0% | 0% | 1 | 6% | 0% | 0% | 1 |  | 0% | 0% | 1 | 0.16 | 0% | 0% | 1 | 60% | 0% | 0% | 2 | 0 | 2 | 3% | 0% | 3% | 1 | 11% | 0% | 0% | 1 | 13% | 0% | 0% | 1 | 21% | 0% | 0% | 1 | 30% | 0% | 0% | 1 | 1% | 0% | 0% | 1 | 8% | 0% | 0% | 1
47 | Lakeview | 0 | 0 | 10 | 0% | 0% | 1 | 0.07 | 0% | 0% | 1 | 68% | 0% | 0% | 2 | 0 | 2 | 0% | 0% | 0% | 1 | 0% | 0% | 0% | 1 | 31% | 0% | 0% | 1 | 59% | 0% | 0% | 2 | 59% | 0% | 0% | 2 | 0% | 0% | 0% | 1 | 3% | 0% | 0% | 1 |  | 0% | 0% | 1 | 0.07 | 0% | 0% | 1 | 68% | 0% | 0% | 2 | 0 | 2 | 4% | 0% | 4% | 1 | 6% | 0% | 0% | 1 | 20% | 0% | 0% | 1 | 38% | 0% | 0% | 1 | 41% | 0% | 0% | 1 | 1% | 0% | 0% | 1 | 1% | 0% | 0% | 1 |  | 0% | 0% | 1 | 0.08 | 0% | 0% | 1 | 60% | 0% | 0% | 2 | 0 | 2 | 7% | 0% | 7% | 1 | 14% | 0% | 0% | 1 | 24% | 0% | 0% | 1 | 38% | 0% | 0% | 1 | 43% | 0% | 0% | 1 | 2% | 0% | 0% | 1 | 1% | 0% | 0% | 1 |  | 0% | 0% | 1 | 0.08 | 0% | 0% | 1 | 50% | 0% | 0% | 2 | 0 | 2 | 14% | 1% | 15% | 2 | 26% | 0% | 0% | 1 | 31% | 0% | 0% | 1 | 43% | 0% | 0% | 1 | 53% | 0% | 0% | 2 | 7% | 0% | 0% | 1 | 4% | 0% | 0% | 1
48 | Balch 2 | 0 | 0 | 0 | 0% | 0% | 1 | 0.02 | 0% | 0% | 1 | 0% | 0% | 0% | 1 | 0 | 2 | 51% | 46% | 97% | 5 | 26% | 0% | 0% | 1 | 60% | 0% | 0% | 2 | 27% | 0% | 0% | 1 | 74% | 0% | 0% | 3 | 84% | 0% | 0% | 3 | 5% | 0% | 0% | 1 |  | 0% | 0% | 1 | 0.02 | 0% | 0% | 1 | 0% | 0% | 0% | 1 | 0 | 2 | 74% | 18% | 92% | 5 | 13% | 0% | 0% | 1 | 44% | 0% | 0% | 1 | 35% | 0% | 0% | 1 | 56% | 0% | 0% | 2 | 72% | 0% | 0% | 3 | 5% | 0% | 0% | 1 |  | 0% | 0% | 1 | 0.06 | 0% | 0% | 1 | 0% | 0% | 0% | 1 | 0 | 2 | 79% | 9% | 88% | 5 | 20% | 0% | 0% | 1 | 39% | 0% | 0% | 1 | 33% | 0% | 0% | 1 | 62% | 0% | 0% | 2 | 67% | 0% | 0% | 2 | 4% | 0% | 0% | 1 |  | 0% | 0% | 1 | 0.12 | 0% | 0% | 1 | 1% | 0% | 0% | 1 | 0 | 2 | 71% | 5% | 76% | 5 | 38% | 0% | 0% | 1 | 38% | 0% | 0% | 1 | 35% | 0% | 0% | 1 | 73% | 0% | 0% | 3 | 63% | 0% | 0% | 2 | 5% | 0% | 0% | 1
49 | Racetrack | 0 | 0 | 0 | 0% | 0% | 1 | 0.18 | 0% | 0% | 1 | 1% | 0% | 0% | 1 | 0 | 2 | 88% | 0% | 88% | 5 | 49% | 0% | 0% | 1 | 43% | 0% | 0% | 1 | 33% | 0% | 0% | 1 | 67% | 0% | 0% | 2 | 35% | 0% | 0% | 1 | 6% | 0% | 0% | 1 |  | 0% | 0% | 1 | 0.15 | 0% | 0% | 1 | 0% | 0% | 0% | 1 | 0 | 2 | 86% | 10% | 96% | 5 | 42% | 0% | 0% | 1 | 38% | 0% | 0% | 1 | 38% | 0% | 0% | 1 | 62% | 0% | 0% | 2 | 47% | 0% | 0% | 1 | 4% | 0% | 0% | 1 |  | 0% | 0% | 1 | 0.16 | 0% | 0% | 1 | 0% | 0% | 0% | 1 | 0 | 2 | 74% | 18% | 92% | 5 | 55% | 0% | 0% | 2 | 34% | 0% | 0% | 1 | 44% | 0% | 0% | 1 | 77% | 0% | 0% | 3 | 57% | 0% | 0% | 2 | 5% | 0% | 0% | 1 |  | 0% | 0% | 1 | 0.15 | 0% | 0% | 1 | 0% | 0% | 0% | 1 | 0 | 2 | 65% | 24% | 89% | 5 | 60% | 0% | 0% | 2 | 23% | 0% | 0% | 1 | 35% | 0% | 0% | 1 | 76% | 0% | 0% | 3 | 56% | 0% | 0% | 2 | 6% | 0% | 0% | 1
50 | Schindler | 100 | 1000 | 10 | 2.85% | 0% | 1 | 0.06 | 8.286% | 0% | 1 | 27% | 0% | 0% | 1 | 0 | 2 | 0% | 0% | 0% | 1 | 0% | 2.076% | 0% | 1 | 0% | 2.076% | 0% | 1 | 0% | 2.076% | 0% | 1 | 0% | 2.076% | 0% | 1 | 0% | 2.076% | 0% | 1 | 0% | 2.077% | 0% | 1 |  | 1.155% | 0% | 1 | 0.06 | 2.185% | 0% | 1 | 46% | 1.062% | 0% | 1 | 0 | 2 | 0% | 0% | 0% | 1 | 9% | 0.5854% | 0% | 1 | 0% | 0.5342% | 0% | 1 | 2% | 0.5416% | 0% | 1 | 11% | 0.5959% | 0% | 1 | 0% | 0.5328% | 0% | 1 | 0% | 0.5354% | 0% | 1 |  | 0.7913% | 0% | 1 | 0.07 | 1.011% | 0% | 1 | 50% | 1.062% | 0% | 2 | 0 | 2 | 5% | 0% | 5% | 1 | 19% | 0.3155% | 0% | 1 | 6% | 0.2692% | 0% | 1 | 9% | 0.2786% | 0% | 1 | 24% | 0.3344% | 0% | 1 | 3% | 0.261% | 0% | 1 | 1% | 0.2569% | 0% | 1 |  | 0.4795% | 0% | 1 | 0.08 | 0.6581% | 0% | 1 | 46% | 1.062% | 0% | 1 | 0 | 2 | 7% | 0% | 7% | 1 | 25% | 0.1985% | 0% | 1 | 4% | 0.1552% | 0% | 1 | 9% | 0.1635% | 0% | 1 | 29% | 0.2098% | 0% | 1 | 5% | 0.1567% | 0% | 1 | 1% | 0.1505% | 0% | 1
51 | Cameron | 0 | 0 | 10 | 0% | 0% | 1 | 0.15 | 0% | 0% | 1 | 1% | 0% | 0% | 1 | 0 | 2 | 3% | 96% | 99% | 5 | 14% | 0% | 0% | 1 | 40% | 0% | 0% | 1 | 24% | 0% | 0% | 1 | 69% | 0% | 0% | 2 | 33% | 0% | 0% | 1 | 4% | 0% | 0% | 1 |  | 0% | 0% | 1 | 0.11 | 0% | 0% | 1 | 0% | 0% | 0% | 1 | 0 | 2 | 7% | 91% | 98% | 5 | 9% | 0% | 0% | 1 | 16% | 0% | 0% | 1 | 27% | 0% | 0% | 1 | 47% | 0% | 0% | 1 | 44% | 0% | 0% | 1 | 3% | 0% | 0% | 1 |  | 0% | 0% | 1 | 0.1 | 0% | 0% | 1 | 0% | 0% | 0% | 1 | 0 | 2 | 18% | 79% | 97% | 5 | 11% | 0% | 0% | 1 | 22% | 0% | 0% | 1 | 41% | 0% | 0% | 1 | 56% | 0% | 0% | 2 | 45% | 0% | 0% | 1 | 3% | 0% | 0% | 1 |  | 0% | 0% | 1 | 0.1 | 0% | 0% | 1 | 0% | 0% | 0% | 1 | 0 | 2 | 17% | 79% | 96% | 5 | 11% | 0% | 0% | 1 | 28% | 0% | 0% | 1 | 48% | 0% | 0% | 1 | 60% | 0% | 0% | 2 | 45% | 0% | 0% | 1 | 3% | 0% | 0% | 1
52 | Konocti | 0 | 0 | 10 | 0% | 0% | 1 | 0.15 | 0% | 0% | 1 | 8% | 0% | 0% | 1 | 0 | 2 | 33% | 57% | 90% | 5 | 38% | 0% | 0% | 1 | 84% | 0% | 0% | 3 | 93% | 0% | 0% | 4 | 96% | 0% | 0% | 5 | 16% | 0% | 0% | 1 | 2% | 0% | 0% | 1 |  | 0% | 0% | 1 | 0.15 | 0% | 0% | 1 | 7% | 0% | 0% | 1 | 0 | 2 | 33% | 58% | 91% | 5 | 42% | 0% | 0% | 1 | 45% | 0% | 0% | 1 | 68% | 0% | 0% | 2 | 82% | 0% | 0% | 3 | 18% | 0% | 0% | 1 | 1% | 0% | 0% | 1 |  | 0% | 0% | 1 | 0.12 | 0% | 0% | 1 | 4% | 0% | 0% | 1 | 0 | 2 | 38% | 55% | 93% | 5 | 54% | 0% | 0% | 2 | 37% | 0% | 0% | 1 | 63% | 0% | 0% | 2 | 83% | 0% | 0% | 3 | 27% | 0% | 0% | 1 | 1% | 0% | 0% | 1 |  | 0% | 0% | 1 | 0.11 | 0% | 0% | 1 | 6% | 0% | 0% | 1 | 0 | 2 | 38% | 45% | 83% | 5 | 56% | 0% | 0% | 2 | 34% | 0% | 0% | 1 | 59% | 0% | 0% | 2 | 82% | 0% | 0% | 3 | 32% | 0% | 0% | 1 | 2% | 0% | 0% | 1
53 | North Gila - IV (Proposed) | 0 | 0 | 0 | 0% | 0% | 1 | 0.04 | 0% | 0% | 1 | 25% | 0% | 0% | 1 | 0 | 2 | 0% | 0% | 0% | 1 | 0% | 0% | 0% | 1 | 73% | 0% | 0% | 3 | 73% | 0% | 0% | 3 | 73% | 0% | 0% | 3 | 33% | 0% | 0% | 1 | 13% | 0% | 0% | 1 |  | 0% | 0% | 1 | 0.06 | 0% | 0% | 1 | 60% | 0% | 0% | 2 | 0 | 2 | 0% | 0% | 0% | 1 | 1% | 0% | 0% | 1 | 33% | 0% | 0% | 1 | 33% | 0% | 0% | 1 | 34% | 0% | 0% | 1 | 11% | 0% | 0% | 1 | 8% | 0% | 0% | 1 |  | 0% | 0% | 1 | 0.08 | 0% | 0% | 1 | 65% | 0% | 0% | 2 | 0 | 2 | 0% | 0% | 0% | 1 | 4% | 0% | 0% | 1 | 20% | 0% | 0% | 1 | 20% | 0% | 0% | 1 | 24% | 0% | 0% | 1 | 10% | 0% | 0% | 1 | 6% | 0% | 0% | 1 |  | 0% | 0% | 1 | 0.08 | 0% | 0% | 1 | 66% | 0% | 0% | 2 | 0 | 2 | 0% | 0% | 0% | 1 | 5% | 0% | 0% | 1 | 15% | 0% | 0% | 1 | 15% | 0% | 0% | 1 | 20% | 0% | 0% | 1 | 11% | 0% | 0% | 1 | 5% | 0% | 0% | 1
54 | Rector | 0 | 0 | 10 | 0% | 0% | 1 | 0.21 | 0% | 0% | 1 | 88% | 0% | 0% | 3 | 0 | 2 | 3% | 0% | 3% | 1 | 0% | 0% | 0% | 1 | 0% | 0% | 0% | 1 | 0% | 0% | 0% | 1 | 0% | 0% | 0% | 1 | 0% | 0% | 0% | 1 | 1% | 0% | 0% | 1 |  | 0% | 0% | 1 | 0.18 | 0% | 0% | 1 | 55% | 0% | 0% | 2 | 0 | 2 | 3% | 0% | 3% | 1 | 1% | 0% | 0% | 1 | 6% | 0% | 0% | 1 | 9% | 0% | 0% | 1 | 10% | 0% | 0% | 1 | 1% | 0% | 0% | 1 | 2% | 0% | 0% | 1 |  | 0% | 0% | 1 | 0.14 | 0% | 0% | 1 | 49% | 0% | 0% | 1 | 0 | 2 | 6% | 0% | 6% | 1 | 16% | 0% | 0% | 1 | 16% | 0% | 0% | 1 | 21% | 0% | 0% | 1 | 32% | 0% | 0% | 1 | 8% | 0% | 0% | 1 | 3% | 0% | 0% | 1 |  | 0% | 0% | 1 | 0.12 | 0% | 0% | 1 | 46% | 0% | 0% | 1 | 0 | 2 | 11% | 0% | 11% | 1 | 21% | 0% | 0% | 1 | 12% | 0% | 0% | 1 | 19% | 0% | 0% | 1 | 35% | 0% | 0% | 1 | 15% | 0% | 0% | 1 | 3% | 0% | 0% | 1
55 | Round Mountain | 0 | 0 | 10 | 0% | 0% | 1 | 0.1 | 0% | 0% | 1 | 0% | 0% | 0% | 1 | 0 | 2 | 71% | 28% | 99% | 5 | 86% | 0% | 0% | 3 | 30% | 0% | 0% | 1 | 47% | 0% | 0% | 1 | 91% | 0% | 0% | 4 | 26% | 0% | 0% | 1 | 6% | 0% | 0% | 1 |  | 0% | 0% | 1 | 0.06 | 0% | 0% | 1 | 0% | 0% | 0% | 1 | 0 | 2 | 76% | 21% | 97% | 5 | 78% | 0% | 0% | 3 | 16% | 0% | 0% | 1 | 26% | 0% | 0% | 1 | 84% | 0% | 0% | 3 | 33% | 0% | 0% | 1 | 6% | 0% | 0% | 1 |  | 0% | 0% | 1 | 0.06 | 0% | 0% | 1 | 0% | 0% | 0% | 1 | 0 | 2 | 71% | 15% | 86% | 5 | 63% | 0% | 0% | 2 | 21% | 0% | 0% | 1 | 27% | 0% | 0% | 1 | 74% | 0% | 0% | 3 | 36% | 0% | 0% | 1 | 7% | 0% | 0% | 1 |  | 0% | 0% | 1 | 0.06 | 0% | 0% | 1 | 0% | 0% | 0% | 1 | 0 | 2 | 69% | 13% | 82% | 5 | 56% | 0% | 0% | 2 | 17% | 0% | 0% | 1 | 22% | 0% | 0% | 1 | 65% | 0% | 0% | 2 | 40% | 0% | 0% | 1 | 7% | 0% | 0% | 1
56 | Vestal | 250 | 2500 | 10 | 7.528% | 0% | 1 | 0.09 | 172.3% | 2.46% | 3 | 26% | 0% | 0% | 1 | 0 | 2 | 31% | 0% | 31% | 2 | 0% | 5.305% | 0% | 1 | 0% | 5.305% | 0% | 1 | 11% | 5.988% | 0% | 1 | 11% | 5.988% | 0% | 1 | 0% | 5.32% | 0% | 1 | 1% | 5.358% | 0% | 1 |  | 2.948% | 0% | 1 | 0.1 | 14.26% | 0% | 1 | 36% | 0% | 0% | 1 | 0 | 2 | 41% | 0% | 41% | 2 | 18% | 1.661% | 0% | 1 | 1% | 1.37% | 0% | 1 | 8% | 1.481% | 0% | 1 | 26% | 1.829% | 0% | 1 | 10% | 1.51% | 0% | 1 | 1% | 1.376% | 0% | 1 |  | 2.426% | 0% | 1 | 0.1 | 3.901% | 0% | 1 | 38% | 0% | 0% | 1 | 0 | 2 | 35% | 0% | 35% | 2 | 38% | 1.043% | 0% | 1 | 8% | 0.7002% | 0% | 1 | 13% | 0.741% | 0% | 1 | 45% | 1.187% | 0% | 1 | 21% | 0.8224% | 0% | 1 | 2% | 0.6608% | 0% | 1 |  | 1.854% | 0% | 1 | 0.09 | 2.024% | 0% | 1 | 40% | 0% | 0% | 1 | 0 | 2 | 37% | 0% | 37% | 2 | 43% | 0.6902% | 0% | 1 | 9% | 0.4266% | 0% | 1 | 18% | 0.4754% | 0% | 1 | 52% | 0.8142% | 0% | 2 | 24% | 0.5144% | 0% | 1 | 2% | 0.3989% | 0% | 1
57 | Silverado | 0 | 0 | 10 | 0% | 0% | 1 | 0.15 | 0% | 0% | 1 | 21% | 0% | 0% | 1 | 0 | 2 | 26% | 0% | 26% | 2 | 88% | 0% | 0% | 3 | 31% | 0% | 0% | 1 | 44% | 0% | 0% | 1 | 98% | 0% | 0% | 5 | 37% | 0% | 0% | 1 | 6% | 0% | 0% | 1 |  | 0% | 0% | 1 | 0.14 | 0% | 0% | 1 | 15% | 0% | 0% | 1 | 0 | 2 | 33% | 2% | 35% | 2 | 83% | 0% | 0% | 3 | 27% | 0% | 0% | 1 | 50% | 0% | 0% | 2 | 90% | 0% | 0% | 4 | 43% | 0% | 0% | 1 | 6% | 0% | 0% | 1 |  | 0% | 0% | 1 | 0.14 | 0% | 0% | 1 | 12% | 0% | 0% | 1 | 0 | 2 | 34% | 6% | 40% | 2 | 79% | 0% | 0% | 3 | 33% | 0% | 0% | 1 | 58% | 0% | 0% | 2 | 91% | 0% | 0% | 4 | 43% | 0% | 0% | 1 | 6% | 0% | 0% | 1 |  | 0% | 0% | 1 | 0.13 | 0% | 0% | 1 | 11% | 0% | 0% | 1 | 0 | 2 | 38% | 10% | 48% | 3 | 76% | 0% | 0% | 3 | 33% | 0% | 0% | 1 | 58% | 0% | 0% | 2 | 91% | 0% | 0% | 4 | 45% | 0% | 0% | 1 | 6% | 0% | 0% | 1
58 | Penngrove | 0 | 0 | 10 | 0% | 0% | 1 | 0.24 | 0% | 0% | 1 | 2% | 0% | 0% | 1 | 0 | 2 | 75% | 0% | 75% | 5 | 83% | 0% | 0% | 3 | 45% | 0% | 0% | 1 | 71% | 0% | 0% | 3 | 100% | 0% | 0% | 5 | 17% | 0% | 0% | 1 | 6% | 0% | 0% | 1 |  | 0% | 0% | 1 | 0.15 | 0% | 0% | 1 | 3% | 0% | 0% | 1 | 0 | 2 | 68% | 0% | 68% | 3 | 57% | 0% | 0% | 2 | 34% | 0% | 0% | 1 | 65% | 0% | 0% | 2 | 82% | 0% | 0% | 3 | 25% | 0% | 0% | 1 | 6% | 0% | 0% | 1 |  | 0% | 0% | 1 | 0.15 | 0% | 0% | 1 | 7% | 0% | 0% | 1 | 0 | 2 | 50% | 0% | 50% | 3 | 58% | 0% | 0% | 2 | 31% | 0% | 0% | 1 | 63% | 0% | 0% | 2 | 84% | 0% | 0% | 3 | 32% | 0% | 0% | 1 | 6% | 0% | 0% | 1 |  | 0% | 0% | 1 | 0.17 | 0% | 0% | 1 | 10% | 0% | 0% | 1 | 0 | 2 | 32% | 0% | 32% | 2 | 59% | 0% | 0% | 2 | 36% | 0% | 0% | 1 | 61% | 0% | 0% | 2 | 85% | 0% | 0% | 3 | 30% | 0% | 0% | 1 | 6% | 0% | 0% | 1
59 | Bridgeville | 0 | 0 | 10 | 0% | 0% | 1 | 0.07 | 0% | 0% | 1 | 0% | 0% | 0% | 1 | 0 | 2 | 0% | 0% | 0% | 1 | 38% | 0% | 0% | 1 | 6% | 0% | 0% | 1 | 6% | 0% | 0% | 1 | 44% | 0% | 0% | 1 | 59% | 0% | 0% | 2 | 1% | 0% | 0% | 1 |  | 0% | 0% | 1 | 0.06 | 0% | 0% | 1 | 0% | 0% | 0% | 1 | 0 | 2 | 0% | 0% | 0% | 1 | 23% | 0% | 0% | 1 | 22% | 0% | 0% | 1 | 28% | 0% | 0% | 1 | 46% | 0% | 0% | 1 | 58% | 0% | 0% | 2 | 1% | 0% | 0% | 1 |  | 0% | 0% | 1 | 0.06 | 0% | 0% | 1 | 0% | 0% | 0% | 1 | 0 | 2 | 3% | 0% | 3% | 1 | 20% | 0% | 0% | 1 | 24% | 0% | 0% | 1 | 31% | 0% | 0% | 1 | 44% | 0% | 0% | 1 | 52% | 0% | 0% | 2 | 1% | 0% | 0% | 1 |  | 0% | 0% | 1 | 0.06 | 0% | 0% | 1 | 0% | 0% | 0% | 1 | 0 | 2 | 6% | 0% | 6% | 1 | 16% | 0% | 0% | 1 | 21% | 0% | 0% | 1 | 27% | 0% | 0% | 1 | 38% | 0% | 0% | 1 | 48% | 0% | 0% | 1 | 2% | 0% | 0% | 1
60 | Logan Creek | 0 | 0 | 10 | 0% | 0% | 1 | 0.06 | 0% | 0% | 1 | 53% | 0% | 0% | 2 | 0 | 2 | 25% | 0% | 25% | 2 | 14% | 0% | 0% | 1 | 0% | 0% | 0% | 1 | 0% | 0% | 0% | 1 | 14% | 0% | 0% | 1 | 16% | 0% | 0% | 1 | 2% | 0% | 0% | 1 |  | 0% | 0% | 1 | 0.06 | 0% | 0% | 1 | 36% | 0% | 0% | 1 | 0 | 2 | 42% | 2% | 44% | 2 | 25% | 0% | 0% | 1 | 3% | 0% | 0% | 1 | 5% | 0% | 0% | 1 | 29% | 0% | 0% | 1 | 31% | 0% | 0% | 1 | 4% | 0% | 0% | 1 |  | 0% | 0% | 1 | 0.06 | 0% | 0% | 1 | 31% | 0% | 0% | 1 | 0 | 2 | 36% | 11% | 47% | 3 | 32% | 0% | 0% | 1 | 5% | 0% | 0% | 1 | 10% | 0% | 0% | 1 | 39% | 0% | 0% | 1 | 35% | 0% | 0% | 1 | 4% | 0% | 0% | 1 |  | 0% | 0% | 1 | 0.07 | 0% | 0% | 1 | 31% | 0% | 0% | 1 | 0 | 2 | 33% | 16% | 49% | 3 | 37% | 0% | 0% | 1 | 9% | 0% | 0% | 1 | 18% | 0% | 0% | 1 | 49% | 0% | 0% | 1 | 36% | 0% | 0% | 1 | 5% | 0% | 0% | 1
61 | Famoso | 0 | 0 | 10 | 0% | 0% | 1 | 0.07 | 0% | 0% | 1 | 91% | 0% | 0% | 3 | 0 | 2 | 10% | 0% | 10% | 1 | 57% | 0% | 0% | 2 | 0% | 0% | 0% | 1 | 21% | 0% | 0% | 1 | 64% | 0% | 0% | 2 | 0% | 0% | 0% | 1 | 1% | 0% | 0% | 1 |  | 0% | 0% | 1 | 0.09 | 0% | 0% | 1 | 79% | 0% | 0% | 3 | 0 | 2 | 23% | 0% | 23% | 2 | 29% | 0% | 0% | 1 | 4% | 0% | 0% | 1 | 10% | 0% | 0% | 1 | 34% | 0% | 0% | 1 | 1% | 0% | 0% | 1 | 1% | 0% | 0% | 1 |  | 0% | 0% | 1 | 0.11 | 0% | 0% | 1 | 60% | 0% | 0% | 2 | 0 | 2 | 26% | 0% | 26% | 2 | 25% | 0% | 0% | 1 | 2% | 0% | 0% | 1 | 11% | 0% | 0% | 1 | 33% | 0% | 0% | 1 | 5% | 0% | 0% | 1 | 1% | 0% | 0% | 1 |  | 0% | 0% | 1 | 0.1 | 0% | 0% | 1 | 48% | 0% | 0% | 1 | 0 | 2 | 28% | 0% | 28% | 2 | 29% | 0% | 0% | 1 | 7% | 0% | 0% | 1 | 25% | 0% | 0% | 1 | 46% | 0% | 0% | 1 | 10% | 0% | 0% | 1 | 4% | 0% | 0% | 1
62 | New Sub - Los Banos - Midway (Proposed) | 0 | 0 | 10 | 0% | 0% | 1 | 0.05 | 0% | 0% | 1 | 31% | 0% | 0% | 1 | 0 | 2 | 1% | 0% | 1% | 1 | 1% | 0% | 0% | 1 | 0% | 0% | 0% | 1 | 0% | 0% | 0% | 1 | 1% | 0% | 0% | 1 | 0% | 0% | 0% | 1 | 0% | 0% | 0% | 1 |  | 0% | 0% | 1 | 0.07 | 0% | 0% | 1 | 38% | 0% | 0% | 1 | 0 | 2 | 0% | 0% | 0% | 1 | 17% | 0% | 0% | 1 | 3% | 0% | 0% | 1 | 5% | 0% | 0% | 1 | 18% | 0% | 0% | 1 | 0% | 0% | 0% | 1 | 1% | 0% | 0% | 1 |  | 0% | 0% | 1 | 0.07 | 0% | 0% | 1 | 38% | 0% | 0% | 1 | 0 | 2 | 6% | 0% | 6% | 1 | 27% | 0% | 0% | 1 | 3% | 0% | 0% | 1 | 6% | 0% | 0% | 1 | 29% | 0% | 0% | 1 | 6% | 0% | 0% | 1 | 1% | 0% | 0% | 1 |  | 0% | 0% | 1 | 0.07 | 0% | 0% | 1 | 40% | 0% | 0% | 1 | 0 | 2 | 8% | 0% | 8% | 1 | 27% | 0% | 0% | 1 | 9% | 0% | 0% | 1 | 13% | 0% | 0% | 1 | 33% | 0% | 0% | 1 | 7% | 0% | 0% | 1 | 2% | 0% | 0% | 1
63 | Lockeford | 200 | 2000 | 10 | 18.36% | 0% | 1 | 0.24 | 999% | 8.824% | 3 | 51% | 15.37% | 0% | 2 | 0 | 2 | 0% | 0% | 0% | 1 | 0% | 4.667% | 0% | 1 | 0% | 4.667% | 0% | 1 | 31% | 6.802% | 0% | 1 | 31% | 6.802% | 0% | 1 | 0% | 4.667% | 0% | 1 | 10% | 5.17% | 0% | 1 |  | 6.947% | 0% | 1 | 0.22 | 33.23% | 0% | 2 | 47% | 5.41% | 0% | 1 | 0 | 2 | 6% | 0% | 6% | 1 | 12% | 1.603% | 0% | 1 | 9% | 1.556% | 0% | 1 | 35% | 2.17% | 0% | 1 | 38% | 2.282% | 0% | 1 | 9% | 1.552% | 0% | 1 | 14% | 1.652% | 0% | 1 |  | 4.113% | 0% | 1 | 0.19 | 13.28% | 0% | 1 | 39% | 5.41% | 0% | 1 | 0 | 2 | 6% | 0% | 6% | 1 | 26% | 0.9196% | 0% | 1 | 21% | 0.8608% | 0% | 1 | 43% | 1.197% | 0% | 1 | 50% | 1.347% | 0% | 2 | 11% | 0.7617% | 0% | 1 | 13% | 0.7824% | 0% | 1 |  | 2.754% | 0% | 1 | 0.15 | 3.423% | 0% | 1 | 39% | 5.41% | 0% | 1 | 0 | 2 | 13% | 0% | 13% | 1 | 35% | 0.593% | 0% | 1 | 22% | 0.4987% | 0% | 1 | 39% | 0.6353% | 0% | 1 | 51% | 0.798% | 0% | 2 | 15% | 0.4578% | 0% | 1 | 13% | 0.4455% | 0% | 1
64 | Etiwanda | 500 | 5000 | 10 | 999.9% | 3571% | 5 | 0.75 | 999% | 999% | 5 | 0% | 0% | 0% | 1 | 0 | 2 | 33% | 67% | 100% | 5 | 100% | 999% | 3571% | 5 | 100% | 999% | 3571% | 5 | 100% | 999% | 3571% | 5 | 100% | 999% | 3571% | 5 | 0% | 3571% | 999.9% | 5 | 1% | 3623% | 243100% | 5 |  | 148.1% | 33.9% | 5 | 0.56 | 1562% | 211.2% | 5 | 12% | 613.9% | 0% | 4 | 0 | 2 | 9% | 39% | 48% | 5 | 47% | 115.2% | 17.25% | 5 | 38% | 99.03% | 0% | 4 | 35% | 94.23% | 0% | 4 | 47% | 115.2% | 17.25% | 5 | 23% | 80% | 0% | 4 | 5% | 64.49% | 0% | 3 |  | 121.4% | 5.011% | 4 | 0.29 | 244.7% | 28.45% | 5 | 6% | 613.9% | 0% | 4 | 0 | 2 | 28% | 45% | 73% | 5 | 67% | 69.28% | 0% | 3 | 51% | 47.21% | 0% | 2 | 47% | 43.81% | 0% | 2 | 75% | 92.03% | 0% | 4 | 22% | 29.55% | 0% | 2 | 8% | 24.91% | 0% | 2 |  | 87.86% | 0% | 4 | 0.27 | 54.47% | 0% | 2 | 2% | 613.9% | 0% | 4 | 0 | 2 | 55% | 29% | 84% | 5 | 51% | 15.06% | 0% | 2 | 53% | 15.51% | 0% | 2 | 60% | 18.48% | 0% | 2 | 86% | 52.13% | 0% | 3 | 35% | 11.37% | 0% | 1 | 7% | 7.884% | 0% | 1
65 | Edes | 0 | 0 | 10 | 0% | 0% | 1 | 0.84 | 0% | 0% | 1 | 0% | 0% | 0% | 1 | 0 | 2 | 0% | 0% | 0% | 1 | 3% | 0% | 0% | 1 | 30% | 0% | 0% | 1 | 63% | 0% | 0% | 2 | 63% | 0% | 0% | 2 | 0% | 0% | 0% | 1 | 8% | 0% | 0% | 1 |  | 0% | 0% | 1 | 0.28 | 0% | 0% | 1 | 0% | 0% | 0% | 1 | 0 | 2 | 55% | 0% | 55% | 3 | 64% | 0% | 0% | 2 | 27% | 0% | 0% | 1 | 64% | 0% | 0% | 2 | 84% | 0% | 0% | 3 | 31% | 0% | 0% | 1 | 7% | 0% | 0% | 1 |  | 0% | 0% | 1 | 0.33 | 0% | 0% | 1 | 0% | 0% | 0% | 1 | 0 | 2 | 62% | 0% | 62% | 3 | 63% | 0% | 0% | 2 | 34% | 0% | 0% | 1 | 69% | 0% | 0% | 2 | 88% | 0% | 0% | 3 | 33% | 0% | 0% | 1 | 6% | 0% | 0% | 1 |  | 0% | 0% | 1 | 0.44 | 0% | 0% | 1 | 0% | 0% | 0% | 1 | 0 | 2 | 63% | 0% | 63% | 3 | 42% | 0% | 0% | 1 | 46% | 0% | 0% | 1 | 72% | 0% | 0% | 3 | 84% | 0% | 0% | 3 | 29% | 0% | 0% | 1 | 6% | 0% | 0% | 1
66 | GWF 2 | 0 | 0 | 0 | 0% | 0% | 1 | 0.07 | 0% | 0% | 1 | 0% | 0% | 0% | 1 | 0 | 2 | 42% | 0% | 42% | 2 | 42% | 0% | 0% | 1 | 70% | 0% | 0% | 3 | 43% | 0% | 0% | 1 | 71% | 0% | 0% | 3 | 12% | 0% | 0% | 1 | 49% | 0% | 0% | 1 |  | 0% | 0% | 1 | 0.07 | 0% | 0% | 1 | 0% | 0% | 0% | 1 | 0 | 2 | 64% | 0% | 64% | 3 | 25% | 0% | 0% | 1 | 48% | 0% | 0% | 1 | 42% | 0% | 0% | 1 | 56% | 0% | 0% | 2 | 9% | 0% | 0% | 1 | 23% | 0% | 0% | 1 |  | 0% | 0% | 1 | 0.08 | 0% | 0% | 1 | 11% | 0% | 0% | 1 | 0 | 2 | 54% | 0% | 54% | 3 | 17% | 0% | 0% | 1 | 46% | 0% | 0% | 1 | 43% | 0% | 0% | 1 | 55% | 0% | 0% | 2 | 8% | 0% | 0% | 1 | 18% | 0% | 0% | 1 |  | 0% | 0% | 1 | 0.14 | 0% | 0% | 1 | 23% | 0% | 0% | 1 | 0 | 2 | 45% | 0% | 45% | 2 | 25% | 0% | 0% | 1 | 38% | 0% | 0% | 1 | 42% | 0% | 0% | 1 | 56% | 0% | 0% | 2 | 10% | 0% | 0% | 1 | 16% | 0% | 0% | 1
67 | Goose Lake | 0 | 0 | 10 | 0% | 0% | 1 | 0.09 | 0% | 0% | 1 | 40% | 0% | 0% | 1 | 0 | 2 | 15% | 0% | 15% | 1 | 44% | 0% | 0% | 1 | 24% | 0% | 0% | 1 | 72% | 0% | 0% | 3 | 83% | 0% | 0% | 3 | 2% | 0% | 0% | 1 | 16% | 0% | 0% | 1 |  | 0% | 0% | 1 | 0.08 | 0% | 0% | 1 | 50% | 0% | 0% | 2 | 0 | 2 | 17% | 0% | 17% | 1 | 38% | 0% | 0% | 1 | 14% | 0% | 0% | 1 | 48% | 0% | 0% | 1 | 69% | 0% | 0% | 2 | 1% | 0% | 0% | 1 | 7% | 0% | 0% | 1 |  | 0% | 0% | 1 | 0.08 | 0% | 0% | 1 | 44% | 0% | 0% | 1 | 0 | 2 | 14% | 0% | 14% | 1 | 35% | 0% | 0% | 1 | 9% | 0% | 0% | 1 | 35% | 0% | 0% | 1 | 59% | 0% | 0% | 2 | 3% | 0% | 0% | 1 | 4% | 0% | 0% | 1 |  | 0% | 0% | 1 | 0.08 | 0% | 0% | 1 | 42% | 0% | 0% | 1 | 0 | 2 | 13% | 0% | 13% | 1 | 37% | 0% | 0% | 1 | 7% | 0% | 0% | 1 | 27% | 0% | 0% | 1 | 56% | 0% | 0% | 2 | 5% | 0% | 0% | 1 | 5% | 0% | 0% | 1
68 | Unknown - 3327 | 0 | 0 | 0 | 0% | 0% | 1 | 0.12 | 0% | 0% | 1 | 85% | 0% | 0% | 3 | 0 | 2 | 1% | 0% | 1% | 1 | 0% | 0% | 0% | 1 | 1% | 0% | 0% | 1 | 10% | 0% | 0% | 1 | 10% | 0% | 0% | 1 | 0% | 0% | 0% | 1 | 0% | 0% | 0% | 1 |  | 0% | 0% | 1 | 0.11 | 0% | 0% | 1 | 58% | 0% | 0% | 2 | 0 | 2 | 11% | 0% | 11% | 1 | 26% | 0% | 0% | 1 | 13% | 0% | 0% | 1 | 23% | 0% | 0% | 1 | 36% | 0% | 0% | 1 | 13% | 0% | 0% | 1 | 2% | 0% | 0% | 1 |  | 0% | 0% | 1 | 0.1 | 0% | 0% | 1 | 45% | 0% | 0% | 1 | 0 | 2 | 27% | 1% | 28% | 2 | 43% | 0% | 0% | 1 | 21% | 0% | 0% | 1 | 32% | 0% | 0% | 1 | 54% | 0% | 0% | 2 | 23% | 0% | 0% | 1 | 2% | 0% | 0% | 1 |  | 0% | 0% | 1 | 0.11 | 0% | 0% | 1 | 42% | 0% | 0% | 1 | 0 | 2 | 29% | 4% | 33% | 2 | 42% | 0% | 0% | 1 | 21% | 0% | 0% | 1 | 32% | 0% | 0% | 1 | 54% | 0% | 0% | 2 | 22% | 0% | 0% | 1 | 3% | 0% | 0% | 1
69 | Mira Loma | 0 | 0 | 10 | 0% | 0% | 1 | 0.6 | 0% | 0% | 1 | 22% | 0% | 0% | 1 | 0 | 2 | 7% | 0% | 7% | 1 | 0% | 0% | 0% | 1 | 0% | 0% | 0% | 1 | 0% | 0% | 0% | 1 | 0% | 0% | 0% | 1 | 0% | 0% | 0% | 1 | 0% | 0% | 0% | 1 |  | 0% | 0% | 1 | 0.57 | 0% | 0% | 1 | 19% | 0% | 0% | 1 | 0 | 2 | 29% | 0% | 29% | 2 | 4% | 0% | 0% | 1 | 5% | 0% | 0% | 1 | 19% | 0% | 0% | 1 | 23% | 0% | 0% | 1 | 2% | 0% | 0% | 1 | 1% | 0% | 0% | 1 |  | 0% | 0% | 1 | 0.3 | 0% | 0% | 1 | 7% | 0% | 0% | 1 | 0 | 2 | 41% | 30% | 71% | 5 | 36% | 0% | 0% | 1 | 15% | 0% | 0% | 1 | 33% | 0% | 0% | 1 | 60% | 0% | 0% | 2 | 36% | 0% | 0% | 1 | 9% | 0% | 0% | 1 |  | 0% | 0% | 1 | 0.29 | 0% | 0% | 1 | 3% | 0% | 0% | 1 | 0 | 2 | 53% | 31% | 84% | 5 | 43% | 0% | 0% | 1 | 39% | 0% | 0% | 1 | 50% | 0% | 0% | 2 | 75% | 0% | 0% | 3 | 33% | 0% | 0% | 1 | 9% | 0% | 0% | 1
70 | Ravenswood | 100 | 1000 | 10 | 1099% | 233.1% | 5 | 0.15 | 909.1% | 679.4% | 5 | 0% | 0% | 0% | 1 | 0 | 2 | 0% | 0% | 0% | 1 | 0% | 208.3% | 999.9% | 5 | 0% | 208.3% | 999.9% | 5 | 53% | 446.4% | 303.1% | 5 | 53% | 446.4% | 303.1% | 5 | 0% | 208.3% | 999.9% | 5 | 55% | 456.6% | 298.1% | 5 |  | 207.9% | 10.07% | 5 | 0.81 | 195.3% | 37.34% | 5 | 0% | 2022% | 0% | 4 | 0 | 2 | 0% | 0% | 0% | 1 | 27% | 24.45% | 0% | 2 | 71% | 61.69% | 0% | 3 | 82% | 98.14% | 0% | 4 | 82% | 99.8% | 0% | 4 | 6% | 18.79% | 0% | 1 | 20% | 22.13% | 0% | 2 |  | 52.44% | 0% | 3 | 0.29 | 124.5% | 0.8579% | 3 | 0% | 2022% | 0% | 4 | 0 | 2 | 29% | 0% | 29% | 2 | 66% | 9.746% | 0% | 2 | 54% | 7.204% | 0% | 2 | 72% | 11.56% | 0% | 3 | 88% | 26.61% | 0% | 3 | 47% | 6.216% | 0% | 1 | 10% | 3.642% | 0% | 1 |  | 13.89% | 0% | 1 | 0.28 | 7.846% | 0% | 1 | 1% | 2022% | 0% | 4 | 0 | 2 | 40% | 0% | 40% | 2 | 54% | 2.372% | 0% | 2 | 44% | 1.955% | 0% | 1 | 64% | 3.05% | 0% | 2 | 81% | 5.746% | 0% | 3 | 47% | 2.068% | 0% | 1 | 9% | 1.198% | 0% | 1
71 | Rio Hondo | 0 | 0 | 10 | 0% | 0% | 1 | 0.1 | 0% | 0% | 1 | 0% | 0% | 0% | 1 | 0 | 2 | 0% | 0% | 0% | 1 | 0% | 0% | 0% | 1 | 100% | 0% | 0% | 5 | 90% | 0% | 0% | 4 | 100% | 0% | 0% | 5 | 99% | 0% | 0% | 5 | 28% | 0% | 0% | 1 |  | 0% | 0% | 1 | 0.03 | 0% | 0% | 1 | 0% | 0% | 0% | 1 | 0 | 2 | 24% | 44% | 68% | 5 | 0% | 0% | 0% | 1 | 46% | 0% | 0% | 1 | 76% | 0% | 0% | 3 | 79% | 0% | 0% | 3 | 87% | 0% | 0% | 3 | 30% | 0% | 0% | 1 |  | 0% | 0% | 1 | 0.16 | 0% | 0% | 1 | 0% | 0% | 0% | 1 | 0 | 2 | 82% | 4% | 86% | 5 | 50% | 0% | 0% | 2 | 2% | 0% | 0% | 1 | 1% | 0% | 0% | 1 | 52% | 0% | 0% | 2 | 58% | 0% | 0% | 2 | 19% | 0% | 0% | 1 |  | 0% | 0% | 1 | 0.14 | 0% | 0% | 1 | 0% | 0% | 0% | 1 | 0 | 2 | 79% | 12% | 91% | 5 | 56% | 0% | 0% | 2 | 6% | 0% | 0% | 1 | 1% | 0% | 0% | 1 | 59% | 0% | 0% | 2 | 44% | 0% | 0% | 1 | 16% | 0% | 0% | 1
72 | Redondo | 0 | 0 | 10 | 0% | 0% | 1 | 0.27 | 0% | 0% | 1 | 0% | 0% | 0% | 1 | 0 | 2 | 0% | 0% | 0% | 1 | 8% | 0% | 0% | 1 | 0% | 0% | 0% | 1 | 57% | 0% | 0% | 2 | 65% | 0% | 0% | 2 | 0% | 0% | 0% | 1 | 0% | 0% | 0% | 1 |  | 0% | 0% | 1 | 0.26 | 0% | 0% | 1 | 0% | 0% | 0% | 1 | 0 | 2 | 0% | 0% | 0% | 1 | 1% | 0% | 0% | 1 | 17% | 0% | 0% | 1 | 81% | 0% | 0% | 3 | 82% | 0% | 0% | 3 | 0% | 0% | 0% | 1 | 0% | 0% | 0% | 1 |  | 0% | 0% | 1 | 0.18 | 0% | 0% | 1 | 0% | 0% | 0% | 1 | 0 | 2 | 0% | 0% | 0% | 1 | 0% | 0% | 0% | 1 | 2% | 0% | 0% | 1 | 54% | 0% | 0% | 2 | 55% | 0% | 0% | 2 | 0% | 0% | 0% | 1 | 0% | 0% | 0% | 1 |  | 0% | 0% | 1 | 0.25 | 0% | 0% | 1 | 0% | 0% | 0% | 1 | 0 | 2 | 1% | 15% | 16% | 3 | 5% | 0% | 0% | 1 | 6% | 0% | 0% | 1 | 49% | 0% | 0% | 1 | 54% | 0% | 0% | 2 | 2% | 0% | 0% | 1 | 4% | 0% | 0% | 1
73 | Otay | 0 | 0 | 10 | 0% | 0% | 1 | 0.18 | 0% | 0% | 1 | 0% | 0% | 0% | 1 | 0 | 2 | 12% | 0% | 12% | 1 | 4% | 0% | 0% | 1 | 97% | 0% | 0% | 5 | 99% | 0% | 0% | 5 | 99% | 0% | 0% | 5 | 24% | 0% | 0% | 1 | 8% | 0% | 0% | 1 |  | 0% | 0% | 1 | 0.21 | 0% | 0% | 1 | 0% | 0% | 0% | 1 | 0 | 2 | 48% | 0% | 48% | 2 | 2% | 0% | 0% | 1 | 77% | 0% | 0% | 3 | 93% | 0% | 0% | 4 | 96% | 0% | 0% | 5 | 25% | 0% | 0% | 1 | 9% | 0% | 0% | 1 |  | 0% | 0% | 1 | 0.21 | 0% | 0% | 1 | 0% | 0% | 0% | 1 | 0 | 2 | 45% | 4% | 49% | 2 | 6% | 0% | 0% | 1 | 67% | 0% | 0% | 2 | 89% | 0% | 0% | 3 | 91% | 0% | 0% | 4 | 31% | 0% | 0% | 1 | 6% | 0% | 0% | 1 |  | 0% | 0% | 1 | 0.22 | 0% | 0% | 1 | 0% | 0% | 0% | 1 | 0 | 2 | 33% | 43% | 76% | 5 | 24% | 0% | 0% | 1 | 62% | 0% | 0% | 2 | 85% | 0% | 0% | 3 | 89% | 0% | 0% | 3 | 29% | 0% | 0% | 1 | 5% | 0% | 0% | 1
74 | Kirker | 0 | 0 | 10 | 0% | 0% | 1 | 0.07 | 0% | 0% | 1 | 0% | 0% | 0% | 1 | 0 | 2 | 44% | 0% | 44% | 2 | 50% | 0% | 0% | 2 | 74% | 0% | 0% | 3 | 49% | 0% | 0% | 1 | 75% | 0% | 0% | 3 | 16% | 0% | 0% | 1 | 54% | 0% | 0% | 2 |  | 0% | 0% | 1 | 0.07 | 0% | 0% | 1 | 0% | 0% | 0% | 1 | 0 | 2 | 63% | 0% | 63% | 3 | 25% | 0% | 0% | 1 | 48% | 0% | 0% | 1 | 39% | 0% | 0% | 1 | 55% | 0% | 0% | 2 | 9% | 0% | 0% | 1 | 27% | 0% | 0% | 1 |  | 0% | 0% | 1 | 0.17 | 0% | 0% | 1 | 3% | 0% | 0% | 1 | 0 | 2 | 60% | 0% | 60% | 3 | 20% | 0% | 0% | 1 | 47% | 0% | 0% | 1 | 45% | 0% | 0% | 1 | 59% | 0% | 0% | 2 | 11% | 0% | 0% | 1 | 19% | 0% | 0% | 1 |  | 0% | 0% | 1 | 0.2 | 0% | 0% | 1 | 17% | 0% | 0% | 1 | 0 | 2 | 50% | 0% | 50% | 3 | 23% | 0% | 0% | 1 | 40% | 0% | 0% | 1 | 45% | 0% | 0% | 1 | 59% | 0% | 0% | 2 | 11% | 0% | 0% | 1 | 16% | 0% | 0% | 1
75 | Saugus | 0 | 0 | 10 | 0% | 0% | 1 | 0.64 | 0% | 0% | 1 | 1% | 0% | 0% | 1 | 0 | 2 | 60% | 2% | 62% | 3 | 2% | 0% | 0% | 1 | 19% | 0% | 0% | 1 | 57% | 0% | 0% | 2 | 60% | 0% | 0% | 2 | 27% | 0% | 0% | 1 | 9% | 0% | 0% | 1 |  | 0% | 0% | 1 | 0.28 | 0% | 0% | 1 | 2% | 0% | 0% | 1 | 0 | 2 | 53% | 35% | 88% | 5 | 39% | 0% | 0% | 1 | 2% | 0% | 0% | 1 | 14% | 0% | 0% | 1 | 50% | 0% | 0% | 2 | 43% | 0% | 0% | 1 | 9% | 0% | 0% | 1 |  | 0% | 0% | 1 | 0.21 | 0% | 0% | 1 | 3% | 0% | 0% | 1 | 0 | 2 | 47% | 40% | 87% | 5 | 53% | 0% | 0% | 2 | 3% | 0% | 0% | 1 | 9% | 0% | 0% | 1 | 59% | 0% | 0% | 2 | 44% | 0% | 0% | 1 | 11% | 0% | 0% | 1 |  | 0% | 0% | 1 | 0.21 | 0% | 0% | 1 | 4% | 0% | 0% | 1 | 0 | 2 | 45% | 38% | 83% | 5 | 50% | 0% | 0% | 2 | 4% | 0% | 0% | 1 | 10% | 0% | 0% | 1 | 58% | 0% | 0% | 2 | 43% | 0% | 0% | 1 | 11% | 0% | 0% | 1
76 | Chinese Station | 0 | 0 | 0 | 0% | 0% | 1 | 0.07 | 0% | 0% | 1 | 0% | 0% | 0% | 1 | 0 | 2 | 97% | 0% | 97% | 5 | 40% | 0% | 0% | 1 | 91% | 0% | 0% | 4 | 95% | 0% | 0% | 5 | 95% | 0% | 0% | 5 | 43% | 0% | 0% | 1 | 11% | 0% | 0% | 1 |  | 0% | 0% | 1 | 0.1 | 0% | 0% | 1 | 0% | 0% | 0% | 1 | 0 | 2 | 86% | 1% | 87% | 5 | 65% | 0% | 0% | 2 | 36% | 0% | 0% | 1 | 41% | 0% | 0% | 1 | 80% | 0% | 0% | 3 | 68% | 0% | 0% | 2 | 8% | 0% | 0% | 1 |  | 0% | 0% | 1 | 0.11 | 0% | 0% | 1 | 1% | 0% | 0% | 1 | 0 | 2 | 80% | 3% | 83% | 5 | 75% | 0% | 0% | 3 | 31% | 0% | 0% | 1 | 36% | 0% | 0% | 1 | 84% | 0% | 0% | 3 | 62% | 0% | 0% | 2 | 9% | 0% | 0% | 1 |  | 0% | 0% | 1 | 0.11 | 0% | 0% | 1 | 5% | 0% | 0% | 1 | 0 | 2 | 72% | 8% | 80% | 5 | 73% | 0% | 0% | 3 | 29% | 0% | 0% | 1 | 42% | 0% | 0% | 1 | 87% | 0% | 0% | 3 | 54% | 0% | 0% | 2 | 9% | 0% | 0% | 1
77 | Devers | 300 | 3000 | 10 | 78.12% | 0% | 3 | 0.27 | 622.4% | 44.2% | 5 | 0% | 0% | 0% | 1 | 0 | 2 | 1% | 0% | 1% | 1 | 27% | 27.3% | 0% | 2 | 71% | 69.4% | 0% | 3 | 60% | 49.26% | 0% | 2 | 73% | 74.11% | 0% | 3 | 9% | 21.93% | 0% | 2 | 0% | 19.92% | 0% | 1 |  | 42.13% | 0% | 2 | 0.27 | 202.4% | 13.5% | 3 | 0% | 0% | 0% | 1 | 0 | 2 | 12% | 1% | 13% | 2 | 33% | 16.18% | 0% | 1 | 55% | 24.32% | 0% | 2 | 43% | 19.24% | 0% | 1 | 64% | 29.9% | 0% | 2 | 24% | 14.27% | 0% | 1 | 0% | 10.9% | 0% | 1 |  | 21.69% | 0% | 2 | 0.27 | 34.86% | 0% | 2 | 0% | 0% | 0% | 1 | 0 | 2 | 19% | 17% | 36% | 3 | 30% | 7.44% | 0% | 1 | 40% | 8.743% | 0% | 1 | 42% | 8.95% | 0% | 1 | 58% | 12.41% | 0% | 2 | 36% | 8.186% | 0% | 1 | 1% | 5.264% | 0% | 1 |  | 14.18% | 0% | 1 | 0.27 | 11.99% | 0% | 1 | 0% | 0% | 0% | 1 | 0 | 2 | 24% | 32% | 56% | 5 | 35% | 3.868% | 0% | 1 | 37% | 3.999% | 0% | 1 | 50% | 5.06% | 0% | 2 | 65% | 7.251% | 0% | 2 | 47% | 4.782% | 0% | 1 | 3% | 2.584% | 0% | 1
78 | New Sub - Midway - Wheeler Ridge (Proposed) | 1900 | 19000 | 10 | 201.1% | 25.3% | 5 | 0.06 | 204.3% | 26.38% | 5 | 49% | 109.9% | 7.338% | 4 | 0 | 2 | 10% | 0% | 10% | 1 | 9% | 44.36% | 0% | 2 | 33% | 59.74% | 0% | 3 | 43% | 71.11% | 0% | 3 | 44% | 72.52% | 0% | 3 | 0% | 40.26% | 0% | 2 | 1% | 40.47% | 0% | 2 |  | 96.12% | 0% | 4 | 0.06 | 72.47% | 0% | 2 | 46% | 48.57% | 0% | 2 | 0 | 2 | 8% | 0% | 8% | 1 | 22% | 18.18% | 0% | 1 | 38% | 22.66% | 0% | 2 | 50% | 28.27% | 0% | 2 | 60% | 35.39% | 0% | 2 | 2% | 14.45% | 0% | 1 | 1% | 14.23% | 0% | 1 |  | 67.01% | 0% | 3 | 0.07 | 30.04% | 0% | 2 | 42% | 48.57% | 0% | 2 | 0 | 2 | 7% | 0% | 7% | 1 | 22% | 9.645% | 0% | 1 | 38% | 12.1% | 0% | 1 | 57% | 17.39% | 0% | 2 | 64% | 20.64% | 0% | 2 | 5% | 7.869% | 0% | 1 | 5% | 7.891% | 0% | 1 |  | 42.01% | 0% | 2 | 0.08 | 20.72% | 0% | 2 | 44% | 48.57% | 0% | 2 | 0 | 2 | 9% | 0% | 9% | 1 | 22% | 6.221% | 0% | 1 | 30% | 6.955% | 0% | 1 | 54% | 10.63% | 0% | 2 | 61% | 12.32% | 0% | 2 | 7% | 5.221% | 0% | 1 | 5% | 5.126% | 0% | 1
79 | Del Amo | 0 | 0 | 10 | 0% | 0% | 1 | 0 | 0% | 0% | 1 | 0% | 0% | 0% | 1 | 0 | 2 | 0% | 0% | 0% | 1 | 0% | 0% | 0% | 1 | 0% | 0% | 0% | 1 | 0% | 0% | 0% | 1 | 0% | 0% | 0% | 1 | 0% | 0% | 0% | 1 | 0% | 0% | 0% | 1 |  | 0% | 0% | 1 | 0.36 | 0% | 0% | 1 | 0% | 0% | 0% | 1 | 0 | 2 | 0% | 0% | 0% | 1 | 0% | 0% | 0% | 1 | 18% | 0% | 0% | 1 | 37% | 0% | 0% | 1 | 37% | 0% | 0% | 1 | 0% | 0% | 0% | 1 | 1% | 0% | 0% | 1 |  | 0% | 0% | 1 | 0.67 | 0% | 0% | 1 | 0% | 0% | 0% | 1 | 0 | 2 | 1% | 0% | 1% | 1 | 0% | 0% | 0% | 1 | 7% | 0% | 0% | 1 | 68% | 0% | 0% | 2 | 68% | 0% | 0% | 2 | 0% | 0% | 0% | 1 | 2% | 0% | 0% | 1 |  | 0% | 0% | 1 | 0.49 | 0% | 0% | 1 | 0% | 0% | 0% | 1 | 0 | 2 | 28% | 0% | 28% | 2 | 21% | 0% | 0% | 1 | 10% | 0% | 0% | 1 | 53% | 0% | 0% | 2 | 74% | 0% | 0% | 3 | 16% | 0% | 0% | 1 | 8% | 0% | 0% | 1
80 | Alpaugh | 0 | 0 | 10 | 0% | 0% | 1 | 0.07 | 0% | 0% | 1 | 39% | 0% | 0% | 1 | 0 | 2 | 8% | 0% | 8% | 1 | 54% | 0% | 0% | 2 | 0% | 0% | 0% | 1 | 9% | 0% | 0% | 1 | 58% | 0% | 0% | 2 | 1% | 0% | 0% | 1 | 5% | 0% | 0% | 1 |  | 0% | 0% | 1 | 0.08 | 0% | 0% | 1 | 42% | 0% | 0% | 1 | 0 | 2 | 11% | 0% | 11% | 1 | 26% | 0% | 0% | 1 | 9% | 0% | 0% | 1 | 18% | 0% | 0% | 1 | 35% | 0% | 0% | 1 | 1% | 0% | 0% | 1 | 6% | 0% | 0% | 1 |  | 0% | 0% | 1 | 0.08 | 0% | 0% | 1 | 45% | 0% | 0% | 1 | 0 | 2 | 8% | 0% | 8% | 1 | 28% | 0% | 0% | 1 | 9% | 0% | 0% | 1 | 17% | 0% | 0% | 1 | 38% | 0% | 0% | 1 | 1% | 0% | 0% | 1 | 5% | 0% | 0% | 1 |  | 0% | 0% | 1 | 0.09 | 0% | 0% | 1 | 43% | 0% | 0% | 1 | 0 | 2 | 6% | 0% | 6% | 1 | 27% | 0% | 0% | 1 | 5% | 0% | 0% | 1 | 16% | 0% | 0% | 1 | 38% | 0% | 0% | 1 | 1% | 0% | 0% | 1 | 5% | 0% | 0% | 1
81 | Palo Verde | 0 | 0 | 10 | 0% | 0% | 1 | 0 | 0% | 0% | 1 | 0% | 0% | 0% | 1 | 0 | 2 | 0% | 0% | 0% | 1 | 0% | 0% | 0% | 1 | 0% | 0% | 0% | 1 | 0% | 0% | 0% | 1 | 0% | 0% | 0% | 1 | 0% | 0% | 0% | 1 | 0% | 0% | 0% | 1 |  | 0% | 0% | 1 | 0 | 0% | 0% | 1 | 0% | 0% | 0% | 1 | 0 | 2 | 0% | 0% | 0% | 1 | 0% | 0% | 0% | 1 | 0% | 0% | 0% | 1 | 0% | 0% | 0% | 1 | 0% | 0% | 0% | 1 | 0% | 0% | 0% | 1 | 0% | 0% | 0% | 1 |  | 0% | 0% | 1 | 0 | 0% | 0% | 1 | 0% | 0% | 0% | 1 | 0 | 2 | 0% | 0% | 0% | 1 | 0% | 0% | 0% | 1 | 0% | 0% | 0% | 1 | 0% | 0% | 0% | 1 | 0% | 0% | 0% | 1 | 0% | 0% | 0% | 1 | 0% | 0% | 0% | 1 |  | 0% | 0% | 1 | 0 | 0% | 0% | 1 | 0% | 0% | 0% | 1 | 0 | 2 | 0% | 0% | 0% | 1 | 0% | 0% | 0% | 1 | 0% | 0% | 0% | 1 | 0% | 0% | 0% | 1 | 0% | 0% | 0% | 1 | 0% | 0% | 0% | 1 | 0% | 0% | 0% | 1
82 | Grimmway-Malaga | 0 | 0 | 10 | 0% | 0% | 1 | 0.1 | 0% | 0% | 1 | 89% | 0% | 0% | 3 | 0 | 2 | 0% | 0% | 0% | 1 | 0% | 0% | 0% | 1 | 0% | 0% | 0% | 1 | 16% | 0% | 0% | 1 | 16% | 0% | 0% | 1 | 0% | 0% | 0% | 1 | 0% | 0% | 0% | 1 |  | 0% | 0% | 1 | 0.1 | 0% | 0% | 1 | 64% | 0% | 0% | 2 | 0 | 2 | 8% | 0% | 8% | 1 | 18% | 0% | 0% | 1 | 14% | 0% | 0% | 1 | 22% | 0% | 0% | 1 | 32% | 0% | 0% | 1 | 8% | 0% | 0% | 1 | 1% | 0% | 0% | 1 |  | 0% | 0% | 1 | 0.11 | 0% | 0% | 1 | 54% | 0% | 0% | 2 | 0 | 2 | 21% | 0% | 21% | 2 | 33% | 0% | 0% | 1 | 21% | 0% | 0% | 1 | 30% | 0% | 0% | 1 | 46% | 0% | 0% | 1 | 17% | 0% | 0% | 1 | 2% | 0% | 0% | 1 |  | 0% | 0% | 1 | 0.1 | 0% | 0% | 1 | 44% | 0% | 0% | 1 | 0 | 2 | 26% | 3% | 29% | 2 | 40% | 0% | 0% | 1 | 21% | 0% | 0% | 1 | 33% | 0% | 0% | 1 | 55% | 0% | 0% | 2 | 19% | 0% | 0% | 1 | 2% | 0% | 0% | 1
83 | Kernridge | 0 | 0 | 10 | 0% | 0% | 1 | 0.06 | 0% | 0% | 1 | 16% | 0% | 0% | 1 | 0 | 2 | 0% | 0% | 0% | 1 | 41% | 0% | 0% | 1 | 2% | 0% | 0% | 1 | 27% | 0% | 0% | 1 | 67% | 0% | 0% | 2 | 11% | 0% | 0% | 1 | 0% | 0% | 0% | 1 |  | 0% | 0% | 1 | 0.06 | 0% | 0% | 1 | 29% | 0% | 0% | 1 | 0 | 2 | 15% | 0% | 15% | 1 | 51% | 0% | 0% | 2 | 8% | 0% | 0% | 1 | 28% | 0% | 0% | 1 | 70% | 0% | 0% | 3 | 15% | 0% | 0% | 1 | 0% | 0% | 0% | 1 |  | 0% | 0% | 1 | 0.08 | 0% | 0% | 1 | 24% | 0% | 0% | 1 | 0 | 2 | 17% | 0% | 17% | 1 | 52% | 0% | 0% | 2 | 14% | 0% | 0% | 1 | 35% | 0% | 0% | 1 | 72% | 0% | 0% | 3 | 21% | 0% | 0% | 1 | 3% | 0% | 0% | 1 |  | 0% | 0% | 1 | 0.09 | 0% | 0% | 1 | 27% | 0% | 0% | 1 | 0 | 2 | 17% | 0% | 17% | 1 | 45% | 0% | 0% | 1 | 13% | 0% | 0% | 1 | 37% | 0% | 0% | 1 | 69% | 0% | 0% | 2 | 19% | 0% | 0% | 1 | 4% | 0% | 0% | 1
84 | Crestwood | 0 | 0 | 10 | 0% | 0% | 1 | 0.11 | 0% | 0% | 1 | 0% | 0% | 0% | 1 | 0 | 2 | 24% | 74% | 98% | 5 | 2% | 0% | 0% | 1 | 5% | 0% | 0% | 1 | 31% | 0% | 0% | 1 | 31% | 0% | 0% | 1 | 33% | 0% | 0% | 1 | 2% | 0% | 0% | 1 |  | 0% | 0% | 1 | 0.1 | 0% | 0% | 1 | 0% | 0% | 0% | 1 | 0 | 2 | 25% | 69% | 94% | 5 | 10% | 0% | 0% | 1 | 17% | 0% | 0% | 1 | 25% | 0% | 0% | 1 | 45% | 0% | 0% | 1 | 39% | 0% | 0% | 1 | 2% | 0% | 0% | 1 |  | 0% | 0% | 1 | 0.08 | 0% | 0% | 1 | 0% | 0% | 0% | 1 | 0 | 2 | 20% | 73% | 93% | 5 | 10% | 0% | 0% | 1 | 23% | 0% | 0% | 1 | 35% | 0% | 0% | 1 | 51% | 0% | 0% | 2 | 43% | 0% | 0% | 1 | 3% | 0% | 0% | 1 |  | 0% | 0% | 1 | 0.08 | 0% | 0% | 1 | 0% | 0% | 0% | 1 | 0 | 2 | 17% | 73% | 90% | 5 | 10% | 0% | 0% | 1 | 26% | 0% | 0% | 1 | 42% | 0% | 0% | 1 | 56% | 0% | 0% | 2 | 44% | 0% | 0% | 1 | 3% | 0% | 0% | 1
85 | Salt Creek | 0 | 0 | 10 | 0% | 0% | 1 | 0.54 | 0% | 0% | 1 | 0% | 0% | 0% | 1 | 0 | 2 | 75% | 0% | 75% | 5 | 7% | 0% | 0% | 1 | 98% | 0% | 0% | 5 | 87% | 0% | 0% | 3 | 100% | 0% | 0% | 5 | 44% | 0% | 0% | 1 | 3% | 0% | 0% | 1 |  | 0% | 0% | 1 | 0.18 | 0% | 0% | 1 | 0% | 0% | 0% | 1 | 0 | 2 | 64% | 10% | 74% | 3 | 10% | 0% | 0% | 1 | 84% | 0% | 0% | 3 | 93% | 0% | 0% | 4 | 95% | 0% | 0% | 5 | 39% | 0% | 0% | 1 | 7% | 0% | 0% | 1 |  | 0% | 0% | 1 | 0.22 | 0% | 0% | 1 | 0% | 0% | 0% | 1 | 0 | 2 | 33% | 46% | 79% | 5 | 24% | 0% | 0% | 1 | 59% | 0% | 0% | 2 | 84% | 0% | 0% | 3 | 88% | 0% | 0% | 3 | 27% | 0% | 0% | 1 | 4% | 0% | 0% | 1 |  | 0% | 0% | 1 | 0.21 | 0% | 0% | 1 | 0% | 0% | 0% | 1 | 0 | 2 | 24% | 64% | 88% | 5 | 26% | 0% | 0% | 1 | 48% | 0% | 0% | 1 | 76% | 0% | 0% | 3 | 84% | 0% | 0% | 3 | 37% | 0% | 0% | 1 | 3% | 0% | 0% | 1
86 | Eagle Rock (SCE) | 0 | 0 | 10 | 0% | 0% | 1 | 0 | 0% | 0% | 1 | 0% | 0% | 0% | 1 | 0 | 2 | 0% | 0% | 0% | 1 | 0% | 0% | 0% | 1 | 0% | 0% | 0% | 1 | 0% | 0% | 0% | 1 | 0% | 0% | 0% | 1 | 0% | 0% | 0% | 1 | 0% | 0% | 0% | 1 |  | 0% | 0% | 1 | 0.12 | 0% | 0% | 1 | 0% | 0% | 0% | 1 | 0 | 2 | 21% | 12% | 33% | 3 | 0% | 0% | 0% | 1 | 0% | 0% | 0% | 1 | 5% | 0% | 0% | 1 | 5% | 0% | 0% | 1 | 25% | 0% | 0% | 1 | 24% | 0% | 0% | 1 |  | 0% | 0% | 1 | 0.13 | 0% | 0% | 1 | 0% | 0% | 0% | 1 | 0 | 2 | 13% | 6% | 19% | 2 | 0% | 0% | 0% | 1 | 2% | 0% | 0% | 1 | 4% | 0% | 0% | 1 | 5% | 0% | 0% | 1 | 15% | 0% | 0% | 1 | 15% | 0% | 0% | 1 |  | 0% | 0% | 1 | 0.13 | 0% | 0% | 1 | 1% | 0% | 0% | 1 | 0 | 2 | 60% | 18% | 78% | 5 | 29% | 0% | 0% | 1 | 3% | 0% | 0% | 1 | 4% | 0% | 0% | 1 | 32% | 0% | 0% | 1 | 35% | 0% | 0% | 1 | 13% | 0% | 0% | 1
87 | Melones | 0 | 0 | 10 | 0% | 0% | 1 | 0.18 | 0% | 0% | 1 | 0% | 0% | 0% | 1 | 0 | 2 | 75% | 0% | 75% | 5 | 45% | 0% | 0% | 1 | 47% | 0% | 0% | 1 | 46% | 0% | 0% | 1 | 62% | 0% | 0% | 2 | 58% | 0% | 0% | 2 | 8% | 0% | 0% | 1 |  | 0% | 0% | 1 | 0.14 | 0% | 0% | 1 | 0% | 0% | 0% | 1 | 0 | 2 | 86% | 0% | 86% | 5 | 64% | 0% | 0% | 2 | 44% | 0% | 0% | 1 | 52% | 0% | 0% | 2 | 83% | 0% | 0% | 3 | 63% | 0% | 0% | 2 | 9% | 0% | 0% | 1 |  | 0% | 0% | 1 | 0.11 | 0% | 0% | 1 | 1% | 0% | 0% | 1 | 0 | 2 | 86% | 3% | 89% | 5 | 72% | 0% | 0% | 3 | 27% | 0% | 0% | 1 | 36% | 0% | 0% | 1 | 84% | 0% | 0% | 3 | 68% | 0% | 0% | 2 | 9% | 0% | 0% | 1 |  | 0% | 0% | 1 | 0.11 | 0% | 0% | 1 | 3% | 0% | 0% | 1 | 0 | 2 | 70% | 9% | 79% | 5 | 71% | 0% | 0% | 3 | 23% | 0% | 0% | 1 | 38% | 0% | 0% | 1 | 85% | 0% | 0% | 3 | 58% | 0% | 0% | 2 | 8% | 0% | 0% | 1
88 | Imperial Beach | 0 | 0 | 10 | 0% | 0% | 1 | 0.11 | 0% | 0% | 1 | 0% | 0% | 0% | 1 | 0 | 2 | 0% | 0% | 0% | 1 | 10% | 0% | 0% | 1 | 91% | 0% | 0% | 4 | 98% | 0% | 0% | 5 | 98% | 0% | 0% | 5 | 15% | 0% | 0% | 1 | 12% | 0% | 0% | 1 |  | 0% | 0% | 1 | 0.23 | 0% | 0% | 1 | 0% | 0% | 0% | 1 | 0 | 2 | 32% | 0% | 32% | 2 | 1% | 0% | 0% | 1 | 63% | 0% | 0% | 2 | 93% | 0% | 0% | 4 | 94% | 0% | 0% | 4 | 10% | 0% | 0% | 1 | 8% | 0% | 0% | 1 |  | 0% | 0% | 1 | 0.21 | 0% | 0% | 1 | 0% | 0% | 0% | 1 | 0 | 2 | 38% | 0% | 38% | 2 | 5% | 0% | 0% | 1 | 62% | 0% | 0% | 2 | 89% | 0% | 0% | 3 | 91% | 0% | 0% | 4 | 22% | 0% | 0% | 1 | 6% | 0% | 0% | 1 |  | 0% | 0% | 1 | 0.21 | 0% | 0% | 1 | 0% | 0% | 0% | 1 | 0 | 2 | 39% | 25% | 64% | 4 | 17% | 0% | 0% | 1 | 69% | 0% | 0% | 2 | 87% | 0% | 0% | 3 | 92% | 0% | 0% | 4 | 28% | 0% | 0% | 1 | 6% | 0% | 0% | 1
89 | Pala | 0 | 0 | 10 | 0% | 0% | 1 | 0.33 | 0% | 0% | 1 | 4% | 0% | 0% | 1 | 0 | 2 | 59% | 25% | 84% | 5 | 57% | 0% | 0% | 2 | 9% | 0% | 0% | 1 | 24% | 0% | 0% | 1 | 61% | 0% | 0% | 2 | 14% | 0% | 0% | 1 | 9% | 0% | 0% | 1 |  | 0% | 0% | 1 | 0.4 | 0% | 0% | 1 | 5% | 0% | 0% | 1 | 0 | 2 | 52% | 26% | 78% | 5 | 60% | 0% | 0% | 2 | 18% | 0% | 0% | 1 | 40% | 0% | 0% | 1 | 66% | 0% | 0% | 2 | 13% | 0% | 0% | 1 | 7% | 0% | 0% | 1 |  | 0% | 0% | 1 | 0.36 | 0% | 0% | 1 | 5% | 0% | 0% | 1 | 0 | 2 | 46% | 36% | 82% | 5 | 59% | 0% | 0% | 2 | 25% | 0% | 0% | 1 | 41% | 0% | 0% | 1 | 68% | 0% | 0% | 2 | 18% | 0% | 0% | 1 | 7% | 0% | 0% | 1 |  | 0% | 0% | 1 | 0.32 | 0% | 0% | 1 | 3% | 0% | 0% | 1 | 0 | 2 | 41% | 46% | 87% | 5 | 54% | 0% | 0% | 2 | 29% | 0% | 0% | 1 | 44% | 0% | 0% | 1 | 70% | 0% | 0% | 3 | 27% | 0% | 0% | 1 | 7% | 0% | 0% | 1
90 | 7th Standard | 90 | 900 | 10 | 20.08% | 0% | 2 | 0.23 | 769.2% | 3.692% | 3 | 74% | 0% | 0% | 2 | 0 | 2 | 1% | 0% | 1% | 1 | 13% | 4.192% | 0% | 1 | 0% | 3.662% | 0% | 1 | 3% | 3.774% | 0% | 1 | 13% | 4.196% | 0% | 1 | 0% | 3.662% | 0% | 1 | 2% | 3.749% | 0% | 1 |  | 3.943% | 0% | 1 | 0.15 | 47.8% | 0% | 2 | 52% | 0% | 0% | 2 | 0 | 2 | 15% | 0% | 15% | 1 | 36% | 1.193% | 0% | 1 | 8% | 0.8309% | 0% | 1 | 20% | 0.9587% | 0% | 1 | 44% | 1.373% | 0% | 1 | 1% | 0.7801% | 0% | 1 | 6% | 0.8191% | 0% | 1 |  | 1.704% | 0% | 1 | 0.12 | 2.788% | 0% | 1 | 50% | 0% | 0% | 2 | 0 | 2 | 23% | 0% | 23% | 2 | 36% | 0.4573% | 0% | 1 | 14% | 0.3408% | 0% | 1 | 28% | 0.4094% | 0% | 1 | 50% | 0.5819% | 0% | 2 | 4% | 0.3054% | 0% | 1 | 6% | 0.3131% | 0% | 1 |  | 1.049% | 0% | 1 | 0.1 | 0.8894% | 0% | 1 | 49% | 0% | 0% | 1 | 0 | 2 | 25% | 0% | 25% | 2 | 34% | 0.2283% | 0% | 1 | 18% | 0.1856% | 0% | 1 | 35% | 0.2352% | 0% | 1 | 54% | 0.3265% | 0% | 2 | 10% | 0.169% | 0% | 1 | 4% | 0.1582% | 0% | 1
91 | Rosedale | 0 | 0 | 0 | 0% | 0% | 1 | 0.7 | 0% | 0% | 1 | 47% | 0% | 0% | 1 | 0 | 2 | 0% | 0% | 0% | 1 | 98% | 0% | 0% | 5 | 12% | 0% | 0% | 1 | 12% | 0% | 0% | 1 | 98% | 0% | 0% | 5 | 0% | 0% | 0% | 1 | 1% | 0% | 0% | 1 |  | 0% | 0% | 1 | 0.19 | 0% | 0% | 1 | 46% | 0% | 0% | 1 | 0 | 2 | 6% | 0% | 6% | 1 | 35% | 0% | 0% | 1 | 14% | 0% | 0% | 1 | 33% | 0% | 0% | 1 | 49% | 0% | 0% | 1 | 0% | 0% | 0% | 1 | 8% | 0% | 0% | 1 |  | 0% | 0% | 1 | 0.13 | 0% | 0% | 1 | 47% | 0% | 0% | 1 | 0 | 2 | 18% | 0% | 18% | 1 | 32% | 0% | 0% | 1 | 16% | 0% | 0% | 1 | 29% | 0% | 0% | 1 | 48% | 0% | 0% | 1 | 4% | 0% | 0% | 1 | 6% | 0% | 0% | 1 |  | 0% | 0% | 1 | 0.1 | 0% | 0% | 1 | 47% | 0% | 0% | 1 | 0 | 2 | 22% | 0% | 22% | 2 | 31% | 0% | 0% | 1 | 22% | 0% | 0% | 1 | 37% | 0% | 0% | 1 | 52% | 0% | 0% | 2 | 10% | 0% | 0% | 1 | 4% | 0% | 0% | 1
92 | Moorpark | 0 | 0 | 10 | 0% | 0% | 1 | 0.17 | 0% | 0% | 1 | 33% | 0% | 0% | 1 | 0 | 2 | 9% | 0% | 9% | 1 | 16% | 0% | 0% | 1 | 0% | 0% | 0% | 1 | 20% | 0% | 0% | 1 | 36% | 0% | 0% | 1 | 13% | 0% | 0% | 1 | 5% | 0% | 0% | 1 |  | 0% | 0% | 1 | 0.14 | 0% | 0% | 1 | 32% | 0% | 0% | 1 | 0 | 2 | 25% | 0% | 25% | 2 | 30% | 0% | 0% | 1 | 7% | 0% | 0% | 1 | 14% | 0% | 0% | 1 | 41% | 0% | 0% | 1 | 17% | 0% | 0% | 1 | 9% | 0% | 0% | 1 |  | 0% | 0% | 1 | 0.14 | 0% | 0% | 1 | 28% | 0% | 0% | 1 | 0 | 2 | 25% | 3% | 28% | 2 | 37% | 0% | 0% | 1 | 7% | 0% | 0% | 1 | 19% | 0% | 0% | 1 | 51% | 0% | 0% | 2 | 22% | 0% | 0% | 1 | 9% | 0% | 0% | 1 |  | 0% | 0% | 1 | 0.16 | 0% | 0% | 1 | 21% | 0% | 0% | 1 | 0 | 2 | 24% | 6% | 30% | 2 | 40% | 0% | 0% | 1 | 8% | 0% | 0% | 1 | 20% | 0% | 0% | 1 | 55% | 0% | 0% | 2 | 27% | 0% | 0% | 1 | 9% | 0% | 0% | 1
93 | Norco | 0 | 0 | 10 | 0% | 0% | 1 | 0.07 | 0% | 0% | 1 | 10% | 0% | 0% | 1 | 0 | 2 | 11% | 0% | 11% | 1 | 58% | 0% | 0% | 2 | 87% | 0% | 0% | 3 | 96% | 0% | 0% | 5 | 100% | 0% | 0% | 5 | 0% | 0% | 0% | 1 | 29% | 0% | 0% | 1 |  | 0% | 0% | 1 | 0.09 | 0% | 0% | 1 | 36% | 0% | 0% | 1 | 0 | 2 | 8% | 0% | 8% | 1 | 30% | 0% | 0% | 1 | 55% | 0% | 0% | 2 | 86% | 0% | 0% | 3 | 87% | 0% | 0% | 3 | 1% | 0% | 0% | 1 | 11% | 0% | 0% | 1 |  | 0% | 0% | 1 | 0.09 | 0% | 0% | 1 | 45% | 0% | 0% | 1 | 0 | 2 | 5% | 0% | 5% | 1 | 20% | 0% | 0% | 1 | 35% | 0% | 0% | 1 | 61% | 0% | 0% | 2 | 62% | 0% | 0% | 2 | 1% | 0% | 0% | 1 | 7% | 0% | 0% | 1 |  | 0% | 0% | 1 | 0.09 | 0% | 0% | 1 | 51% | 0% | 0% | 2 | 0 | 2 | 4% | 0% | 4% | 1 | 18% | 0% | 0% | 1 | 27% | 0% | 0% | 1 | 52% | 0% | 0% | 2 | 57% | 0% | 0% | 2 | 1% | 0% | 0% | 1 | 5% | 0% | 0% | 1
94 | La Fresa | 0 | 0 | 10 | 0% | 0% | 1 | 0.26 | 0% | 0% | 1 | 0% | 0% | 0% | 1 | 0 | 2 | 0% | 0% | 0% | 1 | 0% | 0% | 0% | 1 | 0% | 0% | 0% | 1 | 31% | 0% | 0% | 1 | 31% | 0% | 0% | 1 | 0% | 0% | 0% | 1 | 0% | 0% | 0% | 1 |  | 0% | 0% | 1 | 0.24 | 0% | 0% | 1 | 0% | 0% | 0% | 1 | 0 | 2 | 0% | 0% | 0% | 1 | 0% | 0% | 0% | 1 | 3% | 0% | 0% | 1 | 74% | 0% | 0% | 3 | 74% | 0% | 0% | 3 | 0% | 0% | 0% | 1 | 0% | 0% | 0% | 1 |  | 0% | 0% | 1 | 0.27 | 0% | 0% | 1 | 0% | 0% | 0% | 1 | 0 | 2 | 0% | 0% | 0% | 1 | 0% | 0% | 0% | 1 | 3% | 0% | 0% | 1 | 56% | 0% | 0% | 2 | 56% | 0% | 0% | 2 | 0% | 0% | 0% | 1 | 0% | 0% | 0% | 1 |  | 0% | 0% | 1 | 0.27 | 0% | 0% | 1 | 0% | 0% | 0% | 1 | 0 | 2 | 2% | 9% | 11% | 2 | 2% | 0% | 0% | 1 | 10% | 0% | 0% | 1 | 53% | 0% | 0% | 2 | 55% | 0% | 0% | 2 | 2% | 0% | 0% | 1 | 3% | 0% | 0% | 1
95 | Cottonwood | 0 | 0 | 10 | 0% | 0% | 1 | 0.32 | 0% | 0% | 1 | 18% | 0% | 0% | 1 | 0 | 2 | 81% | 13% | 94% | 5 | 54% | 0% | 0% | 2 | 25% | 0% | 0% | 1 | 13% | 0% | 0% | 1 | 70% | 0% | 0% | 3 | 13% | 0% | 0% | 1 | 12% | 0% | 0% | 1 |  | 0% | 0% | 1 | 0.27 | 0% | 0% | 1 | 6% | 0% | 0% | 1 | 0 | 2 | 68% | 29% | 97% | 5 | 47% | 0% | 0% | 1 | 19% | 0% | 0% | 1 | 22% | 0% | 0% | 1 | 58% | 0% | 0% | 2 | 27% | 0% | 0% | 1 | 15% | 0% | 0% | 1 |  | 0% | 0% | 1 | 0.23 | 0% | 0% | 1 | 3% | 0% | 0% | 1 | 0 | 2 | 67% | 30% | 97% | 5 | 50% | 0% | 0% | 2 | 13% | 0% | 0% | 1 | 17% | 0% | 0% | 1 | 60% | 0% | 0% | 2 | 43% | 0% | 0% | 1 | 13% | 0% | 0% | 1 |  | 0% | 0% | 1 | 0.19 | 0% | 0% | 1 | 4% | 0% | 0% | 1 | 0 | 2 | 65% | 29% | 94% | 5 | 44% | 0% | 0% | 1 | 11% | 0% | 0% | 1 | 15% | 0% | 0% | 1 | 53% | 0% | 0% | 2 | 54% | 0% | 0% | 2 | 10% | 0% | 0% | 1
96 | Borden | 0 | 0 | 10 | 0% | 0% | 1 | 0.14 | 0% | 0% | 1 | 43% | 0% | 0% | 1 | 0 | 2 | 38% | 0% | 38% | 2 | 4% | 0% | 0% | 1 | 36% | 0% | 0% | 1 | 41% | 0% | 0% | 1 | 41% | 0% | 0% | 1 | 0% | 0% | 0% | 1 | 5% | 0% | 0% | 1 |  | 0% | 0% | 1 | 0.17 | 0% | 0% | 1 | 47% | 0% | 0% | 1 | 0 | 2 | 36% | 0% | 36% | 2 | 27% | 0% | 0% | 1 | 35% | 0% | 0% | 1 | 39% | 0% | 0% | 1 | 53% | 0% | 0% | 2 | 9% | 0% | 0% | 1 | 15% | 0% | 0% | 1 |  | 0% | 0% | 1 | 0.16 | 0% | 0% | 1 | 40% | 0% | 0% | 1 | 0 | 2 | 40% | 0% | 40% | 2 | 32% | 0% | 0% | 1 | 35% | 0% | 0% | 1 | 37% | 0% | 0% | 1 | 56% | 0% | 0% | 2 | 17% | 0% | 0% | 1 | 18% | 0% | 0% | 1 |  | 0% | 0% | 1 | 0.14 | 0% | 0% | 1 | 30% | 0% | 0% | 1 | 0 | 2 | 41% | 0% | 41% | 2 | 41% | 0% | 0% | 1 | 33% | 0% | 0% | 1 | 33% | 0% | 0% | 1 | 59% | 0% | 0% | 2 | 21% | 0% | 0% | 1 | 16% | 0% | 0% | 1
97 | Oceano | 0 | 0 | 10 | 0% | 0% | 1 | 0.33 | 0% | 0% | 1 | 15% | 0% | 0% | 1 | 0 | 2 | 17% | 0% | 17% | 1 | 5% | 0% | 0% | 1 | 4% | 0% | 0% | 1 | 18% | 0% | 0% | 1 | 18% | 0% | 0% | 1 | 27% | 0% | 0% | 1 | 4% | 0% | 0% | 1 |  | 0% | 0% | 1 | 0.13 | 0% | 0% | 1 | 21% | 0% | 0% | 1 | 0 | 2 | 46% | 0% | 46% | 2 | 9% | 0% | 0% | 1 | 3% | 0% | 0% | 1 | 22% | 0% | 0% | 1 | 26% | 0% | 0% | 1 | 22% | 0% | 0% | 1 | 8% | 0% | 0% | 1 |  | 0% | 0% | 1 | 0.09 | 0% | 0% | 1 | 16% | 0% | 0% | 1 | 0 | 2 | 47% | 11% | 58% | 3 | 12% | 0% | 0% | 1 | 7% | 0% | 0% | 1 | 30% | 0% | 0% | 1 | 34% | 0% | 0% | 1 | 39% | 0% | 0% | 1 | 7% | 0% | 0% | 1 |  | 0% | 0% | 1 | 0.08 | 0% | 0% | 1 | 14% | 0% | 0% | 1 | 0 | 2 | 41% | 22% | 63% | 4 | 17% | 0% | 0% | 1 | 10% | 0% | 0% | 1 | 33% | 0% | 0% | 1 | 40% | 0% | 0% | 1 | 45% | 0% | 0% | 1 | 7% | 0% | 0% | 1
98 | Hollister | 0 | 0 | 10 | 0% | 0% | 1 | 0.21 | 0% | 0% | 1 | 27% | 0% | 0% | 1 | 0 | 2 | 36% | 0% | 36% | 2 | 10% | 0% | 0% | 1 | 19% | 0% | 0% | 1 | 25% | 0% | 0% | 1 | 34% | 0% | 0% | 1 | 16% | 0% | 0% | 1 | 7% | 0% | 0% | 1 |  | 0% | 0% | 1 | 0.11 | 0% | 0% | 1 | 15% | 0% | 0% | 1 | 0 | 2 | 68% | 0% | 68% | 3 | 45% | 0% | 0% | 1 | 16% | 0% | 0% | 1 | 26% | 0% | 0% | 1 | 60% | 0% | 0% | 2 | 43% | 0% | 0% | 1 | 4% | 0% | 0% | 1 |  | 0% | 0% | 1 | 0.09 | 0% | 0% | 1 | 11% | 0% | 0% | 1 | 0 | 2 | 68% | 6% | 74% | 3 | 56% | 0% | 0% | 2 | 13% | 0% | 0% | 1 | 27% | 0% | 0% | 1 | 68% | 0% | 0% | 2 | 52% | 0% | 0% | 2 | 4% | 0% | 0% | 1 |  | 0% | 0% | 1 | 0.09 | 0% | 0% | 1 | 14% | 0% | 0% | 1 | 0 | 2 | 60% | 13% | 73% | 3 | 60% | 0% | 0% | 2 | 13% | 0% | 0% | 1 | 25% | 0% | 0% | 1 | 69% | 0% | 0% | 2 | 54% | 0% | 0% | 2 | 4% | 0% | 0% | 1
99 | Crow Creek | 0 | 0 | 10 | 0% | 0% | 1 | 0.08 | 0% | 0% | 1 | 48% | 0% | 0% | 1 | 0 | 2 | 57% | 0% | 57% | 3 | 28% | 0% | 0% | 1 | 12% | 0% | 0% | 1 | 19% | 0% | 0% | 1 | 46% | 0% | 0% | 1 | 35% | 0% | 0% | 1 | 2% | 0% | 0% | 1 |  | 0% | 0% | 1 | 0.1 | 0% | 0% | 1 | 41% | 0% | 0% | 1 | 0 | 2 | 45% | 3% | 48% | 2 | 48% | 0% | 0% | 1 | 12% | 0% | 0% | 1 | 20% | 0% | 0% | 1 | 59% | 0% | 0% | 2 | 35% | 0% | 0% | 1 | 3% | 0% | 0% | 1 |  | 0% | 0% | 1 | 0.11 | 0% | 0% | 1 | 42% | 0% | 0% | 1 | 0 | 2 | 34% | 8% | 42% | 2 | 44% | 0% | 0% | 1 | 9% | 0% | 0% | 1 | 16% | 0% | 0% | 1 | 52% | 0% | 0% | 2 | 34% | 0% | 0% | 1 | 3% | 0% | 0% | 1 |  | 0% | 0% | 1 | 0.11 | 0% | 0% | 1 | 41% | 0% | 0% | 1 | 0 | 2 | 29% | 12% | 41% | 3 | 45% | 0% | 0% | 1 | 12% | 0% | 0% | 1 | 18% | 0% | 0% | 1 | 52% | 0% | 0% | 2 | 33% | 0% | 0% | 1 | 4% | 0% | 0% | 1
100 | Stockdale | 12 | 120 | 10 | 6.715% | 0% | 1 | 0.27 | 999% | 2.396% | 3 | 73% | 0% | 0% | 2 | 0 | 2 | 0% | 0% | 0% | 1 | 6% | 1.558% | 0% | 1 | 0% | 1.467% | 0% | 1 | 17% | 1.757% | 0% | 1 | 17% | 1.757% | 0% | 1 | 0% | 1.462% | 0% | 1 | 0% | 1.462% | 0% | 1 |  | 0.7779% | 0% | 1 | 0.22 | 1.666% | 0% | 1 | 56% | 0% | 0% | 2 | 0 | 2 | 2% | 0% | 2% | 1 | 22% | 0.1723% | 0% | 1 | 17% | 0.1614% | 0% | 1 | 42% | 0.2304% | 0% | 1 | 45% | 0.244% | 0% | 1 | 0% | 0.1344% | 0% | 1 | 8% | 0.1455% | 0% | 1 |  | 0.2331% | 0% | 1 | 0.12 | 0.3795% | 0% | 1 | 52% | 0% | 0% | 2 | 0 | 2 | 8% | 0% | 8% | 1 | 21% | 0.05175% | 0% | 1 | 24% | 0.05391% | 0% | 1 | 38% | 0.06658% | 0% | 1 | 47% | 0.07697% | 0% | 1 | 1% | 0.04134% | 0% | 1 | 6% | 0.0436% | 0% | 1 |  | 0.1387% | 0% | 1 | 0.1 | 0.1396% | 0% | 1 | 51% | 0% | 0% | 2 | 0 | 2 | 16% | 0% | 16% | 1 | 27% | 0.02841% | 0% | 1 | 23% | 0.02692% | 0% | 1 | 37% | 0.03298% | 0% | 1 | 50% | 0.04174% | 0% | 2 | 7% | 0.02233% | 0% | 1 | 4% | 0.02158% | 0% | 1
101 | New Sub - Rancho Seco - Bellota (Proposed) | 0 | 0 | 10 | 0% | 0% | 1 | 0.12 | 0% | 0% | 1 | 8% | 0% | 0% | 1 | 0 | 2 | 24% | 0% | 24% | 2 | 64% | 0% | 0% | 2 | 52% | 0% | 0% | 2 | 70% | 0% | 0% | 3 | 82% | 0% | 0% | 3 | 43% | 0% | 0% | 1 | 23% | 0% | 0% | 1 |  | 0% | 0% | 1 | 0.19 | 0% | 0% | 1 | 19% | 0% | 0% | 1 | 0 | 2 | 17% | 0% | 17% | 1 | 45% | 0% | 0% | 1 | 36% | 0% | 0% | 1 | 67% | 0% | 0% | 2 | 74% | 0% | 0% | 3 | 25% | 0% | 0% | 1 | 17% | 0% | 0% | 1 |  | 0% | 0% | 1 | 0.16 | 0% | 0% | 1 | 26% | 0% | 0% | 1 | 0 | 2 | 25% | 0% | 25% | 2 | 47% | 0% | 0% | 1 | 25% | 0% | 0% | 1 | 50% | 0% | 0% | 2 | 66% | 0% | 0% | 2 | 31% | 0% | 0% | 1 | 14% | 0% | 0% | 1 |  | 0% | 0% | 1 | 0.15 | 0% | 0% | 1 | 23% | 0% | 0% | 1 | 0 | 2 | 31% | 0% | 31% | 2 | 51% | 0% | 0% | 2 | 20% | 0% | 0% | 1 | 42% | 0% | 0% | 1 | 67% | 0% | 0% | 2 | 31% | 0% | 0% | 1 | 13% | 0% | 0% | 1
102 | Oro Loma | 100 | 1000 | 10 | 3.491% | 0% | 1 | 0.07 | 22.31% | 0% | 2 | 36% | 1.013% | 0% | 1 | 0 | 2 | 8% | 0% | 8% | 1 | 0% | 2.081% | 0% | 1 | 0% | 2.081% | 0% | 1 | 12% | 2.371% | 0% | 1 | 12% | 2.371% | 0% | 1 | 0% | 2.081% | 0% | 1 | 1% | 2.107% | 0% | 1 |  | 1.087% | 0% | 1 | 0.08 | 7.627% | 0% | 1 | 35% | 0% | 0% | 1 | 0 | 2 | 14% | 0% | 14% | 1 | 11% | 0.647% | 0% | 1 | 1% | 0.5835% | 0% | 1 | 6% | 0.6174% | 0% | 1 | 14% | 0.6753% | 0% | 1 | 4% | 0.5991% | 0% | 1 | 3% | 0.5944% | 0% | 1 |  | 0.8349% | 0% | 1 | 0.08 | 1.513% | 0% | 1 | 40% | 0% | 0% | 1 | 0 | 2 | 22% | 0% | 22% | 2 | 32% | 0.3857% | 0% | 1 | 2% | 0.2691% | 0% | 1 | 11% | 0.2979% | 0% | 1 | 37% | 0.4217% | 0% | 1 | 8% | 0.2877% | 0% | 1 | 4% | 0.2756% | 0% | 1 |  | 0.6212% | 0% | 1 | 0.07 | 0.7384% | 0% | 1 | 38% | 0% | 0% | 1 | 0 | 2 | 24% | 0% | 24% | 2 | 41% | 0.2671% | 0% | 1 | 10% | 0.1756% | 0% | 1 | 18% | 0.192% | 0% | 1 | 47% | 0.2988% | 0% | 1 | 11% | 0.1782% | 0% | 1 | 5% | 0.1659% | 0% | 1
103 | Peoria | 0 | 0 | 10 | 0% | 0% | 1 | 0.09 | 0% | 0% | 1 | 0% | 0% | 0% | 1 | 0 | 2 | 88% | 0% | 88% | 5 | 57% | 0% | 0% | 2 | 81% | 0% | 0% | 3 | 80% | 0% | 0% | 3 | 88% | 0% | 0% | 3 | 46% | 0% | 0% | 1 | 14% | 0% | 0% | 1 |  | 0% | 0% | 1 | 0.11 | 0% | 0% | 1 | 0% | 0% | 0% | 1 | 0 | 2 | 87% | 0% | 87% | 5 | 64% | 0% | 0% | 2 | 41% | 0% | 0% | 1 | 43% | 0% | 0% | 1 | 81% | 0% | 0% | 3 | 67% | 0% | 0% | 2 | 9% | 0% | 0% | 1 |  | 0% | 0% | 1 | 0.1 | 0% | 0% | 1 | 1% | 0% | 0% | 1 | 0 | 2 | 83% | 3% | 86% | 5 | 75% | 0% | 0% | 3 | 30% | 0% | 0% | 1 | 37% | 0% | 0% | 1 | 84% | 0% | 0% | 3 | 64% | 0% | 0% | 2 | 9% | 0% | 0% | 1 |  | 0% | 0% | 1 | 0.11 | 0% | 0% | 1 | 4% | 0% | 0% | 1 | 0 | 2 | 71% | 9% | 80% | 5 | 72% | 0% | 0% | 3 | 26% | 0% | 0% | 1 | 40% | 0% | 0% | 1 | 86% | 0% | 0% | 3 | 56% | 0% | 0% | 2 | 9% | 0% | 0% | 1
104 | Table Mountain | 200 | 2000 | 10 | 999.9% | 6.306% | 4 | 0.08 | 60.37% | 0% | 2 | 7% | 17.41% | 0% | 1 | 0 | 2 | 50% | 0% | 50% | 3 | 79% | 30.09% | 0% | 3 | 36% | 9.876% | 0% | 1 | 42% | 10.84% | 0% | 1 | 100% | 6452% | 6.214% | 5 | 30% | 9.033% | 0% | 1 | 38% | 10.21% | 0% | 1 |  | 24.03% | 0% | 2 | 0.11 | 11.35% | 0% | 1 | 7% | 3.7% | 0% | 1 | 0 | 2 | 39% | 0% | 39% | 2 | 70% | 5.895% | 0% | 3 | 23% | 2.247% | 0% | 1 | 59% | 4.267% | 0% | 2 | 91% | 18.94% | 0% | 4 | 25% | 2.333% | 0% | 1 | 19% | 2.16% | 0% | 1 |  | 7.134% | 0% | 1 | 0.14 | 5.813% | 0% | 1 | 14% | 3.7% | 0% | 1 | 0 | 2 | 28% | 0% | 28% | 2 | 56% | 1.726% | 0% | 2 | 17% | 0.9092% | 0% | 1 | 52% | 1.56% | 0% | 2 | 80% | 3.696% | 0% | 3 | 20% | 0.935% | 0% | 1 | 12% | 0.8586% | 0% | 1 |  | 5.326% | 0% | 1 | 0.13 | 3.762% | 0% | 1 | 21% | 3.7% | 0% | 1 | 0 | 2 | 24% | 1% | 25% | 2 | 53% | 0.9557% | 0% | 2 | 21% | 0.5633% | 0% | 1 | 50% | 0.8863% | 0% | 2 | 80% | 2.238% | 0% | 3 | 21% | 0.5617% | 0% | 1 | 11% | 0.5028% | 0% | 1
105 | Sycamore Canyon | 0 | 0 | 10 | 0% | 0% | 1 | 0.22 | 0% | 0% | 1 | 0% | 0% | 0% | 1 | 0 | 2 | 29% | 70% | 99% | 5 | 92% | 0% | 0% | 4 | 65% | 0% | 0% | 2 | 43% | 0% | 0% | 1 | 100% | 0% | 0% | 5 | 21% | 0% | 0% | 1 | 2% | 0% | 0% | 1 |  | 0% | 0% | 1 | 0.29 | 0% | 0% | 1 | 0% | 0% | 0% | 1 | 0 | 2 | 36% | 60% | 96% | 5 | 73% | 0% | 0% | 3 | 58% | 0% | 0% | 2 | 66% | 0% | 0% | 2 | 97% | 0% | 0% | 5 | 14% | 0% | 0% | 1 | 3% | 0% | 0% | 1 |  | 0% | 0% | 1 | 0.24 | 0% | 0% | 1 | 1% | 0% | 0% | 1 | 0 | 2 | 35% | 58% | 93% | 5 | 65% | 0% | 0% | 2 | 49% | 0% | 0% | 1 | 64% | 0% | 0% | 2 | 88% | 0% | 0% | 3 | 25% | 0% | 0% | 1 | 4% | 0% | 0% | 1 |  | 0% | 0% | 1 | 0.21 | 0% | 0% | 1 | 1% | 0% | 0% | 1 | 0 | 2 | 17% | 75% | 92% | 5 | 45% | 0% | 0% | 1 | 29% | 0% | 0% | 1 | 42% | 0% | 0% | 1 | 67% | 0% | 0% | 2 | 43% | 0% | 0% | 1 | 5% | 0% | 0% | 1
106 | Ivanpah | 0 | 0 | 0 | 0% | 0% | 1 | 0.03 | 0% | 0% | 1 | 0% | 0% | 0% | 1 | 0 | 2 | 0% | 0% | 0% | 1 | 98% | 0% | 0% | 5 | 94% | 0% | 0% | 4 | 3% | 0% | 0% | 1 | 98% | 0% | 0% | 5 | 11% | 0% | 0% | 1 | 0% | 0% | 0% | 1 |  | 0% | 0% | 1 | 0.02 | 0% | 0% | 1 | 0% | 0% | 0% | 1 | 0 | 2 | 0% | 0% | 0% | 1 | 36% | 0% | 0% | 1 | 55% | 0% | 0% | 2 | 22% | 0% | 0% | 1 | 57% | 0% | 0% | 2 | 25% | 0% | 0% | 1 | 0% | 0% | 0% | 1 |  | 0% | 0% | 1 | 0.02 | 0% | 0% | 1 | 0% | 0% | 0% | 1 | 0 | 2 | 0% | 0% | 0% | 1 | 14% | 0% | 0% | 1 | 20% | 0% | 0% | 1 | 7% | 0% | 0% | 1 | 20% | 0% | 0% | 1 | 33% | 0% | 0% | 1 | 0% | 0% | 0% | 1 |  | 0% | 0% | 1 | 0.03 | 0% | 0% | 1 | 0% | 0% | 0% | 1 | 0 | 2 | 0% | 0% | 0% | 1 | 7% | 0% | 0% | 1 | 12% | 0% | 0% | 1 | 5% | 0% | 0% | 1 | 12% | 0% | 0% | 1 | 28% | 0% | 0% | 1 | 0% | 0% | 0% | 1
107 | North Gila | 0 | 0 | 0 | 0% | 0% | 1 | 0.07 | 0% | 0% | 1 | 14% | 0% | 0% | 1 | 0 | 2 | 0% | 0% | 0% | 1 | 0% | 0% | 0% | 1 | 21% | 0% | 0% | 1 | 21% | 0% | 0% | 1 | 21% | 0% | 0% | 1 | 0% | 0% | 0% | 1 | 5% | 0% | 0% | 1 |  | 0% | 0% | 1 | 0.05 | 0% | 0% | 1 | 18% | 0% | 0% | 1 | 0 | 2 | 0% | 0% | 0% | 1 | 1% | 0% | 0% | 1 | 41% | 0% | 0% | 1 | 37% | 0% | 0% | 1 | 41% | 0% | 0% | 1 | 24% | 0% | 0% | 1 | 5% | 0% | 0% | 1 |  | 0% | 0% | 1 | 0.04 | 0% | 0% | 1 | 12% | 0% | 0% | 1 | 0 | 2 | 0% | 0% | 0% | 1 | 0% | 0% | 0% | 1 | 33% | 0% | 0% | 1 | 31% | 0% | 0% | 1 | 33% | 0% | 0% | 1 | 36% | 0% | 0% | 1 | 3% | 0% | 0% | 1 |  | 0% | 0% | 1 | 0.04 | 0% | 0% | 1 | 9% | 0% | 0% | 1 | 0 | 2 | 0% | 0% | 0% | 1 | 0% | 0% | 0% | 1 | 29% | 0% | 0% | 1 | 25% | 0% | 0% | 1 | 29% | 0% | 0% | 1 | 36% | 0% | 0% | 1 | 3% | 0% | 0% | 1
108 | Manteca | 0 | 0 | 10 | 0% | 0% | 1 | 0.28 | 0% | 0% | 1 | 73% | 0% | 0% | 2 | 0 | 2 | 0% | 0% | 0% | 1 | 2% | 0% | 0% | 1 | 1% | 0% | 0% | 1 | 1% | 0% | 0% | 1 | 3% | 0% | 0% | 1 | 0% | 0% | 0% | 1 | 2% | 0% | 0% | 1 |  | 0% | 0% | 1 | 0.2 | 0% | 0% | 1 | 63% | 0% | 0% | 2 | 0 | 2 | 0% | 0% | 0% | 1 | 23% | 0% | 0% | 1 | 12% | 0% | 0% | 1 | 12% | 0% | 0% | 1 | 29% | 0% | 0% | 1 | 0% | 0% | 0% | 1 | 4% | 0% | 0% | 1 |  | 0% | 0% | 1 | 0.17 | 0% | 0% | 1 | 69% | 0% | 0% | 2 | 0 | 2 | 2% | 0% | 2% | 1 | 29% | 0% | 0% | 1 | 10% | 0% | 0% | 1 | 13% | 0% | 0% | 1 | 35% | 0% | 0% | 1 | 0% | 0% | 0% | 1 | 4% | 0% | 0% | 1 |  | 0% | 0% | 1 | 0.16 | 0% | 0% | 1 | 60% | 0% | 0% | 2 | 0 | 2 | 16% | 0% | 16% | 1 | 36% | 0% | 0% | 1 | 13% | 0% | 0% | 1 | 17% | 0% | 0% | 1 | 44% | 0% | 0% | 1 | 7% | 0% | 0% | 1 | 5% | 0% | 0% | 1
109 | Dumbarton | 0 | 0 | 10 | 0% | 0% | 1 | 0.03 | 0% | 0% | 1 | 0% | 0% | 0% | 1 | 0 | 2 | 55% | 0% | 55% | 3 | 0% | 0% | 0% | 1 | 36% | 0% | 0% | 1 | 71% | 0% | 0% | 3 | 71% | 0% | 0% | 3 | 32% | 0% | 0% | 1 | 39% | 0% | 0% | 1 |  | 0% | 0% | 1 | 0.15 | 0% | 0% | 1 | 1% | 0% | 0% | 1 | 0 | 2 | 88% | 0% | 88% | 5 | 59% | 0% | 0% | 2 | 37% | 0% | 0% | 1 | 74% | 0% | 0% | 3 | 83% | 0% | 0% | 3 | 47% | 0% | 0% | 1 | 11% | 0% | 0% | 1 |  | 0% | 0% | 1 | 0.34 | 0% | 0% | 1 | 0% | 0% | 0% | 1 | 0 | 2 | 80% | 0% | 80% | 5 | 57% | 0% | 0% | 2 | 32% | 0% | 0% | 1 | 56% | 0% | 0% | 2 | 76% | 0% | 0% | 3 | 46% | 0% | 0% | 1 | 8% | 0% | 0% | 1 |  | 0% | 0% | 1 | 0.32 | 0% | 0% | 1 | 0% | 0% | 0% | 1 | 0 | 2 | 74% | 1% | 75% | 5 | 58% | 0% | 0% | 2 | 41% | 0% | 0% | 1 | 62% | 0% | 0% | 2 | 80% | 0% | 0% | 3 | 52% | 0% | 0% | 2 | 8% | 0% | 0% | 1
110 | Altamont | 0 | 0 | 0 | 0% | 0% | 1 | 0.07 | 0% | 0% | 1 | 0% | 0% | 0% | 1 | 0 | 2 | 99% | 0% | 99% | 5 | 94% | 0% | 0% | 4 | 46% | 0% | 0% | 1 | 73% | 0% | 0% | 3 | 100% | 0% | 0% | 5 | 17% | 0% | 0% | 1 | 7% | 0% | 0% | 1 |  | 0% | 0% | 1 | 0.15 | 0% | 0% | 1 | 11% | 0% | 0% | 1 | 0 | 2 | 81% | 1% | 82% | 5 | 65% | 0% | 0% | 2 | 64% | 0% | 0% | 2 | 69% | 0% | 0% | 2 | 89% | 0% | 0% | 3 | 25% | 0% | 0% | 1 | 7% | 0% | 0% | 1 |  | 0% | 0% | 1 | 0.14 | 0% | 0% | 1 | 23% | 0% | 0% | 1 | 0 | 2 | 62% | 5% | 67% | 3 | 54% | 0% | 0% | 2 | 51% | 0% | 0% | 2 | 55% | 0% | 0% | 2 | 72% | 0% | 0% | 3 | 29% | 0% | 0% | 1 | 6% | 0% | 0% | 1 |  | 0% | 0% | 1 | 0.14 | 0% | 0% | 1 | 32% | 0% | 0% | 1 | 0 | 2 | 50% | 7% | 57% | 3 | 52% | 0% | 0% | 2 | 37% | 0% | 0% | 1 | 41% | 0% | 0% | 1 | 65% | 0% | 0% | 2 | 31% | 0% | 0% | 1 | 6% | 0% | 0% | 1
111 | Hoodoo Wash | 0 | 0 | 0 | 0% | 0% | 1 | 0 | 0% | 0% | 1 | 0% | 0% | 0% | 1 | 0 | 2 | 0% | 0% | 0% | 1 | 0% | 0% | 0% | 1 | 0% | 0% | 0% | 1 | 0% | 0% | 0% | 1 | 0% | 0% | 0% | 1 | 0% | 0% | 0% | 1 | 0% | 0% | 0% | 1 |  | 0% | 0% | 1 | 0 | 0% | 0% | 1 | 0% | 0% | 0% | 1 | 0 | 2 | 0% | 0% | 0% | 1 | 0% | 0% | 0% | 1 | 0% | 0% | 0% | 1 | 0% | 0% | 0% | 1 | 0% | 0% | 0% | 1 | 0% | 0% | 0% | 1 | 0% | 0% | 0% | 1 |  | 0% | 0% | 1 | 0 | 0% | 0% | 1 | 0% | 0% | 0% | 1 | 0 | 2 | 0% | 0% | 0% | 1 | 0% | 0% | 0% | 1 | 0% | 0% | 0% | 1 | 0% | 0% | 0% | 1 | 0% | 0% | 0% | 1 | 0% | 0% | 0% | 1 | 0% | 0% | 0% | 1 |  | 0% | 0% | 1 | 0 | 0% | 0% | 1 | 0% | 0% | 0% | 1 | 0 | 2 | 0% | 0% | 0% | 1 | 0% | 0% | 0% | 1 | 0% | 0% | 0% | 1 | 0% | 0% | 0% | 1 | 0% | 0% | 0% | 1 | 0% | 0% | 0% | 1 | 0% | 0% | 0% | 1
112 | Wyandotte | 0 | 0 | 10 | 0% | 0% | 1 | 0.39 | 0% | 0% | 1 | 2% | 0% | 0% | 1 | 0 | 2 | 80% | 0% | 80% | 5 | 66% | 0% | 0% | 2 | 27% | 0% | 0% | 1 | 8% | 0% | 0% | 1 | 89% | 0% | 0% | 3 | 12% | 0% | 0% | 1 | 20% | 0% | 0% | 1 |  | 0% | 0% | 1 | 0.15 | 0% | 0% | 1 | 6% | 0% | 0% | 1 | 0 | 2 | 62% | 1% | 63% | 3 | 80% | 0% | 0% | 3 | 17% | 0% | 0% | 1 | 23% | 0% | 0% | 1 | 93% | 0% | 0% | 4 | 29% | 0% | 0% | 1 | 21% | 0% | 0% | 1 |  | 0% | 0% | 1 | 0.16 | 0% | 0% | 1 | 10% | 0% | 0% | 1 | 0 | 2 | 38% | 3% | 41% | 2 | 71% | 0% | 0% | 3 | 12% | 0% | 0% | 1 | 37% | 0% | 0% | 1 | 86% | 0% | 0% | 3 | 23% | 0% | 0% | 1 | 13% | 0% | 0% | 1 |  | 0% | 0% | 1 | 0.15 | 0% | 0% | 1 | 14% | 0% | 0% | 1 | 0 | 2 | 30% | 5% | 35% | 2 | 63% | 0% | 0% | 2 | 17% | 0% | 0% | 1 | 42% | 0% | 0% | 1 | 84% | 0% | 0% | 3 | 21% | 0% | 0% | 1 | 10% | 0% | 0% | 1
113 | Laguna Bell | 0 | 0 | 10 | 0% | 0% | 1 | 0 | 0% | 0% | 1 | 0% | 0% | 0% | 1 | 0 | 2 | 0% | 0% | 0% | 1 | 0% | 0% | 0% | 1 | 0% | 0% | 0% | 1 | 0% | 0% | 0% | 1 | 0% | 0% | 0% | 1 | 0% | 0% | 0% | 1 | 0% | 0% | 0% | 1 |  | 0% | 0% | 1 | 0 | 0% | 0% | 1 | 0% | 0% | 0% | 1 | 0 | 2 | 0% | 0% | 0% | 1 | 0% | 0% | 0% | 1 | 0% | 0% | 0% | 1 | 0% | 0% | 0% | 1 | 0% | 0% | 0% | 1 | 0% | 0% | 0% | 1 | 0% | 0% | 0% | 1 |  | 0% | 0% | 1 | 0.48 | 0% | 0% | 1 | 0% | 0% | 0% | 1 | 0 | 2 | 11% | 0% | 11% | 1 | 0% | 0% | 0% | 1 | 9% | 0% | 0% | 1 | 17% | 0% | 0% | 1 | 17% | 0% | 0% | 1 | 0% | 0% | 0% | 1 | 4% | 0% | 0% | 1 |  | 0% | 0% | 1 | 0.27 | 0% | 0% | 1 | 0% | 0% | 0% | 1 | 0 | 2 | 25% | 0% | 25% | 2 | 19% | 0% | 0% | 1 | 8% | 0% | 0% | 1 | 42% | 0% | 0% | 1 | 61% | 0% | 0% | 2 | 17% | 0% | 0% | 1 | 6% | 0% | 0% | 1
114 | El Casco | 0 | 0 | 10 | 0% | 0% | 1 | 0.21 | 0% | 0% | 1 | 0% | 0% | 0% | 1 | 0 | 2 | 95% | 3% | 98% | 5 | 57% | 0% | 0% | 2 | 48% | 0% | 0% | 1 | 43% | 0% | 0% | 1 | 79% | 0% | 0% | 3 | 45% | 0% | 0% | 1 | 5% | 0% | 0% | 1 |  | 0% | 0% | 1 | 0.21 | 0% | 0% | 1 | 5% | 0% | 0% | 1 | 0 | 2 | 80% | 14% | 94% | 5 | 36% | 0% | 0% | 1 | 39% | 0% | 0% | 1 | 61% | 0% | 0% | 2 | 79% | 0% | 0% | 3 | 39% | 0% | 0% | 1 | 6% | 0% | 0% | 1 |  | 0% | 0% | 1 | 0.23 | 0% | 0% | 1 | 3% | 0% | 0% | 1 | 0 | 2 | 68% | 23% | 91% | 5 | 32% | 0% | 0% | 1 | 34% | 0% | 0% | 1 | 55% | 0% | 0% | 2 | 73% | 0% | 0% | 3 | 39% | 0% | 0% | 1 | 6% | 0% | 0% | 1 |  | 0% | 0% | 1 | 0.25 | 0% | 0% | 1 | 2% | 0% | 0% | 1 | 0 | 2 | 55% | 37% | 92% | 5 | 27% | 0% | 0% | 1 | 35% | 0% | 0% | 1 | 58% | 0% | 0% | 2 | 72% | 0% | 0% | 3 | 40% | 0% | 0% | 1 | 5% | 0% | 0% | 1
115 | Le Grand | 0 | 0 | 10 | 0% | 0% | 1 | 0.1 | 0% | 0% | 1 | 36% | 0% | 0% | 1 | 0 | 2 | 15% | 0% | 15% | 1 | 51% | 0% | 0% | 2 | 35% | 0% | 0% | 1 | 37% | 0% | 0% | 1 | 70% | 0% | 0% | 3 | 1% | 0% | 0% | 1 | 8% | 0% | 0% | 1 |  | 0% | 0% | 1 | 0.09 | 0% | 0% | 1 | 30% | 0% | 0% | 1 | 0 | 2 | 32% | 0% | 32% | 2 | 45% | 0% | 0% | 1 | 40% | 0% | 0% | 1 | 42% | 0% | 0% | 1 | 61% | 0% | 0% | 2 | 14% | 0% | 0% | 1 | 16% | 0% | 0% | 1 |  | 0% | 0% | 1 | 0.09 | 0% | 0% | 1 | 26% | 0% | 0% | 1 | 0 | 2 | 38% | 0% | 38% | 2 | 44% | 0% | 0% | 1 | 33% | 0% | 0% | 1 | 37% | 0% | 0% | 1 | 61% | 0% | 0% | 2 | 21% | 0% | 0% | 1 | 14% | 0% | 0% | 1 |  | 0% | 0% | 1 | 0.08 | 0% | 0% | 1 | 23% | 0% | 0% | 1 | 0 | 2 | 42% | 0% | 42% | 2 | 59% | 0% | 0% | 2 | 31% | 0% | 0% | 1 | 36% | 0% | 0% | 1 | 71% | 0% | 0% | 3 | 26% | 0% | 0% | 1 | 16% | 0% | 0% | 1
116 | Tupman | 0 | 0 | 10 | 0% | 0% | 1 | 0.12 | 0% | 0% | 1 | 39% | 0% | 0% | 1 | 0 | 2 | 11% | 0% | 11% | 1 | 39% | 0% | 0% | 1 | 45% | 0% | 0% | 1 | 82% | 0% | 0% | 3 | 86% | 0% | 0% | 3 | 0% | 0% | 0% | 1 | 32% | 0% | 0% | 1 |  | 0% | 0% | 1 | 0.12 | 0% | 0% | 1 | 48% | 0% | 0% | 1 | 0 | 2 | 6% | 0% | 6% | 1 | 27% | 0% | 0% | 1 | 36% | 0% | 0% | 1 | 65% | 0% | 0% | 2 | 67% | 0% | 0% | 2 | 0% | 0% | 0% | 1 | 13% | 0% | 0% | 1 |  | 0% | 0% | 1 | 0.11 | 0% | 0% | 1 | 52% | 0% | 0% | 2 | 0 | 2 | 5% | 0% | 5% | 1 | 18% | 0% | 0% | 1 | 31% | 0% | 0% | 1 | 55% | 0% | 0% | 2 | 58% | 0% | 0% | 2 | 1% | 0% | 0% | 1 | 7% | 0% | 0% | 1 |  | 0% | 0% | 1 | 0.1 | 0% | 0% | 1 | 53% | 0% | 0% | 2 | 0 | 2 | 7% | 0% | 7% | 1 | 23% | 0% | 0% | 1 | 22% | 0% | 0% | 1 | 45% | 0% | 0% | 1 | 55% | 0% | 0% | 2 | 1% | 0% | 0% | 1 | 5% | 0% | 0% | 1
117 | Henrietta | 1186 | 11860 | 10 | 131.6% | 18.09% | 5 | 0.07 | 257.9% | 38.43% | 5 | 34% | 82.15% | 0% | 3 | 0 | 2 | 1% | 0% | 1% | 1 | 29% | 67.23% | 0% | 3 | 0% | 47.9% | 0% | 2 | 0% | 47.9% | 0% | 2 | 29% | 67.23% | 0% | 3 | 0% | 47.9% | 0% | 2 | 3% | 49.5% | 0% | 2 |  | 19.72% | 0% | 1 | 0.09 | 35.06% | 0% | 2 | 40% | 16.64% | 0% | 1 | 0 | 2 | 1% | 0% | 1% | 1 | 16% | 10% | 0% | 1 | 2% | 8.654% | 0% | 1 | 3% | 8.745% | 0% | 1 | 17% | 10.21% | 0% | 1 | 0% | 8.442% | 0% | 1 | 3% | 8.696% | 0% | 1 |  | 7.741% | 0% | 1 | 0.09 | 13.97% | 0% | 1 | 46% | 16.64% | 0% | 1 | 0 | 2 | 1% | 0% | 1% | 1 | 11% | 3.588% | 0% | 1 | 3% | 3.304% | 0% | 1 | 5% | 3.392% | 0% | 1 | 15% | 3.766% | 0% | 1 | 0% | 3.211% | 0% | 1 | 2% | 3.273% | 0% | 1 |  | 4.044% | 0% | 1 | 0.09 | 7.383% | 0% | 1 | 42% | 16.64% | 0% | 1 | 0 | 2 | 1% | 0% | 1% | 1 | 12% | 1.999% | 0% | 1 | 2% | 1.803% | 0% | 1 | 7% | 1.9% | 0% | 1 | 17% | 2.14% | 0% | 1 | 0% | 1.777% | 0% | 1 | 2% | 1.803% | 0% | 1
118 | Castro Valley | 0 | 0 | 10 | 0% | 0% | 1 | 0.13 | 0% | 0% | 1 | 0% | 0% | 0% | 1 | 0 | 2 | 96% | 0% | 96% | 5 | 92% | 0% | 0% | 4 | 11% | 0% | 0% | 1 | 63% | 0% | 0% | 2 | 100% | 0% | 0% | 5 | 56% | 0% | 0% | 2 | 6% | 0% | 0% | 1 |  | 0% | 0% | 1 | 0.14 | 0% | 0% | 1 | 0% | 0% | 0% | 1 | 0 | 2 | 77% | 0% | 77% | 5 | 73% | 0% | 0% | 3 | 14% | 0% | 0% | 1 | 62% | 0% | 0% | 2 | 92% | 0% | 0% | 4 | 48% | 0% | 0% | 1 | 7% | 0% | 0% | 1 |  | 0% | 0% | 1 | 0.43 | 0% | 0% | 1 | 0% | 0% | 0% | 1 | 0 | 2 | 79% | 0% | 79% | 5 | 51% | 0% | 0% | 2 | 31% | 0% | 0% | 1 | 66% | 0% | 0% | 2 | 82% | 0% | 0% | 3 | 38% | 0% | 0% | 1 | 7% | 0% | 0% | 1 |  | 0% | 0% | 1 | 0.24 | 0% | 0% | 1 | 0% | 0% | 0% | 1 | 0 | 2 | 83% | 1% | 84% | 5 | 55% | 0% | 0% | 2 | 51% | 0% | 0% | 2 | 71% | 0% | 0% | 3 | 84% | 0% | 0% | 3 | 40% | 0% | 0% | 1 | 7% | 0% | 0% | 1
119 | Vineyard | 0 | 0 | 10 | 0% | 0% | 1 | 0.39 | 0% | 0% | 1 | 0% | 0% | 0% | 1 | 0 | 2 | 90% | 0% | 90% | 5 | 14% | 0% | 0% | 1 | 18% | 0% | 0% | 1 | 55% | 0% | 0% | 2 | 58% | 0% | 0% | 2 | 37% | 0% | 0% | 1 | 7% | 0% | 0% | 1 |  | 0% | 0% | 1 | 0.15 | 0% | 0% | 1 | 0% | 0% | 0% | 1 | 0 | 2 | 96% | 1% | 97% | 5 | 54% | 0% | 0% | 2 | 49% | 0% | 0% | 1 | 66% | 0% | 0% | 2 | 82% | 0% | 0% | 3 | 46% | 0% | 0% | 1 | 7% | 0% | 0% | 1 |  | 0% | 0% | 1 | 0.11 | 0% | 0% | 1 | 0% | 0% | 0% | 1 | 0 | 2 | 94% | 3% | 97% | 5 | 70% | 0% | 0% | 3 | 51% | 0% | 0% | 2 | 67% | 0% | 0% | 2 | 90% | 0% | 0% | 4 | 45% | 0% | 0% | 1 | 6% | 0% | 0% | 1 |  | 0% | 0% | 1 | 0.12 | 0% | 0% | 1 | 4% | 0% | 0% | 1 | 0 | 2 | 81% | 9% | 90% | 5 | 68% | 0% | 0% | 2 | 56% | 0% | 0% | 2 | 66% | 0% | 0% | 2 | 88% | 0% | 0% | 3 | 46% | 0% | 0% | 1 | 7% | 0% | 0% | 1
120 | Trout Canyon | 0 | 0 | 0 | 0% | 0% | 1 | 0 | 0% | 0% | 1 | 0% | 0% | 0% | 1 | 0 | 2 | 0% | 0% | 0% | 1 | 0% | 0% | 0% | 1 | 0% | 0% | 0% | 1 | 0% | 0% | 0% | 1 | 0% | 0% | 0% | 1 | 0% | 0% | 0% | 1 | 0% | 0% | 0% | 1 |  | 0% | 0% | 1 | 0 | 0% | 0% | 1 | 0% | 0% | 0% | 1 | 0 | 2 | 0% | 0% | 0% | 1 | 0% | 0% | 0% | 1 | 0% | 0% | 0% | 1 | 0% | 0% | 0% | 1 | 0% | 0% | 0% | 1 | 0% | 0% | 0% | 1 | 0% | 0% | 0% | 1 |  | 0% | 0% | 1 | 0.78 | 0% | 0% | 1 | 0% | 0% | 0% | 1 | 0 | 2 | 0% | 0% | 0% | 1 | 3% | 0% | 0% | 1 | 0% | 0% | 0% | 1 | 22% | 0% | 0% | 1 | 24% | 0% | 0% | 1 | 16% | 0% | 0% | 1 | 0% | 0% | 0% | 1 |  | 0% | 0% | 1 | 0.71 | 0% | 0% | 1 | 0% | 0% | 0% | 1 | 0 | 2 | 0% | 0% | 0% | 1 | 3% | 0% | 0% | 1 | 0% | 0% | 0% | 1 | 18% | 0% | 0% | 1 | 20% | 0% | 0% | 1 | 14% | 0% | 0% | 1 | 0% | 0% | 0% | 1
121 | Columbus | 100 | 1000 | 10 | 52.88% | 0% | 3 | 0.17 | 999% | 9.299% | 3 | 8% | 0% | 0% | 1 | 0 | 2 | 10% | 0% | 10% | 1 | 79% | 32.75% | 0% | 3 | 39% | 11.18% | 0% | 1 | 45% | 12.45% | 0% | 1 | 79% | 33.3% | 0% | 3 | 3% | 7.062% | 0% | 1 | 2% | 6.979% | 0% | 1 |  | 6.587% | 0% | 1 | 0.11 | 9.662% | 0% | 1 | 23% | 0% | 0% | 1 | 0 | 2 | 39% | 0% | 39% | 2 | 59% | 2.488% | 0% | 2 | 18% | 1.245% | 0% | 1 | 27% | 1.405% | 0% | 1 | 62% | 2.692% | 0% | 2 | 21% | 1.298% | 0% | 1 | 2% | 1.041% | 0% | 1 |  | 2.096% | 0% | 1 | 0.13 | 2.335% | 0% | 1 | 33% | 0% | 0% | 1 | 0 | 2 | 38% | 0% | 38% | 2 | 48% | 0.7116% | 0% | 1 | 15% | 0.4349% | 0% | 1 | 28% | 0.5118% | 0% | 1 | 54% | 0.8015% | 0% | 2 | 26% | 0.4984% | 0% | 1 | 2% | 0.3791% | 0% | 1 |  | 1.441% | 0% | 1 | 0.09 | 1.04% | 0% | 1 | 39% | 0% | 0% | 1 | 0 | 2 | 34% | 2% | 36% | 2 | 47% | 0.3692% | 0% | 1 | 22% | 0.2496% | 0% | 1 | 35% | 0.2981% | 0% | 1 | 58% | 0.4671% | 0% | 2 | 24% | 0.2577% | 0% | 1 | 3% | 0.2017% | 0% | 1
122 | Lewis | 0 | 0 | 10 | 0% | 0% | 1 | 0 | 0% | 0% | 1 | 0% | 0% | 0% | 1 | 0 | 2 | 0% | 0% | 0% | 1 | 0% | 0% | 0% | 1 | 0% | 0% | 0% | 1 | 0% | 0% | 0% | 1 | 0% | 0% | 0% | 1 | 0% | 0% | 0% | 1 | 0% | 0% | 0% | 1 |  | 0% | 0% | 1 | 0.31 | 0% | 0% | 1 | 0% | 0% | 0% | 1 | 0 | 2 | 37% | 0% | 37% | 2 | 1% | 0% | 0% | 1 | 9% | 0% | 0% | 1 | 0% | 0% | 0% | 1 | 9% | 0% | 0% | 1 | 29% | 0% | 0% | 1 | 14% | 0% | 0% | 1 |  | 0% | 0% | 1 | 0.5 | 0% | 0% | 1 | 0% | 0% | 0% | 1 | 0 | 2 | 45% | 14% | 59% | 3 | 34% | 0% | 0% | 1 | 12% | 0% | 0% | 1 | 45% | 0% | 0% | 1 | 77% | 0% | 0% | 3 | 31% | 0% | 0% | 1 | 10% | 0% | 0% | 1 |  | 0% | 0% | 1 | 0.48 | 0% | 0% | 1 | 2% | 0% | 0% | 1 | 0 | 2 | 34% | 28% | 62% | 4 | 28% | 0% | 0% | 1 | 18% | 0% | 0% | 1 | 46% | 0% | 0% | 1 | 70% | 0% | 0% | 3 | 35% | 0% | 0% | 1 | 10% | 0% | 0% | 1
123 | Standard Oil 2 | 0 | 0 | 0 | 0% | 0% | 1 | 0.5 | 0% | 0% | 1 | 0% | 0% | 0% | 1 | 0 | 2 | 0% | 0% | 0% | 1 | 0% | 0% | 0% | 1 | 77% | 0% | 0% | 3 | 77% | 0% | 0% | 3 | 77% | 0% | 0% | 3 | 0% | 0% | 0% | 1 | 16% | 0% | 0% | 1 |  | 0% | 0% | 1 | 0.29 | 0% | 0% | 1 | 0% | 0% | 0% | 1 | 0 | 2 | 21% | 0% | 21% | 2 | 16% | 0% | 0% | 1 | 60% | 0% | 0% | 2 | 66% | 0% | 0% | 2 | 66% | 0% | 0% | 2 | 11% | 0% | 0% | 1 | 8% | 0% | 0% | 1 |  | 0% | 0% | 1 | 0.48 | 0% | 0% | 1 | 0% | 0% | 0% | 1 | 0 | 2 | 31% | 0% | 31% | 2 | 13% | 0% | 0% | 1 | 41% | 0% | 0% | 1 | 66% | 0% | 0% | 2 | 67% | 0% | 0% | 2 | 9% | 0% | 0% | 1 | 8% | 0% | 0% | 1 |  | 0% | 0% | 1 | 0.48 | 0% | 0% | 1 | 4% | 0% | 0% | 1 | 0 | 2 | 30% | 0% | 30% | 2 | 35% | 0% | 0% | 1 | 32% | 0% | 0% | 1 | 49% | 0% | 0% | 1 | 71% | 0% | 0% | 3 | 16% | 0% | 0% | 1 | 9% | 0% | 0% | 1
124 | Mc Mullin | 0 | 0 | 10 | 0% | 0% | 1 | 0.07 | 0% | 0% | 1 | 31% | 0% | 0% | 1 | 0 | 2 | 0% | 0% | 0% | 1 | 1% | 0% | 0% | 1 | 1% | 0% | 0% | 1 | 1% | 0% | 0% | 1 | 1% | 0% | 0% | 1 | 0% | 0% | 0% | 1 | 2% | 0% | 0% | 1 |  | 0% | 0% | 1 | 0.09 | 0% | 0% | 1 | 48% | 0% | 0% | 1 | 0 | 2 | 0% | 0% | 0% | 1 | 15% | 0% | 0% | 1 | 8% | 0% | 0% | 1 | 8% | 0% | 0% | 1 | 18% | 0% | 0% | 1 | 0% | 0% | 0% | 1 | 1% | 0% | 0% | 1 |  | 0% | 0% | 1 | 0.12 | 0% | 0% | 1 | 47% | 0% | 0% | 1 | 0 | 2 | 1% | 0% | 1% | 1 | 15% | 0% | 0% | 1 | 8% | 0% | 0% | 1 | 8% | 0% | 0% | 1 | 21% | 0% | 0% | 1 | 0% | 0% | 0% | 1 | 1% | 0% | 0% | 1 |  | 0% | 0% | 1 | 0.11 | 0% | 0% | 1 | 49% | 0% | 0% | 1 | 0 | 2 | 1% | 0% | 1% | 1 | 16% | 0% | 0% | 1 | 6% | 0% | 0% | 1 | 7% | 0% | 0% | 1 | 20% | 0% | 0% | 1 | 0% | 0% | 0% | 1 | 2% | 0% | 0% | 1
125 | Taft | 0 | 0 | 10 | 0% | 0% | 1 | 0.04 | 0% | 0% | 1 | 0% | 0% | 0% | 1 | 0 | 2 | 0% | 0% | 0% | 1 | 33% | 0% | 0% | 1 | 41% | 0% | 0% | 1 | 67% | 0% | 0% | 2 | 94% | 0% | 0% | 4 | 1% | 0% | 0% | 1 | 3% | 0% | 0% | 1 |  | 0% | 0% | 1 | 0.05 | 0% | 0% | 1 | 6% | 0% | 0% | 1 | 0 | 2 | 8% | 0% | 8% | 1 | 49% | 0% | 0% | 1 | 54% | 0% | 0% | 2 | 84% | 0% | 0% | 3 | 93% | 0% | 0% | 4 | 6% | 0% | 0% | 1 | 1% | 0% | 0% | 1 |  | 0% | 0% | 1 | 0.05 | 0% | 0% | 1 | 21% | 0% | 0% | 1 | 0 | 2 | 7% | 0% | 7% | 1 | 31% | 0% | 0% | 1 | 43% | 0% | 0% | 1 | 66% | 0% | 0% | 2 | 76% | 0% | 0% | 3 | 13% | 0% | 0% | 1 | 2% | 0% | 0% | 1 |  | 0% | 0% | 1 | 0.06 | 0% | 0% | 1 | 31% | 0% | 0% | 1 | 0 | 2 | 12% | 0% | 12% | 1 | 20% | 0% | 0% | 1 | 37% | 0% | 0% | 1 | 62% | 0% | 0% | 2 | 68% | 0% | 0% | 2 | 13% | 0% | 0% | 1 | 5% | 0% | 0% | 1
126 | Pleasant Grove | 0 | 0 | 10 | 0% | 0% | 1 | 0.66 | 0% | 0% | 1 | 6% | 0% | 0% | 1 | 0 | 2 | 55% | 0% | 55% | 3 | 59% | 0% | 0% | 2 | 0% | 0% | 0% | 1 | 0% | 0% | 0% | 1 | 59% | 0% | 0% | 2 | 10% | 0% | 0% | 1 | 58% | 0% | 0% | 2 |  | 0% | 0% | 1 | 0.53 | 0% | 0% | 1 | 8% | 0% | 0% | 1 | 0 | 2 | 43% | 0% | 43% | 2 | 43% | 0% | 0% | 1 | 0% | 0% | 0% | 1 | 0% | 0% | 0% | 1 | 43% | 0% | 0% | 1 | 6% | 0% | 0% | 1 | 34% | 0% | 0% | 1 |  | 0% | 0% | 1 | 0.27 | 0% | 0% | 1 | 24% | 0% | 0% | 1 | 0 | 2 | 37% | 0% | 37% | 2 | 40% | 0% | 0% | 1 | 3% | 0% | 0% | 1 | 21% | 0% | 0% | 1 | 60% | 0% | 0% | 2 | 10% | 0% | 0% | 1 | 19% | 0% | 0% | 1 |  | 0% | 0% | 1 | 0.28 | 0% | 0% | 1 | 23% | 0% | 0% | 1 | 0 | 2 | 37% | 1% | 38% | 2 | 54% | 0% | 0% | 2 | 10% | 0% | 0% | 1 | 27% | 0% | 0% | 1 | 72% | 0% | 0% | 3 | 12% | 0% | 0% | 1 | 16% | 0% | 0% | 1
127 | Newark | 0 | 0 | 10 | 0% | 0% | 1 | 0.05 | 0% | 0% | 1 | 0% | 0% | 0% | 1 | 0 | 2 | 19% | 0% | 19% | 1 | 0% | 0% | 0% | 1 | 9% | 0% | 0% | 1 | 31% | 0% | 0% | 1 | 31% | 0% | 0% | 1 | 2% | 0% | 0% | 1 | 80% | 0% | 0% | 3 |  | 0% | 0% | 1 | 0.1 | 0% | 0% | 1 | 1% | 0% | 0% | 1 | 0 | 2 | 93% | 0% | 93% | 5 | 62% | 0% | 0% | 2 | 46% | 0% | 0% | 1 | 70% | 0% | 0% | 3 | 83% | 0% | 0% | 3 | 46% | 0% | 0% | 1 | 10% | 0% | 0% | 1 |  | 0% | 0% | 1 | 0.14 | 0% | 0% | 1 | 0% | 0% | 0% | 1 | 0 | 2 | 94% | 1% | 95% | 5 | 57% | 0% | 0% | 2 | 38% | 0% | 0% | 1 | 54% | 0% | 0% | 2 | 70% | 0% | 0% | 3 | 62% | 0% | 0% | 2 | 8% | 0% | 0% | 1 |  | 0% | 0% | 1 | 0.2 | 0% | 0% | 1 | 0% | 0% | 0% | 1 | 0 | 2 | 79% | 4% | 83% | 5 | 64% | 0% | 0% | 2 | 38% | 0% | 0% | 1 | 52% | 0% | 0% | 2 | 81% | 0% | 0% | 3 | 59% | 0% | 0% | 2 | 7% | 0% | 0% | 1
128 | Dairyland | 0 | 0 | 10 | 0% | 0% | 1 | 0.13 | 0% | 0% | 1 | 29% | 0% | 0% | 1 | 0 | 2 | 18% | 0% | 18% | 1 | 7% | 0% | 0% | 1 | 5% | 0% | 0% | 1 | 8% | 0% | 0% | 1 | 15% | 0% | 0% | 1 | 0% | 0% | 0% | 1 | 3% | 0% | 0% | 1 |  | 0% | 0% | 1 | 0.09 | 0% | 0% | 1 | 28% | 0% | 0% | 1 | 0 | 2 | 19% | 0% | 19% | 1 | 33% | 0% | 0% | 1 | 10% | 0% | 0% | 1 | 14% | 0% | 0% | 1 | 43% | 0% | 0% | 1 | 0% | 0% | 0% | 1 | 5% | 0% | 0% | 1 |  | 0% | 0% | 1 | 0.09 | 0% | 0% | 1 | 29% | 0% | 0% | 1 | 0 | 2 | 26% | 0% | 26% | 2 | 48% | 0% | 0% | 1 | 23% | 0% | 0% | 1 | 29% | 0% | 0% | 1 | 60% | 0% | 0% | 2 | 5% | 0% | 0% | 1 | 13% | 0% | 0% | 1 |  | 0% | 0% | 1 | 0.09 | 0% | 0% | 1 | 30% | 0% | 0% | 1 | 0 | 2 | 27% | 0% | 27% | 2 | 46% | 0% | 0% | 1 | 25% | 0% | 0% | 1 | 29% | 0% | 0% | 1 | 58% | 0% | 0% | 2 | 9% | 0% | 0% | 1 | 13% | 0% | 0% | 1
129 | Chino | 0 | 0 | 10 | 0% | 0% | 1 | 0.44 | 0% | 0% | 1 | 22% | 0% | 0% | 1 | 0 | 2 | 20% | 0% | 20% | 2 | 0% | 0% | 0% | 1 | 0% | 0% | 0% | 1 | 3% | 0% | 0% | 1 | 3% | 0% | 0% | 1 | 1% | 0% | 0% | 1 | 1% | 0% | 0% | 1 |  | 0% | 0% | 1 | 0.48 | 0% | 0% | 1 | 10% | 0% | 0% | 1 | 0 | 2 | 61% | 0% | 61% | 3 | 33% | 0% | 0% | 1 | 3% | 0% | 0% | 1 | 11% | 0% | 0% | 1 | 43% | 0% | 0% | 1 | 20% | 0% | 0% | 1 | 7% | 0% | 0% | 1 |  | 0% | 0% | 1 | 0.29 | 0% | 0% | 1 | 7% | 0% | 0% | 1 | 0 | 2 | 43% | 29% | 72% | 4 | 37% | 0% | 0% | 1 | 10% | 0% | 0% | 1 | 21% | 0% | 0% | 1 | 53% | 0% | 0% | 2 | 40% | 0% | 0% | 1 | 10% | 0% | 0% | 1 |  | 0% | 0% | 1 | 0.27 | 0% | 0% | 1 | 5% | 0% | 0% | 1 | 0 | 2 | 41% | 37% | 78% | 5 | 43% | 0% | 0% | 1 | 21% | 0% | 0% | 1 | 35% | 0% | 0% | 1 | 67% | 0% | 0% | 2 | 41% | 0% | 0% | 1 | 11% | 0% | 0% | 1
130 | El Segundo | 0 | 0 | 10 | 0% | 0% | 1 | 0.12 | 0% | 0% | 1 | 0% | 0% | 0% | 1 | 0 | 2 | 0% | 0% | 0% | 1 | 0% | 0% | 0% | 1 | 58% | 0% | 0% | 2 | 65% | 0% | 0% | 2 | 65% | 0% | 0% | 2 | 0% | 0% | 0% | 1 | 0% | 0% | 0% | 1 |  | 0% | 0% | 1 | 0.26 | 0% | 0% | 1 | 0% | 0% | 0% | 1 | 0 | 2 | 0% | 0% | 0% | 1 | 4% | 0% | 0% | 1 | 40% | 0% | 0% | 1 | 69% | 0% | 0% | 2 | 73% | 0% | 0% | 3 | 0% | 0% | 0% | 1 | 0% | 0% | 0% | 1 |  | 0% | 0% | 1 | 0.19 | 0% | 0% | 1 | 0% | 0% | 0% | 1 | 0 | 2 | 2% | 28% | 30% | 4 | 10% | 0% | 0% | 1 | 4% | 0% | 0% | 1 | 58% | 0% | 0% | 2 | 68% | 0% | 0% | 2 | 4% | 0% | 0% | 1 | 7% | 0% | 0% | 1 |  | 0% | 0% | 1 | 0.22 | 0% | 0% | 1 | 0% | 0% | 0% | 1 | 0 | 2 | 7% | 39% | 46% | 5 | 13% | 0% | 0% | 1 | 22% | 0% | 0% | 1 | 47% | 0% | 0% | 1 | 55% | 0% | 0% | 2 | 5% | 0% | 0% | 1 | 7% | 0% | 0% | 1
131 | San Leandro U | 0 | 0 | 10 | 0% | 0% | 1 | 0.62 | 0% | 0% | 1 | 0% | 0% | 0% | 1 | 0 | 2 | 12% | 0% | 12% | 1 | 19% | 0% | 0% | 1 | 24% | 0% | 0% | 1 | 65% | 0% | 0% | 2 | 65% | 0% | 0% | 2 | 2% | 0% | 0% | 1 | 10% | 0% | 0% | 1 |  | 0% | 0% | 1 | 0.45 | 0% | 0% | 1 | 0% | 0% | 0% | 1 | 0 | 2 | 69% | 0% | 69% | 3 | 75% | 0% | 0% | 3 | 22% | 0% | 0% | 1 | 63% | 0% | 0% | 2 | 92% | 0% | 0% | 4 | 41% | 0% | 0% | 1 | 7% | 0% | 0% | 1 |  | 0% | 0% | 1 | 0.29 | 0% | 0% | 1 | 0% | 0% | 0% | 1 | 0 | 2 | 61% | 0% | 61% | 3 | 61% | 0% | 0% | 2 | 24% | 0% | 0% | 1 | 63% | 0% | 0% | 2 | 86% | 0% | 0% | 3 | 37% | 0% | 0% | 1 | 7% | 0% | 0% | 1 |  | 0% | 0% | 1 | 0.41 | 0% | 0% | 1 | 0% | 0% | 0% | 1 | 0 | 2 | 75% | 1% | 76% | 5 | 44% | 0% | 0% | 1 | 42% | 0% | 0% | 1 | 69% | 0% | 0% | 2 | 80% | 0% | 0% | 3 | 32% | 0% | 0% | 1 | 6% | 0% | 0% | 1
132 | Ganso | 0 | 0 | 10 | 0% | 0% | 1 | 0.08 | 0% | 0% | 1 | 50% | 0% | 0% | 2 | 0 | 2 | 0% | 0% | 0% | 1 | 0% | 0% | 0% | 1 | 4% | 0% | 0% | 1 | 54% | 0% | 0% | 2 | 54% | 0% | 0% | 2 | 0% | 0% | 0% | 1 | 8% | 0% | 0% | 1 |  | 0% | 0% | 1 | 0.1 | 0% | 0% | 1 | 65% | 0% | 0% | 2 | 0 | 2 | 0% | 0% | 0% | 1 | 9% | 0% | 0% | 1 | 7% | 0% | 0% | 1 | 40% | 0% | 0% | 1 | 45% | 0% | 0% | 1 | 0% | 0% | 0% | 1 | 5% | 0% | 0% | 1 |  | 0% | 0% | 1 | 0.09 | 0% | 0% | 1 | 62% | 0% | 0% | 2 | 0 | 2 | 6% | 0% | 6% | 1 | 26% | 0% | 0% | 1 | 12% | 0% | 0% | 1 | 44% | 0% | 0% | 1 | 60% | 0% | 0% | 2 | 1% | 0% | 0% | 1 | 5% | 0% | 0% | 1 |  | 0% | 0% | 1 | 0.09 | 0% | 0% | 1 | 52% | 0% | 0% | 2 | 0 | 2 | 8% | 0% | 8% | 1 | 31% | 0% | 0% | 1 | 16% | 0% | 0% | 1 | 42% | 0% | 0% | 1 | 60% | 0% | 0% | 2 | 1% | 0% | 0% | 1 | 6% | 0% | 0% | 1
133 | Poso Mountain | 200 | 2000 | 10 | 14.06% | 0% | 1 | 0.06 | 13.14% | 0% | 1 | 0% | 0% | 0% | 1 | 0 | 2 | 91% | 0% | 91% | 5 | 64% | 11.42% | 0% | 2 | 1% | 4.19% | 0% | 1 | 7% | 4.492% | 0% | 1 | 64% | 11.42% | 0% | 2 | 36% | 6.483% | 0% | 1 | 2% | 4.243% | 0% | 1 |  | 6.137% | 0% | 1 | 0.07 | 4.342% | 0% | 1 | 7% | 0% | 0% | 1 | 0 | 2 | 69% | 0% | 69% | 3 | 74% | 4.399% | 0% | 3 | 22% | 1.476% | 0% | 1 | 35% | 1.752% | 0% | 1 | 76% | 4.757% | 0% | 3 | 37% | 1.823% | 0% | 1 | 2% | 1.165% | 0% | 1 |  | 4.091% | 0% | 1 | 0.08 | 2.415% | 0% | 1 | 22% | 0% | 0% | 1 | 0 | 2 | 62% | 1% | 63% | 3 | 63% | 1.645% | 0% | 2 | 18% | 0.7393% | 0% | 1 | 26% | 0.8208% | 0% | 1 | 65% | 1.731% | 0% | 2 | 39% | 0.998% | 0% | 1 | 1% | 0.6156% | 0% | 1 |  | 2.188% | 0% | 1 | 0.08 | 1.503% | 0% | 1 | 30% | 0% | 0% | 1 | 0 | 2 | 51% | 3% | 54% | 3 | 51% | 0.7513% | 0% | 2 | 13% | 0.4244% | 0% | 1 | 22% | 0.4743% | 0% | 1 | 54% | 0.8144% | 0% | 2 | 36% | 0.5803% | 0% | 1 | 1% | 0.3764% | 0% | 1
134 | Avena | 100 | 1000 | 10 | 7.235% | 0% | 1 | 0.16 | 999% | 2.964% | 3 | 35% | 3.693% | 0% | 1 | 0 | 2 | 1% | 0% | 1% | 1 | 50% | 4.232% | 0% | 2 | 0% | 2.116% | 0% | 1 | 5% | 2.218% | 0% | 1 | 50% | 4.234% | 0% | 2 | 0% | 2.116% | 0% | 1 | 2% | 2.159% | 0% | 1 |  | 2.45% | 0% | 1 | 0.15 | 40.44% | 0% | 2 | 46% | 1.573% | 0% | 1 | 0 | 2 | 15% | 0% | 15% | 1 | 35% | 1.016% | 0% | 1 | 1% | 0.6742% | 0% | 1 | 11% | 0.7474% | 0% | 1 | 40% | 1.105% | 0% | 1 | 3% | 0.6833% | 0% | 1 | 4% | 0.6921% | 0% | 1 |  | 1.734% | 0% | 1 | 0.17 | 3.743% | 0% | 1 | 42% | 1.573% | 0% | 1 | 0 | 2 | 20% | 0% | 20% | 2 | 34% | 0.5076% | 0% | 1 | 11% | 0.3784% | 0% | 1 | 27% | 0.4591% | 0% | 1 | 49% | 0.6615% | 0% | 1 | 11% | 0.3775% | 0% | 1 | 6% | 0.3582% | 0% | 1 |  | 1.335% | 0% | 1 | 0.16 | 1.617% | 0% | 1 | 44% | 1.573% | 0% | 1 | 0 | 2 | 21% | 0% | 21% | 2 | 41% | 0.3228% | 0% | 1 | 13% | 0.2187% | 0% | 1 | 25% | 0.2557% | 0% | 1 | 54% | 0.4133% | 0% | 2 | 15% | 0.226% | 0% | 1 | 7% | 0.2056% | 0% | 1
135 | Martin | 0 | 0 | 10 | 0% | 0% | 1 | 0.17 | 0% | 0% | 1 | 0% | 0% | 0% | 1 | 0 | 2 | 0% | 0% | 0% | 1 | 23% | 0% | 0% | 1 | 17% | 0% | 0% | 1 | 27% | 0% | 0% | 1 | 50% | 0% | 0% | 2 | 0% | 0% | 0% | 1 | 4% | 0% | 0% | 1 |  | 0% | 0% | 1 | 0.61 | 0% | 0% | 1 | 0% | 0% | 0% | 1 | 0 | 2 | 0% | 0% | 0% | 1 | 2% | 0% | 0% | 1 | 22% | 0% | 0% | 1 | 45% | 0% | 0% | 1 | 47% | 0% | 0% | 1 | 0% | 0% | 0% | 1 | 3% | 0% | 0% | 1 |  | 0% | 0% | 1 | 0.54 | 0% | 0% | 1 | 1% | 0% | 0% | 1 | 0 | 2 | 0% | 0% | 0% | 1 | 11% | 0% | 0% | 1 | 33% | 0% | 0% | 1 | 56% | 0% | 0% | 2 | 62% | 0% | 0% | 2 | 9% | 0% | 0% | 1 | 5% | 0% | 0% | 1 |  | 0% | 0% | 1 | 0.5 | 0% | 0% | 1 | 0% | 0% | 0% | 1 | 0 | 2 | 20% | 0% | 20% | 2 | 38% | 0% | 0% | 1 | 45% | 0% | 0% | 1 | 66% | 0% | 0% | 2 | 74% | 0% | 0% | 3 | 20% | 0% | 0% | 1 | 9% | 0% | 0% | 1
136 | Harry Allen | 0 | 0 | 0 | 0% | 0% | 1 | 0 | 0% | 0% | 1 | 0% | 0% | 0% | 1 | 0 | 2 | 0% | 0% | 0% | 1 | 0% | 0% | 0% | 1 | 0% | 0% | 0% | 1 | 0% | 0% | 0% | 1 | 0% | 0% | 0% | 1 | 0% | 0% | 0% | 1 | 0% | 0% | 0% | 1 |  | 0% | 0% | 1 | 0 | 0% | 0% | 1 | 0% | 0% | 0% | 1 | 0 | 2 | 0% | 0% | 0% | 1 | 0% | 0% | 0% | 1 | 0% | 0% | 0% | 1 | 0% | 0% | 0% | 1 | 0% | 0% | 0% | 1 | 0% | 0% | 0% | 1 | 0% | 0% | 0% | 1 |  | 0% | 0% | 1 | 0 | 0% | 0% | 1 | 0% | 0% | 0% | 1 | 0 | 2 | 0% | 0% | 0% | 1 | 0% | 0% | 0% | 1 | 0% | 0% | 0% | 1 | 0% | 0% | 0% | 1 | 0% | 0% | 0% | 1 | 0% | 0% | 0% | 1 | 0% | 0% | 0% | 1 |  | 0% | 0% | 1 | 0 | 0% | 0% | 1 | 0% | 0% | 0% | 1 | 0 | 2 | 0% | 0% | 0% | 1 | 0% | 0% | 0% | 1 | 0% | 0% | 0% | 1 | 0% | 0% | 0% | 1 | 0% | 0% | 0% | 1 | 0% | 0% | 0% | 1 | 0% | 0% | 0% | 1
137 | Rio Oso | 0 | 0 | 10 | 0% | 0% | 1 | 0.11 | 0% | 0% | 1 | 50% | 0% | 0% | 2 | 0 | 2 | 5% | 0% | 5% | 1 | 25% | 0% | 0% | 1 | 1% | 0% | 0% | 1 | 15% | 0% | 0% | 1 | 34% | 0% | 0% | 1 | 1% | 0% | 0% | 1 | 11% | 0% | 0% | 1 |  | 0% | 0% | 1 | 0.12 | 0% | 0% | 1 | 41% | 0% | 0% | 1 | 0 | 2 | 19% | 0% | 19% | 1 | 45% | 0% | 0% | 1 | 5% | 0% | 0% | 1 | 23% | 0% | 0% | 1 | 60% | 0% | 0% | 2 | 3% | 0% | 0% | 1 | 18% | 0% | 0% | 1 |  | 0% | 0% | 1 | 0.18 | 0% | 0% | 1 | 40% | 0% | 0% | 1 | 0 | 2 | 18% | 0% | 18% | 1 | 41% | 0% | 0% | 1 | 4% | 0% | 0% | 1 | 34% | 0% | 0% | 1 | 66% | 0% | 0% | 2 | 5% | 0% | 0% | 1 | 16% | 0% | 0% | 1 |  | 0% | 0% | 1 | 0.16 | 0% | 0% | 1 | 42% | 0% | 0% | 1 | 0 | 2 | 21% | 0% | 21% | 2 | 41% | 0% | 0% | 1 | 6% | 0% | 0% | 1 | 35% | 0% | 0% | 1 | 67% | 0% | 0% | 2 | 6% | 0% | 0% | 1 | 12% | 0% | 0% | 1
138 | Loveland | 0 | 0 | 10 | 0% | 0% | 1 | 0.26 | 0% | 0% | 1 | 0% | 0% | 0% | 1 | 0 | 2 | 27% | 73% | 100% | 5 | 34% | 0% | 0% | 1 | 51% | 0% | 0% | 2 | 72% | 0% | 0% | 3 | 74% | 0% | 0% | 3 | 25% | 0% | 0% | 1 | 5% | 0% | 0% | 1 |  | 0% | 0% | 1 | 0.19 | 0% | 0% | 1 | 0% | 0% | 0% | 1 | 0 | 2 | 19% | 81% | 100% | 5 | 24% | 0% | 0% | 1 | 30% | 0% | 0% | 1 | 65% | 0% | 0% | 2 | 70% | 0% | 0% | 3 | 47% | 0% | 0% | 1 | 3% | 0% | 0% | 1 |  | 0% | 0% | 1 | 0.13 | 0% | 0% | 1 | 0% | 0% | 0% | 1 | 0 | 2 | 13% | 86% | 99% | 5 | 29% | 0% | 0% | 1 | 33% | 0% | 0% | 1 | 60% | 0% | 0% | 2 | 72% | 0% | 0% | 3 | 53% | 0% | 0% | 2 | 4% | 0% | 0% | 1 |  | 0% | 0% | 1 | 0.16 | 0% | 0% | 1 | 0% | 0% | 0% | 1 | 0 | 2 | 13% | 85% | 98% | 5 | 29% | 0% | 0% | 1 | 36% | 0% | 0% | 1 | 59% | 0% | 0% | 2 | 75% | 0% | 0% | 3 | 48% | 0% | 0% | 1 | 4% | 0% | 0% | 1
139 | Huntington Beach | 0 | 0 | 10 | 0% | 0% | 1 | 0.57 | 0% | 0% | 1 | 0% | 0% | 0% | 1 | 0 | 2 | 0% | 0% | 0% | 1 | 0% | 0% | 0% | 1 | 20% | 0% | 0% | 1 | 99% | 0% | 0% | 5 | 99% | 0% | 0% | 5 | 0% | 0% | 0% | 1 | 8% | 0% | 0% | 1 |  | 0% | 0% | 1 | 0.51 | 0% | 0% | 1 | 0% | 0% | 0% | 1 | 0 | 2 | 0% | 0% | 0% | 1 | 0% | 0% | 0% | 1 | 28% | 0% | 0% | 1 | 98% | 0% | 0% | 5 | 99% | 0% | 0% | 5 | 0% | 0% | 0% | 1 | 7% | 0% | 0% | 1 |  | 0% | 0% | 1 | 0.52 | 0% | 0% | 1 | 0% | 0% | 0% | 1 | 0 | 2 | 1% | 0% | 1% | 1 | 2% | 0% | 0% | 1 | 22% | 0% | 0% | 1 | 79% | 0% | 0% | 3 | 81% | 0% | 0% | 3 | 0% | 0% | 0% | 1 | 6% | 0% | 0% | 1 |  | 0% | 0% | 1 | 0.5 | 0% | 0% | 1 | 0% | 0% | 0% | 1 | 0 | 2 | 5% | 0% | 5% | 1 | 3% | 0% | 0% | 1 | 16% | 0% | 0% | 1 | 71% | 0% | 0% | 3 | 75% | 0% | 0% | 3 | 1% | 0% | 0% | 1 | 4% | 0% | 0% | 1
140 | Rossmoor | 0 | 0 | 10 | 0% | 0% | 1 | 0.09 | 0% | 0% | 1 | 0% | 0% | 0% | 1 | 0 | 2 | 87% | 0% | 87% | 5 | 84% | 0% | 0% | 3 | 20% | 0% | 0% | 1 | 91% | 0% | 0% | 4 | 100% | 0% | 0% | 5 | 48% | 0% | 0% | 1 | 6% | 0% | 0% | 1 |  | 0% | 0% | 1 | 0.1 | 0% | 0% | 1 | 0% | 0% | 0% | 1 | 0 | 2 | 83% | 0% | 83% | 5 | 78% | 0% | 0% | 3 | 52% | 0% | 0% | 2 | 80% | 0% | 0% | 3 | 100% | 0% | 0% | 5 | 36% | 0% | 0% | 1 | 4% | 0% | 0% | 1 |  | 0% | 0% | 1 | 0.28 | 0% | 0% | 1 | 0% | 0% | 0% | 1 | 0 | 2 | 70% | 0% | 70% | 3 | 45% | 0% | 0% | 1 | 49% | 0% | 0% | 1 | 70% | 0% | 0% | 3 | 83% | 0% | 0% | 3 | 29% | 0% | 0% | 1 | 5% | 0% | 0% | 1 |  | 0% | 0% | 1 | 0.33 | 0% | 0% | 1 | 0% | 0% | 0% | 1 | 0 | 2 | 60% | 1% | 61% | 3 | 38% | 0% | 0% | 1 | 49% | 0% | 0% | 1 | 65% | 0% | 0% | 2 | 80% | 0% | 0% | 3 | 25% | 0% | 0% | 1 | 14% | 0% | 0% | 1
141 | Salado | 69 | 690 | 10 | 24.2% | 0% | 2 | 0.1 | 5.307% | 0% | 1 | 47% | 0% | 0% | 1 | 0 | 2 | 58% | 0% | 58% | 3 | 41% | 3.077% | 0% | 1 | 11% | 2.048% | 0% | 1 | 17% | 2.204% | 0% | 1 | 48% | 3.525% | 0% | 1 | 32% | 2.681% | 0% | 1 | 1% | 1.84% | 0% | 1 |  | 5.789% | 0% | 1 | 0.11 | 1.678% | 0% | 1 | 43% | 4.274% | 0% | 1 | 0 | 2 | 42% | 4% | 46% | 2 | 54% | 0.9659% | 0% | 2 | 9% | 0.4856% | 0% | 1 | 19% | 0.5412% | 0% | 1 | 61% | 1.127% | 0% | 2 | 35% | 0.6729% | 0% | 1 | 3% | 0.4563% | 0% | 1 |  | 2.101% | 0% | 1 | 0.11 | 0.8982% | 0% | 1 | 47% | 4.274% | 0% | 1 | 0 | 2 | 29% | 9% | 38% | 2 | 48% | 0.4251% | 0% | 1 | 10% | 0.2462% | 0% | 1 | 16% | 0.2655% | 0% | 1 | 55% | 0.4904% | 0% | 2 | 31% | 0.3205% | 0% | 1 | 3% | 0.2291% | 0% | 1 |  | 1.23% | 0% | 1 | 0.12 | 0.563% | 0% | 1 | 44% | 4.274% | 0% | 1 | 0 | 2 | 29% | 11% | 40% | 3 | 46% | 0.2674% | 0% | 1 | 15% | 0.1689% | 0% | 1 | 21% | 0.1807% | 0% | 1 | 54% | 0.3122% | 0% | 2 | 32% | 0.2113% | 0% | 1 | 3% | 0.1485% | 0% | 1
142 | Lighthipe | 0 | 0 | 10 | 0% | 0% | 1 | 0 | 0% | 0% | 1 | 0% | 0% | 0% | 1 | 0 | 2 | 0% | 0% | 0% | 1 | 0% | 0% | 0% | 1 | 0% | 0% | 0% | 1 | 0% | 0% | 0% | 1 | 0% | 0% | 0% | 1 | 0% | 0% | 0% | 1 | 0% | 0% | 0% | 1 |  | 0% | 0% | 1 | 0.48 | 0% | 0% | 1 | 0% | 0% | 0% | 1 | 0 | 2 | 0% | 0% | 0% | 1 | 0% | 0% | 0% | 1 | 1% | 0% | 0% | 1 | 40% | 0% | 0% | 1 | 40% | 0% | 0% | 1 | 0% | 0% | 0% | 1 | 0% | 0% | 0% | 1 |  | 0% | 0% | 1 | 0.27 | 0% | 0% | 1 | 0% | 0% | 0% | 1 | 0 | 2 | 0% | 0% | 0% | 1 | 0% | 0% | 0% | 1 | 10% | 0% | 0% | 1 | 62% | 0% | 0% | 2 | 62% | 0% | 0% | 2 | 0% | 0% | 0% | 1 | 0% | 0% | 0% | 1 |  | 0% | 0% | 1 | 0.56 | 0% | 0% | 1 | 0% | 0% | 0% | 1 | 0 | 2 | 6% | 0% | 6% | 1 | 1% | 0% | 0% | 1 | 10% | 0% | 0% | 1 | 64% | 0% | 0% | 2 | 65% | 0% | 0% | 2 | 4% | 0% | 0% | 1 | 3% | 0% | 0% | 1
143 | Santee | 0 | 0 | 10 | 0% | 0% | 1 | 0.28 | 0% | 0% | 1 | 0% | 0% | 0% | 1 | 0 | 2 | 57% | 42% | 99% | 5 | 65% | 0% | 0% | 2 | 94% | 0% | 0% | 4 | 34% | 0% | 0% | 1 | 99% | 0% | 0% | 5 | 28% | 0% | 0% | 1 | 4% | 0% | 0% | 1 |  | 0% | 0% | 1 | 0.22 | 0% | 0% | 1 | 0% | 0% | 0% | 1 | 0 | 2 | 31% | 68% | 99% | 5 | 72% | 0% | 0% | 3 | 48% | 0% | 0% | 1 | 67% | 0% | 0% | 2 | 94% | 0% | 0% | 4 | 23% | 0% | 0% | 1 | 4% | 0% | 0% | 1 |  | 0% | 0% | 1 | 0.25 | 0% | 0% | 1 | 0% | 0% | 0% | 1 | 0 | 2 | 28% | 71% | 99% | 5 | 52% | 0% | 0% | 2 | 44% | 0% | 0% | 1 | 64% | 0% | 0% | 2 | 83% | 0% | 0% | 3 | 33% | 0% | 0% | 1 | 3% | 0% | 0% | 1 |  | 0% | 0% | 1 | 0.2 | 0% | 0% | 1 | 0% | 0% | 0% | 1 | 0 | 2 | 21% | 72% | 93% | 5 | 36% | 0% | 0% | 1 | 35% | 0% | 0% | 1 | 54% | 0% | 0% | 2 | 70% | 0% | 0% | 3 | 43% | 0% | 0% | 1 | 4% | 0% | 0% | 1
144 | Cholame | 0 | 0 | 0 | 0% | 0% | 1 | 0.06 | 0% | 0% | 1 | 6% | 0% | 0% | 1 | 0 | 2 | 65% | 0% | 65% | 3 | 68% | 0% | 0% | 2 | 32% | 0% | 0% | 1 | 43% | 0% | 0% | 1 | 80% | 0% | 0% | 3 | 43% | 0% | 0% | 1 | 1% | 0% | 0% | 1 |  | 0% | 0% | 1 | 0.05 | 0% | 0% | 1 | 5% | 0% | 0% | 1 | 0 | 2 | 72% | 0% | 72% | 3 | 41% | 0% | 0% | 1 | 15% | 0% | 0% | 1 | 30% | 0% | 0% | 1 | 52% | 0% | 0% | 2 | 46% | 0% | 0% | 1 | 1% | 0% | 0% | 1 |  | 0% | 0% | 1 | 0.06 | 0% | 0% | 1 | 5% | 0% | 0% | 1 | 0 | 2 | 65% | 4% | 69% | 3 | 36% | 0% | 0% | 1 | 9% | 0% | 0% | 1 | 17% | 0% | 0% | 1 | 45% | 0% | 0% | 1 | 50% | 0% | 0% | 2 | 1% | 0% | 0% | 1 |  | 0% | 0% | 1 | 0.07 | 0% | 0% | 1 | 6% | 0% | 0% | 1 | 0 | 2 | 54% | 11% | 65% | 3 | 40% | 0% | 0% | 1 | 7% | 0% | 0% | 1 | 17% | 0% | 0% | 1 | 51% | 0% | 0% | 2 | 48% | 0% | 0% | 1 | 1% | 0% | 0% | 1
145 | Grand Island | 0 | 0 | 10 | 0% | 0% | 1 | 0.11 | 0% | 0% | 1 | 49% | 0% | 0% | 1 | 0 | 2 | 0% | 0% | 0% | 1 | 0% | 0% | 0% | 1 | 8% | 0% | 0% | 1 | 8% | 0% | 0% | 1 | 8% | 0% | 0% | 1 | 0% | 0% | 0% | 1 | 5% | 0% | 0% | 1 |  | 0% | 0% | 1 | 0.1 | 0% | 0% | 1 | 47% | 0% | 0% | 1 | 0 | 2 | 8% | 0% | 8% | 1 | 8% | 0% | 0% | 1 | 15% | 0% | 0% | 1 | 16% | 0% | 0% | 1 | 22% | 0% | 0% | 1 | 0% | 0% | 0% | 1 | 9% | 0% | 0% | 1 |  | 0% | 0% | 1 | 0.1 | 0% | 0% | 1 | 44% | 0% | 0% | 1 | 0 | 2 | 19% | 0% | 19% | 1 | 10% | 0% | 0% | 1 | 25% | 0% | 0% | 1 | 28% | 0% | 0% | 1 | 34% | 0% | 0% | 1 | 1% | 0% | 0% | 1 | 12% | 0% | 0% | 1 |  | 0% | 0% | 1 | 0.11 | 0% | 0% | 1 | 45% | 0% | 0% | 1 | 0 | 2 | 17% | 0% | 17% | 1 | 12% | 0% | 0% | 1 | 24% | 0% | 0% | 1 | 28% | 0% | 0% | 1 | 36% | 0% | 0% | 1 | 1% | 0% | 0% | 1 | 12% | 0% | 0% | 1
146 | Long Beach | 0 | 0 | 0 | 0% | 0% | 1 | 0.11 | 0% | 0% | 1 | 0% | 0% | 0% | 1 | 0 | 2 | 0% | 0% | 0% | 1 | 0% | 0% | 0% | 1 | 0% | 0% | 0% | 1 | 54% | 0% | 0% | 2 | 54% | 0% | 0% | 2 | 0% | 0% | 0% | 1 | 0% | 0% | 0% | 1 |  | 0% | 0% | 1 | 0.29 | 0% | 0% | 1 | 0% | 0% | 0% | 1 | 0 | 2 | 0% | 0% | 0% | 1 | 0% | 0% | 0% | 1 | 9% | 0% | 0% | 1 | 61% | 0% | 0% | 2 | 61% | 0% | 0% | 2 | 0% | 0% | 0% | 1 | 0% | 0% | 0% | 1 |  | 0% | 0% | 1 | 0.48 | 0% | 0% | 1 | 0% | 0% | 0% | 1 | 0 | 2 | 0% | 0% | 0% | 1 | 0% | 0% | 0% | 1 | 8% | 0% | 0% | 1 | 69% | 0% | 0% | 2 | 69% | 0% | 0% | 2 | 0% | 0% | 0% | 1 | 0% | 0% | 0% | 1 |  | 0% | 0% | 1 | 0.49 | 0% | 0% | 1 | 0% | 0% | 0% | 1 | 0 | 2 | 0% | 0% | 0% | 1 | 0% | 0% | 0% | 1 | 16% | 0% | 0% | 1 | 76% | 0% | 0% | 3 | 76% | 0% | 0% | 3 | 0% | 0% | 0% | 1 | 3% | 0% | 0% | 1
147 | Coyote | 100 | 1000 | 10 | 999.9% | 10.03% | 5 | 0.12 | 49.63% | 0% | 2 | 6% | 103.6% | 5.963% | 4 | 0 | 2 | 90% | 0% | 90% | 5 | 100% | 999% | 10.03% | 5 | 45% | 18.25% | 0% | 1 | 55% | 22.26% | 0% | 2 | 100% | 999% | 10.03% | 5 | 32% | 14.72% | 0% | 1 | 4% | 10.47% | 0% | 1 |  | 55.28% | 0% | 3 | 0.11 | 11.64% | 0% | 1 | 2% | 26.39% | 0% | 2 | 0 | 2 | 88% | 7% | 95% | 5 | 81% | 17.06% | 0% | 3 | 24% | 4.324% | 0% | 1 | 37% | 5.215% | 0% | 1 | 84% | 20.83% | 0% | 3 | 57% | 7.642% | 0% | 2 | 5% | 3.469% | 0% | 1 |  | 10.26% | 0% | 1 | 0.12 | 3.993% | 0% | 1 | 1% | 26.39% | 0% | 2 | 0 | 2 | 62% | 22% | 84% | 5 | 69% | 3.242% | 0% | 2 | 23% | 1.302% | 0% | 1 | 40% | 1.659% | 0% | 1 | 77% | 4.266% | 0% | 3 | 62% | 2.605% | 0% | 2 | 4% | 1.037% | 0% | 1 |  | 7.155% | 0% | 1 | 0.15 | 1.847% | 0% | 1 | 3% | 26.39% | 0% | 2 | 0 | 2 | 45% | 27% | 72% | 4 | 66% | 1.476% | 0% | 2 | 25% | 0.6696% | 0% | 1 | 45% | 0.911% | 0% | 1 | 82% | 2.711% | 0% | 3 | 60% | 1.245% | 0% | 2 | 3% | 0.5181% | 0% | 1
148 | New Sub - Los Banos - Midway (Proposed) | 0 | 0 | 10 | 0% | 0% | 1 | 0.05 | 0% | 0% | 1 | 31% | 0% | 0% | 1 | 0 | 2 | 1% | 0% | 1% | 1 | 1% | 0% | 0% | 1 | 0% | 0% | 0% | 1 | 0% | 0% | 0% | 1 | 1% | 0% | 0% | 1 | 0% | 0% | 0% | 1 | 0% | 0% | 0% | 1 |  | 0% | 0% | 1 | 0.07 | 0% | 0% | 1 | 38% | 0% | 0% | 1 | 0 | 2 | 0% | 0% | 0% | 1 | 17% | 0% | 0% | 1 | 3% | 0% | 0% | 1 | 5% | 0% | 0% | 1 | 18% | 0% | 0% | 1 | 0% | 0% | 0% | 1 | 1% | 0% | 0% | 1 |  | 0% | 0% | 1 | 0.07 | 0% | 0% | 1 | 38% | 0% | 0% | 1 | 0 | 2 | 6% | 0% | 6% | 1 | 27% | 0% | 0% | 1 | 3% | 0% | 0% | 1 | 6% | 0% | 0% | 1 | 29% | 0% | 0% | 1 | 6% | 0% | 0% | 1 | 1% | 0% | 0% | 1 |  | 0% | 0% | 1 | 0.07 | 0% | 0% | 1 | 40% | 0% | 0% | 1 | 0 | 2 | 8% | 0% | 8% | 1 | 27% | 0% | 0% | 1 | 9% | 0% | 0% | 1 | 13% | 0% | 0% | 1 | 33% | 0% | 0% | 1 | 7% | 0% | 0% | 1 | 2% | 0% | 0% | 1
149 | Vista (SCE) | 300 | 3000 | 10 | 1357% | 89.01% | 5 | 0.27 | 25000% | 203% | 5 | 0% | 0% | 0% | 1 | 0 | 2 | 84% | 0% | 84% | 5 | 1% | 90.31% | 0% | 4 | 93% | 1224% | 88.93% | 5 | 93% | 1240% | 88.94% | 5 | 93% | 1357% | 89.01% | 5 | 43% | 156.8% | 76.01% | 5 | 3% | 92.22% | 0% | 4 |  | 691.2% | 20.38% | 5 | 0.27 | 4000% | 69.61% | 5 | 1% | 4682% | 0% | 4 | 0 | 2 | 85% | 3% | 88% | 5 | 39% | 37.47% | 0% | 2 | 58% | 54.42% | 0% | 3 | 77% | 99.83% | 0% | 4 | 97% | 669.6% | 20.29% | 5 | 31% | 33.16% | 0% | 2 | 4% | 24.04% | 0% | 2 |  | 86.43% | 0% | 4 | 0.27 | 48.27% | 0% | 2 | 2% | 4682% | 0% | 4 | 0 | 2 | 54% | 38% | 92% | 5 | 41% | 11.22% | 0% | 1 | 45% | 12.07% | 0% | 1 | 60% | 16.42% | 0% | 2 | 81% | 35.28% | 0% | 3 | 38% | 10.74% | 0% | 1 | 5% | 6.993% | 0% | 1 |  | 20.8% | 0% | 2 | 0.27 | 14.62% | 0% | 1 | 2% | 4682% | 0% | 4 | 0 | 2 | 56% | 34% | 90% | 5 | 47% | 4.864% | 0% | 1 | 40% | 4.346% | 0% | 1 | 56% | 5.951% | 0% | 2 | 79% | 12.35% | 0% | 3 | 34% | 3.94% | 0% | 1 | 7% | 2.789% | 0% | 1
150 | Fairway | 0 | 0 | 10 | 0% | 0% | 1 | 0.11 | 0% | 0% | 1 | 45% | 0% | 0% | 1 | 0 | 2 | 2% | 0% | 2% | 1 | 0% | 0% | 0% | 1 | 2% | 0% | 0% | 1 | 16% | 0% | 0% | 1 | 16% | 0% | 0% | 1 | 8% | 0% | 0% | 1 | 3% | 0% | 0% | 1 |  | 0% | 0% | 1 | 0.09 | 0% | 0% | 1 | 30% | 0% | 0% | 1 | 0 | 2 | 17% | 0% | 17% | 1 | 8% | 0% | 0% | 1 | 7% | 0% | 0% | 1 | 25% | 0% | 0% | 1 | 30% | 0% | 0% | 1 | 16% | 0% | 0% | 1 | 6% | 0% | 0% | 1 |  | 0% | 0% | 1 | 0.08 | 0% | 0% | 1 | 19% | 0% | 0% | 1 | 0 | 2 | 30% | 2% | 32% | 2 | 17% | 0% | 0% | 1 | 6% | 0% | 0% | 1 | 31% | 0% | 0% | 1 | 38% | 0% | 0% | 1 | 29% | 0% | 0% | 1 | 5% | 0% | 0% | 1 |  | 0% | 0% | 1 | 0.08 | 0% | 0% | 1 | 15% | 0% | 0% | 1 | 0 | 2 | 34% | 11% | 45% | 3 | 23% | 0% | 0% | 1 | 7% | 0% | 0% | 1 | 35% | 0% | 0% | 1 | 46% | 0% | 0% | 1 | 39% | 0% | 0% | 1 | 5% | 0% | 0% | 1
151 | Pisgah | 217 | 2170 | 10 | 217000% | 20.91% | 5 | 0.03 | 34.4% | 0% | 2 | 0% | 0% | 0% | 1 | 0 | 2 | 0% | 0% | 0% | 1 | 61% | 54.33% | 0% | 3 | 86% | 151.7% | 8.276% | 4 | 96% | 517.9% | 17.59% | 5 | 100% | 72333% | 20.9% | 5 | 56% | 47.54% | 0% | 2 | 0% | 21.01% | 0% | 2 |  | 195.5% | 9.532% | 4 | 0.03 | 31.45% | 0% | 2 | 0% | 0% | 0% | 1 | 0 | 2 | 0% | 0% | 0% | 1 | 53% | 38.1% | 0% | 2 | 74% | 68.17% | 0% | 3 | 82% | 99.95% | 0% | 4 | 87% | 132% | 4.969% | 4 | 52% | 37.15% | 0% | 2 | 1% | 17.87% | 0% | 1 |  | 19.61% | 0% | 1 | 0.09 | 11.1% | 0% | 1 | 0% | 0% | 0% | 1 | 0 | 2 | 0% | 0% | 0% | 1 | 26% | 6.26% | 0% | 1 | 19% | 5.762% | 0% | 1 | 22% | 5.958% | 0% | 1 | 35% | 7.089% | 0% | 1 | 65% | 13.32% | 0% | 2 | 1% | 4.711% | 0% | 1 |  | 7.097% | 0% | 1 | 0.14 | 5.365% | 0% | 1 | 1% | 0% | 0% | 1 | 0 | 2 | 0% | 0% | 0% | 1 | 29% | 2.923% | 0% | 1 | 14% | 2.424% | 0% | 1 | 15% | 2.452% | 0% | 1 | 34% | 3.164% | 0% | 1 | 57% | 4.822% | 0% | 2 | 2% | 2.109% | 0% | 1
152 | Sloan Canyon | 0 | 0 | 0 | 0% | 0% | 1 | 0 | 0% | 0% | 1 | 0% | 0% | 0% | 1 | 0 | 2 | 0% | 0% | 0% | 1 | 0% | 0% | 0% | 1 | 0% | 0% | 0% | 1 | 0% | 0% | 0% | 1 | 0% | 0% | 0% | 1 | 0% | 0% | 0% | 1 | 0% | 0% | 0% | 1 |  | 0% | 0% | 1 | 0 | 0% | 0% | 1 | 0% | 0% | 0% | 1 | 0 | 2 | 0% | 0% | 0% | 1 | 0% | 0% | 0% | 1 | 0% | 0% | 0% | 1 | 0% | 0% | 0% | 1 | 0% | 0% | 0% | 1 | 0% | 0% | 0% | 1 | 0% | 0% | 0% | 1 |  | 0% | 0% | 1 | 0 | 0% | 0% | 1 | 0% | 0% | 0% | 1 | 0 | 2 | 0% | 0% | 0% | 1 | 0% | 0% | 0% | 1 | 0% | 0% | 0% | 1 | 0% | 0% | 0% | 1 | 0% | 0% | 0% | 1 | 0% | 0% | 0% | 1 | 0% | 0% | 0% | 1 |  | 0% | 0% | 1 | 0 | 0% | 0% | 1 | 0% | 0% | 0% | 1 | 0 | 2 | 0% | 0% | 0% | 1 | 0% | 0% | 0% | 1 | 0% | 0% | 0% | 1 | 0% | 0% | 0% | 1 | 0% | 0% | 0% | 1 | 0% | 0% | 0% | 1 | 0% | 0% | 0% | 1
153 | Templeton | 0 | 0 | 10 | 0% | 0% | 1 | 0.2 | 0% | 0% | 1 | 8% | 0% | 0% | 1 | 0 | 2 | 20% | 0% | 20% | 2 | 1% | 0% | 0% | 1 | 13% | 0% | 0% | 1 | 37% | 0% | 0% | 1 | 37% | 0% | 0% | 1 | 5% | 0% | 0% | 1 | 1% | 0% | 0% | 1 |  | 0% | 0% | 1 | 0.16 | 0% | 0% | 1 | 7% | 0% | 0% | 1 | 0 | 2 | 48% | 3% | 51% | 3 | 15% | 0% | 0% | 1 | 20% | 0% | 0% | 1 | 34% | 0% | 0% | 1 | 40% | 0% | 0% | 1 | 20% | 0% | 0% | 1 | 3% | 0% | 0% | 1 |  | 0% | 0% | 1 | 0.13 | 0% | 0% | 1 | 7% | 0% | 0% | 1 | 0 | 2 | 52% | 8% | 60% | 3 | 23% | 0% | 0% | 1 | 16% | 0% | 0% | 1 | 30% | 0% | 0% | 1 | 43% | 0% | 0% | 1 | 33% | 0% | 0% | 1 | 4% | 0% | 0% | 1 |  | 0% | 0% | 1 | 0.11 | 0% | 0% | 1 | 6% | 0% | 0% | 1 | 0 | 2 | 60% | 9% | 69% | 3 | 27% | 0% | 0% | 1 | 15% | 0% | 0% | 1 | 29% | 0% | 0% | 1 | 46% | 0% | 0% | 1 | 41% | 0% | 0% | 1 | 4% | 0% | 0% | 1
154 | Palomar Energy | 0 | 0 | 10 | 0% | 0% | 1 | 0.39 | 0% | 0% | 1 | 0% | 0% | 0% | 1 | 0 | 2 | 0% | 0% | 0% | 1 | 11% | 0% | 0% | 1 | 91% | 0% | 0% | 4 | 91% | 0% | 0% | 4 | 91% | 0% | 0% | 4 | 0% | 0% | 0% | 1 | 17% | 0% | 0% | 1 |  | 0% | 0% | 1 | 0.3 | 0% | 0% | 1 | 3% | 0% | 0% | 1 | 0 | 2 | 30% | 0% | 30% | 2 | 42% | 0% | 0% | 1 | 24% | 0% | 0% | 1 | 15% | 0% | 0% | 1 | 60% | 0% | 0% | 2 | 11% | 0% | 0% | 1 | 8% | 0% | 0% | 1 |  | 0% | 0% | 1 | 0.37 | 0% | 0% | 1 | 6% | 0% | 0% | 1 | 0 | 2 | 26% | 2% | 28% | 2 | 68% | 0% | 0% | 2 | 29% | 0% | 0% | 1 | 57% | 0% | 0% | 2 | 83% | 0% | 0% | 3 | 5% | 0% | 0% | 1 | 6% | 0% | 0% | 1 |  | 0% | 0% | 1 | 0.37 | 0% | 0% | 1 | 5% | 0% | 0% | 1 | 0 | 2 | 53% | 18% | 71% | 3 | 43% | 0% | 0% | 1 | 18% | 0% | 0% | 1 | 30% | 0% | 0% | 1 | 54% | 0% | 0% | 2 | 10% | 0% | 0% | 1 | 7% | 0% | 0% | 1
155 | Sisquoc | 0 | 0 | 10 | 0% | 0% | 1 | 0.09 | 0% | 0% | 1 | 30% | 0% | 0% | 1 | 0 | 2 | 2% | 0% | 2% | 1 | 2% | 0% | 0% | 1 | 16% | 0% | 0% | 1 | 31% | 0% | 0% | 1 | 31% | 0% | 0% | 1 | 8% | 0% | 0% | 1 | 6% | 0% | 0% | 1 |  | 0% | 0% | 1 | 0.07 | 0% | 0% | 1 | 17% | 0% | 0% | 1 | 0 | 2 | 22% | 1% | 23% | 2 | 20% | 0% | 0% | 1 | 9% | 0% | 0% | 1 | 36% | 0% | 0% | 1 | 45% | 0% | 0% | 1 | 27% | 0% | 0% | 1 | 4% | 0% | 0% | 1 |  | 0% | 0% | 1 | 0.07 | 0% | 0% | 1 | 15% | 0% | 0% | 1 | 0 | 2 | 36% | 7% | 43% | 2 | 28% | 0% | 0% | 1 | 5% | 0% | 0% | 1 | 34% | 0% | 0% | 1 | 49% | 0% | 0% | 1 | 38% | 0% | 0% | 1 | 4% | 0% | 0% | 1 |  | 0% | 0% | 1 | 0.07 | 0% | 0% | 1 | 14% | 0% | 0% | 1 | 0 | 2 | 35% | 12% | 47% | 3 | 24% | 0% | 0% | 1 | 5% | 0% | 0% | 1 | 33% | 0% | 0% | 1 | 45% | 0% | 0% | 1 | 38% | 0% | 0% | 1 | 5% | 0% | 0% | 1
156 | Alberhill | 4419 | 44190 | 10 | 1698% | 456.4% | 5 | 0.34 | 7003% | 1281% | 5 | 0% | 12477% | 462089% | 5 | 0 | 2 | 74% | 0% | 74% | 3 | 42% | 645% | 767.7% | 5 | 27% | 516.3% | 1129% | 5 | 42% | 648.5% | 762.6% | 5 | 71% | 1321% | 487.9% | 5 | 27% | 519.5% | 1112% | 5 | 9% | 416.4% | 3044% | 5 |  | 739.8% | 155.9% | 5 | 0.27 | 1161% | 438.7% | 5 | 0% | 6053% | 462089% | 5 | 0 | 2 | 59% | 24% | 83% | 5 | 36% | 227% | 224.4% | 5 | 25% | 192.6% | 281.7% | 5 | 46% | 267.3% | 198.2% | 5 | 71% | 506.9% | 163% | 5 | 31% | 209.3% | 246.2% | 5 | 10% | 160.8% | 555.2% | 5 |  | 425.5% | 73.51% | 5 | 0.27 | 490.3% | 210.5% | 5 | 0% | 6053% | 462089% | 5 | 0 | 2 | 41% | 46% | 87% | 5 | 31% | 113.2% | 29.8% | 5 | 36% | 123.4% | 40.75% | 5 | 48% | 150.7% | 54.97% | 5 | 74% | 302.3% | 70.83% | 5 | 33% | 116.6% | 34.11% | 5 | 8% | 84.81% | 0% | 4 |  | 192% | 24.76% | 5 | 0.27 | 458.2% | 85.86% | 5 | 2% | 6053% | 462089% | 5 | 0 | 2 | 46% | 42% | 88% | 5 | 29% | 57.68% | 0% | 3 | 42% | 70.41% | 0% | 3 | 55% | 91.39% | 0% | 4 | 72% | 147.4% | 18.1% | 5 | 28% | 56.26% | 0% | 3 | 6% | 43.53% | 0% | 2
157 | Sanger | 0 | 0 | 10 | 0% | 0% | 1 | 0.25 | 0% | 0% | 1 | 58% | 0% | 0% | 2 | 0 | 2 | 2% | 0% | 2% | 1 | 0% | 0% | 0% | 1 | 0% | 0% | 0% | 1 | 0% | 0% | 0% | 1 | 0% | 0% | 0% | 1 | 0% | 0% | 0% | 1 | 1% | 0% | 0% | 1 |  | 0% | 0% | 1 | 0.25 | 0% | 0% | 1 | 58% | 0% | 0% | 2 | 0 | 2 | 13% | 0% | 13% | 1 | 11% | 0% | 0% | 1 | 14% | 0% | 0% | 1 | 18% | 0% | 0% | 1 | 20% | 0% | 0% | 1 | 3% | 0% | 0% | 1 | 6% | 0% | 0% | 1 |  | 0% | 0% | 1 | 0.23 | 0% | 0% | 1 | 52% | 0% | 0% | 2 | 0 | 2 | 20% | 0% | 20% | 2 | 26% | 0% | 0% | 1 | 16% | 0% | 0% | 1 | 18% | 0% | 0% | 1 | 32% | 0% | 0% | 1 | 14% | 0% | 0% | 1 | 7% | 0% | 0% | 1 |  | 0% | 0% | 1 | 0.21 | 0% | 0% | 1 | 44% | 0% | 0% | 1 | 0 | 2 | 22% | 0% | 22% | 2 | 30% | 0% | 0% | 1 | 16% | 0% | 0% | 1 | 19% | 0% | 0% | 1 | 36% | 0% | 0% | 1 | 18% | 0% | 0% | 1 | 6% | 0% | 0% | 1
158 | Lammers | 0 | 0 | 10 | 0% | 0% | 1 | 0.34 | 0% | 0% | 1 | 21% | 0% | 0% | 1 | 0 | 2 | 64% | 0% | 64% | 3 | 50% | 0% | 0% | 2 | 72% | 0% | 0% | 3 | 62% | 0% | 0% | 2 | 72% | 0% | 0% | 3 | 30% | 0% | 0% | 1 | 2% | 0% | 0% | 1 |  | 0% | 0% | 1 | 0.2 | 0% | 0% | 1 | 38% | 0% | 0% | 1 | 0 | 2 | 47% | 3% | 50% | 3 | 59% | 0% | 0% | 2 | 38% | 0% | 0% | 1 | 38% | 0% | 0% | 1 | 64% | 0% | 0% | 2 | 25% | 0% | 0% | 1 | 4% | 0% | 0% | 1 |  | 0% | 0% | 1 | 0.15 | 0% | 0% | 1 | 42% | 0% | 0% | 1 | 0 | 2 | 39% | 8% | 47% | 2 | 54% | 0% | 0% | 2 | 35% | 0% | 0% | 1 | 36% | 0% | 0% | 1 | 62% | 0% | 0% | 2 | 25% | 0% | 0% | 1 | 5% | 0% | 0% | 1 |  | 0% | 0% | 1 | 0.13 | 0% | 0% | 1 | 43% | 0% | 0% | 1 | 0 | 2 | 34% | 11% | 45% | 3 | 53% | 0% | 0% | 2 | 31% | 0% | 0% | 1 | 34% | 0% | 0% | 1 | 62% | 0% | 0% | 2 | 27% | 0% | 0% | 1 | 5% | 0% | 0% | 1
159 | Chevmain | 0 | 0 | 10 | 0% | 0% | 1 | 0.26 | 0% | 0% | 1 | 0% | 0% | 0% | 1 | 0 | 2 | 0% | 0% | 0% | 1 | 0% | 0% | 0% | 1 | 0% | 0% | 0% | 1 | 29% | 0% | 0% | 1 | 29% | 0% | 0% | 1 | 0% | 0% | 0% | 1 | 0% | 0% | 0% | 1 |  | 0% | 0% | 1 | 0.26 | 0% | 0% | 1 | 0% | 0% | 0% | 1 | 0 | 2 | 0% | 0% | 0% | 1 | 4% | 0% | 0% | 1 | 39% | 0% | 0% | 1 | 68% | 0% | 0% | 2 | 72% | 0% | 0% | 3 | 0% | 0% | 0% | 1 | 0% | 0% | 0% | 1 |  | 0% | 0% | 1 | 0.2 | 0% | 0% | 1 | 0% | 0% | 0% | 1 | 0 | 2 | 2% | 11% | 13% | 3 | 1% | 0% | 0% | 1 | 3% | 0% | 0% | 1 | 62% | 0% | 0% | 2 | 63% | 0% | 0% | 2 | 2% | 0% | 0% | 1 | 3% | 0% | 0% | 1 |  | 0% | 0% | 1 | 0.26 | 0% | 0% | 1 | 0% | 0% | 0% | 1 | 0 | 2 | 3% | 35% | 38% | 5 | 13% | 0% | 0% | 1 | 18% | 0% | 0% | 1 | 49% | 0% | 0% | 1 | 57% | 0% | 0% | 2 | 4% | 0% | 0% | 1 | 7% | 0% | 0% | 1
160 | Telegraph Canyon | 0 | 0 | 10 | 0% | 0% | 1 | 0.53 | 0% | 0% | 1 | 0% | 0% | 0% | 1 | 0 | 2 | 75% | 0% | 75% | 5 | 0% | 0% | 0% | 1 | 100% | 0% | 0% | 5 | 100% | 0% | 0% | 5 | 100% | 0% | 0% | 5 | 5% | 0% | 0% | 1 | 12% | 0% | 0% | 1 |  | 0% | 0% | 1 | 0.18 | 0% | 0% | 1 | 0% | 0% | 0% | 1 | 0 | 2 | 55% | 0% | 55% | 3 | 7% | 0% | 0% | 1 | 81% | 0% | 0% | 3 | 94% | 0% | 0% | 4 | 97% | 0% | 0% | 5 | 31% | 0% | 0% | 1 | 8% | 0% | 0% | 1 |  | 0% | 0% | 1 | 0.21 | 0% | 0% | 1 | 0% | 0% | 0% | 1 | 0 | 2 | 38% | 30% | 68% | 5 | 23% | 0% | 0% | 1 | 65% | 0% | 0% | 2 | 90% | 0% | 0% | 4 | 93% | 0% | 0% | 4 | 29% | 0% | 0% | 1 | 6% | 0% | 0% | 1 |  | 0% | 0% | 1 | 0.21 | 0% | 0% | 1 | 0% | 0% | 0% | 1 | 0 | 2 | 31% | 53% | 84% | 5 | 24% | 0% | 0% | 1 | 57% | 0% | 0% | 2 | 82% | 0% | 0% | 3 | 88% | 0% | 0% | 3 | 32% | 0% | 0% | 1 | 4% | 0% | 0% | 1
161 | Grant | 0 | 0 | 10 | 0% | 0% | 1 | 0.41 | 0% | 0% | 1 | 0% | 0% | 0% | 1 | 0 | 2 | 0% | 0% | 0% | 1 | 0% | 0% | 0% | 1 | 0% | 0% | 0% | 1 | 44% | 0% | 0% | 1 | 44% | 0% | 0% | 1 | 0% | 0% | 0% | 1 | 13% | 0% | 0% | 1 |  | 0% | 0% | 1 | 0.81 | 0% | 0% | 1 | 0% | 0% | 0% | 1 | 0 | 2 | 59% | 0% | 59% | 3 | 65% | 0% | 0% | 2 | 27% | 0% | 0% | 1 | 65% | 0% | 0% | 2 | 89% | 0% | 0% | 3 | 33% | 0% | 0% | 1 | 8% | 0% | 0% | 1 |  | 0% | 0% | 1 | 0.3 | 0% | 0% | 1 | 0% | 0% | 0% | 1 | 0 | 2 | 64% | 0% | 64% | 3 | 60% | 0% | 0% | 2 | 22% | 0% | 0% | 1 | 61% | 0% | 0% | 2 | 85% | 0% | 0% | 3 | 39% | 0% | 0% | 1 | 7% | 0% | 0% | 1 |  | 0% | 0% | 1 | 0.38 | 0% | 0% | 1 | 0% | 0% | 0% | 1 | 0 | 2 | 66% | 0% | 66% | 3 | 53% | 0% | 0% | 2 | 37% | 0% | 0% | 1 | 66% | 0% | 0% | 2 | 82% | 0% | 0% | 3 | 36% | 0% | 0% | 1 | 7% | 0% | 0% | 1
162 | East Marysville | 0 | 0 | 10 | 0% | 0% | 1 | 0.15 | 0% | 0% | 1 | 62% | 0% | 0% | 2 | 0 | 2 | 0% | 0% | 0% | 1 | 41% | 0% | 0% | 1 | 0% | 0% | 0% | 1 | 0% | 0% | 0% | 1 | 41% | 0% | 0% | 1 | 0% | 0% | 0% | 1 | 10% | 0% | 0% | 1 |  | 0% | 0% | 1 | 0.15 | 0% | 0% | 1 | 46% | 0% | 0% | 1 | 0 | 2 | 3% | 0% | 3% | 1 | 43% | 0% | 0% | 1 | 7% | 0% | 0% | 1 | 19% | 0% | 0% | 1 | 57% | 0% | 0% | 2 | 3% | 0% | 0% | 1 | 11% | 0% | 0% | 1 |  | 0% | 0% | 1 | 0.15 | 0% | 0% | 1 | 40% | 0% | 0% | 1 | 0 | 2 | 21% | 0% | 21% | 2 | 53% | 0% | 0% | 2 | 7% | 0% | 0% | 1 | 23% | 0% | 0% | 1 | 70% | 0% | 0% | 3 | 9% | 0% | 0% | 1 | 11% | 0% | 0% | 1 |  | 0% | 0% | 1 | 0.13 | 0% | 0% | 1 | 38% | 0% | 0% | 1 | 0 | 2 | 29% | 0% | 29% | 2 | 58% | 0% | 0% | 2 | 9% | 0% | 0% | 1 | 29% | 0% | 0% | 1 | 75% | 0% | 0% | 3 | 12% | 0% | 0% | 1 | 10% | 0% | 0% | 1
163 | Caribou 2 | 0 | 0 | 0 | 0% | 0% | 1 | 0.02 | 0% | 0% | 1 | 0% | 0% | 0% | 1 | 0 | 2 | 68% | 23% | 91% | 5 | 10% | 0% | 0% | 1 | 20% | 0% | 0% | 1 | 40% | 0% | 0% | 1 | 46% | 0% | 0% | 1 | 46% | 0% | 0% | 1 | 6% | 0% | 0% | 1 |  | 0% | 0% | 1 | 0.04 | 0% | 0% | 1 | 0% | 0% | 0% | 1 | 0 | 2 | 58% | 25% | 83% | 5 | 8% | 0% | 0% | 1 | 46% | 0% | 0% | 1 | 42% | 0% | 0% | 1 | 65% | 0% | 0% | 2 | 31% | 0% | 0% | 1 | 5% | 0% | 0% | 1 |  | 0% | 0% | 1 | 0.13 | 0% | 0% | 1 | 0% | 0% | 0% | 1 | 0 | 2 | 52% | 25% | 77% | 5 | 15% | 0% | 0% | 1 | 46% | 0% | 0% | 1 | 40% | 0% | 0% | 1 | 60% | 0% | 0% | 2 | 30% | 0% | 0% | 1 | 9% | 0% | 0% | 1 |  | 0% | 0% | 1 | 0.09 | 0% | 0% | 1 | 0% | 0% | 0% | 1 | 0 | 2 | 52% | 22% | 74% | 4 | 20% | 0% | 0% | 1 | 38% | 0% | 0% | 1 | 34% | 0% | 0% | 1 | 54% | 0% | 0% | 2 | 29% | 0% | 0% | 1 | 9% | 0% | 0% | 1
164 | Dixon Landing | 0 | 0 | 10 | 0% | 0% | 1 | 0.07 | 0% | 0% | 1 | 0% | 0% | 0% | 1 | 0 | 2 | 92% | 0% | 92% | 5 | 20% | 0% | 0% | 1 | 67% | 0% | 0% | 2 | 79% | 0% | 0% | 3 | 79% | 0% | 0% | 3 | 57% | 0% | 0% | 2 | 11% | 0% | 0% | 1 |  | 0% | 0% | 1 | 0.06 | 0% | 0% | 1 | 0% | 0% | 0% | 1 | 0 | 2 | 97% | 0% | 97% | 5 | 59% | 0% | 0% | 2 | 44% | 0% | 0% | 1 | 52% | 0% | 0% | 2 | 66% | 0% | 0% | 2 | 63% | 0% | 0% | 2 | 8% | 0% | 0% | 1 |  | 0% | 0% | 1 | 0.07 | 0% | 0% | 1 | 0% | 0% | 0% | 1 | 0 | 2 | 93% | 4% | 97% | 5 | 61% | 0% | 0% | 2 | 38% | 0% | 0% | 1 | 46% | 0% | 0% | 1 | 71% | 0% | 0% | 3 | 70% | 0% | 0% | 3 | 7% | 0% | 0% | 1 |  | 0% | 0% | 1 | 0.16 | 0% | 0% | 1 | 0% | 0% | 0% | 1 | 0 | 2 | 79% | 10% | 89% | 5 | 67% | 0% | 0% | 2 | 41% | 0% | 0% | 1 | 51% | 0% | 0% | 2 | 83% | 0% | 0% | 3 | 66% | 0% | 0% | 2 | 6% | 0% | 0% | 1
165 | New Sub - Gates - Templeton (Proposed) | 600 | 6000 | 10 | 62.81% | 0% | 3 | 0.06 | 29.13% | 0% | 2 | 12% | 58.56% | 0% | 3 | 0 | 2 | 32% | 0% | 32% | 2 | 59% | 36.22% | 0% | 2 | 0% | 14.73% | 0% | 1 | 3% | 15.23% | 0% | 1 | 60% | 37.24% | 0% | 2 | 34% | 22.26% | 0% | 2 | 0% | 14.8% | 0% | 1 |  | 29.84% | 0% | 2 | 0.06 | 11.85% | 0% | 1 | 25% | 29.33% | 0% | 2 | 0 | 2 | 33% | 0% | 33% | 2 | 55% | 9.769% | 0% | 2 | 5% | 4.608% | 0% | 1 | 19% | 5.421% | 0% | 1 | 65% | 12.39% | 0% | 2 | 31% | 6.327% | 0% | 1 | 1% | 4.402% | 0% | 1 |  | 17.42% | 0% | 1 | 0.07 | 6.115% | 0% | 1 | 31% | 29.33% | 0% | 2 | 0 | 2 | 28% | 5% | 33% | 2 | 45% | 3.537% | 0% | 1 | 6% | 2.082% | 0% | 1 | 26% | 2.638% | 0% | 1 | 59% | 4.694% | 0% | 2 | 29% | 2.761% | 0% | 1 | 1% | 1.962% | 0% | 1 |  | 6.621% | 0% | 1 | 0.06 | 3.081% | 0% | 1 | 29% | 29.33% | 0% | 2 | 0 | 2 | 29% | 8% | 37% | 2 | 40% | 1.85% | 0% | 1 | 5% | 1.166% | 0% | 1 | 22% | 1.411% | 0% | 1 | 52% | 2.292% | 0% | 2 | 29% | 1.569% | 0% | 1 | 1% | 1.117% | 0% | 1
166 | Westley | 0 | 0 | 10 | 0% | 0% | 1 | 0.1 | 0% | 0% | 1 | 53% | 0% | 0% | 2 | 0 | 2 | 47% | 4% | 51% | 3 | 87% | 0% | 0% | 3 | 17% | 0% | 0% | 1 | 26% | 0% | 0% | 1 | 89% | 0% | 0% | 3 | 34% | 0% | 0% | 1 | 1% | 0% | 0% | 1 |  | 0% | 0% | 1 | 0.1 | 0% | 0% | 1 | 48% | 0% | 0% | 1 | 0 | 2 | 39% | 10% | 49% | 3 | 77% | 0% | 0% | 3 | 17% | 0% | 0% | 1 | 25% | 0% | 0% | 1 | 80% | 0% | 0% | 3 | 36% | 0% | 0% | 1 | 3% | 0% | 0% | 1 |  | 0% | 0% | 1 | 0.11 | 0% | 0% | 1 | 47% | 0% | 0% | 1 | 0 | 2 | 31% | 12% | 43% | 3 | 62% | 0% | 0% | 2 | 17% | 0% | 0% | 1 | 23% | 0% | 0% | 1 | 67% | 0% | 0% | 2 | 35% | 0% | 0% | 1 | 3% | 0% | 0% | 1 |  | 0% | 0% | 1 | 0.13 | 0% | 0% | 1 | 44% | 0% | 0% | 1 | 0 | 2 | 27% | 17% | 44% | 3 | 55% | 0% | 0% | 2 | 20% | 0% | 0% | 1 | 25% | 0% | 0% | 1 | 61% | 0% | 0% | 2 | 36% | 0% | 0% | 1 | 3% | 0% | 0% | 1
167 | Antelope | 2383 | 23830 | 10 | 127.4% | 48.11% | 5 | 0.65 | 999% | 1320% | 5 | 1% | 527.8% | 1971% | 5 | 0 | 2 | 40% | 8% | 48% | 2 | 0% | 81.17% | 0% | 4 | 29% | 114.3% | 35% | 5 | 17% | 98.01% | 0% | 4 | 29% | 115.1% | 36.1% | 5 | 10% | 90.6% | 0% | 4 | 2% | 82.59% | 0% | 4 |  | 48% | 0% | 2 | 0.58 | 432% | 71.9% | 5 | 1% | 0% | 0% | 1 | 0 | 2 | 17% | 15% | 32% | 3 | 2% | 21.87% | 0% | 2 | 33% | 32.04% | 0% | 2 | 34% | 32.68% | 0% | 2 | 42% | 36.79% | 0% | 2 | 20% | 26.76% | 0% | 2 | 3% | 22.2% | 0% | 2 |  | 26.06% | 0% | 2 | 0.5 | 144.9% | 17.02% | 3 | 2% | 0% | 0% | 1 | 0 | 2 | 17% | 15% | 32% | 3 | 11% | 12.71% | 0% | 1 | 28% | 15.68% | 0% | 1 | 23% | 14.56% | 0% | 1 | 43% | 19.91% | 0% | 1 | 20% | 14.12% | 0% | 1 | 4% | 11.77% | 0% | 1 |  | 15.18% | 0% | 1 | 0.44 | 68.07% | 0% | 2 | 4% | 0% | 0% | 1 | 0 | 2 | 15% | 13% | 28% | 3 | 12% | 7.091% | 0% | 1 | 29% | 8.74% | 0% | 1 | 19% | 7.689% | 0% | 1 | 43% | 10.97% | 0% | 1 | 21% | 7.911% | 0% | 1 | 3% | 6.437% | 0% | 1
168 | Atwater | 0 | 0 | 10 | 0% | 0% | 1 | 0.24 | 0% | 0% | 1 | 62% | 0% | 0% | 2 | 0 | 2 | 0% | 0% | 0% | 1 | 30% | 0% | 0% | 1 | 15% | 0% | 0% | 1 | 15% | 0% | 0% | 1 | 43% | 0% | 0% | 1 | 0% | 0% | 0% | 1 | 5% | 0% | 0% | 1 |  | 0% | 0% | 1 | 0.14 | 0% | 0% | 1 | 45% | 0% | 0% | 1 | 0 | 2 | 13% | 0% | 13% | 1 | 36% | 0% | 0% | 1 | 21% | 0% | 0% | 1 | 27% | 0% | 0% | 1 | 51% | 0% | 0% | 2 | 2% | 0% | 0% | 1 | 9% | 0% | 0% | 1 |  | 0% | 0% | 1 | 0.11 | 0% | 0% | 1 | 38% | 0% | 0% | 1 | 0 | 2 | 13% | 0% | 13% | 1 | 32% | 0% | 0% | 1 | 27% | 0% | 0% | 1 | 35% | 0% | 0% | 1 | 49% | 0% | 0% | 1 | 5% | 0% | 0% | 1 | 10% | 0% | 0% | 1 |  | 0% | 0% | 1 | 0.1 | 0% | 0% | 1 | 39% | 0% | 0% | 1 | 0 | 2 | 18% | 0% | 18% | 1 | 38% | 0% | 0% | 1 | 31% | 0% | 0% | 1 | 37% | 0% | 0% | 1 | 53% | 0% | 0% | 2 | 10% | 0% | 0% | 1 | 11% | 0% | 0% | 1
169 | Pine Flat | 0 | 0 | 10 | 0% | 0% | 1 | 0.06 | 0% | 0% | 1 | 0% | 0% | 0% | 1 | 0 | 2 | 67% | 0% | 67% | 3 | 94% | 0% | 0% | 4 | 37% | 0% | 0% | 1 | 38% | 0% | 0% | 1 | 98% | 0% | 0% | 5 | 84% | 0% | 0% | 3 | 6% | 0% | 0% | 1 |  | 0% | 0% | 1 | 0.08 | 0% | 0% | 1 | 4% | 0% | 0% | 1 | 0 | 2 | 73% | 2% | 75% | 5 | 80% | 0% | 0% | 3 | 24% | 0% | 0% | 1 | 30% | 0% | 0% | 1 | 86% | 0% | 0% | 3 | 72% | 0% | 0% | 3 | 6% | 0% | 0% | 1 |  | 0% | 0% | 1 | 0.15 | 0% | 0% | 1 | 11% | 0% | 0% | 1 | 0 | 2 | 60% | 1% | 61% | 3 | 61% | 0% | 0% | 2 | 30% | 0% | 0% | 1 | 37% | 0% | 0% | 1 | 77% | 0% | 0% | 3 | 51% | 0% | 0% | 2 | 7% | 0% | 0% | 1 |  | 0% | 0% | 1 | 0.19 | 0% | 0% | 1 | 15% | 0% | 0% | 1 | 0 | 2 | 55% | 2% | 57% | 3 | 48% | 0% | 0% | 1 | 29% | 0% | 0% | 1 | 34% | 0% | 0% | 1 | 70% | 0% | 0% | 3 | 44% | 0% | 0% | 1 | 6% | 0% | 0% | 1
170 | Murray | 0 | 0 | 10 | 0% | 0% | 1 | 0.26 | 0% | 0% | 1 | 0% | 0% | 0% | 1 | 0 | 2 | 99% | 0% | 99% | 5 | 99% | 0% | 0% | 5 | 98% | 0% | 0% | 5 | 0% | 0% | 0% | 1 | 100% | 0% | 0% | 5 | 7% | 0% | 0% | 1 | 6% | 0% | 0% | 1 |  | 0% | 0% | 1 | 0.32 | 0% | 0% | 1 | 0% | 0% | 0% | 1 | 0 | 2 | 71% | 16% | 87% | 5 | 69% | 0% | 0% | 2 | 82% | 0% | 0% | 3 | 60% | 0% | 0% | 2 | 99% | 0% | 0% | 5 | 29% | 0% | 0% | 1 | 6% | 0% | 0% | 1 |  | 0% | 0% | 1 | 0.24 | 0% | 0% | 1 | 0% | 0% | 0% | 1 | 0 | 2 | 30% | 55% | 85% | 5 | 46% | 0% | 0% | 1 | 53% | 0% | 0% | 2 | 78% | 0% | 0% | 3 | 93% | 0% | 0% | 4 | 23% | 0% | 0% | 1 | 4% | 0% | 0% | 1 |  | 0% | 0% | 1 | 0.21 | 0% | 0% | 1 | 0% | 0% | 0% | 1 | 0 | 2 | 27% | 62% | 89% | 5 | 37% | 0% | 0% | 1 | 44% | 0% | 0% | 1 | 70% | 0% | 0% | 3 | 83% | 0% | 0% | 3 | 34% | 0% | 0% | 1 | 4% | 0% | 0% | 1
171 | Lathrop | 0 | 0 | 0 | 0% | 0% | 1 | 0 | 0% | 0% | 1 | 0% | 0% | 0% | 1 | 0 | 2 | 0% | 0% | 0% | 1 | 0% | 0% | 0% | 1 | 0% | 0% | 0% | 1 | 0% | 0% | 0% | 1 | 0% | 0% | 0% | 1 | 0% | 0% | 0% | 1 | 0% | 0% | 0% | 1 |  | 0% | 0% | 1 | 0 | 0% | 0% | 1 | 0% | 0% | 0% | 1 | 0 | 2 | 0% | 0% | 0% | 1 | 0% | 0% | 0% | 1 | 0% | 0% | 0% | 1 | 0% | 0% | 0% | 1 | 0% | 0% | 0% | 1 | 0% | 0% | 0% | 1 | 0% | 0% | 0% | 1 |  | 0% | 0% | 1 | 0 | 0% | 0% | 1 | 0% | 0% | 0% | 1 | 0 | 2 | 0% | 0% | 0% | 1 | 0% | 0% | 0% | 1 | 0% | 0% | 0% | 1 | 0% | 0% | 0% | 1 | 0% | 0% | 0% | 1 | 0% | 0% | 0% | 1 | 0% | 0% | 0% | 1 |  | 0% | 0% | 1 | 0.01 | 0% | 0% | 1 | 0% | 0% | 0% | 1 | 0 | 2 | 0% | 0% | 0% | 1 | 0% | 0% | 0% | 1 | 0% | 0% | 0% | 1 | 0% | 0% | 0% | 1 | 0% | 0% | 0% | 1 | 1% | 0% | 0% | 1 | 0% | 0% | 0% | 1
172 | Semitropic | 0 | 0 | 10 | 0% | 0% | 1 | 0.09 | 0% | 0% | 1 | 62% | 0% | 0% | 2 | 0 | 2 | 0% | 0% | 0% | 1 | 9% | 0% | 0% | 1 | 0% | 0% | 0% | 1 | 15% | 0% | 0% | 1 | 24% | 0% | 0% | 1 | 0% | 0% | 0% | 1 | 1% | 0% | 0% | 1 |  | 0% | 0% | 1 | 0.09 | 0% | 0% | 1 | 60% | 0% | 0% | 2 | 0 | 2 | 3% | 0% | 3% | 1 | 23% | 0% | 0% | 1 | 3% | 0% | 0% | 1 | 32% | 0% | 0% | 1 | 51% | 0% | 0% | 2 | 0% | 0% | 0% | 1 | 6% | 0% | 0% | 1 |  | 0% | 0% | 1 | 0.09 | 0% | 0% | 1 | 61% | 0% | 0% | 2 | 0 | 2 | 8% | 0% | 8% | 1 | 25% | 0% | 0% | 1 | 8% | 0% | 0% | 1 | 35% | 0% | 0% | 1 | 50% | 0% | 0% | 2 | 1% | 0% | 0% | 1 | 5% | 0% | 0% | 1 |  | 0% | 0% | 1 | 0.09 | 0% | 0% | 1 | 59% | 0% | 0% | 2 | 0 | 2 | 13% | 0% | 13% | 1 | 28% | 0% | 0% | 1 | 9% | 0% | 0% | 1 | 32% | 0% | 0% | 1 | 51% | 0% | 0% | 2 | 1% | 0% | 0% | 1 | 5% | 0% | 0% | 1
173 | Hopland | 0 | 0 | 10 | 0% | 0% | 1 | 0.1 | 0% | 0% | 1 | 11% | 0% | 0% | 1 | 0 | 2 | 35% | 51% | 86% | 5 | 79% | 0% | 0% | 3 | 44% | 0% | 0% | 1 | 54% | 0% | 0% | 2 | 86% | 0% | 0% | 3 | 32% | 0% | 0% | 1 | 2% | 0% | 0% | 1 |  | 0% | 0% | 1 | 0.09 | 0% | 0% | 1 | 6% | 0% | 0% | 1 | 0 | 2 | 44% | 49% | 93% | 5 | 71% | 0% | 0% | 3 | 28% | 0% | 0% | 1 | 41% | 0% | 0% | 1 | 78% | 0% | 0% | 3 | 43% | 0% | 0% | 1 | 2% | 0% | 0% | 1 |  | 0% | 0% | 1 | 0.1 | 0% | 0% | 1 | 6% | 0% | 0% | 1 | 0 | 2 | 48% | 42% | 90% | 5 | 55% | 0% | 0% | 2 | 32% | 0% | 0% | 1 | 45% | 0% | 0% | 1 | 77% | 0% | 0% | 3 | 44% | 0% | 0% | 1 | 1% | 0% | 0% | 1 |  | 0% | 0% | 1 | 0.09 | 0% | 0% | 1 | 6% | 0% | 0% | 1 | 0 | 2 | 47% | 31% | 78% | 5 | 47% | 0% | 0% | 1 | 32% | 0% | 0% | 1 | 47% | 0% | 0% | 1 | 73% | 0% | 0% | 3 | 43% | 0% | 0% | 1 | 2% | 0% | 0% | 1
174 | Point Loma | 0 | 0 | 10 | 0% | 0% | 1 | 0.34 | 0% | 0% | 1 | 0% | 0% | 0% | 1 | 0 | 2 | 0% | 0% | 0% | 1 | 1% | 0% | 0% | 1 | 17% | 0% | 0% | 1 | 78% | 0% | 0% | 3 | 78% | 0% | 0% | 3 | 0% | 0% | 0% | 1 | 1% | 0% | 0% | 1 |  | 0% | 0% | 1 | 0.21 | 0% | 0% | 1 | 0% | 0% | 0% | 1 | 0 | 2 | 0% | 0% | 0% | 1 | 1% | 0% | 0% | 1 | 17% | 0% | 0% | 1 | 79% | 0% | 0% | 3 | 79% | 0% | 0% | 3 | 0% | 0% | 0% | 1 | 1% | 0% | 0% | 1 |  | 0% | 0% | 1 | 0.21 | 0% | 0% | 1 | 0% | 0% | 0% | 1 | 0 | 2 | 12% | 0% | 12% | 1 | 13% | 0% | 0% | 1 | 27% | 0% | 0% | 1 | 70% | 0% | 0% | 3 | 82% | 0% | 0% | 3 | 1% | 0% | 0% | 1 | 2% | 0% | 0% | 1 |  | 0% | 0% | 1 | 0.21 | 0% | 0% | 1 | 0% | 0% | 0% | 1 | 0 | 2 | 33% | 4% | 37% | 2 | 15% | 0% | 0% | 1 | 61% | 0% | 0% | 2 | 76% | 0% | 0% | 3 | 90% | 0% | 0% | 4 | 15% | 0% | 0% | 1 | 5% | 0% | 0% | 1
175 | Whirlwind | 2835 | 28350 | 10 | 107.1% | 14.5% | 5 | 0.35 | 8859% | 241.1% | 5 | 1% | 458.5% | 554.3% | 5 | 0 | 2 | 0% | 0% | 0% | 1 | 15% | 84.48% | 0% | 4 | 13% | 83.01% | 0% | 4 | 13% | 83.01% | 0% | 4 | 29% | 101% | 2.591% | 4 | 6% | 77.01% | 0% | 4 | 1% | 72.46% | 0% | 3 |  | 49.9% | 0% | 2 | 0.39 | 218.3% | 34.53% | 5 | 2% | 0% | 0% | 1 | 0 | 2 | 9% | 0% | 9% | 1 | 23% | 24.72% | 0% | 2 | 39% | 31.42% | 0% | 2 | 22% | 24.63% | 0% | 2 | 55% | 42.54% | 0% | 2 | 19% | 23.63% | 0% | 2 | 0% | 19.2% | 0% | 1 |  | 28.05% | 0% | 2 | 0.38 | 105.7% | 1.814% | 3 | 2% | 0% | 0% | 1 | 0 | 2 | 17% | 5% | 22% | 2 | 23% | 13.53% | 0% | 1 | 37% | 16.47% | 0% | 1 | 28% | 14.31% | 0% | 1 | 56% | 23.75% | 0% | 2 | 23% | 13.41% | 0% | 1 | 2% | 10.53% | 0% | 1 |  | 21.58% | 0% | 2 | 0.38 | 58.48% | 0% | 2 | 2% | 0% | 0% | 1 | 0 | 2 | 22% | 12% | 34% | 3 | 25% | 9.728% | 0% | 1 | 35% | 11.26% | 0% | 1 | 33% | 10.89% | 0% | 1 | 58% | 17.46% | 0% | 2 | 25% | 9.697% | 0% | 1 | 3% | 7.468% | 0% | 1
176 | Gould | 0 | 0 | 10 | 0% | 0% | 1 | 0 | 0% | 0% | 1 | 0% | 0% | 0% | 1 | 0 | 2 | 0% | 0% | 0% | 1 | 0% | 0% | 0% | 1 | 0% | 0% | 0% | 1 | 0% | 0% | 0% | 1 | 0% | 0% | 0% | 1 | 0% | 0% | 0% | 1 | 0% | 0% | 0% | 1 |  | 0% | 0% | 1 | 0.14 | 0% | 0% | 1 | 0% | 0% | 0% | 1 | 0 | 2 | 24% | 10% | 34% | 3 | 0% | 0% | 0% | 1 | 0% | 0% | 0% | 1 | 4% | 0% | 0% | 1 | 4% | 0% | 0% | 1 | 22% | 0% | 0% | 1 | 24% | 0% | 0% | 1 |  | 0% | 0% | 1 | 0.11 | 0% | 0% | 1 | 2% | 0% | 0% | 1 | 0 | 2 | 73% | 2% | 75% | 5 | 35% | 0% | 0% | 1 | 0% | 0% | 0% | 1 | 1% | 0% | 0% | 1 | 36% | 0% | 0% | 1 | 43% | 0% | 0% | 1 | 9% | 0% | 0% | 1 |  | 0% | 0% | 1 | 0.31 | 0% | 0% | 1 | 0% | 0% | 0% | 1 | 0 | 2 | 53% | 1% | 54% | 3 | 30% | 0% | 0% | 1 | 0% | 0% | 0% | 1 | 0% | 0% | 0% | 1 | 30% | 0% | 0% | 1 | 28% | 0% | 0% | 1 | 5% | 0% | 0% | 1
177 | Burney Forest | 0 | 0 | 10 | 0% | 0% | 1 | 0.05 | 0% | 0% | 1 | 0% | 0% | 0% | 1 | 0 | 2 | 53% | 0% | 53% | 3 | 29% | 0% | 0% | 1 | 0% | 0% | 0% | 1 | 0% | 0% | 0% | 1 | 29% | 0% | 0% | 1 | 18% | 0% | 0% | 1 | 12% | 0% | 0% | 1 |  | 0% | 0% | 1 | 0.05 | 0% | 0% | 1 | 0% | 0% | 0% | 1 | 0 | 2 | 52% | 0% | 52% | 3 | 43% | 0% | 0% | 1 | 7% | 0% | 0% | 1 | 6% | 0% | 0% | 1 | 48% | 0% | 0% | 1 | 25% | 0% | 0% | 1 | 8% | 0% | 0% | 1 |  | 0% | 0% | 1 | 0.05 | 0% | 0% | 1 | 0% | 0% | 0% | 1 | 0 | 2 | 52% | 4% | 56% | 3 | 43% | 0% | 0% | 1 | 17% | 0% | 0% | 1 | 17% | 0% | 0% | 1 | 53% | 0% | 0% | 2 | 28% | 0% | 0% | 1 | 7% | 0% | 0% | 1 |  | 0% | 0% | 1 | 0.05 | 0% | 0% | 1 | 0% | 0% | 0% | 1 | 0 | 2 | 47% | 8% | 55% | 3 | 38% | 0% | 0% | 1 | 18% | 0% | 0% | 1 | 19% | 0% | 0% | 1 | 50% | 0% | 0% | 2 | 36% | 0% | 0% | 1 | 6% | 0% | 0% | 1
178 | GWF Hanford | 0 | 0 | 10 | 0% | 0% | 1 | 0.12 | 0% | 0% | 1 | 29% | 0% | 0% | 1 | 0 | 2 | 0% | 0% | 0% | 1 | 0% | 0% | 0% | 1 | 0% | 0% | 0% | 1 | 3% | 0% | 0% | 1 | 3% | 0% | 0% | 1 | 0% | 0% | 0% | 1 | 1% | 0% | 0% | 1 |  | 0% | 0% | 1 | 0.12 | 0% | 0% | 1 | 36% | 0% | 0% | 1 | 0 | 2 | 0% | 0% | 0% | 1 | 1% | 0% | 0% | 1 | 2% | 0% | 0% | 1 | 10% | 0% | 0% | 1 | 10% | 0% | 0% | 1 | 0% | 0% | 0% | 1 | 4% | 0% | 0% | 1 |  | 0% | 0% | 1 | 0.12 | 0% | 0% | 1 | 40% | 0% | 0% | 1 | 0 | 2 | 0% | 0% | 0% | 1 | 7% | 0% | 0% | 1 | 3% | 0% | 0% | 1 | 9% | 0% | 0% | 1 | 15% | 0% | 0% | 1 | 0% | 0% | 0% | 1 | 3% | 0% | 0% | 1 |  | 0% | 0% | 1 | 0.11 | 0% | 0% | 1 | 42% | 0% | 0% | 1 | 0 | 2 | 1% | 0% | 1% | 1 | 9% | 0% | 0% | 1 | 5% | 0% | 0% | 1 | 9% | 0% | 0% | 1 | 17% | 0% | 0% | 1 | 0% | 0% | 0% | 1 | 3% | 0% | 0% | 1
179 | San Ramon | 0 | 0 | 10 | 0% | 0% | 1 | 0.19 | 0% | 0% | 1 | 1% | 0% | 0% | 1 | 0 | 2 | 89% | 0% | 89% | 5 | 58% | 0% | 0% | 2 | 27% | 0% | 0% | 1 | 55% | 0% | 0% | 2 | 99% | 0% | 0% | 5 | 42% | 0% | 0% | 1 | 6% | 0% | 0% | 1 |  | 0% | 0% | 1 | 0.16 | 0% | 0% | 1 | 0% | 0% | 0% | 1 | 0 | 2 | 94% | 2% | 96% | 5 | 51% | 0% | 0% | 2 | 36% | 0% | 0% | 1 | 69% | 0% | 0% | 2 | 87% | 0% | 0% | 3 | 42% | 0% | 0% | 1 | 7% | 0% | 0% | 1 |  | 0% | 0% | 1 | 0.14 | 0% | 0% | 1 | 0% | 0% | 0% | 1 | 0 | 2 | 93% | 1% | 94% | 5 | 61% | 0% | 0% | 2 | 49% | 0% | 0% | 1 | 70% | 0% | 0% | 3 | 85% | 0% | 0% | 3 | 43% | 0% | 0% | 1 | 7% | 0% | 0% | 1 |  | 0% | 0% | 1 | 0.16 | 0% | 0% | 1 | 4% | 0% | 0% | 1 | 0 | 2 | 88% | 1% | 89% | 5 | 62% | 0% | 0% | 2 | 56% | 0% | 0% | 2 | 71% | 0% | 0% | 3 | 88% | 0% | 0% | 3 | 36% | 0% | 0% | 1 | 7% | 0% | 0% | 1
180 | Stanislaus | 0 | 0 | 10 | 0% | 0% | 1 | 0.08 | 0% | 0% | 1 | 47% | 0% | 0% | 1 | 0 | 2 | 59% | 0% | 59% | 3 | 33% | 0% | 0% | 1 | 10% | 0% | 0% | 1 | 18% | 0% | 0% | 1 | 48% | 0% | 0% | 1 | 36% | 0% | 0% | 1 | 2% | 0% | 0% | 1 |  | 0% | 0% | 1 | 0.1 | 0% | 0% | 1 | 40% | 0% | 0% | 1 | 0 | 2 | 45% | 3% | 48% | 2 | 50% | 0% | 0% | 2 | 12% | 0% | 0% | 1 | 21% | 0% | 0% | 1 | 60% | 0% | 0% | 2 | 36% | 0% | 0% | 1 | 4% | 0% | 0% | 1 |  | 0% | 0% | 1 | 0.11 | 0% | 0% | 1 | 43% | 0% | 0% | 1 | 0 | 2 | 32% | 9% | 41% | 2 | 45% | 0% | 0% | 1 | 9% | 0% | 0% | 1 | 16% | 0% | 0% | 1 | 53% | 0% | 0% | 2 | 33% | 0% | 0% | 1 | 3% | 0% | 0% | 1 |  | 0% | 0% | 1 | 0.11 | 0% | 0% | 1 | 42% | 0% | 0% | 1 | 0 | 2 | 29% | 12% | 41% | 3 | 45% | 0% | 0% | 1 | 13% | 0% | 0% | 1 | 19% | 0% | 0% | 1 | 53% | 0% | 0% | 2 | 33% | 0% | 0% | 1 | 4% | 0% | 0% | 1
181 | Magunden | 200 | 2000 | 10 | 41.19% | 0% | 2 | 0.14 | 999% | 14.77% | 3 | 59% | 0% | 0% | 2 | 0 | 2 | 7% | 0% | 7% | 1 | 12% | 13.52% | 0% | 1 | 6% | 12.72% | 0% | 1 | 9% | 13.14% | 0% | 1 | 12% | 13.57% | 0% | 1 | 1% | 12.08% | 0% | 1 | 0% | 11.95% | 0% | 1 |  | 18.83% | 0% | 1 | 0.11 | 33.06% | 0% | 2 | 40% | 0% | 0% | 1 | 0 | 2 | 23% | 0% | 23% | 2 | 46% | 3.835% | 0% | 1 | 18% | 2.523% | 0% | 1 | 30% | 2.948% | 0% | 1 | 54% | 4.533% | 0% | 2 | 15% | 2.428% | 0% | 1 | 1% | 2.093% | 0% | 1 |  | 4.512% | 0% | 1 | 0.12 | 5.289% | 0% | 1 | 38% | 0% | 0% | 1 | 0 | 2 | 31% | 0% | 31% | 2 | 44% | 1.356% | 0% | 1 | 15% | 0.8913% | 0% | 1 | 28% | 1.053% | 0% | 1 | 52% | 1.576% | 0% | 2 | 23% | 0.9895% | 0% | 1 | 2% | 0.7758% | 0% | 1 |  | 2.885% | 0% | 1 | 0.09 | 2.147% | 0% | 1 | 39% | 0% | 0% | 1 | 0 | 2 | 32% | 2% | 34% | 2 | 45% | 0.7241% | 0% | 1 | 22% | 0.5163% | 0% | 1 | 35% | 0.6127% | 0% | 1 | 57% | 0.9326% | 0% | 2 | 23% | 0.5209% | 0% | 1 | 3% | 0.4147% | 0% | 1
182 | Alamitos | 382 | 3820 | 10 | 95500% | 432.7% | 5 | 0.43 | 22471% | 7457% | 5 | 0% | 0% | 0% | 1 | 0 | 2 | 0% | 0% | 0% | 1 | 0% | 431.2% | 999.9% | 5 | 63% | 1168% | 623.8% | 5 | 99% | 31833% | 435.2% | 5 | 99% | 31833% | 435.2% | 5 | 0% | 431.2% | 999.9% | 5 | 2% | 439.6% | 16394% | 5 |  | 183.1% | 33.77% | 5 | 0.67 | 376.4% | 104.9% | 5 | 0% | 0% | 0% | 1 | 0 | 2 | 0% | 0% | 0% | 1 | 0% | 52.91% | 0% | 3 | 8% | 57.52% | 0% | 3 | 71% | 181.4% | 33.52% | 5 | 71% | 181.4% | 33.52% | 5 | 0% | 52.91% | 0% | 3 | 0% | 53.17% | 0% | 3 |  | 179.6% | 22.82% | 5 | 0.51 | 352.1% | 94.67% | 5 | 0% | 0% | 0% | 1 | 0 | 2 | 0% | 0% | 0% | 1 | 0% | 40.02% | 0% | 2 | 15% | 46.93% | 0% | 2 | 77% | 176.9% | 22.49% | 5 | 77% | 176.9% | 22.49% | 5 | 0% | 40.02% | 0% | 2 | 4% | 41.49% | 0% | 2 |  | 162.1% | 16.35% | 5 | 0.49 | 328.7% | 70.58% | 5 | 0% | 0% | 0% | 1 | 0 | 2 | 5% | 0% | 5% | 1 | 1% | 34.28% | 0% | 2 | 13% | 38.82% | 0% | 2 | 70% | 111% | 4.816% | 4 | 71% | 116.6% | 6.782% | 4 | 4% | 35% | 0% | 2 | 5% | 35.54% | 0% | 2
183 | Valley Springs | 0 | 0 | 10 | 0% | 0% | 1 | 0.18 | 0% | 0% | 1 | 0% | 0% | 0% | 1 | 0 | 2 | 98% | 0% | 98% | 5 | 76% | 0% | 0% | 3 | 5% | 0% | 0% | 1 | 34% | 0% | 0% | 1 | 87% | 0% | 0% | 3 | 59% | 0% | 0% | 2 | 4% | 0% | 0% | 1 |  | 0% | 0% | 1 | 0.14 | 0% | 0% | 1 | 0% | 0% | 0% | 1 | 0 | 2 | 73% | 1% | 74% | 3 | 93% | 0% | 0% | 4 | 17% | 0% | 0% | 1 | 38% | 0% | 0% | 1 | 95% | 0% | 0% | 5 | 62% | 0% | 0% | 2 | 4% | 0% | 0% | 1 |  | 0% | 0% | 1 | 0.16 | 0% | 0% | 1 | 1% | 0% | 0% | 1 | 0 | 2 | 62% | 1% | 63% | 3 | 88% | 0% | 0% | 3 | 21% | 0% | 0% | 1 | 37% | 0% | 0% | 1 | 92% | 0% | 0% | 4 | 55% | 0% | 0% | 2 | 7% | 0% | 0% | 1 |  | 0% | 0% | 1 | 0.15 | 0% | 0% | 1 | 4% | 0% | 0% | 1 | 0 | 2 | 57% | 7% | 64% | 3 | 77% | 0% | 0% | 3 | 21% | 0% | 0% | 1 | 38% | 0% | 0% | 1 | 87% | 0% | 0% | 3 | 49% | 0% | 0% | 1 | 10% | 0% | 0% | 1
184 | Blythe | 160 | 1600 | 10 | 48.8% | 0% | 2 | 0.17 | 287.3% | 3.498% | 3 | 66% | 21.27% | 0% | 2 | 0 | 2 | 0% | 0% | 0% | 1 | 39% | 7.143% | 0% | 1 | 46% | 8.037% | 0% | 1 | 28% | 6.062% | 0% | 1 | 67% | 13.12% | 0% | 2 | 2% | 4.428% | 0% | 1 | 1% | 4.403% | 0% | 1 |  | 5.967% | 0% | 1 | 0.13 | 12.27% | 0% | 1 | 41% | 0% | 0% | 1 | 0 | 2 | 0% | 0% | 0% | 1 | 25% | 1.744% | 0% | 1 | 30% | 1.866% | 0% | 1 | 16% | 1.556% | 0% | 1 | 41% | 2.224% | 0% | 1 | 17% | 1.569% | 0% | 1 | 2% | 1.336% | 0% | 1 |  | 3.131% | 0% | 1 | 0.11 | 3.347% | 0% | 1 | 28% | 0% | 0% | 1 | 0 | 2 | 0% | 0% | 0% | 1 | 29% | 0.9919% | 0% | 1 | 30% | 1.016% | 0% | 1 | 21% | 0.8928% | 0% | 1 | 42% | 1.213% | 0% | 1 | 28% | 0.9889% | 0% | 1 | 3% | 0.7262% | 0% | 1 |  | 2.039% | 0% | 1 | 0.09 | 1.921% | 0% | 1 | 21% | 0% | 0% | 1 | 0 | 2 | 0% | 0% | 0% | 1 | 26% | 0.6754% | 0% | 1 | 28% | 0.695% | 0% | 1 | 21% | 0.6326% | 0% | 1 | 38% | 0.8044% | 0% | 1 | 34% | 0.7526% | 0% | 1 | 3% | 0.5149% | 0% | 1
185 | Midway | 560 | 5600 | 15 | 114.6% | 2.08% | 4 | 0.11 | 560000% | 15% | 3 | 64% | 56.67% | 0% | 3 | 0 | 2 | 0% | 0% | 0% | 1 | 3% | 14.81% | 0% | 1 | 23% | 18.59% | 0% | 1 | 71% | 48.65% | 0% | 3 | 71% | 48.65% | 0% | 3 | 0% | 14.32% | 0% | 1 | 4% | 14.92% | 0% | 1 |  | 34.68% | 0% | 2 | 0.1 | 16.08% | 0% | 1 | 51% | 20.3% | 0% | 2 | 0 | 2 | 1% | 0% | 1% | 1 | 15% | 4.352% | 0% | 1 | 17% | 4.448% | 0% | 1 | 63% | 10.08% | 0% | 2 | 67% | 11.13% | 0% | 2 | 1% | 3.719% | 0% | 1 | 6% | 3.924% | 0% | 1 |  | 14.73% | 0% | 1 | 0.09 | 9.233% | 0% | 1 | 50% | 20.3% | 0% | 2 | 0 | 2 | 3% | 0% | 3% | 1 | 19% | 2.207% | 0% | 1 | 22% | 2.308% | 0% | 1 | 57% | 4.166% | 0% | 2 | 60% | 4.531% | 0% | 2 | 1% | 1.812% | 0% | 1 | 7% | 1.937% | 0% | 1 |  | 8.883% | 0% | 1 | 0.09 | 5.104% | 0% | 1 | 48% | 20.3% | 0% | 2 | 0 | 2 | 7% | 0% | 7% | 1 | 29% | 1.523% | 0% | 1 | 23% | 1.397% | 0% | 1 | 50% | 2.134% | 0% | 2 | 64% | 2.975% | 0% | 2 | 2% | 1.1% | 0% | 1 | 6% | 1.141% | 0% | 1
186 | Buena Vista | 0 | 0 | 10 | 0% | 0% | 1 | 0.11 | 0% | 0% | 1 | 83% | 0% | 0% | 3 | 0 | 2 | 7% | 0% | 7% | 1 | 0% | 0% | 0% | 1 | 0% | 0% | 0% | 1 | 12% | 0% | 0% | 1 | 12% | 0% | 0% | 1 | 0% | 0% | 0% | 1 | 3% | 0% | 0% | 1 |  | 0% | 0% | 1 | 0.13 | 0% | 0% | 1 | 50% | 0% | 0% | 2 | 0 | 2 | 28% | 1% | 29% | 2 | 10% | 0% | 0% | 1 | 5% | 0% | 0% | 1 | 15% | 0% | 0% | 1 | 22% | 0% | 0% | 1 | 15% | 0% | 0% | 1 | 5% | 0% | 0% | 1 |  | 0% | 0% | 1 | 0.13 | 0% | 0% | 1 | 35% | 0% | 0% | 1 | 0 | 2 | 36% | 7% | 43% | 2 | 25% | 0% | 0% | 1 | 9% | 0% | 0% | 1 | 18% | 0% | 0% | 1 | 37% | 0% | 0% | 1 | 27% | 0% | 0% | 1 | 5% | 0% | 0% | 1 |  | 0% | 0% | 1 | 0.13 | 0% | 0% | 1 | 29% | 0% | 0% | 1 | 0 | 2 | 41% | 11% | 52% | 3 | 30% | 0% | 0% | 1 | 15% | 0% | 0% | 1 | 21% | 0% | 0% | 1 | 46% | 0% | 0% | 1 | 35% | 0% | 0% | 1 | 5% | 0% | 0% | 1
187 | Crows Landing | 0 | 0 | 10 | 0% | 0% | 1 | 0.1 | 0% | 0% | 1 | 76% | 0% | 0% | 3 | 0 | 2 | 23% | 0% | 23% | 2 | 7% | 0% | 0% | 1 | 9% | 0% | 0% | 1 | 10% | 0% | 0% | 1 | 19% | 0% | 0% | 1 | 8% | 0% | 0% | 1 | 1% | 0% | 0% | 1 |  | 0% | 0% | 1 | 0.12 | 0% | 0% | 1 | 45% | 0% | 0% | 1 | 0 | 2 | 34% | 0% | 34% | 2 | 35% | 0% | 0% | 1 | 11% | 0% | 0% | 1 | 17% | 0% | 0% | 1 | 47% | 0% | 0% | 1 | 22% | 0% | 0% | 1 | 4% | 0% | 0% | 1 |  | 0% | 0% | 1 | 0.13 | 0% | 0% | 1 | 45% | 0% | 0% | 1 | 0 | 2 | 30% | 5% | 35% | 2 | 39% | 0% | 0% | 1 | 9% | 0% | 0% | 1 | 16% | 0% | 0% | 1 | 47% | 0% | 0% | 1 | 27% | 0% | 0% | 1 | 4% | 0% | 0% | 1 |  | 0% | 0% | 1 | 0.12 | 0% | 0% | 1 | 44% | 0% | 0% | 1 | 0 | 2 | 27% | 8% | 35% | 2 | 40% | 0% | 0% | 1 | 10% | 0% | 0% | 1 | 15% | 0% | 0% | 1 | 47% | 0% | 0% | 1 | 28% | 0% | 0% | 1 | 4% | 0% | 0% | 1
188 | Villa Park | 0 | 0 | 10 | 0% | 0% | 1 | 0.06 | 0% | 0% | 1 | 0% | 0% | 0% | 1 | 0 | 2 | 0% | 0% | 0% | 1 | 0% | 0% | 0% | 1 | 0% | 0% | 0% | 1 | 0% | 0% | 0% | 1 | 0% | 0% | 0% | 1 | 0% | 0% | 0% | 1 | 0% | 0% | 0% | 1 |  | 0% | 0% | 1 | 0.13 | 0% | 0% | 1 | 0% | 0% | 0% | 1 | 0 | 2 | 71% | 12% | 83% | 5 | 66% | 0% | 0% | 2 | 3% | 0% | 0% | 1 | 5% | 0% | 0% | 1 | 73% | 0% | 0% | 3 | 46% | 0% | 0% | 1 | 14% | 0% | 0% | 1 |  | 0% | 0% | 1 | 0.5 | 0% | 0% | 1 | 1% | 0% | 0% | 1 | 0 | 2 | 45% | 25% | 70% | 4 | 34% | 0% | 0% | 1 | 16% | 0% | 0% | 1 | 45% | 0% | 0% | 1 | 75% | 0% | 0% | 3 | 40% | 0% | 0% | 1 | 11% | 0% | 0% | 1 |  | 0% | 0% | 1 | 0.49 | 0% | 0% | 1 | 4% | 0% | 0% | 1 | 0 | 2 | 31% | 31% | 62% | 5 | 30% | 0% | 0% | 1 | 16% | 0% | 0% | 1 | 43% | 0% | 0% | 1 | 67% | 0% | 0% | 2 | 36% | 0% | 0% | 1 | 10% | 0% | 0% | 1
189 | California Ave | 0 | 0 | 10 | 0% | 0% | 1 | 0.28 | 0% | 0% | 1 | 77% | 0% | 0% | 3 | 0 | 2 | 0% | 0% | 0% | 1 | 0% | 0% | 0% | 1 | 0% | 0% | 0% | 1 | 0% | 0% | 0% | 1 | 0% | 0% | 0% | 1 | 0% | 0% | 0% | 1 | 0% | 0% | 0% | 1 |  | 0% | 0% | 1 | 0.25 | 0% | 0% | 1 | 68% | 0% | 0% | 2 | 0 | 2 | 2% | 0% | 2% | 1 | 0% | 0% | 0% | 1 | 0% | 0% | 0% | 1 | 0% | 0% | 0% | 1 | 0% | 0% | 0% | 1 | 0% | 0% | 0% | 1 | 0% | 0% | 0% | 1 |  | 0% | 0% | 1 | 0.23 | 0% | 0% | 1 | 62% | 0% | 0% | 2 | 0 | 2 | 9% | 0% | 9% | 1 | 11% | 0% | 0% | 1 | 11% | 0% | 0% | 1 | 10% | 0% | 0% | 1 | 15% | 0% | 0% | 1 | 2% | 0% | 0% | 1 | 5% | 0% | 0% | 1 |  | 0% | 0% | 1 | 0.2 | 0% | 0% | 1 | 51% | 0% | 0% | 2 | 0 | 2 | 18% | 0% | 18% | 1 | 18% | 0% | 0% | 1 | 16% | 0% | 0% | 1 | 17% | 0% | 0% | 1 | 28% | 0% | 0% | 1 | 11% | 0% | 0% | 1 | 7% | 0% | 0% | 1
190 | Calpella | 0 | 0 | 10 | 0% | 0% | 1 | 0.13 | 0% | 0% | 1 | 4% | 0% | 0% | 1 | 0 | 2 | 61% | 18% | 79% | 5 | 3% | 0% | 0% | 1 | 38% | 0% | 0% | 1 | 39% | 0% | 0% | 1 | 39% | 0% | 0% | 1 | 39% | 0% | 0% | 1 | 1% | 0% | 0% | 1 |  | 0% | 0% | 1 | 0.11 | 0% | 0% | 1 | 8% | 0% | 0% | 1 | 0 | 2 | 63% | 8% | 71% | 3 | 22% | 0% | 0% | 1 | 38% | 0% | 0% | 1 | 46% | 0% | 0% | 1 | 63% | 0% | 0% | 2 | 50% | 0% | 0% | 2 | 2% | 0% | 0% | 1 |  | 0% | 0% | 1 | 0.1 | 0% | 0% | 1 | 5% | 0% | 0% | 1 | 0 | 2 | 48% | 11% | 59% | 3 | 36% | 0% | 0% | 1 | 26% | 0% | 0% | 1 | 42% | 0% | 0% | 1 | 65% | 0% | 0% | 2 | 47% | 0% | 0% | 1 | 2% | 0% | 0% | 1 |  | 0% | 0% | 1 | 0.1 | 0% | 0% | 1 | 4% | 0% | 0% | 1 | 0 | 2 | 41% | 12% | 53% | 3 | 35% | 0% | 0% | 1 | 26% | 0% | 0% | 1 | 45% | 0% | 0% | 1 | 67% | 0% | 0% | 2 | 39% | 0% | 0% | 1 | 2% | 0% | 0% | 1
191 | Tevis | 100 | 1000 | 10 | 50.4% | 0% | 3 | 0.28 | 224.7% | 3.698% | 3 | 46% | 38.05% | 0% | 2 | 0 | 2 | 7% | 0% | 7% | 1 | 43% | 9.011% | 0% | 1 | 36% | 7.979% | 0% | 1 | 68% | 16.27% | 0% | 2 | 68% | 16.27% | 0% | 2 | 0% | 5.135% | 0% | 1 | 20% | 6.446% | 0% | 1 |  | 7.89% | 0% | 1 | 0.19 | 9.696% | 0% | 1 | 53% | 6.746% | 0% | 2 | 0 | 2 | 5% | 0% | 5% | 1 | 26% | 1.28% | 0% | 1 | 31% | 1.386% | 0% | 1 | 55% | 2.1% | 0% | 2 | 57% | 2.208% | 0% | 2 | 0% | 0.9511% | 0% | 1 | 12% | 1.075% | 0% | 1 |  | 1.97% | 0% | 1 | 0.12 | 2.03% | 0% | 1 | 48% | 6.746% | 0% | 1 | 0 | 2 | 5% | 0% | 5% | 1 | 19% | 0.4195% | 0% | 1 | 30% | 0.4823% | 0% | 1 | 45% | 0.6182% | 0% | 1 | 52% | 0.7001% | 0% | 2 | 0% | 0.3398% | 0% | 1 | 7% | 0.3634% | 0% | 1 |  | 1.167% | 0% | 1 | 0.1 | 1.187% | 0% | 1 | 53% | 6.746% | 0% | 2 | 0 | 2 | 12% | 0% | 12% | 1 | 22% | 0.222% | 0% | 1 | 21% | 0.2203% | 0% | 1 | 39% | 0.2851% | 0% | 1 | 50% | 0.3446% | 0% | 2 | 3% | 0.1789% | 0% | 1 | 4% | 0.1814% | 0% | 1
192 | Cal Water | 0 | 0 | 0 | 0% | 0% | 1 | 0.14 | 0% | 0% | 1 | 6% | 0% | 0% | 1 | 0 | 2 | 34% | 0% | 34% | 2 | 89% | 0% | 0% | 3 | 41% | 0% | 0% | 1 | 53% | 0% | 0% | 2 | 89% | 0% | 0% | 3 | 17% | 0% | 0% | 1 | 2% | 0% | 0% | 1 |  | 0% | 0% | 1 | 0.08 | 0% | 0% | 1 | 17% | 0% | 0% | 1 | 0 | 2 | 48% | 0% | 48% | 2 | 69% | 0% | 0% | 2 | 21% | 0% | 0% | 1 | 31% | 0% | 0% | 1 | 69% | 0% | 0% | 2 | 33% | 0% | 0% | 1 | 2% | 0% | 0% | 1 |  | 0% | 0% | 1 | 0.09 | 0% | 0% | 1 | 24% | 0% | 0% | 1 | 0 | 2 | 47% | 1% | 48% | 2 | 57% | 0% | 0% | 2 | 19% | 0% | 0% | 1 | 31% | 0% | 0% | 1 | 61% | 0% | 0% | 2 | 36% | 0% | 0% | 1 | 2% | 0% | 0% | 1 |  | 0% | 0% | 1 | 0.09 | 0% | 0% | 1 | 34% | 0% | 0% | 1 | 0 | 2 | 39% | 4% | 43% | 2 | 52% | 0% | 0% | 2 | 19% | 0% | 0% | 1 | 31% | 0% | 0% | 1 | 60% | 0% | 0% | 2 | 31% | 0% | 0% | 1 | 3% | 0% | 0% | 1
193 | Boulevard East | 100 | 1000 | 10 | 9.323% | 0% | 1 | 0.14 | 47.26% | 0% | 2 | 0% | 0% | 0% | 1 | 0 | 2 | 62% | 22% | 84% | 5 | 13% | 3.588% | 0% | 1 | 17% | 3.73% | 0% | 1 | 43% | 5.406% | 0% | 1 | 57% | 7.248% | 0% | 2 | 16% | 3.704% | 0% | 1 | 2% | 3.159% | 0% | 1 |  | 3.681% | 0% | 1 | 0.11 | 6.185% | 0% | 1 | 0% | 0% | 0% | 1 | 0 | 2 | 34% | 53% | 87% | 5 | 11% | 1.549% | 0% | 1 | 10% | 1.539% | 0% | 1 | 28% | 1.933% | 0% | 1 | 40% | 2.292% | 0% | 1 | 29% | 1.959% | 0% | 1 | 2% | 1.407% | 0% | 1 |  | 2.994% | 0% | 1 | 0.09 | 3.026% | 0% | 1 | 0% | 0% | 0% | 1 | 0 | 2 | 23% | 64% | 87% | 5 | 9% | 0.9822% | 0% | 1 | 19% | 1.104% | 0% | 1 | 28% | 1.238% | 0% | 1 | 45% | 1.638% | 0% | 1 | 38% | 1.439% | 0% | 1 | 2% | 0.9124% | 0% | 1 |  | 2.396% | 0% | 1 | 0.08 | 1.792% | 0% | 1 | 0% | 0% | 0% | 1 | 0 | 2 | 17% | 64% | 81% | 5 | 13% | 0.6894% | 0% | 1 | 22% | 0.7747% | 0% | 1 | 33% | 0.8925% | 0% | 1 | 53% | 1.271% | 0% | 2 | 42% | 1.038% | 0% | 1 | 3% | 0.6163% | 0% | 1
194 | Margarita | 94 | 940 | 10 | 163.5% | 8.859% | 4 | 0.59 | 1492% | 30.86% | 5 | 0% | 567.9% | 12167% | 5 | 0 | 2 | 92% | 2% | 94% | 5 | 45% | 36.17% | 0% | 2 | 81% | 106.5% | 1.495% | 4 | 81% | 106.5% | 1.495% | 4 | 82% | 108.3% | 1.881% | 4 | 39% | 32.91% | 0% | 2 | 10% | 22.2% | 0% | 2 |  | 48.43% | 0% | 2 | 0.49 | 79.46% | 0% | 2 | 0% | 0% | 0% | 1 | 0 | 2 | 29% | 63% | 92% | 5 | 27% | 7.852% | 0% | 1 | 63% | 15.2% | 0% | 2 | 66% | 16.74% | 0% | 2 | 78% | 25.92% | 0% | 3 | 54% | 12.28% | 0% | 2 | 7% | 6.137% | 0% | 1 |  | 38.84% | 0% | 2 | 0.31 | 15.46% | 0% | 1 | 0% | 0% | 0% | 1 | 0 | 2 | 22% | 66% | 88% | 5 | 48% | 6.397% | 0% | 1 | 48% | 6.346% | 0% | 1 | 59% | 7.98% | 0% | 2 | 85% | 22.32% | 0% | 3 | 57% | 7.735% | 0% | 2 | 8% | 3.61% | 0% | 1 |  | 16.48% | 0% | 1 | 0.32 | 9.656% | 0% | 1 | 0% | 0% | 0% | 1 | 0 | 2 | 14% | 74% | 88% | 5 | 46% | 2.894% | 0% | 1 | 46% | 2.921% | 0% | 1 | 56% | 3.553% | 0% | 2 | 84% | 10.07% | 0% | 3 | 43% | 2.74% | 0% | 1 | 8% | 1.698% | 0% | 1
195 | Escondido | 0 | 0 | 10 | 0% | 0% | 1 | 0.38 | 0% | 0% | 1 | 2% | 0% | 0% | 1 | 0 | 2 | 34% | 1% | 35% | 2 | 24% | 0% | 0% | 1 | 19% | 0% | 0% | 1 | 4% | 0% | 0% | 1 | 42% | 0% | 0% | 1 | 7% | 0% | 0% | 1 | 8% | 0% | 0% | 1 |  | 0% | 0% | 1 | 0.38 | 0% | 0% | 1 | 3% | 0% | 0% | 1 | 0 | 2 | 47% | 27% | 74% | 4 | 49% | 0% | 0% | 1 | 15% | 0% | 0% | 1 | 29% | 0% | 0% | 1 | 59% | 0% | 0% | 2 | 14% | 0% | 0% | 1 | 7% | 0% | 0% | 1 |  | 0% | 0% | 1 | 0.34 | 0% | 0% | 1 | 4% | 0% | 0% | 1 | 0 | 2 | 42% | 38% | 80% | 5 | 46% | 0% | 0% | 1 | 22% | 0% | 0% | 1 | 29% | 0% | 0% | 1 | 56% | 0% | 0% | 2 | 25% | 0% | 0% | 1 | 7% | 0% | 0% | 1 |  | 0% | 0% | 1 | 0.3 | 0% | 0% | 1 | 3% | 0% | 0% | 1 | 0 | 2 | 34% | 52% | 86% | 5 | 53% | 0% | 0% | 2 | 18% | 0% | 0% | 1 | 29% | 0% | 0% | 1 | 62% | 0% | 0% | 2 | 31% | 0% | 0% | 1 | 7% | 0% | 0% | 1
196 | Manning | 1969.6 | 19696 | 10 | 636.8% | 57.33% | 5 | 0.05 | 250.6% | 49.33% | 5 | 46% | 275.5% | 85.76% | 5 | 0 | 2 | 0% | 0% | 0% | 1 | 45% | 111.4% | 14.02% | 5 | 31% | 88.43% | 0% | 4 | 43% | 107.6% | 10.13% | 5 | 54% | 134.6% | 29.05% | 5 | 15% | 72.41% | 0% | 3 | 0% | 61.62% | 0% | 3 |  | 116.5% | 2.614% | 4 | 0.06 | 81.31% | 0% | 3 | 53% | 94.5% | 0% | 3 | 0 | 2 | 11% | 0% | 11% | 1 | 36% | 24.81% | 0% | 2 | 11% | 17.93% | 0% | 1 | 25% | 21.32% | 0% | 2 | 44% | 28.25% | 0% | 2 | 19% | 19.64% | 0% | 1 | 0% | 16% | 0% | 1 |  | 32.45% | 0% | 2 | 0.06 | 34.3% | 0% | 2 | 43% | 94.5% | 0% | 3 | 0 | 2 | 18% | 2% | 20% | 2 | 36% | 11.16% | 0% | 1 | 8% | 7.848% | 0% | 1 | 25% | 9.621% | 0% | 1 | 46% | 13.25% | 0% | 1 | 21% | 9.139% | 0% | 1 | 1% | 7.283% | 0% | 1 |  | 15.5% | 0% | 1 | 0.06 | 19.15% | 0% | 1 | 36% | 94.5% | 0% | 3 | 0 | 2 | 19% | 6% | 25% | 2 | 37% | 6.444% | 0% | 1 | 10% | 4.506% | 0% | 1 | 22% | 5.24% | 0% | 1 | 45% | 7.379% | 0% | 1 | 23% | 5.277% | 0% | 1 | 2% | 4.138% | 0% | 1
197 | Oakland C | 200 | 2000 | 10 | 129.8% | 33.85% | 5 | 0.28 | 1176% | 129.7% | 5 | 0% | 0% | 0% | 1 | 0 | 2 | 0% | 0% | 0% | 1 | 0% | 69.04% | 0% | 3 | 30% | 98.23% | 0% | 4 | 44% | 123.6% | 29.87% | 5 | 44% | 123.6% | 29.87% | 5 | 0% | 69.04% | 0% | 3 | 3% | 71% | 0% | 3 |  | 52.6% | 0% | 3 | 0.3 | 59.59% | 0% | 2 | 0% | 0% | 0% | 1 | 0 | 2 | 9% | 0% | 9% | 1 | 36% | 24.9% | 0% | 2 | 39% | 26.12% | 0% | 2 | 64% | 43.78% | 0% | 2 | 67% | 48.46% | 0% | 2 | 8% | 17.3% | 0% | 1 | 4% | 16.63% | 0% | 1 |  | 30.99% | 0% | 2 | 0.45 | 32.27% | 0% | 2 | 0% | 0% | 0% | 1 | 0 | 2 | 53% | 0% | 53% | 3 | 42% | 8.168% | 0% | 1 | 49% | 9.225% | 0% | 1 | 73% | 17.43% | 0% | 3 | 83% | 28.55% | 0% | 3 | 22% | 6.018% | 0% | 1 | 6% | 4.998% | 0% | 1 |  | 15.52% | 0% | 1 | 0.54 | 29.88% | 0% | 2 | 0% | 0% | 0% | 1 | 0 | 2 | 48% | 0% | 48% | 2 | 37% | 4.911% | 0% | 1 | 37% | 4.948% | 0% | 1 | 68% | 9.582% | 0% | 2 | 78% | 14.45% | 0% | 3 | 22% | 4.002% | 0% | 1 | 6% | 3.315% | 0% | 1
198 | Barre | 0 | 0 | 10 | 0% | 0% | 1 | 0 | 0% | 0% | 1 | 0% | 0% | 0% | 1 | 0 | 2 | 0% | 0% | 0% | 1 | 0% | 0% | 0% | 1 | 0% | 0% | 0% | 1 | 0% | 0% | 0% | 1 | 0% | 0% | 0% | 1 | 0% | 0% | 0% | 1 | 0% | 0% | 0% | 1 |  | 0% | 0% | 1 | 0.64 | 0% | 0% | 1 | 0% | 0% | 0% | 1 | 0 | 2 | 0% | 0% | 0% | 1 | 0% | 0% | 0% | 1 | 27% | 0% | 0% | 1 | 100% | 0% | 0% | 5 | 100% | 0% | 0% | 5 | 0% | 0% | 0% | 1 | 1% | 0% | 0% | 1 |  | 0% | 0% | 1 | 0.52 | 0% | 0% | 1 | 0% | 0% | 0% | 1 | 0 | 2 | 28% | 0% | 28% | 2 | 22% | 0% | 0% | 1 | 14% | 0% | 0% | 1 | 48% | 0% | 0% | 1 | 71% | 0% | 0% | 3 | 16% | 0% | 0% | 1 | 9% | 0% | 0% | 1 |  | 0% | 0% | 1 | 0.49 | 0% | 0% | 1 | 0% | 0% | 0% | 1 | 0 | 2 | 36% | 13% | 49% | 3 | 26% | 0% | 0% | 1 | 11% | 0% | 0% | 1 | 48% | 0% | 0% | 1 | 72% | 0% | 0% | 3 | 25% | 0% | 0% | 1 | 8% | 0% | 0% | 1
199 | Ransburg | 0 | 0 | 10 | 0% | 0% | 1 | 0.05 | 0% | 0% | 1 | 0% | 0% | 0% | 1 | 0 | 2 | 0% | 0% | 0% | 1 | 0% | 0% | 0% | 1 | 7% | 0% | 0% | 1 | 0% | 0% | 0% | 1 | 7% | 0% | 0% | 1 | 0% | 0% | 0% | 1 | 0% | 0% | 0% | 1 |  | 0% | 0% | 1 | 0.19 | 0% | 0% | 1 | 0% | 0% | 0% | 1 | 0 | 2 | 0% | 0% | 0% | 1 | 48% | 0% | 0% | 1 | 0% | 0% | 0% | 1 | 0% | 0% | 0% | 1 | 48% | 0% | 0% | 1 | 41% | 0% | 0% | 1 | 0% | 0% | 0% | 1 |  | 0% | 0% | 1 | 0.64 | 0% | 0% | 1 | 0% | 0% | 0% | 1 | 0 | 2 | 0% | 0% | 0% | 1 | 51% | 0% | 0% | 2 | 19% | 0% | 0% | 1 | 3% | 0% | 0% | 1 | 68% | 0% | 0% | 2 | 57% | 0% | 0% | 2 | 0% | 0% | 0% | 1 |  | 0% | 0% | 1 | 0.57 | 0% | 0% | 1 | 0% | 0% | 0% | 1 | 0 | 2 | 0% | 0% | 0% | 1 | 43% | 0% | 0% | 1 | 26% | 0% | 0% | 1 | 4% | 0% | 0% | 1 | 61% | 0% | 0% | 2 | 52% | 0% | 0% | 2 | 1% | 0% | 0% | 1
200 | Charca | 0 | 0 | 10 | 0% | 0% | 1 | 0.06 | 0% | 0% | 1 | 94% | 0% | 0% | 3 | 0 | 2 | 8% | 0% | 8% | 1 | 52% | 0% | 0% | 2 | 0% | 0% | 0% | 1 | 0% | 0% | 0% | 1 | 52% | 0% | 0% | 2 | 0% | 0% | 0% | 1 | 1% | 0% | 0% | 1 |  | 0% | 0% | 1 | 0.09 | 0% | 0% | 1 | 79% | 0% | 0% | 3 | 0 | 2 | 3% | 0% | 3% | 1 | 27% | 0% | 0% | 1 | 0% | 0% | 0% | 1 | 14% | 0% | 0% | 1 | 37% | 0% | 0% | 1 | 0% | 0% | 0% | 1 | 1% | 0% | 0% | 1 |  | 0% | 0% | 1 | 0.1 | 0% | 0% | 1 | 67% | 0% | 0% | 2 | 0 | 2 | 8% | 0% | 8% | 1 | 19% | 0% | 0% | 1 | 2% | 0% | 0% | 1 | 22% | 0% | 0% | 1 | 38% | 0% | 0% | 1 | 0% | 0% | 0% | 1 | 4% | 0% | 0% | 1 |  | 0% | 0% | 1 | 0.1 | 0% | 0% | 1 | 59% | 0% | 0% | 2 | 0 | 2 | 19% | 0% | 19% | 1 | 23% | 0% | 0% | 1 | 9% | 0% | 0% | 1 | 31% | 0% | 0% | 1 | 46% | 0% | 0% | 1 | 2% | 0% | 0% | 1 | 5% | 0% | 0% | 1
201 | Thermalito | 0 | 0 | 0 | 0% | 0% | 1 | 0.08 | 0% | 0% | 1 | 3% | 0% | 0% | 1 | 0 | 2 | 50% | 0% | 50% | 3 | 70% | 0% | 0% | 3 | 27% | 0% | 0% | 1 | 39% | 0% | 0% | 1 | 100% | 0% | 0% | 5 | 30% | 0% | 0% | 1 | 39% | 0% | 0% | 1 |  | 0% | 0% | 1 | 0.12 | 0% | 0% | 1 | 7% | 0% | 0% | 1 | 0 | 2 | 37% | 0% | 37% | 2 | 66% | 0% | 0% | 2 | 18% | 0% | 0% | 1 | 51% | 0% | 0% | 2 | 90% | 0% | 0% | 4 | 17% | 0% | 0% | 1 | 19% | 0% | 0% | 1 |  | 0% | 0% | 1 | 0.13 | 0% | 0% | 1 | 14% | 0% | 0% | 1 | 0 | 2 | 30% | 0% | 30% | 2 | 62% | 0% | 0% | 2 | 15% | 0% | 0% | 1 | 48% | 0% | 0% | 1 | 83% | 0% | 0% | 3 | 19% | 0% | 0% | 1 | 13% | 0% | 0% | 1 |  | 0% | 0% | 1 | 0.13 | 0% | 0% | 1 | 21% | 0% | 0% | 1 | 0 | 2 | 25% | 2% | 27% | 2 | 56% | 0% | 0% | 2 | 19% | 0% | 0% | 1 | 45% | 0% | 0% | 1 | 80% | 0% | 0% | 3 | 19% | 0% | 0% | 1 | 11% | 0% | 0% | 1
202 | Live Oak | 100 | 1000 | 10 | 12.73% | 0% | 1 | 0.13 | 129.7% | 1.228% | 3 | 16% | 6.788% | 0% | 1 | 0 | 2 | 0% | 0% | 0% | 1 | 22% | 4.898% | 0% | 1 | 23% | 4.957% | 0% | 1 | 43% | 6.722% | 0% | 1 | 52% | 7.935% | 0% | 2 | 0% | 3.841% | 0% | 1 | 18% | 4.693% | 0% | 1 |  | 3.181% | 0% | 1 | 0.22 | 34.2% | 0% | 2 | 33% | 1.757% | 0% | 1 | 0 | 2 | 6% | 0% | 6% | 1 | 26% | 1.003% | 0% | 1 | 13% | 0.8466% | 0% | 1 | 23% | 0.9577% | 0% | 1 | 41% | 1.241% | 0% | 1 | 1% | 0.7421% | 0% | 1 | 12% | 0.8409% | 0% | 1 |  | 2.065% | 0% | 1 | 0.2 | 5.727% | 0% | 1 | 36% | 1.757% | 0% | 1 | 0 | 2 | 8% | 0% | 8% | 1 | 27% | 0.474% | 0% | 1 | 22% | 0.4438% | 0% | 1 | 34% | 0.52% | 0% | 1 | 47% | 0.6551% | 0% | 1 | 5% | 0.3623% | 0% | 1 | 15% | 0.406% | 0% | 1 |  | 1.586% | 0% | 1 | 0.17 | 2.001% | 0% | 1 | 38% | 1.757% | 0% | 1 | 0 | 2 | 8% | 0% | 8% | 1 | 29% | 0.2857% | 0% | 1 | 22% | 0.2592% | 0% | 1 | 33% | 0.3024% | 0% | 1 | 47% | 0.3786% | 0% | 1 | 9% | 0.2223% | 0% | 1 | 16% | 0.2404% | 0% | 1
203 | Hammonds | 100 | 1000 | 10 | 14.14% | 0% | 1 | 0.07 | 27.51% | 0% | 2 | 81% | 13.35% | 0% | 3 | 0 | 2 | 1% | 0% | 1% | 1 | 1% | 2.044% | 0% | 1 | 2% | 2.06% | 0% | 1 | 23% | 2.626% | 0% | 1 | 24% | 2.654% | 0% | 1 | 0% | 2.027% | 0% | 1 | 1% | 2.043% | 0% | 1 |  | 1.942% | 0% | 1 | 0.07 | 7.893% | 0% | 1 | 58% | 1.749% | 0% | 2 | 0 | 2 | 11% | 0% | 11% | 1 | 10% | 0.6554% | 0% | 1 | 5% | 0.6208% | 0% | 1 | 19% | 0.7308% | 0% | 1 | 25% | 0.7896% | 0% | 1 | 3% | 0.6083% | 0% | 1 | 0% | 0.5953% | 0% | 1 |  | 0.8138% | 0% | 1 | 0.07 | 2.884% | 0% | 1 | 42% | 1.749% | 0% | 1 | 0 | 2 | 14% | 0% | 14% | 1 | 21% | 0.3851% | 0% | 1 | 9% | 0.333% | 0% | 1 | 18% | 0.3684% | 0% | 1 | 30% | 0.4345% | 0% | 1 | 7% | 0.3261% | 0% | 1 | 1% | 0.307% | 0% | 1 |  | 0.5758% | 0% | 1 | 0.06 | 0.7965% | 0% | 1 | 32% | 1.749% | 0% | 1 | 0 | 2 | 24% | 1% | 25% | 2 | 40% | 0.2914% | 0% | 1 | 8% | 0.191% | 0% | 1 | 20% | 0.2189% | 0% | 1 | 47% | 0.3288% | 0% | 1 | 16% | 0.2094% | 0% | 1 | 4% | 0.1836% | 0% | 1
204 | Westley | 0 | 0 | 10 | 0% | 0% | 1 | 0.1 | 0% | 0% | 1 | 53% | 0% | 0% | 2 | 0 | 2 | 47% | 4% | 51% | 3 | 87% | 0% | 0% | 3 | 17% | 0% | 0% | 1 | 26% | 0% | 0% | 1 | 89% | 0% | 0% | 3 | 34% | 0% | 0% | 1 | 1% | 0% | 0% | 1 |  | 0% | 0% | 1 | 0.1 | 0% | 0% | 1 | 48% | 0% | 0% | 1 | 0 | 2 | 39% | 10% | 49% | 3 | 77% | 0% | 0% | 3 | 17% | 0% | 0% | 1 | 25% | 0% | 0% | 1 | 80% | 0% | 0% | 3 | 36% | 0% | 0% | 1 | 3% | 0% | 0% | 1 |  | 0% | 0% | 1 | 0.11 | 0% | 0% | 1 | 47% | 0% | 0% | 1 | 0 | 2 | 31% | 12% | 43% | 3 | 62% | 0% | 0% | 2 | 17% | 0% | 0% | 1 | 23% | 0% | 0% | 1 | 67% | 0% | 0% | 2 | 35% | 0% | 0% | 1 | 3% | 0% | 0% | 1 |  | 0% | 0% | 1 | 0.13 | 0% | 0% | 1 | 44% | 0% | 0% | 1 | 0 | 2 | 27% | 17% | 44% | 3 | 55% | 0% | 0% | 2 | 20% | 0% | 0% | 1 | 25% | 0% | 0% | 1 | 61% | 0% | 0% | 2 | 36% | 0% | 0% | 1 | 3% | 0% | 0% | 1
205 | Smyrna | 0 | 0 | 10 | 0% | 0% | 1 | 0.1 | 0% | 0% | 1 | 16% | 0% | 0% | 1 | 0 | 2 | 6% | 0% | 6% | 1 | 26% | 0% | 0% | 1 | 0% | 0% | 0% | 1 | 39% | 0% | 0% | 1 | 65% | 0% | 0% | 2 | 1% | 0% | 0% | 1 | 4% | 0% | 0% | 1 |  | 0% | 0% | 1 | 0.1 | 0% | 0% | 1 | 46% | 0% | 0% | 1 | 0 | 2 | 13% | 0% | 13% | 1 | 23% | 0% | 0% | 1 | 2% | 0% | 0% | 1 | 22% | 0% | 0% | 1 | 45% | 0% | 0% | 1 | 1% | 0% | 0% | 1 | 4% | 0% | 0% | 1 |  | 0% | 0% | 1 | 0.1 | 0% | 0% | 1 | 47% | 0% | 0% | 1 | 0 | 2 | 14% | 0% | 14% | 1 | 32% | 0% | 0% | 1 | 8% | 0% | 0% | 1 | 30% | 0% | 0% | 1 | 50% | 0% | 0% | 2 | 1% | 0% | 0% | 1 | 7% | 0% | 0% | 1 |  | 0% | 0% | 1 | 0.09 | 0% | 0% | 1 | 50% | 0% | 0% | 2 | 0 | 2 | 14% | 0% | 14% | 1 | 32% | 0% | 0% | 1 | 6% | 0% | 0% | 1 | 26% | 0% | 0% | 1 | 48% | 0% | 0% | 1 | 1% | 0% | 0% | 1 | 6% | 0% | 0% | 1
206 | Kem | 0 | 0 | 0 | 0% | 0% | 1 | 0.04 | 0% | 0% | 1 | 0% | 0% | 0% | 1 | 0 | 2 | 0% | 0% | 0% | 1 | 12% | 0% | 0% | 1 | 44% | 0% | 0% | 1 | 0% | 0% | 0% | 1 | 56% | 0% | 0% | 2 | 68% | 0% | 0% | 2 | 0% | 0% | 0% | 1 |  | 0% | 0% | 1 | 0.05 | 0% | 0% | 1 | 0% | 0% | 0% | 1 | 0 | 2 | 0% | 0% | 0% | 1 | 9% | 0% | 0% | 1 | 34% | 0% | 0% | 1 | 0% | 0% | 0% | 1 | 43% | 0% | 0% | 1 | 61% | 0% | 0% | 2 | 0% | 0% | 0% | 1 |  | 0% | 0% | 1 | 0.05 | 0% | 0% | 1 | 0% | 0% | 0% | 1 | 0 | 2 | 0% | 0% | 0% | 1 | 9% | 0% | 0% | 1 | 20% | 0% | 0% | 1 | 0% | 0% | 0% | 1 | 28% | 0% | 0% | 1 | 58% | 0% | 0% | 2 | 1% | 0% | 0% | 1 |  | 0% | 0% | 1 | 0.04 | 0% | 0% | 1 | 0% | 0% | 0% | 1 | 0 | 2 | 0% | 0% | 0% | 1 | 24% | 0% | 0% | 1 | 16% | 0% | 0% | 1 | 2% | 0% | 0% | 1 | 38% | 0% | 0% | 1 | 60% | 0% | 0% | 2 | 2% | 0% | 0% | 1
207 | Potrero | 0 | 0 | 0 | 0% | 0% | 1 | 0.72 | 0% | 0% | 1 | 0% | 0% | 0% | 1 | 0 | 2 | 0% | 0% | 0% | 1 | 0% | 0% | 0% | 1 | 3% | 0% | 0% | 1 | 20% | 0% | 0% | 1 | 20% | 0% | 0% | 1 | 0% | 0% | 0% | 1 | 2% | 0% | 0% | 1 |  | 0% | 0% | 1 | 0.47 | 0% | 0% | 1 | 0% | 0% | 0% | 1 | 0 | 2 | 0% | 0% | 0% | 1 | 1% | 0% | 0% | 1 | 19% | 0% | 0% | 1 | 45% | 0% | 0% | 1 | 46% | 0% | 0% | 1 | 0% | 0% | 0% | 1 | 4% | 0% | 0% | 1 |  | 0% | 0% | 1 | 0.48 | 0% | 0% | 1 | 0% | 0% | 0% | 1 | 0 | 2 | 2% | 0% | 2% | 1 | 17% | 0% | 0% | 1 | 41% | 0% | 0% | 1 | 62% | 0% | 0% | 2 | 65% | 0% | 0% | 2 | 3% | 0% | 0% | 1 | 7% | 0% | 0% | 1 |  | 0% | 0% | 1 | 0.5 | 0% | 0% | 1 | 0% | 0% | 0% | 1 | 0 | 2 | 41% | 0% | 41% | 2 | 39% | 0% | 0% | 1 | 52% | 0% | 0% | 2 | 73% | 0% | 0% | 3 | 82% | 0% | 0% | 3 | 21% | 0% | 0% | 1 | 7% | 0% | 0% | 1
208 | Palermo | 0 | 0 | 10 | 0% | 0% | 1 | 0.35 | 0% | 0% | 1 | 5% | 0% | 0% | 1 | 0 | 2 | 79% | 0% | 79% | 5 | 85% | 0% | 0% | 3 | 11% | 0% | 0% | 1 | 0% | 0% | 0% | 1 | 95% | 0% | 0% | 5 | 11% | 0% | 0% | 1 | 18% | 0% | 0% | 1 |  | 0% | 0% | 1 | 0.17 | 0% | 0% | 1 | 9% | 0% | 0% | 1 | 0 | 2 | 65% | 3% | 68% | 3 | 87% | 0% | 0% | 3 | 12% | 0% | 0% | 1 | 13% | 0% | 0% | 1 | 93% | 0% | 0% | 4 | 30% | 0% | 0% | 1 | 19% | 0% | 0% | 1 |  | 0% | 0% | 1 | 0.17 | 0% | 0% | 1 | 13% | 0% | 0% | 1 | 0 | 2 | 39% | 5% | 44% | 2 | 74% | 0% | 0% | 3 | 11% | 0% | 0% | 1 | 30% | 0% | 0% | 1 | 86% | 0% | 0% | 3 | 21% | 0% | 0% | 1 | 13% | 0% | 0% | 1 |  | 0% | 0% | 1 | 0.14 | 0% | 0% | 1 | 14% | 0% | 0% | 1 | 0 | 2 | 33% | 7% | 40% | 2 | 66% | 0% | 0% | 2 | 16% | 0% | 0% | 1 | 39% | 0% | 0% | 1 | 85% | 0% | 0% | 3 | 21% | 0% | 0% | 1 | 10% | 0% | 0% | 1
209 | Bogue | 0 | 0 | 10 | 0% | 0% | 1 | 0.2 | 0% | 0% | 1 | 73% | 0% | 0% | 2 | 0 | 2 | 0% | 0% | 0% | 1 | 1% | 0% | 0% | 1 | 0% | 0% | 0% | 1 | 16% | 0% | 0% | 1 | 17% | 0% | 0% | 1 | 0% | 0% | 0% | 1 | 3% | 0% | 0% | 1 |  | 0% | 0% | 1 | 0.14 | 0% | 0% | 1 | 51% | 0% | 0% | 2 | 0 | 2 | 1% | 0% | 1% | 1 | 19% | 0% | 0% | 1 | 7% | 0% | 0% | 1 | 38% | 0% | 0% | 1 | 54% | 0% | 0% | 2 | 1% | 0% | 0% | 1 | 7% | 0% | 0% | 1 |  | 0% | 0% | 1 | 0.12 | 0% | 0% | 1 | 55% | 0% | 0% | 2 | 0 | 2 | 9% | 0% | 9% | 1 | 44% | 0% | 0% | 1 | 8% | 0% | 0% | 1 | 35% | 0% | 0% | 1 | 67% | 0% | 0% | 2 | 4% | 0% | 0% | 1 | 8% | 0% | 0% | 1 |  | 0% | 0% | 1 | 0.11 | 0% | 0% | 1 | 52% | 0% | 0% | 2 | 0 | 2 | 17% | 0% | 17% | 1 | 49% | 0% | 0% | 1 | 8% | 0% | 0% | 1 | 38% | 0% | 0% | 1 | 71% | 0% | 0% | 3 | 7% | 0% | 0% | 1 | 9% | 0% | 0% | 1
210 | Balch 1 | 0 | 0 | 0 | 0% | 0% | 1 | 0.02 | 0% | 0% | 1 | 0% | 0% | 0% | 1 | 0 | 2 | 52% | 45% | 97% | 5 | 21% | 0% | 0% | 1 | 66% | 0% | 0% | 2 | 37% | 0% | 0% | 1 | 77% | 0% | 0% | 3 | 77% | 0% | 0% | 3 | 6% | 0% | 0% | 1 |  | 0% | 0% | 1 | 0.02 | 0% | 0% | 1 | 0% | 0% | 0% | 1 | 0 | 2 | 73% | 19% | 92% | 5 | 12% | 0% | 0% | 1 | 47% | 0% | 0% | 1 | 37% | 0% | 0% | 1 | 58% | 0% | 0% | 2 | 70% | 0% | 0% | 3 | 5% | 0% | 0% | 1 |  | 0% | 0% | 1 | 0.05 | 0% | 0% | 1 | 0% | 0% | 0% | 1 | 0 | 2 | 79% | 10% | 89% | 5 | 17% | 0% | 0% | 1 | 42% | 0% | 0% | 1 | 33% | 0% | 0% | 1 | 62% | 0% | 0% | 2 | 69% | 0% | 0% | 2 | 4% | 0% | 0% | 1 |  | 0% | 0% | 1 | 0.12 | 0% | 0% | 1 | 0% | 0% | 0% | 1 | 0 | 2 | 71% | 5% | 76% | 5 | 36% | 0% | 0% | 1 | 40% | 0% | 0% | 1 | 35% | 0% | 0% | 1 | 73% | 0% | 0% | 3 | 63% | 0% | 0% | 2 | 5% | 0% | 0% | 1
211 | Pauba | 0 | 0 | 0 | 0% | 0% | 1 | 0.39 | 0% | 0% | 1 | 6% | 0% | 0% | 1 | 0 | 2 | 60% | 6% | 66% | 3 | 29% | 0% | 0% | 1 | 48% | 0% | 0% | 1 | 56% | 0% | 0% | 2 | 64% | 0% | 0% | 2 | 12% | 0% | 0% | 1 | 5% | 0% | 0% | 1 |  | 0% | 0% | 1 | 0.27 | 0% | 0% | 1 | 3% | 0% | 0% | 1 | 0 | 2 | 56% | 30% | 86% | 5 | 41% | 0% | 0% | 1 | 46% | 0% | 0% | 1 | 66% | 0% | 0% | 2 | 71% | 0% | 0% | 3 | 21% | 0% | 0% | 1 | 5% | 0% | 0% | 1 |  | 0% | 0% | 1 | 0.27 | 0% | 0% | 1 | 3% | 0% | 0% | 1 | 0 | 2 | 51% | 39% | 90% | 5 | 50% | 0% | 0% | 2 | 36% | 0% | 0% | 1 | 57% | 0% | 0% | 2 | 74% | 0% | 0% | 3 | 23% | 0% | 0% | 1 | 5% | 0% | 0% | 1 |  | 0% | 0% | 1 | 0.27 | 0% | 0% | 1 | 3% | 0% | 0% | 1 | 0 | 2 | 43% | 47% | 90% | 5 | 48% | 0% | 0% | 1 | 31% | 0% | 0% | 1 | 49% | 0% | 0% | 1 | 72% | 0% | 0% | 3 | 23% | 0% | 0% | 1 | 6% | 0% | 0% | 1
212 | Eastshore | 0 | 0 | 10 | 0% | 0% | 1 | 0.04 | 0% | 0% | 1 | 0% | 0% | 0% | 1 | 0 | 2 | 0% | 0% | 0% | 1 | 0% | 0% | 0% | 1 | 0% | 0% | 0% | 1 | 39% | 0% | 0% | 1 | 39% | 0% | 0% | 1 | 0% | 0% | 0% | 1 | 72% | 0% | 0% | 3 |  | 0% | 0% | 1 | 0.71 | 0% | 0% | 1 | 0% | 0% | 0% | 1 | 0 | 2 | 62% | 0% | 62% | 3 | 47% | 0% | 0% | 1 | 20% | 0% | 0% | 1 | 66% | 0% | 0% | 2 | 83% | 0% | 0% | 3 | 40% | 0% | 0% | 1 | 9% | 0% | 0% | 1 |  | 0% | 0% | 1 | 0.52 | 0% | 0% | 1 | 0% | 0% | 0% | 1 | 0 | 2 | 72% | 0% | 72% | 3 | 66% | 0% | 0% | 2 | 29% | 0% | 0% | 1 | 66% | 0% | 0% | 2 | 87% | 0% | 0% | 3 | 38% | 0% | 0% | 1 | 8% | 0% | 0% | 1 |  | 0% | 0% | 1 | 0.28 | 0% | 0% | 1 | 0% | 0% | 0% | 1 | 0 | 2 | 70% | 0% | 70% | 3 | 55% | 0% | 0% | 2 | 37% | 0% | 0% | 1 | 63% | 0% | 0% | 2 | 81% | 0% | 0% | 3 | 44% | 0% | 0% | 1 | 8% | 0% | 0% | 1
213 | Cheney | 0 | 0 | 0 | 0% | 0% | 1 | 0.08 | 0% | 0% | 1 | 75% | 0% | 0% | 3 | 0 | 2 | 2% | 0% | 2% | 1 | 9% | 0% | 0% | 1 | 5% | 0% | 0% | 1 | 13% | 0% | 0% | 1 | 17% | 0% | 0% | 1 | 0% | 0% | 0% | 1 | 0% | 0% | 0% | 1 |  | 0% | 0% | 1 | 0.07 | 0% | 0% | 1 | 54% | 0% | 0% | 2 | 0 | 2 | 8% | 0% | 8% | 1 | 22% | 0% | 0% | 1 | 8% | 0% | 0% | 1 | 24% | 0% | 0% | 1 | 34% | 0% | 0% | 1 | 7% | 0% | 0% | 1 | 0% | 0% | 0% | 1 |  | 0% | 0% | 1 | 0.07 | 0% | 0% | 1 | 42% | 0% | 0% | 1 | 0 | 2 | 10% | 0% | 10% | 1 | 26% | 0% | 0% | 1 | 7% | 0% | 0% | 1 | 18% | 0% | 0% | 1 | 35% | 0% | 0% | 1 | 10% | 0% | 0% | 1 | 1% | 0% | 0% | 1 |  | 0% | 0% | 1 | 0.06 | 0% | 0% | 1 | 37% | 0% | 0% | 1 | 0 | 2 | 18% | 1% | 19% | 2 | 37% | 0% | 0% | 1 | 9% | 0% | 0% | 1 | 19% | 0% | 0% | 1 | 44% | 0% | 0% | 1 | 15% | 0% | 0% | 1 | 3% | 0% | 0% | 1
214 | Warnerville | 0 | 0 | 10 | 0% | 0% | 1 | 0.13 | 0% | 0% | 1 | 27% | 0% | 0% | 1 | 0 | 2 | 25% | 0% | 25% | 2 | 36% | 0% | 0% | 1 | 10% | 0% | 0% | 1 | 29% | 0% | 0% | 1 | 63% | 0% | 0% | 2 | 1% | 0% | 0% | 1 | 4% | 0% | 0% | 1 |  | 0% | 0% | 1 | 0.13 | 0% | 0% | 1 | 25% | 0% | 0% | 1 | 0 | 2 | 36% | 0% | 36% | 2 | 60% | 0% | 0% | 2 | 12% | 0% | 0% | 1 | 30% | 0% | 0% | 1 | 71% | 0% | 0% | 3 | 13% | 0% | 0% | 1 | 7% | 0% | 0% | 1 |  | 0% | 0% | 1 | 0.12 | 0% | 0% | 1 | 24% | 0% | 0% | 1 | 0 | 2 | 42% | 0% | 42% | 2 | 63% | 0% | 0% | 2 | 16% | 0% | 0% | 1 | 30% | 0% | 0% | 1 | 72% | 0% | 0% | 3 | 23% | 0% | 0% | 1 | 8% | 0% | 0% | 1 |  | 0% | 0% | 1 | 0.12 | 0% | 0% | 1 | 30% | 0% | 0% | 1 | 0 | 2 | 39% | 0% | 39% | 2 | 53% | 0% | 0% | 2 | 17% | 0% | 0% | 1 | 29% | 0% | 0% | 1 | 64% | 0% | 0% | 2 | 25% | 0% | 0% | 1 | 7% | 0% | 0% | 1
215 | Corona | 0 | 0 | 10 | 0% | 0% | 1 | 0.15 | 0% | 0% | 1 | 2% | 0% | 0% | 1 | 0 | 2 | 87% | 0% | 87% | 5 | 88% | 0% | 0% | 3 | 37% | 0% | 0% | 1 | 66% | 0% | 0% | 2 | 96% | 0% | 0% | 5 | 24% | 0% | 0% | 1 | 4% | 0% | 0% | 1 |  | 0% | 0% | 1 | 0.13 | 0% | 0% | 1 | 3% | 0% | 0% | 1 | 0 | 2 | 71% | 0% | 71% | 3 | 64% | 0% | 0% | 2 | 30% | 0% | 0% | 1 | 65% | 0% | 0% | 2 | 86% | 0% | 0% | 3 | 31% | 0% | 0% | 1 | 5% | 0% | 0% | 1 |  | 0% | 0% | 1 | 0.13 | 0% | 0% | 1 | 5% | 0% | 0% | 1 | 0 | 2 | 55% | 0% | 55% | 3 | 60% | 0% | 0% | 2 | 26% | 0% | 0% | 1 | 57% | 0% | 0% | 2 | 82% | 0% | 0% | 3 | 35% | 0% | 0% | 1 | 6% | 0% | 0% | 1 |  | 0% | 0% | 1 | 0.17 | 0% | 0% | 1 | 11% | 0% | 0% | 1 | 0 | 2 | 35% | 0% | 35% | 2 | 60% | 0% | 0% | 2 | 31% | 0% | 0% | 1 | 58% | 0% | 0% | 2 | 84% | 0% | 0% | 3 | 30% | 0% | 0% | 1 | 7% | 0% | 0% | 1
216 | Goleta | 0 | 0 | 10 | 0% | 0% | 1 | 0.1 | 0% | 0% | 1 | 5% | 0% | 0% | 1 | 0 | 2 | 84% | 2% | 86% | 5 | 14% | 0% | 0% | 1 | 0% | 0% | 0% | 1 | 5% | 0% | 0% | 1 | 19% | 0% | 0% | 1 | 48% | 0% | 0% | 1 | 7% | 0% | 0% | 1 |  | 0% | 0% | 1 | 0.07 | 0% | 0% | 1 | 2% | 0% | 0% | 1 | 0 | 2 | 77% | 1% | 78% | 5 | 19% | 0% | 0% | 1 | 3% | 0% | 0% | 1 | 5% | 0% | 0% | 1 | 23% | 0% | 0% | 1 | 57% | 0% | 0% | 2 | 6% | 0% | 0% | 1 |  | 0% | 0% | 1 | 0.1 | 0% | 0% | 1 | 3% | 0% | 0% | 1 | 0 | 2 | 67% | 15% | 82% | 5 | 22% | 0% | 0% | 1 | 3% | 0% | 0% | 1 | 4% | 0% | 0% | 1 | 26% | 0% | 0% | 1 | 58% | 0% | 0% | 2 | 6% | 0% | 0% | 1 |  | 0% | 0% | 1 | 0.09 | 0% | 0% | 1 | 3% | 0% | 0% | 1 | 0 | 2 | 57% | 17% | 74% | 3 | 18% | 0% | 0% | 1 | 4% | 0% | 0% | 1 | 4% | 0% | 0% | 1 | 23% | 0% | 0% | 1 | 54% | 0% | 0% | 2 | 5% | 0% | 0% | 1
217 | Midway Green Ridge Services | 0 | 0 | 0 | 0% | 0% | 1 | 0.18 | 0% | 0% | 1 | 6% | 0% | 0% | 1 | 0 | 2 | 86% | 0% | 86% | 5 | 83% | 0% | 0% | 3 | 71% | 0% | 0% | 3 | 81% | 0% | 0% | 3 | 98% | 0% | 0% | 5 | 23% | 0% | 0% | 1 | 4% | 0% | 0% | 1 |  | 0% | 0% | 1 | 0.16 | 0% | 0% | 1 | 21% | 0% | 0% | 1 | 0 | 2 | 69% | 3% | 72% | 3 | 69% | 0% | 0% | 2 | 60% | 0% | 0% | 2 | 61% | 0% | 0% | 2 | 82% | 0% | 0% | 3 | 28% | 0% | 0% | 1 | 6% | 0% | 0% | 1 |  | 0% | 0% | 1 | 0.15 | 0% | 0% | 1 | 34% | 0% | 0% | 1 | 0 | 2 | 50% | 7% | 57% | 3 | 54% | 0% | 0% | 2 | 40% | 0% | 0% | 1 | 42% | 0% | 0% | 1 | 66% | 0% | 0% | 2 | 29% | 0% | 0% | 1 | 5% | 0% | 0% | 1 |  | 0% | 0% | 1 | 0.13 | 0% | 0% | 1 | 37% | 0% | 0% | 1 | 0 | 2 | 42% | 9% | 51% | 3 | 52% | 0% | 0% | 2 | 35% | 0% | 0% | 1 | 38% | 0% | 0% | 1 | 62% | 0% | 0% | 2 | 29% | 0% | 0% | 1 | 6% | 0% | 0% | 1
218 | Lerdo | 0 | 0 | 10 | 0% | 0% | 1 | 0.13 | 0% | 0% | 1 | 73% | 0% | 0% | 2 | 0 | 2 | 4% | 0% | 4% | 1 | 25% | 0% | 0% | 1 | 0% | 0% | 0% | 1 | 0% | 0% | 0% | 1 | 25% | 0% | 0% | 1 | 0% | 0% | 0% | 1 | 2% | 0% | 0% | 1 |  | 0% | 0% | 1 | 0.12 | 0% | 0% | 1 | 62% | 0% | 0% | 2 | 0 | 2 | 21% | 0% | 21% | 2 | 29% | 0% | 0% | 1 | 1% | 0% | 0% | 1 | 9% | 0% | 0% | 1 | 33% | 0% | 0% | 1 | 3% | 0% | 0% | 1 | 1% | 0% | 0% | 1 |  | 0% | 0% | 1 | 0.11 | 0% | 0% | 1 | 53% | 0% | 0% | 2 | 0 | 2 | 30% | 0% | 30% | 2 | 37% | 0% | 0% | 1 | 9% | 0% | 0% | 1 | 22% | 0% | 0% | 1 | 48% | 0% | 0% | 1 | 5% | 0% | 0% | 1 | 4% | 0% | 0% | 1 |  | 0% | 0% | 1 | 0.11 | 0% | 0% | 1 | 47% | 0% | 0% | 1 | 0 | 2 | 28% | 0% | 28% | 2 | 36% | 0% | 0% | 1 | 14% | 0% | 0% | 1 | 30% | 0% | 0% | 1 | 51% | 0% | 0% | 2 | 12% | 0% | 0% | 1 | 4% | 0% | 0% | 1
219 | Tulucay | 0 | 0 | 10 | 0% | 0% | 1 | 0.13 | 0% | 0% | 1 | 27% | 0% | 0% | 1 | 0 | 2 | 25% | 0% | 25% | 2 | 75% | 0% | 0% | 3 | 7% | 0% | 0% | 1 | 30% | 0% | 0% | 1 | 87% | 0% | 0% | 3 | 25% | 0% | 0% | 1 | 6% | 0% | 0% | 1 |  | 0% | 0% | 1 | 0.22 | 0% | 0% | 1 | 22% | 0% | 0% | 1 | 0 | 2 | 28% | 0% | 28% | 2 | 64% | 0% | 0% | 2 | 9% | 0% | 0% | 1 | 32% | 0% | 0% | 1 | 78% | 0% | 0% | 3 | 30% | 0% | 0% | 1 | 9% | 0% | 0% | 1 |  | 0% | 0% | 1 | 0.27 | 0% | 0% | 1 | 16% | 0% | 0% | 1 | 0 | 2 | 30% | 0% | 30% | 2 | 62% | 0% | 0% | 2 | 13% | 0% | 0% | 1 | 34% | 0% | 0% | 1 | 79% | 0% | 0% | 3 | 33% | 0% | 0% | 1 | 9% | 0% | 0% | 1 |  | 0% | 0% | 1 | 0.25 | 0% | 0% | 1 | 13% | 0% | 0% | 1 | 0 | 2 | 39% | 0% | 39% | 2 | 62% | 0% | 0% | 2 | 19% | 0% | 0% | 1 | 37% | 0% | 0% | 1 | 80% | 0% | 0% | 3 | 32% | 0% | 0% | 1 | 10% | 0% | 0% | 1
220 | McCall | 0 | 0 | 10 | 0% | 0% | 1 | 0.23 | 0% | 0% | 1 | 80% | 0% | 0% | 3 | 0 | 2 | 0% | 0% | 0% | 1 | 0% | 0% | 0% | 1 | 0% | 0% | 0% | 1 | 0% | 0% | 0% | 1 | 0% | 0% | 0% | 1 | 0% | 0% | 0% | 1 | 0% | 0% | 0% | 1 |  | 0% | 0% | 1 | 0.22 | 0% | 0% | 1 | 74% | 0% | 0% | 2 | 0 | 2 | 0% | 0% | 0% | 1 | 0% | 0% | 0% | 1 | 0% | 0% | 0% | 1 | 0% | 0% | 0% | 1 | 0% | 0% | 0% | 1 | 0% | 0% | 0% | 1 | 2% | 0% | 0% | 1 |  | 0% | 0% | 1 | 0.22 | 0% | 0% | 1 | 65% | 0% | 0% | 2 | 0 | 2 | 2% | 0% | 2% | 1 | 2% | 0% | 0% | 1 | 3% | 0% | 0% | 1 | 4% | 0% | 0% | 1 | 5% | 0% | 0% | 1 | 1% | 0% | 0% | 1 | 2% | 0% | 0% | 1 |  | 0% | 0% | 1 | 0.19 | 0% | 0% | 1 | 54% | 0% | 0% | 2 | 0 | 2 | 8% | 0% | 8% | 1 | 12% | 0% | 0% | 1 | 13% | 0% | 0% | 1 | 16% | 0% | 0% | 1 | 21% | 0% | 0% | 1 | 5% | 0% | 0% | 1 | 4% | 0% | 0% | 1
221 | Notre Dame | 0 | 0 | 10 | 0% | 0% | 1 | 0.16 | 0% | 0% | 1 | 34% | 0% | 0% | 1 | 0 | 2 | 36% | 0% | 36% | 2 | 65% | 0% | 0% | 2 | 47% | 0% | 0% | 1 | 64% | 0% | 0% | 2 | 67% | 0% | 0% | 2 | 51% | 0% | 0% | 2 | 16% | 0% | 0% | 1 |  | 0% | 0% | 1 | 0.13 | 0% | 0% | 1 | 38% | 0% | 0% | 1 | 0 | 2 | 31% | 0% | 31% | 2 | 63% | 0% | 0% | 2 | 26% | 0% | 0% | 1 | 49% | 0% | 0% | 1 | 71% | 0% | 0% | 3 | 33% | 0% | 0% | 1 | 13% | 0% | 0% | 1 |  | 0% | 0% | 1 | 0.11 | 0% | 0% | 1 | 34% | 0% | 0% | 1 | 0 | 2 | 31% | 0% | 31% | 2 | 62% | 0% | 0% | 2 | 19% | 0% | 0% | 1 | 44% | 0% | 0% | 1 | 75% | 0% | 0% | 3 | 27% | 0% | 0% | 1 | 15% | 0% | 0% | 1 |  | 0% | 0% | 1 | 0.1 | 0% | 0% | 1 | 33% | 0% | 0% | 1 | 0 | 2 | 25% | 5% | 30% | 2 | 54% | 0% | 0% | 2 | 17% | 0% | 0% | 1 | 41% | 0% | 0% | 1 | 71% | 0% | 0% | 3 | 23% | 0% | 0% | 1 | 13% | 0% | 0% | 1
222 | Martinez | 0 | 0 | 10 | 0% | 0% | 1 | 0.75 | 0% | 0% | 1 | 0% | 0% | 0% | 1 | 0 | 2 | 46% | 0% | 46% | 2 | 1% | 0% | 0% | 1 | 41% | 0% | 0% | 1 | 50% | 0% | 0% | 2 | 62% | 0% | 0% | 2 | 7% | 0% | 0% | 1 | 5% | 0% | 0% | 1 |  | 0% | 0% | 1 | 0.73 | 0% | 0% | 1 | 0% | 0% | 0% | 1 | 0 | 2 | 40% | 0% | 40% | 2 | 21% | 0% | 0% | 1 | 49% | 0% | 0% | 1 | 56% | 0% | 0% | 2 | 75% | 0% | 0% | 3 | 14% | 0% | 0% | 1 | 15% | 0% | 0% | 1 |  | 0% | 0% | 1 | 0.55 | 0% | 0% | 1 | 1% | 0% | 0% | 1 | 0 | 2 | 41% | 0% | 41% | 2 | 37% | 0% | 0% | 1 | 47% | 0% | 0% | 1 | 57% | 0% | 0% | 2 | 81% | 0% | 0% | 3 | 17% | 0% | 0% | 1 | 21% | 0% | 0% | 1 |  | 0% | 0% | 1 | 0.28 | 0% | 0% | 1 | 6% | 0% | 0% | 1 | 0 | 2 | 52% | 0% | 52% | 3 | 38% | 0% | 0% | 1 | 38% | 0% | 0% | 1 | 48% | 0% | 0% | 1 | 72% | 0% | 0% | 3 | 18% | 0% | 0% | 1 | 15% | 0% | 0% | 1
223 | San Bernardino | 0 | 0 | 10 | 0% | 0% | 1 | 0.28 | 0% | 0% | 1 | 2% | 0% | 0% | 1 | 0 | 2 | 72% | 0% | 72% | 3 | 0% | 0% | 0% | 1 | 64% | 0% | 0% | 2 | 100% | 0% | 0% | 5 | 100% | 0% | 0% | 5 | 48% | 0% | 0% | 1 | 2% | 0% | 0% | 1 |  | 0% | 0% | 1 | 0.27 | 0% | 0% | 1 | 2% | 0% | 0% | 1 | 0 | 2 | 54% | 41% | 95% | 5 | 34% | 0% | 0% | 1 | 43% | 0% | 0% | 1 | 54% | 0% | 0% | 2 | 80% | 0% | 0% | 3 | 45% | 0% | 0% | 1 | 6% | 0% | 0% | 1 |  | 0% | 0% | 1 | 0.26 | 0% | 0% | 1 | 1% | 0% | 0% | 1 | 0 | 2 | 49% | 47% | 96% | 5 | 47% | 0% | 0% | 1 | 35% | 0% | 0% | 1 | 55% | 0% | 0% | 2 | 79% | 0% | 0% | 3 | 39% | 0% | 0% | 1 | 5% | 0% | 0% | 1 |  | 0% | 0% | 1 | 0.21 | 0% | 0% | 1 | 2% | 0% | 0% | 1 | 0 | 2 | 52% | 41% | 93% | 5 | 47% | 0% | 0% | 1 | 40% | 0% | 0% | 1 | 62% | 0% | 0% | 2 | 82% | 0% | 0% | 3 | 43% | 0% | 0% | 1 | 6% | 0% | 0% | 1
224 | Las Positas | 0 | 0 | 0 | 0% | 0% | 1 | 0.1 | 0% | 0% | 1 | 1% | 0% | 0% | 1 | 0 | 2 | 96% | 0% | 96% | 5 | 69% | 0% | 0% | 2 | 64% | 0% | 0% | 2 | 77% | 0% | 0% | 3 | 89% | 0% | 0% | 3 | 27% | 0% | 0% | 1 | 8% | 0% | 0% | 1 |  | 0% | 0% | 1 | 0.12 | 0% | 0% | 1 | 0% | 0% | 0% | 1 | 0 | 2 | 96% | 2% | 98% | 5 | 68% | 0% | 0% | 2 | 60% | 0% | 0% | 2 | 71% | 0% | 0% | 3 | 89% | 0% | 0% | 3 | 37% | 0% | 0% | 1 | 6% | 0% | 0% | 1 |  | 0% | 0% | 1 | 0.15 | 0% | 0% | 1 | 10% | 0% | 0% | 1 | 0 | 2 | 76% | 9% | 85% | 5 | 65% | 0% | 0% | 2 | 59% | 0% | 0% | 2 | 66% | 0% | 0% | 2 | 86% | 0% | 0% | 3 | 40% | 0% | 0% | 1 | 6% | 0% | 0% | 1 |  | 0% | 0% | 1 | 0.12 | 0% | 0% | 1 | 20% | 0% | 0% | 1 | 0 | 2 | 63% | 10% | 73% | 3 | 61% | 0% | 0% | 2 | 43% | 0% | 0% | 1 | 49% | 0% | 0% | 1 | 75% | 0% | 0% | 3 | 41% | 0% | 0% | 1 | 6% | 0% | 0% | 1
225 | Pomerado | 0 | 0 | 10 | 0% | 0% | 1 | 0.21 | 0% | 0% | 1 | 0% | 0% | 0% | 1 | 0 | 2 | 11% | 89% | 100% | 5 | 76% | 0% | 0% | 3 | 38% | 0% | 0% | 1 | 57% | 0% | 0% | 2 | 100% | 0% | 0% | 5 | 21% | 0% | 0% | 1 | 1% | 0% | 0% | 1 |  | 0% | 0% | 1 | 0.29 | 0% | 0% | 1 | 1% | 0% | 0% | 1 | 0 | 2 | 38% | 56% | 94% | 5 | 71% | 0% | 0% | 3 | 62% | 0% | 0% | 2 | 69% | 0% | 0% | 2 | 97% | 0% | 0% | 5 | 14% | 0% | 0% | 1 | 4% | 0% | 0% | 1 |  | 0% | 0% | 1 | 0.23 | 0% | 0% | 1 | 1% | 0% | 0% | 1 | 0 | 2 | 28% | 66% | 94% | 5 | 61% | 0% | 0% | 2 | 44% | 0% | 0% | 1 | 57% | 0% | 0% | 2 | 83% | 0% | 0% | 3 | 31% | 0% | 0% | 1 | 4% | 0% | 0% | 1 |  | 0% | 0% | 1 | 0.24 | 0% | 0% | 1 | 1% | 0% | 0% | 1 | 0 | 2 | 19% | 74% | 93% | 5 | 46% | 0% | 0% | 1 | 25% | 0% | 0% | 1 | 36% | 0% | 0% | 1 | 64% | 0% | 0% | 2 | 42% | 0% | 0% | 1 | 5% | 0% | 0% | 1
226 | Altamont Midway (Sandhill) | 0 | 0 | 10 | 0% | 0% | 1 | 0.07 | 0% | 0% | 1 | 0% | 0% | 0% | 1 | 0 | 2 | 99% | 0% | 99% | 5 | 94% | 0% | 0% | 4 | 46% | 0% | 0% | 1 | 73% | 0% | 0% | 3 | 100% | 0% | 0% | 5 | 17% | 0% | 0% | 1 | 7% | 0% | 0% | 1 |  | 0% | 0% | 1 | 0.15 | 0% | 0% | 1 | 11% | 0% | 0% | 1 | 0 | 2 | 81% | 1% | 82% | 5 | 65% | 0% | 0% | 2 | 64% | 0% | 0% | 2 | 69% | 0% | 0% | 2 | 89% | 0% | 0% | 3 | 25% | 0% | 0% | 1 | 7% | 0% | 0% | 1 |  | 0% | 0% | 1 | 0.14 | 0% | 0% | 1 | 23% | 0% | 0% | 1 | 0 | 2 | 62% | 5% | 67% | 3 | 54% | 0% | 0% | 2 | 51% | 0% | 0% | 2 | 55% | 0% | 0% | 2 | 72% | 0% | 0% | 3 | 29% | 0% | 0% | 1 | 6% | 0% | 0% | 1 |  | 0% | 0% | 1 | 0.14 | 0% | 0% | 1 | 32% | 0% | 0% | 1 | 0 | 2 | 50% | 7% | 57% | 3 | 52% | 0% | 0% | 2 | 37% | 0% | 0% | 1 | 41% | 0% | 0% | 1 | 65% | 0% | 0% | 2 | 31% | 0% | 0% | 1 | 6% | 0% | 0% | 1
227 | Wheeler Ridge | 500 | 5000 | 10 | 231.7% | 6.686% | 4 | 0.08 | 156.7% | 4.466% | 3 | 86% | 164.1% | 5.103% | 4 | 0 | 2 | 0% | 0% | 0% | 1 | 5% | 11.75% | 0% | 1 | 13% | 12.91% | 0% | 1 | 18% | 13.73% | 0% | 1 | 20% | 14.07% | 0% | 1 | 0% | 11.19% | 0% | 1 | 2% | 11.41% | 0% | 1 |  | 30.76% | 0% | 2 | 0.07 | 24.78% | 0% | 2 | 68% | 23.64% | 0% | 2 | 0 | 2 | 8% | 0% | 8% | 1 | 15% | 3.488% | 0% | 1 | 23% | 3.847% | 0% | 1 | 35% | 4.556% | 0% | 1 | 39% | 4.846% | 0% | 1 | 2% | 3.051% | 0% | 1 | 2% | 3.034% | 0% | 1 |  | 14.77% | 0% | 1 | 0.08 | 11.89% | 0% | 1 | 62% | 23.64% | 0% | 2 | 0 | 2 | 14% | 0% | 14% | 1 | 20% | 2.171% | 0% | 1 | 22% | 2.211% | 0% | 1 | 34% | 2.634% | 0% | 1 | 43% | 3.053% | 0% | 1 | 6% | 1.83% | 0% | 1 | 1% | 1.754% | 0% | 1 |  | 10.18% | 0% | 1 | 0.09 | 7.408% | 0% | 1 | 55% | 23.64% | 0% | 2 | 0 | 2 | 19% | 1% | 20% | 2 | 26% | 1.568% | 0% | 1 | 24% | 1.536% | 0% | 1 | 36% | 1.829% | 0% | 1 | 49% | 2.298% | 0% | 1 | 9% | 1.279% | 0% | 1 | 2% | 1.185% | 0% | 1
228 | El Cajon | 0 | 0 | 10 | 0% | 0% | 1 | 0.3 | 0% | 0% | 1 | 0% | 0% | 0% | 1 | 0 | 2 | 91% | 0% | 91% | 5 | 99% | 0% | 0% | 5 | 100% | 0% | 0% | 5 | 1% | 0% | 0% | 1 | 100% | 0% | 0% | 5 | 0% | 0% | 0% | 1 | 8% | 0% | 0% | 1 |  | 0% | 0% | 1 | 0.24 | 0% | 0% | 1 | 1% | 0% | 0% | 1 | 0 | 2 | 58% | 42% | 100% | 5 | 62% | 0% | 0% | 2 | 61% | 0% | 0% | 2 | 63% | 0% | 0% | 2 | 87% | 0% | 0% | 3 | 24% | 0% | 0% | 1 | 6% | 0% | 0% | 1 |  | 0% | 0% | 1 | 0.23 | 0% | 0% | 1 | 0% | 0% | 0% | 1 | 0 | 2 | 26% | 67% | 93% | 5 | 44% | 0% | 0% | 1 | 47% | 0% | 0% | 1 | 75% | 0% | 0% | 3 | 89% | 0% | 0% | 3 | 32% | 0% | 0% | 1 | 3% | 0% | 0% | 1 |  | 0% | 0% | 1 | 0.21 | 0% | 0% | 1 | 0% | 0% | 0% | 1 | 0 | 2 | 24% | 67% | 91% | 5 | 35% | 0% | 0% | 1 | 41% | 0% | 0% | 1 | 65% | 0% | 0% | 2 | 77% | 0% | 0% | 3 | 39% | 0% | 0% | 1 | 4% | 0% | 0% | 1
229 | Ellis | 0 | 0 | 10 | 0% | 0% | 1 | 0.69 | 0% | 0% | 1 | 0% | 0% | 0% | 1 | 0 | 2 | 0% | 0% | 0% | 1 | 0% | 0% | 0% | 1 | 22% | 0% | 0% | 1 | 100% | 0% | 0% | 5 | 100% | 0% | 0% | 5 | 0% | 0% | 0% | 1 | 9% | 0% | 0% | 1 |  | 0% | 0% | 1 | 0.51 | 0% | 0% | 1 | 0% | 0% | 0% | 1 | 0 | 2 | 0% | 0% | 0% | 1 | 2% | 0% | 0% | 1 | 28% | 0% | 0% | 1 | 96% | 0% | 0% | 5 | 99% | 0% | 0% | 5 | 0% | 0% | 0% | 1 | 7% | 0% | 0% | 1 |  | 0% | 0% | 1 | 0.51 | 0% | 0% | 1 | 0% | 0% | 0% | 1 | 0 | 2 | 5% | 0% | 5% | 1 | 5% | 0% | 0% | 1 | 22% | 0% | 0% | 1 | 77% | 0% | 0% | 3 | 82% | 0% | 0% | 3 | 1% | 0% | 0% | 1 | 7% | 0% | 0% | 1 |  | 0% | 0% | 1 | 0.49 | 0% | 0% | 1 | 0% | 0% | 0% | 1 | 0 | 2 | 17% | 22% | 39% | 4 | 19% | 0% | 0% | 1 | 23% | 0% | 0% | 1 | 61% | 0% | 0% | 2 | 78% | 0% | 0% | 3 | 25% | 0% | 0% | 1 | 8% | 0% | 0% | 1
230 | French Camp | 0 | 0 | 10 | 0% | 0% | 1 | 0.14 | 0% | 0% | 1 | 81% | 0% | 0% | 3 | 0 | 2 | 0% | 0% | 0% | 1 | 0% | 0% | 0% | 1 | 2% | 0% | 0% | 1 | 2% | 0% | 0% | 1 | 2% | 0% | 0% | 1 | 0% | 0% | 0% | 1 | 2% | 0% | 0% | 1 |  | 0% | 0% | 1 | 0.19 | 0% | 0% | 1 | 73% | 0% | 0% | 2 | 0 | 2 | 0% | 0% | 0% | 1 | 8% | 0% | 0% | 1 | 1% | 0% | 0% | 1 | 2% | 0% | 0% | 1 | 10% | 0% | 0% | 1 | 0% | 0% | 0% | 1 | 4% | 0% | 0% | 1 |  | 0% | 0% | 1 | 0.17 | 0% | 0% | 1 | 71% | 0% | 0% | 2 | 0 | 2 | 0% | 0% | 0% | 1 | 18% | 0% | 0% | 1 | 7% | 0% | 0% | 1 | 10% | 0% | 0% | 1 | 25% | 0% | 0% | 1 | 0% | 0% | 0% | 1 | 4% | 0% | 0% | 1 |  | 0% | 0% | 1 | 0.17 | 0% | 0% | 1 | 60% | 0% | 0% | 2 | 0 | 2 | 9% | 0% | 9% | 1 | 27% | 0% | 0% | 1 | 17% | 0% | 0% | 1 | 24% | 0% | 0% | 1 | 41% | 0% | 0% | 1 | 3% | 0% | 0% | 1 | 6% | 0% | 0% | 1
231 | Exchequer | 0 | 0 | 10 | 0% | 0% | 1 | 0.07 | 0% | 0% | 1 | 0% | 0% | 0% | 1 | 0 | 2 | 60% | 0% | 60% | 3 | 80% | 0% | 0% | 3 | 14% | 0% | 0% | 1 | 4% | 0% | 0% | 1 | 86% | 0% | 0% | 3 | 76% | 0% | 0% | 3 | 2% | 0% | 0% | 1 |  | 0% | 0% | 1 | 0.07 | 0% | 0% | 1 | 0% | 0% | 0% | 1 | 0 | 2 | 71% | 3% | 74% | 3 | 85% | 0% | 0% | 3 | 30% | 0% | 0% | 1 | 34% | 0% | 0% | 1 | 92% | 0% | 0% | 4 | 77% | 0% | 0% | 3 | 12% | 0% | 0% | 1 |  | 0% | 0% | 1 | 0.08 | 0% | 0% | 1 | 5% | 0% | 0% | 1 | 0 | 2 | 68% | 9% | 77% | 5 | 81% | 0% | 0% | 3 | 37% | 0% | 0% | 1 | 44% | 0% | 0% | 1 | 90% | 0% | 0% | 4 | 66% | 0% | 0% | 2 | 13% | 0% | 0% | 1 |  | 0% | 0% | 1 | 0.08 | 0% | 0% | 1 | 9% | 0% | 0% | 1 | 0 | 2 | 66% | 10% | 76% | 5 | 69% | 0% | 0% | 2 | 43% | 0% | 0% | 1 | 46% | 0% | 0% | 1 | 87% | 0% | 0% | 3 | 52% | 0% | 0% | 2 | 12% | 0% | 0% | 1
232 | Higgins | 0 | 0 | 10 | 0% | 0% | 1 | 0.4 | 0% | 0% | 1 | 2% | 0% | 0% | 1 | 0 | 2 | 95% | 0% | 95% | 5 | 93% | 0% | 0% | 4 | 0% | 0% | 0% | 1 | 1% | 0% | 0% | 1 | 93% | 0% | 0% | 4 | 9% | 0% | 0% | 1 | 7% | 0% | 0% | 1 |  | 0% | 0% | 1 | 0.34 | 0% | 0% | 1 | 1% | 0% | 0% | 1 | 0 | 2 | 94% | 1% | 95% | 5 | 85% | 0% | 0% | 3 | 6% | 0% | 0% | 1 | 11% | 0% | 0% | 1 | 85% | 0% | 0% | 3 | 22% | 0% | 0% | 1 | 6% | 0% | 0% | 1 |  | 0% | 0% | 1 | 0.34 | 0% | 0% | 1 | 2% | 0% | 0% | 1 | 0 | 2 | 83% | 7% | 90% | 5 | 81% | 0% | 0% | 3 | 6% | 0% | 0% | 1 | 11% | 0% | 0% | 1 | 83% | 0% | 0% | 3 | 20% | 0% | 0% | 1 | 9% | 0% | 0% | 1 |  | 0% | 0% | 1 | 0.28 | 0% | 0% | 1 | 4% | 0% | 0% | 1 | 0 | 2 | 71% | 14% | 85% | 5 | 74% | 0% | 0% | 3 | 11% | 0% | 0% | 1 | 14% | 0% | 0% | 1 | 82% | 0% | 0% | 3 | 19% | 0% | 0% | 1 | 9% | 0% | 0% | 1
233 | Mead | 0 | 0 | 0 | 0% | 0% | 1 | 0 | 0% | 0% | 1 | 0% | 0% | 0% | 1 | 0 | 2 | 0% | 0% | 0% | 1 | 0% | 0% | 0% | 1 | 0% | 0% | 0% | 1 | 0% | 0% | 0% | 1 | 0% | 0% | 0% | 1 | 0% | 0% | 0% | 1 | 0% | 0% | 0% | 1 |  | 0% | 0% | 1 | 0 | 0% | 0% | 1 | 0% | 0% | 0% | 1 | 0 | 2 | 0% | 0% | 0% | 1 | 0% | 0% | 0% | 1 | 0% | 0% | 0% | 1 | 0% | 0% | 0% | 1 | 0% | 0% | 0% | 1 | 0% | 0% | 0% | 1 | 0% | 0% | 0% | 1 |  | 0% | 0% | 1 | 0 | 0% | 0% | 1 | 0% | 0% | 0% | 1 | 0 | 2 | 0% | 0% | 0% | 1 | 0% | 0% | 0% | 1 | 0% | 0% | 0% | 1 | 0% | 0% | 0% | 1 | 0% | 0% | 0% | 1 | 0% | 0% | 0% | 1 | 0% | 0% | 0% | 1 |  | 0% | 0% | 1 | 0 | 0% | 0% | 1 | 0% | 0% | 0% | 1 | 0 | 2 | 0% | 0% | 0% | 1 | 0% | 0% | 0% | 1 | 0% | 0% | 0% | 1 | 0% | 0% | 0% | 1 | 0% | 0% | 0% | 1 | 0% | 0% | 0% | 1 | 0% | 0% | 0% | 1
234 | Kearney | 0 | 0 | 10 | 0% | 0% | 1 | 0.17 | 0% | 0% | 1 | 67% | 0% | 0% | 2 | 0 | 2 | 0% | 0% | 0% | 1 | 0% | 0% | 0% | 1 | 0% | 0% | 0% | 1 | 0% | 0% | 0% | 1 | 0% | 0% | 0% | 1 | 0% | 0% | 0% | 1 | 0% | 0% | 0% | 1 |  | 0% | 0% | 1 | 0.19 | 0% | 0% | 1 | 69% | 0% | 0% | 2 | 0 | 2 | 0% | 0% | 0% | 1 | 2% | 0% | 0% | 1 | 0% | 0% | 0% | 1 | 0% | 0% | 0% | 1 | 3% | 0% | 0% | 1 | 0% | 0% | 0% | 1 | 0% | 0% | 0% | 1 |  | 0% | 0% | 1 | 0.18 | 0% | 0% | 1 | 62% | 0% | 0% | 2 | 0 | 2 | 3% | 0% | 3% | 1 | 7% | 0% | 0% | 1 | 8% | 0% | 0% | 1 | 8% | 0% | 0% | 1 | 13% | 0% | 0% | 1 | 0% | 0% | 0% | 1 | 1% | 0% | 0% | 1 |  | 0% | 0% | 1 | 0.17 | 0% | 0% | 1 | 51% | 0% | 0% | 2 | 0 | 2 | 9% | 0% | 9% | 1 | 16% | 0% | 0% | 1 | 16% | 0% | 0% | 1 | 16% | 0% | 0% | 1 | 28% | 0% | 0% | 1 | 3% | 0% | 0% | 1 | 5% | 0% | 0% | 1
235 | Waukena | 0 | 0 | 10 | 0% | 0% | 1 | 0.07 | 0% | 0% | 1 | 27% | 0% | 0% | 1 | 0 | 2 | 0% | 0% | 0% | 1 | 9% | 0% | 0% | 1 | 0% | 0% | 0% | 1 | 27% | 0% | 0% | 1 | 35% | 0% | 0% | 1 | 2% | 0% | 0% | 1 | 9% | 0% | 0% | 1 |  | 0% | 0% | 1 | 0.07 | 0% | 0% | 1 | 35% | 0% | 0% | 1 | 0 | 2 | 0% | 0% | 0% | 1 | 6% | 0% | 0% | 1 | 2% | 0% | 0% | 1 | 11% | 0% | 0% | 1 | 16% | 0% | 0% | 1 | 1% | 0% | 0% | 1 | 5% | 0% | 0% | 1 |  | 0% | 0% | 1 | 0.08 | 0% | 0% | 1 | 35% | 0% | 0% | 1 | 0 | 2 | 1% | 0% | 1% | 1 | 13% | 0% | 0% | 1 | 1% | 0% | 0% | 1 | 6% | 0% | 0% | 1 | 18% | 0% | 0% | 1 | 0% | 0% | 0% | 1 | 3% | 0% | 0% | 1 |  | 0% | 0% | 1 | 0.09 | 0% | 0% | 1 | 36% | 0% | 0% | 1 | 0 | 2 | 3% | 0% | 3% | 1 | 17% | 0% | 0% | 1 | 4% | 0% | 0% | 1 | 9% | 0% | 0% | 1 | 25% | 0% | 0% | 1 | 0% | 0% | 0% | 1 | 3% | 0% | 0% | 1
236 | Lamont | 131.2 | 1312 | 10 | 28.57% | 0% | 2 | 0.12 | 999% | 4.433% | 3 | 85% | 0% | 0% | 3 | 0 | 2 | 1% | 0% | 1% | 1 | 0% | 3.973% | 0% | 1 | 1% | 4.007% | 0% | 1 | 10% | 4.419% | 0% | 1 | 10% | 4.419% | 0% | 1 | 0% | 3.973% | 0% | 1 | 0% | 3.973% | 0% | 1 |  | 7.46% | 0% | 1 | 0.1 | 19.98% | 0% | 1 | 58% | 0% | 0% | 2 | 0 | 2 | 11% | 0% | 11% | 1 | 26% | 1.59% | 0% | 1 | 13% | 1.361% | 0% | 1 | 23% | 1.54% | 0% | 1 | 37% | 1.858% | 0% | 1 | 13% | 1.357% | 0% | 1 | 2% | 1.203% | 0% | 1 |  | 5.005% | 0% | 1 | 0.1 | 3.196% | 0% | 1 | 44% | 0% | 0% | 1 | 0 | 2 | 27% | 1% | 28% | 2 | 43% | 0.9233% | 0% | 1 | 21% | 0.662% | 0% | 1 | 32% | 0.7674% | 0% | 1 | 54% | 1.141% | 0% | 2 | 23% | 0.6788% | 0% | 1 | 2% | 0.532% | 0% | 1 |  | 2.313% | 0% | 1 | 0.11 | 1.541% | 0% | 1 | 41% | 0% | 0% | 1 | 0 | 2 | 29% | 4% | 33% | 2 | 42% | 0.503% | 0% | 1 | 21% | 0.3682% | 0% | 1 | 32% | 0.4292% | 0% | 1 | 54% | 0.6356% | 0% | 2 | 22% | 0.3743% | 0% | 1 | 3% | 0.2985% | 0% | 1
237 | Kramer | 274 | 2740 | 10 | 999.9% | 42.04% | 5 | 0.4 | 1651% | 110.5% | 5 | 0% | 0% | 0% | 1 | 0 | 2 | 0% | 0% | 0% | 1 | 100% | 999% | 42.04% | 5 | 52% | 86.79% | 0% | 4 | 0% | 42.04% | 0% | 2 | 100% | 999% | 42.04% | 5 | 28% | 58.12% | 0% | 3 | 1% | 42.61% | 0% | 2 |  | 281% | 7.742% | 4 | 0.31 | 81.94% | 0% | 3 | 0% | 0% | 0% | 1 | 0 | 2 | 0% | 0% | 0% | 1 | 94% | 199.3% | 6.095% | 4 | 34% | 17.53% | 0% | 1 | 0% | 11.53% | 0% | 1 | 96% | 257.5% | 7.381% | 5 | 42% | 19.73% | 0% | 1 | 0% | 11.58% | 0% | 1 |  | 32.21% | 0% | 2 | 0.27 | 29.19% | 0% | 2 | 0% | 0% | 0% | 1 | 0 | 2 | 0% | 0% | 0% | 1 | 52% | 7.882% | 0% | 2 | 34% | 5.751% | 0% | 1 | 4% | 3.911% | 0% | 1 | 75% | 15.12% | 0% | 3 | 52% | 7.799% | 0% | 2 | 1% | 3.823% | 0% | 1 |  | 6.93% | 0% | 1 | 0.41 | 23.17% | 0% | 2 | 0% | 0% | 0% | 1 | 0 | 2 | 0% | 0% | 0% | 1 | 40% | 3.219% | 0% | 1 | 27% | 2.61% | 0% | 1 | 3% | 1.975% | 0% | 1 | 60% | 4.793% | 0% | 2 | 40% | 3.19% | 0% | 1 | 1% | 1.931% | 0% | 1
238 | New Colgate | 0 | 0 | 0 | 0% | 0% | 1 | 0.17 | 0% | 0% | 1 | 0% | 0% | 0% | 1 | 0 | 2 | 63% | 35% | 98% | 5 | 97% | 0% | 0% | 5 | 1% | 0% | 0% | 1 | 17% | 0% | 0% | 1 | 97% | 0% | 0% | 5 | 25% | 0% | 0% | 1 | 3% | 0% | 0% | 1 |  | 0% | 0% | 1 | 0.2 | 0% | 0% | 1 | 0% | 0% | 0% | 1 | 0 | 2 | 62% | 34% | 96% | 5 | 87% | 0% | 0% | 3 | 11% | 0% | 0% | 1 | 22% | 0% | 0% | 1 | 93% | 0% | 0% | 4 | 26% | 0% | 0% | 1 | 3% | 0% | 0% | 1 |  | 0% | 0% | 1 | 0.21 | 0% | 0% | 1 | 0% | 0% | 0% | 1 | 0 | 2 | 60% | 32% | 92% | 5 | 77% | 0% | 0% | 3 | 13% | 0% | 0% | 1 | 22% | 0% | 0% | 1 | 85% | 0% | 0% | 3 | 26% | 0% | 0% | 1 | 4% | 0% | 0% | 1 |  | 0% | 0% | 1 | 0.2 | 0% | 0% | 1 | 2% | 0% | 0% | 1 | 0 | 2 | 53% | 31% | 84% | 5 | 68% | 0% | 0% | 2 | 13% | 0% | 0% | 1 | 19% | 0% | 0% | 1 | 79% | 0% | 0% | 3 | 23% | 0% | 0% | 1 | 6% | 0% | 0% | 1
239 | Weber | 0 | 0 | 10 | 0% | 0% | 1 | 0.16 | 0% | 0% | 1 | 42% | 0% | 0% | 1 | 0 | 2 | 0% | 0% | 0% | 1 | 0% | 0% | 0% | 1 | 0% | 0% | 0% | 1 | 1% | 0% | 0% | 1 | 1% | 0% | 0% | 1 | 0% | 0% | 0% | 1 | 2% | 0% | 0% | 1 |  | 0% | 0% | 1 | 0.18 | 0% | 0% | 1 | 71% | 0% | 0% | 2 | 0 | 2 | 0% | 0% | 0% | 1 | 0% | 0% | 0% | 1 | 1% | 0% | 0% | 1 | 5% | 0% | 0% | 1 | 5% | 0% | 0% | 1 | 0% | 0% | 0% | 1 | 2% | 0% | 0% | 1 |  | 0% | 0% | 1 | 0.17 | 0% | 0% | 1 | 65% | 0% | 0% | 2 | 0 | 2 | 1% | 0% | 1% | 1 | 14% | 0% | 0% | 1 | 4% | 0% | 0% | 1 | 12% | 0% | 0% | 1 | 25% | 0% | 0% | 1 | 0% | 0% | 0% | 1 | 5% | 0% | 0% | 1 |  | 0% | 0% | 1 | 0.17 | 0% | 0% | 1 | 59% | 0% | 0% | 2 | 0 | 2 | 8% | 0% | 8% | 1 | 24% | 0% | 0% | 1 | 13% | 0% | 0% | 1 | 22% | 0% | 0% | 1 | 38% | 0% | 0% | 1 | 6% | 0% | 0% | 1 | 8% | 0% | 0% | 1
240 | Malaga | 0 | 0 | 10 | 0% | 0% | 1 | 0.27 | 0% | 0% | 1 | 67% | 0% | 0% | 2 | 0 | 2 | 0% | 0% | 0% | 1 | 0% | 0% | 0% | 1 | 0% | 0% | 0% | 1 | 0% | 0% | 0% | 1 | 0% | 0% | 0% | 1 | 0% | 0% | 0% | 1 | 0% | 0% | 0% | 1 |  | 0% | 0% | 1 | 0.25 | 0% | 0% | 1 | 70% | 0% | 0% | 2 | 0 | 2 | 2% | 0% | 2% | 1 | 0% | 0% | 0% | 1 | 0% | 0% | 0% | 1 | 0% | 0% | 0% | 1 | 0% | 0% | 0% | 1 | 0% | 0% | 0% | 1 | 0% | 0% | 0% | 1 |  | 0% | 0% | 1 | 0.22 | 0% | 0% | 1 | 64% | 0% | 0% | 2 | 0 | 2 | 6% | 0% | 6% | 1 | 7% | 0% | 0% | 1 | 10% | 0% | 0% | 1 | 10% | 0% | 0% | 1 | 12% | 0% | 0% | 1 | 1% | 0% | 0% | 1 | 4% | 0% | 0% | 1 |  | 0% | 0% | 1 | 0.2 | 0% | 0% | 1 | 53% | 0% | 0% | 2 | 0 | 2 | 16% | 0% | 16% | 1 | 18% | 0% | 0% | 1 | 13% | 0% | 0% | 1 | 13% | 0% | 0% | 1 | 24% | 0% | 0% | 1 | 10% | 0% | 0% | 1 | 6% | 0% | 0% | 1
241 | Old Town | 0 | 0 | 10 | 0% | 0% | 1 | 0.32 | 0% | 0% | 1 | 0% | 0% | 0% | 1 | 0 | 2 | 0% | 0% | 0% | 1 | 1% | 0% | 0% | 1 | 5% | 0% | 0% | 1 | 70% | 0% | 0% | 3 | 70% | 0% | 0% | 3 | 0% | 0% | 0% | 1 | 0% | 0% | 0% | 1 |  | 0% | 0% | 1 | 0.21 | 0% | 0% | 1 | 0% | 0% | 0% | 1 | 0 | 2 | 0% | 0% | 0% | 1 | 1% | 0% | 0% | 1 | 17% | 0% | 0% | 1 | 79% | 0% | 0% | 3 | 79% | 0% | 0% | 3 | 0% | 0% | 0% | 1 | 1% | 0% | 0% | 1 |  | 0% | 0% | 1 | 0.21 | 0% | 0% | 1 | 0% | 0% | 0% | 1 | 0 | 2 | 13% | 0% | 13% | 1 | 13% | 0% | 0% | 1 | 28% | 0% | 0% | 1 | 69% | 0% | 0% | 2 | 82% | 0% | 0% | 3 | 1% | 0% | 0% | 1 | 2% | 0% | 0% | 1 |  | 0% | 0% | 1 | 0.21 | 0% | 0% | 1 | 0% | 0% | 0% | 1 | 0 | 2 | 35% | 26% | 61% | 4 | 32% | 0% | 0% | 1 | 59% | 0% | 0% | 2 | 75% | 0% | 0% | 3 | 94% | 0% | 0% | 4 | 19% | 0% | 0% | 1 | 5% | 0% | 0% | 1
242 | Viejo | 0 | 0 | 10 | 0% | 0% | 1 | 0.39 | 0% | 0% | 1 | 1% | 0% | 0% | 1 | 0 | 2 | 30% | 61% | 91% | 5 | 15% | 0% | 0% | 1 | 64% | 0% | 0% | 2 | 80% | 0% | 0% | 3 | 93% | 0% | 0% | 4 | 46% | 0% | 0% | 1 | 11% | 0% | 0% | 1 |  | 0% | 0% | 1 | 0.32 | 0% | 0% | 1 | 0% | 0% | 0% | 1 | 0 | 2 | 32% | 57% | 89% | 5 | 49% | 0% | 0% | 1 | 43% | 0% | 0% | 1 | 59% | 0% | 0% | 2 | 87% | 0% | 0% | 3 | 58% | 0% | 0% | 2 | 14% | 0% | 0% | 1 |  | 0% | 0% | 1 | 0.3 | 0% | 0% | 1 | 0% | 0% | 0% | 1 | 0 | 2 | 23% | 64% | 87% | 5 | 47% | 0% | 0% | 1 | 39% | 0% | 0% | 1 | 55% | 0% | 0% | 2 | 83% | 0% | 0% | 3 | 60% | 0% | 0% | 2 | 10% | 0% | 0% | 1 |  | 0% | 0% | 1 | 0.36 | 0% | 0% | 1 | 1% | 0% | 0% | 1 | 0 | 2 | 35% | 49% | 84% | 5 | 35% | 0% | 0% | 1 | 44% | 0% | 0% | 1 | 57% | 0% | 0% | 2 | 82% | 0% | 0% | 3 | 41% | 0% | 0% | 1 | 8% | 0% | 0% | 1
243 | Shadowridge | 0 | 0 | 10 | 0% | 0% | 1 | 0.55 | 0% | 0% | 1 | 0% | 0% | 0% | 1 | 0 | 2 | 44% | 0% | 44% | 2 | 15% | 0% | 0% | 1 | 48% | 0% | 0% | 1 | 48% | 0% | 0% | 1 | 48% | 0% | 0% | 1 | 0% | 0% | 0% | 1 | 32% | 0% | 0% | 1 |  | 0% | 0% | 1 | 0.37 | 0% | 0% | 1 | 4% | 0% | 0% | 1 | 0 | 2 | 19% | 0% | 19% | 1 | 56% | 0% | 0% | 2 | 22% | 0% | 0% | 1 | 36% | 0% | 0% | 1 | 70% | 0% | 0% | 3 | 6% | 0% | 0% | 1 | 5% | 0% | 0% | 1 |  | 0% | 0% | 1 | 0.37 | 0% | 0% | 1 | 5% | 0% | 0% | 1 | 0 | 2 | 49% | 7% | 56% | 3 | 44% | 0% | 0% | 1 | 20% | 0% | 0% | 1 | 38% | 0% | 0% | 1 | 58% | 0% | 0% | 2 | 5% | 0% | 0% | 1 | 7% | 0% | 0% | 1 |  | 0% | 0% | 1 | 0.36 | 0% | 0% | 1 | 5% | 0% | 0% | 1 | 0 | 2 | 47% | 32% | 79% | 5 | 48% | 0% | 0% | 1 | 20% | 0% | 0% | 1 | 30% | 0% | 0% | 1 | 58% | 0% | 0% | 2 | 18% | 0% | 0% | 1 | 7% | 0% | 0% | 1
244 | Chowchilla | 0 | 0 | 10 | 0% | 0% | 1 | 0.1 | 0% | 0% | 1 | 29% | 0% | 0% | 1 | 0 | 2 | 32% | 0% | 32% | 2 | 23% | 0% | 0% | 1 | 27% | 0% | 0% | 1 | 27% | 0% | 0% | 1 | 37% | 0% | 0% | 1 | 0% | 0% | 0% | 1 | 6% | 0% | 0% | 1 |  | 0% | 0% | 1 | 0.1 | 0% | 0% | 1 | 29% | 0% | 0% | 1 | 0 | 2 | 32% | 0% | 32% | 2 | 38% | 0% | 0% | 1 | 30% | 0% | 0% | 1 | 35% | 0% | 0% | 1 | 53% | 0% | 0% | 2 | 7% | 0% | 0% | 1 | 13% | 0% | 0% | 1 |  | 0% | 0% | 1 | 0.09 | 0% | 0% | 1 | 26% | 0% | 0% | 1 | 0 | 2 | 36% | 0% | 36% | 2 | 48% | 0% | 0% | 1 | 30% | 0% | 0% | 1 | 34% | 0% | 0% | 1 | 62% | 0% | 0% | 2 | 16% | 0% | 0% | 1 | 14% | 0% | 0% | 1 |  | 0% | 0% | 1 | 0.08 | 0% | 0% | 1 | 25% | 0% | 0% | 1 | 0 | 2 | 39% | 0% | 39% | 2 | 54% | 0% | 0% | 2 | 30% | 0% | 0% | 1 | 35% | 0% | 0% | 1 | 68% | 0% | 0% | 2 | 20% | 0% | 0% | 1 | 16% | 0% | 0% | 1
245 | ECO | 100 | 1000 | 10 | 70.13% | 0% | 3 | 0.13 | 641% | 34.65% | 5 | 0% | 0% | 0% | 1 | 0 | 2 | 0% | 0% | 0% | 1 | 0% | 29.27% | 0% | 2 | 25% | 38.9% | 0% | 2 | 35% | 45.05% | 0% | 2 | 42% | 50.48% | 0% | 3 | 17% | 35.36% | 0% | 2 | 5% | 30.71% | 0% | 2 |  | 14.16% | 0% | 1 | 0.08 | 25.48% | 0% | 2 | 0% | 0% | 0% | 1 | 0 | 2 | 34% | 0% | 34% | 2 | 11% | 4.936% | 0% | 1 | 35% | 6.784% | 0% | 1 | 35% | 6.805% | 0% | 1 | 54% | 9.553% | 0% | 2 | 25% | 5.846% | 0% | 1 | 2% | 4.489% | 0% | 1 |  | 4.407% | 0% | 1 | 0.1 | 7.206% | 0% | 1 | 0% | 0% | 0% | 1 | 0 | 2 | 35% | 22% | 57% | 4 | 21% | 1.833% | 0% | 1 | 16% | 1.726% | 0% | 1 | 33% | 2.159% | 0% | 1 | 55% | 3.243% | 0% | 2 | 25% | 1.942% | 0% | 1 | 1% | 1.47% | 0% | 1 |  | 2.865% | 0% | 1 | 0.08 | 3.117% | 0% | 1 | 0% | 0% | 0% | 1 | 0 | 2 | 23% | 42% | 65% | 5 | 16% | 1.102% | 0% | 1 | 13% | 1.064% | 0% | 1 | 22% | 1.192% | 0% | 1 | 42% | 1.602% | 0% | 1 | 37% | 1.467% | 0% | 1 | 1% | 0.9387% | 0% | 1
246 | Roadway | 0 | 0 | 10 | 0% | 0% | 1 | 0.53 | 0% | 0% | 1 | 0% | 0% | 0% | 1 | 0 | 2 | 0% | 0% | 0% | 1 | 46% | 0% | 0% | 1 | 75% | 0% | 0% | 3 | 5% | 0% | 0% | 1 | 88% | 0% | 0% | 3 | 8% | 0% | 0% | 1 | 1% | 0% | 0% | 1 |  | 0% | 0% | 1 | 0.43 | 0% | 0% | 1 | 0% | 0% | 0% | 1 | 0 | 2 | 0% | 0% | 0% | 1 | 40% | 0% | 0% | 1 | 47% | 0% | 0% | 1 | 16% | 0% | 0% | 1 | 65% | 0% | 0% | 2 | 15% | 0% | 0% | 1 | 1% | 0% | 0% | 1 |  | 0% | 0% | 1 | 0.41 | 0% | 0% | 1 | 0% | 0% | 0% | 1 | 0 | 2 | 0% | 0% | 0% | 1 | 29% | 0% | 0% | 1 | 44% | 0% | 0% | 1 | 15% | 0% | 0% | 1 | 58% | 0% | 0% | 2 | 16% | 0% | 0% | 1 | 1% | 0% | 0% | 1 |  | 0% | 0% | 1 | 0.39 | 0% | 0% | 1 | 1% | 0% | 0% | 1 | 0 | 2 | 10% | 1% | 11% | 2 | 44% | 0% | 0% | 1 | 47% | 0% | 0% | 1 | 21% | 0% | 0% | 1 | 69% | 0% | 0% | 2 | 24% | 0% | 0% | 1 | 1% | 0% | 0% | 1
247 | Miguel | 0 | 0 | 10 | 0% | 0% | 1 | 0.57 | 0% | 0% | 1 | 0% | 0% | 0% | 1 | 0 | 2 | 74% | 0% | 74% | 3 | 8% | 0% | 0% | 1 | 98% | 0% | 0% | 5 | 86% | 0% | 0% | 3 | 100% | 0% | 0% | 5 | 45% | 0% | 0% | 1 | 3% | 0% | 0% | 1 |  | 0% | 0% | 1 | 0.18 | 0% | 0% | 1 | 0% | 0% | 0% | 1 | 0 | 2 | 64% | 9% | 73% | 3 | 10% | 0% | 0% | 1 | 83% | 0% | 0% | 3 | 93% | 0% | 0% | 4 | 95% | 0% | 0% | 5 | 39% | 0% | 0% | 1 | 7% | 0% | 0% | 1 |  | 0% | 0% | 1 | 0.22 | 0% | 0% | 1 | 0% | 0% | 0% | 1 | 0 | 2 | 33% | 46% | 79% | 5 | 24% | 0% | 0% | 1 | 59% | 0% | 0% | 2 | 84% | 0% | 0% | 3 | 88% | 0% | 0% | 3 | 27% | 0% | 0% | 1 | 4% | 0% | 0% | 1 |  | 0% | 0% | 1 | 0.21 | 0% | 0% | 1 | 0% | 0% | 0% | 1 | 0 | 2 | 24% | 64% | 88% | 5 | 26% | 0% | 0% | 1 | 48% | 0% | 0% | 1 | 76% | 0% | 0% | 3 | 84% | 0% | 0% | 3 | 37% | 0% | 0% | 1 | 3% | 0% | 0% | 1
248 | Moss Landing | 0 | 0 | 10 | 0% | 0% | 1 | 0.12 | 0% | 0% | 1 | 52% | 0% | 0% | 2 | 0 | 2 | 0% | 0% | 0% | 1 | 0% | 0% | 0% | 1 | 62% | 0% | 0% | 2 | 63% | 0% | 0% | 2 | 64% | 0% | 0% | 2 | 0% | 0% | 0% | 1 | 9% | 0% | 0% | 1 |  | 0% | 0% | 1 | 0.2 | 0% | 0% | 1 | 48% | 0% | 0% | 1 | 0 | 2 | 2% | 0% | 2% | 1 | 5% | 0% | 0% | 1 | 27% | 0% | 0% | 1 | 33% | 0% | 0% | 1 | 38% | 0% | 0% | 1 | 3% | 0% | 0% | 1 | 7% | 0% | 0% | 1 |  | 0% | 0% | 1 | 0.2 | 0% | 0% | 1 | 32% | 0% | 0% | 1 | 0 | 2 | 24% | 0% | 24% | 2 | 29% | 0% | 0% | 1 | 21% | 0% | 0% | 1 | 32% | 0% | 0% | 1 | 56% | 0% | 0% | 2 | 19% | 0% | 0% | 1 | 6% | 0% | 0% | 1 |  | 0% | 0% | 1 | 0.21 | 0% | 0% | 1 | 28% | 0% | 0% | 1 | 0 | 2 | 32% | 0% | 32% | 2 | 27% | 0% | 0% | 1 | 15% | 0% | 0% | 1 | 27% | 0% | 0% | 1 | 49% | 0% | 0% | 1 | 21% | 0% | 0% | 1 | 5% | 0% | 0% | 1
249 | Mendota | 0 | 0 | 10 | 0% | 0% | 1 | 0.07 | 0% | 0% | 1 | 50% | 0% | 0% | 2 | 0 | 2 | 15% | 0% | 15% | 1 | 0% | 0% | 0% | 1 | 4% | 0% | 0% | 1 | 21% | 0% | 0% | 1 | 23% | 0% | 0% | 1 | 0% | 0% | 0% | 1 | 0% | 0% | 0% | 1 |  | 0% | 0% | 1 | 0.07 | 0% | 0% | 1 | 45% | 0% | 0% | 1 | 0 | 2 | 10% | 0% | 10% | 1 | 12% | 0% | 0% | 1 | 5% | 0% | 0% | 1 | 13% | 0% | 0% | 1 | 24% | 0% | 0% | 1 | 0% | 0% | 0% | 1 | 3% | 0% | 0% | 1 |  | 0% | 0% | 1 | 0.07 | 0% | 0% | 1 | 36% | 0% | 0% | 1 | 0 | 2 | 13% | 0% | 13% | 1 | 31% | 0% | 0% | 1 | 9% | 0% | 0% | 1 | 18% | 0% | 0% | 1 | 41% | 0% | 0% | 1 | 3% | 0% | 0% | 1 | 5% | 0% | 0% | 1 |  | 0% | 0% | 1 | 0.07 | 0% | 0% | 1 | 35% | 0% | 0% | 1 | 0 | 2 | 14% | 0% | 14% | 1 | 35% | 0% | 0% | 1 | 11% | 0% | 0% | 1 | 20% | 0% | 0% | 1 | 44% | 0% | 0% | 1 | 6% | 0% | 0% | 1 | 6% | 0% | 0% | 1
250 | Coolwater | 0 | 0 | 10 | 0% | 0% | 1 | 0.23 | 0% | 0% | 1 | 0% | 0% | 0% | 1 | 0 | 2 | 0% | 0% | 0% | 1 | 99% | 0% | 0% | 5 | 81% | 0% | 0% | 3 | 51% | 0% | 0% | 2 | 99% | 0% | 0% | 5 | 39% | 0% | 0% | 1 | 3% | 0% | 0% | 1 |  | 0% | 0% | 1 | 0.21 | 0% | 0% | 1 | 0% | 0% | 0% | 1 | 0 | 2 | 0% | 0% | 0% | 1 | 83% | 0% | 0% | 3 | 33% | 0% | 0% | 1 | 22% | 0% | 0% | 1 | 85% | 0% | 0% | 3 | 46% | 0% | 0% | 1 | 4% | 0% | 0% | 1 |  | 0% | 0% | 1 | 0.25 | 0% | 0% | 1 | 1% | 0% | 0% | 1 | 0 | 2 | 0% | 0% | 0% | 1 | 61% | 0% | 0% | 2 | 30% | 0% | 0% | 1 | 15% | 0% | 0% | 1 | 64% | 0% | 0% | 2 | 35% | 0% | 0% | 1 | 3% | 0% | 0% | 1 |  | 0% | 0% | 1 | 0.23 | 0% | 0% | 1 | 0% | 0% | 0% | 1 | 0 | 2 | 0% | 0% | 0% | 1 | 52% | 0% | 0% | 2 | 29% | 0% | 0% | 1 | 19% | 0% | 0% | 1 | 59% | 0% | 0% | 2 | 45% | 0% | 0% | 1 | 3% | 0% | 0% | 1
251 | Innovation | 0 | 0 | 0 | 0% | 0% | 1 | 0 | 0% | 0% | 1 | 0% | 0% | 0% | 1 | 0 | 2 | 0% | 0% | 0% | 1 | 0% | 0% | 0% | 1 | 0% | 0% | 0% | 1 | 0% | 0% | 0% | 1 | 0% | 0% | 0% | 1 | 0% | 0% | 0% | 1 | 0% | 0% | 0% | 1 |  | 0% | 0% | 1 | 0 | 0% | 0% | 1 | 0% | 0% | 0% | 1 | 0 | 2 | 0% | 0% | 0% | 1 | 0% | 0% | 0% | 1 | 0% | 0% | 0% | 1 | 0% | 0% | 0% | 1 | 0% | 0% | 0% | 1 | 0% | 0% | 0% | 1 | 0% | 0% | 0% | 1 |  | 0% | 0% | 1 | 0 | 0% | 0% | 1 | 0% | 0% | 0% | 1 | 0 | 2 | 0% | 0% | 0% | 1 | 0% | 0% | 0% | 1 | 0% | 0% | 0% | 1 | 0% | 0% | 0% | 1 | 0% | 0% | 0% | 1 | 0% | 0% | 0% | 1 | 0% | 0% | 0% | 1 |  | 0% | 0% | 1 | 0 | 0% | 0% | 1 | 0% | 0% | 0% | 1 | 0 | 2 | 4% | 0% | 4% | 1 | 0% | 0% | 0% | 1 | 0% | 0% | 0% | 1 | 0% | 0% | 0% | 1 | 0% | 0% | 0% | 1 | 0% | 0% | 0% | 1 | 0% | 0% | 0% | 1
252 | Inyo | 0 | 0 | 0 | 0% | 0% | 1 | 0.03 | 0% | 0% | 1 | 0% | 0% | 0% | 1 | 0 | 2 | 0% | 0% | 0% | 1 | 0% | 0% | 0% | 1 | 19% | 0% | 0% | 1 | 31% | 0% | 0% | 1 | 40% | 0% | 0% | 1 | 41% | 0% | 0% | 1 | 4% | 0% | 0% | 1 |  | 0% | 0% | 1 | 0.03 | 0% | 0% | 1 | 0% | 0% | 0% | 1 | 0 | 2 | 6% | 0% | 6% | 1 | 0% | 0% | 0% | 1 | 24% | 0% | 0% | 1 | 40% | 0% | 0% | 1 | 42% | 0% | 0% | 1 | 74% | 0% | 0% | 3 | 9% | 0% | 0% | 1 |  | 0% | 0% | 1 | 0.02 | 0% | 0% | 1 | 0% | 0% | 0% | 1 | 0 | 2 | 7% | 0% | 7% | 1 | 0% | 0% | 0% | 1 | 23% | 0% | 0% | 1 | 36% | 0% | 0% | 1 | 38% | 0% | 0% | 1 | 76% | 0% | 0% | 3 | 8% | 0% | 0% | 1 |  | 0% | 0% | 1 | 0.02 | 0% | 0% | 1 | 0% | 0% | 0% | 1 | 0 | 2 | 20% | 0% | 20% | 2 | 0% | 0% | 0% | 1 | 24% | 0% | 0% | 1 | 27% | 0% | 0% | 1 | 34% | 0% | 0% | 1 | 73% | 0% | 0% | 3 | 7% | 0% | 0% | 1
253 | Richmond | 0 | 0 | 0 | 0% | 0% | 1 | 0.16 | 0% | 0% | 1 | 0% | 0% | 0% | 1 | 0 | 2 | 72% | 0% | 72% | 3 | 64% | 0% | 0% | 2 | 9% | 0% | 0% | 1 | 3% | 0% | 0% | 1 | 68% | 0% | 0% | 2 | 63% | 0% | 0% | 2 | 5% | 0% | 0% | 1 |  | 0% | 0% | 1 | 0.1 | 0% | 0% | 1 | 0% | 0% | 0% | 1 | 0 | 2 | 63% | 0% | 63% | 3 | 43% | 0% | 0% | 1 | 19% | 0% | 0% | 1 | 15% | 0% | 0% | 1 | 56% | 0% | 0% | 2 | 42% | 0% | 0% | 1 | 9% | 0% | 0% | 1 |  | 0% | 0% | 1 | 0.1 | 0% | 0% | 1 | 0% | 0% | 0% | 1 | 0 | 2 | 69% | 0% | 69% | 3 | 32% | 0% | 0% | 1 | 20% | 0% | 0% | 1 | 18% | 0% | 0% | 1 | 51% | 0% | 0% | 2 | 37% | 0% | 0% | 1 | 9% | 0% | 0% | 1 |  | 0% | 0% | 1 | 0.09 | 0% | 0% | 1 | 0% | 0% | 0% | 1 | 0 | 2 | 64% | 2% | 66% | 3 | 27% | 0% | 0% | 1 | 21% | 0% | 0% | 1 | 23% | 0% | 0% | 1 | 50% | 0% | 0% | 2 | 34% | 0% | 0% | 1 | 11% | 0% | 0% | 1
254 | Salinas | 0 | 0 | 10 | 0% | 0% | 1 | 0.11 | 0% | 0% | 1 | 80% | 0% | 0% | 3 | 0 | 2 | 6% | 0% | 6% | 1 | 0% | 0% | 0% | 1 | 3% | 0% | 0% | 1 | 17% | 0% | 0% | 1 | 17% | 0% | 0% | 1 | 2% | 0% | 0% | 1 | 3% | 0% | 0% | 1 |  | 0% | 0% | 1 | 0.13 | 0% | 0% | 1 | 51% | 0% | 0% | 2 | 0 | 2 | 24% | 0% | 24% | 2 | 12% | 0% | 0% | 1 | 8% | 0% | 0% | 1 | 19% | 0% | 0% | 1 | 28% | 0% | 0% | 1 | 12% | 0% | 0% | 1 | 5% | 0% | 0% | 1 |  | 0% | 0% | 1 | 0.15 | 0% | 0% | 1 | 36% | 0% | 0% | 1 | 0 | 2 | 32% | 5% | 37% | 2 | 21% | 0% | 0% | 1 | 12% | 0% | 0% | 1 | 22% | 0% | 0% | 1 | 38% | 0% | 0% | 1 | 23% | 0% | 0% | 1 | 5% | 0% | 0% | 1 |  | 0% | 0% | 1 | 0.14 | 0% | 0% | 1 | 29% | 0% | 0% | 1 | 0 | 2 | 41% | 8% | 49% | 2 | 29% | 0% | 0% | 1 | 13% | 0% | 0% | 1 | 20% | 0% | 0% | 1 | 45% | 0% | 0% | 1 | 33% | 0% | 0% | 1 | 5% | 0% | 0% | 1
255 | Cloverdale | 0 | 0 | 10 | 0% | 0% | 1 | 0.1 | 0% | 0% | 1 | 3% | 0% | 0% | 1 | 0 | 2 | 58% | 11% | 69% | 3 | 53% | 0% | 0% | 2 | 27% | 0% | 0% | 1 | 49% | 0% | 0% | 1 | 86% | 0% | 0% | 3 | 47% | 0% | 0% | 1 | 2% | 0% | 0% | 1 |  | 0% | 0% | 1 | 0.08 | 0% | 0% | 1 | 4% | 0% | 0% | 1 | 0 | 2 | 39% | 25% | 64% | 4 | 66% | 0% | 0% | 2 | 31% | 0% | 0% | 1 | 51% | 0% | 0% | 2 | 88% | 0% | 0% | 3 | 48% | 0% | 0% | 1 | 2% | 0% | 0% | 1 |  | 0% | 0% | 1 | 0.08 | 0% | 0% | 1 | 6% | 0% | 0% | 1 | 0 | 2 | 33% | 30% | 63% | 5 | 63% | 0% | 0% | 2 | 37% | 0% | 0% | 1 | 61% | 0% | 0% | 2 | 87% | 0% | 0% | 3 | 45% | 0% | 0% | 1 | 2% | 0% | 0% | 1 |  | 0% | 0% | 1 | 0.09 | 0% | 0% | 1 | 6% | 0% | 0% | 1 | 0 | 2 | 32% | 23% | 55% | 4 | 51% | 0% | 0% | 2 | 36% | 0% | 0% | 1 | 63% | 0% | 0% | 2 | 85% | 0% | 0% | 3 | 42% | 0% | 0% | 1 | 2% | 0% | 0% | 1
256 | Colgate | 0 | 0 | 10 | 0% | 0% | 1 | 0.17 | 0% | 0% | 1 | 0% | 0% | 0% | 1 | 0 | 2 | 63% | 36% | 99% | 5 | 97% | 0% | 0% | 5 | 1% | 0% | 0% | 1 | 17% | 0% | 0% | 1 | 97% | 0% | 0% | 5 | 24% | 0% | 0% | 1 | 3% | 0% | 0% | 1 |  | 0% | 0% | 1 | 0.2 | 0% | 0% | 1 | 0% | 0% | 0% | 1 | 0 | 2 | 62% | 34% | 96% | 5 | 87% | 0% | 0% | 3 | 11% | 0% | 0% | 1 | 23% | 0% | 0% | 1 | 93% | 0% | 0% | 4 | 26% | 0% | 0% | 1 | 3% | 0% | 0% | 1 |  | 0% | 0% | 1 | 0.21 | 0% | 0% | 1 | 0% | 0% | 0% | 1 | 0 | 2 | 60% | 32% | 92% | 5 | 77% | 0% | 0% | 3 | 13% | 0% | 0% | 1 | 22% | 0% | 0% | 1 | 85% | 0% | 0% | 3 | 26% | 0% | 0% | 1 | 4% | 0% | 0% | 1 |  | 0% | 0% | 1 | 0.2 | 0% | 0% | 1 | 2% | 0% | 0% | 1 | 0 | 2 | 53% | 31% | 84% | 5 | 68% | 0% | 0% | 2 | 13% | 0% | 0% | 1 | 19% | 0% | 0% | 1 | 79% | 0% | 0% | 3 | 23% | 0% | 0% | 1 | 5% | 0% | 0% | 1
257 | New Sub - Suncrest - Ocotillo (Proposed) | 0 | 0 | 10 | 0% | 0% | 1 | 0.05 | 0% | 0% | 1 | 0% | 0% | 0% | 1 | 0 | 2 | 3% | 97% | 100% | 5 | 0% | 0% | 0% | 1 | 32% | 0% | 0% | 1 | 42% | 0% | 0% | 1 | 53% | 0% | 0% | 2 | 72% | 0% | 0% | 3 | 3% | 0% | 0% | 1 |  | 0% | 0% | 1 | 0.06 | 0% | 0% | 1 | 0% | 0% | 0% | 1 | 0 | 2 | 5% | 94% | 99% | 5 | 7% | 0% | 0% | 1 | 29% | 0% | 0% | 1 | 41% | 0% | 0% | 1 | 53% | 0% | 0% | 2 | 56% | 0% | 0% | 2 | 3% | 0% | 0% | 1 |  | 0% | 0% | 1 | 0.08 | 0% | 0% | 1 | 0% | 0% | 0% | 1 | 0 | 2 | 16% | 81% | 97% | 5 | 10% | 0% | 0% | 1 | 26% | 0% | 0% | 1 | 43% | 0% | 0% | 1 | 56% | 0% | 0% | 2 | 47% | 0% | 0% | 1 | 3% | 0% | 0% | 1 |  | 0% | 0% | 1 | 0.1 | 0% | 0% | 1 | 0% | 0% | 0% | 1 | 0 | 2 | 16% | 79% | 95% | 5 | 12% | 0% | 0% | 1 | 25% | 0% | 0% | 1 | 46% | 0% | 0% | 1 | 58% | 0% | 0% | 2 | 46% | 0% | 0% | 1 | 4% | 0% | 0% | 1
258 | East Nicolaus | 0 | 0 | 10 | 0% | 0% | 1 | 0.11 | 0% | 0% | 1 | 69% | 0% | 0% | 2 | 0 | 2 | 0% | 0% | 0% | 1 | 31% | 0% | 0% | 1 | 12% | 0% | 0% | 1 | 52% | 0% | 0% | 2 | 59% | 0% | 0% | 2 | 0% | 0% | 0% | 1 | 8% | 0% | 0% | 1 |  | 0% | 0% | 1 | 0.1 | 0% | 0% | 1 | 52% | 0% | 0% | 2 | 0 | 2 | 5% | 0% | 5% | 1 | 33% | 0% | 0% | 1 | 5% | 0% | 0% | 1 | 46% | 0% | 0% | 1 | 65% | 0% | 0% | 2 | 0% | 0% | 0% | 1 | 10% | 0% | 0% | 1 |  | 0% | 0% | 1 | 0.15 | 0% | 0% | 1 | 49% | 0% | 0% | 1 | 0 | 2 | 11% | 0% | 11% | 1 | 32% | 0% | 0% | 1 | 6% | 0% | 0% | 1 | 41% | 0% | 0% | 1 | 63% | 0% | 0% | 2 | 2% | 0% | 0% | 1 | 14% | 0% | 0% | 1 |  | 0% | 0% | 1 | 0.14 | 0% | 0% | 1 | 52% | 0% | 0% | 2 | 0 | 2 | 12% | 0% | 12% | 1 | 42% | 0% | 0% | 1 | 7% | 0% | 0% | 1 | 43% | 0% | 0% | 1 | 68% | 0% | 0% | 2 | 3% | 0% | 0% | 1 | 12% | 0% | 0% | 1
259 | Renfro | 0 | 0 | 10 | 0% | 0% | 1 | 0.31 | 0% | 0% | 1 | 65% | 0% | 0% | 2 | 0 | 2 | 0% | 0% | 0% | 1 | 43% | 0% | 0% | 1 | 21% | 0% | 0% | 1 | 57% | 0% | 0% | 2 | 63% | 0% | 0% | 2 | 0% | 0% | 0% | 1 | 14% | 0% | 0% | 1 |  | 0% | 0% | 1 | 0.18 | 0% | 0% | 1 | 54% | 0% | 0% | 2 | 0 | 2 | 6% | 0% | 6% | 1 | 27% | 0% | 0% | 1 | 23% | 0% | 0% | 1 | 42% | 0% | 0% | 1 | 48% | 0% | 0% | 1 | 0% | 0% | 0% | 1 | 12% | 0% | 0% | 1 |  | 0% | 0% | 1 | 0.12 | 0% | 0% | 1 | 53% | 0% | 0% | 2 | 0 | 2 | 10% | 0% | 10% | 1 | 26% | 0% | 0% | 1 | 21% | 0% | 0% | 1 | 37% | 0% | 0% | 1 | 50% | 0% | 0% | 2 | 2% | 0% | 0% | 1 | 7% | 0% | 0% | 1 |  | 0% | 0% | 1 | 0.1 | 0% | 0% | 1 | 48% | 0% | 0% | 1 | 0 | 2 | 17% | 0% | 17% | 1 | 27% | 0% | 0% | 1 | 21% | 0% | 0% | 1 | 39% | 0% | 0% | 1 | 54% | 0% | 0% | 2 | 4% | 0% | 0% | 1 | 4% | 0% | 0% | 1
260 | Julian Hinds | 0 | 0 | 10 | 0% | 0% | 1 | 0.02 | 0% | 0% | 1 | 0% | 0% | 0% | 1 | 0 | 2 | 0% | 0% | 0% | 1 | 100% | 0% | 0% | 5 | 55% | 0% | 0% | 2 | 41% | 0% | 0% | 1 | 100% | 0% | 0% | 5 | 16% | 0% | 0% | 1 | 0% | 0% | 0% | 1 |  | 0% | 0% | 1 | 0.03 | 0% | 0% | 1 | 0% | 0% | 0% | 1 | 0 | 2 | 0% | 0% | 0% | 1 | 98% | 0% | 0% | 5 | 29% | 0% | 0% | 1 | 22% | 0% | 0% | 1 | 98% | 0% | 0% | 5 | 32% | 0% | 0% | 1 | 0% | 0% | 0% | 1 |  | 0% | 0% | 1 | 0.06 | 0% | 0% | 1 | 0% | 0% | 0% | 1 | 0 | 2 | 0% | 0% | 0% | 1 | 15% | 0% | 0% | 1 | 36% | 0% | 0% | 1 | 2% | 0% | 0% | 1 | 49% | 0% | 0% | 1 | 55% | 0% | 0% | 2 | 0% | 0% | 0% | 1 |  | 0% | 0% | 1 | 0.06 | 0% | 0% | 1 | 0% | 0% | 0% | 1 | 0 | 2 | 0% | 0% | 0% | 1 | 9% | 0% | 0% | 1 | 22% | 0% | 0% | 1 | 7% | 0% | 0% | 1 | 32% | 0% | 0% | 1 | 59% | 0% | 0% | 2 | 1% | 0% | 0% | 1
261 | Old River | 0 | 0 | 10 | 0% | 0% | 1 | 0.09 | 0% | 0% | 1 | 71% | 0% | 0% | 2 | 0 | 2 | 0% | 0% | 0% | 1 | 0% | 0% | 0% | 1 | 8% | 0% | 0% | 1 | 26% | 0% | 0% | 1 | 26% | 0% | 0% | 1 | 0% | 0% | 0% | 1 | 0% | 0% | 0% | 1 |  | 0% | 0% | 1 | 0.09 | 0% | 0% | 1 | 58% | 0% | 0% | 2 | 0 | 2 | 1% | 0% | 1% | 1 | 7% | 0% | 0% | 1 | 30% | 0% | 0% | 1 | 49% | 0% | 0% | 1 | 49% | 0% | 0% | 1 | 0% | 0% | 0% | 1 | 4% | 0% | 0% | 1 |  | 0% | 0% | 1 | 0.09 | 0% | 0% | 1 | 59% | 0% | 0% | 2 | 0 | 2 | 4% | 0% | 4% | 1 | 14% | 0% | 0% | 1 | 28% | 0% | 0% | 1 | 45% | 0% | 0% | 1 | 47% | 0% | 0% | 1 | 0% | 0% | 0% | 1 | 6% | 0% | 0% | 1 |  | 0% | 0% | 1 | 0.09 | 0% | 0% | 1 | 55% | 0% | 0% | 2 | 0 | 2 | 8% | 0% | 8% | 1 | 22% | 0% | 0% | 1 | 27% | 0% | 0% | 1 | 42% | 0% | 0% | 1 | 50% | 0% | 0% | 2 | 2% | 0% | 0% | 1 | 4% | 0% | 0% | 1
262 | Bellevue | 0 | 0 | 10 | 0% | 0% | 1 | 0.32 | 0% | 0% | 1 | 7% | 0% | 0% | 1 | 0 | 2 | 25% | 0% | 25% | 2 | 59% | 0% | 0% | 2 | 38% | 0% | 0% | 1 | 64% | 0% | 0% | 2 | 84% | 0% | 0% | 3 | 10% | 0% | 0% | 1 | 11% | 0% | 0% | 1 |  | 0% | 0% | 1 | 0.23 | 0% | 0% | 1 | 9% | 0% | 0% | 1 | 0 | 2 | 48% | 0% | 48% | 2 | 46% | 0% | 0% | 1 | 38% | 0% | 0% | 1 | 69% | 0% | 0% | 2 | 81% | 0% | 0% | 3 | 20% | 0% | 0% | 1 | 6% | 0% | 0% | 1 |  | 0% | 0% | 1 | 0.18 | 0% | 0% | 1 | 7% | 0% | 0% | 1 | 0 | 2 | 40% | 0% | 40% | 2 | 53% | 0% | 0% | 2 | 38% | 0% | 0% | 1 | 67% | 0% | 0% | 2 | 85% | 0% | 0% | 3 | 27% | 0% | 0% | 1 | 5% | 0% | 0% | 1 |  | 0% | 0% | 1 | 0.16 | 0% | 0% | 1 | 9% | 0% | 0% | 1 | 0 | 2 | 31% | 0% | 31% | 2 | 59% | 0% | 0% | 2 | 40% | 0% | 0% | 1 | 66% | 0% | 0% | 2 | 87% | 0% | 0% | 3 | 33% | 0% | 0% | 1 | 6% | 0% | 0% | 1
263 | Highline | 0 | 0 | 0 | 0% | 0% | 1 | 0.07 | 0% | 0% | 1 | 83% | 0% | 0% | 3 | 0 | 2 | 0% | 0% | 0% | 1 | 0% | 0% | 0% | 1 | 14% | 0% | 0% | 1 | 14% | 0% | 0% | 1 | 14% | 0% | 0% | 1 | 6% | 0% | 0% | 1 | 4% | 0% | 0% | 1 |  | 0% | 0% | 1 | 0.09 | 0% | 0% | 1 | 70% | 0% | 0% | 2 | 0 | 2 | 0% | 0% | 0% | 1 | 0% | 0% | 0% | 1 | 28% | 0% | 0% | 1 | 28% | 0% | 0% | 1 | 28% | 0% | 0% | 1 | 6% | 0% | 0% | 1 | 6% | 0% | 0% | 1 |  | 0% | 0% | 1 | 0.09 | 0% | 0% | 1 | 68% | 0% | 0% | 2 | 0 | 2 | 0% | 0% | 0% | 1 | 4% | 0% | 0% | 1 | 17% | 0% | 0% | 1 | 17% | 0% | 0% | 1 | 21% | 0% | 0% | 1 | 9% | 0% | 0% | 1 | 5% | 0% | 0% | 1 |  | 0% | 0% | 1 | 0.09 | 0% | 0% | 1 | 62% | 0% | 0% | 2 | 0 | 2 | 0% | 0% | 0% | 1 | 5% | 0% | 0% | 1 | 12% | 0% | 0% | 1 | 12% | 0% | 0% | 1 | 16% | 0% | 0% | 1 | 10% | 0% | 0% | 1 | 6% | 0% | 0% | 1
264 | Clayton | 0 | 0 | 10 | 0% | 0% | 1 | 0.07 | 0% | 0% | 1 | 0% | 0% | 0% | 1 | 0 | 2 | 98% | 0% | 98% | 5 | 15% | 0% | 0% | 1 | 62% | 0% | 0% | 2 | 62% | 0% | 0% | 2 | 62% | 0% | 0% | 2 | 37% | 0% | 0% | 1 | 5% | 0% | 0% | 1 |  | 0% | 0% | 1 | 0.08 | 0% | 0% | 1 | 0% | 0% | 0% | 1 | 0 | 2 | 77% | 0% | 77% | 5 | 50% | 0% | 0% | 2 | 76% | 0% | 0% | 3 | 68% | 0% | 0% | 2 | 82% | 0% | 0% | 3 | 29% | 0% | 0% | 1 | 23% | 0% | 0% | 1 |  | 0% | 0% | 1 | 0.19 | 0% | 0% | 1 | 0% | 0% | 0% | 1 | 0 | 2 | 67% | 1% | 68% | 3 | 40% | 0% | 0% | 1 | 56% | 0% | 0% | 2 | 57% | 0% | 0% | 2 | 75% | 0% | 0% | 3 | 22% | 0% | 0% | 1 | 17% | 0% | 0% | 1 |  | 0% | 0% | 1 | 0.25 | 0% | 0% | 1 | 4% | 0% | 0% | 1 | 0 | 2 | 63% | 0% | 63% | 3 | 30% | 0% | 0% | 1 | 45% | 0% | 0% | 1 | 56% | 0% | 0% | 2 | 71% | 0% | 0% | 3 | 18% | 0% | 0% | 1 | 13% | 0% | 0% | 1
265 | Hilltop | 0 | 0 | 10 | 0% | 0% | 1 | 0 | 0% | 0% | 1 | 2% | 0% | 0% | 1 | 0 | 2 | 0% | 0% | 0% | 1 | 32% | 0% | 0% | 1 | 23% | 0% | 0% | 1 | 0% | 0% | 0% | 1 | 55% | 0% | 0% | 2 | 58% | 0% | 0% | 2 | 6% | 0% | 0% | 1 |  | 0% | 0% | 1 | 0 | 0% | 0% | 1 | 5% | 0% | 0% | 1 | 0 | 2 | 8% | 0% | 8% | 1 | 36% | 0% | 0% | 1 | 23% | 0% | 0% | 1 | 12% | 0% | 0% | 1 | 55% | 0% | 0% | 2 | 60% | 0% | 0% | 2 | 11% | 0% | 0% | 1 |  | 0% | 0% | 1 | 0 | 0% | 0% | 1 | 4% | 0% | 0% | 1 | 0 | 2 | 21% | 0% | 21% | 2 | 44% | 0% | 0% | 1 | 21% | 0% | 0% | 1 | 11% | 0% | 0% | 1 | 60% | 0% | 0% | 2 | 69% | 0% | 0% | 2 | 11% | 0% | 0% | 1 |  | 0% | 0% | 1 | 0 | 0% | 0% | 1 | 4% | 0% | 0% | 1 | 0 | 2 | 34% | 1% | 35% | 2 | 53% | 0% | 0% | 2 | 21% | 0% | 0% | 1 | 12% | 0% | 0% | 1 | 66% | 0% | 0% | 2 | 68% | 0% | 0% | 2 | 11% | 0% | 0% | 1
266 | Lakeville | 0 | 0 | 10 | 0% | 0% | 1 | 0.1 | 0% | 0% | 1 | 5% | 0% | 0% | 1 | 0 | 2 | 68% | 0% | 68% | 3 | 97% | 0% | 0% | 5 | 26% | 0% | 0% | 1 | 61% | 0% | 0% | 2 | 98% | 0% | 0% | 5 | 30% | 0% | 0% | 1 | 4% | 0% | 0% | 1 |  | 0% | 0% | 1 | 0.14 | 0% | 0% | 1 | 7% | 0% | 0% | 1 | 0 | 2 | 54% | 0% | 54% | 3 | 70% | 0% | 0% | 3 | 26% | 0% | 0% | 1 | 55% | 0% | 0% | 2 | 83% | 0% | 0% | 3 | 23% | 0% | 0% | 1 | 5% | 0% | 0% | 1 |  | 0% | 0% | 1 | 0.13 | 0% | 0% | 1 | 8% | 0% | 0% | 1 | 0 | 2 | 47% | 0% | 47% | 2 | 63% | 0% | 0% | 2 | 25% | 0% | 0% | 1 | 52% | 0% | 0% | 2 | 82% | 0% | 0% | 3 | 31% | 0% | 0% | 1 | 7% | 0% | 0% | 1 |  | 0% | 0% | 1 | 0.17 | 0% | 0% | 1 | 11% | 0% | 0% | 1 | 0 | 2 | 39% | 0% | 39% | 2 | 63% | 0% | 0% | 2 | 27% | 0% | 0% | 1 | 56% | 0% | 0% | 2 | 84% | 0% | 0% | 3 | 31% | 0% | 0% | 1 | 7% | 0% | 0% | 1
267 | Fig Garden | 0 | 0 | 0 | 0% | 0% | 1 | 0.13 | 0% | 0% | 1 | 35% | 0% | 0% | 1 | 0 | 2 | 9% | 0% | 9% | 1 | 36% | 0% | 0% | 1 | 24% | 0% | 0% | 1 | 24% | 0% | 0% | 1 | 48% | 0% | 0% | 1 | 0% | 0% | 0% | 1 | 6% | 0% | 0% | 1 |  | 0% | 0% | 1 | 0.21 | 0% | 0% | 1 | 53% | 0% | 0% | 2 | 0 | 2 | 19% | 0% | 19% | 1 | 17% | 0% | 0% | 1 | 26% | 0% | 0% | 1 | 26% | 0% | 0% | 1 | 37% | 0% | 0% | 1 | 3% | 0% | 0% | 1 | 7% | 0% | 0% | 1 |  | 0% | 0% | 1 | 0.21 | 0% | 0% | 1 | 49% | 0% | 0% | 1 | 0 | 2 | 29% | 0% | 29% | 2 | 18% | 0% | 0% | 1 | 28% | 0% | 0% | 1 | 29% | 0% | 0% | 1 | 39% | 0% | 0% | 1 | 13% | 0% | 0% | 1 | 14% | 0% | 0% | 1 |  | 0% | 0% | 1 | 0.18 | 0% | 0% | 1 | 41% | 0% | 0% | 1 | 0 | 2 | 30% | 0% | 30% | 2 | 28% | 0% | 0% | 1 | 27% | 0% | 0% | 1 | 27% | 0% | 0% | 1 | 44% | 0% | 0% | 1 | 17% | 0% | 0% | 1 | 12% | 0% | 0% | 1
268 | GWF Tracy | 0 | 0 | 0 | 0% | 0% | 1 | 0.39 | 0% | 0% | 1 | 16% | 0% | 0% | 1 | 0 | 2 | 70% | 0% | 70% | 3 | 57% | 0% | 0% | 2 | 78% | 0% | 0% | 3 | 69% | 0% | 0% | 2 | 78% | 0% | 0% | 3 | 34% | 0% | 0% | 1 | 2% | 0% | 0% | 1 |  | 0% | 0% | 1 | 0.18 | 0% | 0% | 1 | 36% | 0% | 0% | 1 | 0 | 2 | 50% | 4% | 54% | 3 | 61% | 0% | 0% | 2 | 40% | 0% | 0% | 1 | 41% | 0% | 0% | 1 | 67% | 0% | 0% | 2 | 27% | 0% | 0% | 1 | 4% | 0% | 0% | 1 |  | 0% | 0% | 1 | 0.15 | 0% | 0% | 1 | 41% | 0% | 0% | 1 | 0 | 2 | 40% | 8% | 48% | 2 | 56% | 0% | 0% | 2 | 36% | 0% | 0% | 1 | 37% | 0% | 0% | 1 | 63% | 0% | 0% | 2 | 26% | 0% | 0% | 1 | 5% | 0% | 0% | 1 |  | 0% | 0% | 1 | 0.13 | 0% | 0% | 1 | 42% | 0% | 0% | 1 | 0 | 2 | 35% | 11% | 46% | 3 | 53% | 0% | 0% | 2 | 32% | 0% | 0% | 1 | 35% | 0% | 0% | 1 | 62% | 0% | 0% | 2 | 28% | 0% | 0% | 1 | 5% | 0% | 0% | 1
269 | Pahrump | 0 | 0 | 0 | 0% | 0% | 1 | 0 | 0% | 0% | 1 | 0% | 0% | 0% | 1 | 0 | 2 | 0% | 0% | 0% | 1 | 0% | 0% | 0% | 1 | 0% | 0% | 0% | 1 | 0% | 0% | 0% | 1 | 0% | 0% | 0% | 1 | 0% | 0% | 0% | 1 | 0% | 0% | 0% | 1 |  | 0% | 0% | 1 | 0.03 | 0% | 0% | 1 | 0% | 0% | 0% | 1 | 0 | 2 | 0% | 0% | 0% | 1 | 0% | 0% | 0% | 1 | 1% | 0% | 0% | 1 | 1% | 0% | 0% | 1 | 1% | 0% | 0% | 1 | 2% | 0% | 0% | 1 | 0% | 0% | 0% | 1 |  | 0% | 0% | 1 | 0.13 | 0% | 0% | 1 | 0% | 0% | 0% | 1 | 0 | 2 | 0% | 0% | 0% | 1 | 3% | 0% | 0% | 1 | 1% | 0% | 0% | 1 | 6% | 0% | 0% | 1 | 7% | 0% | 0% | 1 | 9% | 0% | 0% | 1 | 0% | 0% | 0% | 1 |  | 0% | 0% | 1 | 0.47 | 0% | 0% | 1 | 0% | 0% | 0% | 1 | 0 | 2 | 0% | 0% | 0% | 1 | 2% | 0% | 0% | 1 | 1% | 0% | 0% | 1 | 17% | 0% | 0% | 1 | 18% | 0% | 0% | 1 | 12% | 0% | 0% | 1 | 0% | 0% | 0% | 1
270 | Curtis | 0 | 0 | 10 | 0% | 0% | 1 | 0.3 | 0% | 0% | 1 | 0% | 0% | 0% | 1 | 0 | 2 | 99% | 0% | 99% | 5 | 3% | 0% | 0% | 1 | 14% | 0% | 0% | 1 | 15% | 0% | 0% | 1 | 21% | 0% | 0% | 1 | 38% | 0% | 0% | 1 | 2% | 0% | 0% | 1 |  | 0% | 0% | 1 | 0.15 | 0% | 0% | 1 | 0% | 0% | 0% | 1 | 0 | 2 | 76% | 20% | 96% | 5 | 42% | 0% | 0% | 1 | 36% | 0% | 0% | 1 | 44% | 0% | 0% | 1 | 71% | 0% | 0% | 3 | 47% | 0% | 0% | 1 | 3% | 0% | 0% | 1 |  | 0% | 0% | 1 | 0.14 | 0% | 0% | 1 | 0% | 0% | 0% | 1 | 0 | 2 | 62% | 33% | 95% | 5 | 40% | 0% | 0% | 1 | 34% | 0% | 0% | 1 | 47% | 0% | 0% | 1 | 69% | 0% | 0% | 2 | 48% | 0% | 0% | 1 | 3% | 0% | 0% | 1 |  | 0% | 0% | 1 | 0.15 | 0% | 0% | 1 | 0% | 0% | 0% | 1 | 0 | 2 | 58% | 32% | 90% | 5 | 49% | 0% | 0% | 1 | 25% | 0% | 0% | 1 | 35% | 0% | 0% | 1 | 69% | 0% | 0% | 2 | 48% | 0% | 0% | 1 | 4% | 0% | 0% | 1
271 | Quinto | 375 | 3750 | 10 | 97.81% | 0% | 4 | 0.13 | 53.7% | 0% | 2 | 30% | 97.78% | 0% | 3 | 0 | 2 | 57% | 0% | 57% | 3 | 53% | 34.17% | 0% | 2 | 0% | 15.96% | 0% | 1 | 9% | 17.48% | 0% | 1 | 53% | 34.17% | 0% | 2 | 29% | 22.41% | 0% | 2 | 4% | 16.53% | 0% | 1 |  | 20.36% | 0% | 2 | 0.08 | 13.37% | 0% | 1 | 22% | 15.97% | 0% | 1 | 0 | 2 | 46% | 2% | 48% | 2 | 53% | 8.175% | 0% | 2 | 10% | 4.274% | 0% | 1 | 20% | 4.835% | 0% | 1 | 58% | 9.161% | 0% | 2 | 26% | 5.199% | 0% | 1 | 9% | 4.253% | 0% | 1 |  | 15.3% | 0% | 1 | 0.07 | 4.417% | 0% | 1 | 20% | 15.97% | 0% | 1 | 0 | 2 | 53% | 8% | 61% | 3 | 58% | 4% | 0% | 2 | 16% | 1.996% | 0% | 1 | 27% | 2.295% | 0% | 1 | 66% | 4.848% | 0% | 2 | 45% | 3.016% | 0% | 1 | 7% | 1.792% | 0% | 1 |  | 8.742% | 0% | 1 | 0.06 | 2.226% | 0% | 1 | 22% | 15.97% | 0% | 1 | 0 | 2 | 53% | 6% | 59% | 3 | 57% | 2.089% | 0% | 2 | 14% | 1.055% | 0% | 1 | 23% | 1.179% | 0% | 1 | 64% | 2.526% | 0% | 2 | 46% | 1.662% | 0% | 1 | 6% | 0.966% | 0% | 1
272 | Melrose | 0 | 0 | 10 | 0% | 0% | 1 | 0.62 | 0% | 0% | 1 | 7% | 0% | 0% | 1 | 0 | 2 | 2% | 0% | 2% | 1 | 27% | 0% | 0% | 1 | 44% | 0% | 0% | 1 | 49% | 0% | 0% | 1 | 50% | 0% | 0% | 2 | 8% | 0% | 0% | 1 | 3% | 0% | 0% | 1 |  | 0% | 0% | 1 | 0.37 | 0% | 0% | 1 | 7% | 0% | 0% | 1 | 0 | 2 | 22% | 0% | 22% | 2 | 71% | 0% | 0% | 3 | 28% | 0% | 0% | 1 | 62% | 0% | 0% | 2 | 83% | 0% | 0% | 3 | 3% | 0% | 0% | 1 | 6% | 0% | 0% | 1 |  | 0% | 0% | 1 | 0.4 | 0% | 0% | 1 | 5% | 0% | 0% | 1 | 0 | 2 | 56% | 9% | 65% | 3 | 45% | 0% | 0% | 1 | 13% | 0% | 0% | 1 | 28% | 0% | 0% | 1 | 54% | 0% | 0% | 2 | 6% | 0% | 0% | 1 | 7% | 0% | 0% | 1 |  | 0% | 0% | 1 | 0.35 | 0% | 0% | 1 | 4% | 0% | 0% | 1 | 0 | 2 | 45% | 36% | 81% | 5 | 54% | 0% | 0% | 2 | 17% | 0% | 0% | 1 | 31% | 0% | 0% | 1 | 63% | 0% | 0% | 2 | 16% | 0% | 0% | 1 | 8% | 0% | 0% | 1
273 | Valley (VEA) | 0 | 0 | 0 | 0% | 0% | 1 | 0.01 | 0% | 0% | 1 | 0% | 0% | 0% | 1 | 0 | 2 | 0% | 0% | 0% | 1 | 0% | 0% | 0% | 1 | 0% | 0% | 0% | 1 | 0% | 0% | 0% | 1 | 0% | 0% | 0% | 1 | 2% | 0% | 0% | 1 | 0% | 0% | 0% | 1 |  | 0% | 0% | 1 | 0.01 | 0% | 0% | 1 | 0% | 0% | 0% | 1 | 0 | 2 | 0% | 0% | 0% | 1 | 0% | 0% | 0% | 1 | 0% | 0% | 0% | 1 | 0% | 0% | 0% | 1 | 0% | 0% | 0% | 1 | 2% | 0% | 0% | 1 | 0% | 0% | 0% | 1 |  | 0% | 0% | 1 | 0.01 | 0% | 0% | 1 | 0% | 0% | 0% | 1 | 0 | 2 | 0% | 0% | 0% | 1 | 0% | 0% | 0% | 1 | 0% | 0% | 0% | 1 | 0% | 0% | 0% | 1 | 0% | 0% | 0% | 1 | 2% | 0% | 0% | 1 | 0% | 0% | 0% | 1 |  | 0% | 0% | 1 | 0.01 | 0% | 0% | 1 | 0% | 0% | 0% | 1 | 0 | 2 | 0% | 0% | 0% | 1 | 0% | 0% | 0% | 1 | 0% | 0% | 0% | 1 | 0% | 0% | 0% | 1 | 0% | 0% | 0% | 1 | 1% | 0% | 0% | 1 | 0% | 0% | 0% | 1
274 | Avocado | 0 | 0 | 10 | 0% | 0% | 1 | 0.38 | 0% | 0% | 1 | 2% | 0% | 0% | 1 | 0 | 2 | 44% | 51% | 95% | 5 | 92% | 0% | 0% | 4 | 5% | 0% | 0% | 1 | 24% | 0% | 0% | 1 | 94% | 0% | 0% | 4 | 9% | 0% | 0% | 1 | 6% | 0% | 0% | 1 |  | 0% | 0% | 1 | 0.38 | 0% | 0% | 1 | 4% | 0% | 0% | 1 | 0 | 2 | 43% | 35% | 78% | 5 | 70% | 0% | 0% | 3 | 24% | 0% | 0% | 1 | 44% | 0% | 0% | 1 | 79% | 0% | 0% | 3 | 7% | 0% | 0% | 1 | 7% | 0% | 0% | 1 |  | 0% | 0% | 1 | 0.37 | 0% | 0% | 1 | 4% | 0% | 0% | 1 | 0 | 2 | 40% | 39% | 79% | 5 | 59% | 0% | 0% | 2 | 27% | 0% | 0% | 1 | 45% | 0% | 0% | 1 | 73% | 0% | 0% | 3 | 13% | 0% | 0% | 1 | 6% | 0% | 0% | 1 |  | 0% | 0% | 1 | 0.35 | 0% | 0% | 1 | 4% | 0% | 0% | 1 | 0 | 2 | 44% | 39% | 83% | 5 | 50% | 0% | 0% | 2 | 32% | 0% | 0% | 1 | 43% | 0% | 0% | 1 | 68% | 0% | 0% | 2 | 18% | 0% | 0% | 1 | 6% | 0% | 0% | 1
275 | New Sub - North Gila - IV (Proposed) | 1000 | 10000 | 10 | 1049% | 62.36% | 5 | 0.04 | 92.95% | 0% | 3 | 23% | 5899% | 250.6% | 5 | 0 | 2 | 0% | 0% | 0% | 1 | 0% | 64.69% | 0% | 3 | 80% | 318.2% | 55.67% | 5 | 80% | 318.2% | 55.67% | 5 | 80% | 318.2% | 55.67% | 5 | 33% | 96.36% | 0% | 4 | 14% | 74.95% | 0% | 3 |  | 156.4% | 8.466% | 4 | 0.06 | 62.98% | 0% | 2 | 57% | 311.4% | 250.6% | 5 | 0 | 2 | 0% | 0% | 0% | 1 | 0% | 20.42% | 0% | 2 | 36% | 31.85% | 0% | 2 | 36% | 31.85% | 0% | 2 | 36% | 31.85% | 0% | 2 | 11% | 22.82% | 0% | 2 | 9% | 22.46% | 0% | 2 |  | 62.57% | 0% | 3 | 0.08 | 49.6% | 0% | 2 | 66% | 311.4% | 250.6% | 5 | 0 | 2 | 0% | 0% | 0% | 1 | 1% | 10.07% | 0% | 1 | 23% | 13.02% | 0% | 1 | 23% | 13.02% | 0% | 1 | 24% | 13.18% | 0% | 1 | 7% | 10.7% | 0% | 1 | 6% | 10.63% | 0% | 1 |  | 37.3% | 0% | 2 | 0.09 | 32.95% | 0% | 2 | 66% | 311.4% | 250.6% | 5 | 0 | 2 | 0% | 0% | 0% | 1 | 4% | 5.971% | 0% | 1 | 16% | 6.794% | 0% | 1 | 16% | 6.791% | 0% | 1 | 20% | 7.149% | 0% | 1 | 10% | 6.326% | 0% | 1 | 5% | 6.035% | 0% | 1
276 | Caliente | 0 | 0 | 10 | 0% | 0% | 1 | 0.08 | 0% | 0% | 1 | 0% | 0% | 0% | 1 | 0 | 2 | 48% | 0% | 48% | 2 | 34% | 0% | 0% | 1 | 20% | 0% | 0% | 1 | 36% | 0% | 0% | 1 | 58% | 0% | 0% | 2 | 55% | 0% | 0% | 2 | 4% | 0% | 0% | 1 |  | 0% | 0% | 1 | 0.13 | 0% | 0% | 1 | 0% | 0% | 0% | 1 | 0 | 2 | 34% | 0% | 34% | 2 | 52% | 0% | 0% | 2 | 19% | 0% | 0% | 1 | 33% | 0% | 0% | 1 | 70% | 0% | 0% | 3 | 48% | 0% | 0% | 1 | 6% | 0% | 0% | 1 |  | 0% | 0% | 1 | 0.09 | 0% | 0% | 1 | 3% | 0% | 0% | 1 | 0 | 2 | 29% | 5% | 34% | 2 | 55% | 0% | 0% | 2 | 13% | 0% | 0% | 1 | 26% | 0% | 0% | 1 | 71% | 0% | 0% | 3 | 43% | 0% | 0% | 1 | 3% | 0% | 0% | 1 |  | 0% | 0% | 1 | 0.07 | 0% | 0% | 1 | 13% | 0% | 0% | 1 | 0 | 2 | 30% | 8% | 38% | 2 | 53% | 0% | 0% | 2 | 14% | 0% | 0% | 1 | 25% | 0% | 0% | 1 | 71% | 0% | 0% | 3 | 40% | 0% | 0% | 1 | 2% | 0% | 0% | 1
277 | San Luis Obispo | 0 | 0 | 10 | 0% | 0% | 1 | 0.09 | 0% | 0% | 1 | 12% | 0% | 0% | 1 | 0 | 2 | 79% | 1% | 80% | 5 | 14% | 0% | 0% | 1 | 3% | 0% | 0% | 1 | 59% | 0% | 0% | 2 | 62% | 0% | 0% | 2 | 37% | 0% | 0% | 1 | 10% | 0% | 0% | 1 |  | 0% | 0% | 1 | 0.09 | 0% | 0% | 1 | 7% | 0% | 0% | 1 | 0 | 2 | 77% | 8% | 85% | 5 | 34% | 0% | 0% | 1 | 28% | 0% | 0% | 1 | 60% | 0% | 0% | 2 | 70% | 0% | 0% | 3 | 47% | 0% | 0% | 1 | 11% | 0% | 0% | 1 |  | 0% | 0% | 1 | 0.09 | 0% | 0% | 1 | 4% | 0% | 0% | 1 | 0 | 2 | 56% | 30% | 86% | 5 | 28% | 0% | 0% | 1 | 22% | 0% | 0% | 1 | 52% | 0% | 0% | 2 | 60% | 0% | 0% | 2 | 52% | 0% | 0% | 2 | 7% | 0% | 0% | 1 |  | 0% | 0% | 1 | 0.1 | 0% | 0% | 1 | 6% | 0% | 0% | 1 | 0 | 2 | 51% | 30% | 81% | 5 | 24% | 0% | 0% | 1 | 17% | 0% | 0% | 1 | 41% | 0% | 0% | 1 | 52% | 0% | 0% | 2 | 47% | 0% | 0% | 1 | 6% | 0% | 0% | 1
278 | Valley Home | 100 | 1000 | 10 | 8.697% | 0% | 1 | 0.15 | 56.59% | 0% | 2 | 11% | 3.165% | 0% | 1 | 0 | 2 | 38% | 0% | 38% | 2 | 69% | 7.12% | 0% | 2 | 0% | 2.199% | 0% | 1 | 10% | 2.453% | 0% | 1 | 70% | 7.284% | 0% | 3 | 6% | 2.338% | 0% | 1 | 3% | 2.271% | 0% | 1 |  | 3.058% | 0% | 1 | 0.14 | 3.839% | 0% | 1 | 25% | 1.408% | 0% | 1 | 0 | 2 | 34% | 0% | 34% | 2 | 49% | 1.223% | 0% | 1 | 10% | 0.692% | 0% | 1 | 31% | 0.9044% | 0% | 1 | 64% | 1.715% | 0% | 2 | 17% | 0.758% | 0% | 1 | 7% | 0.6756% | 0% | 1 |  | 1.717% | 0% | 1 | 0.13 | 1.716% | 0% | 1 | 30% | 1.408% | 0% | 1 | 0 | 2 | 32% | 0% | 32% | 2 | 46% | 0.5693% | 0% | 1 | 11% | 0.3414% | 0% | 1 | 28% | 0.4216% | 0% | 1 | 61% | 0.7768% | 0% | 2 | 23% | 0.3958% | 0% | 1 | 7% | 0.3269% | 0% | 1 |  | 1.419% | 0% | 1 | 0.15 | 1.214% | 0% | 1 | 33% | 1.408% | 0% | 1 | 0 | 2 | 30% | 0% | 30% | 2 | 49% | 0.3706% | 0% | 1 | 15% | 0.2211% | 0% | 1 | 31% | 0.2729% | 0% | 1 | 63% | 0.5148% | 0% | 2 | 24% | 0.2495% | 0% | 1 | 8% | 0.2051% | 0% | 1
279 | Big Creek | 200 | 2000 | 10 | 414.9% | 9.849% | 4 | 0.04 | 16.33% | 0% | 1 | 0% | 0% | 0% | 1 | 0 | 2 | 10% | 0% | 10% | 1 | 38% | 20.41% | 0% | 2 | 93% | 181.2% | 6.059% | 4 | 20% | 15.74% | 0% | 1 | 93% | 184.3% | 6.179% | 4 | 48% | 24.39% | 0% | 2 | 6% | 13.36% | 0% | 1 |  | 121.5% | 0.5959% | 4 | 0.07 | 4.397% | 0% | 1 | 0% | 1462% | 0% | 4 | 0 | 2 | 41% | 0% | 41% | 2 | 38% | 5.288% | 0% | 1 | 69% | 10.45% | 0% | 2 | 27% | 4.51% | 0% | 1 | 80% | 16.74% | 0% | 3 | 53% | 7.026% | 0% | 2 | 5% | 3.456% | 0% | 1 |  | 28.66% | 0% | 2 | 0.09 | 1.992% | 0% | 1 | 0% | 1462% | 0% | 4 | 0 | 2 | 40% | 3% | 43% | 2 | 22% | 1.769% | 0% | 1 | 58% | 3.304% | 0% | 2 | 43% | 2.429% | 0% | 1 | 72% | 4.968% | 0% | 3 | 52% | 2.883% | 0% | 2 | 4% | 1.435% | 0% | 1 |  | 8.067% | 0% | 1 | 0.11 | 1.265% | 0% | 1 | 0% | 1462% | 0% | 4 | 0 | 2 | 46% | 10% | 56% | 3 | 17% | 0.9348% | 0% | 1 | 47% | 1.471% | 0% | 1 | 39% | 1.273% | 0% | 1 | 63% | 2.089% | 0% | 2 | 53% | 1.66% | 0% | 2 | 4% | 0.8072% | 0% | 1
280 | West Fresno | 0 | 0 | 10 | 0% | 0% | 1 | 0.24 | 0% | 0% | 1 | 76% | 0% | 0% | 3 | 0 | 2 | 0% | 0% | 0% | 1 | 0% | 0% | 0% | 1 | 0% | 0% | 0% | 1 | 0% | 0% | 0% | 1 | 0% | 0% | 0% | 1 | 0% | 0% | 0% | 1 | 0% | 0% | 0% | 1 |  | 0% | 0% | 1 | 0.22 | 0% | 0% | 1 | 70% | 0% | 0% | 2 | 0 | 2 | 0% | 0% | 0% | 1 | 0% | 0% | 0% | 1 | 0% | 0% | 0% | 1 | 0% | 0% | 0% | 1 | 0% | 0% | 0% | 1 | 0% | 0% | 0% | 1 | 0% | 0% | 0% | 1 |  | 0% | 0% | 1 | 0.22 | 0% | 0% | 1 | 63% | 0% | 0% | 2 | 0 | 2 | 5% | 0% | 5% | 1 | 6% | 0% | 0% | 1 | 7% | 0% | 0% | 1 | 7% | 0% | 0% | 1 | 11% | 0% | 0% | 1 | 0% | 0% | 0% | 1 | 2% | 0% | 0% | 1 |  | 0% | 0% | 1 | 0.18 | 0% | 0% | 1 | 52% | 0% | 0% | 2 | 0 | 2 | 15% | 0% | 15% | 1 | 16% | 0% | 0% | 1 | 18% | 0% | 0% | 1 | 19% | 0% | 0% | 1 | 28% | 0% | 0% | 1 | 7% | 0% | 0% | 1 | 7% | 0% | 0% | 1
281 | Sylmar | 200 | 2000 | 10 | 427.4% | 68.79% | 5 | 0.14 | 999% | 100.5% | 5 | 0% | 0% | 0% | 1 | 0 | 2 | 71% | 8% | 79% | 5 | 33% | 111.4% | 22.78% | 5 | 0% | 74.21% | 0% | 3 | 15% | 87.3% | 0% | 4 | 48% | 143.8% | 46.7% | 5 | 29% | 104.2% | 10.44% | 5 | 18% | 90.95% | 0% | 4 |  | 135.5% | 5.471% | 4 | 0.33 | 74.6% | 0% | 2 | 0% | 688.8% | 25533% | 5 | 0 | 2 | 41% | 38% | 79% | 5 | 41% | 30.82% | 0% | 2 | 6% | 19.18% | 0% | 1 | 18% | 22.2% | 0% | 2 | 60% | 44.97% | 0% | 2 | 45% | 32.66% | 0% | 2 | 12% | 20.49% | 0% | 2 |  | 19.05% | 0% | 1 | 0.34 | 12.58% | 0% | 1 | 2% | 688.8% | 25533% | 5 | 0 | 2 | 59% | 23% | 82% | 5 | 41% | 5.998% | 0% | 1 | 4% | 3.65% | 0% | 1 | 17% | 4.234% | 0% | 1 | 55% | 7.759% | 0% | 2 | 38% | 5.7% | 0% | 1 | 11% | 3.94% | 0% | 1 |  | 8.426% | 0% | 1 | 0.24 | 4.942% | 0% | 1 | 3% | 688.8% | 25533% | 5 | 0 | 2 | 54% | 32% | 86% | 5 | 49% | 2.934% | 0% | 1 | 4% | 1.559% | 0% | 1 | 10% | 1.665% | 0% | 1 | 56% | 3.404% | 0% | 2 | 41% | 2.547% | 0% | 1 | 11% | 1.683% | 0% | 1
282 | Tracy | 0 | 0 | 10 | 0% | 0% | 1 | 0.2 | 0% | 0% | 1 | 37% | 0% | 0% | 1 | 0 | 2 | 50% | 0% | 50% | 3 | 57% | 0% | 0% | 2 | 51% | 0% | 0% | 2 | 50% | 0% | 0% | 2 | 75% | 0% | 0% | 3 | 6% | 0% | 0% | 1 | 8% | 0% | 0% | 1 |  | 0% | 0% | 1 | 0.16 | 0% | 0% | 1 | 42% | 0% | 0% | 1 | 0 | 2 | 45% | 0% | 45% | 2 | 51% | 0% | 0% | 2 | 38% | 0% | 0% | 1 | 42% | 0% | 0% | 1 | 63% | 0% | 0% | 2 | 11% | 0% | 0% | 1 | 6% | 0% | 0% | 1 |  | 0% | 0% | 1 | 0.14 | 0% | 0% | 1 | 44% | 0% | 0% | 1 | 0 | 2 | 40% | 2% | 42% | 2 | 43% | 0% | 0% | 1 | 34% | 0% | 0% | 1 | 36% | 0% | 0% | 1 | 54% | 0% | 0% | 2 | 17% | 0% | 0% | 1 | 6% | 0% | 0% | 1 |  | 0% | 0% | 1 | 0.14 | 0% | 0% | 1 | 41% | 0% | 0% | 1 | 0 | 2 | 38% | 5% | 43% | 2 | 45% | 0% | 0% | 1 | 36% | 0% | 0% | 1 | 38% | 0% | 0% | 1 | 58% | 0% | 0% | 2 | 21% | 0% | 0% | 1 | 7% | 0% | 0% | 1
283 | Pease | 0 | 0 | 10 | 0% | 0% | 1 | 0.2 | 0% | 0% | 1 | 54% | 0% | 0% | 2 | 0 | 2 | 2% | 0% | 2% | 1 | 12% | 0% | 0% | 1 | 16% | 0% | 0% | 1 | 50% | 0% | 0% | 2 | 62% | 0% | 0% | 2 | 2% | 0% | 0% | 1 | 4% | 0% | 0% | 1 |  | 0% | 0% | 1 | 0.14 | 0% | 0% | 1 | 48% | 0% | 0% | 1 | 0 | 2 | 15% | 0% | 15% | 1 | 41% | 0% | 0% | 1 | 11% | 0% | 0% | 1 | 28% | 0% | 0% | 1 | 65% | 0% | 0% | 2 | 7% | 0% | 0% | 1 | 6% | 0% | 0% | 1 |  | 0% | 0% | 1 | 0.12 | 0% | 0% | 1 | 47% | 0% | 0% | 1 | 0 | 2 | 17% | 0% | 17% | 1 | 48% | 0% | 0% | 1 | 11% | 0% | 0% | 1 | 34% | 0% | 0% | 1 | 70% | 0% | 0% | 3 | 8% | 0% | 0% | 1 | 9% | 0% | 0% | 1 |  | 0% | 0% | 1 | 0.12 | 0% | 0% | 1 | 46% | 0% | 0% | 1 | 0 | 2 | 18% | 0% | 18% | 1 | 51% | 0% | 0% | 2 | 11% | 0% | 0% | 1 | 38% | 0% | 0% | 1 | 72% | 0% | 0% | 3 | 7% | 0% | 0% | 1 | 9% | 0% | 0% | 1
284 | Spring Valley | 0 | 0 | 10 | 0% | 0% | 1 | 0.21 | 0% | 0% | 1 | 0% | 0% | 0% | 1 | 0 | 2 | 81% | 0% | 81% | 5 | 42% | 0% | 0% | 1 | 100% | 0% | 0% | 5 | 100% | 0% | 0% | 5 | 100% | 0% | 0% | 5 | 15% | 0% | 0% | 1 | 6% | 0% | 0% | 1 |  | 0% | 0% | 1 | 0.32 | 0% | 0% | 1 | 0% | 0% | 0% | 1 | 0 | 2 | 79% | 6% | 85% | 5 | 38% | 0% | 0% | 1 | 86% | 0% | 0% | 3 | 82% | 0% | 0% | 3 | 96% | 0% | 0% | 5 | 30% | 0% | 0% | 1 | 6% | 0% | 0% | 1 |  | 0% | 0% | 1 | 0.23 | 0% | 0% | 1 | 0% | 0% | 0% | 1 | 0 | 2 | 34% | 45% | 79% | 5 | 34% | 0% | 0% | 1 | 61% | 0% | 0% | 2 | 79% | 0% | 0% | 3 | 90% | 0% | 0% | 4 | 25% | 0% | 0% | 1 | 4% | 0% | 0% | 1 |  | 0% | 0% | 1 | 0.21 | 0% | 0% | 1 | 0% | 0% | 0% | 1 | 0 | 2 | 23% | 67% | 90% | 5 | 34% | 0% | 0% | 1 | 45% | 0% | 0% | 1 | 73% | 0% | 0% | 3 | 83% | 0% | 0% | 3 | 36% | 0% | 0% | 1 | 3% | 0% | 0% | 1
285 | Honcut | 0 | 0 | 10 | 0% | 0% | 1 | 0.13 | 0% | 0% | 1 | 56% | 0% | 0% | 2 | 0 | 2 | 17% | 0% | 17% | 1 | 90% | 0% | 0% | 4 | 0% | 0% | 0% | 1 | 2% | 0% | 0% | 1 | 90% | 0% | 0% | 4 | 3% | 0% | 0% | 1 | 20% | 0% | 0% | 1 |  | 0% | 0% | 1 | 0.16 | 0% | 0% | 1 | 36% | 0% | 0% | 1 | 0 | 2 | 24% | 0% | 24% | 2 | 79% | 0% | 0% | 3 | 7% | 0% | 0% | 1 | 21% | 0% | 0% | 1 | 84% | 0% | 0% | 3 | 9% | 0% | 0% | 1 | 13% | 0% | 0% | 1 |  | 0% | 0% | 1 | 0.16 | 0% | 0% | 1 | 25% | 0% | 0% | 1 | 0 | 2 | 32% | 0% | 32% | 2 | 64% | 0% | 0% | 2 | 11% | 0% | 0% | 1 | 30% | 0% | 0% | 1 | 81% | 0% | 0% | 3 | 15% | 0% | 0% | 1 | 10% | 0% | 0% | 1 |  | 0% | 0% | 1 | 0.13 | 0% | 0% | 1 | 22% | 0% | 0% | 1 | 0 | 2 | 34% | 2% | 36% | 2 | 57% | 0% | 0% | 2 | 13% | 0% | 0% | 1 | 32% | 0% | 0% | 1 | 77% | 0% | 0% | 3 | 15% | 0% | 0% | 1 | 10% | 0% | 0% | 1
286 | Rancho Mission Viejo | 0 | 0 | 10 | 0% | 0% | 1 | 0.52 | 0% | 0% | 1 | 0% | 0% | 0% | 1 | 0 | 2 | 44% | 53% | 97% | 5 | 23% | 0% | 0% | 1 | 78% | 0% | 0% | 3 | 79% | 0% | 0% | 3 | 79% | 0% | 0% | 3 | 62% | 0% | 0% | 2 | 5% | 0% | 0% | 1 |  | 0% | 0% | 1 | 0.44 | 0% | 0% | 1 | 0% | 0% | 0% | 1 | 0 | 2 | 30% | 63% | 93% | 5 | 30% | 0% | 0% | 1 | 62% | 0% | 0% | 2 | 65% | 0% | 0% | 2 | 78% | 0% | 0% | 3 | 57% | 0% | 0% | 2 | 6% | 0% | 0% | 1 |  | 0% | 0% | 1 | 0.3 | 0% | 0% | 1 | 0% | 0% | 0% | 1 | 0 | 2 | 19% | 72% | 91% | 5 | 52% | 0% | 0% | 2 | 54% | 0% | 0% | 2 | 62% | 0% | 0% | 2 | 87% | 0% | 0% | 3 | 54% | 0% | 0% | 2 | 7% | 0% | 0% | 1 |  | 0% | 0% | 1 | 0.31 | 0% | 0% | 1 | 0% | 0% | 0% | 1 | 0 | 2 | 15% | 74% | 89% | 5 | 49% | 0% | 0% | 1 | 46% | 0% | 0% | 1 | 53% | 0% | 0% | 2 | 85% | 0% | 0% | 3 | 38% | 0% | 0% | 1 | 7% | 0% | 0% | 1
287 | Encina | 0 | 0 | 10 | 0% | 0% | 1 | 0.47 | 0% | 0% | 1 | 0% | 0% | 0% | 1 | 0 | 2 | 0% | 0% | 0% | 1 | 20% | 0% | 0% | 1 | 84% | 0% | 0% | 3 | 84% | 0% | 0% | 3 | 84% | 0% | 0% | 3 | 0% | 0% | 0% | 1 | 12% | 0% | 0% | 1 |  | 0% | 0% | 1 | 0.37 | 0% | 0% | 1 | 1% | 0% | 0% | 1 | 0 | 2 | 6% | 0% | 6% | 1 | 24% | 0% | 0% | 1 | 55% | 0% | 0% | 2 | 57% | 0% | 0% | 2 | 70% | 0% | 0% | 3 | 5% | 0% | 0% | 1 | 18% | 0% | 0% | 1 |  | 0% | 0% | 1 | 0.37 | 0% | 0% | 1 | 7% | 0% | 0% | 1 | 0 | 2 | 15% | 0% | 15% | 1 | 64% | 0% | 0% | 2 | 36% | 0% | 0% | 1 | 51% | 0% | 0% | 2 | 79% | 0% | 0% | 3 | 5% | 0% | 0% | 1 | 6% | 0% | 0% | 1 |  | 0% | 0% | 1 | 0.37 | 0% | 0% | 1 | 5% | 0% | 0% | 1 | 0 | 2 | 53% | 6% | 59% | 3 | 44% | 0% | 0% | 1 | 18% | 0% | 0% | 1 | 35% | 0% | 0% | 1 | 56% | 0% | 0% | 2 | 4% | 0% | 0% | 1 | 7% | 0% | 0% | 1
288 | Bullard | 0 | 0 | 10 | 0% | 0% | 1 | 0.13 | 0% | 0% | 1 | 25% | 0% | 0% | 1 | 0 | 2 | 0% | 0% | 0% | 1 | 69% | 0% | 0% | 2 | 63% | 0% | 0% | 2 | 63% | 0% | 0% | 2 | 69% | 0% | 0% | 2 | 0% | 0% | 0% | 1 | 28% | 0% | 0% | 1 |  | 0% | 0% | 1 | 0.37 | 0% | 0% | 1 | 23% | 0% | 0% | 1 | 0 | 2 | 42% | 0% | 42% | 2 | 34% | 0% | 0% | 1 | 47% | 0% | 0% | 1 | 45% | 0% | 0% | 1 | 60% | 0% | 0% | 2 | 15% | 0% | 0% | 1 | 18% | 0% | 0% | 1 |  | 0% | 0% | 1 | 0.24 | 0% | 0% | 1 | 38% | 0% | 0% | 1 | 0 | 2 | 38% | 0% | 38% | 2 | 31% | 0% | 0% | 1 | 31% | 0% | 0% | 1 | 30% | 0% | 0% | 1 | 48% | 0% | 0% | 1 | 21% | 0% | 0% | 1 | 15% | 0% | 0% | 1 |  | 0% | 0% | 1 | 0.2 | 0% | 0% | 1 | 40% | 0% | 0% | 1 | 0 | 2 | 37% | 0% | 37% | 2 | 34% | 0% | 0% | 1 | 24% | 0% | 0% | 1 | 24% | 0% | 0% | 1 | 47% | 0% | 0% | 1 | 24% | 0% | 0% | 1 | 12% | 0% | 0% | 1
289 | Hicks | 106 | 1060 | 10 | 999.9% | 370.6% | 5 | 0.12 | 26500% | 926.3% | 5 | 0% | 106000% | 0% | 4 | 0 | 2 | 90% | 0% | 90% | 5 | 100% | 999% | 370.6% | 5 | 1% | 373.2% | 38800% | 5 | 89% | 3419% | 403.5% | 5 | 100% | 999% | 370.6% | 5 | 24% | 484% | 1255% | 5 | 6% | 397% | 4174% | 5 |  | 108.8% | 0.5016% | 4 | 0.22 | 347.5% | 10.51% | 3 | 1% | 101.2% | 0% | 4 | 0 | 2 | 40% | 0% | 40% | 2 | 70% | 19.64% | 0% | 3 | 3% | 6.003% | 0% | 1 | 66% | 17.4% | 0% | 2 | 94% | 98.97% | 0% | 4 | 22% | 7.515% | 0% | 1 | 3% | 6.012% | 0% | 1 |  | 18.2% | 0% | 1 | 0.21 | 17.63% | 0% | 1 | 1% | 101.2% | 0% | 4 | 0 | 2 | 47% | 0% | 47% | 2 | 60% | 3.624% | 0% | 2 | 16% | 1.737% | 0% | 1 | 55% | 3.272% | 0% | 2 | 82% | 8.232% | 0% | 3 | 35% | 2.254% | 0% | 1 | 3% | 1.513% | 0% | 1 |  | 8.867% | 0% | 1 | 0.19 | 3.405% | 0% | 1 | 1% | 101.2% | 0% | 4 | 0 | 2 | 47% | 5% | 52% | 3 | 61% | 1.834% | 0% | 2 | 22% | 0.9198% | 0% | 1 | 53% | 1.536% | 0% | 2 | 82% | 4.078% | 0% | 3 | 43% | 1.273% | 0% | 1 | 3% | 0.7468% | 0% | 1
290 | Olivehurst | 0 | 0 | 10 | 0% | 0% | 1 | 0.14 | 0% | 0% | 1 | 31% | 0% | 0% | 1 | 0 | 2 | 0% | 0% | 0% | 1 | 15% | 0% | 0% | 1 | 0% | 0% | 0% | 1 | 0% | 0% | 0% | 1 | 15% | 0% | 0% | 1 | 0% | 0% | 0% | 1 | 15% | 0% | 0% | 1 |  | 0% | 0% | 1 | 0.15 | 0% | 0% | 1 | 54% | 0% | 0% | 2 | 0 | 2 | 3% | 0% | 3% | 1 | 36% | 0% | 0% | 1 | 1% | 0% | 0% | 1 | 15% | 0% | 0% | 1 | 49% | 0% | 0% | 1 | 0% | 0% | 0% | 1 | 11% | 0% | 0% | 1 |  | 0% | 0% | 1 | 0.13 | 0% | 0% | 1 | 45% | 0% | 0% | 1 | 0 | 2 | 14% | 0% | 14% | 1 | 44% | 0% | 0% | 1 | 7% | 0% | 0% | 1 | 29% | 0% | 0% | 1 | 64% | 0% | 0% | 2 | 5% | 0% | 0% | 1 | 10% | 0% | 0% | 1 |  | 0% | 0% | 1 | 0.12 | 0% | 0% | 1 | 44% | 0% | 0% | 1 | 0 | 2 | 25% | 0% | 25% | 2 | 53% | 0% | 0% | 2 | 6% | 0% | 0% | 1 | 31% | 0% | 0% | 1 | 73% | 0% | 0% | 3 | 10% | 0% | 0% | 1 | 10% | 0% | 0% | 1
291 | Temblor | 0 | 0 | 10 | 0% | 0% | 1 | 0.07 | 0% | 0% | 1 | 7% | 0% | 0% | 1 | 0 | 2 | 0% | 0% | 0% | 1 | 3% | 0% | 0% | 1 | 16% | 0% | 0% | 1 | 45% | 0% | 0% | 1 | 45% | 0% | 0% | 1 | 1% | 0% | 0% | 1 | 0% | 0% | 0% | 1 |  | 0% | 0% | 1 | 0.07 | 0% | 0% | 1 | 25% | 0% | 0% | 1 | 0 | 2 | 7% | 0% | 7% | 1 | 35% | 0% | 0% | 1 | 14% | 0% | 0% | 1 | 34% | 0% | 0% | 1 | 61% | 0% | 0% | 2 | 14% | 0% | 0% | 1 | 0% | 0% | 0% | 1 |  | 0% | 0% | 1 | 0.08 | 0% | 0% | 1 | 28% | 0% | 0% | 1 | 0 | 2 | 13% | 0% | 13% | 1 | 44% | 0% | 0% | 1 | 16% | 0% | 0% | 1 | 43% | 0% | 0% | 1 | 71% | 0% | 0% | 3 | 15% | 0% | 0% | 1 | 3% | 0% | 0% | 1 |  | 0% | 0% | 1 | 0.09 | 0% | 0% | 1 | 28% | 0% | 0% | 1 | 0 | 2 | 14% | 0% | 14% | 1 | 41% | 0% | 0% | 1 | 17% | 0% | 0% | 1 | 45% | 0% | 0% | 1 | 72% | 0% | 0% | 3 | 17% | 0% | 0% | 1 | 4% | 0% | 0% | 1
292 | Olinda | 0 | 0 | 10 | 0% | 0% | 1 | 0.53 | 0% | 0% | 1 | 0% | 0% | 0% | 1 | 0 | 2 | 56% | 0% | 56% | 3 | 12% | 0% | 0% | 1 | 0% | 0% | 0% | 1 | 0% | 0% | 0% | 1 | 12% | 0% | 0% | 1 | 38% | 0% | 0% | 1 | 18% | 0% | 0% | 1 |  | 0% | 0% | 1 | 0.21 | 0% | 0% | 1 | 0% | 0% | 0% | 1 | 0 | 2 | 90% | 0% | 90% | 5 | 62% | 0% | 0% | 2 | 0% | 0% | 0% | 1 | 0% | 0% | 0% | 1 | 62% | 0% | 0% | 2 | 45% | 0% | 0% | 1 | 16% | 0% | 0% | 1 |  | 0% | 0% | 1 | 0.15 | 0% | 0% | 1 | 0% | 0% | 0% | 1 | 0 | 2 | 91% | 0% | 91% | 5 | 50% | 0% | 0% | 2 | 3% | 0% | 0% | 1 | 12% | 0% | 0% | 1 | 63% | 0% | 0% | 2 | 36% | 0% | 0% | 1 | 12% | 0% | 0% | 1 |  | 0% | 0% | 1 | 0.52 | 0% | 0% | 1 | 6% | 0% | 0% | 1 | 0 | 2 | 43% | 19% | 62% | 3 | 30% | 0% | 0% | 1 | 8% | 0% | 0% | 1 | 28% | 0% | 0% | 1 | 55% | 0% | 0% | 2 | 33% | 0% | 0% | 1 | 8% | 0% | 0% | 1
293 | Mt. Eden | 0 | 0 | 0 | 0% | 0% | 1 | 0.04 | 0% | 0% | 1 | 0% | 0% | 0% | 1 | 0 | 2 | 0% | 0% | 0% | 1 | 0% | 0% | 0% | 1 | 0% | 0% | 0% | 1 | 39% | 0% | 0% | 1 | 39% | 0% | 0% | 1 | 0% | 0% | 0% | 1 | 72% | 0% | 0% | 3 |  | 0% | 0% | 1 | 0.3 | 0% | 0% | 1 | 0% | 0% | 0% | 1 | 0 | 2 | 73% | 0% | 73% | 3 | 58% | 0% | 0% | 2 | 17% | 0% | 0% | 1 | 60% | 0% | 0% | 2 | 86% | 0% | 0% | 3 | 45% | 0% | 0% | 1 | 8% | 0% | 0% | 1 |  | 0% | 0% | 1 | 0.53 | 0% | 0% | 1 | 0% | 0% | 0% | 1 | 0 | 2 | 74% | 0% | 74% | 3 | 63% | 0% | 0% | 2 | 28% | 0% | 0% | 1 | 64% | 0% | 0% | 2 | 84% | 0% | 0% | 3 | 39% | 0% | 0% | 1 | 8% | 0% | 0% | 1 |  | 0% | 0% | 1 | 0.28 | 0% | 0% | 1 | 0% | 0% | 0% | 1 | 0 | 2 | 75% | 1% | 76% | 5 | 53% | 0% | 0% | 2 | 41% | 0% | 0% | 1 | 65% | 0% | 0% | 2 | 81% | 0% | 0% | 3 | 42% | 0% | 0% | 1 | 8% | 0% | 0% | 1
294 | Woodland | 12 | 120 | 5 | 6.448% | 0% | 1 | 0.1 | 3.302% | 0% | 1 | 67% | 2.275% | 0% | 2 | 0 | 2 | 0% | 0% | 0% | 1 | 57% | 0.954% | 0% | 2 | 24% | 0.5341% | 0% | 1 | 26% | 0.5534% | 0% | 1 | 69% | 1.314% | 0% | 2 | 0% | 0.4075% | 0% | 1 | 7% | 0.4399% | 0% | 1 |  | 1.031% | 0% | 1 | 0.09 | 0.7264% | 0% | 1 | 63% | 0.4209% | 0% | 2 | 0 | 2 | 3% | 0% | 3% | 1 | 48% | 0.1675% | 0% | 1 | 19% | 0.1088% | 0% | 1 | 30% | 0.1255% | 0% | 1 | 61% | 0.225% | 0% | 2 | 1% | 0.08822% | 0% | 1 | 6% | 0.09319% | 0% | 1 |  | 0.8152% | 0% | 1 | 0.09 | 0.4105% | 0% | 1 | 66% | 0.4209% | 0% | 2 | 0 | 2 | 6% | 0% | 6% | 1 | 43% | 0.06846% | 0% | 1 | 14% | 0.04476% | 0% | 1 | 40% | 0.06423% | 0% | 1 | 68% | 0.1222% | 0% | 2 | 1% | 0.03922% | 0% | 1 | 5% | 0.04055% | 0% | 1 |  | 0.3856% | 0% | 1 | 0.09 | 0.2107% | 0% | 1 | 59% | 0.4209% | 0% | 2 | 0 | 2 | 17% | 0% | 17% | 1 | 46% | 0.0412% | 0% | 1 | 11% | 0.02504% | 0% | 1 | 39% | 0.03655% | 0% | 1 | 68% | 0.0696% | 0% | 2 | 7% | 0.02411% | 0% | 1 | 5% | 0.02355% | 0% | 1
295 | Trabuco | 0 | 0 | 10 | 0% | 0% | 1 | 0.72 | 0% | 0% | 1 | 0% | 0% | 0% | 1 | 0 | 2 | 84% | 0% | 84% | 5 | 20% | 0% | 0% | 1 | 66% | 0% | 0% | 2 | 66% | 0% | 0% | 2 | 67% | 0% | 0% | 2 | 8% | 0% | 0% | 1 | 11% | 0% | 0% | 1 |  | 0% | 0% | 1 | 0.59 | 0% | 0% | 1 | 0% | 0% | 0% | 1 | 0 | 2 | 33% | 54% | 87% | 5 | 22% | 0% | 0% | 1 | 68% | 0% | 0% | 2 | 72% | 0% | 0% | 3 | 77% | 0% | 0% | 3 | 54% | 0% | 0% | 2 | 7% | 0% | 0% | 1 |  | 0% | 0% | 1 | 0.44 | 0% | 0% | 1 | 0% | 0% | 0% | 1 | 0 | 2 | 26% | 62% | 88% | 5 | 38% | 0% | 0% | 1 | 50% | 0% | 0% | 2 | 64% | 0% | 0% | 2 | 83% | 0% | 0% | 3 | 54% | 0% | 0% | 2 | 8% | 0% | 0% | 1 |  | 0% | 0% | 1 | 0.46 | 0% | 0% | 1 | 0% | 0% | 0% | 1 | 0 | 2 | 15% | 69% | 84% | 5 | 46% | 0% | 0% | 1 | 47% | 0% | 0% | 1 | 60% | 0% | 0% | 2 | 87% | 0% | 0% | 3 | 52% | 0% | 0% | 2 | 8% | 0% | 0% | 1
296 | Cantua | 100 | 1000 | 10 | 40.23% | 0% | 2 | 0.07 | 10.2% | 0% | 1 | 80% | 30.1% | 0% | 3 | 0 | 2 | 7% | 0% | 7% | 1 | 20% | 2.611% | 0% | 1 | 0% | 2.093% | 0% | 1 | 0% | 2.093% | 0% | 1 | 20% | 2.611% | 0% | 1 | 7% | 2.255% | 0% | 1 | 1% | 2.106% | 0% | 1 |  | 2.186% | 0% | 1 | 0.06 | 1.751% | 0% | 1 | 43% | 2.089% | 0% | 1 | 0 | 2 | 16% | 1% | 17% | 2 | 35% | 0.901% | 0% | 1 | 0% | 0.5824% | 0% | 1 | 8% | 0.6313% | 0% | 1 | 37% | 0.9265% | 0% | 1 | 18% | 0.7104% | 0% | 1 | 0% | 0.5847% | 0% | 1 |  | 0.8964% | 0% | 1 | 0.06 | 0.935% | 0% | 1 | 35% | 2.089% | 0% | 1 | 0 | 2 | 14% | 1% | 15% | 2 | 34% | 0.4486% | 0% | 1 | 2% | 0.3005% | 0% | 1 | 9% | 0.3217% | 0% | 1 | 35% | 0.4548% | 0% | 1 | 16% | 0.3483% | 0% | 1 | 0% | 0.2956% | 0% | 1 |  | 0.5663% | 0% | 1 | 0.06 | 0.617% | 0% | 1 | 36% | 2.089% | 0% | 1 | 0 | 2 | 15% | 2% | 17% | 2 | 35% | 0.2598% | 0% | 1 | 6% | 0.1788% | 0% | 1 | 15% | 0.1981% | 0% | 1 | 40% | 0.2795% | 0% | 1 | 15% | 0.1981% | 0% | 1 | 1% | 0.1704% | 0% | 1
297 | Rancho Vista | 0 | 0 | 10 | 0% | 0% | 1 | 0.75 | 0% | 0% | 1 | 0% | 0% | 0% | 1 | 0 | 2 | 38% | 62% | 100% | 5 | 100% | 0% | 0% | 5 | 100% | 0% | 0% | 5 | 100% | 0% | 0% | 5 | 100% | 0% | 0% | 5 | 0% | 0% | 0% | 1 | 0% | 0% | 0% | 1 |  | 0% | 0% | 1 | 0.57 | 0% | 0% | 1 | 13% | 0% | 0% | 1 | 0 | 2 | 7% | 37% | 44% | 5 | 44% | 0% | 0% | 1 | 33% | 0% | 0% | 1 | 30% | 0% | 0% | 1 | 44% | 0% | 0% | 1 | 24% | 0% | 0% | 1 | 5% | 0% | 0% | 1 |  | 0% | 0% | 1 | 0.3 | 0% | 0% | 1 | 6% | 0% | 0% | 1 | 0 | 2 | 28% | 45% | 73% | 5 | 66% | 0% | 0% | 2 | 51% | 0% | 0% | 2 | 46% | 0% | 0% | 1 | 74% | 0% | 0% | 3 | 22% | 0% | 0% | 1 | 8% | 0% | 0% | 1 |  | 0% | 0% | 1 | 0.27 | 0% | 0% | 1 | 2% | 0% | 0% | 1 | 0 | 2 | 55% | 30% | 85% | 5 | 51% | 0% | 0% | 2 | 53% | 0% | 0% | 2 | 60% | 0% | 0% | 2 | 85% | 0% | 0% | 3 | 35% | 0% | 0% | 1 | 7% | 0% | 0% | 1
298 | Los Esteros | 0 | 0 | 10 | 0% | 0% | 1 | 0.07 | 0% | 0% | 1 | 0% | 0% | 0% | 1 | 0 | 2 | 71% | 0% | 71% | 3 | 0% | 0% | 0% | 1 | 0% | 0% | 0% | 1 | 48% | 0% | 0% | 1 | 48% | 0% | 0% | 1 | 29% | 0% | 0% | 1 | 32% | 0% | 0% | 1 |  | 0% | 0% | 1 | 0.06 | 0% | 0% | 1 | 0% | 0% | 0% | 1 | 0 | 2 | 96% | 0% | 96% | 5 | 43% | 0% | 0% | 1 | 40% | 0% | 0% | 1 | 46% | 0% | 0% | 1 | 53% | 0% | 0% | 2 | 60% | 0% | 0% | 2 | 8% | 0% | 0% | 1 |  | 0% | 0% | 1 | 0.07 | 0% | 0% | 1 | 0% | 0% | 0% | 1 | 0 | 2 | 91% | 3% | 94% | 5 | 59% | 0% | 0% | 2 | 36% | 0% | 0% | 1 | 46% | 0% | 0% | 1 | 68% | 0% | 0% | 2 | 69% | 0% | 0% | 2 | 7% | 0% | 0% | 1 |  | 0% | 0% | 1 | 0.14 | 0% | 0% | 1 | 1% | 0% | 0% | 1 | 0 | 2 | 72% | 8% | 80% | 5 | 72% | 0% | 0% | 3 | 35% | 0% | 0% | 1 | 50% | 0% | 0% | 2 | 84% | 0% | 0% | 3 | 63% | 0% | 0% | 2 | 6% | 0% | 0% | 1
299 | Humboldt Bay | 0 | 0 | 0 | 0% | 0% | 1 | 0.18 | 0% | 0% | 1 | 0% | 0% | 0% | 1 | 0 | 2 | 0% | 0% | 0% | 1 | 9% | 0% | 0% | 1 | 52% | 0% | 0% | 2 | 52% | 0% | 0% | 2 | 59% | 0% | 0% | 2 | 25% | 0% | 0% | 1 | 19% | 0% | 0% | 1 |  | 0% | 0% | 1 | 0.14 | 0% | 0% | 1 | 0% | 0% | 0% | 1 | 0 | 2 | 0% | 0% | 0% | 1 | 3% | 0% | 0% | 1 | 55% | 0% | 0% | 2 | 57% | 0% | 0% | 2 | 59% | 0% | 0% | 2 | 15% | 0% | 0% | 1 | 22% | 0% | 0% | 1 |  | 0% | 0% | 1 | 0.13 | 0% | 0% | 1 | 0% | 0% | 0% | 1 | 0 | 2 | 0% | 0% | 0% | 1 | 4% | 0% | 0% | 1 | 38% | 0% | 0% | 1 | 43% | 0% | 0% | 1 | 45% | 0% | 0% | 1 | 25% | 0% | 0% | 1 | 23% | 0% | 0% | 1 |  | 0% | 0% | 1 | 0.09 | 0% | 0% | 1 | 0% | 0% | 0% | 1 | 0 | 2 | 0% | 0% | 0% | 1 | 4% | 0% | 0% | 1 | 36% | 0% | 0% | 1 | 41% | 0% | 0% | 1 | 43% | 0% | 0% | 1 | 33% | 0% | 0% | 1 | 17% | 0% | 0% | 1
300 | Shiloh III | 0 | 0 | 0 | 0% | 0% | 1 | 0.06 | 0% | 0% | 1 | 0% | 0% | 0% | 1 | 0 | 2 | 91% | 0% | 91% | 5 | 7% | 0% | 0% | 1 | 37% | 0% | 0% | 1 | 40% | 0% | 0% | 1 | 51% | 0% | 0% | 2 | 3% | 0% | 0% | 1 | 18% | 0% | 0% | 1 |  | 0% | 0% | 1 | 0.06 | 0% | 0% | 1 | 8% | 0% | 0% | 1 | 0 | 2 | 64% | 0% | 64% | 3 | 16% | 0% | 0% | 1 | 35% | 0% | 0% | 1 | 35% | 0% | 0% | 1 | 50% | 0% | 0% | 2 | 6% | 0% | 0% | 1 | 28% | 0% | 0% | 1 |  | 0% | 0% | 1 | 0.07 | 0% | 0% | 1 | 27% | 0% | 0% | 1 | 0 | 2 | 40% | 0% | 40% | 2 | 12% | 0% | 0% | 1 | 31% | 0% | 0% | 1 | 32% | 0% | 0% | 1 | 43% | 0% | 0% | 1 | 4% | 0% | 0% | 1 | 20% | 0% | 0% | 1 |  | 0% | 0% | 1 | 0.13 | 0% | 0% | 1 | 33% | 0% | 0% | 1 | 0 | 2 | 34% | 0% | 34% | 2 | 17% | 0% | 0% | 1 | 24% | 0% | 0% | 1 | 26% | 0% | 0% | 1 | 41% | 0% | 0% | 1 | 7% | 0% | 0% | 1 | 14% | 0% | 0% | 1
301 | Westpark | 0 | 0 | 10 | 0% | 0% | 1 | 0.19 | 0% | 0% | 1 | 5% | 0% | 0% | 1 | 0 | 2 | 0% | 0% | 0% | 1 | 75% | 0% | 0% | 3 | 0% | 0% | 0% | 1 | 53% | 0% | 0% | 2 | 75% | 0% | 0% | 3 | 0% | 0% | 0% | 1 | 0% | 0% | 0% | 1 |  | 0% | 0% | 1 | 0.21 | 0% | 0% | 1 | 42% | 0% | 0% | 1 | 0 | 2 | 8% | 0% | 8% | 1 | 38% | 0% | 0% | 1 | 12% | 0% | 0% | 1 | 28% | 0% | 0% | 1 | 49% | 0% | 0% | 1 | 2% | 0% | 0% | 1 | 5% | 0% | 0% | 1 |  | 0% | 0% | 1 | 0.13 | 0% | 0% | 1 | 45% | 0% | 0% | 1 | 0 | 2 | 22% | 0% | 22% | 2 | 34% | 0% | 0% | 1 | 16% | 0% | 0% | 1 | 29% | 0% | 0% | 1 | 48% | 0% | 0% | 1 | 8% | 0% | 0% | 1 | 5% | 0% | 0% | 1 |  | 0% | 0% | 1 | 0.1 | 0% | 0% | 1 | 46% | 0% | 0% | 1 | 0 | 2 | 24% | 0% | 24% | 2 | 34% | 0% | 0% | 1 | 23% | 0% | 0% | 1 | 37% | 0% | 0% | 1 | 54% | 0% | 0% | 2 | 13% | 0% | 0% | 1 | 4% | 0% | 0% | 1
302 | Pendleton | 0 | 0 | 10 | 0% | 0% | 1 | 0.57 | 0% | 0% | 1 | 8% | 0% | 0% | 1 | 0 | 2 | 0% | 0% | 0% | 1 | 18% | 0% | 0% | 1 | 18% | 0% | 0% | 1 | 18% | 0% | 0% | 1 | 18% | 0% | 0% | 1 | 0% | 0% | 0% | 1 | 5% | 0% | 0% | 1 |  | 0% | 0% | 1 | 0.37 | 0% | 0% | 1 | 7% | 0% | 0% | 1 | 0 | 2 | 9% | 31% | 40% | 5 | 79% | 0% | 0% | 3 | 40% | 0% | 0% | 1 | 48% | 0% | 0% | 1 | 89% | 0% | 0% | 3 | 4% | 0% | 0% | 1 | 8% | 0% | 0% | 1 |  | 0% | 0% | 1 | 0.37 | 0% | 0% | 1 | 4% | 0% | 0% | 1 | 0 | 2 | 40% | 32% | 72% | 5 | 67% | 0% | 0% | 2 | 23% | 0% | 0% | 1 | 45% | 0% | 0% | 1 | 78% | 0% | 0% | 3 | 7% | 0% | 0% | 1 | 7% | 0% | 0% | 1 |  | 0% | 0% | 1 | 0.37 | 0% | 0% | 1 | 4% | 0% | 0% | 1 | 0 | 2 | 41% | 41% | 82% | 5 | 53% | 0% | 0% | 2 | 26% | 0% | 0% | 1 | 41% | 0% | 0% | 1 | 69% | 0% | 0% | 2 | 16% | 0% | 0% | 1 | 6% | 0% | 0% | 1
303 | Burney Forest Power | 0 | 0 | 0 | 0% | 0% | 1 | 0.05 | 0% | 0% | 1 | 0% | 0% | 0% | 1 | 0 | 2 | 53% | 0% | 53% | 3 | 29% | 0% | 0% | 1 | 0% | 0% | 0% | 1 | 0% | 0% | 0% | 1 | 29% | 0% | 0% | 1 | 18% | 0% | 0% | 1 | 12% | 0% | 0% | 1 |  | 0% | 0% | 1 | 0.05 | 0% | 0% | 1 | 0% | 0% | 0% | 1 | 0 | 2 | 52% | 0% | 52% | 3 | 43% | 0% | 0% | 1 | 7% | 0% | 0% | 1 | 6% | 0% | 0% | 1 | 48% | 0% | 0% | 1 | 25% | 0% | 0% | 1 | 8% | 0% | 0% | 1 |  | 0% | 0% | 1 | 0.05 | 0% | 0% | 1 | 0% | 0% | 0% | 1 | 0 | 2 | 52% | 4% | 56% | 3 | 43% | 0% | 0% | 1 | 17% | 0% | 0% | 1 | 17% | 0% | 0% | 1 | 53% | 0% | 0% | 2 | 28% | 0% | 0% | 1 | 7% | 0% | 0% | 1 |  | 0% | 0% | 1 | 0.05 | 0% | 0% | 1 | 0% | 0% | 0% | 1 | 0 | 2 | 47% | 8% | 55% | 3 | 38% | 0% | 0% | 1 | 18% | 0% | 0% | 1 | 19% | 0% | 0% | 1 | 50% | 0% | 0% | 2 | 36% | 0% | 0% | 1 | 6% | 0% | 0% | 1
304 | Llagas | 0 | 0 | 10 | 0% | 0% | 1 | 0.18 | 0% | 0% | 1 | 26% | 0% | 0% | 1 | 0 | 2 | 55% | 0% | 55% | 3 | 53% | 0% | 0% | 2 | 0% | 0% | 0% | 1 | 4% | 0% | 0% | 1 | 53% | 0% | 0% | 2 | 33% | 0% | 0% | 1 | 2% | 0% | 0% | 1 |  | 0% | 0% | 1 | 0.15 | 0% | 0% | 1 | 16% | 0% | 0% | 1 | 0 | 2 | 56% | 0% | 56% | 3 | 50% | 0% | 0% | 2 | 4% | 0% | 0% | 1 | 10% | 0% | 0% | 1 | 53% | 0% | 0% | 2 | 41% | 0% | 0% | 1 | 4% | 0% | 0% | 1 |  | 0% | 0% | 1 | 0.18 | 0% | 0% | 1 | 16% | 0% | 0% | 1 | 0 | 2 | 54% | 2% | 56% | 3 | 52% | 0% | 0% | 2 | 8% | 0% | 0% | 1 | 13% | 0% | 0% | 1 | 58% | 0% | 0% | 2 | 40% | 0% | 0% | 1 | 5% | 0% | 0% | 1 |  | 0% | 0% | 1 | 0.15 | 0% | 0% | 1 | 13% | 0% | 0% | 1 | 0 | 2 | 54% | 9% | 63% | 3 | 53% | 0% | 0% | 2 | 15% | 0% | 0% | 1 | 23% | 0% | 0% | 1 | 67% | 0% | 0% | 2 | 47% | 0% | 0% | 1 | 4% | 0% | 0% | 1
305 | Los Banos | 200 | 2000 | 10 | 55.96% | 0% | 3 | 0.09 | 31.86% | 0% | 2 | 12% | 33.18% | 0% | 2 | 0 | 2 | 69% | 0% | 69% | 3 | 81% | 38.73% | 0% | 3 | 13% | 8.383% | 0% | 1 | 30% | 10.49% | 0% | 1 | 81% | 38.73% | 0% | 3 | 20% | 9.067% | 0% | 1 | 6% | 7.739% | 0% | 1 |  | 11.36% | 0% | 1 | 0.08 | 4.606% | 0% | 1 | 18% | 9.234% | 0% | 1 | 0 | 2 | 57% | 2% | 59% | 3 | 65% | 4.723% | 0% | 2 | 16% | 1.944% | 0% | 1 | 33% | 2.432% | 0% | 1 | 66% | 4.798% | 0% | 2 | 37% | 2.616% | 0% | 1 | 8% | 1.78% | 0% | 1 |  | 7.175% | 0% | 1 | 0.06 | 2.12% | 0% | 1 | 19% | 9.234% | 0% | 1 | 0 | 2 | 54% | 7% | 61% | 3 | 67% | 2.49% | 0% | 2 | 14% | 0.9706% | 0% | 1 | 27% | 1.141% | 0% | 1 | 70% | 2.792% | 0% | 3 | 43% | 1.458% | 0% | 1 | 8% | 0.9021% | 0% | 1 |  | 4.061% | 0% | 1 | 0.06 | 1.091% | 0% | 1 | 19% | 9.234% | 0% | 1 | 0 | 2 | 55% | 6% | 61% | 3 | 62% | 1.207% | 0% | 2 | 13% | 0.5207% | 0% | 1 | 21% | 0.5763% | 0% | 1 | 68% | 1.403% | 0% | 2 | 47% | 0.8615% | 0% | 1 | 6% | 0.4862% | 0% | 1
306 | Peabody | 0 | 0 | 10 | 0% | 0% | 1 | 0.17 | 0% | 0% | 1 | 15% | 0% | 0% | 1 | 0 | 2 | 58% | 0% | 58% | 3 | 24% | 0% | 0% | 1 | 36% | 0% | 0% | 1 | 75% | 0% | 0% | 3 | 98% | 0% | 0% | 5 | 12% | 0% | 0% | 1 | 20% | 0% | 0% | 1 |  | 0% | 0% | 1 | 0.11 | 0% | 0% | 1 | 25% | 0% | 0% | 1 | 0 | 2 | 55% | 0% | 55% | 3 | 23% | 0% | 0% | 1 | 34% | 0% | 0% | 1 | 37% | 0% | 0% | 1 | 62% | 0% | 0% | 2 | 17% | 0% | 0% | 1 | 21% | 0% | 0% | 1 |  | 0% | 0% | 1 | 0.1 | 0% | 0% | 1 | 24% | 0% | 0% | 1 | 0 | 2 | 54% | 0% | 54% | 3 | 35% | 0% | 0% | 1 | 21% | 0% | 0% | 1 | 23% | 0% | 0% | 1 | 55% | 0% | 0% | 2 | 18% | 0% | 0% | 1 | 16% | 0% | 0% | 1 |  | 0% | 0% | 1 | 0.15 | 0% | 0% | 1 | 33% | 0% | 0% | 1 | 0 | 2 | 41% | 0% | 41% | 2 | 31% | 0% | 0% | 1 | 17% | 0% | 0% | 1 | 21% | 0% | 0% | 1 | 48% | 0% | 0% | 1 | 14% | 0% | 0% | 1 | 13% | 0% | 0% | 1
307 | Silvergate | 100 | 1000 | 10 | 110.3% | 2.507% | 4 | 0.24 | 43.27% | 0% | 2 | 0% | 0% | 0% | 1 | 0 | 2 | 0% | 0% | 0% | 1 | 1% | 21.88% | 0% | 2 | 9% | 23.85% | 0% | 2 | 79% | 103.2% | 0.85% | 4 | 79% | 105% | 1.31% | 4 | 0% | 21.66% | 0% | 2 | 1% | 21.95% | 0% | 2 |  | 99.6% | 0% | 4 | 0.23 | 35.74% | 0% | 2 | 0% | 0% | 0% | 1 | 0 | 2 | 0% | 0% | 0% | 1 | 1% | 18.71% | 0% | 1 | 19% | 22.79% | 0% | 2 | 80% | 91.74% | 0% | 4 | 80% | 93.2% | 0% | 4 | 0% | 18.55% | 0% | 1 | 2% | 18.85% | 0% | 1 |  | 95.06% | 0% | 4 | 0.21 | 31.77% | 0% | 2 | 0% | 0% | 0% | 1 | 0 | 2 | 40% | 0% | 40% | 2 | 9% | 8.58% | 0% | 1 | 63% | 21% | 0% | 2 | 83% | 45.58% | 0% | 3 | 91% | 88.42% | 0% | 4 | 19% | 9.686% | 0% | 1 | 6% | 8.328% | 0% | 1 |  | 49.02% | 0% | 2 | 0.21 | 22.9% | 0% | 2 | 0% | 0% | 0% | 1 | 0 | 2 | 46% | 21% | 67% | 4 | 27% | 5.692% | 0% | 1 | 66% | 12.35% | 0% | 2 | 82% | 22.56% | 0% | 3 | 91% | 45.48% | 0% | 4 | 27% | 5.665% | 0% | 1 | 6% | 4.41% | 0% | 1
308 | Kelso | 0 | 0 | 10 | 0% | 0% | 1 | 0.2 | 0% | 0% | 1 | 24% | 0% | 0% | 1 | 0 | 2 | 66% | 0% | 66% | 3 | 67% | 0% | 0% | 2 | 56% | 0% | 0% | 2 | 61% | 0% | 0% | 2 | 85% | 0% | 0% | 3 | 7% | 0% | 0% | 1 | 9% | 0% | 0% | 1 |  | 0% | 0% | 1 | 0.14 | 0% | 0% | 1 | 39% | 0% | 0% | 1 | 0 | 2 | 48% | 0% | 48% | 2 | 52% | 0% | 0% | 2 | 42% | 0% | 0% | 1 | 46% | 0% | 0% | 1 | 66% | 0% | 0% | 2 | 11% | 0% | 0% | 1 | 6% | 0% | 0% | 1 |  | 0% | 0% | 1 | 0.15 | 0% | 0% | 1 | 41% | 0% | 0% | 1 | 0 | 2 | 44% | 2% | 46% | 2 | 45% | 0% | 0% | 1 | 37% | 0% | 0% | 1 | 39% | 0% | 0% | 1 | 58% | 0% | 0% | 2 | 18% | 0% | 0% | 1 | 6% | 0% | 0% | 1 |  | 0% | 0% | 1 | 0.13 | 0% | 0% | 1 | 40% | 0% | 0% | 1 | 0 | 2 | 39% | 5% | 44% | 2 | 44% | 0% | 0% | 1 | 36% | 0% | 0% | 1 | 38% | 0% | 0% | 1 | 58% | 0% | 0% | 2 | 21% | 0% | 0% | 1 | 7% | 0% | 0% | 1
309 | Desert View | 0 | 0 | 0 | 0% | 0% | 1 | 0 | 0% | 0% | 1 | 0% | 0% | 0% | 1 | 0 | 2 | 15% | 0% | 15% | 1 | 0% | 0% | 0% | 1 | 0% | 0% | 0% | 1 | 0% | 0% | 0% | 1 | 0% | 0% | 0% | 1 | 0% | 0% | 0% | 1 | 0% | 0% | 0% | 1 |  | 0% | 0% | 1 | 0 | 0% | 0% | 1 | 0% | 0% | 0% | 1 | 0 | 2 | 11% | 0% | 11% | 1 | 0% | 0% | 0% | 1 | 0% | 0% | 0% | 1 | 0% | 0% | 0% | 1 | 0% | 0% | 0% | 1 | 0% | 0% | 0% | 1 | 0% | 0% | 0% | 1 |  | 0% | 0% | 1 | 0 | 0% | 0% | 1 | 0% | 0% | 0% | 1 | 0 | 2 | 17% | 0% | 17% | 1 | 0% | 0% | 0% | 1 | 0% | 0% | 0% | 1 | 0% | 0% | 0% | 1 | 0% | 0% | 0% | 1 | 0% | 0% | 0% | 1 | 0% | 0% | 0% | 1 |  | 0% | 0% | 1 | 0 | 0% | 0% | 1 | 0% | 0% | 0% | 1 | 0 | 2 | 29% | 0% | 29% | 2 | 0% | 0% | 0% | 1 | 0% | 0% | 0% | 1 | 0% | 0% | 0% | 1 | 0% | 0% | 0% | 1 | 0% | 0% | 0% | 1 | 0% | 0% | 0% | 1
310 | Clay | 0 | 0 | 10 | 0% | 0% | 1 | 0.09 | 0% | 0% | 1 | 7% | 0% | 0% | 1 | 0 | 2 | 53% | 0% | 53% | 3 | 92% | 0% | 0% | 4 | 48% | 0% | 0% | 1 | 66% | 0% | 0% | 2 | 95% | 0% | 0% | 5 | 51% | 0% | 0% | 2 | 13% | 0% | 0% | 1 |  | 0% | 0% | 1 | 0.11 | 0% | 0% | 1 | 4% | 0% | 0% | 1 | 0 | 2 | 53% | 0% | 53% | 3 | 93% | 0% | 0% | 4 | 36% | 0% | 0% | 1 | 54% | 0% | 0% | 2 | 97% | 0% | 0% | 5 | 57% | 0% | 0% | 2 | 16% | 0% | 0% | 1 |  | 0% | 0% | 1 | 0.14 | 0% | 0% | 1 | 5% | 0% | 0% | 1 | 0 | 2 | 53% | 0% | 53% | 3 | 89% | 0% | 0% | 3 | 31% | 0% | 0% | 1 | 43% | 0% | 0% | 1 | 92% | 0% | 0% | 4 | 42% | 0% | 0% | 1 | 18% | 0% | 0% | 1 |  | 0% | 0% | 1 | 0.17 | 0% | 0% | 1 | 8% | 0% | 0% | 1 | 0 | 2 | 46% | 2% | 48% | 2 | 75% | 0% | 0% | 3 | 20% | 0% | 0% | 1 | 34% | 0% | 0% | 1 | 84% | 0% | 0% | 3 | 37% | 0% | 0% | 1 | 15% | 0% | 0% | 1
311 | Calcite | 465 | 4650 | 10 | 39.59% | 0% | 2 | 0.34 | 465000% | 77.52% | 5 | 0% | 0% | 0% | 1 | 0 | 2 | 0% | 0% | 0% | 1 | 53% | 36.05% | 0% | 2 | 21% | 21.56% | 0% | 2 | 11% | 19.27% | 0% | 1 | 54% | 36.9% | 0% | 2 | 14% | 19.9% | 0% | 1 | 2% | 17.37% | 0% | 1 |  | 16.17% | 0% | 1 | 0.39 | 13676% | 31.86% | 5 | 0% | 0% | 0% | 1 | 0 | 2 | 0% | 0% | 0% | 1 | 41% | 11.3% | 0% | 1 | 25% | 8.874% | 0% | 1 | 22% | 8.556% | 0% | 1 | 55% | 14.9% | 0% | 2 | 15% | 7.869% | 0% | 1 | 1% | 6.713% | 0% | 1 |  | 12.49% | 0% | 1 | 0.39 | 34.15% | 0% | 2 | 0% | 0% | 0% | 1 | 0 | 2 | 3% | 3% | 6% | 2 | 41% | 6.304% | 0% | 1 | 27% | 5.142% | 0% | 1 | 25% | 4.989% | 0% | 1 | 58% | 9.021% | 0% | 2 | 26% | 5.063% | 0% | 1 | 0% | 3.763% | 0% | 1 |  | 10.63% | 0% | 1 | 0.29 | 8.388% | 0% | 1 | 0% | 0% | 0% | 1 | 0 | 2 | 4% | 10% | 14% | 3 | 30% | 3.389% | 0% | 1 | 27% | 3.261% | 0% | 1 | 28% | 3.293% | 0% | 1 | 53% | 5.058% | 0% | 2 | 41% | 4.079% | 0% | 1 | 0% | 2.398% | 0% | 1
312 | Biola | 0 | 0 | 10 | 0% | 0% | 1 | 0.13 | 0% | 0% | 1 | 68% | 0% | 0% | 2 | 0 | 2 | 0% | 0% | 0% | 1 | 22% | 0% | 0% | 1 | 17% | 0% | 0% | 1 | 20% | 0% | 0% | 1 | 41% | 0% | 0% | 1 | 0% | 0% | 0% | 1 | 3% | 0% | 0% | 1 |  | 0% | 0% | 1 | 0.12 | 0% | 0% | 1 | 53% | 0% | 0% | 2 | 0 | 2 | 6% | 0% | 6% | 1 | 22% | 0% | 0% | 1 | 20% | 0% | 0% | 1 | 25% | 0% | 0% | 1 | 40% | 0% | 0% | 1 | 3% | 0% | 0% | 1 | 8% | 0% | 0% | 1 |  | 0% | 0% | 1 | 0.1 | 0% | 0% | 1 | 42% | 0% | 0% | 1 | 0 | 2 | 13% | 0% | 13% | 1 | 32% | 0% | 0% | 1 | 20% | 0% | 0% | 1 | 23% | 0% | 0% | 1 | 46% | 0% | 0% | 1 | 3% | 0% | 0% | 1 | 9% | 0% | 0% | 1 |  | 0% | 0% | 1 | 0.11 | 0% | 0% | 1 | 35% | 0% | 0% | 1 | 0 | 2 | 18% | 0% | 18% | 1 | 32% | 0% | 0% | 1 | 18% | 0% | 0% | 1 | 21% | 0% | 0% | 1 | 44% | 0% | 0% | 1 | 3% | 0% | 0% | 1 | 8% | 0% | 0% | 1
313 | New Sub - Pit 1 - Cottonwood (Proposed) | 0 | 0 | 10 | 0% | 0% | 1 | 0.05 | 0% | 0% | 1 | 0% | 0% | 0% | 1 | 0 | 2 | 94% | 0% | 94% | 5 | 74% | 0% | 0% | 3 | 3% | 0% | 0% | 1 | 3% | 0% | 0% | 1 | 74% | 0% | 0% | 3 | 25% | 0% | 0% | 1 | 6% | 0% | 0% | 1 |  | 0% | 0% | 1 | 0.05 | 0% | 0% | 1 | 0% | 0% | 0% | 1 | 0 | 2 | 72% | 6% | 78% | 5 | 62% | 0% | 0% | 2 | 10% | 0% | 0% | 1 | 13% | 0% | 0% | 1 | 65% | 0% | 0% | 2 | 19% | 0% | 0% | 1 | 8% | 0% | 0% | 1 |  | 0% | 0% | 1 | 0.05 | 0% | 0% | 1 | 0% | 0% | 0% | 1 | 0 | 2 | 62% | 10% | 72% | 3 | 52% | 0% | 0% | 2 | 15% | 0% | 0% | 1 | 18% | 0% | 0% | 1 | 60% | 0% | 0% | 2 | 28% | 0% | 0% | 1 | 7% | 0% | 0% | 1 |  | 0% | 0% | 1 | 0.05 | 0% | 0% | 1 | 0% | 0% | 0% | 1 | 0 | 2 | 59% | 11% | 70% | 3 | 50% | 0% | 0% | 2 | 21% | 0% | 0% | 1 | 23% | 0% | 0% | 1 | 61% | 0% | 0% | 2 | 38% | 0% | 0% | 1 | 7% | 0% | 0% | 1
314 | Olive | 0 | 0 | 5 | 0% | 0% | 1 | 0.11 | 0% | 0% | 1 | 24% | 0% | 0% | 1 | 0 | 2 | 37% | 0% | 37% | 2 | 44% | 0% | 0% | 1 | 7% | 0% | 0% | 1 | 30% | 0% | 0% | 1 | 52% | 0% | 0% | 2 | 1% | 0% | 0% | 1 | 6% | 0% | 0% | 1 |  | 0% | 0% | 1 | 0.09 | 0% | 0% | 1 | 36% | 0% | 0% | 1 | 0 | 2 | 17% | 0% | 17% | 1 | 32% | 0% | 0% | 1 | 10% | 0% | 0% | 1 | 24% | 0% | 0% | 1 | 45% | 0% | 0% | 1 | 0% | 0% | 0% | 1 | 6% | 0% | 0% | 1 |  | 0% | 0% | 1 | 0.09 | 0% | 0% | 1 | 43% | 0% | 0% | 1 | 0 | 2 | 9% | 0% | 9% | 1 | 31% | 0% | 0% | 1 | 9% | 0% | 0% | 1 | 19% | 0% | 0% | 1 | 43% | 0% | 0% | 1 | 1% | 0% | 0% | 1 | 6% | 0% | 0% | 1 |  | 0% | 0% | 1 | 0.09 | 0% | 0% | 1 | 44% | 0% | 0% | 1 | 0 | 2 | 8% | 0% | 8% | 1 | 30% | 0% | 0% | 1 | 6% | 0% | 0% | 1 | 16% | 0% | 0% | 1 | 41% | 0% | 0% | 1 | 1% | 0% | 0% | 1 | 5% | 0% | 0% | 1
315 | Lugo | 165 | 1650 | 10 | 1988% | 10.02% | 5 | 0.26 | 85.85% | 0% | 3 | 0% | 0% | 0% | 1 | 0 | 2 | 73% | 13% | 86% | 5 | 45% | 18.99% | 0% | 1 | 88% | 89.82% | 0% | 4 | 72% | 37.89% | 0% | 3 | 97% | 326.7% | 7.527% | 5 | 40% | 17.46% | 0% | 1 | 5% | 11.07% | 0% | 1 |  | 23.98% | 0% | 2 | 0.27 | 17.74% | 0% | 1 | 0% | 0% | 0% | 1 | 0 | 2 | 48% | 14% | 62% | 3 | 46% | 5.417% | 0% | 1 | 70% | 9.894% | 0% | 3 | 61% | 7.549% | 0% | 2 | 87% | 21.99% | 0% | 3 | 35% | 4.501% | 0% | 1 | 4% | 3.051% | 0% | 1 |  | 9.709% | 0% | 1 | 0.36 | 10.86% | 0% | 1 | 0% | 0% | 0% | 1 | 0 | 2 | 29% | 18% | 47% | 3 | 49% | 2.95% | 0% | 1 | 60% | 3.721% | 0% | 2 | 51% | 3.075% | 0% | 2 | 83% | 9.022% | 0% | 3 | 23% | 1.941% | 0% | 1 | 3% | 1.541% | 0% | 1 |  | 3.316% | 0% | 1 | 0.39 | 5.844% | 0% | 1 | 0% | 0% | 0% | 1 | 0 | 2 | 17% | 16% | 33% | 3 | 45% | 1.295% | 0% | 1 | 51% | 1.472% | 0% | 2 | 36% | 1.122% | 0% | 1 | 74% | 2.782% | 0% | 3 | 22% | 0.9231% | 0% | 1 | 2% | 0.7336% | 0% | 1
316 | Eagle Rock (PGE) | 0 | 0 | 10 | 0% | 0% | 1 | 0.09 | 0% | 0% | 1 | 0% | 0% | 0% | 1 | 0 | 2 | 25% | 68% | 93% | 5 | 78% | 0% | 0% | 3 | 78% | 0% | 0% | 3 | 82% | 0% | 0% | 3 | 100% | 0% | 0% | 5 | 19% | 0% | 0% | 1 | 2% | 0% | 0% | 1 |  | 0% | 0% | 1 | 0.1 | 0% | 0% | 1 | 4% | 0% | 0% | 1 | 0 | 2 | 33% | 44% | 77% | 5 | 60% | 0% | 0% | 2 | 54% | 0% | 0% | 2 | 73% | 0% | 0% | 3 | 93% | 0% | 0% | 4 | 27% | 0% | 0% | 1 | 2% | 0% | 0% | 1 |  | 0% | 0% | 1 | 0.12 | 0% | 0% | 1 | 7% | 0% | 0% | 1 | 0 | 2 | 34% | 36% | 70% | 5 | 55% | 0% | 0% | 2 | 47% | 0% | 0% | 1 | 73% | 0% | 0% | 3 | 91% | 0% | 0% | 4 | 29% | 0% | 0% | 1 | 2% | 0% | 0% | 1 |  | 0% | 0% | 1 | 0.11 | 0% | 0% | 1 | 7% | 0% | 0% | 1 | 0 | 2 | 35% | 33% | 68% | 5 | 57% | 0% | 0% | 2 | 39% | 0% | 0% | 1 | 66% | 0% | 0% | 2 | 86% | 0% | 0% | 3 | 36% | 0% | 0% | 1 | 2% | 0% | 0% | 1
317 | Cosumnes | 0 | 0 | 0 | 0% | 0% | 1 | 0.09 | 0% | 0% | 1 | 11% | 0% | 0% | 1 | 0 | 2 | 26% | 0% | 26% | 2 | 100% | 0% | 0% | 5 | 51% | 0% | 0% | 2 | 75% | 0% | 0% | 3 | 100% | 0% | 0% | 5 | 31% | 0% | 0% | 1 | 42% | 0% | 0% | 1 |  | 0% | 0% | 1 | 0.16 | 0% | 0% | 1 | 10% | 0% | 0% | 1 | 0 | 2 | 19% | 0% | 19% | 1 | 73% | 0% | 0% | 3 | 32% | 0% | 0% | 1 | 53% | 0% | 0% | 2 | 82% | 0% | 0% | 3 | 23% | 0% | 0% | 1 | 30% | 0% | 0% | 1 |  | 0% | 0% | 1 | 0.19 | 0% | 0% | 1 | 15% | 0% | 0% | 1 | 0 | 2 | 23% | 0% | 23% | 2 | 61% | 0% | 0% | 2 | 27% | 0% | 0% | 1 | 42% | 0% | 0% | 1 | 73% | 0% | 0% | 3 | 25% | 0% | 0% | 1 | 23% | 0% | 0% | 1 |  | 0% | 0% | 1 | 0.21 | 0% | 0% | 1 | 18% | 0% | 0% | 1 | 0 | 2 | 27% | 0% | 27% | 2 | 53% | 0% | 0% | 2 | 23% | 0% | 0% | 1 | 34% | 0% | 0% | 1 | 64% | 0% | 0% | 2 | 27% | 0% | 0% | 1 | 18% | 0% | 0% | 1
318 | Imperial Valley | 1107 | 11070 | 5 | 668.5% | 50.01% | 5 | 0.1 | 15814% | 54.93% | 5 | 70% | 478.8% | 61.26% | 5 | 0 | 2 | 0% | 0% | 0% | 1 | 0% | 54.05% | 0% | 3 | 38% | 87.34% | 0% | 4 | 38% | 87.34% | 0% | 4 | 38% | 87.34% | 0% | 4 | 3% | 55.72% | 0% | 3 | 12% | 61.24% | 0% | 3 |  | 100.5% | 0.1056% | 4 | 0.1 | 625.1% | 16.35% | 3 | 64% | 100.7% | 61.26% | 5 | 0 | 2 | 0% | 0% | 0% | 1 | 0% | 18.09% | 0% | 1 | 20% | 22.72% | 0% | 2 | 25% | 24.26% | 0% | 2 | 25% | 24.26% | 0% | 2 | 4% | 18.92% | 0% | 1 | 10% | 20.14% | 0% | 2 |  | 52.61% | 0% | 3 | 0.1 | 65.2% | 0% | 2 | 55% | 100.7% | 61.26% | 5 | 0 | 2 | 0% | 0% | 0% | 1 | 5% | 9.702% | 0% | 1 | 10% | 10.29% | 0% | 1 | 13% | 10.59% | 0% | 1 | 18% | 11.23% | 0% | 1 | 16% | 11.04% | 0% | 1 | 8% | 9.966% | 0% | 1 |  | 26.31% | 0% | 2 | 0.1 | 36.26% | 0% | 2 | 56% | 100.7% | 61.26% | 5 | 0 | 2 | 0% | 0% | 0% | 1 | 5% | 5.303% | 0% | 1 | 8% | 5.465% | 0% | 1 | 9% | 5.504% | 0% | 1 | 15% | 5.894% | 0% | 1 | 15% | 5.912% | 0% | 1 | 7% | 5.385% | 0% | 1
319 | Swift | 0 | 0 | 10 | 0% | 0% | 1 | 0.1 | 0% | 0% | 1 | 0% | 0% | 0% | 1 | 0 | 2 | 99% | 0% | 99% | 5 | 4% | 0% | 0% | 1 | 0% | 0% | 0% | 1 | 11% | 0% | 0% | 1 | 11% | 0% | 0% | 1 | 64% | 0% | 0% | 2 | 4% | 0% | 0% | 1 |  | 0% | 0% | 1 | 0.07 | 0% | 0% | 1 | 1% | 0% | 0% | 1 | 0 | 2 | 93% | 4% | 97% | 5 | 60% | 0% | 0% | 2 | 33% | 0% | 0% | 1 | 36% | 0% | 0% | 1 | 66% | 0% | 0% | 2 | 69% | 0% | 0% | 2 | 5% | 0% | 0% | 1 |  | 0% | 0% | 1 | 0.06 | 0% | 0% | 1 | 1% | 0% | 0% | 1 | 0 | 2 | 74% | 24% | 98% | 5 | 79% | 0% | 0% | 3 | 34% | 0% | 0% | 1 | 41% | 0% | 0% | 1 | 86% | 0% | 0% | 3 | 79% | 0% | 0% | 3 | 4% | 0% | 0% | 1 |  | 0% | 0% | 1 | 0.09 | 0% | 0% | 1 | 0% | 0% | 0% | 1 | 0 | 2 | 51% | 35% | 86% | 5 | 75% | 0% | 0% | 3 | 34% | 0% | 0% | 1 | 53% | 0% | 0% | 2 | 86% | 0% | 0% | 3 | 69% | 0% | 0% | 2 | 4% | 0% | 0% | 1
320 | Windhub | 1255.65 | 12556.5 | 15 | 91.03% | 0% | 4 | 0.31 | 16968% | 99% | 5 | 0% | 0% | 0% | 1 | 0 | 2 | 7% | 0% | 7% | 1 | 34% | 60.3% | 0% | 3 | 24% | 52.39% | 0% | 3 | 34% | 59.78% | 0% | 3 | 56% | 90.43% | 0% | 4 | 5% | 41.84% | 0% | 2 | 0% | 39.77% | 0% | 2 |  | 34.55% | 0% | 2 | 0.32 | 408.1% | 22.25% | 5 | 1% | 0% | 0% | 1 | 0 | 2 | 21% | 3% | 24% | 2 | 32% | 17.56% | 0% | 1 | 29% | 17.02% | 0% | 1 | 37% | 19.14% | 0% | 1 | 61% | 31.03% | 0% | 2 | 16% | 14.35% | 0% | 1 | 1% | 12.1% | 0% | 1 |  | 16.16% | 0% | 1 | 0.34 | 70.59% | 0% | 2 | 1% | 0% | 0% | 1 | 0 | 2 | 15% | 10% | 25% | 3 | 33% | 8.64% | 0% | 1 | 25% | 7.764% | 0% | 1 | 26% | 7.827% | 0% | 1 | 57% | 13.6% | 0% | 2 | 24% | 7.617% | 0% | 1 | 1% | 5.865% | 0% | 1 |  | 9.685% | 0% | 1 | 0.38 | 21.52% | 0% | 2 | 1% | 0% | 0% | 1 | 0 | 2 | 15% | 11% | 26% | 3 | 35% | 4.993% | 0% | 1 | 23% | 4.219% | 0% | 1 | 24% | 4.303% | 0% | 1 | 56% | 7.51% | 0% | 2 | 31% | 4.709% | 0% | 1 | 1% | 3.312% | 0% | 1
321 | Elliott | 0 | 0 | 0 | 0% | 0% | 1 | 0.26 | 0% | 0% | 1 | 0% | 0% | 0% | 1 | 0 | 2 | 99% | 0% | 99% | 5 | 99% | 0% | 0% | 5 | 96% | 0% | 0% | 5 | 0% | 0% | 0% | 1 | 100% | 0% | 0% | 5 | 9% | 0% | 0% | 1 | 6% | 0% | 0% | 1 |  | 0% | 0% | 1 | 0.36 | 0% | 0% | 1 | 0% | 0% | 0% | 1 | 0 | 2 | 28% | 9% | 37% | 2 | 37% | 0% | 0% | 1 | 37% | 0% | 0% | 1 | 37% | 0% | 0% | 1 | 74% | 0% | 0% | 3 | 12% | 0% | 0% | 1 | 2% | 0% | 0% | 1 |  | 0% | 0% | 1 | 0.21 | 0% | 0% | 1 | 0% | 0% | 0% | 1 | 0 | 2 | 28% | 44% | 72% | 5 | 58% | 0% | 0% | 2 | 48% | 0% | 0% | 1 | 66% | 0% | 0% | 2 | 93% | 0% | 0% | 4 | 14% | 0% | 0% | 1 | 4% | 0% | 0% | 1 |  | 0% | 0% | 1 | 0.22 | 0% | 0% | 1 | 0% | 0% | 0% | 1 | 0 | 2 | 32% | 52% | 84% | 5 | 46% | 0% | 0% | 1 | 51% | 0% | 0% | 2 | 72% | 0% | 0% | 3 | 88% | 0% | 0% | 3 | 24% | 0% | 0% | 1 | 4% | 0% | 0% | 1
322 | Gates | 500 | 5000 | 10 | 124.5% | 2.572% | 4 | 0.08 | 197.2% | 6.309% | 3 | 79% | 124.8% | 2.933% | 4 | 0 | 2 | 0% | 0% | 0% | 1 | 10% | 13.09% | 0% | 1 | 0% | 11.86% | 0% | 1 | 13% | 13.54% | 0% | 1 | 22% | 15.23% | 0% | 1 | 0% | 11.83% | 0% | 1 | 1% | 11.91% | 0% | 1 |  | 22.77% | 0% | 2 | 0.07 | 14.8% | 0% | 1 | 68% | 15.37% | 0% | 2 | 0 | 2 | 2% | 0% | 2% | 1 | 17% | 3.675% | 0% | 1 | 8% | 3.319% | 0% | 1 | 17% | 3.656% | 0% | 1 | 29% | 4.289% | 0% | 1 | 3% | 3.148% | 0% | 1 | 1% | 3.071% | 0% | 1 |  | 6.654% | 0% | 1 | 0.08 | 4.622% | 0% | 1 | 49% | 15.37% | 0% | 1 | 0 | 2 | 12% | 0% | 12% | 1 | 25% | 1.88% | 0% | 1 | 6% | 1.489% | 0% | 1 | 19% | 1.735% | 0% | 1 | 36% | 2.2% | 0% | 1 | 9% | 1.539% | 0% | 1 | 1% | 1.415% | 0% | 1 |  | 3.215% | 0% | 1 | 0.07 | 2.32% | 0% | 1 | 34% | 15.37% | 0% | 1 | 0 | 2 | 20% | 1% | 21% | 2 | 35% | 1.272% | 0% | 1 | 4% | 0.8639% | 0% | 1 | 16% | 0.9867% | 0% | 1 | 43% | 1.455% | 0% | 1 | 17% | 0.9916% | 0% | 1 | 1% | 0.8358% | 0% | 1
323 | Madeline | 0 | 0 | 10 | 0% | 0% | 1 | 0.08 | 0% | 0% | 1 | 0% | 0% | 0% | 1 | 0 | 2 | 73% | 2% | 75% | 5 | 1% | 0% | 0% | 1 | 9% | 0% | 0% | 1 | 13% | 0% | 0% | 1 | 15% | 0% | 0% | 1 | 57% | 0% | 0% | 2 | 64% | 0% | 0% | 2 |  | 0% | 0% | 1 | 0.07 | 0% | 0% | 1 | 0% | 0% | 0% | 1 | 0 | 2 | 71% | 18% | 89% | 5 | 13% | 0% | 0% | 1 | 5% | 0% | 0% | 1 | 7% | 0% | 0% | 1 | 21% | 0% | 0% | 1 | 75% | 0% | 0% | 3 | 32% | 0% | 0% | 1 |  | 0% | 0% | 1 | 0.06 | 0% | 0% | 1 | 0% | 0% | 0% | 1 | 0 | 2 | 68% | 21% | 89% | 5 | 23% | 0% | 0% | 1 | 9% | 0% | 0% | 1 | 15% | 0% | 0% | 1 | 36% | 0% | 0% | 1 | 82% | 0% | 0% | 3 | 24% | 0% | 0% | 1 |  | 0% | 0% | 1 | 0.06 | 0% | 0% | 1 | 1% | 0% | 0% | 1 | 0 | 2 | 66% | 22% | 88% | 5 | 36% | 0% | 0% | 1 | 15% | 0% | 0% | 1 | 17% | 0% | 0% | 1 | 49% | 0% | 0% | 1 | 79% | 0% | 0% | 3 | 19% | 0% | 0% | 1
324 | Putah Creek | 0 | 0 | 5 | 0% | 0% | 1 | 0.11 | 0% | 0% | 1 | 43% | 0% | 0% | 1 | 0 | 2 | 59% | 0% | 59% | 3 | 61% | 0% | 0% | 2 | 1% | 0% | 0% | 1 | 0% | 0% | 0% | 1 | 61% | 0% | 0% | 2 | 16% | 0% | 0% | 1 | 4% | 0% | 0% | 1 |  | 0% | 0% | 1 | 0.11 | 0% | 0% | 1 | 49% | 0% | 0% | 1 | 0 | 2 | 37% | 0% | 37% | 2 | 48% | 0% | 0% | 1 | 3% | 0% | 0% | 1 | 0% | 0% | 0% | 1 | 49% | 0% | 0% | 1 | 16% | 0% | 0% | 1 | 4% | 0% | 0% | 1 |  | 0% | 0% | 1 | 0.1 | 0% | 0% | 1 | 50% | 0% | 0% | 2 | 0 | 2 | 34% | 0% | 34% | 2 | 50% | 0% | 0% | 2 | 7% | 0% | 0% | 1 | 7% | 0% | 0% | 1 | 55% | 0% | 0% | 2 | 20% | 0% | 0% | 1 | 4% | 0% | 0% | 1 |  | 0% | 0% | 1 | 0.09 | 0% | 0% | 1 | 45% | 0% | 0% | 1 | 0 | 2 | 38% | 2% | 40% | 2 | 52% | 0% | 0% | 2 | 12% | 0% | 0% | 1 | 17% | 0% | 0% | 1 | 61% | 0% | 0% | 2 | 24% | 0% | 0% | 1 | 5% | 0% | 0% | 1
325 | San Onofre | 0 | 0 | 10 | 0% | 0% | 1 | 0.01 | 0% | 0% | 1 | 0% | 0% | 0% | 1 | 0 | 2 | 6% | 0% | 6% | 1 | 0% | 0% | 0% | 1 | 74% | 0% | 0% | 3 | 88% | 0% | 0% | 3 | 88% | 0% | 0% | 3 | 0% | 0% | 0% | 1 | 6% | 0% | 0% | 1 |  | 0% | 0% | 1 | 0.03 | 0% | 0% | 1 | 0% | 0% | 0% | 1 | 0 | 2 | 18% | 77% | 95% | 5 | 7% | 0% | 0% | 1 | 75% | 0% | 0% | 3 | 76% | 0% | 0% | 3 | 76% | 0% | 0% | 3 | 82% | 0% | 0% | 3 | 5% | 0% | 0% | 1 |  | 0% | 0% | 1 | 0.33 | 0% | 0% | 1 | 0% | 0% | 0% | 1 | 0 | 2 | 22% | 70% | 92% | 5 | 47% | 0% | 0% | 1 | 59% | 0% | 0% | 2 | 67% | 0% | 0% | 2 | 84% | 0% | 0% | 3 | 45% | 0% | 0% | 1 | 7% | 0% | 0% | 1 |  | 0% | 0% | 1 | 0.37 | 0% | 0% | 1 | 1% | 0% | 0% | 1 | 0 | 2 | 20% | 69% | 89% | 5 | 54% | 0% | 0% | 2 | 49% | 0% | 0% | 1 | 50% | 0% | 0% | 2 | 85% | 0% | 0% | 3 | 27% | 0% | 0% | 1 | 6% | 0% | 0% | 1
326 | Gregg | 0 | 0 | 10 | 0% | 0% | 1 | 0.14 | 0% | 0% | 1 | 48% | 0% | 0% | 1 | 0 | 2 | 20% | 0% | 20% | 2 | 21% | 0% | 0% | 1 | 11% | 0% | 0% | 1 | 11% | 0% | 0% | 1 | 31% | 0% | 0% | 1 | 0% | 0% | 0% | 1 | 4% | 0% | 0% | 1 |  | 0% | 0% | 1 | 0.19 | 0% | 0% | 1 | 57% | 0% | 0% | 2 | 0 | 2 | 23% | 0% | 23% | 2 | 15% | 0% | 0% | 1 | 26% | 0% | 0% | 1 | 28% | 0% | 0% | 1 | 38% | 0% | 0% | 1 | 5% | 0% | 0% | 1 | 9% | 0% | 0% | 1 |  | 0% | 0% | 1 | 0.17 | 0% | 0% | 1 | 48% | 0% | 0% | 1 | 0 | 2 | 30% | 0% | 30% | 2 | 21% | 0% | 0% | 1 | 33% | 0% | 0% | 1 | 34% | 0% | 0% | 1 | 45% | 0% | 0% | 1 | 13% | 0% | 0% | 1 | 15% | 0% | 0% | 1 |  | 0% | 0% | 1 | 0.16 | 0% | 0% | 1 | 36% | 0% | 0% | 1 | 0 | 2 | 33% | 0% | 33% | 2 | 31% | 0% | 0% | 1 | 30% | 0% | 0% | 1 | 30% | 0% | 0% | 1 | 50% | 0% | 0% | 2 | 17% | 0% | 0% | 1 | 14% | 0% | 0% | 1
327 | Gondor | 0 | 0 | 0 | 0% | 0% | 1 | 0 | 0% | 0% | 1 | 0% | 0% | 0% | 1 | 0 | 2 | 0% | 0% | 0% | 1 | 0% | 0% | 0% | 1 | 0% | 0% | 0% | 1 | 0% | 0% | 0% | 1 | 0% | 0% | 0% | 1 | 0% | 0% | 0% | 1 | 0% | 0% | 0% | 1 |  | 0% | 0% | 1 | 0 | 0% | 0% | 1 | 0% | 0% | 0% | 1 | 0 | 2 | 0% | 0% | 0% | 1 | 0% | 0% | 0% | 1 | 0% | 0% | 0% | 1 | 0% | 0% | 0% | 1 | 0% | 0% | 0% | 1 | 0% | 0% | 0% | 1 | 0% | 0% | 0% | 1 |  | 0% | 0% | 1 | 0 | 0% | 0% | 1 | 0% | 0% | 0% | 1 | 0 | 2 | 0% | 0% | 0% | 1 | 0% | 0% | 0% | 1 | 0% | 0% | 0% | 1 | 0% | 0% | 0% | 1 | 0% | 0% | 0% | 1 | 0% | 0% | 0% | 1 | 0% | 0% | 0% | 1 |  | 0% | 0% | 1 | 0 | 0% | 0% | 1 | 0% | 0% | 0% | 1 | 0 | 2 | 0% | 0% | 0% | 1 | 0% | 0% | 0% | 1 | 0% | 0% | 0% | 1 | 0% | 0% | 0% | 1 | 0% | 0% | 0% | 1 | 0% | 0% | 0% | 1 | 0% | 0% | 0% | 1
328 | Cabrillo | 95.25 | 952.5 | 10 | 71.94% | 0% | 3 | 0.06 | 10.8% | 0% | 1 | 22% | 68.38% | 0% | 3 | 0 | 2 | 9% | 0% | 9% | 1 | 17% | 5.559% | 0% | 1 | 3% | 4.798% | 0% | 1 | 56% | 10.61% | 0% | 2 | 67% | 14.17% | 0% | 2 | 41% | 7.865% | 0% | 1 | 9% | 5.068% | 0% | 1 |  | 19.14% | 0% | 1 | 0.05 | 2.558% | 0% | 1 | 13% | 15.18% | 0% | 1 | 0 | 2 | 33% | 0% | 33% | 2 | 43% | 2.237% | 0% | 1 | 5% | 1.332% | 0% | 1 | 53% | 2.717% | 0% | 2 | 76% | 5.315% | 0% | 3 | 49% | 2.474% | 0% | 1 | 5% | 1.332% | 0% | 1 |  | 6.581% | 0% | 1 | 0.06 | 1.121% | 0% | 1 | 9% | 15.18% | 0% | 1 | 0 | 2 | 37% | 0% | 37% | 2 | 50% | 1.174% | 0% | 2 | 6% | 0.6294% | 0% | 1 | 51% | 1.209% | 0% | 2 | 78% | 2.689% | 0% | 3 | 38% | 0.9622% | 0% | 1 | 4% | 0.6173% | 0% | 1 |  | 1.897% | 0% | 1 | 0.07 | 0.7389% | 0% | 1 | 11% | 15.18% | 0% | 1 | 0 | 2 | 38% | 0% | 38% | 2 | 41% | 0.6094% | 0% | 1 | 6% | 0.381% | 0% | 1 | 40% | 0.5945% | 0% | 1 | 65% | 1.024% | 0% | 2 | 34% | 0.5434% | 0% | 1 | 4% | 0.3721% | 0% | 1
329 | Mesa (PGE) | 0 | 0 | 10 | 0% | 0% | 1 | 0.09 | 0% | 0% | 1 | 31% | 0% | 0% | 1 | 0 | 2 | 33% | 0% | 33% | 2 | 9% | 0% | 0% | 1 | 0% | 0% | 0% | 1 | 0% | 0% | 0% | 1 | 9% | 0% | 0% | 1 | 24% | 0% | 0% | 1 | 8% | 0% | 0% | 1 |  | 0% | 0% | 1 | 0.1 | 0% | 0% | 1 | 26% | 0% | 0% | 1 | 0 | 2 | 36% | 1% | 37% | 2 | 5% | 0% | 0% | 1 | 4% | 0% | 0% | 1 | 12% | 0% | 0% | 1 | 17% | 0% | 0% | 1 | 29% | 0% | 0% | 1 | 7% | 0% | 0% | 1 |  | 0% | 0% | 1 | 0.09 | 0% | 0% | 1 | 17% | 0% | 0% | 1 | 0 | 2 | 32% | 15% | 47% | 3 | 9% | 0% | 0% | 1 | 7% | 0% | 0% | 1 | 25% | 0% | 0% | 1 | 29% | 0% | 0% | 1 | 37% | 0% | 0% | 1 | 6% | 0% | 0% | 1 |  | 0% | 0% | 1 | 0.07 | 0% | 0% | 1 | 14% | 0% | 0% | 1 | 0 | 2 | 32% | 18% | 50% | 3 | 17% | 0% | 0% | 1 | 7% | 0% | 0% | 1 | 31% | 0% | 0% | 1 | 39% | 0% | 0% | 1 | 40% | 0% | 0% | 1 | 6% | 0% | 0% | 1
330 | Schulte | 100 | 1000 | 10 | 999.9% | 999.9% | 5 | 0 | 999% | 999% | 5 | 0% | 0% | 0% | 1 | 0 | 2 | 0% | 0% | 0% | 1 | 0% | 999% | 999.9% | 5 | 0% | 999% | 999.9% | 5 | 0% | 999% | 999.9% | 5 | 0% | 999% | 999.9% | 5 | 0% | 999% | 999.9% | 5 | 0% | 999% | 999.9% | 5 |  | 90.99% | 0% | 4 | 0.08 | 75.93% | 0% | 2 | 0% | 0% | 0% | 1 | 0 | 2 | 91% | 0% | 91% | 5 | 7% | 16.55% | 0% | 1 | 24% | 20.41% | 0% | 2 | 30% | 21.93% | 0% | 2 | 30% | 21.93% | 0% | 2 | 58% | 37.16% | 0% | 2 | 13% | 17.67% | 0% | 1 |  | 33.16% | 0% | 2 | 0.1 | 9.809% | 0% | 1 | 0% | 0% | 0% | 1 | 0 | 2 | 75% | 0% | 75% | 5 | 61% | 7.199% | 0% | 2 | 36% | 4.419% | 0% | 1 | 54% | 6.2% | 0% | 2 | 69% | 9.2% | 0% | 2 | 56% | 6.417% | 0% | 2 | 6% | 3.034% | 0% | 1 |  | 14.63% | 0% | 1 | 0.16 | 2.454% | 0% | 1 | 1% | 0% | 0% | 1 | 0 | 2 | 61% | 4% | 65% | 3 | 69% | 2.513% | 0% | 2 | 30% | 1.112% | 0% | 1 | 54% | 1.707% | 0% | 2 | 84% | 4.87% | 0% | 3 | 53% | 1.673% | 0% | 2 | 5% | 0.8199% | 0% | 1
331 | Davis | 100 | 1000 | 10 | 110.9% | 0.3973% | 4 | 0.09 | 140.8% | 1.21% | 3 | 74% | 30.23% | 0% | 2 | 0 | 2 | 0% | 0% | 0% | 1 | 44% | 6.977% | 0% | 1 | 49% | 7.638% | 0% | 1 | 60% | 9.763% | 0% | 2 | 85% | 25.83% | 0% | 3 | 0% | 3.911% | 0% | 1 | 2% | 4.01% | 0% | 1 |  | 15.03% | 0% | 1 | 0.09 | 9.559% | 0% | 1 | 76% | 5.901% | 0% | 3 | 0 | 2 | 2% | 0% | 2% | 1 | 31% | 1.267% | 0% | 1 | 21% | 1.096% | 0% | 1 | 31% | 1.258% | 0% | 1 | 46% | 1.617% | 0% | 1 | 0% | 0.8697% | 0% | 1 | 4% | 0.902% | 0% | 1 |  | 4.628% | 0% | 1 | 0.1 | 4.892% | 0% | 1 | 66% | 5.901% | 0% | 2 | 0 | 2 | 8% | 0% | 8% | 1 | 34% | 0.5538% | 0% | 1 | 14% | 0.4247% | 0% | 1 | 22% | 0.4726% | 0% | 1 | 45% | 0.6699% | 0% | 1 | 0% | 0.3685% | 0% | 1 | 5% | 0.3879% | 0% | 1 |  | 3.429% | 0% | 1 | 0.1 | 2.607% | 0% | 1 | 56% | 5.901% | 0% | 2 | 0 | 2 | 17% | 0% | 17% | 1 | 35% | 0.332% | 0% | 1 | 16% | 0.2587% | 0% | 1 | 27% | 0.2984% | 0% | 1 | 54% | 0.4759% | 0% | 2 | 4% | 0.2262% | 0% | 1 | 7% | 0.233% | 0% | 1
332 | Arco | 1900 | 19000 | 10 | 1881% | 37.49% | 5 | 0.08 | 285.8% | 30.23% | 5 | 33% | 386.7% | 86.61% | 5 | 0 | 2 | 40% | 0% | 40% | 2 | 79% | 182.7% | 22.28% | 5 | 0% | 38.87% | 0% | 2 | 0% | 38.94% | 0% | 2 | 79% | 182.7% | 22.28% | 5 | 15% | 45.5% | 0% | 2 | 0% | 38.88% | 0% | 2 |  | 86.4% | 0% | 4 | 0.07 | 62.79% | 0% | 2 | 33% | 67.07% | 0% | 3 | 0 | 2 | 33% | 0% | 33% | 2 | 68% | 33.18% | 0% | 2 | 5% | 11.29% | 0% | 1 | 11% | 12.11% | 0% | 1 | 71% | 36.98% | 0% | 3 | 13% | 12.29% | 0% | 1 | 2% | 10.92% | 0% | 1 |  | 27.74% | 0% | 2 | 0.07 | 20.34% | 0% | 2 | 19% | 67.07% | 0% | 3 | 0 | 2 | 30% | 0% | 30% | 2 | 66% | 14.68% | 0% | 2 | 3% | 5.076% | 0% | 1 | 11% | 5.556% | 0% | 1 | 71% | 17.28% | 0% | 3 | 16% | 5.901% | 0% | 1 | 3% | 5.1% | 0% | 1 |  | 15.77% | 0% | 1 | 0.07 | 8.915% | 0% | 1 | 15% | 67.07% | 0% | 3 | 0 | 2 | 32% | 0% | 32% | 2 | 65% | 8.418% | 0% | 2 | 5% | 3.071% | 0% | 1 | 14% | 3.41% | 0% | 1 | 71% | 10.17% | 0% | 3 | 20% | 3.678% | 0% | 1 | 3% | 3.021% | 0% | 1
333 | Goodrich | 0 | 0 | 10 | 0% | 0% | 1 | 0.04 | 0% | 0% | 1 | 0% | 0% | 0% | 1 | 0 | 2 | 24% | 76% | 100% | 5 | 0% | 0% | 0% | 1 | 0% | 0% | 0% | 1 | 100% | 0% | 0% | 5 | 100% | 0% | 0% | 5 | 100% | 0% | 0% | 5 | 0% | 0% | 0% | 1 |  | 0% | 0% | 1 | 0.05 | 0% | 0% | 1 | 0% | 0% | 0% | 1 | 0 | 2 | 12% | 38% | 50% | 5 | 0% | 0% | 0% | 1 | 50% | 0% | 0% | 2 | 95% | 0% | 0% | 5 | 100% | 0% | 0% | 5 | 100% | 0% | 0% | 5 | 14% | 0% | 0% | 1 |  | 0% | 0% | 1 | 0.05 | 0% | 0% | 1 | 0% | 0% | 0% | 1 | 0 | 2 | 21% | 14% | 35% | 3 | 0% | 0% | 0% | 1 | 6% | 0% | 0% | 1 | 10% | 0% | 0% | 1 | 11% | 0% | 0% | 1 | 31% | 0% | 0% | 1 | 25% | 0% | 0% | 1 |  | 0% | 0% | 1 | 0.14 | 0% | 0% | 1 | 1% | 0% | 0% | 1 | 0 | 2 | 45% | 6% | 51% | 3 | 13% | 0% | 0% | 1 | 1% | 0% | 0% | 1 | 2% | 0% | 0% | 1 | 15% | 0% | 0% | 1 | 33% | 0% | 0% | 1 | 20% | 0% | 0% | 1
334 | Newhall | 0 | 0 | 10 | 0% | 0% | 1 | 0.05 | 0% | 0% | 1 | 19% | 0% | 0% | 1 | 0 | 2 | 48% | 0% | 48% | 2 | 83% | 0% | 0% | 3 | 23% | 0% | 0% | 1 | 32% | 0% | 0% | 1 | 92% | 0% | 0% | 4 | 8% | 0% | 0% | 1 | 27% | 0% | 0% | 1 |  | 0% | 0% | 1 | 0.06 | 0% | 0% | 1 | 20% | 0% | 0% | 1 | 0 | 2 | 24% | 0% | 24% | 2 | 59% | 0% | 0% | 2 | 17% | 0% | 0% | 1 | 23% | 0% | 0% | 1 | 67% | 0% | 0% | 2 | 7% | 0% | 0% | 1 | 17% | 0% | 0% | 1 |  | 0% | 0% | 1 | 0.08 | 0% | 0% | 1 | 29% | 0% | 0% | 1 | 0 | 2 | 20% | 0% | 20% | 2 | 39% | 0% | 0% | 1 | 12% | 0% | 0% | 1 | 18% | 0% | 0% | 1 | 49% | 0% | 0% | 1 | 3% | 0% | 0% | 1 | 9% | 0% | 0% | 1 |  | 0% | 0% | 1 | 0.09 | 0% | 0% | 1 | 36% | 0% | 0% | 1 | 0 | 2 | 15% | 0% | 15% | 1 | 30% | 0% | 0% | 1 | 11% | 0% | 0% | 1 | 16% | 0% | 0% | 1 | 41% | 0% | 0% | 1 | 2% | 0% | 0% | 1 | 6% | 0% | 0% | 1
335 | Brentwood | 89.5 | 895 | 10 | 532.7% | 5.227% | 4 | 0.21 | 64.86% | 0% | 2 | 51% | 40.3% | 0% | 2 | 0 | 2 | 19% | 0% | 19% | 1 | 7% | 6.811% | 0% | 1 | 37% | 10.06% | 0% | 1 | 43% | 11.09% | 0% | 1 | 43% | 11.09% | 0% | 1 | 1% | 6.438% | 0% | 1 | 6% | 6.764% | 0% | 1 |  | 44.31% | 0% | 2 | 0.07 | 3.584% | 0% | 1 | 42% | 8.902% | 0% | 1 | 0 | 2 | 31% | 0% | 31% | 2 | 38% | 1.795% | 0% | 1 | 34% | 1.702% | 0% | 1 | 35% | 1.715% | 0% | 1 | 57% | 2.582% | 0% | 2 | 8% | 1.22% | 0% | 1 | 11% | 1.264% | 0% | 1 |  | 6.956% | 0% | 1 | 0.1 | 1.361% | 0% | 1 | 43% | 8.902% | 0% | 1 | 0 | 2 | 31% | 0% | 31% | 2 | 34% | 0.5939% | 0% | 1 | 38% | 0.6339% | 0% | 1 | 40% | 0.6556% | 0% | 1 | 56% | 0.8839% | 0% | 2 | 6% | 0.4203% | 0% | 1 | 10% | 0.4353% | 0% | 1 |  | 2.623% | 0% | 1 | 0.12 | 0.9569% | 0% | 1 | 43% | 8.902% | 0% | 1 | 0 | 2 | 34% | 0% | 34% | 2 | 30% | 0.3258% | 0% | 1 | 35% | 0.3508% | 0% | 1 | 37% | 0.3599% | 0% | 1 | 49% | 0.4512% | 0% | 1 | 8% | 0.2479% | 0% | 1 | 9% | 0.251% | 0% | 1
336 | Neenach | 0 | 0 | 10 | 0% | 0% | 1 | 0.35 | 0% | 0% | 1 | 2% | 0% | 0% | 1 | 0 | 2 | 13% | 4% | 17% | 2 | 24% | 0% | 0% | 1 | 40% | 0% | 0% | 1 | 13% | 0% | 0% | 1 | 61% | 0% | 0% | 2 | 13% | 0% | 0% | 1 | 1% | 0% | 0% | 1 |  | 0% | 0% | 1 | 0.32 | 0% | 0% | 1 | 1% | 0% | 0% | 1 | 0 | 2 | 11% | 6% | 17% | 2 | 16% | 0% | 0% | 1 | 42% | 0% | 0% | 1 | 28% | 0% | 0% | 1 | 55% | 0% | 0% | 2 | 22% | 0% | 0% | 1 | 1% | 0% | 0% | 1 |  | 0% | 0% | 1 | 0.37 | 0% | 0% | 1 | 1% | 0% | 0% | 1 | 0 | 2 | 20% | 12% | 32% | 3 | 20% | 0% | 0% | 1 | 40% | 0% | 0% | 1 | 29% | 0% | 0% | 1 | 55% | 0% | 0% | 2 | 28% | 0% | 0% | 1 | 2% | 0% | 0% | 1 |  | 0% | 0% | 1 | 0.34 | 0% | 0% | 1 | 1% | 0% | 0% | 1 | 0 | 2 | 21% | 23% | 44% | 4 | 30% | 0% | 0% | 1 | 34% | 0% | 0% | 1 | 28% | 0% | 0% | 1 | 60% | 0% | 0% | 2 | 33% | 0% | 0% | 1 | 4% | 0% | 0% | 1
337 | Bahia | 200 | 2000 | 10 | 46.16% | 0% | 2 | 0.78 | 153.7% | 15.76% | 3 | 0% | 0% | 0% | 1 | 0 | 2 | 16% | 0% | 16% | 1 | 11% | 17.52% | 0% | 1 | 33% | 23.32% | 0% | 2 | 27% | 21.45% | 0% | 2 | 60% | 39.36% | 0% | 2 | 14% | 18.1% | 0% | 1 | 15% | 18.31% | 0% | 1 |  | 25.68% | 0% | 2 | 0.69 | 29.91% | 0% | 2 | 1% | 0% | 0% | 1 | 0 | 2 | 37% | 0% | 37% | 2 | 24% | 6.431% | 0% | 1 | 37% | 7.757% | 0% | 1 | 48% | 9.383% | 0% | 1 | 76% | 20.29% | 0% | 3 | 14% | 5.668% | 0% | 1 | 19% | 5.965% | 0% | 1 |  | 18.93% | 0% | 1 | 0.49 | 17.61% | 0% | 1 | 8% | 0% | 0% | 1 | 0 | 2 | 37% | 0% | 37% | 2 | 41% | 4.222% | 0% | 1 | 37% | 3.951% | 0% | 1 | 47% | 4.756% | 0% | 1 | 78% | 11.32% | 0% | 3 | 18% | 3.064% | 0% | 1 | 18% | 3.067% | 0% | 1 |  | 6.036% | 0% | 1 | 0.28 | 7.855% | 0% | 1 | 8% | 0% | 0% | 1 | 0 | 2 | 49% | 0% | 49% | 2 | 40% | 1.862% | 0% | 1 | 30% | 1.608% | 0% | 1 | 41% | 1.904% | 0% | 1 | 72% | 4.041% | 0% | 3 | 20% | 1.405% | 0% | 1 | 16% | 1.329% | 0% | 1
338 | Vaca Dixon | 500 | 5000 | 10 | 56.8% | 0% | 3 | 0.18 | 999% | 27.04% | 5 | 47% | 44.82% | 0% | 2 | 0 | 2 | 17% | 0% | 17% | 1 | 21% | 22.58% | 0% | 2 | 2% | 18.12% | 0% | 1 | 2% | 18.15% | 0% | 1 | 23% | 23.21% | 0% | 2 | 0% | 17.77% | 0% | 1 | 4% | 18.5% | 0% | 1 |  | 34.44% | 0% | 2 | 0.12 | 230.3% | 3.219% | 3 | 53% | 31.84% | 0% | 2 | 0 | 2 | 33% | 0% | 33% | 2 | 27% | 6.149% | 0% | 1 | 13% | 5.17% | 0% | 1 | 13% | 5.149% | 0% | 1 | 40% | 7.466% | 0% | 1 | 7% | 4.858% | 0% | 1 | 7% | 4.867% | 0% | 1 |  | 20.27% | 0% | 2 | 0.09 | 21.66% | 0% | 2 | 46% | 31.84% | 0% | 2 | 0 | 2 | 38% | 0% | 38% | 2 | 30% | 2.826% | 0% | 1 | 15% | 2.341% | 0% | 1 | 17% | 2.382% | 0% | 1 | 46% | 3.64% | 0% | 1 | 14% | 2.308% | 0% | 1 | 11% | 2.239% | 0% | 1 |  | 10.23% | 0% | 1 | 0.09 | 11.37% | 0% | 1 | 44% | 31.84% | 0% | 2 | 0 | 2 | 36% | 0% | 36% | 2 | 34% | 1.73% | 0% | 1 | 14% | 1.336% | 0% | 1 | 20% | 1.441% | 0% | 1 | 50% | 2.271% | 0% | 2 | 15% | 1.341% | 0% | 1 | 9% | 1.263% | 0% | 1
339 | Carrizo Plains | 0 | 0 | 10 | 0% | 0% | 1 | 0.05 | 0% | 0% | 1 | 0% | 0% | 0% | 1 | 0 | 2 | 65% | 6% | 71% | 3 | 1% | 0% | 0% | 1 | 31% | 0% | 0% | 1 | 52% | 0% | 0% | 2 | 52% | 0% | 0% | 2 | 58% | 0% | 0% | 2 | 2% | 0% | 0% | 1 |  | 0% | 0% | 1 | 0.1 | 0% | 0% | 1 | 0% | 0% | 0% | 1 | 0 | 2 | 60% | 13% | 73% | 3 | 42% | 0% | 0% | 1 | 23% | 0% | 0% | 1 | 34% | 0% | 0% | 1 | 67% | 0% | 0% | 2 | 66% | 0% | 0% | 2 | 6% | 0% | 0% | 1 |  | 0% | 0% | 1 | 0.08 | 0% | 0% | 1 | 1% | 0% | 0% | 1 | 0 | 2 | 42% | 14% | 56% | 3 | 53% | 0% | 0% | 2 | 19% | 0% | 0% | 1 | 28% | 0% | 0% | 1 | 72% | 0% | 0% | 3 | 59% | 0% | 0% | 2 | 3% | 0% | 0% | 1 |  | 0% | 0% | 1 | 0.07 | 0% | 0% | 1 | 4% | 0% | 0% | 1 | 0 | 2 | 34% | 17% | 51% | 3 | 55% | 0% | 0% | 2 | 14% | 0% | 0% | 1 | 24% | 0% | 0% | 1 | 72% | 0% | 0% | 3 | 50% | 0% | 0% | 2 | 2% | 0% | 0% | 1
340 | Vista (VEA) | 0 | 0 | 0 | 0% | 0% | 1 | 0 | 0% | 0% | 1 | 0% | 0% | 0% | 1 | 0 | 2 | 0% | 0% | 0% | 1 | 0% | 0% | 0% | 1 | 0% | 0% | 0% | 1 | 0% | 0% | 0% | 1 | 0% | 0% | 0% | 1 | 0% | 0% | 0% | 1 | 0% | 0% | 0% | 1 |  | 0% | 0% | 1 | 0 | 0% | 0% | 1 | 0% | 0% | 0% | 1 | 0 | 2 | 0% | 0% | 0% | 1 | 0% | 0% | 0% | 1 | 0% | 0% | 0% | 1 | 0% | 0% | 0% | 1 | 0% | 0% | 0% | 1 | 0% | 0% | 0% | 1 | 0% | 0% | 0% | 1 |  | 0% | 0% | 1 | 0.03 | 0% | 0% | 1 | 0% | 0% | 0% | 1 | 0 | 2 | 0% | 0% | 0% | 1 | 0% | 0% | 0% | 1 | 1% | 0% | 0% | 1 | 2% | 0% | 0% | 1 | 2% | 0% | 0% | 1 | 1% | 0% | 0% | 1 | 0% | 0% | 0% | 1 |  | 0% | 0% | 1 | 0.01 | 0% | 0% | 1 | 0% | 0% | 0% | 1 | 0 | 2 | 1% | 0% | 1% | 1 | 1% | 0% | 0% | 1 | 1% | 0% | 0% | 1 | 2% | 0% | 0% | 1 | 2% | 0% | 0% | 1 | 4% | 0% | 0% | 1 | 0% | 0% | 0% | 1
341 | Merced | 0 | 0 | 10 | 0% | 0% | 1 | 0.12 | 0% | 0% | 1 | 27% | 0% | 0% | 1 | 0 | 2 | 0% | 0% | 0% | 1 | 36% | 0% | 0% | 1 | 29% | 0% | 0% | 1 | 29% | 0% | 0% | 1 | 65% | 0% | 0% | 2 | 0% | 0% | 0% | 1 | 9% | 0% | 0% | 1 |  | 0% | 0% | 1 | 0.1 | 0% | 0% | 1 | 30% | 0% | 0% | 1 | 0 | 2 | 9% | 0% | 9% | 1 | 50% | 0% | 0% | 2 | 40% | 0% | 0% | 1 | 48% | 0% | 0% | 1 | 73% | 0% | 0% | 3 | 4% | 0% | 0% | 1 | 15% | 0% | 0% | 1 |  | 0% | 0% | 1 | 0.09 | 0% | 0% | 1 | 37% | 0% | 0% | 1 | 0 | 2 | 18% | 0% | 18% | 1 | 47% | 0% | 0% | 1 | 38% | 0% | 0% | 1 | 43% | 0% | 0% | 1 | 66% | 0% | 0% | 2 | 11% | 0% | 0% | 1 | 15% | 0% | 0% | 1 |  | 0% | 0% | 1 | 0.09 | 0% | 0% | 1 | 38% | 0% | 0% | 1 | 0 | 2 | 21% | 0% | 21% | 2 | 43% | 0% | 0% | 1 | 31% | 0% | 0% | 1 | 36% | 0% | 0% | 1 | 58% | 0% | 0% | 2 | 13% | 0% | 0% | 1 | 12% | 0% | 0% | 1
342 | Otay Mesa | 0 | 0 | 10 | 0% | 0% | 1 | 0.29 | 0% | 0% | 1 | 0% | 0% | 0% | 1 | 0 | 2 | 77% | 0% | 77% | 5 | 5% | 0% | 0% | 1 | 92% | 0% | 0% | 4 | 98% | 0% | 0% | 5 | 98% | 0% | 0% | 5 | 26% | 0% | 0% | 1 | 11% | 0% | 0% | 1 |  | 0% | 0% | 1 | 0.2 | 0% | 0% | 1 | 0% | 0% | 0% | 1 | 0 | 2 | 55% | 25% | 80% | 5 | 5% | 0% | 0% | 1 | 94% | 0% | 0% | 4 | 94% | 0% | 0% | 4 | 97% | 0% | 0% | 5 | 46% | 0% | 0% | 1 | 7% | 0% | 0% | 1 |  | 0% | 0% | 1 | 0.15 | 0% | 0% | 1 | 0% | 0% | 0% | 1 | 0 | 2 | 26% | 63% | 89% | 5 | 23% | 0% | 0% | 1 | 64% | 0% | 0% | 2 | 91% | 0% | 0% | 4 | 92% | 0% | 0% | 4 | 39% | 0% | 0% | 1 | 5% | 0% | 0% | 1 |  | 0% | 0% | 1 | 0.2 | 0% | 0% | 1 | 0% | 0% | 0% | 1 | 0 | 2 | 24% | 64% | 88% | 5 | 14% | 0% | 0% | 1 | 41% | 0% | 0% | 1 | 79% | 0% | 0% | 3 | 80% | 0% | 0% | 3 | 38% | 0% | 0% | 1 | 4% | 0% | 0% | 1
343 | Leavitt | 0 | 0 | 10 | 0% | 0% | 1 | 0.13 | 0% | 0% | 1 | 0% | 0% | 0% | 1 | 0 | 2 | 90% | 0% | 90% | 5 | 26% | 0% | 0% | 1 | 58% | 0% | 0% | 2 | 53% | 0% | 0% | 2 | 74% | 0% | 0% | 3 | 27% | 0% | 0% | 1 | 15% | 0% | 0% | 1 |  | 0% | 0% | 1 | 0.13 | 0% | 0% | 1 | 0% | 0% | 0% | 1 | 0 | 2 | 86% | 0% | 86% | 5 | 33% | 0% | 0% | 1 | 39% | 0% | 0% | 1 | 37% | 0% | 0% | 1 | 70% | 0% | 0% | 3 | 45% | 0% | 0% | 1 | 14% | 0% | 0% | 1 |  | 0% | 0% | 1 | 0.1 | 0% | 0% | 1 | 0% | 0% | 0% | 1 | 0 | 2 | 79% | 0% | 79% | 5 | 34% | 0% | 0% | 1 | 34% | 0% | 0% | 1 | 31% | 0% | 0% | 1 | 64% | 0% | 0% | 2 | 41% | 0% | 0% | 1 | 14% | 0% | 0% | 1 |  | 0% | 0% | 1 | 0.09 | 0% | 0% | 1 | 0% | 0% | 0% | 1 | 0 | 2 | 73% | 1% | 74% | 3 | 35% | 0% | 0% | 1 | 25% | 0% | 0% | 1 | 23% | 0% | 0% | 1 | 57% | 0% | 0% | 2 | 42% | 0% | 0% | 1 | 12% | 0% | 0% | 1
344 | Primm | 0 | 0 | 0 | 0% | 0% | 1 | 0.03 | 0% | 0% | 1 | 0% | 0% | 0% | 1 | 0 | 2 | 0% | 0% | 0% | 1 | 0% | 0% | 0% | 1 | 0% | 0% | 0% | 1 | 0% | 0% | 0% | 1 | 0% | 0% | 0% | 1 | 0% | 0% | 0% | 1 | 0% | 0% | 0% | 1 |  | 0% | 0% | 1 | 0.02 | 0% | 0% | 1 | 0% | 0% | 0% | 1 | 0 | 2 | 0% | 0% | 0% | 1 | 14% | 0% | 0% | 1 | 22% | 0% | 0% | 1 | 9% | 0% | 0% | 1 | 22% | 0% | 0% | 1 | 10% | 0% | 0% | 1 | 0% | 0% | 0% | 1 |  | 0% | 0% | 1 | 0.02 | 0% | 0% | 1 | 0% | 0% | 0% | 1 | 0 | 2 | 0% | 0% | 0% | 1 | 10% | 0% | 0% | 1 | 15% | 0% | 0% | 1 | 6% | 0% | 0% | 1 | 15% | 0% | 0% | 1 | 10% | 0% | 0% | 1 | 0% | 0% | 0% | 1 |  | 0% | 0% | 1 | 0.02 | 0% | 0% | 1 | 0% | 0% | 0% | 1 | 0 | 2 | 0% | 0% | 0% | 1 | 3% | 0% | 0% | 1 | 5% | 0% | 0% | 1 | 2% | 0% | 0% | 1 | 5% | 0% | 0% | 1 | 5% | 0% | 0% | 1 | 0% | 0% | 0% | 1
345 | Granite | 0 | 0 | 10 | 0% | 0% | 1 | 0.29 | 0% | 0% | 1 | 4% | 0% | 0% | 1 | 0 | 2 | 49% | 0% | 49% | 2 | 34% | 0% | 0% | 1 | 16% | 0% | 0% | 1 | 0% | 0% | 0% | 1 | 36% | 0% | 0% | 1 | 4% | 0% | 0% | 1 | 32% | 0% | 0% | 1 |  | 0% | 0% | 1 | 0.48 | 0% | 0% | 1 | 12% | 0% | 0% | 1 | 0 | 2 | 37% | 0% | 37% | 2 | 60% | 0% | 0% | 2 | 17% | 0% | 0% | 1 | 2% | 0% | 0% | 1 | 63% | 0% | 0% | 2 | 20% | 0% | 0% | 1 | 32% | 0% | 0% | 1 |  | 0% | 0% | 1 | 0.47 | 0% | 0% | 1 | 14% | 0% | 0% | 1 | 0 | 2 | 25% | 0% | 25% | 2 | 53% | 0% | 0% | 2 | 16% | 0% | 0% | 1 | 16% | 0% | 0% | 1 | 63% | 0% | 0% | 2 | 21% | 0% | 0% | 1 | 25% | 0% | 0% | 1 |  | 0% | 0% | 1 | 0.3 | 0% | 0% | 1 | 19% | 0% | 0% | 1 | 0 | 2 | 21% | 0% | 21% | 2 | 46% | 0% | 0% | 1 | 24% | 0% | 0% | 1 | 36% | 0% | 0% | 1 | 65% | 0% | 0% | 2 | 17% | 0% | 0% | 1 | 21% | 0% | 0% | 1
346 | Lake View | 0 | 0 | 0 | 0% | 0% | 1 | 0.17 | 0% | 0% | 1 | 0% | 0% | 0% | 1 | 0 | 2 | 34% | 56% | 90% | 5 | 74% | 0% | 0% | 3 | 90% | 0% | 0% | 4 | 94% | 0% | 0% | 4 | 100% | 0% | 0% | 5 | 9% | 0% | 0% | 1 | 2% | 0% | 0% | 1 |  | 0% | 0% | 1 | 0.1 | 0% | 0% | 1 | 4% | 0% | 0% | 1 | 0 | 2 | 39% | 41% | 80% | 5 | 61% | 0% | 0% | 2 | 55% | 0% | 0% | 2 | 78% | 0% | 0% | 3 | 96% | 0% | 0% | 5 | 31% | 0% | 0% | 1 | 1% | 0% | 0% | 1 |  | 0% | 0% | 1 | 0.12 | 0% | 0% | 1 | 7% | 0% | 0% | 1 | 0 | 2 | 34% | 37% | 71% | 5 | 55% | 0% | 0% | 2 | 47% | 0% | 0% | 1 | 72% | 0% | 0% | 3 | 90% | 0% | 0% | 4 | 29% | 0% | 0% | 1 | 2% | 0% | 0% | 1 |  | 0% | 0% | 1 | 0.11 | 0% | 0% | 1 | 6% | 0% | 0% | 1 | 0 | 2 | 34% | 34% | 68% | 5 | 58% | 0% | 0% | 2 | 40% | 0% | 0% | 1 | 66% | 0% | 0% | 2 | 87% | 0% | 0% | 3 | 36% | 0% | 0% | 1 | 2% | 0% | 0% | 1
347 | Birds Landing | 100 | 1000 | 10 | 5.283% | 0% | 1 | 0.06 | 14.18% | 0% | 1 | 0% | 5.047% | 0% | 1 | 0 | 2 | 75% | 0% | 75% | 5 | 15% | 2.967% | 0% | 1 | 33% | 3.732% | 0% | 1 | 32% | 3.678% | 0% | 1 | 45% | 4.551% | 0% | 1 | 1% | 2.538% | 0% | 1 | 12% | 2.86% | 0% | 1 |  | 3.11% | 0% | 1 | 0.07 | 4.624% | 0% | 1 | 4% | 2.715% | 0% | 1 | 0 | 2 | 63% | 0% | 63% | 3 | 13% | 1.264% | 0% | 1 | 37% | 1.738% | 0% | 1 | 35% | 1.681% | 0% | 1 | 47% | 2.08% | 0% | 1 | 4% | 1.145% | 0% | 1 | 27% | 1.498% | 0% | 1 |  | 2.76% | 0% | 1 | 0.07 | 2.359% | 0% | 1 | 22% | 2.715% | 0% | 1 | 0 | 2 | 44% | 0% | 44% | 2 | 12% | 0.6288% | 0% | 1 | 37% | 0.879% | 0% | 1 | 37% | 0.8779% | 0% | 1 | 47% | 1.054% | 0% | 1 | 5% | 0.5841% | 0% | 1 | 21% | 0.7028% | 0% | 1 |  | 2.083% | 0% | 1 | 0.12 | 1.475% | 0% | 1 | 34% | 2.715% | 0% | 1 | 0 | 2 | 31% | 0% | 31% | 2 | 18% | 0.355% | 0% | 1 | 28% | 0.4078% | 0% | 1 | 29% | 0.4127% | 0% | 1 | 42% | 0.5% | 0% | 1 | 6% | 0.3088% | 0% | 1 | 15% | 0.3449% | 0% | 1
348 | Highwind | 0 | 0 | 0 | 0% | 0% | 1 | 0.17 | 0% | 0% | 1 | 2% | 0% | 0% | 1 | 0 | 2 | 80% | 15% | 95% | 5 | 65% | 0% | 0% | 2 | 22% | 0% | 0% | 1 | 86% | 0% | 0% | 3 | 95% | 0% | 0% | 5 | 26% | 0% | 0% | 1 | 2% | 0% | 0% | 1 |  | 0% | 0% | 1 | 0.25 | 0% | 0% | 1 | 1% | 0% | 0% | 1 | 0 | 2 | 31% | 28% | 59% | 4 | 43% | 0% | 0% | 1 | 20% | 0% | 0% | 1 | 47% | 0% | 0% | 1 | 70% | 0% | 0% | 3 | 28% | 0% | 0% | 1 | 1% | 0% | 0% | 1 |  | 0% | 0% | 1 | 0.29 | 0% | 0% | 1 | 2% | 0% | 0% | 1 | 0 | 2 | 27% | 22% | 49% | 4 | 33% | 0% | 0% | 1 | 22% | 0% | 0% | 1 | 33% | 0% | 0% | 1 | 58% | 0% | 0% | 2 | 31% | 0% | 0% | 1 | 1% | 0% | 0% | 1 |  | 0% | 0% | 1 | 0.3 | 0% | 0% | 1 | 1% | 0% | 0% | 1 | 0 | 2 | 25% | 17% | 42% | 3 | 40% | 0% | 0% | 1 | 19% | 0% | 0% | 1 | 26% | 0% | 0% | 1 | 60% | 0% | 0% | 2 | 36% | 0% | 0% | 1 | 1% | 0% | 0% | 1
349 | Santiago | 0 | 0 | 10 | 0% | 0% | 1 | 0.68 | 0% | 0% | 1 | 3% | 0% | 0% | 1 | 0 | 2 | 13% | 0% | 13% | 1 | 24% | 0% | 0% | 1 | 0% | 0% | 0% | 1 | 8% | 0% | 0% | 1 | 32% | 0% | 0% | 1 | 9% | 0% | 0% | 1 | 8% | 0% | 0% | 1 |  | 0% | 0% | 1 | 0.46 | 0% | 0% | 1 | 1% | 0% | 0% | 1 | 0 | 2 | 30% | 31% | 61% | 5 | 17% | 0% | 0% | 1 | 49% | 0% | 0% | 1 | 65% | 0% | 0% | 2 | 81% | 0% | 0% | 3 | 23% | 0% | 0% | 1 | 9% | 0% | 0% | 1 |  | 0% | 0% | 1 | 0.5 | 0% | 0% | 1 | 0% | 0% | 0% | 1 | 0 | 2 | 26% | 44% | 70% | 5 | 35% | 0% | 0% | 1 | 36% | 0% | 0% | 1 | 71% | 0% | 0% | 3 | 88% | 0% | 0% | 3 | 46% | 0% | 0% | 1 | 11% | 0% | 0% | 1 |  | 0% | 0% | 1 | 0.48 | 0% | 0% | 1 | 0% | 0% | 0% | 1 | 0 | 2 | 28% | 49% | 77% | 5 | 39% | 0% | 0% | 1 | 35% | 0% | 0% | 1 | 59% | 0% | 0% | 2 | 82% | 0% | 0% | 3 | 50% | 0% | 0% | 2 | 9% | 0% | 0% | 1
350 | Red Bluff | 775 | 7750 | 15 | 261.3% | 36.96% | 5 | 0.05 | 125.4% | 16.2% | 3 | 0% | 751.8% | 0% | 4 | 0 | 2 | 0% | 0% | 0% | 1 | 22% | 62.36% | 0% | 3 | 1% | 48.99% | 0% | 2 | 0% | 48.71% | 0% | 2 | 22% | 62.81% | 0% | 3 | 49% | 96.25% | 0% | 4 | 5% | 51.1% | 0% | 3 |  | 110% | 2.478% | 4 | 0.05 | 45.45% | 0% | 2 | 0% | 174.2% | 0% | 4 | 0 | 2 | 0% | 0% | 0% | 1 | 32% | 31.97% | 0% | 2 | 0% | 21.92% | 0% | 2 | 0% | 21.86% | 0% | 2 | 32% | 32.1% | 0% | 2 | 58% | 52.01% | 0% | 3 | 2% | 22.42% | 0% | 2 |  | 110% | 1.868% | 4 | 0.04 | 37.46% | 0% | 2 | 0% | 174.2% | 0% | 4 | 0 | 2 | 0% | 0% | 0% | 1 | 44% | 31.07% | 0% | 2 | 13% | 19.88% | 0% | 1 | 12% | 19.82% | 0% | 1 | 44% | 31.24% | 0% | 2 | 60% | 43.09% | 0% | 2 | 2% | 17.7% | 0% | 1 |  | 99.09% | 0% | 4 | 0.04 | 24.96% | 0% | 2 | 0% | 174.2% | 0% | 4 | 0 | 2 | 0% | 0% | 0% | 1 | 38% | 20.19% | 0% | 2 | 27% | 17.08% | 0% | 1 | 16% | 14.96% | 0% | 1 | 51% | 25.31% | 0% | 2 | 62% | 32.55% | 0% | 2 | 1% | 12.69% | 0% | 1
351 | Beatty | 0 | 0 | 0 | 0% | 0% | 1 | 0 | 0% | 0% | 1 | 0% | 0% | 0% | 1 | 0 | 2 | 0% | 0% | 0% | 1 | 0% | 0% | 0% | 1 | 0% | 0% | 0% | 1 | 0% | 0% | 0% | 1 | 0% | 0% | 0% | 1 | 0% | 0% | 0% | 1 | 0% | 0% | 0% | 1 |  | 0% | 0% | 1 | 0 | 0% | 0% | 1 | 0% | 0% | 0% | 1 | 0 | 2 | 0% | 0% | 0% | 1 | 0% | 0% | 0% | 1 | 0% | 0% | 0% | 1 | 0% | 0% | 0% | 1 | 0% | 0% | 0% | 1 | 0% | 0% | 0% | 1 | 0% | 0% | 0% | 1 |  | 0% | 0% | 1 | 0 | 0% | 0% | 1 | 0% | 0% | 0% | 1 | 0 | 2 | 0% | 0% | 0% | 1 | 0% | 0% | 0% | 1 | 0% | 0% | 0% | 1 | 0% | 0% | 0% | 1 | 0% | 0% | 0% | 1 | 0% | 0% | 0% | 1 | 0% | 0% | 0% | 1 |  | 0% | 0% | 1 | 0 | 0% | 0% | 1 | 0% | 0% | 0% | 1 | 0 | 2 | 0% | 0% | 0% | 1 | 0% | 0% | 0% | 1 | 0% | 0% | 0% | 1 | 0% | 0% | 0% | 1 | 0% | 0% | 0% | 1 | 0% | 0% | 0% | 1 | 0% | 0% | 0% | 1
352 | Mirage | 0 | 0 | 10 | 0% | 0% | 1 | 0.27 | 0% | 0% | 1 | 0% | 0% | 0% | 1 | 0 | 2 | 0% | 0% | 0% | 1 | 14% | 0% | 0% | 1 | 21% | 0% | 0% | 1 | 16% | 0% | 0% | 1 | 36% | 0% | 0% | 1 | 37% | 0% | 0% | 1 | 0% | 0% | 0% | 1 |  | 0% | 0% | 1 | 0.3 | 0% | 0% | 1 | 1% | 0% | 0% | 1 | 0 | 2 | 0% | 0% | 0% | 1 | 10% | 0% | 0% | 1 | 23% | 0% | 0% | 1 | 16% | 0% | 0% | 1 | 32% | 0% | 0% | 1 | 39% | 0% | 0% | 1 | 0% | 0% | 0% | 1 |  | 0% | 0% | 1 | 0.28 | 0% | 0% | 1 | 2% | 0% | 0% | 1 | 0 | 2 | 0% | 0% | 0% | 1 | 11% | 0% | 0% | 1 | 40% | 0% | 0% | 1 | 31% | 0% | 0% | 1 | 45% | 0% | 0% | 1 | 38% | 0% | 0% | 1 | 0% | 0% | 0% | 1 |  | 0% | 0% | 1 | 0.25 | 0% | 0% | 1 | 10% | 0% | 0% | 1 | 0 | 2 | 2% | 8% | 10% | 2 | 17% | 0% | 0% | 1 | 39% | 0% | 0% | 1 | 32% | 0% | 0% | 1 | 50% | 0% | 0% | 2 | 39% | 0% | 0% | 1 | 1% | 0% | 0% | 1
353 | Sutter Power | 0 | 0 | 0 | 0% | 0% | 1 | 0.12 | 0% | 0% | 1 | 60% | 0% | 0% | 2 | 0 | 2 | 0% | 0% | 0% | 1 | 0% | 0% | 0% | 1 | 10% | 0% | 0% | 1 | 56% | 0% | 0% | 2 | 56% | 0% | 0% | 2 | 0% | 0% | 0% | 1 | 3% | 0% | 0% | 1 |  | 0% | 0% | 1 | 0.12 | 0% | 0% | 1 | 65% | 0% | 0% | 2 | 0 | 2 | 0% | 0% | 0% | 1 | 22% | 0% | 0% | 1 | 7% | 0% | 0% | 1 | 51% | 0% | 0% | 2 | 60% | 0% | 0% | 2 | 1% | 0% | 0% | 1 | 4% | 0% | 0% | 1 |  | 0% | 0% | 1 | 0.11 | 0% | 0% | 1 | 64% | 0% | 0% | 2 | 0 | 2 | 6% | 0% | 6% | 1 | 38% | 0% | 0% | 1 | 9% | 0% | 0% | 1 | 47% | 0% | 0% | 1 | 66% | 0% | 0% | 2 | 3% | 0% | 0% | 1 | 6% | 0% | 0% | 1 |  | 0% | 0% | 1 | 0.1 | 0% | 0% | 1 | 59% | 0% | 0% | 2 | 0 | 2 | 9% | 0% | 9% | 1 | 43% | 0% | 0% | 1 | 9% | 0% | 0% | 1 | 45% | 0% | 0% | 1 | 68% | 0% | 0% | 2 | 4% | 0% | 0% | 1 | 7% | 0% | 0% | 1
354 | Manteca | 0 | 0 | 10 | 0% | 0% | 1 | 0.28 | 0% | 0% | 1 | 73% | 0% | 0% | 2 | 0 | 2 | 0% | 0% | 0% | 1 | 2% | 0% | 0% | 1 | 1% | 0% | 0% | 1 | 1% | 0% | 0% | 1 | 3% | 0% | 0% | 1 | 0% | 0% | 0% | 1 | 2% | 0% | 0% | 1 |  | 0% | 0% | 1 | 0.2 | 0% | 0% | 1 | 63% | 0% | 0% | 2 | 0 | 2 | 0% | 0% | 0% | 1 | 23% | 0% | 0% | 1 | 12% | 0% | 0% | 1 | 12% | 0% | 0% | 1 | 29% | 0% | 0% | 1 | 0% | 0% | 0% | 1 | 4% | 0% | 0% | 1 |  | 0% | 0% | 1 | 0.17 | 0% | 0% | 1 | 69% | 0% | 0% | 2 | 0 | 2 | 2% | 0% | 2% | 1 | 29% | 0% | 0% | 1 | 10% | 0% | 0% | 1 | 13% | 0% | 0% | 1 | 35% | 0% | 0% | 1 | 0% | 0% | 0% | 1 | 4% | 0% | 0% | 1 |  | 0% | 0% | 1 | 0.16 | 0% | 0% | 1 | 60% | 0% | 0% | 2 | 0 | 2 | 16% | 0% | 16% | 1 | 36% | 0% | 0% | 1 | 13% | 0% | 0% | 1 | 17% | 0% | 0% | 1 | 44% | 0% | 0% | 1 | 7% | 0% | 0% | 1 | 5% | 0% | 0% | 1
355 | El Patio | 0 | 0 | 10 | 0% | 0% | 1 | 0.94 | 0% | 0% | 1 | 0% | 0% | 0% | 1 | 0 | 2 | 0% | 0% | 0% | 1 | 100% | 0% | 0% | 5 | 0% | 0% | 0% | 1 | 0% | 0% | 0% | 1 | 100% | 0% | 0% | 5 | 0% | 0% | 0% | 1 | 0% | 0% | 0% | 1 |  | 0% | 0% | 1 | 0.21 | 0% | 0% | 1 | 2% | 0% | 0% | 1 | 0 | 2 | 25% | 0% | 25% | 2 | 81% | 0% | 0% | 3 | 0% | 0% | 0% | 1 | 71% | 0% | 0% | 3 | 85% | 0% | 0% | 3 | 20% | 0% | 0% | 1 | 3% | 0% | 0% | 1 |  | 0% | 0% | 1 | 0.18 | 0% | 0% | 1 | 1% | 0% | 0% | 1 | 0 | 2 | 44% | 0% | 44% | 2 | 58% | 0% | 0% | 2 | 15% | 0% | 0% | 1 | 58% | 0% | 0% | 2 | 81% | 0% | 0% | 3 | 35% | 0% | 0% | 1 | 4% | 0% | 0% | 1 |  | 0% | 0% | 1 | 0.18 | 0% | 0% | 1 | 1% | 0% | 0% | 1 | 0 | 2 | 51% | 3% | 54% | 3 | 67% | 0% | 0% | 2 | 26% | 0% | 0% | 1 | 57% | 0% | 0% | 2 | 86% | 0% | 0% | 3 | 47% | 0% | 0% | 1 | 4% | 0% | 0% | 1
356 | Pardee | 700 | 7000 | 10 | 344% | 66.47% | 5 | 0.65 | 582.4% | 104.4% | 5 | 1% | 3455% | 4473% | 5 | 0 | 2 | 67% | 1% | 68% | 3 | 0% | 73.86% | 0% | 3 | 14% | 85.86% | 0% | 4 | 48% | 142.3% | 45.37% | 5 | 49% | 143.1% | 45.7% | 5 | 32% | 108.6% | 18.06% | 5 | 8% | 79.94% | 0% | 4 |  | 55.47% | 0% | 3 | 0.26 | 28.77% | 0% | 2 | 2% | 0% | 0% | 1 | 0 | 2 | 51% | 38% | 89% | 5 | 42% | 18.27% | 0% | 1 | 2% | 10.81% | 0% | 1 | 13% | 12.21% | 0% | 1 | 53% | 22.3% | 0% | 2 | 45% | 19.1% | 0% | 1 | 10% | 11.68% | 0% | 1 |  | 41.1% | 0% | 2 | 0.21 | 14.06% | 0% | 1 | 3% | 0% | 0% | 1 | 0 | 2 | 46% | 41% | 87% | 5 | 53% | 12.4% | 0% | 2 | 3% | 5.991% | 0% | 1 | 9% | 6.38% | 0% | 1 | 59% | 14.27% | 0% | 2 | 44% | 10.49% | 0% | 1 | 12% | 6.587% | 0% | 1 |  | 23.21% | 0% | 2 | 0.2 | 11.01% | 0% | 1 | 4% | 0% | 0% | 1 | 0 | 2 | 43% | 40% | 83% | 5 | 49% | 7.463% | 0% | 1 | 5% | 3.984% | 0% | 1 | 11% | 4.235% | 0% | 1 | 58% | 9.032% | 0% | 2 | 43% | 6.678% | 0% | 1 | 10% | 4.23% | 0% | 1
357 | Los Coches | 0 | 0 | 10 | 0% | 0% | 1 | 0.26 | 0% | 0% | 1 | 1% | 0% | 0% | 1 | 0 | 2 | 37% | 62% | 99% | 5 | 74% | 0% | 0% | 3 | 47% | 0% | 0% | 1 | 52% | 0% | 0% | 2 | 100% | 0% | 0% | 5 | 18% | 0% | 0% | 1 | 3% | 0% | 0% | 1 |  | 0% | 0% | 1 | 0.2 | 0% | 0% | 1 | 0% | 0% | 0% | 1 | 0 | 2 | 19% | 81% | 100% | 5 | 59% | 0% | 0% | 2 | 41% | 0% | 0% | 1 | 69% | 0% | 0% | 2 | 89% | 0% | 0% | 3 | 37% | 0% | 0% | 1 | 3% | 0% | 0% | 1 |  | 0% | 0% | 1 | 0.21 | 0% | 0% | 1 | 0% | 0% | 0% | 1 | 0 | 2 | 23% | 76% | 99% | 5 | 42% | 0% | 0% | 1 | 35% | 0% | 0% | 1 | 57% | 0% | 0% | 2 | 73% | 0% | 0% | 3 | 42% | 0% | 0% | 1 | 3% | 0% | 0% | 1 |  | 0% | 0% | 1 | 0.21 | 0% | 0% | 1 | 0% | 0% | 0% | 1 | 0 | 2 | 17% | 80% | 97% | 5 | 37% | 0% | 0% | 1 | 35% | 0% | 0% | 1 | 54% | 0% | 0% | 2 | 72% | 0% | 0% | 3 | 47% | 0% | 0% | 1 | 4% | 0% | 0% | 1
358 | Serrano | 0 | 0 | 10 | 0% | 0% | 1 | 0.05 | 0% | 0% | 1 | 0% | 0% | 0% | 1 | 0 | 2 | 41% | 0% | 41% | 2 | 0% | 0% | 0% | 1 | 53% | 0% | 0% | 2 | 14% | 0% | 0% | 1 | 53% | 0% | 0% | 2 | 20% | 0% | 0% | 1 | 2% | 0% | 0% | 1 |  | 0% | 0% | 1 | 0.1 | 0% | 0% | 1 | 0% | 0% | 0% | 1 | 0 | 2 | 62% | 29% | 91% | 5 | 50% | 0% | 0% | 2 | 8% | 0% | 0% | 1 | 26% | 0% | 0% | 1 | 71% | 0% | 0% | 3 | 51% | 0% | 0% | 2 | 11% | 0% | 0% | 1 |  | 0% | 0% | 1 | 0.19 | 0% | 0% | 1 | 2% | 0% | 0% | 1 | 0 | 2 | 46% | 38% | 84% | 5 | 39% | 0% | 0% | 1 | 15% | 0% | 0% | 1 | 32% | 0% | 0% | 1 | 65% | 0% | 0% | 2 | 48% | 0% | 0% | 1 | 12% | 0% | 0% | 1 |  | 0% | 0% | 1 | 0.49 | 0% | 0% | 1 | 4% | 0% | 0% | 1 | 0 | 2 | 34% | 29% | 63% | 4 | 31% | 0% | 0% | 1 | 19% | 0% | 0% | 1 | 43% | 0% | 0% | 1 | 68% | 0% | 0% | 2 | 36% | 0% | 0% | 1 | 10% | 0% | 0% | 1
359 | Miller | 0 | 0 | 10 | 0% | 0% | 1 | 0.07 | 0% | 0% | 1 | 47% | 0% | 0% | 1 | 0 | 2 | 56% | 0% | 56% | 3 | 30% | 0% | 0% | 1 | 36% | 0% | 0% | 1 | 42% | 0% | 0% | 1 | 70% | 0% | 0% | 3 | 27% | 0% | 0% | 1 | 1% | 0% | 0% | 1 |  | 0% | 0% | 1 | 0.08 | 0% | 0% | 1 | 36% | 0% | 0% | 1 | 0 | 2 | 52% | 0% | 52% | 3 | 34% | 0% | 0% | 1 | 12% | 0% | 0% | 1 | 20% | 0% | 0% | 1 | 49% | 0% | 0% | 1 | 38% | 0% | 0% | 1 | 2% | 0% | 0% | 1 |  | 0% | 0% | 1 | 0.09 | 0% | 0% | 1 | 31% | 0% | 0% | 1 | 0 | 2 | 44% | 8% | 52% | 3 | 40% | 0% | 0% | 1 | 9% | 0% | 0% | 1 | 15% | 0% | 0% | 1 | 50% | 0% | 0% | 2 | 40% | 0% | 0% | 1 | 6% | 0% | 0% | 1 |  | 0% | 0% | 1 | 0.09 | 0% | 0% | 1 | 29% | 0% | 0% | 1 | 0 | 2 | 37% | 12% | 49% | 3 | 47% | 0% | 0% | 1 | 11% | 0% | 0% | 1 | 18% | 0% | 0% | 1 | 54% | 0% | 0% | 2 | 38% | 0% | 0% | 1 | 6% | 0% | 0% | 1
360 | Carberry | 0 | 0 | 10 | 0% | 0% | 1 | 0.05 | 0% | 0% | 1 | 0% | 0% | 0% | 1 | 0 | 2 | 70% | 0% | 70% | 3 | 47% | 0% | 0% | 1 | 0% | 0% | 0% | 1 | 0% | 0% | 0% | 1 | 47% | 0% | 0% | 1 | 20% | 0% | 0% | 1 | 8% | 0% | 0% | 1 |  | 0% | 0% | 1 | 0.05 | 0% | 0% | 1 | 0% | 0% | 0% | 1 | 0 | 2 | 62% | 1% | 63% | 3 | 50% | 0% | 0% | 2 | 5% | 0% | 0% | 1 | 5% | 0% | 0% | 1 | 52% | 0% | 0% | 2 | 23% | 0% | 0% | 1 | 8% | 0% | 0% | 1 |  | 0% | 0% | 1 | 0.05 | 0% | 0% | 1 | 0% | 0% | 0% | 1 | 0 | 2 | 55% | 7% | 62% | 3 | 46% | 0% | 0% | 1 | 16% | 0% | 0% | 1 | 17% | 0% | 0% | 1 | 54% | 0% | 0% | 2 | 26% | 0% | 0% | 1 | 7% | 0% | 0% | 1 |  | 0% | 0% | 1 | 0.05 | 0% | 0% | 1 | 0% | 0% | 0% | 1 | 0 | 2 | 51% | 10% | 61% | 3 | 42% | 0% | 0% | 1 | 19% | 0% | 0% | 1 | 20% | 0% | 0% | 1 | 54% | 0% | 0% | 2 | 37% | 0% | 0% | 1 | 6% | 0% | 0% | 1
361 | Wahtoke | 0 | 0 | 10 | 0% | 0% | 1 | 0.23 | 0% | 0% | 1 | 73% | 0% | 0% | 2 | 0 | 2 | 0% | 0% | 0% | 1 | 0% | 0% | 0% | 1 | 0% | 0% | 0% | 1 | 0% | 0% | 0% | 1 | 0% | 0% | 0% | 1 | 0% | 0% | 0% | 1 | 4% | 0% | 0% | 1 |  | 0% | 0% | 1 | 0.21 | 0% | 0% | 1 | 56% | 0% | 0% | 2 | 0 | 2 | 5% | 0% | 5% | 1 | 12% | 0% | 0% | 1 | 17% | 0% | 0% | 1 | 22% | 0% | 0% | 1 | 24% | 0% | 0% | 1 | 3% | 0% | 0% | 1 | 4% | 0% | 0% | 1 |  | 0% | 0% | 1 | 0.19 | 0% | 0% | 1 | 45% | 0% | 0% | 1 | 0 | 2 | 11% | 0% | 11% | 1 | 24% | 0% | 0% | 1 | 18% | 0% | 0% | 1 | 25% | 0% | 0% | 1 | 37% | 0% | 0% | 1 | 13% | 0% | 0% | 1 | 4% | 0% | 0% | 1 |  | 0% | 0% | 1 | 0.18 | 0% | 0% | 1 | 40% | 0% | 0% | 1 | 0 | 2 | 20% | 0% | 20% | 2 | 28% | 0% | 0% | 1 | 19% | 0% | 0% | 1 | 25% | 0% | 0% | 1 | 42% | 0% | 0% | 1 | 18% | 0% | 0% | 1 | 4% | 0% | 0% | 1
362 | Dos Amigos | 632 | 6320 | 10 | 87% | 0% | 4 | 0.06 | 44.47% | 0% | 2 | 23% | 75.3% | 0% | 3 | 0 | 2 | 53% | 0% | 53% | 3 | 61% | 38.18% | 0% | 2 | 0% | 14.96% | 0% | 1 | 8% | 16.29% | 0% | 1 | 61% | 38.18% | 0% | 2 | 28% | 20.8% | 0% | 2 | 7% | 16.13% | 0% | 1 |  | 24.45% | 0% | 2 | 0.06 | 12.3% | 0% | 1 | 24% | 22.2% | 0% | 2 | 0 | 2 | 51% | 0% | 51% | 3 | 57% | 9.902% | 0% | 2 | 10% | 4.711% | 0% | 1 | 22% | 5.431% | 0% | 1 | 59% | 10.24% | 0% | 2 | 32% | 6.197% | 0% | 1 | 5% | 4.448% | 0% | 1 |  | 8.767% | 0% | 1 | 0.07 | 7.227% | 0% | 1 | 29% | 22.2% | 0% | 2 | 0 | 2 | 40% | 2% | 42% | 2 | 48% | 3.684% | 0% | 1 | 11% | 2.157% | 0% | 1 | 22% | 2.457% | 0% | 1 | 51% | 3.913% | 0% | 2 | 29% | 2.696% | 0% | 1 | 4% | 2.004% | 0% | 1 |  | 5.011% | 0% | 1 | 0.07 | 4.16% | 0% | 1 | 30% | 22.2% | 0% | 2 | 0 | 2 | 35% | 3% | 38% | 2 | 48% | 2.235% | 0% | 1 | 11% | 1.289% | 0% | 1 | 19% | 1.415% | 0% | 1 | 51% | 2.369% | 0% | 2 | 28% | 1.59% | 0% | 1 | 5% | 1.209% | 0% | 1
363 | Guernsey | 0 | 0 | 10 | 0% | 0% | 1 | 0.09 | 0% | 0% | 1 | 20% | 0% | 0% | 1 | 0 | 2 | 0% | 0% | 0% | 1 | 0% | 0% | 0% | 1 | 0% | 0% | 0% | 1 | 8% | 0% | 0% | 1 | 8% | 0% | 0% | 1 | 0% | 0% | 0% | 1 | 3% | 0% | 0% | 1 |  | 0% | 0% | 1 | 0.11 | 0% | 0% | 1 | 25% | 0% | 0% | 1 | 0 | 2 | 0% | 0% | 0% | 1 | 2% | 0% | 0% | 1 | 0% | 0% | 0% | 1 | 10% | 0% | 0% | 1 | 12% | 0% | 0% | 1 | 0% | 0% | 0% | 1 | 4% | 0% | 0% | 1 |  | 0% | 0% | 1 | 0.11 | 0% | 0% | 1 | 36% | 0% | 0% | 1 | 0 | 2 | 0% | 0% | 0% | 1 | 9% | 0% | 0% | 1 | 3% | 0% | 0% | 1 | 8% | 0% | 0% | 1 | 17% | 0% | 0% | 1 | 0% | 0% | 0% | 1 | 3% | 0% | 0% | 1 |  | 0% | 0% | 1 | 0.1 | 0% | 0% | 1 | 38% | 0% | 0% | 1 | 0 | 2 | 1% | 0% | 1% | 1 | 12% | 0% | 0% | 1 | 4% | 0% | 0% | 1 | 8% | 0% | 0% | 1 | 18% | 0% | 0% | 1 | 0% | 0% | 0% | 1 | 3% | 0% | 0% | 1
364 | Santa Clara | 0 | 0 | 10 | 0% | 0% | 1 | 0.08 | 0% | 0% | 1 | 20% | 0% | 0% | 1 | 0 | 2 | 0% | 0% | 0% | 1 | 5% | 0% | 0% | 1 | 9% | 0% | 0% | 1 | 9% | 0% | 0% | 1 | 14% | 0% | 0% | 1 | 50% | 0% | 0% | 2 | 5% | 0% | 0% | 1 |  | 0% | 0% | 1 | 0.15 | 0% | 0% | 1 | 23% | 0% | 0% | 1 | 0 | 2 | 0% | 0% | 0% | 1 | 26% | 0% | 0% | 1 | 7% | 0% | 0% | 1 | 12% | 0% | 0% | 1 | 37% | 0% | 0% | 1 | 35% | 0% | 0% | 1 | 6% | 0% | 0% | 1 |  | 0% | 0% | 1 | 0.13 | 0% | 0% | 1 | 26% | 0% | 0% | 1 | 0 | 2 | 0% | 0% | 0% | 1 | 28% | 0% | 0% | 1 | 7% | 0% | 0% | 1 | 14% | 0% | 0% | 1 | 39% | 0% | 0% | 1 | 26% | 0% | 0% | 1 | 7% | 0% | 0% | 1 |  | 0% | 0% | 1 | 0.13 | 0% | 0% | 1 | 24% | 0% | 0% | 1 | 0 | 2 | 4% | 1% | 5% | 2 | 31% | 0% | 0% | 1 | 8% | 0% | 0% | 1 | 14% | 0% | 0% | 1 | 41% | 0% | 0% | 1 | 27% | 0% | 0% | 1 | 8% | 0% | 0% | 1
365 | Glenn | 0 | 0 | 10 | 0% | 0% | 1 | 0.17 | 0% | 0% | 1 | 67% | 0% | 0% | 2 | 0 | 2 | 9% | 0% | 9% | 1 | 46% | 0% | 0% | 1 | 0% | 0% | 0% | 1 | 0% | 0% | 0% | 1 | 46% | 0% | 0% | 1 | 0% | 0% | 0% | 1 | 13% | 0% | 0% | 1 |  | 0% | 0% | 1 | 0.11 | 0% | 0% | 1 | 58% | 0% | 0% | 2 | 0 | 2 | 19% | 0% | 19% | 1 | 51% | 0% | 0% | 2 | 1% | 0% | 0% | 1 | 1% | 0% | 0% | 1 | 52% | 0% | 0% | 2 | 3% | 0% | 0% | 1 | 15% | 0% | 0% | 1 |  | 0% | 0% | 1 | 0.1 | 0% | 0% | 1 | 48% | 0% | 0% | 1 | 0 | 2 | 31% | 0% | 31% | 2 | 51% | 0% | 0% | 2 | 3% | 0% | 0% | 1 | 6% | 0% | 0% | 1 | 55% | 0% | 0% | 2 | 11% | 0% | 0% | 1 | 16% | 0% | 0% | 1 |  | 0% | 0% | 1 | 0.09 | 0% | 0% | 1 | 38% | 0% | 0% | 1 | 0 | 2 | 43% | 0% | 43% | 2 | 46% | 0% | 0% | 1 | 5% | 0% | 0% | 1 | 8% | 0% | 0% | 1 | 52% | 0% | 0% | 2 | 25% | 0% | 0% | 1 | 14% | 0% | 0% | 1
366 | Kerchoff 1 | 0 | 0 | 10 | 0% | 0% | 1 | 0.11 | 0% | 0% | 1 | 0% | 0% | 0% | 1 | 0 | 2 | 77% | 22% | 99% | 5 | 41% | 0% | 0% | 1 | 20% | 0% | 0% | 1 | 30% | 0% | 0% | 1 | 57% | 0% | 0% | 2 | 45% | 0% | 0% | 1 | 4% | 0% | 0% | 1 |  | 0% | 0% | 1 | 0.13 | 0% | 0% | 1 | 0% | 0% | 0% | 1 | 0 | 2 | 71% | 15% | 86% | 5 | 55% | 0% | 0% | 2 | 34% | 0% | 0% | 1 | 33% | 0% | 0% | 1 | 81% | 0% | 0% | 3 | 48% | 0% | 0% | 1 | 3% | 0% | 0% | 1 |  | 0% | 0% | 1 | 0.18 | 0% | 0% | 1 | 0% | 0% | 0% | 1 | 0 | 2 | 75% | 7% | 82% | 5 | 65% | 0% | 0% | 2 | 36% | 0% | 0% | 1 | 30% | 0% | 0% | 1 | 87% | 0% | 0% | 3 | 51% | 0% | 0% | 2 | 8% | 0% | 0% | 1 |  | 0% | 0% | 1 | 0.19 | 0% | 0% | 1 | 1% | 0% | 0% | 1 | 0 | 2 | 72% | 7% | 79% | 5 | 60% | 0% | 0% | 2 | 42% | 0% | 0% | 1 | 34% | 0% | 0% | 1 | 86% | 0% | 0% | 3 | 54% | 0% | 0% | 2 | 12% | 0% | 0% | 1
367 | Brunswick | 0 | 0 | 10 | 0% | 0% | 1 | 0.56 | 0% | 0% | 1 | 1% | 0% | 0% | 1 | 0 | 2 | 91% | 9% | 100% | 5 | 58% | 0% | 0% | 2 | 28% | 0% | 0% | 1 | 58% | 0% | 0% | 2 | 89% | 0% | 0% | 3 | 1% | 0% | 0% | 1 | 3% | 0% | 0% | 1 |  | 0% | 0% | 1 | 0.32 | 0% | 0% | 1 | 1% | 0% | 0% | 1 | 0 | 2 | 68% | 30% | 98% | 5 | 74% | 0% | 0% | 3 | 17% | 0% | 0% | 1 | 25% | 0% | 0% | 1 | 84% | 0% | 0% | 3 | 7% | 0% | 0% | 1 | 3% | 0% | 0% | 1 |  | 0% | 0% | 1 | 0.26 | 0% | 0% | 1 | 1% | 0% | 0% | 1 | 0 | 2 | 63% | 36% | 99% | 5 | 71% | 0% | 0% | 3 | 13% | 0% | 0% | 1 | 16% | 0% | 0% | 1 | 79% | 0% | 0% | 3 | 17% | 0% | 0% | 1 | 3% | 0% | 0% | 1 |  | 0% | 0% | 1 | 0.23 | 0% | 0% | 1 | 0% | 0% | 0% | 1 | 0 | 2 | 59% | 37% | 96% | 5 | 65% | 0% | 0% | 2 | 10% | 0% | 0% | 1 | 16% | 0% | 0% | 1 | 73% | 0% | 0% | 3 | 20% | 0% | 0% | 1 | 3% | 0% | 0% | 1
368 | Tejon | 0 | 0 | 10 | 0% | 0% | 1 | 0.08 | 0% | 0% | 1 | 63% | 0% | 0% | 2 | 0 | 2 | 20% | 0% | 20% | 2 | 33% | 0% | 0% | 1 | 23% | 0% | 0% | 1 | 27% | 0% | 0% | 1 | 38% | 0% | 0% | 1 | 4% | 0% | 0% | 1 | 0% | 0% | 0% | 1 |  | 0% | 0% | 1 | 0.07 | 0% | 0% | 1 | 63% | 0% | 0% | 2 | 0 | 2 | 21% | 0% | 21% | 2 | 31% | 0% | 0% | 1 | 28% | 0% | 0% | 1 | 34% | 0% | 0% | 1 | 47% | 0% | 0% | 1 | 5% | 0% | 0% | 1 | 1% | 0% | 0% | 1 |  | 0% | 0% | 1 | 0.07 | 0% | 0% | 1 | 56% | 0% | 0% | 2 | 0 | 2 | 22% | 2% | 24% | 2 | 29% | 0% | 0% | 1 | 28% | 0% | 0% | 1 | 40% | 0% | 0% | 1 | 51% | 0% | 0% | 2 | 10% | 0% | 0% | 1 | 2% | 0% | 0% | 1 |  | 0% | 0% | 1 | 0.09 | 0% | 0% | 1 | 52% | 0% | 0% | 2 | 0 | 2 | 23% | 3% | 26% | 2 | 29% | 0% | 0% | 1 | 24% | 0% | 0% | 1 | 36% | 0% | 0% | 1 | 51% | 0% | 0% | 2 | 13% | 0% | 0% | 1 | 2% | 0% | 0% | 1
369 | Bakersfield | 0 | 0 | 10 | 0% | 0% | 1 | 0.13 | 0% | 0% | 1 | 7% | 0% | 0% | 1 | 0 | 2 | 0% | 0% | 0% | 1 | 79% | 0% | 0% | 3 | 7% | 0% | 0% | 1 | 30% | 0% | 0% | 1 | 79% | 0% | 0% | 3 | 0% | 0% | 0% | 1 | 1% | 0% | 0% | 1 |  | 0% | 0% | 1 | 0.21 | 0% | 0% | 1 | 32% | 0% | 0% | 1 | 0 | 2 | 22% | 0% | 22% | 2 | 44% | 0% | 0% | 1 | 10% | 0% | 0% | 1 | 21% | 0% | 0% | 1 | 50% | 0% | 0% | 2 | 5% | 0% | 0% | 1 | 1% | 0% | 0% | 1 |  | 0% | 0% | 1 | 0.13 | 0% | 0% | 1 | 41% | 0% | 0% | 1 | 0 | 2 | 28% | 0% | 28% | 2 | 39% | 0% | 0% | 1 | 14% | 0% | 0% | 1 | 28% | 0% | 0% | 1 | 50% | 0% | 0% | 2 | 14% | 0% | 0% | 1 | 4% | 0% | 0% | 1 |  | 0% | 0% | 1 | 0.09 | 0% | 0% | 1 | 44% | 0% | 0% | 1 | 0 | 2 | 29% | 0% | 29% | 2 | 40% | 0% | 0% | 1 | 22% | 0% | 0% | 1 | 35% | 0% | 0% | 1 | 55% | 0% | 0% | 2 | 17% | 0% | 0% | 1 | 4% | 0% | 0% | 1
370 | Drum | 0 | 0 | 10 | 0% | 0% | 1 | 0.11 | 0% | 0% | 1 | 0% | 0% | 0% | 1 | 0 | 2 | 6% | 94% | 100% | 5 | 9% | 0% | 0% | 1 | 9% | 0% | 0% | 1 | 0% | 0% | 0% | 1 | 19% | 0% | 0% | 1 | 14% | 0% | 0% | 1 | 1% | 0% | 0% | 1 |  | 0% | 0% | 1 | 0.1 | 0% | 0% | 1 | 0% | 0% | 0% | 1 | 0 | 2 | 24% | 75% | 99% | 5 | 20% | 0% | 0% | 1 | 14% | 0% | 0% | 1 | 7% | 0% | 0% | 1 | 35% | 0% | 0% | 1 | 21% | 0% | 0% | 1 | 1% | 0% | 0% | 1 |  | 0% | 0% | 1 | 0.12 | 0% | 0% | 1 | 0% | 0% | 0% | 1 | 0 | 2 | 38% | 58% | 96% | 5 | 28% | 0% | 0% | 1 | 16% | 0% | 0% | 1 | 18% | 0% | 0% | 1 | 48% | 0% | 0% | 1 | 22% | 0% | 0% | 1 | 3% | 0% | 0% | 1 |  | 0% | 0% | 1 | 0.15 | 0% | 0% | 1 | 0% | 0% | 0% | 1 | 0 | 2 | 37% | 49% | 86% | 5 | 28% | 0% | 0% | 1 | 13% | 0% | 0% | 1 | 19% | 0% | 0% | 1 | 47% | 0% | 0% | 1 | 25% | 0% | 0% | 1 | 3% | 0% | 0% | 1
371 | El Nido (SCE) | 0 | 0 | 10 | 0% | 0% | 1 | 0.26 | 0% | 0% | 1 | 0% | 0% | 0% | 1 | 0 | 2 | 0% | 0% | 0% | 1 | 0% | 0% | 0% | 1 | 0% | 0% | 0% | 1 | 31% | 0% | 0% | 1 | 31% | 0% | 0% | 1 | 0% | 0% | 0% | 1 | 0% | 0% | 0% | 1 |  | 0% | 0% | 1 | 0.26 | 0% | 0% | 1 | 0% | 0% | 0% | 1 | 0 | 2 | 0% | 0% | 0% | 1 | 4% | 0% | 0% | 1 | 39% | 0% | 0% | 1 | 67% | 0% | 0% | 2 | 71% | 0% | 0% | 3 | 0% | 0% | 0% | 1 | 0% | 0% | 0% | 1 |  | 0% | 0% | 1 | 0.22 | 0% | 0% | 1 | 0% | 0% | 0% | 1 | 0 | 2 | 1% | 0% | 1% | 1 | 0% | 0% | 0% | 1 | 2% | 0% | 0% | 1 | 55% | 0% | 0% | 2 | 56% | 0% | 0% | 2 | 0% | 0% | 0% | 1 | 0% | 0% | 0% | 1 |  | 0% | 0% | 1 | 0.27 | 0% | 0% | 1 | 0% | 0% | 0% | 1 | 0 | 2 | 3% | 26% | 29% | 4 | 9% | 0% | 0% | 1 | 12% | 0% | 0% | 1 | 48% | 0% | 0% | 1 | 54% | 0% | 0% | 2 | 3% | 0% | 0% | 1 | 6% | 0% | 0% | 1
372 | Monserate | 0 | 0 | 10 | 0% | 0% | 1 | 0.67 | 0% | 0% | 1 | 12% | 0% | 0% | 1 | 0 | 2 | 12% | 0% | 12% | 1 | 76% | 0% | 0% | 3 | 73% | 0% | 0% | 3 | 80% | 0% | 0% | 3 | 85% | 0% | 0% | 3 | 0% | 0% | 0% | 1 | 5% | 0% | 0% | 1 |  | 0% | 0% | 1 | 0.39 | 0% | 0% | 1 | 5% | 0% | 0% | 1 | 0 | 2 | 45% | 24% | 69% | 4 | 70% | 0% | 0% | 3 | 15% | 0% | 0% | 1 | 36% | 0% | 0% | 1 | 76% | 0% | 0% | 3 | 7% | 0% | 0% | 1 | 7% | 0% | 0% | 1 |  | 0% | 0% | 1 | 0.37 | 0% | 0% | 1 | 4% | 0% | 0% | 1 | 0 | 2 | 48% | 32% | 80% | 5 | 60% | 0% | 0% | 2 | 20% | 0% | 0% | 1 | 41% | 0% | 0% | 1 | 70% | 0% | 0% | 3 | 11% | 0% | 0% | 1 | 7% | 0% | 0% | 1 |  | 0% | 0% | 1 | 0.37 | 0% | 0% | 1 | 4% | 0% | 0% | 1 | 0 | 2 | 40% | 41% | 81% | 5 | 54% | 0% | 0% | 2 | 28% | 0% | 0% | 1 | 40% | 0% | 0% | 1 | 68% | 0% | 0% | 2 | 17% | 0% | 0% | 1 | 7% | 0% | 0% | 1
373 | Richmond R | 0 | 0 | 10 | 0% | 0% | 1 | 0.48 | 0% | 0% | 1 | 0% | 0% | 0% | 1 | 0 | 2 | 0% | 0% | 0% | 1 | 0% | 0% | 0% | 1 | 75% | 0% | 0% | 3 | 75% | 0% | 0% | 3 | 75% | 0% | 0% | 3 | 0% | 0% | 0% | 1 | 17% | 0% | 0% | 1 |  | 0% | 0% | 1 | 0.38 | 0% | 0% | 1 | 0% | 0% | 0% | 1 | 0 | 2 | 30% | 0% | 30% | 2 | 19% | 0% | 0% | 1 | 61% | 0% | 0% | 2 | 68% | 0% | 0% | 2 | 68% | 0% | 0% | 2 | 13% | 0% | 0% | 1 | 6% | 0% | 0% | 1 |  | 0% | 0% | 1 | 0.54 | 0% | 0% | 1 | 0% | 0% | 0% | 1 | 0 | 2 | 30% | 0% | 30% | 2 | 13% | 0% | 0% | 1 | 44% | 0% | 0% | 1 | 70% | 0% | 0% | 3 | 70% | 0% | 0% | 3 | 8% | 0% | 0% | 1 | 7% | 0% | 0% | 1 |  | 0% | 0% | 1 | 0.5 | 0% | 0% | 1 | 1% | 0% | 0% | 1 | 0 | 2 | 31% | 0% | 31% | 2 | 33% | 0% | 0% | 1 | 35% | 0% | 0% | 1 | 54% | 0% | 0% | 2 | 72% | 0% | 0% | 3 | 15% | 0% | 0% | 1 | 9% | 0% | 0% | 1
374 | Storey | 0 | 0 | 10 | 0% | 0% | 1 | 0.18 | 0% | 0% | 1 | 29% | 0% | 0% | 1 | 0 | 2 | 76% | 0% | 76% | 5 | 41% | 0% | 0% | 1 | 58% | 0% | 0% | 2 | 76% | 0% | 0% | 3 | 84% | 0% | 0% | 3 | 0% | 0% | 0% | 1 | 14% | 0% | 0% | 1 |  | 0% | 0% | 1 | 0.13 | 0% | 0% | 1 | 38% | 0% | 0% | 1 | 0 | 2 | 47% | 0% | 47% | 2 | 32% | 0% | 0% | 1 | 39% | 0% | 0% | 1 | 45% | 0% | 0% | 1 | 59% | 0% | 0% | 2 | 12% | 0% | 0% | 1 | 18% | 0% | 0% | 1 |  | 0% | 0% | 1 | 0.14 | 0% | 0% | 1 | 31% | 0% | 0% | 1 | 0 | 2 | 48% | 0% | 48% | 2 | 39% | 0% | 0% | 1 | 34% | 0% | 0% | 1 | 37% | 0% | 0% | 1 | 60% | 0% | 0% | 2 | 21% | 0% | 0% | 1 | 20% | 0% | 0% | 1 |  | 0% | 0% | 1 | 0.13 | 0% | 0% | 1 | 27% | 0% | 0% | 1 | 0 | 2 | 44% | 0% | 44% | 2 | 47% | 0% | 0% | 1 | 34% | 0% | 0% | 1 | 33% | 0% | 0% | 1 | 64% | 0% | 0% | 2 | 23% | 0% | 0% | 1 | 17% | 0% | 0% | 1
375 | Alpine | 0 | 0 | 10 | 0% | 0% | 1 | 0.21 | 0% | 0% | 1 | 0% | 0% | 0% | 1 | 0 | 2 | 29% | 71% | 100% | 5 | 22% | 0% | 0% | 1 | 55% | 0% | 0% | 2 | 65% | 0% | 0% | 2 | 68% | 0% | 0% | 2 | 34% | 0% | 0% | 1 | 4% | 0% | 0% | 1 |  | 0% | 0% | 1 | 0.17 | 0% | 0% | 1 | 0% | 0% | 0% | 1 | 0 | 2 | 15% | 84% | 99% | 5 | 34% | 0% | 0% | 1 | 25% | 0% | 0% | 1 | 59% | 0% | 0% | 2 | 70% | 0% | 0% | 3 | 51% | 0% | 0% | 2 | 3% | 0% | 0% | 1 |  | 0% | 0% | 1 | 0.13 | 0% | 0% | 1 | 0% | 0% | 0% | 1 | 0 | 2 | 13% | 87% | 100% | 5 | 30% | 0% | 0% | 1 | 32% | 0% | 0% | 1 | 58% | 0% | 0% | 2 | 70% | 0% | 0% | 3 | 52% | 0% | 0% | 2 | 3% | 0% | 0% | 1 |  | 0% | 0% | 1 | 0.16 | 0% | 0% | 1 | 0% | 0% | 0% | 1 | 0 | 2 | 13% | 85% | 98% | 5 | 34% | 0% | 0% | 1 | 38% | 0% | 0% | 1 | 59% | 0% | 0% | 2 | 76% | 0% | 0% | 3 | 47% | 0% | 0% | 1 | 5% | 0% | 0% | 1
376 | Sobrante | 0 | 0 | 10 | 0% | 0% | 1 | 0.08 | 0% | 0% | 1 | 0% | 0% | 0% | 1 | 0 | 2 | 82% | 0% | 82% | 5 | 50% | 0% | 0% | 2 | 92% | 0% | 0% | 4 | 100% | 0% | 0% | 5 | 100% | 0% | 0% | 5 | 21% | 0% | 0% | 1 | 2% | 0% | 0% | 1 |  | 0% | 0% | 1 | 0.28 | 0% | 0% | 1 | 0% | 0% | 0% | 1 | 0 | 2 | 57% | 0% | 57% | 3 | 32% | 0% | 0% | 1 | 57% | 0% | 0% | 2 | 77% | 0% | 0% | 3 | 78% | 0% | 0% | 3 | 20% | 0% | 0% | 1 | 3% | 0% | 0% | 1 |  | 0% | 0% | 1 | 0.55 | 0% | 0% | 1 | 0% | 0% | 0% | 1 | 0 | 2 | 41% | 0% | 41% | 2 | 30% | 0% | 0% | 1 | 41% | 0% | 0% | 1 | 65% | 0% | 0% | 2 | 77% | 0% | 0% | 3 | 17% | 0% | 0% | 1 | 8% | 0% | 0% | 1 |  | 0% | 0% | 1 | 0.5 | 0% | 0% | 1 | 0% | 0% | 0% | 1 | 0 | 2 | 46% | 0% | 46% | 2 | 37% | 0% | 0% | 1 | 42% | 0% | 0% | 1 | 59% | 0% | 0% | 2 | 78% | 0% | 0% | 3 | 21% | 0% | 0% | 1 | 13% | 0% | 0% | 1
377 | San Marcos | 0 | 0 | 10 | 0% | 0% | 1 | 0.4 | 0% | 0% | 1 | 2% | 0% | 0% | 1 | 0 | 2 | 20% | 0% | 20% | 2 | 29% | 0% | 0% | 1 | 2% | 0% | 0% | 1 | 1% | 0% | 0% | 1 | 29% | 0% | 0% | 1 | 9% | 0% | 0% | 1 | 10% | 0% | 0% | 1 |  | 0% | 0% | 1 | 0.44 | 0% | 0% | 1 | 2% | 0% | 0% | 1 | 0 | 2 | 30% | 4% | 34% | 2 | 62% | 0% | 0% | 2 | 16% | 0% | 0% | 1 | 36% | 0% | 0% | 1 | 76% | 0% | 0% | 3 | 9% | 0% | 0% | 1 | 6% | 0% | 0% | 1 |  | 0% | 0% | 1 | 0.37 | 0% | 0% | 1 | 5% | 0% | 0% | 1 | 0 | 2 | 50% | 18% | 68% | 3 | 41% | 0% | 0% | 1 | 20% | 0% | 0% | 1 | 33% | 0% | 0% | 1 | 52% | 0% | 0% | 2 | 9% | 0% | 0% | 1 | 7% | 0% | 0% | 1 |  | 0% | 0% | 1 | 0.33 | 0% | 0% | 1 | 4% | 0% | 0% | 1 | 0 | 2 | 42% | 39% | 81% | 5 | 49% | 0% | 0% | 1 | 21% | 0% | 0% | 1 | 29% | 0% | 0% | 1 | 59% | 0% | 0% | 2 | 25% | 0% | 0% | 1 | 7% | 0% | 0% | 1
378 | Fink | 534 | 5340 | 10 | 214.3% | 8.019% | 4 | 0.07 | 38.11% | 0% | 2 | 43% | 296.1% | 17.33% | 4 | 0 | 2 | 62% | 0% | 62% | 3 | 31% | 20.29% | 0% | 2 | 12% | 16.01% | 0% | 1 | 21% | 17.83% | 0% | 1 | 50% | 28.12% | 0% | 2 | 39% | 22.96% | 0% | 2 | 2% | 14.33% | 0% | 1 |  | 56.06% | 0% | 3 | 0.1 | 12.59% | 0% | 1 | 40% | 39.22% | 0% | 2 | 0 | 2 | 47% | 4% | 51% | 3 | 48% | 7.361% | 0% | 1 | 13% | 4.352% | 0% | 1 | 21% | 4.806% | 0% | 1 | 59% | 9.321% | 0% | 2 | 37% | 5.999% | 0% | 1 | 3% | 3.932% | 0% | 1 |  | 14.58% | 0% | 1 | 0.11 | 6.051% | 0% | 1 | 41% | 39.22% | 0% | 2 | 0 | 2 | 35% | 8% | 43% | 2 | 45% | 3.203% | 0% | 1 | 9% | 1.954% | 0% | 1 | 16% | 2.121% | 0% | 1 | 52% | 3.704% | 0% | 2 | 35% | 2.724% | 0% | 1 | 3% | 1.829% | 0% | 1 |  | 8.944% | 0% | 1 | 0.11 | 4.47% | 0% | 1 | 41% | 39.22% | 0% | 2 | 0 | 2 | 29% | 13% | 42% | 3 | 45% | 2.13% | 0% | 1 | 12% | 1.33% | 0% | 1 | 18% | 1.43% | 0% | 1 | 53% | 2.456% | 0% | 2 | 33% | 1.748% | 0% | 1 | 4% | 1.217% | 0% | 1
379 | La Cienega | 0 | 0 | 10 | 0% | 0% | 1 | 0.37 | 0% | 0% | 1 | 0% | 0% | 0% | 1 | 0 | 2 | 0% | 0% | 0% | 1 | 0% | 0% | 0% | 1 | 100% | 0% | 0% | 5 | 100% | 0% | 0% | 5 | 100% | 0% | 0% | 5 | 0% | 0% | 0% | 1 | 0% | 0% | 0% | 1 |  | 0% | 0% | 1 | 0.13 | 0% | 0% | 1 | 0% | 0% | 0% | 1 | 0 | 2 | 10% | 63% | 73% | 5 | 0% | 0% | 0% | 1 | 21% | 0% | 0% | 1 | 21% | 0% | 0% | 1 | 21% | 0% | 0% | 1 | 3% | 0% | 0% | 1 | 12% | 0% | 0% | 1 |  | 0% | 0% | 1 | 0.24 | 0% | 0% | 1 | 0% | 0% | 0% | 1 | 0 | 2 | 7% | 73% | 80% | 5 | 19% | 0% | 0% | 1 | 18% | 0% | 0% | 1 | 21% | 0% | 0% | 1 | 38% | 0% | 0% | 1 | 9% | 0% | 0% | 1 | 16% | 0% | 0% | 1 |  | 0% | 0% | 1 | 0.22 | 0% | 0% | 1 | 0% | 0% | 0% | 1 | 0 | 2 | 19% | 41% | 60% | 5 | 13% | 0% | 0% | 1 | 28% | 0% | 0% | 1 | 48% | 0% | 0% | 1 | 55% | 0% | 0% | 2 | 10% | 0% | 0% | 1 | 9% | 0% | 0% | 1
380 | Pittsburg | 0 | 0 | 10 | 0% | 0% | 1 | 0.07 | 0% | 0% | 1 | 0% | 0% | 0% | 1 | 0 | 2 | 34% | 0% | 34% | 2 | 53% | 0% | 0% | 2 | 67% | 0% | 0% | 2 | 43% | 0% | 0% | 1 | 70% | 0% | 0% | 3 | 9% | 0% | 0% | 1 | 58% | 0% | 0% | 2 |  | 0% | 0% | 1 | 0.06 | 0% | 0% | 1 | 0% | 0% | 0% | 1 | 0 | 2 | 63% | 0% | 63% | 3 | 24% | 0% | 0% | 1 | 47% | 0% | 0% | 1 | 39% | 0% | 0% | 1 | 56% | 0% | 0% | 2 | 6% | 0% | 0% | 1 | 24% | 0% | 0% | 1 |  | 0% | 0% | 1 | 0.15 | 0% | 0% | 1 | 4% | 0% | 0% | 1 | 0 | 2 | 60% | 0% | 60% | 3 | 18% | 0% | 0% | 1 | 47% | 0% | 0% | 1 | 44% | 0% | 0% | 1 | 57% | 0% | 0% | 2 | 10% | 0% | 0% | 1 | 21% | 0% | 0% | 1 |  | 0% | 0% | 1 | 0.18 | 0% | 0% | 1 | 20% | 0% | 0% | 1 | 0 | 2 | 47% | 0% | 47% | 2 | 21% | 0% | 0% | 1 | 39% | 0% | 0% | 1 | 43% | 0% | 0% | 1 | 57% | 0% | 0% | 2 | 10% | 0% | 0% | 1 | 17% | 0% | 0% | 1
381 | Morro Bay | 1710 | 17100 | 10 | 50294% | 221.4% | 5 | 0.32 | 2836% | 267.7% | 5 | 2% | 5625% | 12350% | 5 | 0 | 2 | 88% | 0% | 88% | 5 | 7% | 237.8% | 1801% | 5 | 25% | 296.4% | 574% | 5 | 44% | 391.8% | 377.1% | 5 | 51% | 448% | 338.3% | 5 | 46% | 408.5% | 363.2% | 5 | 8% | 239.1% | 1686% | 5 |  | 2771% | 34.34% | 5 | 0.1 | 134.1% | 13.17% | 3 | 2% | 1995% | 12350% | 5 | 0 | 2 | 92% | 4% | 96% | 5 | 55% | 79.03% | 0% | 4 | 27% | 48.24% | 0% | 2 | 43% | 61.29% | 0% | 3 | 78% | 160.6% | 17% | 5 | 65% | 100.6% | 0.3195% | 4 | 8% | 38.36% | 0% | 2 |  | 148.1% | 5.171% | 4 | 0.1 | 65.74% | 0% | 2 | 2% | 1995% | 12350% | 5 | 0 | 2 | 85% | 3% | 88% | 5 | 45% | 26.05% | 0% | 2 | 29% | 20.33% | 0% | 2 | 43% | 25.34% | 0% | 2 | 69% | 46.56% | 0% | 2 | 55% | 32.21% | 0% | 2 | 8% | 15.55% | 0% | 1 |  | 38.19% | 0% | 2 | 0.11 | 47.03% | 0% | 2 | 3% | 1995% | 12350% | 5 | 0 | 2 | 73% | 7% | 80% | 5 | 35% | 10.89% | 0% | 1 | 23% | 9.133% | 0% | 1 | 41% | 12.03% | 0% | 1 | 61% | 17.99% | 0% | 2 | 48% | 13.55% | 0% | 1 | 6% | 7.508% | 0% | 1
382 | Contra Costa | 0 | 0 | 10 | 0% | 0% | 1 | 0.07 | 0% | 0% | 1 | 3% | 0% | 0% | 1 | 0 | 2 | 35% | 0% | 35% | 2 | 2% | 0% | 0% | 1 | 58% | 0% | 0% | 2 | 58% | 0% | 0% | 2 | 58% | 0% | 0% | 2 | 0% | 0% | 0% | 1 | 32% | 0% | 0% | 1 |  | 0% | 0% | 1 | 0.09 | 0% | 0% | 1 | 10% | 0% | 0% | 1 | 0 | 2 | 54% | 0% | 54% | 3 | 21% | 0% | 0% | 1 | 50% | 0% | 0% | 2 | 47% | 0% | 0% | 1 | 53% | 0% | 0% | 2 | 11% | 0% | 0% | 1 | 15% | 0% | 0% | 1 |  | 0% | 0% | 1 | 0.08 | 0% | 0% | 1 | 24% | 0% | 0% | 1 | 0 | 2 | 40% | 1% | 41% | 2 | 22% | 0% | 0% | 1 | 40% | 0% | 0% | 1 | 39% | 0% | 0% | 1 | 52% | 0% | 0% | 2 | 5% | 0% | 0% | 1 | 15% | 0% | 0% | 1 |  | 0% | 0% | 1 | 0.09 | 0% | 0% | 1 | 35% | 0% | 0% | 1 | 0 | 2 | 36% | 0% | 36% | 2 | 25% | 0% | 0% | 1 | 33% | 0% | 0% | 1 | 35% | 0% | 0% | 1 | 50% | 0% | 0% | 2 | 6% | 0% | 0% | 1 | 14% | 0% | 0% | 1
383 | New Sub - Gates - Templeton (Proposed) | 600 | 6000 | 10 | 62.81% | 0% | 3 | 0.06 | 29.13% | 0% | 2 | 12% | 58.56% | 0% | 3 | 0 | 2 | 32% | 0% | 32% | 2 | 59% | 36.22% | 0% | 2 | 0% | 14.73% | 0% | 1 | 3% | 15.23% | 0% | 1 | 60% | 37.24% | 0% | 2 | 34% | 22.26% | 0% | 2 | 0% | 14.8% | 0% | 1 |  | 29.84% | 0% | 2 | 0.06 | 11.85% | 0% | 1 | 25% | 29.33% | 0% | 2 | 0 | 2 | 33% | 0% | 33% | 2 | 55% | 9.769% | 0% | 2 | 5% | 4.608% | 0% | 1 | 19% | 5.421% | 0% | 1 | 65% | 12.39% | 0% | 2 | 31% | 6.327% | 0% | 1 | 1% | 4.402% | 0% | 1 |  | 17.42% | 0% | 1 | 0.07 | 6.115% | 0% | 1 | 31% | 29.33% | 0% | 2 | 0 | 2 | 28% | 5% | 33% | 2 | 45% | 3.537% | 0% | 1 | 6% | 2.082% | 0% | 1 | 26% | 2.638% | 0% | 1 | 59% | 4.694% | 0% | 2 | 29% | 2.761% | 0% | 1 | 1% | 1.962% | 0% | 1 |  | 6.621% | 0% | 1 | 0.06 | 3.081% | 0% | 1 | 29% | 29.33% | 0% | 2 | 0 | 2 | 29% | 8% | 37% | 2 | 40% | 1.85% | 0% | 1 | 5% | 1.166% | 0% | 1 | 22% | 1.411% | 0% | 1 | 52% | 2.292% | 0% | 2 | 29% | 1.569% | 0% | 1 | 1% | 1.117% | 0% | 1
384 | Hinson | 0 | 0 | 10 | 0% | 0% | 1 | 0.16 | 0% | 0% | 1 | 0% | 0% | 0% | 1 | 0 | 2 | 0% | 0% | 0% | 1 | 0% | 0% | 0% | 1 | 0% | 0% | 0% | 1 | 45% | 0% | 0% | 1 | 45% | 0% | 0% | 1 | 0% | 0% | 0% | 1 | 0% | 0% | 0% | 1 |  | 0% | 0% | 1 | 0.36 | 0% | 0% | 1 | 0% | 0% | 0% | 1 | 0 | 2 | 0% | 0% | 0% | 1 | 0% | 0% | 0% | 1 | 4% | 0% | 0% | 1 | 59% | 0% | 0% | 2 | 59% | 0% | 0% | 2 | 0% | 0% | 0% | 1 | 0% | 0% | 0% | 1 |  | 0% | 0% | 1 | 0.3 | 0% | 0% | 1 | 0% | 0% | 0% | 1 | 0 | 2 | 0% | 0% | 0% | 1 | 0% | 0% | 0% | 1 | 10% | 0% | 0% | 1 | 62% | 0% | 0% | 2 | 62% | 0% | 0% | 2 | 0% | 0% | 0% | 1 | 1% | 0% | 0% | 1 |  | 0% | 0% | 1 | 0.57 | 0% | 0% | 1 | 0% | 0% | 0% | 1 | 0 | 2 | 0% | 0% | 0% | 1 | 0% | 0% | 0% | 1 | 17% | 0% | 0% | 1 | 75% | 0% | 0% | 3 | 75% | 0% | 0% | 3 | 0% | 0% | 0% | 1 | 3% | 0% | 0% | 1
385 | Chicarita | 0 | 0 | 10 | 0% | 0% | 1 | 0.37 | 0% | 0% | 1 | 0% | 0% | 0% | 1 | 0 | 2 | 30% | 0% | 30% | 2 | 20% | 0% | 0% | 1 | 44% | 0% | 0% | 1 | 44% | 0% | 0% | 1 | 64% | 0% | 0% | 2 | 0% | 0% | 0% | 1 | 7% | 0% | 0% | 1 |  | 0% | 0% | 1 | 0.26 | 0% | 0% | 1 | 0% | 0% | 0% | 1 | 0 | 2 | 46% | 37% | 83% | 5 | 57% | 0% | 0% | 2 | 55% | 0% | 0% | 2 | 53% | 0% | 0% | 2 | 87% | 0% | 0% | 3 | 12% | 0% | 0% | 1 | 5% | 0% | 0% | 1 |  | 0% | 0% | 1 | 0.2 | 0% | 0% | 1 | 1% | 0% | 0% | 1 | 0 | 2 | 35% | 54% | 89% | 5 | 66% | 0% | 0% | 2 | 57% | 0% | 0% | 2 | 63% | 0% | 0% | 2 | 91% | 0% | 0% | 4 | 19% | 0% | 0% | 1 | 4% | 0% | 0% | 1 |  | 0% | 0% | 1 | 0.24 | 0% | 0% | 1 | 1% | 0% | 0% | 1 | 0 | 2 | 26% | 63% | 89% | 5 | 51% | 0% | 0% | 2 | 25% | 0% | 0% | 1 | 37% | 0% | 0% | 1 | 66% | 0% | 0% | 2 | 34% | 0% | 0% | 1 | 6% | 0% | 0% | 1
386 | Mendocino | 0 | 0 | 10 | 0% | 0% | 1 | 0.13 | 0% | 0% | 1 | 6% | 0% | 0% | 1 | 0 | 2 | 61% | 6% | 67% | 3 | 12% | 0% | 0% | 1 | 31% | 0% | 0% | 1 | 31% | 0% | 0% | 1 | 37% | 0% | 0% | 1 | 38% | 0% | 0% | 1 | 1% | 0% | 0% | 1 |  | 0% | 0% | 1 | 0.12 | 0% | 0% | 1 | 8% | 0% | 0% | 1 | 0 | 2 | 54% | 4% | 58% | 3 | 37% | 0% | 0% | 1 | 30% | 0% | 0% | 1 | 41% | 0% | 0% | 1 | 64% | 0% | 0% | 2 | 47% | 0% | 0% | 1 | 2% | 0% | 0% | 1 |  | 0% | 0% | 1 | 0.1 | 0% | 0% | 1 | 5% | 0% | 0% | 1 | 0 | 2 | 46% | 5% | 51% | 3 | 37% | 0% | 0% | 1 | 26% | 0% | 0% | 1 | 41% | 0% | 0% | 1 | 67% | 0% | 0% | 2 | 45% | 0% | 0% | 1 | 2% | 0% | 0% | 1 |  | 0% | 0% | 1 | 0.1 | 0% | 0% | 1 | 4% | 0% | 0% | 1 | 0 | 2 | 44% | 8% | 52% | 3 | 35% | 0% | 0% | 1 | 27% | 0% | 0% | 1 | 46% | 0% | 0% | 1 | 69% | 0% | 0% | 2 | 40% | 0% | 0% | 1 | 2% | 0% | 0% | 1
387 | Delevan | 0 | 0 | 10 | 0% | 0% | 1 | 0.06 | 0% | 0% | 1 | 27% | 0% | 0% | 1 | 0 | 2 | 51% | 0% | 51% | 3 | 42% | 0% | 0% | 1 | 8% | 0% | 0% | 1 | 32% | 0% | 0% | 1 | 71% | 0% | 0% | 3 | 43% | 0% | 0% | 1 | 2% | 0% | 0% | 1 |  | 0% | 0% | 1 | 0.06 | 0% | 0% | 1 | 25% | 0% | 0% | 1 | 0 | 2 | 37% | 13% | 50% | 3 | 32% | 0% | 0% | 1 | 11% | 0% | 0% | 1 | 33% | 0% | 0% | 1 | 60% | 0% | 0% | 2 | 46% | 0% | 0% | 1 | 3% | 0% | 0% | 1 |  | 0% | 0% | 1 | 0.07 | 0% | 0% | 1 | 26% | 0% | 0% | 1 | 0 | 2 | 24% | 22% | 46% | 4 | 29% | 0% | 0% | 1 | 13% | 0% | 0% | 1 | 33% | 0% | 0% | 1 | 54% | 0% | 0% | 2 | 40% | 0% | 0% | 1 | 3% | 0% | 0% | 1 |  | 0% | 0% | 1 | 0.07 | 0% | 0% | 1 | 29% | 0% | 0% | 1 | 0 | 2 | 23% | 23% | 46% | 4 | 30% | 0% | 0% | 1 | 13% | 0% | 0% | 1 | 31% | 0% | 0% | 1 | 54% | 0% | 0% | 2 | 37% | 0% | 0% | 1 | 4% | 0% | 0% | 1
388 | Pastoria | 105 | 1050 | 10 | 428.6% | 3.319% | 4 | 0.05 | 10.75% | 0% | 1 | 23% | 57.57% | 0% | 3 | 0 | 2 | 69% | 0% | 69% | 3 | 88% | 36.65% | 0% | 3 | 44% | 7.68% | 0% | 1 | 42% | 7.358% | 0% | 1 | 89% | 39.36% | 0% | 3 | 28% | 5.969% | 0% | 1 | 2% | 4.388% | 0% | 1 |  | 68.49% | 0% | 3 | 0.07 | 5.125% | 0% | 1 | 35% | 25.29% | 0% | 2 | 0 | 2 | 50% | 6% | 56% | 3 | 62% | 3.499% | 0% | 2 | 45% | 2.403% | 0% | 1 | 46% | 2.461% | 0% | 1 | 69% | 4.288% | 0% | 2 | 25% | 1.777% | 0% | 1 | 2% | 1.347% | 0% | 1 |  | 29.78% | 0% | 2 | 0.07 | 2.267% | 0% | 1 | 36% | 25.29% | 0% | 2 | 0 | 2 | 47% | 6% | 53% | 3 | 51% | 1.185% | 0% | 2 | 43% | 1.006% | 0% | 1 | 48% | 1.11% | 0% | 1 | 69% | 1.88% | 0% | 2 | 28% | 0.8019% | 0% | 1 | 2% | 0.5845% | 0% | 1 |  | 3.875% | 0% | 1 | 0.11 | 1.152% | 0% | 1 | 32% | 25.29% | 0% | 2 | 0 | 2 | 35% | 11% | 46% | 3 | 44% | 0.5321% | 0% | 1 | 34% | 0.4505% | 0% | 1 | 38% | 0.4787% | 0% | 1 | 67% | 0.8885% | 0% | 2 | 27% | 0.4104% | 0% | 1 | 2% | 0.3042% | 0% | 1
389 | Tortilla | 0 | 0 | 10 | 0% | 0% | 1 | 0.29 | 0% | 0% | 1 | 0% | 0% | 0% | 1 | 0 | 2 | 0% | 0% | 0% | 1 | 78% | 0% | 0% | 3 | 90% | 0% | 0% | 4 | 13% | 0% | 0% | 1 | 100% | 0% | 0% | 5 | 23% | 0% | 0% | 1 | 3% | 0% | 0% | 1 |  | 0% | 0% | 1 | 0.24 | 0% | 0% | 1 | 0% | 0% | 0% | 1 | 0 | 2 | 0% | 0% | 0% | 1 | 69% | 0% | 0% | 2 | 60% | 0% | 0% | 2 | 33% | 0% | 0% | 1 | 87% | 0% | 0% | 3 | 47% | 0% | 0% | 1 | 3% | 0% | 0% | 1 |  | 0% | 0% | 1 | 0.25 | 0% | 0% | 1 | 0% | 0% | 0% | 1 | 0 | 2 | 0% | 0% | 0% | 1 | 62% | 0% | 0% | 2 | 52% | 0% | 0% | 2 | 20% | 0% | 0% | 1 | 81% | 0% | 0% | 3 | 49% | 0% | 0% | 1 | 3% | 0% | 0% | 1 |  | 0% | 0% | 1 | 0.25 | 0% | 0% | 1 | 0% | 0% | 0% | 1 | 0 | 2 | 0% | 0% | 0% | 1 | 59% | 0% | 0% | 2 | 42% | 0% | 0% | 1 | 18% | 0% | 0% | 1 | 75% | 0% | 0% | 3 | 45% | 0% | 0% | 1 | 4% | 0% | 0% | 1
390 | Cooley Landing | 100 | 1000 | 10 | 3333% | 208.6% | 5 | 0.11 | 534.8% | 620.6% | 5 | 0% | 0% | 0% | 1 | 0 | 2 | 0% | 0% | 0% | 1 | 0% | 202% | 999.9% | 5 | 0% | 202% | 999.9% | 5 | 50% | 404.9% | 303.6% | 5 | 50% | 404.9% | 303.6% | 5 | 0% | 202% | 999.9% | 5 | 68% | 636.9% | 249.4% | 5 |  | 649.4% | 15.75% | 5 | 0.81 | 192.3% | 33.15% | 5 | 0% | 3233% | 0% | 4 | 0 | 2 | 0% | 0% | 0% | 1 | 35% | 27.8% | 0% | 2 | 73% | 65.96% | 0% | 3 | 85% | 123.8% | 4.07% | 4 | 89% | 161.3% | 7.746% | 4 | 9% | 19.83% | 0% | 1 | 20% | 22.54% | 0% | 2 |  | 66.67% | 0% | 3 | 0.27 | 94.97% | 0% | 3 | 0% | 3233% | 0% | 4 | 0 | 2 | 26% | 0% | 26% | 2 | 66% | 9.309% | 0% | 2 | 57% | 7.437% | 0% | 2 | 72% | 11.58% | 0% | 3 | 90% | 31.77% | 0% | 4 | 46% | 5.925% | 0% | 1 | 10% | 3.532% | 0% | 1 |  | 12.56% | 0% | 1 | 0.29 | 7.272% | 0% | 1 | 0% | 3233% | 0% | 4 | 0 | 2 | 37% | 0% | 37% | 2 | 52% | 2.179% | 0% | 2 | 44% | 1.858% | 0% | 1 | 64% | 2.893% | 0% | 2 | 80% | 5.135% | 0% | 3 | 47% | 1.978% | 0% | 1 | 9% | 1.154% | 0% | 1
391 | Cielo Azul | 0 | 0 | 0 | 0% | 0% | 1 | 0 | 0% | 0% | 1 | 0% | 0% | 0% | 1 | 0 | 2 | 0% | 0% | 0% | 1 | 0% | 0% | 0% | 1 | 0% | 0% | 0% | 1 | 0% | 0% | 0% | 1 | 0% | 0% | 0% | 1 | 0% | 0% | 0% | 1 | 0% | 0% | 0% | 1 |  | 0% | 0% | 1 | 0 | 0% | 0% | 1 | 0% | 0% | 0% | 1 | 0 | 2 | 0% | 0% | 0% | 1 | 0% | 0% | 0% | 1 | 0% | 0% | 0% | 1 | 0% | 0% | 0% | 1 | 0% | 0% | 0% | 1 | 0% | 0% | 0% | 1 | 0% | 0% | 0% | 1 |  | 0% | 0% | 1 | 0 | 0% | 0% | 1 | 0% | 0% | 0% | 1 | 0 | 2 | 0% | 0% | 0% | 1 | 0% | 0% | 0% | 1 | 0% | 0% | 0% | 1 | 0% | 0% | 0% | 1 | 0% | 0% | 0% | 1 | 0% | 0% | 0% | 1 | 0% | 0% | 0% | 1 |  | 0% | 0% | 1 | 0 | 0% | 0% | 1 | 0% | 0% | 0% | 1 | 0 | 2 | 0% | 0% | 0% | 1 | 0% | 0% | 0% | 1 | 0% | 0% | 0% | 1 | 0% | 0% | 0% | 1 | 0% | 0% | 0% | 1 | 0% | 0% | 0% | 1 | 0% | 0% | 0% | 1
392 | Sycamore | 0 | 0 | 0 | 0% | 0% | 1 | 0.12 | 0% | 0% | 1 | 0% | 0% | 0% | 1 | 0 | 2 | 32% | 0% | 32% | 2 | 85% | 0% | 0% | 3 | 15% | 0% | 0% | 1 | 18% | 0% | 0% | 1 | 85% | 0% | 0% | 3 | 8% | 0% | 0% | 1 | 1% | 0% | 0% | 1 |  | 0% | 0% | 1 | 0.13 | 0% | 0% | 1 | 14% | 0% | 0% | 1 | 0 | 2 | 50% | 0% | 50% | 3 | 60% | 0% | 0% | 2 | 12% | 0% | 0% | 1 | 19% | 0% | 0% | 1 | 60% | 0% | 0% | 2 | 19% | 0% | 0% | 1 | 2% | 0% | 0% | 1 |  | 0% | 0% | 1 | 0.12 | 0% | 0% | 1 | 33% | 0% | 0% | 1 | 0 | 2 | 44% | 0% | 44% | 2 | 54% | 0% | 0% | 2 | 16% | 0% | 0% | 1 | 29% | 0% | 0% | 1 | 58% | 0% | 0% | 2 | 24% | 0% | 0% | 1 | 2% | 0% | 0% | 1 |  | 0% | 0% | 1 | 0.1 | 0% | 0% | 1 | 39% | 0% | 0% | 1 | 0 | 2 | 38% | 1% | 39% | 2 | 46% | 0% | 0% | 1 | 18% | 0% | 0% | 1 | 31% | 0% | 0% | 1 | 55% | 0% | 0% | 2 | 25% | 0% | 0% | 1 | 3% | 0% | 0% | 1
393 | Valley Switch | 0 | 0 | 0 | 0% | 0% | 1 | 0 | 0% | 0% | 1 | 0% | 0% | 0% | 1 | 0 | 2 | 0% | 0% | 0% | 1 | 0% | 0% | 0% | 1 | 0% | 0% | 0% | 1 | 0% | 0% | 0% | 1 | 0% | 0% | 0% | 1 | 0% | 0% | 0% | 1 | 0% | 0% | 0% | 1 |  | 0% | 0% | 1 | 0.01 | 0% | 0% | 1 | 0% | 0% | 0% | 1 | 0 | 2 | 0% | 0% | 0% | 1 | 0% | 0% | 0% | 1 | 0% | 0% | 0% | 1 | 0% | 0% | 0% | 1 | 0% | 0% | 0% | 1 | 3% | 0% | 0% | 1 | 0% | 0% | 0% | 1 |  | 0% | 0% | 1 | 0.01 | 0% | 0% | 1 | 0% | 0% | 0% | 1 | 0 | 2 | 0% | 0% | 0% | 1 | 0% | 0% | 0% | 1 | 0% | 0% | 0% | 1 | 0% | 0% | 0% | 1 | 0% | 0% | 0% | 1 | 2% | 0% | 0% | 1 | 0% | 0% | 0% | 1 |  | 0% | 0% | 1 | 0.01 | 0% | 0% | 1 | 0% | 0% | 0% | 1 | 0 | 2 | 0% | 0% | 0% | 1 | 0% | 0% | 0% | 1 | 0% | 0% | 0% | 1 | 0% | 0% | 0% | 1 | 0% | 0% | 0% | 1 | 1% | 0% | 0% | 1 | 0% | 0% | 0% | 1
394 | Hartley | 0 | 0 | 10 | 0% | 0% | 1 | 0.15 | 0% | 0% | 1 | 7% | 0% | 0% | 1 | 0 | 2 | 57% | 39% | 96% | 5 | 40% | 0% | 0% | 1 | 0% | 0% | 0% | 1 | 30% | 0% | 0% | 1 | 56% | 0% | 0% | 2 | 14% | 0% | 0% | 1 | 2% | 0% | 0% | 1 |  | 0% | 0% | 1 | 0.13 | 0% | 0% | 1 | 11% | 0% | 0% | 1 | 0 | 2 | 45% | 45% | 90% | 5 | 49% | 0% | 0% | 1 | 13% | 0% | 0% | 1 | 33% | 0% | 0% | 1 | 63% | 0% | 0% | 2 | 16% | 0% | 0% | 1 | 2% | 0% | 0% | 1 |  | 0% | 0% | 1 | 0.1 | 0% | 0% | 1 | 9% | 0% | 0% | 1 | 0 | 2 | 38% | 46% | 84% | 5 | 57% | 0% | 0% | 2 | 26% | 0% | 0% | 1 | 39% | 0% | 0% | 1 | 72% | 0% | 0% | 3 | 31% | 0% | 0% | 1 | 2% | 0% | 0% | 1 |  | 0% | 0% | 1 | 0.1 | 0% | 0% | 1 | 6% | 0% | 0% | 1 | 0 | 2 | 45% | 37% | 82% | 5 | 53% | 0% | 0% | 2 | 29% | 0% | 0% | 1 | 40% | 0% | 0% | 1 | 73% | 0% | 0% | 3 | 37% | 0% | 0% | 1 | 2% | 0% | 0% | 1
395 | Copus | 0 | 0 | 10 | 0% | 0% | 1 | 0.07 | 0% | 0% | 1 | 52% | 0% | 0% | 2 | 0 | 2 | 12% | 0% | 12% | 1 | 23% | 0% | 0% | 1 | 13% | 0% | 0% | 1 | 28% | 0% | 0% | 1 | 41% | 0% | 0% | 1 | 2% | 0% | 0% | 1 | 1% | 0% | 0% | 1 |  | 0% | 0% | 1 | 0.06 | 0% | 0% | 1 | 43% | 0% | 0% | 1 | 0 | 2 | 9% | 0% | 9% | 1 | 20% | 0% | 0% | 1 | 33% | 0% | 0% | 1 | 46% | 0% | 0% | 1 | 57% | 0% | 0% | 2 | 5% | 0% | 0% | 1 | 1% | 0% | 0% | 1 |  | 0% | 0% | 1 | 0.06 | 0% | 0% | 1 | 42% | 0% | 0% | 1 | 0 | 2 | 7% | 0% | 7% | 1 | 20% | 0% | 0% | 1 | 38% | 0% | 0% | 1 | 55% | 0% | 0% | 2 | 63% | 0% | 0% | 2 | 6% | 0% | 0% | 1 | 2% | 0% | 0% | 1 |  | 0% | 0% | 1 | 0.08 | 0% | 0% | 1 | 42% | 0% | 0% | 1 | 0 | 2 | 11% | 0% | 11% | 1 | 23% | 0% | 0% | 1 | 32% | 0% | 0% | 1 | 54% | 0% | 0% | 2 | 60% | 0% | 0% | 2 | 8% | 0% | 0% | 1 | 5% | 0% | 0% | 1
396 | Bay Boulevard | 0 | 0 | 10 | 0% | 0% | 1 | 0.11 | 0% | 0% | 1 | 0% | 0% | 0% | 1 | 0 | 2 | 0% | 0% | 0% | 1 | 6% | 0% | 0% | 1 | 61% | 0% | 0% | 2 | 72% | 0% | 0% | 3 | 72% | 0% | 0% | 3 | 0% | 0% | 0% | 1 | 9% | 0% | 0% | 1 |  | 0% | 0% | 1 | 0.23 | 0% | 0% | 1 | 0% | 0% | 0% | 1 | 0 | 2 | 25% | 0% | 25% | 2 | 1% | 0% | 0% | 1 | 55% | 0% | 0% | 2 | 92% | 0% | 0% | 4 | 92% | 0% | 0% | 4 | 9% | 0% | 0% | 1 | 7% | 0% | 0% | 1 |  | 0% | 0% | 1 | 0.21 | 0% | 0% | 1 | 0% | 0% | 0% | 1 | 0 | 2 | 38% | 0% | 38% | 2 | 5% | 0% | 0% | 1 | 62% | 0% | 0% | 2 | 89% | 0% | 0% | 3 | 91% | 0% | 0% | 4 | 22% | 0% | 0% | 1 | 6% | 0% | 0% | 1 |  | 0% | 0% | 1 | 0.21 | 0% | 0% | 1 | 0% | 0% | 0% | 1 | 0 | 2 | 39% | 30% | 69% | 5 | 25% | 0% | 0% | 1 | 66% | 0% | 0% | 2 | 88% | 0% | 0% | 3 | 92% | 0% | 0% | 4 | 27% | 0% | 0% | 1 | 5% | 0% | 0% | 1
397 | Mission | 0 | 0 | 10 | 0% | 0% | 1 | 0.06 | 0% | 0% | 1 | 0% | 0% | 0% | 1 | 0 | 2 | 0% | 0% | 0% | 1 | 8% | 0% | 0% | 1 | 10% | 0% | 0% | 1 | 84% | 0% | 0% | 3 | 84% | 0% | 0% | 3 | 0% | 0% | 0% | 1 | 0% | 0% | 0% | 1 |  | 0% | 0% | 1 | 0.24 | 0% | 0% | 1 | 0% | 0% | 0% | 1 | 0 | 2 | 13% | 0% | 13% | 1 | 14% | 0% | 0% | 1 | 26% | 0% | 0% | 1 | 68% | 0% | 0% | 2 | 82% | 0% | 0% | 3 | 1% | 0% | 0% | 1 | 2% | 0% | 0% | 1 |  | 0% | 0% | 1 | 0.21 | 0% | 0% | 1 | 0% | 0% | 0% | 1 | 0 | 2 | 20% | 16% | 36% | 3 | 32% | 0% | 0% | 1 | 41% | 0% | 0% | 1 | 64% | 0% | 0% | 2 | 86% | 0% | 0% | 3 | 11% | 0% | 0% | 1 | 2% | 0% | 0% | 1 |  | 0% | 0% | 1 | 0.22 | 0% | 0% | 1 | 0% | 0% | 0% | 1 | 0 | 2 | 37% | 42% | 79% | 5 | 45% | 0% | 0% | 1 | 57% | 0% | 0% | 2 | 75% | 0% | 0% | 3 | 93% | 0% | 0% | 4 | 19% | 0% | 0% | 1 | 4% | 0% | 0% | 1
398 | Eight Mile | 1100 | 11000 | 10 | 510.4% | 29.15% | 5 | 0.15 | 307.3% | 35.34% | 5 | 66% | 184.5% | 23.32% | 4 | 0 | 2 | 0% | 0% | 0% | 1 | 0% | 33.85% | 0% | 2 | 38% | 54.81% | 0% | 3 | 47% | 64.05% | 0% | 3 | 47% | 64.05% | 0% | 3 | 0% | 33.85% | 0% | 2 | 5% | 35.53% | 0% | 2 |  | 206.5% | 4.787% | 4 | 0.13 | 53.57% | 0% | 2 | 73% | 85.5% | 0% | 3 | 0 | 2 | 0% | 0% | 0% | 1 | 13% | 10.21% | 0% | 1 | 23% | 11.6% | 0% | 1 | 26% | 12.01% | 0% | 1 | 32% | 12.98% | 0% | 1 | 0% | 8.882% | 0% | 1 | 6% | 9.478% | 0% | 1 |  | 35.9% | 0% | 2 | 0.14 | 20.08% | 0% | 2 | 66% | 85.5% | 0% | 3 | 0 | 2 | 0% | 0% | 0% | 1 | 10% | 4.136% | 0% | 1 | 15% | 4.346% | 0% | 1 | 19% | 4.605% | 0% | 1 | 27% | 5.046% | 0% | 1 | 0% | 3.709% | 0% | 1 | 7% | 3.998% | 0% | 1 |  | 17.1% | 0% | 1 | 0.14 | 13.92% | 0% | 1 | 57% | 85.5% | 0% | 3 | 0 | 2 | 2% | 0% | 2% | 1 | 12% | 2.333% | 0% | 1 | 14% | 2.388% | 0% | 1 | 23% | 2.65% | 0% | 1 | 31% | 2.983% | 0% | 1 | 1% | 2.079% | 0% | 1 | 9% | 2.254% | 0% | 1
399 | Valley Center | 0 | 0 | 10 | 0% | 0% | 1 | 0.52 | 0% | 0% | 1 | 5% | 0% | 0% | 1 | 0 | 2 | 70% | 23% | 93% | 5 | 25% | 0% | 0% | 1 | 5% | 0% | 0% | 1 | 7% | 0% | 0% | 1 | 27% | 0% | 0% | 1 | 6% | 0% | 0% | 1 | 8% | 0% | 0% | 1 |  | 0% | 0% | 1 | 0.31 | 0% | 0% | 1 | 4% | 0% | 0% | 1 | 0 | 2 | 41% | 45% | 86% | 5 | 44% | 0% | 0% | 1 | 6% | 0% | 0% | 1 | 16% | 0% | 0% | 1 | 50% | 0% | 0% | 2 | 32% | 0% | 0% | 1 | 8% | 0% | 0% | 1 |  | 0% | 0% | 1 | 0.3 | 0% | 0% | 1 | 4% | 0% | 0% | 1 | 0 | 2 | 34% | 52% | 86% | 5 | 55% | 0% | 0% | 2 | 15% | 0% | 0% | 1 | 32% | 0% | 0% | 1 | 62% | 0% | 0% | 2 | 36% | 0% | 0% | 1 | 8% | 0% | 0% | 1 |  | 0% | 0% | 1 | 0.26 | 0% | 0% | 1 | 3% | 0% | 0% | 1 | 0 | 2 | 29% | 61% | 90% | 5 | 67% | 0% | 0% | 2 | 24% | 0% | 0% | 1 | 38% | 0% | 0% | 1 | 73% | 0% | 0% | 3 | 37% | 0% | 0% | 1 | 8% | 0% | 0% | 1
400 | Wilson | 0 | 0 | 10 | 0% | 0% | 1 | 0.16 | 0% | 0% | 1 | 58% | 0% | 0% | 2 | 0 | 2 | 11% | 0% | 11% | 1 | 11% | 0% | 0% | 1 | 21% | 0% | 0% | 1 | 23% | 0% | 0% | 1 | 33% | 0% | 0% | 1 | 1% | 0% | 0% | 1 | 8% | 0% | 0% | 1 |  | 0% | 0% | 1 | 0.1 | 0% | 0% | 1 | 27% | 0% | 0% | 1 | 0 | 2 | 25% | 0% | 25% | 2 | 55% | 0% | 0% | 2 | 50% | 0% | 0% | 2 | 53% | 0% | 0% | 2 | 79% | 0% | 0% | 3 | 17% | 0% | 0% | 1 | 21% | 0% | 0% | 1 |  | 0% | 0% | 1 | 0.08 | 0% | 0% | 1 | 28% | 0% | 0% | 1 | 0 | 2 | 29% | 0% | 29% | 2 | 50% | 0% | 0% | 2 | 44% | 0% | 0% | 1 | 51% | 0% | 0% | 2 | 70% | 0% | 0% | 3 | 22% | 0% | 0% | 1 | 18% | 0% | 0% | 1 |  | 0% | 0% | 1 | 0.08 | 0% | 0% | 1 | 30% | 0% | 0% | 1 | 0 | 2 | 32% | 0% | 32% | 2 | 52% | 0% | 0% | 2 | 33% | 0% | 0% | 1 | 38% | 0% | 0% | 1 | 66% | 0% | 0% | 2 | 22% | 0% | 0% | 1 | 14% | 0% | 0% | 1
401 | Donnells-Curtis | 0 | 0 | 0 | 0% | 0% | 1 | 0.05 | 0% | 0% | 1 | 0% | 0% | 0% | 1 | 0 | 2 | 17% | 81% | 98% | 5 | 0% | 0% | 0% | 1 | 12% | 0% | 0% | 1 | 12% | 0% | 0% | 1 | 12% | 0% | 0% | 1 | 53% | 0% | 0% | 2 | 1% | 0% | 0% | 1 |  | 0% | 0% | 1 | 0.04 | 0% | 0% | 1 | 0% | 0% | 0% | 1 | 0 | 2 | 19% | 70% | 89% | 5 | 2% | 0% | 0% | 1 | 5% | 0% | 0% | 1 | 16% | 0% | 0% | 1 | 19% | 0% | 0% | 1 | 41% | 0% | 0% | 1 | 2% | 0% | 0% | 1 |  | 0% | 0% | 1 | 0.06 | 0% | 0% | 1 | 0% | 0% | 0% | 1 | 0 | 2 | 21% | 59% | 80% | 5 | 9% | 0% | 0% | 1 | 7% | 0% | 0% | 1 | 18% | 0% | 0% | 1 | 26% | 0% | 0% | 1 | 40% | 0% | 0% | 1 | 2% | 0% | 0% | 1 |  | 0% | 0% | 1 | 0.1 | 0% | 0% | 1 | 0% | 0% | 0% | 1 | 0 | 2 | 23% | 57% | 80% | 5 | 12% | 0% | 0% | 1 | 10% | 0% | 0% | 1 | 19% | 0% | 0% | 1 | 29% | 0% | 0% | 1 | 37% | 0% | 0% | 1 | 2% | 0% | 0% | 1
402 | Lee Lake (Proposed) | 0 | 0 | 0 | 0% | 0% | 1 | 0.32 | 0% | 0% | 1 | 0% | 0% | 0% | 1 | 0 | 2 | 64% | 2% | 66% | 3 | 49% | 0% | 0% | 1 | 28% | 0% | 0% | 1 | 52% | 0% | 0% | 2 | 77% | 0% | 0% | 3 | 38% | 0% | 0% | 1 | 10% | 0% | 0% | 1 |  | 0% | 0% | 1 | 0.3 | 0% | 0% | 1 | 0% | 0% | 0% | 1 | 0 | 2 | 57% | 29% | 86% | 5 | 38% | 0% | 0% | 1 | 24% | 0% | 0% | 1 | 47% | 0% | 0% | 1 | 74% | 0% | 0% | 3 | 33% | 0% | 0% | 1 | 11% | 0% | 0% | 1 |  | 0% | 0% | 1 | 0.27 | 0% | 0% | 1 | 0% | 0% | 0% | 1 | 0 | 2 | 44% | 44% | 88% | 5 | 33% | 0% | 0% | 1 | 31% | 0% | 0% | 1 | 49% | 0% | 0% | 1 | 76% | 0% | 0% | 3 | 38% | 0% | 0% | 1 | 9% | 0% | 0% | 1 |  | 0% | 0% | 1 | 0.27 | 0% | 0% | 1 | 2% | 0% | 0% | 1 | 0 | 2 | 40% | 45% | 85% | 5 | 29% | 0% | 0% | 1 | 42% | 0% | 0% | 1 | 55% | 0% | 0% | 2 | 73% | 0% | 0% | 3 | 32% | 0% | 0% | 1 | 7% | 0% | 0% | 1
403 | Orosi | 0 | 0 | 10 | 0% | 0% | 1 | 0.18 | 0% | 0% | 1 | 28% | 0% | 0% | 1 | 0 | 2 | 3% | 0% | 3% | 1 | 45% | 0% | 0% | 1 | 31% | 0% | 0% | 1 | 56% | 0% | 0% | 2 | 72% | 0% | 0% | 3 | 20% | 0% | 0% | 1 | 1% | 0% | 0% | 1 |  | 0% | 0% | 1 | 0.15 | 0% | 0% | 1 | 26% | 0% | 0% | 1 | 0 | 2 | 17% | 0% | 17% | 1 | 42% | 0% | 0% | 1 | 26% | 0% | 0% | 1 | 37% | 0% | 0% | 1 | 65% | 0% | 0% | 2 | 26% | 0% | 0% | 1 | 3% | 0% | 0% | 1 |  | 0% | 0% | 1 | 0.17 | 0% | 0% | 1 | 28% | 0% | 0% | 1 | 0 | 2 | 27% | 1% | 28% | 2 | 35% | 0% | 0% | 1 | 21% | 0% | 0% | 1 | 31% | 0% | 0% | 1 | 53% | 0% | 0% | 2 | 27% | 0% | 0% | 1 | 4% | 0% | 0% | 1 |  | 0% | 0% | 1 | 0.17 | 0% | 0% | 1 | 31% | 0% | 0% | 1 | 0 | 2 | 25% | 3% | 28% | 2 | 31% | 0% | 0% | 1 | 19% | 0% | 0% | 1 | 27% | 0% | 0% | 1 | 48% | 0% | 0% | 1 | 26% | 0% | 0% | 1 | 4% | 0% | 0% | 1
404 | Ukiah | 0 | 0 | 10 | 0% | 0% | 1 | 0.15 | 0% | 0% | 1 | 17% | 0% | 0% | 1 | 0 | 2 | 53% | 21% | 74% | 4 | 0% | 0% | 0% | 1 | 70% | 0% | 0% | 3 | 78% | 0% | 0% | 3 | 78% | 0% | 0% | 3 | 41% | 0% | 0% | 1 | 3% | 0% | 0% | 1 |  | 0% | 0% | 1 | 0.11 | 0% | 0% | 1 | 6% | 0% | 0% | 1 | 0 | 2 | 65% | 14% | 79% | 5 | 17% | 0% | 0% | 1 | 40% | 0% | 0% | 1 | 51% | 0% | 0% | 2 | 62% | 0% | 0% | 2 | 51% | 0% | 0% | 2 | 2% | 0% | 0% | 1 |  | 0% | 0% | 1 | 0.1 | 0% | 0% | 1 | 7% | 0% | 0% | 1 | 0 | 2 | 50% | 17% | 67% | 3 | 32% | 0% | 0% | 1 | 28% | 0% | 0% | 1 | 39% | 0% | 0% | 1 | 62% | 0% | 0% | 2 | 45% | 0% | 0% | 1 | 2% | 0% | 0% | 1 |  | 0% | 0% | 1 | 0.1 | 0% | 0% | 1 | 5% | 0% | 0% | 1 | 0 | 2 | 39% | 15% | 54% | 3 | 37% | 0% | 0% | 1 | 24% | 0% | 0% | 1 | 44% | 0% | 0% | 1 | 66% | 0% | 0% | 2 | 41% | 0% | 0% | 1 | 2% | 0% | 0% | 1
405 | New Sub - Gates - Midway (Proposed) | 2340 | 23400 | 10 | 119.3% | 12.77% | 5 | 0.07 | 198.8% | 34.09% | 5 | 23% | 126.2% | 34% | 4 | 0 | 2 | 36% | 0% | 36% | 2 | 30% | 67.77% | 0% | 3 | 9% | 52.15% | 0% | 3 | 12% | 54.17% | 0% | 3 | 36% | 74.25% | 0% | 3 | 2% | 48.52% | 0% | 2 | 7% | 50.84% | 0% | 3 |  | 56% | 0% | 3 | 0.07 | 50.82% | 0% | 2 | 24% | 49.14% | 0% | 2 | 0 | 2 | 33% | 0% | 33% | 2 | 56% | 30.3% | 0% | 2 | 6% | 14.38% | 0% | 1 | 17% | 16.15% | 0% | 1 | 60% | 33.74% | 0% | 2 | 5% | 14.14% | 0% | 1 | 9% | 14.78% | 0% | 1 |  | 25.17% | 0% | 2 | 0.07 | 20.67% | 0% | 2 | 21% | 49.14% | 0% | 2 | 0 | 2 | 29% | 0% | 29% | 2 | 60% | 16.28% | 0% | 2 | 6% | 6.901% | 0% | 1 | 13% | 7.434% | 0% | 1 | 64% | 17.73% | 0% | 2 | 6% | 6.913% | 0% | 1 | 5% | 6.812% | 0% | 1 |  | 12.71% | 0% | 1 | 0.07 | 10.97% | 0% | 1 | 19% | 49.14% | 0% | 2 | 0 | 2 | 21% | 0% | 21% | 2 | 55% | 8.026% | 0% | 2 | 5% | 3.798% | 0% | 1 | 17% | 4.357% | 0% | 1 | 63% | 9.843% | 0% | 2 | 9% | 3.963% | 0% | 1 | 4% | 3.769% | 0% | 1
406 | Humboldt | 457.3 | 4573 | 10 | 98.92% | 0% | 4 | 0.35 | 129.8% | 19.82% | 3 | 0% | 0% | 0% | 1 | 0 | 2 | 0% | 0% | 0% | 1 | 1% | 29.34% | 0% | 2 | 57% | 67.87% | 0% | 3 | 64% | 80.52% | 0% | 4 | 65% | 82.44% | 0% | 4 | 7% | 31.26% | 0% | 2 | 7% | 31.32% | 0% | 2 |  | 22.11% | 0% | 2 | 0.12 | 18.61% | 0% | 1 | 0% | 0% | 0% | 1 | 0 | 2 | 0% | 0% | 0% | 1 | 5% | 7.228% | 0% | 1 | 42% | 11.88% | 0% | 1 | 52% | 14.24% | 0% | 2 | 54% | 14.85% | 0% | 2 | 25% | 9.089% | 0% | 1 | 11% | 7.716% | 0% | 1 |  | 10.74% | 0% | 1 | 0.09 | 10.34% | 0% | 1 | 0% | 0% | 0% | 1 | 0 | 2 | 0% | 0% | 0% | 1 | 5% | 3.294% | 0% | 1 | 39% | 5.117% | 0% | 1 | 44% | 5.585% | 0% | 1 | 46% | 5.781% | 0% | 1 | 27% | 4.303% | 0% | 1 | 14% | 3.643% | 0% | 1 |  | 5.158% | 0% | 1 | 0.08 | 5.793% | 0% | 1 | 0% | 0% | 0% | 1 | 0 | 2 | 0% | 0% | 0% | 1 | 4% | 1.94% | 0% | 1 | 32% | 2.724% | 0% | 1 | 36% | 2.9% | 0% | 1 | 38% | 3.007% | 0% | 1 | 28% | 2.577% | 0% | 1 | 14% | 2.158% | 0% | 1
407 | Chowchilla | 0 | 0 | 10 | 0% | 0% | 1 | 0.1 | 0% | 0% | 1 | 29% | 0% | 0% | 1 | 0 | 2 | 32% | 0% | 32% | 2 | 23% | 0% | 0% | 1 | 27% | 0% | 0% | 1 | 27% | 0% | 0% | 1 | 37% | 0% | 0% | 1 | 0% | 0% | 0% | 1 | 6% | 0% | 0% | 1 |  | 0% | 0% | 1 | 0.1 | 0% | 0% | 1 | 29% | 0% | 0% | 1 | 0 | 2 | 32% | 0% | 32% | 2 | 38% | 0% | 0% | 1 | 30% | 0% | 0% | 1 | 35% | 0% | 0% | 1 | 53% | 0% | 0% | 2 | 7% | 0% | 0% | 1 | 13% | 0% | 0% | 1 |  | 0% | 0% | 1 | 0.09 | 0% | 0% | 1 | 26% | 0% | 0% | 1 | 0 | 2 | 36% | 0% | 36% | 2 | 48% | 0% | 0% | 1 | 30% | 0% | 0% | 1 | 34% | 0% | 0% | 1 | 62% | 0% | 0% | 2 | 16% | 0% | 0% | 1 | 14% | 0% | 0% | 1 |  | 0% | 0% | 1 | 0.08 | 0% | 0% | 1 | 25% | 0% | 0% | 1 | 0 | 2 | 39% | 0% | 39% | 2 | 54% | 0% | 0% | 2 | 30% | 0% | 0% | 1 | 35% | 0% | 0% | 1 | 68% | 0% | 0% | 2 | 20% | 0% | 0% | 1 | 16% | 0% | 0% | 1
408 | Mesa (SCE) | 0 | 0 | 10 | 0% | 0% | 1 | 0 | 0% | 0% | 1 | 0% | 0% | 0% | 1 | 0 | 2 | 0% | 0% | 0% | 1 | 0% | 0% | 0% | 1 | 0% | 0% | 0% | 1 | 0% | 0% | 0% | 1 | 0% | 0% | 0% | 1 | 0% | 0% | 0% | 1 | 0% | 0% | 0% | 1 |  | 0% | 0% | 1 | 0 | 0% | 0% | 1 | 0% | 0% | 0% | 1 | 0 | 2 | 0% | 0% | 0% | 1 | 0% | 0% | 0% | 1 | 0% | 0% | 0% | 1 | 0% | 0% | 0% | 1 | 0% | 0% | 0% | 1 | 0% | 0% | 0% | 1 | 0% | 0% | 0% | 1 |  | 0% | 0% | 1 | 0.1 | 0% | 0% | 1 | 0% | 0% | 0% | 1 | 0 | 2 | 28% | 5% | 33% | 2 | 0% | 0% | 0% | 1 | 7% | 0% | 0% | 1 | 13% | 0% | 0% | 1 | 14% | 0% | 0% | 1 | 14% | 0% | 0% | 1 | 10% | 0% | 0% | 1 |  | 0% | 0% | 1 | 0.52 | 0% | 0% | 1 | 0% | 0% | 0% | 1 | 0 | 2 | 68% | 2% | 70% | 3 | 44% | 0% | 0% | 1 | 2% | 0% | 0% | 1 | 6% | 0% | 0% | 1 | 51% | 0% | 0% | 2 | 42% | 0% | 0% | 1 | 15% | 0% | 0% | 1
409 | Colorado River | 900 | 9000 | 15 | 31034% | 28.92% | 5 | 0.04 | 53.23% | 0% | 2 | 0% | 16364% | 44725% | 5 | 0 | 2 | 0% | 0% | 0% | 1 | 79% | 136.9% | 9.904% | 4 | 88% | 244.4% | 19.43% | 5 | 86% | 204.1% | 17.23% | 5 | 97% | 1022% | 26.91% | 5 | 75% | 113.9% | 4.751% | 4 | 0% | 29.03% | 0% | 2 |  | 76.5% | 0% | 3 | 0.07 | 28.96% | 0% | 2 | 19% | 51.11% | 0% | 3 | 0 | 2 | 0% | 0% | 0% | 1 | 42% | 16.95% | 0% | 1 | 48% | 18.94% | 0% | 1 | 42% | 16.91% | 0% | 1 | 61% | 25.07% | 0% | 2 | 52% | 20.59% | 0% | 2 | 1% | 9.891% | 0% | 1 |  | 40.51% | 0% | 2 | 0.09 | 17.14% | 0% | 1 | 30% | 51.11% | 0% | 3 | 0 | 2 | 0% | 0% | 0% | 1 | 38% | 7.772% | 0% | 1 | 40% | 8.072% | 0% | 1 | 32% | 7.081% | 0% | 1 | 57% | 11.21% | 0% | 2 | 42% | 8.31% | 0% | 1 | 1% | 4.875% | 0% | 1 |  | 30.46% | 0% | 2 | 0.08 | 10.74% | 0% | 1 | 26% | 51.11% | 0% | 3 | 0 | 2 | 0% | 0% | 0% | 1 | 38% | 5.737% | 0% | 1 | 38% | 5.722% | 0% | 1 | 29% | 5.058% | 0% | 1 | 52% | 7.515% | 0% | 2 | 44% | 6.423% | 0% | 1 | 2% | 3.648% | 0% | 1
410 | Placerville | 0 | 0 | 0 | 0% | 0% | 1 | 0.36 | 0% | 0% | 1 | 3% | 0% | 0% | 1 | 0 | 2 | 94% | 3% | 97% | 5 | 79% | 0% | 0% | 3 | 26% | 0% | 0% | 1 | 59% | 0% | 0% | 2 | 95% | 0% | 0% | 5 | 8% | 0% | 0% | 1 | 4% | 0% | 0% | 1 |  | 0% | 0% | 1 | 0.35 | 0% | 0% | 1 | 1% | 0% | 0% | 1 | 0 | 2 | 72% | 24% | 96% | 5 | 86% | 0% | 0% | 3 | 26% | 0% | 0% | 1 | 35% | 0% | 0% | 1 | 93% | 0% | 0% | 4 | 15% | 0% | 0% | 1 | 3% | 0% | 0% | 1 |  | 0% | 0% | 1 | 0.28 | 0% | 0% | 1 | 2% | 0% | 0% | 1 | 0 | 2 | 63% | 29% | 92% | 5 | 82% | 0% | 0% | 3 | 27% | 0% | 0% | 1 | 31% | 0% | 0% | 1 | 90% | 0% | 0% | 4 | 25% | 0% | 0% | 1 | 3% | 0% | 0% | 1 |  | 0% | 0% | 1 | 0.26 | 0% | 0% | 1 | 1% | 0% | 0% | 1 | 0 | 2 | 58% | 32% | 90% | 5 | 74% | 0% | 0% | 3 | 20% | 0% | 0% | 1 | 23% | 0% | 0% | 1 | 84% | 0% | 0% | 3 | 35% | 0% | 0% | 1 | 4% | 0% | 0% | 1
411 | Inyokern | 31.8 | 318 | 10 | 7.702% | 0% | 1 | 0.31 | 172.8% | 1.704% | 3 | 0% | 0% | 0% | 1 | 0 | 2 | 0% | 0% | 0% | 1 | 72% | 5.61% | 0% | 3 | 42% | 2.686% | 0% | 1 | 7% | 1.688% | 0% | 1 | 78% | 7.161% | 0% | 3 | 30% | 2.244% | 0% | 1 | 0% | 1.569% | 0% | 1 |  | 3.324% | 0% | 1 | 0.3 | 96.36% | 0% | 3 | 0% | 0% | 0% | 1 | 0 | 2 | 0% | 0% | 0% | 1 | 61% | 2.529% | 0% | 2 | 34% | 1.504% | 0% | 1 | 5% | 1.051% | 0% | 1 | 65% | 2.879% | 0% | 2 | 31% | 1.437% | 0% | 1 | 0% | 0.9976% | 0% | 1 |  | 3.277% | 0% | 1 | 0.27 | 74.82% | 0% | 2 | 0% | 0% | 0% | 1 | 0 | 2 | 1% | 0% | 1% | 1 | 61% | 2.421% | 0% | 2 | 33% | 1.398% | 0% | 1 | 6% | 0.9983% | 0% | 1 | 67% | 2.836% | 0% | 2 | 30% | 1.336% | 0% | 1 | 0% | 0.9393% | 0% | 1 |  | 3.1% | 0% | 1 | 0.25 | 21.34% | 0% | 2 | 0% | 0% | 0% | 1 | 0 | 2 | 6% | 0% | 6% | 1 | 59% | 1.933% | 0% | 2 | 34% | 1.205% | 0% | 1 | 9% | 0.8782% | 0% | 1 | 67% | 2.432% | 0% | 2 | 33% | 1.195% | 0% | 1 | 0% | 0.801% | 0% | 1
412 | Mandalay | 0 | 0 | 10 | 0% | 0% | 1 | 0.16 | 0% | 0% | 1 | 60% | 0% | 0% | 2 | 0 | 2 | 0% | 0% | 0% | 1 | 0% | 0% | 0% | 1 | 0% | 0% | 0% | 1 | 95% | 0% | 0% | 5 | 95% | 0% | 0% | 5 | 0% | 0% | 0% | 1 | 2% | 0% | 0% | 1 |  | 0% | 0% | 1 | 0.16 | 0% | 0% | 1 | 40% | 0% | 0% | 1 | 0 | 2 | 0% | 0% | 0% | 1 | 1% | 0% | 0% | 1 | 8% | 0% | 0% | 1 | 15% | 0% | 0% | 1 | 15% | 0% | 0% | 1 | 16% | 0% | 0% | 1 | 7% | 0% | 0% | 1 |  | 0% | 0% | 1 | 0.13 | 0% | 0% | 1 | 28% | 0% | 0% | 1 | 0 | 2 | 0% | 0% | 0% | 1 | 19% | 0% | 0% | 1 | 8% | 0% | 0% | 1 | 14% | 0% | 0% | 1 | 30% | 0% | 0% | 1 | 30% | 0% | 0% | 1 | 7% | 0% | 0% | 1 |  | 0% | 0% | 1 | 0.13 | 0% | 0% | 1 | 24% | 0% | 0% | 1 | 0 | 2 | 0% | 0% | 0% | 1 | 28% | 0% | 0% | 1 | 6% | 0% | 0% | 1 | 13% | 0% | 0% | 1 | 38% | 0% | 0% | 1 | 27% | 0% | 0% | 1 | 7% | 0% | 0% | 1
413 | Creelman | 0 | 0 | 10 | 0% | 0% | 1 | 0.29 | 0% | 0% | 1 | 0% | 0% | 0% | 1 | 0 | 2 | 13% | 86% | 99% | 5 | 60% | 0% | 0% | 2 | 26% | 0% | 0% | 1 | 38% | 0% | 0% | 1 | 66% | 0% | 0% | 2 | 22% | 0% | 0% | 1 | 2% | 0% | 0% | 1 |  | 0% | 0% | 1 | 0.16 | 0% | 0% | 1 | 1% | 0% | 0% | 1 | 0 | 2 | 16% | 83% | 99% | 5 | 58% | 0% | 0% | 2 | 30% | 0% | 0% | 1 | 37% | 0% | 0% | 1 | 71% | 0% | 0% | 3 | 48% | 0% | 0% | 1 | 4% | 0% | 0% | 1 |  | 0% | 0% | 1 | 0.14 | 0% | 0% | 1 | 1% | 0% | 0% | 1 | 0 | 2 | 10% | 89% | 99% | 5 | 57% | 0% | 0% | 2 | 22% | 0% | 0% | 1 | 38% | 0% | 0% | 1 | 70% | 0% | 0% | 3 | 53% | 0% | 0% | 2 | 6% | 0% | 0% | 1 |  | 0% | 0% | 1 | 0.19 | 0% | 0% | 1 | 1% | 0% | 0% | 1 | 0 | 2 | 14% | 83% | 97% | 5 | 58% | 0% | 0% | 2 | 22% | 0% | 0% | 1 | 37% | 0% | 0% | 1 | 72% | 0% | 0% | 3 | 48% | 0% | 0% | 1 | 9% | 0% | 0% | 1
414 | Harborgen | 0 | 0 | 10 | 0% | 0% | 1 | 0.11 | 0% | 0% | 1 | 0% | 0% | 0% | 1 | 0 | 2 | 0% | 0% | 0% | 1 | 0% | 0% | 0% | 1 | 0% | 0% | 0% | 1 | 54% | 0% | 0% | 2 | 54% | 0% | 0% | 2 | 0% | 0% | 0% | 1 | 0% | 0% | 0% | 1 |  | 0% | 0% | 1 | 0.27 | 0% | 0% | 1 | 0% | 0% | 0% | 1 | 0 | 2 | 0% | 0% | 0% | 1 | 0% | 0% | 0% | 1 | 7% | 0% | 0% | 1 | 60% | 0% | 0% | 2 | 60% | 0% | 0% | 2 | 0% | 0% | 0% | 1 | 0% | 0% | 0% | 1 |  | 0% | 0% | 1 | 0.38 | 0% | 0% | 1 | 0% | 0% | 0% | 1 | 0 | 2 | 0% | 0% | 0% | 1 | 0% | 0% | 0% | 1 | 9% | 0% | 0% | 1 | 67% | 0% | 0% | 2 | 67% | 0% | 0% | 2 | 0% | 0% | 0% | 1 | 0% | 0% | 0% | 1 |  | 0% | 0% | 1 | 0.49 | 0% | 0% | 1 | 0% | 0% | 0% | 1 | 0 | 2 | 0% | 0% | 0% | 1 | 0% | 0% | 0% | 1 | 16% | 0% | 0% | 1 | 76% | 0% | 0% | 3 | 76% | 0% | 0% | 3 | 0% | 0% | 0% | 1 | 4% | 0% | 0% | 1
415 | Capistrano | 0 | 0 | 10 | 0% | 0% | 1 | 0.72 | 0% | 0% | 1 | 0% | 0% | 0% | 1 | 0 | 2 | 75% | 0% | 75% | 5 | 34% | 0% | 0% | 1 | 63% | 0% | 0% | 2 | 76% | 0% | 0% | 3 | 76% | 0% | 0% | 3 | 21% | 0% | 0% | 1 | 8% | 0% | 0% | 1 |  | 0% | 0% | 1 | 0.48 | 0% | 0% | 1 | 0% | 0% | 0% | 1 | 0 | 2 | 35% | 56% | 91% | 5 | 19% | 0% | 0% | 1 | 66% | 0% | 0% | 2 | 72% | 0% | 0% | 3 | 74% | 0% | 0% | 3 | 57% | 0% | 0% | 2 | 6% | 0% | 0% | 1 |  | 0% | 0% | 1 | 0.44 | 0% | 0% | 1 | 0% | 0% | 0% | 1 | 0 | 2 | 27% | 62% | 89% | 5 | 29% | 0% | 0% | 1 | 58% | 0% | 0% | 2 | 66% | 0% | 0% | 2 | 80% | 0% | 0% | 3 | 55% | 0% | 0% | 2 | 7% | 0% | 0% | 1 |  | 0% | 0% | 1 | 0.43 | 0% | 0% | 1 | 0% | 0% | 0% | 1 | 0 | 2 | 15% | 71% | 86% | 5 | 49% | 0% | 0% | 1 | 50% | 0% | 0% | 2 | 59% | 0% | 0% | 2 | 89% | 0% | 0% | 3 | 48% | 0% | 0% | 1 | 8% | 0% | 0% | 1
416 | Red Bluff | 775 | 7750 | 15 | 261.3% | 36.96% | 5 | 0.05 | 125.4% | 16.2% | 3 | 0% | 751.8% | 0% | 4 | 0 | 2 | 0% | 0% | 0% | 1 | 22% | 62.36% | 0% | 3 | 1% | 48.99% | 0% | 2 | 0% | 48.71% | 0% | 2 | 22% | 62.81% | 0% | 3 | 49% | 96.25% | 0% | 4 | 5% | 51.1% | 0% | 3 |  | 110% | 2.478% | 4 | 0.05 | 45.45% | 0% | 2 | 0% | 174.2% | 0% | 4 | 0 | 2 | 0% | 0% | 0% | 1 | 32% | 31.97% | 0% | 2 | 0% | 21.92% | 0% | 2 | 0% | 21.86% | 0% | 2 | 32% | 32.1% | 0% | 2 | 58% | 52.01% | 0% | 3 | 2% | 22.42% | 0% | 2 |  | 110% | 1.868% | 4 | 0.04 | 37.46% | 0% | 2 | 0% | 174.2% | 0% | 4 | 0 | 2 | 0% | 0% | 0% | 1 | 44% | 31.07% | 0% | 2 | 13% | 19.88% | 0% | 1 | 12% | 19.82% | 0% | 1 | 44% | 31.24% | 0% | 2 | 60% | 43.09% | 0% | 2 | 2% | 17.7% | 0% | 1 |  | 99.09% | 0% | 4 | 0.04 | 24.96% | 0% | 2 | 0% | 174.2% | 0% | 4 | 0 | 2 | 0% | 0% | 0% | 1 | 38% | 20.19% | 0% | 2 | 27% | 17.08% | 0% | 1 | 16% | 14.96% | 0% | 1 | 51% | 25.31% | 0% | 2 | 62% | 32.55% | 0% | 2 | 1% | 12.69% | 0% | 1
417 | Scripps | 0 | 0 | 10 | 0% | 0% | 1 | 0.15 | 0% | 0% | 1 | 0% | 0% | 0% | 1 | 0 | 2 | 91% | 0% | 91% | 5 | 100% | 0% | 0% | 5 | 0% | 0% | 0% | 1 | 0% | 0% | 0% | 1 | 100% | 0% | 0% | 5 | 0% | 0% | 0% | 1 | 0% | 0% | 0% | 1 |  | 0% | 0% | 1 | 0.24 | 0% | 0% | 1 | 0% | 0% | 0% | 1 | 0 | 2 | 24% | 64% | 88% | 5 | 71% | 0% | 0% | 3 | 48% | 0% | 0% | 1 | 51% | 0% | 0% | 2 | 95% | 0% | 0% | 5 | 17% | 0% | 0% | 1 | 3% | 0% | 0% | 1 |  | 0% | 0% | 1 | 0.24 | 0% | 0% | 1 | 1% | 0% | 0% | 1 | 0 | 2 | 36% | 47% | 83% | 5 | 64% | 0% | 0% | 2 | 55% | 0% | 0% | 2 | 62% | 0% | 0% | 2 | 90% | 0% | 0% | 4 | 13% | 0% | 0% | 1 | 4% | 0% | 0% | 1 |  | 0% | 0% | 1 | 0.22 | 0% | 0% | 1 | 1% | 0% | 0% | 1 | 0 | 2 | 27% | 59% | 86% | 5 | 53% | 0% | 0% | 2 | 40% | 0% | 0% | 1 | 55% | 0% | 0% | 2 | 78% | 0% | 0% | 3 | 31% | 0% | 0% | 1 | 5% | 0% | 0% | 1
418 | Johanna | 0 | 0 | 10 | 0% | 0% | 1 | 0.71 | 0% | 0% | 1 | 0% | 0% | 0% | 1 | 0 | 2 | 0% | 0% | 0% | 1 | 0% | 0% | 0% | 1 | 100% | 0% | 0% | 5 | 100% | 0% | 0% | 5 | 100% | 0% | 0% | 5 | 0% | 0% | 0% | 1 | 37% | 0% | 0% | 1 |  | 0% | 0% | 1 | 0.52 | 0% | 0% | 1 | 1% | 0% | 0% | 1 | 0 | 2 | 7% | 0% | 7% | 1 | 6% | 0% | 0% | 1 | 17% | 0% | 0% | 1 | 76% | 0% | 0% | 3 | 83% | 0% | 0% | 3 | 2% | 0% | 0% | 1 | 8% | 0% | 0% | 1 |  | 0% | 0% | 1 | 0.49 | 0% | 0% | 1 | 0% | 0% | 0% | 1 | 0 | 2 | 12% | 39% | 51% | 5 | 21% | 0% | 0% | 1 | 34% | 0% | 0% | 1 | 72% | 0% | 0% | 3 | 88% | 0% | 0% | 3 | 35% | 0% | 0% | 1 | 9% | 0% | 0% | 1 |  | 0% | 0% | 1 | 0.49 | 0% | 0% | 1 | 0% | 0% | 0% | 1 | 0 | 2 | 40% | 32% | 72% | 5 | 34% | 0% | 0% | 1 | 25% | 0% | 0% | 1 | 54% | 0% | 0% | 2 | 79% | 0% | 0% | 3 | 40% | 0% | 0% | 1 | 11% | 0% | 0% | 1
419 | Cottle | 0 | 0 | 10 | 0% | 0% | 1 | 0.16 | 0% | 0% | 1 | 20% | 0% | 0% | 1 | 0 | 2 | 35% | 0% | 35% | 2 | 18% | 0% | 0% | 1 | 15% | 0% | 0% | 1 | 33% | 0% | 0% | 1 | 45% | 0% | 0% | 1 | 2% | 0% | 0% | 1 | 4% | 0% | 0% | 1 |  | 0% | 0% | 1 | 0.13 | 0% | 0% | 1 | 19% | 0% | 0% | 1 | 0 | 2 | 39% | 0% | 39% | 2 | 62% | 0% | 0% | 2 | 9% | 0% | 0% | 1 | 29% | 0% | 0% | 1 | 74% | 0% | 0% | 3 | 15% | 0% | 0% | 1 | 6% | 0% | 0% | 1 |  | 0% | 0% | 1 | 0.12 | 0% | 0% | 1 | 24% | 0% | 0% | 1 | 0 | 2 | 42% | 0% | 42% | 2 | 65% | 0% | 0% | 2 | 16% | 0% | 0% | 1 | 30% | 0% | 0% | 1 | 74% | 0% | 0% | 3 | 25% | 0% | 0% | 1 | 8% | 0% | 0% | 1 |  | 0% | 0% | 1 | 0.12 | 0% | 0% | 1 | 29% | 0% | 0% | 1 | 0 | 2 | 38% | 0% | 38% | 2 | 53% | 0% | 0% | 2 | 18% | 0% | 0% | 1 | 30% | 0% | 0% | 1 | 64% | 0% | 0% | 2 | 27% | 0% | 0% | 1 | 7% | 0% | 0% | 1
420 | Kingsburg | 0 | 0 | 10 | 0% | 0% | 1 | 0.18 | 0% | 0% | 1 | 69% | 0% | 0% | 2 | 0 | 2 | 0% | 0% | 0% | 1 | 0% | 0% | 0% | 1 | 0% | 0% | 0% | 1 | 0% | 0% | 0% | 1 | 0% | 0% | 0% | 1 | 0% | 0% | 0% | 1 | 3% | 0% | 0% | 1 |  | 0% | 0% | 1 | 0.18 | 0% | 0% | 1 | 60% | 0% | 0% | 2 | 0 | 2 | 0% | 0% | 0% | 1 | 0% | 0% | 0% | 1 | 6% | 0% | 0% | 1 | 9% | 0% | 0% | 1 | 9% | 0% | 0% | 1 | 0% | 0% | 0% | 1 | 2% | 0% | 0% | 1 |  | 0% | 0% | 1 | 0.18 | 0% | 0% | 1 | 61% | 0% | 0% | 2 | 0 | 2 | 0% | 0% | 0% | 1 | 0% | 0% | 0% | 1 | 7% | 0% | 0% | 1 | 9% | 0% | 0% | 1 | 9% | 0% | 0% | 1 | 0% | 0% | 0% | 1 | 2% | 0% | 0% | 1 |  | 0% | 0% | 1 | 0.17 | 0% | 0% | 1 | 57% | 0% | 0% | 2 | 0 | 2 | 1% | 0% | 1% | 1 | 4% | 0% | 0% | 1 | 10% | 0% | 0% | 1 | 15% | 0% | 0% | 1 | 16% | 0% | 0% | 1 | 1% | 0% | 0% | 1 | 2% | 0% | 0% | 1
421 | Panoche | 0 | 0 | 10 | 0% | 0% | 1 | 0.07 | 0% | 0% | 1 | 76% | 0% | 0% | 3 | 0 | 2 | 3% | 0% | 3% | 1 | 12% | 0% | 0% | 1 | 10% | 0% | 0% | 1 | 25% | 0% | 0% | 1 | 31% | 0% | 0% | 1 | 2% | 0% | 0% | 1 | 1% | 0% | 0% | 1 |  | 0% | 0% | 1 | 0.07 | 0% | 0% | 1 | 60% | 0% | 0% | 2 | 0 | 2 | 10% | 0% | 10% | 1 | 17% | 0% | 0% | 1 | 9% | 0% | 0% | 1 | 23% | 0% | 0% | 1 | 30% | 0% | 0% | 1 | 6% | 0% | 0% | 1 | 0% | 0% | 0% | 1 |  | 0% | 0% | 1 | 0.07 | 0% | 0% | 1 | 42% | 0% | 0% | 1 | 0 | 2 | 13% | 0% | 13% | 1 | 27% | 0% | 0% | 1 | 9% | 0% | 0% | 1 | 22% | 0% | 0% | 1 | 37% | 0% | 0% | 1 | 12% | 0% | 0% | 1 | 1% | 0% | 0% | 1 |  | 0% | 0% | 1 | 0.06 | 0% | 0% | 1 | 35% | 0% | 0% | 1 | 0 | 2 | 20% | 3% | 23% | 2 | 37% | 0% | 0% | 1 | 8% | 0% | 0% | 1 | 19% | 0% | 0% | 1 | 44% | 0% | 0% | 1 | 18% | 0% | 0% | 1 | 3% | 0% | 0% | 1
422 | Fulton | 0 | 0 | 10 | 0% | 0% | 1 | 0.3 | 0% | 0% | 1 | 26% | 0% | 0% | 1 | 0 | 2 | 11% | 0% | 11% | 1 | 38% | 0% | 0% | 1 | 56% | 0% | 0% | 2 | 97% | 0% | 0% | 5 | 97% | 0% | 0% | 5 | 7% | 0% | 0% | 1 | 5% | 0% | 0% | 1 |  | 0% | 0% | 1 | 0.22 | 0% | 0% | 1 | 14% | 0% | 0% | 1 | 0 | 2 | 6% | 0% | 6% | 1 | 40% | 0% | 0% | 1 | 57% | 0% | 0% | 2 | 85% | 0% | 0% | 3 | 90% | 0% | 0% | 4 | 22% | 0% | 0% | 1 | 5% | 0% | 0% | 1 |  | 0% | 0% | 1 | 0.2 | 0% | 0% | 1 | 11% | 0% | 0% | 1 | 0 | 2 | 17% | 0% | 17% | 1 | 46% | 0% | 0% | 1 | 50% | 0% | 0% | 2 | 72% | 0% | 0% | 3 | 86% | 0% | 0% | 3 | 26% | 0% | 0% | 1 | 4% | 0% | 0% | 1 |  | 0% | 0% | 1 | 0.15 | 0% | 0% | 1 | 9% | 0% | 0% | 1 | 0 | 2 | 28% | 0% | 28% | 2 | 55% | 0% | 0% | 2 | 43% | 0% | 0% | 1 | 71% | 0% | 0% | 3 | 88% | 0% | 0% | 3 | 33% | 0% | 0% | 1 | 5% | 0% | 0% | 1
423 | Ripon | 0 | 0 | 10 | 0% | 0% | 1 | 0.25 | 0% | 0% | 1 | 80% | 0% | 0% | 3 | 0 | 2 | 0% | 0% | 0% | 1 | 33% | 0% | 0% | 1 | 17% | 0% | 0% | 1 | 17% | 0% | 0% | 1 | 41% | 0% | 0% | 1 | 0% | 0% | 0% | 1 | 1% | 0% | 0% | 1 |  | 0% | 0% | 1 | 0.18 | 0% | 0% | 1 | 62% | 0% | 0% | 2 | 0 | 2 | 0% | 0% | 0% | 1 | 40% | 0% | 0% | 1 | 17% | 0% | 0% | 1 | 19% | 0% | 0% | 1 | 48% | 0% | 0% | 1 | 0% | 0% | 0% | 1 | 4% | 0% | 0% | 1 |  | 0% | 0% | 1 | 0.17 | 0% | 0% | 1 | 63% | 0% | 0% | 2 | 0 | 2 | 6% | 0% | 6% | 1 | 37% | 0% | 0% | 1 | 10% | 0% | 0% | 1 | 13% | 0% | 0% | 1 | 43% | 0% | 0% | 1 | 0% | 0% | 0% | 1 | 3% | 0% | 0% | 1 |  | 0% | 0% | 1 | 0.16 | 0% | 0% | 1 | 56% | 0% | 0% | 2 | 0 | 2 | 16% | 1% | 17% | 2 | 40% | 0% | 0% | 1 | 10% | 0% | 0% | 1 | 16% | 0% | 0% | 1 | 47% | 0% | 0% | 1 | 7% | 0% | 0% | 1 | 4% | 0% | 0% | 1
424 | Shafter | 100 | 1000 | 10 | 15.75% | 0% | 1 | 0.1 | 29.02% | 0% | 2 | 83% | 3.377% | 0% | 3 | 0 | 2 | 2% | 0% | 2% | 1 | 0% | 2.422% | 0% | 1 | 0% | 2.422% | 0% | 1 | 6% | 2.57% | 0% | 1 | 6% | 2.57% | 0% | 1 | 0% | 2.422% | 0% | 1 | 0% | 2.426% | 0% | 1 |  | 4.766% | 0% | 1 | 0.09 | 4.909% | 0% | 1 | 75% | 3.633% | 0% | 3 | 0 | 2 | 3% | 0% | 3% | 1 | 17% | 0.704% | 0% | 1 | 2% | 0.597% | 0% | 1 | 24% | 0.7688% | 0% | 1 | 37% | 0.9349% | 0% | 1 | 0% | 0.5869% | 0% | 1 | 3% | 0.6027% | 0% | 1 |  | 2.158% | 0% | 1 | 0.11 | 3.065% | 0% | 1 | 67% | 3.633% | 0% | 2 | 0 | 2 | 7% | 0% | 7% | 1 | 24% | 0.3536% | 0% | 1 | 9% | 0.2958% | 0% | 1 | 33% | 0.4025% | 0% | 1 | 49% | 0.5282% | 0% | 1 | 0% | 0.2695% | 0% | 1 | 7% | 0.2889% | 0% | 1 |  | 1.232% | 0% | 1 | 0.1 | 1.266% | 0% | 1 | 54% | 3.633% | 0% | 2 | 0 | 2 | 14% | 0% | 14% | 1 | 28% | 0.2419% | 0% | 1 | 14% | 0.2031% | 0% | 1 | 38% | 0.2829% | 0% | 1 | 54% | 0.3778% | 0% | 2 | 2% | 0.1778% | 0% | 1 | 6% | 0.1849% | 0% | 1
425 | San Luis Rey | 0 | 0 | 10 | 0% | 0% | 1 | 0.37 | 0% | 0% | 1 | 0% | 0% | 0% | 1 | 0 | 2 | 0% | 0% | 0% | 1 | 16% | 0% | 0% | 1 | 92% | 0% | 0% | 4 | 93% | 0% | 0% | 4 | 93% | 0% | 0% | 4 | 0% | 0% | 0% | 1 | 33% | 0% | 0% | 1 |  | 0% | 0% | 1 | 0.37 | 0% | 0% | 1 | 5% | 0% | 0% | 1 | 0 | 2 | 2% | 0% | 2% | 1 | 53% | 0% | 0% | 2 | 50% | 0% | 0% | 2 | 65% | 0% | 0% | 2 | 74% | 0% | 0% | 3 | 3% | 0% | 0% | 1 | 6% | 0% | 0% | 1 |  | 0% | 0% | 1 | 0.38 | 0% | 0% | 1 | 6% | 0% | 0% | 1 | 0 | 2 | 33% | 2% | 35% | 2 | 62% | 0% | 0% | 2 | 25% | 0% | 0% | 1 | 53% | 0% | 0% | 2 | 75% | 0% | 0% | 3 | 3% | 0% | 0% | 1 | 7% | 0% | 0% | 1 |  | 0% | 0% | 1 | 0.37 | 0% | 0% | 1 | 4% | 0% | 0% | 1 | 0 | 2 | 49% | 25% | 74% | 4 | 55% | 0% | 0% | 2 | 15% | 0% | 0% | 1 | 32% | 0% | 0% | 1 | 64% | 0% | 0% | 2 | 8% | 0% | 0% | 1 | 7% | 0% | 0% | 1
426 | Woodward | 0 | 0 | 10 | 0% | 0% | 1 | 0.54 | 0% | 0% | 1 | 14% | 0% | 0% | 1 | 0 | 2 | 46% | 0% | 46% | 2 | 49% | 0% | 0% | 1 | 93% | 0% | 0% | 4 | 87% | 0% | 0% | 3 | 96% | 0% | 0% | 5 | 16% | 0% | 0% | 1 | 26% | 0% | 0% | 1 |  | 0% | 0% | 1 | 0.33 | 0% | 0% | 1 | 9% | 0% | 0% | 1 | 0 | 2 | 68% | 0% | 68% | 3 | 52% | 0% | 0% | 2 | 57% | 0% | 0% | 2 | 53% | 0% | 0% | 2 | 84% | 0% | 0% | 3 | 43% | 0% | 0% | 1 | 30% | 0% | 0% | 1 |  | 0% | 0% | 1 | 0.22 | 0% | 0% | 1 | 17% | 0% | 0% | 1 | 0 | 2 | 62% | 0% | 62% | 3 | 51% | 0% | 0% | 2 | 40% | 0% | 0% | 1 | 37% | 0% | 0% | 1 | 72% | 0% | 0% | 3 | 38% | 0% | 0% | 1 | 20% | 0% | 0% | 1 |  | 0% | 0% | 1 | 0.19 | 0% | 0% | 1 | 29% | 0% | 0% | 1 | 0 | 2 | 52% | 1% | 53% | 3 | 46% | 0% | 0% | 1 | 30% | 0% | 0% | 1 | 29% | 0% | 0% | 1 | 61% | 0% | 0% | 2 | 32% | 0% | 0% | 1 | 14% | 0% | 0% | 1
427 | Helm | 749 | 7490 | 10 | 76.23% | 0% | 3 | 0.08 | 153.4% | 7.617% | 3 | 17% | 24.59% | 0% | 2 | 0 | 2 | 1% | 0% | 1% | 1 | 67% | 56.52% | 0% | 3 | 21% | 23.26% | 0% | 2 | 21% | 23.26% | 0% | 2 | 73% | 68.95% | 0% | 3 | 0% | 18.37% | 0% | 1 | 1% | 18.49% | 0% | 1 |  | 8.328% | 0% | 1 | 0.07 | 18.24% | 0% | 1 | 19% | 5.831% | 0% | 1 | 0 | 2 | 2% | 0% | 2% | 1 | 27% | 5.784% | 0% | 1 | 13% | 4.892% | 0% | 1 | 14% | 4.944% | 0% | 1 | 36% | 6.587% | 0% | 1 | 0% | 4.247% | 0% | 1 | 3% | 4.372% | 0% | 1 |  | 4.186% | 0% | 1 | 0.07 | 10.04% | 0% | 1 | 34% | 5.831% | 0% | 1 | 0 | 2 | 2% | 0% | 2% | 1 | 21% | 2.394% | 0% | 1 | 10% | 2.097% | 0% | 1 | 12% | 2.146% | 0% | 1 | 29% | 2.633% | 0% | 1 | 0% | 1.888% | 0% | 1 | 3% | 1.933% | 0% | 1 |  | 2.982% | 0% | 1 | 0.08 | 6.264% | 0% | 1 | 44% | 5.831% | 0% | 1 | 0 | 2 | 4% | 0% | 4% | 1 | 22% | 1.345% | 0% | 1 | 7% | 1.124% | 0% | 1 | 10% | 1.164% | 0% | 1 | 28% | 1.457% | 0% | 1 | 3% | 1.071% | 0% | 1 | 2% | 1.068% | 0% | 1
428 | FMC | 0 | 0 | 10 | 0% | 0% | 1 | 0 | 0% | 0% | 1 | 0% | 0% | 0% | 1 | 0 | 2 | 0% | 0% | 0% | 1 | 0% | 0% | 0% | 1 | 0% | 0% | 0% | 1 | 0% | 0% | 0% | 1 | 0% | 0% | 0% | 1 | 0% | 0% | 0% | 1 | 0% | 0% | 0% | 1 |  | 0% | 0% | 1 | 0.1 | 0% | 0% | 1 | 0% | 0% | 0% | 1 | 0 | 2 | 97% | 0% | 97% | 5 | 4% | 0% | 0% | 1 | 11% | 0% | 0% | 1 | 14% | 0% | 0% | 1 | 18% | 0% | 0% | 1 | 60% | 0% | 0% | 2 | 7% | 0% | 0% | 1 |  | 0% | 0% | 1 | 0.1 | 0% | 0% | 1 | 1% | 0% | 0% | 1 | 0 | 2 | 76% | 0% | 76% | 5 | 64% | 0% | 0% | 2 | 35% | 0% | 0% | 1 | 55% | 0% | 0% | 2 | 75% | 0% | 0% | 3 | 56% | 0% | 0% | 2 | 6% | 0% | 0% | 1 |  | 0% | 0% | 1 | 0.15 | 0% | 0% | 1 | 1% | 0% | 0% | 1 | 0 | 2 | 61% | 7% | 68% | 3 | 70% | 0% | 0% | 3 | 30% | 0% | 0% | 1 | 53% | 0% | 0% | 2 | 85% | 0% | 0% | 3 | 55% | 0% | 0% | 2 | 4% | 0% | 0% | 1
429 | Mohave | 0 | 0 | 0 | 0% | 0% | 1 | 0 | 0% | 0% | 1 | 0% | 0% | 0% | 1 | 0 | 2 | 0% | 0% | 0% | 1 | 0% | 0% | 0% | 1 | 0% | 0% | 0% | 1 | 0% | 0% | 0% | 1 | 0% | 0% | 0% | 1 | 0% | 0% | 0% | 1 | 0% | 0% | 0% | 1 |  | 0% | 0% | 1 | 0.02 | 0% | 0% | 1 | 0% | 0% | 0% | 1 | 0 | 2 | 0% | 0% | 0% | 1 | 0% | 0% | 0% | 1 | 1% | 0% | 0% | 1 | 0% | 0% | 0% | 1 | 1% | 0% | 0% | 1 | 1% | 0% | 0% | 1 | 1% | 0% | 0% | 1 |  | 0% | 0% | 1 | 0.02 | 0% | 0% | 1 | 0% | 0% | 0% | 1 | 0 | 2 | 0% | 0% | 0% | 1 | 1% | 0% | 0% | 1 | 9% | 0% | 0% | 1 | 0% | 0% | 0% | 1 | 9% | 0% | 0% | 1 | 2% | 0% | 0% | 1 | 2% | 0% | 0% | 1 |  | 0% | 0% | 1 | 0.05 | 0% | 0% | 1 | 0% | 0% | 0% | 1 | 0 | 2 | 0% | 0% | 0% | 1 | 3% | 0% | 0% | 1 | 6% | 0% | 0% | 1 | 0% | 0% | 0% | 1 | 7% | 0% | 0% | 1 | 2% | 0% | 0% | 1 | 2% | 0% | 0% | 1
430 | Wakefield | 200 | 2000 | 10 | 23.59% | 0% | 2 | 0.12 | 57.44% | 0% | 2 | 24% | 0% | 0% | 1 | 0 | 2 | 0% | 0% | 0% | 1 | 22% | 8.506% | 0% | 1 | 15% | 7.781% | 0% | 1 | 21% | 8.383% | 0% | 1 | 39% | 10.96% | 0% | 1 | 32% | 9.768% | 0% | 1 | 7% | 7.122% | 0% | 1 |  | 9.205% | 0% | 1 | 0.13 | 16.85% | 0% | 1 | 30% | 0% | 0% | 1 | 0 | 2 | 1% | 0% | 1% | 1 | 27% | 3.021% | 0% | 1 | 10% | 2.442% | 0% | 1 | 15% | 2.57% | 0% | 1 | 40% | 3.625% | 0% | 1 | 26% | 2.962% | 0% | 1 | 6% | 2.338% | 0% | 1 |  | 6.058% | 0% | 1 | 0.12 | 9.27% | 0% | 1 | 28% | 0% | 0% | 1 | 0 | 2 | 7% | 1% | 8% | 2 | 34% | 2.049% | 0% | 1 | 7% | 1.44% | 0% | 1 | 14% | 1.556% | 0% | 1 | 44% | 2.424% | 0% | 1 | 26% | 1.823% | 0% | 1 | 8% | 1.455% | 0% | 1 |  | 4.828% | 0% | 1 | 0.12 | 4.907% | 0% | 1 | 23% | 0% | 0% | 1 | 0 | 2 | 16% | 3% | 19% | 2 | 40% | 1.649% | 0% | 1 | 7% | 1.061% | 0% | 1 | 13% | 1.13% | 0% | 1 | 49% | 1.952% | 0% | 1 | 28% | 1.379% | 0% | 1 | 9% | 1.089% | 0% | 1
431 | Kern PP | 50 | 500 | 10 | 118.8% | 3.175% | 4 | 0.87 | 999% | 48.5% | 5 | 57% | 758.3% | 4.776% | 4 | 0 | 2 | 0% | 0% | 0% | 1 | 64% | 47.94% | 0% | 2 | 21% | 21.88% | 0% | 2 | 26% | 23.26% | 0% | 2 | 64% | 47.94% | 0% | 2 | 0% | 17.19% | 0% | 1 | 3% | 17.66% | 0% | 1 |  | 3.216% | 0% | 1 | 0.18 | 20.83% | 0% | 2 | 49% | 0% | 0% | 1 | 0 | 2 | 6% | 0% | 6% | 1 | 33% | 0.7762% | 0% | 1 | 16% | 0.6169% | 0% | 1 | 34% | 0.7937% | 0% | 1 | 49% | 1.012% | 0% | 1 | 0% | 0.5202% | 0% | 1 | 9% | 0.5714% | 0% | 1 |  | 0.9522% | 0% | 1 | 0.13 | 2.131% | 0% | 1 | 48% | 0% | 0% | 1 | 0 | 2 | 16% | 0% | 16% | 1 | 31% | 0.2482% | 0% | 1 | 17% | 0.2056% | 0% | 1 | 31% | 0.248% | 0% | 1 | 48% | 0.332% | 0% | 1 | 3% | 0.1766% | 0% | 1 | 6% | 0.1835% | 0% | 1 |  | 0.5548% | 0% | 1 | 0.1 | 0.4797% | 0% | 1 | 48% | 0% | 0% | 1 | 0 | 2 | 21% | 0% | 21% | 2 | 30% | 0.1219% | 0% | 1 | 22% | 0.1088% | 0% | 1 | 38% | 0.1384% | 0% | 1 | 53% | 0.1818% | 0% | 2 | 9% | 0.09332% | 0% | 1 | 4% | 0.08917% | 0% | 1
432 | Diablo Canyon | 0 | 0 | 10 | 0% | 0% | 1 | 0.04 | 0% | 0% | 1 | 0% | 0% | 0% | 1 | 0 | 2 | 75% | 0% | 75% | 5 | 0% | 0% | 0% | 1 | 6% | 0% | 0% | 1 | 54% | 0% | 0% | 2 | 54% | 0% | 0% | 2 | 63% | 0% | 0% | 2 | 7% | 0% | 0% | 1 |  | 0% | 0% | 1 | 0.08 | 0% | 0% | 1 | 3% | 0% | 0% | 1 | 0 | 2 | 83% | 0% | 83% | 5 | 6% | 0% | 0% | 1 | 16% | 0% | 0% | 1 | 71% | 0% | 0% | 3 | 71% | 0% | 0% | 3 | 51% | 0% | 0% | 2 | 10% | 0% | 0% | 1 |  | 0% | 0% | 1 | 0.13 | 0% | 0% | 1 | 6% | 0% | 0% | 1 | 0 | 2 | 78% | 3% | 81% | 5 | 18% | 0% | 0% | 1 | 15% | 0% | 0% | 1 | 66% | 0% | 0% | 2 | 70% | 0% | 0% | 3 | 48% | 0% | 0% | 1 | 10% | 0% | 0% | 1 |  | 0% | 0% | 1 | 0.1 | 0% | 0% | 1 | 6% | 0% | 0% | 1 | 0 | 2 | 79% | 3% | 82% | 5 | 37% | 0% | 0% | 1 | 24% | 0% | 0% | 1 | 49% | 0% | 0% | 1 | 65% | 0% | 0% | 2 | 49% | 0% | 0% | 1 | 9% | 0% | 0% | 1
433 | Reedley | 0 | 0 | 10 | 0% | 0% | 1 | 0.23 | 0% | 0% | 1 | 49% | 0% | 0% | 1 | 0 | 2 | 0% | 0% | 0% | 1 | 2% | 0% | 0% | 1 | 12% | 0% | 0% | 1 | 24% | 0% | 0% | 1 | 24% | 0% | 0% | 1 | 1% | 0% | 0% | 1 | 1% | 0% | 0% | 1 |  | 0% | 0% | 1 | 0.19 | 0% | 0% | 1 | 43% | 0% | 0% | 1 | 0 | 2 | 6% | 0% | 6% | 1 | 27% | 0% | 0% | 1 | 21% | 0% | 0% | 1 | 29% | 0% | 0% | 1 | 39% | 0% | 0% | 1 | 14% | 0% | 0% | 1 | 3% | 0% | 0% | 1 |  | 0% | 0% | 1 | 0.18 | 0% | 0% | 1 | 39% | 0% | 0% | 1 | 0 | 2 | 17% | 0% | 17% | 1 | 32% | 0% | 0% | 1 | 22% | 0% | 0% | 1 | 30% | 0% | 0% | 1 | 50% | 0% | 0% | 2 | 19% | 0% | 0% | 1 | 4% | 0% | 0% | 1 |  | 0% | 0% | 1 | 0.18 | 0% | 0% | 1 | 35% | 0% | 0% | 1 | 0 | 2 | 25% | 0% | 25% | 2 | 30% | 0% | 0% | 1 | 19% | 0% | 0% | 1 | 27% | 0% | 0% | 1 | 45% | 0% | 0% | 1 | 23% | 0% | 0% | 1 | 4% | 0% | 0% | 1
434 | Oakland J | 0 | 0 | 10 | 0% | 0% | 1 | 0.84 | 0% | 0% | 1 | 0% | 0% | 0% | 1 | 0 | 2 | 0% | 0% | 0% | 1 | 2% | 0% | 0% | 1 | 29% | 0% | 0% | 1 | 63% | 0% | 0% | 2 | 63% | 0% | 0% | 2 | 0% | 0% | 0% | 1 | 8% | 0% | 0% | 1 |  | 0% | 0% | 1 | 0.27 | 0% | 0% | 1 | 0% | 0% | 0% | 1 | 0 | 2 | 49% | 0% | 49% | 2 | 61% | 0% | 0% | 2 | 30% | 0% | 0% | 1 | 67% | 0% | 0% | 2 | 82% | 0% | 0% | 3 | 29% | 0% | 0% | 1 | 6% | 0% | 0% | 1 |  | 0% | 0% | 1 | 0.35 | 0% | 0% | 1 | 0% | 0% | 0% | 1 | 0 | 2 | 64% | 0% | 64% | 3 | 57% | 0% | 0% | 2 | 40% | 0% | 0% | 1 | 70% | 0% | 0% | 3 | 87% | 0% | 0% | 3 | 31% | 0% | 0% | 1 | 5% | 0% | 0% | 1 |  | 0% | 0% | 1 | 0.45 | 0% | 0% | 1 | 0% | 0% | 0% | 1 | 0 | 2 | 56% | 0% | 56% | 3 | 38% | 0% | 0% | 1 | 41% | 0% | 0% | 1 | 69% | 0% | 0% | 2 | 81% | 0% | 0% | 3 | 26% | 0% | 0% | 1 | 6% | 0% | 0% | 1
435 | Sandy | 0 | 0 | 0 | 0% | 0% | 1 | 0 | 0% | 0% | 1 | 0% | 0% | 0% | 1 | 0 | 2 | 0% | 0% | 0% | 1 | 0% | 0% | 0% | 1 | 0% | 0% | 0% | 1 | 0% | 0% | 0% | 1 | 0% | 0% | 0% | 1 | 0% | 0% | 0% | 1 | 0% | 0% | 0% | 1 |  | 0% | 0% | 1 | 0 | 0% | 0% | 1 | 0% | 0% | 0% | 1 | 0 | 2 | 0% | 0% | 0% | 1 | 0% | 0% | 0% | 1 | 0% | 0% | 0% | 1 | 0% | 0% | 0% | 1 | 0% | 0% | 0% | 1 | 0% | 0% | 0% | 1 | 0% | 0% | 0% | 1 |  | 0% | 0% | 1 | 0.35 | 0% | 0% | 1 | 0% | 0% | 0% | 1 | 0 | 2 | 0% | 0% | 0% | 1 | 0% | 0% | 0% | 1 | 0% | 0% | 0% | 1 | 15% | 0% | 0% | 1 | 15% | 0% | 0% | 1 | 7% | 0% | 0% | 1 | 0% | 0% | 0% | 1 |  | 0% | 0% | 1 | 0.51 | 0% | 0% | 1 | 0% | 0% | 0% | 1 | 0 | 2 | 0% | 0% | 0% | 1 | 3% | 0% | 0% | 1 | 0% | 0% | 0% | 1 | 22% | 0% | 0% | 1 | 23% | 0% | 0% | 1 | 16% | 0% | 0% | 1 | 0% | 0% | 0% | 1
436 | Cayetano | 0 | 0 | 10 | 0% | 0% | 1 | 0.17 | 0% | 0% | 1 | 0% | 0% | 0% | 1 | 0 | 2 | 95% | 3% | 98% | 5 | 30% | 0% | 0% | 1 | 57% | 0% | 0% | 2 | 80% | 0% | 0% | 3 | 80% | 0% | 0% | 3 | 26% | 0% | 0% | 1 | 8% | 0% | 0% | 1 |  | 0% | 0% | 1 | 0.12 | 0% | 0% | 1 | 0% | 0% | 0% | 1 | 0 | 2 | 96% | 1% | 97% | 5 | 65% | 0% | 0% | 2 | 56% | 0% | 0% | 2 | 70% | 0% | 0% | 3 | 88% | 0% | 0% | 3 | 33% | 0% | 0% | 1 | 7% | 0% | 0% | 1 |  | 0% | 0% | 1 | 0.14 | 0% | 0% | 1 | 10% | 0% | 0% | 1 | 0 | 2 | 82% | 3% | 85% | 5 | 62% | 0% | 0% | 2 | 58% | 0% | 0% | 2 | 67% | 0% | 0% | 2 | 85% | 0% | 0% | 3 | 35% | 0% | 0% | 1 | 7% | 0% | 0% | 1 |  | 0% | 0% | 1 | 0.12 | 0% | 0% | 1 | 20% | 0% | 0% | 1 | 0 | 2 | 64% | 8% | 72% | 3 | 60% | 0% | 0% | 2 | 46% | 0% | 0% | 1 | 54% | 0% | 0% | 2 | 76% | 0% | 0% | 3 | 36% | 0% | 0% | 1 | 6% | 0% | 0% | 1
437 | Pit 1 | 0 | 0 | 10 | 0% | 0% | 1 | 0.09 | 0% | 0% | 1 | 0% | 0% | 0% | 1 | 0 | 2 | 0% | 0% | 0% | 1 | 51% | 0% | 0% | 2 | 61% | 0% | 0% | 2 | 80% | 0% | 0% | 3 | 96% | 0% | 0% | 5 | 62% | 0% | 0% | 2 | 3% | 0% | 0% | 1 |  | 0% | 0% | 1 | 0.08 | 0% | 0% | 1 | 0% | 0% | 0% | 1 | 0 | 2 | 5% | 0% | 5% | 1 | 24% | 0% | 0% | 1 | 39% | 0% | 0% | 1 | 42% | 0% | 0% | 1 | 57% | 0% | 0% | 2 | 36% | 0% | 0% | 1 | 8% | 0% | 0% | 1 |  | 0% | 0% | 1 | 0.06 | 0% | 0% | 1 | 0% | 0% | 0% | 1 | 0 | 2 | 19% | 0% | 19% | 1 | 28% | 0% | 0% | 1 | 20% | 0% | 0% | 1 | 19% | 0% | 0% | 1 | 43% | 0% | 0% | 1 | 38% | 0% | 0% | 1 | 7% | 0% | 0% | 1 |  | 0% | 0% | 1 | 0.06 | 0% | 0% | 1 | 0% | 0% | 0% | 1 | 0 | 2 | 33% | 0% | 33% | 2 | 35% | 0% | 0% | 1 | 14% | 0% | 0% | 1 | 12% | 0% | 0% | 1 | 46% | 0% | 0% | 1 | 37% | 0% | 0% | 1 | 6% | 0% | 0% | 1
438 | Metcalf | 0 | 0 | 10 | 0% | 0% | 1 | 0.11 | 0% | 0% | 1 | 6% | 0% | 0% | 1 | 0 | 2 | 90% | 0% | 90% | 5 | 100% | 0% | 0% | 5 | 47% | 0% | 0% | 1 | 57% | 0% | 0% | 2 | 100% | 0% | 0% | 5 | 34% | 0% | 0% | 1 | 4% | 0% | 0% | 1 |  | 0% | 0% | 1 | 0.11 | 0% | 0% | 1 | 2% | 0% | 0% | 1 | 0 | 2 | 87% | 8% | 95% | 5 | 81% | 0% | 0% | 3 | 24% | 0% | 0% | 1 | 36% | 0% | 0% | 1 | 84% | 0% | 0% | 3 | 58% | 0% | 0% | 2 | 5% | 0% | 0% | 1 |  | 0% | 0% | 1 | 0.11 | 0% | 0% | 1 | 1% | 0% | 0% | 1 | 0 | 2 | 62% | 24% | 86% | 5 | 70% | 0% | 0% | 3 | 24% | 0% | 0% | 1 | 39% | 0% | 0% | 1 | 77% | 0% | 0% | 3 | 64% | 0% | 0% | 2 | 4% | 0% | 0% | 1 |  | 0% | 0% | 1 | 0.14 | 0% | 0% | 1 | 3% | 0% | 0% | 1 | 0 | 2 | 45% | 27% | 72% | 4 | 66% | 0% | 0% | 2 | 25% | 0% | 0% | 1 | 45% | 0% | 0% | 1 | 81% | 0% | 0% | 3 | 60% | 0% | 0% | 2 | 3% | 0% | 0% | 1
439 | Delaney | 0 | 0 | 0 | 0% | 0% | 1 | 0 | 0% | 0% | 1 | 0% | 0% | 0% | 1 | 0 | 2 | 0% | 0% | 0% | 1 | 0% | 0% | 0% | 1 | 0% | 0% | 0% | 1 | 0% | 0% | 0% | 1 | 0% | 0% | 0% | 1 | 0% | 0% | 0% | 1 | 0% | 0% | 0% | 1 |  | 0% | 0% | 1 | 0 | 0% | 0% | 1 | 0% | 0% | 0% | 1 | 0 | 2 | 0% | 0% | 0% | 1 | 0% | 0% | 0% | 1 | 0% | 0% | 0% | 1 | 0% | 0% | 0% | 1 | 0% | 0% | 0% | 1 | 0% | 0% | 0% | 1 | 0% | 0% | 0% | 1 |  | 0% | 0% | 1 | 0 | 0% | 0% | 1 | 0% | 0% | 0% | 1 | 0 | 2 | 0% | 0% | 0% | 1 | 0% | 0% | 0% | 1 | 0% | 0% | 0% | 1 | 0% | 0% | 0% | 1 | 0% | 0% | 0% | 1 | 0% | 0% | 0% | 1 | 0% | 0% | 0% | 1 |  | 0% | 0% | 1 | 0 | 0% | 0% | 1 | 0% | 0% | 0% | 1 | 0 | 2 | 0% | 0% | 0% | 1 | 0% | 0% | 0% | 1 | 0% | 0% | 0% | 1 | 0% | 0% | 0% | 1 | 0% | 0% | 0% | 1 | 0% | 0% | 0% | 1 | 0% | 0% | 0% | 1
440 | Oakland L | 0 | 0 | 10 | 0% | 0% | 1 | 0.24 | 0% | 0% | 1 | 0% | 0% | 0% | 1 | 0 | 2 | 0% | 0% | 0% | 1 | 0% | 0% | 0% | 1 | 18% | 0% | 0% | 1 | 35% | 0% | 0% | 1 | 35% | 0% | 0% | 1 | 0% | 0% | 0% | 1 | 3% | 0% | 0% | 1 |  | 0% | 0% | 1 | 0.3 | 0% | 0% | 1 | 0% | 0% | 0% | 1 | 0 | 2 | 27% | 0% | 27% | 2 | 46% | 0% | 0% | 1 | 43% | 0% | 0% | 1 | 70% | 0% | 0% | 3 | 73% | 0% | 0% | 3 | 12% | 0% | 0% | 1 | 4% | 0% | 0% | 1 |  | 0% | 0% | 1 | 0.45 | 0% | 0% | 1 | 0% | 0% | 0% | 1 | 0 | 2 | 53% | 0% | 53% | 3 | 40% | 0% | 0% | 1 | 47% | 0% | 0% | 1 | 72% | 0% | 0% | 3 | 82% | 0% | 0% | 3 | 22% | 0% | 0% | 1 | 6% | 0% | 0% | 1 |  | 0% | 0% | 1 | 0.54 | 0% | 0% | 1 | 0% | 0% | 0% | 1 | 0 | 2 | 46% | 0% | 46% | 2 | 35% | 0% | 0% | 1 | 36% | 0% | 0% | 1 | 67% | 0% | 0% | 2 | 78% | 0% | 0% | 3 | 21% | 0% | 0% | 1 | 6% | 0% | 0% | 1
441 | Lemoore | 0 | 0 | 10 | 0% | 0% | 1 | 0.2 | 0% | 0% | 1 | 37% | 0% | 0% | 1 | 0 | 2 | 0% | 0% | 0% | 1 | 20% | 0% | 0% | 1 | 0% | 0% | 0% | 1 | 1% | 0% | 0% | 1 | 20% | 0% | 0% | 1 | 0% | 0% | 0% | 1 | 5% | 0% | 0% | 1 |  | 0% | 0% | 1 | 0.16 | 0% | 0% | 1 | 40% | 0% | 0% | 1 | 0 | 2 | 0% | 0% | 0% | 1 | 15% | 0% | 0% | 1 | 2% | 0% | 0% | 1 | 3% | 0% | 0% | 1 | 15% | 0% | 0% | 1 | 0% | 0% | 0% | 1 | 4% | 0% | 0% | 1 |  | 0% | 0% | 1 | 0.12 | 0% | 0% | 1 | 42% | 0% | 0% | 1 | 0 | 2 | 0% | 0% | 0% | 1 | 10% | 0% | 0% | 1 | 1% | 0% | 0% | 1 | 3% | 0% | 0% | 1 | 11% | 0% | 0% | 1 | 0% | 0% | 0% | 1 | 2% | 0% | 0% | 1 |  | 0% | 0% | 1 | 0.1 | 0% | 0% | 1 | 46% | 0% | 0% | 1 | 0 | 2 | 1% | 0% | 1% | 1 | 8% | 0% | 0% | 1 | 3% | 0% | 0% | 1 | 7% | 0% | 0% | 1 | 14% | 0% | 0% | 1 | 0% | 0% | 0% | 1 | 2% | 0% | 0% | 1
442 | Tesla | 0 | 0 | 10 | 0% | 0% | 1 | 0.23 | 0% | 0% | 1 | 7% | 0% | 0% | 1 | 0 | 2 | 86% | 0% | 86% | 5 | 79% | 0% | 0% | 3 | 75% | 0% | 0% | 3 | 80% | 0% | 0% | 3 | 93% | 0% | 0% | 4 | 31% | 0% | 0% | 1 | 3% | 0% | 0% | 1 |  | 0% | 0% | 1 | 0.16 | 0% | 0% | 1 | 21% | 0% | 0% | 1 | 0 | 2 | 66% | 5% | 71% | 3 | 72% | 0% | 0% | 3 | 56% | 0% | 0% | 2 | 58% | 0% | 0% | 2 | 82% | 0% | 0% | 3 | 32% | 0% | 0% | 1 | 5% | 0% | 0% | 1 |  | 0% | 0% | 1 | 0.15 | 0% | 0% | 1 | 33% | 0% | 0% | 1 | 0 | 2 | 49% | 9% | 58% | 3 | 56% | 0% | 0% | 2 | 40% | 0% | 0% | 1 | 42% | 0% | 0% | 1 | 68% | 0% | 0% | 2 | 30% | 0% | 0% | 1 | 5% | 0% | 0% | 1 |  | 0% | 0% | 1 | 0.13 | 0% | 0% | 1 | 37% | 0% | 0% | 1 | 0 | 2 | 41% | 11% | 52% | 3 | 53% | 0% | 0% | 2 | 34% | 0% | 0% | 1 | 37% | 0% | 0% | 1 | 63% | 0% | 0% | 2 | 30% | 0% | 0% | 1 | 5% | 0% | 0% | 1
443 | Camanche | 0 | 0 | 10 | 0% | 0% | 1 | 0.17 | 0% | 0% | 1 | 7% | 0% | 0% | 1 | 0 | 2 | 17% | 0% | 17% | 1 | 81% | 0% | 0% | 3 | 60% | 0% | 0% | 2 | 84% | 0% | 0% | 3 | 85% | 0% | 0% | 3 | 36% | 0% | 0% | 1 | 27% | 0% | 0% | 1 |  | 0% | 0% | 1 | 0.18 | 0% | 0% | 1 | 15% | 0% | 0% | 1 | 0 | 2 | 14% | 0% | 14% | 1 | 61% | 0% | 0% | 2 | 40% | 0% | 0% | 1 | 68% | 0% | 0% | 2 | 78% | 0% | 0% | 3 | 24% | 0% | 0% | 1 | 20% | 0% | 0% | 1 |  | 0% | 0% | 1 | 0.17 | 0% | 0% | 1 | 21% | 0% | 0% | 1 | 0 | 2 | 22% | 0% | 22% | 2 | 55% | 0% | 0% | 2 | 30% | 0% | 0% | 1 | 54% | 0% | 0% | 2 | 72% | 0% | 0% | 3 | 27% | 0% | 0% | 1 | 19% | 0% | 0% | 1 |  | 0% | 0% | 1 | 0.16 | 0% | 0% | 1 | 22% | 0% | 0% | 1 | 0 | 2 | 32% | 0% | 32% | 2 | 53% | 0% | 0% | 2 | 23% | 0% | 0% | 1 | 42% | 0% | 0% | 1 | 68% | 0% | 0% | 2 | 31% | 0% | 0% | 1 | 16% | 0% | 0% | 1
444 | Solar | 0 | 0 | 10 | 0% | 0% | 1 | 0.04 | 0% | 0% | 1 | 0% | 0% | 0% | 1 | 0 | 2 | 70% | 8% | 78% | 5 | 11% | 0% | 0% | 1 | 33% | 0% | 0% | 1 | 49% | 0% | 0% | 1 | 51% | 0% | 0% | 2 | 59% | 0% | 0% | 2 | 1% | 0% | 0% | 1 |  | 0% | 0% | 1 | 0.09 | 0% | 0% | 1 | 0% | 0% | 0% | 1 | 0 | 2 | 62% | 15% | 77% | 5 | 41% | 0% | 0% | 1 | 22% | 0% | 0% | 1 | 34% | 0% | 0% | 1 | 68% | 0% | 0% | 2 | 67% | 0% | 0% | 2 | 5% | 0% | 0% | 1 |  | 0% | 0% | 1 | 0.08 | 0% | 0% | 1 | 1% | 0% | 0% | 1 | 0 | 2 | 44% | 15% | 59% | 3 | 53% | 0% | 0% | 2 | 20% | 0% | 0% | 1 | 28% | 0% | 0% | 1 | 72% | 0% | 0% | 3 | 60% | 0% | 0% | 2 | 4% | 0% | 0% | 1 |  | 0% | 0% | 1 | 0.07 | 0% | 0% | 1 | 3% | 0% | 0% | 1 | 0 | 2 | 35% | 19% | 54% | 3 | 55% | 0% | 0% | 2 | 14% | 0% | 0% | 1 | 26% | 0% | 0% | 1 | 73% | 0% | 0% | 3 | 52% | 0% | 0% | 2 | 3% | 0% | 0% | 1
445 | Mesa Heights | 0 | 0 | 10 | 0% | 0% | 1 | 0.89 | 0% | 0% | 1 | 0% | 0% | 0% | 1 | 0 | 2 | 0% | 0% | 0% | 1 | 36% | 0% | 0% | 1 | 100% | 0% | 0% | 5 | 100% | 0% | 0% | 5 | 100% | 0% | 0% | 5 | 0% | 0% | 0% | 1 | 5% | 0% | 0% | 1 |  | 0% | 0% | 1 | 0.27 | 0% | 0% | 1 | 0% | 0% | 0% | 1 | 0 | 2 | 18% | 0% | 18% | 1 | 18% | 0% | 0% | 1 | 20% | 0% | 0% | 1 | 63% | 0% | 0% | 2 | 81% | 0% | 0% | 3 | 1% | 0% | 0% | 1 | 1% | 0% | 0% | 1 |  | 0% | 0% | 1 | 0.21 | 0% | 0% | 1 | 0% | 0% | 0% | 1 | 0 | 2 | 13% | 34% | 47% | 5 | 40% | 0% | 0% | 1 | 38% | 0% | 0% | 1 | 64% | 0% | 0% | 2 | 89% | 0% | 0% | 3 | 9% | 0% | 0% | 1 | 2% | 0% | 0% | 1 |  | 0% | 0% | 1 | 0.23 | 0% | 0% | 1 | 1% | 0% | 0% | 1 | 0 | 2 | 41% | 37% | 78% | 5 | 51% | 0% | 0% | 2 | 55% | 0% | 0% | 2 | 70% | 0% | 0% | 3 | 89% | 0% | 0% | 3 | 16% | 0% | 0% | 1 | 5% | 0% | 0% | 1
446 | Cove Road | 0 | 0 | 10 | 0% | 0% | 1 | 0.07 | 0% | 0% | 1 | 0% | 0% | 0% | 1 | 0 | 2 | 73% | 25% | 98% | 5 | 73% | 0% | 0% | 3 | 17% | 0% | 0% | 1 | 27% | 0% | 0% | 1 | 75% | 0% | 0% | 3 | 20% | 0% | 0% | 1 | 5% | 0% | 0% | 1 |  | 0% | 0% | 1 | 0.05 | 0% | 0% | 1 | 0% | 0% | 0% | 1 | 0 | 2 | 72% | 26% | 98% | 5 | 58% | 0% | 0% | 2 | 22% | 0% | 0% | 1 | 31% | 0% | 0% | 1 | 71% | 0% | 0% | 3 | 32% | 0% | 0% | 1 | 6% | 0% | 0% | 1 |  | 0% | 0% | 1 | 0.05 | 0% | 0% | 1 | 0% | 0% | 0% | 1 | 0 | 2 | 63% | 22% | 85% | 5 | 53% | 0% | 0% | 2 | 18% | 0% | 0% | 1 | 21% | 0% | 0% | 1 | 64% | 0% | 0% | 2 | 35% | 0% | 0% | 1 | 7% | 0% | 0% | 1 |  | 0% | 0% | 1 | 0.05 | 0% | 0% | 1 | 0% | 0% | 0% | 1 | 0 | 2 | 62% | 16% | 78% | 5 | 47% | 0% | 0% | 1 | 19% | 0% | 0% | 1 | 22% | 0% | 0% | 1 | 59% | 0% | 0% | 2 | 36% | 0% | 0% | 1 | 7% | 0% | 0% | 1
447 | Gold Hill | 0 | 0 | 10 | 0% | 0% | 1 | 0.69 | 0% | 0% | 1 | 0% | 0% | 0% | 1 | 0 | 2 | 0% | 0% | 0% | 1 | 60% | 0% | 0% | 2 | 11% | 0% | 0% | 1 | 0% | 0% | 0% | 1 | 60% | 0% | 0% | 2 | 42% | 0% | 0% | 1 | 18% | 0% | 0% | 1 |  | 0% | 0% | 1 | 0.53 | 0% | 0% | 1 | 0% | 0% | 0% | 1 | 0 | 2 | 39% | 3% | 42% | 2 | 48% | 0% | 0% | 1 | 22% | 0% | 0% | 1 | 19% | 0% | 0% | 1 | 58% | 0% | 0% | 2 | 49% | 0% | 0% | 1 | 18% | 0% | 0% | 1 |  | 0% | 0% | 1 | 0.45 | 0% | 0% | 1 | 2% | 0% | 0% | 1 | 0 | 2 | 58% | 3% | 61% | 3 | 64% | 0% | 0% | 2 | 21% | 0% | 0% | 1 | 19% | 0% | 0% | 1 | 70% | 0% | 0% | 3 | 35% | 0% | 0% | 1 | 15% | 0% | 0% | 1 |  | 0% | 0% | 1 | 0.42 | 0% | 0% | 1 | 3% | 0% | 0% | 1 | 0 | 2 | 62% | 2% | 64% | 3 | 66% | 0% | 0% | 2 | 16% | 0% | 0% | 1 | 17% | 0% | 0% | 1 | 72% | 0% | 0% | 3 | 32% | 0% | 0% | 1 | 21% | 0% | 0% | 1
448 | Control | 0 | 0 | 10 | 0% | 0% | 1 | 0.03 | 0% | 0% | 1 | 0% | 0% | 0% | 1 | 0 | 2 | 0% | 0% | 0% | 1 | 0% | 0% | 0% | 1 | 12% | 0% | 0% | 1 | 49% | 0% | 0% | 1 | 54% | 0% | 0% | 2 | 63% | 0% | 0% | 2 | 8% | 0% | 0% | 1 |  | 0% | 0% | 1 | 0.03 | 0% | 0% | 1 | 0% | 0% | 0% | 1 | 0 | 2 | 6% | 0% | 6% | 1 | 0% | 0% | 0% | 1 | 23% | 0% | 0% | 1 | 39% | 0% | 0% | 1 | 42% | 0% | 0% | 1 | 76% | 0% | 0% | 3 | 10% | 0% | 0% | 1 |  | 0% | 0% | 1 | 0.02 | 0% | 0% | 1 | 0% | 0% | 0% | 1 | 0 | 2 | 4% | 0% | 4% | 1 | 0% | 0% | 0% | 1 | 21% | 0% | 0% | 1 | 34% | 0% | 0% | 1 | 36% | 0% | 0% | 1 | 76% | 0% | 0% | 3 | 8% | 0% | 0% | 1 |  | 0% | 0% | 1 | 0.02 | 0% | 0% | 1 | 0% | 0% | 0% | 1 | 0 | 2 | 23% | 0% | 23% | 2 | 0% | 0% | 0% | 1 | 22% | 0% | 0% | 1 | 25% | 0% | 0% | 1 | 31% | 0% | 0% | 1 | 70% | 0% | 0% | 3 | 7% | 0% | 0% | 1
449 | Lambie | 0 | 0 | 10 | 0% | 0% | 1 | 0.06 | 0% | 0% | 1 | 0% | 0% | 0% | 1 | 0 | 2 | 90% | 0% | 90% | 5 | 7% | 0% | 0% | 1 | 59% | 0% | 0% | 2 | 66% | 0% | 0% | 2 | 75% | 0% | 0% | 3 | 13% | 0% | 0% | 1 | 41% | 0% | 0% | 1 |  | 0% | 0% | 1 | 0.07 | 0% | 0% | 1 | 16% | 0% | 0% | 1 | 0 | 2 | 66% | 0% | 66% | 3 | 13% | 0% | 0% | 1 | 35% | 0% | 0% | 1 | 39% | 0% | 0% | 1 | 51% | 0% | 0% | 2 | 6% | 0% | 0% | 1 | 22% | 0% | 0% | 1 |  | 0% | 0% | 1 | 0.08 | 0% | 0% | 1 | 31% | 0% | 0% | 1 | 0 | 2 | 40% | 0% | 40% | 2 | 13% | 0% | 0% | 1 | 24% | 0% | 0% | 1 | 24% | 0% | 0% | 1 | 37% | 0% | 0% | 1 | 5% | 0% | 0% | 1 | 19% | 0% | 0% | 1 |  | 0% | 0% | 1 | 0.12 | 0% | 0% | 1 | 35% | 0% | 0% | 1 | 0 | 2 | 35% | 0% | 35% | 2 | 20% | 0% | 0% | 1 | 21% | 0% | 0% | 1 | 23% | 0% | 0% | 1 | 41% | 0% | 0% | 1 | 9% | 0% | 0% | 1 | 13% | 0% | 0% | 1
450 | Summit | 0 | 0 | 10 | 0% | 0% | 1 | 0.23 | 0% | 0% | 1 | 0% | 0% | 0% | 1 | 0 | 2 | 5% | 0% | 5% | 1 | 8% | 0% | 0% | 1 | 9% | 0% | 0% | 1 | 55% | 0% | 0% | 2 | 61% | 0% | 0% | 2 | 62% | 0% | 0% | 2 | 8% | 0% | 0% | 1 |  | 0% | 0% | 1 | 0.35 | 0% | 0% | 1 | 0% | 0% | 0% | 1 | 0 | 2 | 26% | 0% | 26% | 2 | 14% | 0% | 0% | 1 | 9% | 0% | 0% | 1 | 43% | 0% | 0% | 1 | 53% | 0% | 0% | 2 | 51% | 0% | 0% | 2 | 9% | 0% | 0% | 1 |  | 0% | 0% | 1 | 0.33 | 0% | 0% | 1 | 0% | 0% | 0% | 1 | 0 | 2 | 44% | 7% | 51% | 3 | 26% | 0% | 0% | 1 | 16% | 0% | 0% | 1 | 32% | 0% | 0% | 1 | 52% | 0% | 0% | 2 | 45% | 0% | 0% | 1 | 9% | 0% | 0% | 1 |  | 0% | 0% | 1 | 0.26 | 0% | 0% | 1 | 0% | 0% | 0% | 1 | 0 | 2 | 42% | 21% | 63% | 4 | 35% | 0% | 0% | 1 | 11% | 0% | 0% | 1 | 22% | 0% | 0% | 1 | 52% | 0% | 0% | 2 | 42% | 0% | 0% | 1 | 9% | 0% | 0% | 1
451 | Pauda | 0 | 0 | 10 | 0% | 0% | 1 | 0.08 | 0% | 0% | 1 | 0% | 0% | 0% | 1 | 0 | 2 | 0% | 100% | 100% | 5 | 100% | 0% | 0% | 5 | 60% | 0% | 0% | 2 | 0% | 0% | 0% | 1 | 100% | 0% | 0% | 5 | 78% | 0% | 0% | 3 | 22% | 0% | 0% | 1 |  | 0% | 0% | 1 | 0.43 | 0% | 0% | 1 | 14% | 0% | 0% | 1 | 0 | 2 | 5% | 38% | 43% | 5 | 35% | 0% | 0% | 1 | 21% | 0% | 0% | 1 | 18% | 0% | 0% | 1 | 38% | 0% | 0% | 1 | 24% | 0% | 0% | 1 | 11% | 0% | 0% | 1 |  | 0% | 0% | 1 | 0.33 | 0% | 0% | 1 | 6% | 0% | 0% | 1 | 0 | 2 | 39% | 37% | 76% | 5 | 62% | 0% | 0% | 2 | 33% | 0% | 0% | 1 | 30% | 0% | 0% | 1 | 68% | 0% | 0% | 2 | 28% | 0% | 0% | 1 | 9% | 0% | 0% | 1 |  | 0% | 0% | 1 | 0.27 | 0% | 0% | 1 | 2% | 0% | 0% | 1 | 0 | 2 | 50% | 29% | 79% | 5 | 53% | 0% | 0% | 2 | 58% | 0% | 0% | 2 | 61% | 0% | 0% | 2 | 83% | 0% | 0% | 3 | 32% | 0% | 0% | 1 | 6% | 0% | 0% | 1
452 | Ocotillo Express | 0 | 0 | 10 | 0% | 0% | 1 | 0.07 | 0% | 0% | 1 | 0% | 0% | 0% | 1 | 0 | 2 | 0% | 0% | 0% | 1 | 32% | 0% | 0% | 1 | 28% | 0% | 0% | 1 | 17% | 0% | 0% | 1 | 60% | 0% | 0% | 2 | 30% | 0% | 0% | 1 | 0% | 0% | 0% | 1 |  | 0% | 0% | 1 | 0.05 | 0% | 0% | 1 | 0% | 0% | 0% | 1 | 0 | 2 | 0% | 0% | 0% | 1 | 36% | 0% | 0% | 1 | 19% | 0% | 0% | 1 | 15% | 0% | 0% | 1 | 57% | 0% | 0% | 2 | 43% | 0% | 0% | 1 | 0% | 0% | 0% | 1 |  | 0% | 0% | 1 | 0.06 | 0% | 0% | 1 | 0% | 0% | 0% | 1 | 0 | 2 | 18% | 0% | 18% | 1 | 17% | 0% | 0% | 1 | 19% | 0% | 0% | 1 | 20% | 0% | 0% | 1 | 42% | 0% | 0% | 1 | 52% | 0% | 0% | 2 | 1% | 0% | 0% | 1 |  | 0% | 0% | 1 | 0.08 | 0% | 0% | 1 | 9% | 0% | 0% | 1 | 0 | 2 | 19% | 19% | 38% | 3 | 11% | 0% | 0% | 1 | 15% | 0% | 0% | 1 | 26% | 0% | 0% | 1 | 39% | 0% | 0% | 1 | 41% | 0% | 0% | 1 | 4% | 0% | 0% | 1
453 | Corcoran | 0 | 0 | 10 | 0% | 0% | 1 | 0.07 | 0% | 0% | 1 | 36% | 0% | 0% | 1 | 0 | 2 | 0% | 0% | 0% | 1 | 16% | 0% | 0% | 1 | 7% | 0% | 0% | 1 | 24% | 0% | 0% | 1 | 37% | 0% | 0% | 1 | 3% | 0% | 0% | 1 | 11% | 0% | 0% | 1 |  | 0% | 0% | 1 | 0.07 | 0% | 0% | 1 | 37% | 0% | 0% | 1 | 0 | 2 | 0% | 0% | 0% | 1 | 9% | 0% | 0% | 1 | 2% | 0% | 0% | 1 | 11% | 0% | 0% | 1 | 19% | 0% | 0% | 1 | 1% | 0% | 0% | 1 | 5% | 0% | 0% | 1 |  | 0% | 0% | 1 | 0.07 | 0% | 0% | 1 | 36% | 0% | 0% | 1 | 0 | 2 | 1% | 0% | 1% | 1 | 14% | 0% | 0% | 1 | 2% | 0% | 0% | 1 | 7% | 0% | 0% | 1 | 20% | 0% | 0% | 1 | 0% | 0% | 0% | 1 | 3% | 0% | 0% | 1 |  | 0% | 0% | 1 | 0.09 | 0% | 0% | 1 | 35% | 0% | 0% | 1 | 0 | 2 | 4% | 0% | 4% | 1 | 20% | 0% | 0% | 1 | 4% | 0% | 0% | 1 | 10% | 0% | 0% | 1 | 28% | 0% | 0% | 1 | 0% | 0% | 0% | 1 | 4% | 0% | 0% | 1
454 | Penasquitos | 0 | 0 | 10 | 0% | 0% | 1 | 0.23 | 0% | 0% | 1 | 0% | 0% | 0% | 1 | 0 | 2 | 0% | 0% | 0% | 1 | 11% | 0% | 0% | 1 | 53% | 0% | 0% | 2 | 90% | 0% | 0% | 4 | 90% | 0% | 0% | 4 | 0% | 0% | 0% | 1 | 10% | 0% | 0% | 1 |  | 0% | 0% | 1 | 0.15 | 0% | 0% | 1 | 1% | 0% | 0% | 1 | 0 | 2 | 10% | 0% | 10% | 1 | 24% | 0% | 0% | 1 | 58% | 0% | 0% | 2 | 66% | 0% | 0% | 2 | 81% | 0% | 0% | 3 | 0% | 0% | 0% | 1 | 6% | 0% | 0% | 1 |  | 0% | 0% | 1 | 0.2 | 0% | 0% | 1 | 0% | 0% | 0% | 1 | 0 | 2 | 28% | 30% | 58% | 5 | 45% | 0% | 0% | 1 | 39% | 0% | 0% | 1 | 37% | 0% | 0% | 1 | 75% | 0% | 0% | 3 | 8% | 0% | 0% | 1 | 5% | 0% | 0% | 1 |  | 0% | 0% | 1 | 0.24 | 0% | 0% | 1 | 2% | 0% | 0% | 1 | 0 | 2 | 33% | 38% | 71% | 5 | 56% | 0% | 0% | 2 | 54% | 0% | 0% | 2 | 66% | 0% | 0% | 2 | 90% | 0% | 0% | 4 | 12% | 0% | 0% | 1 | 4% | 0% | 0% | 1
455 | Sonora | 0 | 0 | 0 | 0% | 0% | 1 | 0.07 | 0% | 0% | 1 | 31% | 0% | 0% | 1 | 0 | 2 | 0% | 0% | 0% | 1 | 14% | 0% | 0% | 1 | 7% | 0% | 0% | 1 | 42% | 0% | 0% | 1 | 42% | 0% | 0% | 1 | 17% | 0% | 0% | 1 | 7% | 0% | 0% | 1 |  | 0% | 0% | 1 | 0.08 | 0% | 0% | 1 | 43% | 0% | 0% | 1 | 0 | 2 | 0% | 0% | 0% | 1 | 8% | 0% | 0% | 1 | 32% | 0% | 0% | 1 | 49% | 0% | 0% | 1 | 50% | 0% | 0% | 2 | 11% | 0% | 0% | 1 | 8% | 0% | 0% | 1 |  | 0% | 0% | 1 | 0.08 | 0% | 0% | 1 | 49% | 0% | 0% | 1 | 0 | 2 | 0% | 0% | 0% | 1 | 6% | 0% | 0% | 1 | 31% | 0% | 0% | 1 | 39% | 0% | 0% | 1 | 43% | 0% | 0% | 1 | 12% | 0% | 0% | 1 | 7% | 0% | 0% | 1 |  | 0% | 0% | 1 | 0.08 | 0% | 0% | 1 | 51% | 0% | 0% | 2 | 0 | 2 | 0% | 0% | 0% | 1 | 6% | 0% | 0% | 1 | 26% | 0% | 0% | 1 | 31% | 0% | 0% | 1 | 36% | 0% | 0% | 1 | 15% | 0% | 0% | 1 | 6% | 0% | 0% | 1
456 | Tranquility | 1034 | 10340 | 10 | 46.24% | 0% | 2 | 0.08 | 376% | 19.21% | 3 | 33% | 40.01% | 0% | 2 | 0 | 2 | 4% | 0% | 4% | 1 | 26% | 32.32% | 0% | 2 | 0% | 24.03% | 0% | 2 | 9% | 26.54% | 0% | 2 | 28% | 33.46% | 0% | 2 | 0% | 24.03% | 0% | 2 | 0% | 24.09% | 0% | 2 |  | 15.29% | 0% | 1 | 0.08 | 44.82% | 0% | 2 | 41% | 13.71% | 0% | 1 | 0 | 2 | 5% | 0% | 5% | 1 | 25% | 7.969% | 0% | 1 | 3% | 6.205% | 0% | 1 | 12% | 6.861% | 0% | 1 | 27% | 8.193% | 0% | 1 | 5% | 6.298% | 0% | 1 | 0% | 6.03% | 0% | 1 |  | 9.767% | 0% | 1 | 0.07 | 14.02% | 0% | 1 | 41% | 13.71% | 0% | 1 | 0 | 2 | 7% | 0% | 7% | 1 | 32% | 4.192% | 0% | 1 | 8% | 3.087% | 0% | 1 | 17% | 3.438% | 0% | 1 | 40% | 4.763% | 0% | 1 | 9% | 3.132% | 0% | 1 | 2% | 2.908% | 0% | 1 |  | 5.08% | 0% | 1 | 0.06 | 7.492% | 0% | 1 | 34% | 13.71% | 0% | 1 | 0 | 2 | 13% | 0% | 13% | 1 | 33% | 2.559% | 0% | 1 | 10% | 1.889% | 0% | 1 | 17% | 2.048% | 0% | 1 | 42% | 2.932% | 0% | 1 | 10% | 1.894% | 0% | 1 | 3% | 1.751% | 0% | 1
457 | Manning | 1969.6 | 19696 | 10 | 636.8% | 57.33% | 5 | 0.05 | 250.6% | 49.33% | 5 | 46% | 275.5% | 85.76% | 5 | 0 | 2 | 0% | 0% | 0% | 1 | 45% | 111.4% | 14.02% | 5 | 31% | 88.43% | 0% | 4 | 43% | 107.6% | 10.13% | 5 | 54% | 134.6% | 29.05% | 5 | 15% | 72.41% | 0% | 3 | 0% | 61.62% | 0% | 3 |  | 116.5% | 2.614% | 4 | 0.06 | 81.31% | 0% | 3 | 53% | 94.5% | 0% | 3 | 0 | 2 | 11% | 0% | 11% | 1 | 36% | 24.81% | 0% | 2 | 11% | 17.93% | 0% | 1 | 25% | 21.32% | 0% | 2 | 44% | 28.25% | 0% | 2 | 19% | 19.64% | 0% | 1 | 0% | 16% | 0% | 1 |  | 32.45% | 0% | 2 | 0.06 | 34.3% | 0% | 2 | 43% | 94.5% | 0% | 3 | 0 | 2 | 18% | 2% | 20% | 2 | 36% | 11.16% | 0% | 1 | 8% | 7.848% | 0% | 1 | 25% | 9.621% | 0% | 1 | 46% | 13.25% | 0% | 1 | 21% | 9.139% | 0% | 1 | 1% | 7.283% | 0% | 1 |  | 15.5% | 0% | 1 | 0.06 | 19.15% | 0% | 1 | 36% | 94.5% | 0% | 3 | 0 | 2 | 19% | 6% | 25% | 2 | 37% | 6.444% | 0% | 1 | 10% | 4.506% | 0% | 1 | 22% | 5.24% | 0% | 1 | 45% | 7.379% | 0% | 1 | 23% | 5.277% | 0% | 1 | 2% | 4.138% | 0% | 1
458 | Rerc | 0 | 0 | 0 | 0% | 0% | 1 | 0 | 0% | 0% | 1 | 0% | 0% | 0% | 1 | 0 | 2 | 0% | 0% | 0% | 1 | 0% | 0% | 0% | 1 | 0% | 0% | 0% | 1 | 0% | 0% | 0% | 1 | 0% | 0% | 0% | 1 | 0% | 0% | 0% | 1 | 0% | 0% | 0% | 1 |  | 0% | 0% | 1 | 0.46 | 0% | 0% | 1 | 16% | 0% | 0% | 1 | 0 | 2 | 33% | 0% | 33% | 2 | 2% | 0% | 0% | 1 | 17% | 0% | 0% | 1 | 38% | 0% | 0% | 1 | 45% | 0% | 0% | 1 | 2% | 0% | 0% | 1 | 4% | 0% | 0% | 1 |  | 0% | 0% | 1 | 0.32 | 0% | 0% | 1 | 4% | 0% | 0% | 1 | 0 | 2 | 65% | 13% | 78% | 5 | 17% | 0% | 0% | 1 | 34% | 0% | 0% | 1 | 57% | 0% | 0% | 2 | 65% | 0% | 0% | 2 | 26% | 0% | 0% | 1 | 7% | 0% | 0% | 1 |  | 0% | 0% | 1 | 0.27 | 0% | 0% | 1 | 2% | 0% | 0% | 1 | 0 | 2 | 63% | 22% | 85% | 5 | 38% | 0% | 0% | 1 | 38% | 0% | 0% | 1 | 51% | 0% | 0% | 2 | 75% | 0% | 0% | 3 | 30% | 0% | 0% | 1 | 8% | 0% | 0% | 1
459 | Valley Center | 0 | 0 | 10 | 0% | 0% | 1 | 0.52 | 0% | 0% | 1 | 5% | 0% | 0% | 1 | 0 | 2 | 70% | 23% | 93% | 5 | 25% | 0% | 0% | 1 | 5% | 0% | 0% | 1 | 7% | 0% | 0% | 1 | 27% | 0% | 0% | 1 | 6% | 0% | 0% | 1 | 8% | 0% | 0% | 1 |  | 0% | 0% | 1 | 0.31 | 0% | 0% | 1 | 4% | 0% | 0% | 1 | 0 | 2 | 41% | 45% | 86% | 5 | 44% | 0% | 0% | 1 | 6% | 0% | 0% | 1 | 16% | 0% | 0% | 1 | 50% | 0% | 0% | 2 | 32% | 0% | 0% | 1 | 8% | 0% | 0% | 1 |  | 0% | 0% | 1 | 0.3 | 0% | 0% | 1 | 4% | 0% | 0% | 1 | 0 | 2 | 34% | 52% | 86% | 5 | 55% | 0% | 0% | 2 | 15% | 0% | 0% | 1 | 32% | 0% | 0% | 1 | 62% | 0% | 0% | 2 | 36% | 0% | 0% | 1 | 8% | 0% | 0% | 1 |  | 0% | 0% | 1 | 0.26 | 0% | 0% | 1 | 3% | 0% | 0% | 1 | 0 | 2 | 29% | 61% | 90% | 5 | 67% | 0% | 0% | 2 | 24% | 0% | 0% | 1 | 38% | 0% | 0% | 1 | 73% | 0% | 0% | 3 | 37% | 0% | 0% | 1 | 8% | 0% | 0% | 1
460 | Bannister | 0 | 0 | 10 | 0% | 0% | 1 | 0.1 | 0% | 0% | 1 | 35% | 0% | 0% | 1 | 0 | 2 | 0% | 0% | 0% | 1 | 0% | 0% | 0% | 1 | 76% | 0% | 0% | 3 | 85% | 0% | 0% | 3 | 85% | 0% | 0% | 3 | 0% | 0% | 0% | 1 | 12% | 0% | 0% | 1 |  | 0% | 0% | 1 | 0.08 | 0% | 0% | 1 | 40% | 0% | 0% | 1 | 0 | 2 | 0% | 0% | 0% | 1 | 1% | 0% | 0% | 1 | 44% | 0% | 0% | 1 | 54% | 0% | 0% | 2 | 55% | 0% | 0% | 2 | 9% | 0% | 0% | 1 | 8% | 0% | 0% | 1 |  | 0% | 0% | 1 | 0.08 | 0% | 0% | 1 | 47% | 0% | 0% | 1 | 0 | 2 | 0% | 0% | 0% | 1 | 4% | 0% | 0% | 1 | 37% | 0% | 0% | 1 | 45% | 0% | 0% | 1 | 48% | 0% | 0% | 1 | 14% | 0% | 0% | 1 | 7% | 0% | 0% | 1 |  | 0% | 0% | 1 | 0.08 | 0% | 0% | 1 | 45% | 0% | 0% | 1 | 0 | 2 | 0% | 0% | 0% | 1 | 4% | 0% | 0% | 1 | 26% | 0% | 0% | 1 | 33% | 0% | 0% | 1 | 36% | 0% | 0% | 1 | 21% | 0% | 0% | 1 | 6% | 0% | 0% | 1
461 | Talega | 0 | 0 | 10 | 0% | 0% | 1 | 0.1 | 0% | 0% | 1 | 0% | 0% | 0% | 1 | 0 | 2 | 27% | 71% | 98% | 5 | 17% | 0% | 0% | 1 | 83% | 0% | 0% | 3 | 83% | 0% | 0% | 3 | 83% | 0% | 0% | 3 | 82% | 0% | 0% | 3 | 5% | 0% | 0% | 1 |  | 0% | 0% | 1 | 0.51 | 0% | 0% | 1 | 0% | 0% | 0% | 1 | 0 | 2 | 33% | 59% | 92% | 5 | 24% | 0% | 0% | 1 | 63% | 0% | 0% | 2 | 69% | 0% | 0% | 2 | 76% | 0% | 0% | 3 | 56% | 0% | 0% | 2 | 6% | 0% | 0% | 1 |  | 0% | 0% | 1 | 0.25 | 0% | 0% | 1 | 0% | 0% | 0% | 1 | 0 | 2 | 17% | 78% | 95% | 5 | 54% | 0% | 0% | 2 | 57% | 0% | 0% | 2 | 63% | 0% | 0% | 2 | 88% | 0% | 0% | 3 | 47% | 0% | 0% | 1 | 6% | 0% | 0% | 1 |  | 0% | 0% | 1 | 0.31 | 0% | 0% | 1 | 1% | 0% | 0% | 1 | 0 | 2 | 20% | 71% | 91% | 5 | 51% | 0% | 0% | 2 | 45% | 0% | 0% | 1 | 51% | 0% | 0% | 2 | 86% | 0% | 0% | 3 | 33% | 0% | 0% | 1 | 7% | 0% | 0% | 1
462 | Arkansas | 0 | 0 | 0 | 0% | 0% | 1 | 0.07 | 0% | 0% | 1 | 42% | 0% | 0% | 1 | 0 | 2 | 0% | 0% | 0% | 1 | 4% | 0% | 0% | 1 | 13% | 0% | 0% | 1 | 31% | 0% | 0% | 1 | 31% | 0% | 0% | 1 | 2% | 0% | 0% | 1 | 3% | 0% | 0% | 1 |  | 0% | 0% | 1 | 0.08 | 0% | 0% | 1 | 50% | 0% | 0% | 2 | 0 | 2 | 0% | 0% | 0% | 1 | 6% | 0% | 0% | 1 | 28% | 0% | 0% | 1 | 41% | 0% | 0% | 1 | 42% | 0% | 0% | 1 | 8% | 0% | 0% | 1 | 7% | 0% | 0% | 1 |  | 0% | 0% | 1 | 0.08 | 0% | 0% | 1 | 54% | 0% | 0% | 2 | 0 | 2 | 0% | 0% | 0% | 1 | 6% | 0% | 0% | 1 | 29% | 0% | 0% | 1 | 35% | 0% | 0% | 1 | 40% | 0% | 0% | 1 | 10% | 0% | 0% | 1 | 6% | 0% | 0% | 1 |  | 0% | 0% | 1 | 0.08 | 0% | 0% | 1 | 52% | 0% | 0% | 2 | 0 | 2 | 0% | 0% | 0% | 1 | 6% | 0% | 0% | 1 | 22% | 0% | 0% | 1 | 27% | 0% | 0% | 1 | 33% | 0% | 0% | 1 | 14% | 0% | 0% | 1 | 6% | 0% | 0% | 1
463 | Bailey | 0 | 0 | 10 | 0% | 0% | 1 | 0.06 | 0% | 0% | 1 | 0% | 0% | 0% | 1 | 0 | 2 | 62% | 31% | 93% | 5 | 66% | 0% | 0% | 2 | 67% | 0% | 0% | 2 | 69% | 0% | 0% | 2 | 100% | 0% | 0% | 5 | 56% | 0% | 0% | 2 | 3% | 0% | 0% | 1 |  | 0% | 0% | 1 | 0.07 | 0% | 0% | 1 | 1% | 0% | 0% | 1 | 0 | 2 | 49% | 39% | 88% | 5 | 59% | 0% | 0% | 2 | 57% | 0% | 0% | 2 | 52% | 0% | 0% | 2 | 95% | 0% | 0% | 5 | 59% | 0% | 0% | 2 | 3% | 0% | 0% | 1 |  | 0% | 0% | 1 | 0.09 | 0% | 0% | 1 | 3% | 0% | 0% | 1 | 0 | 2 | 43% | 32% | 75% | 5 | 61% | 0% | 0% | 2 | 51% | 0% | 0% | 2 | 41% | 0% | 0% | 1 | 90% | 0% | 0% | 4 | 47% | 0% | 0% | 1 | 3% | 0% | 0% | 1 |  | 0% | 0% | 1 | 0.1 | 0% | 0% | 1 | 8% | 0% | 0% | 1 | 0 | 2 | 36% | 24% | 60% | 4 | 53% | 0% | 0% | 2 | 37% | 0% | 0% | 1 | 34% | 0% | 0% | 1 | 75% | 0% | 0% | 3 | 40% | 0% | 0% | 1 | 3% | 0% | 0% | 1
464 | Kasson | 0 | 0 | 10 | 0% | 0% | 1 | 0.27 | 0% | 0% | 1 | 67% | 0% | 0% | 2 | 0 | 2 | 0% | 0% | 0% | 1 | 27% | 0% | 0% | 1 | 1% | 0% | 0% | 1 | 1% | 0% | 0% | 1 | 29% | 0% | 0% | 1 | 0% | 0% | 0% | 1 | 6% | 0% | 0% | 1 |  | 0% | 0% | 1 | 0.21 | 0% | 0% | 1 | 67% | 0% | 0% | 2 | 0 | 2 | 12% | 0% | 12% | 1 | 32% | 0% | 0% | 1 | 23% | 0% | 0% | 1 | 21% | 0% | 0% | 1 | 39% | 0% | 0% | 1 | 4% | 0% | 0% | 1 | 5% | 0% | 0% | 1 |  | 0% | 0% | 1 | 0.17 | 0% | 0% | 1 | 59% | 0% | 0% | 2 | 0 | 2 | 22% | 1% | 23% | 2 | 42% | 0% | 0% | 1 | 26% | 0% | 0% | 1 | 25% | 0% | 0% | 1 | 48% | 0% | 0% | 1 | 14% | 0% | 0% | 1 | 4% | 0% | 0% | 1 |  | 0% | 0% | 1 | 0.14 | 0% | 0% | 1 | 53% | 0% | 0% | 2 | 0 | 2 | 24% | 6% | 30% | 2 | 49% | 0% | 0% | 1 | 22% | 0% | 0% | 1 | 24% | 0% | 0% | 1 | 55% | 0% | 0% | 2 | 17% | 0% | 0% | 1 | 4% | 0% | 0% | 1
465 | Bellota | 10 | 100 | 10 | 2.073% | 0% | 1 | 0.12 | 2.04% | 0% | 1 | 30% | 0.6684% | 0% | 1 | 0 | 2 | 14% | 0% | 14% | 1 | 14% | 0.2747% | 0% | 1 | 16% | 0.2832% | 0% | 1 | 65% | 0.6711% | 0% | 2 | 65% | 0.6731% | 0% | 2 | 22% | 0.304% | 0% | 1 | 20% | 0.296% | 0% | 1 |  | 0.4397% | 0% | 1 | 0.12 | 0.3727% | 0% | 1 | 34% | 0.2404% | 0% | 1 | 0 | 2 | 21% | 0% | 21% | 2 | 32% | 0.08933% | 0% | 1 | 19% | 0.07459% | 0% | 1 | 43% | 0.1065% | 0% | 1 | 54% | 0.1329% | 0% | 2 | 27% | 0.08307% | 0% | 1 | 13% | 0.06989% | 0% | 1 |  | 0.1816% | 0% | 1 | 0.15 | 0.2099% | 0% | 1 | 28% | 0.2404% | 0% | 1 | 0 | 2 | 25% | 0% | 25% | 2 | 41% | 0.05241% | 0% | 1 | 17% | 0.03721% | 0% | 1 | 37% | 0.04922% | 0% | 1 | 58% | 0.07411% | 0% | 2 | 24% | 0.04085% | 0% | 1 | 10% | 0.03426% | 0% | 1 |  | 0.1286% | 0% | 1 | 0.16 | 0.1423% | 0% | 1 | 29% | 0.2404% | 0% | 1 | 0 | 2 | 29% | 0% | 29% | 2 | 44% | 0.03604% | 0% | 1 | 15% | 0.02366% | 0% | 1 | 35% | 0.03099% | 0% | 1 | 60% | 0.04987% | 0% | 2 | 25% | 0.02686% | 0% | 1 | 10% | 0.02218% | 0% | 1
466 | Geysers Tap 12 | 0 | 0 | 10 | 0% | 0% | 1 | 0.07 | 0% | 0% | 1 | 0% | 0% | 0% | 1 | 0 | 2 | 55% | 3% | 58% | 3 | 98% | 0% | 0% | 5 | 62% | 0% | 0% | 2 | 100% | 0% | 0% | 5 | 100% | 0% | 0% | 5 | 33% | 0% | 0% | 1 | 1% | 0% | 0% | 1 |  | 0% | 0% | 1 | 0.11 | 0% | 0% | 1 | 6% | 0% | 0% | 1 | 0 | 2 | 49% | 13% | 62% | 3 | 64% | 0% | 0% | 2 | 61% | 0% | 0% | 2 | 84% | 0% | 0% | 3 | 95% | 0% | 0% | 5 | 35% | 0% | 0% | 1 | 3% | 0% | 0% | 1 |  | 0% | 0% | 1 | 0.12 | 0% | 0% | 1 | 7% | 0% | 0% | 1 | 0 | 2 | 33% | 27% | 60% | 4 | 56% | 0% | 0% | 2 | 49% | 0% | 0% | 1 | 76% | 0% | 0% | 3 | 93% | 0% | 0% | 4 | 31% | 0% | 0% | 1 | 2% | 0% | 0% | 1 |  | 0% | 0% | 1 | 0.11 | 0% | 0% | 1 | 7% | 0% | 0% | 1 | 0 | 2 | 29% | 29% | 58% | 4 | 59% | 0% | 0% | 2 | 43% | 0% | 0% | 1 | 74% | 0% | 0% | 3 | 91% | 0% | 0% | 4 | 36% | 0% | 0% | 1 | 2% | 0% | 0% | 1
467 | Paul Sweet | 0 | 0 | 10 | 0% | 0% | 1 | 0.43 | 0% | 0% | 1 | 1% | 0% | 0% | 1 | 0 | 2 | 0% | 0% | 0% | 1 | 15% | 0% | 0% | 1 | 30% | 0% | 0% | 1 | 67% | 0% | 0% | 2 | 82% | 0% | 0% | 3 | 8% | 0% | 0% | 1 | 2% | 0% | 0% | 1 |  | 0% | 0% | 1 | 0.35 | 0% | 0% | 1 | 2% | 0% | 0% | 1 | 0 | 2 | 3% | 0% | 3% | 1 | 26% | 0% | 0% | 1 | 33% | 0% | 0% | 1 | 81% | 0% | 0% | 3 | 89% | 0% | 0% | 3 | 9% | 0% | 0% | 1 | 1% | 0% | 0% | 1 |  | 0% | 0% | 1 | 0.23 | 0% | 0% | 1 | 8% | 0% | 0% | 1 | 0 | 2 | 11% | 0% | 11% | 1 | 42% | 0% | 0% | 1 | 21% | 0% | 0% | 1 | 74% | 0% | 0% | 3 | 90% | 0% | 0% | 4 | 20% | 0% | 0% | 1 | 3% | 0% | 0% | 1 |  | 0% | 0% | 1 | 0.21 | 0% | 0% | 1 | 11% | 0% | 0% | 1 | 0 | 2 | 21% | 0% | 21% | 2 | 47% | 0% | 0% | 1 | 20% | 0% | 0% | 1 | 55% | 0% | 0% | 2 | 80% | 0% | 0% | 3 | 23% | 0% | 0% | 1 | 4% | 0% | 0% | 1
468 | Carquinez | 0 | 0 | 10 | 0% | 0% | 1 | 0.74 | 0% | 0% | 1 | 0% | 0% | 0% | 1 | 0 | 2 | 1% | 0% | 1% | 1 | 1% | 0% | 0% | 1 | 6% | 0% | 0% | 1 | 70% | 0% | 0% | 3 | 70% | 0% | 0% | 3 | 2% | 0% | 0% | 1 | 12% | 0% | 0% | 1 |  | 0% | 0% | 1 | 0.66 | 0% | 0% | 1 | 2% | 0% | 0% | 1 | 0 | 2 | 38% | 0% | 38% | 2 | 24% | 0% | 0% | 1 | 32% | 0% | 0% | 1 | 46% | 0% | 0% | 1 | 75% | 0% | 0% | 3 | 16% | 0% | 0% | 1 | 10% | 0% | 0% | 1 |  | 0% | 0% | 1 | 0.46 | 0% | 0% | 1 | 11% | 0% | 0% | 1 | 0 | 2 | 28% | 0% | 28% | 2 | 42% | 0% | 0% | 1 | 26% | 0% | 0% | 1 | 39% | 0% | 0% | 1 | 74% | 0% | 0% | 3 | 16% | 0% | 0% | 1 | 12% | 0% | 0% | 1 |  | 0% | 0% | 1 | 0.29 | 0% | 0% | 1 | 12% | 0% | 0% | 1 | 0 | 2 | 31% | 0% | 31% | 2 | 48% | 0% | 0% | 1 | 24% | 0% | 0% | 1 | 40% | 0% | 0% | 1 | 75% | 0% | 0% | 3 | 24% | 0% | 0% | 1 | 13% | 0% | 0% | 1
469 | El Centro | 0 | 0 | 0 | 0% | 0% | 1 | 0.12 | 0% | 0% | 1 | 79% | 0% | 0% | 3 | 0 | 2 | 0% | 0% | 0% | 1 | 0% | 0% | 0% | 1 | 0% | 0% | 0% | 1 | 0% | 0% | 0% | 1 | 0% | 0% | 0% | 1 | 0% | 0% | 0% | 1 | 4% | 0% | 0% | 1 |  | 0% | 0% | 1 | 0.1 | 0% | 0% | 1 | 70% | 0% | 0% | 2 | 0 | 2 | 0% | 0% | 0% | 1 | 1% | 0% | 0% | 1 | 5% | 0% | 0% | 1 | 5% | 0% | 0% | 1 | 7% | 0% | 0% | 1 | 0% | 0% | 0% | 1 | 8% | 0% | 0% | 1 |  | 0% | 0% | 1 | 0.1 | 0% | 0% | 1 | 72% | 0% | 0% | 2 | 0 | 2 | 0% | 0% | 0% | 1 | 1% | 0% | 0% | 1 | 11% | 0% | 0% | 1 | 12% | 0% | 0% | 1 | 13% | 0% | 0% | 1 | 2% | 0% | 0% | 1 | 7% | 0% | 0% | 1 |  | 0% | 0% | 1 | 0.09 | 0% | 0% | 1 | 69% | 0% | 0% | 2 | 0 | 2 | 0% | 0% | 0% | 1 | 1% | 0% | 0% | 1 | 14% | 0% | 0% | 1 | 13% | 0% | 0% | 1 | 16% | 0% | 0% | 1 | 6% | 0% | 0% | 1 | 6% | 0% | 0% | 1
470 | Riverbank | 0 | 0 | 10 | 0% | 0% | 1 | 0.27 | 0% | 0% | 1 | 21% | 0% | 0% | 1 | 0 | 2 | 57% | 0% | 57% | 3 | 10% | 0% | 0% | 1 | 12% | 0% | 0% | 1 | 20% | 0% | 0% | 1 | 27% | 0% | 0% | 1 | 0% | 0% | 0% | 1 | 1% | 0% | 0% | 1 |  | 0% | 0% | 1 | 0.16 | 0% | 0% | 1 | 26% | 0% | 0% | 1 | 0 | 2 | 29% | 0% | 29% | 2 | 60% | 0% | 0% | 2 | 5% | 0% | 0% | 1 | 18% | 0% | 0% | 1 | 69% | 0% | 0% | 2 | 6% | 0% | 0% | 1 | 4% | 0% | 0% | 1 |  | 0% | 0% | 1 | 0.14 | 0% | 0% | 1 | 36% | 0% | 0% | 1 | 0 | 2 | 28% | 0% | 28% | 2 | 54% | 0% | 0% | 2 | 9% | 0% | 0% | 1 | 24% | 0% | 0% | 1 | 64% | 0% | 0% | 2 | 15% | 0% | 0% | 1 | 6% | 0% | 0% | 1 |  | 0% | 0% | 1 | 0.14 | 0% | 0% | 1 | 36% | 0% | 0% | 1 | 0 | 2 | 29% | 0% | 29% | 2 | 49% | 0% | 0% | 1 | 15% | 0% | 0% | 1 | 28% | 0% | 0% | 1 | 60% | 0% | 0% | 2 | 20% | 0% | 0% | 1 | 7% | 0% | 0% | 1
471 | Valley | 1200 | 12000 | 10 | 409.8% | 143.5% | 5 | 0.27 | 999% | 480.8% | 5 | 1% | 495.6% | 8247% | 5 | 0 | 2 | 81% | 0% | 81% | 5 | 0% | 129.8% | 55080% | 5 | 23% | 168.7% | 228.6% | 5 | 65% | 375% | 145.5% | 5 | 65% | 375.6% | 145.4% | 5 | 9% | 142.2% | 439.1% | 5 | 3% | 133.2% | 1222% | 5 |  | 70.71% | 0% | 3 | 0.27 | 999% | 77.35% | 5 | 4% | 50.79% | 0% | 3 | 0 | 2 | 79% | 0% | 79% | 5 | 1% | 29.99% | 0% | 2 | 31% | 42.73% | 0% | 2 | 50% | 58.86% | 0% | 3 | 50% | 59.94% | 0% | 3 | 8% | 32.18% | 0% | 2 | 6% | 31.66% | 0% | 2 |  | 40.55% | 0% | 2 | 0.27 | 542.3% | 24.85% | 5 | 4% | 50.79% | 0% | 3 | 0 | 2 | 76% | 9% | 85% | 5 | 18% | 14.71% | 0% | 1 | 41% | 20.54% | 0% | 2 | 62% | 31.69% | 0% | 2 | 64% | 33.96% | 0% | 2 | 17% | 14.58% | 0% | 1 | 6% | 12.87% | 0% | 1 |  | 22.41% | 0% | 2 | 0.27 | 103.8% | 0.5369% | 3 | 3% | 50.79% | 0% | 3 | 0 | 2 | 62% | 27% | 89% | 5 | 25% | 7.328% | 0% | 1 | 38% | 8.81% | 0% | 1 | 56% | 12.62% | 0% | 2 | 68% | 17.19% | 0% | 2 | 24% | 7.217% | 0% | 1 | 5% | 5.81% | 0% | 1
472 | Madera | 0 | 0 | 10 | 0% | 0% | 1 | 0.14 | 0% | 0% | 1 | 70% | 0% | 0% | 2 | 0 | 2 | 10% | 0% | 10% | 1 | 6% | 0% | 0% | 1 | 22% | 0% | 0% | 1 | 22% | 0% | 0% | 1 | 27% | 0% | 0% | 1 | 0% | 0% | 0% | 1 | 4% | 0% | 0% | 1 |  | 0% | 0% | 1 | 0.14 | 0% | 0% | 1 | 52% | 0% | 0% | 2 | 0 | 2 | 27% | 0% | 27% | 2 | 29% | 0% | 0% | 1 | 23% | 0% | 0% | 1 | 29% | 0% | 0% | 1 | 48% | 0% | 0% | 1 | 3% | 0% | 0% | 1 | 9% | 0% | 0% | 1 |  | 0% | 0% | 1 | 0.14 | 0% | 0% | 1 | 37% | 0% | 0% | 1 | 0 | 2 | 35% | 0% | 35% | 2 | 31% | 0% | 0% | 1 | 32% | 0% | 0% | 1 | 37% | 0% | 0% | 1 | 54% | 0% | 0% | 2 | 11% | 0% | 0% | 1 | 17% | 0% | 0% | 1 |  | 0% | 0% | 1 | 0.13 | 0% | 0% | 1 | 30% | 0% | 0% | 1 | 0 | 2 | 37% | 0% | 37% | 2 | 41% | 0% | 0% | 1 | 30% | 0% | 0% | 1 | 32% | 0% | 0% | 1 | 59% | 0% | 0% | 2 | 16% | 0% | 0% | 1 | 16% | 0% | 0% | 1
473 | Rio Bravo | 0 | 0 | 10 | 0% | 0% | 1 | 0.13 | 0% | 0% | 1 | 73% | 0% | 0% | 2 | 0 | 2 | 3% | 0% | 3% | 1 | 3% | 0% | 0% | 1 | 0% | 0% | 0% | 1 | 18% | 0% | 0% | 1 | 19% | 0% | 0% | 1 | 0% | 0% | 0% | 1 | 1% | 0% | 0% | 1 |  | 0% | 0% | 1 | 0.13 | 0% | 0% | 1 | 66% | 0% | 0% | 2 | 0 | 2 | 4% | 0% | 4% | 1 | 17% | 0% | 0% | 1 | 13% | 0% | 0% | 1 | 35% | 0% | 0% | 1 | 41% | 0% | 0% | 1 | 0% | 0% | 0% | 1 | 11% | 0% | 0% | 1 |  | 0% | 0% | 1 | 0.12 | 0% | 0% | 1 | 60% | 0% | 0% | 2 | 0 | 2 | 8% | 0% | 8% | 1 | 26% | 0% | 0% | 1 | 17% | 0% | 0% | 1 | 41% | 0% | 0% | 1 | 54% | 0% | 0% | 2 | 1% | 0% | 0% | 1 | 7% | 0% | 0% | 1 |  | 0% | 0% | 1 | 0.1 | 0% | 0% | 1 | 53% | 0% | 0% | 2 | 0 | 2 | 14% | 0% | 14% | 1 | 28% | 0% | 0% | 1 | 18% | 0% | 0% | 1 | 39% | 0% | 0% | 1 | 55% | 0% | 0% | 2 | 2% | 0% | 0% | 1 | 5% | 0% | 0% | 1
474 | New Sub - Lugo - Pisgah (Proposed) | 0 | 0 | 10 | 0% | 0% | 1 | 0.64 | 0% | 0% | 1 | 0% | 0% | 0% | 1 | 0 | 2 | 0% | 0% | 0% | 1 | 0% | 0% | 0% | 1 | 8% | 0% | 0% | 1 | 10% | 0% | 0% | 1 | 12% | 0% | 0% | 1 | 68% | 0% | 0% | 2 | 0% | 0% | 0% | 1 |  | 0% | 0% | 1 | 0.41 | 0% | 0% | 1 | 0% | 0% | 0% | 1 | 0 | 2 | 0% | 0% | 0% | 1 | 15% | 0% | 0% | 1 | 4% | 0% | 0% | 1 | 8% | 0% | 0% | 1 | 23% | 0% | 0% | 1 | 74% | 0% | 0% | 3 | 0% | 0% | 0% | 1 |  | 0% | 0% | 1 | 0.36 | 0% | 0% | 1 | 0% | 0% | 0% | 1 | 0 | 2 | 7% | 1% | 8% | 2 | 22% | 0% | 0% | 1 | 11% | 0% | 0% | 1 | 17% | 0% | 0% | 1 | 36% | 0% | 0% | 1 | 62% | 0% | 0% | 2 | 0% | 0% | 0% | 1 |  | 0% | 0% | 1 | 0.36 | 0% | 0% | 1 | 0% | 0% | 0% | 1 | 0 | 2 | 7% | 6% | 13% | 2 | 25% | 0% | 0% | 1 | 17% | 0% | 0% | 1 | 23% | 0% | 0% | 1 | 44% | 0% | 0% | 1 | 53% | 0% | 0% | 2 | 0% | 0% | 0% | 1
475 | Kern Oil | 100 | 1000 | 10 | 31.03% | 0% | 2 | 0.13 | 142% | 1.613% | 3 | 6% | 0% | 0% | 1 | 0 | 2 | 11% | 0% | 11% | 1 | 79% | 23.16% | 0% | 3 | 7% | 5.155% | 0% | 1 | 9% | 5.294% | 0% | 1 | 79% | 23.16% | 0% | 3 | 3% | 4.93% | 0% | 1 | 1% | 4.836% | 0% | 1 |  | 4.018% | 0% | 1 | 0.14 | 17.09% | 0% | 1 | 22% | 0% | 0% | 1 | 0 | 2 | 41% | 0% | 41% | 2 | 54% | 2.123% | 0% | 2 | 7% | 1.054% | 0% | 1 | 12% | 1.103% | 0% | 1 | 54% | 2.125% | 0% | 2 | 10% | 1.087% | 0% | 1 | 2% | 0.9983% | 0% | 1 |  | 1.962% | 0% | 1 | 0.12 | 2.528% | 0% | 1 | 37% | 0% | 0% | 1 | 0 | 2 | 39% | 0% | 39% | 2 | 48% | 0.6594% | 0% | 1 | 15% | 0.4035% | 0% | 1 | 29% | 0.4825% | 0% | 1 | 55% | 0.7596% | 0% | 2 | 18% | 0.4208% | 0% | 1 | 4% | 0.3569% | 0% | 1 |  | 1.216% | 0% | 1 | 0.1 | 1.007% | 0% | 1 | 42% | 0% | 0% | 1 | 0 | 2 | 35% | 0% | 35% | 2 | 43% | 0.3098% | 0% | 1 | 19% | 0.2165% | 0% | 1 | 32% | 0.2596% | 0% | 1 | 54% | 0.3857% | 0% | 2 | 21% | 0.223% | 0% | 1 | 4% | 0.1834% | 0% | 1
476 | IS Tap | 0 | 0 | 0 | 0% | 0% | 1 | 0 | 0% | 0% | 1 | 0% | 0% | 0% | 1 | 0 | 2 | 0% | 0% | 0% | 1 | 0% | 0% | 0% | 1 | 0% | 0% | 0% | 1 | 0% | 0% | 0% | 1 | 0% | 0% | 0% | 1 | 0% | 0% | 0% | 1 | 0% | 0% | 0% | 1 |  | 0% | 0% | 1 | 0 | 0% | 0% | 1 | 0% | 0% | 0% | 1 | 0 | 2 | 27% | 0% | 27% | 2 | 0% | 0% | 0% | 1 | 0% | 0% | 0% | 1 | 0% | 0% | 0% | 1 | 0% | 0% | 0% | 1 | 0% | 0% | 0% | 1 | 0% | 0% | 0% | 1 |  | 0% | 0% | 1 | 0 | 0% | 0% | 1 | 0% | 0% | 0% | 1 | 0 | 2 | 25% | 0% | 25% | 2 | 0% | 0% | 0% | 1 | 0% | 0% | 0% | 1 | 0% | 0% | 0% | 1 | 0% | 0% | 0% | 1 | 0% | 0% | 0% | 1 | 0% | 0% | 0% | 1 |  | 0% | 0% | 1 | 0 | 0% | 0% | 1 | 0% | 0% | 0% | 1 | 0 | 2 | 17% | 0% | 17% | 1 | 0% | 0% | 0% | 1 | 0% | 0% | 0% | 1 | 0% | 0% | 0% | 1 | 0% | 0% | 0% | 1 | 0% | 0% | 0% | 1 | 0% | 0% | 0% | 1
477 | Q1806 | 0 | 0 | 10 | 0% | 0% | 1 | 0.74 | 0% | 0% | 1 | 0% | 0% | 0% | 1 | 0 | 2 | 74% | 0% | 74% | 3 | 32% | 0% | 0% | 1 | 63% | 0% | 0% | 2 | 75% | 0% | 0% | 3 | 75% | 0% | 0% | 3 | 15% | 0% | 0% | 1 | 9% | 0% | 0% | 1 |  | 0% | 0% | 1 | 0.55 | 0% | 0% | 1 | 0% | 0% | 0% | 1 | 0 | 2 | 36% | 53% | 89% | 5 | 19% | 0% | 0% | 1 | 67% | 0% | 0% | 2 | 74% | 0% | 0% | 3 | 75% | 0% | 0% | 3 | 59% | 0% | 0% | 2 | 6% | 0% | 0% | 1 |  | 0% | 0% | 1 | 0.46 | 0% | 0% | 1 | 0% | 0% | 0% | 1 | 0 | 2 | 28% | 61% | 89% | 5 | 31% | 0% | 0% | 1 | 55% | 0% | 0% | 2 | 67% | 0% | 0% | 2 | 81% | 0% | 0% | 3 | 54% | 0% | 0% | 2 | 7% | 0% | 0% | 1 |  | 0% | 0% | 1 | 0.44 | 0% | 0% | 1 | 0% | 0% | 0% | 1 | 0 | 2 | 15% | 69% | 84% | 5 | 48% | 0% | 0% | 1 | 48% | 0% | 0% | 1 | 60% | 0% | 0% | 2 | 87% | 0% | 0% | 3 | 52% | 0% | 0% | 2 | 8% | 0% | 0% | 1
478 | Casaloma | 0 | 0 | 10 | 0% | 0% | 1 | 0.14 | 0% | 0% | 1 | 53% | 0% | 0% | 2 | 0 | 2 | 0% | 0% | 0% | 1 | 1% | 0% | 0% | 1 | 0% | 0% | 0% | 1 | 15% | 0% | 0% | 1 | 15% | 0% | 0% | 1 | 0% | 0% | 0% | 1 | 1% | 0% | 0% | 1 |  | 0% | 0% | 1 | 0.21 | 0% | 0% | 1 | 51% | 0% | 0% | 2 | 0 | 2 | 3% | 0% | 3% | 1 | 28% | 0% | 0% | 1 | 10% | 0% | 0% | 1 | 23% | 0% | 0% | 1 | 40% | 0% | 0% | 1 | 1% | 0% | 0% | 1 | 2% | 0% | 0% | 1 |  | 0% | 0% | 1 | 0.12 | 0% | 0% | 1 | 46% | 0% | 0% | 1 | 0 | 2 | 18% | 0% | 18% | 1 | 31% | 0% | 0% | 1 | 16% | 0% | 0% | 1 | 31% | 0% | 0% | 1 | 46% | 0% | 0% | 1 | 9% | 0% | 0% | 1 | 4% | 0% | 0% | 1 |  | 0% | 0% | 1 | 0.09 | 0% | 0% | 1 | 46% | 0% | 0% | 1 | 0 | 2 | 24% | 0% | 24% | 2 | 35% | 0% | 0% | 1 | 23% | 0% | 0% | 1 | 36% | 0% | 0% | 1 | 54% | 0% | 0% | 2 | 15% | 0% | 0% | 1 | 4% | 0% | 0% | 1
479 | Fern Road | 0 | 0 | 10 | 0% | 0% | 1 | 0.08 | 0% | 0% | 1 | 1% | 0% | 0% | 1 | 0 | 2 | 100% | 0% | 100% | 5 | 91% | 0% | 0% | 4 | 24% | 0% | 0% | 1 | 28% | 0% | 0% | 1 | 99% | 0% | 0% | 5 | 60% | 0% | 0% | 2 | 9% | 0% | 0% | 1 |  | 0% | 0% | 1 | 0.07 | 0% | 0% | 1 | 1% | 0% | 0% | 1 | 0 | 2 | 95% | 3% | 98% | 5 | 83% | 0% | 0% | 3 | 17% | 0% | 0% | 1 | 26% | 0% | 0% | 1 | 90% | 0% | 0% | 4 | 45% | 0% | 0% | 1 | 8% | 0% | 0% | 1 |  | 0% | 0% | 1 | 0.09 | 0% | 0% | 1 | 0% | 0% | 0% | 1 | 0 | 2 | 88% | 5% | 93% | 5 | 78% | 0% | 0% | 3 | 17% | 0% | 0% | 1 | 26% | 0% | 0% | 1 | 84% | 0% | 0% | 3 | 42% | 0% | 0% | 1 | 9% | 0% | 0% | 1 |  | 0% | 0% | 1 | 0.1 | 0% | 0% | 1 | 1% | 0% | 0% | 1 | 0 | 2 | 82% | 5% | 87% | 5 | 71% | 0% | 0% | 3 | 17% | 0% | 0% | 1 | 26% | 0% | 0% | 1 | 80% | 0% | 0% | 3 | 39% | 0% | 0% | 1 | 10% | 0% | 0% | 1
480 | North of SONGS | 0 | 0 | 10 | 0% | 0% | 1 | 0.06 | 0% | 0% | 1 | 0% | 0% | 0% | 1 | 0 | 2 | 26% | 70% | 96% | 5 | 16% | 0% | 0% | 1 | 87% | 0% | 0% | 3 | 87% | 0% | 0% | 3 | 87% | 0% | 0% | 3 | 86% | 0% | 0% | 3 | 5% | 0% | 0% | 1 |  | 0% | 0% | 1 | 0.51 | 0% | 0% | 1 | 0% | 0% | 0% | 1 | 0 | 2 | 33% | 59% | 92% | 5 | 24% | 0% | 0% | 1 | 63% | 0% | 0% | 2 | 69% | 0% | 0% | 2 | 76% | 0% | 0% | 3 | 56% | 0% | 0% | 2 | 6% | 0% | 0% | 1 |  | 0% | 0% | 1 | 0.25 | 0% | 0% | 1 | 0% | 0% | 0% | 1 | 0 | 2 | 18% | 77% | 95% | 5 | 54% | 0% | 0% | 2 | 58% | 0% | 0% | 2 | 65% | 0% | 0% | 2 | 87% | 0% | 0% | 3 | 48% | 0% | 0% | 1 | 6% | 0% | 0% | 1 |  | 0% | 0% | 1 | 0.32 | 0% | 0% | 1 | 1% | 0% | 0% | 1 | 0 | 2 | 19% | 72% | 91% | 5 | 51% | 0% | 0% | 2 | 45% | 0% | 0% | 1 | 51% | 0% | 0% | 2 | 86% | 0% | 0% | 3 | 33% | 0% | 0% | 1 | 7% | 0% | 0% | 1
481 | Vine | 0 | 0 | 0 | 0% | 0% | 1 | 0.24 | 0% | 0% | 1 | 0% | 0% | 0% | 1 | 0 | 2 | 0% | 0% | 0% | 1 | 1% | 0% | 0% | 1 | 9% | 0% | 0% | 1 | 81% | 0% | 0% | 3 | 82% | 0% | 0% | 3 | 0% | 0% | 0% | 1 | 1% | 0% | 0% | 1 |  | 0% | 0% | 1 | 0.21 | 0% | 0% | 1 | 0% | 0% | 0% | 1 | 0 | 2 | 0% | 0% | 0% | 1 | 1% | 0% | 0% | 1 | 17% | 0% | 0% | 1 | 79% | 0% | 0% | 3 | 79% | 0% | 0% | 3 | 0% | 0% | 0% | 1 | 2% | 0% | 0% | 1 |  | 0% | 0% | 1 | 0.21 | 0% | 0% | 1 | 0% | 0% | 0% | 1 | 0 | 2 | 15% | 0% | 15% | 1 | 13% | 0% | 0% | 1 | 37% | 0% | 0% | 1 | 73% | 0% | 0% | 3 | 84% | 0% | 0% | 3 | 1% | 0% | 0% | 1 | 2% | 0% | 0% | 1 |  | 0% | 0% | 1 | 0.21 | 0% | 0% | 1 | 0% | 0% | 0% | 1 | 0 | 2 | 41% | 20% | 61% | 4 | 32% | 0% | 0% | 1 | 64% | 0% | 0% | 2 | 77% | 0% | 0% | 3 | 93% | 0% | 0% | 4 | 19% | 0% | 0% | 1 | 6% | 0% | 0% | 1
482 | Belden | 0 | 0 | 10 | 0% | 0% | 1 | 0.02 | 0% | 0% | 1 | 0% | 0% | 0% | 1 | 0 | 2 | 81% | 11% | 92% | 5 | 0% | 0% | 0% | 1 | 95% | 0% | 0% | 5 | 73% | 0% | 0% | 3 | 98% | 0% | 0% | 5 | 86% | 0% | 0% | 3 | 15% | 0% | 0% | 1 |  | 0% | 0% | 1 | 0.03 | 0% | 0% | 1 | 0% | 0% | 0% | 1 | 0 | 2 | 33% | 28% | 61% | 4 | 30% | 0% | 0% | 1 | 54% | 0% | 0% | 2 | 57% | 0% | 0% | 2 | 81% | 0% | 0% | 3 | 56% | 0% | 0% | 2 | 7% | 0% | 0% | 1 |  | 0% | 0% | 1 | 0.04 | 0% | 0% | 1 | 0% | 0% | 0% | 1 | 0 | 2 | 35% | 37% | 72% | 5 | 32% | 0% | 0% | 1 | 54% | 0% | 0% | 2 | 54% | 0% | 0% | 2 | 79% | 0% | 0% | 3 | 40% | 0% | 0% | 1 | 7% | 0% | 0% | 1 |  | 0% | 0% | 1 | 0.06 | 0% | 0% | 1 | 0% | 0% | 0% | 1 | 0 | 2 | 36% | 35% | 71% | 5 | 30% | 0% | 0% | 1 | 44% | 0% | 0% | 1 | 47% | 0% | 0% | 1 | 71% | 0% | 0% | 3 | 36% | 0% | 0% | 1 | 6% | 0% | 0% | 1
483 | Standard Oil | 0 | 0 | 10 | 0% | 0% | 1 | 0.5 | 0% | 0% | 1 | 0% | 0% | 0% | 1 | 0 | 2 | 0% | 0% | 0% | 1 | 0% | 0% | 0% | 1 | 77% | 0% | 0% | 3 | 77% | 0% | 0% | 3 | 77% | 0% | 0% | 3 | 0% | 0% | 0% | 1 | 17% | 0% | 0% | 1 |  | 0% | 0% | 1 | 0.29 | 0% | 0% | 1 | 0% | 0% | 0% | 1 | 0 | 2 | 21% | 0% | 21% | 2 | 16% | 0% | 0% | 1 | 60% | 0% | 0% | 2 | 66% | 0% | 0% | 2 | 66% | 0% | 0% | 2 | 11% | 0% | 0% | 1 | 8% | 0% | 0% | 1 |  | 0% | 0% | 1 | 0.48 | 0% | 0% | 1 | 0% | 0% | 0% | 1 | 0 | 2 | 31% | 0% | 31% | 2 | 13% | 0% | 0% | 1 | 41% | 0% | 0% | 1 | 66% | 0% | 0% | 2 | 67% | 0% | 0% | 2 | 9% | 0% | 0% | 1 | 8% | 0% | 0% | 1 |  | 0% | 0% | 1 | 0.48 | 0% | 0% | 1 | 4% | 0% | 0% | 1 | 0 | 2 | 30% | 0% | 30% | 2 | 35% | 0% | 0% | 1 | 32% | 0% | 0% | 1 | 49% | 0% | 0% | 1 | 71% | 0% | 0% | 3 | 16% | 0% | 0% | 1 | 9% | 0% | 0% | 1
484 | Panama | 0 | 0 | 10 | 0% | 0% | 1 | 0.2 | 0% | 0% | 1 | 56% | 0% | 0% | 2 | 0 | 2 | 0% | 0% | 0% | 1 | 0% | 0% | 0% | 1 | 0% | 0% | 0% | 1 | 27% | 0% | 0% | 1 | 27% | 0% | 0% | 1 | 0% | 0% | 0% | 1 | 1% | 0% | 0% | 1 |  | 0% | 0% | 1 | 0.16 | 0% | 0% | 1 | 64% | 0% | 0% | 2 | 0 | 2 | 1% | 0% | 1% | 1 | 7% | 0% | 0% | 1 | 7% | 0% | 0% | 1 | 27% | 0% | 0% | 1 | 28% | 0% | 0% | 1 | 0% | 0% | 0% | 1 | 4% | 0% | 0% | 1 |  | 0% | 0% | 1 | 0.12 | 0% | 0% | 1 | 56% | 0% | 0% | 2 | 0 | 2 | 6% | 0% | 6% | 1 | 21% | 0% | 0% | 1 | 22% | 0% | 0% | 1 | 37% | 0% | 0% | 1 | 45% | 0% | 0% | 1 | 2% | 0% | 0% | 1 | 5% | 0% | 0% | 1 |  | 0% | 0% | 1 | 0.09 | 0% | 0% | 1 | 49% | 0% | 0% | 1 | 0 | 2 | 18% | 0% | 18% | 1 | 30% | 0% | 0% | 1 | 25% | 0% | 0% | 1 | 38% | 0% | 0% | 1 | 52% | 0% | 0% | 2 | 11% | 0% | 0% | 1 | 4% | 0% | 0% | 1
485 | Oakland X | 100 | 1000 | 10 | 124.1% | 8.83% | 4 | 0.28 | 1754% | 64.68% | 5 | 0% | 0% | 0% | 1 | 0 | 2 | 0% | 0% | 0% | 1 | 24% | 43.57% | 0% | 2 | 50% | 66.4% | 0% | 3 | 67% | 100.8% | 0.3978% | 4 | 72% | 117.1% | 6.794% | 4 | 1% | 33.62% | 0% | 2 | 2% | 34.04% | 0% | 2 |  | 29.99% | 0% | 2 | 0.28 | 18.6% | 0% | 1 | 0% | 0% | 0% | 1 | 0 | 2 | 48% | 0% | 48% | 2 | 62% | 12.43% | 0% | 2 | 43% | 8.413% | 0% | 1 | 76% | 19.62% | 0% | 3 | 82% | 27.24% | 0% | 3 | 20% | 5.968% | 0% | 1 | 5% | 5.029% | 0% | 1 |  | 16.47% | 0% | 1 | 0.36 | 16.26% | 0% | 1 | 0% | 0% | 0% | 1 | 0 | 2 | 59% | 0% | 59% | 3 | 45% | 4.025% | 0% | 1 | 48% | 4.212% | 0% | 1 | 71% | 7.683% | 0% | 3 | 85% | 15.04% | 0% | 3 | 24% | 2.923% | 0% | 1 | 6% | 2.343% | 0% | 1 |  | 7.03% | 0% | 1 | 0.55 | 13.62% | 0% | 1 | 0% | 0% | 0% | 1 | 0 | 2 | 48% | 0% | 48% | 2 | 34% | 2.129% | 0% | 1 | 37% | 2.224% | 0% | 1 | 67% | 4.214% | 0% | 2 | 78% | 6.465% | 0% | 3 | 23% | 1.801% | 0% | 1 | 6% | 1.487% | 0% | 1
486 | Butte | 0 | 0 | 10 | 0% | 0% | 1 | 0.23 | 0% | 0% | 1 | 63% | 0% | 0% | 2 | 0 | 2 | 17% | 0% | 17% | 1 | 40% | 0% | 0% | 1 | 33% | 0% | 0% | 1 | 41% | 0% | 0% | 1 | 50% | 0% | 0% | 2 | 20% | 0% | 0% | 1 | 14% | 0% | 0% | 1 |  | 0% | 0% | 1 | 0.13 | 0% | 0% | 1 | 39% | 0% | 0% | 1 | 0 | 2 | 25% | 0% | 25% | 2 | 59% | 0% | 0% | 2 | 24% | 0% | 0% | 1 | 48% | 0% | 0% | 1 | 69% | 0% | 0% | 2 | 28% | 0% | 0% | 1 | 13% | 0% | 0% | 1 |  | 0% | 0% | 1 | 0.11 | 0% | 0% | 1 | 36% | 0% | 0% | 1 | 0 | 2 | 28% | 0% | 28% | 2 | 60% | 0% | 0% | 2 | 17% | 0% | 0% | 1 | 42% | 0% | 0% | 1 | 74% | 0% | 0% | 3 | 25% | 0% | 0% | 1 | 15% | 0% | 0% | 1 |  | 0% | 0% | 1 | 0.11 | 0% | 0% | 1 | 35% | 0% | 0% | 1 | 0 | 2 | 24% | 3% | 27% | 2 | 52% | 0% | 0% | 2 | 18% | 0% | 0% | 1 | 41% | 0% | 0% | 1 | 70% | 0% | 0% | 3 | 21% | 0% | 0% | 1 | 13% | 0% | 0% | 1
487 | Nortech | 80 | 800 | 10 | 40000% | 327% | 5 | 0.05 | 3810% | 374.5% | 5 | 0% | 0% | 0% | 1 | 0 | 2 | 0% | 0% | 0% | 1 | 0% | 325.2% | 999.9% | 5 | 0% | 325.2% | 999.9% | 5 | 51% | 666.7% | 539.7% | 5 | 51% | 666.7% | 539.7% | 5 | 0% | 325.2% | 999.9% | 5 | 99% | 26667% | 328% | 5 |  | 71.94% | 0% | 3 | 0.06 | 31.52% | 0% | 2 | 0% | 0% | 0% | 1 | 0 | 2 | 94% | 0% | 94% | 5 | 32% | 12.4% | 0% | 1 | 42% | 14.58% | 0% | 1 | 48% | 16.07% | 0% | 1 | 48% | 16.07% | 0% | 1 | 57% | 19.6% | 0% | 2 | 10% | 9.299% | 0% | 1 |  | 19.79% | 0% | 1 | 0.09 | 5.673% | 0% | 1 | 1% | 0% | 0% | 1 | 0 | 2 | 88% | 0% | 88% | 5 | 56% | 4.554% | 0% | 2 | 36% | 3.14% | 0% | 1 | 50% | 4.068% | 0% | 2 | 66% | 5.876% | 0% | 2 | 60% | 4.981% | 0% | 2 | 7% | 2.17% | 0% | 1 |  | 13.53% | 0% | 1 | 0.18 | 2.113% | 0% | 1 | 0% | 0% | 0% | 1 | 0 | 2 | 68% | 4% | 72% | 3 | 71% | 2.431% | 0% | 3 | 33% | 1.056% | 0% | 1 | 52% | 1.475% | 0% | 2 | 82% | 4.015% | 0% | 3 | 59% | 1.73% | 0% | 2 | 5% | 0.7442% | 0% | 1
488 | Windsor | 0 | 0 | 10 | 0% | 0% | 1 | 0.4 | 0% | 0% | 1 | 0% | 0% | 0% | 1 | 0 | 2 | 0% | 0% | 0% | 1 | 0% | 0% | 0% | 1 | 100% | 0% | 0% | 5 | 100% | 0% | 0% | 5 | 100% | 0% | 0% | 5 | 0% | 0% | 0% | 1 | 0% | 0% | 0% | 1 |  | 0% | 0% | 1 | 0.12 | 0% | 0% | 1 | 0% | 0% | 0% | 1 | 0 | 2 | 24% | 0% | 24% | 2 | 0% | 0% | 0% | 1 | 59% | 0% | 0% | 2 | 62% | 0% | 0% | 2 | 62% | 0% | 0% | 2 | 0% | 0% | 0% | 1 | 0% | 0% | 0% | 1 |  | 0% | 0% | 1 | 0.2 | 0% | 0% | 1 | 0% | 0% | 0% | 1 | 0 | 2 | 9% | 63% | 72% | 5 | 20% | 0% | 0% | 1 | 7% | 0% | 0% | 1 | 12% | 0% | 0% | 1 | 32% | 0% | 0% | 1 | 11% | 0% | 0% | 1 | 17% | 0% | 0% | 1 |  | 0% | 0% | 1 | 0.22 | 0% | 0% | 1 | 0% | 0% | 0% | 1 | 0 | 2 | 7% | 41% | 48% | 5 | 13% | 0% | 0% | 1 | 19% | 0% | 0% | 1 | 46% | 0% | 0% | 1 | 53% | 0% | 0% | 2 | 6% | 0% | 0% | 1 | 8% | 0% | 0% | 1
489 | Haas | 0 | 0 | 10 | 0% | 0% | 1 | 0.02 | 0% | 0% | 1 | 0% | 0% | 0% | 1 | 0 | 2 | 65% | 18% | 83% | 5 | 12% | 0% | 0% | 1 | 62% | 0% | 0% | 2 | 40% | 0% | 0% | 1 | 72% | 0% | 0% | 3 | 80% | 0% | 0% | 3 | 7% | 0% | 0% | 1 |  | 0% | 0% | 1 | 0.02 | 0% | 0% | 1 | 0% | 0% | 0% | 1 | 0 | 2 | 65% | 23% | 88% | 5 | 9% | 0% | 0% | 1 | 50% | 0% | 0% | 2 | 42% | 0% | 0% | 1 | 59% | 0% | 0% | 2 | 71% | 0% | 0% | 3 | 6% | 0% | 0% | 1 |  | 0% | 0% | 1 | 0.04 | 0% | 0% | 1 | 0% | 0% | 0% | 1 | 0 | 2 | 76% | 13% | 89% | 5 | 10% | 0% | 0% | 1 | 42% | 0% | 0% | 1 | 34% | 0% | 0% | 1 | 57% | 0% | 0% | 2 | 69% | 0% | 0% | 2 | 5% | 0% | 0% | 1 |  | 0% | 0% | 1 | 0.12 | 0% | 0% | 1 | 0% | 0% | 0% | 1 | 0 | 2 | 76% | 6% | 82% | 5 | 24% | 0% | 0% | 1 | 41% | 0% | 0% | 1 | 33% | 0% | 0% | 1 | 66% | 0% | 0% | 2 | 62% | 0% | 0% | 2 | 4% | 0% | 0% | 1
490 | Stone | 0 | 0 | 10 | 0% | 0% | 1 | 0 | 0% | 0% | 1 | 0% | 0% | 0% | 1 | 0 | 2 | 0% | 0% | 0% | 1 | 0% | 0% | 0% | 1 | 0% | 0% | 0% | 1 | 0% | 0% | 0% | 1 | 0% | 0% | 0% | 1 | 0% | 0% | 0% | 1 | 0% | 0% | 0% | 1 |  | 0% | 0% | 1 | 0.1 | 0% | 0% | 1 | 0% | 0% | 0% | 1 | 0 | 2 | 98% | 0% | 98% | 5 | 34% | 0% | 0% | 1 | 13% | 0% | 0% | 1 | 24% | 0% | 0% | 1 | 38% | 0% | 0% | 1 | 61% | 0% | 0% | 2 | 5% | 0% | 0% | 1 |  | 0% | 0% | 1 | 0.12 | 0% | 0% | 1 | 1% | 0% | 0% | 1 | 0 | 2 | 73% | 3% | 76% | 5 | 71% | 0% | 0% | 3 | 26% | 0% | 0% | 1 | 49% | 0% | 0% | 1 | 82% | 0% | 0% | 3 | 58% | 0% | 0% | 2 | 4% | 0% | 0% | 1 |  | 0% | 0% | 1 | 0.13 | 0% | 0% | 1 | 1% | 0% | 0% | 1 | 0 | 2 | 53% | 18% | 71% | 3 | 71% | 0% | 0% | 3 | 27% | 0% | 0% | 1 | 50% | 0% | 0% | 2 | 86% | 0% | 0% | 3 | 59% | 0% | 0% | 2 | 4% | 0% | 0% | 1
491 | El Cerrito G | 0 | 0 | 10 | 0% | 0% | 1 | 0.55 | 0% | 0% | 1 | 0% | 0% | 0% | 1 | 0 | 2 | 32% | 0% | 32% | 2 | 48% | 0% | 0% | 1 | 75% | 0% | 0% | 3 | 75% | 0% | 0% | 3 | 75% | 0% | 0% | 3 | 12% | 0% | 0% | 1 | 3% | 0% | 0% | 1 |  | 0% | 0% | 1 | 0.29 | 0% | 0% | 1 | 0% | 0% | 0% | 1 | 0 | 2 | 45% | 0% | 45% | 2 | 18% | 0% | 0% | 1 | 60% | 0% | 0% | 2 | 73% | 0% | 0% | 3 | 73% | 0% | 0% | 3 | 12% | 0% | 0% | 1 | 4% | 0% | 0% | 1 |  | 0% | 0% | 1 | 0.56 | 0% | 0% | 1 | 0% | 0% | 0% | 1 | 0 | 2 | 32% | 0% | 32% | 2 | 19% | 0% | 0% | 1 | 42% | 0% | 0% | 1 | 72% | 0% | 0% | 3 | 74% | 0% | 0% | 3 | 10% | 0% | 0% | 1 | 7% | 0% | 0% | 1 |  | 0% | 0% | 1 | 0.51 | 0% | 0% | 1 | 0% | 0% | 0% | 1 | 0 | 2 | 37% | 0% | 37% | 2 | 32% | 0% | 0% | 1 | 36% | 0% | 0% | 1 | 56% | 0% | 0% | 2 | 73% | 0% | 0% | 3 | 17% | 0% | 0% | 1 | 10% | 0% | 0% | 1
492 | Elizabeth Lake | 0 | 0 | 10 | 0% | 0% | 1 | 0.41 | 0% | 0% | 1 | 0% | 0% | 0% | 1 | 0 | 2 | 57% | 35% | 92% | 5 | 25% | 0% | 0% | 1 | 5% | 0% | 0% | 1 | 11% | 0% | 0% | 1 | 36% | 0% | 0% | 1 | 50% | 0% | 0% | 2 | 6% | 0% | 0% | 1 |  | 0% | 0% | 1 | 0.22 | 0% | 0% | 1 | 2% | 0% | 0% | 1 | 0 | 2 | 42% | 48% | 90% | 5 | 47% | 0% | 0% | 1 | 5% | 0% | 0% | 1 | 13% | 0% | 0% | 1 | 57% | 0% | 0% | 2 | 46% | 0% | 0% | 1 | 10% | 0% | 0% | 1 |  | 0% | 0% | 1 | 0.2 | 0% | 0% | 1 | 3% | 0% | 0% | 1 | 0 | 2 | 43% | 44% | 87% | 5 | 54% | 0% | 0% | 2 | 3% | 0% | 0% | 1 | 9% | 0% | 0% | 1 | 60% | 0% | 0% | 2 | 46% | 0% | 0% | 1 | 11% | 0% | 0% | 1 |  | 0% | 0% | 1 | 0.2 | 0% | 0% | 1 | 4% | 0% | 0% | 1 | 0 | 2 | 37% | 42% | 79% | 5 | 48% | 0% | 0% | 1 | 15% | 0% | 0% | 1 | 15% | 0% | 0% | 1 | 66% | 0% | 0% | 2 | 44% | 0% | 0% | 1 | 9% | 0% | 0% | 1
493 | Ashlan | 0 | 0 | 10 | 0% | 0% | 1 | 0.4 | 0% | 0% | 1 | 25% | 0% | 0% | 1 | 0 | 2 | 0% | 0% | 0% | 1 | 21% | 0% | 0% | 1 | 14% | 0% | 0% | 1 | 14% | 0% | 0% | 1 | 21% | 0% | 0% | 1 | 0% | 0% | 0% | 1 | 11% | 0% | 0% | 1 |  | 0% | 0% | 1 | 0.23 | 0% | 0% | 1 | 59% | 0% | 0% | 2 | 0 | 2 | 13% | 0% | 13% | 1 | 17% | 0% | 0% | 1 | 15% | 0% | 0% | 1 | 15% | 0% | 0% | 1 | 24% | 0% | 0% | 1 | 0% | 0% | 0% | 1 | 3% | 0% | 0% | 1 |  | 0% | 0% | 1 | 0.22 | 0% | 0% | 1 | 52% | 0% | 0% | 2 | 0 | 2 | 22% | 0% | 22% | 2 | 16% | 0% | 0% | 1 | 24% | 0% | 0% | 1 | 23% | 0% | 0% | 1 | 32% | 0% | 0% | 1 | 10% | 0% | 0% | 1 | 10% | 0% | 0% | 1 |  | 0% | 0% | 1 | 0.19 | 0% | 0% | 1 | 45% | 0% | 0% | 1 | 0 | 2 | 27% | 0% | 27% | 2 | 24% | 0% | 0% | 1 | 22% | 0% | 0% | 1 | 23% | 0% | 0% | 1 | 38% | 0% | 0% | 1 | 16% | 0% | 0% | 1 | 11% | 0% | 0% | 1
494 | Meadow Lane | 0 | 0 | 10 | 0% | 0% | 1 | 0.11 | 0% | 0% | 1 | 0% | 0% | 0% | 1 | 0 | 2 | 11% | 0% | 11% | 1 | 0% | 0% | 0% | 1 | 14% | 0% | 0% | 1 | 44% | 0% | 0% | 1 | 44% | 0% | 0% | 1 | 6% | 0% | 0% | 1 | 2% | 0% | 0% | 1 |  | 0% | 0% | 1 | 0.44 | 0% | 0% | 1 | 0% | 0% | 0% | 1 | 0 | 2 | 61% | 0% | 61% | 3 | 21% | 0% | 0% | 1 | 64% | 0% | 0% | 2 | 61% | 0% | 0% | 2 | 77% | 0% | 0% | 3 | 16% | 0% | 0% | 1 | 14% | 0% | 0% | 1 |  | 0% | 0% | 1 | 0.46 | 0% | 0% | 1 | 0% | 0% | 0% | 1 | 0 | 2 | 57% | 0% | 57% | 3 | 45% | 0% | 0% | 1 | 53% | 0% | 0% | 2 | 60% | 0% | 0% | 2 | 81% | 0% | 0% | 3 | 23% | 0% | 0% | 1 | 18% | 0% | 0% | 1 |  | 0% | 0% | 1 | 0.3 | 0% | 0% | 1 | 2% | 0% | 0% | 1 | 0 | 2 | 59% | 1% | 60% | 3 | 34% | 0% | 0% | 1 | 44% | 0% | 0% | 1 | 56% | 0% | 0% | 2 | 74% | 0% | 0% | 3 | 19% | 0% | 0% | 1 | 14% | 0% | 0% | 1
495 | Bucks Creek | 0 | 0 | 10 | 0% | 0% | 1 | 0.02 | 0% | 0% | 1 | 0% | 0% | 0% | 1 | 0 | 2 | 81% | 17% | 98% | 5 | 33% | 0% | 0% | 1 | 60% | 0% | 0% | 2 | 25% | 0% | 0% | 1 | 97% | 0% | 0% | 5 | 92% | 0% | 0% | 4 | 23% | 0% | 0% | 1 |  | 0% | 0% | 1 | 0.03 | 0% | 0% | 1 | 0% | 0% | 0% | 1 | 0 | 2 | 26% | 37% | 63% | 5 | 43% | 0% | 0% | 1 | 52% | 0% | 0% | 2 | 59% | 0% | 0% | 2 | 86% | 0% | 0% | 3 | 62% | 0% | 0% | 2 | 8% | 0% | 0% | 1 |  | 0% | 0% | 1 | 0.04 | 0% | 0% | 1 | 0% | 0% | 0% | 1 | 0 | 2 | 29% | 41% | 70% | 5 | 37% | 0% | 0% | 1 | 49% | 0% | 0% | 1 | 56% | 0% | 0% | 2 | 81% | 0% | 0% | 3 | 42% | 0% | 0% | 1 | 7% | 0% | 0% | 1 |  | 0% | 0% | 1 | 0.05 | 0% | 0% | 1 | 0% | 0% | 0% | 1 | 0 | 2 | 32% | 37% | 69% | 5 | 33% | 0% | 0% | 1 | 46% | 0% | 0% | 1 | 50% | 0% | 0% | 2 | 75% | 0% | 0% | 3 | 37% | 0% | 0% | 1 | 6% | 0% | 0% | 1
496 | Dunn Siding | 0 | 0 | 10 | 0% | 0% | 1 | 0.04 | 0% | 0% | 1 | 0% | 0% | 0% | 1 | 0 | 2 | 0% | 0% | 0% | 1 | 64% | 0% | 0% | 2 | 0% | 0% | 0% | 1 | 0% | 0% | 0% | 1 | 64% | 0% | 0% | 2 | 12% | 0% | 0% | 1 | 0% | 0% | 0% | 1 |  | 0% | 0% | 1 | 0.04 | 0% | 0% | 1 | 0% | 0% | 0% | 1 | 0 | 2 | 0% | 0% | 0% | 1 | 42% | 0% | 0% | 1 | 7% | 0% | 0% | 1 | 20% | 0% | 0% | 1 | 52% | 0% | 0% | 2 | 63% | 0% | 0% | 2 | 6% | 0% | 0% | 1 |  | 0% | 0% | 1 | 0.09 | 0% | 0% | 1 | 0% | 0% | 0% | 1 | 0 | 2 | 0% | 0% | 0% | 1 | 39% | 0% | 0% | 1 | 26% | 0% | 0% | 1 | 27% | 0% | 0% | 1 | 45% | 0% | 0% | 1 | 61% | 0% | 0% | 2 | 3% | 0% | 0% | 1 |  | 0% | 0% | 1 | 0.16 | 0% | 0% | 1 | 1% | 0% | 0% | 1 | 0 | 2 | 0% | 0% | 0% | 1 | 31% | 0% | 0% | 1 | 20% | 0% | 0% | 1 | 21% | 0% | 0% | 1 | 36% | 0% | 0% | 1 | 46% | 0% | 0% | 1 | 3% | 0% | 0% | 1
497 | Pit 4 | 0 | 0 | 10 | 0% | 0% | 1 | 0.05 | 0% | 0% | 1 | 0% | 0% | 0% | 1 | 0 | 2 | 81% | 16% | 97% | 5 | 38% | 0% | 0% | 1 | 34% | 0% | 0% | 1 | 34% | 0% | 0% | 1 | 57% | 0% | 0% | 2 | 24% | 0% | 0% | 1 | 7% | 0% | 0% | 1 |  | 0% | 0% | 1 | 0.04 | 0% | 0% | 1 | 0% | 0% | 0% | 1 | 0 | 2 | 66% | 16% | 82% | 5 | 30% | 0% | 0% | 1 | 16% | 0% | 0% | 1 | 9% | 0% | 0% | 1 | 41% | 0% | 0% | 1 | 30% | 0% | 0% | 1 | 8% | 0% | 0% | 1 |  | 0% | 0% | 1 | 0.04 | 0% | 0% | 1 | 0% | 0% | 0% | 1 | 0 | 2 | 52% | 15% | 67% | 3 | 30% | 0% | 0% | 1 | 18% | 0% | 0% | 1 | 16% | 0% | 0% | 1 | 44% | 0% | 0% | 1 | 28% | 0% | 0% | 1 | 7% | 0% | 0% | 1 |  | 0% | 0% | 1 | 0.05 | 0% | 0% | 1 | 0% | 0% | 0% | 1 | 0 | 2 | 40% | 14% | 54% | 3 | 32% | 0% | 0% | 1 | 18% | 0% | 0% | 1 | 19% | 0% | 0% | 1 | 47% | 0% | 0% | 1 | 27% | 0% | 0% | 1 | 6% | 0% | 0% | 1
498 | SAN FRAN A (POTRERO PP) | 0 | 0 | 10 | 0% | 0% | 1 | 0.72 | 0% | 0% | 1 | 0% | 0% | 0% | 1 | 0 | 2 | 0% | 0% | 0% | 1 | 0% | 0% | 0% | 1 | 3% | 0% | 0% | 1 | 20% | 0% | 0% | 1 | 20% | 0% | 0% | 1 | 0% | 0% | 0% | 1 | 2% | 0% | 0% | 1 |  | 0% | 0% | 1 | 0.47 | 0% | 0% | 1 | 0% | 0% | 0% | 1 | 0 | 2 | 0% | 0% | 0% | 1 | 1% | 0% | 0% | 1 | 19% | 0% | 0% | 1 | 45% | 0% | 0% | 1 | 46% | 0% | 0% | 1 | 0% | 0% | 0% | 1 | 4% | 0% | 0% | 1 |  | 0% | 0% | 1 | 0.48 | 0% | 0% | 1 | 0% | 0% | 0% | 1 | 0 | 2 | 2% | 0% | 2% | 1 | 17% | 0% | 0% | 1 | 41% | 0% | 0% | 1 | 62% | 0% | 0% | 2 | 65% | 0% | 0% | 2 | 3% | 0% | 0% | 1 | 7% | 0% | 0% | 1 |  | 0% | 0% | 1 | 0.5 | 0% | 0% | 1 | 0% | 0% | 0% | 1 | 0 | 2 | 41% | 0% | 41% | 2 | 39% | 0% | 0% | 1 | 52% | 0% | 0% | 2 | 73% | 0% | 0% | 3 | 82% | 0% | 0% | 3 | 21% | 0% | 0% | 1 | 7% | 0% | 0% | 1
499 | Frogtown | 0 | 0 | 10 | 0% | 0% | 1 | 0.13 | 0% | 0% | 1 | 0% | 0% | 0% | 1 | 0 | 2 | 95% | 0% | 95% | 5 | 88% | 0% | 0% | 3 | 14% | 0% | 0% | 1 | 34% | 0% | 0% | 1 | 88% | 0% | 0% | 3 | 58% | 0% | 0% | 2 | 3% | 0% | 0% | 1 |  | 0% | 0% | 1 | 0.15 | 0% | 0% | 1 | 0% | 0% | 0% | 1 | 0 | 2 | 86% | 7% | 93% | 5 | 76% | 0% | 0% | 3 | 15% | 0% | 0% | 1 | 30% | 0% | 0% | 1 | 85% | 0% | 0% | 3 | 59% | 0% | 0% | 2 | 6% | 0% | 0% | 1 |  | 0% | 0% | 1 | 0.16 | 0% | 0% | 1 | 0% | 0% | 0% | 1 | 0 | 2 | 70% | 16% | 86% | 5 | 64% | 0% | 0% | 2 | 19% | 0% | 0% | 1 | 32% | 0% | 0% | 1 | 77% | 0% | 0% | 3 | 59% | 0% | 0% | 2 | 6% | 0% | 0% | 1 |  | 0% | 0% | 1 | 0.16 | 0% | 0% | 1 | 1% | 0% | 0% | 1 | 0 | 2 | 65% | 19% | 84% | 5 | 66% | 0% | 0% | 2 | 21% | 0% | 0% | 1 | 34% | 0% | 0% | 1 | 80% | 0% | 0% | 3 | 59% | 0% | 0% | 2 | 6% | 0% | 0% | 1
500 | Knights Landing | 0 | 0 | 10 | 0% | 0% | 1 | 0.1 | 0% | 0% | 1 | 84% | 0% | 0% | 3 | 0 | 2 | 0% | 0% | 0% | 1 | 8% | 0% | 0% | 1 | 7% | 0% | 0% | 1 | 47% | 0% | 0% | 1 | 53% | 0% | 0% | 2 | 0% | 0% | 0% | 1 | 4% | 0% | 0% | 1 |  | 0% | 0% | 1 | 0.08 | 0% | 0% | 1 | 71% | 0% | 0% | 2 | 0 | 2 | 4% | 0% | 4% | 1 | 45% | 0% | 0% | 1 | 7% | 0% | 0% | 1 | 59% | 0% | 0% | 2 | 78% | 0% | 0% | 3 | 0% | 0% | 0% | 1 | 6% | 0% | 0% | 1 |  | 0% | 0% | 1 | 0.09 | 0% | 0% | 1 | 64% | 0% | 0% | 2 | 0 | 2 | 7% | 0% | 7% | 1 | 47% | 0% | 0% | 1 | 11% | 0% | 0% | 1 | 56% | 0% | 0% | 2 | 80% | 0% | 0% | 3 | 2% | 0% | 0% | 1 | 5% | 0% | 0% | 1 |  | 0% | 0% | 1 | 0.11 | 0% | 0% | 1 | 60% | 0% | 0% | 2 | 0 | 2 | 12% | 1% | 13% | 2 | 43% | 0% | 0% | 1 | 10% | 0% | 0% | 1 | 42% | 0% | 0% | 1 | 67% | 0% | 0% | 2 | 5% | 0% | 0% | 1 | 6% | 0% | 0% | 1
501 | Sandlot | 0 | 0 | 10 | 0% | 0% | 1 | 0.08 | 0% | 0% | 1 | 0% | 0% | 0% | 1 | 0 | 2 | 0% | 0% | 0% | 1 | 15% | 0% | 0% | 1 | 94% | 0% | 0% | 4 | 62% | 0% | 0% | 2 | 94% | 0% | 0% | 4 | 45% | 0% | 0% | 1 | 4% | 0% | 0% | 1 |  | 0% | 0% | 1 | 0.28 | 0% | 0% | 1 | 0% | 0% | 0% | 1 | 0 | 2 | 0% | 0% | 0% | 1 | 7% | 0% | 0% | 1 | 49% | 0% | 0% | 1 | 29% | 0% | 0% | 1 | 51% | 0% | 0% | 2 | 27% | 0% | 0% | 1 | 2% | 0% | 0% | 1 |  | 0% | 0% | 1 | 0.23 | 0% | 0% | 1 | 0% | 0% | 0% | 1 | 0 | 2 | 0% | 0% | 0% | 1 | 51% | 0% | 0% | 2 | 60% | 0% | 0% | 2 | 30% | 0% | 0% | 1 | 80% | 0% | 0% | 3 | 36% | 0% | 0% | 1 | 5% | 0% | 0% | 1 |  | 0% | 0% | 1 | 0.25 | 0% | 0% | 1 | 0% | 0% | 0% | 1 | 0 | 2 | 0% | 0% | 0% | 1 | 57% | 0% | 0% | 2 | 50% | 0% | 0% | 2 | 17% | 0% | 0% | 1 | 80% | 0% | 0% | 3 | 46% | 0% | 0% | 1 | 3% | 0% | 0% | 1
502 | Sunrise | 0 | 0 | 10 | 0% | 0% | 1 | 0.05 | 0% | 0% | 1 | 0% | 0% | 0% | 1 | 0 | 2 | 0% | 0% | 0% | 1 | 15% | 0% | 0% | 1 | 56% | 0% | 0% | 2 | 64% | 0% | 0% | 2 | 68% | 0% | 0% | 2 | 4% | 0% | 0% | 1 | 0% | 0% | 0% | 1 |  | 0% | 0% | 1 | 0.05 | 0% | 0% | 1 | 0% | 0% | 0% | 1 | 0 | 2 | 5% | 0% | 5% | 1 | 20% | 0% | 0% | 1 | 34% | 0% | 0% | 1 | 72% | 0% | 0% | 3 | 72% | 0% | 0% | 3 | 14% | 0% | 0% | 1 | 0% | 0% | 0% | 1 |  | 0% | 0% | 1 | 0.06 | 0% | 0% | 1 | 16% | 0% | 0% | 1 | 0 | 2 | 4% | 0% | 4% | 1 | 26% | 0% | 0% | 1 | 43% | 0% | 0% | 1 | 75% | 0% | 0% | 3 | 76% | 0% | 0% | 3 | 8% | 0% | 0% | 1 | 1% | 0% | 0% | 1 |  | 0% | 0% | 1 | 0.08 | 0% | 0% | 1 | 27% | 0% | 0% | 1 | 0 | 2 | 7% | 0% | 7% | 1 | 25% | 0% | 0% | 1 | 34% | 0% | 0% | 1 | 63% | 0% | 0% | 2 | 71% | 0% | 0% | 3 | 8% | 0% | 0% | 1 | 5% | 0% | 0% | 1
503 | Lilac | 0 | 0 | 10 | 0% | 0% | 1 | 0.53 | 0% | 0% | 1 | 5% | 0% | 0% | 1 | 0 | 2 | 71% | 5% | 76% | 5 | 33% | 0% | 0% | 1 | 0% | 0% | 0% | 1 | 25% | 0% | 0% | 1 | 41% | 0% | 0% | 1 | 3% | 0% | 0% | 1 | 6% | 0% | 0% | 1 |  | 0% | 0% | 1 | 0.39 | 0% | 0% | 1 | 6% | 0% | 0% | 1 | 0 | 2 | 53% | 23% | 76% | 5 | 46% | 0% | 0% | 1 | 12% | 0% | 0% | 1 | 23% | 0% | 0% | 1 | 52% | 0% | 0% | 2 | 11% | 0% | 0% | 1 | 7% | 0% | 0% | 1 |  | 0% | 0% | 1 | 0.33 | 0% | 0% | 1 | 4% | 0% | 0% | 1 | 0 | 2 | 36% | 48% | 84% | 5 | 56% | 0% | 0% | 2 | 15% | 0% | 0% | 1 | 30% | 0% | 0% | 1 | 62% | 0% | 0% | 2 | 32% | 0% | 0% | 1 | 8% | 0% | 0% | 1 |  | 0% | 0% | 1 | 0.31 | 0% | 0% | 1 | 3% | 0% | 0% | 1 | 0 | 2 | 35% | 52% | 87% | 5 | 61% | 0% | 0% | 2 | 24% | 0% | 0% | 1 | 40% | 0% | 0% | 1 | 69% | 0% | 0% | 2 | 32% | 0% | 0% | 1 | 8% | 0% | 0% | 1
504 | Alhambra | 0 | 0 | 10 | 0% | 0% | 1 | 0.39 | 0% | 0% | 1 | 0% | 0% | 0% | 1 | 0 | 2 | 73% | 0% | 73% | 3 | 4% | 0% | 0% | 1 | 59% | 0% | 0% | 2 | 72% | 0% | 0% | 3 | 73% | 0% | 0% | 3 | 11% | 0% | 0% | 1 | 3% | 0% | 0% | 1 |  | 0% | 0% | 1 | 0.72 | 0% | 0% | 1 | 0% | 0% | 0% | 1 | 0 | 2 | 43% | 0% | 43% | 2 | 17% | 0% | 0% | 1 | 50% | 0% | 0% | 2 | 60% | 0% | 0% | 2 | 74% | 0% | 0% | 3 | 14% | 0% | 0% | 1 | 9% | 0% | 0% | 1 |  | 0% | 0% | 1 | 0.38 | 0% | 0% | 1 | 0% | 0% | 0% | 1 | 0 | 2 | 42% | 0% | 42% | 2 | 36% | 0% | 0% | 1 | 48% | 0% | 0% | 1 | 60% | 0% | 0% | 2 | 80% | 0% | 0% | 3 | 17% | 0% | 0% | 1 | 19% | 0% | 0% | 1 |  | 0% | 0% | 1 | 0.31 | 0% | 0% | 1 | 5% | 0% | 0% | 1 | 0 | 2 | 50% | 0% | 50% | 3 | 39% | 0% | 0% | 1 | 40% | 0% | 0% | 1 | 51% | 0% | 0% | 2 | 74% | 0% | 0% | 3 | 19% | 0% | 0% | 1 | 15% | 0% | 0% | 1
505 | Charleston | 0 | 0 | 0 | 0% | 0% | 1 | 0.04 | 0% | 0% | 1 | 0% | 0% | 0% | 1 | 0 | 2 | 0% | 0% | 0% | 1 | 0% | 0% | 0% | 1 | 9% | 0% | 0% | 1 | 11% | 0% | 0% | 1 | 11% | 0% | 0% | 1 | 5% | 0% | 0% | 1 | 1% | 0% | 0% | 1 |  | 0% | 0% | 1 | 0.02 | 0% | 0% | 1 | 0% | 0% | 0% | 1 | 0 | 2 | 0% | 0% | 0% | 1 | 0% | 0% | 0% | 1 | 2% | 0% | 0% | 1 | 5% | 0% | 0% | 1 | 5% | 0% | 0% | 1 | 2% | 0% | 0% | 1 | 0% | 0% | 0% | 1 |  | 0% | 0% | 1 | 0.01 | 0% | 0% | 1 | 0% | 0% | 0% | 1 | 0 | 2 | 0% | 0% | 0% | 1 | 1% | 0% | 0% | 1 | 1% | 0% | 0% | 1 | 2% | 0% | 0% | 1 | 3% | 0% | 0% | 1 | 7% | 0% | 0% | 1 | 0% | 0% | 0% | 1 |  | 0% | 0% | 1 | 0.33 | 0% | 0% | 1 | 0% | 0% | 0% | 1 | 0 | 2 | 0% | 0% | 0% | 1 | 3% | 0% | 0% | 1 | 1% | 0% | 0% | 1 | 11% | 0% | 0% | 1 | 12% | 0% | 0% | 1 | 11% | 0% | 0% | 1 | 0% | 0% | 0% | 1
506 | Vasco | 0 | 0 | 10 | 0% | 0% | 1 | 0.1 | 0% | 0% | 1 | 1% | 0% | 0% | 1 | 0 | 2 | 97% | 0% | 97% | 5 | 77% | 0% | 0% | 3 | 56% | 0% | 0% | 2 | 73% | 0% | 0% | 3 | 90% | 0% | 0% | 4 | 20% | 0% | 0% | 1 | 8% | 0% | 0% | 1 |  | 0% | 0% | 1 | 0.14 | 0% | 0% | 1 | 2% | 0% | 0% | 1 | 0 | 2 | 94% | 1% | 95% | 5 | 69% | 0% | 0% | 2 | 65% | 0% | 0% | 2 | 74% | 0% | 0% | 3 | 91% | 0% | 0% | 4 | 35% | 0% | 0% | 1 | 6% | 0% | 0% | 1 |  | 0% | 0% | 1 | 0.15 | 0% | 0% | 1 | 14% | 0% | 0% | 1 | 0 | 2 | 72% | 8% | 80% | 5 | 62% | 0% | 0% | 2 | 57% | 0% | 0% | 2 | 63% | 0% | 0% | 2 | 82% | 0% | 0% | 3 | 37% | 0% | 0% | 1 | 6% | 0% | 0% | 1 |  | 0% | 0% | 1 | 0.12 | 0% | 0% | 1 | 24% | 0% | 0% | 1 | 0 | 2 | 59% | 9% | 68% | 3 | 59% | 0% | 0% | 2 | 41% | 0% | 0% | 1 | 47% | 0% | 0% | 1 | 73% | 0% | 0% | 3 | 39% | 0% | 0% | 1 | 6% | 0% | 0% | 1
507 | Harris | 0 | 0 | 10 | 0% | 0% | 1 | 0.31 | 0% | 0% | 1 | 0% | 0% | 0% | 1 | 0 | 2 | 0% | 0% | 0% | 1 | 4% | 0% | 0% | 1 | 64% | 0% | 0% | 2 | 68% | 0% | 0% | 2 | 72% | 0% | 0% | 3 | 5% | 0% | 0% | 1 | 11% | 0% | 0% | 1 |  | 0% | 0% | 1 | 0.15 | 0% | 0% | 1 | 0% | 0% | 0% | 1 | 0 | 2 | 0% | 0% | 0% | 1 | 3% | 0% | 0% | 1 | 44% | 0% | 0% | 1 | 52% | 0% | 0% | 2 | 53% | 0% | 0% | 2 | 21% | 0% | 0% | 1 | 12% | 0% | 0% | 1 |  | 0% | 0% | 1 | 0.1 | 0% | 0% | 1 | 0% | 0% | 0% | 1 | 0 | 2 | 0% | 0% | 0% | 1 | 5% | 0% | 0% | 1 | 40% | 0% | 0% | 1 | 45% | 0% | 0% | 1 | 47% | 0% | 0% | 1 | 26% | 0% | 0% | 1 | 15% | 0% | 0% | 1 |  | 0% | 0% | 1 | 0.08 | 0% | 0% | 1 | 0% | 0% | 0% | 1 | 0 | 2 | 0% | 0% | 0% | 1 | 4% | 0% | 0% | 1 | 32% | 0% | 0% | 1 | 36% | 0% | 0% | 1 | 39% | 0% | 0% | 1 | 28% | 0% | 0% | 1 | 14% | 0% | 0% | 1
508 | Grizzly | 0 | 0 | 10 | 0% | 0% | 1 | 0.02 | 0% | 0% | 1 | 0% | 0% | 0% | 1 | 0 | 2 | 7% | 65% | 72% | 5 | 59% | 0% | 0% | 2 | 41% | 0% | 0% | 1 | 59% | 0% | 0% | 2 | 82% | 0% | 0% | 3 | 62% | 0% | 0% | 2 | 4% | 0% | 0% | 1 |  | 0% | 0% | 1 | 0.04 | 0% | 0% | 1 | 0% | 0% | 0% | 1 | 0 | 2 | 24% | 42% | 66% | 5 | 43% | 0% | 0% | 1 | 44% | 0% | 0% | 1 | 63% | 0% | 0% | 2 | 86% | 0% | 0% | 3 | 52% | 0% | 0% | 2 | 7% | 0% | 0% | 1 |  | 0% | 0% | 1 | 0.05 | 0% | 0% | 1 | 0% | 0% | 0% | 1 | 0 | 2 | 21% | 37% | 58% | 5 | 42% | 0% | 0% | 1 | 48% | 0% | 0% | 1 | 66% | 0% | 0% | 2 | 89% | 0% | 0% | 3 | 48% | 0% | 0% | 1 | 5% | 0% | 0% | 1 |  | 0% | 0% | 1 | 0.06 | 0% | 0% | 1 | 0% | 0% | 0% | 1 | 0 | 2 | 22% | 34% | 56% | 5 | 34% | 0% | 0% | 1 | 46% | 0% | 0% | 1 | 56% | 0% | 0% | 2 | 79% | 0% | 0% | 3 | 39% | 0% | 0% | 1 | 5% | 0% | 0% | 1
509 | Jackass (DOE) | 0 | 0 | 0 | 0% | 0% | 1 | 0 | 0% | 0% | 1 | 0% | 0% | 0% | 1 | 0 | 2 | 0% | 0% | 0% | 1 | 0% | 0% | 0% | 1 | 0% | 0% | 0% | 1 | 0% | 0% | 0% | 1 | 0% | 0% | 0% | 1 | 0% | 0% | 0% | 1 | 0% | 0% | 0% | 1 |  | 0% | 0% | 1 | 0 | 0% | 0% | 1 | 0% | 0% | 0% | 1 | 0 | 2 | 0% | 0% | 0% | 1 | 0% | 0% | 0% | 1 | 0% | 0% | 0% | 1 | 0% | 0% | 0% | 1 | 0% | 0% | 0% | 1 | 0% | 0% | 0% | 1 | 0% | 0% | 0% | 1 |  | 0% | 0% | 1 | 0 | 0% | 0% | 1 | 0% | 0% | 0% | 1 | 0 | 2 | 0% | 0% | 0% | 1 | 0% | 0% | 0% | 1 | 0% | 0% | 0% | 1 | 0% | 0% | 0% | 1 | 0% | 0% | 0% | 1 | 0% | 0% | 0% | 1 | 0% | 0% | 0% | 1 |  | 0% | 0% | 1 | 0 | 0% | 0% | 1 | 0% | 0% | 0% | 1 | 0 | 2 | 0% | 0% | 0% | 1 | 0% | 0% | 0% | 1 | 0% | 0% | 0% | 1 | 0% | 0% | 0% | 1 | 0% | 0% | 0% | 1 | 0% | 0% | 0% | 1 | 0% | 0% | 0% | 1
510 | North City Metering | 0 | 0 | 10 | 0% | 0% | 1 | 0.04 | 0% | 0% | 1 | 0% | 0% | 0% | 1 | 0 | 2 | 0% | 0% | 0% | 1 | 33% | 0% | 0% | 1 | 69% | 0% | 0% | 2 | 69% | 0% | 0% | 2 | 98% | 0% | 0% | 5 | 0% | 0% | 0% | 1 | 11% | 0% | 0% | 1 |  | 0% | 0% | 1 | 0.07 | 0% | 0% | 1 | 1% | 0% | 0% | 1 | 0 | 2 | 30% | 0% | 30% | 2 | 19% | 0% | 0% | 1 | 44% | 0% | 0% | 1 | 30% | 0% | 0% | 1 | 57% | 0% | 0% | 2 | 8% | 0% | 0% | 1 | 8% | 0% | 0% | 1 |  | 0% | 0% | 1 | 0.2 | 0% | 0% | 1 | 0% | 0% | 0% | 1 | 0 | 2 | 44% | 31% | 75% | 5 | 52% | 0% | 0% | 2 | 48% | 0% | 0% | 1 | 41% | 0% | 0% | 1 | 82% | 0% | 0% | 3 | 9% | 0% | 0% | 1 | 6% | 0% | 0% | 1 |  | 0% | 0% | 1 | 0.24 | 0% | 0% | 1 | 1% | 0% | 0% | 1 | 0 | 2 | 32% | 42% | 74% | 5 | 57% | 0% | 0% | 2 | 47% | 0% | 0% | 1 | 58% | 0% | 0% | 2 | 85% | 0% | 0% | 3 | 17% | 0% | 0% | 1 | 4% | 0% | 0% | 1
511 | Ormond Beach | 0 | 0 | 10 | 0% | 0% | 1 | 0.15 | 0% | 0% | 1 | 69% | 0% | 0% | 2 | 0 | 2 | 0% | 0% | 0% | 1 | 9% | 0% | 0% | 1 | 34% | 0% | 0% | 1 | 36% | 0% | 0% | 1 | 36% | 0% | 0% | 1 | 0% | 0% | 0% | 1 | 16% | 0% | 0% | 1 |  | 0% | 0% | 1 | 0.16 | 0% | 0% | 1 | 57% | 0% | 0% | 2 | 0 | 2 | 0% | 0% | 0% | 1 | 12% | 0% | 0% | 1 | 11% | 0% | 0% | 1 | 30% | 0% | 0% | 1 | 30% | 0% | 0% | 1 | 1% | 0% | 0% | 1 | 7% | 0% | 0% | 1 |  | 0% | 0% | 1 | 0.16 | 0% | 0% | 1 | 44% | 0% | 0% | 1 | 0 | 2 | 1% | 0% | 1% | 1 | 11% | 0% | 0% | 1 | 11% | 0% | 0% | 1 | 24% | 0% | 0% | 1 | 29% | 0% | 0% | 1 | 13% | 0% | 0% | 1 | 6% | 0% | 0% | 1 |  | 0% | 0% | 1 | 0.15 | 0% | 0% | 1 | 27% | 0% | 0% | 1 | 0 | 2 | 2% | 0% | 2% | 1 | 22% | 0% | 0% | 1 | 7% | 0% | 0% | 1 | 19% | 0% | 0% | 1 | 36% | 0% | 0% | 1 | 26% | 0% | 0% | 1 | 7% | 0% | 0% | 1
512 | Warne | 0 | 0 | 10 | 0% | 0% | 1 | 0.04 | 0% | 0% | 1 | 0% | 0% | 0% | 1 | 0 | 2 | 11% | 89% | 100% | 5 | 100% | 0% | 0% | 5 | 0% | 0% | 0% | 1 | 1% | 0% | 0% | 1 | 100% | 0% | 0% | 5 | 67% | 0% | 0% | 2 | 3% | 0% | 0% | 1 |  | 0% | 0% | 1 | 0.04 | 0% | 0% | 1 | 0% | 0% | 0% | 1 | 0 | 2 | 34% | 62% | 96% | 5 | 72% | 0% | 0% | 3 | 39% | 0% | 0% | 1 | 37% | 0% | 0% | 1 | 95% | 0% | 0% | 5 | 63% | 0% | 0% | 2 | 3% | 0% | 0% | 1 |  | 0% | 0% | 1 | 0.07 | 0% | 0% | 1 | 1% | 0% | 0% | 1 | 0 | 2 | 37% | 50% | 87% | 5 | 58% | 0% | 0% | 2 | 45% | 0% | 0% | 1 | 38% | 0% | 0% | 1 | 87% | 0% | 0% | 3 | 56% | 0% | 0% | 2 | 4% | 0% | 0% | 1 |  | 0% | 0% | 1 | 0.14 | 0% | 0% | 1 | 3% | 0% | 0% | 1 | 0 | 2 | 42% | 32% | 74% | 5 | 53% | 0% | 0% | 2 | 34% | 0% | 0% | 1 | 33% | 0% | 0% | 1 | 79% | 0% | 0% | 3 | 45% | 0% | 0% | 1 | 5% | 0% | 0% | 1
513 | POE | 0 | 0 | 10 | 0% | 0% | 1 | 0.12 | 0% | 0% | 1 | 0% | 0% | 0% | 1 | 0 | 2 | 2% | 0% | 2% | 1 | 59% | 0% | 0% | 2 | 55% | 0% | 0% | 2 | 92% | 0% | 0% | 4 | 93% | 0% | 0% | 4 | 35% | 0% | 0% | 1 | 3% | 0% | 0% | 1 |  | 0% | 0% | 1 | 0.16 | 0% | 0% | 1 | 0% | 0% | 0% | 1 | 0 | 2 | 19% | 2% | 21% | 2 | 39% | 0% | 0% | 1 | 43% | 0% | 0% | 1 | 77% | 0% | 0% | 3 | 86% | 0% | 0% | 3 | 47% | 0% | 0% | 1 | 4% | 0% | 0% | 1 |  | 0% | 0% | 1 | 0.12 | 0% | 0% | 1 | 1% | 0% | 0% | 1 | 0 | 2 | 29% | 11% | 40% | 3 | 53% | 0% | 0% | 2 | 40% | 0% | 0% | 1 | 67% | 0% | 0% | 2 | 83% | 0% | 0% | 3 | 49% | 0% | 0% | 1 | 10% | 0% | 0% | 1 |  | 0% | 0% | 1 | 0.12 | 0% | 0% | 1 | 4% | 0% | 0% | 1 | 0 | 2 | 30% | 17% | 47% | 3 | 54% | 0% | 0% | 2 | 33% | 0% | 0% | 1 | 56% | 0% | 0% | 2 | 84% | 0% | 0% | 3 | 40% | 0% | 0% | 1 | 9% | 0% | 0% | 1
514 | Pit 3 | 0 | 0 | 10 | 0% | 0% | 1 | 0.04 | 0% | 0% | 1 | 0% | 0% | 0% | 1 | 0 | 2 | 62% | 0% | 62% | 3 | 33% | 0% | 0% | 1 | 17% | 0% | 0% | 1 | 6% | 0% | 0% | 1 | 44% | 0% | 0% | 1 | 29% | 0% | 0% | 1 | 12% | 0% | 0% | 1 |  | 0% | 0% | 1 | 0.05 | 0% | 0% | 1 | 0% | 0% | 0% | 1 | 0 | 2 | 48% | 6% | 54% | 3 | 27% | 0% | 0% | 1 | 24% | 0% | 0% | 1 | 19% | 0% | 0% | 1 | 46% | 0% | 0% | 1 | 26% | 0% | 0% | 1 | 8% | 0% | 0% | 1 |  | 0% | 0% | 1 | 0.05 | 0% | 0% | 1 | 0% | 0% | 0% | 1 | 0 | 2 | 43% | 8% | 51% | 3 | 28% | 0% | 0% | 1 | 19% | 0% | 0% | 1 | 16% | 0% | 0% | 1 | 43% | 0% | 0% | 1 | 26% | 0% | 0% | 1 | 7% | 0% | 0% | 1 |  | 0% | 0% | 1 | 0.05 | 0% | 0% | 1 | 0% | 0% | 0% | 1 | 0 | 2 | 36% | 8% | 44% | 2 | 32% | 0% | 0% | 1 | 17% | 0% | 0% | 1 | 16% | 0% | 0% | 1 | 45% | 0% | 0% | 1 | 28% | 0% | 0% | 1 | 6% | 0% | 0% | 1
515 | Evergreen | 0 | 0 | 10 | 0% | 0% | 1 | 0.38 | 0% | 0% | 1 | 0% | 0% | 0% | 1 | 0 | 2 | 99% | 0% | 99% | 5 | 0% | 0% | 0% | 1 | 0% | 0% | 0% | 1 | 0% | 0% | 0% | 1 | 0% | 0% | 0% | 1 | 0% | 0% | 0% | 1 | 8% | 0% | 0% | 1 |  | 0% | 0% | 1 | 0.09 | 0% | 0% | 1 | 2% | 0% | 0% | 1 | 0 | 2 | 96% | 0% | 96% | 5 | 45% | 0% | 0% | 1 | 23% | 0% | 0% | 1 | 30% | 0% | 0% | 1 | 51% | 0% | 0% | 2 | 61% | 0% | 0% | 2 | 5% | 0% | 0% | 1 |  | 0% | 0% | 1 | 0.1 | 0% | 0% | 1 | 1% | 0% | 0% | 1 | 0 | 2 | 80% | 6% | 86% | 5 | 74% | 0% | 0% | 3 | 29% | 0% | 0% | 1 | 46% | 0% | 0% | 1 | 82% | 0% | 0% | 3 | 65% | 0% | 0% | 2 | 4% | 0% | 0% | 1 |  | 0% | 0% | 1 | 0.12 | 0% | 0% | 1 | 1% | 0% | 0% | 1 | 0 | 2 | 50% | 24% | 74% | 4 | 72% | 0% | 0% | 3 | 29% | 0% | 0% | 1 | 50% | 0% | 0% | 2 | 86% | 0% | 0% | 3 | 62% | 0% | 0% | 2 | 4% | 0% | 0% | 1
516 | Rincon | 0 | 0 | 10 | 0% | 0% | 1 | 0.21 | 0% | 0% | 1 | 1% | 0% | 0% | 1 | 0 | 2 | 3% | 0% | 3% | 1 | 89% | 0% | 0% | 3 | 73% | 0% | 0% | 3 | 95% | 0% | 0% | 5 | 98% | 0% | 0% | 5 | 25% | 0% | 0% | 1 | 3% | 0% | 0% | 1 |  | 0% | 0% | 1 | 0.2 | 0% | 0% | 1 | 12% | 0% | 0% | 1 | 0 | 2 | 10% | 0% | 10% | 1 | 63% | 0% | 0% | 2 | 48% | 0% | 0% | 1 | 73% | 0% | 0% | 3 | 89% | 0% | 0% | 3 | 23% | 0% | 0% | 1 | 5% | 0% | 0% | 1 |  | 0% | 0% | 1 | 0.19 | 0% | 0% | 1 | 12% | 0% | 0% | 1 | 0 | 2 | 22% | 0% | 22% | 2 | 59% | 0% | 0% | 2 | 47% | 0% | 0% | 1 | 70% | 0% | 0% | 3 | 90% | 0% | 0% | 4 | 27% | 0% | 0% | 1 | 5% | 0% | 0% | 1 |  | 0% | 0% | 1 | 0.15 | 0% | 0% | 1 | 11% | 0% | 0% | 1 | 0 | 2 | 35% | 2% | 37% | 2 | 58% | 0% | 0% | 2 | 43% | 0% | 0% | 1 | 71% | 0% | 0% | 3 | 90% | 0% | 0% | 4 | 32% | 0% | 0% | 1 | 5% | 0% | 0% | 1
517 | Whisman | 0 | 0 | 10 | 0% | 0% | 1 | 0.04 | 0% | 0% | 1 | 0% | 0% | 0% | 1 | 0 | 2 | 0% | 0% | 0% | 1 | 0% | 0% | 0% | 1 | 0% | 0% | 0% | 1 | 4% | 0% | 0% | 1 | 4% | 0% | 0% | 1 | 0% | 0% | 0% | 1 | 100% | 0% | 0% | 5 |  | 0% | 0% | 1 | 0.18 | 0% | 0% | 1 | 3% | 0% | 0% | 1 | 0 | 2 | 1% | 0% | 1% | 1 | 54% | 0% | 0% | 2 | 56% | 0% | 0% | 2 | 85% | 0% | 0% | 3 | 90% | 0% | 0% | 4 | 18% | 0% | 0% | 1 | 19% | 0% | 0% | 1 |  | 0% | 0% | 1 | 0.22 | 0% | 0% | 1 | 0% | 0% | 0% | 1 | 0 | 2 | 29% | 0% | 29% | 2 | 68% | 0% | 0% | 2 | 47% | 0% | 0% | 1 | 69% | 0% | 0% | 2 | 85% | 0% | 0% | 3 | 36% | 0% | 0% | 1 | 6% | 0% | 0% | 1 |  | 0% | 0% | 1 | 0.2 | 0% | 0% | 1 | 0% | 0% | 0% | 1 | 0 | 2 | 36% | 0% | 36% | 2 | 51% | 0% | 0% | 2 | 38% | 0% | 0% | 1 | 65% | 0% | 0% | 2 | 80% | 0% | 0% | 3 | 47% | 0% | 0% | 1 | 8% | 0% | 0% | 1
518 | Brighton | 0 | 0 | 10 | 0% | 0% | 1 | 0.49 | 0% | 0% | 1 | 0% | 0% | 0% | 1 | 0 | 2 | 9% | 0% | 9% | 1 | 0% | 0% | 0% | 1 | 0% | 0% | 0% | 1 | 0% | 0% | 0% | 1 | 0% | 0% | 0% | 1 | 0% | 0% | 0% | 1 | 21% | 0% | 0% | 1 |  | 0% | 0% | 1 | 0.24 | 0% | 0% | 1 | 14% | 0% | 0% | 1 | 0 | 2 | 27% | 0% | 27% | 2 | 28% | 0% | 0% | 1 | 18% | 0% | 0% | 1 | 19% | 0% | 0% | 1 | 45% | 0% | 0% | 1 | 3% | 0% | 0% | 1 | 23% | 0% | 0% | 1 |  | 0% | 0% | 1 | 0.32 | 0% | 0% | 1 | 26% | 0% | 0% | 1 | 0 | 2 | 18% | 0% | 18% | 1 | 38% | 0% | 0% | 1 | 23% | 0% | 0% | 1 | 34% | 0% | 0% | 1 | 61% | 0% | 0% | 2 | 8% | 0% | 0% | 1 | 18% | 0% | 0% | 1 |  | 0% | 0% | 1 | 0.25 | 0% | 0% | 1 | 29% | 0% | 0% | 1 | 0 | 2 | 15% | 0% | 15% | 1 | 40% | 0% | 0% | 1 | 24% | 0% | 0% | 1 | 37% | 0% | 0% | 1 | 63% | 0% | 0% | 2 | 10% | 0% | 0% | 1 | 19% | 0% | 0% | 1
519 | Mi-Wuk | 0 | 0 | 10 | 0% | 0% | 1 | 0.3 | 0% | 0% | 1 | 0% | 0% | 0% | 1 | 0 | 2 | 24% | 76% | 100% | 5 | 15% | 0% | 0% | 1 | 51% | 0% | 0% | 2 | 94% | 0% | 0% | 4 | 94% | 0% | 0% | 4 | 41% | 0% | 0% | 1 | 2% | 0% | 0% | 1 |  | 0% | 0% | 1 | 0.1 | 0% | 0% | 1 | 0% | 0% | 0% | 1 | 0 | 2 | 39% | 55% | 94% | 5 | 16% | 0% | 0% | 1 | 24% | 0% | 0% | 1 | 55% | 0% | 0% | 2 | 58% | 0% | 0% | 2 | 40% | 0% | 0% | 1 | 2% | 0% | 0% | 1 |  | 0% | 0% | 1 | 0.16 | 0% | 0% | 1 | 0% | 0% | 0% | 1 | 0 | 2 | 45% | 46% | 91% | 5 | 26% | 0% | 0% | 1 | 16% | 0% | 0% | 1 | 30% | 0% | 0% | 1 | 49% | 0% | 0% | 1 | 39% | 0% | 0% | 1 | 2% | 0% | 0% | 1 |  | 0% | 0% | 1 | 0.15 | 0% | 0% | 1 | 0% | 0% | 0% | 1 | 0 | 2 | 42% | 48% | 90% | 5 | 33% | 0% | 0% | 1 | 19% | 0% | 0% | 1 | 27% | 0% | 0% | 1 | 53% | 0% | 0% | 2 | 39% | 0% | 0% | 1 | 2% | 0% | 0% | 1
520 | San Ysidro | 0 | 0 | 10 | 0% | 0% | 1 | 0.44 | 0% | 0% | 1 | 0% | 0% | 0% | 1 | 0 | 2 | 41% | 0% | 41% | 2 | 2% | 0% | 0% | 1 | 94% | 0% | 0% | 4 | 100% | 0% | 0% | 5 | 100% | 0% | 0% | 5 | 20% | 0% | 0% | 1 | 12% | 0% | 0% | 1 |  | 0% | 0% | 1 | 0.15 | 0% | 0% | 1 | 0% | 0% | 0% | 1 | 0 | 2 | 57% | 0% | 57% | 3 | 4% | 0% | 0% | 1 | 91% | 0% | 0% | 4 | 92% | 0% | 0% | 4 | 96% | 0% | 0% | 5 | 31% | 0% | 0% | 1 | 10% | 0% | 0% | 1 |  | 0% | 0% | 1 | 0.21 | 0% | 0% | 1 | 0% | 0% | 0% | 1 | 0 | 2 | 46% | 6% | 52% | 3 | 5% | 0% | 0% | 1 | 68% | 0% | 0% | 2 | 90% | 0% | 0% | 4 | 92% | 0% | 0% | 4 | 33% | 0% | 0% | 1 | 6% | 0% | 0% | 1 |  | 0% | 0% | 1 | 0.21 | 0% | 0% | 1 | 0% | 0% | 0% | 1 | 0 | 2 | 28% | 49% | 77% | 5 | 23% | 0% | 0% | 1 | 60% | 0% | 0% | 2 | 88% | 0% | 0% | 3 | 89% | 0% | 0% | 3 | 31% | 0% | 0% | 1 | 4% | 0% | 0% | 1
521 | Lincoln | 0 | 0 | 10 | 0% | 0% | 1 | 0.27 | 0% | 0% | 1 | 15% | 0% | 0% | 1 | 0 | 2 | 53% | 0% | 53% | 3 | 82% | 0% | 0% | 3 | 0% | 0% | 0% | 1 | 0% | 0% | 0% | 1 | 82% | 0% | 0% | 3 | 12% | 0% | 0% | 1 | 36% | 0% | 0% | 1 |  | 0% | 0% | 1 | 0.31 | 0% | 0% | 1 | 13% | 0% | 0% | 1 | 0 | 2 | 52% | 0% | 52% | 3 | 57% | 0% | 0% | 2 | 0% | 0% | 0% | 1 | 0% | 0% | 0% | 1 | 57% | 0% | 0% | 2 | 16% | 0% | 0% | 1 | 24% | 0% | 0% | 1 |  | 0% | 0% | 1 | 0.27 | 0% | 0% | 1 | 21% | 0% | 0% | 1 | 0 | 2 | 44% | 0% | 44% | 2 | 58% | 0% | 0% | 2 | 0% | 0% | 0% | 1 | 10% | 0% | 0% | 1 | 65% | 0% | 0% | 2 | 12% | 0% | 0% | 1 | 19% | 0% | 0% | 1 |  | 0% | 0% | 1 | 0.23 | 0% | 0% | 1 | 22% | 0% | 0% | 1 | 0 | 2 | 45% | 1% | 46% | 2 | 55% | 0% | 0% | 2 | 7% | 0% | 0% | 1 | 23% | 0% | 0% | 1 | 70% | 0% | 0% | 3 | 12% | 0% | 0% | 1 | 14% | 0% | 0% | 1
522 | Jefferson | 0 | 0 | 10 | 0% | 0% | 1 | 0.23 | 0% | 0% | 1 | 0% | 0% | 0% | 1 | 0 | 2 | 0% | 0% | 0% | 1 | 90% | 0% | 0% | 4 | 42% | 0% | 0% | 1 | 70% | 0% | 0% | 3 | 99% | 0% | 0% | 5 | 51% | 0% | 0% | 2 | 11% | 0% | 0% | 1 |  | 0% | 0% | 1 | 0.62 | 0% | 0% | 1 | 0% | 0% | 0% | 1 | 0 | 2 | 0% | 0% | 0% | 1 | 46% | 0% | 0% | 1 | 63% | 0% | 0% | 2 | 69% | 0% | 0% | 2 | 85% | 0% | 0% | 3 | 46% | 0% | 0% | 1 | 12% | 0% | 0% | 1 |  | 0% | 0% | 1 | 0.33 | 0% | 0% | 1 | 1% | 0% | 0% | 1 | 0 | 2 | 0% | 0% | 0% | 1 | 39% | 0% | 0% | 1 | 69% | 0% | 0% | 2 | 76% | 0% | 0% | 3 | 88% | 0% | 0% | 3 | 45% | 0% | 0% | 1 | 13% | 0% | 0% | 1 |  | 0% | 0% | 1 | 0.32 | 0% | 0% | 1 | 1% | 0% | 0% | 1 | 0 | 2 | 1% | 0% | 1% | 1 | 40% | 0% | 0% | 1 | 57% | 0% | 0% | 2 | 75% | 0% | 0% | 3 | 88% | 0% | 0% | 3 | 39% | 0% | 0% | 1 | 11% | 0% | 0% | 1
523 | Lakewood | 0 | 0 | 10 | 0% | 0% | 1 | 0.06 | 0% | 0% | 1 | 0% | 0% | 0% | 1 | 0 | 2 | 97% | 0% | 97% | 5 | 63% | 0% | 0% | 2 | 88% | 0% | 0% | 3 | 100% | 0% | 0% | 5 | 100% | 0% | 0% | 5 | 44% | 0% | 0% | 1 | 5% | 0% | 0% | 1 |  | 0% | 0% | 1 | 0.09 | 0% | 0% | 1 | 0% | 0% | 0% | 1 | 0 | 2 | 85% | 0% | 85% | 5 | 58% | 0% | 0% | 2 | 56% | 0% | 0% | 2 | 80% | 0% | 0% | 3 | 93% | 0% | 0% | 4 | 34% | 0% | 0% | 1 | 5% | 0% | 0% | 1 |  | 0% | 0% | 1 | 0.29 | 0% | 0% | 1 | 0% | 0% | 0% | 1 | 0 | 2 | 62% | 0% | 62% | 3 | 45% | 0% | 0% | 1 | 53% | 0% | 0% | 2 | 61% | 0% | 0% | 2 | 82% | 0% | 0% | 3 | 26% | 0% | 0% | 1 | 14% | 0% | 0% | 1 |  | 0% | 0% | 1 | 0.3 | 0% | 0% | 1 | 1% | 0% | 0% | 1 | 0 | 2 | 61% | 1% | 62% | 3 | 34% | 0% | 0% | 1 | 48% | 0% | 0% | 1 | 60% | 0% | 0% | 2 | 76% | 0% | 0% | 3 | 21% | 0% | 0% | 1 | 14% | 0% | 0% | 1
524 | Windmaster | 0 | 0 | 10 | 0% | 0% | 1 | 0.07 | 0% | 0% | 1 | 14% | 0% | 0% | 1 | 0 | 2 | 84% | 0% | 84% | 5 | 75% | 0% | 0% | 3 | 65% | 0% | 0% | 2 | 77% | 0% | 0% | 3 | 98% | 0% | 0% | 5 | 11% | 0% | 0% | 1 | 9% | 0% | 0% | 1 |  | 0% | 0% | 1 | 0.13 | 0% | 0% | 1 | 33% | 0% | 0% | 1 | 0 | 2 | 55% | 1% | 56% | 3 | 50% | 0% | 0% | 2 | 47% | 0% | 0% | 1 | 51% | 0% | 0% | 2 | 68% | 0% | 0% | 2 | 11% | 0% | 0% | 1 | 6% | 0% | 0% | 1 |  | 0% | 0% | 1 | 0.14 | 0% | 0% | 1 | 36% | 0% | 0% | 1 | 0 | 2 | 49% | 1% | 50% | 3 | 48% | 0% | 0% | 1 | 42% | 0% | 0% | 1 | 44% | 0% | 0% | 1 | 63% | 0% | 0% | 2 | 19% | 0% | 0% | 1 | 7% | 0% | 0% | 1 |  | 0% | 0% | 1 | 0.14 | 0% | 0% | 1 | 39% | 0% | 0% | 1 | 0 | 2 | 41% | 5% | 46% | 2 | 44% | 0% | 0% | 1 | 37% | 0% | 0% | 1 | 39% | 0% | 0% | 1 | 59% | 0% | 0% | 2 | 22% | 0% | 0% | 1 | 7% | 0% | 0% | 1
525 | Rosamond | 0 | 0 | 10 | 0% | 0% | 1 | 0.55 | 0% | 0% | 1 | 6% | 0% | 0% | 1 | 0 | 2 | 0% | 0% | 0% | 1 | 0% | 0% | 0% | 1 | 37% | 0% | 0% | 1 | 12% | 0% | 0% | 1 | 38% | 0% | 0% | 1 | 6% | 0% | 0% | 1 | 5% | 0% | 0% | 1 |  | 0% | 0% | 1 | 0.58 | 0% | 0% | 1 | 2% | 0% | 0% | 1 | 0 | 2 | 1% | 0% | 1% | 1 | 7% | 0% | 0% | 1 | 31% | 0% | 0% | 1 | 26% | 0% | 0% | 1 | 43% | 0% | 0% | 1 | 8% | 0% | 0% | 1 | 2% | 0% | 0% | 1 |  | 0% | 0% | 1 | 0.48 | 0% | 0% | 1 | 1% | 0% | 0% | 1 | 0 | 2 | 6% | 0% | 6% | 1 | 9% | 0% | 0% | 1 | 31% | 0% | 0% | 1 | 26% | 0% | 0% | 1 | 42% | 0% | 0% | 1 | 12% | 0% | 0% | 1 | 1% | 0% | 0% | 1 |  | 0% | 0% | 1 | 0.42 | 0% | 0% | 1 | 3% | 0% | 0% | 1 | 0 | 2 | 12% | 5% | 17% | 2 | 22% | 0% | 0% | 1 | 31% | 0% | 0% | 1 | 25% | 0% | 0% | 1 | 51% | 0% | 0% | 2 | 20% | 0% | 0% | 1 | 2% | 0% | 0% | 1
526 | Los Positas | 0 | 0 | 10 | 0% | 0% | 1 | 0.1 | 0% | 0% | 1 | 1% | 0% | 0% | 1 | 0 | 2 | 96% | 0% | 96% | 5 | 69% | 0% | 0% | 2 | 64% | 0% | 0% | 2 | 77% | 0% | 0% | 3 | 89% | 0% | 0% | 3 | 27% | 0% | 0% | 1 | 8% | 0% | 0% | 1 |  | 0% | 0% | 1 | 0.12 | 0% | 0% | 1 | 0% | 0% | 0% | 1 | 0 | 2 | 96% | 2% | 98% | 5 | 68% | 0% | 0% | 2 | 60% | 0% | 0% | 2 | 71% | 0% | 0% | 3 | 89% | 0% | 0% | 3 | 37% | 0% | 0% | 1 | 6% | 0% | 0% | 1 |  | 0% | 0% | 1 | 0.15 | 0% | 0% | 1 | 10% | 0% | 0% | 1 | 0 | 2 | 76% | 9% | 85% | 5 | 65% | 0% | 0% | 2 | 59% | 0% | 0% | 2 | 66% | 0% | 0% | 2 | 86% | 0% | 0% | 3 | 40% | 0% | 0% | 1 | 6% | 0% | 0% | 1 |  | 0% | 0% | 1 | 0.12 | 0% | 0% | 1 | 20% | 0% | 0% | 1 | 0 | 2 | 63% | 10% | 73% | 3 | 61% | 0% | 0% | 2 | 43% | 0% | 0% | 1 | 49% | 0% | 0% | 1 | 75% | 0% | 0% | 3 | 41% | 0% | 0% | 1 | 6% | 0% | 0% | 1
527 | Oregon Trail | 0 | 0 | 10 | 0% | 0% | 1 | 0.56 | 0% | 0% | 1 | 3% | 0% | 0% | 1 | 0 | 2 | 89% | 0% | 89% | 5 | 65% | 0% | 0% | 2 | 13% | 0% | 0% | 1 | 17% | 0% | 0% | 1 | 67% | 0% | 0% | 2 | 7% | 0% | 0% | 1 | 5% | 0% | 0% | 1 |  | 0% | 0% | 1 | 0.38 | 0% | 0% | 1 | 1% | 0% | 0% | 1 | 0 | 2 | 90% | 0% | 90% | 5 | 75% | 0% | 0% | 3 | 26% | 0% | 0% | 1 | 31% | 0% | 0% | 1 | 83% | 0% | 0% | 3 | 29% | 0% | 0% | 1 | 13% | 0% | 0% | 1 |  | 0% | 0% | 1 | 0.27 | 0% | 0% | 1 | 3% | 0% | 0% | 1 | 0 | 2 | 86% | 7% | 93% | 5 | 72% | 0% | 0% | 3 | 20% | 0% | 0% | 1 | 27% | 0% | 0% | 1 | 80% | 0% | 0% | 3 | 38% | 0% | 0% | 1 | 14% | 0% | 0% | 1 |  | 0% | 0% | 1 | 0.19 | 0% | 0% | 1 | 3% | 0% | 0% | 1 | 0 | 2 | 80% | 15% | 95% | 5 | 65% | 0% | 0% | 2 | 16% | 0% | 0% | 1 | 21% | 0% | 0% | 1 | 73% | 0% | 0% | 3 | 51% | 0% | 0% | 2 | 11% | 0% | 0% | 1
528 | Burlingame | 88 | 880 | 10 | 229.2% | 259.7% | 5 | 0.65 | 898% | 1185% | 5 | 0% | 0% | 0% | 1 | 0 | 2 | 0% | 0% | 0% | 1 | 0% | 153% | 999.9% | 5 | 15% | 180.7% | 446.6% | 5 | 21% | 193.8% | 349.2% | 5 | 21% | 193.8% | 349.2% | 5 | 0% | 153% | 999.9% | 5 | 13% | 175.3% | 517.8% | 5 |  | 143.1% | 3.132% | 4 | 0.61 | 508.7% | 15.35% | 3 | 2% | 293.4% | 0% | 4 | 0 | 2 | 0% | 0% | 0% | 1 | 38% | 15.61% | 0% | 1 | 66% | 28.4% | 0% | 2 | 74% | 37.87% | 0% | 3 | 91% | 110.7% | 1.026% | 4 | 36% | 15.17% | 0% | 1 | 10% | 10.8% | 0% | 1 |  | 14.4% | 0% | 1 | 0.62 | 63.68% | 0% | 2 | 1% | 293.4% | 0% | 4 | 0 | 2 | 0% | 0% | 0% | 1 | 31% | 4.691% | 0% | 1 | 40% | 5.385% | 0% | 1 | 54% | 7.103% | 0% | 2 | 70% | 10.82% | 0% | 3 | 28% | 4.52% | 0% | 1 | 11% | 3.655% | 0% | 1 |  | 12.98% | 0% | 1 | 0.45 | 21.87% | 0% | 2 | 1% | 293.4% | 0% | 4 | 0 | 2 | 4% | 0% | 4% | 1 | 38% | 3.051% | 0% | 1 | 57% | 4.384% | 0% | 2 | 70% | 6.277% | 0% | 3 | 80% | 9.713% | 0% | 3 | 33% | 2.823% | 0% | 1 | 10% | 2.116% | 0% | 1
529 | Fremont | 0 | 0 | 10 | 0% | 0% | 1 | 0.09 | 0% | 0% | 1 | 0% | 0% | 0% | 1 | 0 | 2 | 100% | 0% | 100% | 5 | 68% | 0% | 0% | 2 | 62% | 0% | 0% | 2 | 69% | 0% | 0% | 2 | 78% | 0% | 0% | 3 | 48% | 0% | 0% | 1 | 3% | 0% | 0% | 1 |  | 0% | 0% | 1 | 0.08 | 0% | 0% | 1 | 0% | 0% | 0% | 1 | 0 | 2 | 97% | 0% | 97% | 5 | 57% | 0% | 0% | 2 | 34% | 0% | 0% | 1 | 57% | 0% | 0% | 2 | 71% | 0% | 0% | 3 | 57% | 0% | 0% | 2 | 8% | 0% | 0% | 1 |  | 0% | 0% | 1 | 0.14 | 0% | 0% | 1 | 0% | 0% | 0% | 1 | 0 | 2 | 93% | 2% | 95% | 5 | 59% | 0% | 0% | 2 | 40% | 0% | 0% | 1 | 57% | 0% | 0% | 2 | 76% | 0% | 0% | 3 | 63% | 0% | 0% | 2 | 7% | 0% | 0% | 1 |  | 0% | 0% | 1 | 0.19 | 0% | 0% | 1 | 0% | 0% | 0% | 1 | 0 | 2 | 84% | 5% | 89% | 5 | 61% | 0% | 0% | 2 | 43% | 0% | 0% | 1 | 56% | 0% | 0% | 2 | 82% | 0% | 0% | 3 | 54% | 0% | 0% | 2 | 7% | 0% | 0% | 1
530 | Callender | 0 | 0 | 10 | 0% | 0% | 1 | 0.21 | 0% | 0% | 1 | 49% | 0% | 0% | 1 | 0 | 2 | 0% | 0% | 0% | 1 | 15% | 0% | 0% | 1 | 11% | 0% | 0% | 1 | 35% | 0% | 0% | 1 | 45% | 0% | 0% | 1 | 4% | 0% | 0% | 1 | 5% | 0% | 0% | 1 |  | 0% | 0% | 1 | 0.13 | 0% | 0% | 1 | 30% | 0% | 0% | 1 | 0 | 2 | 27% | 0% | 27% | 2 | 14% | 0% | 0% | 1 | 2% | 0% | 0% | 1 | 21% | 0% | 0% | 1 | 26% | 0% | 0% | 1 | 17% | 0% | 0% | 1 | 8% | 0% | 0% | 1 |  | 0% | 0% | 1 | 0.1 | 0% | 0% | 1 | 19% | 0% | 0% | 1 | 0 | 2 | 45% | 5% | 50% | 3 | 11% | 0% | 0% | 1 | 6% | 0% | 0% | 1 | 27% | 0% | 0% | 1 | 31% | 0% | 0% | 1 | 33% | 0% | 0% | 1 | 7% | 0% | 0% | 1 |  | 0% | 0% | 1 | 0.08 | 0% | 0% | 1 | 16% | 0% | 0% | 1 | 0 | 2 | 38% | 16% | 54% | 3 | 13% | 0% | 0% | 1 | 8% | 0% | 0% | 1 | 31% | 0% | 0% | 1 | 37% | 0% | 0% | 1 | 40% | 0% | 0% | 1 | 7% | 0% | 0% | 1
531 | Delta PP | 0 | 0 | 10 | 0% | 0% | 1 | 0.15 | 0% | 0% | 1 | 18% | 0% | 0% | 1 | 0 | 2 | 76% | 0% | 76% | 5 | 72% | 0% | 0% | 3 | 59% | 0% | 0% | 2 | 69% | 0% | 0% | 2 | 91% | 0% | 0% | 4 | 9% | 0% | 0% | 1 | 10% | 0% | 0% | 1 |  | 0% | 0% | 1 | 0.13 | 0% | 0% | 1 | 37% | 0% | 0% | 1 | 0 | 2 | 51% | 0% | 51% | 3 | 51% | 0% | 0% | 2 | 44% | 0% | 0% | 1 | 48% | 0% | 0% | 1 | 66% | 0% | 0% | 2 | 10% | 0% | 0% | 1 | 6% | 0% | 0% | 1 |  | 0% | 0% | 1 | 0.14 | 0% | 0% | 1 | 39% | 0% | 0% | 1 | 0 | 2 | 47% | 2% | 49% | 2 | 46% | 0% | 0% | 1 | 40% | 0% | 0% | 1 | 42% | 0% | 0% | 1 | 60% | 0% | 0% | 2 | 19% | 0% | 0% | 1 | 7% | 0% | 0% | 1 |  | 0% | 0% | 1 | 0.14 | 0% | 0% | 1 | 40% | 0% | 0% | 1 | 0 | 2 | 40% | 5% | 45% | 2 | 44% | 0% | 0% | 1 | 36% | 0% | 0% | 1 | 38% | 0% | 0% | 1 | 59% | 0% | 0% | 2 | 21% | 0% | 0% | 1 | 7% | 0% | 0% | 1
532 | Moraga | 0 | 0 | 10 | 0% | 0% | 1 | 0.13 | 0% | 0% | 1 | 0% | 0% | 0% | 1 | 0 | 2 | 49% | 0% | 49% | 2 | 85% | 0% | 0% | 3 | 48% | 0% | 0% | 1 | 89% | 0% | 0% | 3 | 100% | 0% | 0% | 5 | 35% | 0% | 0% | 1 | 4% | 0% | 0% | 1 |  | 0% | 0% | 1 | 0.27 | 0% | 0% | 1 | 0% | 0% | 0% | 1 | 0 | 2 | 68% | 0% | 68% | 3 | 57% | 0% | 0% | 2 | 51% | 0% | 0% | 2 | 78% | 0% | 0% | 3 | 92% | 0% | 0% | 4 | 29% | 0% | 0% | 1 | 4% | 0% | 0% | 1 |  | 0% | 0% | 1 | 0.38 | 0% | 0% | 1 | 0% | 0% | 0% | 1 | 0 | 2 | 56% | 0% | 56% | 3 | 43% | 0% | 0% | 1 | 41% | 0% | 0% | 1 | 66% | 0% | 0% | 2 | 79% | 0% | 0% | 3 | 25% | 0% | 0% | 1 | 6% | 0% | 0% | 1 |  | 0% | 0% | 1 | 0.47 | 0% | 0% | 1 | 0% | 0% | 0% | 1 | 0 | 2 | 55% | 1% | 56% | 3 | 34% | 0% | 0% | 1 | 44% | 0% | 0% | 1 | 65% | 0% | 0% | 2 | 80% | 0% | 0% | 3 | 25% | 0% | 0% | 1 | 10% | 0% | 0% | 1
533 | Collierville | 0 | 0 | 10 | 0% | 0% | 1 | 0.29 | 0% | 0% | 1 | 0% | 0% | 0% | 1 | 0 | 2 | 18% | 81% | 99% | 5 | 46% | 0% | 0% | 1 | 21% | 0% | 0% | 1 | 26% | 0% | 0% | 1 | 61% | 0% | 0% | 2 | 41% | 0% | 0% | 1 | 2% | 0% | 0% | 1 |  | 0% | 0% | 1 | 0.29 | 0% | 0% | 1 | 0% | 0% | 0% | 1 | 0 | 2 | 32% | 61% | 93% | 5 | 40% | 0% | 0% | 1 | 24% | 0% | 0% | 1 | 27% | 0% | 0% | 1 | 59% | 0% | 0% | 2 | 35% | 0% | 0% | 1 | 2% | 0% | 0% | 1 |  | 0% | 0% | 1 | 0.22 | 0% | 0% | 1 | 0% | 0% | 0% | 1 | 0 | 2 | 32% | 57% | 89% | 5 | 42% | 0% | 0% | 1 | 14% | 0% | 0% | 1 | 27% | 0% | 0% | 1 | 60% | 0% | 0% | 2 | 33% | 0% | 0% | 1 | 2% | 0% | 0% | 1 |  | 0% | 0% | 1 | 0.16 | 0% | 0% | 1 | 0% | 0% | 0% | 1 | 0 | 2 | 38% | 51% | 89% | 5 | 41% | 0% | 0% | 1 | 11% | 0% | 0% | 1 | 26% | 0% | 0% | 1 | 55% | 0% | 0% | 2 | 37% | 0% | 0% | 1 | 3% | 0% | 0% | 1
534 | Rock Creek | 0 | 0 | 0 | 0% | 0% | 1 | 0.03 | 0% | 0% | 1 | 0% | 0% | 0% | 1 | 0 | 2 | 2% | 76% | 78% | 5 | 62% | 0% | 0% | 2 | 31% | 0% | 0% | 1 | 45% | 0% | 0% | 1 | 76% | 0% | 0% | 3 | 66% | 0% | 0% | 2 | 3% | 0% | 0% | 1 |  | 0% | 0% | 1 | 0.04 | 0% | 0% | 1 | 0% | 0% | 0% | 1 | 0 | 2 | 23% | 44% | 67% | 5 | 45% | 0% | 0% | 1 | 40% | 0% | 0% | 1 | 61% | 0% | 0% | 2 | 86% | 0% | 0% | 3 | 53% | 0% | 0% | 2 | 6% | 0% | 0% | 1 |  | 0% | 0% | 1 | 0.05 | 0% | 0% | 1 | 0% | 0% | 0% | 1 | 0 | 2 | 20% | 38% | 58% | 5 | 44% | 0% | 0% | 1 | 47% | 0% | 0% | 1 | 65% | 0% | 0% | 2 | 89% | 0% | 0% | 3 | 49% | 0% | 0% | 1 | 5% | 0% | 0% | 1 |  | 0% | 0% | 1 | 0.06 | 0% | 0% | 1 | 0% | 0% | 0% | 1 | 0 | 2 | 21% | 35% | 56% | 5 | 36% | 0% | 0% | 1 | 45% | 0% | 0% | 1 | 56% | 0% | 0% | 2 | 79% | 0% | 0% | 3 | 39% | 0% | 0% | 1 | 5% | 0% | 0% | 1
535 | Homestake | 0 | 0 | 10 | 0% | 0% | 1 | 0.06 | 0% | 0% | 1 | 0% | 0% | 0% | 1 | 0 | 2 | 0% | 100% | 100% | 5 | 24% | 0% | 0% | 1 | 81% | 0% | 0% | 3 | 81% | 0% | 0% | 3 | 81% | 0% | 0% | 3 | 92% | 0% | 0% | 4 | 0% | 0% | 0% | 1 |  | 0% | 0% | 1 | 0.08 | 0% | 0% | 1 | 3% | 0% | 0% | 1 | 0 | 2 | 24% | 74% | 98% | 5 | 66% | 0% | 0% | 2 | 16% | 0% | 0% | 1 | 40% | 0% | 0% | 1 | 80% | 0% | 0% | 3 | 69% | 0% | 0% | 2 | 2% | 0% | 0% | 1 |  | 0% | 0% | 1 | 0.07 | 0% | 0% | 1 | 3% | 0% | 0% | 1 | 0 | 2 | 34% | 63% | 97% | 5 | 66% | 0% | 0% | 2 | 21% | 0% | 0% | 1 | 40% | 0% | 0% | 1 | 81% | 0% | 0% | 3 | 72% | 0% | 0% | 3 | 2% | 0% | 0% | 1 |  | 0% | 0% | 1 | 0.08 | 0% | 0% | 1 | 12% | 0% | 0% | 1 | 0 | 2 | 42% | 48% | 90% | 5 | 66% | 0% | 0% | 2 | 21% | 0% | 0% | 1 | 36% | 0% | 0% | 1 | 81% | 0% | 0% | 3 | 59% | 0% | 0% | 2 | 2% | 0% | 0% | 1
536 | James B Black | 0 | 0 | 10 | 0% | 0% | 1 | 0.04 | 0% | 0% | 1 | 0% | 0% | 0% | 1 | 0 | 2 | 54% | 41% | 95% | 5 | 21% | 0% | 0% | 1 | 24% | 0% | 0% | 1 | 24% | 0% | 0% | 1 | 31% | 0% | 0% | 1 | 41% | 0% | 0% | 1 | 6% | 0% | 0% | 1 |  | 0% | 0% | 1 | 0.04 | 0% | 0% | 1 | 0% | 0% | 0% | 1 | 0 | 2 | 56% | 42% | 98% | 5 | 25% | 0% | 0% | 1 | 20% | 0% | 0% | 1 | 21% | 0% | 0% | 1 | 43% | 0% | 0% | 1 | 43% | 0% | 0% | 1 | 5% | 0% | 0% | 1 |  | 0% | 0% | 1 | 0.04 | 0% | 0% | 1 | 0% | 0% | 0% | 1 | 0 | 2 | 58% | 30% | 88% | 5 | 29% | 0% | 0% | 1 | 19% | 0% | 0% | 1 | 22% | 0% | 0% | 1 | 46% | 0% | 0% | 1 | 35% | 0% | 0% | 1 | 6% | 0% | 0% | 1 |  | 0% | 0% | 1 | 0.04 | 0% | 0% | 1 | 0% | 0% | 0% | 1 | 0 | 2 | 46% | 21% | 67% | 4 | 30% | 0% | 0% | 1 | 20% | 0% | 0% | 1 | 20% | 0% | 0% | 1 | 47% | 0% | 0% | 1 | 28% | 0% | 0% | 1 | 7% | 0% | 0% | 1
537 | Harvard | 0 | 0 | 10 | 0% | 0% | 1 | 0.19 | 0% | 0% | 1 | 2% | 0% | 0% | 1 | 0 | 2 | 0% | 0% | 0% | 1 | 41% | 0% | 0% | 1 | 28% | 0% | 0% | 1 | 25% | 0% | 0% | 1 | 48% | 0% | 0% | 1 | 35% | 0% | 0% | 1 | 3% | 0% | 0% | 1 |  | 0% | 0% | 1 | 0.21 | 0% | 0% | 1 | 1% | 0% | 0% | 1 | 0 | 2 | 0% | 0% | 0% | 1 | 39% | 0% | 0% | 1 | 12% | 0% | 0% | 1 | 15% | 0% | 0% | 1 | 41% | 0% | 0% | 1 | 43% | 0% | 0% | 1 | 3% | 0% | 0% | 1 |  | 0% | 0% | 1 | 0.2 | 0% | 0% | 1 | 1% | 0% | 0% | 1 | 0 | 2 | 0% | 0% | 0% | 1 | 46% | 0% | 0% | 1 | 18% | 0% | 0% | 1 | 14% | 0% | 0% | 1 | 49% | 0% | 0% | 1 | 45% | 0% | 0% | 1 | 3% | 0% | 0% | 1 |  | 0% | 0% | 1 | 0.18 | 0% | 0% | 1 | 1% | 0% | 0% | 1 | 0 | 2 | 0% | 0% | 0% | 1 | 51% | 0% | 0% | 2 | 25% | 0% | 0% | 1 | 20% | 0% | 0% | 1 | 54% | 0% | 0% | 2 | 45% | 0% | 0% | 1 | 3% | 0% | 0% | 1
538 | San Jose B | 0 | 0 | 10 | 0% | 0% | 1 | 0 | 0% | 0% | 1 | 0% | 0% | 0% | 1 | 0 | 2 | 0% | 0% | 0% | 1 | 0% | 0% | 0% | 1 | 0% | 0% | 0% | 1 | 0% | 0% | 0% | 1 | 0% | 0% | 0% | 1 | 0% | 0% | 0% | 1 | 0% | 0% | 0% | 1 |  | 0% | 0% | 1 | 0.09 | 0% | 0% | 1 | 0% | 0% | 0% | 1 | 0 | 2 | 98% | 0% | 98% | 5 | 10% | 0% | 0% | 1 | 9% | 0% | 0% | 1 | 15% | 0% | 0% | 1 | 23% | 0% | 0% | 1 | 66% | 0% | 0% | 2 | 6% | 0% | 0% | 1 |  | 0% | 0% | 1 | 0.09 | 0% | 0% | 1 | 1% | 0% | 0% | 1 | 0 | 2 | 80% | 1% | 81% | 5 | 68% | 0% | 0% | 2 | 33% | 0% | 0% | 1 | 50% | 0% | 0% | 2 | 77% | 0% | 0% | 3 | 58% | 0% | 0% | 2 | 6% | 0% | 0% | 1 |  | 0% | 0% | 1 | 0.13 | 0% | 0% | 1 | 1% | 0% | 0% | 1 | 0 | 2 | 60% | 11% | 71% | 3 | 71% | 0% | 0% | 3 | 29% | 0% | 0% | 1 | 52% | 0% | 0% | 2 | 85% | 0% | 0% | 3 | 57% | 0% | 0% | 2 | 4% | 0% | 0% | 1
539 | Edenvale | 0 | 0 | 10 | 0% | 0% | 1 | 0.13 | 0% | 0% | 1 | 4% | 0% | 0% | 1 | 0 | 2 | 90% | 0% | 90% | 5 | 96% | 0% | 0% | 5 | 33% | 0% | 0% | 1 | 55% | 0% | 0% | 2 | 96% | 0% | 0% | 5 | 41% | 0% | 0% | 1 | 4% | 0% | 0% | 1 |  | 0% | 0% | 1 | 0.1 | 0% | 0% | 1 | 2% | 0% | 0% | 1 | 0 | 2 | 92% | 2% | 94% | 5 | 78% | 0% | 0% | 3 | 29% | 0% | 0% | 1 | 40% | 0% | 0% | 1 | 82% | 0% | 0% | 3 | 54% | 0% | 0% | 2 | 4% | 0% | 0% | 1 |  | 0% | 0% | 1 | 0.14 | 0% | 0% | 1 | 1% | 0% | 0% | 1 | 0 | 2 | 68% | 12% | 80% | 5 | 68% | 0% | 0% | 2 | 21% | 0% | 0% | 1 | 43% | 0% | 0% | 1 | 80% | 0% | 0% | 3 | 59% | 0% | 0% | 2 | 4% | 0% | 0% | 1 |  | 0% | 0% | 1 | 0.15 | 0% | 0% | 1 | 1% | 0% | 0% | 1 | 0 | 2 | 44% | 26% | 70% | 4 | 66% | 0% | 0% | 2 | 25% | 0% | 0% | 1 | 49% | 0% | 0% | 1 | 83% | 0% | 0% | 3 | 59% | 0% | 0% | 2 | 4% | 0% | 0% | 1
540 | Mt Poso | 0 | 0 | 10 | 0% | 0% | 1 | 0.09 | 0% | 0% | 1 | 33% | 0% | 0% | 1 | 0 | 2 | 46% | 0% | 46% | 2 | 35% | 0% | 0% | 1 | 0% | 0% | 0% | 1 | 0% | 0% | 0% | 1 | 35% | 0% | 0% | 1 | 9% | 0% | 0% | 1 | 1% | 0% | 0% | 1 |  | 0% | 0% | 1 | 0.1 | 0% | 0% | 1 | 42% | 0% | 0% | 1 | 0 | 2 | 46% | 0% | 46% | 2 | 44% | 0% | 0% | 1 | 5% | 0% | 0% | 1 | 10% | 0% | 0% | 1 | 48% | 0% | 0% | 1 | 9% | 0% | 0% | 1 | 1% | 0% | 0% | 1 |  | 0% | 0% | 1 | 0.1 | 0% | 0% | 1 | 43% | 0% | 0% | 1 | 0 | 2 | 45% | 0% | 45% | 2 | 46% | 0% | 0% | 1 | 9% | 0% | 0% | 1 | 20% | 0% | 0% | 1 | 50% | 0% | 0% | 2 | 19% | 0% | 0% | 1 | 1% | 0% | 0% | 1 |  | 0% | 0% | 1 | 0.1 | 0% | 0% | 1 | 42% | 0% | 0% | 1 | 0 | 2 | 38% | 0% | 38% | 2 | 43% | 0% | 0% | 1 | 13% | 0% | 0% | 1 | 26% | 0% | 0% | 1 | 52% | 0% | 0% | 2 | 21% | 0% | 0% | 1 | 3% | 0% | 0% | 1
541 | Rock Creek 1 | 0 | 0 | 10 | 0% | 0% | 1 | 0.03 | 0% | 0% | 1 | 0% | 0% | 0% | 1 | 0 | 2 | 2% | 76% | 78% | 5 | 62% | 0% | 0% | 2 | 31% | 0% | 0% | 1 | 45% | 0% | 0% | 1 | 76% | 0% | 0% | 3 | 66% | 0% | 0% | 2 | 3% | 0% | 0% | 1 |  | 0% | 0% | 1 | 0.04 | 0% | 0% | 1 | 0% | 0% | 0% | 1 | 0 | 2 | 22% | 44% | 66% | 5 | 46% | 0% | 0% | 1 | 40% | 0% | 0% | 1 | 61% | 0% | 0% | 2 | 86% | 0% | 0% | 3 | 53% | 0% | 0% | 2 | 6% | 0% | 0% | 1 |  | 0% | 0% | 1 | 0.05 | 0% | 0% | 1 | 0% | 0% | 0% | 1 | 0 | 2 | 20% | 38% | 58% | 5 | 44% | 0% | 0% | 1 | 47% | 0% | 0% | 1 | 65% | 0% | 0% | 2 | 89% | 0% | 0% | 3 | 49% | 0% | 0% | 1 | 5% | 0% | 0% | 1 |  | 0% | 0% | 1 | 0.06 | 0% | 0% | 1 | 0% | 0% | 0% | 1 | 0 | 2 | 21% | 35% | 56% | 5 | 36% | 0% | 0% | 1 | 45% | 0% | 0% | 1 | 56% | 0% | 0% | 2 | 79% | 0% | 0% | 3 | 40% | 0% | 0% | 1 | 5% | 0% | 0% | 1
542 | New Sub - Kramer - Lugo (Proposed) | 0 | 0 | 10 | 0% | 0% | 1 | 0.53 | 0% | 0% | 1 | 0% | 0% | 0% | 1 | 0 | 2 | 0% | 0% | 0% | 1 | 46% | 0% | 0% | 1 | 75% | 0% | 0% | 3 | 5% | 0% | 0% | 1 | 88% | 0% | 0% | 3 | 8% | 0% | 0% | 1 | 1% | 0% | 0% | 1 |  | 0% | 0% | 1 | 0.43 | 0% | 0% | 1 | 0% | 0% | 0% | 1 | 0 | 2 | 0% | 0% | 0% | 1 | 40% | 0% | 0% | 1 | 47% | 0% | 0% | 1 | 16% | 0% | 0% | 1 | 65% | 0% | 0% | 2 | 15% | 0% | 0% | 1 | 1% | 0% | 0% | 1 |  | 0% | 0% | 1 | 0.41 | 0% | 0% | 1 | 0% | 0% | 0% | 1 | 0 | 2 | 0% | 0% | 0% | 1 | 29% | 0% | 0% | 1 | 44% | 0% | 0% | 1 | 15% | 0% | 0% | 1 | 58% | 0% | 0% | 2 | 16% | 0% | 0% | 1 | 1% | 0% | 0% | 1 |  | 0% | 0% | 1 | 0.39 | 0% | 0% | 1 | 1% | 0% | 0% | 1 | 0 | 2 | 10% | 1% | 11% | 2 | 44% | 0% | 0% | 1 | 47% | 0% | 0% | 1 | 21% | 0% | 0% | 1 | 69% | 0% | 0% | 2 | 24% | 0% | 0% | 1 | 1% | 0% | 0% | 1
543 | Baker | 0 | 0 | 10 | 0% | 0% | 1 | 0.1 | 0% | 0% | 1 | 0% | 0% | 0% | 1 | 0 | 2 | 0% | 0% | 0% | 1 | 32% | 0% | 0% | 1 | 3% | 0% | 0% | 1 | 3% | 0% | 0% | 1 | 32% | 0% | 0% | 1 | 55% | 0% | 0% | 2 | 0% | 0% | 0% | 1 |  | 0% | 0% | 1 | 0.03 | 0% | 0% | 1 | 0% | 0% | 0% | 1 | 0 | 2 | 0% | 0% | 0% | 1 | 33% | 0% | 0% | 1 | 35% | 0% | 0% | 1 | 35% | 0% | 0% | 1 | 39% | 0% | 0% | 1 | 65% | 0% | 0% | 2 | 0% | 0% | 0% | 1 |  | 0% | 0% | 1 | 0.03 | 0% | 0% | 1 | 0% | 0% | 0% | 1 | 0 | 2 | 0% | 0% | 0% | 1 | 52% | 0% | 0% | 2 | 41% | 0% | 0% | 1 | 41% | 0% | 0% | 1 | 60% | 0% | 0% | 2 | 69% | 0% | 0% | 2 | 0% | 0% | 0% | 1 |  | 0% | 0% | 1 | 0.02 | 0% | 0% | 1 | 0% | 0% | 0% | 1 | 0 | 2 | 0% | 0% | 0% | 1 | 52% | 0% | 0% | 2 | 40% | 0% | 0% | 1 | 40% | 0% | 0% | 1 | 62% | 0% | 0% | 2 | 66% | 0% | 0% | 2 | 2% | 0% | 0% | 1
544 | Mountain View | 0 | 0 | 10 | 0% | 0% | 1 | 0.04 | 0% | 0% | 1 | 0% | 0% | 0% | 1 | 0 | 2 | 0% | 0% | 0% | 1 | 0% | 0% | 0% | 1 | 0% | 0% | 0% | 1 | 28% | 0% | 0% | 1 | 28% | 0% | 0% | 1 | 0% | 0% | 0% | 1 | 100% | 0% | 0% | 5 |  | 0% | 0% | 1 | 0.15 | 0% | 0% | 1 | 2% | 0% | 0% | 1 | 0 | 2 | 1% | 0% | 1% | 1 | 65% | 0% | 0% | 2 | 48% | 0% | 0% | 1 | 82% | 0% | 0% | 3 | 93% | 0% | 0% | 4 | 23% | 0% | 0% | 1 | 16% | 0% | 0% | 1 |  | 0% | 0% | 1 | 0.19 | 0% | 0% | 1 | 0% | 0% | 0% | 1 | 0 | 2 | 16% | 0% | 16% | 1 | 70% | 0% | 0% | 3 | 38% | 0% | 0% | 1 | 70% | 0% | 0% | 3 | 88% | 0% | 0% | 3 | 31% | 0% | 0% | 1 | 5% | 0% | 0% | 1 |  | 0% | 0% | 1 | 0.21 | 0% | 0% | 1 | 1% | 0% | 0% | 1 | 0 | 2 | 30% | 0% | 30% | 2 | 49% | 0% | 0% | 1 | 39% | 0% | 0% | 1 | 69% | 0% | 0% | 2 | 83% | 0% | 0% | 3 | 44% | 0% | 0% | 1 | 8% | 0% | 0% | 1
545 | Stanislaus | 0 | 0 | 10 | 0% | 0% | 1 | 0.08 | 0% | 0% | 1 | 47% | 0% | 0% | 1 | 0 | 2 | 59% | 0% | 59% | 3 | 33% | 0% | 0% | 1 | 10% | 0% | 0% | 1 | 18% | 0% | 0% | 1 | 48% | 0% | 0% | 1 | 36% | 0% | 0% | 1 | 2% | 0% | 0% | 1 |  | 0% | 0% | 1 | 0.1 | 0% | 0% | 1 | 40% | 0% | 0% | 1 | 0 | 2 | 45% | 3% | 48% | 2 | 50% | 0% | 0% | 2 | 12% | 0% | 0% | 1 | 21% | 0% | 0% | 1 | 60% | 0% | 0% | 2 | 36% | 0% | 0% | 1 | 4% | 0% | 0% | 1 |  | 0% | 0% | 1 | 0.11 | 0% | 0% | 1 | 43% | 0% | 0% | 1 | 0 | 2 | 32% | 9% | 41% | 2 | 45% | 0% | 0% | 1 | 9% | 0% | 0% | 1 | 16% | 0% | 0% | 1 | 53% | 0% | 0% | 2 | 33% | 0% | 0% | 1 | 3% | 0% | 0% | 1 |  | 0% | 0% | 1 | 0.11 | 0% | 0% | 1 | 42% | 0% | 0% | 1 | 0 | 2 | 29% | 12% | 41% | 3 | 45% | 0% | 0% | 1 | 13% | 0% | 0% | 1 | 19% | 0% | 0% | 1 | 53% | 0% | 0% | 2 | 33% | 0% | 0% | 1 | 4% | 0% | 0% | 1
546 | Eagle Mountain | 0 | 0 | 10 | 0% | 0% | 1 | 0.04 | 0% | 0% | 1 | 0% | 0% | 0% | 1 | 0 | 2 | 0% | 0% | 0% | 1 | 23% | 0% | 0% | 1 | 29% | 0% | 0% | 1 | 0% | 0% | 0% | 1 | 51% | 0% | 0% | 2 | 49% | 0% | 0% | 1 | 0% | 0% | 0% | 1 |  | 0% | 0% | 1 | 0.06 | 0% | 0% | 1 | 0% | 0% | 0% | 1 | 0 | 2 | 0% | 0% | 0% | 1 | 8% | 0% | 0% | 1 | 23% | 0% | 0% | 1 | 0% | 0% | 0% | 1 | 31% | 0% | 0% | 1 | 54% | 0% | 0% | 2 | 0% | 0% | 0% | 1 |  | 0% | 0% | 1 | 0.05 | 0% | 0% | 1 | 0% | 0% | 0% | 1 | 0 | 2 | 0% | 0% | 0% | 1 | 16% | 0% | 0% | 1 | 16% | 0% | 0% | 1 | 0% | 0% | 0% | 1 | 31% | 0% | 0% | 1 | 58% | 0% | 0% | 2 | 2% | 0% | 0% | 1 |  | 0% | 0% | 1 | 0.04 | 0% | 0% | 1 | 0% | 0% | 0% | 1 | 0 | 2 | 0% | 0% | 0% | 1 | 29% | 0% | 0% | 1 | 15% | 0% | 0% | 1 | 2% | 0% | 0% | 1 | 41% | 0% | 0% | 1 | 61% | 0% | 0% | 2 | 2% | 0% | 0% | 1
547 | Contra Costa PP | 0 | 0 | 10 | 0% | 0% | 1 | 0.06 | 0% | 0% | 1 | 3% | 0% | 0% | 1 | 0 | 2 | 10% | 0% | 10% | 1 | 0% | 0% | 0% | 1 | 54% | 0% | 0% | 2 | 54% | 0% | 0% | 2 | 54% | 0% | 0% | 2 | 0% | 0% | 0% | 1 | 26% | 0% | 0% | 1 |  | 0% | 0% | 1 | 0.08 | 0% | 0% | 1 | 15% | 0% | 0% | 1 | 0 | 2 | 46% | 0% | 46% | 2 | 17% | 0% | 0% | 1 | 44% | 0% | 0% | 1 | 42% | 0% | 0% | 1 | 48% | 0% | 0% | 1 | 7% | 0% | 0% | 1 | 14% | 0% | 0% | 1 |  | 0% | 0% | 1 | 0.08 | 0% | 0% | 1 | 28% | 0% | 0% | 1 | 0 | 2 | 37% | 0% | 37% | 2 | 23% | 0% | 0% | 1 | 36% | 0% | 0% | 1 | 35% | 0% | 0% | 1 | 49% | 0% | 0% | 1 | 5% | 0% | 0% | 1 | 15% | 0% | 0% | 1 |  | 0% | 0% | 1 | 0.08 | 0% | 0% | 1 | 39% | 0% | 0% | 1 | 0 | 2 | 33% | 0% | 33% | 2 | 23% | 0% | 0% | 1 | 32% | 0% | 0% | 1 | 33% | 0% | 0% | 1 | 47% | 0% | 0% | 1 | 6% | 0% | 0% | 1 | 14% | 0% | 0% | 1
548 | Padre Flats SW STA | 400 | 4000 | 10 | 104.2% | 0.4903% | 4 | 0.07 | 45.07% | 0% | 2 | 14% | 64.12% | 0% | 3 | 0 | 2 | 73% | 0% | 73% | 3 | 79% | 52.27% | 0% | 3 | 32% | 16.13% | 0% | 1 | 43% | 19.07% | 0% | 1 | 79% | 52.27% | 0% | 3 | 32% | 15.98% | 0% | 1 | 3% | 11.23% | 0% | 1 |  | 22.37% | 0% | 2 | 0.08 | 7.981% | 0% | 1 | 19% | 17.91% | 0% | 1 | 0 | 2 | 58% | 0% | 58% | 3 | 67% | 8.75% | 0% | 2 | 16% | 3.5% | 0% | 1 | 35% | 4.496% | 0% | 1 | 68% | 9.06% | 0% | 2 | 37% | 4.608% | 0% | 1 | 7% | 3.155% | 0% | 1 |  | 10.5% | 0% | 1 | 0.07 | 3.968% | 0% | 1 | 18% | 17.91% | 0% | 1 | 0 | 2 | 52% | 5% | 57% | 3 | 65% | 4.302% | 0% | 2 | 12% | 1.708% | 0% | 1 | 24% | 1.983% | 0% | 1 | 67% | 4.568% | 0% | 2 | 40% | 2.535% | 0% | 1 | 8% | 1.634% | 0% | 1 |  | 6.331% | 0% | 1 | 0.06 | 2.287% | 0% | 1 | 24% | 17.91% | 0% | 1 | 0 | 2 | 48% | 6% | 54% | 3 | 60% | 2.163% | 0% | 2 | 12% | 0.9774% | 0% | 1 | 21% | 1.093% | 0% | 1 | 64% | 2.387% | 0% | 2 | 41% | 1.453% | 0% | 1 | 6% | 0.9128% | 0% | 1
549 | Bliss | 0 | 0 | 10 | 0% | 0% | 1 | 0.13 | 0% | 0% | 1 | 54% | 0% | 0% | 2 | 0 | 2 | 1% | 0% | 1% | 1 | 0% | 0% | 0% | 1 | 0% | 0% | 0% | 1 | 17% | 0% | 0% | 1 | 17% | 0% | 0% | 1 | 0% | 0% | 0% | 1 | 1% | 0% | 0% | 1 |  | 0% | 0% | 1 | 0.14 | 0% | 0% | 1 | 63% | 0% | 0% | 2 | 0 | 2 | 2% | 0% | 2% | 1 | 1% | 0% | 0% | 1 | 3% | 0% | 0% | 1 | 8% | 0% | 0% | 1 | 9% | 0% | 0% | 1 | 1% | 0% | 0% | 1 | 1% | 0% | 0% | 1 |  | 0% | 0% | 1 | 0.12 | 0% | 0% | 1 | 62% | 0% | 0% | 2 | 0 | 2 | 6% | 0% | 6% | 1 | 16% | 0% | 0% | 1 | 5% | 0% | 0% | 1 | 9% | 0% | 0% | 1 | 22% | 0% | 0% | 1 | 8% | 0% | 0% | 1 | 2% | 0% | 0% | 1 |  | 0% | 0% | 1 | 0.12 | 0% | 0% | 1 | 53% | 0% | 0% | 2 | 0 | 2 | 9% | 0% | 9% | 1 | 29% | 0% | 0% | 1 | 8% | 0% | 0% | 1 | 13% | 0% | 0% | 1 | 38% | 0% | 0% | 1 | 12% | 0% | 0% | 1 | 3% | 0% | 0% | 1
550 | Divide | 0 | 0 | 10 | 0% | 0% | 1 | 0.07 | 0% | 0% | 1 | 6% | 0% | 0% | 1 | 0 | 2 | 20% | 0% | 20% | 2 | 14% | 0% | 0% | 1 | 19% | 0% | 0% | 1 | 67% | 0% | 0% | 2 | 69% | 0% | 0% | 2 | 21% | 0% | 0% | 1 | 1% | 0% | 0% | 1 |  | 0% | 0% | 1 | 0.07 | 0% | 0% | 1 | 25% | 0% | 0% | 1 | 0 | 2 | 16% | 0% | 16% | 1 | 19% | 0% | 0% | 1 | 9% | 0% | 0% | 1 | 50% | 0% | 0% | 2 | 55% | 0% | 0% | 2 | 18% | 0% | 0% | 1 | 4% | 0% | 0% | 1 |  | 0% | 0% | 1 | 0.08 | 0% | 0% | 1 | 22% | 0% | 0% | 1 | 0 | 2 | 22% | 0% | 22% | 2 | 28% | 0% | 0% | 1 | 7% | 0% | 0% | 1 | 43% | 0% | 0% | 1 | 53% | 0% | 0% | 2 | 26% | 0% | 0% | 1 | 5% | 0% | 0% | 1 |  | 0% | 0% | 1 | 0.07 | 0% | 0% | 1 | 16% | 0% | 0% | 1 | 0 | 2 | 35% | 3% | 38% | 2 | 30% | 0% | 0% | 1 | 5% | 0% | 0% | 1 | 35% | 0% | 0% | 1 | 50% | 0% | 0% | 2 | 36% | 0% | 0% | 1 | 5% | 0% | 0% | 1
551 | Cresta | 0 | 0 | 10 | 0% | 0% | 1 | 0.04 | 0% | 0% | 1 | 0% | 0% | 0% | 1 | 0 | 2 | 23% | 31% | 54% | 5 | 45% | 0% | 0% | 1 | 50% | 0% | 0% | 2 | 82% | 0% | 0% | 3 | 96% | 0% | 0% | 5 | 58% | 0% | 0% | 2 | 2% | 0% | 0% | 1 |  | 0% | 0% | 1 | 0.06 | 0% | 0% | 1 | 0% | 0% | 0% | 1 | 0 | 2 | 14% | 30% | 44% | 5 | 42% | 0% | 0% | 1 | 42% | 0% | 0% | 1 | 74% | 0% | 0% | 3 | 86% | 0% | 0% | 3 | 49% | 0% | 0% | 1 | 3% | 0% | 0% | 1 |  | 0% | 0% | 1 | 0.11 | 0% | 0% | 1 | 0% | 0% | 0% | 1 | 0 | 2 | 17% | 29% | 46% | 4 | 44% | 0% | 0% | 1 | 41% | 0% | 0% | 1 | 63% | 0% | 0% | 2 | 86% | 0% | 0% | 3 | 44% | 0% | 0% | 1 | 4% | 0% | 0% | 1 |  | 0% | 0% | 1 | 0.09 | 0% | 0% | 1 | 0% | 0% | 0% | 1 | 0 | 2 | 24% | 26% | 50% | 4 | 48% | 0% | 0% | 1 | 40% | 0% | 0% | 1 | 61% | 0% | 0% | 2 | 83% | 0% | 0% | 3 | 46% | 0% | 0% | 1 | 6% | 0% | 0% | 1
552 | Race Track | 0 | 0 | 10 | 0% | 0% | 1 | 0.18 | 0% | 0% | 1 | 1% | 0% | 0% | 1 | 0 | 2 | 88% | 0% | 88% | 5 | 48% | 0% | 0% | 1 | 43% | 0% | 0% | 1 | 33% | 0% | 0% | 1 | 67% | 0% | 0% | 2 | 35% | 0% | 0% | 1 | 6% | 0% | 0% | 1 |  | 0% | 0% | 1 | 0.15 | 0% | 0% | 1 | 0% | 0% | 0% | 1 | 0 | 2 | 86% | 10% | 96% | 5 | 42% | 0% | 0% | 1 | 38% | 0% | 0% | 1 | 38% | 0% | 0% | 1 | 62% | 0% | 0% | 2 | 47% | 0% | 0% | 1 | 4% | 0% | 0% | 1 |  | 0% | 0% | 1 | 0.16 | 0% | 0% | 1 | 0% | 0% | 0% | 1 | 0 | 2 | 74% | 18% | 92% | 5 | 55% | 0% | 0% | 2 | 34% | 0% | 0% | 1 | 44% | 0% | 0% | 1 | 77% | 0% | 0% | 3 | 57% | 0% | 0% | 2 | 5% | 0% | 0% | 1 |  | 0% | 0% | 1 | 0.15 | 0% | 0% | 1 | 0% | 0% | 0% | 1 | 0 | 2 | 65% | 24% | 89% | 5 | 60% | 0% | 0% | 2 | 23% | 0% | 0% | 1 | 35% | 0% | 0% | 1 | 76% | 0% | 0% | 3 | 56% | 0% | 0% | 2 | 6% | 0% | 0% | 1
553 | Lodi | 0 | 0 | 10 | 0% | 0% | 1 | 0.16 | 0% | 0% | 1 | 70% | 0% | 0% | 2 | 0 | 2 | 0% | 0% | 0% | 1 | 0% | 0% | 0% | 1 | 42% | 0% | 0% | 1 | 48% | 0% | 0% | 1 | 48% | 0% | 0% | 1 | 0% | 0% | 0% | 1 | 4% | 0% | 0% | 1 |  | 0% | 0% | 1 | 0.13 | 0% | 0% | 1 | 70% | 0% | 0% | 2 | 0 | 2 | 0% | 0% | 0% | 1 | 12% | 0% | 0% | 1 | 24% | 0% | 0% | 1 | 26% | 0% | 0% | 1 | 31% | 0% | 0% | 1 | 0% | 0% | 0% | 1 | 7% | 0% | 0% | 1 |  | 0% | 0% | 1 | 0.14 | 0% | 0% | 1 | 61% | 0% | 0% | 2 | 0 | 2 | 0% | 0% | 0% | 1 | 10% | 0% | 0% | 1 | 17% | 0% | 0% | 1 | 23% | 0% | 0% | 1 | 30% | 0% | 0% | 1 | 0% | 0% | 0% | 1 | 8% | 0% | 0% | 1 |  | 0% | 0% | 1 | 0.13 | 0% | 0% | 1 | 55% | 0% | 0% | 2 | 0 | 2 | 2% | 0% | 2% | 1 | 13% | 0% | 0% | 1 | 15% | 0% | 0% | 1 | 23% | 0% | 0% | 1 | 32% | 0% | 0% | 1 | 1% | 0% | 0% | 1 | 9% | 0% | 0% | 1
554 | Rancho Seco | 0 | 0 | 10 | 0% | 0% | 1 | 0.09 | 0% | 0% | 1 | 11% | 0% | 0% | 1 | 0 | 2 | 28% | 0% | 28% | 2 | 100% | 0% | 0% | 5 | 50% | 0% | 0% | 2 | 74% | 0% | 0% | 3 | 100% | 0% | 0% | 5 | 34% | 0% | 0% | 1 | 45% | 0% | 0% | 1 |  | 0% | 0% | 1 | 0.16 | 0% | 0% | 1 | 11% | 0% | 0% | 1 | 0 | 2 | 19% | 0% | 19% | 1 | 74% | 0% | 0% | 3 | 32% | 0% | 0% | 1 | 52% | 0% | 0% | 2 | 83% | 0% | 0% | 3 | 23% | 0% | 0% | 1 | 30% | 0% | 0% | 1 |  | 0% | 0% | 1 | 0.19 | 0% | 0% | 1 | 15% | 0% | 0% | 1 | 0 | 2 | 24% | 0% | 24% | 2 | 62% | 0% | 0% | 2 | 27% | 0% | 0% | 1 | 41% | 0% | 0% | 1 | 74% | 0% | 0% | 3 | 25% | 0% | 0% | 1 | 23% | 0% | 0% | 1 |  | 0% | 0% | 1 | 0.22 | 0% | 0% | 1 | 18% | 0% | 0% | 1 | 0 | 2 | 28% | 0% | 28% | 2 | 54% | 0% | 0% | 2 | 23% | 0% | 0% | 1 | 33% | 0% | 0% | 1 | 64% | 0% | 0% | 2 | 27% | 0% | 0% | 1 | 18% | 0% | 0% | 1
555 | Monticello | 0 | 0 | 10 | 0% | 0% | 1 | 0.11 | 0% | 0% | 1 | 4% | 0% | 0% | 1 | 0 | 2 | 71% | 0% | 71% | 3 | 72% | 0% | 0% | 3 | 8% | 0% | 0% | 1 | 48% | 0% | 0% | 1 | 90% | 0% | 0% | 4 | 65% | 0% | 0% | 2 | 8% | 0% | 0% | 1 |  | 0% | 0% | 1 | 0.09 | 0% | 0% | 1 | 7% | 0% | 0% | 1 | 0 | 2 | 66% | 3% | 69% | 3 | 80% | 0% | 0% | 3 | 16% | 0% | 0% | 1 | 37% | 0% | 0% | 1 | 88% | 0% | 0% | 3 | 64% | 0% | 0% | 2 | 8% | 0% | 0% | 1 |  | 0% | 0% | 1 | 0.11 | 0% | 0% | 1 | 15% | 0% | 0% | 1 | 0 | 2 | 61% | 6% | 67% | 3 | 80% | 0% | 0% | 3 | 16% | 0% | 0% | 1 | 24% | 0% | 0% | 1 | 86% | 0% | 0% | 3 | 51% | 0% | 0% | 2 | 7% | 0% | 0% | 1 |  | 0% | 0% | 1 | 0.11 | 0% | 0% | 1 | 26% | 0% | 0% | 1 | 0 | 2 | 45% | 6% | 51% | 3 | 69% | 0% | 0% | 2 | 14% | 0% | 0% | 1 | 24% | 0% | 0% | 1 | 75% | 0% | 0% | 3 | 42% | 0% | 0% | 1 | 5% | 0% | 0% | 1
556 | New Sub - Westley - Quinto (Proposed) | 0 | 0 | 10 | 0% | 0% | 1 | 0.1 | 0% | 0% | 1 | 52% | 0% | 0% | 2 | 0 | 2 | 47% | 4% | 51% | 3 | 87% | 0% | 0% | 3 | 18% | 0% | 0% | 1 | 27% | 0% | 0% | 1 | 89% | 0% | 0% | 3 | 35% | 0% | 0% | 1 | 1% | 0% | 0% | 1 |  | 0% | 0% | 1 | 0.1 | 0% | 0% | 1 | 47% | 0% | 0% | 1 | 0 | 2 | 39% | 10% | 49% | 3 | 77% | 0% | 0% | 3 | 17% | 0% | 0% | 1 | 25% | 0% | 0% | 1 | 80% | 0% | 0% | 3 | 37% | 0% | 0% | 1 | 3% | 0% | 0% | 1 |  | 0% | 0% | 1 | 0.11 | 0% | 0% | 1 | 47% | 0% | 0% | 1 | 0 | 2 | 31% | 12% | 43% | 3 | 61% | 0% | 0% | 2 | 17% | 0% | 0% | 1 | 23% | 0% | 0% | 1 | 67% | 0% | 0% | 2 | 35% | 0% | 0% | 1 | 3% | 0% | 0% | 1 |  | 0% | 0% | 1 | 0.13 | 0% | 0% | 1 | 44% | 0% | 0% | 1 | 0 | 2 | 27% | 17% | 44% | 3 | 55% | 0% | 0% | 2 | 20% | 0% | 0% | 1 | 25% | 0% | 0% | 1 | 61% | 0% | 0% | 2 | 36% | 0% | 0% | 1 | 3% | 0% | 0% | 1
557 | North Dublin | 0 | 0 | 10 | 0% | 0% | 1 | 0.29 | 0% | 0% | 1 | 0% | 0% | 0% | 1 | 0 | 2 | 89% | 4% | 93% | 5 | 3% | 0% | 0% | 1 | 50% | 0% | 0% | 2 | 76% | 0% | 0% | 3 | 76% | 0% | 0% | 3 | 22% | 0% | 0% | 1 | 6% | 0% | 0% | 1 |  | 0% | 0% | 1 | 0.15 | 0% | 0% | 1 | 0% | 0% | 0% | 1 | 0 | 2 | 95% | 2% | 97% | 5 | 46% | 0% | 0% | 1 | 48% | 0% | 0% | 1 | 70% | 0% | 0% | 3 | 84% | 0% | 0% | 3 | 36% | 0% | 0% | 1 | 7% | 0% | 0% | 1 |  | 0% | 0% | 1 | 0.12 | 0% | 0% | 1 | 2% | 0% | 0% | 1 | 0 | 2 | 95% | 1% | 96% | 5 | 67% | 0% | 0% | 2 | 52% | 0% | 0% | 2 | 70% | 0% | 0% | 3 | 89% | 0% | 0% | 3 | 39% | 0% | 0% | 1 | 7% | 0% | 0% | 1 |  | 0% | 0% | 1 | 0.13 | 0% | 0% | 1 | 11% | 0% | 0% | 1 | 0 | 2 | 76% | 4% | 80% | 5 | 60% | 0% | 0% | 2 | 54% | 0% | 0% | 2 | 64% | 0% | 0% | 2 | 82% | 0% | 0% | 3 | 36% | 0% | 0% | 1 | 6% | 0% | 0% | 1
558 | Wildlife | 0 | 0 | 10 | 0% | 0% | 1 | 0 | 0% | 0% | 1 | 0% | 0% | 0% | 1 | 0 | 2 | 0% | 0% | 0% | 1 | 0% | 0% | 0% | 1 | 0% | 0% | 0% | 1 | 0% | 0% | 0% | 1 | 0% | 0% | 0% | 1 | 0% | 0% | 0% | 1 | 0% | 0% | 0% | 1 |  | 0% | 0% | 1 | 0.45 | 0% | 0% | 1 | 16% | 0% | 0% | 1 | 0 | 2 | 33% | 0% | 33% | 2 | 2% | 0% | 0% | 1 | 17% | 0% | 0% | 1 | 39% | 0% | 0% | 1 | 46% | 0% | 0% | 1 | 2% | 0% | 0% | 1 | 4% | 0% | 0% | 1 |  | 0% | 0% | 1 | 0.32 | 0% | 0% | 1 | 4% | 0% | 0% | 1 | 0 | 2 | 65% | 13% | 78% | 5 | 17% | 0% | 0% | 1 | 34% | 0% | 0% | 1 | 57% | 0% | 0% | 2 | 65% | 0% | 0% | 2 | 26% | 0% | 0% | 1 | 7% | 0% | 0% | 1 |  | 0% | 0% | 1 | 0.27 | 0% | 0% | 1 | 2% | 0% | 0% | 1 | 0 | 2 | 63% | 22% | 85% | 5 | 38% | 0% | 0% | 1 | 38% | 0% | 0% | 1 | 51% | 0% | 0% | 2 | 75% | 0% | 0% | 3 | 31% | 0% | 0% | 1 | 8% | 0% | 0% | 1
559 | Clovis | 0 | 0 | 10 | 0% | 0% | 1 | 0.52 | 0% | 0% | 1 | 15% | 0% | 0% | 1 | 0 | 2 | 36% | 0% | 36% | 2 | 16% | 0% | 0% | 1 | 55% | 0% | 0% | 2 | 56% | 0% | 0% | 2 | 59% | 0% | 0% | 2 | 5% | 0% | 0% | 1 | 21% | 0% | 0% | 1 |  | 0% | 0% | 1 | 0.31 | 0% | 0% | 1 | 18% | 0% | 0% | 1 | 0 | 2 | 54% | 0% | 54% | 3 | 57% | 0% | 0% | 2 | 44% | 0% | 0% | 1 | 42% | 0% | 0% | 1 | 69% | 0% | 0% | 2 | 30% | 0% | 0% | 1 | 19% | 0% | 0% | 1 |  | 0% | 0% | 1 | 0.25 | 0% | 0% | 1 | 27% | 0% | 0% | 1 | 0 | 2 | 46% | 0% | 46% | 2 | 47% | 0% | 0% | 1 | 29% | 0% | 0% | 1 | 31% | 0% | 0% | 1 | 61% | 0% | 0% | 2 | 32% | 0% | 0% | 1 | 15% | 0% | 0% | 1 |  | 0% | 0% | 1 | 0.2 | 0% | 0% | 1 | 35% | 0% | 0% | 1 | 0 | 2 | 43% | 0% | 43% | 2 | 37% | 0% | 0% | 1 | 25% | 0% | 0% | 1 | 26% | 0% | 0% | 1 | 52% | 0% | 0% | 2 | 28% | 0% | 0% | 1 | 12% | 0% | 0% | 1
560 | Greenleaf 1 | 0 | 0 | 10 | 0% | 0% | 1 | 0.12 | 0% | 0% | 1 | 60% | 0% | 0% | 2 | 0 | 2 | 0% | 0% | 0% | 1 | 1% | 0% | 0% | 1 | 10% | 0% | 0% | 1 | 56% | 0% | 0% | 2 | 56% | 0% | 0% | 2 | 0% | 0% | 0% | 1 | 3% | 0% | 0% | 1 |  | 0% | 0% | 1 | 0.12 | 0% | 0% | 1 | 65% | 0% | 0% | 2 | 0 | 2 | 0% | 0% | 0% | 1 | 22% | 0% | 0% | 1 | 7% | 0% | 0% | 1 | 51% | 0% | 0% | 2 | 60% | 0% | 0% | 2 | 1% | 0% | 0% | 1 | 4% | 0% | 0% | 1 |  | 0% | 0% | 1 | 0.11 | 0% | 0% | 1 | 64% | 0% | 0% | 2 | 0 | 2 | 6% | 0% | 6% | 1 | 38% | 0% | 0% | 1 | 9% | 0% | 0% | 1 | 47% | 0% | 0% | 1 | 67% | 0% | 0% | 2 | 3% | 0% | 0% | 1 | 6% | 0% | 0% | 1 |  | 0% | 0% | 1 | 0.1 | 0% | 0% | 1 | 60% | 0% | 0% | 2 | 0 | 2 | 9% | 0% | 9% | 1 | 43% | 0% | 0% | 1 | 9% | 0% | 0% | 1 | 45% | 0% | 0% | 1 | 68% | 0% | 0% | 2 | 4% | 0% | 0% | 1 | 7% | 0% | 0% | 1
561 | Atlantic | 0 | 0 | 10 | 0% | 0% | 1 | 0.74 | 0% | 0% | 1 | 3% | 0% | 0% | 1 | 0 | 2 | 0% | 0% | 0% | 1 | 31% | 0% | 0% | 1 | 0% | 0% | 0% | 1 | 0% | 0% | 0% | 1 | 31% | 0% | 0% | 1 | 0% | 0% | 0% | 1 | 19% | 0% | 0% | 1 |  | 0% | 0% | 1 | 0.69 | 0% | 0% | 1 | 4% | 0% | 0% | 1 | 0 | 2 | 50% | 0% | 50% | 3 | 44% | 0% | 0% | 1 | 0% | 0% | 0% | 1 | 0% | 0% | 0% | 1 | 44% | 0% | 0% | 1 | 7% | 0% | 0% | 1 | 41% | 0% | 0% | 1 |  | 0% | 0% | 1 | 0.47 | 0% | 0% | 1 | 8% | 0% | 0% | 1 | 0 | 2 | 42% | 1% | 43% | 2 | 39% | 0% | 0% | 1 | 9% | 0% | 0% | 1 | 20% | 0% | 0% | 1 | 55% | 0% | 0% | 2 | 13% | 0% | 0% | 1 | 23% | 0% | 0% | 1 |  | 0% | 0% | 1 | 0.32 | 0% | 0% | 1 | 19% | 0% | 0% | 1 | 0 | 2 | 42% | 1% | 43% | 2 | 50% | 0% | 0% | 2 | 11% | 0% | 0% | 1 | 25% | 0% | 0% | 1 | 68% | 0% | 0% | 2 | 17% | 0% | 0% | 1 | 17% | 0% | 0% | 1
562 | Vasona | 0 | 0 | 10 | 0% | 0% | 1 | 0.31 | 0% | 0% | 1 | 0% | 0% | 0% | 1 | 0 | 2 | 13% | 0% | 13% | 1 | 100% | 0% | 0% | 5 | 0% | 0% | 0% | 1 | 96% | 0% | 0% | 5 | 100% | 0% | 0% | 5 | 26% | 0% | 0% | 1 | 3% | 0% | 0% | 1 |  | 0% | 0% | 1 | 0.25 | 0% | 0% | 1 | 1% | 0% | 0% | 1 | 0 | 2 | 11% | 0% | 11% | 1 | 68% | 0% | 0% | 2 | 0% | 0% | 0% | 1 | 76% | 0% | 0% | 3 | 95% | 0% | 0% | 5 | 24% | 0% | 0% | 1 | 2% | 0% | 0% | 1 |  | 0% | 0% | 1 | 0.21 | 0% | 0% | 1 | 1% | 0% | 0% | 1 | 0 | 2 | 30% | 0% | 30% | 2 | 57% | 0% | 0% | 2 | 12% | 0% | 0% | 1 | 62% | 0% | 0% | 2 | 84% | 0% | 0% | 3 | 27% | 0% | 0% | 1 | 2% | 0% | 0% | 1 |  | 0% | 0% | 1 | 0.19 | 0% | 0% | 1 | 1% | 0% | 0% | 1 | 0 | 2 | 38% | 1% | 39% | 2 | 61% | 0% | 0% | 2 | 25% | 0% | 0% | 1 | 62% | 0% | 0% | 2 | 85% | 0% | 0% | 3 | 41% | 0% | 0% | 1 | 4% | 0% | 0% | 1
563 | Mercury | 0 | 0 | 0 | 0% | 0% | 1 | 0 | 0% | 0% | 1 | 0% | 0% | 0% | 1 | 0 | 2 | 0% | 0% | 0% | 1 | 0% | 0% | 0% | 1 | 0% | 0% | 0% | 1 | 0% | 0% | 0% | 1 | 0% | 0% | 0% | 1 | 0% | 0% | 0% | 1 | 0% | 0% | 0% | 1 |  | 0% | 0% | 1 | 0 | 0% | 0% | 1 | 0% | 0% | 0% | 1 | 0 | 2 | 0% | 0% | 0% | 1 | 0% | 0% | 0% | 1 | 0% | 0% | 0% | 1 | 0% | 0% | 0% | 1 | 0% | 0% | 0% | 1 | 0% | 0% | 0% | 1 | 0% | 0% | 0% | 1 |  | 0% | 0% | 1 | 0 | 0% | 0% | 1 | 0% | 0% | 0% | 1 | 0 | 2 | 0% | 0% | 0% | 1 | 0% | 0% | 0% | 1 | 0% | 0% | 0% | 1 | 0% | 0% | 0% | 1 | 0% | 0% | 0% | 1 | 0% | 0% | 0% | 1 | 0% | 0% | 0% | 1 |  | 0% | 0% | 1 | 0 | 0% | 0% | 1 | 0% | 0% | 0% | 1 | 0 | 2 | 0% | 0% | 0% | 1 | 0% | 0% | 0% | 1 | 0% | 0% | 0% | 1 | 0% | 0% | 0% | 1 | 0% | 0% | 0% | 1 | 0% | 0% | 0% | 1 | 0% | 0% | 0% | 1
564 | Monta Vista | 0 | 0 | 10 | 0% | 0% | 1 | 0.14 | 0% | 0% | 1 | 11% | 0% | 0% | 1 | 0 | 2 | 5% | 0% | 5% | 1 | 97% | 0% | 0% | 5 | 4% | 0% | 0% | 1 | 98% | 0% | 0% | 5 | 100% | 0% | 0% | 5 | 54% | 0% | 0% | 2 | 6% | 0% | 0% | 1 |  | 0% | 0% | 1 | 0.15 | 0% | 0% | 1 | 1% | 0% | 0% | 1 | 0 | 2 | 2% | 0% | 2% | 1 | 86% | 0% | 0% | 3 | 23% | 0% | 0% | 1 | 64% | 0% | 0% | 2 | 94% | 0% | 0% | 4 | 22% | 0% | 0% | 1 | 3% | 0% | 0% | 1 |  | 0% | 0% | 1 | 0.19 | 0% | 0% | 1 | 0% | 0% | 0% | 1 | 0 | 2 | 3% | 0% | 3% | 1 | 63% | 0% | 0% | 2 | 26% | 0% | 0% | 1 | 75% | 0% | 0% | 3 | 91% | 0% | 0% | 4 | 31% | 0% | 0% | 1 | 4% | 0% | 0% | 1 |  | 0% | 0% | 1 | 0.21 | 0% | 0% | 1 | 1% | 0% | 0% | 1 | 0 | 2 | 20% | 0% | 20% | 2 | 46% | 0% | 0% | 1 | 40% | 0% | 0% | 1 | 75% | 0% | 0% | 3 | 86% | 0% | 0% | 3 | 40% | 0% | 0% | 1 | 6% | 0% | 0% | 1
565 | Topaz | 0 | 0 | 10 | 0% | 0% | 1 | 0.04 | 0% | 0% | 1 | 0% | 0% | 0% | 1 | 0 | 2 | 70% | 8% | 78% | 5 | 11% | 0% | 0% | 1 | 33% | 0% | 0% | 1 | 49% | 0% | 0% | 1 | 51% | 0% | 0% | 2 | 59% | 0% | 0% | 2 | 1% | 0% | 0% | 1 |  | 0% | 0% | 1 | 0.09 | 0% | 0% | 1 | 0% | 0% | 0% | 1 | 0 | 2 | 62% | 15% | 77% | 5 | 41% | 0% | 0% | 1 | 22% | 0% | 0% | 1 | 34% | 0% | 0% | 1 | 68% | 0% | 0% | 2 | 67% | 0% | 0% | 2 | 5% | 0% | 0% | 1 |  | 0% | 0% | 1 | 0.08 | 0% | 0% | 1 | 1% | 0% | 0% | 1 | 0 | 2 | 44% | 15% | 59% | 3 | 53% | 0% | 0% | 2 | 20% | 0% | 0% | 1 | 28% | 0% | 0% | 1 | 72% | 0% | 0% | 3 | 60% | 0% | 0% | 2 | 4% | 0% | 0% | 1 |  | 0% | 0% | 1 | 0.07 | 0% | 0% | 1 | 3% | 0% | 0% | 1 | 0 | 2 | 35% | 19% | 54% | 3 | 55% | 0% | 0% | 2 | 14% | 0% | 0% | 1 | 26% | 0% | 0% | 1 | 73% | 0% | 0% | 3 | 52% | 0% | 0% | 2 | 3% | 0% | 0% | 1
566 | Balch | 0 | 0 | 10 | 0% | 0% | 1 | 0.02 | 0% | 0% | 1 | 0% | 0% | 0% | 1 | 0 | 2 | 50% | 46% | 96% | 5 | 26% | 0% | 0% | 1 | 60% | 0% | 0% | 2 | 27% | 0% | 0% | 1 | 74% | 0% | 0% | 3 | 84% | 0% | 0% | 3 | 5% | 0% | 0% | 1 |  | 0% | 0% | 1 | 0.02 | 0% | 0% | 1 | 0% | 0% | 0% | 1 | 0 | 2 | 74% | 18% | 92% | 5 | 13% | 0% | 0% | 1 | 44% | 0% | 0% | 1 | 35% | 0% | 0% | 1 | 56% | 0% | 0% | 2 | 72% | 0% | 0% | 3 | 5% | 0% | 0% | 1 |  | 0% | 0% | 1 | 0.06 | 0% | 0% | 1 | 0% | 0% | 0% | 1 | 0 | 2 | 79% | 9% | 88% | 5 | 20% | 0% | 0% | 1 | 39% | 0% | 0% | 1 | 33% | 0% | 0% | 1 | 62% | 0% | 0% | 2 | 67% | 0% | 0% | 2 | 4% | 0% | 0% | 1 |  | 0% | 0% | 1 | 0.12 | 0% | 0% | 1 | 1% | 0% | 0% | 1 | 0 | 2 | 71% | 5% | 76% | 5 | 38% | 0% | 0% | 1 | 38% | 0% | 0% | 1 | 35% | 0% | 0% | 1 | 73% | 0% | 0% | 3 | 63% | 0% | 0% | 2 | 5% | 0% | 0% | 1
567 | El Dorado PH | 0 | 0 | 10 | 0% | 0% | 1 | 0.25 | 0% | 0% | 1 | 1% | 0% | 0% | 1 | 0 | 2 | 58% | 0% | 58% | 3 | 78% | 0% | 0% | 3 | 22% | 0% | 0% | 1 | 54% | 0% | 0% | 2 | 85% | 0% | 0% | 3 | 30% | 0% | 0% | 1 | 1% | 0% | 0% | 1 |  | 0% | 0% | 1 | 0.21 | 0% | 0% | 1 | 1% | 0% | 0% | 1 | 0 | 2 | 57% | 30% | 87% | 5 | 69% | 0% | 0% | 2 | 28% | 0% | 0% | 1 | 43% | 0% | 0% | 1 | 83% | 0% | 0% | 3 | 34% | 0% | 0% | 1 | 1% | 0% | 0% | 1 |  | 0% | 0% | 1 | 0.21 | 0% | 0% | 1 | 1% | 0% | 0% | 1 | 0 | 2 | 49% | 44% | 93% | 5 | 60% | 0% | 0% | 2 | 25% | 0% | 0% | 1 | 33% | 0% | 0% | 1 | 78% | 0% | 0% | 3 | 27% | 0% | 0% | 1 | 2% | 0% | 0% | 1 |  | 0% | 0% | 1 | 0.15 | 0% | 0% | 1 | 1% | 0% | 0% | 1 | 0 | 2 | 51% | 44% | 95% | 5 | 55% | 0% | 0% | 2 | 20% | 0% | 0% | 1 | 24% | 0% | 0% | 1 | 70% | 0% | 0% | 3 | 31% | 0% | 0% | 1 | 3% | 0% | 0% | 1
568 | Bell | 0 | 0 | 10 | 0% | 0% | 1 | 0.51 | 0% | 0% | 1 | 1% | 0% | 0% | 1 | 0 | 2 | 87% | 0% | 87% | 5 | 64% | 0% | 0% | 2 | 0% | 0% | 0% | 1 | 3% | 0% | 0% | 1 | 64% | 0% | 0% | 2 | 10% | 0% | 0% | 1 | 7% | 0% | 0% | 1 |  | 0% | 0% | 1 | 0.4 | 0% | 0% | 1 | 1% | 0% | 0% | 1 | 0 | 2 | 87% | 1% | 88% | 5 | 75% | 0% | 0% | 3 | 2% | 0% | 0% | 1 | 0% | 0% | 0% | 1 | 75% | 0% | 0% | 3 | 21% | 0% | 0% | 1 | 9% | 0% | 0% | 1 |  | 0% | 0% | 1 | 0.33 | 0% | 0% | 1 | 2% | 0% | 0% | 1 | 0 | 2 | 81% | 6% | 87% | 5 | 81% | 0% | 0% | 3 | 8% | 0% | 0% | 1 | 9% | 0% | 0% | 1 | 83% | 0% | 0% | 3 | 24% | 0% | 0% | 1 | 10% | 0% | 0% | 1 |  | 0% | 0% | 1 | 0.34 | 0% | 0% | 1 | 5% | 0% | 0% | 1 | 0 | 2 | 69% | 13% | 82% | 5 | 76% | 0% | 0% | 3 | 16% | 0% | 0% | 1 | 16% | 0% | 0% | 1 | 80% | 0% | 0% | 3 | 18% | 0% | 0% | 1 | 11% | 0% | 0% | 1
569 | San Pablo | 0 | 0 | 10 | 0% | 0% | 1 | 0.63 | 0% | 0% | 1 | 0% | 0% | 0% | 1 | 0 | 2 | 0% | 0% | 0% | 1 | 0% | 0% | 0% | 1 | 73% | 0% | 0% | 3 | 73% | 0% | 0% | 3 | 73% | 0% | 0% | 3 | 0% | 0% | 0% | 1 | 17% | 0% | 0% | 1 |  | 0% | 0% | 1 | 0.55 | 0% | 0% | 1 | 0% | 0% | 0% | 1 | 0 | 2 | 39% | 0% | 39% | 2 | 13% | 0% | 0% | 1 | 54% | 0% | 0% | 2 | 79% | 0% | 0% | 3 | 79% | 0% | 0% | 3 | 11% | 0% | 0% | 1 | 7% | 0% | 0% | 1 |  | 0% | 0% | 1 | 0.49 | 0% | 0% | 1 | 0% | 0% | 0% | 1 | 0 | 2 | 27% | 0% | 27% | 2 | 17% | 0% | 0% | 1 | 38% | 0% | 0% | 1 | 55% | 0% | 0% | 2 | 67% | 0% | 0% | 2 | 9% | 0% | 0% | 1 | 9% | 0% | 0% | 1 |  | 0% | 0% | 1 | 0.46 | 0% | 0% | 1 | 8% | 0% | 0% | 1 | 0 | 2 | 30% | 0% | 30% | 2 | 41% | 0% | 0% | 1 | 27% | 0% | 0% | 1 | 47% | 0% | 0% | 1 | 74% | 0% | 0% | 3 | 17% | 0% | 0% | 1 | 9% | 0% | 0% | 1
570 | Lambie (old) | 0 | 0 | 0 | 0% | 0% | 1 | 0.06 | 0% | 0% | 1 | 0% | 0% | 0% | 1 | 0 | 2 | 90% | 0% | 90% | 5 | 7% | 0% | 0% | 1 | 59% | 0% | 0% | 2 | 66% | 0% | 0% | 2 | 75% | 0% | 0% | 3 | 13% | 0% | 0% | 1 | 41% | 0% | 0% | 1 |  | 0% | 0% | 1 | 0.07 | 0% | 0% | 1 | 16% | 0% | 0% | 1 | 0 | 2 | 66% | 0% | 66% | 3 | 13% | 0% | 0% | 1 | 35% | 0% | 0% | 1 | 39% | 0% | 0% | 1 | 51% | 0% | 0% | 2 | 6% | 0% | 0% | 1 | 22% | 0% | 0% | 1 |  | 0% | 0% | 1 | 0.08 | 0% | 0% | 1 | 31% | 0% | 0% | 1 | 0 | 2 | 40% | 0% | 40% | 2 | 13% | 0% | 0% | 1 | 24% | 0% | 0% | 1 | 24% | 0% | 0% | 1 | 37% | 0% | 0% | 1 | 5% | 0% | 0% | 1 | 19% | 0% | 0% | 1 |  | 0% | 0% | 1 | 0.12 | 0% | 0% | 1 | 35% | 0% | 0% | 1 | 0 | 2 | 35% | 0% | 35% | 2 | 20% | 0% | 0% | 1 | 21% | 0% | 0% | 1 | 23% | 0% | 0% | 1 | 41% | 0% | 0% | 1 | 9% | 0% | 0% | 1 | 13% | 0% | 0% | 1
571 | Figarden | 0 | 0 | 10 | 0% | 0% | 1 | 0.13 | 0% | 0% | 1 | 35% | 0% | 0% | 1 | 0 | 2 | 9% | 0% | 9% | 1 | 36% | 0% | 0% | 1 | 24% | 0% | 0% | 1 | 24% | 0% | 0% | 1 | 48% | 0% | 0% | 1 | 0% | 0% | 0% | 1 | 6% | 0% | 0% | 1 |  | 0% | 0% | 1 | 0.21 | 0% | 0% | 1 | 53% | 0% | 0% | 2 | 0 | 2 | 19% | 0% | 19% | 1 | 17% | 0% | 0% | 1 | 26% | 0% | 0% | 1 | 26% | 0% | 0% | 1 | 37% | 0% | 0% | 1 | 3% | 0% | 0% | 1 | 7% | 0% | 0% | 1 |  | 0% | 0% | 1 | 0.21 | 0% | 0% | 1 | 49% | 0% | 0% | 1 | 0 | 2 | 29% | 0% | 29% | 2 | 18% | 0% | 0% | 1 | 28% | 0% | 0% | 1 | 29% | 0% | 0% | 1 | 39% | 0% | 0% | 1 | 13% | 0% | 0% | 1 | 14% | 0% | 0% | 1 |  | 0% | 0% | 1 | 0.18 | 0% | 0% | 1 | 41% | 0% | 0% | 1 | 0 | 2 | 30% | 0% | 30% | 2 | 28% | 0% | 0% | 1 | 27% | 0% | 0% | 1 | 27% | 0% | 0% | 1 | 44% | 0% | 0% | 1 | 17% | 0% | 0% | 1 | 12% | 0% | 0% | 1
572 | Trimble | 0 | 0 | 10 | 0% | 0% | 1 | 0 | 0% | 0% | 1 | 0% | 0% | 0% | 1 | 0 | 2 | 0% | 0% | 0% | 1 | 0% | 0% | 0% | 1 | 0% | 0% | 0% | 1 | 0% | 0% | 0% | 1 | 0% | 0% | 0% | 1 | 0% | 0% | 0% | 1 | 0% | 0% | 0% | 1 |  | 0% | 0% | 1 | 0.08 | 0% | 0% | 1 | 0% | 0% | 0% | 1 | 0 | 2 | 96% | 0% | 96% | 5 | 21% | 0% | 0% | 1 | 23% | 0% | 0% | 1 | 25% | 0% | 0% | 1 | 33% | 0% | 0% | 1 | 65% | 0% | 0% | 2 | 9% | 0% | 0% | 1 |  | 0% | 0% | 1 | 0.08 | 0% | 0% | 1 | 1% | 0% | 0% | 1 | 0 | 2 | 86% | 1% | 87% | 5 | 65% | 0% | 0% | 2 | 40% | 0% | 0% | 1 | 53% | 0% | 0% | 2 | 73% | 0% | 0% | 3 | 63% | 0% | 0% | 2 | 6% | 0% | 0% | 1 |  | 0% | 0% | 1 | 0.13 | 0% | 0% | 1 | 1% | 0% | 0% | 1 | 0 | 2 | 64% | 8% | 72% | 3 | 72% | 0% | 0% | 3 | 31% | 0% | 0% | 1 | 52% | 0% | 0% | 2 | 84% | 0% | 0% | 3 | 58% | 0% | 0% | 2 | 5% | 0% | 0% | 1
573 | Tassajara | 0 | 0 | 10 | 0% | 0% | 1 | 0.23 | 0% | 0% | 1 | 1% | 0% | 0% | 1 | 0 | 2 | 85% | 5% | 90% | 5 | 13% | 0% | 0% | 1 | 68% | 0% | 0% | 2 | 80% | 0% | 0% | 3 | 80% | 0% | 0% | 3 | 28% | 0% | 0% | 1 | 8% | 0% | 0% | 1 |  | 0% | 0% | 1 | 0.15 | 0% | 0% | 1 | 0% | 0% | 0% | 1 | 0 | 2 | 95% | 2% | 97% | 5 | 54% | 0% | 0% | 2 | 50% | 0% | 0% | 2 | 73% | 0% | 0% | 3 | 89% | 0% | 0% | 3 | 41% | 0% | 0% | 1 | 7% | 0% | 0% | 1 |  | 0% | 0% | 1 | 0.13 | 0% | 0% | 1 | 2% | 0% | 0% | 1 | 0 | 2 | 91% | 1% | 92% | 5 | 55% | 0% | 0% | 2 | 49% | 0% | 0% | 1 | 71% | 0% | 0% | 3 | 85% | 0% | 0% | 3 | 37% | 0% | 0% | 1 | 7% | 0% | 0% | 1 |  | 0% | 0% | 1 | 0.16 | 0% | 0% | 1 | 8% | 0% | 0% | 1 | 0 | 2 | 77% | 1% | 78% | 5 | 57% | 0% | 0% | 2 | 54% | 0% | 0% | 2 | 65% | 0% | 0% | 2 | 82% | 0% | 0% | 3 | 30% | 0% | 0% | 1 | 9% | 0% | 0% | 1
574 | Santa Rosa A | 0 | 0 | 10 | 0% | 0% | 1 | 0.33 | 0% | 0% | 1 | 13% | 0% | 0% | 1 | 0 | 2 | 0% | 0% | 0% | 1 | 54% | 0% | 0% | 2 | 43% | 0% | 0% | 1 | 74% | 0% | 0% | 3 | 74% | 0% | 0% | 3 | 15% | 0% | 0% | 1 | 13% | 0% | 0% | 1 |  | 0% | 0% | 1 | 0.29 | 0% | 0% | 1 | 12% | 0% | 0% | 1 | 0 | 2 | 19% | 0% | 19% | 1 | 50% | 0% | 0% | 2 | 49% | 0% | 0% | 1 | 78% | 0% | 0% | 3 | 86% | 0% | 0% | 3 | 17% | 0% | 0% | 1 | 6% | 0% | 0% | 1 |  | 0% | 0% | 1 | 0.19 | 0% | 0% | 1 | 9% | 0% | 0% | 1 | 0 | 2 | 30% | 0% | 30% | 2 | 48% | 0% | 0% | 1 | 44% | 0% | 0% | 1 | 69% | 0% | 0% | 2 | 85% | 0% | 0% | 3 | 25% | 0% | 0% | 1 | 5% | 0% | 0% | 1 |  | 0% | 0% | 1 | 0.16 | 0% | 0% | 1 | 10% | 0% | 0% | 1 | 0 | 2 | 31% | 0% | 31% | 2 | 59% | 0% | 0% | 2 | 42% | 0% | 0% | 1 | 68% | 0% | 0% | 2 | 89% | 0% | 0% | 3 | 32% | 0% | 0% | 1 | 5% | 0% | 0% | 1
575 | Piercy | 0 | 0 | 10 | 0% | 0% | 1 | 0.08 | 0% | 0% | 1 | 0% | 0% | 0% | 1 | 0 | 2 | 98% | 0% | 98% | 5 | 68% | 0% | 0% | 2 | 41% | 0% | 0% | 1 | 58% | 0% | 0% | 2 | 73% | 0% | 0% | 3 | 73% | 0% | 0% | 3 | 4% | 0% | 0% | 1 |  | 0% | 0% | 1 | 0.09 | 0% | 0% | 1 | 3% | 0% | 0% | 1 | 0 | 2 | 89% | 6% | 95% | 5 | 76% | 0% | 0% | 3 | 34% | 0% | 0% | 1 | 38% | 0% | 0% | 1 | 81% | 0% | 0% | 3 | 58% | 0% | 0% | 2 | 4% | 0% | 0% | 1 |  | 0% | 0% | 1 | 0.1 | 0% | 0% | 1 | 1% | 0% | 0% | 1 | 0 | 2 | 73% | 18% | 91% | 5 | 74% | 0% | 0% | 3 | 27% | 0% | 0% | 1 | 44% | 0% | 0% | 1 | 83% | 0% | 0% | 3 | 70% | 0% | 0% | 3 | 4% | 0% | 0% | 1 |  | 0% | 0% | 1 | 0.13 | 0% | 0% | 1 | 1% | 0% | 0% | 1 | 0 | 2 | 45% | 30% | 75% | 5 | 68% | 0% | 0% | 2 | 28% | 0% | 0% | 1 | 49% | 0% | 0% | 1 | 84% | 0% | 0% | 3 | 62% | 0% | 0% | 2 | 4% | 0% | 0% | 1
576 | Caribou | 0 | 0 | 10 | 0% | 0% | 1 | 0.02 | 0% | 0% | 1 | 0% | 0% | 0% | 1 | 0 | 2 | 68% | 23% | 91% | 5 | 10% | 0% | 0% | 1 | 19% | 0% | 0% | 1 | 39% | 0% | 0% | 1 | 45% | 0% | 0% | 1 | 46% | 0% | 0% | 1 | 6% | 0% | 0% | 1 |  | 0% | 0% | 1 | 0.04 | 0% | 0% | 1 | 0% | 0% | 0% | 1 | 0 | 2 | 58% | 25% | 83% | 5 | 8% | 0% | 0% | 1 | 47% | 0% | 0% | 1 | 42% | 0% | 0% | 1 | 65% | 0% | 0% | 2 | 31% | 0% | 0% | 1 | 5% | 0% | 0% | 1 |  | 0% | 0% | 1 | 0.13 | 0% | 0% | 1 | 0% | 0% | 0% | 1 | 0 | 2 | 53% | 25% | 78% | 5 | 15% | 0% | 0% | 1 | 46% | 0% | 0% | 1 | 40% | 0% | 0% | 1 | 60% | 0% | 0% | 2 | 30% | 0% | 0% | 1 | 9% | 0% | 0% | 1 |  | 0% | 0% | 1 | 0.09 | 0% | 0% | 1 | 0% | 0% | 0% | 1 | 0 | 2 | 52% | 22% | 74% | 4 | 20% | 0% | 0% | 1 | 38% | 0% | 0% | 1 | 34% | 0% | 0% | 1 | 54% | 0% | 0% | 2 | 29% | 0% | 0% | 1 | 9% | 0% | 0% | 1
577 | Vista (SCE) | 300 | 3000 | 10 | 1357% | 89.01% | 5 | 0.27 | 25000% | 203% | 5 | 0% | 0% | 0% | 1 | 0 | 2 | 84% | 0% | 84% | 5 | 1% | 90.31% | 0% | 4 | 93% | 1224% | 88.93% | 5 | 93% | 1240% | 88.94% | 5 | 93% | 1357% | 89.01% | 5 | 43% | 156.8% | 76.01% | 5 | 3% | 92.22% | 0% | 4 |  | 691.2% | 20.38% | 5 | 0.27 | 4000% | 69.61% | 5 | 1% | 4682% | 0% | 4 | 0 | 2 | 85% | 3% | 88% | 5 | 39% | 37.47% | 0% | 2 | 58% | 54.42% | 0% | 3 | 77% | 99.83% | 0% | 4 | 97% | 669.6% | 20.29% | 5 | 31% | 33.16% | 0% | 2 | 4% | 24.04% | 0% | 2 |  | 86.43% | 0% | 4 | 0.27 | 48.27% | 0% | 2 | 2% | 4682% | 0% | 4 | 0 | 2 | 54% | 38% | 92% | 5 | 41% | 11.22% | 0% | 1 | 45% | 12.07% | 0% | 1 | 60% | 16.42% | 0% | 2 | 81% | 35.28% | 0% | 3 | 38% | 10.74% | 0% | 1 | 5% | 6.993% | 0% | 1 |  | 20.8% | 0% | 2 | 0.27 | 14.62% | 0% | 1 | 2% | 4682% | 0% | 4 | 0 | 2 | 56% | 34% | 90% | 5 | 47% | 4.864% | 0% | 1 | 40% | 4.346% | 0% | 1 | 56% | 5.951% | 0% | 2 | 79% | 12.35% | 0% | 3 | 34% | 3.94% | 0% | 1 | 7% | 2.789% | 0% | 1
578 | Cardiff | 0 | 0 | 10 | 0% | 0% | 1 | 0.26 | 0% | 0% | 1 | 6% | 0% | 0% | 1 | 0 | 2 | 11% | 7% | 18% | 2 | 0% | 0% | 0% | 1 | 16% | 0% | 0% | 1 | 93% | 0% | 0% | 4 | 93% | 0% | 0% | 4 | 11% | 0% | 0% | 1 | 1% | 0% | 0% | 1 |  | 0% | 0% | 1 | 0.27 | 0% | 0% | 1 | 1% | 0% | 0% | 1 | 0 | 2 | 53% | 40% | 93% | 5 | 46% | 0% | 0% | 1 | 54% | 0% | 0% | 2 | 68% | 0% | 0% | 2 | 85% | 0% | 0% | 3 | 40% | 0% | 0% | 1 | 5% | 0% | 0% | 1 |  | 0% | 0% | 1 | 0.25 | 0% | 0% | 1 | 1% | 0% | 0% | 1 | 0 | 2 | 44% | 51% | 95% | 5 | 54% | 0% | 0% | 2 | 35% | 0% | 0% | 1 | 53% | 0% | 0% | 2 | 83% | 0% | 0% | 3 | 42% | 0% | 0% | 1 | 5% | 0% | 0% | 1 |  | 0% | 0% | 1 | 0.26 | 0% | 0% | 1 | 1% | 0% | 0% | 1 | 0 | 2 | 49% | 43% | 92% | 5 | 53% | 0% | 0% | 2 | 44% | 0% | 0% | 1 | 60% | 0% | 0% | 2 | 83% | 0% | 0% | 3 | 42% | 0% | 0% | 1 | 5% | 0% | 0% | 1
579 | Cannon | 0 | 0 | 10 | 0% | 0% | 1 | 0.47 | 0% | 0% | 1 | 0% | 0% | 0% | 1 | 0 | 2 | 0% | 0% | 0% | 1 | 19% | 0% | 0% | 1 | 85% | 0% | 0% | 3 | 85% | 0% | 0% | 3 | 85% | 0% | 0% | 3 | 0% | 0% | 0% | 1 | 12% | 0% | 0% | 1 |  | 0% | 0% | 1 | 0.37 | 0% | 0% | 1 | 1% | 0% | 0% | 1 | 0 | 2 | 9% | 0% | 9% | 1 | 21% | 0% | 0% | 1 | 48% | 0% | 0% | 1 | 49% | 0% | 0% | 1 | 60% | 0% | 0% | 2 | 9% | 0% | 0% | 1 | 16% | 0% | 0% | 1 |  | 0% | 0% | 1 | 0.37 | 0% | 0% | 1 | 7% | 0% | 0% | 1 | 0 | 2 | 16% | 0% | 16% | 1 | 65% | 0% | 0% | 2 | 36% | 0% | 0% | 1 | 52% | 0% | 0% | 2 | 79% | 0% | 0% | 3 | 4% | 0% | 0% | 1 | 6% | 0% | 0% | 1 |  | 0% | 0% | 1 | 0.37 | 0% | 0% | 1 | 5% | 0% | 0% | 1 | 0 | 2 | 53% | 7% | 60% | 3 | 44% | 0% | 0% | 1 | 18% | 0% | 0% | 1 | 35% | 0% | 0% | 1 | 56% | 0% | 0% | 2 | 5% | 0% | 0% | 1 | 7% | 0% | 0% | 1
580 | Mt Eden | 0 | 0 | 10 | 0% | 0% | 1 | 0.04 | 0% | 0% | 1 | 0% | 0% | 0% | 1 | 0 | 2 | 0% | 0% | 0% | 1 | 0% | 0% | 0% | 1 | 0% | 0% | 0% | 1 | 39% | 0% | 0% | 1 | 39% | 0% | 0% | 1 | 0% | 0% | 0% | 1 | 72% | 0% | 0% | 3 |  | 0% | 0% | 1 | 0.3 | 0% | 0% | 1 | 0% | 0% | 0% | 1 | 0 | 2 | 73% | 0% | 73% | 3 | 58% | 0% | 0% | 2 | 17% | 0% | 0% | 1 | 60% | 0% | 0% | 2 | 86% | 0% | 0% | 3 | 45% | 0% | 0% | 1 | 8% | 0% | 0% | 1 |  | 0% | 0% | 1 | 0.53 | 0% | 0% | 1 | 0% | 0% | 0% | 1 | 0 | 2 | 74% | 0% | 74% | 3 | 63% | 0% | 0% | 2 | 28% | 0% | 0% | 1 | 64% | 0% | 0% | 2 | 84% | 0% | 0% | 3 | 39% | 0% | 0% | 1 | 8% | 0% | 0% | 1 |  | 0% | 0% | 1 | 0.28 | 0% | 0% | 1 | 0% | 0% | 0% | 1 | 0 | 2 | 75% | 1% | 76% | 5 | 53% | 0% | 0% | 2 | 41% | 0% | 0% | 1 | 65% | 0% | 0% | 2 | 81% | 0% | 0% | 3 | 42% | 0% | 0% | 1 | 8% | 0% | 0% | 1
581 | Fitch Mountain | 0 | 0 | 10 | 0% | 0% | 1 | 0.18 | 0% | 0% | 1 | 19% | 0% | 0% | 1 | 0 | 2 | 0% | 0% | 0% | 1 | 17% | 0% | 0% | 1 | 52% | 0% | 0% | 2 | 85% | 0% | 0% | 3 | 96% | 0% | 0% | 5 | 19% | 0% | 0% | 1 | 5% | 0% | 0% | 1 |  | 0% | 0% | 1 | 0.15 | 0% | 0% | 1 | 15% | 0% | 0% | 1 | 0 | 2 | 9% | 0% | 9% | 1 | 35% | 0% | 0% | 1 | 51% | 0% | 0% | 2 | 85% | 0% | 0% | 3 | 92% | 0% | 0% | 4 | 31% | 0% | 0% | 1 | 4% | 0% | 0% | 1 |  | 0% | 0% | 1 | 0.14 | 0% | 0% | 1 | 10% | 0% | 0% | 1 | 0 | 2 | 16% | 0% | 16% | 1 | 47% | 0% | 0% | 1 | 48% | 0% | 0% | 1 | 77% | 0% | 0% | 3 | 89% | 0% | 0% | 3 | 34% | 0% | 0% | 1 | 3% | 0% | 0% | 1 |  | 0% | 0% | 1 | 0.13 | 0% | 0% | 1 | 7% | 0% | 0% | 1 | 0 | 2 | 25% | 6% | 31% | 2 | 55% | 0% | 0% | 2 | 46% | 0% | 0% | 1 | 74% | 0% | 0% | 3 | 90% | 0% | 0% | 4 | 38% | 0% | 0% | 1 | 3% | 0% | 0% | 1
582 | Stockton A | 0 | 0 | 10 | 0% | 0% | 1 | 0.15 | 0% | 0% | 1 | 66% | 0% | 0% | 2 | 0 | 2 | 0% | 0% | 0% | 1 | 0% | 0% | 0% | 1 | 18% | 0% | 0% | 1 | 21% | 0% | 0% | 1 | 21% | 0% | 0% | 1 | 0% | 0% | 0% | 1 | 4% | 0% | 0% | 1 |  | 0% | 0% | 1 | 0.14 | 0% | 0% | 1 | 76% | 0% | 0% | 3 | 0 | 2 | 0% | 0% | 0% | 1 | 0% | 0% | 0% | 1 | 1% | 0% | 0% | 1 | 5% | 0% | 0% | 1 | 5% | 0% | 0% | 1 | 0% | 0% | 0% | 1 | 3% | 0% | 0% | 1 |  | 0% | 0% | 1 | 0.17 | 0% | 0% | 1 | 69% | 0% | 0% | 2 | 0 | 2 | 0% | 0% | 0% | 1 | 11% | 0% | 0% | 1 | 9% | 0% | 0% | 1 | 15% | 0% | 0% | 1 | 24% | 0% | 0% | 1 | 0% | 0% | 0% | 1 | 5% | 0% | 0% | 1 |  | 0% | 0% | 1 | 0.17 | 0% | 0% | 1 | 60% | 0% | 0% | 2 | 0 | 2 | 5% | 0% | 5% | 1 | 20% | 0% | 0% | 1 | 13% | 0% | 0% | 1 | 23% | 0% | 0% | 1 | 36% | 0% | 0% | 1 | 3% | 0% | 0% | 1 | 8% | 0% | 0% | 1
583 | Saratoga | 0 | 0 | 10 | 0% | 0% | 1 | 0.21 | 0% | 0% | 1 | 6% | 0% | 0% | 1 | 0 | 2 | 0% | 0% | 0% | 1 | 100% | 0% | 0% | 5 | 0% | 0% | 0% | 1 | 100% | 0% | 0% | 5 | 100% | 0% | 0% | 5 | 34% | 0% | 0% | 1 | 2% | 0% | 0% | 1 |  | 0% | 0% | 1 | 0.18 | 0% | 0% | 1 | 1% | 0% | 0% | 1 | 0 | 2 | 4% | 0% | 4% | 1 | 79% | 0% | 0% | 3 | 2% | 0% | 0% | 1 | 68% | 0% | 0% | 2 | 95% | 0% | 0% | 5 | 23% | 0% | 0% | 1 | 1% | 0% | 0% | 1 |  | 0% | 0% | 1 | 0.22 | 0% | 0% | 1 | 0% | 0% | 0% | 1 | 0 | 2 | 12% | 0% | 12% | 1 | 57% | 0% | 0% | 2 | 17% | 0% | 0% | 1 | 75% | 0% | 0% | 3 | 89% | 0% | 0% | 3 | 22% | 0% | 0% | 1 | 3% | 0% | 0% | 1 |  | 0% | 0% | 1 | 0.17 | 0% | 0% | 1 | 1% | 0% | 0% | 1 | 0 | 2 | 29% | 0% | 29% | 2 | 55% | 0% | 0% | 2 | 33% | 0% | 0% | 1 | 71% | 0% | 0% | 3 | 87% | 0% | 0% | 3 | 39% | 0% | 0% | 1 | 5% | 0% | 0% | 1
584 | Christie | 0 | 0 | 10 | 0% | 0% | 1 | 0.7 | 0% | 0% | 1 | 0% | 0% | 0% | 1 | 0 | 2 | 60% | 0% | 60% | 3 | 11% | 0% | 0% | 1 | 53% | 0% | 0% | 2 | 73% | 0% | 0% | 3 | 73% | 0% | 0% | 3 | 16% | 0% | 0% | 1 | 2% | 0% | 0% | 1 |  | 0% | 0% | 1 | 0.69 | 0% | 0% | 1 | 0% | 0% | 0% | 1 | 0 | 2 | 39% | 0% | 39% | 2 | 15% | 0% | 0% | 1 | 47% | 0% | 0% | 1 | 65% | 0% | 0% | 2 | 75% | 0% | 0% | 3 | 12% | 0% | 0% | 1 | 9% | 0% | 0% | 1 |  | 0% | 0% | 1 | 0.38 | 0% | 0% | 1 | 1% | 0% | 0% | 1 | 0 | 2 | 36% | 0% | 36% | 2 | 30% | 0% | 0% | 1 | 44% | 0% | 0% | 1 | 55% | 0% | 0% | 2 | 77% | 0% | 0% | 3 | 14% | 0% | 0% | 1 | 16% | 0% | 0% | 1 |  | 0% | 0% | 1 | 0.4 | 0% | 0% | 1 | 8% | 0% | 0% | 1 | 0 | 2 | 34% | 0% | 34% | 2 | 44% | 0% | 0% | 1 | 32% | 0% | 0% | 1 | 45% | 0% | 0% | 1 | 76% | 0% | 0% | 3 | 18% | 0% | 0% | 1 | 15% | 0% | 0% | 1
585 | Las Aguilas | 0 | 0 | 10 | 0% | 0% | 1 | 0.05 | 0% | 0% | 1 | 1% | 0% | 0% | 1 | 0 | 2 | 71% | 24% | 95% | 5 | 68% | 0% | 0% | 2 | 27% | 0% | 0% | 1 | 57% | 0% | 0% | 2 | 87% | 0% | 0% | 3 | 67% | 0% | 0% | 2 | 0% | 0% | 0% | 1 |  | 0% | 0% | 1 | 0.05 | 0% | 0% | 1 | 0% | 0% | 0% | 1 | 0 | 2 | 45% | 48% | 93% | 5 | 79% | 0% | 0% | 3 | 20% | 0% | 0% | 1 | 37% | 0% | 0% | 1 | 87% | 0% | 0% | 3 | 83% | 0% | 0% | 3 | 1% | 0% | 0% | 1 |  | 0% | 0% | 1 | 0.05 | 0% | 0% | 1 | 11% | 0% | 0% | 1 | 0 | 2 | 48% | 33% | 81% | 5 | 73% | 0% | 0% | 3 | 15% | 0% | 0% | 1 | 27% | 0% | 0% | 1 | 81% | 0% | 0% | 3 | 70% | 0% | 0% | 3 | 2% | 0% | 0% | 1 |  | 0% | 0% | 1 | 0.05 | 0% | 0% | 1 | 18% | 0% | 0% | 1 | 0 | 2 | 46% | 25% | 71% | 4 | 63% | 0% | 0% | 2 | 17% | 0% | 0% | 1 | 30% | 0% | 0% | 1 | 72% | 0% | 0% | 3 | 58% | 0% | 0% | 2 | 2% | 0% | 0% | 1
586 | Monroe | 0 | 0 | 10 | 0% | 0% | 1 | 0.37 | 0% | 0% | 1 | 36% | 0% | 0% | 1 | 0 | 2 | 0% | 0% | 0% | 1 | 16% | 0% | 0% | 1 | 52% | 0% | 0% | 2 | 81% | 0% | 0% | 3 | 81% | 0% | 0% | 3 | 1% | 0% | 0% | 1 | 11% | 0% | 0% | 1 |  | 0% | 0% | 1 | 0.27 | 0% | 0% | 1 | 14% | 0% | 0% | 1 | 0 | 2 | 13% | 0% | 13% | 1 | 41% | 0% | 0% | 1 | 51% | 0% | 0% | 2 | 79% | 0% | 0% | 3 | 85% | 0% | 0% | 3 | 14% | 0% | 0% | 1 | 5% | 0% | 0% | 1 |  | 0% | 0% | 1 | 0.19 | 0% | 0% | 1 | 9% | 0% | 0% | 1 | 0 | 2 | 27% | 0% | 27% | 2 | 47% | 0% | 0% | 1 | 46% | 0% | 0% | 1 | 72% | 0% | 0% | 3 | 86% | 0% | 0% | 3 | 25% | 0% | 0% | 1 | 5% | 0% | 0% | 1 |  | 0% | 0% | 1 | 0.16 | 0% | 0% | 1 | 9% | 0% | 0% | 1 | 0 | 2 | 29% | 0% | 29% | 2 | 58% | 0% | 0% | 2 | 41% | 0% | 0% | 1 | 69% | 0% | 0% | 2 | 89% | 0% | 0% | 3 | 33% | 0% | 0% | 1 | 5% | 0% | 0% | 1
587 | Elliot | 0 | 0 | 10 | 0% | 0% | 1 | 0.26 | 0% | 0% | 1 | 0% | 0% | 0% | 1 | 0 | 2 | 99% | 0% | 99% | 5 | 99% | 0% | 0% | 5 | 96% | 0% | 0% | 5 | 0% | 0% | 0% | 1 | 100% | 0% | 0% | 5 | 9% | 0% | 0% | 1 | 6% | 0% | 0% | 1 |  | 0% | 0% | 1 | 0.36 | 0% | 0% | 1 | 0% | 0% | 0% | 1 | 0 | 2 | 28% | 9% | 37% | 2 | 38% | 0% | 0% | 1 | 37% | 0% | 0% | 1 | 37% | 0% | 0% | 1 | 74% | 0% | 0% | 3 | 12% | 0% | 0% | 1 | 2% | 0% | 0% | 1 |  | 0% | 0% | 1 | 0.21 | 0% | 0% | 1 | 0% | 0% | 0% | 1 | 0 | 2 | 28% | 44% | 72% | 5 | 58% | 0% | 0% | 2 | 48% | 0% | 0% | 1 | 66% | 0% | 0% | 2 | 93% | 0% | 0% | 4 | 14% | 0% | 0% | 1 | 4% | 0% | 0% | 1 |  | 0% | 0% | 1 | 0.22 | 0% | 0% | 1 | 0% | 0% | 0% | 1 | 0 | 2 | 32% | 52% | 84% | 5 | 46% | 0% | 0% | 1 | 51% | 0% | 0% | 2 | 72% | 0% | 0% | 3 | 88% | 0% | 0% | 3 | 24% | 0% | 0% | 1 | 4% | 0% | 0% | 1
588 | Sunset | 0 | 0 | 10 | 0% | 0% | 1 | 0.06 | 0% | 0% | 1 | 0% | 0% | 0% | 1 | 0 | 2 | 3% | 0% | 3% | 1 | 4% | 0% | 0% | 1 | 27% | 0% | 0% | 1 | 29% | 0% | 0% | 1 | 30% | 0% | 0% | 1 | 41% | 0% | 0% | 1 | 0% | 0% | 0% | 1 |  | 0% | 0% | 1 | 0.05 | 0% | 0% | 1 | 0% | 0% | 0% | 1 | 0 | 2 | 6% | 0% | 6% | 1 | 17% | 0% | 0% | 1 | 23% | 0% | 0% | 1 | 58% | 0% | 0% | 2 | 58% | 0% | 0% | 2 | 15% | 0% | 0% | 1 | 0% | 0% | 0% | 1 |  | 0% | 0% | 1 | 0.09 | 0% | 0% | 1 | 13% | 0% | 0% | 1 | 0 | 2 | 4% | 0% | 4% | 1 | 24% | 0% | 0% | 1 | 33% | 0% | 0% | 1 | 70% | 0% | 0% | 3 | 74% | 0% | 0% | 3 | 9% | 0% | 0% | 1 | 0% | 0% | 0% | 1 |  | 0% | 0% | 1 | 0.09 | 0% | 0% | 1 | 23% | 0% | 0% | 1 | 0 | 2 | 8% | 0% | 8% | 1 | 29% | 0% | 0% | 1 | 30% | 0% | 0% | 1 | 61% | 0% | 0% | 2 | 72% | 0% | 0% | 3 | 11% | 0% | 0% | 1 | 5% | 0% | 0% | 1
589 | Herndon | 0 | 0 | 10 | 0% | 0% | 1 | 0.15 | 0% | 0% | 1 | 52% | 0% | 0% | 2 | 0 | 2 | 17% | 0% | 17% | 1 | 22% | 0% | 0% | 1 | 7% | 0% | 0% | 1 | 7% | 0% | 0% | 1 | 29% | 0% | 0% | 1 | 0% | 0% | 0% | 1 | 4% | 0% | 0% | 1 |  | 0% | 0% | 1 | 0.19 | 0% | 0% | 1 | 60% | 0% | 0% | 2 | 0 | 2 | 19% | 0% | 19% | 1 | 14% | 0% | 0% | 1 | 23% | 0% | 0% | 1 | 24% | 0% | 0% | 1 | 34% | 0% | 0% | 1 | 3% | 0% | 0% | 1 | 7% | 0% | 0% | 1 |  | 0% | 0% | 1 | 0.17 | 0% | 0% | 1 | 49% | 0% | 0% | 1 | 0 | 2 | 27% | 0% | 27% | 2 | 19% | 0% | 0% | 1 | 32% | 0% | 0% | 1 | 33% | 0% | 0% | 1 | 44% | 0% | 0% | 1 | 11% | 0% | 0% | 1 | 14% | 0% | 0% | 1 |  | 0% | 0% | 1 | 0.16 | 0% | 0% | 1 | 37% | 0% | 0% | 1 | 0 | 2 | 31% | 0% | 31% | 2 | 30% | 0% | 0% | 1 | 30% | 0% | 0% | 1 | 30% | 0% | 0% | 1 | 49% | 0% | 0% | 1 | 16% | 0% | 0% | 1 | 14% | 0% | 0% | 1
590 | Menlo | 0 | 0 | 10 | 0% | 0% | 1 | 0.53 | 0% | 0% | 1 | 0% | 0% | 0% | 1 | 0 | 2 | 0% | 0% | 0% | 1 | 55% | 0% | 0% | 2 | 86% | 0% | 0% | 3 | 95% | 0% | 0% | 5 | 96% | 0% | 0% | 5 | 10% | 0% | 0% | 1 | 7% | 0% | 0% | 1 |  | 0% | 0% | 1 | 0.46 | 0% | 0% | 1 | 0% | 0% | 0% | 1 | 0 | 2 | 0% | 0% | 0% | 1 | 71% | 0% | 0% | 3 | 67% | 0% | 0% | 2 | 77% | 0% | 0% | 3 | 96% | 0% | 0% | 5 | 46% | 0% | 0% | 1 | 10% | 0% | 0% | 1 |  | 0% | 0% | 1 | 0.29 | 0% | 0% | 1 | 1% | 0% | 0% | 1 | 0 | 2 | 0% | 0% | 0% | 1 | 49% | 0% | 0% | 1 | 58% | 0% | 0% | 2 | 75% | 0% | 0% | 3 | 89% | 0% | 0% | 3 | 45% | 0% | 0% | 1 | 12% | 0% | 0% | 1 |  | 0% | 0% | 1 | 0.26 | 0% | 0% | 1 | 1% | 0% | 0% | 1 | 0 | 2 | 12% | 0% | 12% | 1 | 45% | 0% | 0% | 1 | 50% | 0% | 0% | 2 | 73% | 0% | 0% | 3 | 86% | 0% | 0% | 3 | 39% | 0% | 0% | 1 | 9% | 0% | 0% | 1
591 | Mountain Pass | 0 | 0 | 0 | 0% | 0% | 1 | 0.03 | 0% | 0% | 1 | 0% | 0% | 0% | 1 | 0 | 2 | 0% | 0% | 0% | 1 | 100% | 0% | 0% | 5 | 100% | 0% | 0% | 5 | 0% | 0% | 0% | 1 | 100% | 0% | 0% | 5 | 5% | 0% | 0% | 1 | 0% | 0% | 0% | 1 |  | 0% | 0% | 1 | 0.02 | 0% | 0% | 1 | 0% | 0% | 0% | 1 | 0 | 2 | 0% | 0% | 0% | 1 | 41% | 0% | 0% | 1 | 59% | 0% | 0% | 2 | 21% | 0% | 0% | 1 | 61% | 0% | 0% | 2 | 63% | 0% | 0% | 2 | 0% | 0% | 0% | 1 |  | 0% | 0% | 1 | 0.02 | 0% | 0% | 1 | 0% | 0% | 0% | 1 | 0 | 2 | 0% | 0% | 0% | 1 | 22% | 0% | 0% | 1 | 31% | 0% | 0% | 1 | 11% | 0% | 0% | 1 | 32% | 0% | 0% | 1 | 55% | 0% | 0% | 2 | 0% | 0% | 0% | 1 |  | 0% | 0% | 1 | 0.03 | 0% | 0% | 1 | 0% | 0% | 0% | 1 | 0 | 2 | 0% | 0% | 0% | 1 | 8% | 0% | 0% | 1 | 13% | 0% | 0% | 1 | 5% | 0% | 0% | 1 | 13% | 0% | 0% | 1 | 36% | 0% | 0% | 1 | 0% | 0% | 0% | 1
592 | San Jose A | 0 | 0 | 10 | 0% | 0% | 1 | 0 | 0% | 0% | 1 | 0% | 0% | 0% | 1 | 0 | 2 | 0% | 0% | 0% | 1 | 0% | 0% | 0% | 1 | 0% | 0% | 0% | 1 | 0% | 0% | 0% | 1 | 0% | 0% | 0% | 1 | 0% | 0% | 0% | 1 | 0% | 0% | 0% | 1 |  | 0% | 0% | 1 | 0.1 | 0% | 0% | 1 | 0% | 0% | 0% | 1 | 0 | 2 | 99% | 0% | 99% | 5 | 9% | 0% | 0% | 1 | 4% | 0% | 0% | 1 | 10% | 0% | 0% | 1 | 18% | 0% | 0% | 1 | 62% | 0% | 0% | 2 | 4% | 0% | 0% | 1 |  | 0% | 0% | 1 | 0.11 | 0% | 0% | 1 | 1% | 0% | 0% | 1 | 0 | 2 | 73% | 1% | 74% | 3 | 68% | 0% | 0% | 2 | 29% | 0% | 0% | 1 | 51% | 0% | 0% | 2 | 79% | 0% | 0% | 3 | 54% | 0% | 0% | 2 | 5% | 0% | 0% | 1 |  | 0% | 0% | 1 | 0.14 | 0% | 0% | 1 | 1% | 0% | 0% | 1 | 0 | 2 | 59% | 10% | 69% | 3 | 71% | 0% | 0% | 3 | 28% | 0% | 0% | 1 | 52% | 0% | 0% | 2 | 85% | 0% | 0% | 3 | 57% | 0% | 0% | 2 | 4% | 0% | 0% | 1
593 | Artesian | 0 | 0 | 10 | 0% | 0% | 1 | 0.37 | 0% | 0% | 1 | 1% | 0% | 0% | 1 | 0 | 2 | 31% | 0% | 31% | 2 | 20% | 0% | 0% | 1 | 51% | 0% | 0% | 2 | 33% | 0% | 0% | 1 | 62% | 0% | 0% | 2 | 9% | 0% | 0% | 1 | 9% | 0% | 0% | 1 |  | 0% | 0% | 1 | 0.25 | 0% | 0% | 1 | 1% | 0% | 0% | 1 | 0 | 2 | 52% | 24% | 76% | 5 | 50% | 0% | 0% | 2 | 51% | 0% | 0% | 2 | 49% | 0% | 0% | 1 | 83% | 0% | 0% | 3 | 6% | 0% | 0% | 1 | 6% | 0% | 0% | 1 |  | 0% | 0% | 1 | 0.23 | 0% | 0% | 1 | 2% | 0% | 0% | 1 | 0 | 2 | 35% | 54% | 89% | 5 | 58% | 0% | 0% | 2 | 43% | 0% | 0% | 1 | 45% | 0% | 0% | 1 | 75% | 0% | 0% | 3 | 27% | 0% | 0% | 1 | 6% | 0% | 0% | 1 |  | 0% | 0% | 1 | 0.31 | 0% | 0% | 1 | 3% | 0% | 0% | 1 | 0 | 2 | 33% | 50% | 83% | 5 | 48% | 0% | 0% | 1 | 22% | 0% | 0% | 1 | 33% | 0% | 0% | 1 | 59% | 0% | 0% | 2 | 29% | 0% | 0% | 1 | 6% | 0% | 0% | 1
594 | Thousandaire | 0 | 0 | 0 | 0% | 0% | 1 | 0.01 | 0% | 0% | 1 | 0% | 0% | 0% | 1 | 0 | 2 | 0% | 0% | 0% | 1 | 0% | 0% | 0% | 1 | 0% | 0% | 0% | 1 | 0% | 0% | 0% | 1 | 0% | 0% | 0% | 1 | 1% | 0% | 0% | 1 | 0% | 0% | 0% | 1 |  | 0% | 0% | 1 | 0.03 | 0% | 0% | 1 | 0% | 0% | 0% | 1 | 0 | 2 | 0% | 0% | 0% | 1 | 4% | 0% | 0% | 1 | 0% | 0% | 0% | 1 | 5% | 0% | 0% | 1 | 7% | 0% | 0% | 1 | 12% | 0% | 0% | 1 | 0% | 0% | 0% | 1 |  | 0% | 0% | 1 | 0.51 | 0% | 0% | 1 | 0% | 0% | 0% | 1 | 0 | 2 | 0% | 0% | 0% | 1 | 3% | 0% | 0% | 1 | 1% | 0% | 0% | 1 | 18% | 0% | 0% | 1 | 19% | 0% | 0% | 1 | 13% | 0% | 0% | 1 | 0% | 0% | 0% | 1 |  | 0% | 0% | 1 | 0.46 | 0% | 0% | 1 | 0% | 0% | 0% | 1 | 0 | 2 | 0% | 0% | 0% | 1 | 2% | 0% | 0% | 1 | 1% | 0% | 0% | 1 | 17% | 0% | 0% | 1 | 18% | 0% | 0% | 1 | 12% | 0% | 0% | 1 | 0% | 0% | 0% | 1

## Land_OOS_Analysis_Solar_2041
Land-use and environmental criteria analysis for 2041 utility-scale solar resources mapped to Nevada or Arizona areas of the CAISO system for 5, 10, 15, and 20 mile radii from substations. This analysis uses the values from the "LandEnvData_SolarWind_OOS" tab to calculate criteria alignment. |  |  | Utility-scale Solar Resource Density Assumption
|  |  | 10 | Acres/MW
[5 empty] | 5 Mile Radius Analysis |  |  | 10 Mile Radius Analysis |  |  | 15 Mile Radius Analysis |  |  | 20 Mile Radius Analysis
[5 empty] | WECC Land-Use Screen |  |  | WECC Land-Use Screen |  |  | WECC Land-Use Screen |  |  | WECC Land-Use Screen
OBJECTID | IRP_Substation_Name | MWs Mapped | Acres of MWs Mapped | Distance from Substation Selected (mi) | Lower Implications Area used by MWs Mapped | High Implications Area used by MWs Mapped | Core Screen Criteria Alignment Level | Lower Implications Area used by MWs Mapped | High Implications Area used by MWs Mapped | Core Screen Criteria Alignment Level | Lower Implications Area used by MWs Mapped | High Implications Area used by MWs Mapped | Core Screen Criteria Alignment Level | Lower Implications Area used by MWs Mapped | High Implications Area used by MWs Mapped | Core Screen Criteria Alignment Level
1 | DELANEY | 1860 | 18600 | 10 | 148.6% | 64.05% | 5 | 38.22% | 0% | 2 | 14.84% | 0% | 1 | 9.159% | 0% | 1
2 | CARPENTER CANYON (FKA GAMEBIRD) | 0 | 0 | 10 | 0% | 0% | 1 | 0% | 0% | 1 | 0% | 0% | 1 | 0% | 0% | 1
3 | MOHAVE | 0 | 0 | 10 | 0% | 0% | 1 | 0% | 0% | 1 | 0% | 0% | 1 | 0% | 0% | 1
4 | HASSAYAMPA | 6134.5 | 61345 | 10 | 309.3% | 393.8% | 5 | 115.3% | 21.48% | 5 | 60.22% | 0% | 3 | 39.02% | 0% | 2
5 | ELDORADO | 0 | 0 | 10 | 0% | 0% | 1 | 0% | 0% | 1 | 0% | 0% | 1 | 0% | 0% | 1
6 | NORTH GILA | 1250 | 12500 | 10 | 1443% | 59.49% | 5 | 552.6% | 18.81% | 5 | 290.8% | 9.372% | 4 | 108.6% | 0.9406% | 4
7 | LATHROP | 560 | 5600 | 10 | 56.9% | 0% | 3 | 10.61% | 0% | 1 | 4.8% | 0% | 1 | 3.963% | 0% | 1
8 | BEATTY | 0 | 0 | 10 | 0% | 0% | 1 | 0% | 0% | 1 | 0% | 0% | 1 | 0% | 0% | 1
9 | VALLEY (VEA) | 0 | 0 | 10 | 0% | 0% | 1 | 0% | 0% | 1 | 0% | 0% | 1 | 0% | 0% | 1
10 | INNOVATION | 0 | 0 | 10 | 0% | 0% | 1 | 0% | 0% | 1 | 0% | 0% | 1 | 0% | 0% | 1
11 | HOODOO WASH | 6033.5 | 60335 | 10 | 494.6% | 1411% | 5 | 125.6% | 127.5% | 5 | 70.93% | 0% | 3 | 51.12% | 0% | 3
12 | VISTA (VEA) | 0 | 0 | 10 | 0% | 0% | 1 | 0% | 0% | 1 | 0% | 0% | 1 | 0% | 0% | 1
13 | DESERT VIEW | 0 | 0 | 10 | 0% | 0% | 1 | 0% | 0% | 1 | 0% | 0% | 1 | 0% | 0% | 1
14 | CIELO AZUL | 2520 | 25200 | 10 | 125.7% | 120.4% | 5 | 39% | 0% | 2 | 23.02% | 0% | 2 | 15.98% | 0% | 1
15 | TROUT CANYON | 950 | 9500 | 15 | 834.8% | 129.8% | 5 | 84.87% | 0% | 4 | 44.64% | 0% | 2 | 27.33% | 0% | 2
16 | SLOAN CANYON | 300 | 3000 | 10 | 29.31% | 0% | 2 | 11.32% | 0% | 1 | 9.129% | 0% | 1 | 9.001% | 0% | 1
17 | CHARLESTON | 0 | 0 | 10 | 0% | 0% | 1 | 0% | 0% | 1 | 0% | 0% | 1 | 0% | 0% | 1
18 | JACKASS (DOE) | 0 | 0 | 10 | 0% | 0% | 1 | 0% | 0% | 1 | 0% | 0% | 1 | 0% | 0% | 1
19 | MCCULLOUGH | 0 | 0 | 0 | #N/A | #N/A | #N/A | #N/A | #N/A | #N/A | #N/A | #N/A | #N/A | #N/A | #N/A | #N/A
20 | MEAD | 0 | 0 | 0 | 0% | 0% | 1 | 0% | 0% | 1 | 0% | 0% | 1 | 0% | 0% | 1
21 | MERCURY | 0 | 0 | 10 | 0% | 0% | 1 | 0% | 0% | 1 | 0% | 0% | 1 | 0% | 0% | 1
22 | NORTHWEST (NVE) | 0 | 0 | 0 | #N/A | #N/A | #N/A | #N/A | #N/A | #N/A | #N/A | #N/A | #N/A | #N/A | #N/A | #N/A
23 | PAHRUMP | 0 | 0 | 10 | 0% | 0% | 1 | 0% | 0% | 1 | 0% | 0% | 1 | 0% | 0% | 1
24 | PALO VERDE | 0 | 0 | 10 | 0% | 0% | 1 | 0% | 0% | 1 | 0% | 0% | 1 | 0% | 0% | 1
25 | PRIMM | 0 | 0 | 10 | 0% | 0% | 1 | 0% | 0% | 1 | 0% | 0% | 1 | 0% | 0% | 1
26 | SANDY | 0 | 0 | 10 | 0% | 0% | 1 | 0% | 0% | 1 | 0% | 0% | 1 | 0% | 0% | 1
27 | THOUSANDAIRE | 0 | 0 | 10 | 0% | 0% | 1 | 0% | 0% | 1 | 0% | 0% | 1 | 0% | 0% | 1
28 | VALLEY SWITCH | 0 | 0 | 10 | 0% | 0% | 1 | 0% | 0% | 1 | 0% | 0% | 1 | 0% | 0% | 1

## Land_EnvAnalysis_Wind_2041
Land-use and environmental criteria analysis for 2041 onshore wind resources mapped to in-California areas for 10, 15, 20 and 30 mile radii from substations. This analysis uses the values from the "LandEnv_Wind_Data_Xmi" 10 through 30 mile tabs to calculate criteria alignment. |  |  | Onshore Wind Resource Density Assumption
Parcelizations, Cropland Index, and Overdrafted Groundwater Criteria are not applied for onshore wind
|  |  | 40 | Acres/MW | 10-mile Radius From Substation Analysis | [40 empty] | 15-mile Radius From Substation Analysis | [40 empty] | 20-mile Radius From Substation Analysis | [40 empty] | 30-mile Radius From Substation Analysis
[5 empty] | 3. Land-use Feasibility Criteria Analysis | [16 empty] | 4. Environmental (Conservation and Biological) Impact Factors Criteria Analysis | [23 empty] | 3. Land-use Feasibility Criteria Analysis | [16 empty] | 4. Environmental (Conservation and Biological) Impact Factors Criteria Analysis | [23 empty] | 3. Land-use Feasibility Criteria Analysis | [16 empty] | 4. Environmental (Conservation and Biological) Impact Factors Criteria Analysis | [23 empty] | 3. Land-use Feasibility Criteria Analysis | [16 empty] | 4. Environmental (Conservation and Biological) Impact Factors Criteria Analysis
[5 empty] | CEC Core Land-Use Screen |  |  | CEC's Parcelization |  |  |  | CEC's Cropland Index |  |  |  | Criticially Overdrafted Groundwater Basin |  | Fire Threat |  |  |  | ACE Terrestrial Connectivity |  |  |  | ACE Biodiversity |  |  |  | ACE Irreplaceability |  |  |  | ACE Combined |  |  |  | Terrestrial Landscape Intactness |  |  |  | Wetlands |  |  |  | CEC Core Land-Use Screen |  |  | CEC's Parcelization |  |  |  | CEC's Cropland Index |  |  |  | Criticially Overdrafted Groundwater Basin |  | Fire Threat |  |  |  | ACE Terrestrial Connectivity |  |  |  | ACE Biodiversity |  |  |  | ACE Irreplaceability |  |  |  | ACE Combined |  |  |  | Terrestrial Landscape Intactness |  |  |  | Wetlands |  |  |  | CEC Core Land-Use Screen |  |  | CEC's Parcelization |  |  |  | CEC's Cropland Index |  |  |  | Criticially Overdrafted Groundwater Basin |  | Fire Threat |  |  |  | ACE Terrestrial Connectivity |  |  |  | ACE Biodiversity |  |  |  | ACE Irreplaceability |  |  |  | ACE Combined |  |  |  | Terrestrial Landscape Intactness |  |  |  | Wetlands |  |  |  | CEC Core Land-Use Screen |  |  | CEC's Parcelization |  |  |  | CEC's Cropland Index |  |  |  | Criticially Overdrafted Groundwater Basin |  | Fire Threat |  |  |  | ACE Terrestrial Connectivity |  |  |  | ACE Biodiversity |  |  |  | ACE Irreplaceability |  |  |  | ACE Combined |  |  |  | Terrestrial Landscape Intactness |  |  |  | Wetlands
OBJECTID | IRP_Substation_Name | MWs Mapped | Acres of MWs Mapped | Distance from Substation Selected (mi) | Lower Implications Area used by MWs Mapped | High Implications Area used by MWs Mapped | Core Screen Criteria Alignment Level | Substation's 10th Percentile Value Parcelization | Low Parcelization (P ≤ 6) Area used by MWs Mapped | Medium Parcelization (6 < P ≤ 30) Area used by MWs Mapped | Parcelization Criteria Alignment Level | Total Potential Area Percentage High Value Cropland | Low Value Cropland used by MWs Mapped | High Value Cropland used by MWs Mapped | Cropland Index Criteria Alignment Level | Majority of Area within Critically Overdrafted Basin | Overdrafted Basin Criteria Alignment Level | Total Potential Area Percentage Tier 2 | Total Potential Area Percentage Tier 3 | Total Potential Area Percentage Tier 2 or 3 | Fire Threat Criteria Alignment Level | Total Potential Area Percentage Higher Implications | Low Implications Area used by MWs Mapped | Higher Implications Area used by MWs Mapped | ACE Connectivity Criteria Alignment | Total Potential Area Percentage Higher Implications | Low Implications Area used by MWs Mapped | Higher Implications Area used by MWs Mapped | ACE Biodiversity Criteria Alignment | Total Potential Area Percentage Higher Implications | Low Implications Area used by MWs Mapped | Higher Implications Area used by MWs Mapped | ACE Irreplaceability Criteria Alignment | Total Potential Area Percentage Higher Implications | Low Implications Area used by MWs Mapped | Higher Implications Area used by MWs Mapped | All ACE Criteria Alignment | Total Potential Area Percentage Higher Implications | Low Implications Area used by MWs Mapped | Higher Implications Area used by MWs Mapped | Intactness Criteria Alignment | Total Potential Area Percentage Higher Implications | Low Implications Area used by MWs Mapped | Higher Implications Area used by MWs Mapped | Wetlands Criteria Alignment | Lower Implications Area used by MWs Mapped | High Implications Area used by MWs Mapped | Core Screen Criteria Alignment Level | Substation's 10th Percentile Value Parcelization | Low Parcelization (P ≤ 6) Area used by MWs Mapped | Medium Parcelization (6 < P ≤ 30) Area used by MWs Mapped | Parcelization Criteria Alignment Level | Total Potential Area Percentage High Value Cropland | Low Value Cropland used by MWs Mapped | High Value Cropland used by MWs Mapped | Cropland Index Criteria Alignment Level | Majority of Area within Critically Overdrafted Basin | Overdrafted Basin Criteria Alignment Level | Total Potential Area Percentage Tier 2 | Total Potential Area Percentage Tier 3 | Total Potential Area Percentage Tier 2 or 3 | Fire Threat Criteria Alignment Level | Total Potential Area Percentage Higher Implications | Low Implications Area used by MWs Mapped | Higher Implications Area used by MWs Mapped | ACE Connectivity Criteria Alignment | Total Potential Area Percentage Higher Implications | Low Implications Area used by MWs Mapped | Higher Implications Area used by MWs Mapped | ACE Biodiversity Criteria Alignment | Total Potential Area Percentage Higher Implications | Low Implications Area used by MWs Mapped | Higher Implications Area used by MWs Mapped | ACE Irreplaceability Criteria Alignment | Total Potential Area Percentage Higher Implications | Low Implications Area used by MWs Mapped | Higher Implications Area used by MWs Mapped | All ACE Criteria Alignment | Total Potential Area Percentage Higher Implications | Low Implications Area used by MWs Mapped | Higher Implications Area used by MWs Mapped | Intactness Criteria Alignment | Total Potential Area Percentage Higher Implications | Low Implications Area used by MWs Mapped | Higher Implications Area used by MWs Mapped | Wetlands Criteria Alignment | Lower Implications Area used by MWs Mapped | High Implications Area used by MWs Mapped | Core Screen Criteria Alignment Level | Substation's 10th Percentile Value Parcelization | Low Parcelization (P ≤ 6) Area used by MWs Mapped | Medium Parcelization (6 < P ≤ 30) Area used by MWs Mapped | Parcelization Criteria Alignment Level | Total Potential Area Percentage High Value Cropland | Low Value Cropland used by MWs Mapped | High Value Cropland used by MWs Mapped | Cropland Index Criteria Alignment Level | Majority of Area within Critically Overdrafted Basin | Overdrafted Basin Criteria Alignment Level | Total Potential Area Percentage Tier 2 | Total Potential Area Percentage Tier 3 | Total Potential Area Percentage Tier 2 or 3 | Fire Threat Criteria Alignment Level | Total Potential Area Percentage Higher Implications | Low Implications Area used by MWs Mapped | Higher Implications Area used by MWs Mapped | ACE Connectivity Criteria Alignment | Total Potential Area Percentage Higher Implications | Low Implications Area used by MWs Mapped | Higher Implications Area used by MWs Mapped | ACE Biodiversity Criteria Alignment | Total Potential Area Percentage Higher Implications | Low Implications Area used by MWs Mapped | Higher Implications Area used by MWs Mapped | ACE Irreplaceability Criteria Alignment | Total Potential Area Percentage Higher Implications | Low Implications Area used by MWs Mapped | Higher Implications Area used by MWs Mapped | All ACE Criteria Alignment | Total Potential Area Percentage Higher Implications | Low Implications Area used by MWs Mapped | Higher Implications Area used by MWs Mapped | Intactness Criteria Alignment | Total Potential Area Percentage Higher Implications | Low Implications Area used by MWs Mapped | Higher Implications Area used by MWs Mapped | Wetlands Criteria Alignment | Lower Implications Area used by MWs Mapped | High Implications Area used by MWs Mapped | Core Screen Criteria Alignment Level | Substation's 10th Percentile Value Parcelization | Low Parcelization (P ≤ 6) Area used by MWs Mapped | Medium Parcelization (6 < P ≤ 30) Area used by MWs Mapped | Parcelization Criteria Alignment Level | Total Potential Area Percentage High Value Cropland | Low Value Cropland used by MWs Mapped | High Value Cropland used by MWs Mapped | Cropland Index Criteria Alignment Level | Majority of Area within Critically Overdrafted Basin | Overdrafted Basin Criteria Alignment Level | Total Potential Area Percentage Tier 2 | Total Potential Area Percentage Tier 3 | Total Potential Area Percentage Tier 2 or 3 | Fire Threat Criteria Alignment Level | Total Potential Area Percentage Higher Implications | Low Implications Area used by MWs Mapped | Higher Implications Area used by MWs Mapped | ACE Connectivity Criteria Alignment | Total Potential Area Percentage Higher Implications | Low Implications Area used by MWs Mapped | Higher Implications Area used by MWs Mapped | ACE Biodiversity Criteria Alignment | Total Potential Area Percentage Higher Implications | Low Implications Area used by MWs Mapped | Higher Implications Area used by MWs Mapped | ACE Irreplaceability Criteria Alignment | Total Potential Area Percentage Higher Implications | Low Implications Area used by MWs Mapped | Higher Implications Area used by MWs Mapped | All ACE Criteria Alignment | Total Potential Area Percentage Higher Implications | Low Implications Area used by MWs Mapped | Higher Implications Area used by MWs Mapped | Intactness Criteria Alignment | Total Potential Area Percentage Higher Implications | Low Implications Area used by MWs Mapped | Higher Implications Area used by MWs Mapped | Wetlands Criteria Alignment
1 | Cal Flats | 0 | 0 | 0 | 0% | 0% | 1 |  |  |  |  | 0% | [5 empty] | 99% | 0% | 99% | 5 | 79% | 0% | 0% | 3 | 7% | 0% | 0% | 1 | 39% | 0% | 0% | 1 | 79% | 0% | 0% | 3 | 77% | 0% | 0% | 3 | 0% | 0% | 0% | 1 | 0% | 0% | 1 |  |  |  |  | 0% | [5 empty] | 96% | 2% | 98% | 5 | 62% | 0% | 0% | 2 | 10% | 0% | 0% | 1 | 26% | 0% | 0% | 1 | 66% | 0% | 0% | 2 | 82% | 0% | 0% | 3 | 0% | 0% | 0% | 1 | 0% | 0% | 1 |  |  |  |  | 0% | [5 empty] | 96% | 1% | 97% | 5 | 66% | 0% | 0% | 2 | 6% | 0% | 0% | 1 | 24% | 0% | 0% | 1 | 73% | 0% | 0% | 3 | 67% | 0% | 0% | 2 | 1% | 0% | 0% | 1 | 0% | 0% | 1 |  |  |  |  | 0% | [5 empty] | 84% | 7% | 91% | 5 | 68% | 0% | 0% | 2 | 4% | 0% | 0% | 1 | 20% | 0% | 0% | 1 | 74% | 0% | 0% | 3 | 63% | 0% | 0% | 2 | 1% | 0% | 0% | 1
2 | Collinsville | 0 | 0 | 0 | 0% | 0% | 1 |  |  |  |  | 3% | [5 empty] | 41% | 0% | 41% | 2 | 23% | 0% | 0% | 1 | 54% | 0% | 0% | 2 | 42% | 0% | 0% | 1 | 65% | 0% | 0% | 2 | 5% | 0% | 0% | 1 | 40% | 0% | 0% | 1 | 0% | 0% | 1 |  |  |  |  | 15% | [5 empty] | 41% | 0% | 41% | 2 | 22% | 0% | 0% | 1 | 48% | 0% | 0% | 1 | 42% | 0% | 0% | 1 | 60% | 0% | 0% | 2 | 8% | 0% | 0% | 1 | 33% | 0% | 0% | 1 | 0% | 0% | 1 |  |  |  |  | 23% | [5 empty] | 38% | 0% | 38% | 2 | 20% | 0% | 0% | 1 | 42% | 0% | 0% | 1 | 37% | 0% | 0% | 1 | 55% | 0% | 0% | 2 | 9% | 0% | 0% | 1 | 27% | 0% | 0% | 1 | 0% | 0% | 1 |  |  |  |  | 22% | [5 empty] | 47% | 0% | 47% | 2 | 31% | 0% | 0% | 1 | 39% | 0% | 0% | 1 | 40% | 0% | 0% | 1 | 59% | 0% | 0% | 2 | 13% | 0% | 0% | 1 | 21% | 0% | 0% | 1
3 | Santa Teresa | 0 | 0 | 0 | 0% | 0% | 1 |  |  |  |  | 0% | [5 empty] | 100% | 0% | 100% | 5 | 100% | 0% | 0% | 5 | 0% | 0% | 0% | 1 | 18% | 0% | 0% | 1 | 100% | 0% | 0% | 5 | 54% | 0% | 0% | 2 | 2% | 0% | 0% | 1 | 0% | 0% | 1 |  |  |  |  | 0% | [5 empty] | 89% | 11% | 100% | 5 | 78% | 0% | 0% | 3 | 37% | 0% | 0% | 1 | 38% | 0% | 0% | 1 | 84% | 0% | 0% | 3 | 94% | 0% | 0% | 4 | 1% | 0% | 0% | 1 | 0% | 0% | 1 |  |  |  |  | 0% | [5 empty] | 78% | 21% | 99% | 5 | 85% | 0% | 0% | 3 | 36% | 0% | 0% | 1 | 36% | 0% | 0% | 1 | 90% | 0% | 0% | 4 | 96% | 0% | 0% | 5 | 1% | 0% | 0% | 1 | 0% | 0% | 1 |  |  |  |  | 0% | [5 empty] | 39% | 56% | 95% | 5 | 90% | 0% | 0% | 4 | 35% | 0% | 0% | 1 | 44% | 0% | 0% | 1 | 95% | 0% | 0% | 5 | 92% | 0% | 0% | 4 | 2% | 0% | 0% | 1
4 | Carrizo Gorge | 0 | 0 | 0 | 0% | 0% | 1 |  |  |  |  | 0% | [5 empty] | 50% | 39% | 89% | 5 | 9% | 0% | 0% | 1 | 14% | 0% | 0% | 1 | 36% | 0% | 0% | 1 | 47% | 0% | 0% | 1 | 26% | 0% | 0% | 1 | 1% | 0% | 0% | 1 | 0% | 0% | 1 |  |  |  |  | 0% | [5 empty] | 44% | 44% | 88% | 5 | 8% | 0% | 0% | 1 | 15% | 0% | 0% | 1 | 38% | 0% | 0% | 1 | 48% | 0% | 0% | 1 | 32% | 0% | 0% | 1 | 1% | 0% | 0% | 1 | 0% | 0% | 1 |  |  |  |  | 0% | [5 empty] | 34% | 38% | 72% | 5 | 17% | 0% | 0% | 1 | 16% | 0% | 0% | 1 | 34% | 0% | 0% | 1 | 52% | 0% | 0% | 2 | 39% | 0% | 0% | 1 | 1% | 0% | 0% | 1 | 0% | 0% | 1 |  |  |  |  | 0% | [5 empty] | 23% | 27% | 50% | 4 | 12% | 0% | 0% | 1 | 12% | 0% | 0% | 1 | 25% | 0% | 0% | 1 | 37% | 0% | 0% | 1 | 56% | 0% | 0% | 2 | 2% | 0% | 0% | 1
5 | Avenal | 0 | 0 | 0 | 0% | 0% | 1 |  |  |  |  | 0% | [5 empty] | 100% | 0% | 100% | 5 | 60% | 0% | 0% | 2 | 0% | 0% | 0% | 1 | 0% | 0% | 0% | 1 | 60% | 0% | 0% | 2 | 87% | 0% | 0% | 3 | 0% | 0% | 0% | 1 | 0% | 0% | 1 |  |  |  |  | 0% | [5 empty] | 99% | 0% | 99% | 5 | 81% | 0% | 0% | 3 | 0% | 0% | 0% | 1 | 32% | 0% | 0% | 1 | 81% | 0% | 0% | 3 | 76% | 0% | 0% | 3 | 0% | 0% | 0% | 1 | 0% | 0% | 1 |  |  |  |  | 0% | [5 empty] | 98% | 0% | 98% | 5 | 63% | 0% | 0% | 2 | 10% | 0% | 0% | 1 | 25% | 0% | 0% | 1 | 66% | 0% | 0% | 2 | 82% | 0% | 0% | 3 | 0% | 0% | 0% | 1 | 0% | 0% | 1 |  |  |  |  | 0% | [5 empty] | 91% | 2% | 93% | 5 | 72% | 0% | 0% | 3 | 5% | 0% | 0% | 1 | 20% | 0% | 0% | 1 | 77% | 0% | 0% | 3 | 68% | 0% | 0% | 2 | 1% | 0% | 0% | 1
6 | Crazy Horse Canyon | 0 | 0 | 0 | 0% | 0% | 1 |  |  |  |  | 0% | [5 empty] | 0% | 0% | 0% | 1 | 0% | 0% | 0% | 1 | 100% | 0% | 0% | 5 | 100% | 0% | 0% | 5 | 100% | 0% | 0% | 5 | 0% | 0% | 0% | 1 | 96% | 0% | 0% | 5 | 0% | 0% | 1 |  |  |  |  | 1% | [5 empty] | 0% | 0% | 0% | 1 | 11% | 0% | 0% | 1 | 63% | 0% | 0% | 2 | 64% | 0% | 0% | 2 | 75% | 0% | 0% | 3 | 0% | 0% | 0% | 1 | 29% | 0% | 0% | 1 | 0% | 0% | 1 |  |  |  |  | 71% | [5 empty] | 12% | 0% | 12% | 1 | 12% | 0% | 0% | 1 | 7% | 0% | 0% | 1 | 7% | 0% | 0% | 1 | 19% | 0% | 0% | 1 | 10% | 0% | 0% | 1 | 4% | 0% | 0% | 1 | 0% | 0% | 1 |  |  |  |  | 39% | [5 empty] | 22% | 26% | 48% | 4 | 45% | 0% | 0% | 1 | 6% | 0% | 0% | 1 | 12% | 0% | 0% | 1 | 53% | 0% | 0% | 2 | 46% | 0% | 0% | 1 | 4% | 0% | 0% | 1
7 | Estrella | 0 | 0 | 0 | 0% | 0% | 1 |  |  |  |  | 0% | [5 empty] | 100% | 0% | 100% | 5 | 0% | 0% | 0% | 1 | 0% | 0% | 0% | 1 | 0% | 0% | 0% | 1 | 0% | 0% | 0% | 1 | 30% | 0% | 0% | 1 | 0% | 0% | 0% | 1 | 0% | 0% | 1 |  |  |  |  | 0% | [5 empty] | 92% | 8% | 100% | 5 | 57% | 0% | 0% | 2 | 30% | 0% | 0% | 1 | 37% | 0% | 0% | 1 | 58% | 0% | 0% | 2 | 30% | 0% | 0% | 1 | 2% | 0% | 0% | 1 | 0% | 0% | 1 |  |  |  |  | 0% | [5 empty] | 77% | 22% | 99% | 5 | 64% | 0% | 0% | 2 | 18% | 0% | 0% | 1 | 30% | 0% | 0% | 1 | 69% | 0% | 0% | 2 | 65% | 0% | 0% | 2 | 2% | 0% | 0% | 1 | 0% | 0% | 1 |  |  |  |  | 0% | [5 empty] | 78% | 17% | 95% | 5 | 63% | 0% | 0% | 2 | 8% | 0% | 0% | 1 | 24% | 0% | 0% | 1 | 70% | 0% | 0% | 3 | 63% | 0% | 0% | 2 | 1% | 0% | 0% | 1
8 | Ocean Ranch | 0 | 0 | 0 | 0% | 0% | 1 |  |  |  |  | 0% | [5 empty] | 0% | 0% | 0% | 1 | 18% | 0% | 0% | 1 | 80% | 0% | 0% | 3 | 80% | 0% | 0% | 3 | 80% | 0% | 0% | 3 | 0% | 0% | 0% | 1 | 16% | 0% | 0% | 1 | 0% | 0% | 1 |  |  |  |  | 0% | [5 empty] | 1% | 0% | 1% | 1 | 16% | 0% | 0% | 1 | 78% | 0% | 0% | 3 | 81% | 0% | 0% | 3 | 81% | 0% | 0% | 3 | 0% | 0% | 0% | 1 | 15% | 0% | 0% | 1 | 0% | 0% | 1 |  |  |  |  | 0% | [5 empty] | 1% | 0% | 1% | 1 | 15% | 0% | 0% | 1 | 77% | 0% | 0% | 3 | 80% | 0% | 0% | 3 | 80% | 0% | 0% | 3 | 0% | 0% | 0% | 1 | 14% | 0% | 0% | 1 | 0% | 0% | 1 |  |  |  |  | 0% | [5 empty] | 1% | 0% | 1% | 1 | 10% | 0% | 0% | 1 | 57% | 0% | 0% | 2 | 68% | 0% | 0% | 2 | 68% | 0% | 0% | 2 | 0% | 0% | 0% | 1 | 10% | 0% | 0% | 1
9 | Green Valley | 0 | 0 | 0 | 0% | 0% | 1 |  |  |  |  | 2% | [5 empty] | 0% | 0% | 0% | 1 | 0% | 0% | 0% | 1 | 95% | 0% | 0% | 5 | 96% | 0% | 0% | 5 | 96% | 0% | 0% | 5 | 0% | 0% | 0% | 1 | 36% | 0% | 0% | 1 | 0% | 0% | 1 |  |  |  |  | 1% | [5 empty] | 17% | 0% | 17% | 1 | 23% | 0% | 0% | 1 | 56% | 0% | 0% | 2 | 57% | 0% | 0% | 2 | 80% | 0% | 0% | 3 | 6% | 0% | 0% | 1 | 23% | 0% | 0% | 1 | 0% | 0% | 1 |  |  |  |  | 2% | [5 empty] | 20% | 0% | 20% | 2 | 26% | 0% | 0% | 1 | 45% | 0% | 0% | 1 | 52% | 0% | 0% | 2 | 75% | 0% | 0% | 3 | 11% | 0% | 0% | 1 | 18% | 0% | 0% | 1 | 0% | 0% | 1 |  |  |  |  | 0% | [5 empty] | 47% | 17% | 64% | 3 | 56% | 0% | 0% | 2 | 31% | 0% | 0% | 1 | 33% | 0% | 0% | 1 | 81% | 0% | 0% | 3 | 59% | 0% | 0% | 2 | 4% | 0% | 0% | 1
10 | Union (Estrella) | 0 | 0 | 0 | 0% | 0% | 1 |  |  |  |  | 0% | [5 empty] | 100% | 0% | 100% | 5 | 0% | 0% | 0% | 1 | 0% | 0% | 0% | 1 | 0% | 0% | 0% | 1 | 0% | 0% | 0% | 1 | 30% | 0% | 0% | 1 | 0% | 0% | 0% | 1 | 0% | 0% | 1 |  |  |  |  | 0% | [5 empty] | 92% | 8% | 100% | 5 | 57% | 0% | 0% | 2 | 30% | 0% | 0% | 1 | 37% | 0% | 0% | 1 | 58% | 0% | 0% | 2 | 30% | 0% | 0% | 1 | 2% | 0% | 0% | 1 | 0% | 0% | 1 |  |  |  |  | 0% | [5 empty] | 77% | 22% | 99% | 5 | 64% | 0% | 0% | 2 | 18% | 0% | 0% | 1 | 30% | 0% | 0% | 1 | 69% | 0% | 0% | 2 | 65% | 0% | 0% | 2 | 2% | 0% | 0% | 1 | 0% | 0% | 1 |  |  |  |  | 0% | [5 empty] | 78% | 17% | 95% | 5 | 63% | 0% | 0% | 2 | 8% | 0% | 0% | 1 | 24% | 0% | 0% | 1 | 70% | 0% | 0% | 3 | 63% | 0% | 0% | 2 | 1% | 0% | 0% | 1
11 | Crescent | 0 | 0 | 0 | 0% | 0% | 1 |  |  |  |  | 0% | [5 empty] | 0% | 0% | 0% | 1 | 0% | 0% | 0% | 1 | 0% | 0% | 0% | 1 | 0% | 0% | 0% | 1 | 0% | 0% | 0% | 1 | 0% | 0% | 0% | 1 | 0% | 0% | 0% | 1 | 0% | 0% | 1 |  |  |  |  | 0% | [5 empty] | 0% | 0% | 0% | 1 | 0% | 0% | 0% | 1 | 0% | 0% | 0% | 1 | 0% | 0% | 0% | 1 | 0% | 0% | 0% | 1 | 0% | 0% | 0% | 1 | 0% | 0% | 0% | 1 | 0% | 0% | 1 |  |  |  |  | 0% | [5 empty] | 84% | 0% | 84% | 5 | 100% | 0% | 0% | 5 | 0% | 0% | 0% | 1 | 25% | 0% | 0% | 1 | 100% | 0% | 0% | 5 | 34% | 0% | 0% | 1 | 0% | 0% | 0% | 1 | 0% | 0% | 1 |  |  |  |  | 0% | [5 empty] | 65% | 29% | 94% | 5 | 100% | 0% | 0% | 5 | 0% | 0% | 0% | 1 | 10% | 0% | 0% | 1 | 100% | 0% | 0% | 5 | 73% | 0% | 0% | 3 | 0% | 0% | 0% | 1
12 | Vincent | 0 | 0 | 0 | 0% | 0% | 1 |  |  |  |  | 0% | [5 empty] | 49% | 11% | 60% | 3 | 2% | 0% | 0% | 1 | 23% | 0% | 0% | 1 | 11% | 0% | 0% | 1 | 25% | 0% | 0% | 1 | 36% | 0% | 0% | 1 | 1% | 0% | 0% | 1 | 0% | 0% | 1 |  |  |  |  | 0% | [5 empty] | 44% | 29% | 73% | 4 | 8% | 0% | 0% | 1 | 16% | 0% | 0% | 1 | 8% | 0% | 0% | 1 | 24% | 0% | 0% | 1 | 35% | 0% | 0% | 1 | 2% | 0% | 0% | 1 | 0% | 0% | 1 |  |  |  |  | 1% | [5 empty] | 41% | 37% | 78% | 5 | 7% | 0% | 0% | 1 | 24% | 0% | 0% | 1 | 17% | 0% | 0% | 1 | 35% | 0% | 0% | 1 | 39% | 0% | 0% | 1 | 3% | 0% | 0% | 1 | 0% | 0% | 1 |  |  |  |  | 1% | [5 empty] | 20% | 14% | 34% | 3 | 11% | 0% | 0% | 1 | 33% | 0% | 0% | 1 | 26% | 0% | 0% | 1 | 45% | 0% | 0% | 1 | 28% | 0% | 0% | 1 | 2% | 0% | 0% | 1
13 | El Nido (PGE) | 0 | 0 | 0 | 0% | 0% | 1 |  |  |  |  | 0% | [5 empty] | 0% | 0% | 0% | 1 | 0% | 0% | 0% | 1 | 0% | 0% | 0% | 1 | 0% | 0% | 0% | 1 | 0% | 0% | 0% | 1 | 0% | 0% | 0% | 1 | 0% | 0% | 0% | 1 | 0% | 0% | 1 |  |  |  |  | 0% | [5 empty] | 0% | 0% | 0% | 1 | 0% | 0% | 0% | 1 | 0% | 0% | 0% | 1 | 0% | 0% | 0% | 1 | 0% | 0% | 0% | 1 | 0% | 0% | 0% | 1 | 0% | 0% | 0% | 1 | 0% | 0% | 1 |  |  |  |  | 0% | [5 empty] | 0% | 0% | 0% | 1 | 0% | 0% | 0% | 1 | 0% | 0% | 0% | 1 | 0% | 0% | 0% | 1 | 0% | 0% | 0% | 1 | 0% | 0% | 0% | 1 | 0% | 0% | 0% | 1 | 0% | 0% | 1 |  |  |  |  | 0% | [5 empty] | 0% | 0% | 0% | 1 | 0% | 0% | 0% | 1 | 0% | 0% | 0% | 1 | 0% | 0% | 0% | 1 | 0% | 0% | 0% | 1 | 0% | 0% | 0% | 1 | 0% | 0% | 0% | 1
14 | Cortina | 0 | 0 | 0 | 0% | 0% | 1 |  |  |  |  | 0% | [5 empty] | 7% | 93% | 100% | 5 | 12% | 0% | 0% | 1 | 15% | 0% | 0% | 1 | 17% | 0% | 0% | 1 | 22% | 0% | 0% | 1 | 98% | 0% | 0% | 5 | 0% | 0% | 0% | 1 | 0% | 0% | 1 |  |  |  |  | 0% | [5 empty] | 3% | 97% | 100% | 5 | 35% | 0% | 0% | 1 | 23% | 0% | 0% | 1 | 21% | 0% | 0% | 1 | 54% | 0% | 0% | 2 | 97% | 0% | 0% | 5 | 0% | 0% | 0% | 1 | 0% | 0% | 1 |  |  |  |  | 0% | [5 empty] | 4% | 96% | 100% | 5 | 48% | 0% | 0% | 1 | 16% | 0% | 0% | 1 | 23% | 0% | 0% | 1 | 65% | 0% | 0% | 2 | 97% | 0% | 0% | 5 | 0% | 0% | 0% | 1 | 0% | 0% | 1 |  |  |  |  | 2% | [5 empty] | 39% | 58% | 97% | 5 | 69% | 0% | 0% | 2 | 13% | 0% | 0% | 1 | 22% | 0% | 0% | 1 | 77% | 0% | 0% | 3 | 82% | 0% | 0% | 3 | 1% | 0% | 0% | 1
15 | Delta Pumps | 0 | 0 | 0 | 0% | 0% | 1 |  |  |  |  | 5% | [5 empty] | 88% | 0% | 88% | 5 | 87% | 0% | 0% | 3 | 87% | 0% | 0% | 3 | 97% | 0% | 0% | 5 | 100% | 0% | 0% | 5 | 28% | 0% | 0% | 1 | 3% | 0% | 0% | 1 | 0% | 0% | 1 |  |  |  |  | 3% | [5 empty] | 90% | 2% | 92% | 5 | 88% | 0% | 0% | 3 | 89% | 0% | 0% | 3 | 96% | 0% | 0% | 5 | 99% | 0% | 0% | 5 | 42% | 0% | 0% | 1 | 3% | 0% | 0% | 1 | 0% | 0% | 1 |  |  |  |  | 4% | [5 empty] | 78% | 3% | 81% | 5 | 75% | 0% | 0% | 3 | 87% | 0% | 0% | 3 | 93% | 0% | 0% | 4 | 98% | 0% | 0% | 5 | 39% | 0% | 0% | 1 | 6% | 0% | 0% | 1 | 0% | 0% | 1 |  |  |  |  | 11% | [5 empty] | 51% | 6% | 57% | 3 | 53% | 0% | 0% | 2 | 62% | 0% | 0% | 2 | 62% | 0% | 0% | 2 | 76% | 0% | 0% | 3 | 28% | 0% | 0% | 1 | 16% | 0% | 0% | 1
16 | Morgan Hill | 0 | 0 | 0 | 0% | 0% | 1 |  |  |  |  | 0% | [5 empty] | 99% | 1% | 100% | 5 | 100% | 0% | 0% | 5 | 1% | 0% | 0% | 1 | 1% | 0% | 0% | 1 | 100% | 0% | 0% | 5 | 42% | 0% | 0% | 1 | 3% | 0% | 0% | 1 | 0% | 0% | 1 |  |  |  |  | 0% | [5 empty] | 47% | 53% | 100% | 5 | 70% | 0% | 0% | 3 | 39% | 0% | 0% | 1 | 39% | 0% | 0% | 1 | 100% | 0% | 0% | 5 | 85% | 0% | 0% | 3 | 1% | 0% | 0% | 1 | 0% | 0% | 1 |  |  |  |  | 0% | [5 empty] | 53% | 45% | 98% | 5 | 76% | 0% | 0% | 3 | 24% | 0% | 0% | 1 | 24% | 0% | 0% | 1 | 85% | 0% | 0% | 3 | 94% | 0% | 0% | 4 | 0% | 0% | 0% | 1 | 0% | 0% | 1 |  |  |  |  | 0% | [5 empty] | 44% | 54% | 98% | 5 | 92% | 0% | 0% | 4 | 20% | 0% | 0% | 1 | 27% | 0% | 0% | 1 | 95% | 0% | 0% | 5 | 95% | 0% | 0% | 5 | 1% | 0% | 0% | 1
17 | Jessup | 0 | 0 | 0 | 0% | 0% | 1 |  |  |  |  | 0% | [5 empty] | 0% | 0% | 0% | 1 | 0% | 0% | 0% | 1 | 0% | 0% | 0% | 1 | 0% | 0% | 0% | 1 | 0% | 0% | 0% | 1 | 0% | 0% | 0% | 1 | 0% | 0% | 0% | 1 | 0% | 0% | 1 |  |  |  |  | 0% | [5 empty] | 24% | 0% | 24% | 2 | 34% | 0% | 0% | 1 | 19% | 0% | 0% | 1 | 19% | 0% | 0% | 1 | 52% | 0% | 0% | 2 | 61% | 0% | 0% | 2 | 0% | 0% | 0% | 1 | 0% | 0% | 1 |  |  |  |  | 0% | [5 empty] | 74% | 0% | 74% | 3 | 52% | 0% | 0% | 2 | 13% | 0% | 0% | 1 | 47% | 0% | 0% | 1 | 57% | 0% | 0% | 2 | 82% | 0% | 0% | 3 | 0% | 0% | 0% | 1 | 0% | 0% | 1 |  |  |  |  | 0% | [5 empty] | 42% | 37% | 79% | 5 | 21% | 0% | 0% | 1 | 7% | 0% | 0% | 1 | 15% | 0% | 0% | 1 | 27% | 0% | 0% | 1 | 64% | 0% | 0% | 2 | 2% | 0% | 0% | 1
18 | Elk Hills | 0 | 0 | 0 | 0% | 0% | 1 |  |  |  |  | 0% | [5 empty] | 0% | 0% | 0% | 1 | 0% | 0% | 0% | 1 | 0% | 0% | 0% | 1 | 0% | 0% | 0% | 1 | 0% | 0% | 0% | 1 | 0% | 0% | 0% | 1 | 0% | 0% | 0% | 1 | 0% | 0% | 1 |  |  |  |  | 0% | [5 empty] | 0% | 0% | 0% | 1 | 0% | 0% | 0% | 1 | 0% | 0% | 0% | 1 | 0% | 0% | 0% | 1 | 0% | 0% | 0% | 1 | 0% | 0% | 0% | 1 | 0% | 0% | 0% | 1 | 0% | 0% | 1 |  |  |  |  | 0% | [5 empty] | 0% | 0% | 0% | 1 | 0% | 0% | 0% | 1 | 0% | 0% | 0% | 1 | 0% | 0% | 0% | 1 | 0% | 0% | 0% | 1 | 0% | 0% | 0% | 1 | 0% | 0% | 0% | 1 | 0% | 0% | 1 |  |  |  |  | 0% | [5 empty] | 22% | 48% | 70% | 5 | 16% | 0% | 0% | 1 | 0% | 0% | 0% | 1 | 0% | 0% | 0% | 1 | 16% | 0% | 0% | 1 | 62% | 0% | 0% | 2 | 0% | 0% | 0% | 1
19 | Ignacio | 0 | 0 | 0 | 0% | 0% | 1 |  |  |  |  | 0% | [5 empty] | 82% | 0% | 82% | 5 | 70% | 0% | 0% | 3 | 35% | 0% | 0% | 1 | 46% | 0% | 0% | 1 | 77% | 0% | 0% | 3 | 73% | 0% | 0% | 3 | 5% | 0% | 0% | 1 | 0% | 0% | 1 |  |  |  |  | 0% | [5 empty] | 72% | 0% | 72% | 3 | 66% | 0% | 0% | 2 | 33% | 0% | 0% | 1 | 55% | 0% | 0% | 2 | 82% | 0% | 0% | 3 | 63% | 0% | 0% | 2 | 10% | 0% | 0% | 1 | 0% | 0% | 1 |  |  |  |  | 0% | [5 empty] | 71% | 0% | 71% | 3 | 58% | 0% | 0% | 2 | 33% | 0% | 0% | 1 | 53% | 0% | 0% | 2 | 80% | 0% | 0% | 3 | 63% | 0% | 0% | 2 | 6% | 0% | 0% | 1 | 0% | 0% | 1 |  |  |  |  | 0% | [5 empty] | 60% | 0% | 60% | 3 | 67% | 0% | 0% | 2 | 27% | 0% | 0% | 1 | 39% | 0% | 0% | 1 | 87% | 0% | 0% | 3 | 60% | 0% | 0% | 2 | 8% | 0% | 0% | 1
20 | Malin | 0 | 0 | 0 | 0% | 0% | 1 |  |  |  |  | 5% | [5 empty] | 15% | 0% | 15% | 1 | 83% | 0% | 0% | 3 | 0% | 0% | 0% | 1 | 0% | 0% | 0% | 1 | 83% | 0% | 0% | 3 | 64% | 0% | 0% | 2 | 1% | 0% | 0% | 1 | 0% | 0% | 1 |  |  |  |  | 4% | [5 empty] | 8% | 0% | 8% | 1 | 75% | 0% | 0% | 3 | 0% | 0% | 0% | 1 | 0% | 0% | 0% | 1 | 75% | 0% | 0% | 3 | 68% | 0% | 0% | 2 | 1% | 0% | 0% | 1 | 0% | 0% | 1 |  |  |  |  | 2% | [5 empty] | 7% | 0% | 7% | 1 | 78% | 0% | 0% | 3 | 8% | 0% | 0% | 1 | 9% | 0% | 0% | 1 | 78% | 0% | 0% | 3 | 78% | 0% | 0% | 3 | 1% | 0% | 0% | 1 | 0% | 0% | 1 |  |  |  |  | 1% | [5 empty] | 7% | 0% | 7% | 1 | 82% | 0% | 0% | 3 | 5% | 0% | 0% | 1 | 11% | 0% | 0% | 1 | 82% | 0% | 0% | 3 | 84% | 0% | 0% | 3 | 2% | 0% | 0% | 1
21 | Redbud | 0 | 0 | 0 | 0% | 0% | 1 |  |  |  |  | 0% | [5 empty] | 16% | 84% | 100% | 5 | 11% | 0% | 0% | 1 | 12% | 0% | 0% | 1 | 31% | 0% | 0% | 1 | 42% | 0% | 0% | 1 | 66% | 0% | 0% | 2 | 0% | 0% | 0% | 1 | 0% | 0% | 1 |  |  |  |  | 0% | [5 empty] | 11% | 81% | 92% | 5 | 58% | 0% | 0% | 2 | 21% | 0% | 0% | 1 | 84% | 0% | 0% | 3 | 87% | 0% | 0% | 3 | 55% | 0% | 0% | 2 | 1% | 0% | 0% | 1 | 0% | 0% | 1 |  |  |  |  | 0% | [5 empty] | 17% | 75% | 92% | 5 | 59% | 0% | 0% | 2 | 31% | 0% | 0% | 1 | 62% | 0% | 0% | 2 | 77% | 0% | 0% | 3 | 59% | 0% | 0% | 2 | 1% | 0% | 0% | 1 | 0% | 0% | 1 |  |  |  |  | 0% | [5 empty] | 20% | 73% | 93% | 5 | 61% | 0% | 0% | 2 | 26% | 0% | 0% | 1 | 43% | 0% | 0% | 1 | 74% | 0% | 0% | 3 | 75% | 0% | 0% | 3 | 1% | 0% | 0% | 1
22 | Arcata | 0 | 0 | 0 | 0% | 0% | 1 |  |  |  |  | 0% | [5 empty] | 0% | 0% | 0% | 1 | 21% | 0% | 0% | 1 | 9% | 0% | 0% | 1 | 22% | 0% | 0% | 1 | 43% | 0% | 0% | 1 | 0% | 0% | 0% | 1 | 31% | 0% | 0% | 1 | 0% | 0% | 1 |  |  |  |  | 0% | [5 empty] | 0% | 0% | 0% | 1 | 29% | 0% | 0% | 1 | 22% | 0% | 0% | 1 | 33% | 0% | 0% | 1 | 48% | 0% | 0% | 1 | 0% | 0% | 0% | 1 | 36% | 0% | 0% | 1 | 0% | 0% | 1 |  |  |  |  | 0% | [5 empty] | 19% | 3% | 22% | 2 | 20% | 0% | 0% | 1 | 13% | 0% | 0% | 1 | 15% | 0% | 0% | 1 | 27% | 0% | 0% | 1 | 35% | 0% | 0% | 1 | 8% | 0% | 0% | 1 | 0% | 0% | 1 |  |  |  |  | 0% | [5 empty] | 10% | 4% | 14% | 2 | 12% | 0% | 0% | 1 | 7% | 0% | 0% | 1 | 10% | 0% | 0% | 1 | 18% | 0% | 0% | 1 | 69% | 0% | 0% | 2 | 7% | 0% | 0% | 1
23 | Suncrest | 0 | 0 | 0 | 0% | 0% | 1 |  |  |  |  | 0% | [5 empty] | 0% | 0% | 0% | 1 | 0% | 0% | 0% | 1 | 0% | 0% | 0% | 1 | 0% | 0% | 0% | 1 | 0% | 0% | 0% | 1 | 0% | 0% | 0% | 1 | 0% | 0% | 0% | 1 | 0% | 0% | 1 |  |  |  |  | 0% | [5 empty] | 3% | 95% | 98% | 5 | 10% | 0% | 0% | 1 | 86% | 0% | 0% | 3 | 85% | 0% | 0% | 3 | 90% | 0% | 0% | 4 | 40% | 0% | 0% | 1 | 6% | 0% | 0% | 1 | 0% | 0% | 1 |  |  |  |  | 0% | [5 empty] | 6% | 91% | 97% | 5 | 11% | 0% | 0% | 1 | 34% | 0% | 0% | 1 | 50% | 0% | 0% | 2 | 51% | 0% | 0% | 2 | 51% | 0% | 0% | 2 | 3% | 0% | 0% | 1 | 0% | 0% | 1 |  |  |  |  | 0% | [5 empty] | 41% | 50% | 91% | 5 | 16% | 0% | 0% | 1 | 21% | 0% | 0% | 1 | 47% | 0% | 0% | 1 | 57% | 0% | 0% | 2 | 30% | 0% | 0% | 1 | 3% | 0% | 0% | 1
24 | Cressey | 0 | 0 | 0 | 0% | 0% | 1 |  |  |  |  | 0% | [5 empty] | 0% | 0% | 0% | 1 | 0% | 0% | 0% | 1 | 0% | 0% | 0% | 1 | 0% | 0% | 0% | 1 | 0% | 0% | 0% | 1 | 0% | 0% | 0% | 1 | 0% | 0% | 0% | 1 | 0% | 0% | 1 |  |  |  |  | 0% | [5 empty] | 0% | 0% | 0% | 1 | 0% | 0% | 0% | 1 | 0% | 0% | 0% | 1 | 0% | 0% | 0% | 1 | 0% | 0% | 0% | 1 | 0% | 0% | 0% | 1 | 0% | 0% | 0% | 1 | 0% | 0% | 1 |  |  |  |  | 0% | [5 empty] | 0% | 0% | 0% | 1 | 0% | 0% | 0% | 1 | 0% | 0% | 0% | 1 | 0% | 0% | 0% | 1 | 0% | 0% | 0% | 1 | 0% | 0% | 0% | 1 | 0% | 0% | 0% | 1 | 0% | 0% | 1 |  |  |  |  | 0% | [5 empty] | 0% | 0% | 0% | 1 | 0% | 0% | 0% | 1 | 0% | 0% | 0% | 1 | 0% | 0% | 0% | 1 | 0% | 0% | 0% | 1 | 0% | 0% | 0% | 1 | 0% | 0% | 0% | 1
25 | Kearny | 0 | 0 | 0 | 0% | 0% | 1 |  |  |  |  | 0% | [5 empty] | 0% | 0% | 0% | 1 | 0% | 0% | 0% | 1 | 5% | 0% | 0% | 1 | 39% | 0% | 0% | 1 | 39% | 0% | 0% | 1 | 0% | 0% | 0% | 1 | 0% | 0% | 0% | 1 | 0% | 0% | 1 |  |  |  |  | 0% | [5 empty] | 0% | 0% | 0% | 1 | 3% | 0% | 0% | 1 | 21% | 0% | 0% | 1 | 55% | 0% | 0% | 2 | 56% | 0% | 0% | 2 | 0% | 0% | 0% | 1 | 5% | 0% | 0% | 1 | 0% | 0% | 1 |  |  |  |  | 0% | [5 empty] | 0% | 0% | 0% | 1 | 2% | 0% | 0% | 1 | 22% | 0% | 0% | 1 | 56% | 0% | 0% | 2 | 57% | 0% | 0% | 2 | 0% | 0% | 0% | 1 | 5% | 0% | 0% | 1 | 0% | 0% | 1 |  |  |  |  | 0% | [5 empty] | 0% | 0% | 0% | 1 | 9% | 0% | 0% | 1 | 42% | 0% | 0% | 1 | 67% | 0% | 0% | 2 | 68% | 0% | 0% | 2 | 1% | 0% | 0% | 1 | 8% | 0% | 0% | 1
26 | Victor | 0 | 0 | 0 | 0% | 0% | 1 |  |  |  |  | 0% | [5 empty] | 0% | 0% | 0% | 1 | 70% | 0% | 0% | 3 | 89% | 0% | 0% | 3 | 61% | 0% | 0% | 2 | 89% | 0% | 0% | 3 | 48% | 0% | 0% | 1 | 0% | 0% | 0% | 1 | 0% | 0% | 1 |  |  |  |  | 0% | [5 empty] | 19% | 8% | 27% | 2 | 58% | 0% | 0% | 2 | 70% | 0% | 0% | 3 | 46% | 0% | 0% | 1 | 88% | 0% | 0% | 3 | 43% | 0% | 0% | 1 | 0% | 0% | 0% | 1 | 0% | 0% | 1 |  |  |  |  | 0% | [5 empty] | 13% | 8% | 21% | 2 | 57% | 0% | 0% | 2 | 40% | 0% | 0% | 1 | 28% | 0% | 0% | 1 | 71% | 0% | 0% | 3 | 47% | 0% | 0% | 1 | 0% | 0% | 0% | 1 | 0% | 0% | 1 |  |  |  |  | 0% | [5 empty] | 10% | 11% | 21% | 3 | 52% | 0% | 0% | 2 | 40% | 0% | 0% | 1 | 32% | 0% | 0% | 1 | 76% | 0% | 0% | 3 | 51% | 0% | 0% | 2 | 0% | 0% | 0% | 1
27 | Millbrae | 0 | 0 | 0 | 0% | 0% | 1 |  |  |  |  | 0% | [5 empty] | 0% | 0% | 0% | 1 | 20% | 0% | 0% | 1 | 29% | 0% | 0% | 1 | 67% | 0% | 0% | 2 | 72% | 0% | 0% | 3 | 22% | 0% | 0% | 1 | 4% | 0% | 0% | 1 | 0% | 0% | 1 |  |  |  |  | 0% | [5 empty] | 0% | 0% | 0% | 1 | 10% | 0% | 0% | 1 | 21% | 0% | 0% | 1 | 51% | 0% | 0% | 2 | 54% | 0% | 0% | 2 | 11% | 0% | 0% | 1 | 7% | 0% | 0% | 1 | 0% | 0% | 1 |  |  |  |  | 0% | [5 empty] | 0% | 0% | 0% | 1 | 8% | 0% | 0% | 1 | 19% | 0% | 0% | 1 | 48% | 0% | 0% | 1 | 50% | 0% | 0% | 2 | 9% | 0% | 0% | 1 | 7% | 0% | 0% | 1 | 0% | 0% | 1 |  |  |  |  | 0% | [5 empty] | 35% | 0% | 35% | 2 | 7% | 0% | 0% | 1 | 45% | 0% | 0% | 1 | 68% | 0% | 0% | 2 | 71% | 0% | 0% | 3 | 19% | 0% | 0% | 1 | 7% | 0% | 0% | 1
28 | Arcogen | 0 | 0 | 0 | 0% | 0% | 1 |  |  |  |  | 0% | [5 empty] | 0% | 0% | 0% | 1 | 0% | 0% | 0% | 1 | 4% | 0% | 0% | 1 | 49% | 0% | 0% | 1 | 49% | 0% | 0% | 1 | 0% | 0% | 0% | 1 | 0% | 0% | 0% | 1 | 0% | 0% | 1 |  |  |  |  | 0% | [5 empty] | 0% | 0% | 0% | 1 | 0% | 0% | 0% | 1 | 14% | 0% | 0% | 1 | 53% | 0% | 0% | 2 | 53% | 0% | 0% | 2 | 0% | 0% | 0% | 1 | 1% | 0% | 0% | 1 | 0% | 0% | 1 |  |  |  |  | 0% | [5 empty] | 0% | 0% | 0% | 1 | 0% | 0% | 0% | 1 | 20% | 0% | 0% | 1 | 57% | 0% | 0% | 2 | 57% | 0% | 0% | 2 | 0% | 0% | 0% | 1 | 1% | 0% | 0% | 1 | 0% | 0% | 1 |  |  |  |  | 0% | [5 empty] | 0% | 0% | 0% | 1 | 1% | 0% | 0% | 1 | 20% | 0% | 0% | 1 | 62% | 0% | 0% | 2 | 62% | 0% | 0% | 2 | 0% | 0% | 0% | 1 | 2% | 0% | 0% | 1
29 | Soledad | 150 | 6000 | 20 | 115.6% | 30.13% | 5 |  |  |  |  | 61% | [5 empty] | 11% | 8% | 19% | 2 | 16% | 90.96% | 0% | 4 | 6% | 80.62% | 0% | 4 | 15% | 89.96% | 0% | 4 | 26% | 102.3% | 6.753% | 4 | 21% | 95.88% | 0% | 4 | 6% | 81.46% | 0% | 4 | 89.82% | 0% | 4 |  |  |  |  | 58% | [5 empty] | 13% | 15% | 28% | 3 | 21% | 71.12% | 0% | 3 | 7% | 60.71% | 0% | 3 | 15% | 66.15% | 0% | 3 | 29% | 79.66% | 0% | 4 | 23% | 73.32% | 0% | 3 | 5% | 59.29% | 0% | 3 | 83.81% | 0% | 4 |  |  |  |  | 44% | [5 empty] | 17% | 27% | 44% | 4 | 30% | 61.79% | 0% | 3 | 7% | 46.52% | 0% | 2 | 17% | 52.43% | 0% | 3 | 39% | 70.47% | 0% | 3 | 32% | 64.05% | 0% | 3 | 4% | 45.01% | 0% | 2 | 80.16% | 0% | 4 |  |  |  |  | 33% | [5 empty] | 21% | 33% | 54% | 5 | 41% | 54.1% | 0% | 3 | 6% | 33.98% | 0% | 2 | 16% | 37.99% | 0% | 2 | 49% | 62.58% | 0% | 3 | 47% | 60.06% | 0% | 3 | 3% | 32.97% | 0% | 2
30 | Vierra | 0 | 0 | 0 | 0% | 0% | 1 |  |  |  |  | 0% | [5 empty] | 0% | 0% | 0% | 1 | 0% | 0% | 0% | 1 | 0% | 0% | 0% | 1 | 0% | 0% | 0% | 1 | 0% | 0% | 0% | 1 | 0% | 0% | 0% | 1 | 0% | 0% | 0% | 1 | 0% | 0% | 1 |  |  |  |  | 5% | [5 empty] | 13% | 0% | 13% | 1 | 24% | 0% | 0% | 1 | 100% | 0% | 0% | 5 | 90% | 0% | 0% | 4 | 100% | 0% | 0% | 5 | 4% | 0% | 0% | 1 | 2% | 0% | 0% | 1 | 0% | 0% | 1 |  |  |  |  | 4% | [5 empty] | 87% | 2% | 89% | 5 | 89% | 0% | 0% | 3 | 93% | 0% | 0% | 4 | 95% | 0% | 0% | 5 | 100% | 0% | 0% | 5 | 45% | 0% | 0% | 1 | 3% | 0% | 0% | 1 | 0% | 0% | 1 |  |  |  |  | 5% | [5 empty] | 64% | 11% | 75% | 5 | 73% | 0% | 0% | 3 | 76% | 0% | 0% | 3 | 85% | 0% | 0% | 3 | 94% | 0% | 0% | 4 | 42% | 0% | 0% | 1 | 4% | 0% | 0% | 1
31 | Walnut | 0 | 0 | 0 | 0% | 0% | 1 |  |  |  |  | 0% | [5 empty] | 0% | 0% | 0% | 1 | 0% | 0% | 0% | 1 | 0% | 0% | 0% | 1 | 0% | 0% | 0% | 1 | 0% | 0% | 0% | 1 | 0% | 0% | 0% | 1 | 0% | 0% | 0% | 1 | 0% | 0% | 1 |  |  |  |  | 0% | [5 empty] | 0% | 0% | 0% | 1 | 0% | 0% | 0% | 1 | 0% | 0% | 0% | 1 | 0% | 0% | 0% | 1 | 0% | 0% | 0% | 1 | 0% | 0% | 0% | 1 | 0% | 0% | 0% | 1 | 0% | 0% | 1 |  |  |  |  | 0% | [5 empty] | 0% | 0% | 0% | 1 | 0% | 0% | 0% | 1 | 94% | 0% | 0% | 4 | 100% | 0% | 0% | 5 | 100% | 0% | 0% | 5 | 0% | 0% | 0% | 1 | 0% | 0% | 0% | 1 | 0% | 0% | 1 |  |  |  |  | 0% | [5 empty] | 0% | 26% | 26% | 4 | 26% | 0% | 0% | 1 | 16% | 0% | 0% | 1 | 49% | 0% | 0% | 1 | 69% | 0% | 0% | 2 | 29% | 0% | 0% | 1 | 2% | 0% | 0% | 1
32 | Coburn | 100 | 4000 | 30 | 392.2% | 103.3% | 5 |  |  |  |  | 8% | [5 empty] | 34% | 50% | 84% | 5 | 53% | 217.3% | 104.6% | 5 | 0% | 102.4% | 999.9% | 5 | 7% | 110% | 136.1% | 5 | 53% | 217.3% | 104.6% | 5 | 49% | 199.2% | 105.1% | 5 | 0% | 102.5% | 4850% | 5 | 232.6% | 58.48% | 5 |  |  |  |  | 21% | [5 empty] | 30% | 39% | 69% | 5 | 45% | 128.9% | 35.65% | 5 | 1% | 72.09% | 0% | 3 | 14% | 82.9% | 0% | 4 | 53% | 151.9% | 45.76% | 5 | 41% | 120% | 29.16% | 5 | 2% | 72.99% | 0% | 3 | 103.1% | 2.008% | 4 |  |  |  |  | 31% | [5 empty] | 20% | 36% | 56% | 5 | 36% | 63.6% | 0% | 3 | 8% | 44.04% | 0% | 2 | 20% | 50.44% | 0% | 3 | 46% | 75.84% | 0% | 4 | 38% | 65.5% | 0% | 3 | 5% | 42.8% | 0% | 2 | 48.58% | 0% | 2 |  |  |  |  | 34% | [5 empty] | 15% | 41% | 56% | 5 | 35% | 33.49% | 0% | 2 | 7% | 23.4% | 0% | 2 | 18% | 26.62% | 0% | 2 | 44% | 39.15% | 0% | 2 | 37% | 34.81% | 0% | 2 | 3% | 22.52% | 0% | 2
33 | Madison | 0 | 0 | 20 | 0% | 0% | 1 |  |  |  |  | 7% | [5 empty] | 98% | 0% | 98% | 5 | 93% | 0% | 0% | 4 | 2% | 0% | 0% | 1 | 2% | 0% | 0% | 1 | 93% | 0% | 0% | 4 | 72% | 0% | 0% | 3 | 1% | 0% | 0% | 1 | 0% | 0% | 1 |  |  |  |  | 6% | [5 empty] | 80% | 18% | 98% | 5 | 89% | 0% | 0% | 3 | 2% | 0% | 0% | 1 | 1% | 0% | 0% | 1 | 89% | 0% | 0% | 3 | 75% | 0% | 0% | 3 | 1% | 0% | 0% | 1 | 0% | 0% | 1 |  |  |  |  | 4% | [5 empty] | 66% | 30% | 96% | 5 | 84% | 0% | 0% | 3 | 6% | 0% | 0% | 1 | 4% | 0% | 0% | 1 | 85% | 0% | 0% | 3 | 77% | 0% | 0% | 3 | 1% | 0% | 0% | 1 | 0% | 0% | 1 |  |  |  |  | 16% | [5 empty] | 55% | 22% | 77% | 5 | 55% | 0% | 0% | 2 | 17% | 0% | 0% | 1 | 19% | 0% | 0% | 1 | 68% | 0% | 0% | 2 | 53% | 0% | 0% | 2 | 9% | 0% | 0% | 1
34 | Lone Tree | 0 | 0 | 0 | 0% | 0% | 1 |  |  |  |  | 0% | [5 empty] | 63% | 1% | 64% | 3 | 39% | 0% | 0% | 1 | 79% | 0% | 0% | 3 | 78% | 0% | 0% | 3 | 82% | 0% | 0% | 3 | 31% | 0% | 0% | 1 | 18% | 0% | 0% | 1 | 0% | 0% | 1 |  |  |  |  | 11% | [5 empty] | 30% | 0% | 30% | 2 | 33% | 0% | 0% | 1 | 68% | 0% | 0% | 2 | 63% | 0% | 0% | 2 | 72% | 0% | 0% | 3 | 11% | 0% | 0% | 1 | 25% | 0% | 0% | 1 | 0% | 0% | 1 |  |  |  |  | 11% | [5 empty] | 49% | 0% | 49% | 2 | 35% | 0% | 0% | 1 | 57% | 0% | 0% | 2 | 55% | 0% | 0% | 2 | 67% | 0% | 0% | 2 | 10% | 0% | 0% | 1 | 23% | 0% | 0% | 1 | 0% | 0% | 1 |  |  |  |  | 20% | [5 empty] | 48% | 1% | 49% | 2 | 34% | 0% | 0% | 1 | 48% | 0% | 0% | 1 | 47% | 0% | 0% | 1 | 62% | 0% | 0% | 2 | 15% | 0% | 0% | 1 | 21% | 0% | 0% | 1
35 | Eldorado | 0 | 0 | 0 | 0% | 0% | 1 |  |  |  |  | 0% | [5 empty] | 0% | 0% | 0% | 1 | 0% | 0% | 0% | 1 | 0% | 0% | 0% | 1 | 0% | 0% | 0% | 1 | 0% | 0% | 0% | 1 | 0% | 0% | 0% | 1 | 0% | 0% | 0% | 1 | 0% | 0% | 1 |  |  |  |  | 0% | [5 empty] | 0% | 0% | 0% | 1 | 0% | 0% | 0% | 1 | 0% | 0% | 0% | 1 | 0% | 0% | 0% | 1 | 0% | 0% | 0% | 1 | 0% | 0% | 0% | 1 | 0% | 0% | 0% | 1 | 0% | 0% | 1 |  |  |  |  | 0% | [5 empty] | 0% | 0% | 0% | 1 | 0% | 0% | 0% | 1 | 0% | 0% | 0% | 1 | 0% | 0% | 0% | 1 | 0% | 0% | 0% | 1 | 0% | 0% | 0% | 1 | 0% | 0% | 0% | 1 | 0% | 0% | 1 |  |  |  |  | 0% | [5 empty] | 0% | 0% | 0% | 1 | 16% | 0% | 0% | 1 | 10% | 0% | 0% | 1 | 2% | 0% | 0% | 1 | 18% | 0% | 0% | 1 | 3% | 0% | 0% | 1 | 0% | 0% | 0% | 1
36 | Mercy Springs | 0 | 0 | 0 | 0% | 0% | 1 |  |  |  |  | 0% | [5 empty] | 0% | 0% | 0% | 1 | 0% | 0% | 0% | 1 | 0% | 0% | 0% | 1 | 0% | 0% | 0% | 1 | 0% | 0% | 0% | 1 | 0% | 0% | 0% | 1 | 0% | 0% | 0% | 1 | 0% | 0% | 1 |  |  |  |  | 0% | [5 empty] | 55% | 45% | 100% | 5 | 89% | 0% | 0% | 3 | 0% | 0% | 0% | 1 | 7% | 0% | 0% | 1 | 89% | 0% | 0% | 3 | 99% | 0% | 0% | 5 | 0% | 0% | 0% | 1 | 0% | 0% | 1 |  |  |  |  | 0% | [5 empty] | 52% | 48% | 100% | 5 | 96% | 0% | 0% | 5 | 0% | 0% | 0% | 1 | 3% | 0% | 0% | 1 | 96% | 0% | 0% | 5 | 99% | 0% | 0% | 5 | 0% | 0% | 0% | 1 | 0% | 0% | 1 |  |  |  |  | 0% | [5 empty] | 46% | 54% | 100% | 5 | 93% | 0% | 0% | 4 | 5% | 0% | 0% | 1 | 11% | 0% | 0% | 1 | 96% | 0% | 0% | 5 | 97% | 0% | 0% | 5 | 0% | 0% | 0% | 1
37 | Meridian | 0 | 0 | 0 | 0% | 0% | 1 |  |  |  |  | 0% | [5 empty] | 100% | 0% | 100% | 5 | 97% | 0% | 0% | 5 | 66% | 0% | 0% | 2 | 66% | 0% | 0% | 2 | 98% | 0% | 0% | 5 | 82% | 0% | 0% | 3 | 0% | 0% | 0% | 1 | 0% | 0% | 1 |  |  |  |  | 0% | [5 empty] | 100% | 0% | 100% | 5 | 97% | 0% | 0% | 5 | 65% | 0% | 0% | 2 | 65% | 0% | 0% | 2 | 98% | 0% | 0% | 5 | 82% | 0% | 0% | 3 | 0% | 0% | 0% | 1 | 0% | 0% | 1 |  |  |  |  | 0% | [5 empty] | 78% | 22% | 100% | 5 | 93% | 0% | 0% | 4 | 50% | 0% | 0% | 2 | 50% | 0% | 0% | 2 | 94% | 0% | 0% | 4 | 84% | 0% | 0% | 3 | 0% | 0% | 0% | 1 | 0% | 0% | 1 |  |  |  |  | 3% | [5 empty] | 42% | 56% | 98% | 5 | 68% | 0% | 0% | 2 | 9% | 0% | 0% | 1 | 8% | 0% | 0% | 1 | 72% | 0% | 0% | 3 | 83% | 0% | 0% | 3 | 0% | 0% | 0% | 1
38 | Excelsior | 0 | 0 | 0 | 0% | 0% | 1 |  |  |  |  | 0% | [5 empty] | 83% | 0% | 83% | 5 | 100% | 0% | 0% | 5 | 0% | 0% | 0% | 1 | 25% | 0% | 0% | 1 | 100% | 0% | 0% | 5 | 34% | 0% | 0% | 1 | 0% | 0% | 0% | 1 | 0% | 0% | 1 |  |  |  |  | 0% | [5 empty] | 65% | 29% | 94% | 5 | 100% | 0% | 0% | 5 | 0% | 0% | 0% | 1 | 10% | 0% | 0% | 1 | 100% | 0% | 0% | 5 | 73% | 0% | 0% | 3 | 0% | 0% | 0% | 1 | 0% | 0% | 1 |  |  |  |  | 0% | [5 empty] | 65% | 29% | 94% | 5 | 100% | 0% | 0% | 5 | 0% | 0% | 0% | 1 | 10% | 0% | 0% | 1 | 100% | 0% | 0% | 5 | 73% | 0% | 0% | 3 | 0% | 0% | 0% | 1 | 0% | 0% | 1 |  |  |  |  | 0% | [5 empty] | 61% | 33% | 94% | 5 | 100% | 0% | 0% | 5 | 0% | 0% | 0% | 1 | 10% | 0% | 0% | 1 | 100% | 0% | 0% | 5 | 75% | 0% | 0% | 3 | 0% | 0% | 0% | 1
39 | Hassayampa | 0 | 0 | 0 | 0% | 0% | 1 |  |  |  |  | 0% | [5 empty] | 0% | 0% | 0% | 1 | 0% | 0% | 0% | 1 | 0% | 0% | 0% | 1 | 0% | 0% | 0% | 1 | 0% | 0% | 0% | 1 | 0% | 0% | 0% | 1 | 0% | 0% | 0% | 1 | 0% | 0% | 1 |  |  |  |  | 0% | [5 empty] | 0% | 0% | 0% | 1 | 0% | 0% | 0% | 1 | 0% | 0% | 0% | 1 | 0% | 0% | 0% | 1 | 0% | 0% | 0% | 1 | 0% | 0% | 0% | 1 | 0% | 0% | 0% | 1 | 0% | 0% | 1 |  |  |  |  | 0% | [5 empty] | 0% | 0% | 0% | 1 | 0% | 0% | 0% | 1 | 0% | 0% | 0% | 1 | 0% | 0% | 0% | 1 | 0% | 0% | 0% | 1 | 0% | 0% | 0% | 1 | 0% | 0% | 0% | 1 | 0% | 0% | 1 |  |  |  |  | 0% | [5 empty] | 0% | 0% | 0% | 1 | 0% | 0% | 0% | 1 | 0% | 0% | 0% | 1 | 0% | 0% | 0% | 1 | 0% | 0% | 0% | 1 | 0% | 0% | 0% | 1 | 0% | 0% | 0% | 1
40 | Center | 0 | 0 | 0 | 0% | 0% | 1 |  |  |  |  | 0% | [5 empty] | 0% | 0% | 0% | 1 | 0% | 0% | 0% | 1 | 0% | 0% | 0% | 1 | 0% | 0% | 0% | 1 | 0% | 0% | 0% | 1 | 0% | 0% | 0% | 1 | 0% | 0% | 0% | 1 | 0% | 0% | 1 |  |  |  |  | 0% | [5 empty] | 0% | 0% | 0% | 1 | 0% | 0% | 0% | 1 | 21% | 0% | 0% | 1 | 40% | 0% | 0% | 1 | 40% | 0% | 0% | 1 | 0% | 0% | 0% | 1 | 1% | 0% | 0% | 1 | 0% | 0% | 1 |  |  |  |  | 0% | [5 empty] | 0% | 0% | 0% | 1 | 0% | 0% | 0% | 1 | 16% | 0% | 0% | 1 | 55% | 0% | 0% | 2 | 55% | 0% | 0% | 2 | 0% | 0% | 0% | 1 | 1% | 0% | 0% | 1 | 0% | 0% | 1 |  |  |  |  | 0% | [5 empty] | 0% | 0% | 0% | 1 | 1% | 0% | 0% | 1 | 21% | 0% | 0% | 1 | 62% | 0% | 0% | 2 | 63% | 0% | 0% | 2 | 0% | 0% | 0% | 1 | 2% | 0% | 0% | 1
41 | Leprino | 0 | 0 | 0 | 0% | 0% | 1 |  |  |  |  | 0% | [5 empty] | 0% | 0% | 0% | 1 | 0% | 0% | 0% | 1 | 0% | 0% | 0% | 1 | 0% | 0% | 0% | 1 | 0% | 0% | 0% | 1 | 0% | 0% | 0% | 1 | 0% | 0% | 0% | 1 | 0% | 0% | 1 |  |  |  |  | 0% | [5 empty] | 0% | 0% | 0% | 1 | 0% | 0% | 0% | 1 | 0% | 0% | 0% | 1 | 0% | 0% | 0% | 1 | 0% | 0% | 0% | 1 | 0% | 0% | 0% | 1 | 0% | 0% | 0% | 1 | 0% | 0% | 1 |  |  |  |  | 0% | [5 empty] | 0% | 0% | 0% | 1 | 0% | 0% | 0% | 1 | 0% | 0% | 0% | 1 | 0% | 0% | 0% | 1 | 0% | 0% | 0% | 1 | 0% | 0% | 0% | 1 | 0% | 0% | 0% | 1 | 0% | 0% | 1 |  |  |  |  | 0% | [5 empty] | 91% | 0% | 91% | 5 | 100% | 0% | 0% | 5 | 0% | 0% | 0% | 1 | 14% | 0% | 0% | 1 | 100% | 0% | 0% | 5 | 64% | 0% | 0% | 2 | 0% | 0% | 0% | 1
42 | Springville | 0 | 0 | 0 | 0% | 0% | 1 |  |  |  |  | 0% | [5 empty] | 0% | 0% | 0% | 1 | 0% | 0% | 0% | 1 | 0% | 0% | 0% | 1 | 0% | 0% | 0% | 1 | 0% | 0% | 0% | 1 | 0% | 0% | 0% | 1 | 0% | 0% | 0% | 1 | 0% | 0% | 1 |  |  |  |  | 0% | [5 empty] | 0% | 0% | 0% | 1 | 0% | 0% | 0% | 1 | 0% | 0% | 0% | 1 | 0% | 0% | 0% | 1 | 0% | 0% | 0% | 1 | 0% | 0% | 0% | 1 | 0% | 0% | 0% | 1 | 0% | 0% | 1 |  |  |  |  | 0% | [5 empty] | 0% | 0% | 0% | 1 | 0% | 0% | 0% | 1 | 0% | 0% | 0% | 1 | 0% | 0% | 0% | 1 | 0% | 0% | 0% | 1 | 0% | 0% | 0% | 1 | 0% | 0% | 0% | 1 | 0% | 0% | 1 |  |  |  |  | 0% | [5 empty] | 38% | 62% | 100% | 5 | 0% | 0% | 0% | 1 | 37% | 0% | 0% | 1 | 68% | 0% | 0% | 2 | 68% | 0% | 0% | 2 | 91% | 0% | 0% | 4 | 4% | 0% | 0% | 1
43 | Mustang | 0 | 0 | 0 | 0% | 0% | 1 |  |  |  |  | 0% | [5 empty] | 0% | 0% | 0% | 1 | 0% | 0% | 0% | 1 | 0% | 0% | 0% | 1 | 0% | 0% | 0% | 1 | 0% | 0% | 0% | 1 | 0% | 0% | 0% | 1 | 0% | 0% | 0% | 1 | 0% | 0% | 1 |  |  |  |  | 0% | [5 empty] | 0% | 0% | 0% | 1 | 0% | 0% | 0% | 1 | 0% | 0% | 0% | 1 | 0% | 0% | 0% | 1 | 0% | 0% | 0% | 1 | 0% | 0% | 0% | 1 | 0% | 0% | 0% | 1 | 0% | 0% | 1 |  |  |  |  | 0% | [5 empty] | 0% | 0% | 0% | 1 | 0% | 0% | 0% | 1 | 0% | 0% | 0% | 1 | 0% | 0% | 0% | 1 | 0% | 0% | 0% | 1 | 0% | 0% | 0% | 1 | 0% | 0% | 0% | 1 | 0% | 0% | 1 |  |  |  |  | 0% | [5 empty] | 77% | 19% | 96% | 5 | 95% | 0% | 0% | 5 | 0% | 0% | 0% | 1 | 7% | 0% | 0% | 1 | 95% | 0% | 0% | 5 | 82% | 0% | 0% | 3 | 0% | 0% | 0% | 1
44 | Parkway | 0 | 0 | 0 | 0% | 0% | 1 |  |  |  |  | 0% | [5 empty] | 62% | 0% | 62% | 3 | 51% | 0% | 0% | 2 | 27% | 0% | 0% | 1 | 29% | 0% | 0% | 1 | 82% | 0% | 0% | 3 | 46% | 0% | 0% | 1 | 11% | 0% | 0% | 1 | 0% | 0% | 1 |  |  |  |  | 0% | [5 empty] | 52% | 0% | 52% | 3 | 61% | 0% | 0% | 2 | 27% | 0% | 0% | 1 | 27% | 0% | 0% | 1 | 86% | 0% | 0% | 3 | 43% | 0% | 0% | 1 | 27% | 0% | 0% | 1 | 0% | 0% | 1 |  |  |  |  | 0% | [5 empty] | 50% | 0% | 50% | 3 | 58% | 0% | 0% | 2 | 44% | 0% | 0% | 1 | 33% | 0% | 0% | 1 | 87% | 0% | 0% | 3 | 37% | 0% | 0% | 1 | 31% | 0% | 0% | 1 | 0% | 0% | 1 |  |  |  |  | 11% | [5 empty] | 57% | 0% | 57% | 3 | 38% | 0% | 0% | 1 | 41% | 0% | 0% | 1 | 39% | 0% | 0% | 1 | 70% | 0% | 0% | 3 | 24% | 0% | 0% | 1 | 26% | 0% | 0% | 1
45 | Carpenter Canyon (fka Gamebird) | 0 | 0 | 0 | 0% | 0% | 1 |  |  |  |  | 0% | [5 empty] | 0% | 0% | 0% | 1 | 36% | 0% | 0% | 1 | 1% | 0% | 0% | 1 | 11% | 0% | 0% | 1 | 37% | 0% | 0% | 1 | 96% | 0% | 0% | 5 | 0% | 0% | 0% | 1 | 0% | 0% | 1 |  |  |  |  | 0% | [5 empty] | 0% | 0% | 0% | 1 | 22% | 0% | 0% | 1 | 5% | 0% | 0% | 1 | 42% | 0% | 0% | 1 | 54% | 0% | 0% | 2 | 81% | 0% | 0% | 3 | 1% | 0% | 0% | 1 | 0% | 0% | 1 |  |  |  |  | 0% | [5 empty] | 0% | 0% | 0% | 1 | 19% | 0% | 0% | 1 | 4% | 0% | 0% | 1 | 47% | 0% | 0% | 1 | 57% | 0% | 0% | 2 | 80% | 0% | 0% | 3 | 1% | 0% | 0% | 1 | 0% | 0% | 1 |  |  |  |  | 0% | [5 empty] | 0% | 0% | 0% | 1 | 15% | 0% | 0% | 1 | 3% | 0% | 0% | 1 | 39% | 0% | 0% | 1 | 47% | 0% | 0% | 1 | 71% | 0% | 0% | 3 | 1% | 0% | 0% | 1
46 | Stagg | 0 | 0 | 0 | 0% | 0% | 1 |  |  |  |  | 0% | [5 empty] | 0% | 0% | 0% | 1 | 0% | 0% | 0% | 1 | 0% | 0% | 0% | 1 | 0% | 0% | 0% | 1 | 0% | 0% | 0% | 1 | 0% | 0% | 0% | 1 | 0% | 0% | 0% | 1 | 0% | 0% | 1 |  |  |  |  | 1% | [5 empty] | 0% | 0% | 0% | 1 | 3% | 0% | 0% | 1 | 66% | 0% | 0% | 2 | 66% | 0% | 0% | 2 | 67% | 0% | 0% | 2 | 0% | 0% | 0% | 1 | 12% | 0% | 0% | 1 | 0% | 0% | 1 |  |  |  |  | 29% | [5 empty] | 9% | 0% | 9% | 1 | 6% | 0% | 0% | 1 | 65% | 0% | 0% | 2 | 64% | 0% | 0% | 2 | 65% | 0% | 0% | 2 | 0% | 0% | 0% | 1 | 8% | 0% | 0% | 1 | 0% | 0% | 1 |  |  |  |  | 21% | [5 empty] | 44% | 1% | 45% | 2 | 42% | 0% | 0% | 1 | 46% | 0% | 0% | 1 | 48% | 0% | 0% | 1 | 59% | 0% | 0% | 2 | 17% | 0% | 0% | 1 | 16% | 0% | 0% | 1
47 | Lakeview | 0 | 0 | 0 | 0% | 0% | 1 |  |  |  |  | 0% | [5 empty] | 0% | 0% | 0% | 1 | 0% | 0% | 0% | 1 | 0% | 0% | 0% | 1 | 0% | 0% | 0% | 1 | 0% | 0% | 0% | 1 | 0% | 0% | 0% | 1 | 0% | 0% | 0% | 1 | 0% | 0% | 1 |  |  |  |  | 0% | [5 empty] | 0% | 0% | 0% | 1 | 0% | 0% | 0% | 1 | 0% | 0% | 0% | 1 | 0% | 0% | 0% | 1 | 0% | 0% | 0% | 1 | 0% | 0% | 0% | 1 | 0% | 0% | 0% | 1 | 0% | 0% | 1 |  |  |  |  | 0% | [5 empty] | 42% | 58% | 100% | 5 | 82% | 0% | 0% | 3 | 59% | 0% | 0% | 2 | 64% | 0% | 0% | 2 | 86% | 0% | 0% | 3 | 68% | 0% | 0% | 2 | 0% | 0% | 0% | 1 | 0% | 0% | 1 |  |  |  |  | 0% | [5 empty] | 69% | 25% | 94% | 5 | 81% | 0% | 0% | 3 | 64% | 0% | 0% | 2 | 75% | 0% | 0% | 3 | 98% | 0% | 0% | 5 | 64% | 0% | 0% | 2 | 3% | 0% | 0% | 1
48 | Balch 2 | 0 | 0 | 0 | 0% | 0% | 1 |  |  |  |  | 0% | [5 empty] | 0% | 0% | 0% | 1 | 0% | 0% | 0% | 1 | 0% | 0% | 0% | 1 | 0% | 0% | 0% | 1 | 0% | 0% | 0% | 1 | 0% | 0% | 0% | 1 | 0% | 0% | 0% | 1 | 0% | 0% | 1 |  |  |  |  | 0% | [5 empty] | 0% | 0% | 0% | 1 | 0% | 0% | 0% | 1 | 0% | 0% | 0% | 1 | 0% | 0% | 0% | 1 | 0% | 0% | 0% | 1 | 0% | 0% | 0% | 1 | 0% | 0% | 0% | 1 | 0% | 0% | 1 |  |  |  |  | 0% | [5 empty] | 0% | 0% | 0% | 1 | 0% | 0% | 0% | 1 | 0% | 0% | 0% | 1 | 0% | 0% | 0% | 1 | 0% | 0% | 0% | 1 | 0% | 0% | 0% | 1 | 0% | 0% | 0% | 1 | 0% | 0% | 1 |  |  |  |  | 0% | [5 empty] | 100% | 0% | 100% | 5 | 0% | 0% | 0% | 1 | 0% | 0% | 0% | 1 | 100% | 0% | 0% | 5 | 100% | 0% | 0% | 5 | 100% | 0% | 0% | 5 | 0% | 0% | 0% | 1
49 | Racetrack | 0 | 0 | 0 | 0% | 0% | 1 |  |  |  |  | 0% | [5 empty] | 0% | 0% | 0% | 1 | 0% | 0% | 0% | 1 | 0% | 0% | 0% | 1 | 0% | 0% | 0% | 1 | 0% | 0% | 0% | 1 | 0% | 0% | 0% | 1 | 0% | 0% | 0% | 1 | 0% | 0% | 1 |  |  |  |  | 0% | [5 empty] | 0% | 0% | 0% | 1 | 0% | 0% | 0% | 1 | 0% | 0% | 0% | 1 | 0% | 0% | 0% | 1 | 0% | 0% | 0% | 1 | 0% | 0% | 0% | 1 | 0% | 0% | 0% | 1 | 0% | 0% | 1 |  |  |  |  | 0% | [5 empty] | 0% | 0% | 0% | 1 | 0% | 0% | 0% | 1 | 0% | 0% | 0% | 1 | 0% | 0% | 0% | 1 | 0% | 0% | 0% | 1 | 0% | 0% | 0% | 1 | 0% | 0% | 0% | 1 | 0% | 0% | 1 |  |  |  |  | 0% | [5 empty] | 20% | 42% | 62% | 5 | 0% | 0% | 0% | 1 | 0% | 0% | 0% | 1 | 15% | 0% | 0% | 1 | 15% | 0% | 0% | 1 | 61% | 0% | 0% | 2 | 10% | 0% | 0% | 1
50 | Schindler | 0 | 0 | 0 | 0% | 0% | 1 |  |  |  |  | 0% | [5 empty] | 0% | 0% | 0% | 1 | 0% | 0% | 0% | 1 | 0% | 0% | 0% | 1 | 0% | 0% | 0% | 1 | 0% | 0% | 0% | 1 | 0% | 0% | 0% | 1 | 0% | 0% | 0% | 1 | 0% | 0% | 1 |  |  |  |  | 0% | [5 empty] | 88% | 0% | 88% | 5 | 100% | 0% | 0% | 5 | 0% | 0% | 0% | 1 | 17% | 0% | 0% | 1 | 100% | 0% | 0% | 5 | 54% | 0% | 0% | 2 | 0% | 0% | 0% | 1 | 0% | 0% | 1 |  |  |  |  | 0% | [5 empty] | 65% | 29% | 94% | 5 | 100% | 0% | 0% | 5 | 0% | 0% | 0% | 1 | 10% | 0% | 0% | 1 | 100% | 0% | 0% | 5 | 73% | 0% | 0% | 3 | 0% | 0% | 0% | 1 | 0% | 0% | 1 |  |  |  |  | 0% | [5 empty] | 65% | 29% | 94% | 5 | 100% | 0% | 0% | 5 | 0% | 0% | 0% | 1 | 10% | 0% | 0% | 1 | 100% | 0% | 0% | 5 | 73% | 0% | 0% | 3 | 0% | 0% | 0% | 1
51 | Cameron | 0 | 0 | 0 | 0% | 0% | 1 |  |  |  |  | 0% | [5 empty] | 16% | 78% | 94% | 5 | 0% | 0% | 0% | 1 | 2% | 0% | 0% | 1 | 6% | 0% | 0% | 1 | 8% | 0% | 0% | 1 | 30% | 0% | 0% | 1 | 0% | 0% | 0% | 1 | 0% | 0% | 1 |  |  |  |  | 0% | [5 empty] | 47% | 46% | 93% | 5 | 8% | 0% | 0% | 1 | 12% | 0% | 0% | 1 | 37% | 0% | 0% | 1 | 46% | 0% | 0% | 1 | 30% | 0% | 0% | 1 | 1% | 0% | 0% | 1 | 0% | 0% | 1 |  |  |  |  | 0% | [5 empty] | 43% | 48% | 91% | 5 | 7% | 0% | 0% | 1 | 19% | 0% | 0% | 1 | 41% | 0% | 0% | 1 | 50% | 0% | 0% | 2 | 31% | 0% | 0% | 1 | 1% | 0% | 0% | 1 | 0% | 0% | 1 |  |  |  |  | 0% | [5 empty] | 40% | 47% | 87% | 5 | 11% | 0% | 0% | 1 | 22% | 0% | 0% | 1 | 43% | 0% | 0% | 1 | 53% | 0% | 0% | 2 | 32% | 0% | 0% | 1 | 2% | 0% | 0% | 1
52 | Konocti | 0 | 0 | 0 | 0% | 0% | 1 |  |  |  |  | 0% | [5 empty] | 42% | 55% | 97% | 5 | 81% | 0% | 0% | 3 | 52% | 0% | 0% | 2 | 73% | 0% | 0% | 3 | 95% | 0% | 0% | 5 | 21% | 0% | 0% | 1 | 0% | 0% | 0% | 1 | 0% | 0% | 1 |  |  |  |  | 0% | [5 empty] | 30% | 61% | 91% | 5 | 89% | 0% | 0% | 3 | 37% | 0% | 0% | 1 | 72% | 0% | 0% | 3 | 95% | 0% | 0% | 5 | 41% | 0% | 0% | 1 | 1% | 0% | 0% | 1 | 0% | 0% | 1 |  |  |  |  | 0% | [5 empty] | 26% | 67% | 93% | 5 | 83% | 0% | 0% | 3 | 37% | 0% | 0% | 1 | 73% | 0% | 0% | 3 | 94% | 0% | 0% | 4 | 49% | 0% | 0% | 1 | 1% | 0% | 0% | 1 | 0% | 0% | 1 |  |  |  |  | 0% | [5 empty] | 26% | 63% | 89% | 5 | 59% | 0% | 0% | 2 | 27% | 0% | 0% | 1 | 48% | 0% | 0% | 1 | 74% | 0% | 0% | 3 | 74% | 0% | 0% | 3 | 1% | 0% | 0% | 1
53 | North Gila - IV (Proposed) | 0 | 0 | 0 | 0% | 0% | 1 |  |  |  |  | 0% | [5 empty] | 0% | 0% | 0% | 1 | 0% | 0% | 0% | 1 | 71% | 0% | 0% | 3 | 71% | 0% | 0% | 3 | 71% | 0% | 0% | 3 | 63% | 0% | 0% | 2 | 3% | 0% | 0% | 1 | 0% | 0% | 1 |  |  |  |  | 0% | [5 empty] | 0% | 0% | 0% | 1 | 0% | 0% | 0% | 1 | 71% | 0% | 0% | 3 | 71% | 0% | 0% | 3 | 71% | 0% | 0% | 3 | 62% | 0% | 0% | 2 | 3% | 0% | 0% | 1 | 0% | 0% | 1 |  |  |  |  | 0% | [5 empty] | 0% | 0% | 0% | 1 | 19% | 0% | 0% | 1 | 38% | 0% | 0% | 1 | 38% | 0% | 0% | 1 | 57% | 0% | 0% | 2 | 76% | 0% | 0% | 3 | 2% | 0% | 0% | 1 | 0% | 0% | 1 |  |  |  |  | 0% | [5 empty] | 0% | 0% | 0% | 1 | 23% | 0% | 0% | 1 | 21% | 0% | 0% | 1 | 16% | 0% | 0% | 1 | 43% | 0% | 0% | 1 | 71% | 0% | 0% | 3 | 1% | 0% | 0% | 1
54 | Rector | 0 | 0 | 0 | 0% | 0% | 1 |  |  |  |  | 0% | [5 empty] | 0% | 0% | 0% | 1 | 0% | 0% | 0% | 1 | 0% | 0% | 0% | 1 | 0% | 0% | 0% | 1 | 0% | 0% | 0% | 1 | 0% | 0% | 0% | 1 | 0% | 0% | 0% | 1 | 0% | 0% | 1 |  |  |  |  | 0% | [5 empty] | 0% | 0% | 0% | 1 | 0% | 0% | 0% | 1 | 0% | 0% | 0% | 1 | 0% | 0% | 0% | 1 | 0% | 0% | 0% | 1 | 0% | 0% | 0% | 1 | 0% | 0% | 0% | 1 | 0% | 0% | 1 |  |  |  |  | 0% | [5 empty] | 0% | 0% | 0% | 1 | 0% | 0% | 0% | 1 | 0% | 0% | 0% | 1 | 0% | 0% | 0% | 1 | 0% | 0% | 0% | 1 | 0% | 0% | 0% | 1 | 0% | 0% | 0% | 1 | 0% | 0% | 1 |  |  |  |  | 0% | [5 empty] | 0% | 0% | 0% | 1 | 0% | 0% | 0% | 1 | 0% | 0% | 0% | 1 | 0% | 0% | 0% | 1 | 0% | 0% | 0% | 1 | 0% | 0% | 0% | 1 | 0% | 0% | 0% | 1
55 | Round Mountain | 0 | 0 | 10 | 0% | 0% | 1 |  |  |  |  | 0% | [5 empty] | 85% | 3% | 88% | 5 | 73% | 0% | 0% | 3 | 2% | 0% | 0% | 1 | 3% | 0% | 0% | 1 | 75% | 0% | 0% | 3 | 39% | 0% | 0% | 1 | 1% | 0% | 0% | 1 | 0% | 0% | 1 |  |  |  |  | 0% | [5 empty] | 79% | 9% | 88% | 5 | 60% | 0% | 0% | 2 | 19% | 0% | 0% | 1 | 21% | 0% | 0% | 1 | 79% | 0% | 0% | 3 | 47% | 0% | 0% | 1 | 1% | 0% | 0% | 1 | 0% | 0% | 1 |  |  |  |  | 0% | [5 empty] | 67% | 12% | 79% | 5 | 52% | 0% | 0% | 2 | 19% | 0% | 0% | 1 | 21% | 0% | 0% | 1 | 70% | 0% | 0% | 3 | 54% | 0% | 0% | 2 | 1% | 0% | 0% | 1 | 0% | 0% | 1 |  |  |  |  | 0% | [5 empty] | 57% | 20% | 77% | 5 | 36% | 0% | 0% | 1 | 22% | 0% | 0% | 1 | 22% | 0% | 0% | 1 | 60% | 0% | 0% | 2 | 56% | 0% | 0% | 2 | 1% | 0% | 0% | 1
56 | Vestal | 0 | 0 | 0 | 0% | 0% | 1 |  |  |  |  | 0% | [5 empty] | 0% | 0% | 0% | 1 | 0% | 0% | 0% | 1 | 0% | 0% | 0% | 1 | 0% | 0% | 0% | 1 | 0% | 0% | 0% | 1 | 0% | 0% | 0% | 1 | 0% | 0% | 0% | 1 | 0% | 0% | 1 |  |  |  |  | 0% | [5 empty] | 0% | 0% | 0% | 1 | 0% | 0% | 0% | 1 | 0% | 0% | 0% | 1 | 0% | 0% | 0% | 1 | 0% | 0% | 0% | 1 | 0% | 0% | 0% | 1 | 0% | 0% | 0% | 1 | 0% | 0% | 1 |  |  |  |  | 0% | [5 empty] | 0% | 0% | 0% | 1 | 0% | 0% | 0% | 1 | 0% | 0% | 0% | 1 | 0% | 0% | 0% | 1 | 0% | 0% | 0% | 1 | 0% | 0% | 0% | 1 | 0% | 0% | 0% | 1 | 0% | 0% | 1 |  |  |  |  | 0% | [5 empty] | 23% | 77% | 100% | 5 | 6% | 0% | 0% | 1 | 5% | 0% | 0% | 1 | 36% | 0% | 0% | 1 | 36% | 0% | 0% | 1 | 80% | 0% | 0% | 3 | 0% | 0% | 0% | 1
57 | Silverado | 0 | 0 | 0 | 0% | 0% | 1 |  |  |  |  | 0% | [5 empty] | 57% | 5% | 62% | 3 | 87% | 0% | 0% | 3 | 3% | 0% | 0% | 1 | 28% | 0% | 0% | 1 | 87% | 0% | 0% | 3 | 96% | 0% | 0% | 5 | 0% | 0% | 0% | 1 | 0% | 0% | 1 |  |  |  |  | 1% | [5 empty] | 79% | 2% | 81% | 5 | 93% | 0% | 0% | 4 | 28% | 0% | 0% | 1 | 49% | 0% | 0% | 1 | 94% | 0% | 0% | 4 | 94% | 0% | 0% | 4 | 1% | 0% | 0% | 1 | 0% | 0% | 1 |  |  |  |  | 0% | [5 empty] | 68% | 8% | 76% | 5 | 93% | 0% | 0% | 4 | 23% | 0% | 0% | 1 | 27% | 0% | 0% | 1 | 94% | 0% | 0% | 4 | 85% | 0% | 0% | 3 | 1% | 0% | 0% | 1 | 0% | 0% | 1 |  |  |  |  | 2% | [5 empty] | 67% | 24% | 91% | 5 | 83% | 0% | 0% | 3 | 17% | 0% | 0% | 1 | 28% | 0% | 0% | 1 | 87% | 0% | 0% | 3 | 74% | 0% | 0% | 3 | 2% | 0% | 0% | 1
58 | Penngrove | 0 | 0 | 0 | 0% | 0% | 1 |  |  |  |  | 0% | [5 empty] | 100% | 0% | 100% | 5 | 82% | 0% | 0% | 3 | 52% | 0% | 0% | 2 | 61% | 0% | 0% | 2 | 87% | 0% | 0% | 3 | 77% | 0% | 0% | 3 | 1% | 0% | 0% | 1 | 0% | 0% | 1 |  |  |  |  | 0% | [5 empty] | 76% | 0% | 76% | 5 | 85% | 0% | 0% | 3 | 33% | 0% | 0% | 1 | 57% | 0% | 0% | 2 | 94% | 0% | 0% | 4 | 86% | 0% | 0% | 3 | 1% | 0% | 0% | 1 | 0% | 0% | 1 |  |  |  |  | 0% | [5 empty] | 47% | 0% | 47% | 2 | 85% | 0% | 0% | 3 | 32% | 0% | 0% | 1 | 52% | 0% | 0% | 2 | 94% | 0% | 0% | 4 | 70% | 0% | 0% | 3 | 5% | 0% | 0% | 1 | 0% | 0% | 1 |  |  |  |  | 0% | [5 empty] | 61% | 0% | 61% | 3 | 86% | 0% | 0% | 3 | 22% | 0% | 0% | 1 | 46% | 0% | 0% | 1 | 93% | 0% | 0% | 4 | 74% | 0% | 0% | 3 | 4% | 0% | 0% | 1
59 | Bridgeville | 212 | 8480 | 30 | 1194% | 162.5% | 5 |  |  |  |  | 0% | [5 empty] | 0% | 0% | 0% | 1 | 9% | 168.8% | 740% | 5 | 11% | 173.9% | 587.8% | 5 | 11% | 173.9% | 587.8% | 5 | 18% | 187.8% | 406.6% | 5 | 80% | 770.9% | 168.1% | 5 | 0% | 154.7% | 29990% | 5 | 337.2% | 63.52% | 5 |  |  |  |  | 0% | [5 empty] | 11% | 0% | 11% | 1 | 14% | 83.21% | 0% | 4 | 14% | 82.64% | 0% | 4 | 23% | 92.19% | 0% | 4 | 31% | 102.6% | 5.931% | 4 | 57% | 166% | 49.6% | 5 | 0% | 71.3% | 0% | 3 | 189.2% | 27.77% | 5 |  |  |  |  | 0% | [5 empty] | 13% | 1% | 14% | 2 | 13% | 51.37% | 0% | 3 | 11% | 50.65% | 0% | 3 | 22% | 57.75% | 0% | 3 | 29% | 63.47% | 0% | 3 | 54% | 97.52% | 0% | 4 | 0% | 45.02% | 0% | 2 | 104.5% | 1.095% | 4 |  |  |  |  | 0% | [5 empty] | 6% | 3% | 9% | 2 | 8% | 22.16% | 0% | 2 | 9% | 22.5% | 0% | 2 | 15% | 24.05% | 0% | 2 | 20% | 25.43% | 0% | 2 | 65% | 57.86% | 0% | 3 | 2% | 20.78% | 0% | 2
60 | Logan Creek | 0 | 0 | 0 | 0% | 0% | 1 |  |  |  |  | 0% | [5 empty] | 0% | 0% | 0% | 1 | 0% | 0% | 0% | 1 | 0% | 0% | 0% | 1 | 0% | 0% | 0% | 1 | 0% | 0% | 0% | 1 | 0% | 0% | 0% | 1 | 0% | 0% | 0% | 1 | 0% | 0% | 1 |  |  |  |  | 0% | [5 empty] | 32% | 68% | 100% | 5 | 32% | 0% | 0% | 1 | 0% | 0% | 0% | 1 | 0% | 0% | 0% | 1 | 32% | 0% | 0% | 1 | 100% | 0% | 0% | 5 | 0% | 0% | 0% | 1 | 0% | 0% | 1 |  |  |  |  | 0% | [5 empty] | 71% | 28% | 99% | 5 | 65% | 0% | 0% | 2 | 4% | 0% | 0% | 1 | 5% | 0% | 0% | 1 | 70% | 0% | 0% | 3 | 89% | 0% | 0% | 3 | 0% | 0% | 0% | 1 | 0% | 0% | 1 |  |  |  |  | 0% | [5 empty] | 61% | 32% | 93% | 5 | 46% | 0% | 0% | 1 | 10% | 0% | 0% | 1 | 28% | 0% | 0% | 1 | 69% | 0% | 0% | 2 | 65% | 0% | 0% | 2 | 14% | 0% | 0% | 1
61 | Famoso | 0 | 0 | 0 | 0% | 0% | 1 |  |  |  |  | 0% | [5 empty] | 0% | 0% | 0% | 1 | 0% | 0% | 0% | 1 | 0% | 0% | 0% | 1 | 0% | 0% | 0% | 1 | 0% | 0% | 0% | 1 | 0% | 0% | 0% | 1 | 0% | 0% | 0% | 1 | 0% | 0% | 1 |  |  |  |  | 0% | [5 empty] | 0% | 0% | 0% | 1 | 0% | 0% | 0% | 1 | 0% | 0% | 0% | 1 | 0% | 0% | 0% | 1 | 0% | 0% | 0% | 1 | 0% | 0% | 0% | 1 | 0% | 0% | 0% | 1 | 0% | 0% | 1 |  |  |  |  | 0% | [5 empty] | 0% | 0% | 0% | 1 | 0% | 0% | 0% | 1 | 0% | 0% | 0% | 1 | 0% | 0% | 0% | 1 | 0% | 0% | 0% | 1 | 0% | 0% | 0% | 1 | 0% | 0% | 0% | 1 | 0% | 0% | 1 |  |  |  |  | 0% | [5 empty] | 0% | 100% | 100% | 5 | 100% | 0% | 0% | 5 | 0% | 0% | 0% | 1 | 100% | 0% | 0% | 5 | 100% | 0% | 0% | 5 | 100% | 0% | 0% | 5 | 0% | 0% | 0% | 1
62 | New Sub - Los Banos - Midway (Proposed) | 0 | 0 | 0 | 0% | 0% | 1 |  |  |  |  | 0% | [5 empty] | 0% | 0% | 0% | 1 | 0% | 0% | 0% | 1 | 0% | 0% | 0% | 1 | 0% | 0% | 0% | 1 | 0% | 0% | 0% | 1 | 0% | 0% | 0% | 1 | 0% | 0% | 0% | 1 | 0% | 0% | 1 |  |  |  |  | 0% | [5 empty] | 81% | 0% | 81% | 5 | 100% | 0% | 0% | 5 | 0% | 0% | 0% | 1 | 0% | 0% | 0% | 1 | 100% | 0% | 0% | 5 | 11% | 0% | 0% | 1 | 0% | 0% | 0% | 1 | 0% | 0% | 1 |  |  |  |  | 0% | [5 empty] | 65% | 29% | 94% | 5 | 100% | 0% | 0% | 5 | 0% | 0% | 0% | 1 | 10% | 0% | 0% | 1 | 100% | 0% | 0% | 5 | 73% | 0% | 0% | 3 | 0% | 0% | 0% | 1 | 0% | 0% | 1 |  |  |  |  | 0% | [5 empty] | 65% | 29% | 94% | 5 | 100% | 0% | 0% | 5 | 0% | 0% | 0% | 1 | 10% | 0% | 0% | 1 | 100% | 0% | 0% | 5 | 73% | 0% | 0% | 3 | 0% | 0% | 0% | 1
63 | Lockeford | 0 | 0 | 0 | 0% | 0% | 1 |  |  |  |  | 0% | [5 empty] | 0% | 0% | 0% | 1 | 0% | 0% | 0% | 1 | 0% | 0% | 0% | 1 | 0% | 0% | 0% | 1 | 0% | 0% | 0% | 1 | 0% | 0% | 0% | 1 | 0% | 0% | 0% | 1 | 0% | 0% | 1 |  |  |  |  | 0% | [5 empty] | 0% | 0% | 0% | 1 | 0% | 0% | 0% | 1 | 0% | 0% | 0% | 1 | 0% | 0% | 0% | 1 | 0% | 0% | 0% | 1 | 0% | 0% | 0% | 1 | 0% | 0% | 0% | 1 | 0% | 0% | 1 |  |  |  |  | 0% | [5 empty] | 0% | 0% | 0% | 1 | 0% | 0% | 0% | 1 | 0% | 0% | 0% | 1 | 0% | 0% | 0% | 1 | 0% | 0% | 0% | 1 | 0% | 0% | 0% | 1 | 0% | 0% | 0% | 1 | 0% | 0% | 1 |  |  |  |  | 51% | [5 empty] | 1% | 0% | 1% | 1 | 1% | 0% | 0% | 1 | 28% | 0% | 0% | 1 | 28% | 0% | 0% | 1 | 28% | 0% | 0% | 1 | 0% | 0% | 0% | 1 | 8% | 0% | 0% | 1
64 | Etiwanda | 0 | 0 | 0 | 0% | 0% | 1 |  |  |  |  | 0% | [5 empty] | 0% | 100% | 100% | 5 | 100% | 0% | 0% | 5 | 0% | 0% | 0% | 1 | 9% | 0% | 0% | 1 | 100% | 0% | 0% | 5 | 69% | 0% | 0% | 2 | 0% | 0% | 0% | 1 | 0% | 0% | 1 |  |  |  |  | 0% | [5 empty] | 22% | 76% | 98% | 5 | 100% | 0% | 0% | 5 | 40% | 0% | 0% | 1 | 29% | 0% | 0% | 1 | 100% | 0% | 0% | 5 | 48% | 0% | 0% | 1 | 0% | 0% | 0% | 1 | 0% | 0% | 1 |  |  |  |  | 0% | [5 empty] | 50% | 38% | 88% | 5 | 62% | 0% | 0% | 2 | 63% | 0% | 0% | 2 | 60% | 0% | 0% | 2 | 99% | 0% | 0% | 5 | 47% | 0% | 0% | 1 | 1% | 0% | 0% | 1 | 0% | 0% | 1 |  |  |  |  | 0% | [5 empty] | 40% | 34% | 74% | 5 | 58% | 0% | 0% | 2 | 51% | 0% | 0% | 2 | 55% | 0% | 0% | 2 | 93% | 0% | 0% | 4 | 49% | 0% | 0% | 1 | 1% | 0% | 0% | 1
65 | Edes | 0 | 0 | 0 | 0% | 0% | 1 |  |  |  |  | 0% | [5 empty] | 0% | 0% | 0% | 1 | 0% | 0% | 0% | 1 | 15% | 0% | 0% | 1 | 28% | 0% | 0% | 1 | 28% | 0% | 0% | 1 | 0% | 0% | 0% | 1 | 9% | 0% | 0% | 1 | 0% | 0% | 1 |  |  |  |  | 0% | [5 empty] | 6% | 0% | 6% | 1 | 10% | 0% | 0% | 1 | 16% | 0% | 0% | 1 | 27% | 0% | 0% | 1 | 33% | 0% | 0% | 1 | 6% | 0% | 0% | 1 | 8% | 0% | 0% | 1 | 0% | 0% | 1 |  |  |  |  | 0% | [5 empty] | 56% | 0% | 56% | 3 | 10% | 0% | 0% | 1 | 46% | 0% | 0% | 1 | 66% | 0% | 0% | 2 | 68% | 0% | 0% | 2 | 22% | 0% | 0% | 1 | 5% | 0% | 0% | 1 | 0% | 0% | 1 |  |  |  |  | 0% | [5 empty] | 45% | 0% | 45% | 2 | 54% | 0% | 0% | 2 | 62% | 0% | 0% | 2 | 54% | 0% | 0% | 2 | 84% | 0% | 0% | 3 | 23% | 0% | 0% | 1 | 34% | 0% | 0% | 1
66 | GWF 2 | 0 | 0 | 0 | 0% | 0% | 1 |  |  |  |  | 0% | [5 empty] | 36% | 0% | 36% | 2 | 51% | 0% | 0% | 2 | 71% | 0% | 0% | 3 | 48% | 0% | 0% | 1 | 80% | 0% | 0% | 3 | 12% | 0% | 0% | 1 | 52% | 0% | 0% | 2 | 0% | 0% | 1 |  |  |  |  | 8% | [5 empty] | 41% | 0% | 41% | 2 | 23% | 0% | 0% | 1 | 57% | 0% | 0% | 2 | 47% | 0% | 0% | 1 | 66% | 0% | 0% | 2 | 10% | 0% | 0% | 1 | 33% | 0% | 0% | 1 | 0% | 0% | 1 |  |  |  |  | 15% | [5 empty] | 43% | 0% | 43% | 2 | 23% | 0% | 0% | 1 | 48% | 0% | 0% | 1 | 42% | 0% | 0% | 1 | 62% | 0% | 0% | 2 | 11% | 0% | 0% | 1 | 29% | 0% | 0% | 1 | 0% | 0% | 1 |  |  |  |  | 21% | [5 empty] | 50% | 0% | 50% | 3 | 34% | 0% | 0% | 1 | 42% | 0% | 0% | 1 | 43% | 0% | 0% | 1 | 61% | 0% | 0% | 2 | 16% | 0% | 0% | 1 | 21% | 0% | 0% | 1
67 | Goose Lake | 0 | 0 | 0 | 0% | 0% | 1 |  |  |  |  | 0% | [5 empty] | 0% | 0% | 0% | 1 | 0% | 0% | 0% | 1 | 0% | 0% | 0% | 1 | 0% | 0% | 0% | 1 | 0% | 0% | 0% | 1 | 0% | 0% | 0% | 1 | 0% | 0% | 0% | 1 | 0% | 0% | 1 |  |  |  |  | 0% | [5 empty] | 0% | 0% | 0% | 1 | 0% | 0% | 0% | 1 | 0% | 0% | 0% | 1 | 0% | 0% | 0% | 1 | 0% | 0% | 0% | 1 | 0% | 0% | 0% | 1 | 0% | 0% | 0% | 1 | 0% | 0% | 1 |  |  |  |  | 0% | [5 empty] | 0% | 0% | 0% | 1 | 0% | 0% | 0% | 1 | 0% | 0% | 0% | 1 | 0% | 0% | 0% | 1 | 0% | 0% | 0% | 1 | 0% | 0% | 0% | 1 | 0% | 0% | 0% | 1 | 0% | 0% | 1 |  |  |  |  | 0% | [5 empty] | 60% | 0% | 60% | 3 | 73% | 0% | 0% | 3 | 0% | 0% | 0% | 1 | 16% | 0% | 0% | 1 | 73% | 0% | 0% | 3 | 62% | 0% | 0% | 2 | 0% | 0% | 0% | 1
68 | Unknown - 3327 | 0 | 0 | 0 | 0% | 0% | 1 |  |  |  |  | 0% | [5 empty] | 0% | 0% | 0% | 1 | 0% | 0% | 0% | 1 | 0% | 0% | 0% | 1 | 0% | 0% | 0% | 1 | 0% | 0% | 0% | 1 | 0% | 0% | 0% | 1 | 0% | 0% | 0% | 1 | 0% | 0% | 1 |  |  |  |  | 0% | [5 empty] | 100% | 0% | 100% | 5 | 100% | 0% | 0% | 5 | 0% | 0% | 0% | 1 | 0% | 0% | 0% | 1 | 100% | 0% | 0% | 5 | 0% | 0% | 0% | 1 | 0% | 0% | 0% | 1 | 0% | 0% | 1 |  |  |  |  | 0% | [5 empty] | 17% | 83% | 100% | 5 | 52% | 0% | 0% | 2 | 41% | 0% | 0% | 1 | 47% | 0% | 0% | 1 | 87% | 0% | 0% | 3 | 88% | 0% | 0% | 3 | 0% | 0% | 0% | 1 | 0% | 0% | 1 |  |  |  |  | 0% | [5 empty] | 40% | 60% | 100% | 5 | 60% | 0% | 0% | 2 | 18% | 0% | 0% | 1 | 46% | 0% | 0% | 1 | 77% | 0% | 0% | 3 | 77% | 0% | 0% | 3 | 1% | 0% | 0% | 1
69 | Mira Loma | 0 | 0 | 0 | 0% | 0% | 1 |  |  |  |  | 0% | [5 empty] | 0% | 0% | 0% | 1 | 0% | 0% | 0% | 1 | 0% | 0% | 0% | 1 | 0% | 0% | 0% | 1 | 0% | 0% | 0% | 1 | 0% | 0% | 0% | 1 | 0% | 0% | 0% | 1 | 0% | 0% | 1 |  |  |  |  | 0% | [5 empty] | 0% | 100% | 100% | 5 | 100% | 0% | 0% | 5 | 0% | 0% | 0% | 1 | 9% | 0% | 0% | 1 | 100% | 0% | 0% | 5 | 69% | 0% | 0% | 2 | 0% | 0% | 0% | 1 | 0% | 0% | 1 |  |  |  |  | 0% | [5 empty] | 20% | 77% | 97% | 5 | 100% | 0% | 0% | 5 | 48% | 0% | 0% | 1 | 15% | 0% | 0% | 1 | 100% | 0% | 0% | 5 | 57% | 0% | 0% | 2 | 0% | 0% | 0% | 1 | 0% | 0% | 1 |  |  |  |  | 0% | [5 empty] | 44% | 36% | 80% | 5 | 61% | 0% | 0% | 2 | 55% | 0% | 0% | 2 | 55% | 0% | 0% | 2 | 94% | 0% | 0% | 4 | 48% | 0% | 0% | 1 | 1% | 0% | 0% | 1
70 | Ravenswood | 0 | 0 | 0 | 0% | 0% | 1 |  |  |  |  | 0% | [5 empty] | 0% | 0% | 0% | 1 | 0% | 0% | 0% | 1 | 9% | 0% | 0% | 1 | 23% | 0% | 0% | 1 | 23% | 0% | 0% | 1 | 0% | 0% | 0% | 1 | 51% | 0% | 0% | 2 | 0% | 0% | 1 |  |  |  |  | 0% | [5 empty] | 0% | 0% | 0% | 1 | 21% | 0% | 0% | 1 | 25% | 0% | 0% | 1 | 35% | 0% | 0% | 1 | 37% | 0% | 0% | 1 | 6% | 0% | 0% | 1 | 28% | 0% | 0% | 1 | 0% | 0% | 1 |  |  |  |  | 0% | [5 empty] | 10% | 0% | 10% | 1 | 24% | 0% | 0% | 1 | 35% | 0% | 0% | 1 | 43% | 0% | 0% | 1 | 52% | 0% | 0% | 2 | 20% | 0% | 0% | 1 | 16% | 0% | 0% | 1 | 0% | 0% | 1 |  |  |  |  | 0% | [5 empty] | 64% | 6% | 70% | 3 | 61% | 0% | 0% | 2 | 52% | 0% | 0% | 2 | 60% | 0% | 0% | 2 | 82% | 0% | 0% | 3 | 53% | 0% | 0% | 2 | 4% | 0% | 0% | 1
71 | Rio Hondo | 0 | 0 | 0 | 0% | 0% | 1 |  |  |  |  | 0% | [5 empty] | 0% | 0% | 0% | 1 | 0% | 0% | 0% | 1 | 0% | 0% | 0% | 1 | 0% | 0% | 0% | 1 | 0% | 0% | 0% | 1 | 0% | 0% | 0% | 1 | 0% | 0% | 0% | 1 | 0% | 0% | 1 |  |  |  |  | 0% | [5 empty] | 0% | 0% | 0% | 1 | 0% | 0% | 0% | 1 | 0% | 0% | 0% | 1 | 0% | 0% | 0% | 1 | 0% | 0% | 0% | 1 | 0% | 0% | 0% | 1 | 0% | 0% | 0% | 1 | 0% | 0% | 1 |  |  |  |  | 0% | [5 empty] | 0% | 0% | 0% | 1 | 0% | 0% | 0% | 1 | 0% | 0% | 0% | 1 | 0% | 0% | 0% | 1 | 0% | 0% | 0% | 1 | 0% | 0% | 0% | 1 | 0% | 0% | 0% | 1 | 0% | 0% | 1 |  |  |  |  | 0% | [5 empty] | 17% | 8% | 25% | 2 | 13% | 0% | 0% | 1 | 45% | 0% | 0% | 1 | 34% | 0% | 0% | 1 | 60% | 0% | 0% | 2 | 39% | 0% | 0% | 1 | 1% | 0% | 0% | 1
72 | Redondo | 0 | 0 | 0 | 0% | 0% | 1 |  |  |  |  | 0% | [5 empty] | 0% | 0% | 0% | 1 | 0% | 0% | 0% | 1 | 45% | 0% | 0% | 1 | 82% | 0% | 0% | 3 | 82% | 0% | 0% | 3 | 0% | 0% | 0% | 1 | 0% | 0% | 0% | 1 | 0% | 0% | 1 |  |  |  |  | 0% | [5 empty] | 0% | 0% | 0% | 1 | 0% | 0% | 0% | 1 | 9% | 0% | 0% | 1 | 49% | 0% | 0% | 1 | 49% | 0% | 0% | 1 | 0% | 0% | 0% | 1 | 0% | 0% | 0% | 1 | 0% | 0% | 1 |  |  |  |  | 0% | [5 empty] | 0% | 0% | 0% | 1 | 0% | 0% | 0% | 1 | 17% | 0% | 0% | 1 | 54% | 0% | 0% | 2 | 54% | 0% | 0% | 2 | 0% | 0% | 0% | 1 | 0% | 0% | 0% | 1 | 0% | 0% | 1 |  |  |  |  | 0% | [5 empty] | 0% | 0% | 0% | 1 | 1% | 0% | 0% | 1 | 21% | 0% | 0% | 1 | 56% | 0% | 0% | 2 | 57% | 0% | 0% | 2 | 0% | 0% | 0% | 1 | 3% | 0% | 0% | 1
73 | Otay | 0 | 0 | 0 | 0% | 0% | 1 |  |  |  |  | 0% | [5 empty] | 0% | 0% | 0% | 1 | 11% | 0% | 0% | 1 | 45% | 0% | 0% | 1 | 84% | 0% | 0% | 3 | 84% | 0% | 0% | 3 | 0% | 0% | 0% | 1 | 11% | 0% | 0% | 1 | 0% | 0% | 1 |  |  |  |  | 0% | [5 empty] | 0% | 0% | 0% | 1 | 8% | 0% | 0% | 1 | 37% | 0% | 0% | 1 | 67% | 0% | 0% | 2 | 67% | 0% | 0% | 2 | 0% | 0% | 0% | 1 | 7% | 0% | 0% | 1 | 0% | 0% | 1 |  |  |  |  | 0% | [5 empty] | 0% | 0% | 0% | 1 | 7% | 0% | 0% | 1 | 39% | 0% | 0% | 1 | 69% | 0% | 0% | 2 | 70% | 0% | 0% | 3 | 3% | 0% | 0% | 1 | 8% | 0% | 0% | 1 | 0% | 0% | 1 |  |  |  |  | 0% | [5 empty] | 0% | 0% | 0% | 1 | 6% | 0% | 0% | 1 | 33% | 0% | 0% | 1 | 65% | 0% | 0% | 2 | 65% | 0% | 0% | 2 | 4% | 0% | 0% | 1 | 7% | 0% | 0% | 1
74 | Kirker | 0 | 0 | 0 | 0% | 0% | 1 |  |  |  |  | 0% | [5 empty] | 33% | 0% | 33% | 2 | 55% | 0% | 0% | 2 | 72% | 0% | 0% | 3 | 44% | 0% | 0% | 1 | 82% | 0% | 0% | 3 | 11% | 0% | 0% | 1 | 56% | 0% | 0% | 2 | 0% | 0% | 1 |  |  |  |  | 2% | [5 empty] | 47% | 0% | 47% | 2 | 28% | 0% | 0% | 1 | 60% | 0% | 0% | 2 | 50% | 0% | 0% | 2 | 73% | 0% | 0% | 3 | 13% | 0% | 0% | 1 | 34% | 0% | 0% | 1 | 0% | 0% | 1 |  |  |  |  | 12% | [5 empty] | 46% | 0% | 46% | 2 | 23% | 0% | 0% | 1 | 49% | 0% | 0% | 1 | 44% | 0% | 0% | 1 | 63% | 0% | 0% | 2 | 12% | 0% | 0% | 1 | 30% | 0% | 0% | 1 | 0% | 0% | 1 |  |  |  |  | 21% | [5 empty] | 48% | 0% | 48% | 2 | 32% | 0% | 0% | 1 | 40% | 0% | 0% | 1 | 42% | 0% | 0% | 1 | 60% | 0% | 0% | 2 | 14% | 0% | 0% | 1 | 21% | 0% | 0% | 1
75 | Saugus | 0 | 0 | 0 | 0% | 0% | 1 |  |  |  |  | 0% | [5 empty] | 57% | 41% | 98% | 5 | 70% | 0% | 0% | 3 | 0% | 0% | 0% | 1 | 5% | 0% | 0% | 1 | 72% | 0% | 0% | 3 | 56% | 0% | 0% | 2 | 2% | 0% | 0% | 1 | 0% | 0% | 1 |  |  |  |  | 0% | [5 empty] | 34% | 65% | 99% | 5 | 58% | 0% | 0% | 2 | 2% | 0% | 0% | 1 | 2% | 0% | 0% | 1 | 59% | 0% | 0% | 2 | 67% | 0% | 0% | 2 | 2% | 0% | 0% | 1 | 0% | 0% | 1 |  |  |  |  | 0% | [5 empty] | 25% | 53% | 78% | 5 | 35% | 0% | 0% | 1 | 11% | 0% | 0% | 1 | 18% | 0% | 0% | 1 | 53% | 0% | 0% | 2 | 52% | 0% | 0% | 2 | 4% | 0% | 0% | 1 | 0% | 0% | 1 |  |  |  |  | 1% | [5 empty] | 25% | 20% | 45% | 4 | 22% | 0% | 0% | 1 | 38% | 0% | 0% | 1 | 25% | 0% | 0% | 1 | 58% | 0% | 0% | 2 | 30% | 0% | 0% | 1 | 2% | 0% | 0% | 1
76 | Chinese Station | 0 | 0 | 0 | 0% | 0% | 1 |  |  |  |  | 0% | [5 empty] | 0% | 0% | 0% | 1 | 0% | 0% | 0% | 1 | 0% | 0% | 0% | 1 | 0% | 0% | 0% | 1 | 0% | 0% | 0% | 1 | 0% | 0% | 0% | 1 | 0% | 0% | 0% | 1 | 0% | 0% | 1 |  |  |  |  | 0% | [5 empty] | 0% | 0% | 0% | 1 | 0% | 0% | 0% | 1 | 0% | 0% | 0% | 1 | 0% | 0% | 0% | 1 | 0% | 0% | 0% | 1 | 0% | 0% | 0% | 1 | 0% | 0% | 0% | 1 | 0% | 0% | 1 |  |  |  |  | 0% | [5 empty] | 0% | 0% | 0% | 1 | 0% | 0% | 0% | 1 | 0% | 0% | 0% | 1 | 0% | 0% | 0% | 1 | 0% | 0% | 0% | 1 | 0% | 0% | 0% | 1 | 0% | 0% | 0% | 1 | 0% | 0% | 1 |  |  |  |  | 0% | [5 empty] | 0% | 0% | 0% | 1 | 0% | 0% | 0% | 1 | 0% | 0% | 0% | 1 | 0% | 0% | 0% | 1 | 0% | 0% | 0% | 1 | 0% | 0% | 0% | 1 | 0% | 0% | 0% | 1
77 | Devers | 0 | 0 | 30 | 0% | 0% | 1 |  |  |  |  | 0% | [5 empty] | 25% | 3% | 28% | 2 | 49% | 0% | 0% | 1 | 44% | 0% | 0% | 1 | 41% | 0% | 0% | 1 | 63% | 0% | 0% | 2 | 42% | 0% | 0% | 1 | 0% | 0% | 0% | 1 | 0% | 0% | 1 |  |  |  |  | 0% | [5 empty] | 24% | 12% | 36% | 3 | 30% | 0% | 0% | 1 | 31% | 0% | 0% | 1 | 35% | 0% | 0% | 1 | 48% | 0% | 0% | 1 | 45% | 0% | 0% | 1 | 0% | 0% | 0% | 1 | 0% | 0% | 1 |  |  |  |  | 0% | [5 empty] | 27% | 14% | 41% | 3 | 30% | 0% | 0% | 1 | 28% | 0% | 0% | 1 | 35% | 0% | 0% | 1 | 50% | 0% | 0% | 2 | 50% | 0% | 0% | 2 | 0% | 0% | 0% | 1 | 0% | 0% | 1 |  |  |  |  | 0% | [5 empty] | 11% | 14% | 25% | 3 | 24% | 0% | 0% | 1 | 20% | 0% | 0% | 1 | 25% | 0% | 0% | 1 | 44% | 0% | 0% | 1 | 51% | 0% | 0% | 2 | 0% | 0% | 0% | 1
78 | New Sub - Midway - Wheeler Ridge (Proposed) | 0 | 0 | 0 | 0% | 0% | 1 |  |  |  |  | 0% | [5 empty] | 0% | 0% | 0% | 1 | 0% | 0% | 0% | 1 | 0% | 0% | 0% | 1 | 0% | 0% | 0% | 1 | 0% | 0% | 0% | 1 | 0% | 0% | 0% | 1 | 0% | 0% | 0% | 1 | 0% | 0% | 1 |  |  |  |  | 0% | [5 empty] | 0% | 0% | 0% | 1 | 0% | 0% | 0% | 1 | 0% | 0% | 0% | 1 | 0% | 0% | 0% | 1 | 0% | 0% | 0% | 1 | 0% | 0% | 0% | 1 | 0% | 0% | 0% | 1 | 0% | 0% | 1 |  |  |  |  | 0% | [5 empty] | 0% | 0% | 0% | 1 | 0% | 0% | 0% | 1 | 0% | 0% | 0% | 1 | 0% | 0% | 0% | 1 | 0% | 0% | 0% | 1 | 0% | 0% | 0% | 1 | 0% | 0% | 0% | 1 | 0% | 0% | 1 |  |  |  |  | 0% | [5 empty] | 44% | 53% | 97% | 5 | 82% | 0% | 0% | 3 | 60% | 0% | 0% | 2 | 62% | 0% | 0% | 2 | 92% | 0% | 0% | 4 | 65% | 0% | 0% | 2 | 2% | 0% | 0% | 1
79 | Del Amo | 0 | 0 | 0 | 0% | 0% | 1 |  |  |  |  | 0% | [5 empty] | 0% | 0% | 0% | 1 | 0% | 0% | 0% | 1 | 26% | 0% | 0% | 1 | 33% | 0% | 0% | 1 | 33% | 0% | 0% | 1 | 0% | 0% | 0% | 1 | 1% | 0% | 0% | 1 | 0% | 0% | 1 |  |  |  |  | 0% | [5 empty] | 0% | 0% | 0% | 1 | 0% | 0% | 0% | 1 | 14% | 0% | 0% | 1 | 55% | 0% | 0% | 2 | 55% | 0% | 0% | 2 | 0% | 0% | 0% | 1 | 1% | 0% | 0% | 1 | 0% | 0% | 1 |  |  |  |  | 0% | [5 empty] | 0% | 0% | 0% | 1 | 0% | 0% | 0% | 1 | 17% | 0% | 0% | 1 | 60% | 0% | 0% | 2 | 60% | 0% | 0% | 2 | 0% | 0% | 0% | 1 | 3% | 0% | 0% | 1 | 0% | 0% | 1 |  |  |  |  | 0% | [5 empty] | 0% | 0% | 0% | 1 | 1% | 0% | 0% | 1 | 21% | 0% | 0% | 1 | 62% | 0% | 0% | 2 | 63% | 0% | 0% | 2 | 0% | 0% | 0% | 1 | 2% | 0% | 0% | 1
80 | Alpaugh | 0 | 0 | 10 | 0% | 0% | 1 |  |  |  |  | 0% | [5 empty] | 0% | 0% | 0% | 1 | 0% | 0% | 0% | 1 | 0% | 0% | 0% | 1 | 0% | 0% | 0% | 1 | 0% | 0% | 0% | 1 | 0% | 0% | 0% | 1 | 0% | 0% | 0% | 1 | 0% | 0% | 1 |  |  |  |  | 0% | [5 empty] | 0% | 0% | 0% | 1 | 0% | 0% | 0% | 1 | 0% | 0% | 0% | 1 | 0% | 0% | 0% | 1 | 0% | 0% | 0% | 1 | 0% | 0% | 0% | 1 | 0% | 0% | 0% | 1 | 0% | 0% | 1 |  |  |  |  | 0% | [5 empty] | 0% | 0% | 0% | 1 | 0% | 0% | 0% | 1 | 0% | 0% | 0% | 1 | 0% | 0% | 0% | 1 | 0% | 0% | 0% | 1 | 0% | 0% | 0% | 1 | 0% | 0% | 0% | 1 | 0% | 0% | 1 |  |  |  |  | 0% | [5 empty] | 0% | 0% | 0% | 1 | 0% | 0% | 0% | 1 | 0% | 0% | 0% | 1 | 0% | 0% | 0% | 1 | 0% | 0% | 0% | 1 | 0% | 0% | 0% | 1 | 0% | 0% | 0% | 1
81 | Palo Verde | 0 | 0 | 0 | 0% | 0% | 1 |  |  |  |  | 0% | [5 empty] | 0% | 0% | 0% | 1 | 0% | 0% | 0% | 1 | 0% | 0% | 0% | 1 | 0% | 0% | 0% | 1 | 0% | 0% | 0% | 1 | 0% | 0% | 0% | 1 | 0% | 0% | 0% | 1 | 0% | 0% | 1 |  |  |  |  | 0% | [5 empty] | 0% | 0% | 0% | 1 | 0% | 0% | 0% | 1 | 0% | 0% | 0% | 1 | 0% | 0% | 0% | 1 | 0% | 0% | 0% | 1 | 0% | 0% | 0% | 1 | 0% | 0% | 0% | 1 | 0% | 0% | 1 |  |  |  |  | 0% | [5 empty] | 0% | 0% | 0% | 1 | 0% | 0% | 0% | 1 | 0% | 0% | 0% | 1 | 0% | 0% | 0% | 1 | 0% | 0% | 0% | 1 | 0% | 0% | 0% | 1 | 0% | 0% | 0% | 1 | 0% | 0% | 1 |  |  |  |  | 0% | [5 empty] | 0% | 0% | 0% | 1 | 0% | 0% | 0% | 1 | 0% | 0% | 0% | 1 | 0% | 0% | 0% | 1 | 0% | 0% | 0% | 1 | 0% | 0% | 0% | 1 | 0% | 0% | 0% | 1
82 | Grimmway-Malaga | 0 | 0 | 0 | 0% | 0% | 1 |  |  |  |  | 0% | [5 empty] | 0% | 0% | 0% | 1 | 0% | 0% | 0% | 1 | 0% | 0% | 0% | 1 | 0% | 0% | 0% | 1 | 0% | 0% | 0% | 1 | 0% | 0% | 0% | 1 | 0% | 0% | 0% | 1 | 0% | 0% | 1 |  |  |  |  | 0% | [5 empty] | 98% | 2% | 100% | 5 | 100% | 0% | 0% | 5 | 0% | 0% | 0% | 1 | 0% | 0% | 0% | 1 | 100% | 0% | 0% | 5 | 20% | 0% | 0% | 1 | 0% | 0% | 0% | 1 | 0% | 0% | 1 |  |  |  |  | 0% | [5 empty] | 19% | 81% | 100% | 5 | 56% | 0% | 0% | 2 | 3% | 0% | 0% | 1 | 9% | 0% | 0% | 1 | 56% | 0% | 0% | 2 | 87% | 0% | 0% | 3 | 0% | 0% | 0% | 1 | 0% | 0% | 1 |  |  |  |  | 0% | [5 empty] | 53% | 36% | 89% | 5 | 73% | 0% | 0% | 3 | 39% | 0% | 0% | 1 | 53% | 0% | 0% | 2 | 88% | 0% | 0% | 3 | 72% | 0% | 0% | 3 | 2% | 0% | 0% | 1
83 | Kernridge | 0 | 0 | 0 | 0% | 0% | 1 |  |  |  |  | 0% | [5 empty] | 62% | 0% | 62% | 3 | 20% | 0% | 0% | 1 | 0% | 0% | 0% | 1 | 0% | 0% | 0% | 1 | 20% | 0% | 0% | 1 | 66% | 0% | 0% | 2 | 0% | 0% | 0% | 1 | 0% | 0% | 1 |  |  |  |  | 0% | [5 empty] | 82% | 0% | 82% | 5 | 56% | 0% | 0% | 2 | 0% | 0% | 0% | 1 | 30% | 0% | 0% | 1 | 56% | 0% | 0% | 2 | 58% | 0% | 0% | 2 | 0% | 0% | 0% | 1 | 0% | 0% | 1 |  |  |  |  | 0% | [5 empty] | 59% | 0% | 59% | 3 | 73% | 0% | 0% | 3 | 0% | 0% | 0% | 1 | 16% | 0% | 0% | 1 | 73% | 0% | 0% | 3 | 63% | 0% | 0% | 2 | 0% | 0% | 0% | 1 | 0% | 0% | 1 |  |  |  |  | 0% | [5 empty] | 56% | 23% | 79% | 5 | 64% | 0% | 0% | 2 | 0% | 0% | 0% | 1 | 5% | 0% | 0% | 1 | 64% | 0% | 0% | 2 | 67% | 0% | 0% | 2 | 0% | 0% | 0% | 1
84 | Crestwood | 0 | 0 | 0 | 0% | 0% | 1 |  |  |  |  | 0% | [5 empty] | 47% | 44% | 91% | 5 | 8% | 0% | 0% | 1 | 13% | 0% | 0% | 1 | 34% | 0% | 0% | 1 | 45% | 0% | 0% | 1 | 31% | 0% | 0% | 1 | 1% | 0% | 0% | 1 | 0% | 0% | 1 |  |  |  |  | 0% | [5 empty] | 44% | 46% | 90% | 5 | 7% | 0% | 0% | 1 | 17% | 0% | 0% | 1 | 40% | 0% | 0% | 1 | 49% | 0% | 0% | 1 | 31% | 0% | 0% | 1 | 1% | 0% | 0% | 1 | 0% | 0% | 1 |  |  |  |  | 0% | [5 empty] | 42% | 46% | 88% | 5 | 7% | 0% | 0% | 1 | 19% | 0% | 0% | 1 | 42% | 0% | 0% | 1 | 51% | 0% | 0% | 2 | 32% | 0% | 0% | 1 | 1% | 0% | 0% | 1 | 0% | 0% | 1 |  |  |  |  | 0% | [5 empty] | 28% | 33% | 61% | 5 | 15% | 0% | 0% | 1 | 15% | 0% | 0% | 1 | 30% | 0% | 0% | 1 | 45% | 0% | 0% | 1 | 48% | 0% | 0% | 1 | 1% | 0% | 0% | 1
85 | Salt Creek | 0 | 0 | 0 | 0% | 0% | 1 |  |  |  |  | 0% | [5 empty] | 0% | 0% | 0% | 1 | 8% | 0% | 0% | 1 | 45% | 0% | 0% | 1 | 84% | 0% | 0% | 3 | 84% | 0% | 0% | 3 | 0% | 0% | 0% | 1 | 8% | 0% | 0% | 1 | 0% | 0% | 1 |  |  |  |  | 0% | [5 empty] | 0% | 0% | 0% | 1 | 8% | 0% | 0% | 1 | 37% | 0% | 0% | 1 | 68% | 0% | 0% | 2 | 69% | 0% | 0% | 2 | 0% | 0% | 0% | 1 | 8% | 0% | 0% | 1 | 0% | 0% | 1 |  |  |  |  | 0% | [5 empty] | 0% | 0% | 0% | 1 | 7% | 0% | 0% | 1 | 38% | 0% | 0% | 1 | 70% | 0% | 0% | 3 | 70% | 0% | 0% | 3 | 4% | 0% | 0% | 1 | 8% | 0% | 0% | 1 | 0% | 0% | 1 |  |  |  |  | 0% | [5 empty] | 0% | 0% | 0% | 1 | 7% | 0% | 0% | 1 | 33% | 0% | 0% | 1 | 64% | 0% | 0% | 2 | 65% | 0% | 0% | 2 | 3% | 0% | 0% | 1 | 7% | 0% | 0% | 1
86 | Eagle Rock (SCE) | 0 | 0 | 10 | 0% | 0% | 1 |  |  |  |  | 0% | [5 empty] | 0% | 0% | 0% | 1 | 0% | 0% | 0% | 1 | 0% | 0% | 0% | 1 | 0% | 0% | 0% | 1 | 0% | 0% | 0% | 1 | 0% | 0% | 0% | 1 | 0% | 0% | 0% | 1 | 0% | 0% | 1 |  |  |  |  | 0% | [5 empty] | 0% | 0% | 0% | 1 | 0% | 0% | 0% | 1 | 0% | 0% | 0% | 1 | 0% | 0% | 0% | 1 | 0% | 0% | 0% | 1 | 0% | 0% | 0% | 1 | 0% | 0% | 0% | 1 | 0% | 0% | 1 |  |  |  |  | 0% | [5 empty] | 7% | 0% | 7% | 1 | 7% | 0% | 0% | 1 | 93% | 0% | 0% | 4 | 93% | 0% | 0% | 4 | 100% | 0% | 0% | 5 | 7% | 0% | 0% | 1 | 0% | 0% | 0% | 1 | 0% | 0% | 1 |  |  |  |  | 0% | [5 empty] | 38% | 19% | 57% | 3 | 10% | 0% | 0% | 1 | 22% | 0% | 0% | 1 | 15% | 0% | 0% | 1 | 36% | 0% | 0% | 1 | 43% | 0% | 0% | 1 | 1% | 0% | 0% | 1
87 | Melones | 0 | 0 | 0 | 0% | 0% | 1 |  |  |  |  | 0% | [5 empty] | 0% | 0% | 0% | 1 | 0% | 0% | 0% | 1 | 0% | 0% | 0% | 1 | 0% | 0% | 0% | 1 | 0% | 0% | 0% | 1 | 0% | 0% | 0% | 1 | 0% | 0% | 0% | 1 | 0% | 0% | 1 |  |  |  |  | 0% | [5 empty] | 0% | 0% | 0% | 1 | 0% | 0% | 0% | 1 | 0% | 0% | 0% | 1 | 0% | 0% | 0% | 1 | 0% | 0% | 0% | 1 | 0% | 0% | 0% | 1 | 0% | 0% | 0% | 1 | 0% | 0% | 1 |  |  |  |  | 0% | [5 empty] | 0% | 0% | 0% | 1 | 0% | 0% | 0% | 1 | 0% | 0% | 0% | 1 | 0% | 0% | 0% | 1 | 0% | 0% | 0% | 1 | 0% | 0% | 0% | 1 | 0% | 0% | 0% | 1 | 0% | 0% | 1 |  |  |  |  | 0% | [5 empty] | 0% | 100% | 100% | 5 | 0% | 0% | 0% | 1 | 0% | 0% | 0% | 1 | 0% | 0% | 0% | 1 | 0% | 0% | 0% | 1 | 8% | 0% | 0% | 1 | 0% | 0% | 0% | 1
88 | Imperial Beach | 0 | 0 | 0 | 0% | 0% | 1 |  |  |  |  | 0% | [5 empty] | 0% | 0% | 0% | 1 | 9% | 0% | 0% | 1 | 40% | 0% | 0% | 1 | 79% | 0% | 0% | 3 | 80% | 0% | 0% | 3 | 0% | 0% | 0% | 1 | 10% | 0% | 0% | 1 | 0% | 0% | 1 |  |  |  |  | 0% | [5 empty] | 0% | 0% | 0% | 1 | 8% | 0% | 0% | 1 | 36% | 0% | 0% | 1 | 67% | 0% | 0% | 2 | 67% | 0% | 0% | 2 | 0% | 0% | 0% | 1 | 7% | 0% | 0% | 1 | 0% | 0% | 1 |  |  |  |  | 0% | [5 empty] | 0% | 0% | 0% | 1 | 7% | 0% | 0% | 1 | 37% | 0% | 0% | 1 | 67% | 0% | 0% | 2 | 68% | 0% | 0% | 2 | 0% | 0% | 0% | 1 | 8% | 0% | 0% | 1 | 0% | 0% | 1 |  |  |  |  | 0% | [5 empty] | 0% | 0% | 0% | 1 | 6% | 0% | 0% | 1 | 34% | 0% | 0% | 1 | 67% | 0% | 0% | 2 | 68% | 0% | 0% | 2 | 4% | 0% | 0% | 1 | 7% | 0% | 0% | 1
89 | Pala | 0 | 0 | 0 | 0% | 0% | 1 |  |  |  |  | 0% | [5 empty] | 0% | 0% | 0% | 1 | 0% | 0% | 0% | 1 | 0% | 0% | 0% | 1 | 0% | 0% | 0% | 1 | 0% | 0% | 0% | 1 | 0% | 0% | 0% | 1 | 0% | 0% | 0% | 1 | 0% | 0% | 1 |  |  |  |  | 0% | [5 empty] | 0% | 0% | 0% | 1 | 0% | 0% | 0% | 1 | 0% | 0% | 0% | 1 | 0% | 0% | 0% | 1 | 0% | 0% | 0% | 1 | 0% | 0% | 0% | 1 | 0% | 0% | 0% | 1 | 0% | 0% | 1 |  |  |  |  | 0% | [5 empty] | 0% | 0% | 0% | 1 | 20% | 0% | 0% | 1 | 80% | 0% | 0% | 3 | 80% | 0% | 0% | 3 | 80% | 0% | 0% | 3 | 0% | 0% | 0% | 1 | 17% | 0% | 0% | 1 | 0% | 0% | 1 |  |  |  |  | 0% | [5 empty] | 1% | 68% | 69% | 5 | 40% | 0% | 0% | 1 | 24% | 0% | 0% | 1 | 50% | 0% | 0% | 2 | 86% | 0% | 0% | 3 | 49% | 0% | 0% | 1 | 4% | 0% | 0% | 1
90 | 7th Standard | 0 | 0 | 0 | 0% | 0% | 1 |  |  |  |  | 0% | [5 empty] | 0% | 0% | 0% | 1 | 0% | 0% | 0% | 1 | 0% | 0% | 0% | 1 | 0% | 0% | 0% | 1 | 0% | 0% | 0% | 1 | 0% | 0% | 0% | 1 | 0% | 0% | 0% | 1 | 0% | 0% | 1 |  |  |  |  | 0% | [5 empty] | 0% | 0% | 0% | 1 | 0% | 0% | 0% | 1 | 0% | 0% | 0% | 1 | 0% | 0% | 0% | 1 | 0% | 0% | 0% | 1 | 0% | 0% | 0% | 1 | 0% | 0% | 0% | 1 | 0% | 0% | 1 |  |  |  |  | 0% | [5 empty] | 0% | 0% | 0% | 1 | 0% | 0% | 0% | 1 | 0% | 0% | 0% | 1 | 0% | 0% | 0% | 1 | 0% | 0% | 0% | 1 | 0% | 0% | 0% | 1 | 0% | 0% | 0% | 1 | 0% | 0% | 1 |  |  |  |  | 0% | [5 empty] | 0% | 100% | 100% | 5 | 58% | 0% | 0% | 2 | 14% | 0% | 0% | 1 | 56% | 0% | 0% | 2 | 62% | 0% | 0% | 2 | 88% | 0% | 0% | 3 | 0% | 0% | 0% | 1
91 | Rosedale | 0 | 0 | 0 | 0% | 0% | 1 |  |  |  |  | 0% | [5 empty] | 0% | 0% | 0% | 1 | 0% | 0% | 0% | 1 | 0% | 0% | 0% | 1 | 0% | 0% | 0% | 1 | 0% | 0% | 0% | 1 | 0% | 0% | 0% | 1 | 0% | 0% | 0% | 1 | 0% | 0% | 1 |  |  |  |  | 0% | [5 empty] | 0% | 0% | 0% | 1 | 0% | 0% | 0% | 1 | 0% | 0% | 0% | 1 | 0% | 0% | 0% | 1 | 0% | 0% | 0% | 1 | 0% | 0% | 0% | 1 | 0% | 0% | 0% | 1 | 0% | 0% | 1 |  |  |  |  | 0% | [5 empty] | 0% | 0% | 0% | 1 | 0% | 0% | 0% | 1 | 0% | 0% | 0% | 1 | 0% | 0% | 0% | 1 | 0% | 0% | 0% | 1 | 0% | 0% | 0% | 1 | 0% | 0% | 0% | 1 | 0% | 0% | 1 |  |  |  |  | 0% | [5 empty] | 13% | 87% | 100% | 5 | 51% | 0% | 0% | 2 | 46% | 0% | 0% | 1 | 54% | 0% | 0% | 2 | 84% | 0% | 0% | 3 | 84% | 0% | 0% | 3 | 2% | 0% | 0% | 1
92 | Moorpark | 0 | 0 | 0 | 0% | 0% | 1 |  |  |  |  | 0% | [5 empty] | 100% | 0% | 100% | 5 | 20% | 0% | 0% | 1 | 0% | 0% | 0% | 1 | 0% | 0% | 0% | 1 | 20% | 0% | 0% | 1 | 53% | 0% | 0% | 2 | 7% | 0% | 0% | 1 | 0% | 0% | 1 |  |  |  |  | 0% | [5 empty] | 84% | 8% | 92% | 5 | 68% | 0% | 0% | 2 | 0% | 0% | 0% | 1 | 0% | 0% | 0% | 1 | 68% | 0% | 0% | 2 | 38% | 0% | 0% | 1 | 3% | 0% | 0% | 1 | 0% | 0% | 1 |  |  |  |  | 0% | [5 empty] | 58% | 28% | 86% | 5 | 60% | 0% | 0% | 2 | 10% | 0% | 0% | 1 | 8% | 0% | 0% | 1 | 65% | 0% | 0% | 2 | 49% | 0% | 0% | 1 | 5% | 0% | 0% | 1 | 0% | 0% | 1 |  |  |  |  | 0% | [5 empty] | 22% | 72% | 94% | 5 | 75% | 0% | 0% | 3 | 3% | 0% | 0% | 1 | 4% | 0% | 0% | 1 | 77% | 0% | 0% | 3 | 59% | 0% | 0% | 2 | 2% | 0% | 0% | 1
93 | Norco | 0 | 0 | 15 | 0% | 0% | 1 |  |  |  |  | 0% | [5 empty] | 0% | 0% | 0% | 1 | 0% | 0% | 0% | 1 | 0% | 0% | 0% | 1 | 0% | 0% | 0% | 1 | 0% | 0% | 0% | 1 | 0% | 0% | 0% | 1 | 0% | 0% | 0% | 1 | 0% | 0% | 1 |  |  |  |  | 0% | [5 empty] | 0% | 0% | 0% | 1 | 0% | 0% | 0% | 1 | 0% | 0% | 0% | 1 | 0% | 0% | 0% | 1 | 0% | 0% | 0% | 1 | 0% | 0% | 0% | 1 | 0% | 0% | 0% | 1 | 0% | 0% | 1 |  |  |  |  | 0% | [5 empty] | 0% | 0% | 0% | 1 | 0% | 0% | 0% | 1 | 0% | 0% | 0% | 1 | 0% | 0% | 0% | 1 | 0% | 0% | 0% | 1 | 0% | 0% | 0% | 1 | 0% | 0% | 0% | 1 | 0% | 0% | 1 |  |  |  |  | 0% | [5 empty] | 0% | 0% | 0% | 1 | 0% | 0% | 0% | 1 | 0% | 0% | 0% | 1 | 0% | 0% | 0% | 1 | 0% | 0% | 0% | 1 | 0% | 0% | 0% | 1 | 0% | 0% | 0% | 1
94 | La Fresa | 0 | 0 | 0 | 0% | 0% | 1 |  |  |  |  | 0% | [5 empty] | 0% | 0% | 0% | 1 | 0% | 0% | 0% | 1 | 15% | 0% | 0% | 1 | 63% | 0% | 0% | 2 | 63% | 0% | 0% | 2 | 0% | 0% | 0% | 1 | 0% | 0% | 0% | 1 | 0% | 0% | 1 |  |  |  |  | 0% | [5 empty] | 0% | 0% | 0% | 1 | 0% | 0% | 0% | 1 | 11% | 0% | 0% | 1 | 51% | 0% | 0% | 2 | 51% | 0% | 0% | 2 | 0% | 0% | 0% | 1 | 0% | 0% | 0% | 1 | 0% | 0% | 1 |  |  |  |  | 0% | [5 empty] | 0% | 0% | 0% | 1 | 0% | 0% | 0% | 1 | 20% | 0% | 0% | 1 | 56% | 0% | 0% | 2 | 56% | 0% | 0% | 2 | 0% | 0% | 0% | 1 | 0% | 0% | 0% | 1 | 0% | 0% | 1 |  |  |  |  | 0% | [5 empty] | 0% | 0% | 0% | 1 | 1% | 0% | 0% | 1 | 20% | 0% | 0% | 1 | 58% | 0% | 0% | 2 | 59% | 0% | 0% | 2 | 0% | 0% | 0% | 1 | 2% | 0% | 0% | 1
95 | Cottonwood | 0 | 0 | 30 | 0% | 0% | 1 |  |  |  |  | 0% | [5 empty] | 0% | 0% | 0% | 1 | 0% | 0% | 0% | 1 | 0% | 0% | 0% | 1 | 0% | 0% | 0% | 1 | 0% | 0% | 0% | 1 | 0% | 0% | 0% | 1 | 0% | 0% | 0% | 1 | 0% | 0% | 1 |  |  |  |  | 0% | [5 empty] | 0% | 0% | 0% | 1 | 0% | 0% | 0% | 1 | 0% | 0% | 0% | 1 | 0% | 0% | 0% | 1 | 0% | 0% | 0% | 1 | 0% | 0% | 0% | 1 | 0% | 0% | 0% | 1 | 0% | 0% | 1 |  |  |  |  | 0% | [5 empty] | 47% | 0% | 47% | 2 | 54% | 0% | 0% | 2 | 13% | 0% | 0% | 1 | 13% | 0% | 0% | 1 | 67% | 0% | 0% | 2 | 50% | 0% | 0% | 2 | 0% | 0% | 0% | 1 | 0% | 0% | 1 |  |  |  |  | 0% | [5 empty] | 83% | 13% | 96% | 5 | 33% | 0% | 0% | 1 | 3% | 0% | 0% | 1 | 15% | 0% | 0% | 1 | 42% | 0% | 0% | 1 | 69% | 0% | 0% | 2 | 17% | 0% | 0% | 1
96 | Borden | 0 | 0 | 0 | 0% | 0% | 1 |  |  |  |  | 0% | [5 empty] | 0% | 0% | 0% | 1 | 0% | 0% | 0% | 1 | 0% | 0% | 0% | 1 | 0% | 0% | 0% | 1 | 0% | 0% | 0% | 1 | 0% | 0% | 0% | 1 | 0% | 0% | 0% | 1 | 0% | 0% | 1 |  |  |  |  | 0% | [5 empty] | 0% | 0% | 0% | 1 | 0% | 0% | 0% | 1 | 0% | 0% | 0% | 1 | 0% | 0% | 0% | 1 | 0% | 0% | 0% | 1 | 0% | 0% | 0% | 1 | 0% | 0% | 0% | 1 | 0% | 0% | 1 |  |  |  |  | 0% | [5 empty] | 0% | 0% | 0% | 1 | 0% | 0% | 0% | 1 | 0% | 0% | 0% | 1 | 0% | 0% | 0% | 1 | 0% | 0% | 0% | 1 | 0% | 0% | 0% | 1 | 0% | 0% | 0% | 1 | 0% | 0% | 1 |  |  |  |  | 0% | [5 empty] | 0% | 0% | 0% | 1 | 0% | 0% | 0% | 1 | 0% | 0% | 0% | 1 | 0% | 0% | 0% | 1 | 0% | 0% | 0% | 1 | 0% | 0% | 0% | 1 | 0% | 0% | 0% | 1
97 | Oceano | 0 | 0 | 0 | 0% | 0% | 1 |  |  |  |  | 0% | [5 empty] | 88% | 0% | 88% | 5 | 3% | 0% | 0% | 1 | 2% | 0% | 0% | 1 | 8% | 0% | 0% | 1 | 8% | 0% | 0% | 1 | 81% | 0% | 0% | 3 | 6% | 0% | 0% | 1 | 0% | 0% | 1 |  |  |  |  | 0% | [5 empty] | 81% | 1% | 82% | 5 | 36% | 0% | 0% | 1 | 2% | 0% | 0% | 1 | 21% | 0% | 0% | 1 | 45% | 0% | 0% | 1 | 84% | 0% | 0% | 3 | 4% | 0% | 0% | 1 | 0% | 0% | 1 |  |  |  |  | 0% | [5 empty] | 67% | 16% | 83% | 5 | 26% | 0% | 0% | 1 | 4% | 0% | 0% | 1 | 39% | 0% | 0% | 1 | 52% | 0% | 0% | 2 | 77% | 0% | 0% | 3 | 3% | 0% | 0% | 1 | 0% | 0% | 1 |  |  |  |  | 0% | [5 empty] | 41% | 51% | 92% | 5 | 26% | 0% | 0% | 1 | 8% | 0% | 0% | 1 | 30% | 0% | 0% | 1 | 44% | 0% | 0% | 1 | 69% | 0% | 0% | 2 | 2% | 0% | 0% | 1
98 | Hollister | 0 | 0 | 0 | 0% | 0% | 1 |  |  |  |  | 0% | [5 empty] | 34% | 66% | 100% | 5 | 8% | 0% | 0% | 1 | 0% | 0% | 0% | 1 | 0% | 0% | 0% | 1 | 8% | 0% | 0% | 1 | 100% | 0% | 0% | 5 | 0% | 0% | 0% | 1 | 0% | 0% | 1 |  |  |  |  | 0% | [5 empty] | 26% | 74% | 100% | 5 | 95% | 0% | 0% | 5 | 0% | 0% | 0% | 1 | 0% | 0% | 0% | 1 | 95% | 0% | 0% | 5 | 100% | 0% | 0% | 5 | 0% | 0% | 0% | 1 | 0% | 0% | 1 |  |  |  |  | 0% | [5 empty] | 48% | 51% | 99% | 5 | 98% | 0% | 0% | 5 | 0% | 0% | 0% | 1 | 2% | 0% | 0% | 1 | 98% | 0% | 0% | 5 | 95% | 0% | 0% | 5 | 0% | 0% | 0% | 1 | 0% | 0% | 1 |  |  |  |  | 20% | [5 empty] | 36% | 40% | 76% | 5 | 67% | 0% | 0% | 2 | 9% | 0% | 0% | 1 | 14% | 0% | 0% | 1 | 73% | 0% | 0% | 3 | 73% | 0% | 0% | 3 | 1% | 0% | 0% | 1
99 | Crow Creek | 0 | 0 | 0 | 0% | 0% | 1 |  |  |  |  | 0% | [5 empty] | 57% | 43% | 100% | 5 | 94% | 0% | 0% | 4 | 25% | 0% | 0% | 1 | 62% | 0% | 0% | 2 | 97% | 0% | 0% | 5 | 100% | 0% | 0% | 5 | 0% | 0% | 0% | 1 | 0% | 0% | 1 |  |  |  |  | 0% | [5 empty] | 46% | 54% | 100% | 5 | 96% | 0% | 0% | 5 | 19% | 0% | 0% | 1 | 43% | 0% | 0% | 1 | 98% | 0% | 0% | 5 | 100% | 0% | 0% | 5 | 0% | 0% | 0% | 1 | 0% | 0% | 1 |  |  |  |  | 0% | [5 empty] | 38% | 62% | 100% | 5 | 97% | 0% | 0% | 5 | 22% | 0% | 0% | 1 | 45% | 0% | 0% | 1 | 99% | 0% | 0% | 5 | 100% | 0% | 0% | 5 | 0% | 0% | 0% | 1 | 0% | 0% | 1 |  |  |  |  | 0% | [5 empty] | 55% | 45% | 100% | 5 | 96% | 0% | 0% | 5 | 36% | 0% | 0% | 1 | 46% | 0% | 0% | 1 | 98% | 0% | 0% | 5 | 96% | 0% | 0% | 5 | 0% | 0% | 0% | 1
100 | Stockdale | 0 | 0 | 0 | 0% | 0% | 1 |  |  |  |  | 0% | [5 empty] | 0% | 0% | 0% | 1 | 0% | 0% | 0% | 1 | 0% | 0% | 0% | 1 | 0% | 0% | 0% | 1 | 0% | 0% | 0% | 1 | 0% | 0% | 0% | 1 | 0% | 0% | 0% | 1 | 0% | 0% | 1 |  |  |  |  | 0% | [5 empty] | 0% | 0% | 0% | 1 | 0% | 0% | 0% | 1 | 0% | 0% | 0% | 1 | 0% | 0% | 0% | 1 | 0% | 0% | 0% | 1 | 0% | 0% | 0% | 1 | 0% | 0% | 0% | 1 | 0% | 0% | 1 |  |  |  |  | 0% | [5 empty] | 0% | 0% | 0% | 1 | 0% | 0% | 0% | 1 | 0% | 0% | 0% | 1 | 0% | 0% | 0% | 1 | 0% | 0% | 0% | 1 | 0% | 0% | 0% | 1 | 0% | 0% | 0% | 1 | 0% | 0% | 1 |  |  |  |  | 0% | [5 empty] | 18% | 82% | 100% | 5 | 53% | 0% | 0% | 2 | 46% | 0% | 0% | 1 | 54% | 0% | 0% | 2 | 87% | 0% | 0% | 3 | 90% | 0% | 0% | 4 | 2% | 0% | 0% | 1
101 | New Sub - Rancho Seco - Bellota (Proposed) | 0 | 0 | 0 | 0% | 0% | 1 |  |  |  |  | 0% | [5 empty] | 0% | 0% | 0% | 1 | 0% | 0% | 0% | 1 | 0% | 0% | 0% | 1 | 0% | 0% | 0% | 1 | 0% | 0% | 0% | 1 | 0% | 0% | 0% | 1 | 0% | 0% | 0% | 1 | 0% | 0% | 1 |  |  |  |  | 0% | [5 empty] | 0% | 0% | 0% | 1 | 0% | 0% | 0% | 1 | 0% | 0% | 0% | 1 | 0% | 0% | 0% | 1 | 0% | 0% | 0% | 1 | 0% | 0% | 0% | 1 | 0% | 0% | 0% | 1 | 0% | 0% | 1 |  |  |  |  | 0% | [5 empty] | 0% | 0% | 0% | 1 | 0% | 0% | 0% | 1 | 0% | 0% | 0% | 1 | 0% | 0% | 0% | 1 | 0% | 0% | 0% | 1 | 0% | 0% | 0% | 1 | 0% | 0% | 0% | 1 | 0% | 0% | 1 |  |  |  |  | 0% | [5 empty] | 0% | 0% | 0% | 1 | 0% | 0% | 0% | 1 | 0% | 0% | 0% | 1 | 0% | 0% | 0% | 1 | 0% | 0% | 0% | 1 | 0% | 0% | 0% | 1 | 0% | 0% | 0% | 1
102 | Oro Loma | 0 | 0 | 0 | 0% | 0% | 1 |  |  |  |  | 0% | [5 empty] | 0% | 0% | 0% | 1 | 0% | 0% | 0% | 1 | 0% | 0% | 0% | 1 | 0% | 0% | 0% | 1 | 0% | 0% | 0% | 1 | 0% | 0% | 0% | 1 | 0% | 0% | 0% | 1 | 0% | 0% | 1 |  |  |  |  | 0% | [5 empty] | 0% | 0% | 0% | 1 | 0% | 0% | 0% | 1 | 0% | 0% | 0% | 1 | 0% | 0% | 0% | 1 | 0% | 0% | 0% | 1 | 0% | 0% | 0% | 1 | 0% | 0% | 0% | 1 | 0% | 0% | 1 |  |  |  |  | 0% | [5 empty] | 51% | 49% | 100% | 5 | 85% | 0% | 0% | 3 | 0% | 0% | 0% | 1 | 0% | 0% | 0% | 1 | 85% | 0% | 0% | 3 | 100% | 0% | 0% | 5 | 0% | 0% | 0% | 1 | 0% | 0% | 1 |  |  |  |  | 0% | [5 empty] | 46% | 53% | 99% | 5 | 96% | 0% | 0% | 5 | 0% | 0% | 0% | 1 | 3% | 0% | 0% | 1 | 96% | 0% | 0% | 5 | 99% | 0% | 0% | 5 | 0% | 0% | 0% | 1
103 | Peoria | 0 | 0 | 15 | 0% | 0% | 1 |  |  |  |  | 0% | [5 empty] | 0% | 0% | 0% | 1 | 0% | 0% | 0% | 1 | 0% | 0% | 0% | 1 | 0% | 0% | 0% | 1 | 0% | 0% | 0% | 1 | 0% | 0% | 0% | 1 | 0% | 0% | 0% | 1 | 0% | 0% | 1 |  |  |  |  | 0% | [5 empty] | 0% | 0% | 0% | 1 | 0% | 0% | 0% | 1 | 0% | 0% | 0% | 1 | 0% | 0% | 0% | 1 | 0% | 0% | 0% | 1 | 0% | 0% | 0% | 1 | 0% | 0% | 0% | 1 | 0% | 0% | 1 |  |  |  |  | 0% | [5 empty] | 0% | 0% | 0% | 1 | 0% | 0% | 0% | 1 | 0% | 0% | 0% | 1 | 0% | 0% | 0% | 1 | 0% | 0% | 0% | 1 | 0% | 0% | 0% | 1 | 0% | 0% | 0% | 1 | 0% | 0% | 1 |  |  |  |  | 0% | [5 empty] | 0% | 0% | 0% | 1 | 0% | 0% | 0% | 1 | 0% | 0% | 0% | 1 | 0% | 0% | 0% | 1 | 0% | 0% | 0% | 1 | 0% | 0% | 0% | 1 | 0% | 0% | 0% | 1
104 | Table Mountain | 0 | 0 | 10 | 0% | 0% | 1 |  |  |  |  | 0% | [5 empty] | 0% | 0% | 0% | 1 | 0% | 0% | 0% | 1 | 0% | 0% | 0% | 1 | 0% | 0% | 0% | 1 | 0% | 0% | 0% | 1 | 0% | 0% | 0% | 1 | 0% | 0% | 0% | 1 | 0% | 0% | 1 |  |  |  |  | 0% | [5 empty] | 0% | 0% | 0% | 1 | 0% | 0% | 0% | 1 | 0% | 0% | 0% | 1 | 0% | 0% | 0% | 1 | 0% | 0% | 0% | 1 | 0% | 0% | 0% | 1 | 0% | 0% | 0% | 1 | 0% | 0% | 1 |  |  |  |  | 0% | [5 empty] | 17% | 0% | 17% | 1 | 49% | 0% | 0% | 1 | 67% | 0% | 0% | 2 | 100% | 0% | 0% | 5 | 100% | 0% | 0% | 5 | 78% | 0% | 0% | 3 | 1% | 0% | 0% | 1 | 0% | 0% | 1 |  |  |  |  | 0% | [5 empty] | 36% | 10% | 46% | 3 | 47% | 0% | 0% | 1 | 68% | 0% | 0% | 2 | 88% | 0% | 0% | 3 | 98% | 0% | 0% | 5 | 72% | 0% | 0% | 3 | 2% | 0% | 0% | 1
105 | Sycamore Canyon | 0 | 0 | 0 | 0% | 0% | 1 |  |  |  |  | 0% | [5 empty] | 0% | 0% | 0% | 1 | 0% | 0% | 0% | 1 | 0% | 0% | 0% | 1 | 0% | 0% | 0% | 1 | 0% | 0% | 0% | 1 | 0% | 0% | 0% | 1 | 0% | 0% | 0% | 1 | 0% | 0% | 1 |  |  |  |  | 0% | [5 empty] | 0% | 0% | 0% | 1 | 0% | 0% | 0% | 1 | 70% | 0% | 0% | 3 | 77% | 0% | 0% | 3 | 77% | 0% | 0% | 3 | 0% | 0% | 0% | 1 | 0% | 0% | 0% | 1 | 0% | 0% | 1 |  |  |  |  | 0% | [5 empty] | 0% | 0% | 0% | 1 | 3% | 0% | 0% | 1 | 18% | 0% | 0% | 1 | 52% | 0% | 0% | 2 | 53% | 0% | 0% | 2 | 0% | 0% | 0% | 1 | 5% | 0% | 0% | 1 | 0% | 0% | 1 |  |  |  |  | 0% | [5 empty] | 4% | 66% | 70% | 5 | 67% | 0% | 0% | 2 | 56% | 0% | 0% | 2 | 73% | 0% | 0% | 3 | 91% | 0% | 0% | 4 | 21% | 0% | 0% | 1 | 28% | 0% | 0% | 1
106 | Ivanpah | 0 | 0 | 0 | 0% | 0% | 1 |  |  |  |  | 0% | [5 empty] | 0% | 0% | 0% | 1 | 88% | 0% | 0% | 3 | 79% | 0% | 0% | 3 | 12% | 0% | 0% | 1 | 99% | 0% | 0% | 5 | 17% | 0% | 0% | 1 | 0% | 0% | 0% | 1 | 0% | 0% | 1 |  |  |  |  | 0% | [5 empty] | 0% | 0% | 0% | 1 | 87% | 0% | 0% | 3 | 79% | 0% | 0% | 3 | 13% | 0% | 0% | 1 | 99% | 0% | 0% | 5 | 17% | 0% | 0% | 1 | 0% | 0% | 0% | 1 | 0% | 0% | 1 |  |  |  |  | 0% | [5 empty] | 0% | 0% | 0% | 1 | 61% | 0% | 0% | 2 | 58% | 0% | 0% | 2 | 12% | 0% | 0% | 1 | 72% | 0% | 0% | 3 | 33% | 0% | 0% | 1 | 1% | 0% | 0% | 1 | 0% | 0% | 1 |  |  |  |  | 0% | [5 empty] | 0% | 0% | 0% | 1 | 28% | 0% | 0% | 1 | 42% | 0% | 0% | 1 | 17% | 0% | 0% | 1 | 54% | 0% | 0% | 2 | 62% | 0% | 0% | 2 | 0% | 0% | 0% | 1
107 | North Gila | 0 | 0 | 0 | 0% | 0% | 1 |  |  |  |  | 0% | [5 empty] | 0% | 0% | 0% | 1 | 3% | 0% | 0% | 1 | 63% | 0% | 0% | 2 | 64% | 0% | 0% | 2 | 64% | 0% | 0% | 2 | 98% | 0% | 0% | 5 | 1% | 0% | 0% | 1 | 0% | 0% | 1 |  |  |  |  | 0% | [5 empty] | 0% | 0% | 0% | 1 | 1% | 0% | 0% | 1 | 29% | 0% | 0% | 1 | 29% | 0% | 0% | 1 | 30% | 0% | 0% | 1 | 96% | 0% | 0% | 5 | 0% | 0% | 0% | 1 | 0% | 0% | 1 |  |  |  |  | 0% | [5 empty] | 0% | 0% | 0% | 1 | 1% | 0% | 0% | 1 | 29% | 0% | 0% | 1 | 22% | 0% | 0% | 1 | 29% | 0% | 0% | 1 | 88% | 0% | 0% | 3 | 0% | 0% | 0% | 1 | 0% | 0% | 1 |  |  |  |  | 0% | [5 empty] | 0% | 0% | 0% | 1 | 1% | 0% | 0% | 1 | 29% | 0% | 0% | 1 | 22% | 0% | 0% | 1 | 29% | 0% | 0% | 1 | 88% | 0% | 0% | 3 | 0% | 0% | 0% | 1
108 | Manteca | 0 | 0 | 0 | 0% | 0% | 1 |  |  |  |  | 0% | [5 empty] | 0% | 0% | 0% | 1 | 0% | 0% | 0% | 1 | 0% | 0% | 0% | 1 | 0% | 0% | 0% | 1 | 0% | 0% | 0% | 1 | 0% | 0% | 0% | 1 | 0% | 0% | 0% | 1 | 0% | 0% | 1 |  |  |  |  | 0% | [5 empty] | 0% | 0% | 0% | 1 | 0% | 0% | 0% | 1 | 0% | 0% | 0% | 1 | 0% | 0% | 0% | 1 | 0% | 0% | 0% | 1 | 0% | 0% | 0% | 1 | 0% | 0% | 0% | 1 | 0% | 0% | 1 |  |  |  |  | 8% | [5 empty] | 78% | 1% | 79% | 5 | 79% | 0% | 0% | 3 | 95% | 0% | 0% | 5 | 93% | 0% | 0% | 4 | 100% | 0% | 0% | 5 | 38% | 0% | 0% | 1 | 2% | 0% | 0% | 1 | 0% | 0% | 1 |  |  |  |  | 5% | [5 empty] | 71% | 12% | 83% | 5 | 83% | 0% | 0% | 3 | 75% | 0% | 0% | 3 | 86% | 0% | 0% | 3 | 97% | 0% | 0% | 5 | 47% | 0% | 0% | 1 | 4% | 0% | 0% | 1
109 | Dumbarton | 0 | 0 | 0 | 0% | 0% | 1 |  |  |  |  | 0% | [5 empty] | 0% | 0% | 0% | 1 | 0% | 0% | 0% | 1 | 1% | 0% | 0% | 1 | 21% | 0% | 0% | 1 | 21% | 0% | 0% | 1 | 0% | 0% | 0% | 1 | 65% | 0% | 0% | 2 | 0% | 0% | 1 |  |  |  |  | 0% | [5 empty] | 22% | 0% | 22% | 2 | 22% | 0% | 0% | 1 | 10% | 0% | 0% | 1 | 18% | 0% | 0% | 1 | 34% | 0% | 0% | 1 | 22% | 0% | 0% | 1 | 28% | 0% | 0% | 1 | 0% | 0% | 1 |  |  |  |  | 0% | [5 empty] | 25% | 0% | 25% | 2 | 34% | 0% | 0% | 1 | 39% | 0% | 0% | 1 | 45% | 0% | 0% | 1 | 53% | 0% | 0% | 2 | 28% | 0% | 0% | 1 | 15% | 0% | 0% | 1 | 0% | 0% | 1 |  |  |  |  | 0% | [5 empty] | 89% | 5% | 94% | 5 | 86% | 0% | 0% | 3 | 77% | 0% | 0% | 3 | 88% | 0% | 0% | 3 | 96% | 0% | 0% | 5 | 48% | 0% | 0% | 1 | 3% | 0% | 0% | 1
110 | Altamont | 0 | 0 | 0 | 0% | 0% | 1 |  |  |  |  | 4% | [5 empty] | 89% | 0% | 89% | 5 | 88% | 0% | 0% | 3 | 88% | 0% | 0% | 3 | 97% | 0% | 0% | 5 | 100% | 0% | 0% | 5 | 33% | 0% | 0% | 1 | 3% | 0% | 0% | 1 | 0% | 0% | 1 |  |  |  |  | 3% | [5 empty] | 89% | 4% | 93% | 5 | 88% | 0% | 0% | 3 | 88% | 0% | 0% | 3 | 95% | 0% | 0% | 5 | 99% | 0% | 0% | 5 | 43% | 0% | 0% | 1 | 3% | 0% | 0% | 1 | 0% | 0% | 1 |  |  |  |  | 3% | [5 empty] | 88% | 5% | 93% | 5 | 87% | 0% | 0% | 3 | 84% | 0% | 0% | 3 | 91% | 0% | 0% | 4 | 99% | 0% | 0% | 5 | 47% | 0% | 0% | 1 | 3% | 0% | 0% | 1 | 0% | 0% | 1 |  |  |  |  | 9% | [5 empty] | 51% | 7% | 58% | 3 | 60% | 0% | 0% | 2 | 67% | 0% | 0% | 2 | 68% | 0% | 0% | 2 | 82% | 0% | 0% | 3 | 31% | 0% | 0% | 1 | 16% | 0% | 0% | 1
111 | Hoodoo Wash | 0 | 0 | 0 | 0% | 0% | 1 |  |  |  |  | 0% | [5 empty] | 0% | 0% | 0% | 1 | 0% | 0% | 0% | 1 | 0% | 0% | 0% | 1 | 0% | 0% | 0% | 1 | 0% | 0% | 0% | 1 | 0% | 0% | 0% | 1 | 0% | 0% | 0% | 1 | 0% | 0% | 1 |  |  |  |  | 0% | [5 empty] | 0% | 0% | 0% | 1 | 0% | 0% | 0% | 1 | 0% | 0% | 0% | 1 | 0% | 0% | 0% | 1 | 0% | 0% | 0% | 1 | 0% | 0% | 0% | 1 | 0% | 0% | 0% | 1 | 0% | 0% | 1 |  |  |  |  | 0% | [5 empty] | 0% | 0% | 0% | 1 | 0% | 0% | 0% | 1 | 0% | 0% | 0% | 1 | 0% | 0% | 0% | 1 | 0% | 0% | 0% | 1 | 0% | 0% | 0% | 1 | 0% | 0% | 0% | 1 | 0% | 0% | 1 |  |  |  |  | 0% | [5 empty] | 0% | 0% | 0% | 1 | 0% | 0% | 0% | 1 | 0% | 0% | 0% | 1 | 0% | 0% | 0% | 1 | 0% | 0% | 0% | 1 | 0% | 0% | 0% | 1 | 0% | 0% | 0% | 1
112 | Wyandotte | 0 | 0 | 0 | 0% | 0% | 1 |  |  |  |  | 0% | [5 empty] | 0% | 0% | 0% | 1 | 0% | 0% | 0% | 1 | 0% | 0% | 0% | 1 | 0% | 0% | 0% | 1 | 0% | 0% | 0% | 1 | 0% | 0% | 0% | 1 | 0% | 0% | 0% | 1 | 0% | 0% | 1 |  |  |  |  | 0% | [5 empty] | 0% | 0% | 0% | 1 | 0% | 0% | 0% | 1 | 0% | 0% | 0% | 1 | 0% | 0% | 0% | 1 | 0% | 0% | 0% | 1 | 0% | 0% | 0% | 1 | 0% | 0% | 0% | 1 | 0% | 0% | 1 |  |  |  |  | 0% | [5 empty] | 0% | 0% | 0% | 1 | 64% | 0% | 0% | 2 | 34% | 0% | 0% | 1 | 96% | 0% | 0% | 5 | 100% | 0% | 0% | 5 | 65% | 0% | 0% | 2 | 0% | 0% | 0% | 1 | 0% | 0% | 1 |  |  |  |  | 0% | [5 empty] | 34% | 8% | 42% | 2 | 44% | 0% | 0% | 1 | 71% | 0% | 0% | 3 | 88% | 0% | 0% | 3 | 98% | 0% | 0% | 5 | 72% | 0% | 0% | 3 | 2% | 0% | 0% | 1
113 | Laguna Bell | 0 | 0 | 0 | 0% | 0% | 1 |  |  |  |  | 0% | [5 empty] | 0% | 0% | 0% | 1 | 0% | 0% | 0% | 1 | 0% | 0% | 0% | 1 | 0% | 0% | 0% | 1 | 0% | 0% | 0% | 1 | 0% | 0% | 0% | 1 | 0% | 0% | 0% | 1 | 0% | 0% | 1 |  |  |  |  | 0% | [5 empty] | 0% | 0% | 0% | 1 | 0% | 0% | 0% | 1 | 31% | 0% | 0% | 1 | 38% | 0% | 0% | 1 | 38% | 0% | 0% | 1 | 0% | 0% | 0% | 1 | 0% | 0% | 0% | 1 | 0% | 0% | 1 |  |  |  |  | 0% | [5 empty] | 0% | 0% | 0% | 1 | 0% | 0% | 0% | 1 | 21% | 0% | 0% | 1 | 57% | 0% | 0% | 2 | 57% | 0% | 0% | 2 | 0% | 0% | 0% | 1 | 0% | 0% | 0% | 1 | 0% | 0% | 1 |  |  |  |  | 0% | [5 empty] | 0% | 0% | 0% | 1 | 0% | 0% | 0% | 1 | 21% | 0% | 0% | 1 | 63% | 0% | 0% | 2 | 63% | 0% | 0% | 2 | 0% | 0% | 0% | 1 | 3% | 0% | 0% | 1
114 | El Casco | 0 | 0 | 0 | 0% | 0% | 1 |  |  |  |  | 0% | [5 empty] | 100% | 0% | 100% | 5 | 0% | 0% | 0% | 1 | 0% | 0% | 0% | 1 | 100% | 0% | 0% | 5 | 100% | 0% | 0% | 5 | 0% | 0% | 0% | 1 | 0% | 0% | 0% | 1 | 0% | 0% | 1 |  |  |  |  | 0% | [5 empty] | 23% | 74% | 97% | 5 | 40% | 0% | 0% | 1 | 21% | 0% | 0% | 1 | 28% | 0% | 0% | 1 | 49% | 0% | 0% | 1 | 48% | 0% | 0% | 1 | 1% | 0% | 0% | 1 | 0% | 0% | 1 |  |  |  |  | 0% | [5 empty] | 52% | 42% | 94% | 5 | 33% | 0% | 0% | 1 | 42% | 0% | 0% | 1 | 56% | 0% | 0% | 2 | 61% | 0% | 0% | 2 | 52% | 0% | 0% | 2 | 1% | 0% | 0% | 1 | 0% | 0% | 1 |  |  |  |  | 0% | [5 empty] | 43% | 40% | 83% | 5 | 39% | 0% | 0% | 1 | 44% | 0% | 0% | 1 | 70% | 0% | 0% | 3 | 83% | 0% | 0% | 3 | 53% | 0% | 0% | 2 | 1% | 0% | 0% | 1
115 | Le Grand | 0 | 0 | 0 | 0% | 0% | 1 |  |  |  |  | 0% | [5 empty] | 0% | 0% | 0% | 1 | 0% | 0% | 0% | 1 | 0% | 0% | 0% | 1 | 0% | 0% | 0% | 1 | 0% | 0% | 0% | 1 | 0% | 0% | 0% | 1 | 0% | 0% | 0% | 1 | 0% | 0% | 1 |  |  |  |  | 0% | [5 empty] | 0% | 0% | 0% | 1 | 0% | 0% | 0% | 1 | 0% | 0% | 0% | 1 | 0% | 0% | 0% | 1 | 0% | 0% | 0% | 1 | 0% | 0% | 0% | 1 | 0% | 0% | 0% | 1 | 0% | 0% | 1 |  |  |  |  | 0% | [5 empty] | 0% | 0% | 0% | 1 | 0% | 0% | 0% | 1 | 0% | 0% | 0% | 1 | 0% | 0% | 0% | 1 | 0% | 0% | 0% | 1 | 0% | 0% | 0% | 1 | 0% | 0% | 0% | 1 | 0% | 0% | 1 |  |  |  |  | 0% | [5 empty] | 0% | 0% | 0% | 1 | 0% | 0% | 0% | 1 | 0% | 0% | 0% | 1 | 0% | 0% | 0% | 1 | 0% | 0% | 0% | 1 | 0% | 0% | 0% | 1 | 0% | 0% | 0% | 1
116 | Tupman | 0 | 0 | 0 | 0% | 0% | 1 |  |  |  |  | 0% | [5 empty] | 0% | 0% | 0% | 1 | 0% | 0% | 0% | 1 | 0% | 0% | 0% | 1 | 0% | 0% | 0% | 1 | 0% | 0% | 0% | 1 | 0% | 0% | 0% | 1 | 0% | 0% | 0% | 1 | 0% | 0% | 1 |  |  |  |  | 0% | [5 empty] | 0% | 0% | 0% | 1 | 0% | 0% | 0% | 1 | 0% | 0% | 0% | 1 | 0% | 0% | 0% | 1 | 0% | 0% | 0% | 1 | 0% | 0% | 0% | 1 | 0% | 0% | 0% | 1 | 0% | 0% | 1 |  |  |  |  | 0% | [5 empty] | 0% | 0% | 0% | 1 | 0% | 0% | 0% | 1 | 0% | 0% | 0% | 1 | 0% | 0% | 0% | 1 | 0% | 0% | 0% | 1 | 0% | 0% | 0% | 1 | 0% | 0% | 0% | 1 | 0% | 0% | 1 |  |  |  |  | 0% | [5 empty] | 0% | 0% | 0% | 1 | 0% | 0% | 0% | 1 | 0% | 0% | 0% | 1 | 0% | 0% | 0% | 1 | 0% | 0% | 0% | 1 | 0% | 0% | 0% | 1 | 0% | 0% | 0% | 1
117 | Henrietta | 0 | 0 | 0 | 0% | 0% | 1 |  |  |  |  | 0% | [5 empty] | 0% | 0% | 0% | 1 | 0% | 0% | 0% | 1 | 0% | 0% | 0% | 1 | 0% | 0% | 0% | 1 | 0% | 0% | 0% | 1 | 0% | 0% | 0% | 1 | 0% | 0% | 0% | 1 | 0% | 0% | 1 |  |  |  |  | 0% | [5 empty] | 0% | 0% | 0% | 1 | 0% | 0% | 0% | 1 | 0% | 0% | 0% | 1 | 0% | 0% | 0% | 1 | 0% | 0% | 0% | 1 | 0% | 0% | 0% | 1 | 0% | 0% | 0% | 1 | 0% | 0% | 1 |  |  |  |  | 0% | [5 empty] | 0% | 0% | 0% | 1 | 0% | 0% | 0% | 1 | 0% | 0% | 0% | 1 | 0% | 0% | 0% | 1 | 0% | 0% | 0% | 1 | 0% | 0% | 0% | 1 | 0% | 0% | 0% | 1 | 0% | 0% | 1 |  |  |  |  | 0% | [5 empty] | 72% | 23% | 95% | 5 | 100% | 0% | 0% | 5 | 0% | 0% | 0% | 1 | 8% | 0% | 0% | 1 | 100% | 0% | 0% | 5 | 79% | 0% | 0% | 3 | 0% | 0% | 0% | 1
118 | Castro Valley | 0 | 0 | 0 | 0% | 0% | 1 |  |  |  |  | 0% | [5 empty] | 34% | 0% | 34% | 2 | 34% | 0% | 0% | 1 | 0% | 0% | 0% | 1 | 8% | 0% | 0% | 1 | 41% | 0% | 0% | 1 | 34% | 0% | 0% | 1 | 15% | 0% | 0% | 1 | 0% | 0% | 1 |  |  |  |  | 0% | [5 empty] | 13% | 0% | 13% | 1 | 13% | 0% | 0% | 1 | 19% | 0% | 0% | 1 | 25% | 0% | 0% | 1 | 37% | 0% | 0% | 1 | 13% | 0% | 0% | 1 | 21% | 0% | 0% | 1 | 0% | 0% | 1 |  |  |  |  | 0% | [5 empty] | 84% | 2% | 86% | 5 | 67% | 0% | 0% | 2 | 82% | 0% | 0% | 3 | 84% | 0% | 0% | 3 | 89% | 0% | 0% | 3 | 41% | 0% | 0% | 1 | 4% | 0% | 0% | 1 | 0% | 0% | 1 |  |  |  |  | 2% | [5 empty] | 64% | 2% | 66% | 3 | 70% | 0% | 0% | 3 | 77% | 0% | 0% | 3 | 75% | 0% | 0% | 3 | 91% | 0% | 0% | 4 | 31% | 0% | 0% | 1 | 20% | 0% | 0% | 1
119 | Vineyard | 0 | 0 | 0 | 0% | 0% | 1 |  |  |  |  | 0% | [5 empty] | 93% | 7% | 100% | 5 | 76% | 0% | 0% | 3 | 94% | 0% | 0% | 4 | 94% | 0% | 0% | 4 | 98% | 0% | 0% | 5 | 39% | 0% | 0% | 1 | 3% | 0% | 0% | 1 | 0% | 0% | 1 |  |  |  |  | 0% | [5 empty] | 99% | 1% | 100% | 5 | 92% | 0% | 0% | 4 | 71% | 0% | 0% | 3 | 94% | 0% | 0% | 4 | 100% | 0% | 0% | 5 | 37% | 0% | 0% | 1 | 3% | 0% | 0% | 1 | 0% | 0% | 1 |  |  |  |  | 3% | [5 empty] | 88% | 4% | 92% | 5 | 87% | 0% | 0% | 3 | 86% | 0% | 0% | 3 | 93% | 0% | 0% | 4 | 99% | 0% | 0% | 5 | 44% | 0% | 0% | 1 | 3% | 0% | 0% | 1 | 0% | 0% | 1 |  |  |  |  | 2% | [5 empty] | 67% | 7% | 74% | 3 | 75% | 0% | 0% | 3 | 76% | 0% | 0% | 3 | 77% | 0% | 0% | 3 | 92% | 0% | 0% | 4 | 40% | 0% | 0% | 1 | 16% | 0% | 0% | 1
120 | Trout Canyon | 0 | 0 | 0 | 0% | 0% | 1 |  |  |  |  | 0% | [5 empty] | 0% | 0% | 0% | 1 | 0% | 0% | 0% | 1 | 0% | 0% | 0% | 1 | 0% | 0% | 0% | 1 | 0% | 0% | 0% | 1 | 0% | 0% | 0% | 1 | 0% | 0% | 0% | 1 | 0% | 0% | 1 |  |  |  |  | 0% | [5 empty] | 0% | 0% | 0% | 1 | 24% | 0% | 0% | 1 | 0% | 0% | 0% | 1 | 38% | 0% | 0% | 1 | 51% | 0% | 0% | 2 | 85% | 0% | 0% | 3 | 0% | 0% | 0% | 1 | 0% | 0% | 1 |  |  |  |  | 0% | [5 empty] | 0% | 0% | 0% | 1 | 19% | 0% | 0% | 1 | 0% | 0% | 0% | 1 | 39% | 0% | 0% | 1 | 49% | 0% | 0% | 1 | 82% | 0% | 0% | 3 | 0% | 0% | 0% | 1 | 0% | 0% | 1 |  |  |  |  | 0% | [5 empty] | 4% | 0% | 4% | 1 | 14% | 0% | 0% | 1 | 4% | 0% | 0% | 1 | 36% | 0% | 0% | 1 | 43% | 0% | 0% | 1 | 68% | 0% | 0% | 2 | 1% | 0% | 0% | 1
121 | Columbus | 0 | 0 | 15 | 0% | 0% | 1 |  |  |  |  | 0% | [5 empty] | 0% | 0% | 0% | 1 | 0% | 0% | 0% | 1 | 0% | 0% | 0% | 1 | 0% | 0% | 0% | 1 | 0% | 0% | 0% | 1 | 0% | 0% | 0% | 1 | 0% | 0% | 0% | 1 | 0% | 0% | 1 |  |  |  |  | 0% | [5 empty] | 0% | 0% | 0% | 1 | 0% | 0% | 0% | 1 | 0% | 0% | 0% | 1 | 0% | 0% | 0% | 1 | 0% | 0% | 0% | 1 | 0% | 0% | 0% | 1 | 0% | 0% | 0% | 1 | 0% | 0% | 1 |  |  |  |  | 0% | [5 empty] | 0% | 100% | 100% | 5 | 54% | 0% | 0% | 2 | 34% | 0% | 0% | 1 | 74% | 0% | 0% | 3 | 79% | 0% | 0% | 3 | 100% | 0% | 0% | 5 | 0% | 0% | 0% | 1 | 0% | 0% | 1 |  |  |  |  | 0% | [5 empty] | 7% | 93% | 100% | 5 | 33% | 0% | 0% | 1 | 19% | 0% | 0% | 1 | 42% | 0% | 0% | 1 | 60% | 0% | 0% | 2 | 74% | 0% | 0% | 3 | 1% | 0% | 0% | 1
122 | Lewis | 0 | 0 | 0 | 0% | 0% | 1 |  |  |  |  | 0% | [5 empty] | 0% | 0% | 0% | 1 | 0% | 0% | 0% | 1 | 0% | 0% | 0% | 1 | 0% | 0% | 0% | 1 | 0% | 0% | 0% | 1 | 0% | 0% | 0% | 1 | 0% | 0% | 0% | 1 | 0% | 0% | 1 |  |  |  |  | 0% | [5 empty] | 0% | 0% | 0% | 1 | 1% | 0% | 0% | 1 | 45% | 0% | 0% | 1 | 92% | 0% | 0% | 4 | 94% | 0% | 0% | 4 | 0% | 0% | 0% | 1 | 8% | 0% | 0% | 1 | 0% | 0% | 1 |  |  |  |  | 0% | [5 empty] | 0% | 0% | 0% | 1 | 1% | 0% | 0% | 1 | 24% | 0% | 0% | 1 | 50% | 0% | 0% | 2 | 52% | 0% | 0% | 2 | 0% | 0% | 0% | 1 | 4% | 0% | 0% | 1 | 0% | 0% | 1 |  |  |  |  | 0% | [5 empty] | 0% | 0% | 0% | 1 | 1% | 0% | 0% | 1 | 16% | 0% | 0% | 1 | 60% | 0% | 0% | 2 | 61% | 0% | 0% | 2 | 0% | 0% | 0% | 1 | 3% | 0% | 0% | 1
123 | Standard Oil 2 | 0 | 0 | 0 | 0% | 0% | 1 |  |  |  |  | 0% | [5 empty] | 0% | 0% | 0% | 1 | 4% | 0% | 0% | 1 | 30% | 0% | 0% | 1 | 46% | 0% | 0% | 1 | 46% | 0% | 0% | 1 | 0% | 0% | 0% | 1 | 14% | 0% | 0% | 1 | 0% | 0% | 1 |  |  |  |  | 0% | [5 empty] | 46% | 0% | 46% | 2 | 4% | 0% | 0% | 1 | 35% | 0% | 0% | 1 | 59% | 0% | 0% | 2 | 62% | 0% | 0% | 2 | 17% | 0% | 0% | 1 | 8% | 0% | 0% | 1 | 0% | 0% | 1 |  |  |  |  | 0% | [5 empty] | 47% | 0% | 47% | 2 | 27% | 0% | 0% | 1 | 39% | 0% | 0% | 1 | 42% | 0% | 0% | 1 | 73% | 0% | 0% | 3 | 33% | 0% | 0% | 1 | 11% | 0% | 0% | 1 | 0% | 0% | 1 |  |  |  |  | 0% | [5 empty] | 53% | 0% | 53% | 3 | 62% | 0% | 0% | 2 | 40% | 0% | 0% | 1 | 41% | 0% | 0% | 1 | 86% | 0% | 0% | 3 | 44% | 0% | 0% | 1 | 26% | 0% | 0% | 1
124 | Mc Mullin | 0 | 0 | 0 | 0% | 0% | 1 |  |  |  |  | 0% | [5 empty] | 0% | 0% | 0% | 1 | 0% | 0% | 0% | 1 | 0% | 0% | 0% | 1 | 0% | 0% | 0% | 1 | 0% | 0% | 0% | 1 | 0% | 0% | 0% | 1 | 0% | 0% | 0% | 1 | 0% | 0% | 1 |  |  |  |  | 0% | [5 empty] | 0% | 0% | 0% | 1 | 0% | 0% | 0% | 1 | 0% | 0% | 0% | 1 | 0% | 0% | 0% | 1 | 0% | 0% | 0% | 1 | 0% | 0% | 0% | 1 | 0% | 0% | 0% | 1 | 0% | 0% | 1 |  |  |  |  | 0% | [5 empty] | 0% | 0% | 0% | 1 | 0% | 0% | 0% | 1 | 0% | 0% | 0% | 1 | 0% | 0% | 0% | 1 | 0% | 0% | 0% | 1 | 0% | 0% | 0% | 1 | 0% | 0% | 0% | 1 | 0% | 0% | 1 |  |  |  |  | 0% | [5 empty] | 89% | 0% | 89% | 5 | 100% | 0% | 0% | 5 | 0% | 0% | 0% | 1 | 17% | 0% | 0% | 1 | 100% | 0% | 0% | 5 | 55% | 0% | 0% | 2 | 0% | 0% | 0% | 1
125 | Taft | 0 | 0 | 0 | 0% | 0% | 1 |  |  |  |  | 0% | [5 empty] | 0% | 0% | 0% | 1 | 0% | 0% | 0% | 1 | 0% | 0% | 0% | 1 | 0% | 0% | 0% | 1 | 0% | 0% | 0% | 1 | 0% | 0% | 0% | 1 | 0% | 0% | 0% | 1 | 0% | 0% | 1 |  |  |  |  | 0% | [5 empty] | 0% | 0% | 0% | 1 | 0% | 0% | 0% | 1 | 0% | 0% | 0% | 1 | 0% | 0% | 0% | 1 | 0% | 0% | 0% | 1 | 0% | 0% | 0% | 1 | 0% | 0% | 0% | 1 | 0% | 0% | 1 |  |  |  |  | 0% | [5 empty] | 0% | 0% | 0% | 1 | 0% | 0% | 0% | 1 | 0% | 0% | 0% | 1 | 0% | 0% | 0% | 1 | 0% | 0% | 0% | 1 | 0% | 0% | 0% | 1 | 0% | 0% | 0% | 1 | 0% | 0% | 1 |  |  |  |  | 0% | [5 empty] | 11% | 79% | 90% | 5 | 4% | 0% | 0% | 1 | 4% | 0% | 0% | 1 | 32% | 0% | 0% | 1 | 37% | 0% | 0% | 1 | 90% | 0% | 0% | 4 | 0% | 0% | 0% | 1
126 | Pleasant Grove | 0 | 0 | 0 | 0% | 0% | 1 |  |  |  |  | 0% | [5 empty] | 0% | 0% | 0% | 1 | 0% | 0% | 0% | 1 | 0% | 0% | 0% | 1 | 0% | 0% | 0% | 1 | 0% | 0% | 0% | 1 | 0% | 0% | 0% | 1 | 0% | 0% | 0% | 1 | 0% | 0% | 1 |  |  |  |  | 0% | [5 empty] | 0% | 0% | 0% | 1 | 0% | 0% | 0% | 1 | 0% | 0% | 0% | 1 | 0% | 0% | 0% | 1 | 0% | 0% | 0% | 1 | 0% | 0% | 0% | 1 | 0% | 0% | 0% | 1 | 0% | 0% | 1 |  |  |  |  | 0% | [5 empty] | 0% | 0% | 0% | 1 | 0% | 0% | 0% | 1 | 0% | 0% | 0% | 1 | 0% | 0% | 0% | 1 | 0% | 0% | 0% | 1 | 0% | 0% | 0% | 1 | 0% | 0% | 0% | 1 | 0% | 0% | 1 |  |  |  |  | 0% | [5 empty] | 0% | 0% | 0% | 1 | 0% | 0% | 0% | 1 | 0% | 0% | 0% | 1 | 0% | 0% | 0% | 1 | 0% | 0% | 0% | 1 | 0% | 0% | 0% | 1 | 0% | 0% | 0% | 1
127 | Newark | 0 | 0 | 0 | 0% | 0% | 1 |  |  |  |  | 0% | [5 empty] | 25% | 0% | 25% | 2 | 25% | 0% | 0% | 1 | 25% | 0% | 0% | 1 | 54% | 0% | 0% | 2 | 54% | 0% | 0% | 2 | 25% | 0% | 0% | 1 | 68% | 0% | 0% | 2 | 0% | 0% | 1 |  |  |  |  | 0% | [5 empty] | 54% | 0% | 54% | 3 | 54% | 0% | 0% | 2 | 54% | 0% | 0% | 2 | 64% | 0% | 0% | 2 | 64% | 0% | 0% | 2 | 53% | 0% | 0% | 2 | 30% | 0% | 0% | 1 | 0% | 0% | 1 |  |  |  |  | 0% | [5 empty] | 72% | 11% | 83% | 5 | 83% | 0% | 0% | 3 | 40% | 0% | 0% | 1 | 42% | 0% | 0% | 1 | 86% | 0% | 0% | 3 | 83% | 0% | 0% | 3 | 7% | 0% | 0% | 1 | 0% | 0% | 1 |  |  |  |  | 1% | [5 empty] | 84% | 7% | 91% | 5 | 87% | 0% | 0% | 3 | 78% | 0% | 0% | 3 | 86% | 0% | 0% | 3 | 97% | 0% | 0% | 5 | 49% | 0% | 0% | 1 | 3% | 0% | 0% | 1
128 | Dairyland | 0 | 0 | 0 | 0% | 0% | 1 |  |  |  |  | 0% | [5 empty] | 0% | 0% | 0% | 1 | 0% | 0% | 0% | 1 | 0% | 0% | 0% | 1 | 0% | 0% | 0% | 1 | 0% | 0% | 0% | 1 | 0% | 0% | 0% | 1 | 0% | 0% | 0% | 1 | 0% | 0% | 1 |  |  |  |  | 0% | [5 empty] | 0% | 0% | 0% | 1 | 0% | 0% | 0% | 1 | 0% | 0% | 0% | 1 | 0% | 0% | 0% | 1 | 0% | 0% | 0% | 1 | 0% | 0% | 0% | 1 | 0% | 0% | 0% | 1 | 0% | 0% | 1 |  |  |  |  | 0% | [5 empty] | 0% | 0% | 0% | 1 | 0% | 0% | 0% | 1 | 0% | 0% | 0% | 1 | 0% | 0% | 0% | 1 | 0% | 0% | 0% | 1 | 0% | 0% | 0% | 1 | 0% | 0% | 0% | 1 | 0% | 0% | 1 |  |  |  |  | 0% | [5 empty] | 0% | 0% | 0% | 1 | 0% | 0% | 0% | 1 | 0% | 0% | 0% | 1 | 0% | 0% | 0% | 1 | 0% | 0% | 0% | 1 | 0% | 0% | 0% | 1 | 0% | 0% | 0% | 1
129 | Chino | 0 | 0 | 10 | 0% | 0% | 1 |  |  |  |  | 0% | [5 empty] | 0% | 0% | 0% | 1 | 0% | 0% | 0% | 1 | 0% | 0% | 0% | 1 | 0% | 0% | 0% | 1 | 0% | 0% | 0% | 1 | 0% | 0% | 0% | 1 | 0% | 0% | 0% | 1 | 0% | 0% | 1 |  |  |  |  | 0% | [5 empty] | 0% | 0% | 0% | 1 | 0% | 0% | 0% | 1 | 0% | 0% | 0% | 1 | 0% | 0% | 0% | 1 | 0% | 0% | 0% | 1 | 0% | 0% | 0% | 1 | 0% | 0% | 0% | 1 | 0% | 0% | 1 |  |  |  |  | 0% | [5 empty] | 0% | 100% | 100% | 5 | 100% | 0% | 0% | 5 | 0% | 0% | 0% | 1 | 8% | 0% | 0% | 1 | 100% | 0% | 0% | 5 | 74% | 0% | 0% | 3 | 0% | 0% | 0% | 1 | 0% | 0% | 1 |  |  |  |  | 0% | [5 empty] | 45% | 36% | 81% | 5 | 58% | 0% | 0% | 2 | 66% | 0% | 0% | 2 | 61% | 0% | 0% | 2 | 99% | 0% | 0% | 5 | 41% | 0% | 0% | 1 | 0% | 0% | 0% | 1
130 | El Segundo | 0 | 0 | 0 | 0% | 0% | 1 |  |  |  |  | 0% | [5 empty] | 0% | 0% | 0% | 1 | 0% | 0% | 0% | 1 | 77% | 0% | 0% | 3 | 81% | 0% | 0% | 3 | 81% | 0% | 0% | 3 | 0% | 0% | 0% | 1 | 0% | 0% | 0% | 1 | 0% | 0% | 1 |  |  |  |  | 0% | [5 empty] | 0% | 0% | 0% | 1 | 0% | 0% | 0% | 1 | 33% | 0% | 0% | 1 | 72% | 0% | 0% | 3 | 72% | 0% | 0% | 3 | 0% | 0% | 0% | 1 | 0% | 0% | 0% | 1 | 0% | 0% | 1 |  |  |  |  | 0% | [5 empty] | 0% | 0% | 0% | 1 | 0% | 0% | 0% | 1 | 10% | 0% | 0% | 1 | 48% | 0% | 0% | 1 | 48% | 0% | 0% | 1 | 0% | 0% | 0% | 1 | 0% | 0% | 0% | 1 | 0% | 0% | 1 |  |  |  |  | 0% | [5 empty] | 23% | 0% | 23% | 2 | 6% | 0% | 0% | 1 | 14% | 0% | 0% | 1 | 42% | 0% | 0% | 1 | 48% | 0% | 0% | 1 | 11% | 0% | 0% | 1 | 2% | 0% | 0% | 1
131 | San Leandro U | 0 | 0 | 0 | 0% | 0% | 1 |  |  |  |  | 0% | [5 empty] | 17% | 0% | 17% | 1 | 17% | 0% | 0% | 1 | 20% | 0% | 0% | 1 | 23% | 0% | 0% | 1 | 40% | 0% | 0% | 1 | 17% | 0% | 0% | 1 | 9% | 0% | 0% | 1 | 0% | 0% | 1 |  |  |  |  | 0% | [5 empty] | 7% | 0% | 7% | 1 | 7% | 0% | 0% | 1 | 13% | 0% | 0% | 1 | 25% | 0% | 0% | 1 | 32% | 0% | 0% | 1 | 7% | 0% | 0% | 1 | 11% | 0% | 0% | 1 | 0% | 0% | 1 |  |  |  |  | 0% | [5 empty] | 53% | 1% | 54% | 3 | 18% | 0% | 0% | 1 | 53% | 0% | 0% | 2 | 64% | 0% | 0% | 2 | 69% | 0% | 0% | 2 | 19% | 0% | 0% | 1 | 6% | 0% | 0% | 1 | 0% | 0% | 1 |  |  |  |  | 0% | [5 empty] | 55% | 1% | 56% | 3 | 61% | 0% | 0% | 2 | 61% | 0% | 0% | 2 | 61% | 0% | 0% | 2 | 87% | 0% | 0% | 3 | 25% | 0% | 0% | 1 | 28% | 0% | 0% | 1
132 | Ganso | 0 | 0 | 0 | 0% | 0% | 1 |  |  |  |  | 0% | [5 empty] | 0% | 0% | 0% | 1 | 0% | 0% | 0% | 1 | 0% | 0% | 0% | 1 | 0% | 0% | 0% | 1 | 0% | 0% | 0% | 1 | 0% | 0% | 0% | 1 | 0% | 0% | 0% | 1 | 0% | 0% | 1 |  |  |  |  | 0% | [5 empty] | 0% | 0% | 0% | 1 | 0% | 0% | 0% | 1 | 0% | 0% | 0% | 1 | 0% | 0% | 0% | 1 | 0% | 0% | 0% | 1 | 0% | 0% | 0% | 1 | 0% | 0% | 0% | 1 | 0% | 0% | 1 |  |  |  |  | 0% | [5 empty] | 0% | 0% | 0% | 1 | 0% | 0% | 0% | 1 | 0% | 0% | 0% | 1 | 0% | 0% | 0% | 1 | 0% | 0% | 0% | 1 | 0% | 0% | 0% | 1 | 0% | 0% | 0% | 1 | 0% | 0% | 1 |  |  |  |  | 0% | [5 empty] | 82% | 0% | 82% | 5 | 57% | 0% | 0% | 2 | 0% | 0% | 0% | 1 | 33% | 0% | 0% | 1 | 57% | 0% | 0% | 2 | 55% | 0% | 0% | 2 | 0% | 0% | 0% | 1
133 | Poso Mountain | 0 | 0 | 0 | 0% | 0% | 1 |  |  |  |  | 0% | [5 empty] | 0% | 0% | 0% | 1 | 0% | 0% | 0% | 1 | 0% | 0% | 0% | 1 | 0% | 0% | 0% | 1 | 0% | 0% | 0% | 1 | 0% | 0% | 0% | 1 | 0% | 0% | 0% | 1 | 0% | 0% | 1 |  |  |  |  | 0% | [5 empty] | 0% | 0% | 0% | 1 | 0% | 0% | 0% | 1 | 0% | 0% | 0% | 1 | 0% | 0% | 0% | 1 | 0% | 0% | 0% | 1 | 0% | 0% | 0% | 1 | 0% | 0% | 0% | 1 | 0% | 0% | 1 |  |  |  |  | 0% | [5 empty] | 0% | 100% | 100% | 5 | 22% | 0% | 0% | 1 | 0% | 0% | 0% | 1 | 24% | 0% | 0% | 1 | 24% | 0% | 0% | 1 | 72% | 0% | 0% | 3 | 1% | 0% | 0% | 1 | 0% | 0% | 1 |  |  |  |  | 0% | [5 empty] | 22% | 78% | 100% | 5 | 17% | 0% | 0% | 1 | 29% | 0% | 0% | 1 | 63% | 0% | 0% | 2 | 69% | 0% | 0% | 2 | 62% | 0% | 0% | 2 | 1% | 0% | 0% | 1
134 | Avena | 0 | 0 | 0 | 0% | 0% | 1 |  |  |  |  | 0% | [5 empty] | 0% | 0% | 0% | 1 | 0% | 0% | 0% | 1 | 0% | 0% | 0% | 1 | 0% | 0% | 0% | 1 | 0% | 0% | 0% | 1 | 0% | 0% | 0% | 1 | 0% | 0% | 0% | 1 | 0% | 0% | 1 |  |  |  |  | 0% | [5 empty] | 0% | 0% | 0% | 1 | 0% | 0% | 0% | 1 | 0% | 0% | 0% | 1 | 0% | 0% | 0% | 1 | 0% | 0% | 0% | 1 | 0% | 0% | 0% | 1 | 0% | 0% | 0% | 1 | 0% | 0% | 1 |  |  |  |  | 0% | [5 empty] | 0% | 0% | 0% | 1 | 0% | 0% | 0% | 1 | 0% | 0% | 0% | 1 | 0% | 0% | 0% | 1 | 0% | 0% | 0% | 1 | 0% | 0% | 0% | 1 | 0% | 0% | 0% | 1 | 0% | 0% | 1 |  |  |  |  | 6% | [5 empty] | 79% | 5% | 84% | 5 | 84% | 0% | 0% | 3 | 88% | 0% | 0% | 3 | 92% | 0% | 0% | 4 | 100% | 0% | 0% | 5 | 47% | 0% | 0% | 1 | 2% | 0% | 0% | 1
135 | Martin | 0 | 0 | 0 | 0% | 0% | 1 |  |  |  |  | 0% | [5 empty] | 0% | 0% | 0% | 1 | 5% | 0% | 0% | 1 | 13% | 0% | 0% | 1 | 42% | 0% | 0% | 1 | 47% | 0% | 0% | 1 | 0% | 0% | 0% | 1 | 5% | 0% | 0% | 1 | 0% | 0% | 1 |  |  |  |  | 0% | [5 empty] | 0% | 0% | 0% | 1 | 7% | 0% | 0% | 1 | 20% | 0% | 0% | 1 | 50% | 0% | 0% | 2 | 52% | 0% | 0% | 2 | 8% | 0% | 0% | 1 | 6% | 0% | 0% | 1 | 0% | 0% | 1 |  |  |  |  | 0% | [5 empty] | 0% | 0% | 0% | 1 | 9% | 0% | 0% | 1 | 26% | 0% | 0% | 1 | 52% | 0% | 0% | 2 | 54% | 0% | 0% | 2 | 7% | 0% | 0% | 1 | 8% | 0% | 0% | 1 | 0% | 0% | 1 |  |  |  |  | 0% | [5 empty] | 37% | 0% | 37% | 2 | 9% | 0% | 0% | 1 | 31% | 0% | 0% | 1 | 57% | 0% | 0% | 2 | 62% | 0% | 0% | 2 | 18% | 0% | 0% | 1 | 7% | 0% | 0% | 1
136 | Harry Allen | 0 | 0 | 0 | 0% | 0% | 1 |  |  |  |  | 0% | [5 empty] | 0% | 0% | 0% | 1 | 0% | 0% | 0% | 1 | 0% | 0% | 0% | 1 | 0% | 0% | 0% | 1 | 0% | 0% | 0% | 1 | 0% | 0% | 0% | 1 | 0% | 0% | 0% | 1 | 0% | 0% | 1 |  |  |  |  | 0% | [5 empty] | 0% | 0% | 0% | 1 | 0% | 0% | 0% | 1 | 0% | 0% | 0% | 1 | 0% | 0% | 0% | 1 | 0% | 0% | 0% | 1 | 0% | 0% | 0% | 1 | 0% | 0% | 0% | 1 | 0% | 0% | 1 |  |  |  |  | 0% | [5 empty] | 0% | 0% | 0% | 1 | 0% | 0% | 0% | 1 | 0% | 0% | 0% | 1 | 0% | 0% | 0% | 1 | 0% | 0% | 0% | 1 | 0% | 0% | 0% | 1 | 0% | 0% | 0% | 1 | 0% | 0% | 1 |  |  |  |  | 0% | [5 empty] | 26% | 0% | 26% | 2 | 0% | 0% | 0% | 1 | 0% | 0% | 0% | 1 | 0% | 0% | 0% | 1 | 0% | 0% | 0% | 1 | 0% | 0% | 0% | 1 | 0% | 0% | 0% | 1
137 | Rio Oso | 0 | 0 | 0 | 0% | 0% | 1 |  |  |  |  | 0% | [5 empty] | 0% | 0% | 0% | 1 | 0% | 0% | 0% | 1 | 0% | 0% | 0% | 1 | 0% | 0% | 0% | 1 | 0% | 0% | 0% | 1 | 0% | 0% | 0% | 1 | 0% | 0% | 0% | 1 | 0% | 0% | 1 |  |  |  |  | 0% | [5 empty] | 0% | 0% | 0% | 1 | 0% | 0% | 0% | 1 | 0% | 0% | 0% | 1 | 0% | 0% | 0% | 1 | 0% | 0% | 0% | 1 | 0% | 0% | 0% | 1 | 0% | 0% | 0% | 1 | 0% | 0% | 1 |  |  |  |  | 0% | [5 empty] | 0% | 0% | 0% | 1 | 0% | 0% | 0% | 1 | 0% | 0% | 0% | 1 | 0% | 0% | 0% | 1 | 0% | 0% | 0% | 1 | 0% | 0% | 0% | 1 | 0% | 0% | 0% | 1 | 0% | 0% | 1 |  |  |  |  | 0% | [5 empty] | 100% | 0% | 100% | 5 | 97% | 0% | 0% | 5 | 50% | 0% | 0% | 2 | 50% | 0% | 0% | 2 | 98% | 0% | 0% | 5 | 86% | 0% | 0% | 3 | 0% | 0% | 0% | 1
138 | Loveland | 0 | 0 | 0 | 0% | 0% | 1 |  |  |  |  | 0% | [5 empty] | 0% | 0% | 0% | 1 | 0% | 0% | 0% | 1 | 0% | 0% | 0% | 1 | 0% | 0% | 0% | 1 | 0% | 0% | 0% | 1 | 0% | 0% | 0% | 1 | 0% | 0% | 0% | 1 | 0% | 0% | 1 |  |  |  |  | 0% | [5 empty] | 0% | 0% | 0% | 1 | 0% | 0% | 0% | 1 | 0% | 0% | 0% | 1 | 0% | 0% | 0% | 1 | 0% | 0% | 0% | 1 | 0% | 0% | 0% | 1 | 0% | 0% | 0% | 1 | 0% | 0% | 1 |  |  |  |  | 0% | [5 empty] | 2% | 83% | 85% | 5 | 24% | 0% | 0% | 1 | 74% | 0% | 0% | 3 | 84% | 0% | 0% | 3 | 88% | 0% | 0% | 3 | 42% | 0% | 0% | 1 | 11% | 0% | 0% | 1 | 0% | 0% | 1 |  |  |  |  | 0% | [5 empty] | 21% | 74% | 95% | 5 | 8% | 0% | 0% | 1 | 17% | 0% | 0% | 1 | 43% | 0% | 0% | 1 | 46% | 0% | 0% | 1 | 37% | 0% | 0% | 1 | 4% | 0% | 0% | 1
139 | Huntington Beach | 0 | 0 | 0 | 0% | 0% | 1 |  |  |  |  | 0% | [5 empty] | 0% | 0% | 0% | 1 | 2% | 0% | 0% | 1 | 43% | 0% | 0% | 1 | 89% | 0% | 0% | 3 | 92% | 0% | 0% | 4 | 0% | 0% | 0% | 1 | 9% | 0% | 0% | 1 | 0% | 0% | 1 |  |  |  |  | 0% | [5 empty] | 0% | 0% | 0% | 1 | 2% | 0% | 0% | 1 | 31% | 0% | 0% | 1 | 63% | 0% | 0% | 2 | 65% | 0% | 0% | 2 | 0% | 0% | 0% | 1 | 5% | 0% | 0% | 1 | 0% | 0% | 1 |  |  |  |  | 0% | [5 empty] | 0% | 0% | 0% | 1 | 1% | 0% | 0% | 1 | 17% | 0% | 0% | 1 | 62% | 0% | 0% | 2 | 63% | 0% | 0% | 2 | 0% | 0% | 0% | 1 | 3% | 0% | 0% | 1 | 0% | 0% | 1 |  |  |  |  | 0% | [5 empty] | 0% | 0% | 0% | 1 | 1% | 0% | 0% | 1 | 17% | 0% | 0% | 1 | 60% | 0% | 0% | 2 | 60% | 0% | 0% | 2 | 0% | 0% | 0% | 1 | 2% | 0% | 0% | 1
140 | Rossmoor | 0 | 0 | 0 | 0% | 0% | 1 |  |  |  |  | 0% | [5 empty] | 100% | 0% | 100% | 5 | 6% | 0% | 0% | 1 | 90% | 0% | 0% | 4 | 99% | 0% | 0% | 5 | 100% | 0% | 0% | 5 | 16% | 0% | 0% | 1 | 0% | 0% | 0% | 1 | 0% | 0% | 1 |  |  |  |  | 0% | [5 empty] | 77% | 0% | 77% | 5 | 35% | 0% | 0% | 1 | 66% | 0% | 0% | 2 | 76% | 0% | 0% | 3 | 81% | 0% | 0% | 3 | 34% | 0% | 0% | 1 | 3% | 0% | 0% | 1 | 0% | 0% | 1 |  |  |  |  | 0% | [5 empty] | 42% | 0% | 42% | 2 | 55% | 0% | 0% | 2 | 68% | 0% | 0% | 2 | 51% | 0% | 0% | 2 | 85% | 0% | 0% | 3 | 24% | 0% | 0% | 1 | 39% | 0% | 0% | 1 | 0% | 0% | 1 |  |  |  |  | 5% | [5 empty] | 59% | 0% | 59% | 3 | 41% | 0% | 0% | 1 | 58% | 0% | 0% | 2 | 58% | 0% | 0% | 2 | 77% | 0% | 0% | 3 | 18% | 0% | 0% | 1 | 25% | 0% | 0% | 1
141 | Salado | 0 | 0 | 0 | 0% | 0% | 1 |  |  |  |  | 0% | [5 empty] | 60% | 40% | 100% | 5 | 99% | 0% | 0% | 5 | 21% | 0% | 0% | 1 | 83% | 0% | 0% | 3 | 100% | 0% | 0% | 5 | 100% | 0% | 0% | 5 | 0% | 0% | 0% | 1 | 0% | 0% | 1 |  |  |  |  | 0% | [5 empty] | 34% | 66% | 100% | 5 | 98% | 0% | 0% | 5 | 21% | 0% | 0% | 1 | 51% | 0% | 0% | 2 | 98% | 0% | 0% | 5 | 100% | 0% | 0% | 5 | 0% | 0% | 0% | 1 | 0% | 0% | 1 |  |  |  |  | 0% | [5 empty] | 41% | 59% | 100% | 5 | 97% | 0% | 0% | 5 | 20% | 0% | 0% | 1 | 40% | 0% | 0% | 1 | 99% | 0% | 0% | 5 | 100% | 0% | 0% | 5 | 0% | 0% | 0% | 1 | 0% | 0% | 1 |  |  |  |  | 0% | [5 empty] | 68% | 30% | 98% | 5 | 96% | 0% | 0% | 5 | 55% | 0% | 0% | 2 | 62% | 0% | 0% | 2 | 99% | 0% | 0% | 5 | 85% | 0% | 0% | 3 | 1% | 0% | 0% | 1
142 | Lighthipe | 0 | 0 | 0 | 0% | 0% | 1 |  |  |  |  | 0% | [5 empty] | 0% | 0% | 0% | 1 | 0% | 0% | 0% | 1 | 6% | 0% | 0% | 1 | 26% | 0% | 0% | 1 | 26% | 0% | 0% | 1 | 0% | 0% | 0% | 1 | 0% | 0% | 0% | 1 | 0% | 0% | 1 |  |  |  |  | 0% | [5 empty] | 0% | 0% | 0% | 1 | 0% | 0% | 0% | 1 | 14% | 0% | 0% | 1 | 54% | 0% | 0% | 2 | 54% | 0% | 0% | 2 | 0% | 0% | 0% | 1 | 1% | 0% | 0% | 1 | 0% | 0% | 1 |  |  |  |  | 0% | [5 empty] | 0% | 0% | 0% | 1 | 0% | 0% | 0% | 1 | 20% | 0% | 0% | 1 | 57% | 0% | 0% | 2 | 57% | 0% | 0% | 2 | 0% | 0% | 0% | 1 | 1% | 0% | 0% | 1 | 0% | 0% | 1 |  |  |  |  | 0% | [5 empty] | 0% | 0% | 0% | 1 | 1% | 0% | 0% | 1 | 20% | 0% | 0% | 1 | 62% | 0% | 0% | 2 | 63% | 0% | 0% | 2 | 0% | 0% | 0% | 1 | 2% | 0% | 0% | 1
143 | Santee | 0 | 0 | 0 | 0% | 0% | 1 |  |  |  |  | 0% | [5 empty] | 0% | 0% | 0% | 1 | 0% | 0% | 0% | 1 | 0% | 0% | 0% | 1 | 0% | 0% | 0% | 1 | 0% | 0% | 0% | 1 | 0% | 0% | 0% | 1 | 0% | 0% | 0% | 1 | 0% | 0% | 1 |  |  |  |  | 0% | [5 empty] | 0% | 0% | 0% | 1 | 0% | 0% | 0% | 1 | 64% | 0% | 0% | 2 | 100% | 0% | 0% | 5 | 100% | 0% | 0% | 5 | 0% | 0% | 0% | 1 | 0% | 0% | 0% | 1 | 0% | 0% | 1 |  |  |  |  | 0% | [5 empty] | 0% | 0% | 0% | 1 | 3% | 0% | 0% | 1 | 21% | 0% | 0% | 1 | 56% | 0% | 0% | 2 | 57% | 0% | 0% | 2 | 0% | 0% | 0% | 1 | 5% | 0% | 0% | 1 | 0% | 0% | 1 |  |  |  |  | 0% | [5 empty] | 3% | 77% | 80% | 5 | 43% | 0% | 0% | 1 | 65% | 0% | 0% | 2 | 78% | 0% | 0% | 3 | 91% | 0% | 0% | 4 | 29% | 0% | 0% | 1 | 19% | 0% | 0% | 1
144 | Cholame | 0 | 0 | 0 | 0% | 0% | 1 |  |  |  |  | 0% | [5 empty] | 96% | 0% | 96% | 5 | 61% | 0% | 0% | 2 | 9% | 0% | 0% | 1 | 28% | 0% | 0% | 1 | 69% | 0% | 0% | 2 | 56% | 0% | 0% | 2 | 2% | 0% | 0% | 1 | 0% | 0% | 1 |  |  |  |  | 0% | [5 empty] | 94% | 0% | 94% | 5 | 70% | 0% | 0% | 3 | 5% | 0% | 0% | 1 | 21% | 0% | 0% | 1 | 75% | 0% | 0% | 3 | 66% | 0% | 0% | 2 | 1% | 0% | 0% | 1 | 0% | 0% | 1 |  |  |  |  | 0% | [5 empty] | 81% | 10% | 91% | 5 | 64% | 0% | 0% | 2 | 5% | 0% | 0% | 1 | 20% | 0% | 0% | 1 | 70% | 0% | 0% | 3 | 64% | 0% | 0% | 2 | 1% | 0% | 0% | 1 | 0% | 0% | 1 |  |  |  |  | 0% | [5 empty] | 73% | 18% | 91% | 5 | 63% | 0% | 0% | 2 | 11% | 0% | 0% | 1 | 29% | 0% | 0% | 1 | 71% | 0% | 0% | 3 | 58% | 0% | 0% | 2 | 1% | 0% | 0% | 1
145 | Grand Island | 0 | 0 | 0 | 0% | 0% | 1 |  |  |  |  | 42% | [5 empty] | 9% | 0% | 9% | 1 | 19% | 0% | 0% | 1 | 11% | 0% | 0% | 1 | 11% | 0% | 0% | 1 | 29% | 0% | 0% | 1 | 1% | 0% | 0% | 1 | 17% | 0% | 0% | 1 | 0% | 0% | 1 |  |  |  |  | 34% | [5 empty] | 37% | 0% | 37% | 2 | 10% | 0% | 0% | 1 | 26% | 0% | 0% | 1 | 30% | 0% | 0% | 1 | 40% | 0% | 0% | 1 | 3% | 0% | 0% | 1 | 21% | 0% | 0% | 1 | 0% | 0% | 1 |  |  |  |  | 31% | [5 empty] | 37% | 0% | 37% | 2 | 12% | 0% | 0% | 1 | 32% | 0% | 0% | 1 | 32% | 0% | 0% | 1 | 44% | 0% | 0% | 1 | 4% | 0% | 0% | 1 | 24% | 0% | 0% | 1 | 0% | 0% | 1 |  |  |  |  | 27% | [5 empty] | 39% | 0% | 39% | 2 | 20% | 0% | 0% | 1 | 36% | 0% | 0% | 1 | 34% | 0% | 0% | 1 | 50% | 0% | 0% | 2 | 7% | 0% | 0% | 1 | 26% | 0% | 0% | 1
146 | Long Beach | 0 | 0 | 0 | 0% | 0% | 1 |  |  |  |  | 0% | [5 empty] | 0% | 0% | 0% | 1 | 0% | 0% | 0% | 1 | 12% | 0% | 0% | 1 | 53% | 0% | 0% | 2 | 53% | 0% | 0% | 2 | 0% | 0% | 0% | 1 | 1% | 0% | 0% | 1 | 0% | 0% | 1 |  |  |  |  | 0% | [5 empty] | 0% | 0% | 0% | 1 | 0% | 0% | 0% | 1 | 14% | 0% | 0% | 1 | 54% | 0% | 0% | 2 | 54% | 0% | 0% | 2 | 0% | 0% | 0% | 1 | 1% | 0% | 0% | 1 | 0% | 0% | 1 |  |  |  |  | 0% | [5 empty] | 0% | 0% | 0% | 1 | 0% | 0% | 0% | 1 | 22% | 0% | 0% | 1 | 60% | 0% | 0% | 2 | 60% | 0% | 0% | 2 | 0% | 0% | 0% | 1 | 2% | 0% | 0% | 1 | 0% | 0% | 1 |  |  |  |  | 0% | [5 empty] | 0% | 0% | 0% | 1 | 1% | 0% | 0% | 1 | 21% | 0% | 0% | 1 | 62% | 0% | 0% | 2 | 63% | 0% | 0% | 2 | 0% | 0% | 0% | 1 | 2% | 0% | 0% | 1
147 | Coyote | 0 | 0 | 0 | 0% | 0% | 1 |  |  |  |  | 0% | [5 empty] | 99% | 1% | 100% | 5 | 83% | 0% | 0% | 3 | 21% | 0% | 0% | 1 | 21% | 0% | 0% | 1 | 100% | 0% | 0% | 5 | 43% | 0% | 0% | 1 | 1% | 0% | 0% | 1 | 0% | 0% | 1 |  |  |  |  | 0% | [5 empty] | 79% | 21% | 100% | 5 | 72% | 0% | 0% | 3 | 40% | 0% | 0% | 1 | 41% | 0% | 0% | 1 | 81% | 0% | 0% | 3 | 94% | 0% | 0% | 4 | 1% | 0% | 0% | 1 | 0% | 0% | 1 |  |  |  |  | 0% | [5 empty] | 72% | 26% | 98% | 5 | 86% | 0% | 0% | 3 | 34% | 0% | 0% | 1 | 34% | 0% | 0% | 1 | 90% | 0% | 0% | 4 | 96% | 0% | 0% | 5 | 1% | 0% | 0% | 1 | 0% | 0% | 1 |  |  |  |  | 0% | [5 empty] | 42% | 55% | 97% | 5 | 91% | 0% | 0% | 4 | 34% | 0% | 0% | 1 | 45% | 0% | 0% | 1 | 96% | 0% | 0% | 5 | 93% | 0% | 0% | 4 | 2% | 0% | 0% | 1
148 | New Sub - Los Banos - Midway (Proposed) | 0 | 0 | 0 | 0% | 0% | 1 |  |  |  |  | 0% | [5 empty] | 0% | 0% | 0% | 1 | 0% | 0% | 0% | 1 | 0% | 0% | 0% | 1 | 0% | 0% | 0% | 1 | 0% | 0% | 0% | 1 | 0% | 0% | 0% | 1 | 0% | 0% | 0% | 1 | 0% | 0% | 1 |  |  |  |  | 0% | [5 empty] | 81% | 0% | 81% | 5 | 100% | 0% | 0% | 5 | 0% | 0% | 0% | 1 | 0% | 0% | 0% | 1 | 100% | 0% | 0% | 5 | 11% | 0% | 0% | 1 | 0% | 0% | 0% | 1 | 0% | 0% | 1 |  |  |  |  | 0% | [5 empty] | 65% | 29% | 94% | 5 | 100% | 0% | 0% | 5 | 0% | 0% | 0% | 1 | 10% | 0% | 0% | 1 | 100% | 0% | 0% | 5 | 73% | 0% | 0% | 3 | 0% | 0% | 0% | 1 | 0% | 0% | 1 |  |  |  |  | 0% | [5 empty] | 65% | 29% | 94% | 5 | 100% | 0% | 0% | 5 | 0% | 0% | 0% | 1 | 10% | 0% | 0% | 1 | 100% | 0% | 0% | 5 | 73% | 0% | 0% | 3 | 0% | 0% | 0% | 1
149 | Vista (SCE) | 0 | 0 | 0 | 0% | 0% | 1 |  |  |  |  | 0% | [5 empty] | 0% | 0% | 0% | 1 | 0% | 0% | 0% | 1 | 0% | 0% | 0% | 1 | 0% | 0% | 0% | 1 | 0% | 0% | 0% | 1 | 0% | 0% | 0% | 1 | 0% | 0% | 0% | 1 | 0% | 0% | 1 |  |  |  |  | 0% | [5 empty] | 0% | 100% | 100% | 5 | 100% | 0% | 0% | 5 | 26% | 0% | 0% | 1 | 88% | 0% | 0% | 3 | 100% | 0% | 0% | 5 | 37% | 0% | 0% | 1 | 0% | 0% | 0% | 1 | 0% | 0% | 1 |  |  |  |  | 0% | [5 empty] | 30% | 68% | 98% | 5 | 96% | 0% | 0% | 5 | 21% | 0% | 0% | 1 | 32% | 0% | 0% | 1 | 97% | 0% | 0% | 5 | 65% | 0% | 0% | 2 | 1% | 0% | 0% | 1 | 0% | 0% | 1 |  |  |  |  | 0% | [5 empty] | 30% | 39% | 69% | 5 | 51% | 0% | 0% | 2 | 40% | 0% | 0% | 1 | 53% | 0% | 0% | 2 | 86% | 0% | 0% | 3 | 45% | 0% | 0% | 1 | 0% | 0% | 0% | 1
150 | Fairway | 0 | 0 | 0 | 0% | 0% | 1 |  |  |  |  | 0% | [5 empty] | 98% | 0% | 98% | 5 | 2% | 0% | 0% | 1 | 0% | 0% | 0% | 1 | 0% | 0% | 0% | 1 | 2% | 0% | 0% | 1 | 98% | 0% | 0% | 5 | 0% | 0% | 0% | 1 | 0% | 0% | 1 |  |  |  |  | 0% | [5 empty] | 57% | 9% | 66% | 3 | 9% | 0% | 0% | 1 | 0% | 0% | 0% | 1 | 15% | 0% | 0% | 1 | 17% | 0% | 0% | 1 | 73% | 0% | 0% | 3 | 10% | 0% | 0% | 1 | 0% | 0% | 1 |  |  |  |  | 0% | [5 empty] | 19% | 72% | 91% | 5 | 10% | 0% | 0% | 1 | 0% | 0% | 0% | 1 | 15% | 0% | 0% | 1 | 22% | 0% | 0% | 1 | 83% | 0% | 0% | 3 | 3% | 0% | 0% | 1 | 0% | 0% | 1 |  |  |  |  | 0% | [5 empty] | 60% | 26% | 86% | 5 | 47% | 0% | 0% | 1 | 2% | 0% | 0% | 1 | 12% | 0% | 0% | 1 | 56% | 0% | 0% | 2 | 75% | 0% | 0% | 3 | 5% | 0% | 0% | 1
151 | Pisgah | 0 | 0 | 0 | 0% | 0% | 1 |  |  |  |  | 0% | [5 empty] | 0% | 0% | 0% | 1 | 54% | 0% | 0% | 2 | 72% | 0% | 0% | 3 | 81% | 0% | 0% | 3 | 86% | 0% | 0% | 3 | 54% | 0% | 0% | 2 | 1% | 0% | 0% | 1 | 0% | 0% | 1 |  |  |  |  | 0% | [5 empty] | 0% | 0% | 0% | 1 | 26% | 0% | 0% | 1 | 23% | 0% | 0% | 1 | 26% | 0% | 0% | 1 | 36% | 0% | 0% | 1 | 66% | 0% | 0% | 2 | 1% | 0% | 0% | 1 | 0% | 0% | 1 |  |  |  |  | 1% | [5 empty] | 0% | 0% | 0% | 1 | 25% | 0% | 0% | 1 | 15% | 0% | 0% | 1 | 14% | 0% | 0% | 1 | 30% | 0% | 0% | 1 | 57% | 0% | 0% | 2 | 1% | 0% | 0% | 1 | 0% | 0% | 1 |  |  |  |  | 0% | [5 empty] | 0% | 0% | 0% | 1 | 34% | 0% | 0% | 1 | 14% | 0% | 0% | 1 | 14% | 0% | 0% | 1 | 39% | 0% | 0% | 1 | 70% | 0% | 0% | 3 | 1% | 0% | 0% | 1
152 | Sloan Canyon | 0 | 0 | 0 | 0% | 0% | 1 |  |  |  |  | 0% | [5 empty] | 0% | 0% | 0% | 1 | 0% | 0% | 0% | 1 | 0% | 0% | 0% | 1 | 0% | 0% | 0% | 1 | 0% | 0% | 0% | 1 | 0% | 0% | 0% | 1 | 0% | 0% | 0% | 1 | 0% | 0% | 1 |  |  |  |  | 0% | [5 empty] | 0% | 0% | 0% | 1 | 0% | 0% | 0% | 1 | 0% | 0% | 0% | 1 | 0% | 0% | 0% | 1 | 0% | 0% | 0% | 1 | 0% | 0% | 0% | 1 | 0% | 0% | 0% | 1 | 0% | 0% | 1 |  |  |  |  | 0% | [5 empty] | 0% | 0% | 0% | 1 | 0% | 0% | 0% | 1 | 0% | 0% | 0% | 1 | 0% | 0% | 0% | 1 | 0% | 0% | 0% | 1 | 0% | 0% | 0% | 1 | 0% | 0% | 0% | 1 | 0% | 0% | 1 |  |  |  |  | 0% | [5 empty] | 0% | 0% | 0% | 1 | 3% | 0% | 0% | 1 | 2% | 0% | 0% | 1 | 0% | 0% | 0% | 1 | 3% | 0% | 0% | 1 | 0% | 0% | 0% | 1 | 0% | 0% | 0% | 1
153 | Templeton | 0 | 0 | 10 | 0% | 0% | 1 |  |  |  |  | 0% | [5 empty] | 98% | 2% | 100% | 5 | 75% | 0% | 0% | 3 | 34% | 0% | 0% | 1 | 34% | 0% | 0% | 1 | 75% | 0% | 0% | 3 | 51% | 0% | 0% | 2 | 3% | 0% | 0% | 1 | 0% | 0% | 1 |  |  |  |  | 0% | [5 empty] | 92% | 7% | 99% | 5 | 75% | 0% | 0% | 3 | 22% | 0% | 0% | 1 | 32% | 0% | 0% | 1 | 77% | 0% | 0% | 3 | 68% | 0% | 0% | 2 | 2% | 0% | 0% | 1 | 0% | 0% | 1 |  |  |  |  | 0% | [5 empty] | 74% | 23% | 97% | 5 | 60% | 0% | 0% | 2 | 14% | 0% | 0% | 1 | 29% | 0% | 0% | 1 | 67% | 0% | 0% | 2 | 64% | 0% | 0% | 2 | 1% | 0% | 0% | 1 | 0% | 0% | 1 |  |  |  |  | 0% | [5 empty] | 78% | 15% | 93% | 5 | 55% | 0% | 0% | 2 | 10% | 0% | 0% | 1 | 30% | 0% | 0% | 1 | 69% | 0% | 0% | 2 | 62% | 0% | 0% | 2 | 1% | 0% | 0% | 1
154 | Palomar Energy | 0 | 0 | 0 | 0% | 0% | 1 |  |  |  |  | 0% | [5 empty] | 0% | 0% | 0% | 1 | 25% | 0% | 0% | 1 | 70% | 0% | 0% | 3 | 74% | 0% | 0% | 3 | 74% | 0% | 0% | 3 | 0% | 0% | 0% | 1 | 3% | 0% | 0% | 1 | 0% | 0% | 1 |  |  |  |  | 0% | [5 empty] | 0% | 0% | 0% | 1 | 16% | 0% | 0% | 1 | 79% | 0% | 0% | 3 | 81% | 0% | 0% | 3 | 81% | 0% | 0% | 3 | 0% | 0% | 0% | 1 | 15% | 0% | 0% | 1 | 0% | 0% | 1 |  |  |  |  | 0% | [5 empty] | 1% | 0% | 1% | 1 | 15% | 0% | 0% | 1 | 75% | 0% | 0% | 3 | 78% | 0% | 0% | 3 | 78% | 0% | 0% | 3 | 0% | 0% | 0% | 1 | 14% | 0% | 0% | 1 | 0% | 0% | 1 |  |  |  |  | 0% | [5 empty] | 1% | 0% | 1% | 1 | 6% | 0% | 0% | 1 | 44% | 0% | 0% | 1 | 57% | 0% | 0% | 2 | 57% | 0% | 0% | 2 | 0% | 0% | 0% | 1 | 6% | 0% | 0% | 1
155 | Sisquoc | 0 | 0 | 0 | 0% | 0% | 1 |  |  |  |  | 0% | [5 empty] | 79% | 3% | 82% | 5 | 0% | 0% | 0% | 1 | 0% | 0% | 0% | 1 | 0% | 0% | 0% | 1 | 0% | 0% | 0% | 1 | 97% | 0% | 0% | 5 | 0% | 0% | 0% | 1 | 0% | 0% | 1 |  |  |  |  | 0% | [5 empty] | 32% | 66% | 98% | 5 | 13% | 0% | 0% | 1 | 0% | 0% | 0% | 1 | 21% | 0% | 0% | 1 | 34% | 0% | 0% | 1 | 85% | 0% | 0% | 3 | 1% | 0% | 0% | 1 | 0% | 0% | 1 |  |  |  |  | 0% | [5 empty] | 11% | 81% | 92% | 5 | 7% | 0% | 0% | 1 | 1% | 0% | 0% | 1 | 12% | 0% | 0% | 1 | 17% | 0% | 0% | 1 | 84% | 0% | 0% | 3 | 3% | 0% | 0% | 1 | 0% | 0% | 1 |  |  |  |  | 0% | [5 empty] | 68% | 21% | 89% | 5 | 62% | 0% | 0% | 2 | 2% | 0% | 0% | 1 | 7% | 0% | 0% | 1 | 68% | 0% | 0% | 2 | 61% | 0% | 0% | 2 | 5% | 0% | 0% | 1
156 | Alberhill | 0 | 0 | 0 | 0% | 0% | 1 |  |  |  |  | 0% | [5 empty] | 0% | 0% | 0% | 1 | 0% | 0% | 0% | 1 | 0% | 0% | 0% | 1 | 0% | 0% | 0% | 1 | 0% | 0% | 0% | 1 | 0% | 0% | 0% | 1 | 0% | 0% | 0% | 1 | 0% | 0% | 1 |  |  |  |  | 0% | [5 empty] | 0% | 0% | 0% | 1 | 0% | 0% | 0% | 1 | 0% | 0% | 0% | 1 | 0% | 0% | 0% | 1 | 0% | 0% | 0% | 1 | 0% | 0% | 0% | 1 | 0% | 0% | 0% | 1 | 0% | 0% | 1 |  |  |  |  | 0% | [5 empty] | 0% | 0% | 0% | 1 | 0% | 0% | 0% | 1 | 0% | 0% | 0% | 1 | 0% | 0% | 0% | 1 | 0% | 0% | 0% | 1 | 0% | 0% | 0% | 1 | 0% | 0% | 0% | 1 | 0% | 0% | 1 |  |  |  |  | 0% | [5 empty] | 1% | 0% | 1% | 1 | 4% | 0% | 0% | 1 | 26% | 0% | 0% | 1 | 66% | 0% | 0% | 2 | 70% | 0% | 0% | 3 | 0% | 0% | 0% | 1 | 3% | 0% | 0% | 1
157 | Sanger | 0 | 0 | 0 | 0% | 0% | 1 |  |  |  |  | 0% | [5 empty] | 0% | 0% | 0% | 1 | 0% | 0% | 0% | 1 | 0% | 0% | 0% | 1 | 0% | 0% | 0% | 1 | 0% | 0% | 0% | 1 | 0% | 0% | 0% | 1 | 0% | 0% | 0% | 1 | 0% | 0% | 1 |  |  |  |  | 0% | [5 empty] | 0% | 0% | 0% | 1 | 0% | 0% | 0% | 1 | 0% | 0% | 0% | 1 | 0% | 0% | 0% | 1 | 0% | 0% | 0% | 1 | 0% | 0% | 0% | 1 | 0% | 0% | 0% | 1 | 0% | 0% | 1 |  |  |  |  | 0% | [5 empty] | 0% | 0% | 0% | 1 | 0% | 0% | 0% | 1 | 0% | 0% | 0% | 1 | 0% | 0% | 0% | 1 | 0% | 0% | 0% | 1 | 0% | 0% | 0% | 1 | 0% | 0% | 0% | 1 | 0% | 0% | 1 |  |  |  |  | 0% | [5 empty] | 0% | 0% | 0% | 1 | 0% | 0% | 0% | 1 | 0% | 0% | 0% | 1 | 0% | 0% | 0% | 1 | 0% | 0% | 0% | 1 | 0% | 0% | 0% | 1 | 0% | 0% | 0% | 1
158 | Lammers | 0 | 0 | 0 | 0% | 0% | 1 |  |  |  |  | 4% | [5 empty] | 87% | 3% | 90% | 5 | 90% | 0% | 0% | 4 | 89% | 0% | 0% | 3 | 97% | 0% | 0% | 5 | 100% | 0% | 0% | 5 | 42% | 0% | 0% | 1 | 3% | 0% | 0% | 1 | 0% | 0% | 1 |  |  |  |  | 3% | [5 empty] | 85% | 6% | 91% | 5 | 91% | 0% | 0% | 4 | 83% | 0% | 0% | 3 | 92% | 0% | 0% | 4 | 100% | 0% | 0% | 5 | 46% | 0% | 0% | 1 | 3% | 0% | 0% | 1 | 0% | 0% | 1 |  |  |  |  | 3% | [5 empty] | 80% | 13% | 93% | 5 | 91% | 0% | 0% | 4 | 76% | 0% | 0% | 3 | 87% | 0% | 0% | 3 | 100% | 0% | 0% | 5 | 51% | 0% | 0% | 2 | 3% | 0% | 0% | 1 | 0% | 0% | 1 |  |  |  |  | 5% | [5 empty] | 62% | 11% | 73% | 3 | 68% | 0% | 0% | 2 | 75% | 0% | 0% | 3 | 82% | 0% | 0% | 3 | 94% | 0% | 0% | 4 | 43% | 0% | 0% | 1 | 6% | 0% | 0% | 1
159 | Chevmain | 0 | 0 | 0 | 0% | 0% | 1 |  |  |  |  | 0% | [5 empty] | 0% | 0% | 0% | 1 | 0% | 0% | 0% | 1 | 76% | 0% | 0% | 3 | 80% | 0% | 0% | 3 | 80% | 0% | 0% | 3 | 0% | 0% | 0% | 1 | 0% | 0% | 0% | 1 | 0% | 0% | 1 |  |  |  |  | 0% | [5 empty] | 0% | 0% | 0% | 1 | 0% | 0% | 0% | 1 | 13% | 0% | 0% | 1 | 67% | 0% | 0% | 2 | 67% | 0% | 0% | 2 | 0% | 0% | 0% | 1 | 0% | 0% | 0% | 1 | 0% | 0% | 1 |  |  |  |  | 0% | [5 empty] | 0% | 0% | 0% | 1 | 0% | 0% | 0% | 1 | 11% | 0% | 0% | 1 | 50% | 0% | 0% | 2 | 51% | 0% | 0% | 2 | 0% | 0% | 0% | 1 | 0% | 0% | 0% | 1 | 0% | 0% | 1 |  |  |  |  | 0% | [5 empty] | 7% | 0% | 7% | 1 | 3% | 0% | 0% | 1 | 17% | 0% | 0% | 1 | 51% | 0% | 0% | 2 | 54% | 0% | 0% | 2 | 2% | 0% | 0% | 1 | 1% | 0% | 0% | 1
160 | Telegraph Canyon | 0 | 0 | 0 | 0% | 0% | 1 |  |  |  |  | 0% | [5 empty] | 0% | 0% | 0% | 1 | 12% | 0% | 0% | 1 | 46% | 0% | 0% | 1 | 84% | 0% | 0% | 3 | 84% | 0% | 0% | 3 | 0% | 0% | 0% | 1 | 11% | 0% | 0% | 1 | 0% | 0% | 1 |  |  |  |  | 0% | [5 empty] | 0% | 0% | 0% | 1 | 8% | 0% | 0% | 1 | 37% | 0% | 0% | 1 | 67% | 0% | 0% | 2 | 68% | 0% | 0% | 2 | 0% | 0% | 0% | 1 | 8% | 0% | 0% | 1 | 0% | 0% | 1 |  |  |  |  | 0% | [5 empty] | 0% | 0% | 0% | 1 | 7% | 0% | 0% | 1 | 38% | 0% | 0% | 1 | 70% | 0% | 0% | 3 | 70% | 0% | 0% | 3 | 4% | 0% | 0% | 1 | 8% | 0% | 0% | 1 | 0% | 0% | 1 |  |  |  |  | 0% | [5 empty] | 0% | 0% | 0% | 1 | 7% | 0% | 0% | 1 | 32% | 0% | 0% | 1 | 63% | 0% | 0% | 2 | 65% | 0% | 0% | 2 | 3% | 0% | 0% | 1 | 7% | 0% | 0% | 1
161 | Grant | 0 | 0 | 0 | 0% | 0% | 1 |  |  |  |  | 0% | [5 empty] | 3% | 0% | 3% | 1 | 3% | 0% | 0% | 1 | 27% | 0% | 0% | 1 | 31% | 0% | 0% | 1 | 34% | 0% | 0% | 1 | 3% | 0% | 0% | 1 | 14% | 0% | 0% | 1 | 0% | 0% | 1 |  |  |  |  | 0% | [5 empty] | 7% | 0% | 7% | 1 | 7% | 0% | 0% | 1 | 13% | 0% | 0% | 1 | 26% | 0% | 0% | 1 | 33% | 0% | 0% | 1 | 7% | 0% | 0% | 1 | 15% | 0% | 0% | 1 | 0% | 0% | 1 |  |  |  |  | 0% | [5 empty] | 8% | 0% | 8% | 1 | 20% | 0% | 0% | 1 | 24% | 0% | 0% | 1 | 35% | 0% | 0% | 1 | 43% | 0% | 0% | 1 | 13% | 0% | 0% | 1 | 11% | 0% | 0% | 1 | 0% | 0% | 1 |  |  |  |  | 0% | [5 empty] | 70% | 1% | 71% | 3 | 50% | 0% | 0% | 2 | 58% | 0% | 0% | 2 | 73% | 0% | 0% | 3 | 85% | 0% | 0% | 3 | 32% | 0% | 0% | 1 | 6% | 0% | 0% | 1
162 | East Marysville | 0 | 0 | 0 | 0% | 0% | 1 |  |  |  |  | 0% | [5 empty] | 0% | 0% | 0% | 1 | 0% | 0% | 0% | 1 | 0% | 0% | 0% | 1 | 0% | 0% | 0% | 1 | 0% | 0% | 0% | 1 | 0% | 0% | 0% | 1 | 0% | 0% | 0% | 1 | 0% | 0% | 1 |  |  |  |  | 0% | [5 empty] | 100% | 0% | 100% | 5 | 96% | 0% | 0% | 5 | 74% | 0% | 0% | 3 | 74% | 0% | 0% | 3 | 97% | 0% | 0% | 5 | 99% | 0% | 0% | 5 | 0% | 0% | 0% | 1 | 0% | 0% | 1 |  |  |  |  | 0% | [5 empty] | 100% | 0% | 100% | 5 | 97% | 0% | 0% | 5 | 65% | 0% | 0% | 2 | 65% | 0% | 0% | 2 | 98% | 0% | 0% | 5 | 82% | 0% | 0% | 3 | 0% | 0% | 0% | 1 | 0% | 0% | 1 |  |  |  |  | 0% | [5 empty] | 100% | 0% | 100% | 5 | 97% | 0% | 0% | 5 | 65% | 0% | 0% | 2 | 65% | 0% | 0% | 2 | 98% | 0% | 0% | 5 | 82% | 0% | 0% | 3 | 0% | 0% | 0% | 1
163 | Caribou 2 | 0 | 0 | 0 | 0% | 0% | 1 |  |  |  |  | 0% | [5 empty] | 100% | 0% | 100% | 5 | 0% | 0% | 0% | 1 | 83% | 0% | 0% | 3 | 68% | 0% | 0% | 2 | 100% | 0% | 0% | 5 | 100% | 0% | 0% | 5 | 8% | 0% | 0% | 1 | 0% | 0% | 1 |  |  |  |  | 0% | [5 empty] | 43% | 8% | 51% | 3 | 41% | 0% | 0% | 1 | 72% | 0% | 0% | 3 | 63% | 0% | 0% | 2 | 89% | 0% | 0% | 3 | 87% | 0% | 0% | 3 | 4% | 0% | 0% | 1 | 0% | 0% | 1 |  |  |  |  | 0% | [5 empty] | 35% | 15% | 50% | 3 | 44% | 0% | 0% | 1 | 67% | 0% | 0% | 2 | 64% | 0% | 0% | 2 | 85% | 0% | 0% | 3 | 81% | 0% | 0% | 3 | 3% | 0% | 0% | 1 | 0% | 0% | 1 |  |  |  |  | 0% | [5 empty] | 53% | 10% | 63% | 3 | 34% | 0% | 0% | 1 | 47% | 0% | 0% | 1 | 50% | 0% | 0% | 2 | 72% | 0% | 0% | 3 | 75% | 0% | 0% | 3 | 3% | 0% | 0% | 1
164 | Dixon Landing | 0 | 0 | 0 | 0% | 0% | 1 |  |  |  |  | 0% | [5 empty] | 44% | 0% | 44% | 2 | 44% | 0% | 0% | 1 | 44% | 0% | 0% | 1 | 52% | 0% | 0% | 2 | 52% | 0% | 0% | 2 | 44% | 0% | 0% | 1 | 55% | 0% | 0% | 2 | 0% | 0% | 1 |  |  |  |  | 0% | [5 empty] | 82% | 13% | 95% | 5 | 94% | 0% | 0% | 4 | 57% | 0% | 0% | 2 | 59% | 0% | 0% | 2 | 96% | 0% | 0% | 5 | 94% | 0% | 0% | 4 | 6% | 0% | 0% | 1 | 0% | 0% | 1 |  |  |  |  | 0% | [5 empty] | 84% | 11% | 95% | 5 | 82% | 0% | 0% | 3 | 41% | 0% | 0% | 1 | 41% | 0% | 0% | 1 | 88% | 0% | 0% | 3 | 87% | 0% | 0% | 3 | 4% | 0% | 0% | 1 | 0% | 0% | 1 |  |  |  |  | 2% | [5 empty] | 81% | 11% | 92% | 5 | 88% | 0% | 0% | 3 | 77% | 0% | 0% | 3 | 85% | 0% | 0% | 3 | 98% | 0% | 0% | 5 | 51% | 0% | 0% | 2 | 3% | 0% | 0% | 1
165 | New Sub - Gates - Templeton (Proposed) | 0 | 0 | 0 | 0% | 0% | 1 |  |  |  |  | 0% | [5 empty] | 100% | 0% | 100% | 5 | 100% | 0% | 0% | 5 | 0% | 0% | 0% | 1 | 0% | 0% | 0% | 1 | 100% | 0% | 0% | 5 | 100% | 0% | 0% | 5 | 0% | 0% | 0% | 1 | 0% | 0% | 1 |  |  |  |  | 0% | [5 empty] | 94% | 3% | 97% | 5 | 69% | 0% | 0% | 2 | 0% | 0% | 0% | 1 | 5% | 0% | 0% | 1 | 72% | 0% | 0% | 3 | 91% | 0% | 0% | 4 | 0% | 0% | 0% | 1 | 0% | 0% | 1 |  |  |  |  | 0% | [5 empty] | 96% | 3% | 99% | 5 | 75% | 0% | 0% | 3 | 8% | 0% | 0% | 1 | 33% | 0% | 0% | 1 | 77% | 0% | 0% | 3 | 79% | 0% | 0% | 3 | 0% | 0% | 0% | 1 | 0% | 0% | 1 |  |  |  |  | 0% | [5 empty] | 94% | 3% | 97% | 5 | 65% | 0% | 0% | 2 | 6% | 0% | 0% | 1 | 25% | 0% | 0% | 1 | 71% | 0% | 0% | 3 | 64% | 0% | 0% | 2 | 1% | 0% | 0% | 1
166 | Westley | 0 | 0 | 0 | 0% | 0% | 1 |  |  |  |  | 0% | [5 empty] | 46% | 54% | 100% | 5 | 100% | 0% | 0% | 5 | 14% | 0% | 0% | 1 | 56% | 0% | 0% | 2 | 100% | 0% | 0% | 5 | 100% | 0% | 0% | 5 | 0% | 0% | 0% | 1 | 0% | 0% | 1 |  |  |  |  | 0% | [5 empty] | 39% | 61% | 100% | 5 | 99% | 0% | 0% | 5 | 21% | 0% | 0% | 1 | 46% | 0% | 0% | 1 | 99% | 0% | 0% | 5 | 100% | 0% | 0% | 5 | 0% | 0% | 0% | 1 | 0% | 0% | 1 |  |  |  |  | 0% | [5 empty] | 53% | 47% | 100% | 5 | 99% | 0% | 0% | 5 | 47% | 0% | 0% | 1 | 61% | 0% | 0% | 2 | 99% | 0% | 0% | 5 | 97% | 0% | 0% | 5 | 0% | 0% | 0% | 1 | 0% | 0% | 1 |  |  |  |  | 3% | [5 empty] | 77% | 17% | 94% | 5 | 91% | 0% | 0% | 4 | 70% | 0% | 0% | 3 | 80% | 0% | 0% | 3 | 99% | 0% | 0% | 5 | 58% | 0% | 0% | 2 | 2% | 0% | 0% | 1
167 | Antelope | 0 | 0 | 10 | 0% | 0% | 1 |  |  |  |  | 1% | [5 empty] | 20% | 19% | 39% | 3 | 2% | 0% | 0% | 1 | 38% | 0% | 0% | 1 | 38% | 0% | 0% | 1 | 44% | 0% | 0% | 1 | 28% | 0% | 0% | 1 | 2% | 0% | 0% | 1 | 0% | 0% | 1 |  |  |  |  | 1% | [5 empty] | 19% | 13% | 32% | 3 | 11% | 0% | 0% | 1 | 31% | 0% | 0% | 1 | 24% | 0% | 0% | 1 | 44% | 0% | 0% | 1 | 24% | 0% | 0% | 1 | 2% | 0% | 0% | 1 | 0% | 0% | 1 |  |  |  |  | 1% | [5 empty] | 15% | 11% | 26% | 3 | 15% | 0% | 0% | 1 | 35% | 0% | 0% | 1 | 24% | 0% | 0% | 1 | 50% | 0% | 0% | 2 | 24% | 0% | 0% | 1 | 1% | 0% | 0% | 1 | 0% | 0% | 1 |  |  |  |  | 1% | [5 empty] | 23% | 14% | 37% | 3 | 31% | 0% | 0% | 1 | 37% | 0% | 0% | 1 | 27% | 0% | 0% | 1 | 62% | 0% | 0% | 2 | 34% | 0% | 0% | 1 | 1% | 0% | 0% | 1
168 | Atwater | 0 | 0 | 0 | 0% | 0% | 1 |  |  |  |  | 0% | [5 empty] | 0% | 0% | 0% | 1 | 0% | 0% | 0% | 1 | 0% | 0% | 0% | 1 | 0% | 0% | 0% | 1 | 0% | 0% | 0% | 1 | 0% | 0% | 0% | 1 | 0% | 0% | 0% | 1 | 0% | 0% | 1 |  |  |  |  | 0% | [5 empty] | 0% | 0% | 0% | 1 | 0% | 0% | 0% | 1 | 0% | 0% | 0% | 1 | 0% | 0% | 0% | 1 | 0% | 0% | 0% | 1 | 0% | 0% | 0% | 1 | 0% | 0% | 0% | 1 | 0% | 0% | 1 |  |  |  |  | 0% | [5 empty] | 0% | 0% | 0% | 1 | 0% | 0% | 0% | 1 | 0% | 0% | 0% | 1 | 0% | 0% | 0% | 1 | 0% | 0% | 0% | 1 | 0% | 0% | 0% | 1 | 0% | 0% | 0% | 1 | 0% | 0% | 1 |  |  |  |  | 0% | [5 empty] | 100% | 0% | 100% | 5 | 100% | 0% | 0% | 5 | 0% | 0% | 0% | 1 | 0% | 0% | 0% | 1 | 100% | 0% | 0% | 5 | 0% | 0% | 0% | 1 | 0% | 0% | 0% | 1
169 | Pine Flat | 0 | 0 | 0 | 0% | 0% | 1 |  |  |  |  | 0% | [5 empty] | 0% | 0% | 0% | 1 | 0% | 0% | 0% | 1 | 0% | 0% | 0% | 1 | 0% | 0% | 0% | 1 | 0% | 0% | 0% | 1 | 0% | 0% | 0% | 1 | 0% | 0% | 0% | 1 | 0% | 0% | 1 |  |  |  |  | 0% | [5 empty] | 0% | 0% | 0% | 1 | 0% | 0% | 0% | 1 | 0% | 0% | 0% | 1 | 0% | 0% | 0% | 1 | 0% | 0% | 0% | 1 | 0% | 0% | 0% | 1 | 0% | 0% | 0% | 1 | 0% | 0% | 1 |  |  |  |  | 0% | [5 empty] | 0% | 0% | 0% | 1 | 0% | 0% | 0% | 1 | 0% | 0% | 0% | 1 | 0% | 0% | 0% | 1 | 0% | 0% | 0% | 1 | 0% | 0% | 0% | 1 | 0% | 0% | 0% | 1 | 0% | 0% | 1 |  |  |  |  | 0% | [5 empty] | 0% | 0% | 0% | 1 | 0% | 0% | 0% | 1 | 0% | 0% | 0% | 1 | 0% | 0% | 0% | 1 | 0% | 0% | 0% | 1 | 0% | 0% | 0% | 1 | 0% | 0% | 0% | 1
170 | Murray | 0 | 0 | 0 | 0% | 0% | 1 |  |  |  |  | 0% | [5 empty] | 0% | 0% | 0% | 1 | 0% | 0% | 0% | 1 | 9% | 0% | 0% | 1 | 93% | 0% | 0% | 4 | 93% | 0% | 0% | 4 | 0% | 0% | 0% | 1 | 0% | 0% | 0% | 1 | 0% | 0% | 1 |  |  |  |  | 0% | [5 empty] | 0% | 0% | 0% | 1 | 3% | 0% | 0% | 1 | 20% | 0% | 0% | 1 | 57% | 0% | 0% | 2 | 59% | 0% | 0% | 2 | 0% | 0% | 0% | 1 | 5% | 0% | 0% | 1 | 0% | 0% | 1 |  |  |  |  | 0% | [5 empty] | 0% | 0% | 0% | 1 | 7% | 0% | 0% | 1 | 35% | 0% | 0% | 1 | 65% | 0% | 0% | 2 | 66% | 0% | 0% | 2 | 0% | 0% | 0% | 1 | 7% | 0% | 0% | 1 | 0% | 0% | 1 |  |  |  |  | 0% | [5 empty] | 1% | 23% | 24% | 4 | 30% | 0% | 0% | 1 | 46% | 0% | 0% | 1 | 76% | 0% | 0% | 3 | 76% | 0% | 0% | 3 | 6% | 0% | 0% | 1 | 9% | 0% | 0% | 1
171 | Lathrop | 0 | 0 | 0 | 0% | 0% | 1 |  |  |  |  | 0% | [5 empty] | 0% | 0% | 0% | 1 | 0% | 0% | 0% | 1 | 0% | 0% | 0% | 1 | 0% | 0% | 0% | 1 | 0% | 0% | 0% | 1 | 0% | 0% | 0% | 1 | 0% | 0% | 0% | 1 | 0% | 0% | 1 |  |  |  |  | 0% | [5 empty] | 0% | 0% | 0% | 1 | 0% | 0% | 0% | 1 | 0% | 0% | 0% | 1 | 0% | 0% | 0% | 1 | 0% | 0% | 0% | 1 | 0% | 0% | 0% | 1 | 0% | 0% | 0% | 1 | 0% | 0% | 1 |  |  |  |  | 0% | [5 empty] | 0% | 0% | 0% | 1 | 0% | 0% | 0% | 1 | 0% | 0% | 0% | 1 | 0% | 0% | 0% | 1 | 0% | 0% | 0% | 1 | 2% | 0% | 0% | 1 | 0% | 0% | 0% | 1 | 0% | 0% | 1 |  |  |  |  | 0% | [5 empty] | 0% | 0% | 0% | 1 | 0% | 0% | 0% | 1 | 0% | 0% | 0% | 1 | 0% | 0% | 0% | 1 | 0% | 0% | 0% | 1 | 2% | 0% | 0% | 1 | 0% | 0% | 0% | 1
172 | Semitropic | 0 | 0 | 0 | 0% | 0% | 1 |  |  |  |  | 0% | [5 empty] | 0% | 0% | 0% | 1 | 0% | 0% | 0% | 1 | 0% | 0% | 0% | 1 | 0% | 0% | 0% | 1 | 0% | 0% | 0% | 1 | 0% | 0% | 0% | 1 | 0% | 0% | 0% | 1 | 0% | 0% | 1 |  |  |  |  | 0% | [5 empty] | 0% | 0% | 0% | 1 | 0% | 0% | 0% | 1 | 0% | 0% | 0% | 1 | 0% | 0% | 0% | 1 | 0% | 0% | 0% | 1 | 0% | 0% | 0% | 1 | 0% | 0% | 0% | 1 | 0% | 0% | 1 |  |  |  |  | 0% | [5 empty] | 0% | 0% | 0% | 1 | 0% | 0% | 0% | 1 | 0% | 0% | 0% | 1 | 0% | 0% | 0% | 1 | 0% | 0% | 0% | 1 | 0% | 0% | 0% | 1 | 0% | 0% | 0% | 1 | 0% | 0% | 1 |  |  |  |  | 0% | [5 empty] | 66% | 0% | 66% | 3 | 24% | 0% | 0% | 1 | 0% | 0% | 0% | 1 | 0% | 0% | 0% | 1 | 24% | 0% | 0% | 1 | 65% | 0% | 0% | 2 | 0% | 0% | 0% | 1
173 | Hopland | 0 | 0 | 0 | 0% | 0% | 1 |  |  |  |  | 0% | [5 empty] | 16% | 84% | 100% | 5 | 81% | 0% | 0% | 3 | 9% | 0% | 0% | 1 | 15% | 0% | 0% | 1 | 82% | 0% | 0% | 3 | 80% | 0% | 0% | 3 | 0% | 0% | 0% | 1 | 0% | 0% | 1 |  |  |  |  | 0% | [5 empty] | 31% | 65% | 96% | 5 | 68% | 0% | 0% | 2 | 14% | 0% | 0% | 1 | 20% | 0% | 0% | 1 | 78% | 0% | 0% | 3 | 65% | 0% | 0% | 2 | 0% | 0% | 0% | 1 | 0% | 0% | 1 |  |  |  |  | 0% | [5 empty] | 40% | 47% | 87% | 5 | 65% | 0% | 0% | 2 | 21% | 0% | 0% | 1 | 36% | 0% | 0% | 1 | 78% | 0% | 0% | 3 | 65% | 0% | 0% | 2 | 0% | 0% | 0% | 1 | 0% | 0% | 1 |  |  |  |  | 0% | [5 empty] | 35% | 29% | 64% | 4 | 60% | 0% | 0% | 2 | 25% | 0% | 0% | 1 | 47% | 0% | 0% | 1 | 74% | 0% | 0% | 3 | 59% | 0% | 0% | 2 | 0% | 0% | 0% | 1
174 | Point Loma | 0 | 0 | 0 | 0% | 0% | 1 |  |  |  |  | 0% | [5 empty] | 0% | 0% | 0% | 1 | 3% | 0% | 0% | 1 | 18% | 0% | 0% | 1 | 51% | 0% | 0% | 2 | 52% | 0% | 0% | 2 | 0% | 0% | 0% | 1 | 5% | 0% | 0% | 1 | 0% | 0% | 1 |  |  |  |  | 0% | [5 empty] | 0% | 0% | 0% | 1 | 3% | 0% | 0% | 1 | 20% | 0% | 0% | 1 | 54% | 0% | 0% | 2 | 55% | 0% | 0% | 2 | 0% | 0% | 0% | 1 | 5% | 0% | 0% | 1 | 0% | 0% | 1 |  |  |  |  | 0% | [5 empty] | 0% | 0% | 0% | 1 | 6% | 0% | 0% | 1 | 37% | 0% | 0% | 1 | 64% | 0% | 0% | 2 | 64% | 0% | 0% | 2 | 0% | 0% | 0% | 1 | 7% | 0% | 0% | 1 | 0% | 0% | 1 |  |  |  |  | 0% | [5 empty] | 0% | 0% | 0% | 1 | 7% | 0% | 0% | 1 | 38% | 0% | 0% | 1 | 67% | 0% | 0% | 2 | 67% | 0% | 0% | 2 | 0% | 0% | 0% | 1 | 7% | 0% | 0% | 1
175 | Whirlwind | 0 | 0 | 10 | 0% | 0% | 1 |  |  |  |  | 1% | [5 empty] | 12% | 0% | 12% | 1 | 31% | 0% | 0% | 1 | 40% | 0% | 0% | 1 | 25% | 0% | 0% | 1 | 61% | 0% | 0% | 2 | 25% | 0% | 0% | 1 | 0% | 0% | 0% | 1 | 0% | 0% | 1 |  |  |  |  | 1% | [5 empty] | 20% | 5% | 25% | 2 | 29% | 0% | 0% | 1 | 42% | 0% | 0% | 1 | 30% | 0% | 0% | 1 | 64% | 0% | 0% | 2 | 29% | 0% | 0% | 1 | 1% | 0% | 0% | 1 | 0% | 0% | 1 |  |  |  |  | 1% | [5 empty] | 22% | 10% | 32% | 3 | 30% | 0% | 0% | 1 | 39% | 0% | 0% | 1 | 31% | 0% | 0% | 1 | 63% | 0% | 0% | 2 | 32% | 0% | 0% | 1 | 1% | 0% | 0% | 1 | 0% | 0% | 1 |  |  |  |  | 1% | [5 empty] | 25% | 16% | 41% | 3 | 34% | 0% | 0% | 1 | 35% | 0% | 0% | 1 | 29% | 0% | 0% | 1 | 63% | 0% | 0% | 2 | 37% | 0% | 0% | 1 | 1% | 0% | 0% | 1
176 | Gould | 0 | 0 | 0 | 0% | 0% | 1 |  |  |  |  | 0% | [5 empty] | 0% | 0% | 0% | 1 | 0% | 0% | 0% | 1 | 0% | 0% | 0% | 1 | 0% | 0% | 0% | 1 | 0% | 0% | 0% | 1 | 0% | 0% | 0% | 1 | 0% | 0% | 0% | 1 | 0% | 0% | 1 |  |  |  |  | 0% | [5 empty] | 100% | 0% | 100% | 5 | 100% | 0% | 0% | 5 | 0% | 0% | 0% | 1 | 0% | 0% | 0% | 1 | 100% | 0% | 0% | 5 | 100% | 0% | 0% | 5 | 0% | 0% | 0% | 1 | 0% | 0% | 1 |  |  |  |  | 0% | [5 empty] | 56% | 0% | 56% | 3 | 3% | 0% | 0% | 1 | 0% | 0% | 0% | 1 | 0% | 0% | 0% | 1 | 3% | 0% | 0% | 1 | 37% | 0% | 0% | 1 | 0% | 0% | 0% | 1 | 0% | 0% | 1 |  |  |  |  | 0% | [5 empty] | 37% | 39% | 76% | 5 | 12% | 0% | 0% | 1 | 14% | 0% | 0% | 1 | 9% | 0% | 0% | 1 | 28% | 0% | 0% | 1 | 44% | 0% | 0% | 1 | 2% | 0% | 0% | 1
177 | Burney Forest | 0 | 0 | 0 | 0% | 0% | 1 |  |  |  |  | 0% | [5 empty] | 86% | 0% | 86% | 5 | 58% | 0% | 0% | 2 | 15% | 0% | 0% | 1 | 15% | 0% | 0% | 1 | 71% | 0% | 0% | 3 | 46% | 0% | 0% | 1 | 1% | 0% | 0% | 1 | 0% | 0% | 1 |  |  |  |  | 0% | [5 empty] | 78% | 1% | 79% | 5 | 56% | 0% | 0% | 2 | 17% | 0% | 0% | 1 | 13% | 0% | 0% | 1 | 71% | 0% | 0% | 3 | 43% | 0% | 0% | 1 | 1% | 0% | 0% | 1 | 0% | 0% | 1 |  |  |  |  | 0% | [5 empty] | 73% | 3% | 76% | 5 | 49% | 0% | 0% | 1 | 18% | 0% | 0% | 1 | 12% | 0% | 0% | 1 | 66% | 0% | 0% | 2 | 49% | 0% | 0% | 1 | 1% | 0% | 0% | 1 | 0% | 0% | 1 |  |  |  |  | 0% | [5 empty] | 53% | 10% | 63% | 3 | 43% | 0% | 0% | 1 | 20% | 0% | 0% | 1 | 18% | 0% | 0% | 1 | 65% | 0% | 0% | 2 | 58% | 0% | 0% | 2 | 1% | 0% | 0% | 1
178 | GWF Hanford | 0 | 0 | 0 | 0% | 0% | 1 |  |  |  |  | 0% | [5 empty] | 0% | 0% | 0% | 1 | 0% | 0% | 0% | 1 | 0% | 0% | 0% | 1 | 0% | 0% | 0% | 1 | 0% | 0% | 0% | 1 | 0% | 0% | 0% | 1 | 0% | 0% | 0% | 1 | 0% | 0% | 1 |  |  |  |  | 0% | [5 empty] | 0% | 0% | 0% | 1 | 0% | 0% | 0% | 1 | 0% | 0% | 0% | 1 | 0% | 0% | 0% | 1 | 0% | 0% | 0% | 1 | 0% | 0% | 0% | 1 | 0% | 0% | 0% | 1 | 0% | 0% | 1 |  |  |  |  | 0% | [5 empty] | 0% | 0% | 0% | 1 | 0% | 0% | 0% | 1 | 0% | 0% | 0% | 1 | 0% | 0% | 0% | 1 | 0% | 0% | 0% | 1 | 0% | 0% | 0% | 1 | 0% | 0% | 0% | 1 | 0% | 0% | 1 |  |  |  |  | 0% | [5 empty] | 0% | 0% | 0% | 1 | 0% | 0% | 0% | 1 | 0% | 0% | 0% | 1 | 0% | 0% | 0% | 1 | 0% | 0% | 0% | 1 | 0% | 0% | 0% | 1 | 0% | 0% | 0% | 1
179 | San Ramon | 0 | 0 | 0 | 0% | 0% | 1 |  |  |  |  | 0% | [5 empty] | 93% | 7% | 100% | 5 | 75% | 0% | 0% | 3 | 78% | 0% | 0% | 3 | 78% | 0% | 0% | 3 | 98% | 0% | 0% | 5 | 33% | 0% | 0% | 1 | 2% | 0% | 0% | 1 | 0% | 0% | 1 |  |  |  |  | 0% | [5 empty] | 98% | 2% | 100% | 5 | 74% | 0% | 0% | 3 | 89% | 0% | 0% | 3 | 90% | 0% | 0% | 4 | 95% | 0% | 0% | 5 | 52% | 0% | 0% | 2 | 2% | 0% | 0% | 1 | 0% | 0% | 1 |  |  |  |  | 2% | [5 empty] | 96% | 1% | 97% | 5 | 84% | 0% | 0% | 3 | 80% | 0% | 0% | 3 | 94% | 0% | 0% | 4 | 98% | 0% | 0% | 5 | 35% | 0% | 0% | 1 | 4% | 0% | 0% | 1 | 0% | 0% | 1 |  |  |  |  | 4% | [5 empty] | 58% | 3% | 61% | 3 | 60% | 0% | 0% | 2 | 75% | 0% | 0% | 3 | 71% | 0% | 0% | 3 | 89% | 0% | 0% | 3 | 30% | 0% | 0% | 1 | 18% | 0% | 0% | 1
180 | Stanislaus | 0 | 0 | 0 | 0% | 0% | 1 |  |  |  |  | 0% | [5 empty] | 60% | 40% | 100% | 5 | 97% | 0% | 0% | 5 | 25% | 0% | 0% | 1 | 76% | 0% | 0% | 3 | 98% | 0% | 0% | 5 | 100% | 0% | 0% | 5 | 0% | 0% | 0% | 1 | 0% | 0% | 1 |  |  |  |  | 0% | [5 empty] | 42% | 58% | 100% | 5 | 96% | 0% | 0% | 5 | 18% | 0% | 0% | 1 | 44% | 0% | 0% | 1 | 98% | 0% | 0% | 5 | 100% | 0% | 0% | 5 | 0% | 0% | 0% | 1 | 0% | 0% | 1 |  |  |  |  | 0% | [5 empty] | 38% | 62% | 100% | 5 | 97% | 0% | 0% | 5 | 22% | 0% | 0% | 1 | 44% | 0% | 0% | 1 | 99% | 0% | 0% | 5 | 100% | 0% | 0% | 5 | 0% | 0% | 0% | 1 | 0% | 0% | 1 |  |  |  |  | 0% | [5 empty] | 59% | 40% | 99% | 5 | 97% | 0% | 0% | 5 | 41% | 0% | 0% | 1 | 51% | 0% | 0% | 2 | 98% | 0% | 0% | 5 | 96% | 0% | 0% | 5 | 1% | 0% | 0% | 1
181 | Magunden | 0 | 0 | 0 | 0% | 0% | 1 |  |  |  |  | 0% | [5 empty] | 0% | 0% | 0% | 1 | 0% | 0% | 0% | 1 | 0% | 0% | 0% | 1 | 0% | 0% | 0% | 1 | 0% | 0% | 0% | 1 | 0% | 0% | 0% | 1 | 0% | 0% | 0% | 1 | 0% | 0% | 1 |  |  |  |  | 0% | [5 empty] | 0% | 0% | 0% | 1 | 0% | 0% | 0% | 1 | 0% | 0% | 0% | 1 | 0% | 0% | 0% | 1 | 0% | 0% | 0% | 1 | 0% | 0% | 0% | 1 | 0% | 0% | 0% | 1 | 0% | 0% | 1 |  |  |  |  | 0% | [5 empty] | 0% | 100% | 100% | 5 | 65% | 0% | 0% | 2 | 40% | 0% | 0% | 1 | 55% | 0% | 0% | 2 | 100% | 0% | 0% | 5 | 100% | 0% | 0% | 5 | 0% | 0% | 0% | 1 | 0% | 0% | 1 |  |  |  |  | 0% | [5 empty] | 5% | 94% | 99% | 5 | 36% | 0% | 0% | 1 | 14% | 0% | 0% | 1 | 33% | 0% | 0% | 1 | 57% | 0% | 0% | 2 | 66% | 0% | 0% | 2 | 1% | 0% | 0% | 1
182 | Alamitos | 0 | 0 | 0 | 0% | 0% | 1 |  |  |  |  | 0% | [5 empty] | 0% | 0% | 0% | 1 | 0% | 0% | 0% | 1 | 16% | 0% | 0% | 1 | 52% | 0% | 0% | 2 | 52% | 0% | 0% | 2 | 0% | 0% | 0% | 1 | 1% | 0% | 0% | 1 | 0% | 0% | 1 |  |  |  |  | 0% | [5 empty] | 0% | 0% | 0% | 1 | 0% | 0% | 0% | 1 | 16% | 0% | 0% | 1 | 60% | 0% | 0% | 2 | 60% | 0% | 0% | 2 | 0% | 0% | 0% | 1 | 3% | 0% | 0% | 1 | 0% | 0% | 1 |  |  |  |  | 0% | [5 empty] | 0% | 0% | 0% | 1 | 1% | 0% | 0% | 1 | 16% | 0% | 0% | 1 | 61% | 0% | 0% | 2 | 61% | 0% | 0% | 2 | 0% | 0% | 0% | 1 | 3% | 0% | 0% | 1 | 0% | 0% | 1 |  |  |  |  | 0% | [5 empty] | 0% | 0% | 0% | 1 | 1% | 0% | 0% | 1 | 21% | 0% | 0% | 1 | 63% | 0% | 0% | 2 | 63% | 0% | 0% | 2 | 0% | 0% | 0% | 1 | 2% | 0% | 0% | 1
183 | Valley Springs | 0 | 0 | 0 | 0% | 0% | 1 |  |  |  |  | 0% | [5 empty] | 0% | 0% | 0% | 1 | 0% | 0% | 0% | 1 | 0% | 0% | 0% | 1 | 0% | 0% | 0% | 1 | 0% | 0% | 0% | 1 | 0% | 0% | 0% | 1 | 0% | 0% | 0% | 1 | 0% | 0% | 1 |  |  |  |  | 0% | [5 empty] | 0% | 0% | 0% | 1 | 0% | 0% | 0% | 1 | 0% | 0% | 0% | 1 | 0% | 0% | 0% | 1 | 0% | 0% | 0% | 1 | 0% | 0% | 0% | 1 | 0% | 0% | 0% | 1 | 0% | 0% | 1 |  |  |  |  | 0% | [5 empty] | 0% | 0% | 0% | 1 | 0% | 0% | 0% | 1 | 0% | 0% | 0% | 1 | 0% | 0% | 0% | 1 | 0% | 0% | 0% | 1 | 0% | 0% | 0% | 1 | 0% | 0% | 0% | 1 | 0% | 0% | 1 |  |  |  |  | 0% | [5 empty] | 0% | 100% | 100% | 5 | 0% | 0% | 0% | 1 | 0% | 0% | 0% | 1 | 0% | 0% | 0% | 1 | 0% | 0% | 0% | 1 | 8% | 0% | 0% | 1 | 0% | 0% | 0% | 1
184 | Blythe | 0 | 0 | 0 | 0% | 0% | 1 |  |  |  |  | 0% | [5 empty] | 0% | 0% | 0% | 1 | 22% | 0% | 0% | 1 | 26% | 0% | 0% | 1 | 19% | 0% | 0% | 1 | 41% | 0% | 0% | 1 | 63% | 0% | 0% | 2 | 0% | 0% | 0% | 1 | 0% | 0% | 1 |  |  |  |  | 0% | [5 empty] | 0% | 0% | 0% | 1 | 41% | 0% | 0% | 1 | 30% | 0% | 0% | 1 | 26% | 0% | 0% | 1 | 49% | 0% | 0% | 1 | 73% | 0% | 0% | 3 | 0% | 0% | 0% | 1 | 0% | 0% | 1 |  |  |  |  | 0% | [5 empty] | 0% | 0% | 0% | 1 | 36% | 0% | 0% | 1 | 28% | 0% | 0% | 1 | 25% | 0% | 0% | 1 | 45% | 0% | 0% | 1 | 81% | 0% | 0% | 3 | 0% | 0% | 0% | 1 | 0% | 0% | 1 |  |  |  |  | 0% | [5 empty] | 0% | 0% | 0% | 1 | 40% | 0% | 0% | 1 | 32% | 0% | 0% | 1 | 30% | 0% | 0% | 1 | 51% | 0% | 0% | 2 | 80% | 0% | 0% | 3 | 0% | 0% | 0% | 1
185 | Midway | 0 | 0 | 20 | 0% | 0% | 1 |  |  |  |  | 0% | [5 empty] | 0% | 0% | 0% | 1 | 0% | 0% | 0% | 1 | 0% | 0% | 0% | 1 | 0% | 0% | 0% | 1 | 0% | 0% | 0% | 1 | 0% | 0% | 0% | 1 | 0% | 0% | 0% | 1 | 0% | 0% | 1 |  |  |  |  | 0% | [5 empty] | 0% | 0% | 0% | 1 | 0% | 0% | 0% | 1 | 0% | 0% | 0% | 1 | 0% | 0% | 0% | 1 | 0% | 0% | 0% | 1 | 0% | 0% | 0% | 1 | 0% | 0% | 0% | 1 | 0% | 0% | 1 |  |  |  |  | 0% | [5 empty] | 0% | 0% | 0% | 1 | 0% | 0% | 0% | 1 | 0% | 0% | 0% | 1 | 0% | 0% | 0% | 1 | 0% | 0% | 0% | 1 | 0% | 0% | 0% | 1 | 0% | 0% | 0% | 1 | 0% | 0% | 1 |  |  |  |  | 0% | [5 empty] | 82% | 0% | 82% | 5 | 54% | 0% | 0% | 2 | 0% | 0% | 0% | 1 | 31% | 0% | 0% | 1 | 54% | 0% | 0% | 2 | 57% | 0% | 0% | 2 | 0% | 0% | 0% | 1
186 | Buena Vista | 0 | 0 | 0 | 0% | 0% | 1 |  |  |  |  | 0% | [5 empty] | 0% | 0% | 0% | 1 | 0% | 0% | 0% | 1 | 0% | 0% | 0% | 1 | 0% | 0% | 0% | 1 | 0% | 0% | 0% | 1 | 0% | 0% | 0% | 1 | 0% | 0% | 0% | 1 | 0% | 0% | 1 |  |  |  |  | 77% | [5 empty] | 8% | 0% | 8% | 1 | 8% | 0% | 0% | 1 | 4% | 0% | 0% | 1 | 5% | 0% | 0% | 1 | 13% | 0% | 0% | 1 | 6% | 0% | 0% | 1 | 3% | 0% | 0% | 1 | 0% | 0% | 1 |  |  |  |  | 73% | [5 empty] | 8% | 4% | 12% | 2 | 9% | 0% | 0% | 1 | 8% | 0% | 0% | 1 | 8% | 0% | 0% | 1 | 15% | 0% | 0% | 1 | 10% | 0% | 0% | 1 | 2% | 0% | 0% | 1 | 0% | 0% | 1 |  |  |  |  | 44% | [5 empty] | 14% | 13% | 27% | 3 | 21% | 0% | 0% | 1 | 10% | 0% | 0% | 1 | 24% | 0% | 0% | 1 | 40% | 0% | 0% | 1 | 34% | 0% | 0% | 1 | 5% | 0% | 0% | 1
187 | Crows Landing | 0 | 0 | 0 | 0% | 0% | 1 |  |  |  |  | 0% | [5 empty] | 100% | 0% | 100% | 5 | 90% | 0% | 0% | 4 | 74% | 0% | 0% | 3 | 100% | 0% | 0% | 5 | 100% | 0% | 0% | 5 | 100% | 0% | 0% | 5 | 0% | 0% | 0% | 1 | 0% | 0% | 1 |  |  |  |  | 0% | [5 empty] | 57% | 43% | 100% | 5 | 95% | 0% | 0% | 5 | 15% | 0% | 0% | 1 | 54% | 0% | 0% | 2 | 97% | 0% | 0% | 5 | 100% | 0% | 0% | 5 | 0% | 0% | 0% | 1 | 0% | 0% | 1 |  |  |  |  | 0% | [5 empty] | 40% | 60% | 100% | 5 | 97% | 0% | 0% | 5 | 22% | 0% | 0% | 1 | 46% | 0% | 0% | 1 | 99% | 0% | 0% | 5 | 100% | 0% | 0% | 5 | 0% | 0% | 0% | 1 | 0% | 0% | 1 |  |  |  |  | 0% | [5 empty] | 47% | 53% | 100% | 5 | 96% | 0% | 0% | 5 | 22% | 0% | 0% | 1 | 35% | 0% | 0% | 1 | 98% | 0% | 0% | 5 | 98% | 0% | 0% | 5 | 0% | 0% | 0% | 1
188 | Villa Park | 0 | 0 | 0 | 0% | 0% | 1 |  |  |  |  | 0% | [5 empty] | 0% | 0% | 0% | 1 | 0% | 0% | 0% | 1 | 0% | 0% | 0% | 1 | 0% | 0% | 0% | 1 | 0% | 0% | 0% | 1 | 0% | 0% | 0% | 1 | 0% | 0% | 0% | 1 | 0% | 0% | 1 |  |  |  |  | 0% | [5 empty] | 0% | 0% | 0% | 1 | 0% | 0% | 0% | 1 | 44% | 0% | 0% | 1 | 100% | 0% | 0% | 5 | 100% | 0% | 0% | 5 | 0% | 0% | 0% | 1 | 12% | 0% | 0% | 1 | 0% | 0% | 1 |  |  |  |  | 0% | [5 empty] | 0% | 0% | 0% | 1 | 2% | 0% | 0% | 1 | 43% | 0% | 0% | 1 | 89% | 0% | 0% | 3 | 91% | 0% | 0% | 4 | 0% | 0% | 0% | 1 | 7% | 0% | 0% | 1 | 0% | 0% | 1 |  |  |  |  | 0% | [5 empty] | 0% | 0% | 0% | 1 | 1% | 0% | 0% | 1 | 16% | 0% | 0% | 1 | 61% | 0% | 0% | 2 | 61% | 0% | 0% | 2 | 0% | 0% | 0% | 1 | 3% | 0% | 0% | 1
189 | California Ave | 0 | 0 | 10 | 0% | 0% | 1 |  |  |  |  | 0% | [5 empty] | 0% | 0% | 0% | 1 | 0% | 0% | 0% | 1 | 0% | 0% | 0% | 1 | 0% | 0% | 0% | 1 | 0% | 0% | 0% | 1 | 0% | 0% | 0% | 1 | 0% | 0% | 0% | 1 | 0% | 0% | 1 |  |  |  |  | 0% | [5 empty] | 0% | 0% | 0% | 1 | 0% | 0% | 0% | 1 | 0% | 0% | 0% | 1 | 0% | 0% | 0% | 1 | 0% | 0% | 0% | 1 | 0% | 0% | 0% | 1 | 0% | 0% | 0% | 1 | 0% | 0% | 1 |  |  |  |  | 0% | [5 empty] | 0% | 0% | 0% | 1 | 0% | 0% | 0% | 1 | 0% | 0% | 0% | 1 | 0% | 0% | 0% | 1 | 0% | 0% | 0% | 1 | 0% | 0% | 0% | 1 | 0% | 0% | 0% | 1 | 0% | 0% | 1 |  |  |  |  | 0% | [5 empty] | 0% | 0% | 0% | 1 | 0% | 0% | 0% | 1 | 0% | 0% | 0% | 1 | 0% | 0% | 0% | 1 | 0% | 0% | 0% | 1 | 0% | 0% | 0% | 1 | 0% | 0% | 0% | 1
190 | Calpella | 0 | 0 | 0 | 0% | 0% | 1 |  |  |  |  | 0% | [5 empty] | 100% | 0% | 100% | 5 | 0% | 0% | 0% | 1 | 40% | 0% | 0% | 1 | 93% | 0% | 0% | 4 | 93% | 0% | 0% | 4 | 100% | 0% | 0% | 5 | 0% | 0% | 0% | 1 | 0% | 0% | 1 |  |  |  |  | 0% | [5 empty] | 55% | 27% | 82% | 5 | 29% | 0% | 0% | 1 | 25% | 0% | 0% | 1 | 46% | 0% | 0% | 1 | 65% | 0% | 0% | 2 | 88% | 0% | 0% | 3 | 0% | 0% | 0% | 1 | 0% | 0% | 1 |  |  |  |  | 0% | [5 empty] | 33% | 65% | 98% | 5 | 52% | 0% | 0% | 2 | 24% | 0% | 0% | 1 | 32% | 0% | 0% | 1 | 73% | 0% | 0% | 3 | 79% | 0% | 0% | 3 | 0% | 0% | 0% | 1 | 0% | 0% | 1 |  |  |  |  | 0% | [5 empty] | 25% | 36% | 61% | 5 | 46% | 0% | 0% | 1 | 8% | 0% | 0% | 1 | 19% | 0% | 0% | 1 | 58% | 0% | 0% | 2 | 62% | 0% | 0% | 2 | 1% | 0% | 0% | 1
191 | Tevis | 0 | 0 | 0 | 0% | 0% | 1 |  |  |  |  | 0% | [5 empty] | 0% | 0% | 0% | 1 | 0% | 0% | 0% | 1 | 0% | 0% | 0% | 1 | 0% | 0% | 0% | 1 | 0% | 0% | 0% | 1 | 0% | 0% | 0% | 1 | 0% | 0% | 0% | 1 | 0% | 0% | 1 |  |  |  |  | 0% | [5 empty] | 0% | 0% | 0% | 1 | 0% | 0% | 0% | 1 | 0% | 0% | 0% | 1 | 0% | 0% | 0% | 1 | 0% | 0% | 0% | 1 | 0% | 0% | 0% | 1 | 0% | 0% | 0% | 1 | 0% | 0% | 1 |  |  |  |  | 0% | [5 empty] | 0% | 0% | 0% | 1 | 0% | 0% | 0% | 1 | 0% | 0% | 0% | 1 | 0% | 0% | 0% | 1 | 0% | 0% | 0% | 1 | 0% | 0% | 0% | 1 | 0% | 0% | 0% | 1 | 0% | 0% | 1 |  |  |  |  | 0% | [5 empty] | 58% | 42% | 100% | 5 | 100% | 0% | 0% | 5 | 27% | 0% | 0% | 1 | 27% | 0% | 0% | 1 | 100% | 0% | 0% | 5 | 52% | 0% | 0% | 2 | 0% | 0% | 0% | 1
192 | Cal Water | 0 | 0 | 0 | 0% | 0% | 1 |  |  |  |  | 0% | [5 empty] | 0% | 0% | 0% | 1 | 0% | 0% | 0% | 1 | 0% | 0% | 0% | 1 | 0% | 0% | 0% | 1 | 0% | 0% | 0% | 1 | 0% | 0% | 0% | 1 | 0% | 0% | 0% | 1 | 0% | 0% | 1 |  |  |  |  | 0% | [5 empty] | 0% | 0% | 0% | 1 | 0% | 0% | 0% | 1 | 0% | 0% | 0% | 1 | 0% | 0% | 0% | 1 | 0% | 0% | 0% | 1 | 0% | 0% | 0% | 1 | 0% | 0% | 0% | 1 | 0% | 0% | 1 |  |  |  |  | 0% | [5 empty] | 0% | 100% | 100% | 5 | 46% | 0% | 0% | 1 | 54% | 0% | 0% | 2 | 65% | 0% | 0% | 2 | 85% | 0% | 0% | 3 | 93% | 0% | 0% | 4 | 2% | 0% | 0% | 1 | 0% | 0% | 1 |  |  |  |  | 0% | [5 empty] | 8% | 92% | 100% | 5 | 28% | 0% | 0% | 1 | 16% | 0% | 0% | 1 | 52% | 0% | 0% | 2 | 69% | 0% | 0% | 2 | 70% | 0% | 0% | 3 | 1% | 0% | 0% | 1
193 | Boulevard East | 180 | 7200 | 10 | 63.04% | 0% | 3 |  |  |  |  | 0% | [5 empty] | 50% | 38% | 88% | 5 | 9% | 24.28% | 0% | 2 | 14% | 25.91% | 0% | 2 | 37% | 35.09% | 0% | 2 | 48% | 42.32% | 0% | 2 | 25% | 29.52% | 0% | 2 | 2% | 22.51% | 0% | 2 | 62.99% | 0% | 3 |  |  |  |  | 0% | [5 empty] | 45% | 43% | 88% | 5 | 8% | 21.48% | 0% | 2 | 14% | 22.95% | 0% | 2 | 36% | 30.98% | 0% | 2 | 46% | 36.67% | 0% | 2 | 32% | 29.18% | 0% | 2 | 1% | 20.08% | 0% | 2 | 58.2% | 0% | 3 |  |  |  |  | 0% | [5 empty] | 37% | 39% | 76% | 5 | 15% | 18.5% | 0% | 1 | 15% | 18.5% | 0% | 1 | 34% | 23.94% | 0% | 2 | 51% | 32.25% | 0% | 2 | 37% | 25.07% | 0% | 2 | 1% | 15.88% | 0% | 1 | 54.13% | 0% | 3 |  |  |  |  | 0% | [5 empty] | 27% | 30% | 57% | 5 | 13% | 13.31% | 0% | 1 | 13% | 13.24% | 0% | 1 | 27% | 15.86% | 0% | 1 | 42% | 19.79% | 0% | 1 | 50% | 23.16% | 0% | 2 | 2% | 11.8% | 0% | 1
194 | Margarita | 0 | 0 | 0 | 0% | 0% | 1 |  |  |  |  | 0% | [5 empty] | 0% | 0% | 0% | 1 | 0% | 0% | 0% | 1 | 24% | 0% | 0% | 1 | 49% | 0% | 0% | 1 | 49% | 0% | 0% | 1 | 0% | 0% | 0% | 1 | 0% | 0% | 0% | 1 | 0% | 0% | 1 |  |  |  |  | 0% | [5 empty] | 0% | 0% | 0% | 1 | 8% | 0% | 0% | 1 | 25% | 0% | 0% | 1 | 42% | 0% | 0% | 1 | 50% | 0% | 0% | 2 | 0% | 0% | 0% | 1 | 0% | 0% | 0% | 1 | 0% | 0% | 1 |  |  |  |  | 0% | [5 empty] | 1% | 0% | 1% | 1 | 3% | 0% | 0% | 1 | 21% | 0% | 0% | 1 | 74% | 0% | 0% | 3 | 77% | 0% | 0% | 3 | 0% | 0% | 0% | 1 | 5% | 0% | 0% | 1 | 0% | 0% | 1 |  |  |  |  | 0% | [5 empty] | 0% | 0% | 0% | 1 | 7% | 0% | 0% | 1 | 50% | 0% | 0% | 2 | 80% | 0% | 0% | 3 | 82% | 0% | 0% | 3 | 0% | 0% | 0% | 1 | 10% | 0% | 0% | 1
195 | Escondido | 0 | 0 | 0 | 0% | 0% | 1 |  |  |  |  | 0% | [5 empty] | 0% | 0% | 0% | 1 | 0% | 0% | 0% | 1 | 0% | 0% | 0% | 1 | 0% | 0% | 0% | 1 | 0% | 0% | 0% | 1 | 0% | 0% | 0% | 1 | 0% | 0% | 0% | 1 | 0% | 0% | 1 |  |  |  |  | 0% | [5 empty] | 0% | 0% | 0% | 1 | 0% | 0% | 0% | 1 | 76% | 0% | 0% | 3 | 87% | 0% | 0% | 3 | 87% | 0% | 0% | 3 | 0% | 0% | 0% | 1 | 4% | 0% | 0% | 1 | 0% | 0% | 1 |  |  |  |  | 0% | [5 empty] | 0% | 0% | 0% | 1 | 17% | 0% | 0% | 1 | 78% | 0% | 0% | 3 | 80% | 0% | 0% | 3 | 80% | 0% | 0% | 3 | 0% | 0% | 0% | 1 | 16% | 0% | 0% | 1 | 0% | 0% | 1 |  |  |  |  | 0% | [5 empty] | 0% | 52% | 52% | 5 | 56% | 0% | 0% | 2 | 20% | 0% | 0% | 1 | 29% | 0% | 0% | 1 | 81% | 0% | 0% | 3 | 15% | 0% | 0% | 1 | 40% | 0% | 0% | 1
196 | Manning | 0 | 0 | 0 | 0% | 0% | 1 |  |  |  |  | 0% | [5 empty] | 0% | 0% | 0% | 1 | 0% | 0% | 0% | 1 | 0% | 0% | 0% | 1 | 0% | 0% | 0% | 1 | 0% | 0% | 0% | 1 | 0% | 0% | 0% | 1 | 0% | 0% | 0% | 1 | 0% | 0% | 1 |  |  |  |  | 0% | [5 empty] | 0% | 0% | 0% | 1 | 0% | 0% | 0% | 1 | 0% | 0% | 0% | 1 | 0% | 0% | 0% | 1 | 0% | 0% | 0% | 1 | 0% | 0% | 0% | 1 | 0% | 0% | 0% | 1 | 0% | 0% | 1 |  |  |  |  | 0% | [5 empty] | 10% | 90% | 100% | 5 | 89% | 0% | 0% | 3 | 11% | 0% | 0% | 1 | 16% | 0% | 0% | 1 | 100% | 0% | 0% | 5 | 100% | 0% | 0% | 5 | 0% | 0% | 0% | 1 | 0% | 0% | 1 |  |  |  |  | 0% | [5 empty] | 28% | 71% | 99% | 5 | 81% | 0% | 0% | 3 | 8% | 0% | 0% | 1 | 21% | 0% | 0% | 1 | 91% | 0% | 0% | 4 | 98% | 0% | 0% | 5 | 0% | 0% | 0% | 1
197 | Oakland C | 0 | 0 | 0 | 0% | 0% | 1 |  |  |  |  | 0% | [5 empty] | 0% | 0% | 0% | 1 | 4% | 0% | 0% | 1 | 16% | 0% | 0% | 1 | 27% | 0% | 0% | 1 | 27% | 0% | 0% | 1 | 0% | 0% | 0% | 1 | 6% | 0% | 0% | 1 | 0% | 0% | 1 |  |  |  |  | 0% | [5 empty] | 40% | 0% | 40% | 2 | 3% | 0% | 0% | 1 | 47% | 0% | 0% | 1 | 65% | 0% | 0% | 2 | 67% | 0% | 0% | 2 | 11% | 0% | 0% | 1 | 6% | 0% | 0% | 1 | 0% | 0% | 1 |  |  |  |  | 0% | [5 empty] | 39% | 0% | 39% | 2 | 4% | 0% | 0% | 1 | 32% | 0% | 0% | 1 | 59% | 0% | 0% | 2 | 61% | 0% | 0% | 2 | 15% | 0% | 0% | 1 | 5% | 0% | 0% | 1 | 0% | 0% | 1 |  |  |  |  | 0% | [5 empty] | 47% | 0% | 47% | 2 | 54% | 0% | 0% | 2 | 57% | 0% | 0% | 2 | 47% | 0% | 0% | 1 | 84% | 0% | 0% | 3 | 27% | 0% | 0% | 1 | 32% | 0% | 0% | 1
198 | Barre | 0 | 0 | 0 | 0% | 0% | 1 |  |  |  |  | 0% | [5 empty] | 0% | 0% | 0% | 1 | 0% | 0% | 0% | 1 | 78% | 0% | 0% | 3 | 97% | 0% | 0% | 5 | 97% | 0% | 0% | 5 | 0% | 0% | 0% | 1 | 3% | 0% | 0% | 1 | 0% | 0% | 1 |  |  |  |  | 0% | [5 empty] | 0% | 0% | 0% | 1 | 0% | 0% | 0% | 1 | 26% | 0% | 0% | 1 | 51% | 0% | 0% | 2 | 51% | 0% | 0% | 2 | 0% | 0% | 0% | 1 | 4% | 0% | 0% | 1 | 0% | 0% | 1 |  |  |  |  | 0% | [5 empty] | 0% | 0% | 0% | 1 | 1% | 0% | 0% | 1 | 16% | 0% | 0% | 1 | 62% | 0% | 0% | 2 | 62% | 0% | 0% | 2 | 0% | 0% | 0% | 1 | 3% | 0% | 0% | 1 | 0% | 0% | 1 |  |  |  |  | 0% | [5 empty] | 0% | 0% | 0% | 1 | 1% | 0% | 0% | 1 | 21% | 0% | 0% | 1 | 62% | 0% | 0% | 2 | 63% | 0% | 0% | 2 | 0% | 0% | 0% | 1 | 2% | 0% | 0% | 1
199 | Ransburg | 0 | 0 | 0 | 0% | 0% | 1 |  |  |  |  | 0% | [5 empty] | 0% | 0% | 0% | 1 | 47% | 0% | 0% | 1 | 0% | 0% | 0% | 1 | 0% | 0% | 0% | 1 | 47% | 0% | 0% | 1 | 35% | 0% | 0% | 1 | 0% | 0% | 0% | 1 | 0% | 0% | 1 |  |  |  |  | 0% | [5 empty] | 0% | 0% | 0% | 1 | 48% | 0% | 0% | 1 | 15% | 0% | 0% | 1 | 6% | 0% | 0% | 1 | 59% | 0% | 0% | 2 | 70% | 0% | 0% | 3 | 0% | 0% | 0% | 1 | 0% | 0% | 1 |  |  |  |  | 0% | [5 empty] | 0% | 0% | 0% | 1 | 50% | 0% | 0% | 2 | 27% | 0% | 0% | 1 | 8% | 0% | 0% | 1 | 72% | 0% | 0% | 3 | 63% | 0% | 0% | 2 | 0% | 0% | 0% | 1 | 0% | 0% | 1 |  |  |  |  | 0% | [5 empty] | 1% | 0% | 1% | 1 | 48% | 0% | 0% | 1 | 22% | 0% | 0% | 1 | 9% | 0% | 0% | 1 | 64% | 0% | 0% | 2 | 58% | 0% | 0% | 2 | 0% | 0% | 0% | 1
200 | Charca | 0 | 0 | 0 | 0% | 0% | 1 |  |  |  |  | 0% | [5 empty] | 0% | 0% | 0% | 1 | 0% | 0% | 0% | 1 | 0% | 0% | 0% | 1 | 0% | 0% | 0% | 1 | 0% | 0% | 0% | 1 | 0% | 0% | 0% | 1 | 0% | 0% | 0% | 1 | 0% | 0% | 1 |  |  |  |  | 0% | [5 empty] | 0% | 0% | 0% | 1 | 0% | 0% | 0% | 1 | 0% | 0% | 0% | 1 | 0% | 0% | 0% | 1 | 0% | 0% | 0% | 1 | 0% | 0% | 0% | 1 | 0% | 0% | 0% | 1 | 0% | 0% | 1 |  |  |  |  | 0% | [5 empty] | 0% | 0% | 0% | 1 | 0% | 0% | 0% | 1 | 0% | 0% | 0% | 1 | 0% | 0% | 0% | 1 | 0% | 0% | 0% | 1 | 0% | 0% | 0% | 1 | 0% | 0% | 0% | 1 | 0% | 0% | 1 |  |  |  |  | 0% | [5 empty] | 0% | 0% | 0% | 1 | 0% | 0% | 0% | 1 | 0% | 0% | 0% | 1 | 0% | 0% | 0% | 1 | 0% | 0% | 0% | 1 | 0% | 0% | 0% | 1 | 0% | 0% | 0% | 1
201 | Thermalito | 0 | 0 | 0 | 0% | 0% | 1 |  |  |  |  | 0% | [5 empty] | 0% | 0% | 0% | 1 | 0% | 0% | 0% | 1 | 0% | 0% | 0% | 1 | 0% | 0% | 0% | 1 | 0% | 0% | 0% | 1 | 0% | 0% | 0% | 1 | 0% | 0% | 0% | 1 | 0% | 0% | 1 |  |  |  |  | 0% | [5 empty] | 0% | 0% | 0% | 1 | 0% | 0% | 0% | 1 | 0% | 0% | 0% | 1 | 0% | 0% | 0% | 1 | 0% | 0% | 0% | 1 | 0% | 0% | 0% | 1 | 0% | 0% | 0% | 1 | 0% | 0% | 1 |  |  |  |  | 0% | [5 empty] | 0% | 0% | 0% | 1 | 70% | 0% | 0% | 3 | 23% | 0% | 0% | 1 | 100% | 0% | 0% | 5 | 100% | 0% | 0% | 5 | 65% | 0% | 0% | 2 | 0% | 0% | 0% | 1 | 0% | 0% | 1 |  |  |  |  | 0% | [5 empty] | 42% | 10% | 52% | 3 | 51% | 0% | 0% | 2 | 63% | 0% | 0% | 2 | 89% | 0% | 0% | 3 | 98% | 0% | 0% | 5 | 78% | 0% | 0% | 3 | 1% | 0% | 0% | 1
202 | Live Oak | 0 | 0 | 0 | 0% | 0% | 1 |  |  |  |  | 0% | [5 empty] | 0% | 0% | 0% | 1 | 0% | 0% | 0% | 1 | 0% | 0% | 0% | 1 | 0% | 0% | 0% | 1 | 0% | 0% | 0% | 1 | 0% | 0% | 0% | 1 | 0% | 0% | 0% | 1 | 0% | 0% | 1 |  |  |  |  | 0% | [5 empty] | 0% | 0% | 0% | 1 | 0% | 0% | 0% | 1 | 0% | 0% | 0% | 1 | 0% | 0% | 0% | 1 | 0% | 0% | 0% | 1 | 0% | 0% | 0% | 1 | 0% | 0% | 0% | 1 | 0% | 0% | 1 |  |  |  |  | 55% | [5 empty] | 0% | 0% | 0% | 1 | 12% | 0% | 0% | 1 | 5% | 0% | 0% | 1 | 8% | 0% | 0% | 1 | 17% | 0% | 0% | 1 | 1% | 0% | 0% | 1 | 15% | 0% | 0% | 1 | 0% | 0% | 1 |  |  |  |  | 34% | [5 empty] | 37% | 0% | 37% | 2 | 10% | 0% | 0% | 1 | 27% | 0% | 0% | 1 | 31% | 0% | 0% | 1 | 40% | 0% | 0% | 1 | 3% | 0% | 0% | 1 | 22% | 0% | 0% | 1
203 | Hammonds | 0 | 0 | 0 | 0% | 0% | 1 |  |  |  |  | 0% | [5 empty] | 0% | 0% | 0% | 1 | 0% | 0% | 0% | 1 | 0% | 0% | 0% | 1 | 0% | 0% | 0% | 1 | 0% | 0% | 0% | 1 | 0% | 0% | 0% | 1 | 0% | 0% | 0% | 1 | 0% | 0% | 1 |  |  |  |  | 0% | [5 empty] | 0% | 0% | 0% | 1 | 0% | 0% | 0% | 1 | 0% | 0% | 0% | 1 | 0% | 0% | 0% | 1 | 0% | 0% | 0% | 1 | 0% | 0% | 0% | 1 | 0% | 0% | 0% | 1 | 0% | 0% | 1 |  |  |  |  | 0% | [5 empty] | 63% | 37% | 100% | 5 | 100% | 0% | 0% | 5 | 0% | 0% | 0% | 1 | 0% | 0% | 0% | 1 | 100% | 0% | 0% | 5 | 100% | 0% | 0% | 5 | 0% | 0% | 0% | 1 | 0% | 0% | 1 |  |  |  |  | 0% | [5 empty] | 36% | 64% | 100% | 5 | 87% | 0% | 0% | 3 | 6% | 0% | 0% | 1 | 16% | 0% | 0% | 1 | 94% | 0% | 0% | 4 | 99% | 0% | 0% | 5 | 0% | 0% | 0% | 1
204 | Westley | 0 | 0 | 0 | 0% | 0% | 1 |  |  |  |  | 0% | [5 empty] | 46% | 54% | 100% | 5 | 100% | 0% | 0% | 5 | 14% | 0% | 0% | 1 | 56% | 0% | 0% | 2 | 100% | 0% | 0% | 5 | 100% | 0% | 0% | 5 | 0% | 0% | 0% | 1 | 0% | 0% | 1 |  |  |  |  | 0% | [5 empty] | 39% | 61% | 100% | 5 | 99% | 0% | 0% | 5 | 21% | 0% | 0% | 1 | 46% | 0% | 0% | 1 | 99% | 0% | 0% | 5 | 100% | 0% | 0% | 5 | 0% | 0% | 0% | 1 | 0% | 0% | 1 |  |  |  |  | 0% | [5 empty] | 53% | 47% | 100% | 5 | 99% | 0% | 0% | 5 | 47% | 0% | 0% | 1 | 61% | 0% | 0% | 2 | 99% | 0% | 0% | 5 | 97% | 0% | 0% | 5 | 0% | 0% | 0% | 1 | 0% | 0% | 1 |  |  |  |  | 3% | [5 empty] | 77% | 17% | 94% | 5 | 91% | 0% | 0% | 4 | 70% | 0% | 0% | 3 | 80% | 0% | 0% | 3 | 99% | 0% | 0% | 5 | 58% | 0% | 0% | 2 | 2% | 0% | 0% | 1
205 | Smyrna | 0 | 0 | 0 | 0% | 0% | 1 |  |  |  |  | 0% | [5 empty] | 0% | 0% | 0% | 1 | 0% | 0% | 0% | 1 | 0% | 0% | 0% | 1 | 0% | 0% | 0% | 1 | 0% | 0% | 0% | 1 | 0% | 0% | 0% | 1 | 0% | 0% | 0% | 1 | 0% | 0% | 1 |  |  |  |  | 0% | [5 empty] | 0% | 0% | 0% | 1 | 0% | 0% | 0% | 1 | 0% | 0% | 0% | 1 | 0% | 0% | 0% | 1 | 0% | 0% | 0% | 1 | 0% | 0% | 0% | 1 | 0% | 0% | 0% | 1 | 0% | 0% | 1 |  |  |  |  | 0% | [5 empty] | 0% | 0% | 0% | 1 | 0% | 0% | 0% | 1 | 0% | 0% | 0% | 1 | 0% | 0% | 0% | 1 | 0% | 0% | 0% | 1 | 0% | 0% | 0% | 1 | 0% | 0% | 0% | 1 | 0% | 0% | 1 |  |  |  |  | 0% | [5 empty] | 0% | 0% | 0% | 1 | 0% | 0% | 0% | 1 | 0% | 0% | 0% | 1 | 0% | 0% | 0% | 1 | 0% | 0% | 0% | 1 | 0% | 0% | 0% | 1 | 0% | 0% | 0% | 1
206 | Kem | 0 | 0 | 0 | 0% | 0% | 1 |  |  |  |  | 0% | [5 empty] | 0% | 0% | 0% | 1 | 8% | 0% | 0% | 1 | 31% | 0% | 0% | 1 | 0% | 0% | 0% | 1 | 39% | 0% | 0% | 1 | 54% | 0% | 0% | 2 | 0% | 0% | 0% | 1 | 0% | 0% | 1 |  |  |  |  | 0% | [5 empty] | 0% | 0% | 0% | 1 | 8% | 0% | 0% | 1 | 20% | 0% | 0% | 1 | 0% | 0% | 0% | 1 | 28% | 0% | 0% | 1 | 52% | 0% | 0% | 2 | 0% | 0% | 0% | 1 | 0% | 0% | 1 |  |  |  |  | 0% | [5 empty] | 0% | 0% | 0% | 1 | 25% | 0% | 0% | 1 | 15% | 0% | 0% | 1 | 1% | 0% | 0% | 1 | 38% | 0% | 0% | 1 | 53% | 0% | 0% | 2 | 1% | 0% | 0% | 1 | 0% | 0% | 1 |  |  |  |  | 0% | [5 empty] | 0% | 0% | 0% | 1 | 36% | 0% | 0% | 1 | 22% | 0% | 0% | 1 | 12% | 0% | 0% | 1 | 49% | 0% | 0% | 1 | 58% | 0% | 0% | 2 | 1% | 0% | 0% | 1
207 | Potrero | 0 | 0 | 0 | 0% | 0% | 1 |  |  |  |  | 0% | [5 empty] | 0% | 0% | 0% | 1 | 4% | 0% | 0% | 1 | 14% | 0% | 0% | 1 | 37% | 0% | 0% | 1 | 41% | 0% | 0% | 1 | 0% | 0% | 0% | 1 | 5% | 0% | 0% | 1 | 0% | 0% | 1 |  |  |  |  | 0% | [5 empty] | 0% | 0% | 0% | 1 | 6% | 0% | 0% | 1 | 22% | 0% | 0% | 1 | 51% | 0% | 0% | 2 | 53% | 0% | 0% | 2 | 5% | 0% | 0% | 1 | 7% | 0% | 0% | 1 | 0% | 0% | 1 |  |  |  |  | 0% | [5 empty] | 29% | 0% | 29% | 2 | 6% | 0% | 0% | 1 | 45% | 0% | 0% | 1 | 66% | 0% | 0% | 2 | 67% | 0% | 0% | 2 | 12% | 0% | 0% | 1 | 6% | 0% | 0% | 1 | 0% | 0% | 1 |  |  |  |  | 0% | [5 empty] | 42% | 0% | 42% | 2 | 20% | 0% | 0% | 1 | 42% | 0% | 0% | 1 | 45% | 0% | 0% | 1 | 71% | 0% | 0% | 3 | 29% | 0% | 0% | 1 | 12% | 0% | 0% | 1
208 | Palermo | 0 | 0 | 0 | 0% | 0% | 1 |  |  |  |  | 0% | [5 empty] | 0% | 0% | 0% | 1 | 0% | 0% | 0% | 1 | 0% | 0% | 0% | 1 | 0% | 0% | 0% | 1 | 0% | 0% | 0% | 1 | 0% | 0% | 0% | 1 | 0% | 0% | 0% | 1 | 0% | 0% | 1 |  |  |  |  | 0% | [5 empty] | 0% | 0% | 0% | 1 | 0% | 0% | 0% | 1 | 0% | 0% | 0% | 1 | 0% | 0% | 0% | 1 | 0% | 0% | 0% | 1 | 0% | 0% | 0% | 1 | 0% | 0% | 0% | 1 | 0% | 0% | 1 |  |  |  |  | 0% | [5 empty] | 0% | 0% | 0% | 1 | 0% | 0% | 0% | 1 | 100% | 0% | 0% | 5 | 100% | 0% | 0% | 5 | 100% | 0% | 0% | 5 | 100% | 0% | 0% | 5 | 0% | 0% | 0% | 1 | 0% | 0% | 1 |  |  |  |  | 0% | [5 empty] | 42% | 6% | 48% | 2 | 49% | 0% | 0% | 1 | 65% | 0% | 0% | 2 | 85% | 0% | 0% | 3 | 98% | 0% | 0% | 5 | 76% | 0% | 0% | 3 | 1% | 0% | 0% | 1
209 | Bogue | 0 | 0 | 0 | 0% | 0% | 1 |  |  |  |  | 0% | [5 empty] | 0% | 0% | 0% | 1 | 0% | 0% | 0% | 1 | 0% | 0% | 0% | 1 | 0% | 0% | 0% | 1 | 0% | 0% | 0% | 1 | 0% | 0% | 0% | 1 | 0% | 0% | 0% | 1 | 0% | 0% | 1 |  |  |  |  | 0% | [5 empty] | 100% | 0% | 100% | 5 | 97% | 0% | 0% | 5 | 65% | 0% | 0% | 2 | 65% | 0% | 0% | 2 | 98% | 0% | 0% | 5 | 82% | 0% | 0% | 3 | 0% | 0% | 0% | 1 | 0% | 0% | 1 |  |  |  |  | 0% | [5 empty] | 100% | 0% | 100% | 5 | 97% | 0% | 0% | 5 | 65% | 0% | 0% | 2 | 65% | 0% | 0% | 2 | 98% | 0% | 0% | 5 | 82% | 0% | 0% | 3 | 0% | 0% | 0% | 1 | 0% | 0% | 1 |  |  |  |  | 7% | [5 empty] | 72% | 20% | 92% | 5 | 99% | 0% | 0% | 5 | 17% | 0% | 0% | 1 | 17% | 0% | 0% | 1 | 99% | 0% | 0% | 5 | 70% | 0% | 0% | 3 | 1% | 0% | 0% | 1
210 | Balch 1 | 0 | 0 | 0 | 0% | 0% | 1 |  |  |  |  | 0% | [5 empty] | 0% | 0% | 0% | 1 | 0% | 0% | 0% | 1 | 0% | 0% | 0% | 1 | 0% | 0% | 0% | 1 | 0% | 0% | 0% | 1 | 0% | 0% | 0% | 1 | 0% | 0% | 0% | 1 | 0% | 0% | 1 |  |  |  |  | 0% | [5 empty] | 0% | 0% | 0% | 1 | 0% | 0% | 0% | 1 | 0% | 0% | 0% | 1 | 0% | 0% | 0% | 1 | 0% | 0% | 0% | 1 | 0% | 0% | 0% | 1 | 0% | 0% | 0% | 1 | 0% | 0% | 1 |  |  |  |  | 0% | [5 empty] | 0% | 0% | 0% | 1 | 0% | 0% | 0% | 1 | 0% | 0% | 0% | 1 | 0% | 0% | 0% | 1 | 0% | 0% | 0% | 1 | 0% | 0% | 0% | 1 | 0% | 0% | 0% | 1 | 0% | 0% | 1 |  |  |  |  | 0% | [5 empty] | 100% | 0% | 100% | 5 | 0% | 0% | 0% | 1 | 0% | 0% | 0% | 1 | 100% | 0% | 0% | 5 | 100% | 0% | 0% | 5 | 100% | 0% | 0% | 5 | 0% | 0% | 0% | 1
211 | Pauba | 0 | 0 | 0 | 0% | 0% | 1 |  |  |  |  | 0% | [5 empty] | 0% | 0% | 0% | 1 | 0% | 0% | 0% | 1 | 0% | 0% | 0% | 1 | 0% | 0% | 0% | 1 | 0% | 0% | 0% | 1 | 0% | 0% | 0% | 1 | 0% | 0% | 0% | 1 | 0% | 0% | 1 |  |  |  |  | 0% | [5 empty] | 0% | 0% | 0% | 1 | 0% | 0% | 0% | 1 | 0% | 0% | 0% | 1 | 0% | 0% | 0% | 1 | 0% | 0% | 0% | 1 | 0% | 0% | 0% | 1 | 0% | 0% | 0% | 1 | 0% | 0% | 1 |  |  |  |  | 0% | [5 empty] | 0% | 0% | 0% | 1 | 0% | 0% | 0% | 1 | 0% | 0% | 0% | 1 | 0% | 0% | 0% | 1 | 0% | 0% | 0% | 1 | 0% | 0% | 0% | 1 | 0% | 0% | 0% | 1 | 0% | 0% | 1 |  |  |  |  | 0% | [5 empty] | 14% | 83% | 97% | 5 | 43% | 0% | 0% | 1 | 17% | 0% | 0% | 1 | 60% | 0% | 0% | 2 | 73% | 0% | 0% | 3 | 60% | 0% | 0% | 2 | 1% | 0% | 0% | 1
212 | Eastshore | 0 | 0 | 30 | 0% | 0% | 1 |  |  |  |  | 0% | [5 empty] | 0% | 0% | 0% | 1 | 0% | 0% | 0% | 1 | 7% | 0% | 0% | 1 | 20% | 0% | 0% | 1 | 20% | 0% | 0% | 1 | 0% | 0% | 0% | 1 | 32% | 0% | 0% | 1 | 0% | 0% | 1 |  |  |  |  | 0% | [5 empty] | 10% | 0% | 10% | 1 | 10% | 0% | 0% | 1 | 16% | 0% | 0% | 1 | 24% | 0% | 0% | 1 | 34% | 0% | 0% | 1 | 10% | 0% | 0% | 1 | 21% | 0% | 0% | 1 | 0% | 0% | 1 |  |  |  |  | 0% | [5 empty] | 8% | 0% | 8% | 1 | 18% | 0% | 0% | 1 | 23% | 0% | 0% | 1 | 34% | 0% | 0% | 1 | 40% | 0% | 0% | 1 | 14% | 0% | 0% | 1 | 14% | 0% | 0% | 1 | 0% | 0% | 1 |  |  |  |  | 0% | [5 empty] | 85% | 3% | 88% | 5 | 70% | 0% | 0% | 3 | 68% | 0% | 0% | 2 | 84% | 0% | 0% | 3 | 91% | 0% | 0% | 4 | 40% | 0% | 0% | 1 | 4% | 0% | 0% | 1
213 | Cheney | 0 | 0 | 0 | 0% | 0% | 1 |  |  |  |  | 0% | [5 empty] | 0% | 0% | 0% | 1 | 0% | 0% | 0% | 1 | 0% | 0% | 0% | 1 | 0% | 0% | 0% | 1 | 0% | 0% | 0% | 1 | 0% | 0% | 0% | 1 | 0% | 0% | 0% | 1 | 0% | 0% | 1 |  |  |  |  | 0% | [5 empty] | 0% | 0% | 0% | 1 | 0% | 0% | 0% | 1 | 0% | 0% | 0% | 1 | 0% | 0% | 0% | 1 | 0% | 0% | 0% | 1 | 0% | 0% | 0% | 1 | 0% | 0% | 0% | 1 | 0% | 0% | 1 |  |  |  |  | 0% | [5 empty] | 0% | 0% | 0% | 1 | 0% | 0% | 0% | 1 | 0% | 0% | 0% | 1 | 0% | 0% | 0% | 1 | 0% | 0% | 0% | 1 | 0% | 0% | 0% | 1 | 0% | 0% | 0% | 1 | 0% | 0% | 1 |  |  |  |  | 0% | [5 empty] | 24% | 75% | 99% | 5 | 91% | 0% | 0% | 4 | 7% | 0% | 0% | 1 | 15% | 0% | 0% | 1 | 93% | 0% | 0% | 4 | 98% | 0% | 0% | 5 | 0% | 0% | 0% | 1
214 | Warnerville | 0 | 0 | 0 | 0% | 0% | 1 |  |  |  |  | 0% | [5 empty] | 0% | 0% | 0% | 1 | 0% | 0% | 0% | 1 | 0% | 0% | 0% | 1 | 0% | 0% | 0% | 1 | 0% | 0% | 0% | 1 | 0% | 0% | 0% | 1 | 0% | 0% | 0% | 1 | 0% | 0% | 1 |  |  |  |  | 0% | [5 empty] | 0% | 0% | 0% | 1 | 0% | 0% | 0% | 1 | 0% | 0% | 0% | 1 | 0% | 0% | 0% | 1 | 0% | 0% | 0% | 1 | 0% | 0% | 0% | 1 | 0% | 0% | 0% | 1 | 0% | 0% | 1 |  |  |  |  | 0% | [5 empty] | 0% | 0% | 0% | 1 | 0% | 0% | 0% | 1 | 0% | 0% | 0% | 1 | 0% | 0% | 0% | 1 | 0% | 0% | 0% | 1 | 0% | 0% | 0% | 1 | 0% | 0% | 0% | 1 | 0% | 0% | 1 |  |  |  |  | 0% | [5 empty] | 100% | 0% | 100% | 5 | 100% | 0% | 0% | 5 | 52% | 0% | 0% | 2 | 52% | 0% | 0% | 2 | 100% | 0% | 0% | 5 | 100% | 0% | 0% | 5 | 0% | 0% | 0% | 1
215 | Corona | 0 | 0 | 0 | 0% | 0% | 1 |  |  |  |  | 0% | [5 empty] | 100% | 0% | 100% | 5 | 78% | 0% | 0% | 3 | 38% | 0% | 0% | 1 | 71% | 0% | 0% | 3 | 93% | 0% | 0% | 4 | 87% | 0% | 0% | 3 | 1% | 0% | 0% | 1 | 0% | 0% | 1 |  |  |  |  | 0% | [5 empty] | 77% | 0% | 77% | 5 | 82% | 0% | 0% | 3 | 30% | 0% | 0% | 1 | 53% | 0% | 0% | 2 | 91% | 0% | 0% | 4 | 86% | 0% | 0% | 3 | 3% | 0% | 0% | 1 | 0% | 0% | 1 |  |  |  |  | 0% | [5 empty] | 52% | 0% | 52% | 3 | 86% | 0% | 0% | 3 | 28% | 0% | 0% | 1 | 48% | 0% | 0% | 1 | 93% | 0% | 0% | 4 | 73% | 0% | 0% | 3 | 5% | 0% | 0% | 1 | 0% | 0% | 1 |  |  |  |  | 0% | [5 empty] | 61% | 0% | 61% | 3 | 82% | 0% | 0% | 3 | 22% | 0% | 0% | 1 | 43% | 0% | 0% | 1 | 90% | 0% | 0% | 4 | 70% | 0% | 0% | 3 | 4% | 0% | 0% | 1
216 | Goleta | 0 | 0 | 0 | 0% | 0% | 1 |  |  |  |  | 0% | [5 empty] | 41% | 0% | 41% | 2 | 9% | 0% | 0% | 1 | 0% | 0% | 0% | 1 | 3% | 0% | 0% | 1 | 12% | 0% | 0% | 1 | 9% | 0% | 0% | 1 | 2% | 0% | 0% | 1 | 0% | 0% | 1 |  |  |  |  | 0% | [5 empty] | 73% | 2% | 75% | 5 | 81% | 0% | 0% | 3 | 0% | 0% | 0% | 1 | 1% | 0% | 0% | 1 | 82% | 0% | 0% | 3 | 35% | 0% | 0% | 1 | 3% | 0% | 0% | 1 | 0% | 0% | 1 |  |  |  |  | 0% | [5 empty] | 75% | 10% | 85% | 5 | 80% | 0% | 0% | 3 | 0% | 0% | 0% | 1 | 3% | 0% | 0% | 1 | 83% | 0% | 0% | 3 | 57% | 0% | 0% | 2 | 3% | 0% | 0% | 1 | 0% | 0% | 1 |  |  |  |  | 0% | [5 empty] | 84% | 5% | 89% | 5 | 80% | 0% | 0% | 3 | 0% | 0% | 0% | 1 | 2% | 0% | 0% | 1 | 82% | 0% | 0% | 3 | 54% | 0% | 0% | 2 | 6% | 0% | 0% | 1
217 | Midway Green Ridge Services | 0 | 0 | 0 | 0% | 0% | 1 |  |  |  |  | 4% | [5 empty] | 88% | 2% | 90% | 5 | 90% | 0% | 0% | 4 | 89% | 0% | 0% | 3 | 97% | 0% | 0% | 5 | 100% | 0% | 0% | 5 | 41% | 0% | 0% | 1 | 3% | 0% | 0% | 1 | 0% | 0% | 1 |  |  |  |  | 3% | [5 empty] | 87% | 4% | 91% | 5 | 90% | 0% | 0% | 4 | 86% | 0% | 0% | 3 | 94% | 0% | 0% | 4 | 100% | 0% | 0% | 5 | 44% | 0% | 0% | 1 | 3% | 0% | 0% | 1 | 0% | 0% | 1 |  |  |  |  | 3% | [5 empty] | 85% | 8% | 93% | 5 | 89% | 0% | 0% | 3 | 81% | 0% | 0% | 3 | 88% | 0% | 0% | 3 | 99% | 0% | 0% | 5 | 49% | 0% | 0% | 1 | 3% | 0% | 0% | 1 | 0% | 0% | 1 |  |  |  |  | 8% | [5 empty] | 54% | 9% | 63% | 3 | 62% | 0% | 0% | 2 | 69% | 0% | 0% | 2 | 72% | 0% | 0% | 3 | 85% | 0% | 0% | 3 | 35% | 0% | 0% | 1 | 10% | 0% | 0% | 1
218 | Lerdo | 0 | 0 | 0 | 0% | 0% | 1 |  |  |  |  | 0% | [5 empty] | 0% | 0% | 0% | 1 | 0% | 0% | 0% | 1 | 0% | 0% | 0% | 1 | 0% | 0% | 0% | 1 | 0% | 0% | 0% | 1 | 0% | 0% | 0% | 1 | 0% | 0% | 0% | 1 | 0% | 0% | 1 |  |  |  |  | 0% | [5 empty] | 0% | 0% | 0% | 1 | 0% | 0% | 0% | 1 | 0% | 0% | 0% | 1 | 0% | 0% | 0% | 1 | 0% | 0% | 0% | 1 | 0% | 0% | 0% | 1 | 0% | 0% | 0% | 1 | 0% | 0% | 1 |  |  |  |  | 0% | [5 empty] | 0% | 0% | 0% | 1 | 0% | 0% | 0% | 1 | 0% | 0% | 0% | 1 | 0% | 0% | 0% | 1 | 0% | 0% | 0% | 1 | 0% | 0% | 0% | 1 | 0% | 0% | 0% | 1 | 0% | 0% | 1 |  |  |  |  | 0% | [5 empty] | 0% | 100% | 100% | 5 | 47% | 0% | 0% | 1 | 8% | 0% | 0% | 1 | 42% | 0% | 0% | 1 | 47% | 0% | 0% | 1 | 76% | 0% | 0% | 3 | 1% | 0% | 0% | 1
219 | Tulucay | 0 | 0 | 0 | 0% | 0% | 1 |  |  |  |  | 0% | [5 empty] | 85% | 0% | 85% | 5 | 94% | 0% | 0% | 4 | 2% | 0% | 0% | 1 | 21% | 0% | 0% | 1 | 95% | 0% | 0% | 5 | 73% | 0% | 0% | 3 | 4% | 0% | 0% | 1 | 0% | 0% | 1 |  |  |  |  | 0% | [5 empty] | 63% | 0% | 63% | 3 | 76% | 0% | 0% | 3 | 23% | 0% | 0% | 1 | 24% | 0% | 0% | 1 | 91% | 0% | 0% | 4 | 64% | 0% | 0% | 2 | 8% | 0% | 0% | 1 | 0% | 0% | 1 |  |  |  |  | 0% | [5 empty] | 58% | 0% | 58% | 3 | 69% | 0% | 0% | 2 | 28% | 0% | 0% | 1 | 27% | 0% | 0% | 1 | 88% | 0% | 0% | 3 | 52% | 0% | 0% | 2 | 16% | 0% | 0% | 1 | 0% | 0% | 1 |  |  |  |  | 9% | [5 empty] | 66% | 0% | 66% | 3 | 45% | 0% | 0% | 1 | 35% | 0% | 0% | 1 | 34% | 0% | 0% | 1 | 74% | 0% | 0% | 3 | 32% | 0% | 0% | 1 | 25% | 0% | 0% | 1
220 | McCall | 0 | 0 | 0 | 0% | 0% | 1 |  |  |  |  | 0% | [5 empty] | 0% | 0% | 0% | 1 | 0% | 0% | 0% | 1 | 0% | 0% | 0% | 1 | 0% | 0% | 0% | 1 | 0% | 0% | 0% | 1 | 0% | 0% | 0% | 1 | 0% | 0% | 0% | 1 | 0% | 0% | 1 |  |  |  |  | 0% | [5 empty] | 0% | 0% | 0% | 1 | 0% | 0% | 0% | 1 | 0% | 0% | 0% | 1 | 0% | 0% | 0% | 1 | 0% | 0% | 0% | 1 | 0% | 0% | 0% | 1 | 0% | 0% | 0% | 1 | 0% | 0% | 1 |  |  |  |  | 0% | [5 empty] | 0% | 0% | 0% | 1 | 0% | 0% | 0% | 1 | 0% | 0% | 0% | 1 | 0% | 0% | 0% | 1 | 0% | 0% | 0% | 1 | 0% | 0% | 0% | 1 | 0% | 0% | 0% | 1 | 0% | 0% | 1 |  |  |  |  | 0% | [5 empty] | 0% | 0% | 0% | 1 | 0% | 0% | 0% | 1 | 0% | 0% | 0% | 1 | 0% | 0% | 0% | 1 | 0% | 0% | 0% | 1 | 0% | 0% | 0% | 1 | 0% | 0% | 0% | 1
221 | Notre Dame | 0 | 0 | 0 | 0% | 0% | 1 |  |  |  |  | 0% | [5 empty] | 0% | 0% | 0% | 1 | 0% | 0% | 0% | 1 | 0% | 0% | 0% | 1 | 0% | 0% | 0% | 1 | 0% | 0% | 0% | 1 | 0% | 0% | 0% | 1 | 0% | 0% | 0% | 1 | 0% | 0% | 1 |  |  |  |  | 0% | [5 empty] | 0% | 0% | 0% | 1 | 57% | 0% | 0% | 2 | 65% | 0% | 0% | 2 | 100% | 0% | 0% | 5 | 100% | 0% | 0% | 5 | 92% | 0% | 0% | 4 | 2% | 0% | 0% | 1 | 0% | 0% | 1 |  |  |  |  | 0% | [5 empty] | 35% | 1% | 36% | 2 | 39% | 0% | 0% | 1 | 57% | 0% | 0% | 2 | 100% | 0% | 0% | 5 | 100% | 0% | 0% | 5 | 72% | 0% | 0% | 3 | 1% | 0% | 0% | 1 | 0% | 0% | 1 |  |  |  |  | 0% | [5 empty] | 38% | 21% | 59% | 4 | 62% | 0% | 0% | 2 | 51% | 0% | 0% | 2 | 67% | 0% | 0% | 2 | 95% | 0% | 0% | 5 | 77% | 0% | 0% | 3 | 5% | 0% | 0% | 1
222 | Martinez | 0 | 0 | 0 | 0% | 0% | 1 |  |  |  |  | 0% | [5 empty] | 35% | 0% | 35% | 2 | 33% | 0% | 0% | 1 | 51% | 0% | 0% | 2 | 32% | 0% | 0% | 1 | 79% | 0% | 0% | 3 | 22% | 0% | 0% | 1 | 36% | 0% | 0% | 1 | 0% | 0% | 1 |  |  |  |  | 0% | [5 empty] | 35% | 0% | 35% | 2 | 52% | 0% | 0% | 2 | 58% | 0% | 0% | 2 | 39% | 0% | 0% | 1 | 86% | 0% | 0% | 3 | 20% | 0% | 0% | 1 | 46% | 0% | 0% | 1 | 0% | 0% | 1 |  |  |  |  | 0% | [5 empty] | 52% | 0% | 52% | 3 | 48% | 0% | 0% | 1 | 53% | 0% | 0% | 2 | 43% | 0% | 0% | 1 | 84% | 0% | 0% | 3 | 26% | 0% | 0% | 1 | 33% | 0% | 0% | 1 | 0% | 0% | 1 |  |  |  |  | 15% | [5 empty] | 47% | 0% | 47% | 2 | 31% | 0% | 0% | 1 | 44% | 0% | 0% | 1 | 41% | 0% | 0% | 1 | 66% | 0% | 0% | 2 | 18% | 0% | 0% | 1 | 25% | 0% | 0% | 1
223 | San Bernardino | 0 | 0 | 0 | 0% | 0% | 1 |  |  |  |  | 0% | [5 empty] | 1% | 99% | 100% | 5 | 100% | 0% | 0% | 5 | 93% | 0% | 0% | 4 | 100% | 0% | 0% | 5 | 100% | 0% | 0% | 5 | 10% | 0% | 0% | 1 | 0% | 0% | 0% | 1 | 0% | 0% | 1 |  |  |  |  | 0% | [5 empty] | 47% | 52% | 99% | 5 | 93% | 0% | 0% | 4 | 6% | 0% | 0% | 1 | 63% | 0% | 0% | 2 | 97% | 0% | 0% | 5 | 70% | 0% | 0% | 3 | 3% | 0% | 0% | 1 | 0% | 0% | 1 |  |  |  |  | 0% | [5 empty] | 32% | 65% | 97% | 5 | 81% | 0% | 0% | 3 | 31% | 0% | 0% | 1 | 47% | 0% | 0% | 1 | 93% | 0% | 0% | 4 | 70% | 0% | 0% | 3 | 1% | 0% | 0% | 1 | 0% | 0% | 1 |  |  |  |  | 0% | [5 empty] | 31% | 33% | 64% | 5 | 39% | 0% | 0% | 1 | 48% | 0% | 0% | 1 | 60% | 0% | 0% | 2 | 83% | 0% | 0% | 3 | 43% | 0% | 0% | 1 | 0% | 0% | 0% | 1
224 | Las Positas | 0 | 0 | 0 | 0% | 0% | 1 |  |  |  |  | 1% | [5 empty] | 99% | 1% | 100% | 5 | 97% | 0% | 0% | 5 | 84% | 0% | 0% | 3 | 98% | 0% | 0% | 5 | 100% | 0% | 0% | 5 | 33% | 0% | 0% | 1 | 4% | 0% | 0% | 1 | 0% | 0% | 1 |  |  |  |  | 3% | [5 empty] | 88% | 4% | 92% | 5 | 87% | 0% | 0% | 3 | 87% | 0% | 0% | 3 | 95% | 0% | 0% | 5 | 99% | 0% | 0% | 5 | 42% | 0% | 0% | 1 | 3% | 0% | 0% | 1 | 0% | 0% | 1 |  |  |  |  | 3% | [5 empty] | 88% | 5% | 93% | 5 | 88% | 0% | 0% | 3 | 83% | 0% | 0% | 3 | 90% | 0% | 0% | 4 | 99% | 0% | 0% | 5 | 48% | 0% | 0% | 1 | 3% | 0% | 0% | 1 | 0% | 0% | 1 |  |  |  |  | 5% | [5 empty] | 56% | 8% | 64% | 3 | 64% | 0% | 0% | 2 | 73% | 0% | 0% | 3 | 75% | 0% | 0% | 3 | 89% | 0% | 0% | 3 | 35% | 0% | 0% | 1 | 15% | 0% | 0% | 1
225 | Pomerado | 0 | 0 | 0 | 0% | 0% | 1 |  |  |  |  | 0% | [5 empty] | 0% | 0% | 0% | 1 | 0% | 0% | 0% | 1 | 0% | 0% | 0% | 1 | 0% | 0% | 0% | 1 | 0% | 0% | 0% | 1 | 0% | 0% | 0% | 1 | 0% | 0% | 0% | 1 | 0% | 0% | 1 |  |  |  |  | 0% | [5 empty] | 0% | 0% | 0% | 1 | 0% | 0% | 0% | 1 | 93% | 0% | 0% | 4 | 97% | 0% | 0% | 5 | 97% | 0% | 0% | 5 | 0% | 0% | 0% | 1 | 10% | 0% | 0% | 1 | 0% | 0% | 1 |  |  |  |  | 0% | [5 empty] | 0% | 0% | 0% | 1 | 0% | 0% | 0% | 1 | 13% | 0% | 0% | 1 | 54% | 0% | 0% | 2 | 54% | 0% | 0% | 2 | 0% | 0% | 0% | 1 | 1% | 0% | 0% | 1 | 0% | 0% | 1 |  |  |  |  | 0% | [5 empty] | 3% | 67% | 70% | 5 | 67% | 0% | 0% | 2 | 57% | 0% | 0% | 2 | 73% | 0% | 0% | 3 | 91% | 0% | 0% | 4 | 22% | 0% | 0% | 1 | 29% | 0% | 0% | 1
226 | Altamont Midway (Sandhill) | 0 | 0 | 10 | 0% | 0% | 1 |  |  |  |  | 4% | [5 empty] | 89% | 0% | 89% | 5 | 88% | 0% | 0% | 3 | 88% | 0% | 0% | 3 | 97% | 0% | 0% | 5 | 100% | 0% | 0% | 5 | 33% | 0% | 0% | 1 | 3% | 0% | 0% | 1 | 0% | 0% | 1 |  |  |  |  | 3% | [5 empty] | 89% | 4% | 93% | 5 | 88% | 0% | 0% | 3 | 88% | 0% | 0% | 3 | 95% | 0% | 0% | 5 | 99% | 0% | 0% | 5 | 43% | 0% | 0% | 1 | 3% | 0% | 0% | 1 | 0% | 0% | 1 |  |  |  |  | 3% | [5 empty] | 88% | 5% | 93% | 5 | 87% | 0% | 0% | 3 | 84% | 0% | 0% | 3 | 91% | 0% | 0% | 4 | 99% | 0% | 0% | 5 | 47% | 0% | 0% | 1 | 3% | 0% | 0% | 1 | 0% | 0% | 1 |  |  |  |  | 9% | [5 empty] | 51% | 7% | 58% | 3 | 60% | 0% | 0% | 2 | 67% | 0% | 0% | 2 | 68% | 0% | 0% | 2 | 82% | 0% | 0% | 3 | 31% | 0% | 0% | 1 | 16% | 0% | 0% | 1
227 | Wheeler Ridge | 0 | 0 | 0 | 0% | 0% | 1 |  |  |  |  | 0% | [5 empty] | 0% | 0% | 0% | 1 | 0% | 0% | 0% | 1 | 0% | 0% | 0% | 1 | 0% | 0% | 0% | 1 | 0% | 0% | 0% | 1 | 0% | 0% | 0% | 1 | 0% | 0% | 0% | 1 | 0% | 0% | 1 |  |  |  |  | 0% | [5 empty] | 97% | 3% | 100% | 5 | 100% | 0% | 0% | 5 | 82% | 0% | 0% | 3 | 82% | 0% | 0% | 3 | 100% | 0% | 0% | 5 | 85% | 0% | 0% | 3 | 0% | 0% | 0% | 1 | 0% | 0% | 1 |  |  |  |  | 0% | [5 empty] | 71% | 26% | 97% | 5 | 78% | 0% | 0% | 3 | 56% | 0% | 0% | 2 | 70% | 0% | 0% | 3 | 99% | 0% | 0% | 5 | 64% | 0% | 0% | 2 | 3% | 0% | 0% | 1 | 0% | 0% | 1 |  |  |  |  | 1% | [5 empty] | 43% | 21% | 64% | 4 | 60% | 0% | 0% | 2 | 53% | 0% | 0% | 2 | 45% | 0% | 0% | 1 | 86% | 0% | 0% | 3 | 51% | 0% | 0% | 2 | 1% | 0% | 0% | 1
228 | El Cajon | 0 | 0 | 0 | 0% | 0% | 1 |  |  |  |  | 0% | [5 empty] | 0% | 0% | 0% | 1 | 0% | 0% | 0% | 1 | 0% | 0% | 0% | 1 | 0% | 0% | 0% | 1 | 0% | 0% | 0% | 1 | 0% | 0% | 0% | 1 | 0% | 0% | 0% | 1 | 0% | 0% | 1 |  |  |  |  | 0% | [5 empty] | 0% | 0% | 0% | 1 | 3% | 0% | 0% | 1 | 11% | 0% | 0% | 1 | 48% | 0% | 0% | 1 | 48% | 0% | 0% | 1 | 0% | 0% | 0% | 1 | 7% | 0% | 0% | 1 | 0% | 0% | 1 |  |  |  |  | 0% | [5 empty] | 0% | 0% | 0% | 1 | 7% | 0% | 0% | 1 | 36% | 0% | 0% | 1 | 65% | 0% | 0% | 2 | 66% | 0% | 0% | 2 | 0% | 0% | 0% | 1 | 7% | 0% | 0% | 1 | 0% | 0% | 1 |  |  |  |  | 0% | [5 empty] | 4% | 68% | 72% | 5 | 37% | 0% | 0% | 1 | 67% | 0% | 0% | 2 | 84% | 0% | 0% | 3 | 87% | 0% | 0% | 3 | 27% | 0% | 0% | 1 | 11% | 0% | 0% | 1
229 | Ellis | 0 | 0 | 0 | 0% | 0% | 1 |  |  |  |  | 0% | [5 empty] | 0% | 0% | 0% | 1 | 2% | 0% | 0% | 1 | 44% | 0% | 0% | 1 | 89% | 0% | 0% | 3 | 92% | 0% | 0% | 4 | 0% | 0% | 0% | 1 | 9% | 0% | 0% | 1 | 0% | 0% | 1 |  |  |  |  | 0% | [5 empty] | 0% | 0% | 0% | 1 | 2% | 0% | 0% | 1 | 37% | 0% | 0% | 1 | 76% | 0% | 0% | 3 | 77% | 0% | 0% | 3 | 0% | 0% | 0% | 1 | 6% | 0% | 0% | 1 | 0% | 0% | 1 |  |  |  |  | 0% | [5 empty] | 0% | 0% | 0% | 1 | 1% | 0% | 0% | 1 | 17% | 0% | 0% | 1 | 62% | 0% | 0% | 2 | 63% | 0% | 0% | 2 | 0% | 0% | 0% | 1 | 3% | 0% | 0% | 1 | 0% | 0% | 1 |  |  |  |  | 0% | [5 empty] | 0% | 0% | 0% | 1 | 1% | 0% | 0% | 1 | 17% | 0% | 0% | 1 | 60% | 0% | 0% | 2 | 60% | 0% | 0% | 2 | 0% | 0% | 0% | 1 | 2% | 0% | 0% | 1
230 | French Camp | 0 | 0 | 0 | 0% | 0% | 1 |  |  |  |  | 0% | [5 empty] | 0% | 0% | 0% | 1 | 0% | 0% | 0% | 1 | 0% | 0% | 0% | 1 | 0% | 0% | 0% | 1 | 0% | 0% | 0% | 1 | 0% | 0% | 0% | 1 | 0% | 0% | 0% | 1 | 0% | 0% | 1 |  |  |  |  | 0% | [5 empty] | 0% | 0% | 0% | 1 | 0% | 0% | 0% | 1 | 0% | 0% | 0% | 1 | 0% | 0% | 0% | 1 | 0% | 0% | 0% | 1 | 0% | 0% | 0% | 1 | 0% | 0% | 0% | 1 | 0% | 0% | 1 |  |  |  |  | 7% | [5 empty] | 79% | 0% | 79% | 5 | 79% | 0% | 0% | 3 | 95% | 0% | 0% | 5 | 95% | 0% | 0% | 5 | 97% | 0% | 0% | 5 | 30% | 0% | 0% | 1 | 3% | 0% | 0% | 1 | 0% | 0% | 1 |  |  |  |  | 13% | [5 empty] | 53% | 6% | 59% | 3 | 56% | 0% | 0% | 2 | 67% | 0% | 0% | 2 | 73% | 0% | 0% | 3 | 80% | 0% | 0% | 3 | 31% | 0% | 0% | 1 | 6% | 0% | 0% | 1
231 | Exchequer | 0 | 0 | 0 | 0% | 0% | 1 |  |  |  |  | 0% | [5 empty] | 0% | 0% | 0% | 1 | 0% | 0% | 0% | 1 | 0% | 0% | 0% | 1 | 0% | 0% | 0% | 1 | 0% | 0% | 0% | 1 | 0% | 0% | 0% | 1 | 0% | 0% | 0% | 1 | 0% | 0% | 1 |  |  |  |  | 0% | [5 empty] | 0% | 0% | 0% | 1 | 0% | 0% | 0% | 1 | 0% | 0% | 0% | 1 | 0% | 0% | 0% | 1 | 0% | 0% | 0% | 1 | 0% | 0% | 0% | 1 | 0% | 0% | 0% | 1 | 0% | 0% | 1 |  |  |  |  | 0% | [5 empty] | 0% | 0% | 0% | 1 | 0% | 0% | 0% | 1 | 0% | 0% | 0% | 1 | 0% | 0% | 0% | 1 | 0% | 0% | 0% | 1 | 0% | 0% | 0% | 1 | 0% | 0% | 0% | 1 | 0% | 0% | 1 |  |  |  |  | 0% | [5 empty] | 0% | 0% | 0% | 1 | 0% | 0% | 0% | 1 | 0% | 0% | 0% | 1 | 0% | 0% | 0% | 1 | 0% | 0% | 0% | 1 | 0% | 0% | 0% | 1 | 0% | 0% | 0% | 1
232 | Higgins | 0 | 0 | 0 | 0% | 0% | 1 |  |  |  |  | 0% | [5 empty] | 0% | 0% | 0% | 1 | 0% | 0% | 0% | 1 | 0% | 0% | 0% | 1 | 0% | 0% | 0% | 1 | 0% | 0% | 0% | 1 | 0% | 0% | 0% | 1 | 0% | 0% | 0% | 1 | 0% | 0% | 1 |  |  |  |  | 0% | [5 empty] | 0% | 0% | 0% | 1 | 0% | 0% | 0% | 1 | 0% | 0% | 0% | 1 | 0% | 0% | 0% | 1 | 0% | 0% | 0% | 1 | 0% | 0% | 0% | 1 | 0% | 0% | 0% | 1 | 0% | 0% | 1 |  |  |  |  | 0% | [5 empty] | 0% | 0% | 0% | 1 | 0% | 0% | 0% | 1 | 0% | 0% | 0% | 1 | 0% | 0% | 0% | 1 | 0% | 0% | 0% | 1 | 0% | 0% | 0% | 1 | 0% | 0% | 0% | 1 | 0% | 0% | 1 |  |  |  |  | 0% | [5 empty] | 0% | 100% | 100% | 5 | 8% | 0% | 0% | 1 | 0% | 0% | 0% | 1 | 0% | 0% | 0% | 1 | 8% | 0% | 0% | 1 | 71% | 0% | 0% | 3 | 0% | 0% | 0% | 1
233 | Mead | 0 | 0 | 0 | 0% | 0% | 1 |  |  |  |  | 0% | [5 empty] | 0% | 0% | 0% | 1 | 0% | 0% | 0% | 1 | 0% | 0% | 0% | 1 | 0% | 0% | 0% | 1 | 0% | 0% | 0% | 1 | 0% | 0% | 0% | 1 | 0% | 0% | 0% | 1 | 0% | 0% | 1 |  |  |  |  | 0% | [5 empty] | 0% | 0% | 0% | 1 | 0% | 0% | 0% | 1 | 0% | 0% | 0% | 1 | 0% | 0% | 0% | 1 | 0% | 0% | 0% | 1 | 0% | 0% | 0% | 1 | 0% | 0% | 0% | 1 | 0% | 0% | 1 |  |  |  |  | 0% | [5 empty] | 0% | 0% | 0% | 1 | 0% | 0% | 0% | 1 | 0% | 0% | 0% | 1 | 0% | 0% | 0% | 1 | 0% | 0% | 0% | 1 | 0% | 0% | 0% | 1 | 0% | 0% | 0% | 1 | 0% | 0% | 1 |  |  |  |  | 0% | [5 empty] | 0% | 0% | 0% | 1 | 0% | 0% | 0% | 1 | 0% | 0% | 0% | 1 | 0% | 0% | 0% | 1 | 0% | 0% | 0% | 1 | 0% | 0% | 0% | 1 | 0% | 0% | 0% | 1
234 | Kearney | 0 | 0 | 0 | 0% | 0% | 1 |  |  |  |  | 0% | [5 empty] | 0% | 0% | 0% | 1 | 0% | 0% | 0% | 1 | 0% | 0% | 0% | 1 | 0% | 0% | 0% | 1 | 0% | 0% | 0% | 1 | 0% | 0% | 0% | 1 | 0% | 0% | 0% | 1 | 0% | 0% | 1 |  |  |  |  | 0% | [5 empty] | 0% | 0% | 0% | 1 | 0% | 0% | 0% | 1 | 0% | 0% | 0% | 1 | 0% | 0% | 0% | 1 | 0% | 0% | 0% | 1 | 0% | 0% | 0% | 1 | 0% | 0% | 0% | 1 | 0% | 0% | 1 |  |  |  |  | 0% | [5 empty] | 0% | 0% | 0% | 1 | 0% | 0% | 0% | 1 | 0% | 0% | 0% | 1 | 0% | 0% | 0% | 1 | 0% | 0% | 0% | 1 | 0% | 0% | 0% | 1 | 0% | 0% | 0% | 1 | 0% | 0% | 1 |  |  |  |  | 0% | [5 empty] | 0% | 0% | 0% | 1 | 0% | 0% | 0% | 1 | 0% | 0% | 0% | 1 | 0% | 0% | 0% | 1 | 0% | 0% | 0% | 1 | 0% | 0% | 0% | 1 | 0% | 0% | 0% | 1
235 | Waukena | 0 | 0 | 0 | 0% | 0% | 1 |  |  |  |  | 0% | [5 empty] | 0% | 0% | 0% | 1 | 0% | 0% | 0% | 1 | 0% | 0% | 0% | 1 | 0% | 0% | 0% | 1 | 0% | 0% | 0% | 1 | 0% | 0% | 0% | 1 | 0% | 0% | 0% | 1 | 0% | 0% | 1 |  |  |  |  | 0% | [5 empty] | 0% | 0% | 0% | 1 | 0% | 0% | 0% | 1 | 0% | 0% | 0% | 1 | 0% | 0% | 0% | 1 | 0% | 0% | 0% | 1 | 0% | 0% | 0% | 1 | 0% | 0% | 0% | 1 | 0% | 0% | 1 |  |  |  |  | 0% | [5 empty] | 0% | 0% | 0% | 1 | 0% | 0% | 0% | 1 | 0% | 0% | 0% | 1 | 0% | 0% | 0% | 1 | 0% | 0% | 0% | 1 | 0% | 0% | 0% | 1 | 0% | 0% | 0% | 1 | 0% | 0% | 1 |  |  |  |  | 0% | [5 empty] | 0% | 0% | 0% | 1 | 0% | 0% | 0% | 1 | 0% | 0% | 0% | 1 | 0% | 0% | 0% | 1 | 0% | 0% | 0% | 1 | 0% | 0% | 0% | 1 | 0% | 0% | 0% | 1
236 | Lamont | 0 | 0 | 0 | 0% | 0% | 1 |  |  |  |  | 0% | [5 empty] | 0% | 0% | 0% | 1 | 0% | 0% | 0% | 1 | 0% | 0% | 0% | 1 | 0% | 0% | 0% | 1 | 0% | 0% | 0% | 1 | 0% | 0% | 0% | 1 | 0% | 0% | 0% | 1 | 0% | 0% | 1 |  |  |  |  | 0% | [5 empty] | 100% | 0% | 100% | 5 | 100% | 0% | 0% | 5 | 0% | 0% | 0% | 1 | 0% | 0% | 0% | 1 | 100% | 0% | 0% | 5 | 0% | 0% | 0% | 1 | 0% | 0% | 0% | 1 | 0% | 0% | 1 |  |  |  |  | 0% | [5 empty] | 17% | 83% | 100% | 5 | 52% | 0% | 0% | 2 | 42% | 0% | 0% | 1 | 48% | 0% | 0% | 1 | 88% | 0% | 0% | 3 | 88% | 0% | 0% | 3 | 0% | 0% | 0% | 1 | 0% | 0% | 1 |  |  |  |  | 0% | [5 empty] | 41% | 59% | 100% | 5 | 60% | 0% | 0% | 2 | 18% | 0% | 0% | 1 | 46% | 0% | 0% | 1 | 77% | 0% | 0% | 3 | 77% | 0% | 0% | 3 | 1% | 0% | 0% | 1
237 | Kramer | 0 | 0 | 0 | 0% | 0% | 1 |  |  |  |  | 0% | [5 empty] | 0% | 0% | 0% | 1 | 97% | 0% | 0% | 5 | 11% | 0% | 0% | 1 | 0% | 0% | 0% | 1 | 97% | 0% | 0% | 5 | 61% | 0% | 0% | 2 | 0% | 0% | 0% | 1 | 0% | 0% | 1 |  |  |  |  | 0% | [5 empty] | 0% | 0% | 0% | 1 | 82% | 0% | 0% | 3 | 8% | 0% | 0% | 1 | 0% | 0% | 0% | 1 | 84% | 0% | 0% | 3 | 68% | 0% | 0% | 2 | 0% | 0% | 0% | 1 | 0% | 0% | 1 |  |  |  |  | 0% | [5 empty] | 0% | 0% | 0% | 1 | 73% | 0% | 0% | 3 | 11% | 0% | 0% | 1 | 2% | 0% | 0% | 1 | 78% | 0% | 0% | 3 | 61% | 0% | 0% | 2 | 0% | 0% | 0% | 1 | 0% | 0% | 1 |  |  |  |  | 0% | [5 empty] | 0% | 0% | 0% | 1 | 55% | 0% | 0% | 2 | 22% | 0% | 0% | 1 | 5% | 0% | 0% | 1 | 68% | 0% | 0% | 2 | 60% | 0% | 0% | 2 | 0% | 0% | 0% | 1
238 | New Colgate | 0 | 0 | 0 | 0% | 0% | 1 |  |  |  |  | 0% | [5 empty] | 0% | 0% | 0% | 1 | 0% | 0% | 0% | 1 | 0% | 0% | 0% | 1 | 0% | 0% | 0% | 1 | 0% | 0% | 0% | 1 | 0% | 0% | 0% | 1 | 0% | 0% | 0% | 1 | 0% | 0% | 1 |  |  |  |  | 0% | [5 empty] | 0% | 0% | 0% | 1 | 0% | 0% | 0% | 1 | 0% | 0% | 0% | 1 | 0% | 0% | 0% | 1 | 0% | 0% | 0% | 1 | 0% | 0% | 0% | 1 | 0% | 0% | 0% | 1 | 0% | 0% | 1 |  |  |  |  | 0% | [5 empty] | 0% | 0% | 0% | 1 | 0% | 0% | 0% | 1 | 0% | 0% | 0% | 1 | 0% | 0% | 0% | 1 | 0% | 0% | 0% | 1 | 0% | 0% | 0% | 1 | 0% | 0% | 0% | 1 | 0% | 0% | 1 |  |  |  |  | 0% | [5 empty] | 41% | 16% | 57% | 3 | 0% | 0% | 0% | 1 | 40% | 0% | 0% | 1 | 29% | 0% | 0% | 1 | 46% | 0% | 0% | 1 | 33% | 0% | 0% | 1 | 2% | 0% | 0% | 1
239 | Weber | 0 | 0 | 0 | 0% | 0% | 1 |  |  |  |  | 0% | [5 empty] | 0% | 0% | 0% | 1 | 0% | 0% | 0% | 1 | 0% | 0% | 0% | 1 | 0% | 0% | 0% | 1 | 0% | 0% | 0% | 1 | 0% | 0% | 0% | 1 | 0% | 0% | 0% | 1 | 0% | 0% | 1 |  |  |  |  | 0% | [5 empty] | 0% | 0% | 0% | 1 | 0% | 0% | 0% | 1 | 0% | 0% | 0% | 1 | 0% | 0% | 0% | 1 | 0% | 0% | 0% | 1 | 0% | 0% | 0% | 1 | 0% | 0% | 0% | 1 | 0% | 0% | 1 |  |  |  |  | 35% | [5 empty] | 0% | 0% | 0% | 1 | 17% | 0% | 0% | 1 | 66% | 0% | 0% | 2 | 46% | 0% | 0% | 1 | 69% | 0% | 0% | 2 | 0% | 0% | 0% | 1 | 2% | 0% | 0% | 1 | 0% | 0% | 1 |  |  |  |  | 15% | [5 empty] | 52% | 3% | 55% | 3 | 54% | 0% | 0% | 2 | 68% | 0% | 0% | 2 | 73% | 0% | 0% | 3 | 78% | 0% | 0% | 3 | 27% | 0% | 0% | 1 | 6% | 0% | 0% | 1
240 | Malaga | 0 | 0 | 0 | 0% | 0% | 1 |  |  |  |  | 0% | [5 empty] | 0% | 0% | 0% | 1 | 0% | 0% | 0% | 1 | 0% | 0% | 0% | 1 | 0% | 0% | 0% | 1 | 0% | 0% | 0% | 1 | 0% | 0% | 0% | 1 | 0% | 0% | 0% | 1 | 0% | 0% | 1 |  |  |  |  | 0% | [5 empty] | 0% | 0% | 0% | 1 | 0% | 0% | 0% | 1 | 0% | 0% | 0% | 1 | 0% | 0% | 0% | 1 | 0% | 0% | 0% | 1 | 0% | 0% | 0% | 1 | 0% | 0% | 0% | 1 | 0% | 0% | 1 |  |  |  |  | 0% | [5 empty] | 0% | 0% | 0% | 1 | 0% | 0% | 0% | 1 | 0% | 0% | 0% | 1 | 0% | 0% | 0% | 1 | 0% | 0% | 0% | 1 | 0% | 0% | 0% | 1 | 0% | 0% | 0% | 1 | 0% | 0% | 1 |  |  |  |  | 0% | [5 empty] | 0% | 0% | 0% | 1 | 0% | 0% | 0% | 1 | 0% | 0% | 0% | 1 | 0% | 0% | 0% | 1 | 0% | 0% | 0% | 1 | 0% | 0% | 0% | 1 | 0% | 0% | 0% | 1
241 | Old Town | 0 | 0 | 0 | 0% | 0% | 1 |  |  |  |  | 0% | [5 empty] | 0% | 0% | 0% | 1 | 3% | 0% | 0% | 1 | 16% | 0% | 0% | 1 | 49% | 0% | 0% | 1 | 50% | 0% | 0% | 2 | 0% | 0% | 0% | 1 | 5% | 0% | 0% | 1 | 0% | 0% | 1 |  |  |  |  | 0% | [5 empty] | 0% | 0% | 0% | 1 | 3% | 0% | 0% | 1 | 20% | 0% | 0% | 1 | 55% | 0% | 0% | 2 | 55% | 0% | 0% | 2 | 0% | 0% | 0% | 1 | 5% | 0% | 0% | 1 | 0% | 0% | 1 |  |  |  |  | 0% | [5 empty] | 0% | 0% | 0% | 1 | 6% | 0% | 0% | 1 | 36% | 0% | 0% | 1 | 64% | 0% | 0% | 2 | 65% | 0% | 0% | 2 | 0% | 0% | 0% | 1 | 7% | 0% | 0% | 1 | 0% | 0% | 1 |  |  |  |  | 0% | [5 empty] | 0% | 0% | 0% | 1 | 6% | 0% | 0% | 1 | 40% | 0% | 0% | 1 | 68% | 0% | 0% | 2 | 68% | 0% | 0% | 2 | 1% | 0% | 0% | 1 | 8% | 0% | 0% | 1
242 | Viejo | 0 | 0 | 0 | 0% | 0% | 1 |  |  |  |  | 0% | [5 empty] | 0% | 0% | 0% | 1 | 0% | 0% | 0% | 1 | 0% | 0% | 0% | 1 | 0% | 0% | 0% | 1 | 0% | 0% | 0% | 1 | 0% | 0% | 0% | 1 | 0% | 0% | 0% | 1 | 0% | 0% | 1 |  |  |  |  | 0% | [5 empty] | 0% | 0% | 0% | 1 | 8% | 0% | 0% | 1 | 30% | 0% | 0% | 1 | 58% | 0% | 0% | 2 | 66% | 0% | 0% | 2 | 0% | 0% | 0% | 1 | 3% | 0% | 0% | 1 | 0% | 0% | 1 |  |  |  |  | 0% | [5 empty] | 0% | 0% | 0% | 1 | 3% | 0% | 0% | 1 | 24% | 0% | 0% | 1 | 76% | 0% | 0% | 3 | 79% | 0% | 0% | 3 | 0% | 0% | 0% | 1 | 8% | 0% | 0% | 1 | 0% | 0% | 1 |  |  |  |  | 0% | [5 empty] | 1% | 0% | 1% | 1 | 2% | 0% | 0% | 1 | 42% | 0% | 0% | 1 | 82% | 0% | 0% | 3 | 84% | 0% | 0% | 3 | 0% | 0% | 0% | 1 | 6% | 0% | 0% | 1
243 | Shadowridge | 0 | 0 | 0 | 0% | 0% | 1 |  |  |  |  | 0% | [5 empty] | 0% | 0% | 0% | 1 | 24% | 0% | 0% | 1 | 62% | 0% | 0% | 2 | 69% | 0% | 0% | 2 | 69% | 0% | 0% | 2 | 0% | 0% | 0% | 1 | 5% | 0% | 0% | 1 | 0% | 0% | 1 |  |  |  |  | 0% | [5 empty] | 0% | 0% | 0% | 1 | 16% | 0% | 0% | 1 | 78% | 0% | 0% | 3 | 81% | 0% | 0% | 3 | 81% | 0% | 0% | 3 | 0% | 0% | 0% | 1 | 16% | 0% | 0% | 1 | 0% | 0% | 1 |  |  |  |  | 0% | [5 empty] | 1% | 0% | 1% | 1 | 16% | 0% | 0% | 1 | 79% | 0% | 0% | 3 | 82% | 0% | 0% | 3 | 82% | 0% | 0% | 3 | 0% | 0% | 0% | 1 | 15% | 0% | 0% | 1 | 0% | 0% | 1 |  |  |  |  | 0% | [5 empty] | 1% | 0% | 1% | 1 | 7% | 0% | 0% | 1 | 46% | 0% | 0% | 1 | 57% | 0% | 0% | 2 | 57% | 0% | 0% | 2 | 0% | 0% | 0% | 1 | 7% | 0% | 0% | 1
244 | Chowchilla | 0 | 0 | 0 | 0% | 0% | 1 |  |  |  |  | 0% | [5 empty] | 0% | 0% | 0% | 1 | 0% | 0% | 0% | 1 | 0% | 0% | 0% | 1 | 0% | 0% | 0% | 1 | 0% | 0% | 0% | 1 | 0% | 0% | 0% | 1 | 0% | 0% | 0% | 1 | 0% | 0% | 1 |  |  |  |  | 0% | [5 empty] | 0% | 0% | 0% | 1 | 0% | 0% | 0% | 1 | 0% | 0% | 0% | 1 | 0% | 0% | 0% | 1 | 0% | 0% | 0% | 1 | 0% | 0% | 0% | 1 | 0% | 0% | 0% | 1 | 0% | 0% | 1 |  |  |  |  | 0% | [5 empty] | 0% | 0% | 0% | 1 | 0% | 0% | 0% | 1 | 0% | 0% | 0% | 1 | 0% | 0% | 0% | 1 | 0% | 0% | 0% | 1 | 0% | 0% | 0% | 1 | 0% | 0% | 0% | 1 | 0% | 0% | 1 |  |  |  |  | 0% | [5 empty] | 0% | 0% | 0% | 1 | 0% | 0% | 0% | 1 | 0% | 0% | 0% | 1 | 0% | 0% | 0% | 1 | 0% | 0% | 0% | 1 | 0% | 0% | 0% | 1 | 0% | 0% | 0% | 1
245 | ECO | 0 | 0 | 20 | 0% | 0% | 1 |  |  |  |  | 0% | [5 empty] | 63% | 0% | 63% | 3 | 16% | 0% | 0% | 1 | 34% | 0% | 0% | 1 | 44% | 0% | 0% | 1 | 67% | 0% | 0% | 2 | 26% | 0% | 0% | 1 | 2% | 0% | 0% | 1 | 0% | 0% | 1 |  |  |  |  | 0% | [5 empty] | 47% | 21% | 68% | 4 | 23% | 0% | 0% | 1 | 14% | 0% | 0% | 1 | 36% | 0% | 0% | 1 | 60% | 0% | 0% | 2 | 30% | 0% | 0% | 1 | 1% | 0% | 0% | 1 | 0% | 0% | 1 |  |  |  |  | 0% | [5 empty] | 35% | 27% | 62% | 4 | 18% | 0% | 0% | 1 | 10% | 0% | 0% | 1 | 27% | 0% | 0% | 1 | 46% | 0% | 0% | 1 | 41% | 0% | 0% | 1 | 1% | 0% | 0% | 1 | 0% | 0% | 1 |  |  |  |  | 0% | [5 empty] | 26% | 28% | 54% | 4 | 12% | 0% | 0% | 1 | 12% | 0% | 0% | 1 | 25% | 0% | 0% | 1 | 39% | 0% | 0% | 1 | 52% | 0% | 0% | 2 | 2% | 0% | 0% | 1
246 | Roadway | 0 | 0 | 0 | 0% | 0% | 1 |  |  |  |  | 0% | [5 empty] | 0% | 0% | 0% | 1 | 84% | 0% | 0% | 3 | 75% | 0% | 0% | 3 | 51% | 0% | 0% | 2 | 91% | 0% | 0% | 4 | 49% | 0% | 0% | 1 | 0% | 0% | 0% | 1 | 0% | 0% | 1 |  |  |  |  | 0% | [5 empty] | 0% | 0% | 0% | 1 | 58% | 0% | 0% | 2 | 64% | 0% | 0% | 2 | 33% | 0% | 0% | 1 | 78% | 0% | 0% | 3 | 49% | 0% | 0% | 1 | 0% | 0% | 0% | 1 | 0% | 0% | 1 |  |  |  |  | 0% | [5 empty] | 8% | 3% | 11% | 2 | 50% | 0% | 0% | 2 | 40% | 0% | 0% | 1 | 22% | 0% | 0% | 1 | 67% | 0% | 0% | 2 | 52% | 0% | 0% | 2 | 0% | 0% | 0% | 1 | 0% | 0% | 1 |  |  |  |  | 0% | [5 empty] | 10% | 9% | 19% | 2 | 54% | 0% | 0% | 2 | 39% | 0% | 0% | 1 | 27% | 0% | 0% | 1 | 75% | 0% | 0% | 3 | 51% | 0% | 0% | 2 | 0% | 0% | 0% | 1
247 | Miguel | 0 | 0 | 0 | 0% | 0% | 1 |  |  |  |  | 0% | [5 empty] | 0% | 0% | 0% | 1 | 5% | 0% | 0% | 1 | 40% | 0% | 0% | 1 | 82% | 0% | 0% | 3 | 82% | 0% | 0% | 3 | 0% | 0% | 0% | 1 | 8% | 0% | 0% | 1 | 0% | 0% | 1 |  |  |  |  | 0% | [5 empty] | 0% | 0% | 0% | 1 | 8% | 0% | 0% | 1 | 38% | 0% | 0% | 1 | 68% | 0% | 0% | 2 | 69% | 0% | 0% | 2 | 0% | 0% | 0% | 1 | 8% | 0% | 0% | 1 | 0% | 0% | 1 |  |  |  |  | 0% | [5 empty] | 0% | 0% | 0% | 1 | 7% | 0% | 0% | 1 | 38% | 0% | 0% | 1 | 70% | 0% | 0% | 3 | 70% | 0% | 0% | 3 | 4% | 0% | 0% | 1 | 8% | 0% | 0% | 1 | 0% | 0% | 1 |  |  |  |  | 0% | [5 empty] | 0% | 0% | 0% | 1 | 7% | 0% | 0% | 1 | 32% | 0% | 0% | 1 | 63% | 0% | 0% | 2 | 65% | 0% | 0% | 2 | 3% | 0% | 0% | 1 | 7% | 0% | 0% | 1
248 | Moss Landing | 0 | 0 | 20 | 0% | 0% | 1 |  |  |  |  | 1% | [5 empty] | 0% | 0% | 0% | 1 | 10% | 0% | 0% | 1 | 64% | 0% | 0% | 2 | 65% | 0% | 0% | 2 | 75% | 0% | 0% | 3 | 0% | 0% | 0% | 1 | 28% | 0% | 0% | 1 | 0% | 0% | 1 |  |  |  |  | 1% | [5 empty] | 0% | 0% | 0% | 1 | 8% | 0% | 0% | 1 | 60% | 0% | 0% | 2 | 62% | 0% | 0% | 2 | 70% | 0% | 0% | 3 | 0% | 0% | 0% | 1 | 22% | 0% | 0% | 1 | 0% | 0% | 1 |  |  |  |  | 1% | [5 empty] | 0% | 0% | 0% | 1 | 5% | 0% | 0% | 1 | 58% | 0% | 0% | 2 | 60% | 0% | 0% | 2 | 65% | 0% | 0% | 2 | 0% | 0% | 0% | 1 | 13% | 0% | 0% | 1 | 0% | 0% | 1 |  |  |  |  | 64% | [5 empty] | 9% | 1% | 10% | 2 | 9% | 0% | 0% | 1 | 6% | 0% | 0% | 1 | 12% | 0% | 0% | 1 | 21% | 0% | 0% | 1 | 13% | 0% | 0% | 1 | 2% | 0% | 0% | 1
249 | Mendota | 0 | 0 | 0 | 0% | 0% | 1 |  |  |  |  | 0% | [5 empty] | 0% | 0% | 0% | 1 | 0% | 0% | 0% | 1 | 0% | 0% | 0% | 1 | 0% | 0% | 0% | 1 | 0% | 0% | 0% | 1 | 0% | 0% | 0% | 1 | 0% | 0% | 0% | 1 | 0% | 0% | 1 |  |  |  |  | 0% | [5 empty] | 0% | 0% | 0% | 1 | 0% | 0% | 0% | 1 | 0% | 0% | 0% | 1 | 0% | 0% | 0% | 1 | 0% | 0% | 0% | 1 | 0% | 0% | 0% | 1 | 0% | 0% | 0% | 1 | 0% | 0% | 1 |  |  |  |  | 0% | [5 empty] | 0% | 0% | 0% | 1 | 0% | 0% | 0% | 1 | 0% | 0% | 0% | 1 | 0% | 0% | 0% | 1 | 0% | 0% | 0% | 1 | 0% | 0% | 0% | 1 | 0% | 0% | 0% | 1 | 0% | 0% | 1 |  |  |  |  | 0% | [5 empty] | 32% | 68% | 100% | 5 | 91% | 0% | 0% | 4 | 0% | 0% | 0% | 1 | 1% | 0% | 0% | 1 | 91% | 0% | 0% | 4 | 98% | 0% | 0% | 5 | 0% | 0% | 0% | 1
250 | Coolwater | 0 | 0 | 20 | 0% | 0% | 1 |  |  |  |  | 0% | [5 empty] | 0% | 0% | 0% | 1 | 78% | 0% | 0% | 3 | 23% | 0% | 0% | 1 | 13% | 0% | 0% | 1 | 80% | 0% | 0% | 3 | 55% | 0% | 0% | 2 | 3% | 0% | 0% | 1 | 0% | 0% | 1 |  |  |  |  | 1% | [5 empty] | 0% | 0% | 0% | 1 | 55% | 0% | 0% | 2 | 21% | 0% | 0% | 1 | 10% | 0% | 0% | 1 | 57% | 0% | 0% | 2 | 39% | 0% | 0% | 1 | 2% | 0% | 0% | 1 | 0% | 0% | 1 |  |  |  |  | 1% | [5 empty] | 0% | 0% | 0% | 1 | 48% | 0% | 0% | 1 | 17% | 0% | 0% | 1 | 9% | 0% | 0% | 1 | 49% | 0% | 0% | 1 | 51% | 0% | 0% | 2 | 2% | 0% | 0% | 1 | 0% | 0% | 1 |  |  |  |  | 0% | [5 empty] | 0% | 0% | 0% | 1 | 39% | 0% | 0% | 1 | 20% | 0% | 0% | 1 | 13% | 0% | 0% | 1 | 46% | 0% | 0% | 1 | 66% | 0% | 0% | 2 | 1% | 0% | 0% | 1
251 | Innovation | 0 | 0 | 0 | 0% | 0% | 1 |  |  |  |  | 0% | [5 empty] | 0% | 0% | 0% | 1 | 0% | 0% | 0% | 1 | 0% | 0% | 0% | 1 | 0% | 0% | 0% | 1 | 0% | 0% | 0% | 1 | 0% | 0% | 0% | 1 | 0% | 0% | 0% | 1 | 0% | 0% | 1 |  |  |  |  | 0% | [5 empty] | 0% | 0% | 0% | 1 | 0% | 0% | 0% | 1 | 0% | 0% | 0% | 1 | 0% | 0% | 0% | 1 | 0% | 0% | 0% | 1 | 0% | 0% | 0% | 1 | 0% | 0% | 0% | 1 | 0% | 0% | 1 |  |  |  |  | 0% | [5 empty] | 0% | 0% | 0% | 1 | 0% | 0% | 0% | 1 | 0% | 0% | 0% | 1 | 0% | 0% | 0% | 1 | 0% | 0% | 0% | 1 | 0% | 0% | 0% | 1 | 0% | 0% | 0% | 1 | 0% | 0% | 1 |  |  |  |  | 0% | [5 empty] | 0% | 0% | 0% | 1 | 0% | 0% | 0% | 1 | 0% | 0% | 0% | 1 | 0% | 0% | 0% | 1 | 0% | 0% | 0% | 1 | 0% | 0% | 0% | 1 | 0% | 0% | 0% | 1
252 | Inyo | 0 | 0 | 0 | 0% | 0% | 1 |  |  |  |  | 0% | [5 empty] | 0% | 0% | 0% | 1 | 0% | 0% | 0% | 1 | 0% | 0% | 0% | 1 | 24% | 0% | 0% | 1 | 24% | 0% | 0% | 1 | 89% | 0% | 0% | 3 | 21% | 0% | 0% | 1 | 0% | 0% | 1 |  |  |  |  | 0% | [5 empty] | 1% | 0% | 1% | 1 | 0% | 0% | 0% | 1 | 2% | 0% | 0% | 1 | 54% | 0% | 0% | 2 | 54% | 0% | 0% | 2 | 93% | 0% | 0% | 4 | 25% | 0% | 0% | 1 | 0% | 0% | 1 |  |  |  |  | 0% | [5 empty] | 4% | 0% | 4% | 1 | 0% | 0% | 0% | 1 | 22% | 0% | 0% | 1 | 51% | 0% | 0% | 2 | 66% | 0% | 0% | 2 | 95% | 0% | 0% | 5 | 17% | 0% | 0% | 1 | 0% | 0% | 1 |  |  |  |  | 0% | [5 empty] | 3% | 0% | 3% | 1 | 0% | 0% | 0% | 1 | 63% | 0% | 0% | 2 | 14% | 0% | 0% | 1 | 75% | 0% | 0% | 3 | 92% | 0% | 0% | 4 | 6% | 0% | 0% | 1
253 | Richmond | 0 | 0 | 0 | 0% | 0% | 1 |  |  |  |  | 0% | [5 empty] | 59% | 0% | 59% | 3 | 44% | 0% | 0% | 1 | 25% | 0% | 0% | 1 | 20% | 0% | 0% | 1 | 48% | 0% | 0% | 1 | 43% | 0% | 0% | 1 | 12% | 0% | 0% | 1 | 0% | 0% | 1 |  |  |  |  | 0% | [5 empty] | 79% | 2% | 81% | 5 | 46% | 0% | 0% | 1 | 16% | 0% | 0% | 1 | 13% | 0% | 0% | 1 | 52% | 0% | 0% | 2 | 61% | 0% | 0% | 2 | 8% | 0% | 0% | 1 | 0% | 0% | 1 |  |  |  |  | 0% | [5 empty] | 73% | 6% | 79% | 5 | 48% | 0% | 0% | 1 | 13% | 0% | 0% | 1 | 17% | 0% | 0% | 1 | 56% | 0% | 0% | 2 | 65% | 0% | 0% | 2 | 11% | 0% | 0% | 1 | 0% | 0% | 1 |  |  |  |  | 0% | [5 empty] | 61% | 23% | 84% | 5 | 48% | 0% | 0% | 1 | 10% | 0% | 0% | 1 | 13% | 0% | 0% | 1 | 55% | 0% | 0% | 2 | 74% | 0% | 0% | 3 | 11% | 0% | 0% | 1
254 | Salinas | 0 | 0 | 0 | 0% | 0% | 1 |  |  |  |  | 0% | [5 empty] | 0% | 0% | 0% | 1 | 39% | 0% | 0% | 1 | 0% | 0% | 0% | 1 | 6% | 0% | 0% | 1 | 45% | 0% | 0% | 1 | 0% | 0% | 0% | 1 | 4% | 0% | 0% | 1 | 0% | 0% | 1 |  |  |  |  | 68% | [5 empty] | 11% | 0% | 11% | 1 | 11% | 0% | 0% | 1 | 8% | 0% | 0% | 1 | 8% | 0% | 0% | 1 | 20% | 0% | 0% | 1 | 9% | 0% | 0% | 1 | 5% | 0% | 0% | 1 | 0% | 0% | 1 |  |  |  |  | 75% | [5 empty] | 8% | 1% | 9% | 2 | 7% | 0% | 0% | 1 | 6% | 0% | 0% | 1 | 6% | 0% | 0% | 1 | 13% | 0% | 0% | 1 | 7% | 0% | 0% | 1 | 2% | 0% | 0% | 1 | 0% | 0% | 1 |  |  |  |  | 49% | [5 empty] | 12% | 11% | 23% | 3 | 18% | 0% | 0% | 1 | 10% | 0% | 0% | 1 | 23% | 0% | 0% | 1 | 35% | 0% | 0% | 1 | 28% | 0% | 0% | 1 | 5% | 0% | 0% | 1
255 | Cloverdale | 0 | 0 | 0 | 0% | 0% | 1 |  |  |  |  | 1% | [5 empty] | 36% | 58% | 94% | 5 | 95% | 0% | 0% | 5 | 21% | 0% | 0% | 1 | 31% | 0% | 0% | 1 | 99% | 0% | 0% | 5 | 55% | 0% | 0% | 2 | 0% | 0% | 0% | 1 | 0% | 0% | 1 |  |  |  |  | 0% | [5 empty] | 42% | 38% | 80% | 5 | 85% | 0% | 0% | 3 | 30% | 0% | 0% | 1 | 55% | 0% | 0% | 2 | 90% | 0% | 0% | 4 | 60% | 0% | 0% | 2 | 0% | 0% | 0% | 1 | 0% | 0% | 1 |  |  |  |  | 0% | [5 empty] | 44% | 34% | 78% | 5 | 71% | 0% | 0% | 3 | 31% | 0% | 0% | 1 | 55% | 0% | 0% | 2 | 86% | 0% | 0% | 3 | 61% | 0% | 0% | 2 | 0% | 0% | 0% | 1 | 0% | 0% | 1 |  |  |  |  | 0% | [5 empty] | 33% | 40% | 73% | 5 | 67% | 0% | 0% | 2 | 25% | 0% | 0% | 1 | 58% | 0% | 0% | 2 | 82% | 0% | 0% | 3 | 59% | 0% | 0% | 2 | 0% | 0% | 0% | 1
256 | Colgate | 0 | 0 | 0 | 0% | 0% | 1 |  |  |  |  | 0% | [5 empty] | 0% | 0% | 0% | 1 | 0% | 0% | 0% | 1 | 0% | 0% | 0% | 1 | 0% | 0% | 0% | 1 | 0% | 0% | 0% | 1 | 0% | 0% | 0% | 1 | 0% | 0% | 0% | 1 | 0% | 0% | 1 |  |  |  |  | 0% | [5 empty] | 0% | 0% | 0% | 1 | 0% | 0% | 0% | 1 | 0% | 0% | 0% | 1 | 0% | 0% | 0% | 1 | 0% | 0% | 0% | 1 | 0% | 0% | 0% | 1 | 0% | 0% | 0% | 1 | 0% | 0% | 1 |  |  |  |  | 0% | [5 empty] | 0% | 0% | 0% | 1 | 0% | 0% | 0% | 1 | 0% | 0% | 0% | 1 | 0% | 0% | 0% | 1 | 0% | 0% | 0% | 1 | 0% | 0% | 0% | 1 | 0% | 0% | 0% | 1 | 0% | 0% | 1 |  |  |  |  | 0% | [5 empty] | 41% | 15% | 56% | 3 | 0% | 0% | 0% | 1 | 39% | 0% | 0% | 1 | 28% | 0% | 0% | 1 | 44% | 0% | 0% | 1 | 33% | 0% | 0% | 1 | 2% | 0% | 0% | 1
257 | New Sub - Suncrest - Ocotillo (Proposed) | 0 | 0 | 30 | 0% | 0% | 1 |  |  |  |  | 0% | [5 empty] | 8% | 91% | 99% | 5 | 0% | 0% | 0% | 1 | 16% | 0% | 0% | 1 | 37% | 0% | 0% | 1 | 37% | 0% | 0% | 1 | 50% | 0% | 0% | 2 | 1% | 0% | 0% | 1 | 0% | 0% | 1 |  |  |  |  | 0% | [5 empty] | 41% | 54% | 95% | 5 | 6% | 0% | 0% | 1 | 20% | 0% | 0% | 1 | 46% | 0% | 0% | 1 | 52% | 0% | 0% | 2 | 32% | 0% | 0% | 1 | 1% | 0% | 0% | 1 | 0% | 0% | 1 |  |  |  |  | 0% | [5 empty] | 42% | 49% | 91% | 5 | 10% | 0% | 0% | 1 | 21% | 0% | 0% | 1 | 43% | 0% | 0% | 1 | 52% | 0% | 0% | 2 | 31% | 0% | 0% | 1 | 2% | 0% | 0% | 1 | 0% | 0% | 1 |  |  |  |  | 0% | [5 empty] | 30% | 36% | 66% | 5 | 20% | 0% | 0% | 1 | 16% | 0% | 0% | 1 | 35% | 0% | 0% | 1 | 51% | 0% | 0% | 2 | 44% | 0% | 0% | 1 | 2% | 0% | 0% | 1
258 | East Nicolaus | 0 | 0 | 0 | 0% | 0% | 1 |  |  |  |  | 0% | [5 empty] | 0% | 0% | 0% | 1 | 0% | 0% | 0% | 1 | 0% | 0% | 0% | 1 | 0% | 0% | 0% | 1 | 0% | 0% | 0% | 1 | 0% | 0% | 0% | 1 | 0% | 0% | 0% | 1 | 0% | 0% | 1 |  |  |  |  | 0% | [5 empty] | 0% | 0% | 0% | 1 | 0% | 0% | 0% | 1 | 0% | 0% | 0% | 1 | 0% | 0% | 0% | 1 | 0% | 0% | 0% | 1 | 0% | 0% | 0% | 1 | 0% | 0% | 0% | 1 | 0% | 0% | 1 |  |  |  |  | 0% | [5 empty] | 0% | 0% | 0% | 1 | 0% | 0% | 0% | 1 | 0% | 0% | 0% | 1 | 0% | 0% | 0% | 1 | 0% | 0% | 0% | 1 | 0% | 0% | 0% | 1 | 0% | 0% | 0% | 1 | 0% | 0% | 1 |  |  |  |  | 10% | [5 empty] | 80% | 13% | 93% | 5 | 92% | 0% | 0% | 4 | 10% | 0% | 0% | 1 | 10% | 0% | 0% | 1 | 92% | 0% | 0% | 4 | 51% | 0% | 0% | 2 | 1% | 0% | 0% | 1
259 | Renfro | 0 | 0 | 0 | 0% | 0% | 1 |  |  |  |  | 0% | [5 empty] | 0% | 0% | 0% | 1 | 0% | 0% | 0% | 1 | 0% | 0% | 0% | 1 | 0% | 0% | 0% | 1 | 0% | 0% | 0% | 1 | 0% | 0% | 0% | 1 | 0% | 0% | 0% | 1 | 0% | 0% | 1 |  |  |  |  | 0% | [5 empty] | 0% | 0% | 0% | 1 | 0% | 0% | 0% | 1 | 0% | 0% | 0% | 1 | 0% | 0% | 0% | 1 | 0% | 0% | 0% | 1 | 0% | 0% | 0% | 1 | 0% | 0% | 0% | 1 | 0% | 0% | 1 |  |  |  |  | 0% | [5 empty] | 0% | 0% | 0% | 1 | 0% | 0% | 0% | 1 | 0% | 0% | 0% | 1 | 0% | 0% | 0% | 1 | 0% | 0% | 0% | 1 | 0% | 0% | 0% | 1 | 0% | 0% | 0% | 1 | 0% | 0% | 1 |  |  |  |  | 0% | [5 empty] | 0% | 100% | 100% | 5 | 100% | 0% | 0% | 5 | 0% | 0% | 0% | 1 | 100% | 0% | 0% | 5 | 100% | 0% | 0% | 5 | 100% | 0% | 0% | 5 | 0% | 0% | 0% | 1
260 | Julian Hinds | 0 | 0 | 20 | 0% | 0% | 1 |  |  |  |  | 0% | [5 empty] | 0% | 0% | 0% | 1 | 100% | 0% | 0% | 5 | 0% | 0% | 0% | 1 | 0% | 0% | 0% | 1 | 100% | 0% | 0% | 5 | 45% | 0% | 0% | 1 | 0% | 0% | 0% | 1 | 0% | 0% | 1 |  |  |  |  | 0% | [5 empty] | 0% | 0% | 0% | 1 | 11% | 0% | 0% | 1 | 37% | 0% | 0% | 1 | 0% | 0% | 0% | 1 | 48% | 0% | 0% | 1 | 55% | 0% | 0% | 2 | 0% | 0% | 0% | 1 | 0% | 0% | 1 |  |  |  |  | 0% | [5 empty] | 0% | 0% | 0% | 1 | 10% | 0% | 0% | 1 | 20% | 0% | 0% | 1 | 1% | 0% | 0% | 1 | 30% | 0% | 0% | 1 | 50% | 0% | 0% | 2 | 0% | 0% | 0% | 1 | 0% | 0% | 1 |  |  |  |  | 0% | [5 empty] | 0% | 0% | 0% | 1 | 24% | 0% | 0% | 1 | 14% | 0% | 0% | 1 | 6% | 0% | 0% | 1 | 38% | 0% | 0% | 1 | 51% | 0% | 0% | 2 | 1% | 0% | 0% | 1
261 | Old River | 0 | 0 | 0 | 0% | 0% | 1 |  |  |  |  | 0% | [5 empty] | 0% | 0% | 0% | 1 | 0% | 0% | 0% | 1 | 0% | 0% | 0% | 1 | 0% | 0% | 0% | 1 | 0% | 0% | 0% | 1 | 0% | 0% | 0% | 1 | 0% | 0% | 0% | 1 | 0% | 0% | 1 |  |  |  |  | 0% | [5 empty] | 0% | 0% | 0% | 1 | 0% | 0% | 0% | 1 | 0% | 0% | 0% | 1 | 0% | 0% | 0% | 1 | 0% | 0% | 0% | 1 | 0% | 0% | 0% | 1 | 0% | 0% | 0% | 1 | 0% | 0% | 1 |  |  |  |  | 0% | [5 empty] | 0% | 0% | 0% | 1 | 0% | 0% | 0% | 1 | 0% | 0% | 0% | 1 | 0% | 0% | 0% | 1 | 0% | 0% | 0% | 1 | 0% | 0% | 0% | 1 | 0% | 0% | 0% | 1 | 0% | 0% | 1 |  |  |  |  | 0% | [5 empty] | 68% | 28% | 96% | 5 | 82% | 0% | 0% | 3 | 51% | 0% | 0% | 2 | 61% | 0% | 0% | 2 | 96% | 0% | 0% | 5 | 63% | 0% | 0% | 2 | 3% | 0% | 0% | 1
262 | Bellevue | 0 | 0 | 0 | 0% | 0% | 1 |  |  |  |  | 0% | [5 empty] | 100% | 0% | 100% | 5 | 100% | 0% | 0% | 5 | 99% | 0% | 0% | 5 | 99% | 0% | 0% | 5 | 100% | 0% | 0% | 5 | 96% | 0% | 0% | 5 | 0% | 0% | 0% | 1 | 0% | 0% | 1 |  |  |  |  | 0% | [5 empty] | 72% | 0% | 72% | 3 | 80% | 0% | 0% | 3 | 29% | 0% | 0% | 1 | 63% | 0% | 0% | 2 | 94% | 0% | 0% | 4 | 81% | 0% | 0% | 3 | 1% | 0% | 0% | 1 | 0% | 0% | 1 |  |  |  |  | 0% | [5 empty] | 46% | 0% | 46% | 2 | 87% | 0% | 0% | 3 | 34% | 0% | 0% | 1 | 55% | 0% | 0% | 2 | 96% | 0% | 0% | 5 | 71% | 0% | 0% | 3 | 4% | 0% | 0% | 1 | 0% | 0% | 1 |  |  |  |  | 0% | [5 empty] | 54% | 0% | 54% | 3 | 85% | 0% | 0% | 3 | 30% | 0% | 0% | 1 | 60% | 0% | 0% | 2 | 95% | 0% | 0% | 5 | 74% | 0% | 0% | 3 | 3% | 0% | 0% | 1
263 | Highline | 0 | 0 | 0 | 0% | 0% | 1 |  |  |  |  | 0% | [5 empty] | 0% | 0% | 0% | 1 | 0% | 0% | 0% | 1 | 74% | 0% | 0% | 3 | 74% | 0% | 0% | 3 | 74% | 0% | 0% | 3 | 65% | 0% | 0% | 2 | 3% | 0% | 0% | 1 | 0% | 0% | 1 |  |  |  |  | 0% | [5 empty] | 0% | 0% | 0% | 1 | 10% | 0% | 0% | 1 | 55% | 0% | 0% | 2 | 55% | 0% | 0% | 2 | 65% | 0% | 0% | 2 | 65% | 0% | 0% | 2 | 2% | 0% | 0% | 1 | 0% | 0% | 1 |  |  |  |  | 0% | [5 empty] | 0% | 0% | 0% | 1 | 19% | 0% | 0% | 1 | 36% | 0% | 0% | 1 | 36% | 0% | 0% | 1 | 55% | 0% | 0% | 2 | 77% | 0% | 0% | 3 | 2% | 0% | 0% | 1 | 0% | 0% | 1 |  |  |  |  | 0% | [5 empty] | 0% | 0% | 0% | 1 | 28% | 0% | 0% | 1 | 20% | 0% | 0% | 1 | 16% | 0% | 0% | 1 | 48% | 0% | 0% | 1 | 67% | 0% | 0% | 2 | 3% | 0% | 0% | 1
264 | Clayton | 0 | 0 | 0 | 0% | 0% | 1 |  |  |  |  | 0% | [5 empty] | 58% | 0% | 58% | 3 | 69% | 0% | 0% | 2 | 85% | 0% | 0% | 3 | 66% | 0% | 0% | 2 | 90% | 0% | 0% | 4 | 28% | 0% | 0% | 1 | 42% | 0% | 0% | 1 | 0% | 0% | 1 |  |  |  |  | 0% | [5 empty] | 41% | 0% | 41% | 2 | 47% | 0% | 0% | 1 | 70% | 0% | 0% | 3 | 49% | 0% | 0% | 1 | 82% | 0% | 0% | 3 | 17% | 0% | 0% | 1 | 43% | 0% | 0% | 1 | 0% | 0% | 1 |  |  |  |  | 1% | [5 empty] | 46% | 0% | 46% | 2 | 34% | 0% | 0% | 1 | 63% | 0% | 0% | 2 | 53% | 0% | 0% | 2 | 79% | 0% | 0% | 3 | 18% | 0% | 0% | 1 | 32% | 0% | 0% | 1 | 0% | 0% | 1 |  |  |  |  | 16% | [5 empty] | 51% | 0% | 51% | 3 | 36% | 0% | 0% | 1 | 50% | 0% | 0% | 2 | 49% | 0% | 0% | 1 | 67% | 0% | 0% | 2 | 17% | 0% | 0% | 1 | 22% | 0% | 0% | 1
265 | Hilltop | 0 | 0 | 20 | 0% | 0% | 1 |  |  |  |  | 6% | [5 empty] | 5% | 0% | 5% | 1 | 48% | 0% | 0% | 1 | 31% | 0% | 0% | 1 | 18% | 0% | 0% | 1 | 73% | 0% | 0% | 3 | 61% | 0% | 0% | 2 | 10% | 0% | 0% | 1 | 0% | 0% | 1 |  |  |  |  | 7% | [5 empty] | 13% | 0% | 13% | 1 | 54% | 0% | 0% | 2 | 25% | 0% | 0% | 1 | 11% | 0% | 0% | 1 | 74% | 0% | 0% | 3 | 66% | 0% | 0% | 2 | 9% | 0% | 0% | 1 | 0% | 0% | 1 |  |  |  |  | 7% | [5 empty] | 22% | 0% | 22% | 2 | 61% | 0% | 0% | 2 | 25% | 0% | 0% | 1 | 11% | 0% | 0% | 1 | 78% | 0% | 0% | 3 | 69% | 0% | 0% | 2 | 10% | 0% | 0% | 1 | 0% | 0% | 1 |  |  |  |  | 5% | [5 empty] | 26% | 0% | 26% | 2 | 66% | 0% | 0% | 2 | 25% | 0% | 0% | 1 | 15% | 0% | 0% | 1 | 80% | 0% | 0% | 3 | 76% | 0% | 0% | 3 | 9% | 0% | 0% | 1
266 | Lakeville | 0 | 0 | 0 | 0% | 0% | 1 |  |  |  |  | 0% | [5 empty] | 97% | 0% | 97% | 5 | 92% | 0% | 0% | 4 | 48% | 0% | 0% | 1 | 67% | 0% | 0% | 2 | 93% | 0% | 0% | 4 | 80% | 0% | 0% | 3 | 1% | 0% | 0% | 1 | 0% | 0% | 1 |  |  |  |  | 0% | [5 empty] | 86% | 0% | 86% | 5 | 76% | 0% | 0% | 3 | 32% | 0% | 0% | 1 | 55% | 0% | 0% | 2 | 87% | 0% | 0% | 3 | 82% | 0% | 0% | 3 | 5% | 0% | 0% | 1 | 0% | 0% | 1 |  |  |  |  | 0% | [5 empty] | 70% | 0% | 70% | 3 | 81% | 0% | 0% | 3 | 31% | 0% | 0% | 1 | 53% | 0% | 0% | 2 | 91% | 0% | 0% | 4 | 80% | 0% | 0% | 3 | 5% | 0% | 0% | 1 | 0% | 0% | 1 |  |  |  |  | 0% | [5 empty] | 58% | 0% | 58% | 3 | 74% | 0% | 0% | 3 | 29% | 0% | 0% | 1 | 39% | 0% | 0% | 1 | 89% | 0% | 0% | 3 | 62% | 0% | 0% | 2 | 6% | 0% | 0% | 1
267 | Fig Garden | 0 | 0 | 0 | 0% | 0% | 1 |  |  |  |  | 0% | [5 empty] | 0% | 0% | 0% | 1 | 0% | 0% | 0% | 1 | 0% | 0% | 0% | 1 | 0% | 0% | 0% | 1 | 0% | 0% | 0% | 1 | 0% | 0% | 0% | 1 | 0% | 0% | 0% | 1 | 0% | 0% | 1 |  |  |  |  | 0% | [5 empty] | 0% | 0% | 0% | 1 | 0% | 0% | 0% | 1 | 0% | 0% | 0% | 1 | 0% | 0% | 0% | 1 | 0% | 0% | 0% | 1 | 0% | 0% | 0% | 1 | 0% | 0% | 0% | 1 | 0% | 0% | 1 |  |  |  |  | 0% | [5 empty] | 0% | 0% | 0% | 1 | 0% | 0% | 0% | 1 | 0% | 0% | 0% | 1 | 0% | 0% | 0% | 1 | 0% | 0% | 0% | 1 | 0% | 0% | 0% | 1 | 0% | 0% | 0% | 1 | 0% | 0% | 1 |  |  |  |  | 0% | [5 empty] | 0% | 0% | 0% | 1 | 0% | 0% | 0% | 1 | 0% | 0% | 0% | 1 | 0% | 0% | 0% | 1 | 0% | 0% | 0% | 1 | 0% | 0% | 0% | 1 | 0% | 0% | 0% | 1
268 | GWF Tracy | 0 | 0 | 0 | 0% | 0% | 1 |  |  |  |  | 4% | [5 empty] | 87% | 3% | 90% | 5 | 90% | 0% | 0% | 4 | 87% | 0% | 0% | 3 | 96% | 0% | 0% | 5 | 100% | 0% | 0% | 5 | 41% | 0% | 0% | 1 | 3% | 0% | 0% | 1 | 0% | 0% | 1 |  |  |  |  | 3% | [5 empty] | 85% | 6% | 91% | 5 | 91% | 0% | 0% | 4 | 83% | 0% | 0% | 3 | 92% | 0% | 0% | 4 | 100% | 0% | 0% | 5 | 46% | 0% | 0% | 1 | 3% | 0% | 0% | 1 | 0% | 0% | 1 |  |  |  |  | 3% | [5 empty] | 80% | 12% | 92% | 5 | 91% | 0% | 0% | 4 | 76% | 0% | 0% | 3 | 87% | 0% | 0% | 3 | 100% | 0% | 0% | 5 | 52% | 0% | 0% | 2 | 2% | 0% | 0% | 1 | 0% | 0% | 1 |  |  |  |  | 5% | [5 empty] | 61% | 11% | 72% | 3 | 68% | 0% | 0% | 2 | 75% | 0% | 0% | 3 | 81% | 0% | 0% | 3 | 94% | 0% | 0% | 4 | 43% | 0% | 0% | 1 | 6% | 0% | 0% | 1
269 | Pahrump | 0 | 0 | 0 | 0% | 0% | 1 |  |  |  |  | 0% | [5 empty] | 0% | 0% | 0% | 1 | 0% | 0% | 0% | 1 | 34% | 0% | 0% | 1 | 39% | 0% | 0% | 1 | 39% | 0% | 0% | 1 | 77% | 0% | 0% | 3 | 6% | 0% | 0% | 1 | 0% | 0% | 1 |  |  |  |  | 0% | [5 empty] | 0% | 0% | 0% | 1 | 25% | 0% | 0% | 1 | 5% | 0% | 0% | 1 | 34% | 0% | 0% | 1 | 47% | 0% | 0% | 1 | 80% | 0% | 0% | 3 | 1% | 0% | 0% | 1 | 0% | 0% | 1 |  |  |  |  | 0% | [5 empty] | 0% | 0% | 0% | 1 | 19% | 0% | 0% | 1 | 4% | 0% | 0% | 1 | 46% | 0% | 0% | 1 | 56% | 0% | 0% | 2 | 78% | 0% | 0% | 3 | 1% | 0% | 0% | 1 | 0% | 0% | 1 |  |  |  |  | 0% | [5 empty] | 0% | 0% | 0% | 1 | 16% | 0% | 0% | 1 | 3% | 0% | 0% | 1 | 41% | 0% | 0% | 1 | 49% | 0% | 0% | 1 | 72% | 0% | 0% | 3 | 1% | 0% | 0% | 1
270 | Curtis | 0 | 0 | 0 | 0% | 0% | 1 |  |  |  |  | 0% | [5 empty] | 0% | 0% | 0% | 1 | 0% | 0% | 0% | 1 | 0% | 0% | 0% | 1 | 0% | 0% | 0% | 1 | 0% | 0% | 0% | 1 | 0% | 0% | 0% | 1 | 0% | 0% | 0% | 1 | 0% | 0% | 1 |  |  |  |  | 0% | [5 empty] | 0% | 0% | 0% | 1 | 0% | 0% | 0% | 1 | 0% | 0% | 0% | 1 | 0% | 0% | 0% | 1 | 0% | 0% | 0% | 1 | 0% | 0% | 0% | 1 | 0% | 0% | 0% | 1 | 0% | 0% | 1 |  |  |  |  | 0% | [5 empty] | 0% | 0% | 0% | 1 | 0% | 0% | 0% | 1 | 0% | 0% | 0% | 1 | 0% | 0% | 0% | 1 | 0% | 0% | 0% | 1 | 0% | 0% | 0% | 1 | 0% | 0% | 0% | 1 | 0% | 0% | 1 |  |  |  |  | 0% | [5 empty] | 55% | 4% | 59% | 3 | 0% | 0% | 0% | 1 | 0% | 0% | 0% | 1 | 12% | 0% | 0% | 1 | 12% | 0% | 0% | 1 | 74% | 0% | 0% | 3 | 11% | 0% | 0% | 1
271 | Quinto | 0 | 0 | 0 | 0% | 0% | 1 |  |  |  |  | 0% | [5 empty] | 83% | 17% | 100% | 5 | 99% | 0% | 0% | 5 | 8% | 0% | 0% | 1 | 16% | 0% | 0% | 1 | 100% | 0% | 0% | 5 | 90% | 0% | 0% | 4 | 0% | 0% | 0% | 1 | 0% | 0% | 1 |  |  |  |  | 0% | [5 empty] | 59% | 41% | 100% | 5 | 98% | 0% | 0% | 5 | 6% | 0% | 0% | 1 | 10% | 0% | 0% | 1 | 100% | 0% | 0% | 5 | 95% | 0% | 0% | 5 | 0% | 0% | 0% | 1 | 0% | 0% | 1 |  |  |  |  | 0% | [5 empty] | 51% | 49% | 100% | 5 | 95% | 0% | 0% | 5 | 5% | 0% | 0% | 1 | 8% | 0% | 0% | 1 | 97% | 0% | 0% | 5 | 96% | 0% | 0% | 5 | 0% | 0% | 0% | 1 | 0% | 0% | 1 |  |  |  |  | 0% | [5 empty] | 44% | 56% | 100% | 5 | 95% | 0% | 0% | 5 | 11% | 0% | 0% | 1 | 20% | 0% | 0% | 1 | 97% | 0% | 0% | 5 | 98% | 0% | 0% | 5 | 0% | 0% | 0% | 1
272 | Melrose | 0 | 0 | 0 | 0% | 0% | 1 |  |  |  |  | 0% | [5 empty] | 0% | 0% | 0% | 1 | 20% | 0% | 0% | 1 | 78% | 0% | 0% | 3 | 78% | 0% | 0% | 3 | 78% | 0% | 0% | 3 | 0% | 0% | 0% | 1 | 18% | 0% | 0% | 1 | 0% | 0% | 1 |  |  |  |  | 0% | [5 empty] | 1% | 0% | 1% | 1 | 16% | 0% | 0% | 1 | 78% | 0% | 0% | 3 | 81% | 0% | 0% | 3 | 81% | 0% | 0% | 3 | 0% | 0% | 0% | 1 | 16% | 0% | 0% | 1 | 0% | 0% | 1 |  |  |  |  | 0% | [5 empty] | 1% | 0% | 1% | 1 | 16% | 0% | 0% | 1 | 78% | 0% | 0% | 3 | 82% | 0% | 0% | 3 | 82% | 0% | 0% | 3 | 0% | 0% | 0% | 1 | 15% | 0% | 0% | 1 | 0% | 0% | 1 |  |  |  |  | 0% | [5 empty] | 1% | 0% | 1% | 1 | 12% | 0% | 0% | 1 | 64% | 0% | 0% | 2 | 71% | 0% | 0% | 3 | 71% | 0% | 0% | 3 | 0% | 0% | 0% | 1 | 11% | 0% | 0% | 1
273 | Valley (VEA) | 0 | 0 | 0 | 0% | 0% | 1 |  |  |  |  | 0% | [5 empty] | 0% | 0% | 0% | 1 | 0% | 0% | 0% | 1 | 0% | 0% | 0% | 1 | 0% | 0% | 0% | 1 | 0% | 0% | 0% | 1 | 100% | 0% | 0% | 5 | 0% | 0% | 0% | 1 | 0% | 0% | 1 |  |  |  |  | 0% | [5 empty] | 0% | 0% | 0% | 1 | 0% | 0% | 0% | 1 | 0% | 0% | 0% | 1 | 0% | 0% | 0% | 1 | 0% | 0% | 0% | 1 | 47% | 0% | 0% | 1 | 0% | 0% | 0% | 1 | 0% | 0% | 1 |  |  |  |  | 0% | [5 empty] | 0% | 0% | 0% | 1 | 0% | 0% | 0% | 1 | 0% | 0% | 0% | 1 | 0% | 0% | 0% | 1 | 0% | 0% | 0% | 1 | 9% | 0% | 0% | 1 | 0% | 0% | 0% | 1 | 0% | 0% | 1 |  |  |  |  | 0% | [5 empty] | 0% | 0% | 0% | 1 | 0% | 0% | 0% | 1 | 0% | 0% | 0% | 1 | 0% | 0% | 0% | 1 | 0% | 0% | 0% | 1 | 2% | 0% | 0% | 1 | 0% | 0% | 0% | 1
274 | Avocado | 0 | 0 | 0 | 0% | 0% | 1 |  |  |  |  | 0% | [5 empty] | 0% | 0% | 0% | 1 | 0% | 0% | 0% | 1 | 0% | 0% | 0% | 1 | 0% | 0% | 0% | 1 | 0% | 0% | 0% | 1 | 0% | 0% | 0% | 1 | 0% | 0% | 0% | 1 | 0% | 0% | 1 |  |  |  |  | 0% | [5 empty] | 1% | 0% | 1% | 1 | 0% | 0% | 0% | 1 | 95% | 0% | 0% | 5 | 95% | 0% | 0% | 5 | 95% | 0% | 0% | 5 | 0% | 0% | 0% | 1 | 34% | 0% | 0% | 1 | 0% | 0% | 1 |  |  |  |  | 0% | [5 empty] | 1% | 0% | 1% | 1 | 17% | 0% | 0% | 1 | 77% | 0% | 0% | 3 | 78% | 0% | 0% | 3 | 78% | 0% | 0% | 3 | 0% | 0% | 0% | 1 | 15% | 0% | 0% | 1 | 0% | 0% | 1 |  |  |  |  | 0% | [5 empty] | 1% | 0% | 1% | 1 | 11% | 0% | 0% | 1 | 64% | 0% | 0% | 2 | 73% | 0% | 0% | 3 | 73% | 0% | 0% | 3 | 0% | 0% | 0% | 1 | 11% | 0% | 0% | 1
275 | New Sub - North Gila - IV (Proposed) | 0 | 0 | 0 | 0% | 0% | 1 |  |  |  |  | 0% | [5 empty] | 0% | 0% | 0% | 1 | 0% | 0% | 0% | 1 | 71% | 0% | 0% | 3 | 71% | 0% | 0% | 3 | 71% | 0% | 0% | 3 | 63% | 0% | 0% | 2 | 3% | 0% | 0% | 1 | 0% | 0% | 1 |  |  |  |  | 0% | [5 empty] | 0% | 0% | 0% | 1 | 0% | 0% | 0% | 1 | 71% | 0% | 0% | 3 | 71% | 0% | 0% | 3 | 71% | 0% | 0% | 3 | 62% | 0% | 0% | 2 | 3% | 0% | 0% | 1 | 0% | 0% | 1 |  |  |  |  | 0% | [5 empty] | 0% | 0% | 0% | 1 | 13% | 0% | 0% | 1 | 48% | 0% | 0% | 1 | 48% | 0% | 0% | 1 | 61% | 0% | 0% | 2 | 69% | 0% | 0% | 2 | 2% | 0% | 0% | 1 | 0% | 0% | 1 |  |  |  |  | 0% | [5 empty] | 0% | 0% | 0% | 1 | 23% | 0% | 0% | 1 | 21% | 0% | 0% | 1 | 16% | 0% | 0% | 1 | 43% | 0% | 0% | 1 | 69% | 0% | 0% | 2 | 1% | 0% | 0% | 1
276 | Caliente | 0 | 0 | 10 | 0% | 0% | 1 |  |  |  |  | 0% | [5 empty] | 72% | 0% | 72% | 3 | 65% | 0% | 0% | 2 | 0% | 0% | 0% | 1 | 24% | 0% | 0% | 1 | 65% | 0% | 0% | 2 | 58% | 0% | 0% | 2 | 0% | 0% | 0% | 1 | 0% | 0% | 1 |  |  |  |  | 0% | [5 empty] | 59% | 0% | 59% | 3 | 74% | 0% | 0% | 3 | 0% | 0% | 0% | 1 | 15% | 0% | 0% | 1 | 74% | 0% | 0% | 3 | 59% | 0% | 0% | 2 | 0% | 0% | 0% | 1 | 0% | 0% | 1 |  |  |  |  | 0% | [5 empty] | 35% | 35% | 70% | 5 | 58% | 0% | 0% | 2 | 0% | 0% | 0% | 1 | 7% | 0% | 0% | 1 | 58% | 0% | 0% | 2 | 66% | 0% | 0% | 2 | 0% | 0% | 0% | 1 | 0% | 0% | 1 |  |  |  |  | 0% | [5 empty] | 41% | 50% | 91% | 5 | 37% | 0% | 0% | 1 | 3% | 0% | 0% | 1 | 14% | 0% | 0% | 1 | 47% | 0% | 0% | 1 | 68% | 0% | 0% | 2 | 1% | 0% | 0% | 1
277 | San Luis Obispo | 0 | 0 | 0 | 0% | 0% | 1 |  |  |  |  | 0% | [5 empty] | 89% | 1% | 90% | 5 | 55% | 0% | 0% | 2 | 9% | 0% | 0% | 1 | 38% | 0% | 0% | 1 | 65% | 0% | 0% | 2 | 89% | 0% | 0% | 3 | 3% | 0% | 0% | 1 | 0% | 0% | 1 |  |  |  |  | 0% | [5 empty] | 70% | 16% | 86% | 5 | 38% | 0% | 0% | 1 | 11% | 0% | 0% | 1 | 48% | 0% | 0% | 1 | 63% | 0% | 0% | 2 | 66% | 0% | 0% | 2 | 2% | 0% | 0% | 1 | 0% | 0% | 1 |  |  |  |  | 0% | [5 empty] | 65% | 25% | 90% | 5 | 39% | 0% | 0% | 1 | 12% | 0% | 0% | 1 | 40% | 0% | 0% | 1 | 61% | 0% | 0% | 2 | 61% | 0% | 0% | 2 | 2% | 0% | 0% | 1 | 0% | 0% | 1 |  |  |  |  | 0% | [5 empty] | 59% | 33% | 92% | 5 | 37% | 0% | 0% | 1 | 9% | 0% | 0% | 1 | 30% | 0% | 0% | 1 | 54% | 0% | 0% | 2 | 68% | 0% | 0% | 2 | 2% | 0% | 0% | 1
278 | Valley Home | 0 | 0 | 0 | 0% | 0% | 1 |  |  |  |  | 0% | [5 empty] | 0% | 0% | 0% | 1 | 0% | 0% | 0% | 1 | 0% | 0% | 0% | 1 | 0% | 0% | 0% | 1 | 0% | 0% | 0% | 1 | 0% | 0% | 0% | 1 | 0% | 0% | 0% | 1 | 0% | 0% | 1 |  |  |  |  | 0% | [5 empty] | 0% | 0% | 0% | 1 | 0% | 0% | 0% | 1 | 0% | 0% | 0% | 1 | 0% | 0% | 0% | 1 | 0% | 0% | 0% | 1 | 0% | 0% | 0% | 1 | 0% | 0% | 0% | 1 | 0% | 0% | 1 |  |  |  |  | 0% | [5 empty] | 0% | 0% | 0% | 1 | 0% | 0% | 0% | 1 | 0% | 0% | 0% | 1 | 0% | 0% | 0% | 1 | 0% | 0% | 0% | 1 | 0% | 0% | 0% | 1 | 0% | 0% | 0% | 1 | 0% | 0% | 1 |  |  |  |  | 0% | [5 empty] | 100% | 0% | 100% | 5 | 100% | 0% | 0% | 5 | 10% | 0% | 0% | 1 | 10% | 0% | 0% | 1 | 100% | 0% | 0% | 5 | 100% | 0% | 0% | 5 | 0% | 0% | 0% | 1
279 | Big Creek | 0 | 0 | 0 | 0% | 0% | 1 |  |  |  |  | 0% | [5 empty] | 100% | 0% | 100% | 5 | 0% | 0% | 0% | 1 | 0% | 0% | 0% | 1 | 100% | 0% | 0% | 5 | 100% | 0% | 0% | 5 | 100% | 0% | 0% | 5 | 0% | 0% | 0% | 1 | 0% | 0% | 1 |  |  |  |  | 0% | [5 empty] | 100% | 0% | 100% | 5 | 0% | 0% | 0% | 1 | 0% | 0% | 0% | 1 | 100% | 0% | 0% | 5 | 100% | 0% | 0% | 5 | 100% | 0% | 0% | 5 | 0% | 0% | 0% | 1 | 0% | 0% | 1 |  |  |  |  | 0% | [5 empty] | 100% | 0% | 100% | 5 | 0% | 0% | 0% | 1 | 0% | 0% | 0% | 1 | 100% | 0% | 0% | 5 | 100% | 0% | 0% | 5 | 100% | 0% | 0% | 5 | 0% | 0% | 0% | 1 | 0% | 0% | 1 |  |  |  |  | 0% | [5 empty] | 51% | 0% | 51% | 3 | 0% | 0% | 0% | 1 | 25% | 0% | 0% | 1 | 100% | 0% | 0% | 5 | 100% | 0% | 0% | 5 | 81% | 0% | 0% | 3 | 1% | 0% | 0% | 1
280 | West Fresno | 0 | 0 | 0 | 0% | 0% | 1 |  |  |  |  | 0% | [5 empty] | 0% | 0% | 0% | 1 | 0% | 0% | 0% | 1 | 0% | 0% | 0% | 1 | 0% | 0% | 0% | 1 | 0% | 0% | 0% | 1 | 0% | 0% | 0% | 1 | 0% | 0% | 0% | 1 | 0% | 0% | 1 |  |  |  |  | 0% | [5 empty] | 0% | 0% | 0% | 1 | 0% | 0% | 0% | 1 | 0% | 0% | 0% | 1 | 0% | 0% | 0% | 1 | 0% | 0% | 0% | 1 | 0% | 0% | 0% | 1 | 0% | 0% | 0% | 1 | 0% | 0% | 1 |  |  |  |  | 0% | [5 empty] | 0% | 0% | 0% | 1 | 0% | 0% | 0% | 1 | 0% | 0% | 0% | 1 | 0% | 0% | 0% | 1 | 0% | 0% | 0% | 1 | 0% | 0% | 0% | 1 | 0% | 0% | 0% | 1 | 0% | 0% | 1 |  |  |  |  | 0% | [5 empty] | 0% | 0% | 0% | 1 | 0% | 0% | 0% | 1 | 0% | 0% | 0% | 1 | 0% | 0% | 0% | 1 | 0% | 0% | 0% | 1 | 0% | 0% | 0% | 1 | 0% | 0% | 0% | 1
281 | Sylmar | 0 | 0 | 0 | 0% | 0% | 1 |  |  |  |  | 0% | [5 empty] | 31% | 65% | 96% | 5 | 50% | 0% | 0% | 2 | 0% | 0% | 0% | 1 | 3% | 0% | 0% | 1 | 53% | 0% | 0% | 2 | 74% | 0% | 0% | 3 | 4% | 0% | 0% | 1 | 0% | 0% | 1 |  |  |  |  | 0% | [5 empty] | 59% | 38% | 97% | 5 | 64% | 0% | 0% | 2 | 0% | 0% | 0% | 1 | 5% | 0% | 0% | 1 | 65% | 0% | 0% | 2 | 52% | 0% | 0% | 2 | 3% | 0% | 0% | 1 | 0% | 0% | 1 |  |  |  |  | 0% | [5 empty] | 57% | 42% | 99% | 5 | 44% | 0% | 0% | 1 | 2% | 0% | 0% | 1 | 2% | 0% | 0% | 1 | 44% | 0% | 0% | 1 | 62% | 0% | 0% | 2 | 2% | 0% | 0% | 1 | 0% | 0% | 1 |  |  |  |  | 0% | [5 empty] | 30% | 33% | 63% | 5 | 16% | 0% | 0% | 1 | 32% | 0% | 0% | 1 | 28% | 0% | 0% | 1 | 51% | 0% | 0% | 2 | 40% | 0% | 0% | 1 | 3% | 0% | 0% | 1
282 | Tracy | 0 | 0 | 0 | 0% | 0% | 1 |  |  |  |  | 4% | [5 empty] | 89% | 0% | 89% | 5 | 89% | 0% | 0% | 3 | 87% | 0% | 0% | 3 | 97% | 0% | 0% | 5 | 100% | 0% | 0% | 5 | 33% | 0% | 0% | 1 | 3% | 0% | 0% | 1 | 0% | 0% | 1 |  |  |  |  | 3% | [5 empty] | 89% | 3% | 92% | 5 | 89% | 0% | 0% | 3 | 88% | 0% | 0% | 3 | 96% | 0% | 0% | 5 | 99% | 0% | 0% | 5 | 42% | 0% | 0% | 1 | 3% | 0% | 0% | 1 | 0% | 0% | 1 |  |  |  |  | 4% | [5 empty] | 81% | 4% | 85% | 5 | 79% | 0% | 0% | 3 | 85% | 0% | 0% | 3 | 92% | 0% | 0% | 4 | 98% | 0% | 0% | 5 | 41% | 0% | 0% | 1 | 4% | 0% | 0% | 1 | 0% | 0% | 1 |  |  |  |  | 11% | [5 empty] | 50% | 6% | 56% | 3 | 56% | 0% | 0% | 2 | 64% | 0% | 0% | 2 | 65% | 0% | 0% | 2 | 78% | 0% | 0% | 3 | 30% | 0% | 0% | 1 | 14% | 0% | 0% | 1
283 | Pease | 0 | 0 | 0 | 0% | 0% | 1 |  |  |  |  | 0% | [5 empty] | 100% | 0% | 100% | 5 | 97% | 0% | 0% | 5 | 73% | 0% | 0% | 3 | 73% | 0% | 0% | 3 | 97% | 0% | 0% | 5 | 97% | 0% | 0% | 5 | 0% | 0% | 0% | 1 | 0% | 0% | 1 |  |  |  |  | 0% | [5 empty] | 100% | 0% | 100% | 5 | 97% | 0% | 0% | 5 | 65% | 0% | 0% | 2 | 65% | 0% | 0% | 2 | 98% | 0% | 0% | 5 | 82% | 0% | 0% | 3 | 0% | 0% | 0% | 1 | 0% | 0% | 1 |  |  |  |  | 0% | [5 empty] | 100% | 0% | 100% | 5 | 97% | 0% | 0% | 5 | 65% | 0% | 0% | 2 | 65% | 0% | 0% | 2 | 98% | 0% | 0% | 5 | 82% | 0% | 0% | 3 | 0% | 0% | 0% | 1 | 0% | 0% | 1 |  |  |  |  | 0% | [5 empty] | 100% | 0% | 100% | 5 | 98% | 0% | 0% | 5 | 49% | 0% | 0% | 1 | 51% | 0% | 0% | 2 | 98% | 0% | 0% | 5 | 86% | 0% | 0% | 3 | 0% | 0% | 0% | 1
284 | Spring Valley | 0 | 0 | 0 | 0% | 0% | 1 |  |  |  |  | 0% | [5 empty] | 0% | 0% | 0% | 1 | 12% | 0% | 0% | 1 | 12% | 0% | 0% | 1 | 98% | 0% | 0% | 5 | 98% | 0% | 0% | 5 | 0% | 0% | 0% | 1 | 3% | 0% | 0% | 1 | 0% | 0% | 1 |  |  |  |  | 0% | [5 empty] | 0% | 0% | 0% | 1 | 8% | 0% | 0% | 1 | 35% | 0% | 0% | 1 | 65% | 0% | 0% | 2 | 66% | 0% | 0% | 2 | 0% | 0% | 0% | 1 | 7% | 0% | 0% | 1 | 0% | 0% | 1 |  |  |  |  | 0% | [5 empty] | 0% | 0% | 0% | 1 | 7% | 0% | 0% | 1 | 38% | 0% | 0% | 1 | 67% | 0% | 0% | 2 | 67% | 0% | 0% | 2 | 1% | 0% | 0% | 1 | 8% | 0% | 0% | 1 | 0% | 0% | 1 |  |  |  |  | 0% | [5 empty] | 0% | 0% | 0% | 1 | 6% | 0% | 0% | 1 | 33% | 0% | 0% | 1 | 64% | 0% | 0% | 2 | 66% | 0% | 0% | 2 | 3% | 0% | 0% | 1 | 7% | 0% | 0% | 1
285 | Honcut | 0 | 0 | 0 | 0% | 0% | 1 |  |  |  |  | 0% | [5 empty] | 0% | 0% | 0% | 1 | 0% | 0% | 0% | 1 | 0% | 0% | 0% | 1 | 0% | 0% | 0% | 1 | 0% | 0% | 0% | 1 | 0% | 0% | 0% | 1 | 0% | 0% | 0% | 1 | 0% | 0% | 1 |  |  |  |  | 0% | [5 empty] | 100% | 0% | 100% | 5 | 97% | 0% | 0% | 5 | 76% | 0% | 0% | 3 | 76% | 0% | 0% | 3 | 97% | 0% | 0% | 5 | 99% | 0% | 0% | 5 | 0% | 0% | 0% | 1 | 0% | 0% | 1 |  |  |  |  | 0% | [5 empty] | 100% | 0% | 100% | 5 | 97% | 0% | 0% | 5 | 65% | 0% | 0% | 2 | 65% | 0% | 0% | 2 | 98% | 0% | 0% | 5 | 82% | 0% | 0% | 3 | 0% | 0% | 0% | 1 | 0% | 0% | 1 |  |  |  |  | 0% | [5 empty] | 99% | 0% | 99% | 5 | 95% | 0% | 0% | 5 | 65% | 0% | 0% | 2 | 65% | 0% | 0% | 2 | 98% | 0% | 0% | 5 | 82% | 0% | 0% | 3 | 0% | 0% | 0% | 1
286 | Rancho Mission Viejo | 0 | 0 | 0 | 0% | 0% | 1 |  |  |  |  | 0% | [5 empty] | 0% | 0% | 0% | 1 | 0% | 0% | 0% | 1 | 29% | 0% | 0% | 1 | 53% | 0% | 0% | 2 | 53% | 0% | 0% | 2 | 0% | 0% | 0% | 1 | 0% | 0% | 0% | 1 | 0% | 0% | 1 |  |  |  |  | 0% | [5 empty] | 0% | 0% | 0% | 1 | 0% | 0% | 0% | 1 | 28% | 0% | 0% | 1 | 48% | 0% | 0% | 1 | 48% | 0% | 0% | 1 | 0% | 0% | 0% | 1 | 0% | 0% | 0% | 1 | 0% | 0% | 1 |  |  |  |  | 0% | [5 empty] | 1% | 0% | 1% | 1 | 3% | 0% | 0% | 1 | 22% | 0% | 0% | 1 | 70% | 0% | 0% | 3 | 74% | 0% | 0% | 3 | 0% | 0% | 0% | 1 | 2% | 0% | 0% | 1 | 0% | 0% | 1 |  |  |  |  | 0% | [5 empty] | 0% | 0% | 0% | 1 | 8% | 0% | 0% | 1 | 45% | 0% | 0% | 1 | 78% | 0% | 0% | 3 | 80% | 0% | 0% | 3 | 0% | 0% | 0% | 1 | 10% | 0% | 0% | 1
287 | Encina | 0 | 0 | 10 | 0% | 0% | 1 |  |  |  |  | 0% | [5 empty] | 0% | 0% | 0% | 1 | 17% | 0% | 0% | 1 | 77% | 0% | 0% | 3 | 80% | 0% | 0% | 3 | 80% | 0% | 0% | 3 | 0% | 0% | 0% | 1 | 17% | 0% | 0% | 1 | 0% | 0% | 1 |  |  |  |  | 0% | [5 empty] | 1% | 0% | 1% | 1 | 16% | 0% | 0% | 1 | 79% | 0% | 0% | 3 | 82% | 0% | 0% | 3 | 82% | 0% | 0% | 3 | 0% | 0% | 0% | 1 | 15% | 0% | 0% | 1 | 0% | 0% | 1 |  |  |  |  | 0% | [5 empty] | 1% | 0% | 1% | 1 | 16% | 0% | 0% | 1 | 78% | 0% | 0% | 3 | 82% | 0% | 0% | 3 | 82% | 0% | 0% | 3 | 0% | 0% | 0% | 1 | 15% | 0% | 0% | 1 | 0% | 0% | 1 |  |  |  |  | 0% | [5 empty] | 1% | 0% | 1% | 1 | 9% | 0% | 0% | 1 | 52% | 0% | 0% | 2 | 63% | 0% | 0% | 2 | 63% | 0% | 0% | 2 | 0% | 0% | 0% | 1 | 8% | 0% | 0% | 1
288 | Bullard | 0 | 0 | 0 | 0% | 0% | 1 |  |  |  |  | 0% | [5 empty] | 0% | 0% | 0% | 1 | 0% | 0% | 0% | 1 | 0% | 0% | 0% | 1 | 0% | 0% | 0% | 1 | 0% | 0% | 0% | 1 | 0% | 0% | 0% | 1 | 0% | 0% | 0% | 1 | 0% | 0% | 1 |  |  |  |  | 0% | [5 empty] | 0% | 0% | 0% | 1 | 0% | 0% | 0% | 1 | 0% | 0% | 0% | 1 | 0% | 0% | 0% | 1 | 0% | 0% | 0% | 1 | 0% | 0% | 0% | 1 | 0% | 0% | 0% | 1 | 0% | 0% | 1 |  |  |  |  | 0% | [5 empty] | 0% | 0% | 0% | 1 | 0% | 0% | 0% | 1 | 0% | 0% | 0% | 1 | 0% | 0% | 0% | 1 | 0% | 0% | 0% | 1 | 0% | 0% | 0% | 1 | 0% | 0% | 0% | 1 | 0% | 0% | 1 |  |  |  |  | 0% | [5 empty] | 0% | 0% | 0% | 1 | 0% | 0% | 0% | 1 | 0% | 0% | 0% | 1 | 0% | 0% | 0% | 1 | 0% | 0% | 0% | 1 | 0% | 0% | 0% | 1 | 0% | 0% | 0% | 1
289 | Hicks | 0 | 0 | 0 | 0% | 0% | 1 |  |  |  |  | 0% | [5 empty] | 66% | 0% | 66% | 3 | 66% | 0% | 0% | 2 | 0% | 0% | 0% | 1 | 13% | 0% | 0% | 1 | 66% | 0% | 0% | 2 | 33% | 0% | 0% | 1 | 1% | 0% | 0% | 1 | 0% | 0% | 1 |  |  |  |  | 0% | [5 empty] | 68% | 0% | 68% | 3 | 68% | 0% | 0% | 2 | 0% | 0% | 0% | 1 | 12% | 0% | 0% | 1 | 68% | 0% | 0% | 2 | 37% | 0% | 0% | 1 | 1% | 0% | 0% | 1 | 0% | 0% | 1 |  |  |  |  | 0% | [5 empty] | 83% | 9% | 92% | 5 | 72% | 0% | 0% | 3 | 36% | 0% | 0% | 1 | 37% | 0% | 0% | 1 | 78% | 0% | 0% | 3 | 87% | 0% | 0% | 3 | 3% | 0% | 0% | 1 | 0% | 0% | 1 |  |  |  |  | 0% | [5 empty] | 42% | 47% | 89% | 5 | 82% | 0% | 0% | 3 | 40% | 0% | 0% | 1 | 44% | 0% | 0% | 1 | 91% | 0% | 0% | 4 | 87% | 0% | 0% | 3 | 3% | 0% | 0% | 1
290 | Olivehurst | 0 | 0 | 0 | 0% | 0% | 1 |  |  |  |  | 0% | [5 empty] | 0% | 0% | 0% | 1 | 0% | 0% | 0% | 1 | 0% | 0% | 0% | 1 | 0% | 0% | 0% | 1 | 0% | 0% | 0% | 1 | 0% | 0% | 0% | 1 | 0% | 0% | 0% | 1 | 0% | 0% | 1 |  |  |  |  | 0% | [5 empty] | 100% | 0% | 100% | 5 | 83% | 0% | 0% | 3 | 59% | 0% | 0% | 2 | 59% | 0% | 0% | 2 | 83% | 0% | 0% | 3 | 100% | 0% | 0% | 5 | 0% | 0% | 0% | 1 | 0% | 0% | 1 |  |  |  |  | 0% | [5 empty] | 100% | 0% | 100% | 5 | 97% | 0% | 0% | 5 | 65% | 0% | 0% | 2 | 65% | 0% | 0% | 2 | 98% | 0% | 0% | 5 | 82% | 0% | 0% | 3 | 0% | 0% | 0% | 1 | 0% | 0% | 1 |  |  |  |  | 0% | [5 empty] | 100% | 0% | 100% | 5 | 97% | 0% | 0% | 5 | 62% | 0% | 0% | 2 | 62% | 0% | 0% | 2 | 98% | 0% | 0% | 5 | 83% | 0% | 0% | 3 | 0% | 0% | 0% | 1
291 | Temblor | 0 | 0 | 0 | 0% | 0% | 1 |  |  |  |  | 0% | [5 empty] | 80% | 0% | 80% | 5 | 0% | 0% | 0% | 1 | 0% | 0% | 0% | 1 | 0% | 0% | 0% | 1 | 0% | 0% | 0% | 1 | 0% | 0% | 0% | 1 | 0% | 0% | 0% | 1 | 0% | 0% | 1 |  |  |  |  | 0% | [5 empty] | 78% | 0% | 78% | 5 | 52% | 0% | 0% | 2 | 0% | 0% | 0% | 1 | 33% | 0% | 0% | 1 | 52% | 0% | 0% | 2 | 43% | 0% | 0% | 1 | 0% | 0% | 0% | 1 | 0% | 0% | 1 |  |  |  |  | 0% | [5 empty] | 72% | 0% | 72% | 3 | 66% | 0% | 0% | 2 | 0% | 0% | 0% | 1 | 23% | 0% | 0% | 1 | 66% | 0% | 0% | 2 | 57% | 0% | 0% | 2 | 0% | 0% | 0% | 1 | 0% | 0% | 1 |  |  |  |  | 0% | [5 empty] | 32% | 41% | 73% | 5 | 53% | 0% | 0% | 2 | 5% | 0% | 0% | 1 | 11% | 0% | 0% | 1 | 58% | 0% | 0% | 2 | 68% | 0% | 0% | 2 | 0% | 0% | 0% | 1
292 | Olinda | 0 | 0 | 0 | 0% | 0% | 1 |  |  |  |  | 0% | [5 empty] | 0% | 0% | 0% | 1 | 0% | 0% | 0% | 1 | 0% | 0% | 0% | 1 | 0% | 0% | 0% | 1 | 0% | 0% | 0% | 1 | 0% | 0% | 0% | 1 | 0% | 0% | 0% | 1 | 0% | 0% | 1 |  |  |  |  | 0% | [5 empty] | 0% | 0% | 0% | 1 | 0% | 0% | 0% | 1 | 0% | 0% | 0% | 1 | 0% | 0% | 0% | 1 | 0% | 0% | 0% | 1 | 0% | 0% | 0% | 1 | 0% | 0% | 0% | 1 | 0% | 0% | 1 |  |  |  |  | 0% | [5 empty] | 0% | 0% | 0% | 1 | 0% | 0% | 0% | 1 | 76% | 0% | 0% | 3 | 94% | 0% | 0% | 4 | 94% | 0% | 0% | 4 | 0% | 0% | 0% | 1 | 3% | 0% | 0% | 1 | 0% | 0% | 1 |  |  |  |  | 0% | [5 empty] | 0% | 15% | 15% | 3 | 15% | 0% | 0% | 1 | 14% | 0% | 0% | 1 | 54% | 0% | 0% | 2 | 68% | 0% | 0% | 2 | 14% | 0% | 0% | 1 | 2% | 0% | 0% | 1
293 | Mt. Eden | 0 | 0 | 0 | 0% | 0% | 1 |  |  |  |  | 0% | [5 empty] | 26% | 0% | 26% | 2 | 26% | 0% | 0% | 1 | 5% | 0% | 0% | 1 | 16% | 0% | 0% | 1 | 43% | 0% | 0% | 1 | 26% | 0% | 0% | 1 | 22% | 0% | 0% | 1 | 0% | 0% | 1 |  |  |  |  | 0% | [5 empty] | 11% | 0% | 11% | 1 | 11% | 0% | 0% | 1 | 17% | 0% | 0% | 1 | 25% | 0% | 0% | 1 | 35% | 0% | 0% | 1 | 11% | 0% | 0% | 1 | 20% | 0% | 0% | 1 | 0% | 0% | 1 |  |  |  |  | 0% | [5 empty] | 25% | 2% | 27% | 2 | 21% | 0% | 0% | 1 | 37% | 0% | 0% | 1 | 46% | 0% | 0% | 1 | 51% | 0% | 0% | 2 | 17% | 0% | 0% | 1 | 12% | 0% | 0% | 1 | 0% | 0% | 1 |  |  |  |  | 0% | [5 empty] | 86% | 3% | 89% | 5 | 75% | 0% | 0% | 3 | 73% | 0% | 0% | 3 | 86% | 0% | 0% | 3 | 92% | 0% | 0% | 4 | 41% | 0% | 0% | 1 | 4% | 0% | 0% | 1
294 | Woodland | 0 | 0 | 0 | 0% | 0% | 1 |  |  |  |  | 0% | [5 empty] | 0% | 0% | 0% | 1 | 0% | 0% | 0% | 1 | 0% | 0% | 0% | 1 | 0% | 0% | 0% | 1 | 0% | 0% | 0% | 1 | 0% | 0% | 0% | 1 | 0% | 0% | 0% | 1 | 0% | 0% | 1 |  |  |  |  | 0% | [5 empty] | 100% | 0% | 100% | 5 | 100% | 0% | 0% | 5 | 0% | 0% | 0% | 1 | 0% | 0% | 0% | 1 | 100% | 0% | 0% | 5 | 71% | 0% | 0% | 3 | 0% | 0% | 0% | 1 | 0% | 0% | 1 |  |  |  |  | 17% | [5 empty] | 93% | 0% | 93% | 5 | 75% | 0% | 0% | 3 | 3% | 0% | 0% | 1 | 3% | 0% | 0% | 1 | 76% | 0% | 0% | 3 | 54% | 0% | 0% | 2 | 1% | 0% | 0% | 1 | 0% | 0% | 1 |  |  |  |  | 23% | [5 empty] | 51% | 15% | 66% | 3 | 51% | 0% | 0% | 2 | 15% | 0% | 0% | 1 | 15% | 0% | 0% | 1 | 64% | 0% | 0% | 2 | 41% | 0% | 0% | 1 | 11% | 0% | 0% | 1
295 | Trabuco | 0 | 0 | 0 | 0% | 0% | 1 |  |  |  |  | 0% | [5 empty] | 0% | 0% | 0% | 1 | 0% | 0% | 0% | 1 | 20% | 0% | 0% | 1 | 46% | 0% | 0% | 1 | 46% | 0% | 0% | 1 | 0% | 0% | 0% | 1 | 0% | 0% | 0% | 1 | 0% | 0% | 1 |  |  |  |  | 0% | [5 empty] | 0% | 0% | 0% | 1 | 3% | 0% | 0% | 1 | 20% | 0% | 0% | 1 | 69% | 0% | 0% | 2 | 72% | 0% | 0% | 3 | 0% | 0% | 0% | 1 | 2% | 0% | 0% | 1 | 0% | 0% | 1 |  |  |  |  | 0% | [5 empty] | 0% | 0% | 0% | 1 | 3% | 0% | 0% | 1 | 24% | 0% | 0% | 1 | 75% | 0% | 0% | 3 | 78% | 0% | 0% | 3 | 0% | 0% | 0% | 1 | 7% | 0% | 0% | 1 | 0% | 0% | 1 |  |  |  |  | 0% | [5 empty] | 0% | 0% | 0% | 1 | 6% | 0% | 0% | 1 | 51% | 0% | 0% | 2 | 83% | 0% | 0% | 3 | 84% | 0% | 0% | 3 | 0% | 0% | 0% | 1 | 9% | 0% | 0% | 1
296 | Cantua | 0 | 0 | 0 | 0% | 0% | 1 |  |  |  |  | 0% | [5 empty] | 41% | 54% | 95% | 5 | 100% | 0% | 0% | 5 | 0% | 0% | 0% | 1 | 0% | 0% | 0% | 1 | 100% | 0% | 0% | 5 | 64% | 0% | 0% | 2 | 0% | 0% | 0% | 1 | 0% | 0% | 1 |  |  |  |  | 0% | [5 empty] | 65% | 29% | 94% | 5 | 100% | 0% | 0% | 5 | 0% | 0% | 0% | 1 | 10% | 0% | 0% | 1 | 100% | 0% | 0% | 5 | 73% | 0% | 0% | 3 | 0% | 0% | 0% | 1 | 0% | 0% | 1 |  |  |  |  | 0% | [5 empty] | 65% | 29% | 94% | 5 | 100% | 0% | 0% | 5 | 0% | 0% | 0% | 1 | 10% | 0% | 0% | 1 | 100% | 0% | 0% | 5 | 73% | 0% | 0% | 3 | 0% | 0% | 0% | 1 | 0% | 0% | 1 |  |  |  |  | 0% | [5 empty] | 34% | 62% | 96% | 5 | 84% | 0% | 0% | 3 | 16% | 0% | 0% | 1 | 21% | 0% | 0% | 1 | 100% | 0% | 0% | 5 | 86% | 0% | 0% | 3 | 0% | 0% | 0% | 1
297 | Rancho Vista | 0 | 0 | 0 | 0% | 0% | 1 |  |  |  |  | 0% | [5 empty] | 0% | 100% | 100% | 5 | 100% | 0% | 0% | 5 | 0% | 0% | 0% | 1 | 9% | 0% | 0% | 1 | 100% | 0% | 0% | 5 | 69% | 0% | 0% | 2 | 0% | 0% | 0% | 1 | 0% | 0% | 1 |  |  |  |  | 0% | [5 empty] | 23% | 75% | 98% | 5 | 100% | 0% | 0% | 5 | 43% | 0% | 0% | 1 | 20% | 0% | 0% | 1 | 100% | 0% | 0% | 5 | 49% | 0% | 0% | 1 | 0% | 0% | 0% | 1 | 0% | 0% | 1 |  |  |  |  | 0% | [5 empty] | 49% | 39% | 88% | 5 | 61% | 0% | 0% | 2 | 64% | 0% | 0% | 2 | 61% | 0% | 0% | 2 | 99% | 0% | 0% | 5 | 45% | 0% | 0% | 1 | 0% | 0% | 0% | 1 | 0% | 0% | 1 |  |  |  |  | 0% | [5 empty] | 40% | 34% | 74% | 5 | 59% | 0% | 0% | 2 | 53% | 0% | 0% | 2 | 56% | 0% | 0% | 2 | 94% | 0% | 0% | 4 | 48% | 0% | 0% | 1 | 1% | 0% | 0% | 1
298 | Los Esteros | 0 | 0 | 0 | 0% | 0% | 1 |  |  |  |  | 0% | [5 empty] | 0% | 0% | 0% | 1 | 0% | 0% | 0% | 1 | 0% | 0% | 0% | 1 | 13% | 0% | 0% | 1 | 13% | 0% | 0% | 1 | 0% | 0% | 0% | 1 | 99% | 0% | 0% | 5 | 0% | 0% | 1 |  |  |  |  | 0% | [5 empty] | 90% | 4% | 94% | 5 | 94% | 0% | 0% | 4 | 65% | 0% | 0% | 2 | 67% | 0% | 0% | 2 | 96% | 0% | 0% | 5 | 94% | 0% | 0% | 4 | 7% | 0% | 0% | 1 | 0% | 0% | 1 |  |  |  |  | 0% | [5 empty] | 84% | 10% | 94% | 5 | 84% | 0% | 0% | 3 | 30% | 0% | 0% | 1 | 32% | 0% | 0% | 1 | 85% | 0% | 0% | 3 | 92% | 0% | 0% | 4 | 4% | 0% | 0% | 1 | 0% | 0% | 1 |  |  |  |  | 0% | [5 empty] | 84% | 13% | 97% | 5 | 95% | 0% | 0% | 5 | 74% | 0% | 0% | 3 | 84% | 0% | 0% | 3 | 98% | 0% | 0% | 5 | 58% | 0% | 0% | 2 | 3% | 0% | 0% | 1
299 | Humboldt Bay | 0 | 0 | 0 | 0% | 0% | 1 |  |  |  |  | 0% | [5 empty] | 0% | 0% | 0% | 1 | 33% | 0% | 0% | 1 | 14% | 0% | 0% | 1 | 19% | 0% | 0% | 1 | 40% | 0% | 0% | 1 | 0% | 0% | 0% | 1 | 30% | 0% | 0% | 1 | 0% | 0% | 1 |  |  |  |  | 0% | [5 empty] | 0% | 0% | 0% | 1 | 20% | 0% | 0% | 1 | 9% | 0% | 0% | 1 | 11% | 0% | 0% | 1 | 25% | 0% | 0% | 1 | 35% | 0% | 0% | 1 | 19% | 0% | 0% | 1 | 0% | 0% | 1 |  |  |  |  | 0% | [5 empty] | 0% | 0% | 0% | 1 | 4% | 0% | 0% | 1 | 3% | 0% | 0% | 1 | 4% | 0% | 0% | 1 | 6% | 0% | 0% | 1 | 78% | 0% | 0% | 3 | 11% | 0% | 0% | 1 | 0% | 0% | 1 |  |  |  |  | 0% | [5 empty] | 3% | 2% | 5% | 2 | 5% | 0% | 0% | 1 | 4% | 0% | 0% | 1 | 6% | 0% | 0% | 1 | 10% | 0% | 0% | 1 | 75% | 0% | 0% | 3 | 5% | 0% | 0% | 1
300 | Shiloh III | 0 | 0 | 0 | 0% | 0% | 1 |  |  |  |  | 9% | [5 empty] | 54% | 0% | 54% | 3 | 25% | 0% | 0% | 1 | 45% | 0% | 0% | 1 | 39% | 0% | 0% | 1 | 63% | 0% | 0% | 2 | 8% | 0% | 0% | 1 | 44% | 0% | 0% | 1 | 0% | 0% | 1 |  |  |  |  | 25% | [5 empty] | 35% | 0% | 35% | 2 | 17% | 0% | 0% | 1 | 39% | 0% | 0% | 1 | 35% | 0% | 0% | 1 | 52% | 0% | 0% | 2 | 5% | 0% | 0% | 1 | 31% | 0% | 0% | 1 | 0% | 0% | 1 |  |  |  |  | 26% | [5 empty] | 41% | 0% | 41% | 2 | 22% | 0% | 0% | 1 | 34% | 0% | 0% | 1 | 32% | 0% | 0% | 1 | 52% | 0% | 0% | 2 | 10% | 0% | 0% | 1 | 25% | 0% | 0% | 1 | 0% | 0% | 1 |  |  |  |  | 23% | [5 empty] | 46% | 0% | 46% | 2 | 29% | 0% | 0% | 1 | 34% | 0% | 0% | 1 | 33% | 0% | 0% | 1 | 57% | 0% | 0% | 2 | 16% | 0% | 0% | 1 | 22% | 0% | 0% | 1
301 | Westpark | 0 | 0 | 0 | 0% | 0% | 1 |  |  |  |  | 0% | [5 empty] | 0% | 0% | 0% | 1 | 0% | 0% | 0% | 1 | 0% | 0% | 0% | 1 | 0% | 0% | 0% | 1 | 0% | 0% | 0% | 1 | 0% | 0% | 0% | 1 | 0% | 0% | 0% | 1 | 0% | 0% | 1 |  |  |  |  | 0% | [5 empty] | 0% | 0% | 0% | 1 | 0% | 0% | 0% | 1 | 0% | 0% | 0% | 1 | 0% | 0% | 0% | 1 | 0% | 0% | 0% | 1 | 0% | 0% | 0% | 1 | 0% | 0% | 0% | 1 | 0% | 0% | 1 |  |  |  |  | 0% | [5 empty] | 0% | 0% | 0% | 1 | 0% | 0% | 0% | 1 | 0% | 0% | 0% | 1 | 0% | 0% | 0% | 1 | 0% | 0% | 0% | 1 | 0% | 0% | 0% | 1 | 0% | 0% | 0% | 1 | 0% | 0% | 1 |  |  |  |  | 0% | [5 empty] | 12% | 88% | 100% | 5 | 45% | 0% | 0% | 1 | 37% | 0% | 0% | 1 | 49% | 0% | 0% | 1 | 72% | 0% | 0% | 3 | 83% | 0% | 0% | 3 | 1% | 0% | 0% | 1
302 | Pendleton | 0 | 0 | 0 | 0% | 0% | 1 |  |  |  |  | 0% | [5 empty] | 2% | 0% | 2% | 1 | 20% | 0% | 0% | 1 | 79% | 0% | 0% | 3 | 80% | 0% | 0% | 3 | 80% | 0% | 0% | 3 | 0% | 0% | 0% | 1 | 18% | 0% | 0% | 1 | 0% | 0% | 1 |  |  |  |  | 0% | [5 empty] | 1% | 0% | 1% | 1 | 17% | 0% | 0% | 1 | 77% | 0% | 0% | 3 | 78% | 0% | 0% | 3 | 78% | 0% | 0% | 3 | 0% | 0% | 0% | 1 | 15% | 0% | 0% | 1 | 0% | 0% | 1 |  |  |  |  | 0% | [5 empty] | 1% | 0% | 1% | 1 | 14% | 0% | 0% | 1 | 72% | 0% | 0% | 3 | 75% | 0% | 0% | 3 | 75% | 0% | 0% | 3 | 0% | 0% | 0% | 1 | 13% | 0% | 0% | 1 | 0% | 0% | 1 |  |  |  |  | 0% | [5 empty] | 1% | 0% | 1% | 1 | 11% | 0% | 0% | 1 | 64% | 0% | 0% | 2 | 72% | 0% | 0% | 3 | 72% | 0% | 0% | 3 | 0% | 0% | 0% | 1 | 10% | 0% | 0% | 1
303 | Burney Forest Power | 0 | 0 | 0 | 0% | 0% | 1 |  |  |  |  | 0% | [5 empty] | 86% | 0% | 86% | 5 | 58% | 0% | 0% | 2 | 15% | 0% | 0% | 1 | 15% | 0% | 0% | 1 | 72% | 0% | 0% | 3 | 46% | 0% | 0% | 1 | 1% | 0% | 0% | 1 | 0% | 0% | 1 |  |  |  |  | 0% | [5 empty] | 78% | 1% | 79% | 5 | 56% | 0% | 0% | 2 | 17% | 0% | 0% | 1 | 13% | 0% | 0% | 1 | 71% | 0% | 0% | 3 | 43% | 0% | 0% | 1 | 1% | 0% | 0% | 1 | 0% | 0% | 1 |  |  |  |  | 0% | [5 empty] | 73% | 3% | 76% | 5 | 49% | 0% | 0% | 1 | 18% | 0% | 0% | 1 | 12% | 0% | 0% | 1 | 66% | 0% | 0% | 2 | 49% | 0% | 0% | 1 | 1% | 0% | 0% | 1 | 0% | 0% | 1 |  |  |  |  | 0% | [5 empty] | 53% | 10% | 63% | 3 | 43% | 0% | 0% | 1 | 20% | 0% | 0% | 1 | 18% | 0% | 0% | 1 | 65% | 0% | 0% | 2 | 58% | 0% | 0% | 2 | 1% | 0% | 0% | 1
304 | Llagas | 0 | 0 | 0 | 0% | 0% | 1 |  |  |  |  | 0% | [5 empty] | 0% | 0% | 0% | 1 | 0% | 0% | 0% | 1 | 0% | 0% | 0% | 1 | 0% | 0% | 0% | 1 | 0% | 0% | 0% | 1 | 0% | 0% | 0% | 1 | 0% | 0% | 0% | 1 | 0% | 0% | 1 |  |  |  |  | 0% | [5 empty] | 78% | 22% | 100% | 5 | 100% | 0% | 0% | 5 | 8% | 0% | 0% | 1 | 8% | 0% | 0% | 1 | 100% | 0% | 0% | 5 | 100% | 0% | 0% | 5 | 2% | 0% | 0% | 1 | 0% | 0% | 1 |  |  |  |  | 0% | [5 empty] | 30% | 60% | 90% | 5 | 84% | 0% | 0% | 3 | 17% | 0% | 0% | 1 | 17% | 0% | 0% | 1 | 99% | 0% | 0% | 5 | 83% | 0% | 0% | 3 | 4% | 0% | 0% | 1 | 0% | 0% | 1 |  |  |  |  | 0% | [5 empty] | 48% | 49% | 97% | 5 | 91% | 0% | 0% | 4 | 14% | 0% | 0% | 1 | 16% | 0% | 0% | 1 | 95% | 0% | 0% | 5 | 94% | 0% | 0% | 4 | 1% | 0% | 0% | 1
305 | Los Banos | 69.3 | 2772 | 30 | 999.9% | 171.9% | 5 |  |  |  |  | 0% | [5 empty] | 80% | 20% | 100% | 5 | 100% | 999% | 171.9% | 5 | 0% | 171.9% | 999.9% | 5 | 11% | 192.1% | 777.2% | 5 | 100% | 999% | 171.9% | 5 | 91% | 1860% | 179.2% | 5 | 0% | 172% | 116000% | 5 | 999.9% | 59.81% | 5 |  |  |  |  | 0% | [5 empty] | 50% | 50% | 100% | 5 | 100% | 15400% | 59.65% | 5 | 4% | 62.53% | 0% | 3 | 8% | 65.3% | 0% | 3 | 100% | 999% | 59.81% | 5 | 95% | 1190% | 57.68% | 5 | 0% | 59.94% | 0% | 3 | 999.9% | 38.03% | 5 |  |  |  |  | 0% | [5 empty] | 54% | 46% | 100% | 5 | 95% | 801.2% | 34.94% | 5 | 4% | 39.49% | 0% | 2 | 6% | 40.58% | 0% | 2 | 96% | 1062% | 35.73% | 5 | 97% | 1180% | 35.97% | 5 | 0% | 38.1% | 0% | 2 | 999.9% | 26.35% | 5 |  |  |  |  | 0% | [5 empty] | 46% | 54% | 100% | 5 | 94% | 462.8% | 21.91% | 5 | 5% | 27.63% | 0% | 2 | 9% | 28.93% | 0% | 2 | 96% | 625.7% | 23.12% | 5 | 98% | 1091% | 24.53% | 5 | 0% | 26.39% | 0% | 2
306 | Peabody | 0 | 0 | 0 | 0% | 0% | 1 |  |  |  |  | 10% | [5 empty] | 75% | 0% | 75% | 5 | 13% | 0% | 0% | 1 | 63% | 0% | 0% | 2 | 62% | 0% | 0% | 2 | 82% | 0% | 0% | 3 | 19% | 0% | 0% | 1 | 37% | 0% | 0% | 1 | 0% | 0% | 1 |  |  |  |  | 14% | [5 empty] | 61% | 0% | 61% | 3 | 35% | 0% | 0% | 1 | 36% | 0% | 0% | 1 | 34% | 0% | 0% | 1 | 67% | 0% | 0% | 2 | 20% | 0% | 0% | 1 | 30% | 0% | 0% | 1 | 0% | 0% | 1 |  |  |  |  | 25% | [5 empty] | 48% | 0% | 48% | 2 | 31% | 0% | 0% | 1 | 27% | 0% | 0% | 1 | 25% | 0% | 0% | 1 | 53% | 0% | 0% | 2 | 15% | 0% | 0% | 1 | 25% | 0% | 0% | 1 | 0% | 0% | 1 |  |  |  |  | 22% | [5 empty] | 48% | 0% | 48% | 2 | 31% | 0% | 0% | 1 | 31% | 0% | 0% | 1 | 31% | 0% | 0% | 1 | 58% | 0% | 0% | 2 | 19% | 0% | 0% | 1 | 21% | 0% | 0% | 1
307 | Silvergate | 0 | 0 | 0 | 0% | 0% | 1 |  |  |  |  | 0% | [5 empty] | 0% | 0% | 0% | 1 | 3% | 0% | 0% | 1 | 21% | 0% | 0% | 1 | 56% | 0% | 0% | 2 | 57% | 0% | 0% | 2 | 0% | 0% | 0% | 1 | 5% | 0% | 0% | 1 | 0% | 0% | 1 |  |  |  |  | 0% | [5 empty] | 0% | 0% | 0% | 1 | 6% | 0% | 0% | 1 | 34% | 0% | 0% | 1 | 64% | 0% | 0% | 2 | 65% | 0% | 0% | 2 | 0% | 0% | 0% | 1 | 7% | 0% | 0% | 1 | 0% | 0% | 1 |  |  |  |  | 0% | [5 empty] | 0% | 0% | 0% | 1 | 7% | 0% | 0% | 1 | 35% | 0% | 0% | 1 | 65% | 0% | 0% | 2 | 66% | 0% | 0% | 2 | 0% | 0% | 0% | 1 | 7% | 0% | 0% | 1 | 0% | 0% | 1 |  |  |  |  | 0% | [5 empty] | 0% | 0% | 0% | 1 | 6% | 0% | 0% | 1 | 37% | 0% | 0% | 1 | 69% | 0% | 0% | 2 | 70% | 0% | 0% | 3 | 4% | 0% | 0% | 1 | 8% | 0% | 0% | 1
308 | Kelso | 0 | 0 | 10 | 0% | 0% | 1 |  |  |  |  | 4% | [5 empty] | 89% | 0% | 89% | 5 | 89% | 0% | 0% | 3 | 87% | 0% | 0% | 3 | 97% | 0% | 0% | 5 | 100% | 0% | 0% | 5 | 32% | 0% | 0% | 1 | 3% | 0% | 0% | 1 | 0% | 0% | 1 |  |  |  |  | 3% | [5 empty] | 89% | 2% | 91% | 5 | 88% | 0% | 0% | 3 | 88% | 0% | 0% | 3 | 96% | 0% | 0% | 5 | 99% | 0% | 0% | 5 | 42% | 0% | 0% | 1 | 3% | 0% | 0% | 1 | 0% | 0% | 1 |  |  |  |  | 4% | [5 empty] | 80% | 3% | 83% | 5 | 77% | 0% | 0% | 3 | 86% | 0% | 0% | 3 | 92% | 0% | 0% | 4 | 98% | 0% | 0% | 5 | 40% | 0% | 0% | 1 | 5% | 0% | 0% | 1 | 0% | 0% | 1 |  |  |  |  | 11% | [5 empty] | 51% | 6% | 57% | 3 | 55% | 0% | 0% | 2 | 63% | 0% | 0% | 2 | 63% | 0% | 0% | 2 | 77% | 0% | 0% | 3 | 29% | 0% | 0% | 1 | 15% | 0% | 0% | 1
309 | Desert View | 0 | 0 | 0 | 0% | 0% | 1 |  |  |  |  | 0% | [5 empty] | 26% | 0% | 26% | 2 | 0% | 0% | 0% | 1 | 0% | 0% | 0% | 1 | 0% | 0% | 0% | 1 | 0% | 0% | 0% | 1 | 0% | 0% | 0% | 1 | 0% | 0% | 0% | 1 | 0% | 0% | 1 |  |  |  |  | 0% | [5 empty] | 26% | 0% | 26% | 2 | 0% | 0% | 0% | 1 | 0% | 0% | 0% | 1 | 0% | 0% | 0% | 1 | 0% | 0% | 0% | 1 | 0% | 0% | 0% | 1 | 0% | 0% | 0% | 1 | 0% | 0% | 1 |  |  |  |  | 0% | [5 empty] | 26% | 0% | 26% | 2 | 0% | 0% | 0% | 1 | 0% | 0% | 0% | 1 | 0% | 0% | 0% | 1 | 0% | 0% | 0% | 1 | 0% | 0% | 0% | 1 | 0% | 0% | 0% | 1 | 0% | 0% | 1 |  |  |  |  | 0% | [5 empty] | 26% | 0% | 26% | 2 | 0% | 0% | 0% | 1 | 0% | 0% | 0% | 1 | 0% | 0% | 0% | 1 | 0% | 0% | 0% | 1 | 0% | 0% | 0% | 1 | 0% | 0% | 0% | 1
310 | Clay | 0 | 0 | 0 | 0% | 0% | 1 |  |  |  |  | 0% | [5 empty] | 0% | 0% | 0% | 1 | 0% | 0% | 0% | 1 | 0% | 0% | 0% | 1 | 0% | 0% | 0% | 1 | 0% | 0% | 0% | 1 | 0% | 0% | 0% | 1 | 0% | 0% | 0% | 1 | 0% | 0% | 1 |  |  |  |  | 0% | [5 empty] | 0% | 0% | 0% | 1 | 0% | 0% | 0% | 1 | 0% | 0% | 0% | 1 | 0% | 0% | 0% | 1 | 0% | 0% | 0% | 1 | 0% | 0% | 0% | 1 | 0% | 0% | 0% | 1 | 0% | 0% | 1 |  |  |  |  | 0% | [5 empty] | 0% | 0% | 0% | 1 | 0% | 0% | 0% | 1 | 0% | 0% | 0% | 1 | 0% | 0% | 0% | 1 | 0% | 0% | 0% | 1 | 0% | 0% | 0% | 1 | 0% | 0% | 0% | 1 | 0% | 0% | 1 |  |  |  |  | 0% | [5 empty] | 0% | 0% | 0% | 1 | 0% | 0% | 0% | 1 | 0% | 0% | 0% | 1 | 0% | 0% | 0% | 1 | 0% | 0% | 0% | 1 | 0% | 0% | 0% | 1 | 0% | 0% | 0% | 1
311 | Calcite | 0 | 0 | 0 | 0% | 0% | 1 |  |  |  |  | 0% | [5 empty] | 0% | 0% | 0% | 1 | 64% | 0% | 0% | 2 | 49% | 0% | 0% | 1 | 34% | 0% | 0% | 1 | 88% | 0% | 0% | 3 | 39% | 0% | 0% | 1 | 0% | 0% | 0% | 1 | 0% | 0% | 1 |  |  |  |  | 0% | [5 empty] | 6% | 5% | 11% | 2 | 42% | 0% | 0% | 1 | 33% | 0% | 0% | 1 | 33% | 0% | 0% | 1 | 67% | 0% | 0% | 2 | 53% | 0% | 0% | 2 | 0% | 0% | 0% | 1 | 0% | 0% | 1 |  |  |  |  | 0% | [5 empty] | 5% | 5% | 10% | 2 | 25% | 0% | 0% | 1 | 21% | 0% | 0% | 1 | 23% | 0% | 0% | 1 | 44% | 0% | 0% | 1 | 71% | 0% | 0% | 3 | 0% | 0% | 0% | 1 | 0% | 0% | 1 |  |  |  |  | 0% | [5 empty] | 5% | 4% | 9% | 2 | 37% | 0% | 0% | 1 | 19% | 0% | 0% | 1 | 18% | 0% | 0% | 1 | 48% | 0% | 0% | 1 | 63% | 0% | 0% | 2 | 1% | 0% | 0% | 1
312 | Biola | 0 | 0 | 0 | 0% | 0% | 1 |  |  |  |  | 0% | [5 empty] | 0% | 0% | 0% | 1 | 0% | 0% | 0% | 1 | 0% | 0% | 0% | 1 | 0% | 0% | 0% | 1 | 0% | 0% | 0% | 1 | 0% | 0% | 0% | 1 | 0% | 0% | 0% | 1 | 0% | 0% | 1 |  |  |  |  | 0% | [5 empty] | 0% | 0% | 0% | 1 | 0% | 0% | 0% | 1 | 0% | 0% | 0% | 1 | 0% | 0% | 0% | 1 | 0% | 0% | 0% | 1 | 0% | 0% | 0% | 1 | 0% | 0% | 0% | 1 | 0% | 0% | 1 |  |  |  |  | 0% | [5 empty] | 0% | 0% | 0% | 1 | 0% | 0% | 0% | 1 | 0% | 0% | 0% | 1 | 0% | 0% | 0% | 1 | 0% | 0% | 0% | 1 | 0% | 0% | 0% | 1 | 0% | 0% | 0% | 1 | 0% | 0% | 1 |  |  |  |  | 0% | [5 empty] | 0% | 0% | 0% | 1 | 0% | 0% | 0% | 1 | 0% | 0% | 0% | 1 | 0% | 0% | 0% | 1 | 0% | 0% | 0% | 1 | 0% | 0% | 0% | 1 | 0% | 0% | 0% | 1
313 | New Sub - Pit 1 - Cottonwood (Proposed) | 0 | 0 | 15 | 0% | 0% | 1 |  |  |  |  | 0% | [5 empty] | 83% | 1% | 84% | 5 | 64% | 0% | 0% | 2 | 13% | 0% | 0% | 1 | 13% | 0% | 0% | 1 | 76% | 0% | 0% | 3 | 41% | 0% | 0% | 1 | 1% | 0% | 0% | 1 | 0% | 0% | 1 |  |  |  |  | 0% | [5 empty] | 76% | 3% | 79% | 5 | 58% | 0% | 0% | 2 | 14% | 0% | 0% | 1 | 14% | 0% | 0% | 1 | 71% | 0% | 0% | 3 | 46% | 0% | 0% | 1 | 1% | 0% | 0% | 1 | 0% | 0% | 1 |  |  |  |  | 0% | [5 empty] | 70% | 8% | 78% | 5 | 48% | 0% | 0% | 1 | 20% | 0% | 0% | 1 | 16% | 0% | 0% | 1 | 68% | 0% | 0% | 2 | 51% | 0% | 0% | 2 | 1% | 0% | 0% | 1 | 0% | 0% | 1 |  |  |  |  | 0% | [5 empty] | 56% | 14% | 70% | 3 | 38% | 0% | 0% | 1 | 21% | 0% | 0% | 1 | 21% | 0% | 0% | 1 | 61% | 0% | 0% | 2 | 59% | 0% | 0% | 2 | 1% | 0% | 0% | 1
314 | Olive | 0 | 0 | 0 | 0% | 0% | 1 |  |  |  |  | 0% | [5 empty] | 0% | 0% | 0% | 1 | 0% | 0% | 0% | 1 | 0% | 0% | 0% | 1 | 0% | 0% | 0% | 1 | 0% | 0% | 0% | 1 | 0% | 0% | 0% | 1 | 0% | 0% | 0% | 1 | 0% | 0% | 1 |  |  |  |  | 0% | [5 empty] | 0% | 0% | 0% | 1 | 0% | 0% | 0% | 1 | 0% | 0% | 0% | 1 | 0% | 0% | 0% | 1 | 0% | 0% | 0% | 1 | 0% | 0% | 0% | 1 | 0% | 0% | 0% | 1 | 0% | 0% | 1 |  |  |  |  | 0% | [5 empty] | 0% | 0% | 0% | 1 | 0% | 0% | 0% | 1 | 0% | 0% | 0% | 1 | 0% | 0% | 0% | 1 | 0% | 0% | 0% | 1 | 0% | 0% | 0% | 1 | 0% | 0% | 0% | 1 | 0% | 0% | 1 |  |  |  |  | 0% | [5 empty] | 0% | 0% | 0% | 1 | 0% | 0% | 0% | 1 | 0% | 0% | 0% | 1 | 0% | 0% | 0% | 1 | 0% | 0% | 0% | 1 | 0% | 0% | 0% | 1 | 0% | 0% | 0% | 1
315 | Lugo | 0 | 0 | 20 | 0% | 0% | 1 |  |  |  |  | 0% | [5 empty] | 48% | 28% | 76% | 5 | 55% | 0% | 0% | 2 | 58% | 0% | 0% | 2 | 57% | 0% | 0% | 2 | 94% | 0% | 0% | 4 | 47% | 0% | 0% | 1 | 1% | 0% | 0% | 1 | 0% | 0% | 1 |  |  |  |  | 0% | [5 empty] | 34% | 26% | 60% | 4 | 67% | 0% | 0% | 2 | 53% | 0% | 0% | 2 | 51% | 0% | 0% | 2 | 95% | 0% | 0% | 5 | 40% | 0% | 0% | 1 | 0% | 0% | 0% | 1 | 0% | 0% | 1 |  |  |  |  | 0% | [5 empty] | 21% | 18% | 39% | 3 | 63% | 0% | 0% | 2 | 46% | 0% | 0% | 1 | 42% | 0% | 0% | 1 | 86% | 0% | 0% | 3 | 47% | 0% | 0% | 1 | 0% | 0% | 0% | 1 | 0% | 0% | 1 |  |  |  |  | 0% | [5 empty] | 12% | 13% | 25% | 3 | 49% | 0% | 0% | 1 | 44% | 0% | 0% | 1 | 38% | 0% | 0% | 1 | 77% | 0% | 0% | 3 | 48% | 0% | 0% | 1 | 0% | 0% | 0% | 1
316 | Eagle Rock (PGE) | 0 | 0 | 15 | 0% | 0% | 1 |  |  |  |  | 0% | [5 empty] | 45% | 41% | 86% | 5 | 92% | 0% | 0% | 4 | 53% | 0% | 0% | 2 | 70% | 0% | 0% | 3 | 100% | 0% | 0% | 5 | 34% | 0% | 0% | 1 | 0% | 0% | 0% | 1 | 0% | 0% | 1 |  |  |  |  | 0% | [5 empty] | 44% | 44% | 88% | 5 | 92% | 0% | 0% | 4 | 48% | 0% | 0% | 1 | 66% | 0% | 0% | 2 | 100% | 0% | 0% | 5 | 37% | 0% | 0% | 1 | 0% | 0% | 0% | 1 | 0% | 0% | 1 |  |  |  |  | 0% | [5 empty] | 30% | 57% | 87% | 5 | 88% | 0% | 0% | 3 | 33% | 0% | 0% | 1 | 72% | 0% | 0% | 3 | 95% | 0% | 0% | 5 | 49% | 0% | 0% | 1 | 1% | 0% | 0% | 1 | 0% | 0% | 1 |  |  |  |  | 0% | [5 empty] | 26% | 57% | 83% | 5 | 59% | 0% | 0% | 2 | 27% | 0% | 0% | 1 | 57% | 0% | 0% | 2 | 78% | 0% | 0% | 3 | 68% | 0% | 0% | 2 | 1% | 0% | 0% | 1
317 | Cosumnes | 0 | 0 | 0 | 0% | 0% | 1 |  |  |  |  | 0% | [5 empty] | 0% | 0% | 0% | 1 | 0% | 0% | 0% | 1 | 0% | 0% | 0% | 1 | 0% | 0% | 0% | 1 | 0% | 0% | 0% | 1 | 0% | 0% | 0% | 1 | 0% | 0% | 0% | 1 | 0% | 0% | 1 |  |  |  |  | 0% | [5 empty] | 0% | 0% | 0% | 1 | 0% | 0% | 0% | 1 | 0% | 0% | 0% | 1 | 0% | 0% | 0% | 1 | 0% | 0% | 0% | 1 | 0% | 0% | 0% | 1 | 0% | 0% | 0% | 1 | 0% | 0% | 1 |  |  |  |  | 0% | [5 empty] | 0% | 0% | 0% | 1 | 0% | 0% | 0% | 1 | 0% | 0% | 0% | 1 | 0% | 0% | 0% | 1 | 0% | 0% | 0% | 1 | 0% | 0% | 0% | 1 | 0% | 0% | 0% | 1 | 0% | 0% | 1 |  |  |  |  | 54% | [5 empty] | 5% | 0% | 5% | 1 | 14% | 0% | 0% | 1 | 3% | 0% | 0% | 1 | 12% | 0% | 0% | 1 | 23% | 0% | 0% | 1 | 1% | 0% | 0% | 1 | 16% | 0% | 0% | 1
318 | Imperial Valley | 0 | 0 | 30 | 0% | 0% | 1 |  |  |  |  | 1% | [5 empty] | 0% | 0% | 0% | 1 | 0% | 0% | 0% | 1 | 3% | 0% | 0% | 1 | 3% | 0% | 0% | 1 | 3% | 0% | 0% | 1 | 51% | 0% | 0% | 2 | 10% | 0% | 0% | 1 | 0% | 0% | 1 |  |  |  |  | 0% | [5 empty] | 0% | 0% | 0% | 1 | 30% | 0% | 0% | 1 | 1% | 0% | 0% | 1 | 1% | 0% | 0% | 1 | 30% | 0% | 0% | 1 | 69% | 0% | 0% | 2 | 3% | 0% | 0% | 1 | 0% | 0% | 1 |  |  |  |  | 0% | [5 empty] | 0% | 0% | 0% | 1 | 28% | 0% | 0% | 1 | 0% | 0% | 0% | 1 | 1% | 0% | 0% | 1 | 29% | 0% | 0% | 1 | 77% | 0% | 0% | 3 | 2% | 0% | 0% | 1 | 0% | 0% | 1 |  |  |  |  | 0% | [5 empty] | 0% | 0% | 0% | 1 | 17% | 0% | 0% | 1 | 7% | 0% | 0% | 1 | 7% | 0% | 0% | 1 | 24% | 0% | 0% | 1 | 80% | 0% | 0% | 3 | 3% | 0% | 0% | 1
319 | Swift | 0 | 0 | 0 | 0% | 0% | 1 |  |  |  |  | 0% | [5 empty] | 100% | 0% | 100% | 5 | 97% | 0% | 0% | 5 | 64% | 0% | 0% | 2 | 64% | 0% | 0% | 2 | 100% | 0% | 0% | 5 | 94% | 0% | 0% | 4 | 1% | 0% | 0% | 1 | 0% | 0% | 1 |  |  |  |  | 0% | [5 empty] | 84% | 16% | 100% | 5 | 88% | 0% | 0% | 3 | 34% | 0% | 0% | 1 | 34% | 0% | 0% | 1 | 90% | 0% | 0% | 4 | 97% | 0% | 0% | 5 | 1% | 0% | 0% | 1 | 0% | 0% | 1 |  |  |  |  | 0% | [5 empty] | 72% | 25% | 97% | 5 | 85% | 0% | 0% | 3 | 40% | 0% | 0% | 1 | 40% | 0% | 0% | 1 | 89% | 0% | 0% | 3 | 95% | 0% | 0% | 5 | 2% | 0% | 0% | 1 | 0% | 0% | 1 |  |  |  |  | 0% | [5 empty] | 75% | 24% | 99% | 5 | 97% | 0% | 0% | 5 | 65% | 0% | 0% | 2 | 76% | 0% | 0% | 3 | 98% | 0% | 0% | 5 | 75% | 0% | 0% | 3 | 2% | 0% | 0% | 1
320 | Windhub | 82.65 | 3306 | 10 | 45.59% | 0% | 2 |  |  |  |  | 0% | [5 empty] | 22% | 3% | 25% | 2 | 45% | 18.52% | 0% | 1 | 23% | 13.18% | 0% | 1 | 33% | 15.13% | 0% | 1 | 70% | 34.5% | 0% | 3 | 36% | 16.02% | 0% | 1 | 0% | 10.24% | 0% | 1 | 15.93% | 0% | 1 |  |  |  |  | 1% | [5 empty] | 18% | 12% | 30% | 3 | 43% | 7.501% | 0% | 1 | 21% | 5.446% | 0% | 1 | 24% | 5.66% | 0% | 1 | 64% | 11.93% | 0% | 2 | 40% | 7.182% | 0% | 1 | 1% | 4.309% | 0% | 1 | 7.561% | 0% | 1 |  |  |  |  | 0% | [5 empty] | 16% | 9% | 25% | 2 | 45% | 3.951% | 0% | 1 | 20% | 2.721% | 0% | 1 | 23% | 2.817% | 0% | 1 | 62% | 5.654% | 0% | 2 | 42% | 3.735% | 0% | 1 | 1% | 2.185% | 0% | 1 | 4.63% | 0% | 1 |  |  |  |  | 1% | [5 empty] | 18% | 11% | 29% | 3 | 32% | 1.642% | 0% | 1 | 36% | 1.742% | 0% | 1 | 28% | 1.555% | 0% | 1 | 65% | 3.168% | 0% | 2 | 39% | 1.847% | 0% | 1 | 1% | 1.136% | 0% | 1
321 | Elliott | 0 | 0 | 0 | 0% | 0% | 1 |  |  |  |  | 0% | [5 empty] | 0% | 0% | 0% | 1 | 0% | 0% | 0% | 1 | 2% | 0% | 0% | 1 | 41% | 0% | 0% | 1 | 41% | 0% | 0% | 1 | 0% | 0% | 0% | 1 | 0% | 0% | 0% | 1 | 0% | 0% | 1 |  |  |  |  | 0% | [5 empty] | 0% | 0% | 0% | 1 | 3% | 0% | 0% | 1 | 20% | 0% | 0% | 1 | 55% | 0% | 0% | 2 | 56% | 0% | 0% | 2 | 0% | 0% | 0% | 1 | 5% | 0% | 0% | 1 | 0% | 0% | 1 |  |  |  |  | 0% | [5 empty] | 0% | 0% | 0% | 1 | 6% | 0% | 0% | 1 | 36% | 0% | 0% | 1 | 65% | 0% | 0% | 2 | 66% | 0% | 0% | 2 | 0% | 0% | 0% | 1 | 7% | 0% | 0% | 1 | 0% | 0% | 1 |  |  |  |  | 0% | [5 empty] | 0% | 0% | 0% | 1 | 6% | 0% | 0% | 1 | 39% | 0% | 0% | 1 | 69% | 0% | 0% | 2 | 70% | 0% | 0% | 3 | 4% | 0% | 0% | 1 | 8% | 0% | 0% | 1
322 | Gates | 0 | 0 | 0 | 0% | 0% | 1 |  |  |  |  | 0% | [5 empty] | 0% | 0% | 0% | 1 | 0% | 0% | 0% | 1 | 0% | 0% | 0% | 1 | 0% | 0% | 0% | 1 | 0% | 0% | 0% | 1 | 0% | 0% | 0% | 1 | 0% | 0% | 0% | 1 | 0% | 0% | 1 |  |  |  |  | 0% | [5 empty] | 80% | 0% | 80% | 5 | 100% | 0% | 0% | 5 | 0% | 0% | 0% | 1 | 36% | 0% | 0% | 1 | 100% | 0% | 0% | 5 | 66% | 0% | 0% | 2 | 0% | 0% | 0% | 1 | 0% | 0% | 1 |  |  |  |  | 0% | [5 empty] | 84% | 13% | 97% | 5 | 77% | 0% | 0% | 3 | 0% | 0% | 0% | 1 | 7% | 0% | 0% | 1 | 77% | 0% | 0% | 3 | 82% | 0% | 0% | 3 | 0% | 0% | 0% | 1 | 0% | 0% | 1 |  |  |  |  | 0% | [5 empty] | 94% | 5% | 99% | 5 | 71% | 0% | 0% | 3 | 9% | 0% | 0% | 1 | 26% | 0% | 0% | 1 | 73% | 0% | 0% | 3 | 85% | 0% | 0% | 3 | 0% | 0% | 0% | 1
323 | Madeline | 700 | 28000 | 30 | 530% | 31.89% | 5 |  |  |  |  | 0% | [5 empty] | 69% | 19% | 88% | 5 | 13% | 42.21% | 0% | 2 | 5% | 38.47% | 0% | 2 | 8% | 39.59% | 0% | 2 | 22% | 46.77% | 0% | 2 | 74% | 142.4% | 14.67% | 5 | 32% | 53.66% | 0% | 3 | 347.7% | 15.66% | 5 |  |  |  |  | 0% | [5 empty] | 65% | 24% | 89% | 5 | 19% | 25.44% | 0% | 2 | 7% | 22.12% | 0% | 2 | 12% | 23.47% | 0% | 2 | 30% | 29.39% | 0% | 2 | 82% | 112% | 2.709% | 4 | 23% | 26.92% | 0% | 2 | 228.6% | 7.654% | 4 |  |  |  |  | 0% | [5 empty] | 57% | 32% | 89% | 5 | 28% | 17.93% | 0% | 1 | 8% | 14.01% | 0% | 1 | 11% | 14.41% | 0% | 1 | 39% | 20.91% | 0% | 2 | 82% | 73.11% | 0% | 3 | 21% | 16.16% | 0% | 1 | 122% | 1.396% | 4 |  |  |  |  | 2% | [5 empty] | 55% | 22% | 77% | 5 | 39% | 12.03% | 0% | 1 | 14% | 8.465% | 0% | 1 | 9% | 8.012% | 0% | 1 | 50% | 14.47% | 0% | 2 | 81% | 37.97% | 0% | 3 | 15% | 8.557% | 0% | 1
324 | Putah Creek | 0 | 0 | 0 | 0% | 0% | 1 |  |  |  |  | 8% | [5 empty] | 89% | 0% | 89% | 5 | 87% | 0% | 0% | 3 | 7% | 0% | 0% | 1 | 0% | 0% | 0% | 1 | 88% | 0% | 0% | 3 | 61% | 0% | 0% | 2 | 1% | 0% | 0% | 1 | 0% | 0% | 1 |  |  |  |  | 11% | [5 empty] | 80% | 0% | 80% | 5 | 80% | 0% | 0% | 3 | 14% | 0% | 0% | 1 | 8% | 0% | 0% | 1 | 84% | 0% | 0% | 3 | 61% | 0% | 0% | 2 | 1% | 0% | 0% | 1 | 0% | 0% | 1 |  |  |  |  | 21% | [5 empty] | 77% | 4% | 81% | 5 | 57% | 0% | 0% | 2 | 20% | 0% | 0% | 1 | 20% | 0% | 0% | 1 | 72% | 0% | 0% | 3 | 49% | 0% | 0% | 1 | 6% | 0% | 0% | 1 | 0% | 0% | 1 |  |  |  |  | 20% | [5 empty] | 56% | 11% | 67% | 3 | 46% | 0% | 0% | 1 | 18% | 0% | 0% | 1 | 19% | 0% | 0% | 1 | 63% | 0% | 0% | 2 | 38% | 0% | 0% | 1 | 16% | 0% | 0% | 1
325 | San Onofre | 0 | 0 | 0 | 0% | 0% | 1 |  |  |  |  | 0% | [5 empty] | 6% | 0% | 6% | 1 | 0% | 0% | 0% | 1 | 50% | 0% | 0% | 2 | 54% | 0% | 0% | 2 | 54% | 0% | 0% | 2 | 0% | 0% | 0% | 1 | 1% | 0% | 0% | 1 | 0% | 0% | 1 |  |  |  |  | 0% | [5 empty] | 1% | 0% | 1% | 1 | 13% | 0% | 0% | 1 | 65% | 0% | 0% | 2 | 74% | 0% | 0% | 3 | 74% | 0% | 0% | 3 | 0% | 0% | 0% | 1 | 13% | 0% | 0% | 1 | 0% | 0% | 1 |  |  |  |  | 0% | [5 empty] | 1% | 0% | 1% | 1 | 12% | 0% | 0% | 1 | 61% | 0% | 0% | 2 | 69% | 0% | 0% | 2 | 69% | 0% | 0% | 2 | 0% | 0% | 0% | 1 | 11% | 0% | 0% | 1 | 0% | 0% | 1 |  |  |  |  | 0% | [5 empty] | 1% | 0% | 1% | 1 | 8% | 0% | 0% | 1 | 43% | 0% | 0% | 1 | 77% | 0% | 0% | 3 | 78% | 0% | 0% | 3 | 0% | 0% | 0% | 1 | 10% | 0% | 0% | 1
326 | Gregg | 0 | 0 | 10 | 0% | 0% | 1 |  |  |  |  | 0% | [5 empty] | 0% | 0% | 0% | 1 | 0% | 0% | 0% | 1 | 0% | 0% | 0% | 1 | 0% | 0% | 0% | 1 | 0% | 0% | 0% | 1 | 0% | 0% | 0% | 1 | 0% | 0% | 0% | 1 | 0% | 0% | 1 |  |  |  |  | 0% | [5 empty] | 0% | 0% | 0% | 1 | 0% | 0% | 0% | 1 | 0% | 0% | 0% | 1 | 0% | 0% | 0% | 1 | 0% | 0% | 0% | 1 | 0% | 0% | 0% | 1 | 0% | 0% | 0% | 1 | 0% | 0% | 1 |  |  |  |  | 0% | [5 empty] | 0% | 0% | 0% | 1 | 0% | 0% | 0% | 1 | 0% | 0% | 0% | 1 | 0% | 0% | 0% | 1 | 0% | 0% | 0% | 1 | 0% | 0% | 0% | 1 | 0% | 0% | 0% | 1 | 0% | 0% | 1 |  |  |  |  | 0% | [5 empty] | 0% | 0% | 0% | 1 | 0% | 0% | 0% | 1 | 0% | 0% | 0% | 1 | 0% | 0% | 0% | 1 | 0% | 0% | 0% | 1 | 0% | 0% | 0% | 1 | 0% | 0% | 0% | 1
327 | Gondor | 0 | 0 | 0 | 0% | 0% | 1 |  |  |  |  | 0% | [5 empty] | 0% | 0% | 0% | 1 | 0% | 0% | 0% | 1 | 0% | 0% | 0% | 1 | 0% | 0% | 0% | 1 | 0% | 0% | 0% | 1 | 0% | 0% | 0% | 1 | 0% | 0% | 0% | 1 | 0% | 0% | 1 |  |  |  |  | 0% | [5 empty] | 0% | 0% | 0% | 1 | 0% | 0% | 0% | 1 | 0% | 0% | 0% | 1 | 0% | 0% | 0% | 1 | 0% | 0% | 0% | 1 | 0% | 0% | 0% | 1 | 0% | 0% | 0% | 1 | 0% | 0% | 1 |  |  |  |  | 0% | [5 empty] | 0% | 0% | 0% | 1 | 0% | 0% | 0% | 1 | 0% | 0% | 0% | 1 | 0% | 0% | 0% | 1 | 0% | 0% | 0% | 1 | 0% | 0% | 0% | 1 | 0% | 0% | 0% | 1 | 0% | 0% | 1 |  |  |  |  | 0% | [5 empty] | 0% | 0% | 0% | 1 | 0% | 0% | 0% | 1 | 0% | 0% | 0% | 1 | 0% | 0% | 0% | 1 | 0% | 0% | 0% | 1 | 0% | 0% | 0% | 1 | 0% | 0% | 0% | 1
328 | Cabrillo | 95.25 | 3810 | 30 | 572.1% | 55.86% | 5 |  |  |  |  | 0% | [5 empty] | 83% | 0% | 83% | 5 | 51% | 122.6% | 22.03% | 5 | 0% | 60.83% | 0% | 3 | 1% | 60.99% | 0% | 3 | 51% | 123.2% | 22.42% | 5 | 84% | 381.4% | 53.09% | 5 | 6% | 64.07% | 0% | 3 | 422.9% | 13.45% | 5 |  |  |  |  | 0% | [5 empty] | 84% | 0% | 84% | 5 | 78% | 77.49% | 0% | 4 | 1% | 17.17% | 0% | 1 | 6% | 17.96% | 0% | 1 | 83% | 97.97% | 0% | 4 | 50% | 33.9% | 0% | 2 | 7% | 18.16% | 0% | 1 | 404.9% | 12.23% | 5 |  |  |  |  | 0% | [5 empty] | 85% | 0% | 85% | 5 | 80% | 76.54% | 0% | 4 | 1% | 15.84% | 0% | 1 | 5% | 16.51% | 0% | 1 | 84% | 96.48% | 0% | 4 | 52% | 32.24% | 0% | 2 | 7% | 16.73% | 0% | 1 | 311% | 10.13% | 5 |  |  |  |  | 0% | [5 empty] | 82% | 2% | 84% | 5 | 77% | 62.18% | 0% | 3 | 1% | 14.42% | 0% | 1 | 6% | 15.14% | 0% | 1 | 82% | 78.31% | 0% | 4 | 51% | 29.01% | 0% | 2 | 7% | 15.25% | 0% | 1
329 | Mesa (PGE) | 0 | 0 | 0 | 0% | 0% | 1 |  |  |  |  | 0% | [5 empty] | 88% | 0% | 88% | 5 | 0% | 0% | 0% | 1 | 0% | 0% | 0% | 1 | 0% | 0% | 0% | 1 | 0% | 0% | 0% | 1 | 86% | 0% | 0% | 3 | 0% | 0% | 0% | 1 | 0% | 0% | 1 |  |  |  |  | 0% | [5 empty] | 25% | 67% | 92% | 5 | 4% | 0% | 0% | 1 | 2% | 0% | 0% | 1 | 20% | 0% | 0% | 1 | 21% | 0% | 0% | 1 | 83% | 0% | 0% | 3 | 4% | 0% | 0% | 1 | 0% | 0% | 1 |  |  |  |  | 0% | [5 empty] | 35% | 60% | 95% | 5 | 18% | 0% | 0% | 1 | 1% | 0% | 0% | 1 | 11% | 0% | 0% | 1 | 27% | 0% | 0% | 1 | 90% | 0% | 0% | 4 | 3% | 0% | 0% | 1 | 0% | 0% | 1 |  |  |  |  | 0% | [5 empty] | 32% | 58% | 90% | 5 | 18% | 0% | 0% | 1 | 5% | 0% | 0% | 1 | 27% | 0% | 0% | 1 | 38% | 0% | 0% | 1 | 74% | 0% | 0% | 3 | 2% | 0% | 0% | 1
330 | Schulte | 0 | 0 | 0 | 0% | 0% | 1 |  |  |  |  | 0% | [5 empty] | 0% | 0% | 0% | 1 | 0% | 0% | 0% | 1 | 0% | 0% | 0% | 1 | 13% | 0% | 0% | 1 | 13% | 0% | 0% | 1 | 0% | 0% | 0% | 1 | 99% | 0% | 0% | 5 | 0% | 0% | 1 |  |  |  |  | 0% | [5 empty] | 82% | 0% | 82% | 5 | 83% | 0% | 0% | 3 | 72% | 0% | 0% | 3 | 75% | 0% | 0% | 3 | 87% | 0% | 0% | 3 | 82% | 0% | 0% | 3 | 11% | 0% | 0% | 1 | 0% | 0% | 1 |  |  |  |  | 0% | [5 empty] | 85% | 9% | 94% | 5 | 84% | 0% | 0% | 3 | 30% | 0% | 0% | 1 | 31% | 0% | 0% | 1 | 86% | 0% | 0% | 3 | 91% | 0% | 0% | 4 | 4% | 0% | 0% | 1 | 0% | 0% | 1 |  |  |  |  | 0% | [5 empty] | 77% | 19% | 96% | 5 | 92% | 0% | 0% | 4 | 64% | 0% | 0% | 2 | 73% | 0% | 0% | 3 | 96% | 0% | 0% | 5 | 68% | 0% | 0% | 2 | 3% | 0% | 0% | 1
331 | Davis | 0 | 0 | 0 | 0% | 0% | 1 |  |  |  |  | 80% | [5 empty] | 26% | 0% | 26% | 2 | 0% | 0% | 0% | 1 | 13% | 0% | 0% | 1 | 13% | 0% | 0% | 1 | 13% | 0% | 0% | 1 | 0% | 0% | 0% | 1 | 0% | 0% | 0% | 1 | 0% | 0% | 1 |  |  |  |  | 41% | [5 empty] | 58% | 0% | 58% | 3 | 17% | 0% | 0% | 1 | 1% | 0% | 0% | 1 | 14% | 0% | 0% | 1 | 28% | 0% | 0% | 1 | 1% | 0% | 0% | 1 | 16% | 0% | 0% | 1 | 0% | 0% | 1 |  |  |  |  | 37% | [5 empty] | 47% | 0% | 47% | 2 | 29% | 0% | 0% | 1 | 18% | 0% | 0% | 1 | 22% | 0% | 0% | 1 | 49% | 0% | 0% | 1 | 13% | 0% | 0% | 1 | 15% | 0% | 0% | 1 | 0% | 0% | 1 |  |  |  |  | 25% | [5 empty] | 55% | 5% | 60% | 3 | 38% | 0% | 0% | 1 | 17% | 0% | 0% | 1 | 19% | 0% | 0% | 1 | 56% | 0% | 0% | 2 | 28% | 0% | 0% | 1 | 15% | 0% | 0% | 1
332 | Arco | 0 | 0 | 0 | 0% | 0% | 1 |  |  |  |  | 0% | [5 empty] | 0% | 0% | 0% | 1 | 0% | 0% | 0% | 1 | 0% | 0% | 0% | 1 | 0% | 0% | 0% | 1 | 0% | 0% | 0% | 1 | 0% | 0% | 0% | 1 | 0% | 0% | 0% | 1 | 0% | 0% | 1 |  |  |  |  | 0% | [5 empty] | 99% | 0% | 99% | 5 | 78% | 0% | 0% | 3 | 0% | 0% | 0% | 1 | 0% | 0% | 0% | 1 | 78% | 0% | 0% | 3 | 98% | 0% | 0% | 5 | 0% | 0% | 0% | 1 | 0% | 0% | 1 |  |  |  |  | 0% | [5 empty] | 88% | 0% | 88% | 5 | 67% | 0% | 0% | 2 | 6% | 0% | 0% | 1 | 16% | 0% | 0% | 1 | 68% | 0% | 0% | 2 | 74% | 0% | 0% | 3 | 1% | 0% | 0% | 1 | 0% | 0% | 1 |  |  |  |  | 0% | [5 empty] | 86% | 0% | 86% | 5 | 72% | 0% | 0% | 3 | 4% | 0% | 0% | 1 | 19% | 0% | 0% | 1 | 76% | 0% | 0% | 3 | 66% | 0% | 0% | 2 | 1% | 0% | 0% | 1
333 | Goodrich | 0 | 0 | 0 | 0% | 0% | 1 |  |  |  |  | 0% | [5 empty] | 0% | 0% | 0% | 1 | 0% | 0% | 0% | 1 | 0% | 0% | 0% | 1 | 0% | 0% | 0% | 1 | 0% | 0% | 0% | 1 | 0% | 0% | 0% | 1 | 0% | 0% | 0% | 1 | 0% | 0% | 1 |  |  |  |  | 0% | [5 empty] | 0% | 0% | 0% | 1 | 0% | 0% | 0% | 1 | 0% | 0% | 0% | 1 | 0% | 0% | 0% | 1 | 0% | 0% | 0% | 1 | 0% | 0% | 0% | 1 | 0% | 0% | 0% | 1 | 0% | 0% | 1 |  |  |  |  | 0% | [5 empty] | 0% | 0% | 0% | 1 | 0% | 0% | 0% | 1 | 0% | 0% | 0% | 1 | 0% | 0% | 0% | 1 | 0% | 0% | 0% | 1 | 0% | 0% | 0% | 1 | 0% | 0% | 0% | 1 | 0% | 0% | 1 |  |  |  |  | 0% | [5 empty] | 42% | 6% | 48% | 2 | 8% | 0% | 0% | 1 | 29% | 0% | 0% | 1 | 21% | 0% | 0% | 1 | 39% | 0% | 0% | 1 | 39% | 0% | 0% | 1 | 1% | 0% | 0% | 1
334 | Newhall | 0 | 0 | 0 | 0% | 0% | 1 |  |  |  |  | 0% | [5 empty] | 0% | 0% | 0% | 1 | 0% | 0% | 0% | 1 | 0% | 0% | 0% | 1 | 0% | 0% | 0% | 1 | 0% | 0% | 0% | 1 | 0% | 0% | 0% | 1 | 0% | 0% | 0% | 1 | 0% | 0% | 1 |  |  |  |  | 0% | [5 empty] | 0% | 0% | 0% | 1 | 0% | 0% | 0% | 1 | 0% | 0% | 0% | 1 | 0% | 0% | 0% | 1 | 0% | 0% | 0% | 1 | 0% | 0% | 0% | 1 | 0% | 0% | 0% | 1 | 0% | 0% | 1 |  |  |  |  | 0% | [5 empty] | 0% | 0% | 0% | 1 | 0% | 0% | 0% | 1 | 0% | 0% | 0% | 1 | 0% | 0% | 0% | 1 | 0% | 0% | 0% | 1 | 0% | 0% | 0% | 1 | 0% | 0% | 0% | 1 | 0% | 0% | 1 |  |  |  |  | 0% | [5 empty] | 0% | 0% | 0% | 1 | 0% | 0% | 0% | 1 | 0% | 0% | 0% | 1 | 0% | 0% | 0% | 1 | 0% | 0% | 0% | 1 | 0% | 0% | 0% | 1 | 0% | 0% | 0% | 1
335 | Brentwood | 0 | 0 | 0 | 0% | 0% | 1 |  |  |  |  | 1% | [5 empty] | 80% | 0% | 80% | 5 | 60% | 0% | 0% | 2 | 88% | 0% | 0% | 3 | 88% | 0% | 0% | 3 | 94% | 0% | 0% | 4 | 42% | 0% | 0% | 1 | 7% | 0% | 0% | 1 | 0% | 0% | 1 |  |  |  |  | 10% | [5 empty] | 47% | 0% | 47% | 2 | 40% | 0% | 0% | 1 | 74% | 0% | 0% | 3 | 76% | 0% | 0% | 3 | 81% | 0% | 0% | 3 | 12% | 0% | 0% | 1 | 13% | 0% | 0% | 1 | 0% | 0% | 1 |  |  |  |  | 11% | [5 empty] | 50% | 0% | 50% | 3 | 50% | 0% | 0% | 2 | 70% | 0% | 0% | 3 | 69% | 0% | 0% | 2 | 76% | 0% | 0% | 3 | 19% | 0% | 0% | 1 | 16% | 0% | 0% | 1 | 0% | 0% | 1 |  |  |  |  | 19% | [5 empty] | 48% | 1% | 49% | 2 | 35% | 0% | 0% | 1 | 50% | 0% | 0% | 2 | 49% | 0% | 0% | 1 | 64% | 0% | 0% | 2 | 17% | 0% | 0% | 1 | 22% | 0% | 0% | 1
336 | Neenach | 0 | 0 | 0 | 0% | 0% | 1 |  |  |  |  | 1% | [5 empty] | 13% | 5% | 18% | 2 | 18% | 0% | 0% | 1 | 43% | 0% | 0% | 1 | 28% | 0% | 0% | 1 | 59% | 0% | 0% | 2 | 23% | 0% | 0% | 1 | 1% | 0% | 0% | 1 | 0% | 0% | 1 |  |  |  |  | 1% | [5 empty] | 21% | 9% | 30% | 2 | 24% | 0% | 0% | 1 | 45% | 0% | 0% | 1 | 31% | 0% | 0% | 1 | 62% | 0% | 0% | 2 | 31% | 0% | 0% | 1 | 1% | 0% | 0% | 1 | 0% | 0% | 1 |  |  |  |  | 1% | [5 empty] | 23% | 15% | 38% | 3 | 34% | 0% | 0% | 1 | 39% | 0% | 0% | 1 | 31% | 0% | 0% | 1 | 65% | 0% | 0% | 2 | 35% | 0% | 0% | 1 | 1% | 0% | 0% | 1 | 0% | 0% | 1 |  |  |  |  | 1% | [5 empty] | 26% | 17% | 43% | 3 | 34% | 0% | 0% | 1 | 37% | 0% | 0% | 1 | 31% | 0% | 0% | 1 | 63% | 0% | 0% | 2 | 36% | 0% | 0% | 1 | 1% | 0% | 0% | 1
337 | Bahia | 0 | 0 | 0 | 0% | 0% | 1 |  |  |  |  | 0% | [5 empty] | 43% | 0% | 43% | 2 | 45% | 0% | 0% | 1 | 42% | 0% | 0% | 1 | 26% | 0% | 0% | 1 | 82% | 0% | 0% | 3 | 23% | 0% | 0% | 1 | 35% | 0% | 0% | 1 | 0% | 0% | 1 |  |  |  |  | 0% | [5 empty] | 44% | 0% | 44% | 2 | 56% | 0% | 0% | 2 | 49% | 0% | 0% | 1 | 36% | 0% | 0% | 1 | 88% | 0% | 0% | 3 | 29% | 0% | 0% | 1 | 39% | 0% | 0% | 1 | 0% | 0% | 1 |  |  |  |  | 0% | [5 empty] | 57% | 0% | 57% | 3 | 45% | 0% | 0% | 1 | 47% | 0% | 0% | 1 | 40% | 0% | 0% | 1 | 82% | 0% | 0% | 3 | 27% | 0% | 0% | 1 | 35% | 0% | 0% | 1 | 0% | 0% | 1 |  |  |  |  | 17% | [5 empty] | 47% | 0% | 47% | 2 | 31% | 0% | 0% | 1 | 41% | 0% | 0% | 1 | 39% | 0% | 0% | 1 | 63% | 0% | 0% | 2 | 19% | 0% | 0% | 1 | 24% | 0% | 0% | 1
338 | Vaca Dixon | 70 | 2800 | 20 | 140.2% | 8.86% | 4 |  |  |  |  | 34% | [5 empty] | 54% | 0% | 54% | 3 | 27% | 34.5% | 0% | 2 | 54% | 54.82% | 0% | 3 | 50% | 50.61% | 0% | 3 | 77% | 109.2% | 2.778% | 4 | 21% | 32.07% | 0% | 2 | 16% | 30.13% | 0% | 2 | 58.93% | 0% | 3 |  |  |  |  | 22% | [5 empty] | 66% | 0% | 66% | 3 | 30% | 6.297% | 0% | 1 | 28% | 6.053% | 0% | 1 | 30% | 6.292% | 0% | 1 | 60% | 11.04% | 0% | 2 | 19% | 5.382% | 0% | 1 | 23% | 5.732% | 0% | 1 | 37.83% | 0% | 2 |  |  |  |  | 26% | [5 empty] | 58% | 0% | 58% | 3 | 32% | 4.231% | 0% | 1 | 21% | 3.622% | 0% | 1 | 24% | 3.765% | 0% | 1 | 54% | 6.278% | 0% | 2 | 21% | 3.656% | 0% | 1 | 19% | 3.548% | 0% | 1 | 20.41% | 0% | 2 |  |  |  |  | 21% | [5 empty] | 49% | 2% | 51% | 3 | 37% | 2.851% | 0% | 1 | 26% | 2.455% | 0% | 1 | 25% | 2.427% | 0% | 1 | 60% | 4.49% | 0% | 2 | 24% | 2.382% | 0% | 1 | 20% | 2.258% | 0% | 1
339 | Carrizo Plains | 0 | 0 | 0 | 0% | 0% | 1 |  |  |  |  | 0% | [5 empty] | 62% | 0% | 62% | 3 | 78% | 0% | 0% | 3 | 0% | 0% | 0% | 1 | 17% | 0% | 0% | 1 | 78% | 0% | 0% | 3 | 61% | 0% | 0% | 2 | 0% | 0% | 0% | 1 | 0% | 0% | 1 |  |  |  |  | 0% | [5 empty] | 34% | 34% | 68% | 5 | 56% | 0% | 0% | 2 | 0% | 0% | 0% | 1 | 8% | 0% | 0% | 1 | 56% | 0% | 0% | 2 | 67% | 0% | 0% | 2 | 0% | 0% | 0% | 1 | 0% | 0% | 1 |  |  |  |  | 0% | [5 empty] | 52% | 31% | 83% | 5 | 60% | 0% | 0% | 2 | 3% | 0% | 0% | 1 | 13% | 0% | 0% | 1 | 67% | 0% | 0% | 2 | 67% | 0% | 0% | 2 | 0% | 0% | 0% | 1 | 0% | 0% | 1 |  |  |  |  | 0% | [5 empty] | 46% | 46% | 92% | 5 | 40% | 0% | 0% | 1 | 4% | 0% | 0% | 1 | 16% | 0% | 0% | 1 | 49% | 0% | 0% | 1 | 69% | 0% | 0% | 2 | 1% | 0% | 0% | 1
340 | Vista (VEA) | 0 | 0 | 0 | 0% | 0% | 1 |  |  |  |  | 0% | [5 empty] | 0% | 0% | 0% | 1 | 0% | 0% | 0% | 1 | 0% | 0% | 0% | 1 | 0% | 0% | 0% | 1 | 0% | 0% | 0% | 1 | 0% | 0% | 0% | 1 | 0% | 0% | 0% | 1 | 0% | 0% | 1 |  |  |  |  | 0% | [5 empty] | 0% | 0% | 0% | 1 | 0% | 0% | 0% | 1 | 44% | 0% | 0% | 1 | 61% | 0% | 0% | 2 | 61% | 0% | 0% | 2 | 30% | 0% | 0% | 1 | 8% | 0% | 0% | 1 | 0% | 0% | 1 |  |  |  |  | 0% | [5 empty] | 0% | 0% | 0% | 1 | 10% | 0% | 0% | 1 | 10% | 0% | 0% | 1 | 23% | 0% | 0% | 1 | 33% | 0% | 0% | 1 | 64% | 0% | 0% | 2 | 2% | 0% | 0% | 1 | 0% | 0% | 1 |  |  |  |  | 0% | [5 empty] | 0% | 0% | 0% | 1 | 5% | 0% | 0% | 1 | 1% | 0% | 0% | 1 | 13% | 0% | 0% | 1 | 16% | 0% | 0% | 1 | 25% | 0% | 0% | 1 | 0% | 0% | 0% | 1
341 | Merced | 0 | 0 | 0 | 0% | 0% | 1 |  |  |  |  | 0% | [5 empty] | 0% | 0% | 0% | 1 | 0% | 0% | 0% | 1 | 0% | 0% | 0% | 1 | 0% | 0% | 0% | 1 | 0% | 0% | 0% | 1 | 0% | 0% | 0% | 1 | 0% | 0% | 0% | 1 | 0% | 0% | 1 |  |  |  |  | 0% | [5 empty] | 0% | 0% | 0% | 1 | 0% | 0% | 0% | 1 | 0% | 0% | 0% | 1 | 0% | 0% | 0% | 1 | 0% | 0% | 0% | 1 | 0% | 0% | 0% | 1 | 0% | 0% | 0% | 1 | 0% | 0% | 1 |  |  |  |  | 0% | [5 empty] | 0% | 0% | 0% | 1 | 0% | 0% | 0% | 1 | 0% | 0% | 0% | 1 | 0% | 0% | 0% | 1 | 0% | 0% | 0% | 1 | 0% | 0% | 0% | 1 | 0% | 0% | 0% | 1 | 0% | 0% | 1 |  |  |  |  | 0% | [5 empty] | 0% | 0% | 0% | 1 | 0% | 0% | 0% | 1 | 0% | 0% | 0% | 1 | 0% | 0% | 0% | 1 | 0% | 0% | 0% | 1 | 0% | 0% | 0% | 1 | 0% | 0% | 0% | 1
342 | Otay Mesa | 0 | 0 | 0 | 0% | 0% | 1 |  |  |  |  | 0% | [5 empty] | 0% | 0% | 0% | 1 | 21% | 0% | 0% | 1 | 76% | 0% | 0% | 3 | 94% | 0% | 0% | 4 | 94% | 0% | 0% | 4 | 1% | 0% | 0% | 1 | 19% | 0% | 0% | 1 | 0% | 0% | 1 |  |  |  |  | 0% | [5 empty] | 0% | 0% | 0% | 1 | 12% | 0% | 0% | 1 | 60% | 0% | 0% | 2 | 91% | 0% | 0% | 4 | 91% | 0% | 0% | 4 | 8% | 0% | 0% | 1 | 10% | 0% | 0% | 1 | 0% | 0% | 1 |  |  |  |  | 0% | [5 empty] | 0% | 0% | 0% | 1 | 7% | 0% | 0% | 1 | 32% | 0% | 0% | 1 | 68% | 0% | 0% | 2 | 69% | 0% | 0% | 2 | 4% | 0% | 0% | 1 | 8% | 0% | 0% | 1 | 0% | 0% | 1 |  |  |  |  | 0% | [5 empty] | 0% | 3% | 3% | 2 | 6% | 0% | 0% | 1 | 34% | 0% | 0% | 1 | 61% | 0% | 0% | 2 | 65% | 0% | 0% | 2 | 6% | 0% | 0% | 1 | 6% | 0% | 0% | 1
343 | Leavitt | 448 | 17920 | 30 | 1188% | 130.4% | 5 |  |  |  |  | 0% | [5 empty] | 97% | 2% | 99% | 5 | 46% | 235.6% | 159% | 5 | 19% | 156.2% | 246.3% | 5 | 15% | 150.4% | 275.9% | 5 | 52% | 262.4% | 152.7% | 5 | 82% | 720% | 133% | 5 | 7% | 136.9% | 484.1% | 5 | 301.8% | 40.87% | 5 |  |  |  |  | 0% | [5 empty] | 83% | 2% | 85% | 5 | 51% | 104.7% | 4.423% | 4 | 21% | 64.34% | 0% | 3 | 21% | 64.03% | 0% | 3 | 61% | 129.7% | 19.15% | 5 | 65% | 145.8% | 24.52% | 5 | 12% | 57.57% | 0% | 3 | 204.7% | 19.2% | 5 |  |  |  |  | 0% | [5 empty] | 77% | 4% | 81% | 5 | 52% | 66.58% | 0% | 3 | 15% | 37.42% | 0% | 2 | 18% | 38.65% | 0% | 2 | 60% | 79.63% | 0% | 4 | 67% | 96.39% | 0% | 4 | 12% | 35.95% | 0% | 2 | 163.3% | 7.548% | 4 |  |  |  |  | 0% | [5 empty] | 59% | 28% | 87% | 5 | 46% | 32.39% | 0% | 2 | 10% | 19.22% | 0% | 1 | 16% | 20.79% | 0% | 2 | 54% | 38.22% | 0% | 2 | 78% | 78.09% | 0% | 4 | 9% | 19.08% | 0% | 1
344 | Primm | 0 | 0 | 0 | 0% | 0% | 1 |  |  |  |  | 0% | [5 empty] | 0% | 0% | 0% | 1 | 88% | 0% | 0% | 3 | 79% | 0% | 0% | 3 | 12% | 0% | 0% | 1 | 99% | 0% | 0% | 5 | 17% | 0% | 0% | 1 | 0% | 0% | 0% | 1 | 0% | 0% | 1 |  |  |  |  | 0% | [5 empty] | 0% | 0% | 0% | 1 | 87% | 0% | 0% | 3 | 78% | 0% | 0% | 3 | 12% | 0% | 0% | 1 | 98% | 0% | 0% | 5 | 17% | 0% | 0% | 1 | 0% | 0% | 0% | 1 | 0% | 0% | 1 |  |  |  |  | 0% | [5 empty] | 0% | 0% | 0% | 1 | 70% | 0% | 0% | 3 | 66% | 0% | 0% | 2 | 12% | 0% | 0% | 1 | 82% | 0% | 0% | 3 | 22% | 0% | 0% | 1 | 1% | 0% | 0% | 1 | 0% | 0% | 1 |  |  |  |  | 0% | [5 empty] | 0% | 0% | 0% | 1 | 35% | 0% | 0% | 1 | 46% | 0% | 0% | 1 | 15% | 0% | 0% | 1 | 54% | 0% | 0% | 2 | 47% | 0% | 0% | 1 | 1% | 0% | 0% | 1
345 | Granite | 0 | 0 | 0 | 0% | 0% | 1 |  |  |  |  | 0% | [5 empty] | 0% | 0% | 0% | 1 | 0% | 0% | 0% | 1 | 0% | 0% | 0% | 1 | 0% | 0% | 0% | 1 | 0% | 0% | 0% | 1 | 0% | 0% | 0% | 1 | 0% | 0% | 0% | 1 | 0% | 0% | 1 |  |  |  |  | 0% | [5 empty] | 0% | 0% | 0% | 1 | 0% | 0% | 0% | 1 | 0% | 0% | 0% | 1 | 0% | 0% | 0% | 1 | 0% | 0% | 0% | 1 | 0% | 0% | 0% | 1 | 0% | 0% | 0% | 1 | 0% | 0% | 1 |  |  |  |  | 11% | [5 empty] | 0% | 0% | 0% | 1 | 100% | 0% | 0% | 5 | 0% | 0% | 0% | 1 | 100% | 0% | 0% | 5 | 100% | 0% | 0% | 5 | 0% | 0% | 0% | 1 | 19% | 0% | 0% | 1 | 0% | 0% | 1 |  |  |  |  | 51% | [5 empty] | 25% | 0% | 25% | 2 | 17% | 0% | 0% | 1 | 8% | 0% | 0% | 1 | 13% | 0% | 0% | 1 | 29% | 0% | 0% | 1 | 1% | 0% | 0% | 1 | 15% | 0% | 0% | 1
346 | Lake View | 0 | 0 | 0 | 0% | 0% | 1 |  |  |  |  | 0% | [5 empty] | 46% | 40% | 86% | 5 | 92% | 0% | 0% | 4 | 54% | 0% | 0% | 2 | 73% | 0% | 0% | 3 | 100% | 0% | 0% | 5 | 36% | 0% | 0% | 1 | 0% | 0% | 0% | 1 | 0% | 0% | 1 |  |  |  |  | 0% | [5 empty] | 43% | 45% | 88% | 5 | 91% | 0% | 0% | 4 | 48% | 0% | 0% | 1 | 66% | 0% | 0% | 2 | 100% | 0% | 0% | 5 | 38% | 0% | 0% | 1 | 0% | 0% | 0% | 1 | 0% | 0% | 1 |  |  |  |  | 0% | [5 empty] | 28% | 62% | 90% | 5 | 86% | 0% | 0% | 3 | 38% | 0% | 0% | 1 | 73% | 0% | 0% | 3 | 95% | 0% | 0% | 5 | 49% | 0% | 0% | 1 | 1% | 0% | 0% | 1 | 0% | 0% | 1 |  |  |  |  | 0% | [5 empty] | 27% | 61% | 88% | 5 | 59% | 0% | 0% | 2 | 28% | 0% | 0% | 1 | 53% | 0% | 0% | 2 | 76% | 0% | 0% | 3 | 72% | 0% | 0% | 3 | 1% | 0% | 0% | 1
347 | Birds Landing | 0 | 0 | 15 | 0% | 0% | 1 |  |  |  |  | 5% | [5 empty] | 50% | 0% | 50% | 3 | 19% | 0% | 0% | 1 | 49% | 0% | 0% | 1 | 41% | 0% | 0% | 1 | 60% | 0% | 0% | 2 | 6% | 0% | 0% | 1 | 45% | 0% | 0% | 1 | 0% | 0% | 1 |  |  |  |  | 22% | [5 empty] | 37% | 0% | 37% | 2 | 17% | 0% | 0% | 1 | 45% | 0% | 0% | 1 | 40% | 0% | 0% | 1 | 57% | 0% | 0% | 2 | 6% | 0% | 0% | 1 | 32% | 0% | 0% | 1 | 0% | 0% | 1 |  |  |  |  | 26% | [5 empty] | 39% | 0% | 39% | 2 | 20% | 0% | 0% | 1 | 36% | 0% | 0% | 1 | 33% | 0% | 0% | 1 | 51% | 0% | 0% | 2 | 8% | 0% | 0% | 1 | 26% | 0% | 0% | 1 | 0% | 0% | 1 |  |  |  |  | 23% | [5 empty] | 46% | 0% | 46% | 2 | 29% | 0% | 0% | 1 | 36% | 0% | 0% | 1 | 37% | 0% | 0% | 1 | 58% | 0% | 0% | 2 | 13% | 0% | 0% | 1 | 22% | 0% | 0% | 1
348 | Highwind | 0 | 0 | 0 | 0% | 0% | 1 |  |  |  |  | 0% | [5 empty] | 28% | 34% | 62% | 5 | 58% | 0% | 0% | 2 | 9% | 0% | 0% | 1 | 35% | 0% | 0% | 1 | 77% | 0% | 0% | 3 | 52% | 0% | 0% | 2 | 1% | 0% | 0% | 1 | 0% | 0% | 1 |  |  |  |  | 0% | [5 empty] | 27% | 20% | 47% | 4 | 47% | 0% | 0% | 1 | 22% | 0% | 0% | 1 | 32% | 0% | 0% | 1 | 70% | 0% | 0% | 3 | 51% | 0% | 0% | 2 | 1% | 0% | 0% | 1 | 0% | 0% | 1 |  |  |  |  | 0% | [5 empty] | 19% | 13% | 32% | 3 | 50% | 0% | 0% | 2 | 20% | 0% | 0% | 1 | 26% | 0% | 0% | 1 | 66% | 0% | 0% | 2 | 49% | 0% | 0% | 1 | 1% | 0% | 0% | 1 | 0% | 0% | 1 |  |  |  |  | 1% | [5 empty] | 18% | 10% | 28% | 3 | 34% | 0% | 0% | 1 | 36% | 0% | 0% | 1 | 29% | 0% | 0% | 1 | 67% | 0% | 0% | 2 | 40% | 0% | 0% | 1 | 1% | 0% | 0% | 1
349 | Santiago | 0 | 0 | 0 | 0% | 0% | 1 |  |  |  |  | 0% | [5 empty] | 0% | 0% | 0% | 1 | 4% | 0% | 0% | 1 | 15% | 0% | 0% | 1 | 80% | 0% | 0% | 3 | 85% | 0% | 0% | 3 | 0% | 0% | 0% | 1 | 3% | 0% | 0% | 1 | 0% | 0% | 1 |  |  |  |  | 0% | [5 empty] | 0% | 0% | 0% | 1 | 3% | 0% | 0% | 1 | 22% | 0% | 0% | 1 | 79% | 0% | 0% | 3 | 82% | 0% | 0% | 3 | 0% | 0% | 0% | 1 | 8% | 0% | 0% | 1 | 0% | 0% | 1 |  |  |  |  | 0% | [5 empty] | 0% | 0% | 0% | 1 | 2% | 0% | 0% | 1 | 39% | 0% | 0% | 1 | 81% | 0% | 0% | 3 | 83% | 0% | 0% | 3 | 0% | 0% | 0% | 1 | 7% | 0% | 0% | 1 | 0% | 0% | 1 |  |  |  |  | 0% | [5 empty] | 0% | 0% | 0% | 1 | 1% | 0% | 0% | 1 | 17% | 0% | 0% | 1 | 61% | 0% | 0% | 2 | 62% | 0% | 0% | 2 | 0% | 0% | 0% | 1 | 3% | 0% | 0% | 1
350 | Red Bluff | 0 | 0 | 0 | 0% | 0% | 1 |  |  |  |  | 0% | [5 empty] | 0% | 0% | 0% | 1 | 38% | 0% | 0% | 1 | 0% | 0% | 0% | 1 | 0% | 0% | 0% | 1 | 38% | 0% | 0% | 1 | 48% | 0% | 0% | 1 | 1% | 0% | 0% | 1 | 0% | 0% | 1 |  |  |  |  | 0% | [5 empty] | 0% | 0% | 0% | 1 | 46% | 0% | 0% | 1 | 11% | 0% | 0% | 1 | 11% | 0% | 0% | 1 | 47% | 0% | 0% | 1 | 51% | 0% | 0% | 2 | 1% | 0% | 0% | 1 | 0% | 0% | 1 |  |  |  |  | 0% | [5 empty] | 0% | 0% | 0% | 1 | 39% | 0% | 0% | 1 | 25% | 0% | 0% | 1 | 15% | 0% | 0% | 1 | 52% | 0% | 0% | 2 | 54% | 0% | 0% | 2 | 1% | 0% | 0% | 1 | 0% | 0% | 1 |  |  |  |  | 0% | [5 empty] | 0% | 0% | 0% | 1 | 50% | 0% | 0% | 2 | 32% | 0% | 0% | 1 | 26% | 0% | 0% | 1 | 61% | 0% | 0% | 2 | 68% | 0% | 0% | 2 | 1% | 0% | 0% | 1
351 | Beatty | 0 | 0 | 0 | 0% | 0% | 1 |  |  |  |  | 0% | [5 empty] | 0% | 0% | 0% | 1 | 0% | 0% | 0% | 1 | 0% | 0% | 0% | 1 | 0% | 0% | 0% | 1 | 0% | 0% | 0% | 1 | 0% | 0% | 0% | 1 | 0% | 0% | 0% | 1 | 0% | 0% | 1 |  |  |  |  | 0% | [5 empty] | 0% | 0% | 0% | 1 | 0% | 0% | 0% | 1 | 0% | 0% | 0% | 1 | 0% | 0% | 0% | 1 | 0% | 0% | 0% | 1 | 0% | 0% | 0% | 1 | 0% | 0% | 0% | 1 | 0% | 0% | 1 |  |  |  |  | 0% | [5 empty] | 0% | 0% | 0% | 1 | 0% | 0% | 0% | 1 | 0% | 0% | 0% | 1 | 0% | 0% | 0% | 1 | 0% | 0% | 0% | 1 | 0% | 0% | 0% | 1 | 0% | 0% | 0% | 1 | 0% | 0% | 1 |  |  |  |  | 0% | [5 empty] | 0% | 0% | 0% | 1 | 0% | 0% | 0% | 1 | 0% | 0% | 0% | 1 | 0% | 0% | 0% | 1 | 0% | 0% | 0% | 1 | 0% | 0% | 0% | 1 | 0% | 0% | 0% | 1
352 | Mirage | 0 | 0 | 0 | 0% | 0% | 1 |  |  |  |  | 0% | [5 empty] | 0% | 0% | 0% | 1 | 10% | 0% | 0% | 1 | 19% | 0% | 0% | 1 | 17% | 0% | 0% | 1 | 29% | 0% | 0% | 1 | 48% | 0% | 0% | 1 | 0% | 0% | 0% | 1 | 0% | 0% | 1 |  |  |  |  | 0% | [5 empty] | 0% | 0% | 0% | 1 | 10% | 0% | 0% | 1 | 30% | 0% | 0% | 1 | 22% | 0% | 0% | 1 | 37% | 0% | 0% | 1 | 55% | 0% | 0% | 2 | 0% | 0% | 0% | 1 | 0% | 0% | 1 |  |  |  |  | 0% | [5 empty] | 1% | 7% | 8% | 2 | 14% | 0% | 0% | 1 | 29% | 0% | 0% | 1 | 25% | 0% | 0% | 1 | 42% | 0% | 0% | 1 | 60% | 0% | 0% | 2 | 0% | 0% | 0% | 1 | 0% | 0% | 1 |  |  |  |  | 0% | [5 empty] | 10% | 17% | 27% | 3 | 17% | 0% | 0% | 1 | 25% | 0% | 0% | 1 | 25% | 0% | 0% | 1 | 41% | 0% | 0% | 1 | 56% | 0% | 0% | 2 | 0% | 0% | 0% | 1
353 | Sutter Power | 0 | 0 | 0 | 0% | 0% | 1 |  |  |  |  | 0% | [5 empty] | 0% | 0% | 0% | 1 | 0% | 0% | 0% | 1 | 0% | 0% | 0% | 1 | 0% | 0% | 0% | 1 | 0% | 0% | 0% | 1 | 0% | 0% | 0% | 1 | 0% | 0% | 0% | 1 | 0% | 0% | 1 |  |  |  |  | 0% | [5 empty] | 100% | 0% | 100% | 5 | 97% | 0% | 0% | 5 | 65% | 0% | 0% | 2 | 65% | 0% | 0% | 2 | 98% | 0% | 0% | 5 | 82% | 0% | 0% | 3 | 0% | 0% | 0% | 1 | 0% | 0% | 1 |  |  |  |  | 0% | [5 empty] | 100% | 0% | 100% | 5 | 97% | 0% | 0% | 5 | 65% | 0% | 0% | 2 | 65% | 0% | 0% | 2 | 98% | 0% | 0% | 5 | 82% | 0% | 0% | 3 | 0% | 0% | 0% | 1 | 0% | 0% | 1 |  |  |  |  | 5% | [5 empty] | 50% | 46% | 96% | 5 | 84% | 0% | 0% | 3 | 5% | 0% | 0% | 1 | 5% | 0% | 0% | 1 | 84% | 0% | 0% | 3 | 77% | 0% | 0% | 3 | 1% | 0% | 0% | 1
354 | Manteca | 0 | 0 | 0 | 0% | 0% | 1 |  |  |  |  | 0% | [5 empty] | 0% | 0% | 0% | 1 | 0% | 0% | 0% | 1 | 0% | 0% | 0% | 1 | 0% | 0% | 0% | 1 | 0% | 0% | 0% | 1 | 0% | 0% | 0% | 1 | 0% | 0% | 0% | 1 | 0% | 0% | 1 |  |  |  |  | 0% | [5 empty] | 0% | 0% | 0% | 1 | 0% | 0% | 0% | 1 | 0% | 0% | 0% | 1 | 0% | 0% | 0% | 1 | 0% | 0% | 0% | 1 | 0% | 0% | 0% | 1 | 0% | 0% | 0% | 1 | 0% | 0% | 1 |  |  |  |  | 8% | [5 empty] | 78% | 1% | 79% | 5 | 79% | 0% | 0% | 3 | 95% | 0% | 0% | 5 | 93% | 0% | 0% | 4 | 100% | 0% | 0% | 5 | 38% | 0% | 0% | 1 | 2% | 0% | 0% | 1 | 0% | 0% | 1 |  |  |  |  | 5% | [5 empty] | 71% | 12% | 83% | 5 | 83% | 0% | 0% | 3 | 75% | 0% | 0% | 3 | 86% | 0% | 0% | 3 | 97% | 0% | 0% | 5 | 47% | 0% | 0% | 1 | 4% | 0% | 0% | 1
355 | El Patio | 0 | 0 | 0 | 0% | 0% | 1 |  |  |  |  | 0% | [5 empty] | 40% | 0% | 40% | 2 | 40% | 0% | 0% | 1 | 0% | 0% | 0% | 1 | 22% | 0% | 0% | 1 | 40% | 0% | 0% | 1 | 40% | 0% | 0% | 1 | 0% | 0% | 0% | 1 | 0% | 0% | 1 |  |  |  |  | 0% | [5 empty] | 47% | 0% | 47% | 2 | 52% | 0% | 0% | 2 | 0% | 0% | 0% | 1 | 12% | 0% | 0% | 1 | 56% | 0% | 0% | 2 | 25% | 0% | 0% | 1 | 26% | 0% | 0% | 1 | 0% | 0% | 1 |  |  |  |  | 0% | [5 empty] | 90% | 5% | 95% | 5 | 84% | 0% | 0% | 3 | 35% | 0% | 0% | 1 | 36% | 0% | 0% | 1 | 86% | 0% | 0% | 3 | 92% | 0% | 0% | 4 | 4% | 0% | 0% | 1 | 0% | 0% | 1 |  |  |  |  | 0% | [5 empty] | 46% | 43% | 89% | 5 | 84% | 0% | 0% | 3 | 40% | 0% | 0% | 1 | 43% | 0% | 0% | 1 | 91% | 0% | 0% | 4 | 85% | 0% | 0% | 3 | 2% | 0% | 0% | 1
356 | Pardee | 0 | 0 | 0 | 0% | 0% | 1 |  |  |  |  | 0% | [5 empty] | 43% | 56% | 99% | 5 | 69% | 0% | 0% | 2 | 3% | 0% | 0% | 1 | 4% | 0% | 0% | 1 | 70% | 0% | 0% | 3 | 64% | 0% | 0% | 2 | 2% | 0% | 0% | 1 | 0% | 0% | 1 |  |  |  |  | 0% | [5 empty] | 33% | 64% | 97% | 5 | 56% | 0% | 0% | 2 | 2% | 0% | 0% | 1 | 2% | 0% | 0% | 1 | 57% | 0% | 0% | 2 | 68% | 0% | 0% | 2 | 2% | 0% | 0% | 1 | 0% | 0% | 1 |  |  |  |  | 0% | [5 empty] | 21% | 54% | 75% | 5 | 32% | 0% | 0% | 1 | 15% | 0% | 0% | 1 | 21% | 0% | 0% | 1 | 53% | 0% | 0% | 2 | 54% | 0% | 0% | 2 | 4% | 0% | 0% | 1 | 0% | 0% | 1 |  |  |  |  | 1% | [5 empty] | 25% | 20% | 45% | 4 | 24% | 0% | 0% | 1 | 38% | 0% | 0% | 1 | 27% | 0% | 0% | 1 | 59% | 0% | 0% | 2 | 31% | 0% | 0% | 1 | 2% | 0% | 0% | 1
357 | Los Coches | 0 | 0 | 0 | 0% | 0% | 1 |  |  |  |  | 0% | [5 empty] | 0% | 0% | 0% | 1 | 0% | 0% | 0% | 1 | 0% | 0% | 0% | 1 | 0% | 0% | 0% | 1 | 0% | 0% | 0% | 1 | 0% | 0% | 0% | 1 | 0% | 0% | 0% | 1 | 0% | 0% | 1 |  |  |  |  | 0% | [5 empty] | 0% | 0% | 0% | 1 | 0% | 0% | 0% | 1 | 0% | 0% | 0% | 1 | 0% | 0% | 0% | 1 | 0% | 0% | 0% | 1 | 0% | 0% | 0% | 1 | 0% | 0% | 0% | 1 | 0% | 0% | 1 |  |  |  |  | 0% | [5 empty] | 0% | 0% | 0% | 1 | 4% | 0% | 0% | 1 | 6% | 0% | 0% | 1 | 52% | 0% | 0% | 2 | 52% | 0% | 0% | 2 | 0% | 0% | 0% | 1 | 1% | 0% | 0% | 1 | 0% | 0% | 1 |  |  |  |  | 0% | [5 empty] | 8% | 81% | 89% | 5 | 22% | 0% | 0% | 1 | 48% | 0% | 0% | 1 | 67% | 0% | 0% | 2 | 74% | 0% | 0% | 3 | 47% | 0% | 0% | 1 | 9% | 0% | 0% | 1
358 | Serrano | 0 | 0 | 0 | 0% | 0% | 1 |  |  |  |  | 0% | [5 empty] | 0% | 0% | 0% | 1 | 0% | 0% | 0% | 1 | 0% | 0% | 0% | 1 | 0% | 0% | 0% | 1 | 0% | 0% | 0% | 1 | 0% | 0% | 0% | 1 | 0% | 0% | 0% | 1 | 0% | 0% | 1 |  |  |  |  | 0% | [5 empty] | 0% | 0% | 0% | 1 | 0% | 0% | 0% | 1 | 100% | 0% | 0% | 5 | 100% | 0% | 0% | 5 | 100% | 0% | 0% | 5 | 0% | 0% | 0% | 1 | 64% | 0% | 0% | 2 | 0% | 0% | 1 |  |  |  |  | 0% | [5 empty] | 0% | 0% | 0% | 1 | 2% | 0% | 0% | 1 | 44% | 0% | 0% | 1 | 89% | 0% | 0% | 3 | 91% | 0% | 0% | 4 | 0% | 0% | 0% | 1 | 8% | 0% | 0% | 1 | 0% | 0% | 1 |  |  |  |  | 0% | [5 empty] | 0% | 0% | 0% | 1 | 1% | 0% | 0% | 1 | 16% | 0% | 0% | 1 | 61% | 0% | 0% | 2 | 62% | 0% | 0% | 2 | 0% | 0% | 0% | 1 | 3% | 0% | 0% | 1
359 | Miller | 0 | 0 | 0 | 0% | 0% | 1 |  |  |  |  | 0% | [5 empty] | 100% | 0% | 100% | 5 | 88% | 0% | 0% | 3 | 25% | 0% | 0% | 1 | 28% | 0% | 0% | 1 | 97% | 0% | 0% | 5 | 100% | 0% | 0% | 5 | 0% | 0% | 0% | 1 | 0% | 0% | 1 |  |  |  |  | 0% | [5 empty] | 67% | 33% | 100% | 5 | 90% | 0% | 0% | 4 | 21% | 0% | 0% | 1 | 24% | 0% | 0% | 1 | 96% | 0% | 0% | 5 | 94% | 0% | 0% | 4 | 0% | 0% | 0% | 1 | 0% | 0% | 1 |  |  |  |  | 0% | [5 empty] | 47% | 53% | 100% | 5 | 97% | 0% | 0% | 5 | 12% | 0% | 0% | 1 | 28% | 0% | 0% | 1 | 99% | 0% | 0% | 5 | 97% | 0% | 0% | 5 | 0% | 0% | 0% | 1 | 0% | 0% | 1 |  |  |  |  | 0% | [5 empty] | 44% | 56% | 100% | 5 | 95% | 0% | 0% | 5 | 14% | 0% | 0% | 1 | 26% | 0% | 0% | 1 | 97% | 0% | 0% | 5 | 98% | 0% | 0% | 5 | 0% | 0% | 0% | 1
360 | Carberry | 0 | 0 | 0 | 0% | 0% | 1 |  |  |  |  | 0% | [5 empty] | 82% | 0% | 82% | 5 | 64% | 0% | 0% | 2 | 16% | 0% | 0% | 1 | 15% | 0% | 0% | 1 | 77% | 0% | 0% | 3 | 43% | 0% | 0% | 1 | 1% | 0% | 0% | 1 | 0% | 0% | 1 |  |  |  |  | 0% | [5 empty] | 78% | 1% | 79% | 5 | 58% | 0% | 0% | 2 | 14% | 0% | 0% | 1 | 13% | 0% | 0% | 1 | 70% | 0% | 0% | 3 | 44% | 0% | 0% | 1 | 1% | 0% | 0% | 1 | 0% | 0% | 1 |  |  |  |  | 0% | [5 empty] | 73% | 3% | 76% | 5 | 49% | 0% | 0% | 1 | 18% | 0% | 0% | 1 | 12% | 0% | 0% | 1 | 66% | 0% | 0% | 2 | 49% | 0% | 0% | 1 | 1% | 0% | 0% | 1 | 0% | 0% | 1 |  |  |  |  | 0% | [5 empty] | 55% | 11% | 66% | 3 | 41% | 0% | 0% | 1 | 21% | 0% | 0% | 1 | 20% | 0% | 0% | 1 | 64% | 0% | 0% | 2 | 58% | 0% | 0% | 2 | 1% | 0% | 0% | 1
361 | Wahtoke | 0 | 0 | 0 | 0% | 0% | 1 |  |  |  |  | 0% | [5 empty] | 0% | 0% | 0% | 1 | 0% | 0% | 0% | 1 | 0% | 0% | 0% | 1 | 0% | 0% | 0% | 1 | 0% | 0% | 0% | 1 | 0% | 0% | 0% | 1 | 0% | 0% | 0% | 1 | 0% | 0% | 1 |  |  |  |  | 0% | [5 empty] | 0% | 0% | 0% | 1 | 0% | 0% | 0% | 1 | 0% | 0% | 0% | 1 | 0% | 0% | 0% | 1 | 0% | 0% | 0% | 1 | 0% | 0% | 0% | 1 | 0% | 0% | 0% | 1 | 0% | 0% | 1 |  |  |  |  | 0% | [5 empty] | 0% | 0% | 0% | 1 | 0% | 0% | 0% | 1 | 0% | 0% | 0% | 1 | 0% | 0% | 0% | 1 | 0% | 0% | 0% | 1 | 0% | 0% | 0% | 1 | 0% | 0% | 0% | 1 | 0% | 0% | 1 |  |  |  |  | 0% | [5 empty] | 0% | 0% | 0% | 1 | 0% | 0% | 0% | 1 | 0% | 0% | 0% | 1 | 0% | 0% | 0% | 1 | 0% | 0% | 0% | 1 | 0% | 0% | 0% | 1 | 0% | 0% | 0% | 1
362 | Dos Amigos | 0 | 0 | 0 | 0% | 0% | 1 |  |  |  |  | 0% | [5 empty] | 0% | 0% | 0% | 1 | 0% | 0% | 0% | 1 | 0% | 0% | 0% | 1 | 0% | 0% | 0% | 1 | 0% | 0% | 0% | 1 | 0% | 0% | 0% | 1 | 0% | 0% | 0% | 1 | 0% | 0% | 1 |  |  |  |  | 0% | [5 empty] | 48% | 51% | 99% | 5 | 90% | 0% | 0% | 4 | 0% | 0% | 0% | 1 | 6% | 0% | 0% | 1 | 90% | 0% | 0% | 4 | 99% | 0% | 0% | 5 | 0% | 0% | 0% | 1 | 0% | 0% | 1 |  |  |  |  | 0% | [5 empty] | 51% | 49% | 100% | 5 | 96% | 0% | 0% | 5 | 0% | 0% | 0% | 1 | 3% | 0% | 0% | 1 | 96% | 0% | 0% | 5 | 100% | 0% | 0% | 5 | 0% | 0% | 0% | 1 | 0% | 0% | 1 |  |  |  |  | 0% | [5 empty] | 45% | 55% | 100% | 5 | 92% | 0% | 0% | 4 | 5% | 0% | 0% | 1 | 12% | 0% | 0% | 1 | 96% | 0% | 0% | 5 | 97% | 0% | 0% | 5 | 0% | 0% | 0% | 1
363 | Guernsey | 0 | 0 | 0 | 0% | 0% | 1 |  |  |  |  | 0% | [5 empty] | 0% | 0% | 0% | 1 | 0% | 0% | 0% | 1 | 0% | 0% | 0% | 1 | 0% | 0% | 0% | 1 | 0% | 0% | 0% | 1 | 0% | 0% | 0% | 1 | 0% | 0% | 0% | 1 | 0% | 0% | 1 |  |  |  |  | 0% | [5 empty] | 0% | 0% | 0% | 1 | 0% | 0% | 0% | 1 | 0% | 0% | 0% | 1 | 0% | 0% | 0% | 1 | 0% | 0% | 0% | 1 | 0% | 0% | 0% | 1 | 0% | 0% | 0% | 1 | 0% | 0% | 1 |  |  |  |  | 0% | [5 empty] | 0% | 0% | 0% | 1 | 0% | 0% | 0% | 1 | 0% | 0% | 0% | 1 | 0% | 0% | 0% | 1 | 0% | 0% | 0% | 1 | 0% | 0% | 0% | 1 | 0% | 0% | 0% | 1 | 0% | 0% | 1 |  |  |  |  | 0% | [5 empty] | 0% | 0% | 0% | 1 | 0% | 0% | 0% | 1 | 0% | 0% | 0% | 1 | 0% | 0% | 0% | 1 | 0% | 0% | 0% | 1 | 0% | 0% | 0% | 1 | 0% | 0% | 0% | 1
364 | Santa Clara | 0 | 0 | 0 | 0% | 0% | 1 |  |  |  |  | 0% | [5 empty] | 0% | 0% | 0% | 1 | 0% | 0% | 0% | 1 | 0% | 0% | 0% | 1 | 81% | 0% | 0% | 3 | 81% | 0% | 0% | 3 | 0% | 0% | 0% | 1 | 0% | 0% | 0% | 1 | 0% | 0% | 1 |  |  |  |  | 0% | [5 empty] | 1% | 0% | 1% | 1 | 14% | 0% | 0% | 1 | 58% | 0% | 0% | 2 | 72% | 0% | 0% | 3 | 73% | 0% | 0% | 3 | 1% | 0% | 0% | 1 | 18% | 0% | 0% | 1 | 0% | 0% | 1 |  |  |  |  | 0% | [5 empty] | 1% | 3% | 4% | 2 | 33% | 0% | 0% | 1 | 37% | 0% | 0% | 1 | 46% | 0% | 0% | 1 | 71% | 0% | 0% | 3 | 11% | 0% | 0% | 1 | 11% | 0% | 0% | 1 | 0% | 0% | 1 |  |  |  |  | 0% | [5 empty] | 45% | 41% | 86% | 5 | 78% | 0% | 0% | 3 | 7% | 0% | 0% | 1 | 10% | 0% | 0% | 1 | 83% | 0% | 0% | 3 | 63% | 0% | 0% | 2 | 3% | 0% | 0% | 1
365 | Glenn | 0 | 0 | 10 | 0% | 0% | 1 |  |  |  |  | 0% | [5 empty] | 100% | 0% | 100% | 5 | 100% | 0% | 0% | 5 | 0% | 0% | 0% | 1 | 0% | 0% | 0% | 1 | 100% | 0% | 0% | 5 | 100% | 0% | 0% | 5 | 0% | 0% | 0% | 1 | 0% | 0% | 1 |  |  |  |  | 1% | [5 empty] | 99% | 0% | 99% | 5 | 64% | 0% | 0% | 2 | 0% | 0% | 0% | 1 | 18% | 0% | 0% | 1 | 75% | 0% | 0% | 3 | 37% | 0% | 0% | 1 | 33% | 0% | 0% | 1 | 0% | 0% | 1 |  |  |  |  | 1% | [5 empty] | 99% | 0% | 99% | 5 | 48% | 0% | 0% | 1 | 1% | 0% | 0% | 1 | 12% | 0% | 0% | 1 | 58% | 0% | 0% | 2 | 56% | 0% | 0% | 2 | 26% | 0% | 0% | 1 | 0% | 0% | 1 |  |  |  |  | 0% | [5 empty] | 95% | 4% | 99% | 5 | 50% | 0% | 0% | 2 | 0% | 0% | 0% | 1 | 10% | 0% | 0% | 1 | 57% | 0% | 0% | 2 | 60% | 0% | 0% | 2 | 22% | 0% | 0% | 1
366 | Kerchoff 1 | 0 | 0 | 0 | 0% | 0% | 1 |  |  |  |  | 0% | [5 empty] | 0% | 0% | 0% | 1 | 0% | 0% | 0% | 1 | 0% | 0% | 0% | 1 | 0% | 0% | 0% | 1 | 0% | 0% | 0% | 1 | 0% | 0% | 0% | 1 | 0% | 0% | 0% | 1 | 0% | 0% | 1 |  |  |  |  | 0% | [5 empty] | 0% | 0% | 0% | 1 | 0% | 0% | 0% | 1 | 0% | 0% | 0% | 1 | 0% | 0% | 0% | 1 | 0% | 0% | 0% | 1 | 0% | 0% | 0% | 1 | 0% | 0% | 0% | 1 | 0% | 0% | 1 |  |  |  |  | 0% | [5 empty] | 100% | 0% | 100% | 5 | 0% | 0% | 0% | 1 | 0% | 0% | 0% | 1 | 100% | 0% | 0% | 5 | 100% | 0% | 0% | 5 | 100% | 0% | 0% | 5 | 0% | 0% | 0% | 1 | 0% | 0% | 1 |  |  |  |  | 0% | [5 empty] | 100% | 0% | 100% | 5 | 0% | 0% | 0% | 1 | 0% | 0% | 0% | 1 | 100% | 0% | 0% | 5 | 100% | 0% | 0% | 5 | 100% | 0% | 0% | 5 | 0% | 0% | 0% | 1
367 | Brunswick | 0 | 0 | 0 | 0% | 0% | 1 |  |  |  |  | 0% | [5 empty] | 0% | 0% | 0% | 1 | 0% | 0% | 0% | 1 | 0% | 0% | 0% | 1 | 0% | 0% | 0% | 1 | 0% | 0% | 0% | 1 | 0% | 0% | 0% | 1 | 0% | 0% | 0% | 1 | 0% | 0% | 1 |  |  |  |  | 0% | [5 empty] | 0% | 0% | 0% | 1 | 0% | 0% | 0% | 1 | 0% | 0% | 0% | 1 | 0% | 0% | 0% | 1 | 0% | 0% | 0% | 1 | 0% | 0% | 0% | 1 | 0% | 0% | 0% | 1 | 0% | 0% | 1 |  |  |  |  | 0% | [5 empty] | 0% | 100% | 100% | 5 | 0% | 0% | 0% | 1 | 0% | 0% | 0% | 1 | 0% | 0% | 0% | 1 | 0% | 0% | 0% | 1 | 68% | 0% | 0% | 2 | 0% | 0% | 0% | 1 | 0% | 0% | 1 |  |  |  |  | 0% | [5 empty] | 70% | 5% | 75% | 5 | 22% | 0% | 0% | 1 | 5% | 0% | 0% | 1 | 13% | 0% | 0% | 1 | 33% | 0% | 0% | 1 | 51% | 0% | 0% | 2 | 3% | 0% | 0% | 1
368 | Tejon | 0 | 0 | 0 | 0% | 0% | 1 |  |  |  |  | 0% | [5 empty] | 99% | 1% | 100% | 5 | 100% | 0% | 0% | 5 | 91% | 0% | 0% | 4 | 91% | 0% | 0% | 4 | 100% | 0% | 0% | 5 | 86% | 0% | 0% | 3 | 0% | 0% | 0% | 1 | 0% | 0% | 1 |  |  |  |  | 0% | [5 empty] | 69% | 27% | 96% | 5 | 80% | 0% | 0% | 3 | 56% | 0% | 0% | 2 | 67% | 0% | 0% | 2 | 100% | 0% | 0% | 5 | 62% | 0% | 0% | 2 | 3% | 0% | 0% | 1 | 0% | 0% | 1 |  |  |  |  | 0% | [5 empty] | 70% | 24% | 94% | 5 | 83% | 0% | 0% | 3 | 68% | 0% | 0% | 2 | 79% | 0% | 0% | 3 | 99% | 0% | 0% | 5 | 63% | 0% | 0% | 2 | 3% | 0% | 0% | 1 | 0% | 0% | 1 |  |  |  |  | 1% | [5 empty] | 34% | 20% | 54% | 4 | 53% | 0% | 0% | 2 | 46% | 0% | 0% | 1 | 34% | 0% | 0% | 1 | 80% | 0% | 0% | 3 | 44% | 0% | 0% | 1 | 1% | 0% | 0% | 1
369 | Bakersfield | 0 | 0 | 0 | 0% | 0% | 1 |  |  |  |  | 0% | [5 empty] | 0% | 0% | 0% | 1 | 0% | 0% | 0% | 1 | 0% | 0% | 0% | 1 | 0% | 0% | 0% | 1 | 0% | 0% | 0% | 1 | 0% | 0% | 0% | 1 | 0% | 0% | 0% | 1 | 0% | 0% | 1 |  |  |  |  | 0% | [5 empty] | 0% | 0% | 0% | 1 | 0% | 0% | 0% | 1 | 0% | 0% | 0% | 1 | 0% | 0% | 0% | 1 | 0% | 0% | 0% | 1 | 0% | 0% | 0% | 1 | 0% | 0% | 0% | 1 | 0% | 0% | 1 |  |  |  |  | 0% | [5 empty] | 0% | 0% | 0% | 1 | 0% | 0% | 0% | 1 | 0% | 0% | 0% | 1 | 0% | 0% | 0% | 1 | 0% | 0% | 0% | 1 | 0% | 0% | 0% | 1 | 0% | 0% | 0% | 1 | 0% | 0% | 1 |  |  |  |  | 0% | [5 empty] | 10% | 90% | 100% | 5 | 42% | 0% | 0% | 1 | 26% | 0% | 0% | 1 | 40% | 0% | 0% | 1 | 62% | 0% | 0% | 2 | 72% | 0% | 0% | 3 | 1% | 0% | 0% | 1
370 | Drum | 0 | 0 | 0 | 0% | 0% | 1 |  |  |  |  | 0% | [5 empty] | 49% | 51% | 100% | 5 | 3% | 0% | 0% | 1 | 0% | 0% | 0% | 1 | 0% | 0% | 0% | 1 | 3% | 0% | 0% | 1 | 81% | 0% | 0% | 3 | 0% | 0% | 0% | 1 | 0% | 0% | 1 |  |  |  |  | 0% | [5 empty] | 58% | 6% | 64% | 3 | 37% | 0% | 0% | 1 | 10% | 0% | 0% | 1 | 11% | 0% | 0% | 1 | 48% | 0% | 0% | 1 | 62% | 0% | 0% | 2 | 4% | 0% | 0% | 1 | 0% | 0% | 1 |  |  |  |  | 0% | [5 empty] | 34% | 2% | 36% | 2 | 12% | 0% | 0% | 1 | 3% | 0% | 0% | 1 | 33% | 0% | 0% | 1 | 45% | 0% | 0% | 1 | 54% | 0% | 0% | 2 | 4% | 0% | 0% | 1 | 0% | 0% | 1 |  |  |  |  | 0% | [5 empty] | 21% | 1% | 22% | 2 | 16% | 0% | 0% | 1 | 14% | 0% | 0% | 1 | 35% | 0% | 0% | 1 | 49% | 0% | 0% | 1 | 48% | 0% | 0% | 1 | 7% | 0% | 0% | 1
371 | El Nido (SCE) | 0 | 0 | 0 | 0% | 0% | 1 |  |  |  |  | 0% | [5 empty] | 0% | 0% | 0% | 1 | 0% | 0% | 0% | 1 | 75% | 0% | 0% | 3 | 79% | 0% | 0% | 3 | 79% | 0% | 0% | 3 | 0% | 0% | 0% | 1 | 0% | 0% | 0% | 1 | 0% | 0% | 1 |  |  |  |  | 0% | [5 empty] | 0% | 0% | 0% | 1 | 0% | 0% | 0% | 1 | 10% | 0% | 0% | 1 | 52% | 0% | 0% | 2 | 52% | 0% | 0% | 2 | 0% | 0% | 0% | 1 | 0% | 0% | 0% | 1 | 0% | 0% | 1 |  |  |  |  | 0% | [5 empty] | 0% | 0% | 0% | 1 | 0% | 0% | 0% | 1 | 14% | 0% | 0% | 1 | 52% | 0% | 0% | 2 | 53% | 0% | 0% | 2 | 0% | 0% | 0% | 1 | 0% | 0% | 0% | 1 | 0% | 0% | 1 |  |  |  |  | 0% | [5 empty] | 0% | 0% | 0% | 1 | 1% | 0% | 0% | 1 | 21% | 0% | 0% | 1 | 55% | 0% | 0% | 2 | 56% | 0% | 0% | 2 | 0% | 0% | 0% | 1 | 2% | 0% | 0% | 1
372 | Monserate | 0 | 0 | 0 | 0% | 0% | 1 |  |  |  |  | 0% | [5 empty] | 0% | 0% | 0% | 1 | 0% | 0% | 0% | 1 | 0% | 0% | 0% | 1 | 0% | 0% | 0% | 1 | 0% | 0% | 0% | 1 | 0% | 0% | 0% | 1 | 0% | 0% | 0% | 1 | 0% | 0% | 1 |  |  |  |  | 0% | [5 empty] | 1% | 0% | 1% | 1 | 18% | 0% | 0% | 1 | 80% | 0% | 0% | 3 | 80% | 0% | 0% | 3 | 80% | 0% | 0% | 3 | 0% | 0% | 0% | 1 | 16% | 0% | 0% | 1 | 0% | 0% | 1 |  |  |  |  | 0% | [5 empty] | 1% | 0% | 1% | 1 | 16% | 0% | 0% | 1 | 77% | 0% | 0% | 3 | 79% | 0% | 0% | 3 | 79% | 0% | 0% | 3 | 0% | 0% | 0% | 1 | 15% | 0% | 0% | 1 | 0% | 0% | 1 |  |  |  |  | 0% | [5 empty] | 1% | 0% | 1% | 1 | 12% | 0% | 0% | 1 | 63% | 0% | 0% | 2 | 72% | 0% | 0% | 3 | 72% | 0% | 0% | 3 | 0% | 0% | 0% | 1 | 11% | 0% | 0% | 1
373 | Richmond R | 0 | 0 | 0 | 0% | 0% | 1 |  |  |  |  | 0% | [5 empty] | 15% | 0% | 15% | 1 | 3% | 0% | 0% | 1 | 37% | 0% | 0% | 1 | 51% | 0% | 0% | 2 | 51% | 0% | 0% | 2 | 11% | 0% | 0% | 1 | 10% | 0% | 0% | 1 | 0% | 0% | 1 |  |  |  |  | 0% | [5 empty] | 42% | 0% | 42% | 2 | 2% | 0% | 0% | 1 | 34% | 0% | 0% | 1 | 60% | 0% | 0% | 2 | 60% | 0% | 0% | 2 | 13% | 0% | 0% | 1 | 7% | 0% | 0% | 1 | 0% | 0% | 1 |  |  |  |  | 0% | [5 empty] | 42% | 0% | 42% | 2 | 19% | 0% | 0% | 1 | 40% | 0% | 0% | 1 | 41% | 0% | 0% | 1 | 70% | 0% | 0% | 3 | 26% | 0% | 0% | 1 | 12% | 0% | 0% | 1 | 0% | 0% | 1 |  |  |  |  | 0% | [5 empty] | 53% | 0% | 53% | 3 | 61% | 0% | 0% | 2 | 47% | 0% | 0% | 1 | 45% | 0% | 0% | 1 | 88% | 0% | 0% | 3 | 40% | 0% | 0% | 1 | 27% | 0% | 0% | 1
374 | Storey | 0 | 0 | 0 | 0% | 0% | 1 |  |  |  |  | 0% | [5 empty] | 0% | 0% | 0% | 1 | 0% | 0% | 0% | 1 | 0% | 0% | 0% | 1 | 0% | 0% | 0% | 1 | 0% | 0% | 0% | 1 | 0% | 0% | 0% | 1 | 0% | 0% | 0% | 1 | 0% | 0% | 1 |  |  |  |  | 0% | [5 empty] | 0% | 0% | 0% | 1 | 0% | 0% | 0% | 1 | 0% | 0% | 0% | 1 | 0% | 0% | 0% | 1 | 0% | 0% | 0% | 1 | 0% | 0% | 0% | 1 | 0% | 0% | 0% | 1 | 0% | 0% | 1 |  |  |  |  | 0% | [5 empty] | 0% | 0% | 0% | 1 | 0% | 0% | 0% | 1 | 0% | 0% | 0% | 1 | 0% | 0% | 0% | 1 | 0% | 0% | 0% | 1 | 0% | 0% | 0% | 1 | 0% | 0% | 0% | 1 | 0% | 0% | 1 |  |  |  |  | 0% | [5 empty] | 0% | 0% | 0% | 1 | 0% | 0% | 0% | 1 | 0% | 0% | 0% | 1 | 0% | 0% | 0% | 1 | 0% | 0% | 0% | 1 | 0% | 0% | 0% | 1 | 0% | 0% | 0% | 1
375 | Alpine | 0 | 0 | 0 | 0% | 0% | 1 |  |  |  |  | 0% | [5 empty] | 0% | 0% | 0% | 1 | 0% | 0% | 0% | 1 | 0% | 0% | 0% | 1 | 0% | 0% | 0% | 1 | 0% | 0% | 0% | 1 | 0% | 0% | 0% | 1 | 0% | 0% | 0% | 1 | 0% | 0% | 1 |  |  |  |  | 0% | [5 empty] | 0% | 0% | 0% | 1 | 0% | 0% | 0% | 1 | 0% | 0% | 0% | 1 | 0% | 0% | 0% | 1 | 0% | 0% | 0% | 1 | 0% | 0% | 0% | 1 | 0% | 0% | 0% | 1 | 0% | 0% | 1 |  |  |  |  | 0% | [5 empty] | 2% | 92% | 94% | 5 | 34% | 0% | 0% | 1 | 84% | 0% | 0% | 3 | 91% | 0% | 0% | 4 | 94% | 0% | 0% | 4 | 37% | 0% | 0% | 1 | 9% | 0% | 0% | 1 | 0% | 0% | 1 |  |  |  |  | 0% | [5 empty] | 14% | 80% | 94% | 5 | 14% | 0% | 0% | 1 | 18% | 0% | 0% | 1 | 45% | 0% | 0% | 1 | 48% | 0% | 0% | 1 | 39% | 0% | 0% | 1 | 4% | 0% | 0% | 1
376 | Sobrante | 0 | 0 | 0 | 0% | 0% | 1 |  |  |  |  | 0% | [5 empty] | 66% | 0% | 66% | 3 | 1% | 0% | 0% | 1 | 43% | 0% | 0% | 1 | 65% | 0% | 0% | 2 | 65% | 0% | 0% | 2 | 20% | 0% | 0% | 1 | 1% | 0% | 0% | 1 | 0% | 0% | 1 |  |  |  |  | 0% | [5 empty] | 35% | 0% | 35% | 2 | 1% | 0% | 0% | 1 | 46% | 0% | 0% | 1 | 48% | 0% | 0% | 1 | 67% | 0% | 0% | 2 | 16% | 0% | 0% | 1 | 9% | 0% | 0% | 1 | 0% | 0% | 1 |  |  |  |  | 0% | [5 empty] | 40% | 0% | 40% | 2 | 41% | 0% | 0% | 1 | 52% | 0% | 0% | 2 | 41% | 0% | 0% | 1 | 80% | 0% | 0% | 3 | 22% | 0% | 0% | 1 | 36% | 0% | 0% | 1 | 0% | 0% | 1 |  |  |  |  | 0% | [5 empty] | 57% | 0% | 57% | 3 | 46% | 0% | 0% | 1 | 51% | 0% | 0% | 2 | 46% | 0% | 0% | 1 | 81% | 0% | 0% | 3 | 28% | 0% | 0% | 1 | 29% | 0% | 0% | 1
377 | San Marcos | 0 | 0 | 0 | 0% | 0% | 1 |  |  |  |  | 0% | [5 empty] | 0% | 0% | 0% | 1 | 0% | 0% | 0% | 1 | 70% | 0% | 0% | 3 | 84% | 0% | 0% | 3 | 84% | 0% | 0% | 3 | 0% | 0% | 0% | 1 | 5% | 0% | 0% | 1 | 0% | 0% | 1 |  |  |  |  | 0% | [5 empty] | 0% | 0% | 0% | 1 | 17% | 0% | 0% | 1 | 77% | 0% | 0% | 3 | 80% | 0% | 0% | 3 | 80% | 0% | 0% | 3 | 0% | 0% | 0% | 1 | 16% | 0% | 0% | 1 | 0% | 0% | 1 |  |  |  |  | 0% | [5 empty] | 0% | 0% | 0% | 1 | 15% | 0% | 0% | 1 | 77% | 0% | 0% | 3 | 80% | 0% | 0% | 3 | 80% | 0% | 0% | 3 | 0% | 0% | 0% | 1 | 15% | 0% | 0% | 1 | 0% | 0% | 1 |  |  |  |  | 0% | [5 empty] | 1% | 0% | 1% | 1 | 6% | 0% | 0% | 1 | 43% | 0% | 0% | 1 | 59% | 0% | 0% | 2 | 59% | 0% | 0% | 2 | 0% | 0% | 0% | 1 | 6% | 0% | 0% | 1
378 | Fink | 0 | 0 | 0 | 0% | 0% | 1 |  |  |  |  | 0% | [5 empty] | 52% | 48% | 100% | 5 | 95% | 0% | 0% | 5 | 22% | 0% | 0% | 1 | 56% | 0% | 0% | 2 | 98% | 0% | 0% | 5 | 100% | 0% | 0% | 5 | 0% | 0% | 0% | 1 | 0% | 0% | 1 |  |  |  |  | 0% | [5 empty] | 46% | 54% | 100% | 5 | 96% | 0% | 0% | 5 | 19% | 0% | 0% | 1 | 42% | 0% | 0% | 1 | 98% | 0% | 0% | 5 | 100% | 0% | 0% | 5 | 0% | 0% | 0% | 1 | 0% | 0% | 1 |  |  |  |  | 0% | [5 empty] | 38% | 62% | 100% | 5 | 97% | 0% | 0% | 5 | 22% | 0% | 0% | 1 | 44% | 0% | 0% | 1 | 99% | 0% | 0% | 5 | 100% | 0% | 0% | 5 | 0% | 0% | 0% | 1 | 0% | 0% | 1 |  |  |  |  | 0% | [5 empty] | 55% | 45% | 100% | 5 | 96% | 0% | 0% | 5 | 35% | 0% | 0% | 1 | 46% | 0% | 0% | 1 | 98% | 0% | 0% | 5 | 96% | 0% | 0% | 5 | 0% | 0% | 0% | 1
379 | La Cienega | 0 | 0 | 0 | 0% | 0% | 1 |  |  |  |  | 0% | [5 empty] | 0% | 0% | 0% | 1 | 0% | 0% | 0% | 1 | 94% | 0% | 0% | 4 | 94% | 0% | 0% | 4 | 94% | 0% | 0% | 4 | 0% | 0% | 0% | 1 | 0% | 0% | 0% | 1 | 0% | 0% | 1 |  |  |  |  | 0% | [5 empty] | 0% | 0% | 0% | 1 | 0% | 0% | 0% | 1 | 76% | 0% | 0% | 3 | 80% | 0% | 0% | 3 | 80% | 0% | 0% | 3 | 0% | 0% | 0% | 1 | 0% | 0% | 0% | 1 | 0% | 0% | 1 |  |  |  |  | 0% | [5 empty] | 0% | 0% | 0% | 1 | 0% | 0% | 0% | 1 | 13% | 0% | 0% | 1 | 53% | 0% | 0% | 2 | 54% | 0% | 0% | 2 | 0% | 0% | 0% | 1 | 0% | 0% | 0% | 1 | 0% | 0% | 1 |  |  |  |  | 0% | [5 empty] | 20% | 34% | 54% | 5 | 33% | 0% | 0% | 1 | 8% | 0% | 0% | 1 | 25% | 0% | 0% | 1 | 58% | 0% | 0% | 2 | 40% | 0% | 0% | 1 | 2% | 0% | 0% | 1
380 | Pittsburg | 0 | 0 | 0 | 0% | 0% | 1 |  |  |  |  | 0% | [5 empty] | 32% | 0% | 32% | 2 | 51% | 0% | 0% | 2 | 70% | 0% | 0% | 3 | 41% | 0% | 0% | 1 | 80% | 0% | 0% | 3 | 9% | 0% | 0% | 1 | 56% | 0% | 0% | 2 | 0% | 0% | 1 |  |  |  |  | 5% | [5 empty] | 48% | 0% | 48% | 2 | 24% | 0% | 0% | 1 | 59% | 0% | 0% | 2 | 49% | 0% | 0% | 1 | 69% | 0% | 0% | 2 | 12% | 0% | 0% | 1 | 35% | 0% | 0% | 1 | 0% | 0% | 1 |  |  |  |  | 15% | [5 empty] | 44% | 0% | 44% | 2 | 23% | 0% | 0% | 1 | 48% | 0% | 0% | 1 | 43% | 0% | 0% | 1 | 63% | 0% | 0% | 2 | 11% | 0% | 0% | 1 | 29% | 0% | 0% | 1 | 0% | 0% | 1 |  |  |  |  | 22% | [5 empty] | 48% | 0% | 48% | 2 | 32% | 0% | 0% | 1 | 40% | 0% | 0% | 1 | 41% | 0% | 0% | 1 | 60% | 0% | 0% | 2 | 14% | 0% | 0% | 1 | 21% | 0% | 0% | 1
381 | Morro Bay | 0 | 0 | 0 | 0% | 0% | 1 |  |  |  |  | 0% | [5 empty] | 86% | 5% | 91% | 5 | 71% | 0% | 0% | 3 | 21% | 0% | 0% | 1 | 41% | 0% | 0% | 1 | 87% | 0% | 0% | 3 | 65% | 0% | 0% | 2 | 2% | 0% | 0% | 1 | 0% | 0% | 1 |  |  |  |  | 0% | [5 empty] | 84% | 4% | 88% | 5 | 57% | 0% | 0% | 2 | 17% | 0% | 0% | 1 | 40% | 0% | 0% | 1 | 75% | 0% | 0% | 3 | 67% | 0% | 0% | 2 | 2% | 0% | 0% | 1 | 0% | 0% | 1 |  |  |  |  | 0% | [5 empty] | 85% | 3% | 88% | 5 | 56% | 0% | 0% | 2 | 13% | 0% | 0% | 1 | 37% | 0% | 0% | 1 | 72% | 0% | 0% | 3 | 70% | 0% | 0% | 3 | 2% | 0% | 0% | 1 | 0% | 0% | 1 |  |  |  |  | 0% | [5 empty] | 73% | 18% | 91% | 5 | 48% | 0% | 0% | 1 | 10% | 0% | 0% | 1 | 32% | 0% | 0% | 1 | 64% | 0% | 0% | 2 | 67% | 0% | 0% | 2 | 2% | 0% | 0% | 1
382 | Contra Costa | 0 | 0 | 15 | 0% | 0% | 1 |  |  |  |  | 4% | [5 empty] | 36% | 0% | 36% | 2 | 37% | 0% | 0% | 1 | 81% | 0% | 0% | 3 | 70% | 0% | 0% | 3 | 82% | 0% | 0% | 3 | 14% | 0% | 0% | 1 | 32% | 0% | 0% | 1 | 0% | 0% | 1 |  |  |  |  | 12% | [5 empty] | 34% | 0% | 34% | 2 | 24% | 0% | 0% | 1 | 54% | 0% | 0% | 2 | 46% | 0% | 0% | 1 | 62% | 0% | 0% | 2 | 8% | 0% | 0% | 1 | 28% | 0% | 0% | 1 | 0% | 0% | 1 |  |  |  |  | 17% | [5 empty] | 43% | 0% | 43% | 2 | 27% | 0% | 0% | 1 | 48% | 0% | 0% | 1 | 43% | 0% | 0% | 1 | 62% | 0% | 0% | 2 | 8% | 0% | 0% | 1 | 28% | 0% | 0% | 1 | 0% | 0% | 1 |  |  |  |  | 21% | [5 empty] | 50% | 0% | 50% | 3 | 34% | 0% | 0% | 1 | 45% | 0% | 0% | 1 | 46% | 0% | 0% | 1 | 61% | 0% | 0% | 2 | 16% | 0% | 0% | 1 | 21% | 0% | 0% | 1
383 | New Sub - Gates - Templeton (Proposed) | 0 | 0 | 0 | 0% | 0% | 1 |  |  |  |  | 0% | [5 empty] | 100% | 0% | 100% | 5 | 100% | 0% | 0% | 5 | 0% | 0% | 0% | 1 | 0% | 0% | 0% | 1 | 100% | 0% | 0% | 5 | 100% | 0% | 0% | 5 | 0% | 0% | 0% | 1 | 0% | 0% | 1 |  |  |  |  | 0% | [5 empty] | 94% | 3% | 97% | 5 | 69% | 0% | 0% | 2 | 0% | 0% | 0% | 1 | 5% | 0% | 0% | 1 | 72% | 0% | 0% | 3 | 91% | 0% | 0% | 4 | 0% | 0% | 0% | 1 | 0% | 0% | 1 |  |  |  |  | 0% | [5 empty] | 96% | 3% | 99% | 5 | 75% | 0% | 0% | 3 | 8% | 0% | 0% | 1 | 33% | 0% | 0% | 1 | 77% | 0% | 0% | 3 | 79% | 0% | 0% | 3 | 0% | 0% | 0% | 1 | 0% | 0% | 1 |  |  |  |  | 0% | [5 empty] | 94% | 3% | 97% | 5 | 65% | 0% | 0% | 2 | 6% | 0% | 0% | 1 | 25% | 0% | 0% | 1 | 71% | 0% | 0% | 3 | 64% | 0% | 0% | 2 | 1% | 0% | 0% | 1
384 | Hinson | 0 | 0 | 0 | 0% | 0% | 1 |  |  |  |  | 0% | [5 empty] | 0% | 0% | 0% | 1 | 0% | 0% | 0% | 1 | 8% | 0% | 0% | 1 | 51% | 0% | 0% | 2 | 51% | 0% | 0% | 2 | 0% | 0% | 0% | 1 | 0% | 0% | 0% | 1 | 0% | 0% | 1 |  |  |  |  | 0% | [5 empty] | 0% | 0% | 0% | 1 | 0% | 0% | 0% | 1 | 14% | 0% | 0% | 1 | 53% | 0% | 0% | 2 | 53% | 0% | 0% | 2 | 0% | 0% | 0% | 1 | 1% | 0% | 0% | 1 | 0% | 0% | 1 |  |  |  |  | 0% | [5 empty] | 0% | 0% | 0% | 1 | 0% | 0% | 0% | 1 | 22% | 0% | 0% | 1 | 58% | 0% | 0% | 2 | 58% | 0% | 0% | 2 | 0% | 0% | 0% | 1 | 2% | 0% | 0% | 1 | 0% | 0% | 1 |  |  |  |  | 0% | [5 empty] | 0% | 0% | 0% | 1 | 1% | 0% | 0% | 1 | 20% | 0% | 0% | 1 | 62% | 0% | 0% | 2 | 62% | 0% | 0% | 2 | 0% | 0% | 0% | 1 | 2% | 0% | 0% | 1
385 | Chicarita | 0 | 0 | 0 | 0% | 0% | 1 |  |  |  |  | 0% | [5 empty] | 0% | 0% | 0% | 1 | 0% | 0% | 0% | 1 | 95% | 0% | 0% | 5 | 95% | 0% | 0% | 5 | 95% | 0% | 0% | 5 | 0% | 0% | 0% | 1 | 0% | 0% | 0% | 1 | 0% | 0% | 1 |  |  |  |  | 0% | [5 empty] | 0% | 0% | 0% | 1 | 0% | 0% | 0% | 1 | 33% | 0% | 0% | 1 | 63% | 0% | 0% | 2 | 63% | 0% | 0% | 2 | 0% | 0% | 0% | 1 | 3% | 0% | 0% | 1 | 0% | 0% | 1 |  |  |  |  | 0% | [5 empty] | 0% | 0% | 0% | 1 | 1% | 0% | 0% | 1 | 21% | 0% | 0% | 1 | 56% | 0% | 0% | 2 | 57% | 0% | 0% | 2 | 0% | 0% | 0% | 1 | 1% | 0% | 0% | 1 | 0% | 0% | 1 |  |  |  |  | 0% | [5 empty] | 0% | 2% | 2% | 2 | 10% | 0% | 0% | 1 | 43% | 0% | 0% | 1 | 67% | 0% | 0% | 2 | 69% | 0% | 0% | 2 | 2% | 0% | 0% | 1 | 8% | 0% | 0% | 1
386 | Mendocino | 0 | 0 | 0 | 0% | 0% | 1 |  |  |  |  | 0% | [5 empty] | 100% | 0% | 100% | 5 | 0% | 0% | 0% | 1 | 48% | 0% | 0% | 1 | 91% | 0% | 0% | 4 | 91% | 0% | 0% | 4 | 100% | 0% | 0% | 5 | 0% | 0% | 0% | 1 | 0% | 0% | 1 |  |  |  |  | 0% | [5 empty] | 43% | 33% | 76% | 5 | 31% | 0% | 0% | 1 | 24% | 0% | 0% | 1 | 52% | 0% | 0% | 2 | 70% | 0% | 0% | 3 | 83% | 0% | 0% | 3 | 0% | 0% | 0% | 1 | 0% | 0% | 1 |  |  |  |  | 0% | [5 empty] | 40% | 50% | 90% | 5 | 40% | 0% | 0% | 1 | 32% | 0% | 0% | 1 | 44% | 0% | 0% | 1 | 79% | 0% | 0% | 3 | 93% | 0% | 0% | 4 | 0% | 0% | 0% | 1 | 0% | 0% | 1 |  |  |  |  | 0% | [5 empty] | 22% | 33% | 55% | 5 | 42% | 0% | 0% | 1 | 11% | 0% | 0% | 1 | 20% | 0% | 0% | 1 | 55% | 0% | 0% | 2 | 65% | 0% | 0% | 2 | 0% | 0% | 0% | 1
387 | Delevan | 0 | 0 | 0 | 0% | 0% | 1 |  |  |  |  | 0% | [5 empty] | 13% | 87% | 100% | 5 | 2% | 0% | 0% | 1 | 11% | 0% | 0% | 1 | 21% | 0% | 0% | 1 | 23% | 0% | 0% | 1 | 100% | 0% | 0% | 5 | 0% | 0% | 0% | 1 | 0% | 0% | 1 |  |  |  |  | 0% | [5 empty] | 10% | 90% | 100% | 5 | 50% | 0% | 0% | 2 | 5% | 0% | 0% | 1 | 11% | 0% | 0% | 1 | 61% | 0% | 0% | 2 | 100% | 0% | 0% | 5 | 0% | 0% | 0% | 1 | 0% | 0% | 1 |  |  |  |  | 0% | [5 empty] | 3% | 97% | 100% | 5 | 31% | 0% | 0% | 1 | 33% | 0% | 0% | 1 | 59% | 0% | 0% | 2 | 84% | 0% | 0% | 3 | 98% | 0% | 0% | 5 | 1% | 0% | 0% | 1 | 0% | 0% | 1 |  |  |  |  | 0% | [5 empty] | 21% | 67% | 88% | 5 | 33% | 0% | 0% | 1 | 22% | 0% | 0% | 1 | 32% | 0% | 0% | 1 | 53% | 0% | 0% | 2 | 87% | 0% | 0% | 3 | 0% | 0% | 0% | 1
388 | Pastoria | 0 | 0 | 0 | 0% | 0% | 1 |  |  |  |  | 0% | [5 empty] | 76% | 22% | 98% | 5 | 83% | 0% | 0% | 3 | 66% | 0% | 0% | 2 | 82% | 0% | 0% | 3 | 100% | 0% | 0% | 5 | 67% | 0% | 0% | 2 | 3% | 0% | 0% | 1 | 0% | 0% | 1 |  |  |  |  | 2% | [5 empty] | 65% | 16% | 81% | 5 | 63% | 0% | 0% | 2 | 73% | 0% | 0% | 3 | 69% | 0% | 0% | 2 | 98% | 0% | 0% | 5 | 56% | 0% | 0% | 2 | 2% | 0% | 0% | 1 | 0% | 0% | 1 |  |  |  |  | 1% | [5 empty] | 40% | 18% | 58% | 3 | 53% | 0% | 0% | 2 | 54% | 0% | 0% | 2 | 41% | 0% | 0% | 1 | 84% | 0% | 0% | 3 | 46% | 0% | 0% | 1 | 1% | 0% | 0% | 1 | 0% | 0% | 1 |  |  |  |  | 1% | [5 empty] | 25% | 16% | 41% | 3 | 42% | 0% | 0% | 1 | 43% | 0% | 0% | 1 | 34% | 0% | 0% | 1 | 73% | 0% | 0% | 3 | 39% | 0% | 0% | 1 | 1% | 0% | 0% | 1
389 | Tortilla | 0 | 0 | 0 | 0% | 0% | 1 |  |  |  |  | 0% | [5 empty] | 0% | 0% | 0% | 1 | 85% | 0% | 0% | 3 | 46% | 0% | 0% | 1 | 26% | 0% | 0% | 1 | 89% | 0% | 0% | 3 | 65% | 0% | 0% | 2 | 2% | 0% | 0% | 1 | 0% | 0% | 1 |  |  |  |  | 0% | [5 empty] | 0% | 0% | 0% | 1 | 72% | 0% | 0% | 3 | 34% | 0% | 0% | 1 | 11% | 0% | 0% | 1 | 81% | 0% | 0% | 3 | 69% | 0% | 0% | 2 | 1% | 0% | 0% | 1 | 0% | 0% | 1 |  |  |  |  | 0% | [5 empty] | 0% | 0% | 0% | 1 | 65% | 0% | 0% | 2 | 26% | 0% | 0% | 1 | 11% | 0% | 0% | 1 | 72% | 0% | 0% | 3 | 61% | 0% | 0% | 2 | 2% | 0% | 0% | 1 | 0% | 0% | 1 |  |  |  |  | 0% | [5 empty] | 0% | 0% | 0% | 1 | 47% | 0% | 0% | 1 | 23% | 0% | 0% | 1 | 11% | 0% | 0% | 1 | 51% | 0% | 0% | 2 | 56% | 0% | 0% | 2 | 1% | 0% | 0% | 1
390 | Cooley Landing | 0 | 0 | 20 | 0% | 0% | 1 |  |  |  |  | 0% | [5 empty] | 0% | 0% | 0% | 1 | 0% | 0% | 0% | 1 | 3% | 0% | 0% | 1 | 25% | 0% | 0% | 1 | 25% | 0% | 0% | 1 | 0% | 0% | 0% | 1 | 69% | 0% | 0% | 2 | 0% | 0% | 1 |  |  |  |  | 0% | [5 empty] | 0% | 0% | 0% | 1 | 24% | 0% | 0% | 1 | 26% | 0% | 0% | 1 | 37% | 0% | 0% | 1 | 40% | 0% | 0% | 1 | 7% | 0% | 0% | 1 | 32% | 0% | 0% | 1 | 0% | 0% | 1 |  |  |  |  | 0% | [5 empty] | 11% | 0% | 11% | 1 | 25% | 0% | 0% | 1 | 34% | 0% | 0% | 1 | 40% | 0% | 0% | 1 | 49% | 0% | 0% | 1 | 19% | 0% | 0% | 1 | 16% | 0% | 0% | 1 | 0% | 0% | 1 |  |  |  |  | 0% | [5 empty] | 64% | 6% | 70% | 3 | 61% | 0% | 0% | 2 | 49% | 0% | 0% | 1 | 58% | 0% | 0% | 2 | 82% | 0% | 0% | 3 | 53% | 0% | 0% | 2 | 4% | 0% | 0% | 1
391 | Cielo Azul | 0 | 0 | 0 | 0% | 0% | 1 |  |  |  |  | 0% | [5 empty] | 0% | 0% | 0% | 1 | 0% | 0% | 0% | 1 | 0% | 0% | 0% | 1 | 0% | 0% | 0% | 1 | 0% | 0% | 0% | 1 | 0% | 0% | 0% | 1 | 0% | 0% | 0% | 1 | 0% | 0% | 1 |  |  |  |  | 0% | [5 empty] | 0% | 0% | 0% | 1 | 0% | 0% | 0% | 1 | 0% | 0% | 0% | 1 | 0% | 0% | 0% | 1 | 0% | 0% | 0% | 1 | 0% | 0% | 0% | 1 | 0% | 0% | 0% | 1 | 0% | 0% | 1 |  |  |  |  | 0% | [5 empty] | 0% | 0% | 0% | 1 | 0% | 0% | 0% | 1 | 0% | 0% | 0% | 1 | 0% | 0% | 0% | 1 | 0% | 0% | 0% | 1 | 0% | 0% | 0% | 1 | 0% | 0% | 0% | 1 | 0% | 0% | 1 |  |  |  |  | 0% | [5 empty] | 0% | 0% | 0% | 1 | 0% | 0% | 0% | 1 | 0% | 0% | 0% | 1 | 0% | 0% | 0% | 1 | 0% | 0% | 0% | 1 | 0% | 0% | 0% | 1 | 0% | 0% | 0% | 1
392 | Sycamore | 0 | 0 | 0 | 0% | 0% | 1 |  |  |  |  | 0% | [5 empty] | 0% | 0% | 0% | 1 | 0% | 0% | 0% | 1 | 0% | 0% | 0% | 1 | 0% | 0% | 0% | 1 | 0% | 0% | 0% | 1 | 0% | 0% | 0% | 1 | 0% | 0% | 0% | 1 | 0% | 0% | 1 |  |  |  |  | 0% | [5 empty] | 0% | 0% | 0% | 1 | 0% | 0% | 0% | 1 | 0% | 0% | 0% | 1 | 0% | 0% | 0% | 1 | 0% | 0% | 0% | 1 | 0% | 0% | 0% | 1 | 0% | 0% | 0% | 1 | 0% | 0% | 1 |  |  |  |  | 0% | [5 empty] | 0% | 100% | 100% | 5 | 100% | 0% | 0% | 5 | 0% | 0% | 0% | 1 | 100% | 0% | 0% | 5 | 100% | 0% | 0% | 5 | 100% | 0% | 0% | 5 | 0% | 0% | 0% | 1 | 0% | 0% | 1 |  |  |  |  | 0% | [5 empty] | 8% | 92% | 100% | 5 | 33% | 0% | 0% | 1 | 23% | 0% | 0% | 1 | 52% | 0% | 0% | 2 | 67% | 0% | 0% | 2 | 66% | 0% | 0% | 2 | 1% | 0% | 0% | 1
393 | Valley Switch | 0 | 0 | 0 | 0% | 0% | 1 |  |  |  |  | 0% | [5 empty] | 0% | 0% | 0% | 1 | 0% | 0% | 0% | 1 | 0% | 0% | 0% | 1 | 0% | 0% | 0% | 1 | 0% | 0% | 0% | 1 | 99% | 0% | 0% | 5 | 0% | 0% | 0% | 1 | 0% | 0% | 1 |  |  |  |  | 0% | [5 empty] | 0% | 0% | 0% | 1 | 0% | 0% | 0% | 1 | 0% | 0% | 0% | 1 | 0% | 0% | 0% | 1 | 0% | 0% | 0% | 1 | 15% | 0% | 0% | 1 | 0% | 0% | 0% | 1 | 0% | 0% | 1 |  |  |  |  | 0% | [5 empty] | 0% | 0% | 0% | 1 | 0% | 0% | 0% | 1 | 0% | 0% | 0% | 1 | 0% | 0% | 0% | 1 | 0% | 0% | 0% | 1 | 5% | 0% | 0% | 1 | 0% | 0% | 0% | 1 | 0% | 0% | 1 |  |  |  |  | 0% | [5 empty] | 0% | 0% | 0% | 1 | 0% | 0% | 0% | 1 | 0% | 0% | 0% | 1 | 1% | 0% | 0% | 1 | 1% | 0% | 0% | 1 | 3% | 0% | 0% | 1 | 0% | 0% | 0% | 1
394 | Hartley | 0 | 0 | 10 | 0% | 0% | 1 |  |  |  |  | 0% | [5 empty] | 15% | 85% | 100% | 5 | 85% | 0% | 0% | 3 | 0% | 0% | 0% | 1 | 0% | 0% | 0% | 1 | 85% | 0% | 0% | 3 | 14% | 0% | 0% | 1 | 0% | 0% | 0% | 1 | 0% | 0% | 1 |  |  |  |  | 0% | [5 empty] | 11% | 87% | 98% | 5 | 82% | 0% | 0% | 3 | 4% | 0% | 0% | 1 | 9% | 0% | 0% | 1 | 85% | 0% | 0% | 3 | 46% | 0% | 0% | 1 | 0% | 0% | 0% | 1 | 0% | 0% | 1 |  |  |  |  | 0% | [5 empty] | 18% | 68% | 86% | 5 | 70% | 0% | 0% | 3 | 21% | 0% | 0% | 1 | 31% | 0% | 0% | 1 | 78% | 0% | 0% | 3 | 50% | 0% | 0% | 2 | 0% | 0% | 0% | 1 | 0% | 0% | 1 |  |  |  |  | 0% | [5 empty] | 30% | 55% | 85% | 5 | 62% | 0% | 0% | 2 | 28% | 0% | 0% | 1 | 57% | 0% | 0% | 2 | 81% | 0% | 0% | 3 | 62% | 0% | 0% | 2 | 1% | 0% | 0% | 1
395 | Copus | 0 | 0 | 0 | 0% | 0% | 1 |  |  |  |  | 0% | [5 empty] | 0% | 0% | 0% | 1 | 0% | 0% | 0% | 1 | 0% | 0% | 0% | 1 | 0% | 0% | 0% | 1 | 0% | 0% | 0% | 1 | 0% | 0% | 0% | 1 | 0% | 0% | 0% | 1 | 0% | 0% | 1 |  |  |  |  | 0% | [5 empty] | 0% | 0% | 0% | 1 | 0% | 0% | 0% | 1 | 0% | 0% | 0% | 1 | 0% | 0% | 0% | 1 | 0% | 0% | 0% | 1 | 0% | 0% | 0% | 1 | 0% | 0% | 0% | 1 | 0% | 0% | 1 |  |  |  |  | 0% | [5 empty] | 7% | 93% | 100% | 5 | 52% | 0% | 0% | 2 | 0% | 0% | 0% | 1 | 0% | 0% | 0% | 1 | 52% | 0% | 0% | 2 | 77% | 0% | 0% | 3 | 0% | 0% | 0% | 1 | 0% | 0% | 1 |  |  |  |  | 0% | [5 empty] | 54% | 42% | 96% | 5 | 82% | 0% | 0% | 3 | 56% | 0% | 0% | 2 | 59% | 0% | 0% | 2 | 94% | 0% | 0% | 4 | 67% | 0% | 0% | 2 | 3% | 0% | 0% | 1
396 | Bay Boulevard | 0 | 0 | 0 | 0% | 0% | 1 |  |  |  |  | 0% | [5 empty] | 0% | 0% | 0% | 1 | 7% | 0% | 0% | 1 | 36% | 0% | 0% | 1 | 71% | 0% | 0% | 3 | 72% | 0% | 0% | 3 | 0% | 0% | 0% | 1 | 8% | 0% | 0% | 1 | 0% | 0% | 1 |  |  |  |  | 0% | [5 empty] | 0% | 0% | 0% | 1 | 8% | 0% | 0% | 1 | 36% | 0% | 0% | 1 | 66% | 0% | 0% | 2 | 67% | 0% | 0% | 2 | 0% | 0% | 0% | 1 | 7% | 0% | 0% | 1 | 0% | 0% | 1 |  |  |  |  | 0% | [5 empty] | 0% | 0% | 0% | 1 | 7% | 0% | 0% | 1 | 36% | 0% | 0% | 1 | 66% | 0% | 0% | 2 | 66% | 0% | 0% | 2 | 0% | 0% | 0% | 1 | 8% | 0% | 0% | 1 | 0% | 0% | 1 |  |  |  |  | 0% | [5 empty] | 0% | 0% | 0% | 1 | 6% | 0% | 0% | 1 | 34% | 0% | 0% | 1 | 67% | 0% | 0% | 2 | 68% | 0% | 0% | 2 | 4% | 0% | 0% | 1 | 7% | 0% | 0% | 1
397 | Mission | 0 | 0 | 0 | 0% | 0% | 1 |  |  |  |  | 0% | [5 empty] | 0% | 0% | 0% | 1 | 3% | 0% | 0% | 1 | 15% | 0% | 0% | 1 | 49% | 0% | 0% | 1 | 50% | 0% | 0% | 2 | 0% | 0% | 0% | 1 | 5% | 0% | 0% | 1 | 0% | 0% | 1 |  |  |  |  | 0% | [5 empty] | 0% | 0% | 0% | 1 | 3% | 0% | 0% | 1 | 20% | 0% | 0% | 1 | 55% | 0% | 0% | 2 | 55% | 0% | 0% | 2 | 0% | 0% | 0% | 1 | 5% | 0% | 0% | 1 | 0% | 0% | 1 |  |  |  |  | 0% | [5 empty] | 0% | 0% | 0% | 1 | 6% | 0% | 0% | 1 | 35% | 0% | 0% | 1 | 65% | 0% | 0% | 2 | 66% | 0% | 0% | 2 | 0% | 0% | 0% | 1 | 7% | 0% | 0% | 1 | 0% | 0% | 1 |  |  |  |  | 0% | [5 empty] | 0% | 0% | 0% | 1 | 6% | 0% | 0% | 1 | 39% | 0% | 0% | 1 | 69% | 0% | 0% | 2 | 70% | 0% | 0% | 3 | 4% | 0% | 0% | 1 | 8% | 0% | 0% | 1
398 | Eight Mile | 0 | 0 | 0 | 0% | 0% | 1 |  |  |  |  | 1% | [5 empty] | 0% | 0% | 0% | 1 | 5% | 0% | 0% | 1 | 0% | 0% | 0% | 1 | 0% | 0% | 0% | 1 | 5% | 0% | 0% | 1 | 0% | 0% | 0% | 1 | 5% | 0% | 0% | 1 | 0% | 0% | 1 |  |  |  |  | 22% | [5 empty] | 0% | 0% | 0% | 1 | 1% | 0% | 0% | 1 | 61% | 0% | 0% | 2 | 61% | 0% | 0% | 2 | 61% | 0% | 0% | 2 | 0% | 0% | 0% | 1 | 11% | 0% | 0% | 1 | 0% | 0% | 1 |  |  |  |  | 43% | [5 empty] | 1% | 0% | 1% | 1 | 0% | 0% | 0% | 1 | 39% | 0% | 0% | 1 | 39% | 0% | 0% | 1 | 39% | 0% | 0% | 1 | 0% | 0% | 0% | 1 | 8% | 0% | 0% | 1 | 0% | 0% | 1 |  |  |  |  | 24% | [5 empty] | 50% | 0% | 50% | 3 | 31% | 0% | 0% | 1 | 45% | 0% | 0% | 1 | 47% | 0% | 0% | 1 | 57% | 0% | 0% | 2 | 12% | 0% | 0% | 1 | 20% | 0% | 0% | 1
399 | Valley Center | 0 | 0 | 0 | 0% | 0% | 1 |  |  |  |  | 0% | [5 empty] | 0% | 0% | 0% | 1 | 0% | 0% | 0% | 1 | 0% | 0% | 0% | 1 | 0% | 0% | 0% | 1 | 0% | 0% | 0% | 1 | 0% | 0% | 0% | 1 | 0% | 0% | 0% | 1 | 0% | 0% | 1 |  |  |  |  | 0% | [5 empty] | 0% | 0% | 0% | 1 | 0% | 0% | 0% | 1 | 0% | 0% | 0% | 1 | 0% | 0% | 0% | 1 | 0% | 0% | 0% | 1 | 0% | 0% | 0% | 1 | 0% | 0% | 0% | 1 | 0% | 0% | 1 |  |  |  |  | 0% | [5 empty] | 0% | 0% | 0% | 1 | 0% | 0% | 0% | 1 | 82% | 0% | 0% | 3 | 82% | 0% | 0% | 3 | 82% | 0% | 0% | 3 | 0% | 0% | 0% | 1 | 4% | 0% | 0% | 1 | 0% | 0% | 1 |  |  |  |  | 0% | [5 empty] | 12% | 83% | 95% | 5 | 39% | 0% | 0% | 1 | 15% | 0% | 0% | 1 | 42% | 0% | 0% | 1 | 54% | 0% | 0% | 2 | 52% | 0% | 0% | 2 | 8% | 0% | 0% | 1
400 | Wilson | 0 | 0 | 20 | 0% | 0% | 1 |  |  |  |  | 0% | [5 empty] | 0% | 0% | 0% | 1 | 0% | 0% | 0% | 1 | 0% | 0% | 0% | 1 | 0% | 0% | 0% | 1 | 0% | 0% | 0% | 1 | 0% | 0% | 0% | 1 | 0% | 0% | 0% | 1 | 0% | 0% | 1 |  |  |  |  | 0% | [5 empty] | 0% | 0% | 0% | 1 | 0% | 0% | 0% | 1 | 0% | 0% | 0% | 1 | 0% | 0% | 0% | 1 | 0% | 0% | 0% | 1 | 0% | 0% | 0% | 1 | 0% | 0% | 0% | 1 | 0% | 0% | 1 |  |  |  |  | 0% | [5 empty] | 0% | 0% | 0% | 1 | 0% | 0% | 0% | 1 | 0% | 0% | 0% | 1 | 0% | 0% | 0% | 1 | 0% | 0% | 0% | 1 | 0% | 0% | 0% | 1 | 0% | 0% | 0% | 1 | 0% | 0% | 1 |  |  |  |  | 0% | [5 empty] | 0% | 0% | 0% | 1 | 0% | 0% | 0% | 1 | 0% | 0% | 0% | 1 | 0% | 0% | 0% | 1 | 0% | 0% | 0% | 1 | 0% | 0% | 0% | 1 | 0% | 0% | 0% | 1
401 | Donnells-Curtis | 0 | 0 | 0 | 0% | 0% | 1 |  |  |  |  | 0% | [5 empty] | 50% | 0% | 50% | 3 | 0% | 0% | 0% | 1 | 0% | 0% | 0% | 1 | 24% | 0% | 0% | 1 | 24% | 0% | 0% | 1 | 80% | 0% | 0% | 3 | 11% | 0% | 0% | 1 | 0% | 0% | 1 |  |  |  |  | 0% | [5 empty] | 45% | 0% | 45% | 2 | 0% | 0% | 0% | 1 | 0% | 0% | 0% | 1 | 21% | 0% | 0% | 1 | 22% | 0% | 0% | 1 | 76% | 0% | 0% | 3 | 10% | 0% | 0% | 1 | 0% | 0% | 1 |  |  |  |  | 0% | [5 empty] | 40% | 10% | 50% | 3 | 0% | 0% | 0% | 1 | 19% | 0% | 0% | 1 | 31% | 0% | 0% | 1 | 36% | 0% | 0% | 1 | 61% | 0% | 0% | 2 | 8% | 0% | 0% | 1 | 0% | 0% | 1 |  |  |  |  | 0% | [5 empty] | 11% | 2% | 13% | 2 | 7% | 0% | 0% | 1 | 12% | 0% | 0% | 1 | 33% | 0% | 0% | 1 | 48% | 0% | 0% | 1 | 82% | 0% | 0% | 3 | 13% | 0% | 0% | 1
402 | Lee Lake (Proposed) | 0 | 0 | 0 | 0% | 0% | 1 |  |  |  |  | 0% | [5 empty] | 0% | 0% | 0% | 1 | 0% | 0% | 0% | 1 | 0% | 0% | 0% | 1 | 0% | 0% | 0% | 1 | 0% | 0% | 0% | 1 | 0% | 0% | 0% | 1 | 0% | 0% | 0% | 1 | 0% | 0% | 1 |  |  |  |  | 0% | [5 empty] | 0% | 0% | 0% | 1 | 0% | 0% | 0% | 1 | 0% | 0% | 0% | 1 | 0% | 0% | 0% | 1 | 0% | 0% | 0% | 1 | 0% | 0% | 0% | 1 | 0% | 0% | 0% | 1 | 0% | 0% | 1 |  |  |  |  | 0% | [5 empty] | 0% | 0% | 0% | 1 | 0% | 0% | 0% | 1 | 0% | 0% | 0% | 1 | 0% | 0% | 0% | 1 | 0% | 0% | 0% | 1 | 0% | 0% | 0% | 1 | 0% | 0% | 0% | 1 | 0% | 0% | 1 |  |  |  |  | 0% | [5 empty] | 0% | 0% | 0% | 1 | 3% | 0% | 0% | 1 | 19% | 0% | 0% | 1 | 72% | 0% | 0% | 3 | 75% | 0% | 0% | 3 | 0% | 0% | 0% | 1 | 3% | 0% | 0% | 1
403 | Orosi | 0 | 0 | 0 | 0% | 0% | 1 |  |  |  |  | 0% | [5 empty] | 0% | 0% | 0% | 1 | 0% | 0% | 0% | 1 | 0% | 0% | 0% | 1 | 0% | 0% | 0% | 1 | 0% | 0% | 0% | 1 | 0% | 0% | 0% | 1 | 0% | 0% | 0% | 1 | 0% | 0% | 1 |  |  |  |  | 0% | [5 empty] | 0% | 0% | 0% | 1 | 0% | 0% | 0% | 1 | 0% | 0% | 0% | 1 | 0% | 0% | 0% | 1 | 0% | 0% | 0% | 1 | 0% | 0% | 0% | 1 | 0% | 0% | 0% | 1 | 0% | 0% | 1 |  |  |  |  | 0% | [5 empty] | 0% | 0% | 0% | 1 | 0% | 0% | 0% | 1 | 0% | 0% | 0% | 1 | 0% | 0% | 0% | 1 | 0% | 0% | 0% | 1 | 0% | 0% | 0% | 1 | 0% | 0% | 0% | 1 | 0% | 0% | 1 |  |  |  |  | 0% | [5 empty] | 0% | 0% | 0% | 1 | 0% | 0% | 0% | 1 | 0% | 0% | 0% | 1 | 0% | 0% | 0% | 1 | 0% | 0% | 0% | 1 | 0% | 0% | 0% | 1 | 0% | 0% | 0% | 1
404 | Ukiah | 0 | 0 | 0 | 0% | 0% | 1 |  |  |  |  | 0% | [5 empty] | 72% | 28% | 100% | 5 | 8% | 0% | 0% | 1 | 40% | 0% | 0% | 1 | 59% | 0% | 0% | 2 | 68% | 0% | 0% | 2 | 100% | 0% | 0% | 5 | 0% | 0% | 0% | 1 | 0% | 0% | 1 |  |  |  |  | 0% | [5 empty] | 32% | 68% | 100% | 5 | 50% | 0% | 0% | 2 | 19% | 0% | 0% | 1 | 27% | 0% | 0% | 1 | 69% | 0% | 0% | 2 | 83% | 0% | 0% | 3 | 0% | 0% | 0% | 1 | 0% | 0% | 1 |  |  |  |  | 0% | [5 empty] | 32% | 55% | 87% | 5 | 49% | 0% | 0% | 1 | 21% | 0% | 0% | 1 | 32% | 0% | 0% | 1 | 70% | 0% | 0% | 3 | 78% | 0% | 0% | 3 | 0% | 0% | 0% | 1 | 0% | 0% | 1 |  |  |  |  | 0% | [5 empty] | 24% | 32% | 56% | 5 | 55% | 0% | 0% | 2 | 10% | 0% | 0% | 1 | 30% | 0% | 0% | 1 | 66% | 0% | 0% | 2 | 53% | 0% | 0% | 2 | 3% | 0% | 0% | 1
405 | New Sub - Gates - Midway (Proposed) | 0 | 0 | 0 | 0% | 0% | 1 |  |  |  |  | 0% | [5 empty] | 0% | 0% | 0% | 1 | 0% | 0% | 0% | 1 | 0% | 0% | 0% | 1 | 0% | 0% | 0% | 1 | 0% | 0% | 0% | 1 | 0% | 0% | 0% | 1 | 0% | 0% | 0% | 1 | 0% | 0% | 1 |  |  |  |  | 0% | [5 empty] | 0% | 0% | 0% | 1 | 0% | 0% | 0% | 1 | 0% | 0% | 0% | 1 | 0% | 0% | 0% | 1 | 0% | 0% | 0% | 1 | 0% | 0% | 0% | 1 | 0% | 0% | 0% | 1 | 0% | 0% | 1 |  |  |  |  | 0% | [5 empty] | 0% | 0% | 0% | 1 | 0% | 0% | 0% | 1 | 0% | 0% | 0% | 1 | 0% | 0% | 0% | 1 | 0% | 0% | 0% | 1 | 0% | 0% | 0% | 1 | 0% | 0% | 0% | 1 | 0% | 0% | 1 |  |  |  |  | 0% | [5 empty] | 85% | 0% | 85% | 5 | 70% | 0% | 0% | 3 | 4% | 0% | 0% | 1 | 18% | 0% | 0% | 1 | 74% | 0% | 0% | 3 | 64% | 0% | 0% | 2 | 1% | 0% | 0% | 1
406 | Humboldt | 100 | 4000 | 30 | 3101% | 1574% | 5 |  |  |  |  | 0% | [5 empty] | 0% | 0% | 0% | 1 | 31% | 1544% | 3197% | 5 | 25% | 1429% | 3875% | 5 | 35% | 1633% | 2888% | 5 | 47% | 2010% | 2160% | 5 | 0% | 1067% | 999.9% | 5 | 36% | 1660% | 2805% | 5 | 793.7% | 284.2% | 5 |  |  |  |  | 0% | [5 empty] | 0% | 0% | 0% | 1 | 16% | 273.6% | 933.1% | 5 | 7% | 249.2% | 1871% | 5 | 9% | 254.6% | 1499% | 5 | 20% | 288% | 756.8% | 5 | 38% | 370.7% | 446.6% | 5 | 14% | 267.9% | 1040% | 5 | 273.6% | 101.1% | 5 |  |  |  |  | 0% | [5 empty] | 8% | 0% | 8% | 1 | 7% | 108.4% | 109.9% | 5 | 6% | 107% | 111.5% | 5 | 7% | 108.4% | 109.6% | 5 | 12% | 114.4% | 105.7% | 5 | 45% | 183.2% | 101.5% | 5 | 8% | 108.9% | 109% | 5 | 70.72% | 0% | 3 |  |  |  |  | 0% | [5 empty] | 6% | 2% | 8% | 2 | 8% | 14.43% | 0% | 1 | 5% | 14.07% | 0% | 1 | 9% | 14.59% | 0% | 1 | 13% | 15.36% | 0% | 1 | 71% | 46.63% | 0% | 3 | 6% | 14.19% | 0% | 1
407 | Chowchilla | 0 | 0 | 0 | 0% | 0% | 1 |  |  |  |  | 0% | [5 empty] | 0% | 0% | 0% | 1 | 0% | 0% | 0% | 1 | 0% | 0% | 0% | 1 | 0% | 0% | 0% | 1 | 0% | 0% | 0% | 1 | 0% | 0% | 0% | 1 | 0% | 0% | 0% | 1 | 0% | 0% | 1 |  |  |  |  | 0% | [5 empty] | 0% | 0% | 0% | 1 | 0% | 0% | 0% | 1 | 0% | 0% | 0% | 1 | 0% | 0% | 0% | 1 | 0% | 0% | 0% | 1 | 0% | 0% | 0% | 1 | 0% | 0% | 0% | 1 | 0% | 0% | 1 |  |  |  |  | 0% | [5 empty] | 0% | 0% | 0% | 1 | 0% | 0% | 0% | 1 | 0% | 0% | 0% | 1 | 0% | 0% | 0% | 1 | 0% | 0% | 0% | 1 | 0% | 0% | 0% | 1 | 0% | 0% | 0% | 1 | 0% | 0% | 1 |  |  |  |  | 0% | [5 empty] | 0% | 0% | 0% | 1 | 0% | 0% | 0% | 1 | 0% | 0% | 0% | 1 | 0% | 0% | 0% | 1 | 0% | 0% | 0% | 1 | 0% | 0% | 0% | 1 | 0% | 0% | 0% | 1
408 | Mesa (SCE) | 0 | 0 | 0 | 0% | 0% | 1 |  |  |  |  | 0% | [5 empty] | 0% | 0% | 0% | 1 | 0% | 0% | 0% | 1 | 0% | 0% | 0% | 1 | 0% | 0% | 0% | 1 | 0% | 0% | 0% | 1 | 0% | 0% | 0% | 1 | 0% | 0% | 0% | 1 | 0% | 0% | 1 |  |  |  |  | 0% | [5 empty] | 0% | 0% | 0% | 1 | 0% | 0% | 0% | 1 | 0% | 0% | 0% | 1 | 0% | 0% | 0% | 1 | 0% | 0% | 0% | 1 | 0% | 0% | 0% | 1 | 0% | 0% | 0% | 1 | 0% | 0% | 1 |  |  |  |  | 0% | [5 empty] | 0% | 0% | 0% | 1 | 0% | 0% | 0% | 1 | 34% | 0% | 0% | 1 | 49% | 0% | 0% | 1 | 49% | 0% | 0% | 1 | 0% | 0% | 0% | 1 | 0% | 0% | 0% | 1 | 0% | 0% | 1 |  |  |  |  | 0% | [5 empty] | 8% | 0% | 8% | 1 | 0% | 0% | 0% | 1 | 15% | 0% | 0% | 1 | 37% | 0% | 0% | 1 | 37% | 0% | 0% | 1 | 31% | 0% | 0% | 1 | 2% | 0% | 0% | 1
409 | Colorado River | 0 | 0 | 0 | 0% | 0% | 1 |  |  |  |  | 0% | [5 empty] | 0% | 0% | 0% | 1 | 55% | 0% | 0% | 2 | 52% | 0% | 0% | 2 | 49% | 0% | 0% | 1 | 70% | 0% | 0% | 3 | 70% | 0% | 0% | 3 | 0% | 0% | 0% | 1 | 0% | 0% | 1 |  |  |  |  | 0% | [5 empty] | 0% | 0% | 0% | 1 | 52% | 0% | 0% | 2 | 39% | 0% | 0% | 1 | 37% | 0% | 0% | 1 | 63% | 0% | 0% | 2 | 74% | 0% | 0% | 3 | 0% | 0% | 0% | 1 | 0% | 0% | 1 |  |  |  |  | 0% | [5 empty] | 0% | 0% | 0% | 1 | 45% | 0% | 0% | 1 | 32% | 0% | 0% | 1 | 30% | 0% | 0% | 1 | 53% | 0% | 0% | 2 | 77% | 0% | 0% | 3 | 0% | 0% | 0% | 1 | 0% | 0% | 1 |  |  |  |  | 0% | [5 empty] | 0% | 0% | 0% | 1 | 43% | 0% | 0% | 1 | 27% | 0% | 0% | 1 | 26% | 0% | 0% | 1 | 51% | 0% | 0% | 2 | 77% | 0% | 0% | 3 | 0% | 0% | 0% | 1
410 | Placerville | 0 | 0 | 0 | 0% | 0% | 1 |  |  |  |  | 0% | [5 empty] | 0% | 0% | 0% | 1 | 0% | 0% | 0% | 1 | 0% | 0% | 0% | 1 | 0% | 0% | 0% | 1 | 0% | 0% | 0% | 1 | 0% | 0% | 0% | 1 | 0% | 0% | 0% | 1 | 0% | 0% | 1 |  |  |  |  | 0% | [5 empty] | 0% | 0% | 0% | 1 | 0% | 0% | 0% | 1 | 0% | 0% | 0% | 1 | 0% | 0% | 0% | 1 | 0% | 0% | 0% | 1 | 0% | 0% | 0% | 1 | 0% | 0% | 0% | 1 | 0% | 0% | 1 |  |  |  |  | 0% | [5 empty] | 0% | 0% | 0% | 1 | 0% | 0% | 0% | 1 | 0% | 0% | 0% | 1 | 0% | 0% | 0% | 1 | 0% | 0% | 0% | 1 | 0% | 0% | 0% | 1 | 0% | 0% | 0% | 1 | 0% | 0% | 1 |  |  |  |  | 0% | [5 empty] | 82% | 0% | 82% | 5 | 1% | 0% | 0% | 1 | 9% | 0% | 0% | 1 | 0% | 0% | 0% | 1 | 10% | 0% | 0% | 1 | 72% | 0% | 0% | 3 | 4% | 0% | 0% | 1
411 | Inyokern | 0 | 0 | 0 | 0% | 0% | 1 |  |  |  |  | 0% | [5 empty] | 0% | 0% | 0% | 1 | 58% | 0% | 0% | 2 | 25% | 0% | 0% | 1 | 10% | 0% | 0% | 1 | 63% | 0% | 0% | 2 | 46% | 0% | 0% | 1 | 0% | 0% | 0% | 1 | 0% | 0% | 1 |  |  |  |  | 0% | [5 empty] | 1% | 0% | 1% | 1 | 60% | 0% | 0% | 2 | 23% | 0% | 0% | 1 | 10% | 0% | 0% | 1 | 65% | 0% | 0% | 2 | 43% | 0% | 0% | 1 | 0% | 0% | 0% | 1 | 0% | 0% | 1 |  |  |  |  | 0% | [5 empty] | 1% | 0% | 1% | 1 | 64% | 0% | 0% | 2 | 25% | 0% | 0% | 1 | 10% | 0% | 0% | 1 | 69% | 0% | 0% | 2 | 43% | 0% | 0% | 1 | 0% | 0% | 0% | 1 | 0% | 0% | 1 |  |  |  |  | 0% | [5 empty] | 3% | 1% | 4% | 2 | 20% | 0% | 0% | 1 | 26% | 0% | 0% | 1 | 12% | 0% | 0% | 1 | 42% | 0% | 0% | 1 | 57% | 0% | 0% | 2 | 1% | 0% | 0% | 1
412 | Mandalay | 0 | 0 | 0 | 0% | 0% | 1 |  |  |  |  | 0% | [5 empty] | 0% | 0% | 0% | 1 | 5% | 0% | 0% | 1 | 18% | 0% | 0% | 1 | 50% | 0% | 0% | 2 | 50% | 0% | 0% | 2 | 0% | 0% | 0% | 1 | 5% | 0% | 0% | 1 | 0% | 0% | 1 |  |  |  |  | 0% | [5 empty] | 0% | 0% | 0% | 1 | 13% | 0% | 0% | 1 | 58% | 0% | 0% | 2 | 72% | 0% | 0% | 3 | 72% | 0% | 0% | 3 | 0% | 0% | 0% | 1 | 18% | 0% | 0% | 1 | 0% | 0% | 1 |  |  |  |  | 0% | [5 empty] | 0% | 0% | 0% | 1 | 39% | 0% | 0% | 1 | 37% | 0% | 0% | 1 | 46% | 0% | 0% | 1 | 76% | 0% | 0% | 3 | 4% | 0% | 0% | 1 | 11% | 0% | 0% | 1 | 0% | 0% | 1 |  |  |  |  | 0% | [5 empty] | 51% | 9% | 60% | 3 | 48% | 0% | 0% | 1 | 11% | 0% | 0% | 1 | 20% | 0% | 0% | 1 | 60% | 0% | 0% | 2 | 52% | 0% | 0% | 2 | 5% | 0% | 0% | 1
413 | Creelman | 0 | 0 | 0 | 0% | 0% | 1 |  |  |  |  | 0% | [5 empty] | 0% | 0% | 0% | 1 | 0% | 0% | 0% | 1 | 0% | 0% | 0% | 1 | 0% | 0% | 0% | 1 | 0% | 0% | 0% | 1 | 0% | 0% | 0% | 1 | 0% | 0% | 0% | 1 | 0% | 0% | 1 |  |  |  |  | 0% | [5 empty] | 2% | 98% | 100% | 5 | 100% | 0% | 0% | 5 | 21% | 0% | 0% | 1 | 81% | 0% | 0% | 3 | 100% | 0% | 0% | 5 | 78% | 0% | 0% | 3 | 0% | 0% | 0% | 1 | 0% | 0% | 1 |  |  |  |  | 0% | [5 empty] | 5% | 94% | 99% | 5 | 91% | 0% | 0% | 4 | 62% | 0% | 0% | 2 | 75% | 0% | 0% | 3 | 100% | 0% | 0% | 5 | 31% | 0% | 0% | 1 | 36% | 0% | 0% | 1 | 0% | 0% | 1 |  |  |  |  | 0% | [5 empty] | 13% | 83% | 96% | 5 | 24% | 0% | 0% | 1 | 26% | 0% | 0% | 1 | 52% | 0% | 0% | 2 | 58% | 0% | 0% | 2 | 54% | 0% | 0% | 2 | 6% | 0% | 0% | 1
414 | Harborgen | 0 | 0 | 0 | 0% | 0% | 1 |  |  |  |  | 0% | [5 empty] | 0% | 0% | 0% | 1 | 0% | 0% | 0% | 1 | 11% | 0% | 0% | 1 | 52% | 0% | 0% | 2 | 52% | 0% | 0% | 2 | 0% | 0% | 0% | 1 | 1% | 0% | 0% | 1 | 0% | 0% | 1 |  |  |  |  | 0% | [5 empty] | 0% | 0% | 0% | 1 | 0% | 0% | 0% | 1 | 14% | 0% | 0% | 1 | 54% | 0% | 0% | 2 | 54% | 0% | 0% | 2 | 0% | 0% | 0% | 1 | 1% | 0% | 0% | 1 | 0% | 0% | 1 |  |  |  |  | 0% | [5 empty] | 0% | 0% | 0% | 1 | 0% | 0% | 0% | 1 | 22% | 0% | 0% | 1 | 59% | 0% | 0% | 2 | 59% | 0% | 0% | 2 | 0% | 0% | 0% | 1 | 2% | 0% | 0% | 1 | 0% | 0% | 1 |  |  |  |  | 0% | [5 empty] | 0% | 0% | 0% | 1 | 1% | 0% | 0% | 1 | 20% | 0% | 0% | 1 | 62% | 0% | 0% | 2 | 63% | 0% | 0% | 2 | 0% | 0% | 0% | 1 | 2% | 0% | 0% | 1
415 | Capistrano | 0 | 0 | 0 | 0% | 0% | 1 |  |  |  |  | 0% | [5 empty] | 0% | 0% | 0% | 1 | 0% | 0% | 0% | 1 | 29% | 0% | 0% | 1 | 50% | 0% | 0% | 2 | 50% | 0% | 0% | 2 | 0% | 0% | 0% | 1 | 0% | 0% | 0% | 1 | 0% | 0% | 1 |  |  |  |  | 0% | [5 empty] | 0% | 0% | 0% | 1 | 5% | 0% | 0% | 1 | 19% | 0% | 0% | 1 | 54% | 0% | 0% | 2 | 59% | 0% | 0% | 2 | 0% | 0% | 0% | 1 | 1% | 0% | 0% | 1 | 0% | 0% | 1 |  |  |  |  | 0% | [5 empty] | 1% | 0% | 1% | 1 | 3% | 0% | 0% | 1 | 25% | 0% | 0% | 1 | 75% | 0% | 0% | 3 | 78% | 0% | 0% | 3 | 0% | 0% | 0% | 1 | 7% | 0% | 0% | 1 | 0% | 0% | 1 |  |  |  |  | 0% | [5 empty] | 0% | 0% | 0% | 1 | 7% | 0% | 0% | 1 | 51% | 0% | 0% | 2 | 80% | 0% | 0% | 3 | 82% | 0% | 0% | 3 | 0% | 0% | 0% | 1 | 10% | 0% | 0% | 1
416 | Red Bluff | 0 | 0 | 0 | 0% | 0% | 1 |  |  |  |  | 0% | [5 empty] | 0% | 0% | 0% | 1 | 38% | 0% | 0% | 1 | 0% | 0% | 0% | 1 | 0% | 0% | 0% | 1 | 38% | 0% | 0% | 1 | 48% | 0% | 0% | 1 | 1% | 0% | 0% | 1 | 0% | 0% | 1 |  |  |  |  | 0% | [5 empty] | 0% | 0% | 0% | 1 | 46% | 0% | 0% | 1 | 11% | 0% | 0% | 1 | 11% | 0% | 0% | 1 | 47% | 0% | 0% | 1 | 51% | 0% | 0% | 2 | 1% | 0% | 0% | 1 | 0% | 0% | 1 |  |  |  |  | 0% | [5 empty] | 0% | 0% | 0% | 1 | 39% | 0% | 0% | 1 | 25% | 0% | 0% | 1 | 15% | 0% | 0% | 1 | 52% | 0% | 0% | 2 | 54% | 0% | 0% | 2 | 1% | 0% | 0% | 1 | 0% | 0% | 1 |  |  |  |  | 0% | [5 empty] | 0% | 0% | 0% | 1 | 50% | 0% | 0% | 2 | 32% | 0% | 0% | 1 | 26% | 0% | 0% | 1 | 61% | 0% | 0% | 2 | 68% | 0% | 0% | 2 | 1% | 0% | 0% | 1
417 | Scripps | 0 | 0 | 0 | 0% | 0% | 1 |  |  |  |  | 0% | [5 empty] | 0% | 0% | 0% | 1 | 0% | 0% | 0% | 1 | 65% | 0% | 0% | 2 | 97% | 0% | 0% | 5 | 97% | 0% | 0% | 5 | 0% | 0% | 0% | 1 | 0% | 0% | 0% | 1 | 0% | 0% | 1 |  |  |  |  | 0% | [5 empty] | 0% | 0% | 0% | 1 | 0% | 0% | 0% | 1 | 11% | 0% | 0% | 1 | 37% | 0% | 0% | 1 | 37% | 0% | 0% | 1 | 0% | 0% | 0% | 1 | 1% | 0% | 0% | 1 | 0% | 0% | 1 |  |  |  |  | 0% | [5 empty] | 0% | 0% | 0% | 1 | 3% | 0% | 0% | 1 | 22% | 0% | 0% | 1 | 55% | 0% | 0% | 2 | 56% | 0% | 0% | 2 | 0% | 0% | 0% | 1 | 5% | 0% | 0% | 1 | 0% | 0% | 1 |  |  |  |  | 0% | [5 empty] | 0% | 0% | 0% | 1 | 9% | 0% | 0% | 1 | 44% | 0% | 0% | 1 | 68% | 0% | 0% | 2 | 69% | 0% | 0% | 2 | 0% | 0% | 0% | 1 | 9% | 0% | 0% | 1
418 | Johanna | 0 | 0 | 0 | 0% | 0% | 1 |  |  |  |  | 0% | [5 empty] | 0% | 0% | 0% | 1 | 4% | 0% | 0% | 1 | 22% | 0% | 0% | 1 | 86% | 0% | 0% | 3 | 90% | 0% | 0% | 4 | 0% | 0% | 0% | 1 | 11% | 0% | 0% | 1 | 0% | 0% | 1 |  |  |  |  | 0% | [5 empty] | 0% | 0% | 0% | 1 | 2% | 0% | 0% | 1 | 43% | 0% | 0% | 1 | 87% | 0% | 0% | 3 | 90% | 0% | 0% | 4 | 0% | 0% | 0% | 1 | 8% | 0% | 0% | 1 | 0% | 0% | 1 |  |  |  |  | 0% | [5 empty] | 0% | 0% | 0% | 1 | 2% | 0% | 0% | 1 | 33% | 0% | 0% | 1 | 69% | 0% | 0% | 2 | 71% | 0% | 0% | 3 | 0% | 0% | 0% | 1 | 5% | 0% | 0% | 1 | 0% | 0% | 1 |  |  |  |  | 0% | [5 empty] | 0% | 0% | 0% | 1 | 1% | 0% | 0% | 1 | 17% | 0% | 0% | 1 | 61% | 0% | 0% | 2 | 61% | 0% | 0% | 2 | 0% | 0% | 0% | 1 | 3% | 0% | 0% | 1
419 | Cottle | 0 | 0 | 0 | 0% | 0% | 1 |  |  |  |  | 0% | [5 empty] | 0% | 0% | 0% | 1 | 0% | 0% | 0% | 1 | 0% | 0% | 0% | 1 | 0% | 0% | 0% | 1 | 0% | 0% | 0% | 1 | 0% | 0% | 0% | 1 | 0% | 0% | 0% | 1 | 0% | 0% | 1 |  |  |  |  | 0% | [5 empty] | 0% | 0% | 0% | 1 | 0% | 0% | 0% | 1 | 0% | 0% | 0% | 1 | 0% | 0% | 0% | 1 | 0% | 0% | 0% | 1 | 0% | 0% | 0% | 1 | 0% | 0% | 0% | 1 | 0% | 0% | 1 |  |  |  |  | 0% | [5 empty] | 0% | 0% | 0% | 1 | 0% | 0% | 0% | 1 | 0% | 0% | 0% | 1 | 0% | 0% | 0% | 1 | 0% | 0% | 0% | 1 | 0% | 0% | 0% | 1 | 0% | 0% | 0% | 1 | 0% | 0% | 1 |  |  |  |  | 0% | [5 empty] | 100% | 0% | 100% | 5 | 100% | 0% | 0% | 5 | 20% | 0% | 0% | 1 | 20% | 0% | 0% | 1 | 100% | 0% | 0% | 5 | 100% | 0% | 0% | 5 | 0% | 0% | 0% | 1
420 | Kingsburg | 0 | 0 | 0 | 0% | 0% | 1 |  |  |  |  | 0% | [5 empty] | 0% | 0% | 0% | 1 | 0% | 0% | 0% | 1 | 0% | 0% | 0% | 1 | 0% | 0% | 0% | 1 | 0% | 0% | 0% | 1 | 0% | 0% | 0% | 1 | 0% | 0% | 0% | 1 | 0% | 0% | 1 |  |  |  |  | 0% | [5 empty] | 0% | 0% | 0% | 1 | 0% | 0% | 0% | 1 | 0% | 0% | 0% | 1 | 0% | 0% | 0% | 1 | 0% | 0% | 0% | 1 | 0% | 0% | 0% | 1 | 0% | 0% | 0% | 1 | 0% | 0% | 1 |  |  |  |  | 0% | [5 empty] | 0% | 0% | 0% | 1 | 0% | 0% | 0% | 1 | 0% | 0% | 0% | 1 | 0% | 0% | 0% | 1 | 0% | 0% | 0% | 1 | 0% | 0% | 0% | 1 | 0% | 0% | 0% | 1 | 0% | 0% | 1 |  |  |  |  | 0% | [5 empty] | 0% | 0% | 0% | 1 | 0% | 0% | 0% | 1 | 0% | 0% | 0% | 1 | 0% | 0% | 0% | 1 | 0% | 0% | 0% | 1 | 0% | 0% | 0% | 1 | 0% | 0% | 0% | 1
421 | Panoche | 0 | 0 | 0 | 0% | 0% | 1 |  |  |  |  | 0% | [5 empty] | 0% | 0% | 0% | 1 | 0% | 0% | 0% | 1 | 0% | 0% | 0% | 1 | 0% | 0% | 0% | 1 | 0% | 0% | 0% | 1 | 0% | 0% | 0% | 1 | 0% | 0% | 0% | 1 | 0% | 0% | 1 |  |  |  |  | 0% | [5 empty] | 0% | 0% | 0% | 1 | 0% | 0% | 0% | 1 | 0% | 0% | 0% | 1 | 0% | 0% | 0% | 1 | 0% | 0% | 0% | 1 | 0% | 0% | 0% | 1 | 0% | 0% | 0% | 1 | 0% | 0% | 1 |  |  |  |  | 0% | [5 empty] | 77% | 23% | 100% | 5 | 100% | 0% | 0% | 5 | 2% | 0% | 0% | 1 | 2% | 0% | 0% | 1 | 100% | 0% | 0% | 5 | 100% | 0% | 0% | 5 | 0% | 0% | 0% | 1 | 0% | 0% | 1 |  |  |  |  | 0% | [5 empty] | 29% | 71% | 100% | 5 | 86% | 0% | 0% | 3 | 7% | 0% | 0% | 1 | 18% | 0% | 0% | 1 | 93% | 0% | 0% | 4 | 98% | 0% | 0% | 5 | 0% | 0% | 0% | 1
422 | Fulton | 0 | 0 | 0 | 0% | 0% | 1 |  |  |  |  | 0% | [5 empty] | 0% | 0% | 0% | 1 | 0% | 0% | 0% | 1 | 0% | 0% | 0% | 1 | 0% | 0% | 0% | 1 | 0% | 0% | 0% | 1 | 0% | 0% | 0% | 1 | 0% | 0% | 0% | 1 | 0% | 0% | 1 |  |  |  |  | 0% | [5 empty] | 29% | 0% | 29% | 2 | 85% | 0% | 0% | 3 | 5% | 0% | 0% | 1 | 50% | 0% | 0% | 2 | 100% | 0% | 0% | 5 | 91% | 0% | 0% | 4 | 0% | 0% | 0% | 1 | 0% | 0% | 1 |  |  |  |  | 0% | [5 empty] | 29% | 0% | 29% | 2 | 90% | 0% | 0% | 4 | 44% | 0% | 0% | 1 | 67% | 0% | 0% | 2 | 97% | 0% | 0% | 5 | 67% | 0% | 0% | 2 | 3% | 0% | 0% | 1 | 0% | 0% | 1 |  |  |  |  | 0% | [5 empty] | 45% | 16% | 61% | 3 | 85% | 0% | 0% | 3 | 32% | 0% | 0% | 1 | 60% | 0% | 0% | 2 | 95% | 0% | 0% | 5 | 63% | 0% | 0% | 2 | 2% | 0% | 0% | 1
423 | Ripon | 0 | 0 | 0 | 0% | 0% | 1 |  |  |  |  | 0% | [5 empty] | 0% | 0% | 0% | 1 | 0% | 0% | 0% | 1 | 0% | 0% | 0% | 1 | 0% | 0% | 0% | 1 | 0% | 0% | 0% | 1 | 0% | 0% | 0% | 1 | 0% | 0% | 0% | 1 | 0% | 0% | 1 |  |  |  |  | 0% | [5 empty] | 0% | 0% | 0% | 1 | 0% | 0% | 0% | 1 | 0% | 0% | 0% | 1 | 0% | 0% | 0% | 1 | 0% | 0% | 0% | 1 | 0% | 0% | 0% | 1 | 0% | 0% | 0% | 1 | 0% | 0% | 1 |  |  |  |  | 0% | [5 empty] | 84% | 16% | 100% | 5 | 100% | 0% | 0% | 5 | 39% | 0% | 0% | 1 | 54% | 0% | 0% | 2 | 100% | 0% | 0% | 5 | 100% | 0% | 0% | 5 | 0% | 0% | 0% | 1 | 0% | 0% | 1 |  |  |  |  | 3% | [5 empty] | 78% | 15% | 93% | 5 | 92% | 0% | 0% | 4 | 75% | 0% | 0% | 3 | 87% | 0% | 0% | 3 | 100% | 0% | 0% | 5 | 53% | 0% | 0% | 2 | 2% | 0% | 0% | 1
424 | Shafter | 0 | 0 | 0 | 0% | 0% | 1 |  |  |  |  | 0% | [5 empty] | 0% | 0% | 0% | 1 | 0% | 0% | 0% | 1 | 0% | 0% | 0% | 1 | 0% | 0% | 0% | 1 | 0% | 0% | 0% | 1 | 0% | 0% | 0% | 1 | 0% | 0% | 0% | 1 | 0% | 0% | 1 |  |  |  |  | 0% | [5 empty] | 0% | 0% | 0% | 1 | 0% | 0% | 0% | 1 | 0% | 0% | 0% | 1 | 0% | 0% | 0% | 1 | 0% | 0% | 0% | 1 | 0% | 0% | 0% | 1 | 0% | 0% | 0% | 1 | 0% | 0% | 1 |  |  |  |  | 0% | [5 empty] | 0% | 0% | 0% | 1 | 0% | 0% | 0% | 1 | 0% | 0% | 0% | 1 | 0% | 0% | 0% | 1 | 0% | 0% | 0% | 1 | 0% | 0% | 0% | 1 | 0% | 0% | 0% | 1 | 0% | 0% | 1 |  |  |  |  | 0% | [5 empty] | 0% | 0% | 0% | 1 | 0% | 0% | 0% | 1 | 0% | 0% | 0% | 1 | 0% | 0% | 0% | 1 | 0% | 0% | 0% | 1 | 0% | 0% | 0% | 1 | 0% | 0% | 0% | 1
425 | San Luis Rey | 0 | 0 | 0 | 0% | 0% | 1 |  |  |  |  | 0% | [5 empty] | 0% | 0% | 0% | 1 | 18% | 0% | 0% | 1 | 80% | 0% | 0% | 3 | 80% | 0% | 0% | 3 | 80% | 0% | 0% | 3 | 0% | 0% | 0% | 1 | 16% | 0% | 0% | 1 | 0% | 0% | 1 |  |  |  |  | 0% | [5 empty] | 1% | 0% | 1% | 1 | 16% | 0% | 0% | 1 | 77% | 0% | 0% | 3 | 81% | 0% | 0% | 3 | 81% | 0% | 0% | 3 | 0% | 0% | 0% | 1 | 16% | 0% | 0% | 1 | 0% | 0% | 1 |  |  |  |  | 0% | [5 empty] | 1% | 0% | 1% | 1 | 14% | 0% | 0% | 1 | 77% | 0% | 0% | 3 | 80% | 0% | 0% | 3 | 80% | 0% | 0% | 3 | 0% | 0% | 0% | 1 | 14% | 0% | 0% | 1 | 0% | 0% | 1 |  |  |  |  | 0% | [5 empty] | 1% | 0% | 1% | 1 | 10% | 0% | 0% | 1 | 57% | 0% | 0% | 2 | 69% | 0% | 0% | 2 | 69% | 0% | 0% | 2 | 0% | 0% | 0% | 1 | 9% | 0% | 0% | 1
426 | Woodward | 0 | 0 | 0 | 0% | 0% | 1 |  |  |  |  | 0% | [5 empty] | 0% | 0% | 0% | 1 | 0% | 0% | 0% | 1 | 0% | 0% | 0% | 1 | 0% | 0% | 0% | 1 | 0% | 0% | 0% | 1 | 0% | 0% | 0% | 1 | 0% | 0% | 0% | 1 | 0% | 0% | 1 |  |  |  |  | 0% | [5 empty] | 0% | 0% | 0% | 1 | 0% | 0% | 0% | 1 | 0% | 0% | 0% | 1 | 0% | 0% | 0% | 1 | 0% | 0% | 0% | 1 | 0% | 0% | 0% | 1 | 0% | 0% | 0% | 1 | 0% | 0% | 1 |  |  |  |  | 0% | [5 empty] | 0% | 0% | 0% | 1 | 0% | 0% | 0% | 1 | 0% | 0% | 0% | 1 | 0% | 0% | 0% | 1 | 0% | 0% | 0% | 1 | 0% | 0% | 0% | 1 | 0% | 0% | 0% | 1 | 0% | 0% | 1 |  |  |  |  | 0% | [5 empty] | 0% | 0% | 0% | 1 | 0% | 0% | 0% | 1 | 0% | 0% | 0% | 1 | 0% | 0% | 0% | 1 | 0% | 0% | 0% | 1 | 0% | 0% | 0% | 1 | 0% | 0% | 0% | 1
427 | Helm | 0 | 0 | 0 | 0% | 0% | 1 |  |  |  |  | 0% | [5 empty] | 0% | 0% | 0% | 1 | 0% | 0% | 0% | 1 | 0% | 0% | 0% | 1 | 0% | 0% | 0% | 1 | 0% | 0% | 0% | 1 | 0% | 0% | 0% | 1 | 0% | 0% | 0% | 1 | 0% | 0% | 1 |  |  |  |  | 0% | [5 empty] | 0% | 0% | 0% | 1 | 0% | 0% | 0% | 1 | 0% | 0% | 0% | 1 | 0% | 0% | 0% | 1 | 0% | 0% | 0% | 1 | 0% | 0% | 0% | 1 | 0% | 0% | 0% | 1 | 0% | 0% | 1 |  |  |  |  | 0% | [5 empty] | 0% | 0% | 0% | 1 | 0% | 0% | 0% | 1 | 0% | 0% | 0% | 1 | 0% | 0% | 0% | 1 | 0% | 0% | 0% | 1 | 0% | 0% | 0% | 1 | 0% | 0% | 0% | 1 | 0% | 0% | 1 |  |  |  |  | 0% | [5 empty] | 65% | 29% | 94% | 5 | 100% | 0% | 0% | 5 | 0% | 0% | 0% | 1 | 10% | 0% | 0% | 1 | 100% | 0% | 0% | 5 | 73% | 0% | 0% | 3 | 0% | 0% | 0% | 1
428 | FMC | 0 | 0 | 0 | 0% | 0% | 1 |  |  |  |  | 0% | [5 empty] | 0% | 0% | 0% | 1 | 0% | 0% | 0% | 1 | 0% | 0% | 0% | 1 | 0% | 0% | 0% | 1 | 0% | 0% | 0% | 1 | 0% | 0% | 0% | 1 | 100% | 0% | 0% | 5 | 0% | 0% | 1 |  |  |  |  | 0% | [5 empty] | 86% | 0% | 86% | 5 | 85% | 0% | 0% | 3 | 66% | 0% | 0% | 2 | 70% | 0% | 0% | 3 | 89% | 0% | 0% | 3 | 83% | 0% | 0% | 3 | 8% | 0% | 0% | 1 | 0% | 0% | 1 |  |  |  |  | 0% | [5 empty] | 83% | 12% | 95% | 5 | 85% | 0% | 0% | 3 | 31% | 0% | 0% | 1 | 32% | 0% | 0% | 1 | 87% | 0% | 0% | 3 | 92% | 0% | 0% | 4 | 4% | 0% | 0% | 1 | 0% | 0% | 1 |  |  |  |  | 0% | [5 empty] | 69% | 27% | 96% | 5 | 93% | 0% | 0% | 4 | 60% | 0% | 0% | 2 | 68% | 0% | 0% | 2 | 96% | 0% | 0% | 5 | 75% | 0% | 0% | 3 | 2% | 0% | 0% | 1
429 | Mohave | 0 | 0 | 0 | 0% | 0% | 1 |  |  |  |  | 0% | [5 empty] | 0% | 0% | 0% | 1 | 0% | 0% | 0% | 1 | 0% | 0% | 0% | 1 | 0% | 0% | 0% | 1 | 0% | 0% | 0% | 1 | 0% | 0% | 0% | 1 | 0% | 0% | 0% | 1 | 0% | 0% | 1 |  |  |  |  | 0% | [5 empty] | 0% | 0% | 0% | 1 | 0% | 0% | 0% | 1 | 0% | 0% | 0% | 1 | 0% | 0% | 0% | 1 | 0% | 0% | 0% | 1 | 0% | 0% | 0% | 1 | 0% | 0% | 0% | 1 | 0% | 0% | 1 |  |  |  |  | 0% | [5 empty] | 0% | 0% | 0% | 1 | 7% | 0% | 0% | 1 | 2% | 0% | 0% | 1 | 0% | 0% | 0% | 1 | 7% | 0% | 0% | 1 | 7% | 0% | 0% | 1 | 0% | 0% | 0% | 1 | 0% | 0% | 1 |  |  |  |  | 0% | [5 empty] | 0% | 0% | 0% | 1 | 8% | 0% | 0% | 1 | 15% | 0% | 0% | 1 | 13% | 0% | 0% | 1 | 25% | 0% | 0% | 1 | 27% | 0% | 0% | 1 | 0% | 0% | 0% | 1
430 | Wakefield | 0 | 0 | 0 | 0% | 0% | 1 |  |  |  |  | 0% | [5 empty] | 100% | 0% | 100% | 5 | 100% | 0% | 0% | 5 | 0% | 0% | 0% | 1 | 0% | 0% | 0% | 1 | 100% | 0% | 0% | 5 | 100% | 0% | 0% | 5 | 0% | 0% | 0% | 1 | 0% | 0% | 1 |  |  |  |  | 0% | [5 empty] | 80% | 0% | 80% | 5 | 76% | 0% | 0% | 3 | 0% | 0% | 0% | 1 | 20% | 0% | 0% | 1 | 96% | 0% | 0% | 5 | 43% | 0% | 0% | 1 | 0% | 0% | 0% | 1 | 0% | 0% | 1 |  |  |  |  | 0% | [5 empty] | 75% | 2% | 77% | 5 | 52% | 0% | 0% | 2 | 10% | 0% | 0% | 1 | 13% | 0% | 0% | 1 | 63% | 0% | 0% | 2 | 33% | 0% | 0% | 1 | 6% | 0% | 0% | 1 | 0% | 0% | 1 |  |  |  |  | 0% | [5 empty] | 25% | 70% | 95% | 5 | 86% | 0% | 0% | 3 | 7% | 0% | 0% | 1 | 8% | 0% | 0% | 1 | 88% | 0% | 0% | 3 | 62% | 0% | 0% | 2 | 2% | 0% | 0% | 1
431 | Kern PP | 0 | 0 | 0 | 0% | 0% | 1 |  |  |  |  | 0% | [5 empty] | 0% | 0% | 0% | 1 | 0% | 0% | 0% | 1 | 0% | 0% | 0% | 1 | 0% | 0% | 0% | 1 | 0% | 0% | 0% | 1 | 0% | 0% | 0% | 1 | 0% | 0% | 0% | 1 | 0% | 0% | 1 |  |  |  |  | 0% | [5 empty] | 0% | 0% | 0% | 1 | 0% | 0% | 0% | 1 | 0% | 0% | 0% | 1 | 0% | 0% | 0% | 1 | 0% | 0% | 0% | 1 | 0% | 0% | 0% | 1 | 0% | 0% | 0% | 1 | 0% | 0% | 1 |  |  |  |  | 0% | [5 empty] | 0% | 0% | 0% | 1 | 0% | 0% | 0% | 1 | 0% | 0% | 0% | 1 | 0% | 0% | 0% | 1 | 0% | 0% | 0% | 1 | 0% | 0% | 0% | 1 | 0% | 0% | 0% | 1 | 0% | 0% | 1 |  |  |  |  | 0% | [5 empty] | 12% | 88% | 100% | 5 | 53% | 0% | 0% | 2 | 45% | 0% | 0% | 1 | 56% | 0% | 0% | 2 | 92% | 0% | 0% | 4 | 89% | 0% | 0% | 3 | 0% | 0% | 0% | 1
432 | Diablo Canyon | 0 | 0 | 0 | 0% | 0% | 1 |  |  |  |  | 0% | [5 empty] | 63% | 0% | 63% | 3 | 0% | 0% | 0% | 1 | 2% | 0% | 0% | 1 | 59% | 0% | 0% | 2 | 59% | 0% | 0% | 2 | 58% | 0% | 0% | 2 | 2% | 0% | 0% | 1 | 0% | 0% | 1 |  |  |  |  | 0% | [5 empty] | 63% | 6% | 69% | 3 | 16% | 0% | 0% | 1 | 4% | 0% | 0% | 1 | 59% | 0% | 0% | 2 | 63% | 0% | 0% | 2 | 63% | 0% | 0% | 2 | 3% | 0% | 0% | 1 | 0% | 0% | 1 |  |  |  |  | 0% | [5 empty] | 83% | 4% | 87% | 5 | 52% | 0% | 0% | 2 | 12% | 0% | 0% | 1 | 40% | 0% | 0% | 1 | 72% | 0% | 0% | 3 | 72% | 0% | 0% | 3 | 3% | 0% | 0% | 1 | 0% | 0% | 1 |  |  |  |  | 0% | [5 empty] | 72% | 17% | 89% | 5 | 47% | 0% | 0% | 1 | 11% | 0% | 0% | 1 | 34% | 0% | 0% | 1 | 64% | 0% | 0% | 2 | 66% | 0% | 0% | 2 | 2% | 0% | 0% | 1
433 | Reedley | 0 | 0 | 0 | 0% | 0% | 1 |  |  |  |  | 0% | [5 empty] | 0% | 0% | 0% | 1 | 0% | 0% | 0% | 1 | 0% | 0% | 0% | 1 | 0% | 0% | 0% | 1 | 0% | 0% | 0% | 1 | 0% | 0% | 0% | 1 | 0% | 0% | 0% | 1 | 0% | 0% | 1 |  |  |  |  | 0% | [5 empty] | 0% | 0% | 0% | 1 | 0% | 0% | 0% | 1 | 0% | 0% | 0% | 1 | 0% | 0% | 0% | 1 | 0% | 0% | 0% | 1 | 0% | 0% | 0% | 1 | 0% | 0% | 0% | 1 | 0% | 0% | 1 |  |  |  |  | 0% | [5 empty] | 0% | 0% | 0% | 1 | 0% | 0% | 0% | 1 | 0% | 0% | 0% | 1 | 0% | 0% | 0% | 1 | 0% | 0% | 0% | 1 | 0% | 0% | 0% | 1 | 0% | 0% | 0% | 1 | 0% | 0% | 1 |  |  |  |  | 0% | [5 empty] | 0% | 0% | 0% | 1 | 0% | 0% | 0% | 1 | 0% | 0% | 0% | 1 | 0% | 0% | 0% | 1 | 0% | 0% | 0% | 1 | 0% | 0% | 0% | 1 | 0% | 0% | 0% | 1
434 | Oakland J | 0 | 0 | 10 | 0% | 0% | 1 |  |  |  |  | 0% | [5 empty] | 0% | 0% | 0% | 1 | 0% | 0% | 0% | 1 | 13% | 0% | 0% | 1 | 26% | 0% | 0% | 1 | 26% | 0% | 0% | 1 | 0% | 0% | 0% | 1 | 8% | 0% | 0% | 1 | 0% | 0% | 1 |  |  |  |  | 0% | [5 empty] | 33% | 0% | 33% | 2 | 6% | 0% | 0% | 1 | 40% | 0% | 0% | 1 | 47% | 0% | 0% | 1 | 51% | 0% | 0% | 2 | 8% | 0% | 0% | 1 | 6% | 0% | 0% | 1 | 0% | 0% | 1 |  |  |  |  | 0% | [5 empty] | 49% | 0% | 49% | 2 | 7% | 0% | 0% | 1 | 39% | 0% | 0% | 1 | 60% | 0% | 0% | 2 | 62% | 0% | 0% | 2 | 18% | 0% | 0% | 1 | 5% | 0% | 0% | 1 | 0% | 0% | 1 |  |  |  |  | 0% | [5 empty] | 43% | 0% | 43% | 2 | 54% | 0% | 0% | 2 | 64% | 0% | 0% | 2 | 51% | 0% | 0% | 2 | 84% | 0% | 0% | 3 | 25% | 0% | 0% | 1 | 35% | 0% | 0% | 1
435 | Sandy | 0 | 0 | 0 | 0% | 0% | 1 |  |  |  |  | 0% | [5 empty] | 0% | 0% | 0% | 1 | 0% | 0% | 0% | 1 | 0% | 0% | 0% | 1 | 0% | 0% | 0% | 1 | 0% | 0% | 0% | 1 | 0% | 0% | 0% | 1 | 0% | 0% | 0% | 1 | 0% | 0% | 1 |  |  |  |  | 0% | [5 empty] | 0% | 0% | 0% | 1 | 0% | 0% | 0% | 1 | 0% | 0% | 0% | 1 | 2% | 0% | 0% | 1 | 2% | 0% | 0% | 1 | 58% | 0% | 0% | 2 | 1% | 0% | 0% | 1 | 0% | 0% | 1 |  |  |  |  | 0% | [5 empty] | 0% | 0% | 0% | 1 | 20% | 0% | 0% | 1 | 0% | 0% | 0% | 1 | 38% | 0% | 0% | 1 | 49% | 0% | 0% | 1 | 79% | 0% | 0% | 3 | 0% | 0% | 0% | 1 | 0% | 0% | 1 |  |  |  |  | 0% | [5 empty] | 4% | 0% | 4% | 1 | 14% | 0% | 0% | 1 | 5% | 0% | 0% | 1 | 34% | 0% | 0% | 1 | 41% | 0% | 0% | 1 | 69% | 0% | 0% | 2 | 1% | 0% | 0% | 1
436 | Cayetano | 0 | 0 | 0 | 0% | 0% | 1 |  |  |  |  | 0% | [5 empty] | 99% | 1% | 100% | 5 | 95% | 0% | 0% | 5 | 63% | 0% | 0% | 2 | 93% | 0% | 0% | 4 | 100% | 0% | 0% | 5 | 30% | 0% | 0% | 1 | 3% | 0% | 0% | 1 | 0% | 0% | 1 |  |  |  |  | 3% | [5 empty] | 90% | 2% | 92% | 5 | 87% | 0% | 0% | 3 | 89% | 0% | 0% | 3 | 96% | 0% | 0% | 5 | 99% | 0% | 0% | 5 | 40% | 0% | 0% | 1 | 3% | 0% | 0% | 1 | 0% | 0% | 1 |  |  |  |  | 3% | [5 empty] | 88% | 4% | 92% | 5 | 86% | 0% | 0% | 3 | 87% | 0% | 0% | 3 | 94% | 0% | 0% | 4 | 99% | 0% | 0% | 5 | 45% | 0% | 0% | 1 | 3% | 0% | 0% | 1 | 0% | 0% | 1 |  |  |  |  | 8% | [5 empty] | 52% | 5% | 57% | 3 | 57% | 0% | 0% | 2 | 70% | 0% | 0% | 3 | 68% | 0% | 0% | 2 | 83% | 0% | 0% | 3 | 30% | 0% | 0% | 1 | 16% | 0% | 0% | 1
437 | Pit 1 | 0 | 0 | 0 | 0% | 0% | 1 |  |  |  |  | 0% | [5 empty] | 0% | 0% | 0% | 1 | 25% | 0% | 0% | 1 | 25% | 0% | 0% | 1 | 25% | 0% | 0% | 1 | 25% | 0% | 0% | 1 | 100% | 0% | 0% | 5 | 0% | 0% | 0% | 1 | 0% | 0% | 1 |  |  |  |  | 0% | [5 empty] | 3% | 0% | 3% | 1 | 61% | 0% | 0% | 2 | 4% | 0% | 0% | 1 | 4% | 0% | 0% | 1 | 61% | 0% | 0% | 2 | 91% | 0% | 0% | 4 | 0% | 0% | 0% | 1 | 0% | 0% | 1 |  |  |  |  | 0% | [5 empty] | 57% | 0% | 57% | 3 | 43% | 0% | 0% | 1 | 28% | 0% | 0% | 1 | 15% | 0% | 0% | 1 | 70% | 0% | 0% | 3 | 50% | 0% | 0% | 2 | 1% | 0% | 0% | 1 | 0% | 0% | 1 |  |  |  |  | 0% | [5 empty] | 60% | 2% | 62% | 3 | 50% | 0% | 0% | 2 | 13% | 0% | 0% | 1 | 11% | 0% | 0% | 1 | 64% | 0% | 0% | 2 | 54% | 0% | 0% | 2 | 1% | 0% | 0% | 1
438 | Metcalf | 0 | 0 | 0 | 0% | 0% | 1 |  |  |  |  | 0% | [5 empty] | 79% | 21% | 100% | 5 | 93% | 0% | 0% | 4 | 12% | 0% | 0% | 1 | 12% | 0% | 0% | 1 | 100% | 0% | 0% | 5 | 74% | 0% | 0% | 3 | 1% | 0% | 0% | 1 | 0% | 0% | 1 |  |  |  |  | 0% | [5 empty] | 80% | 20% | 100% | 5 | 73% | 0% | 0% | 3 | 42% | 0% | 0% | 1 | 43% | 0% | 0% | 1 | 82% | 0% | 0% | 3 | 95% | 0% | 0% | 5 | 1% | 0% | 0% | 1 | 0% | 0% | 1 |  |  |  |  | 0% | [5 empty] | 70% | 29% | 99% | 5 | 86% | 0% | 0% | 3 | 33% | 0% | 0% | 1 | 33% | 0% | 0% | 1 | 91% | 0% | 0% | 4 | 96% | 0% | 0% | 5 | 1% | 0% | 0% | 1 | 0% | 0% | 1 |  |  |  |  | 0% | [5 empty] | 43% | 54% | 97% | 5 | 91% | 0% | 0% | 4 | 35% | 0% | 0% | 1 | 45% | 0% | 0% | 1 | 96% | 0% | 0% | 5 | 93% | 0% | 0% | 4 | 1% | 0% | 0% | 1
439 | Delaney | 0 | 0 | 0 | 0% | 0% | 1 |  |  |  |  | 0% | [5 empty] | 0% | 0% | 0% | 1 | 0% | 0% | 0% | 1 | 0% | 0% | 0% | 1 | 0% | 0% | 0% | 1 | 0% | 0% | 0% | 1 | 0% | 0% | 0% | 1 | 0% | 0% | 0% | 1 | 0% | 0% | 1 |  |  |  |  | 0% | [5 empty] | 0% | 0% | 0% | 1 | 0% | 0% | 0% | 1 | 0% | 0% | 0% | 1 | 0% | 0% | 0% | 1 | 0% | 0% | 0% | 1 | 0% | 0% | 0% | 1 | 0% | 0% | 0% | 1 | 0% | 0% | 1 |  |  |  |  | 0% | [5 empty] | 0% | 0% | 0% | 1 | 0% | 0% | 0% | 1 | 0% | 0% | 0% | 1 | 0% | 0% | 0% | 1 | 0% | 0% | 0% | 1 | 0% | 0% | 0% | 1 | 0% | 0% | 0% | 1 | 0% | 0% | 1 |  |  |  |  | 0% | [5 empty] | 0% | 0% | 0% | 1 | 0% | 0% | 0% | 1 | 0% | 0% | 0% | 1 | 0% | 0% | 0% | 1 | 0% | 0% | 0% | 1 | 0% | 0% | 0% | 1 | 0% | 0% | 0% | 1
440 | Oakland L | 0 | 0 | 0 | 0% | 0% | 1 |  |  |  |  | 0% | [5 empty] | 0% | 0% | 0% | 1 | 4% | 0% | 0% | 1 | 16% | 0% | 0% | 1 | 27% | 0% | 0% | 1 | 27% | 0% | 0% | 1 | 0% | 0% | 0% | 1 | 6% | 0% | 0% | 1 | 0% | 0% | 1 |  |  |  |  | 0% | [5 empty] | 54% | 0% | 54% | 3 | 2% | 0% | 0% | 1 | 48% | 0% | 0% | 1 | 71% | 0% | 0% | 3 | 73% | 0% | 0% | 3 | 19% | 0% | 0% | 1 | 5% | 0% | 0% | 1 | 0% | 0% | 1 |  |  |  |  | 0% | [5 empty] | 39% | 0% | 39% | 2 | 4% | 0% | 0% | 1 | 32% | 0% | 0% | 1 | 59% | 0% | 0% | 2 | 61% | 0% | 0% | 2 | 13% | 0% | 0% | 1 | 6% | 0% | 0% | 1 | 0% | 0% | 1 |  |  |  |  | 0% | [5 empty] | 47% | 0% | 47% | 2 | 57% | 0% | 0% | 2 | 57% | 0% | 0% | 2 | 47% | 0% | 0% | 1 | 85% | 0% | 0% | 3 | 28% | 0% | 0% | 1 | 33% | 0% | 0% | 1
441 | Lemoore | 0 | 0 | 0 | 0% | 0% | 1 |  |  |  |  | 0% | [5 empty] | 0% | 0% | 0% | 1 | 0% | 0% | 0% | 1 | 0% | 0% | 0% | 1 | 0% | 0% | 0% | 1 | 0% | 0% | 0% | 1 | 0% | 0% | 0% | 1 | 0% | 0% | 0% | 1 | 0% | 0% | 1 |  |  |  |  | 0% | [5 empty] | 0% | 0% | 0% | 1 | 0% | 0% | 0% | 1 | 0% | 0% | 0% | 1 | 0% | 0% | 0% | 1 | 0% | 0% | 0% | 1 | 0% | 0% | 0% | 1 | 0% | 0% | 0% | 1 | 0% | 0% | 1 |  |  |  |  | 0% | [5 empty] | 0% | 0% | 0% | 1 | 0% | 0% | 0% | 1 | 0% | 0% | 0% | 1 | 0% | 0% | 0% | 1 | 0% | 0% | 0% | 1 | 0% | 0% | 0% | 1 | 0% | 0% | 0% | 1 | 0% | 0% | 1 |  |  |  |  | 0% | [5 empty] | 79% | 0% | 79% | 5 | 100% | 0% | 0% | 5 | 0% | 0% | 0% | 1 | 43% | 0% | 0% | 1 | 100% | 0% | 0% | 5 | 51% | 0% | 0% | 2 | 0% | 0% | 0% | 1
442 | Tesla | 0 | 0 | 15 | 0% | 0% | 1 |  |  |  |  | 4% | [5 empty] | 87% | 3% | 90% | 5 | 90% | 0% | 0% | 4 | 88% | 0% | 0% | 3 | 96% | 0% | 0% | 5 | 100% | 0% | 0% | 5 | 42% | 0% | 0% | 1 | 3% | 0% | 0% | 1 | 0% | 0% | 1 |  |  |  |  | 3% | [5 empty] | 86% | 5% | 91% | 5 | 90% | 0% | 0% | 4 | 84% | 0% | 0% | 3 | 93% | 0% | 0% | 4 | 100% | 0% | 0% | 5 | 44% | 0% | 0% | 1 | 3% | 0% | 0% | 1 | 0% | 0% | 1 |  |  |  |  | 3% | [5 empty] | 83% | 10% | 93% | 5 | 89% | 0% | 0% | 3 | 79% | 0% | 0% | 3 | 87% | 0% | 0% | 3 | 99% | 0% | 0% | 5 | 50% | 0% | 0% | 2 | 2% | 0% | 0% | 1 | 0% | 0% | 1 |  |  |  |  | 6% | [5 empty] | 57% | 10% | 67% | 3 | 64% | 0% | 0% | 2 | 71% | 0% | 0% | 3 | 75% | 0% | 0% | 3 | 88% | 0% | 0% | 3 | 39% | 0% | 0% | 1 | 8% | 0% | 0% | 1
443 | Camanche | 0 | 0 | 0 | 0% | 0% | 1 |  |  |  |  | 0% | [5 empty] | 0% | 0% | 0% | 1 | 0% | 0% | 0% | 1 | 0% | 0% | 0% | 1 | 0% | 0% | 0% | 1 | 0% | 0% | 0% | 1 | 0% | 0% | 0% | 1 | 0% | 0% | 0% | 1 | 0% | 0% | 1 |  |  |  |  | 0% | [5 empty] | 0% | 0% | 0% | 1 | 0% | 0% | 0% | 1 | 0% | 0% | 0% | 1 | 0% | 0% | 0% | 1 | 0% | 0% | 0% | 1 | 0% | 0% | 0% | 1 | 0% | 0% | 0% | 1 | 0% | 0% | 1 |  |  |  |  | 0% | [5 empty] | 0% | 0% | 0% | 1 | 0% | 0% | 0% | 1 | 0% | 0% | 0% | 1 | 0% | 0% | 0% | 1 | 0% | 0% | 0% | 1 | 0% | 0% | 0% | 1 | 0% | 0% | 0% | 1 | 0% | 0% | 1 |  |  |  |  | 0% | [5 empty] | 0% | 0% | 0% | 1 | 0% | 0% | 0% | 1 | 0% | 0% | 0% | 1 | 0% | 0% | 0% | 1 | 0% | 0% | 0% | 1 | 0% | 0% | 0% | 1 | 0% | 0% | 0% | 1
444 | Solar | 0 | 0 | 0 | 0% | 0% | 1 |  |  |  |  | 0% | [5 empty] | 63% | 0% | 63% | 3 | 83% | 0% | 0% | 3 | 0% | 0% | 0% | 1 | 17% | 0% | 0% | 1 | 83% | 0% | 0% | 3 | 57% | 0% | 0% | 2 | 0% | 0% | 0% | 1 | 0% | 0% | 1 |  |  |  |  | 0% | [5 empty] | 36% | 33% | 69% | 5 | 57% | 0% | 0% | 2 | 0% | 0% | 0% | 1 | 8% | 0% | 0% | 1 | 57% | 0% | 0% | 2 | 65% | 0% | 0% | 2 | 0% | 0% | 0% | 1 | 0% | 0% | 1 |  |  |  |  | 0% | [5 empty] | 53% | 31% | 84% | 5 | 59% | 0% | 0% | 2 | 2% | 0% | 0% | 1 | 17% | 0% | 0% | 1 | 67% | 0% | 0% | 2 | 65% | 0% | 0% | 2 | 0% | 0% | 0% | 1 | 0% | 0% | 1 |  |  |  |  | 0% | [5 empty] | 48% | 44% | 92% | 5 | 41% | 0% | 0% | 1 | 4% | 0% | 0% | 1 | 16% | 0% | 0% | 1 | 50% | 0% | 0% | 2 | 70% | 0% | 0% | 3 | 1% | 0% | 0% | 1
445 | Mesa Heights | 0 | 0 | 0 | 0% | 0% | 1 |  |  |  |  | 0% | [5 empty] | 0% | 0% | 0% | 1 | 0% | 0% | 0% | 1 | 13% | 0% | 0% | 1 | 46% | 0% | 0% | 1 | 46% | 0% | 0% | 1 | 0% | 0% | 0% | 1 | 0% | 0% | 0% | 1 | 0% | 0% | 1 |  |  |  |  | 0% | [5 empty] | 0% | 0% | 0% | 1 | 3% | 0% | 0% | 1 | 21% | 0% | 0% | 1 | 55% | 0% | 0% | 2 | 56% | 0% | 0% | 2 | 0% | 0% | 0% | 1 | 5% | 0% | 0% | 1 | 0% | 0% | 1 |  |  |  |  | 0% | [5 empty] | 0% | 0% | 0% | 1 | 2% | 0% | 0% | 1 | 23% | 0% | 0% | 1 | 56% | 0% | 0% | 2 | 57% | 0% | 0% | 2 | 0% | 0% | 0% | 1 | 5% | 0% | 0% | 1 | 0% | 0% | 1 |  |  |  |  | 0% | [5 empty] | 0% | 0% | 0% | 1 | 10% | 0% | 0% | 1 | 41% | 0% | 0% | 1 | 67% | 0% | 0% | 2 | 67% | 0% | 0% | 2 | 0% | 0% | 0% | 1 | 8% | 0% | 0% | 1
446 | Cove Road | 0 | 0 | 0 | 0% | 0% | 1 |  |  |  |  | 0% | [5 empty] | 93% | 4% | 97% | 5 | 60% | 0% | 0% | 2 | 17% | 0% | 0% | 1 | 18% | 0% | 0% | 1 | 77% | 0% | 0% | 3 | 43% | 0% | 0% | 1 | 1% | 0% | 0% | 1 | 0% | 0% | 1 |  |  |  |  | 0% | [5 empty] | 78% | 11% | 89% | 5 | 60% | 0% | 0% | 2 | 18% | 0% | 0% | 1 | 20% | 0% | 0% | 1 | 78% | 0% | 0% | 3 | 49% | 0% | 0% | 1 | 1% | 0% | 0% | 1 | 0% | 0% | 1 |  |  |  |  | 0% | [5 empty] | 70% | 15% | 85% | 5 | 49% | 0% | 0% | 1 | 21% | 0% | 0% | 1 | 19% | 0% | 0% | 1 | 70% | 0% | 0% | 3 | 52% | 0% | 0% | 2 | 1% | 0% | 0% | 1 | 0% | 0% | 1 |  |  |  |  | 0% | [5 empty] | 55% | 23% | 78% | 5 | 35% | 0% | 0% | 1 | 21% | 0% | 0% | 1 | 21% | 0% | 0% | 1 | 57% | 0% | 0% | 2 | 55% | 0% | 0% | 2 | 1% | 0% | 0% | 1
447 | Gold Hill | 0 | 0 | 10 | 0% | 0% | 1 |  |  |  |  | 0% | [5 empty] | 0% | 0% | 0% | 1 | 0% | 0% | 0% | 1 | 0% | 0% | 0% | 1 | 0% | 0% | 0% | 1 | 0% | 0% | 0% | 1 | 0% | 0% | 0% | 1 | 0% | 0% | 0% | 1 | 0% | 0% | 1 |  |  |  |  | 0% | [5 empty] | 0% | 0% | 0% | 1 | 0% | 0% | 0% | 1 | 0% | 0% | 0% | 1 | 0% | 0% | 0% | 1 | 0% | 0% | 0% | 1 | 0% | 0% | 0% | 1 | 0% | 0% | 0% | 1 | 0% | 0% | 1 |  |  |  |  | 0% | [5 empty] | 0% | 0% | 0% | 1 | 0% | 0% | 0% | 1 | 0% | 0% | 0% | 1 | 0% | 0% | 0% | 1 | 0% | 0% | 0% | 1 | 0% | 0% | 0% | 1 | 0% | 0% | 0% | 1 | 0% | 0% | 1 |  |  |  |  | 0% | [5 empty] | 0% | 0% | 0% | 1 | 0% | 0% | 0% | 1 | 0% | 0% | 0% | 1 | 0% | 0% | 0% | 1 | 0% | 0% | 0% | 1 | 0% | 0% | 0% | 1 | 0% | 0% | 0% | 1
448 | Control | 0 | 0 | 0 | 0% | 0% | 1 |  |  |  |  | 0% | [5 empty] | 0% | 0% | 0% | 1 | 0% | 0% | 0% | 1 | 0% | 0% | 0% | 1 | 37% | 0% | 0% | 1 | 37% | 0% | 0% | 1 | 90% | 0% | 0% | 4 | 20% | 0% | 0% | 1 | 0% | 0% | 1 |  |  |  |  | 0% | [5 empty] | 0% | 0% | 0% | 1 | 0% | 0% | 0% | 1 | 0% | 0% | 0% | 1 | 54% | 0% | 0% | 2 | 54% | 0% | 0% | 2 | 93% | 0% | 0% | 4 | 26% | 0% | 0% | 1 | 0% | 0% | 1 |  |  |  |  | 0% | [5 empty] | 2% | 0% | 2% | 1 | 0% | 0% | 0% | 1 | 18% | 0% | 0% | 1 | 50% | 0% | 0% | 2 | 59% | 0% | 0% | 2 | 93% | 0% | 0% | 4 | 20% | 0% | 0% | 1 | 0% | 0% | 1 |  |  |  |  | 0% | [5 empty] | 3% | 0% | 3% | 1 | 0% | 0% | 0% | 1 | 63% | 0% | 0% | 2 | 14% | 0% | 0% | 1 | 75% | 0% | 0% | 3 | 92% | 0% | 0% | 4 | 7% | 0% | 0% | 1
449 | Lambie | 0 | 0 | 0 | 0% | 0% | 1 |  |  |  |  | 17% | [5 empty] | 61% | 0% | 61% | 3 | 20% | 0% | 0% | 1 | 44% | 0% | 0% | 1 | 43% | 0% | 0% | 1 | 63% | 0% | 0% | 2 | 8% | 0% | 0% | 1 | 34% | 0% | 0% | 1 | 0% | 0% | 1 |  |  |  |  | 28% | [5 empty] | 38% | 0% | 38% | 2 | 18% | 0% | 0% | 1 | 33% | 0% | 0% | 1 | 29% | 0% | 0% | 1 | 47% | 0% | 0% | 1 | 5% | 0% | 0% | 1 | 30% | 0% | 0% | 1 | 0% | 0% | 1 |  |  |  |  | 26% | [5 empty] | 40% | 0% | 40% | 2 | 23% | 0% | 0% | 1 | 32% | 0% | 0% | 1 | 31% | 0% | 0% | 1 | 52% | 0% | 0% | 2 | 11% | 0% | 0% | 1 | 25% | 0% | 0% | 1 | 0% | 0% | 1 |  |  |  |  | 22% | [5 empty] | 48% | 0% | 48% | 2 | 31% | 0% | 0% | 1 | 32% | 0% | 0% | 1 | 31% | 0% | 0% | 1 | 58% | 0% | 0% | 2 | 18% | 0% | 0% | 1 | 21% | 0% | 0% | 1
450 | Summit | 220 | 8800 | 20 | 785% | 58.58% | 5 |  |  |  |  | 0% | [5 empty] | 8% | 0% | 8% | 1 | 6% | 65.57% | 0% | 3 | 16% | 73.67% | 0% | 3 | 67% | 187.4% | 43.05% | 5 | 69% | 199.9% | 44.75% | 5 | 63% | 165.3% | 39.04% | 5 | 8% | 67.41% | 0% | 3 | 212.7% | 24.56% | 5 |  |  |  |  | 0% | [5 empty] | 11% | 0% | 11% | 1 | 13% | 43.67% | 0% | 2 | 18% | 46.19% | 0% | 2 | 54% | 82.55% | 0% | 4 | 62% | 99.93% | 0% | 4 | 55% | 84.24% | 0% | 4 | 7% | 40.85% | 0% | 2 | 99.24% | 0% | 4 |  |  |  |  | 0% | [5 empty] | 16% | 4% | 20% | 2 | 21% | 28.77% | 0% | 2 | 11% | 25.69% | 0% | 2 | 33% | 34.34% | 0% | 2 | 51% | 46.52% | 0% | 2 | 52% | 47.19% | 0% | 2 | 6% | 24.42% | 0% | 2 | 74.44% | 0% | 3 |  |  |  |  | 0% | [5 empty] | 18% | 10% | 28% | 3 | 25% | 20.01% | 0% | 2 | 12% | 16.97% | 0% | 1 | 29% | 21.22% | 0% | 2 | 52% | 31.3% | 0% | 2 | 57% | 34.92% | 0% | 2 | 7% | 16.11% | 0% | 1
451 | Pauda | 0 | 0 | 0 | 0% | 0% | 1 |  |  |  |  | 0% | [5 empty] | 0% | 100% | 100% | 5 | 100% | 0% | 0% | 5 | 0% | 0% | 0% | 1 | 14% | 0% | 0% | 1 | 100% | 0% | 0% | 5 | 66% | 0% | 0% | 2 | 0% | 0% | 0% | 1 | 0% | 0% | 1 |  |  |  |  | 0% | [5 empty] | 21% | 78% | 99% | 5 | 100% | 0% | 0% | 5 | 45% | 0% | 0% | 1 | 21% | 0% | 0% | 1 | 100% | 0% | 0% | 5 | 57% | 0% | 0% | 2 | 0% | 0% | 0% | 1 | 0% | 0% | 1 |  |  |  |  | 0% | [5 empty] | 43% | 42% | 85% | 5 | 57% | 0% | 0% | 2 | 67% | 0% | 0% | 2 | 67% | 0% | 0% | 2 | 98% | 0% | 0% | 5 | 39% | 0% | 0% | 1 | 0% | 0% | 0% | 1 | 0% | 0% | 1 |  |  |  |  | 0% | [5 empty] | 39% | 31% | 70% | 5 | 56% | 0% | 0% | 2 | 54% | 0% | 0% | 2 | 55% | 0% | 0% | 2 | 91% | 0% | 0% | 4 | 50% | 0% | 0% | 2 | 1% | 0% | 0% | 1
452 | Ocotillo Express | 0 | 0 | 30 | 0% | 0% | 1 |  |  |  |  | 0% | [5 empty] | 0% | 0% | 0% | 1 | 51% | 0% | 0% | 2 | 4% | 0% | 0% | 1 | 8% | 0% | 0% | 1 | 59% | 0% | 0% | 2 | 70% | 0% | 0% | 3 | 0% | 0% | 0% | 1 | 0% | 0% | 1 |  |  |  |  | 0% | [5 empty] | 24% | 0% | 24% | 2 | 20% | 0% | 0% | 1 | 17% | 0% | 0% | 1 | 24% | 0% | 0% | 1 | 46% | 0% | 0% | 1 | 63% | 0% | 0% | 2 | 1% | 0% | 0% | 1 | 0% | 0% | 1 |  |  |  |  | 0% | [5 empty] | 30% | 23% | 53% | 4 | 15% | 0% | 0% | 1 | 9% | 0% | 0% | 1 | 23% | 0% | 0% | 1 | 39% | 0% | 0% | 1 | 48% | 0% | 0% | 1 | 3% | 0% | 0% | 1 | 0% | 0% | 1 |  |  |  |  | 0% | [5 empty] | 20% | 22% | 42% | 4 | 12% | 0% | 0% | 1 | 10% | 0% | 0% | 1 | 21% | 0% | 0% | 1 | 34% | 0% | 0% | 1 | 58% | 0% | 0% | 2 | 2% | 0% | 0% | 1
453 | Corcoran | 0 | 0 | 0 | 0% | 0% | 1 |  |  |  |  | 0% | [5 empty] | 0% | 0% | 0% | 1 | 0% | 0% | 0% | 1 | 0% | 0% | 0% | 1 | 0% | 0% | 0% | 1 | 0% | 0% | 0% | 1 | 0% | 0% | 0% | 1 | 0% | 0% | 0% | 1 | 0% | 0% | 1 |  |  |  |  | 0% | [5 empty] | 0% | 0% | 0% | 1 | 0% | 0% | 0% | 1 | 0% | 0% | 0% | 1 | 0% | 0% | 0% | 1 | 0% | 0% | 0% | 1 | 0% | 0% | 0% | 1 | 0% | 0% | 0% | 1 | 0% | 0% | 1 |  |  |  |  | 0% | [5 empty] | 0% | 0% | 0% | 1 | 0% | 0% | 0% | 1 | 0% | 0% | 0% | 1 | 0% | 0% | 0% | 1 | 0% | 0% | 0% | 1 | 0% | 0% | 0% | 1 | 0% | 0% | 0% | 1 | 0% | 0% | 1 |  |  |  |  | 0% | [5 empty] | 0% | 0% | 0% | 1 | 0% | 0% | 0% | 1 | 0% | 0% | 0% | 1 | 0% | 0% | 0% | 1 | 0% | 0% | 0% | 1 | 0% | 0% | 0% | 1 | 0% | 0% | 0% | 1
454 | Penasquitos | 0 | 0 | 10 | 0% | 0% | 1 |  |  |  |  | 0% | [5 empty] | 0% | 0% | 0% | 1 | 0% | 0% | 0% | 1 | 27% | 0% | 0% | 1 | 60% | 0% | 0% | 2 | 60% | 0% | 0% | 2 | 0% | 0% | 0% | 1 | 3% | 0% | 0% | 1 | 0% | 0% | 1 |  |  |  |  | 0% | [5 empty] | 0% | 0% | 0% | 1 | 0% | 0% | 0% | 1 | 21% | 0% | 0% | 1 | 41% | 0% | 0% | 1 | 41% | 0% | 0% | 1 | 0% | 0% | 0% | 1 | 1% | 0% | 0% | 1 | 0% | 0% | 1 |  |  |  |  | 0% | [5 empty] | 0% | 0% | 0% | 1 | 3% | 0% | 0% | 1 | 21% | 0% | 0% | 1 | 53% | 0% | 0% | 2 | 54% | 0% | 0% | 2 | 0% | 0% | 0% | 1 | 5% | 0% | 0% | 1 | 0% | 0% | 1 |  |  |  |  | 0% | [5 empty] | 0% | 0% | 0% | 1 | 8% | 0% | 0% | 1 | 44% | 0% | 0% | 1 | 68% | 0% | 0% | 2 | 69% | 0% | 0% | 2 | 0% | 0% | 0% | 1 | 9% | 0% | 0% | 1
455 | Sonora | 0 | 0 | 0 | 0% | 0% | 1 |  |  |  |  | 0% | [5 empty] | 0% | 0% | 0% | 1 | 66% | 0% | 0% | 2 | 32% | 0% | 0% | 1 | 62% | 0% | 0% | 2 | 85% | 0% | 0% | 3 | 74% | 0% | 0% | 3 | 26% | 0% | 0% | 1 | 0% | 0% | 1 |  |  |  |  | 0% | [5 empty] | 0% | 0% | 0% | 1 | 26% | 0% | 0% | 1 | 22% | 0% | 0% | 1 | 43% | 0% | 0% | 1 | 55% | 0% | 0% | 2 | 37% | 0% | 0% | 1 | 9% | 0% | 0% | 1 | 0% | 0% | 1 |  |  |  |  | 0% | [5 empty] | 0% | 0% | 0% | 1 | 20% | 0% | 0% | 1 | 9% | 0% | 0% | 1 | 18% | 0% | 0% | 1 | 34% | 0% | 0% | 1 | 51% | 0% | 0% | 2 | 3% | 0% | 0% | 1 | 0% | 0% | 1 |  |  |  |  | 0% | [5 empty] | 0% | 0% | 0% | 1 | 24% | 0% | 0% | 1 | 5% | 0% | 0% | 1 | 10% | 0% | 0% | 1 | 32% | 0% | 0% | 1 | 55% | 0% | 0% | 2 | 3% | 0% | 0% | 1
456 | Tranquility | 0 | 0 | 0 | 0% | 0% | 1 |  |  |  |  | 0% | [5 empty] | 0% | 0% | 0% | 1 | 0% | 0% | 0% | 1 | 0% | 0% | 0% | 1 | 0% | 0% | 0% | 1 | 0% | 0% | 0% | 1 | 0% | 0% | 0% | 1 | 0% | 0% | 0% | 1 | 0% | 0% | 1 |  |  |  |  | 0% | [5 empty] | 0% | 0% | 0% | 1 | 0% | 0% | 0% | 1 | 0% | 0% | 0% | 1 | 0% | 0% | 0% | 1 | 0% | 0% | 0% | 1 | 0% | 0% | 0% | 1 | 0% | 0% | 0% | 1 | 0% | 0% | 1 |  |  |  |  | 0% | [5 empty] | 0% | 100% | 100% | 5 | 100% | 0% | 0% | 5 | 0% | 0% | 0% | 1 | 0% | 0% | 0% | 1 | 100% | 0% | 0% | 5 | 100% | 0% | 0% | 5 | 0% | 0% | 0% | 1 | 0% | 0% | 1 |  |  |  |  | 0% | [5 empty] | 28% | 69% | 97% | 5 | 90% | 0% | 0% | 4 | 10% | 0% | 0% | 1 | 14% | 0% | 0% | 1 | 100% | 0% | 0% | 5 | 91% | 0% | 0% | 4 | 0% | 0% | 0% | 1
457 | Manning | 0 | 0 | 0 | 0% | 0% | 1 |  |  |  |  | 0% | [5 empty] | 0% | 0% | 0% | 1 | 0% | 0% | 0% | 1 | 0% | 0% | 0% | 1 | 0% | 0% | 0% | 1 | 0% | 0% | 0% | 1 | 0% | 0% | 0% | 1 | 0% | 0% | 0% | 1 | 0% | 0% | 1 |  |  |  |  | 0% | [5 empty] | 0% | 0% | 0% | 1 | 0% | 0% | 0% | 1 | 0% | 0% | 0% | 1 | 0% | 0% | 0% | 1 | 0% | 0% | 0% | 1 | 0% | 0% | 0% | 1 | 0% | 0% | 0% | 1 | 0% | 0% | 1 |  |  |  |  | 0% | [5 empty] | 10% | 90% | 100% | 5 | 89% | 0% | 0% | 3 | 11% | 0% | 0% | 1 | 16% | 0% | 0% | 1 | 100% | 0% | 0% | 5 | 100% | 0% | 0% | 5 | 0% | 0% | 0% | 1 | 0% | 0% | 1 |  |  |  |  | 0% | [5 empty] | 28% | 71% | 99% | 5 | 81% | 0% | 0% | 3 | 8% | 0% | 0% | 1 | 21% | 0% | 0% | 1 | 91% | 0% | 0% | 4 | 98% | 0% | 0% | 5 | 0% | 0% | 0% | 1
458 | Rerc | 0 | 0 | 0 | 0% | 0% | 1 |  |  |  |  | 0% | [5 empty] | 0% | 0% | 0% | 1 | 0% | 0% | 0% | 1 | 0% | 0% | 0% | 1 | 0% | 0% | 0% | 1 | 0% | 0% | 0% | 1 | 0% | 0% | 0% | 1 | 0% | 0% | 0% | 1 | 0% | 0% | 1 |  |  |  |  | 0% | [5 empty] | 0% | 0% | 0% | 1 | 0% | 0% | 0% | 1 | 0% | 0% | 0% | 1 | 0% | 0% | 0% | 1 | 0% | 0% | 0% | 1 | 0% | 0% | 0% | 1 | 0% | 0% | 0% | 1 | 0% | 0% | 1 |  |  |  |  | 0% | [5 empty] | 4% | 95% | 99% | 5 | 100% | 0% | 0% | 5 | 48% | 0% | 0% | 1 | 27% | 0% | 0% | 1 | 100% | 0% | 0% | 5 | 48% | 0% | 0% | 1 | 0% | 0% | 0% | 1 | 0% | 0% | 1 |  |  |  |  | 0% | [5 empty] | 46% | 39% | 85% | 5 | 63% | 0% | 0% | 2 | 56% | 0% | 0% | 2 | 57% | 0% | 0% | 2 | 98% | 0% | 0% | 5 | 51% | 0% | 0% | 2 | 1% | 0% | 0% | 1
459 | Valley Center | 0 | 0 | 0 | 0% | 0% | 1 |  |  |  |  | 0% | [5 empty] | 0% | 0% | 0% | 1 | 0% | 0% | 0% | 1 | 0% | 0% | 0% | 1 | 0% | 0% | 0% | 1 | 0% | 0% | 0% | 1 | 0% | 0% | 0% | 1 | 0% | 0% | 0% | 1 | 0% | 0% | 1 |  |  |  |  | 0% | [5 empty] | 0% | 0% | 0% | 1 | 0% | 0% | 0% | 1 | 0% | 0% | 0% | 1 | 0% | 0% | 0% | 1 | 0% | 0% | 0% | 1 | 0% | 0% | 0% | 1 | 0% | 0% | 0% | 1 | 0% | 0% | 1 |  |  |  |  | 0% | [5 empty] | 0% | 0% | 0% | 1 | 0% | 0% | 0% | 1 | 82% | 0% | 0% | 3 | 82% | 0% | 0% | 3 | 82% | 0% | 0% | 3 | 0% | 0% | 0% | 1 | 4% | 0% | 0% | 1 | 0% | 0% | 1 |  |  |  |  | 0% | [5 empty] | 12% | 83% | 95% | 5 | 39% | 0% | 0% | 1 | 15% | 0% | 0% | 1 | 42% | 0% | 0% | 1 | 54% | 0% | 0% | 2 | 52% | 0% | 0% | 2 | 8% | 0% | 0% | 1
460 | Bannister | 0 | 0 | 0 | 0% | 0% | 1 |  |  |  |  | 0% | [5 empty] | 0% | 0% | 0% | 1 | 0% | 0% | 0% | 1 | 15% | 0% | 0% | 1 | 24% | 0% | 0% | 1 | 24% | 0% | 0% | 1 | 1% | 0% | 0% | 1 | 1% | 0% | 0% | 1 | 0% | 0% | 1 |  |  |  |  | 0% | [5 empty] | 0% | 0% | 0% | 1 | 5% | 0% | 0% | 1 | 13% | 0% | 0% | 1 | 26% | 0% | 0% | 1 | 26% | 0% | 0% | 1 | 25% | 0% | 0% | 1 | 5% | 0% | 0% | 1 | 0% | 0% | 1 |  |  |  |  | 0% | [5 empty] | 0% | 0% | 0% | 1 | 8% | 0% | 0% | 1 | 8% | 0% | 0% | 1 | 17% | 0% | 0% | 1 | 22% | 0% | 0% | 1 | 46% | 0% | 0% | 1 | 4% | 0% | 0% | 1 | 0% | 0% | 1 |  |  |  |  | 0% | [5 empty] | 0% | 0% | 0% | 1 | 14% | 0% | 0% | 1 | 5% | 0% | 0% | 1 | 10% | 0% | 0% | 1 | 22% | 0% | 0% | 1 | 63% | 0% | 0% | 2 | 4% | 0% | 0% | 1
461 | Talega | 0 | 0 | 0 | 0% | 0% | 1 |  |  |  |  | 0% | [5 empty] | 1% | 0% | 1% | 1 | 0% | 0% | 0% | 1 | 27% | 0% | 0% | 1 | 51% | 0% | 0% | 2 | 51% | 0% | 0% | 2 | 0% | 0% | 0% | 1 | 0% | 0% | 0% | 1 | 0% | 0% | 1 |  |  |  |  | 0% | [5 empty] | 3% | 0% | 3% | 1 | 0% | 0% | 0% | 1 | 37% | 0% | 0% | 1 | 56% | 0% | 0% | 2 | 56% | 0% | 0% | 2 | 0% | 0% | 0% | 1 | 0% | 0% | 0% | 1 | 0% | 0% | 1 |  |  |  |  | 0% | [5 empty] | 1% | 0% | 1% | 1 | 8% | 0% | 0% | 1 | 60% | 0% | 0% | 2 | 69% | 0% | 0% | 2 | 71% | 0% | 0% | 3 | 0% | 0% | 0% | 1 | 12% | 0% | 0% | 1 | 0% | 0% | 1 |  |  |  |  | 0% | [5 empty] | 1% | 0% | 1% | 1 | 8% | 0% | 0% | 1 | 44% | 0% | 0% | 1 | 77% | 0% | 0% | 3 | 79% | 0% | 0% | 3 | 0% | 0% | 0% | 1 | 11% | 0% | 0% | 1
462 | Arkansas | 0 | 0 | 0 | 0% | 0% | 1 |  |  |  |  | 0% | [5 empty] | 0% | 0% | 0% | 1 | 63% | 0% | 0% | 2 | 35% | 0% | 0% | 1 | 77% | 0% | 0% | 3 | 81% | 0% | 0% | 3 | 73% | 0% | 0% | 3 | 31% | 0% | 0% | 1 | 0% | 0% | 1 |  |  |  |  | 0% | [5 empty] | 0% | 0% | 0% | 1 | 30% | 0% | 0% | 1 | 16% | 0% | 0% | 1 | 36% | 0% | 0% | 1 | 53% | 0% | 0% | 2 | 49% | 0% | 0% | 1 | 9% | 0% | 0% | 1 | 0% | 0% | 1 |  |  |  |  | 0% | [5 empty] | 0% | 0% | 0% | 1 | 21% | 0% | 0% | 1 | 8% | 0% | 0% | 1 | 16% | 0% | 0% | 1 | 33% | 0% | 0% | 1 | 51% | 0% | 0% | 2 | 4% | 0% | 0% | 1 | 0% | 0% | 1 |  |  |  |  | 0% | [5 empty] | 0% | 0% | 0% | 1 | 22% | 0% | 0% | 1 | 5% | 0% | 0% | 1 | 10% | 0% | 0% | 1 | 30% | 0% | 0% | 1 | 57% | 0% | 0% | 2 | 3% | 0% | 0% | 1
463 | Bailey | 0 | 0 | 0 | 0% | 0% | 1 |  |  |  |  | 2% | [5 empty] | 51% | 31% | 82% | 5 | 53% | 0% | 0% | 2 | 60% | 0% | 0% | 2 | 51% | 0% | 0% | 2 | 93% | 0% | 0% | 4 | 54% | 0% | 0% | 2 | 2% | 0% | 0% | 1 | 0% | 0% | 1 |  |  |  |  | 2% | [5 empty] | 36% | 24% | 60% | 4 | 49% | 0% | 0% | 1 | 56% | 0% | 0% | 2 | 39% | 0% | 0% | 1 | 85% | 0% | 0% | 3 | 43% | 0% | 0% | 1 | 1% | 0% | 0% | 1 | 0% | 0% | 1 |  |  |  |  | 1% | [5 empty] | 28% | 16% | 44% | 3 | 45% | 0% | 0% | 1 | 43% | 0% | 0% | 1 | 30% | 0% | 0% | 1 | 72% | 0% | 0% | 3 | 38% | 0% | 0% | 1 | 1% | 0% | 0% | 1 | 0% | 0% | 1 |  |  |  |  | 1% | [5 empty] | 25% | 17% | 42% | 3 | 37% | 0% | 0% | 1 | 41% | 0% | 0% | 1 | 32% | 0% | 0% | 1 | 68% | 0% | 0% | 2 | 37% | 0% | 0% | 1 | 1% | 0% | 0% | 1
464 | Kasson | 0 | 0 | 0 | 0% | 0% | 1 |  |  |  |  | 0% | [5 empty] | 93% | 0% | 93% | 5 | 93% | 0% | 0% | 4 | 100% | 0% | 0% | 5 | 100% | 0% | 0% | 5 | 100% | 0% | 0% | 5 | 93% | 0% | 0% | 4 | 0% | 0% | 0% | 1 | 0% | 0% | 1 |  |  |  |  | 5% | [5 empty] | 86% | 2% | 88% | 5 | 88% | 0% | 0% | 3 | 95% | 0% | 0% | 5 | 95% | 0% | 0% | 5 | 100% | 0% | 0% | 5 | 45% | 0% | 0% | 1 | 3% | 0% | 0% | 1 | 0% | 0% | 1 |  |  |  |  | 3% | [5 empty] | 82% | 10% | 92% | 5 | 91% | 0% | 0% | 4 | 77% | 0% | 0% | 3 | 87% | 0% | 0% | 3 | 100% | 0% | 0% | 5 | 50% | 0% | 0% | 2 | 3% | 0% | 0% | 1 | 0% | 0% | 1 |  |  |  |  | 4% | [5 empty] | 67% | 12% | 79% | 5 | 75% | 0% | 0% | 3 | 74% | 0% | 0% | 3 | 82% | 0% | 0% | 3 | 95% | 0% | 0% | 5 | 47% | 0% | 0% | 1 | 4% | 0% | 0% | 1
465 | Bellota | 0 | 0 | 15 | 0% | 0% | 1 |  |  |  |  | 0% | [5 empty] | 0% | 0% | 0% | 1 | 0% | 0% | 0% | 1 | 0% | 0% | 0% | 1 | 0% | 0% | 0% | 1 | 0% | 0% | 0% | 1 | 0% | 0% | 0% | 1 | 0% | 0% | 0% | 1 | 0% | 0% | 1 |  |  |  |  | 0% | [5 empty] | 0% | 0% | 0% | 1 | 0% | 0% | 0% | 1 | 0% | 0% | 0% | 1 | 0% | 0% | 0% | 1 | 0% | 0% | 0% | 1 | 0% | 0% | 0% | 1 | 0% | 0% | 0% | 1 | 0% | 0% | 1 |  |  |  |  | 0% | [5 empty] | 0% | 0% | 0% | 1 | 0% | 0% | 0% | 1 | 0% | 0% | 0% | 1 | 0% | 0% | 0% | 1 | 0% | 0% | 0% | 1 | 0% | 0% | 0% | 1 | 0% | 0% | 0% | 1 | 0% | 0% | 1 |  |  |  |  | 1% | [5 empty] | 0% | 0% | 0% | 1 | 5% | 0% | 0% | 1 | 0% | 0% | 0% | 1 | 0% | 0% | 0% | 1 | 5% | 0% | 0% | 1 | 0% | 0% | 0% | 1 | 5% | 0% | 0% | 1
466 | Geysers Tap 12 | 0 | 0 | 0 | 0% | 0% | 1 |  |  |  |  | 0% | [5 empty] | 54% | 30% | 84% | 5 | 92% | 0% | 0% | 4 | 62% | 0% | 0% | 2 | 81% | 0% | 0% | 3 | 100% | 0% | 0% | 5 | 41% | 0% | 0% | 1 | 0% | 0% | 0% | 1 | 0% | 0% | 1 |  |  |  |  | 0% | [5 empty] | 46% | 41% | 87% | 5 | 93% | 0% | 0% | 4 | 50% | 0% | 0% | 2 | 68% | 0% | 0% | 2 | 100% | 0% | 0% | 5 | 36% | 0% | 0% | 1 | 0% | 0% | 0% | 1 | 0% | 0% | 1 |  |  |  |  | 0% | [5 empty] | 27% | 57% | 84% | 5 | 90% | 0% | 0% | 4 | 37% | 0% | 0% | 1 | 76% | 0% | 0% | 3 | 98% | 0% | 0% | 5 | 49% | 0% | 0% | 1 | 1% | 0% | 0% | 1 | 0% | 0% | 1 |  |  |  |  | 0% | [5 empty] | 33% | 54% | 87% | 5 | 70% | 0% | 0% | 3 | 25% | 0% | 0% | 1 | 48% | 0% | 0% | 1 | 82% | 0% | 0% | 3 | 74% | 0% | 0% | 3 | 1% | 0% | 0% | 1
467 | Paul Sweet | 0 | 0 | 0 | 0% | 0% | 1 |  |  |  |  | 5% | [5 empty] | 0% | 0% | 0% | 1 | 0% | 0% | 0% | 1 | 26% | 0% | 0% | 1 | 38% | 0% | 0% | 1 | 38% | 0% | 0% | 1 | 0% | 0% | 0% | 1 | 0% | 0% | 0% | 1 | 0% | 0% | 1 |  |  |  |  | 3% | [5 empty] | 28% | 0% | 28% | 2 | 39% | 0% | 0% | 1 | 24% | 0% | 0% | 1 | 34% | 0% | 0% | 1 | 68% | 0% | 0% | 2 | 15% | 0% | 0% | 1 | 4% | 0% | 0% | 1 | 0% | 0% | 1 |  |  |  |  | 2% | [5 empty] | 15% | 0% | 15% | 1 | 29% | 0% | 0% | 1 | 39% | 0% | 0% | 1 | 48% | 0% | 0% | 1 | 69% | 0% | 0% | 2 | 8% | 0% | 0% | 1 | 14% | 0% | 0% | 1 | 0% | 0% | 1 |  |  |  |  | 1% | [5 empty] | 9% | 0% | 9% | 1 | 19% | 0% | 0% | 1 | 46% | 0% | 0% | 1 | 52% | 0% | 0% | 2 | 67% | 0% | 0% | 2 | 5% | 0% | 0% | 1 | 9% | 0% | 0% | 1
468 | Carquinez | 0 | 0 | 0 | 0% | 0% | 1 |  |  |  |  | 0% | [5 empty] | 60% | 0% | 60% | 3 | 36% | 0% | 0% | 1 | 38% | 0% | 0% | 1 | 34% | 0% | 0% | 1 | 81% | 0% | 0% | 3 | 34% | 0% | 0% | 1 | 11% | 0% | 0% | 1 | 0% | 0% | 1 |  |  |  |  | 0% | [5 empty] | 56% | 0% | 56% | 3 | 53% | 0% | 0% | 2 | 33% | 0% | 0% | 1 | 28% | 0% | 0% | 1 | 84% | 0% | 0% | 3 | 38% | 0% | 0% | 1 | 22% | 0% | 0% | 1 | 0% | 0% | 1 |  |  |  |  | 0% | [5 empty] | 50% | 0% | 50% | 3 | 59% | 0% | 0% | 2 | 36% | 0% | 0% | 1 | 29% | 0% | 0% | 1 | 86% | 0% | 0% | 3 | 38% | 0% | 0% | 1 | 29% | 0% | 0% | 1 | 0% | 0% | 1 |  |  |  |  | 6% | [5 empty] | 64% | 0% | 64% | 3 | 40% | 0% | 0% | 1 | 47% | 0% | 0% | 1 | 45% | 0% | 0% | 1 | 75% | 0% | 0% | 3 | 29% | 0% | 0% | 1 | 29% | 0% | 0% | 1
469 | El Centro | 0 | 0 | 0 | 0% | 0% | 1 |  |  |  |  | 1% | [5 empty] | 0% | 0% | 0% | 1 | 74% | 0% | 0% | 3 | 0% | 0% | 0% | 1 | 0% | 0% | 0% | 1 | 74% | 0% | 0% | 3 | 35% | 0% | 0% | 1 | 8% | 0% | 0% | 1 | 0% | 0% | 1 |  |  |  |  | 1% | [5 empty] | 0% | 0% | 0% | 1 | 30% | 0% | 0% | 1 | 3% | 0% | 0% | 1 | 3% | 0% | 0% | 1 | 33% | 0% | 0% | 1 | 43% | 0% | 0% | 1 | 10% | 0% | 0% | 1 | 0% | 0% | 1 |  |  |  |  | 0% | [5 empty] | 0% | 0% | 0% | 1 | 11% | 0% | 0% | 1 | 9% | 0% | 0% | 1 | 10% | 0% | 0% | 1 | 21% | 0% | 0% | 1 | 69% | 0% | 0% | 2 | 4% | 0% | 0% | 1 | 0% | 0% | 1 |  |  |  |  | 0% | [5 empty] | 0% | 0% | 0% | 1 | 26% | 0% | 0% | 1 | 12% | 0% | 0% | 1 | 14% | 0% | 0% | 1 | 38% | 0% | 0% | 1 | 78% | 0% | 0% | 3 | 4% | 0% | 0% | 1
470 | Riverbank | 0 | 0 | 0 | 0% | 0% | 1 |  |  |  |  | 0% | [5 empty] | 0% | 0% | 0% | 1 | 0% | 0% | 0% | 1 | 0% | 0% | 0% | 1 | 0% | 0% | 0% | 1 | 0% | 0% | 0% | 1 | 0% | 0% | 0% | 1 | 0% | 0% | 0% | 1 | 0% | 0% | 1 |  |  |  |  | 0% | [5 empty] | 0% | 0% | 0% | 1 | 0% | 0% | 0% | 1 | 0% | 0% | 0% | 1 | 0% | 0% | 0% | 1 | 0% | 0% | 0% | 1 | 0% | 0% | 0% | 1 | 0% | 0% | 0% | 1 | 0% | 0% | 1 |  |  |  |  | 0% | [5 empty] | 0% | 0% | 0% | 1 | 0% | 0% | 0% | 1 | 0% | 0% | 0% | 1 | 0% | 0% | 0% | 1 | 0% | 0% | 0% | 1 | 0% | 0% | 0% | 1 | 0% | 0% | 0% | 1 | 0% | 0% | 1 |  |  |  |  | 0% | [5 empty] | 77% | 23% | 100% | 5 | 100% | 0% | 0% | 5 | 16% | 0% | 0% | 1 | 47% | 0% | 0% | 1 | 100% | 0% | 0% | 5 | 100% | 0% | 0% | 5 | 0% | 0% | 0% | 1
471 | Valley | 0 | 0 | 0 | 0% | 0% | 1 |  |  |  |  | 0% | [5 empty] | 0% | 0% | 0% | 1 | 0% | 0% | 0% | 1 | 0% | 0% | 0% | 1 | 0% | 0% | 0% | 1 | 0% | 0% | 0% | 1 | 0% | 0% | 0% | 1 | 0% | 0% | 0% | 1 | 0% | 0% | 1 |  |  |  |  | 0% | [5 empty] | 0% | 0% | 0% | 1 | 0% | 0% | 0% | 1 | 0% | 0% | 0% | 1 | 0% | 0% | 0% | 1 | 0% | 0% | 0% | 1 | 0% | 0% | 0% | 1 | 0% | 0% | 0% | 1 | 0% | 0% | 1 |  |  |  |  | 0% | [5 empty] | 12% | 88% | 100% | 5 | 1% | 0% | 0% | 1 | 13% | 0% | 0% | 1 | 13% | 0% | 0% | 1 | 13% | 0% | 0% | 1 | 21% | 0% | 0% | 1 | 0% | 0% | 0% | 1 | 0% | 0% | 1 |  |  |  |  | 0% | [5 empty] | 53% | 41% | 94% | 5 | 37% | 0% | 0% | 1 | 42% | 0% | 0% | 1 | 59% | 0% | 0% | 2 | 66% | 0% | 0% | 2 | 54% | 0% | 0% | 2 | 1% | 0% | 0% | 1
472 | Madera | 0 | 0 | 0 | 0% | 0% | 1 |  |  |  |  | 0% | [5 empty] | 0% | 0% | 0% | 1 | 0% | 0% | 0% | 1 | 0% | 0% | 0% | 1 | 0% | 0% | 0% | 1 | 0% | 0% | 0% | 1 | 0% | 0% | 0% | 1 | 0% | 0% | 0% | 1 | 0% | 0% | 1 |  |  |  |  | 0% | [5 empty] | 0% | 0% | 0% | 1 | 0% | 0% | 0% | 1 | 0% | 0% | 0% | 1 | 0% | 0% | 0% | 1 | 0% | 0% | 0% | 1 | 0% | 0% | 0% | 1 | 0% | 0% | 0% | 1 | 0% | 0% | 1 |  |  |  |  | 0% | [5 empty] | 0% | 0% | 0% | 1 | 0% | 0% | 0% | 1 | 0% | 0% | 0% | 1 | 0% | 0% | 0% | 1 | 0% | 0% | 0% | 1 | 0% | 0% | 0% | 1 | 0% | 0% | 0% | 1 | 0% | 0% | 1 |  |  |  |  | 0% | [5 empty] | 0% | 0% | 0% | 1 | 0% | 0% | 0% | 1 | 0% | 0% | 0% | 1 | 0% | 0% | 0% | 1 | 0% | 0% | 0% | 1 | 0% | 0% | 0% | 1 | 0% | 0% | 0% | 1
473 | Rio Bravo | 0 | 0 | 0 | 0% | 0% | 1 |  |  |  |  | 0% | [5 empty] | 0% | 0% | 0% | 1 | 0% | 0% | 0% | 1 | 0% | 0% | 0% | 1 | 0% | 0% | 0% | 1 | 0% | 0% | 0% | 1 | 0% | 0% | 0% | 1 | 0% | 0% | 0% | 1 | 0% | 0% | 1 |  |  |  |  | 0% | [5 empty] | 0% | 0% | 0% | 1 | 0% | 0% | 0% | 1 | 0% | 0% | 0% | 1 | 0% | 0% | 0% | 1 | 0% | 0% | 0% | 1 | 0% | 0% | 0% | 1 | 0% | 0% | 0% | 1 | 0% | 0% | 1 |  |  |  |  | 0% | [5 empty] | 0% | 0% | 0% | 1 | 0% | 0% | 0% | 1 | 0% | 0% | 0% | 1 | 0% | 0% | 0% | 1 | 0% | 0% | 0% | 1 | 0% | 0% | 0% | 1 | 0% | 0% | 0% | 1 | 0% | 0% | 1 |  |  |  |  | 0% | [5 empty] | 0% | 0% | 0% | 1 | 0% | 0% | 0% | 1 | 0% | 0% | 0% | 1 | 0% | 0% | 0% | 1 | 0% | 0% | 0% | 1 | 0% | 0% | 0% | 1 | 0% | 0% | 0% | 1
474 | New Sub - Lugo - Pisgah (Proposed) | 0 | 0 | 15 | 0% | 0% | 1 |  |  |  |  | 0% | [5 empty] | 0% | 0% | 0% | 1 | 11% | 0% | 0% | 1 | 4% | 0% | 0% | 1 | 9% | 0% | 0% | 1 | 20% | 0% | 0% | 1 | 82% | 0% | 0% | 3 | 0% | 0% | 0% | 1 | 0% | 0% | 1 |  |  |  |  | 0% | [5 empty] | 3% | 0% | 3% | 1 | 22% | 0% | 0% | 1 | 5% | 0% | 0% | 1 | 10% | 0% | 0% | 1 | 30% | 0% | 0% | 1 | 77% | 0% | 0% | 3 | 0% | 0% | 0% | 1 | 0% | 0% | 1 |  |  |  |  | 0% | [5 empty] | 4% | 2% | 6% | 2 | 25% | 0% | 0% | 1 | 9% | 0% | 0% | 1 | 14% | 0% | 0% | 1 | 36% | 0% | 0% | 1 | 73% | 0% | 0% | 3 | 0% | 0% | 0% | 1 | 0% | 0% | 1 |  |  |  |  | 0% | [5 empty] | 5% | 4% | 9% | 2 | 28% | 0% | 0% | 1 | 17% | 0% | 0% | 1 | 20% | 0% | 0% | 1 | 43% | 0% | 0% | 1 | 63% | 0% | 0% | 2 | 0% | 0% | 0% | 1
475 | Kern Oil | 0 | 0 | 0 | 0% | 0% | 1 |  |  |  |  | 0% | [5 empty] | 0% | 0% | 0% | 1 | 0% | 0% | 0% | 1 | 0% | 0% | 0% | 1 | 0% | 0% | 0% | 1 | 0% | 0% | 0% | 1 | 0% | 0% | 0% | 1 | 0% | 0% | 0% | 1 | 0% | 0% | 1 |  |  |  |  | 0% | [5 empty] | 0% | 0% | 0% | 1 | 0% | 0% | 0% | 1 | 0% | 0% | 0% | 1 | 0% | 0% | 0% | 1 | 0% | 0% | 0% | 1 | 0% | 0% | 0% | 1 | 0% | 0% | 0% | 1 | 0% | 0% | 1 |  |  |  |  | 0% | [5 empty] | 0% | 0% | 0% | 1 | 0% | 0% | 0% | 1 | 0% | 0% | 0% | 1 | 0% | 0% | 0% | 1 | 0% | 0% | 0% | 1 | 0% | 0% | 0% | 1 | 0% | 0% | 0% | 1 | 0% | 0% | 1 |  |  |  |  | 0% | [5 empty] | 10% | 90% | 100% | 5 | 32% | 0% | 0% | 1 | 26% | 0% | 0% | 1 | 46% | 0% | 0% | 1 | 62% | 0% | 0% | 2 | 67% | 0% | 0% | 2 | 1% | 0% | 0% | 1
476 | IS Tap | 0 | 0 | 0 | 0% | 0% | 1 |  |  |  |  | 0% | [5 empty] | 0% | 0% | 0% | 1 | 0% | 0% | 0% | 1 | 0% | 0% | 0% | 1 | 0% | 0% | 0% | 1 | 0% | 0% | 0% | 1 | 0% | 0% | 0% | 1 | 0% | 0% | 0% | 1 | 0% | 0% | 1 |  |  |  |  | 0% | [5 empty] | 0% | 0% | 0% | 1 | 0% | 0% | 0% | 1 | 0% | 0% | 0% | 1 | 0% | 0% | 0% | 1 | 0% | 0% | 0% | 1 | 0% | 0% | 0% | 1 | 0% | 0% | 0% | 1 | 0% | 0% | 1 |  |  |  |  | 0% | [5 empty] | 0% | 0% | 0% | 1 | 0% | 0% | 0% | 1 | 0% | 0% | 0% | 1 | 0% | 0% | 0% | 1 | 0% | 0% | 0% | 1 | 0% | 0% | 0% | 1 | 0% | 0% | 0% | 1 | 0% | 0% | 1 |  |  |  |  | 0% | [5 empty] | 2% | 0% | 2% | 1 | 0% | 0% | 0% | 1 | 0% | 0% | 0% | 1 | 0% | 0% | 0% | 1 | 0% | 0% | 0% | 1 | 0% | 0% | 0% | 1 | 0% | 0% | 0% | 1
477 | Q1806 | 0 | 0 | 0 | 0% | 0% | 1 |  |  |  |  | 0% | [5 empty] | 0% | 0% | 0% | 1 | 0% | 0% | 0% | 1 | 23% | 0% | 0% | 1 | 46% | 0% | 0% | 1 | 46% | 0% | 0% | 1 | 0% | 0% | 0% | 1 | 0% | 0% | 0% | 1 | 0% | 0% | 1 |  |  |  |  | 0% | [5 empty] | 0% | 0% | 0% | 1 | 4% | 0% | 0% | 1 | 22% | 0% | 0% | 1 | 66% | 0% | 0% | 2 | 70% | 0% | 0% | 3 | 0% | 0% | 0% | 1 | 2% | 0% | 0% | 1 | 0% | 0% | 1 |  |  |  |  | 0% | [5 empty] | 1% | 0% | 1% | 1 | 3% | 0% | 0% | 1 | 25% | 0% | 0% | 1 | 75% | 0% | 0% | 3 | 78% | 0% | 0% | 3 | 0% | 0% | 0% | 1 | 7% | 0% | 0% | 1 | 0% | 0% | 1 |  |  |  |  | 0% | [5 empty] | 0% | 0% | 0% | 1 | 7% | 0% | 0% | 1 | 49% | 0% | 0% | 1 | 81% | 0% | 0% | 3 | 82% | 0% | 0% | 3 | 0% | 0% | 0% | 1 | 9% | 0% | 0% | 1
478 | Casaloma | 0 | 0 | 0 | 0% | 0% | 1 |  |  |  |  | 0% | [5 empty] | 0% | 0% | 0% | 1 | 0% | 0% | 0% | 1 | 0% | 0% | 0% | 1 | 0% | 0% | 0% | 1 | 0% | 0% | 0% | 1 | 0% | 0% | 0% | 1 | 0% | 0% | 0% | 1 | 0% | 0% | 1 |  |  |  |  | 0% | [5 empty] | 0% | 0% | 0% | 1 | 0% | 0% | 0% | 1 | 0% | 0% | 0% | 1 | 0% | 0% | 0% | 1 | 0% | 0% | 0% | 1 | 0% | 0% | 0% | 1 | 0% | 0% | 0% | 1 | 0% | 0% | 1 |  |  |  |  | 0% | [5 empty] | 0% | 0% | 0% | 1 | 0% | 0% | 0% | 1 | 0% | 0% | 0% | 1 | 0% | 0% | 0% | 1 | 0% | 0% | 0% | 1 | 0% | 0% | 0% | 1 | 0% | 0% | 0% | 1 | 0% | 0% | 1 |  |  |  |  | 0% | [5 empty] | 11% | 89% | 100% | 5 | 49% | 0% | 0% | 1 | 31% | 0% | 0% | 1 | 43% | 0% | 0% | 1 | 68% | 0% | 0% | 2 | 84% | 0% | 0% | 3 | 1% | 0% | 0% | 1
479 | Fern Road | 0 | 0 | 30 | 0% | 0% | 1 |  |  |  |  | 0% | [5 empty] | 92% | 0% | 92% | 5 | 69% | 0% | 0% | 2 | 8% | 0% | 0% | 1 | 0% | 0% | 0% | 1 | 69% | 0% | 0% | 2 | 11% | 0% | 0% | 1 | 1% | 0% | 0% | 1 | 0% | 0% | 1 |  |  |  |  | 0% | [5 empty] | 73% | 0% | 73% | 3 | 69% | 0% | 0% | 2 | 3% | 0% | 0% | 1 | 1% | 0% | 0% | 1 | 69% | 0% | 0% | 2 | 38% | 0% | 0% | 1 | 1% | 0% | 0% | 1 | 0% | 0% | 1 |  |  |  |  | 0% | [5 empty] | 65% | 3% | 68% | 3 | 57% | 0% | 0% | 2 | 4% | 0% | 0% | 1 | 8% | 0% | 0% | 1 | 63% | 0% | 0% | 2 | 50% | 0% | 0% | 2 | 1% | 0% | 0% | 1 | 0% | 0% | 1 |  |  |  |  | 0% | [5 empty] | 58% | 12% | 70% | 3 | 47% | 0% | 0% | 1 | 25% | 0% | 0% | 1 | 32% | 0% | 0% | 1 | 70% | 0% | 0% | 3 | 63% | 0% | 0% | 2 | 1% | 0% | 0% | 1
480 | North of SONGS | 0 | 0 | 0 | 0% | 0% | 1 |  |  |  |  | 0% | [5 empty] | 1% | 0% | 1% | 1 | 0% | 0% | 0% | 1 | 27% | 0% | 0% | 1 | 51% | 0% | 0% | 2 | 51% | 0% | 0% | 2 | 0% | 0% | 0% | 1 | 0% | 0% | 0% | 1 | 0% | 0% | 1 |  |  |  |  | 0% | [5 empty] | 3% | 0% | 3% | 1 | 0% | 0% | 0% | 1 | 37% | 0% | 0% | 1 | 56% | 0% | 0% | 2 | 56% | 0% | 0% | 2 | 0% | 0% | 0% | 1 | 0% | 0% | 0% | 1 | 0% | 0% | 1 |  |  |  |  | 0% | [5 empty] | 1% | 0% | 1% | 1 | 12% | 0% | 0% | 1 | 61% | 0% | 0% | 2 | 70% | 0% | 0% | 3 | 72% | 0% | 0% | 3 | 0% | 0% | 0% | 1 | 12% | 0% | 0% | 1 | 0% | 0% | 1 |  |  |  |  | 0% | [5 empty] | 1% | 0% | 1% | 1 | 8% | 0% | 0% | 1 | 44% | 0% | 0% | 1 | 77% | 0% | 0% | 3 | 79% | 0% | 0% | 3 | 0% | 0% | 0% | 1 | 11% | 0% | 0% | 1
481 | Vine | 0 | 0 | 0 | 0% | 0% | 1 |  |  |  |  | 0% | [5 empty] | 0% | 0% | 0% | 1 | 3% | 0% | 0% | 1 | 20% | 0% | 0% | 1 | 55% | 0% | 0% | 2 | 56% | 0% | 0% | 2 | 0% | 0% | 0% | 1 | 5% | 0% | 0% | 1 | 0% | 0% | 1 |  |  |  |  | 0% | [5 empty] | 0% | 0% | 0% | 1 | 2% | 0% | 0% | 1 | 24% | 0% | 0% | 1 | 57% | 0% | 0% | 2 | 58% | 0% | 0% | 2 | 0% | 0% | 0% | 1 | 5% | 0% | 0% | 1 | 0% | 0% | 1 |  |  |  |  | 0% | [5 empty] | 0% | 0% | 0% | 1 | 6% | 0% | 0% | 1 | 35% | 0% | 0% | 1 | 65% | 0% | 0% | 2 | 66% | 0% | 0% | 2 | 0% | 0% | 0% | 1 | 7% | 0% | 0% | 1 | 0% | 0% | 1 |  |  |  |  | 0% | [5 empty] | 0% | 0% | 0% | 1 | 6% | 0% | 0% | 1 | 39% | 0% | 0% | 1 | 69% | 0% | 0% | 2 | 69% | 0% | 0% | 2 | 4% | 0% | 0% | 1 | 8% | 0% | 0% | 1
482 | Belden | 0 | 0 | 0 | 0% | 0% | 1 |  |  |  |  | 0% | [5 empty] | 54% | 9% | 63% | 3 | 55% | 0% | 0% | 2 | 84% | 0% | 0% | 3 | 72% | 0% | 0% | 3 | 100% | 0% | 0% | 5 | 82% | 0% | 0% | 3 | 6% | 0% | 0% | 1 | 0% | 0% | 1 |  |  |  |  | 0% | [5 empty] | 29% | 16% | 45% | 3 | 53% | 0% | 0% | 2 | 81% | 0% | 0% | 3 | 80% | 0% | 0% | 3 | 99% | 0% | 0% | 5 | 82% | 0% | 0% | 3 | 4% | 0% | 0% | 1 | 0% | 0% | 1 |  |  |  |  | 0% | [5 empty] | 33% | 14% | 47% | 3 | 41% | 0% | 0% | 1 | 69% | 0% | 0% | 2 | 70% | 0% | 0% | 3 | 91% | 0% | 0% | 4 | 76% | 0% | 0% | 3 | 3% | 0% | 0% | 1 | 0% | 0% | 1 |  |  |  |  | 0% | [5 empty] | 46% | 14% | 60% | 3 | 37% | 0% | 0% | 1 | 53% | 0% | 0% | 2 | 58% | 0% | 0% | 2 | 80% | 0% | 0% | 3 | 74% | 0% | 0% | 3 | 2% | 0% | 0% | 1
483 | Standard Oil | 0 | 0 | 0 | 0% | 0% | 1 |  |  |  |  | 0% | [5 empty] | 0% | 0% | 0% | 1 | 4% | 0% | 0% | 1 | 30% | 0% | 0% | 1 | 46% | 0% | 0% | 1 | 46% | 0% | 0% | 1 | 0% | 0% | 0% | 1 | 14% | 0% | 0% | 1 | 0% | 0% | 1 |  |  |  |  | 0% | [5 empty] | 46% | 0% | 46% | 2 | 4% | 0% | 0% | 1 | 35% | 0% | 0% | 1 | 59% | 0% | 0% | 2 | 62% | 0% | 0% | 2 | 17% | 0% | 0% | 1 | 8% | 0% | 0% | 1 | 0% | 0% | 1 |  |  |  |  | 0% | [5 empty] | 47% | 0% | 47% | 2 | 27% | 0% | 0% | 1 | 39% | 0% | 0% | 1 | 42% | 0% | 0% | 1 | 73% | 0% | 0% | 3 | 33% | 0% | 0% | 1 | 11% | 0% | 0% | 1 | 0% | 0% | 1 |  |  |  |  | 0% | [5 empty] | 53% | 0% | 53% | 3 | 62% | 0% | 0% | 2 | 40% | 0% | 0% | 1 | 41% | 0% | 0% | 1 | 86% | 0% | 0% | 3 | 44% | 0% | 0% | 1 | 26% | 0% | 0% | 1
484 | Panama | 0 | 0 | 0 | 0% | 0% | 1 |  |  |  |  | 0% | [5 empty] | 0% | 0% | 0% | 1 | 0% | 0% | 0% | 1 | 0% | 0% | 0% | 1 | 0% | 0% | 0% | 1 | 0% | 0% | 0% | 1 | 0% | 0% | 0% | 1 | 0% | 0% | 0% | 1 | 0% | 0% | 1 |  |  |  |  | 0% | [5 empty] | 0% | 0% | 0% | 1 | 0% | 0% | 0% | 1 | 0% | 0% | 0% | 1 | 0% | 0% | 0% | 1 | 0% | 0% | 0% | 1 | 0% | 0% | 0% | 1 | 0% | 0% | 0% | 1 | 0% | 0% | 1 |  |  |  |  | 0% | [5 empty] | 0% | 0% | 0% | 1 | 0% | 0% | 0% | 1 | 0% | 0% | 0% | 1 | 0% | 0% | 0% | 1 | 0% | 0% | 0% | 1 | 0% | 0% | 0% | 1 | 0% | 0% | 0% | 1 | 0% | 0% | 1 |  |  |  |  | 0% | [5 empty] | 31% | 69% | 100% | 5 | 66% | 0% | 0% | 2 | 43% | 0% | 0% | 1 | 50% | 0% | 0% | 2 | 82% | 0% | 0% | 3 | 90% | 0% | 0% | 4 | 1% | 0% | 0% | 1
485 | Oakland X | 0 | 0 | 0 | 0% | 0% | 1 |  |  |  |  | 0% | [5 empty] | 0% | 0% | 0% | 1 | 5% | 0% | 0% | 1 | 17% | 0% | 0% | 1 | 29% | 0% | 0% | 1 | 29% | 0% | 0% | 1 | 0% | 0% | 0% | 1 | 8% | 0% | 0% | 1 | 0% | 0% | 1 |  |  |  |  | 0% | [5 empty] | 61% | 0% | 61% | 3 | 2% | 0% | 0% | 1 | 50% | 0% | 0% | 2 | 69% | 0% | 0% | 2 | 71% | 0% | 0% | 3 | 21% | 0% | 0% | 1 | 4% | 0% | 0% | 1 | 0% | 0% | 1 |  |  |  |  | 0% | [5 empty] | 41% | 0% | 41% | 2 | 6% | 0% | 0% | 1 | 34% | 0% | 0% | 1 | 59% | 0% | 0% | 2 | 61% | 0% | 0% | 2 | 14% | 0% | 0% | 1 | 6% | 0% | 0% | 1 | 0% | 0% | 1 |  |  |  |  | 0% | [5 empty] | 47% | 0% | 47% | 2 | 52% | 0% | 0% | 2 | 58% | 0% | 0% | 2 | 46% | 0% | 0% | 1 | 81% | 0% | 0% | 3 | 25% | 0% | 0% | 1 | 33% | 0% | 0% | 1
486 | Butte | 0 | 0 | 0 | 0% | 0% | 1 |  |  |  |  | 0% | [5 empty] | 0% | 0% | 0% | 1 | 0% | 0% | 0% | 1 | 0% | 0% | 0% | 1 | 0% | 0% | 0% | 1 | 0% | 0% | 0% | 1 | 0% | 0% | 0% | 1 | 0% | 0% | 0% | 1 | 0% | 0% | 1 |  |  |  |  | 0% | [5 empty] | 0% | 0% | 0% | 1 | 100% | 0% | 0% | 5 | 0% | 0% | 0% | 1 | 100% | 0% | 0% | 5 | 100% | 0% | 0% | 5 | 100% | 0% | 0% | 5 | 0% | 0% | 0% | 1 | 0% | 0% | 1 |  |  |  |  | 0% | [5 empty] | 32% | 0% | 32% | 2 | 40% | 0% | 0% | 1 | 56% | 0% | 0% | 2 | 100% | 0% | 0% | 5 | 100% | 0% | 0% | 5 | 76% | 0% | 0% | 3 | 1% | 0% | 0% | 1 | 0% | 0% | 1 |  |  |  |  | 0% | [5 empty] | 40% | 24% | 64% | 4 | 60% | 0% | 0% | 2 | 46% | 0% | 0% | 1 | 69% | 0% | 0% | 2 | 92% | 0% | 0% | 4 | 76% | 0% | 0% | 3 | 5% | 0% | 0% | 1
487 | Nortech | 0 | 0 | 15 | 0% | 0% | 1 |  |  |  |  | 0% | [5 empty] | 0% | 0% | 0% | 1 | 0% | 0% | 0% | 1 | 0% | 0% | 0% | 1 | 15% | 0% | 0% | 1 | 15% | 0% | 0% | 1 | 0% | 0% | 0% | 1 | 99% | 0% | 0% | 5 | 0% | 0% | 1 |  |  |  |  | 0% | [5 empty] | 85% | 0% | 85% | 5 | 86% | 0% | 0% | 3 | 75% | 0% | 0% | 3 | 79% | 0% | 0% | 3 | 90% | 0% | 0% | 4 | 85% | 0% | 0% | 3 | 13% | 0% | 0% | 1 | 0% | 0% | 1 |  |  |  |  | 0% | [5 empty] | 85% | 8% | 93% | 5 | 83% | 0% | 0% | 3 | 32% | 0% | 0% | 1 | 33% | 0% | 0% | 1 | 85% | 0% | 0% | 3 | 91% | 0% | 0% | 4 | 4% | 0% | 0% | 1 | 0% | 0% | 1 |  |  |  |  | 0% | [5 empty] | 83% | 13% | 96% | 5 | 94% | 0% | 0% | 4 | 69% | 0% | 0% | 2 | 81% | 0% | 0% | 3 | 97% | 0% | 0% | 5 | 62% | 0% | 0% | 2 | 3% | 0% | 0% | 1
488 | Windsor | 0 | 0 | 0 | 0% | 0% | 1 |  |  |  |  | 0% | [5 empty] | 0% | 0% | 0% | 1 | 0% | 0% | 0% | 1 | 94% | 0% | 0% | 4 | 94% | 0% | 0% | 4 | 94% | 0% | 0% | 4 | 0% | 0% | 0% | 1 | 0% | 0% | 0% | 1 | 0% | 0% | 1 |  |  |  |  | 0% | [5 empty] | 0% | 0% | 0% | 1 | 0% | 0% | 0% | 1 | 76% | 0% | 0% | 3 | 80% | 0% | 0% | 3 | 80% | 0% | 0% | 3 | 0% | 0% | 0% | 1 | 0% | 0% | 0% | 1 | 0% | 0% | 1 |  |  |  |  | 0% | [5 empty] | 0% | 0% | 0% | 1 | 0% | 0% | 0% | 1 | 10% | 0% | 0% | 1 | 52% | 0% | 0% | 2 | 53% | 0% | 0% | 2 | 0% | 0% | 0% | 1 | 0% | 0% | 0% | 1 | 0% | 0% | 1 |  |  |  |  | 0% | [5 empty] | 20% | 31% | 51% | 5 | 28% | 0% | 0% | 1 | 9% | 0% | 0% | 1 | 27% | 0% | 0% | 1 | 55% | 0% | 0% | 2 | 38% | 0% | 0% | 1 | 2% | 0% | 0% | 1
489 | Haas | 0 | 0 | 0 | 0% | 0% | 1 |  |  |  |  | 0% | [5 empty] | 0% | 0% | 0% | 1 | 0% | 0% | 0% | 1 | 0% | 0% | 0% | 1 | 0% | 0% | 0% | 1 | 0% | 0% | 0% | 1 | 0% | 0% | 0% | 1 | 0% | 0% | 0% | 1 | 0% | 0% | 1 |  |  |  |  | 0% | [5 empty] | 0% | 0% | 0% | 1 | 0% | 0% | 0% | 1 | 0% | 0% | 0% | 1 | 0% | 0% | 0% | 1 | 0% | 0% | 0% | 1 | 0% | 0% | 0% | 1 | 0% | 0% | 0% | 1 | 0% | 0% | 1 |  |  |  |  | 0% | [5 empty] | 0% | 0% | 0% | 1 | 0% | 0% | 0% | 1 | 0% | 0% | 0% | 1 | 0% | 0% | 0% | 1 | 0% | 0% | 0% | 1 | 0% | 0% | 0% | 1 | 0% | 0% | 0% | 1 | 0% | 0% | 1 |  |  |  |  | 0% | [5 empty] | 0% | 0% | 0% | 1 | 0% | 0% | 0% | 1 | 0% | 0% | 0% | 1 | 0% | 0% | 0% | 1 | 0% | 0% | 0% | 1 | 100% | 0% | 0% | 5 | 0% | 0% | 0% | 1
490 | Stone | 0 | 0 | 0 | 0% | 0% | 1 |  |  |  |  | 0% | [5 empty] | 0% | 0% | 0% | 1 | 0% | 0% | 0% | 1 | 0% | 0% | 0% | 1 | 0% | 0% | 0% | 1 | 0% | 0% | 0% | 1 | 0% | 0% | 0% | 1 | 0% | 0% | 0% | 1 | 0% | 0% | 1 |  |  |  |  | 0% | [5 empty] | 91% | 6% | 97% | 5 | 89% | 0% | 0% | 3 | 40% | 0% | 0% | 1 | 41% | 0% | 0% | 1 | 90% | 0% | 0% | 4 | 91% | 0% | 0% | 4 | 1% | 0% | 0% | 1 | 0% | 0% | 1 |  |  |  |  | 0% | [5 empty] | 81% | 16% | 97% | 5 | 85% | 0% | 0% | 3 | 32% | 0% | 0% | 1 | 33% | 0% | 0% | 1 | 88% | 0% | 0% | 3 | 94% | 0% | 0% | 4 | 3% | 0% | 0% | 1 | 0% | 0% | 1 |  |  |  |  | 0% | [5 empty] | 63% | 34% | 97% | 5 | 93% | 0% | 0% | 4 | 54% | 0% | 0% | 2 | 62% | 0% | 0% | 2 | 96% | 0% | 0% | 5 | 82% | 0% | 0% | 3 | 2% | 0% | 0% | 1
491 | El Cerrito G | 0 | 0 | 0 | 0% | 0% | 1 |  |  |  |  | 0% | [5 empty] | 60% | 0% | 60% | 3 | 1% | 0% | 0% | 1 | 45% | 0% | 0% | 1 | 66% | 0% | 0% | 2 | 66% | 0% | 0% | 2 | 19% | 0% | 0% | 1 | 3% | 0% | 0% | 1 | 0% | 0% | 1 |  |  |  |  | 0% | [5 empty] | 41% | 0% | 41% | 2 | 1% | 0% | 0% | 1 | 32% | 0% | 0% | 1 | 61% | 0% | 0% | 2 | 61% | 0% | 0% | 2 | 12% | 0% | 0% | 1 | 6% | 0% | 0% | 1 | 0% | 0% | 1 |  |  |  |  | 0% | [5 empty] | 41% | 0% | 41% | 2 | 20% | 0% | 0% | 1 | 42% | 0% | 0% | 1 | 41% | 0% | 0% | 1 | 71% | 0% | 0% | 3 | 26% | 0% | 0% | 1 | 14% | 0% | 0% | 1 | 0% | 0% | 1 |  |  |  |  | 0% | [5 empty] | 53% | 0% | 53% | 3 | 55% | 0% | 0% | 2 | 51% | 0% | 0% | 2 | 42% | 0% | 0% | 1 | 84% | 0% | 0% | 3 | 35% | 0% | 0% | 1 | 28% | 0% | 0% | 1
492 | Elizabeth Lake | 0 | 0 | 0 | 0% | 0% | 1 |  |  |  |  | 0% | [5 empty] | 15% | 85% | 100% | 5 | 68% | 0% | 0% | 2 | 4% | 0% | 0% | 1 | 2% | 0% | 0% | 1 | 69% | 0% | 0% | 2 | 69% | 0% | 0% | 2 | 1% | 0% | 0% | 1 | 0% | 0% | 1 |  |  |  |  | 0% | [5 empty] | 26% | 57% | 83% | 5 | 57% | 0% | 0% | 2 | 1% | 0% | 0% | 1 | 2% | 0% | 0% | 1 | 58% | 0% | 0% | 2 | 67% | 0% | 0% | 2 | 2% | 0% | 0% | 1 | 0% | 0% | 1 |  |  |  |  | 0% | [5 empty] | 23% | 43% | 66% | 5 | 30% | 0% | 0% | 1 | 40% | 0% | 0% | 1 | 29% | 0% | 0% | 1 | 71% | 0% | 0% | 3 | 47% | 0% | 0% | 1 | 3% | 0% | 0% | 1 | 0% | 0% | 1 |  |  |  |  | 1% | [5 empty] | 26% | 18% | 44% | 3 | 29% | 0% | 0% | 1 | 38% | 0% | 0% | 1 | 29% | 0% | 0% | 1 | 59% | 0% | 0% | 2 | 33% | 0% | 0% | 1 | 2% | 0% | 0% | 1
493 | Ashlan | 0 | 0 | 0 | 0% | 0% | 1 |  |  |  |  | 0% | [5 empty] | 0% | 0% | 0% | 1 | 0% | 0% | 0% | 1 | 0% | 0% | 0% | 1 | 0% | 0% | 0% | 1 | 0% | 0% | 0% | 1 | 0% | 0% | 0% | 1 | 0% | 0% | 0% | 1 | 0% | 0% | 1 |  |  |  |  | 0% | [5 empty] | 0% | 0% | 0% | 1 | 0% | 0% | 0% | 1 | 0% | 0% | 0% | 1 | 0% | 0% | 0% | 1 | 0% | 0% | 0% | 1 | 0% | 0% | 0% | 1 | 0% | 0% | 0% | 1 | 0% | 0% | 1 |  |  |  |  | 0% | [5 empty] | 0% | 0% | 0% | 1 | 0% | 0% | 0% | 1 | 0% | 0% | 0% | 1 | 0% | 0% | 0% | 1 | 0% | 0% | 0% | 1 | 0% | 0% | 0% | 1 | 0% | 0% | 0% | 1 | 0% | 0% | 1 |  |  |  |  | 0% | [5 empty] | 0% | 0% | 0% | 1 | 0% | 0% | 0% | 1 | 0% | 0% | 0% | 1 | 0% | 0% | 0% | 1 | 0% | 0% | 0% | 1 | 0% | 0% | 0% | 1 | 0% | 0% | 0% | 1
494 | Meadow Lane | 0 | 0 | 0 | 0% | 0% | 1 |  |  |  |  | 0% | [5 empty] | 41% | 0% | 41% | 2 | 16% | 0% | 0% | 1 | 61% | 0% | 0% | 2 | 41% | 0% | 0% | 1 | 75% | 0% | 0% | 3 | 15% | 0% | 0% | 1 | 33% | 0% | 0% | 1 | 0% | 0% | 1 |  |  |  |  | 0% | [5 empty] | 41% | 0% | 41% | 2 | 53% | 0% | 0% | 2 | 67% | 0% | 0% | 2 | 48% | 0% | 0% | 1 | 84% | 0% | 0% | 3 | 21% | 0% | 0% | 1 | 43% | 0% | 0% | 1 | 0% | 0% | 1 |  |  |  |  | 0% | [5 empty] | 48% | 0% | 48% | 2 | 45% | 0% | 0% | 1 | 59% | 0% | 0% | 2 | 45% | 0% | 0% | 1 | 82% | 0% | 0% | 3 | 23% | 0% | 0% | 1 | 33% | 0% | 0% | 1 | 0% | 0% | 1 |  |  |  |  | 16% | [5 empty] | 48% | 0% | 48% | 2 | 31% | 0% | 0% | 1 | 45% | 0% | 0% | 1 | 45% | 0% | 0% | 1 | 66% | 0% | 0% | 2 | 15% | 0% | 0% | 1 | 24% | 0% | 0% | 1
495 | Bucks Creek | 0 | 0 | 0 | 0% | 0% | 1 |  |  |  |  | 0% | [5 empty] | 37% | 12% | 49% | 3 | 51% | 0% | 0% | 2 | 85% | 0% | 0% | 3 | 79% | 0% | 0% | 3 | 100% | 0% | 0% | 5 | 79% | 0% | 0% | 3 | 6% | 0% | 0% | 1 | 0% | 0% | 1 |  |  |  |  | 0% | [5 empty] | 30% | 17% | 47% | 3 | 52% | 0% | 0% | 2 | 80% | 0% | 0% | 3 | 79% | 0% | 0% | 3 | 99% | 0% | 0% | 5 | 79% | 0% | 0% | 3 | 4% | 0% | 0% | 1 | 0% | 0% | 1 |  |  |  |  | 0% | [5 empty] | 30% | 14% | 44% | 3 | 43% | 0% | 0% | 1 | 70% | 0% | 0% | 3 | 72% | 0% | 0% | 3 | 93% | 0% | 0% | 4 | 77% | 0% | 0% | 3 | 3% | 0% | 0% | 1 | 0% | 0% | 1 |  |  |  |  | 0% | [5 empty] | 43% | 14% | 57% | 3 | 40% | 0% | 0% | 1 | 57% | 0% | 0% | 2 | 59% | 0% | 0% | 2 | 83% | 0% | 0% | 3 | 75% | 0% | 0% | 3 | 2% | 0% | 0% | 1
496 | Dunn Siding | 0 | 0 | 0 | 0% | 0% | 1 |  |  |  |  | 0% | [5 empty] | 0% | 0% | 0% | 1 | 38% | 0% | 0% | 1 | 10% | 0% | 0% | 1 | 11% | 0% | 0% | 1 | 42% | 0% | 0% | 1 | 87% | 0% | 0% | 3 | 7% | 0% | 0% | 1 | 0% | 0% | 1 |  |  |  |  | 1% | [5 empty] | 0% | 0% | 0% | 1 | 37% | 0% | 0% | 1 | 28% | 0% | 0% | 1 | 24% | 0% | 0% | 1 | 40% | 0% | 0% | 1 | 68% | 0% | 0% | 2 | 2% | 0% | 0% | 1 | 0% | 0% | 1 |  |  |  |  | 1% | [5 empty] | 0% | 0% | 0% | 1 | 29% | 0% | 0% | 1 | 21% | 0% | 0% | 1 | 20% | 0% | 0% | 1 | 33% | 0% | 0% | 1 | 48% | 0% | 0% | 1 | 2% | 0% | 0% | 1 | 0% | 0% | 1 |  |  |  |  | 1% | [5 empty] | 0% | 0% | 0% | 1 | 48% | 0% | 0% | 1 | 25% | 0% | 0% | 1 | 22% | 0% | 0% | 1 | 54% | 0% | 0% | 2 | 55% | 0% | 0% | 2 | 2% | 0% | 0% | 1
497 | Pit 4 | 0 | 0 | 0 | 0% | 0% | 1 |  |  |  |  | 0% | [5 empty] | 99% | 1% | 100% | 5 | 44% | 0% | 0% | 1 | 37% | 0% | 0% | 1 | 24% | 0% | 0% | 1 | 79% | 0% | 0% | 3 | 45% | 0% | 0% | 1 | 1% | 0% | 0% | 1 | 0% | 0% | 1 |  |  |  |  | 0% | [5 empty] | 86% | 5% | 91% | 5 | 44% | 0% | 0% | 1 | 22% | 0% | 0% | 1 | 13% | 0% | 0% | 1 | 66% | 0% | 0% | 2 | 44% | 0% | 0% | 1 | 1% | 0% | 0% | 1 | 0% | 0% | 1 |  |  |  |  | 0% | [5 empty] | 72% | 11% | 83% | 5 | 46% | 0% | 0% | 1 | 22% | 0% | 0% | 1 | 16% | 0% | 0% | 1 | 68% | 0% | 0% | 2 | 48% | 0% | 0% | 1 | 1% | 0% | 0% | 1 | 0% | 0% | 1 |  |  |  |  | 0% | [5 empty] | 55% | 22% | 77% | 5 | 36% | 0% | 0% | 1 | 19% | 0% | 0% | 1 | 15% | 0% | 0% | 1 | 54% | 0% | 0% | 2 | 53% | 0% | 0% | 2 | 1% | 0% | 0% | 1
498 | SAN FRAN A (POTRERO PP) | 0 | 0 | 0 | 0% | 0% | 1 |  |  |  |  | 0% | [5 empty] | 0% | 0% | 0% | 1 | 4% | 0% | 0% | 1 | 14% | 0% | 0% | 1 | 37% | 0% | 0% | 1 | 41% | 0% | 0% | 1 | 0% | 0% | 0% | 1 | 5% | 0% | 0% | 1 | 0% | 0% | 1 |  |  |  |  | 0% | [5 empty] | 0% | 0% | 0% | 1 | 6% | 0% | 0% | 1 | 22% | 0% | 0% | 1 | 51% | 0% | 0% | 2 | 53% | 0% | 0% | 2 | 5% | 0% | 0% | 1 | 7% | 0% | 0% | 1 | 0% | 0% | 1 |  |  |  |  | 0% | [5 empty] | 29% | 0% | 29% | 2 | 6% | 0% | 0% | 1 | 45% | 0% | 0% | 1 | 66% | 0% | 0% | 2 | 67% | 0% | 0% | 2 | 12% | 0% | 0% | 1 | 6% | 0% | 0% | 1 | 0% | 0% | 1 |  |  |  |  | 0% | [5 empty] | 42% | 0% | 42% | 2 | 20% | 0% | 0% | 1 | 42% | 0% | 0% | 1 | 45% | 0% | 0% | 1 | 71% | 0% | 0% | 3 | 29% | 0% | 0% | 1 | 12% | 0% | 0% | 1
499 | Frogtown | 0 | 0 | 0 | 0% | 0% | 1 |  |  |  |  | 0% | [5 empty] | 0% | 0% | 0% | 1 | 0% | 0% | 0% | 1 | 0% | 0% | 0% | 1 | 0% | 0% | 0% | 1 | 0% | 0% | 0% | 1 | 0% | 0% | 0% | 1 | 0% | 0% | 0% | 1 | 0% | 0% | 1 |  |  |  |  | 0% | [5 empty] | 0% | 0% | 0% | 1 | 0% | 0% | 0% | 1 | 0% | 0% | 0% | 1 | 0% | 0% | 0% | 1 | 0% | 0% | 0% | 1 | 0% | 0% | 0% | 1 | 0% | 0% | 0% | 1 | 0% | 0% | 1 |  |  |  |  | 0% | [5 empty] | 0% | 0% | 0% | 1 | 0% | 0% | 0% | 1 | 0% | 0% | 0% | 1 | 0% | 0% | 0% | 1 | 0% | 0% | 0% | 1 | 0% | 0% | 0% | 1 | 0% | 0% | 0% | 1 | 0% | 0% | 1 |  |  |  |  | 0% | [5 empty] | 0% | 100% | 100% | 5 | 0% | 0% | 0% | 1 | 0% | 0% | 0% | 1 | 0% | 0% | 0% | 1 | 0% | 0% | 0% | 1 | 8% | 0% | 0% | 1 | 0% | 0% | 0% | 1
500 | Knights Landing | 0 | 0 | 0 | 0% | 0% | 1 |  |  |  |  | 0% | [5 empty] | 0% | 0% | 0% | 1 | 0% | 0% | 0% | 1 | 0% | 0% | 0% | 1 | 0% | 0% | 0% | 1 | 0% | 0% | 0% | 1 | 0% | 0% | 0% | 1 | 0% | 0% | 0% | 1 | 0% | 0% | 1 |  |  |  |  | 1% | [5 empty] | 87% | 0% | 87% | 5 | 100% | 0% | 0% | 5 | 0% | 0% | 0% | 1 | 0% | 0% | 0% | 1 | 100% | 0% | 0% | 5 | 85% | 0% | 0% | 3 | 0% | 0% | 0% | 1 | 0% | 0% | 1 |  |  |  |  | 8% | [5 empty] | 74% | 20% | 94% | 5 | 82% | 0% | 0% | 3 | 2% | 0% | 0% | 1 | 2% | 0% | 0% | 1 | 82% | 0% | 0% | 3 | 63% | 0% | 0% | 2 | 1% | 0% | 0% | 1 | 0% | 0% | 1 |  |  |  |  | 10% | [5 empty] | 66% | 30% | 96% | 5 | 75% | 0% | 0% | 3 | 7% | 0% | 0% | 1 | 8% | 0% | 0% | 1 | 79% | 0% | 0% | 3 | 73% | 0% | 0% | 3 | 1% | 0% | 0% | 1
501 | Sandlot | 0 | 0 | 0 | 0% | 0% | 1 |  |  |  |  | 0% | [5 empty] | 0% | 0% | 0% | 1 | 14% | 0% | 0% | 1 | 67% | 0% | 0% | 2 | 42% | 0% | 0% | 1 | 67% | 0% | 0% | 2 | 67% | 0% | 0% | 2 | 1% | 0% | 0% | 1 | 0% | 0% | 1 |  |  |  |  | 0% | [5 empty] | 0% | 0% | 0% | 1 | 68% | 0% | 0% | 2 | 58% | 0% | 0% | 2 | 30% | 0% | 0% | 1 | 89% | 0% | 0% | 3 | 61% | 0% | 0% | 2 | 3% | 0% | 0% | 1 | 0% | 0% | 1 |  |  |  |  | 0% | [5 empty] | 0% | 0% | 0% | 1 | 69% | 0% | 0% | 2 | 27% | 0% | 0% | 1 | 7% | 0% | 0% | 1 | 79% | 0% | 0% | 3 | 68% | 0% | 0% | 2 | 1% | 0% | 0% | 1 | 0% | 0% | 1 |  |  |  |  | 0% | [5 empty] | 0% | 0% | 0% | 1 | 74% | 0% | 0% | 3 | 24% | 0% | 0% | 1 | 8% | 0% | 0% | 1 | 80% | 0% | 0% | 3 | 66% | 0% | 0% | 2 | 0% | 0% | 0% | 1
502 | Sunrise | 0 | 0 | 0 | 0% | 0% | 1 |  |  |  |  | 0% | [5 empty] | 0% | 0% | 0% | 1 | 0% | 0% | 0% | 1 | 0% | 0% | 0% | 1 | 0% | 0% | 0% | 1 | 0% | 0% | 0% | 1 | 0% | 0% | 0% | 1 | 0% | 0% | 0% | 1 | 0% | 0% | 1 |  |  |  |  | 0% | [5 empty] | 0% | 0% | 0% | 1 | 0% | 0% | 0% | 1 | 0% | 0% | 0% | 1 | 0% | 0% | 0% | 1 | 0% | 0% | 0% | 1 | 0% | 0% | 0% | 1 | 0% | 0% | 0% | 1 | 0% | 0% | 1 |  |  |  |  | 0% | [5 empty] | 35% | 0% | 35% | 2 | 0% | 0% | 0% | 1 | 0% | 0% | 0% | 1 | 0% | 0% | 0% | 1 | 0% | 0% | 0% | 1 | 56% | 0% | 0% | 2 | 0% | 0% | 0% | 1 | 0% | 0% | 1 |  |  |  |  | 0% | [5 empty] | 24% | 71% | 95% | 5 | 25% | 0% | 0% | 1 | 8% | 0% | 0% | 1 | 26% | 0% | 0% | 1 | 42% | 0% | 0% | 1 | 81% | 0% | 0% | 3 | 0% | 0% | 0% | 1
503 | Lilac | 0 | 0 | 0 | 0% | 0% | 1 |  |  |  |  | 0% | [5 empty] | 0% | 0% | 0% | 1 | 0% | 0% | 0% | 1 | 0% | 0% | 0% | 1 | 0% | 0% | 0% | 1 | 0% | 0% | 0% | 1 | 0% | 0% | 0% | 1 | 0% | 0% | 0% | 1 | 0% | 0% | 1 |  |  |  |  | 0% | [5 empty] | 0% | 0% | 0% | 1 | 0% | 0% | 0% | 1 | 0% | 0% | 0% | 1 | 0% | 0% | 0% | 1 | 0% | 0% | 0% | 1 | 0% | 0% | 0% | 1 | 0% | 0% | 0% | 1 | 0% | 0% | 1 |  |  |  |  | 0% | [5 empty] | 0% | 0% | 0% | 1 | 18% | 0% | 0% | 1 | 76% | 0% | 0% | 3 | 79% | 0% | 0% | 3 | 79% | 0% | 0% | 3 | 0% | 0% | 0% | 1 | 16% | 0% | 0% | 1 | 0% | 0% | 1 |  |  |  |  | 0% | [5 empty] | 0% | 86% | 86% | 5 | 48% | 0% | 0% | 1 | 20% | 0% | 0% | 1 | 31% | 0% | 0% | 1 | 68% | 0% | 0% | 2 | 56% | 0% | 0% | 2 | 32% | 0% | 0% | 1
504 | Alhambra | 0 | 0 | 0 | 0% | 0% | 1 |  |  |  |  | 0% | [5 empty] | 46% | 0% | 46% | 2 | 12% | 0% | 0% | 1 | 51% | 0% | 0% | 2 | 40% | 0% | 0% | 1 | 76% | 0% | 0% | 3 | 27% | 0% | 0% | 1 | 16% | 0% | 0% | 1 | 0% | 0% | 1 |  |  |  |  | 0% | [5 empty] | 35% | 0% | 35% | 2 | 49% | 0% | 0% | 1 | 53% | 0% | 0% | 2 | 34% | 0% | 0% | 1 | 83% | 0% | 0% | 3 | 19% | 0% | 0% | 1 | 46% | 0% | 0% | 1 | 0% | 0% | 1 |  |  |  |  | 0% | [5 empty] | 48% | 0% | 48% | 2 | 50% | 0% | 0% | 2 | 56% | 0% | 0% | 2 | 42% | 0% | 0% | 1 | 83% | 0% | 0% | 3 | 27% | 0% | 0% | 1 | 34% | 0% | 0% | 1 | 0% | 0% | 1 |  |  |  |  | 13% | [5 empty] | 50% | 0% | 50% | 3 | 32% | 0% | 0% | 1 | 46% | 0% | 0% | 1 | 44% | 0% | 0% | 1 | 69% | 0% | 0% | 2 | 19% | 0% | 0% | 1 | 25% | 0% | 0% | 1
505 | Charleston | 0 | 0 | 0 | 0% | 0% | 1 |  |  |  |  | 0% | [5 empty] | 0% | 0% | 0% | 1 | 0% | 0% | 0% | 1 | 40% | 0% | 0% | 1 | 92% | 0% | 0% | 4 | 92% | 0% | 0% | 4 | 36% | 0% | 0% | 1 | 7% | 0% | 0% | 1 | 0% | 0% | 1 |  |  |  |  | 0% | [5 empty] | 0% | 0% | 0% | 1 | 12% | 0% | 0% | 1 | 10% | 0% | 0% | 1 | 22% | 0% | 0% | 1 | 34% | 0% | 0% | 1 | 74% | 0% | 0% | 3 | 2% | 0% | 0% | 1 | 0% | 0% | 1 |  |  |  |  | 0% | [5 empty] | 0% | 0% | 0% | 1 | 19% | 0% | 0% | 1 | 4% | 0% | 0% | 1 | 40% | 0% | 0% | 1 | 50% | 0% | 0% | 2 | 73% | 0% | 0% | 3 | 1% | 0% | 0% | 1 | 0% | 0% | 1 |  |  |  |  | 0% | [5 empty] | 0% | 0% | 0% | 1 | 14% | 0% | 0% | 1 | 3% | 0% | 0% | 1 | 37% | 0% | 0% | 1 | 45% | 0% | 0% | 1 | 75% | 0% | 0% | 3 | 1% | 0% | 0% | 1
506 | Vasco | 0 | 0 | 0 | 0% | 0% | 1 |  |  |  |  | 4% | [5 empty] | 93% | 0% | 93% | 5 | 91% | 0% | 0% | 4 | 87% | 0% | 0% | 3 | 98% | 0% | 0% | 5 | 100% | 0% | 0% | 5 | 32% | 0% | 0% | 1 | 3% | 0% | 0% | 1 | 0% | 0% | 1 |  |  |  |  | 3% | [5 empty] | 88% | 4% | 92% | 5 | 88% | 0% | 0% | 3 | 88% | 0% | 0% | 3 | 95% | 0% | 0% | 5 | 99% | 0% | 0% | 5 | 42% | 0% | 0% | 1 | 3% | 0% | 0% | 1 | 0% | 0% | 1 |  |  |  |  | 3% | [5 empty] | 88% | 5% | 93% | 5 | 88% | 0% | 0% | 3 | 83% | 0% | 0% | 3 | 90% | 0% | 0% | 4 | 99% | 0% | 0% | 5 | 48% | 0% | 0% | 1 | 3% | 0% | 0% | 1 | 0% | 0% | 1 |  |  |  |  | 6% | [5 empty] | 54% | 7% | 61% | 3 | 63% | 0% | 0% | 2 | 71% | 0% | 0% | 3 | 73% | 0% | 0% | 3 | 86% | 0% | 0% | 3 | 34% | 0% | 0% | 1 | 15% | 0% | 0% | 1
507 | Harris | 0 | 0 | 0 | 0% | 0% | 1 |  |  |  |  | 0% | [5 empty] | 0% | 0% | 0% | 1 | 34% | 0% | 0% | 1 | 29% | 0% | 0% | 1 | 38% | 0% | 0% | 1 | 50% | 0% | 0% | 2 | 0% | 0% | 0% | 1 | 35% | 0% | 0% | 1 | 0% | 0% | 1 |  |  |  |  | 0% | [5 empty] | 0% | 0% | 0% | 1 | 19% | 0% | 0% | 1 | 9% | 0% | 0% | 1 | 11% | 0% | 0% | 1 | 24% | 0% | 0% | 1 | 35% | 0% | 0% | 1 | 17% | 0% | 0% | 1 | 0% | 0% | 1 |  |  |  |  | 0% | [5 empty] | 4% | 0% | 4% | 1 | 7% | 0% | 0% | 1 | 6% | 0% | 0% | 1 | 7% | 0% | 0% | 1 | 13% | 0% | 0% | 1 | 48% | 0% | 0% | 1 | 9% | 0% | 0% | 1 | 0% | 0% | 1 |  |  |  |  | 0% | [5 empty] | 5% | 2% | 7% | 2 | 7% | 0% | 0% | 1 | 5% | 0% | 0% | 1 | 8% | 0% | 0% | 1 | 12% | 0% | 0% | 1 | 72% | 0% | 0% | 3 | 6% | 0% | 0% | 1
508 | Grizzly | 0 | 0 | 15 | 0% | 0% | 1 |  |  |  |  | 0% | [5 empty] | 41% | 17% | 58% | 3 | 40% | 0% | 0% | 1 | 83% | 0% | 0% | 3 | 83% | 0% | 0% | 3 | 99% | 0% | 0% | 5 | 73% | 0% | 0% | 3 | 7% | 0% | 0% | 1 | 0% | 0% | 1 |  |  |  |  | 0% | [5 empty] | 30% | 12% | 42% | 3 | 45% | 0% | 0% | 1 | 75% | 0% | 0% | 3 | 84% | 0% | 0% | 3 | 99% | 0% | 0% | 5 | 76% | 0% | 0% | 3 | 4% | 0% | 0% | 1 | 0% | 0% | 1 |  |  |  |  | 0% | [5 empty] | 30% | 14% | 44% | 3 | 43% | 0% | 0% | 1 | 70% | 0% | 0% | 3 | 73% | 0% | 0% | 3 | 93% | 0% | 0% | 4 | 76% | 0% | 0% | 3 | 3% | 0% | 0% | 1 | 0% | 0% | 1 |  |  |  |  | 0% | [5 empty] | 40% | 15% | 55% | 3 | 38% | 0% | 0% | 1 | 60% | 0% | 0% | 2 | 62% | 0% | 0% | 2 | 84% | 0% | 0% | 3 | 74% | 0% | 0% | 3 | 2% | 0% | 0% | 1
509 | Jackass (DOE) | 0 | 0 | 0 | 0% | 0% | 1 |  |  |  |  | 0% | [5 empty] | 0% | 0% | 0% | 1 | 0% | 0% | 0% | 1 | 0% | 0% | 0% | 1 | 0% | 0% | 0% | 1 | 0% | 0% | 0% | 1 | 0% | 0% | 0% | 1 | 0% | 0% | 0% | 1 | 0% | 0% | 1 |  |  |  |  | 0% | [5 empty] | 0% | 0% | 0% | 1 | 0% | 0% | 0% | 1 | 0% | 0% | 0% | 1 | 0% | 0% | 0% | 1 | 0% | 0% | 0% | 1 | 0% | 0% | 0% | 1 | 0% | 0% | 0% | 1 | 0% | 0% | 1 |  |  |  |  | 0% | [5 empty] | 0% | 0% | 0% | 1 | 0% | 0% | 0% | 1 | 0% | 0% | 0% | 1 | 0% | 0% | 0% | 1 | 0% | 0% | 0% | 1 | 0% | 0% | 0% | 1 | 0% | 0% | 0% | 1 | 0% | 0% | 1 |  |  |  |  | 0% | [5 empty] | 0% | 0% | 0% | 1 | 0% | 0% | 0% | 1 | 0% | 0% | 0% | 1 | 0% | 0% | 0% | 1 | 0% | 0% | 0% | 1 | 2% | 0% | 0% | 1 | 0% | 0% | 0% | 1
510 | North City Metering | 0 | 0 | 15 | 0% | 0% | 1 |  |  |  |  | 0% | [5 empty] | 0% | 0% | 0% | 1 | 0% | 0% | 0% | 1 | 41% | 0% | 0% | 1 | 55% | 0% | 0% | 2 | 55% | 0% | 0% | 2 | 0% | 0% | 0% | 1 | 5% | 0% | 0% | 1 | 0% | 0% | 1 |  |  |  |  | 0% | [5 empty] | 0% | 0% | 0% | 1 | 0% | 0% | 0% | 1 | 38% | 0% | 0% | 1 | 61% | 0% | 0% | 2 | 61% | 0% | 0% | 2 | 0% | 0% | 0% | 1 | 3% | 0% | 0% | 1 | 0% | 0% | 1 |  |  |  |  | 0% | [5 empty] | 0% | 0% | 0% | 1 | 7% | 0% | 0% | 1 | 26% | 0% | 0% | 1 | 55% | 0% | 0% | 2 | 56% | 0% | 0% | 2 | 0% | 0% | 0% | 1 | 1% | 0% | 0% | 1 | 0% | 0% | 1 |  |  |  |  | 0% | [5 empty] | 0% | 0% | 0% | 1 | 6% | 0% | 0% | 1 | 38% | 0% | 0% | 1 | 63% | 0% | 0% | 2 | 63% | 0% | 0% | 2 | 0% | 0% | 0% | 1 | 8% | 0% | 0% | 1
511 | Ormond Beach | 0 | 0 | 0 | 0% | 0% | 1 |  |  |  |  | 0% | [5 empty] | 0% | 0% | 0% | 1 | 13% | 0% | 0% | 1 | 59% | 0% | 0% | 2 | 74% | 0% | 0% | 3 | 74% | 0% | 0% | 3 | 0% | 0% | 0% | 1 | 19% | 0% | 0% | 1 | 0% | 0% | 1 |  |  |  |  | 0% | [5 empty] | 0% | 0% | 0% | 1 | 41% | 0% | 0% | 1 | 38% | 0% | 0% | 1 | 48% | 0% | 0% | 1 | 80% | 0% | 0% | 3 | 5% | 0% | 0% | 1 | 12% | 0% | 0% | 1 | 0% | 0% | 1 |  |  |  |  | 0% | [5 empty] | 0% | 0% | 0% | 1 | 41% | 0% | 0% | 1 | 36% | 0% | 0% | 1 | 46% | 0% | 0% | 1 | 78% | 0% | 0% | 3 | 6% | 0% | 0% | 1 | 12% | 0% | 0% | 1 | 0% | 0% | 1 |  |  |  |  | 0% | [5 empty] | 64% | 0% | 64% | 3 | 44% | 0% | 0% | 1 | 11% | 0% | 0% | 1 | 15% | 0% | 0% | 1 | 56% | 0% | 0% | 2 | 27% | 0% | 0% | 1 | 7% | 0% | 0% | 1
512 | Warne | 0 | 0 | 0 | 0% | 0% | 1 |  |  |  |  | 0% | [5 empty] | 38% | 57% | 95% | 5 | 77% | 0% | 0% | 3 | 39% | 0% | 0% | 1 | 36% | 0% | 0% | 1 | 93% | 0% | 0% | 4 | 63% | 0% | 0% | 2 | 2% | 0% | 0% | 1 | 0% | 0% | 1 |  |  |  |  | 1% | [5 empty] | 41% | 36% | 77% | 5 | 48% | 0% | 0% | 1 | 54% | 0% | 0% | 2 | 44% | 0% | 0% | 1 | 86% | 0% | 0% | 3 | 50% | 0% | 0% | 2 | 2% | 0% | 0% | 1 | 0% | 0% | 1 |  |  |  |  | 1% | [5 empty] | 29% | 20% | 49% | 4 | 46% | 0% | 0% | 1 | 48% | 0% | 0% | 1 | 34% | 0% | 0% | 1 | 80% | 0% | 0% | 3 | 39% | 0% | 0% | 1 | 1% | 0% | 0% | 1 | 0% | 0% | 1 |  |  |  |  | 1% | [5 empty] | 26% | 17% | 43% | 3 | 35% | 0% | 0% | 1 | 42% | 0% | 0% | 1 | 33% | 0% | 0% | 1 | 67% | 0% | 0% | 2 | 37% | 0% | 0% | 1 | 1% | 0% | 0% | 1
513 | POE | 0 | 0 | 0 | 0% | 0% | 1 |  |  |  |  | 0% | [5 empty] | 28% | 0% | 28% | 2 | 31% | 0% | 0% | 1 | 60% | 0% | 0% | 2 | 99% | 0% | 0% | 5 | 100% | 0% | 0% | 5 | 76% | 0% | 0% | 3 | 1% | 0% | 0% | 1 | 0% | 0% | 1 |  |  |  |  | 0% | [5 empty] | 21% | 12% | 33% | 3 | 36% | 0% | 0% | 1 | 69% | 0% | 0% | 2 | 100% | 0% | 0% | 5 | 100% | 0% | 0% | 5 | 70% | 0% | 0% | 3 | 3% | 0% | 0% | 1 | 0% | 0% | 1 |  |  |  |  | 0% | [5 empty] | 31% | 13% | 44% | 3 | 29% | 0% | 0% | 1 | 74% | 0% | 0% | 3 | 91% | 0% | 0% | 4 | 99% | 0% | 0% | 5 | 70% | 0% | 0% | 3 | 4% | 0% | 0% | 1 | 0% | 0% | 1 |  |  |  |  | 0% | [5 empty] | 30% | 15% | 45% | 3 | 39% | 0% | 0% | 1 | 72% | 0% | 0% | 3 | 74% | 0% | 0% | 3 | 95% | 0% | 0% | 5 | 73% | 0% | 0% | 3 | 3% | 0% | 0% | 1
514 | Pit 3 | 0 | 0 | 0 | 0% | 0% | 1 |  |  |  |  | 0% | [5 empty] | 98% | 0% | 98% | 5 | 42% | 0% | 0% | 1 | 47% | 0% | 0% | 1 | 31% | 0% | 0% | 1 | 88% | 0% | 0% | 3 | 44% | 0% | 0% | 1 | 1% | 0% | 0% | 1 | 0% | 0% | 1 |  |  |  |  | 0% | [5 empty] | 86% | 2% | 88% | 5 | 38% | 0% | 0% | 1 | 26% | 0% | 0% | 1 | 13% | 0% | 0% | 1 | 62% | 0% | 0% | 2 | 42% | 0% | 0% | 1 | 1% | 0% | 0% | 1 | 0% | 0% | 1 |  |  |  |  | 0% | [5 empty] | 75% | 4% | 79% | 5 | 47% | 0% | 0% | 1 | 20% | 0% | 0% | 1 | 11% | 0% | 0% | 1 | 66% | 0% | 0% | 2 | 46% | 0% | 0% | 1 | 1% | 0% | 0% | 1 | 0% | 0% | 1 |  |  |  |  | 0% | [5 empty] | 51% | 18% | 69% | 3 | 41% | 0% | 0% | 1 | 16% | 0% | 0% | 1 | 12% | 0% | 0% | 1 | 57% | 0% | 0% | 2 | 51% | 0% | 0% | 2 | 1% | 0% | 0% | 1
515 | Evergreen | 0 | 0 | 0 | 0% | 0% | 1 |  |  |  |  | 0% | [5 empty] | 0% | 0% | 0% | 1 | 0% | 0% | 0% | 1 | 0% | 0% | 0% | 1 | 0% | 0% | 0% | 1 | 0% | 0% | 0% | 1 | 0% | 0% | 0% | 1 | 0% | 0% | 0% | 1 | 0% | 0% | 1 |  |  |  |  | 0% | [5 empty] | 93% | 5% | 98% | 5 | 84% | 0% | 0% | 3 | 40% | 0% | 0% | 1 | 40% | 0% | 0% | 1 | 85% | 0% | 0% | 3 | 94% | 0% | 0% | 4 | 1% | 0% | 0% | 1 | 0% | 0% | 1 |  |  |  |  | 0% | [5 empty] | 76% | 22% | 98% | 5 | 84% | 0% | 0% | 3 | 37% | 0% | 0% | 1 | 37% | 0% | 0% | 1 | 89% | 0% | 0% | 3 | 94% | 0% | 0% | 4 | 2% | 0% | 0% | 1 | 0% | 0% | 1 |  |  |  |  | 0% | [5 empty] | 65% | 33% | 98% | 5 | 95% | 0% | 0% | 5 | 58% | 0% | 0% | 2 | 66% | 0% | 0% | 2 | 97% | 0% | 0% | 5 | 79% | 0% | 0% | 3 | 2% | 0% | 0% | 1
516 | Rincon | 0 | 0 | 0 | 0% | 0% | 1 |  |  |  |  | 0% | [5 empty] | 0% | 0% | 0% | 1 | 100% | 0% | 0% | 5 | 0% | 0% | 0% | 1 | 0% | 0% | 0% | 1 | 100% | 0% | 0% | 5 | 96% | 0% | 0% | 5 | 0% | 0% | 0% | 1 | 0% | 0% | 1 |  |  |  |  | 0% | [5 empty] | 65% | 0% | 65% | 3 | 100% | 0% | 0% | 5 | 42% | 0% | 0% | 1 | 44% | 0% | 0% | 1 | 100% | 0% | 0% | 5 | 94% | 0% | 0% | 4 | 0% | 0% | 0% | 1 | 0% | 0% | 1 |  |  |  |  | 0% | [5 empty] | 67% | 2% | 69% | 3 | 87% | 0% | 0% | 3 | 36% | 0% | 0% | 1 | 62% | 0% | 0% | 2 | 92% | 0% | 0% | 4 | 83% | 0% | 0% | 3 | 0% | 0% | 0% | 1 | 0% | 0% | 1 |  |  |  |  | 0% | [5 empty] | 45% | 22% | 67% | 4 | 86% | 0% | 0% | 3 | 31% | 0% | 0% | 1 | 57% | 0% | 0% | 2 | 95% | 0% | 0% | 5 | 67% | 0% | 0% | 2 | 3% | 0% | 0% | 1
517 | Whisman | 0 | 0 | 0 | 0% | 0% | 1 |  |  |  |  | 0% | [5 empty] | 0% | 0% | 0% | 1 | 0% | 0% | 0% | 1 | 0% | 0% | 0% | 1 | 32% | 0% | 0% | 1 | 32% | 0% | 0% | 1 | 0% | 0% | 0% | 1 | 93% | 0% | 0% | 4 | 0% | 0% | 1 |  |  |  |  | 0% | [5 empty] | 0% | 0% | 0% | 1 | 6% | 0% | 0% | 1 | 2% | 0% | 0% | 1 | 18% | 0% | 0% | 1 | 23% | 0% | 0% | 1 | 0% | 0% | 0% | 1 | 50% | 0% | 0% | 2 | 0% | 0% | 1 |  |  |  |  | 0% | [5 empty] | 27% | 0% | 27% | 2 | 41% | 0% | 0% | 1 | 41% | 0% | 0% | 1 | 48% | 0% | 0% | 1 | 54% | 0% | 0% | 2 | 31% | 0% | 0% | 1 | 18% | 0% | 0% | 1 | 0% | 0% | 1 |  |  |  |  | 0% | [5 empty] | 58% | 14% | 72% | 3 | 65% | 0% | 0% | 2 | 44% | 0% | 0% | 1 | 51% | 0% | 0% | 2 | 82% | 0% | 0% | 3 | 66% | 0% | 0% | 2 | 4% | 0% | 0% | 1
518 | Brighton | 0 | 0 | 0 | 0% | 0% | 1 |  |  |  |  | 0% | [5 empty] | 0% | 0% | 0% | 1 | 0% | 0% | 0% | 1 | 0% | 0% | 0% | 1 | 0% | 0% | 0% | 1 | 0% | 0% | 0% | 1 | 0% | 0% | 0% | 1 | 0% | 0% | 0% | 1 | 0% | 0% | 1 |  |  |  |  | 0% | [5 empty] | 0% | 0% | 0% | 1 | 0% | 0% | 0% | 1 | 0% | 0% | 0% | 1 | 0% | 0% | 0% | 1 | 0% | 0% | 0% | 1 | 0% | 0% | 0% | 1 | 0% | 0% | 0% | 1 | 0% | 0% | 1 |  |  |  |  | 44% | [5 empty] | 36% | 0% | 36% | 2 | 12% | 0% | 0% | 1 | 2% | 0% | 0% | 1 | 21% | 0% | 0% | 1 | 27% | 0% | 0% | 1 | 0% | 0% | 0% | 1 | 17% | 0% | 0% | 1 | 0% | 0% | 1 |  |  |  |  | 45% | [5 empty] | 34% | 0% | 34% | 2 | 15% | 0% | 0% | 1 | 17% | 0% | 0% | 1 | 21% | 0% | 0% | 1 | 35% | 0% | 0% | 1 | 3% | 0% | 0% | 1 | 19% | 0% | 0% | 1
519 | Mi-Wuk | 0 | 0 | 0 | 0% | 0% | 1 |  |  |  |  | 0% | [5 empty] | 0% | 0% | 0% | 1 | 0% | 0% | 0% | 1 | 0% | 0% | 0% | 1 | 0% | 0% | 0% | 1 | 0% | 0% | 0% | 1 | 0% | 0% | 0% | 1 | 0% | 0% | 0% | 1 | 0% | 0% | 1 |  |  |  |  | 0% | [5 empty] | 0% | 0% | 0% | 1 | 0% | 0% | 0% | 1 | 0% | 0% | 0% | 1 | 0% | 0% | 0% | 1 | 0% | 0% | 0% | 1 | 0% | 0% | 0% | 1 | 0% | 0% | 0% | 1 | 0% | 0% | 1 |  |  |  |  | 0% | [5 empty] | 63% | 0% | 63% | 3 | 0% | 0% | 0% | 1 | 0% | 0% | 0% | 1 | 7% | 0% | 0% | 1 | 7% | 0% | 0% | 1 | 79% | 0% | 0% | 3 | 8% | 0% | 0% | 1 | 0% | 0% | 1 |  |  |  |  | 0% | [5 empty] | 42% | 10% | 52% | 3 | 0% | 0% | 0% | 1 | 18% | 0% | 0% | 1 | 30% | 0% | 0% | 1 | 36% | 0% | 0% | 1 | 61% | 0% | 0% | 2 | 8% | 0% | 0% | 1
520 | San Ysidro | 0 | 0 | 0 | 0% | 0% | 1 |  |  |  |  | 0% | [5 empty] | 0% | 0% | 0% | 1 | 15% | 0% | 0% | 1 | 61% | 0% | 0% | 2 | 82% | 0% | 0% | 3 | 82% | 0% | 0% | 3 | 0% | 0% | 0% | 1 | 13% | 0% | 0% | 1 | 0% | 0% | 1 |  |  |  |  | 0% | [5 empty] | 0% | 0% | 0% | 1 | 9% | 0% | 0% | 1 | 38% | 0% | 0% | 1 | 71% | 0% | 0% | 3 | 72% | 0% | 0% | 3 | 0% | 0% | 0% | 1 | 9% | 0% | 0% | 1 | 0% | 0% | 1 |  |  |  |  | 0% | [5 empty] | 0% | 0% | 0% | 1 | 7% | 0% | 0% | 1 | 39% | 0% | 0% | 1 | 69% | 0% | 0% | 2 | 70% | 0% | 0% | 3 | 4% | 0% | 0% | 1 | 8% | 0% | 0% | 1 | 0% | 0% | 1 |  |  |  |  | 0% | [5 empty] | 0% | 0% | 0% | 1 | 7% | 0% | 0% | 1 | 32% | 0% | 0% | 1 | 63% | 0% | 0% | 2 | 65% | 0% | 0% | 2 | 4% | 0% | 0% | 1 | 7% | 0% | 0% | 1
521 | Lincoln | 0 | 0 | 0 | 0% | 0% | 1 |  |  |  |  | 0% | [5 empty] | 0% | 0% | 0% | 1 | 0% | 0% | 0% | 1 | 0% | 0% | 0% | 1 | 0% | 0% | 0% | 1 | 0% | 0% | 0% | 1 | 0% | 0% | 0% | 1 | 0% | 0% | 0% | 1 | 0% | 0% | 1 |  |  |  |  | 0% | [5 empty] | 0% | 0% | 0% | 1 | 0% | 0% | 0% | 1 | 0% | 0% | 0% | 1 | 0% | 0% | 0% | 1 | 0% | 0% | 0% | 1 | 0% | 0% | 0% | 1 | 0% | 0% | 0% | 1 | 0% | 0% | 1 |  |  |  |  | 0% | [5 empty] | 0% | 0% | 0% | 1 | 0% | 0% | 0% | 1 | 0% | 0% | 0% | 1 | 0% | 0% | 0% | 1 | 0% | 0% | 0% | 1 | 0% | 0% | 0% | 1 | 0% | 0% | 0% | 1 | 0% | 0% | 1 |  |  |  |  | 0% | [5 empty] | 0% | 0% | 0% | 1 | 0% | 0% | 0% | 1 | 0% | 0% | 0% | 1 | 0% | 0% | 0% | 1 | 0% | 0% | 0% | 1 | 0% | 0% | 0% | 1 | 0% | 0% | 0% | 1
522 | Jefferson | 0 | 0 | 0 | 0% | 0% | 1 |  |  |  |  | 0% | [5 empty] | 0% | 0% | 0% | 1 | 33% | 0% | 0% | 1 | 45% | 0% | 0% | 1 | 51% | 0% | 0% | 2 | 51% | 0% | 0% | 2 | 20% | 0% | 0% | 1 | 13% | 0% | 0% | 1 | 0% | 0% | 1 |  |  |  |  | 0% | [5 empty] | 0% | 0% | 0% | 1 | 16% | 0% | 0% | 1 | 31% | 0% | 0% | 1 | 61% | 0% | 0% | 2 | 62% | 0% | 0% | 2 | 22% | 0% | 0% | 1 | 15% | 0% | 0% | 1 | 0% | 0% | 1 |  |  |  |  | 0% | [5 empty] | 0% | 0% | 0% | 1 | 11% | 0% | 0% | 1 | 30% | 0% | 0% | 1 | 59% | 0% | 0% | 2 | 60% | 0% | 0% | 2 | 15% | 0% | 0% | 1 | 12% | 0% | 0% | 1 | 0% | 0% | 1 |  |  |  |  | 0% | [5 empty] | 5% | 0% | 5% | 1 | 14% | 0% | 0% | 1 | 22% | 0% | 0% | 1 | 49% | 0% | 0% | 1 | 55% | 0% | 0% | 2 | 13% | 0% | 0% | 1 | 8% | 0% | 0% | 1
523 | Lakewood | 0 | 0 | 0 | 0% | 0% | 1 |  |  |  |  | 0% | [5 empty] | 98% | 0% | 98% | 5 | 7% | 0% | 0% | 1 | 69% | 0% | 0% | 2 | 92% | 0% | 0% | 4 | 93% | 0% | 0% | 4 | 36% | 0% | 0% | 1 | 2% | 0% | 0% | 1 | 0% | 0% | 1 |  |  |  |  | 0% | [5 empty] | 43% | 0% | 43% | 2 | 50% | 0% | 0% | 2 | 68% | 0% | 0% | 2 | 49% | 0% | 0% | 1 | 86% | 0% | 0% | 3 | 22% | 0% | 0% | 1 | 41% | 0% | 0% | 1 | 0% | 0% | 1 |  |  |  |  | 0% | [5 empty] | 44% | 0% | 44% | 2 | 46% | 0% | 0% | 1 | 66% | 0% | 0% | 2 | 47% | 0% | 0% | 1 | 81% | 0% | 0% | 3 | 21% | 0% | 0% | 1 | 38% | 0% | 0% | 1 | 0% | 0% | 1 |  |  |  |  | 8% | [5 empty] | 57% | 0% | 57% | 3 | 37% | 0% | 0% | 1 | 52% | 0% | 0% | 2 | 52% | 0% | 0% | 2 | 71% | 0% | 0% | 3 | 18% | 0% | 0% | 1 | 26% | 0% | 0% | 1
524 | Windmaster | 0 | 0 | 0 | 0% | 0% | 1 |  |  |  |  | 5% | [5 empty] | 87% | 0% | 87% | 5 | 86% | 0% | 0% | 3 | 86% | 0% | 0% | 3 | 97% | 0% | 0% | 5 | 100% | 0% | 0% | 5 | 26% | 0% | 0% | 1 | 3% | 0% | 0% | 1 | 0% | 0% | 1 |  |  |  |  | 3% | [5 empty] | 90% | 2% | 92% | 5 | 88% | 0% | 0% | 3 | 89% | 0% | 0% | 3 | 96% | 0% | 0% | 5 | 99% | 0% | 0% | 5 | 42% | 0% | 0% | 1 | 3% | 0% | 0% | 1 | 0% | 0% | 1 |  |  |  |  | 4% | [5 empty] | 78% | 3% | 81% | 5 | 75% | 0% | 0% | 3 | 86% | 0% | 0% | 3 | 92% | 0% | 0% | 4 | 97% | 0% | 0% | 5 | 38% | 0% | 0% | 1 | 6% | 0% | 0% | 1 | 0% | 0% | 1 |  |  |  |  | 11% | [5 empty] | 52% | 5% | 57% | 3 | 52% | 0% | 0% | 2 | 61% | 0% | 0% | 2 | 60% | 0% | 0% | 2 | 75% | 0% | 0% | 3 | 27% | 0% | 0% | 1 | 16% | 0% | 0% | 1
525 | Rosamond | 0 | 0 | 0 | 0% | 0% | 1 |  |  |  |  | 1% | [5 empty] | 2% | 0% | 2% | 1 | 18% | 0% | 0% | 1 | 26% | 0% | 0% | 1 | 23% | 0% | 0% | 1 | 45% | 0% | 0% | 1 | 12% | 0% | 0% | 1 | 2% | 0% | 0% | 1 | 0% | 0% | 1 |  |  |  |  | 1% | [5 empty] | 8% | 0% | 8% | 1 | 16% | 0% | 0% | 1 | 30% | 0% | 0% | 1 | 26% | 0% | 0% | 1 | 46% | 0% | 0% | 1 | 20% | 0% | 0% | 1 | 1% | 0% | 0% | 1 | 0% | 0% | 1 |  |  |  |  | 1% | [5 empty] | 16% | 7% | 23% | 2 | 28% | 0% | 0% | 1 | 33% | 0% | 0% | 1 | 25% | 0% | 0% | 1 | 56% | 0% | 0% | 2 | 28% | 0% | 0% | 1 | 1% | 0% | 0% | 1 | 0% | 0% | 1 |  |  |  |  | 1% | [5 empty] | 21% | 11% | 32% | 3 | 31% | 0% | 0% | 1 | 33% | 0% | 0% | 1 | 26% | 0% | 0% | 1 | 61% | 0% | 0% | 2 | 37% | 0% | 0% | 1 | 1% | 0% | 0% | 1
526 | Los Positas | 0 | 0 | 0 | 0% | 0% | 1 |  |  |  |  | 1% | [5 empty] | 99% | 1% | 100% | 5 | 97% | 0% | 0% | 5 | 84% | 0% | 0% | 3 | 98% | 0% | 0% | 5 | 100% | 0% | 0% | 5 | 33% | 0% | 0% | 1 | 4% | 0% | 0% | 1 | 0% | 0% | 1 |  |  |  |  | 3% | [5 empty] | 88% | 4% | 92% | 5 | 87% | 0% | 0% | 3 | 87% | 0% | 0% | 3 | 95% | 0% | 0% | 5 | 99% | 0% | 0% | 5 | 42% | 0% | 0% | 1 | 3% | 0% | 0% | 1 | 0% | 0% | 1 |  |  |  |  | 3% | [5 empty] | 88% | 5% | 93% | 5 | 88% | 0% | 0% | 3 | 83% | 0% | 0% | 3 | 90% | 0% | 0% | 4 | 99% | 0% | 0% | 5 | 48% | 0% | 0% | 1 | 3% | 0% | 0% | 1 | 0% | 0% | 1 |  |  |  |  | 5% | [5 empty] | 56% | 8% | 64% | 3 | 64% | 0% | 0% | 2 | 73% | 0% | 0% | 3 | 75% | 0% | 0% | 3 | 89% | 0% | 0% | 3 | 35% | 0% | 0% | 1 | 15% | 0% | 0% | 1
527 | Oregon Trail | 0 | 0 | 0 | 0% | 0% | 1 |  |  |  |  | 0% | [5 empty] | 75% | 0% | 75% | 5 | 69% | 0% | 0% | 2 | 22% | 0% | 0% | 1 | 77% | 0% | 0% | 3 | 77% | 0% | 0% | 3 | 71% | 0% | 0% | 3 | 0% | 0% | 0% | 1 | 0% | 0% | 1 |  |  |  |  | 0% | [5 empty] | 72% | 0% | 72% | 3 | 71% | 0% | 0% | 3 | 17% | 0% | 0% | 1 | 66% | 0% | 0% | 2 | 78% | 0% | 0% | 3 | 77% | 0% | 0% | 3 | 0% | 0% | 0% | 1 | 0% | 0% | 1 |  |  |  |  | 0% | [5 empty] | 55% | 29% | 84% | 5 | 36% | 0% | 0% | 1 | 29% | 0% | 0% | 1 | 52% | 0% | 0% | 2 | 57% | 0% | 0% | 2 | 89% | 0% | 0% | 3 | 0% | 0% | 0% | 1 | 0% | 0% | 1 |  |  |  |  | 0% | [5 empty] | 53% | 28% | 81% | 5 | 32% | 0% | 0% | 1 | 11% | 0% | 0% | 1 | 17% | 0% | 0% | 1 | 44% | 0% | 0% | 1 | 57% | 0% | 0% | 2 | 1% | 0% | 0% | 1
528 | Burlingame | 0 | 0 | 0 | 0% | 0% | 1 |  |  |  |  | 0% | [5 empty] | 0% | 0% | 0% | 1 | 16% | 0% | 0% | 1 | 32% | 0% | 0% | 1 | 74% | 0% | 0% | 3 | 74% | 0% | 0% | 3 | 24% | 0% | 0% | 1 | 4% | 0% | 0% | 1 | 0% | 0% | 1 |  |  |  |  | 0% | [5 empty] | 0% | 0% | 0% | 1 | 11% | 0% | 0% | 1 | 23% | 0% | 0% | 1 | 47% | 0% | 0% | 1 | 50% | 0% | 0% | 2 | 12% | 0% | 0% | 1 | 8% | 0% | 0% | 1 | 0% | 0% | 1 |  |  |  |  | 0% | [5 empty] | 0% | 0% | 0% | 1 | 8% | 0% | 0% | 1 | 19% | 0% | 0% | 1 | 49% | 0% | 0% | 1 | 52% | 0% | 0% | 2 | 9% | 0% | 0% | 1 | 9% | 0% | 0% | 1 | 0% | 0% | 1 |  |  |  |  | 0% | [5 empty] | 29% | 0% | 29% | 2 | 8% | 0% | 0% | 1 | 44% | 0% | 0% | 1 | 65% | 0% | 0% | 2 | 68% | 0% | 0% | 2 | 13% | 0% | 0% | 1 | 7% | 0% | 0% | 1
529 | Fremont | 0 | 0 | 0 | 0% | 0% | 1 |  |  |  |  | 0% | [5 empty] | 27% | 0% | 27% | 2 | 27% | 0% | 0% | 1 | 27% | 0% | 0% | 1 | 55% | 0% | 0% | 2 | 55% | 0% | 0% | 2 | 27% | 0% | 0% | 1 | 68% | 0% | 0% | 2 | 0% | 0% | 1 |  |  |  |  | 0% | [5 empty] | 62% | 0% | 62% | 3 | 62% | 0% | 0% | 2 | 43% | 0% | 0% | 1 | 50% | 0% | 0% | 2 | 70% | 0% | 0% | 3 | 62% | 0% | 0% | 2 | 25% | 0% | 0% | 1 | 0% | 0% | 1 |  |  |  |  | 0% | [5 empty] | 82% | 8% | 90% | 5 | 77% | 0% | 0% | 3 | 64% | 0% | 0% | 2 | 65% | 0% | 0% | 2 | 91% | 0% | 0% | 4 | 67% | 0% | 0% | 2 | 5% | 0% | 0% | 1 | 0% | 0% | 1 |  |  |  |  | 3% | [5 empty] | 83% | 7% | 90% | 5 | 85% | 0% | 0% | 3 | 78% | 0% | 0% | 3 | 85% | 0% | 0% | 3 | 97% | 0% | 0% | 5 | 50% | 0% | 0% | 2 | 3% | 0% | 0% | 1
530 | Callender | 0 | 0 | 0 | 0% | 0% | 1 |  |  |  |  | 0% | [5 empty] | 58% | 0% | 58% | 3 | 7% | 0% | 0% | 1 | 1% | 0% | 0% | 1 | 20% | 0% | 0% | 1 | 20% | 0% | 0% | 1 | 54% | 0% | 0% | 2 | 15% | 0% | 0% | 1 | 0% | 0% | 1 |  |  |  |  | 0% | [5 empty] | 73% | 0% | 73% | 3 | 21% | 0% | 0% | 1 | 2% | 0% | 0% | 1 | 11% | 0% | 0% | 1 | 28% | 0% | 0% | 1 | 82% | 0% | 0% | 3 | 5% | 0% | 0% | 1 | 0% | 0% | 1 |  |  |  |  | 0% | [5 empty] | 72% | 13% | 85% | 5 | 25% | 0% | 0% | 1 | 1% | 0% | 0% | 1 | 30% | 0% | 0% | 1 | 46% | 0% | 0% | 1 | 81% | 0% | 0% | 3 | 3% | 0% | 0% | 1 | 0% | 0% | 1 |  |  |  |  | 0% | [5 empty] | 36% | 55% | 91% | 5 | 22% | 0% | 0% | 1 | 7% | 0% | 0% | 1 | 32% | 0% | 0% | 1 | 42% | 0% | 0% | 1 | 72% | 0% | 0% | 3 | 2% | 0% | 0% | 1
531 | Delta PP | 0 | 0 | 0 | 0% | 0% | 1 |  |  |  |  | 5% | [5 empty] | 88% | 0% | 88% | 5 | 87% | 0% | 0% | 3 | 87% | 0% | 0% | 3 | 97% | 0% | 0% | 5 | 100% | 0% | 0% | 5 | 28% | 0% | 0% | 1 | 3% | 0% | 0% | 1 | 0% | 0% | 1 |  |  |  |  | 3% | [5 empty] | 90% | 2% | 92% | 5 | 88% | 0% | 0% | 3 | 89% | 0% | 0% | 3 | 96% | 0% | 0% | 5 | 99% | 0% | 0% | 5 | 42% | 0% | 0% | 1 | 3% | 0% | 0% | 1 | 0% | 0% | 1 |  |  |  |  | 4% | [5 empty] | 78% | 3% | 81% | 5 | 75% | 0% | 0% | 3 | 87% | 0% | 0% | 3 | 93% | 0% | 0% | 4 | 98% | 0% | 0% | 5 | 39% | 0% | 0% | 1 | 6% | 0% | 0% | 1 | 0% | 0% | 1 |  |  |  |  | 11% | [5 empty] | 51% | 6% | 57% | 3 | 53% | 0% | 0% | 2 | 62% | 0% | 0% | 2 | 62% | 0% | 0% | 2 | 76% | 0% | 0% | 3 | 28% | 0% | 0% | 1 | 16% | 0% | 0% | 1
532 | Moraga | 0 | 0 | 0 | 0% | 0% | 1 |  |  |  |  | 0% | [5 empty] | 65% | 0% | 65% | 3 | 2% | 0% | 0% | 1 | 66% | 0% | 0% | 2 | 79% | 0% | 0% | 3 | 79% | 0% | 0% | 3 | 16% | 0% | 0% | 1 | 2% | 0% | 0% | 1 | 0% | 0% | 1 |  |  |  |  | 0% | [5 empty] | 53% | 0% | 53% | 3 | 3% | 0% | 0% | 1 | 38% | 0% | 0% | 1 | 56% | 0% | 0% | 2 | 58% | 0% | 0% | 2 | 18% | 0% | 0% | 1 | 4% | 0% | 0% | 1 | 0% | 0% | 1 |  |  |  |  | 0% | [5 empty] | 51% | 0% | 51% | 3 | 34% | 0% | 0% | 1 | 61% | 0% | 0% | 2 | 51% | 0% | 0% | 2 | 79% | 0% | 0% | 3 | 28% | 0% | 0% | 1 | 23% | 0% | 0% | 1 | 0% | 0% | 1 |  |  |  |  | 0% | [5 empty] | 51% | 0% | 51% | 3 | 48% | 0% | 0% | 1 | 53% | 0% | 0% | 2 | 49% | 0% | 0% | 1 | 83% | 0% | 0% | 3 | 25% | 0% | 0% | 1 | 29% | 0% | 0% | 1
533 | Collierville | 0 | 0 | 15 | 0% | 0% | 1 |  |  |  |  | 0% | [5 empty] | 0% | 0% | 0% | 1 | 0% | 0% | 0% | 1 | 0% | 0% | 0% | 1 | 0% | 0% | 0% | 1 | 0% | 0% | 0% | 1 | 0% | 0% | 0% | 1 | 0% | 0% | 0% | 1 | 0% | 0% | 1 |  |  |  |  | 0% | [5 empty] | 0% | 100% | 100% | 5 | 0% | 0% | 0% | 1 | 0% | 0% | 0% | 1 | 0% | 0% | 0% | 1 | 0% | 0% | 0% | 1 | 8% | 0% | 0% | 1 | 0% | 0% | 0% | 1 | 0% | 0% | 1 |  |  |  |  | 0% | [5 empty] | 0% | 100% | 100% | 5 | 0% | 0% | 0% | 1 | 0% | 0% | 0% | 1 | 0% | 0% | 0% | 1 | 0% | 0% | 0% | 1 | 8% | 0% | 0% | 1 | 0% | 0% | 0% | 1 | 0% | 0% | 1 |  |  |  |  | 0% | [5 empty] | 42% | 10% | 52% | 3 | 0% | 0% | 0% | 1 | 19% | 0% | 0% | 1 | 31% | 0% | 0% | 1 | 36% | 0% | 0% | 1 | 60% | 0% | 0% | 2 | 8% | 0% | 0% | 1
534 | Rock Creek | 0 | 0 | 0 | 0% | 0% | 1 |  |  |  |  | 0% | [5 empty] | 43% | 17% | 60% | 3 | 38% | 0% | 0% | 1 | 80% | 0% | 0% | 3 | 83% | 0% | 0% | 3 | 99% | 0% | 0% | 5 | 74% | 0% | 0% | 3 | 6% | 0% | 0% | 1 | 0% | 0% | 1 |  |  |  |  | 0% | [5 empty] | 30% | 13% | 43% | 3 | 46% | 0% | 0% | 1 | 75% | 0% | 0% | 3 | 84% | 0% | 0% | 3 | 99% | 0% | 0% | 5 | 77% | 0% | 0% | 3 | 4% | 0% | 0% | 1 | 0% | 0% | 1 |  |  |  |  | 0% | [5 empty] | 30% | 14% | 44% | 3 | 44% | 0% | 0% | 1 | 70% | 0% | 0% | 3 | 73% | 0% | 0% | 3 | 93% | 0% | 0% | 4 | 76% | 0% | 0% | 3 | 3% | 0% | 0% | 1 | 0% | 0% | 1 |  |  |  |  | 0% | [5 empty] | 38% | 15% | 53% | 3 | 40% | 0% | 0% | 1 | 62% | 0% | 0% | 2 | 64% | 0% | 0% | 2 | 87% | 0% | 0% | 3 | 73% | 0% | 0% | 3 | 2% | 0% | 0% | 1
535 | Homestake | 0 | 0 | 0 | 0% | 0% | 1 |  |  |  |  | 0% | [5 empty] | 21% | 79% | 100% | 5 | 61% | 0% | 0% | 2 | 25% | 0% | 0% | 1 | 48% | 0% | 0% | 1 | 73% | 0% | 0% | 3 | 84% | 0% | 0% | 3 | 1% | 0% | 0% | 1 | 0% | 0% | 1 |  |  |  |  | 0% | [5 empty] | 26% | 74% | 100% | 5 | 71% | 0% | 0% | 3 | 13% | 0% | 0% | 1 | 23% | 0% | 0% | 1 | 77% | 0% | 0% | 3 | 91% | 0% | 0% | 4 | 1% | 0% | 0% | 1 | 0% | 0% | 1 |  |  |  |  | 2% | [5 empty] | 42% | 56% | 98% | 5 | 73% | 0% | 0% | 3 | 12% | 0% | 0% | 1 | 21% | 0% | 0% | 1 | 79% | 0% | 0% | 3 | 81% | 0% | 0% | 3 | 1% | 0% | 0% | 1 | 0% | 0% | 1 |  |  |  |  | 2% | [5 empty] | 51% | 46% | 97% | 5 | 76% | 0% | 0% | 3 | 15% | 0% | 0% | 1 | 23% | 0% | 0% | 1 | 83% | 0% | 0% | 3 | 78% | 0% | 0% | 3 | 1% | 0% | 0% | 1
536 | James B Black | 0 | 0 | 30 | 0% | 0% | 1 |  |  |  |  | 0% | [5 empty] | 85% | 15% | 100% | 5 | 48% | 0% | 0% | 1 | 38% | 0% | 0% | 1 | 42% | 0% | 0% | 1 | 87% | 0% | 0% | 3 | 60% | 0% | 0% | 2 | 1% | 0% | 0% | 1 | 0% | 0% | 1 |  |  |  |  | 0% | [5 empty] | 81% | 17% | 98% | 5 | 36% | 0% | 0% | 1 | 25% | 0% | 0% | 1 | 22% | 0% | 0% | 1 | 62% | 0% | 0% | 2 | 54% | 0% | 0% | 2 | 1% | 0% | 0% | 1 | 0% | 0% | 1 |  |  |  |  | 0% | [5 empty] | 66% | 26% | 92% | 5 | 39% | 0% | 0% | 1 | 23% | 0% | 0% | 1 | 17% | 0% | 0% | 1 | 62% | 0% | 0% | 2 | 49% | 0% | 0% | 1 | 1% | 0% | 0% | 1 | 0% | 0% | 1 |  |  |  |  | 0% | [5 empty] | 57% | 22% | 79% | 5 | 33% | 0% | 0% | 1 | 19% | 0% | 0% | 1 | 18% | 0% | 0% | 1 | 52% | 0% | 0% | 2 | 56% | 0% | 0% | 2 | 1% | 0% | 0% | 1
537 | Harvard | 0 | 0 | 0 | 0% | 0% | 1 |  |  |  |  | 1% | [5 empty] | 0% | 0% | 0% | 1 | 32% | 0% | 0% | 1 | 7% | 0% | 0% | 1 | 8% | 0% | 0% | 1 | 32% | 0% | 0% | 1 | 45% | 0% | 0% | 1 | 2% | 0% | 0% | 1 | 0% | 0% | 1 |  |  |  |  | 1% | [5 empty] | 0% | 0% | 0% | 1 | 41% | 0% | 0% | 1 | 12% | 0% | 0% | 1 | 7% | 0% | 0% | 1 | 42% | 0% | 0% | 1 | 49% | 0% | 0% | 1 | 2% | 0% | 0% | 1 | 0% | 0% | 1 |  |  |  |  | 1% | [5 empty] | 0% | 0% | 0% | 1 | 47% | 0% | 0% | 1 | 21% | 0% | 0% | 1 | 15% | 0% | 0% | 1 | 49% | 0% | 0% | 1 | 49% | 0% | 0% | 1 | 2% | 0% | 0% | 1 | 0% | 0% | 1 |  |  |  |  | 0% | [5 empty] | 0% | 0% | 0% | 1 | 44% | 0% | 0% | 1 | 21% | 0% | 0% | 1 | 17% | 0% | 0% | 1 | 48% | 0% | 0% | 1 | 63% | 0% | 0% | 2 | 2% | 0% | 0% | 1
538 | San Jose B | 0 | 0 | 0 | 0% | 0% | 1 |  |  |  |  | 0% | [5 empty] | 0% | 0% | 0% | 1 | 0% | 0% | 0% | 1 | 0% | 0% | 0% | 1 | 0% | 0% | 0% | 1 | 0% | 0% | 0% | 1 | 0% | 0% | 0% | 1 | 0% | 0% | 0% | 1 | 0% | 0% | 1 |  |  |  |  | 0% | [5 empty] | 90% | 0% | 90% | 5 | 88% | 0% | 0% | 3 | 62% | 0% | 0% | 2 | 64% | 0% | 0% | 2 | 91% | 0% | 0% | 4 | 87% | 0% | 0% | 3 | 6% | 0% | 0% | 1 | 0% | 0% | 1 |  |  |  |  | 0% | [5 empty] | 82% | 14% | 96% | 5 | 86% | 0% | 0% | 3 | 31% | 0% | 0% | 1 | 32% | 0% | 0% | 1 | 88% | 0% | 0% | 3 | 93% | 0% | 0% | 4 | 3% | 0% | 0% | 1 | 0% | 0% | 1 |  |  |  |  | 0% | [5 empty] | 70% | 26% | 96% | 5 | 94% | 0% | 0% | 4 | 62% | 0% | 0% | 2 | 69% | 0% | 0% | 2 | 97% | 0% | 0% | 5 | 74% | 0% | 0% | 3 | 2% | 0% | 0% | 1
539 | Edenvale | 0 | 0 | 0 | 0% | 0% | 1 |  |  |  |  | 0% | [5 empty] | 100% | 0% | 100% | 5 | 100% | 0% | 0% | 5 | 0% | 0% | 0% | 1 | 18% | 0% | 0% | 1 | 100% | 0% | 0% | 5 | 54% | 0% | 0% | 2 | 2% | 0% | 0% | 1 | 0% | 0% | 1 |  |  |  |  | 0% | [5 empty] | 89% | 11% | 100% | 5 | 77% | 0% | 0% | 3 | 35% | 0% | 0% | 1 | 36% | 0% | 0% | 1 | 82% | 0% | 0% | 3 | 94% | 0% | 0% | 4 | 1% | 0% | 0% | 1 | 0% | 0% | 1 |  |  |  |  | 0% | [5 empty] | 78% | 21% | 99% | 5 | 85% | 0% | 0% | 3 | 36% | 0% | 0% | 1 | 36% | 0% | 0% | 1 | 90% | 0% | 0% | 4 | 96% | 0% | 0% | 5 | 1% | 0% | 0% | 1 | 0% | 0% | 1 |  |  |  |  | 0% | [5 empty] | 40% | 56% | 96% | 5 | 91% | 0% | 0% | 4 | 36% | 0% | 0% | 1 | 45% | 0% | 0% | 1 | 95% | 0% | 0% | 5 | 92% | 0% | 0% | 4 | 2% | 0% | 0% | 1
540 | Mt Poso | 0 | 0 | 0 | 0% | 0% | 1 |  |  |  |  | 0% | [5 empty] | 0% | 0% | 0% | 1 | 0% | 0% | 0% | 1 | 0% | 0% | 0% | 1 | 0% | 0% | 0% | 1 | 0% | 0% | 0% | 1 | 0% | 0% | 0% | 1 | 0% | 0% | 0% | 1 | 0% | 0% | 1 |  |  |  |  | 0% | [5 empty] | 0% | 0% | 0% | 1 | 0% | 0% | 0% | 1 | 0% | 0% | 0% | 1 | 0% | 0% | 0% | 1 | 0% | 0% | 0% | 1 | 0% | 0% | 0% | 1 | 0% | 0% | 0% | 1 | 0% | 0% | 1 |  |  |  |  | 0% | [5 empty] | 0% | 0% | 0% | 1 | 0% | 0% | 0% | 1 | 0% | 0% | 0% | 1 | 0% | 0% | 0% | 1 | 0% | 0% | 0% | 1 | 0% | 0% | 0% | 1 | 0% | 0% | 0% | 1 | 0% | 0% | 1 |  |  |  |  | 0% | [5 empty] | 3% | 97% | 100% | 5 | 25% | 0% | 0% | 1 | 27% | 0% | 0% | 1 | 49% | 0% | 0% | 1 | 58% | 0% | 0% | 2 | 69% | 0% | 0% | 2 | 1% | 0% | 0% | 1
541 | Rock Creek 1 | 0 | 0 | 0 | 0% | 0% | 1 |  |  |  |  | 0% | [5 empty] | 43% | 17% | 60% | 3 | 38% | 0% | 0% | 1 | 80% | 0% | 0% | 3 | 83% | 0% | 0% | 3 | 99% | 0% | 0% | 5 | 74% | 0% | 0% | 3 | 6% | 0% | 0% | 1 | 0% | 0% | 1 |  |  |  |  | 0% | [5 empty] | 30% | 13% | 43% | 3 | 46% | 0% | 0% | 1 | 75% | 0% | 0% | 3 | 84% | 0% | 0% | 3 | 99% | 0% | 0% | 5 | 77% | 0% | 0% | 3 | 4% | 0% | 0% | 1 | 0% | 0% | 1 |  |  |  |  | 0% | [5 empty] | 30% | 14% | 44% | 3 | 44% | 0% | 0% | 1 | 70% | 0% | 0% | 3 | 73% | 0% | 0% | 3 | 93% | 0% | 0% | 4 | 76% | 0% | 0% | 3 | 3% | 0% | 0% | 1 | 0% | 0% | 1 |  |  |  |  | 0% | [5 empty] | 38% | 15% | 53% | 3 | 40% | 0% | 0% | 1 | 62% | 0% | 0% | 2 | 64% | 0% | 0% | 2 | 87% | 0% | 0% | 3 | 73% | 0% | 0% | 3 | 2% | 0% | 0% | 1
542 | New Sub - Kramer - Lugo (Proposed) | 0 | 0 | 0 | 0% | 0% | 1 |  |  |  |  | 0% | [5 empty] | 0% | 0% | 0% | 1 | 84% | 0% | 0% | 3 | 75% | 0% | 0% | 3 | 50% | 0% | 0% | 2 | 91% | 0% | 0% | 4 | 49% | 0% | 0% | 1 | 0% | 0% | 0% | 1 | 0% | 0% | 1 |  |  |  |  | 0% | [5 empty] | 0% | 0% | 0% | 1 | 58% | 0% | 0% | 2 | 64% | 0% | 0% | 2 | 33% | 0% | 0% | 1 | 78% | 0% | 0% | 3 | 49% | 0% | 0% | 1 | 0% | 0% | 0% | 1 | 0% | 0% | 1 |  |  |  |  | 0% | [5 empty] | 8% | 3% | 11% | 2 | 50% | 0% | 0% | 2 | 40% | 0% | 0% | 1 | 22% | 0% | 0% | 1 | 67% | 0% | 0% | 2 | 52% | 0% | 0% | 2 | 0% | 0% | 0% | 1 | 0% | 0% | 1 |  |  |  |  | 0% | [5 empty] | 10% | 9% | 19% | 2 | 54% | 0% | 0% | 2 | 39% | 0% | 0% | 1 | 27% | 0% | 0% | 1 | 75% | 0% | 0% | 3 | 51% | 0% | 0% | 2 | 0% | 0% | 0% | 1
543 | Baker | 0 | 0 | 0 | 0% | 0% | 1 |  |  |  |  | 0% | [5 empty] | 0% | 0% | 0% | 1 | 38% | 0% | 0% | 1 | 45% | 0% | 0% | 1 | 45% | 0% | 0% | 1 | 46% | 0% | 0% | 1 | 62% | 0% | 0% | 2 | 0% | 0% | 0% | 1 | 0% | 0% | 1 |  |  |  |  | 0% | [5 empty] | 0% | 0% | 0% | 1 | 56% | 0% | 0% | 2 | 46% | 0% | 0% | 1 | 46% | 0% | 0% | 1 | 66% | 0% | 0% | 2 | 68% | 0% | 0% | 2 | 0% | 0% | 0% | 1 | 0% | 0% | 1 |  |  |  |  | 0% | [5 empty] | 0% | 0% | 0% | 1 | 55% | 0% | 0% | 2 | 43% | 0% | 0% | 1 | 43% | 0% | 0% | 1 | 66% | 0% | 0% | 2 | 66% | 0% | 0% | 2 | 2% | 0% | 0% | 1 | 0% | 0% | 1 |  |  |  |  | 0% | [5 empty] | 0% | 0% | 0% | 1 | 58% | 0% | 0% | 2 | 39% | 0% | 0% | 1 | 39% | 0% | 0% | 1 | 68% | 0% | 0% | 2 | 65% | 0% | 0% | 2 | 2% | 0% | 0% | 1
544 | Mountain View | 0 | 0 | 0 | 0% | 0% | 1 |  |  |  |  | 0% | [5 empty] | 0% | 0% | 0% | 1 | 12% | 0% | 0% | 1 | 0% | 0% | 0% | 1 | 29% | 0% | 0% | 1 | 42% | 0% | 0% | 1 | 0% | 0% | 0% | 1 | 82% | 0% | 0% | 3 | 0% | 0% | 1 |  |  |  |  | 0% | [5 empty] | 0% | 0% | 0% | 1 | 6% | 0% | 0% | 1 | 1% | 0% | 0% | 1 | 18% | 0% | 0% | 1 | 24% | 0% | 0% | 1 | 0% | 0% | 0% | 1 | 51% | 0% | 0% | 2 | 0% | 0% | 1 |  |  |  |  | 0% | [5 empty] | 24% | 0% | 24% | 2 | 37% | 0% | 0% | 1 | 46% | 0% | 0% | 1 | 53% | 0% | 0% | 2 | 56% | 0% | 0% | 2 | 28% | 0% | 0% | 1 | 17% | 0% | 0% | 1 | 0% | 0% | 1 |  |  |  |  | 0% | [5 empty] | 56% | 14% | 70% | 3 | 65% | 0% | 0% | 2 | 40% | 0% | 0% | 1 | 47% | 0% | 0% | 1 | 81% | 0% | 0% | 3 | 67% | 0% | 0% | 2 | 4% | 0% | 0% | 1
545 | Stanislaus | 0 | 0 | 0 | 0% | 0% | 1 |  |  |  |  | 0% | [5 empty] | 60% | 40% | 100% | 5 | 97% | 0% | 0% | 5 | 25% | 0% | 0% | 1 | 76% | 0% | 0% | 3 | 98% | 0% | 0% | 5 | 100% | 0% | 0% | 5 | 0% | 0% | 0% | 1 | 0% | 0% | 1 |  |  |  |  | 0% | [5 empty] | 42% | 58% | 100% | 5 | 96% | 0% | 0% | 5 | 18% | 0% | 0% | 1 | 44% | 0% | 0% | 1 | 98% | 0% | 0% | 5 | 100% | 0% | 0% | 5 | 0% | 0% | 0% | 1 | 0% | 0% | 1 |  |  |  |  | 0% | [5 empty] | 38% | 62% | 100% | 5 | 97% | 0% | 0% | 5 | 22% | 0% | 0% | 1 | 44% | 0% | 0% | 1 | 99% | 0% | 0% | 5 | 100% | 0% | 0% | 5 | 0% | 0% | 0% | 1 | 0% | 0% | 1 |  |  |  |  | 0% | [5 empty] | 59% | 40% | 99% | 5 | 97% | 0% | 0% | 5 | 41% | 0% | 0% | 1 | 51% | 0% | 0% | 2 | 98% | 0% | 0% | 5 | 96% | 0% | 0% | 5 | 1% | 0% | 0% | 1
546 | Eagle Mountain | 0 | 0 | 0 | 0% | 0% | 1 |  |  |  |  | 0% | [5 empty] | 0% | 0% | 0% | 1 | 8% | 0% | 0% | 1 | 23% | 0% | 0% | 1 | 0% | 0% | 0% | 1 | 32% | 0% | 0% | 1 | 48% | 0% | 0% | 1 | 0% | 0% | 0% | 1 | 0% | 0% | 1 |  |  |  |  | 0% | [5 empty] | 0% | 0% | 0% | 1 | 15% | 0% | 0% | 1 | 16% | 0% | 0% | 1 | 0% | 0% | 0% | 1 | 30% | 0% | 0% | 1 | 53% | 0% | 0% | 2 | 1% | 0% | 0% | 1 | 0% | 0% | 1 |  |  |  |  | 0% | [5 empty] | 0% | 0% | 0% | 1 | 30% | 0% | 0% | 1 | 13% | 0% | 0% | 1 | 1% | 0% | 0% | 1 | 43% | 0% | 0% | 1 | 53% | 0% | 0% | 2 | 1% | 0% | 0% | 1 | 0% | 0% | 1 |  |  |  |  | 0% | [5 empty] | 0% | 0% | 0% | 1 | 40% | 0% | 0% | 1 | 24% | 0% | 0% | 1 | 15% | 0% | 0% | 1 | 52% | 0% | 0% | 2 | 56% | 0% | 0% | 2 | 1% | 0% | 0% | 1
547 | Contra Costa PP | 0 | 0 | 0 | 0% | 0% | 1 |  |  |  |  | 10% | [5 empty] | 25% | 0% | 25% | 2 | 27% | 0% | 0% | 1 | 75% | 0% | 0% | 3 | 66% | 0% | 0% | 2 | 76% | 0% | 0% | 3 | 10% | 0% | 0% | 1 | 27% | 0% | 0% | 1 | 0% | 0% | 1 |  |  |  |  | 12% | [5 empty] | 37% | 0% | 37% | 2 | 22% | 0% | 0% | 1 | 50% | 0% | 0% | 2 | 43% | 0% | 0% | 1 | 58% | 0% | 0% | 2 | 8% | 0% | 0% | 1 | 29% | 0% | 0% | 1 | 0% | 0% | 1 |  |  |  |  | 19% | [5 empty] | 41% | 0% | 41% | 2 | 25% | 0% | 0% | 1 | 47% | 0% | 0% | 1 | 42% | 0% | 0% | 1 | 60% | 0% | 0% | 2 | 8% | 0% | 0% | 1 | 28% | 0% | 0% | 1 | 0% | 0% | 1 |  |  |  |  | 21% | [5 empty] | 51% | 0% | 51% | 3 | 34% | 0% | 0% | 1 | 45% | 0% | 0% | 1 | 46% | 0% | 0% | 1 | 61% | 0% | 0% | 2 | 16% | 0% | 0% | 1 | 21% | 0% | 0% | 1
548 | Padre Flats SW STA | 0 | 0 | 0 | 0% | 0% | 1 |  |  |  |  | 0% | [5 empty] | 99% | 0% | 99% | 5 | 100% | 0% | 0% | 5 | 0% | 0% | 0% | 1 | 33% | 0% | 0% | 1 | 100% | 0% | 0% | 5 | 96% | 0% | 0% | 5 | 0% | 0% | 0% | 1 | 0% | 0% | 1 |  |  |  |  | 0% | [5 empty] | 38% | 62% | 100% | 5 | 97% | 0% | 0% | 5 | 0% | 0% | 0% | 1 | 4% | 0% | 0% | 1 | 97% | 0% | 0% | 5 | 95% | 0% | 0% | 5 | 0% | 0% | 0% | 1 | 0% | 0% | 1 |  |  |  |  | 0% | [5 empty] | 53% | 46% | 99% | 5 | 96% | 0% | 0% | 5 | 3% | 0% | 0% | 1 | 6% | 0% | 0% | 1 | 97% | 0% | 0% | 5 | 97% | 0% | 0% | 5 | 0% | 0% | 0% | 1 | 0% | 0% | 1 |  |  |  |  | 0% | [5 empty] | 49% | 51% | 100% | 5 | 94% | 0% | 0% | 4 | 3% | 0% | 0% | 1 | 5% | 0% | 0% | 1 | 95% | 0% | 0% | 5 | 97% | 0% | 0% | 5 | 0% | 0% | 0% | 1
549 | Bliss | 0 | 0 | 0 | 0% | 0% | 1 |  |  |  |  | 0% | [5 empty] | 0% | 0% | 0% | 1 | 0% | 0% | 0% | 1 | 0% | 0% | 0% | 1 | 0% | 0% | 0% | 1 | 0% | 0% | 0% | 1 | 0% | 0% | 0% | 1 | 0% | 0% | 0% | 1 | 0% | 0% | 1 |  |  |  |  | 0% | [5 empty] | 0% | 0% | 0% | 1 | 0% | 0% | 0% | 1 | 0% | 0% | 0% | 1 | 0% | 0% | 0% | 1 | 0% | 0% | 0% | 1 | 0% | 0% | 0% | 1 | 0% | 0% | 0% | 1 | 0% | 0% | 1 |  |  |  |  | 0% | [5 empty] | 0% | 0% | 0% | 1 | 0% | 0% | 0% | 1 | 0% | 0% | 0% | 1 | 0% | 0% | 0% | 1 | 0% | 0% | 0% | 1 | 0% | 0% | 0% | 1 | 0% | 0% | 0% | 1 | 0% | 0% | 1 |  |  |  |  | 0% | [5 empty] | 0% | 0% | 0% | 1 | 0% | 0% | 0% | 1 | 0% | 0% | 0% | 1 | 0% | 0% | 0% | 1 | 0% | 0% | 0% | 1 | 0% | 0% | 0% | 1 | 0% | 0% | 0% | 1
550 | Divide | 0 | 0 | 10 | 0% | 0% | 1 |  |  |  |  | 0% | [5 empty] | 0% | 0% | 0% | 1 | 92% | 0% | 0% | 4 | 0% | 0% | 0% | 1 | 23% | 0% | 0% | 1 | 92% | 0% | 0% | 4 | 36% | 0% | 0% | 1 | 7% | 0% | 0% | 1 | 0% | 0% | 1 |  |  |  |  | 0% | [5 empty] | 53% | 0% | 53% | 3 | 43% | 0% | 0% | 1 | 0% | 0% | 0% | 1 | 25% | 0% | 0% | 1 | 50% | 0% | 0% | 2 | 69% | 0% | 0% | 2 | 11% | 0% | 0% | 1 | 0% | 0% | 1 |  |  |  |  | 0% | [5 empty] | 61% | 1% | 62% | 3 | 45% | 0% | 0% | 1 | 9% | 0% | 0% | 1 | 14% | 0% | 0% | 1 | 55% | 0% | 0% | 2 | 78% | 0% | 0% | 3 | 6% | 0% | 0% | 1 | 0% | 0% | 1 |  |  |  |  | 0% | [5 empty] | 70% | 17% | 87% | 5 | 63% | 0% | 0% | 2 | 2% | 0% | 0% | 1 | 7% | 0% | 0% | 1 | 69% | 0% | 0% | 2 | 59% | 0% | 0% | 2 | 6% | 0% | 0% | 1
551 | Cresta | 0 | 0 | 0 | 0% | 0% | 1 |  |  |  |  | 0% | [5 empty] | 21% | 14% | 35% | 3 | 37% | 0% | 0% | 1 | 69% | 0% | 0% | 2 | 98% | 0% | 0% | 5 | 99% | 0% | 0% | 5 | 71% | 0% | 0% | 3 | 3% | 0% | 0% | 1 | 0% | 0% | 1 |  |  |  |  | 0% | [5 empty] | 34% | 13% | 47% | 3 | 40% | 0% | 0% | 1 | 74% | 0% | 0% | 3 | 84% | 0% | 0% | 3 | 99% | 0% | 0% | 5 | 73% | 0% | 0% | 3 | 4% | 0% | 0% | 1 | 0% | 0% | 1 |  |  |  |  | 0% | [5 empty] | 29% | 14% | 43% | 3 | 46% | 0% | 0% | 1 | 75% | 0% | 0% | 3 | 82% | 0% | 0% | 3 | 99% | 0% | 0% | 5 | 74% | 0% | 0% | 3 | 4% | 0% | 0% | 1 | 0% | 0% | 1 |  |  |  |  | 0% | [5 empty] | 35% | 13% | 48% | 3 | 39% | 0% | 0% | 1 | 66% | 0% | 0% | 2 | 69% | 0% | 0% | 2 | 90% | 0% | 0% | 4 | 74% | 0% | 0% | 3 | 3% | 0% | 0% | 1
552 | Race Track | 0 | 0 | 0 | 0% | 0% | 1 |  |  |  |  | 0% | [5 empty] | 0% | 0% | 0% | 1 | 0% | 0% | 0% | 1 | 0% | 0% | 0% | 1 | 0% | 0% | 0% | 1 | 0% | 0% | 0% | 1 | 0% | 0% | 0% | 1 | 0% | 0% | 0% | 1 | 0% | 0% | 1 |  |  |  |  | 0% | [5 empty] | 0% | 0% | 0% | 1 | 0% | 0% | 0% | 1 | 0% | 0% | 0% | 1 | 0% | 0% | 0% | 1 | 0% | 0% | 0% | 1 | 0% | 0% | 0% | 1 | 0% | 0% | 0% | 1 | 0% | 0% | 1 |  |  |  |  | 0% | [5 empty] | 0% | 0% | 0% | 1 | 0% | 0% | 0% | 1 | 0% | 0% | 0% | 1 | 0% | 0% | 0% | 1 | 0% | 0% | 0% | 1 | 0% | 0% | 0% | 1 | 0% | 0% | 0% | 1 | 0% | 0% | 1 |  |  |  |  | 0% | [5 empty] | 20% | 42% | 62% | 5 | 0% | 0% | 0% | 1 | 0% | 0% | 0% | 1 | 15% | 0% | 0% | 1 | 15% | 0% | 0% | 1 | 61% | 0% | 0% | 2 | 10% | 0% | 0% | 1
553 | Lodi | 0 | 0 | 0 | 0% | 0% | 1 |  |  |  |  | 1% | [5 empty] | 0% | 0% | 0% | 1 | 6% | 0% | 0% | 1 | 47% | 0% | 0% | 1 | 47% | 0% | 0% | 1 | 49% | 0% | 0% | 1 | 0% | 0% | 0% | 1 | 10% | 0% | 0% | 1 | 0% | 0% | 1 |  |  |  |  | 32% | [5 empty] | 0% | 0% | 0% | 1 | 0% | 0% | 0% | 1 | 48% | 0% | 0% | 1 | 48% | 0% | 0% | 1 | 48% | 0% | 0% | 1 | 0% | 0% | 0% | 1 | 8% | 0% | 0% | 1 | 0% | 0% | 1 |  |  |  |  | 46% | [5 empty] | 2% | 0% | 2% | 1 | 0% | 0% | 0% | 1 | 33% | 0% | 0% | 1 | 33% | 0% | 0% | 1 | 33% | 0% | 0% | 1 | 0% | 0% | 0% | 1 | 10% | 0% | 0% | 1 | 0% | 0% | 1 |  |  |  |  | 25% | [5 empty] | 47% | 0% | 47% | 2 | 27% | 0% | 0% | 1 | 43% | 0% | 0% | 1 | 44% | 0% | 0% | 1 | 55% | 0% | 0% | 2 | 9% | 0% | 0% | 1 | 21% | 0% | 0% | 1
554 | Rancho Seco | 0 | 0 | 0 | 0% | 0% | 1 |  |  |  |  | 0% | [5 empty] | 0% | 0% | 0% | 1 | 0% | 0% | 0% | 1 | 0% | 0% | 0% | 1 | 0% | 0% | 0% | 1 | 0% | 0% | 0% | 1 | 0% | 0% | 0% | 1 | 0% | 0% | 0% | 1 | 0% | 0% | 1 |  |  |  |  | 0% | [5 empty] | 0% | 0% | 0% | 1 | 0% | 0% | 0% | 1 | 0% | 0% | 0% | 1 | 0% | 0% | 0% | 1 | 0% | 0% | 0% | 1 | 0% | 0% | 0% | 1 | 0% | 0% | 0% | 1 | 0% | 0% | 1 |  |  |  |  | 0% | [5 empty] | 0% | 0% | 0% | 1 | 0% | 0% | 0% | 1 | 0% | 0% | 0% | 1 | 0% | 0% | 0% | 1 | 0% | 0% | 0% | 1 | 0% | 0% | 0% | 1 | 0% | 0% | 0% | 1 | 0% | 0% | 1 |  |  |  |  | 55% | [5 empty] | 5% | 0% | 5% | 1 | 14% | 0% | 0% | 1 | 2% | 0% | 0% | 1 | 12% | 0% | 0% | 1 | 23% | 0% | 0% | 1 | 1% | 0% | 0% | 1 | 16% | 0% | 0% | 1
555 | Monticello | 0 | 0 | 0 | 0% | 0% | 1 |  |  |  |  | 1% | [5 empty] | 81% | 1% | 82% | 5 | 93% | 0% | 0% | 4 | 19% | 0% | 0% | 1 | 20% | 0% | 0% | 1 | 93% | 0% | 0% | 4 | 82% | 0% | 0% | 3 | 2% | 0% | 0% | 1 | 0% | 0% | 1 |  |  |  |  | 4% | [5 empty] | 83% | 4% | 87% | 5 | 90% | 0% | 0% | 4 | 10% | 0% | 0% | 1 | 10% | 0% | 0% | 1 | 90% | 0% | 0% | 4 | 73% | 0% | 0% | 3 | 1% | 0% | 0% | 1 | 0% | 0% | 1 |  |  |  |  | 3% | [5 empty] | 82% | 7% | 89% | 5 | 91% | 0% | 0% | 4 | 12% | 0% | 0% | 1 | 13% | 0% | 0% | 1 | 92% | 0% | 0% | 4 | 80% | 0% | 0% | 3 | 1% | 0% | 0% | 1 | 0% | 0% | 1 |  |  |  |  | 13% | [5 empty] | 64% | 18% | 82% | 5 | 55% | 0% | 0% | 2 | 24% | 0% | 0% | 1 | 25% | 0% | 0% | 1 | 76% | 0% | 0% | 3 | 53% | 0% | 0% | 2 | 12% | 0% | 0% | 1
556 | New Sub - Westley - Quinto (Proposed) | 0 | 0 | 0 | 0% | 0% | 1 |  |  |  |  | 0% | [5 empty] | 45% | 55% | 100% | 5 | 100% | 0% | 0% | 5 | 15% | 0% | 0% | 1 | 56% | 0% | 0% | 2 | 100% | 0% | 0% | 5 | 100% | 0% | 0% | 5 | 0% | 0% | 0% | 1 | 0% | 0% | 1 |  |  |  |  | 0% | [5 empty] | 39% | 61% | 100% | 5 | 99% | 0% | 0% | 5 | 21% | 0% | 0% | 1 | 46% | 0% | 0% | 1 | 99% | 0% | 0% | 5 | 100% | 0% | 0% | 5 | 0% | 0% | 0% | 1 | 0% | 0% | 1 |  |  |  |  | 0% | [5 empty] | 53% | 47% | 100% | 5 | 99% | 0% | 0% | 5 | 47% | 0% | 0% | 1 | 60% | 0% | 0% | 2 | 99% | 0% | 0% | 5 | 97% | 0% | 0% | 5 | 0% | 0% | 0% | 1 | 0% | 0% | 1 |  |  |  |  | 3% | [5 empty] | 77% | 17% | 94% | 5 | 91% | 0% | 0% | 4 | 70% | 0% | 0% | 3 | 80% | 0% | 0% | 3 | 99% | 0% | 0% | 5 | 58% | 0% | 0% | 2 | 2% | 0% | 0% | 1
557 | North Dublin | 0 | 0 | 0 | 0% | 0% | 1 |  |  |  |  | 0% | [5 empty] | 97% | 3% | 100% | 5 | 75% | 0% | 0% | 3 | 90% | 0% | 0% | 4 | 90% | 0% | 0% | 4 | 99% | 0% | 0% | 5 | 43% | 0% | 0% | 1 | 2% | 0% | 0% | 1 | 0% | 0% | 1 |  |  |  |  | 0% | [5 empty] | 99% | 1% | 100% | 5 | 89% | 0% | 0% | 3 | 75% | 0% | 0% | 3 | 94% | 0% | 0% | 4 | 98% | 0% | 0% | 5 | 36% | 0% | 0% | 1 | 3% | 0% | 0% | 1 | 0% | 0% | 1 |  |  |  |  | 3% | [5 empty] | 89% | 2% | 91% | 5 | 85% | 0% | 0% | 3 | 88% | 0% | 0% | 3 | 96% | 0% | 0% | 5 | 99% | 0% | 0% | 5 | 41% | 0% | 0% | 1 | 3% | 0% | 0% | 1 | 0% | 0% | 1 |  |  |  |  | 6% | [5 empty] | 52% | 4% | 56% | 3 | 55% | 0% | 0% | 2 | 71% | 0% | 0% | 3 | 67% | 0% | 0% | 2 | 84% | 0% | 0% | 3 | 27% | 0% | 0% | 1 | 17% | 0% | 0% | 1
558 | Wildlife | 0 | 0 | 0 | 0% | 0% | 1 |  |  |  |  | 0% | [5 empty] | 0% | 0% | 0% | 1 | 0% | 0% | 0% | 1 | 0% | 0% | 0% | 1 | 0% | 0% | 0% | 1 | 0% | 0% | 0% | 1 | 0% | 0% | 0% | 1 | 0% | 0% | 0% | 1 | 0% | 0% | 1 |  |  |  |  | 0% | [5 empty] | 0% | 0% | 0% | 1 | 0% | 0% | 0% | 1 | 0% | 0% | 0% | 1 | 0% | 0% | 0% | 1 | 0% | 0% | 0% | 1 | 0% | 0% | 0% | 1 | 0% | 0% | 0% | 1 | 0% | 0% | 1 |  |  |  |  | 0% | [5 empty] | 4% | 95% | 99% | 5 | 100% | 0% | 0% | 5 | 48% | 0% | 0% | 1 | 27% | 0% | 0% | 1 | 100% | 0% | 0% | 5 | 48% | 0% | 0% | 1 | 0% | 0% | 0% | 1 | 0% | 0% | 1 |  |  |  |  | 0% | [5 empty] | 46% | 39% | 85% | 5 | 63% | 0% | 0% | 2 | 56% | 0% | 0% | 2 | 57% | 0% | 0% | 2 | 98% | 0% | 0% | 5 | 51% | 0% | 0% | 2 | 1% | 0% | 0% | 1
559 | Clovis | 0 | 0 | 0 | 0% | 0% | 1 |  |  |  |  | 0% | [5 empty] | 0% | 0% | 0% | 1 | 0% | 0% | 0% | 1 | 0% | 0% | 0% | 1 | 0% | 0% | 0% | 1 | 0% | 0% | 0% | 1 | 0% | 0% | 0% | 1 | 0% | 0% | 0% | 1 | 0% | 0% | 1 |  |  |  |  | 0% | [5 empty] | 0% | 0% | 0% | 1 | 0% | 0% | 0% | 1 | 0% | 0% | 0% | 1 | 0% | 0% | 0% | 1 | 0% | 0% | 0% | 1 | 0% | 0% | 0% | 1 | 0% | 0% | 0% | 1 | 0% | 0% | 1 |  |  |  |  | 0% | [5 empty] | 0% | 0% | 0% | 1 | 0% | 0% | 0% | 1 | 0% | 0% | 0% | 1 | 0% | 0% | 0% | 1 | 0% | 0% | 0% | 1 | 0% | 0% | 0% | 1 | 0% | 0% | 0% | 1 | 0% | 0% | 1 |  |  |  |  | 0% | [5 empty] | 0% | 0% | 0% | 1 | 0% | 0% | 0% | 1 | 0% | 0% | 0% | 1 | 0% | 0% | 0% | 1 | 0% | 0% | 0% | 1 | 0% | 0% | 0% | 1 | 0% | 0% | 0% | 1
560 | Greenleaf 1 | 0 | 0 | 0 | 0% | 0% | 1 |  |  |  |  | 0% | [5 empty] | 0% | 0% | 0% | 1 | 0% | 0% | 0% | 1 | 0% | 0% | 0% | 1 | 0% | 0% | 0% | 1 | 0% | 0% | 0% | 1 | 0% | 0% | 0% | 1 | 0% | 0% | 0% | 1 | 0% | 0% | 1 |  |  |  |  | 0% | [5 empty] | 100% | 0% | 100% | 5 | 97% | 0% | 0% | 5 | 65% | 0% | 0% | 2 | 65% | 0% | 0% | 2 | 98% | 0% | 0% | 5 | 82% | 0% | 0% | 3 | 0% | 0% | 0% | 1 | 0% | 0% | 1 |  |  |  |  | 0% | [5 empty] | 100% | 0% | 100% | 5 | 97% | 0% | 0% | 5 | 65% | 0% | 0% | 2 | 65% | 0% | 0% | 2 | 98% | 0% | 0% | 5 | 82% | 0% | 0% | 3 | 0% | 0% | 0% | 1 | 0% | 0% | 1 |  |  |  |  | 5% | [5 empty] | 50% | 46% | 96% | 5 | 84% | 0% | 0% | 3 | 5% | 0% | 0% | 1 | 5% | 0% | 0% | 1 | 84% | 0% | 0% | 3 | 77% | 0% | 0% | 3 | 1% | 0% | 0% | 1
561 | Atlantic | 0 | 0 | 0 | 0% | 0% | 1 |  |  |  |  | 0% | [5 empty] | 0% | 0% | 0% | 1 | 0% | 0% | 0% | 1 | 0% | 0% | 0% | 1 | 0% | 0% | 0% | 1 | 0% | 0% | 0% | 1 | 0% | 0% | 0% | 1 | 0% | 0% | 0% | 1 | 0% | 0% | 1 |  |  |  |  | 0% | [5 empty] | 0% | 0% | 0% | 1 | 0% | 0% | 0% | 1 | 0% | 0% | 0% | 1 | 0% | 0% | 0% | 1 | 0% | 0% | 0% | 1 | 0% | 0% | 0% | 1 | 0% | 0% | 0% | 1 | 0% | 0% | 1 |  |  |  |  | 0% | [5 empty] | 0% | 0% | 0% | 1 | 0% | 0% | 0% | 1 | 0% | 0% | 0% | 1 | 0% | 0% | 0% | 1 | 0% | 0% | 0% | 1 | 0% | 0% | 0% | 1 | 0% | 0% | 0% | 1 | 0% | 0% | 1 |  |  |  |  | 0% | [5 empty] | 0% | 0% | 0% | 1 | 0% | 0% | 0% | 1 | 0% | 0% | 0% | 1 | 0% | 0% | 0% | 1 | 0% | 0% | 0% | 1 | 0% | 0% | 0% | 1 | 0% | 0% | 0% | 1
562 | Vasona | 0 | 0 | 0 | 0% | 0% | 1 |  |  |  |  | 0% | [5 empty] | 40% | 0% | 40% | 2 | 40% | 0% | 0% | 1 | 0% | 0% | 0% | 1 | 22% | 0% | 0% | 1 | 40% | 0% | 0% | 1 | 40% | 0% | 0% | 1 | 0% | 0% | 0% | 1 | 0% | 0% | 1 |  |  |  |  | 0% | [5 empty] | 62% | 0% | 62% | 3 | 70% | 0% | 0% | 3 | 0% | 0% | 0% | 1 | 11% | 0% | 0% | 1 | 70% | 0% | 0% | 3 | 34% | 0% | 0% | 1 | 2% | 0% | 0% | 1 | 0% | 0% | 1 |  |  |  |  | 0% | [5 empty] | 82% | 0% | 82% | 5 | 81% | 0% | 0% | 3 | 56% | 0% | 0% | 2 | 60% | 0% | 0% | 2 | 90% | 0% | 0% | 4 | 74% | 0% | 0% | 3 | 7% | 0% | 0% | 1 | 0% | 0% | 1 |  |  |  |  | 0% | [5 empty] | 60% | 22% | 82% | 5 | 73% | 0% | 0% | 3 | 41% | 0% | 0% | 1 | 43% | 0% | 0% | 1 | 84% | 0% | 0% | 3 | 80% | 0% | 0% | 3 | 4% | 0% | 0% | 1
563 | Mercury | 0 | 0 | 0 | 0% | 0% | 1 |  |  |  |  | 0% | [5 empty] | 0% | 0% | 0% | 1 | 0% | 0% | 0% | 1 | 0% | 0% | 0% | 1 | 0% | 0% | 0% | 1 | 0% | 0% | 0% | 1 | 0% | 0% | 0% | 1 | 0% | 0% | 0% | 1 | 0% | 0% | 1 |  |  |  |  | 0% | [5 empty] | 0% | 0% | 0% | 1 | 0% | 0% | 0% | 1 | 0% | 0% | 0% | 1 | 0% | 0% | 0% | 1 | 0% | 0% | 0% | 1 | 0% | 0% | 0% | 1 | 0% | 0% | 0% | 1 | 0% | 0% | 1 |  |  |  |  | 0% | [5 empty] | 0% | 0% | 0% | 1 | 0% | 0% | 0% | 1 | 0% | 0% | 0% | 1 | 0% | 0% | 0% | 1 | 0% | 0% | 0% | 1 | 0% | 0% | 0% | 1 | 0% | 0% | 0% | 1 | 0% | 0% | 1 |  |  |  |  | 0% | [5 empty] | 0% | 0% | 0% | 1 | 0% | 0% | 0% | 1 | 0% | 0% | 0% | 1 | 0% | 0% | 0% | 1 | 0% | 0% | 0% | 1 | 0% | 0% | 0% | 1 | 0% | 0% | 0% | 1
564 | Monta Vista | 0 | 0 | 0 | 0% | 0% | 1 |  |  |  |  | 0% | [5 empty] | 0% | 0% | 0% | 1 | 14% | 0% | 0% | 1 | 0% | 0% | 0% | 1 | 9% | 0% | 0% | 1 | 24% | 0% | 0% | 1 | 0% | 0% | 0% | 1 | 27% | 0% | 0% | 1 | 0% | 0% | 1 |  |  |  |  | 0% | [5 empty] | 15% | 0% | 15% | 1 | 21% | 0% | 0% | 1 | 0% | 0% | 0% | 1 | 22% | 0% | 0% | 1 | 34% | 0% | 0% | 1 | 15% | 0% | 0% | 1 | 44% | 0% | 0% | 1 | 0% | 0% | 1 |  |  |  |  | 0% | [5 empty] | 15% | 0% | 15% | 1 | 30% | 0% | 0% | 1 | 41% | 0% | 0% | 1 | 49% | 0% | 0% | 1 | 63% | 0% | 0% | 2 | 11% | 0% | 0% | 1 | 19% | 0% | 0% | 1 | 0% | 0% | 1 |  |  |  |  | 0% | [5 empty] | 58% | 11% | 69% | 3 | 66% | 0% | 0% | 2 | 32% | 0% | 0% | 1 | 39% | 0% | 0% | 1 | 80% | 0% | 0% | 3 | 72% | 0% | 0% | 3 | 4% | 0% | 0% | 1
565 | Topaz | 0 | 0 | 0 | 0% | 0% | 1 |  |  |  |  | 0% | [5 empty] | 63% | 0% | 63% | 3 | 83% | 0% | 0% | 3 | 0% | 0% | 0% | 1 | 17% | 0% | 0% | 1 | 83% | 0% | 0% | 3 | 57% | 0% | 0% | 2 | 0% | 0% | 0% | 1 | 0% | 0% | 1 |  |  |  |  | 0% | [5 empty] | 36% | 33% | 69% | 5 | 57% | 0% | 0% | 2 | 0% | 0% | 0% | 1 | 8% | 0% | 0% | 1 | 57% | 0% | 0% | 2 | 65% | 0% | 0% | 2 | 0% | 0% | 0% | 1 | 0% | 0% | 1 |  |  |  |  | 0% | [5 empty] | 53% | 31% | 84% | 5 | 59% | 0% | 0% | 2 | 2% | 0% | 0% | 1 | 17% | 0% | 0% | 1 | 67% | 0% | 0% | 2 | 65% | 0% | 0% | 2 | 0% | 0% | 0% | 1 | 0% | 0% | 1 |  |  |  |  | 0% | [5 empty] | 48% | 44% | 92% | 5 | 41% | 0% | 0% | 1 | 4% | 0% | 0% | 1 | 16% | 0% | 0% | 1 | 50% | 0% | 0% | 2 | 70% | 0% | 0% | 3 | 1% | 0% | 0% | 1
566 | Balch | 0 | 0 | 15 | 0% | 0% | 1 |  |  |  |  | 0% | [5 empty] | 0% | 0% | 0% | 1 | 0% | 0% | 0% | 1 | 0% | 0% | 0% | 1 | 0% | 0% | 0% | 1 | 0% | 0% | 0% | 1 | 0% | 0% | 0% | 1 | 0% | 0% | 0% | 1 | 0% | 0% | 1 |  |  |  |  | 0% | [5 empty] | 0% | 0% | 0% | 1 | 0% | 0% | 0% | 1 | 0% | 0% | 0% | 1 | 0% | 0% | 0% | 1 | 0% | 0% | 0% | 1 | 0% | 0% | 0% | 1 | 0% | 0% | 0% | 1 | 0% | 0% | 1 |  |  |  |  | 0% | [5 empty] | 0% | 0% | 0% | 1 | 0% | 0% | 0% | 1 | 0% | 0% | 0% | 1 | 0% | 0% | 0% | 1 | 0% | 0% | 0% | 1 | 0% | 0% | 0% | 1 | 0% | 0% | 0% | 1 | 0% | 0% | 1 |  |  |  |  | 0% | [5 empty] | 100% | 0% | 100% | 5 | 0% | 0% | 0% | 1 | 0% | 0% | 0% | 1 | 100% | 0% | 0% | 5 | 100% | 0% | 0% | 5 | 100% | 0% | 0% | 5 | 0% | 0% | 0% | 1
567 | El Dorado PH | 0 | 0 | 0 | 0% | 0% | 1 |  |  |  |  | 0% | [5 empty] | 0% | 0% | 0% | 1 | 0% | 0% | 0% | 1 | 0% | 0% | 0% | 1 | 0% | 0% | 0% | 1 | 0% | 0% | 0% | 1 | 0% | 0% | 0% | 1 | 0% | 0% | 0% | 1 | 0% | 0% | 1 |  |  |  |  | 0% | [5 empty] | 0% | 0% | 0% | 1 | 0% | 0% | 0% | 1 | 0% | 0% | 0% | 1 | 0% | 0% | 0% | 1 | 0% | 0% | 0% | 1 | 0% | 0% | 0% | 1 | 0% | 0% | 0% | 1 | 0% | 0% | 1 |  |  |  |  | 0% | [5 empty] | 84% | 0% | 84% | 5 | 2% | 0% | 0% | 1 | 0% | 0% | 0% | 1 | 0% | 0% | 0% | 1 | 2% | 0% | 0% | 1 | 78% | 0% | 0% | 3 | 8% | 0% | 0% | 1 | 0% | 0% | 1 |  |  |  |  | 0% | [5 empty] | 19% | 0% | 19% | 1 | 9% | 0% | 0% | 1 | 3% | 0% | 0% | 1 | 3% | 0% | 0% | 1 | 14% | 0% | 0% | 1 | 82% | 0% | 0% | 3 | 11% | 0% | 0% | 1
568 | Bell | 0 | 0 | 0 | 0% | 0% | 1 |  |  |  |  | 0% | [5 empty] | 0% | 0% | 0% | 1 | 0% | 0% | 0% | 1 | 0% | 0% | 0% | 1 | 0% | 0% | 0% | 1 | 0% | 0% | 0% | 1 | 0% | 0% | 0% | 1 | 0% | 0% | 0% | 1 | 0% | 0% | 1 |  |  |  |  | 0% | [5 empty] | 0% | 0% | 0% | 1 | 0% | 0% | 0% | 1 | 0% | 0% | 0% | 1 | 0% | 0% | 0% | 1 | 0% | 0% | 0% | 1 | 0% | 0% | 0% | 1 | 0% | 0% | 0% | 1 | 0% | 0% | 1 |  |  |  |  | 0% | [5 empty] | 0% | 0% | 0% | 1 | 0% | 0% | 0% | 1 | 0% | 0% | 0% | 1 | 0% | 0% | 0% | 1 | 0% | 0% | 0% | 1 | 0% | 0% | 0% | 1 | 0% | 0% | 0% | 1 | 0% | 0% | 1 |  |  |  |  | 0% | [5 empty] | 0% | 0% | 0% | 1 | 0% | 0% | 0% | 1 | 0% | 0% | 0% | 1 | 0% | 0% | 0% | 1 | 0% | 0% | 0% | 1 | 0% | 0% | 0% | 1 | 0% | 0% | 0% | 1
569 | San Pablo | 0 | 0 | 0 | 0% | 0% | 1 |  |  |  |  | 0% | [5 empty] | 57% | 0% | 57% | 3 | 1% | 0% | 0% | 1 | 41% | 0% | 0% | 1 | 68% | 0% | 0% | 2 | 68% | 0% | 0% | 2 | 17% | 0% | 0% | 1 | 6% | 0% | 0% | 1 | 0% | 0% | 1 |  |  |  |  | 0% | [5 empty] | 41% | 0% | 41% | 2 | 11% | 0% | 0% | 1 | 36% | 0% | 0% | 1 | 42% | 0% | 0% | 1 | 66% | 0% | 0% | 2 | 22% | 0% | 0% | 1 | 8% | 0% | 0% | 1 | 0% | 0% | 1 |  |  |  |  | 0% | [5 empty] | 56% | 0% | 56% | 3 | 41% | 0% | 0% | 1 | 34% | 0% | 0% | 1 | 37% | 0% | 0% | 1 | 79% | 0% | 0% | 3 | 38% | 0% | 0% | 1 | 12% | 0% | 0% | 1 | 0% | 0% | 1 |  |  |  |  | 0% | [5 empty] | 57% | 0% | 57% | 3 | 58% | 0% | 0% | 2 | 46% | 0% | 0% | 1 | 41% | 0% | 0% | 1 | 85% | 0% | 0% | 3 | 41% | 0% | 0% | 1 | 25% | 0% | 0% | 1
570 | Lambie (old) | 0 | 0 | 0 | 0% | 0% | 1 |  |  |  |  | 17% | [5 empty] | 61% | 0% | 61% | 3 | 20% | 0% | 0% | 1 | 44% | 0% | 0% | 1 | 43% | 0% | 0% | 1 | 63% | 0% | 0% | 2 | 8% | 0% | 0% | 1 | 34% | 0% | 0% | 1 | 0% | 0% | 1 |  |  |  |  | 28% | [5 empty] | 38% | 0% | 38% | 2 | 18% | 0% | 0% | 1 | 33% | 0% | 0% | 1 | 29% | 0% | 0% | 1 | 47% | 0% | 0% | 1 | 5% | 0% | 0% | 1 | 30% | 0% | 0% | 1 | 0% | 0% | 1 |  |  |  |  | 26% | [5 empty] | 40% | 0% | 40% | 2 | 23% | 0% | 0% | 1 | 32% | 0% | 0% | 1 | 31% | 0% | 0% | 1 | 52% | 0% | 0% | 2 | 11% | 0% | 0% | 1 | 25% | 0% | 0% | 1 | 0% | 0% | 1 |  |  |  |  | 22% | [5 empty] | 48% | 0% | 48% | 2 | 31% | 0% | 0% | 1 | 32% | 0% | 0% | 1 | 31% | 0% | 0% | 1 | 58% | 0% | 0% | 2 | 18% | 0% | 0% | 1 | 21% | 0% | 0% | 1
571 | Figarden | 0 | 0 | 0 | 0% | 0% | 1 |  |  |  |  | 0% | [5 empty] | 0% | 0% | 0% | 1 | 0% | 0% | 0% | 1 | 0% | 0% | 0% | 1 | 0% | 0% | 0% | 1 | 0% | 0% | 0% | 1 | 0% | 0% | 0% | 1 | 0% | 0% | 0% | 1 | 0% | 0% | 1 |  |  |  |  | 0% | [5 empty] | 0% | 0% | 0% | 1 | 0% | 0% | 0% | 1 | 0% | 0% | 0% | 1 | 0% | 0% | 0% | 1 | 0% | 0% | 0% | 1 | 0% | 0% | 0% | 1 | 0% | 0% | 0% | 1 | 0% | 0% | 1 |  |  |  |  | 0% | [5 empty] | 0% | 0% | 0% | 1 | 0% | 0% | 0% | 1 | 0% | 0% | 0% | 1 | 0% | 0% | 0% | 1 | 0% | 0% | 0% | 1 | 0% | 0% | 0% | 1 | 0% | 0% | 0% | 1 | 0% | 0% | 1 |  |  |  |  | 0% | [5 empty] | 0% | 0% | 0% | 1 | 0% | 0% | 0% | 1 | 0% | 0% | 0% | 1 | 0% | 0% | 0% | 1 | 0% | 0% | 0% | 1 | 0% | 0% | 0% | 1 | 0% | 0% | 0% | 1
572 | Trimble | 0 | 0 | 0 | 0% | 0% | 1 |  |  |  |  | 0% | [5 empty] | 0% | 0% | 0% | 1 | 0% | 0% | 0% | 1 | 0% | 0% | 0% | 1 | 0% | 0% | 0% | 1 | 0% | 0% | 0% | 1 | 0% | 0% | 0% | 1 | 98% | 0% | 0% | 5 | 0% | 0% | 1 |  |  |  |  | 0% | [5 empty] | 89% | 0% | 89% | 5 | 90% | 0% | 0% | 4 | 73% | 0% | 0% | 3 | 75% | 0% | 0% | 3 | 92% | 0% | 0% | 4 | 89% | 0% | 0% | 3 | 7% | 0% | 0% | 1 | 0% | 0% | 1 |  |  |  |  | 0% | [5 empty] | 84% | 11% | 95% | 5 | 85% | 0% | 0% | 3 | 30% | 0% | 0% | 1 | 31% | 0% | 0% | 1 | 86% | 0% | 0% | 3 | 92% | 0% | 0% | 4 | 4% | 0% | 0% | 1 | 0% | 0% | 1 |  |  |  |  | 0% | [5 empty] | 79% | 18% | 97% | 5 | 94% | 0% | 0% | 4 | 67% | 0% | 0% | 2 | 78% | 0% | 0% | 3 | 97% | 0% | 0% | 5 | 67% | 0% | 0% | 2 | 3% | 0% | 0% | 1
573 | Tassajara | 0 | 0 | 0 | 0% | 0% | 1 |  |  |  |  | 0% | [5 empty] | 98% | 2% | 100% | 5 | 76% | 0% | 0% | 3 | 91% | 0% | 0% | 4 | 91% | 0% | 0% | 4 | 97% | 0% | 0% | 5 | 51% | 0% | 0% | 2 | 2% | 0% | 0% | 1 | 0% | 0% | 1 |  |  |  |  | 0% | [5 empty] | 99% | 1% | 100% | 5 | 74% | 0% | 0% | 3 | 78% | 0% | 0% | 3 | 91% | 0% | 0% | 4 | 97% | 0% | 0% | 5 | 44% | 0% | 0% | 1 | 2% | 0% | 0% | 1 | 0% | 0% | 1 |  |  |  |  | 3% | [5 empty] | 73% | 0% | 73% | 3 | 75% | 0% | 0% | 3 | 80% | 0% | 0% | 3 | 82% | 0% | 0% | 3 | 92% | 0% | 0% | 4 | 24% | 0% | 0% | 1 | 20% | 0% | 0% | 1 | 0% | 0% | 1 |  |  |  |  | 7% | [5 empty] | 56% | 2% | 58% | 3 | 45% | 0% | 0% | 1 | 64% | 0% | 0% | 2 | 62% | 0% | 0% | 2 | 76% | 0% | 0% | 3 | 24% | 0% | 0% | 1 | 19% | 0% | 0% | 1
574 | Santa Rosa A | 0 | 0 | 0 | 0% | 0% | 1 |  |  |  |  | 0% | [5 empty] | 0% | 0% | 0% | 1 | 100% | 0% | 0% | 5 | 0% | 0% | 0% | 1 | 0% | 0% | 0% | 1 | 100% | 0% | 0% | 5 | 100% | 0% | 0% | 5 | 0% | 0% | 0% | 1 | 0% | 0% | 1 |  |  |  |  | 0% | [5 empty] | 69% | 0% | 69% | 3 | 95% | 0% | 0% | 5 | 43% | 0% | 0% | 1 | 48% | 0% | 0% | 1 | 100% | 0% | 0% | 5 | 87% | 0% | 0% | 3 | 1% | 0% | 0% | 1 | 0% | 0% | 1 |  |  |  |  | 0% | [5 empty] | 42% | 0% | 42% | 2 | 88% | 0% | 0% | 3 | 33% | 0% | 0% | 1 | 57% | 0% | 0% | 2 | 97% | 0% | 0% | 5 | 70% | 0% | 0% | 3 | 4% | 0% | 0% | 1 | 0% | 0% | 1 |  |  |  |  | 0% | [5 empty] | 50% | 6% | 56% | 3 | 84% | 0% | 0% | 3 | 36% | 0% | 0% | 1 | 66% | 0% | 0% | 2 | 95% | 0% | 0% | 5 | 66% | 0% | 0% | 2 | 3% | 0% | 0% | 1
575 | Piercy | 0 | 0 | 0 | 0% | 0% | 1 |  |  |  |  | 0% | [5 empty] | 98% | 2% | 100% | 5 | 75% | 0% | 0% | 3 | 47% | 0% | 0% | 1 | 47% | 0% | 0% | 1 | 100% | 0% | 0% | 5 | 53% | 0% | 0% | 2 | 0% | 0% | 0% | 1 | 0% | 0% | 1 |  |  |  |  | 0% | [5 empty] | 89% | 11% | 100% | 5 | 83% | 0% | 0% | 3 | 34% | 0% | 0% | 1 | 34% | 0% | 0% | 1 | 87% | 0% | 0% | 3 | 96% | 0% | 0% | 5 | 1% | 0% | 0% | 1 | 0% | 0% | 1 |  |  |  |  | 0% | [5 empty] | 76% | 23% | 99% | 5 | 86% | 0% | 0% | 3 | 38% | 0% | 0% | 1 | 39% | 0% | 0% | 1 | 90% | 0% | 0% | 4 | 96% | 0% | 0% | 5 | 1% | 0% | 0% | 1 | 0% | 0% | 1 |  |  |  |  | 0% | [5 empty] | 59% | 39% | 98% | 5 | 94% | 0% | 0% | 4 | 52% | 0% | 0% | 2 | 62% | 0% | 0% | 2 | 97% | 0% | 0% | 5 | 84% | 0% | 0% | 3 | 2% | 0% | 0% | 1
576 | Caribou | 0 | 0 | 15 | 0% | 0% | 1 |  |  |  |  | 0% | [5 empty] | 100% | 0% | 100% | 5 | 0% | 0% | 0% | 1 | 83% | 0% | 0% | 3 | 68% | 0% | 0% | 2 | 100% | 0% | 0% | 5 | 100% | 0% | 0% | 5 | 8% | 0% | 0% | 1 | 0% | 0% | 1 |  |  |  |  | 0% | [5 empty] | 43% | 8% | 51% | 3 | 41% | 0% | 0% | 1 | 71% | 0% | 0% | 3 | 63% | 0% | 0% | 2 | 89% | 0% | 0% | 3 | 87% | 0% | 0% | 3 | 4% | 0% | 0% | 1 | 0% | 0% | 1 |  |  |  |  | 0% | [5 empty] | 35% | 14% | 49% | 3 | 44% | 0% | 0% | 1 | 67% | 0% | 0% | 2 | 64% | 0% | 0% | 2 | 85% | 0% | 0% | 3 | 81% | 0% | 0% | 3 | 3% | 0% | 0% | 1 | 0% | 0% | 1 |  |  |  |  | 0% | [5 empty] | 53% | 10% | 63% | 3 | 34% | 0% | 0% | 1 | 47% | 0% | 0% | 1 | 50% | 0% | 0% | 2 | 72% | 0% | 0% | 3 | 75% | 0% | 0% | 3 | 3% | 0% | 0% | 1
577 | Vista (SCE) | 0 | 0 | 0 | 0% | 0% | 1 |  |  |  |  | 0% | [5 empty] | 0% | 0% | 0% | 1 | 0% | 0% | 0% | 1 | 0% | 0% | 0% | 1 | 0% | 0% | 0% | 1 | 0% | 0% | 0% | 1 | 0% | 0% | 0% | 1 | 0% | 0% | 0% | 1 | 0% | 0% | 1 |  |  |  |  | 0% | [5 empty] | 0% | 100% | 100% | 5 | 100% | 0% | 0% | 5 | 26% | 0% | 0% | 1 | 88% | 0% | 0% | 3 | 100% | 0% | 0% | 5 | 37% | 0% | 0% | 1 | 0% | 0% | 0% | 1 | 0% | 0% | 1 |  |  |  |  | 0% | [5 empty] | 30% | 68% | 98% | 5 | 96% | 0% | 0% | 5 | 21% | 0% | 0% | 1 | 32% | 0% | 0% | 1 | 97% | 0% | 0% | 5 | 65% | 0% | 0% | 2 | 1% | 0% | 0% | 1 | 0% | 0% | 1 |  |  |  |  | 0% | [5 empty] | 30% | 39% | 69% | 5 | 51% | 0% | 0% | 2 | 40% | 0% | 0% | 1 | 53% | 0% | 0% | 2 | 86% | 0% | 0% | 3 | 45% | 0% | 0% | 1 | 0% | 0% | 0% | 1
578 | Cardiff | 0 | 0 | 0 | 0% | 0% | 1 |  |  |  |  | 0% | [5 empty] | 1% | 99% | 100% | 5 | 100% | 0% | 0% | 5 | 94% | 0% | 0% | 4 | 100% | 0% | 0% | 5 | 100% | 0% | 0% | 5 | 21% | 0% | 0% | 1 | 0% | 0% | 0% | 1 | 0% | 0% | 1 |  |  |  |  | 0% | [5 empty] | 31% | 66% | 97% | 5 | 99% | 0% | 0% | 5 | 10% | 0% | 0% | 1 | 33% | 0% | 0% | 1 | 100% | 0% | 0% | 5 | 69% | 0% | 0% | 2 | 2% | 0% | 0% | 1 | 0% | 0% | 1 |  |  |  |  | 0% | [5 empty] | 43% | 53% | 96% | 5 | 76% | 0% | 0% | 3 | 40% | 0% | 0% | 1 | 52% | 0% | 0% | 2 | 92% | 0% | 0% | 4 | 58% | 0% | 0% | 2 | 1% | 0% | 0% | 1 | 0% | 0% | 1 |  |  |  |  | 0% | [5 empty] | 24% | 32% | 56% | 5 | 44% | 0% | 0% | 1 | 48% | 0% | 0% | 1 | 57% | 0% | 0% | 2 | 86% | 0% | 0% | 3 | 42% | 0% | 0% | 1 | 0% | 0% | 0% | 1
579 | Cannon | 0 | 0 | 0 | 0% | 0% | 1 |  |  |  |  | 0% | [5 empty] | 0% | 0% | 0% | 1 | 17% | 0% | 0% | 1 | 77% | 0% | 0% | 3 | 80% | 0% | 0% | 3 | 80% | 0% | 0% | 3 | 0% | 0% | 0% | 1 | 17% | 0% | 0% | 1 | 0% | 0% | 1 |  |  |  |  | 0% | [5 empty] | 1% | 0% | 1% | 1 | 16% | 0% | 0% | 1 | 79% | 0% | 0% | 3 | 82% | 0% | 0% | 3 | 82% | 0% | 0% | 3 | 0% | 0% | 0% | 1 | 15% | 0% | 0% | 1 | 0% | 0% | 1 |  |  |  |  | 0% | [5 empty] | 1% | 0% | 1% | 1 | 16% | 0% | 0% | 1 | 78% | 0% | 0% | 3 | 82% | 0% | 0% | 3 | 82% | 0% | 0% | 3 | 0% | 0% | 0% | 1 | 15% | 0% | 0% | 1 | 0% | 0% | 1 |  |  |  |  | 0% | [5 empty] | 1% | 0% | 1% | 1 | 9% | 0% | 0% | 1 | 52% | 0% | 0% | 2 | 63% | 0% | 0% | 2 | 63% | 0% | 0% | 2 | 0% | 0% | 0% | 1 | 8% | 0% | 0% | 1
580 | Mt Eden | 0 | 0 | 0 | 0% | 0% | 1 |  |  |  |  | 0% | [5 empty] | 26% | 0% | 26% | 2 | 26% | 0% | 0% | 1 | 5% | 0% | 0% | 1 | 16% | 0% | 0% | 1 | 43% | 0% | 0% | 1 | 26% | 0% | 0% | 1 | 22% | 0% | 0% | 1 | 0% | 0% | 1 |  |  |  |  | 0% | [5 empty] | 11% | 0% | 11% | 1 | 11% | 0% | 0% | 1 | 17% | 0% | 0% | 1 | 25% | 0% | 0% | 1 | 35% | 0% | 0% | 1 | 11% | 0% | 0% | 1 | 20% | 0% | 0% | 1 | 0% | 0% | 1 |  |  |  |  | 0% | [5 empty] | 25% | 2% | 27% | 2 | 21% | 0% | 0% | 1 | 37% | 0% | 0% | 1 | 46% | 0% | 0% | 1 | 51% | 0% | 0% | 2 | 17% | 0% | 0% | 1 | 12% | 0% | 0% | 1 | 0% | 0% | 1 |  |  |  |  | 0% | [5 empty] | 86% | 3% | 89% | 5 | 75% | 0% | 0% | 3 | 73% | 0% | 0% | 3 | 86% | 0% | 0% | 3 | 92% | 0% | 0% | 4 | 41% | 0% | 0% | 1 | 4% | 0% | 0% | 1
581 | Fitch Mountain | 0 | 0 | 0 | 0% | 0% | 1 |  |  |  |  | 0% | [5 empty] | 6% | 0% | 6% | 1 | 87% | 0% | 0% | 3 | 26% | 0% | 0% | 1 | 100% | 0% | 0% | 5 | 100% | 0% | 0% | 5 | 93% | 0% | 0% | 4 | 0% | 0% | 0% | 1 | 0% | 0% | 1 |  |  |  |  | 0% | [5 empty] | 52% | 3% | 55% | 3 | 92% | 0% | 0% | 4 | 52% | 0% | 0% | 2 | 92% | 0% | 0% | 4 | 100% | 0% | 0% | 5 | 65% | 0% | 0% | 2 | 0% | 0% | 0% | 1 | 0% | 0% | 1 |  |  |  |  | 0% | [5 empty] | 39% | 27% | 66% | 4 | 85% | 0% | 0% | 3 | 39% | 0% | 0% | 1 | 72% | 0% | 0% | 3 | 99% | 0% | 0% | 5 | 49% | 0% | 0% | 1 | 0% | 0% | 0% | 1 | 0% | 0% | 1 |  |  |  |  | 0% | [5 empty] | 33% | 31% | 64% | 5 | 81% | 0% | 0% | 3 | 29% | 0% | 0% | 1 | 62% | 0% | 0% | 2 | 92% | 0% | 0% | 4 | 59% | 0% | 0% | 2 | 2% | 0% | 0% | 1
582 | Stockton A | 0 | 0 | 0 | 0% | 0% | 1 |  |  |  |  | 0% | [5 empty] | 0% | 0% | 0% | 1 | 0% | 0% | 0% | 1 | 0% | 0% | 0% | 1 | 0% | 0% | 0% | 1 | 0% | 0% | 0% | 1 | 0% | 0% | 0% | 1 | 0% | 0% | 0% | 1 | 0% | 0% | 1 |  |  |  |  | 0% | [5 empty] | 0% | 0% | 0% | 1 | 0% | 0% | 0% | 1 | 0% | 0% | 0% | 1 | 0% | 0% | 0% | 1 | 0% | 0% | 0% | 1 | 0% | 0% | 0% | 1 | 0% | 0% | 0% | 1 | 0% | 0% | 1 |  |  |  |  | 21% | [5 empty] | 23% | 0% | 23% | 2 | 15% | 0% | 0% | 1 | 85% | 0% | 0% | 3 | 81% | 0% | 0% | 3 | 85% | 0% | 0% | 3 | 0% | 0% | 0% | 1 | 6% | 0% | 0% | 1 | 0% | 0% | 1 |  |  |  |  | 22% | [5 empty] | 47% | 2% | 49% | 2 | 47% | 0% | 0% | 1 | 61% | 0% | 0% | 2 | 65% | 0% | 0% | 2 | 69% | 0% | 0% | 2 | 23% | 0% | 0% | 1 | 7% | 0% | 0% | 1
583 | Saratoga | 0 | 0 | 0 | 0% | 0% | 1 |  |  |  |  | 0% | [5 empty] | 22% | 0% | 22% | 2 | 37% | 0% | 0% | 1 | 0% | 0% | 0% | 1 | 21% | 0% | 0% | 1 | 37% | 0% | 0% | 1 | 22% | 0% | 0% | 1 | 0% | 0% | 0% | 1 | 0% | 0% | 1 |  |  |  |  | 0% | [5 empty] | 23% | 0% | 23% | 2 | 31% | 0% | 0% | 1 | 0% | 0% | 0% | 1 | 17% | 0% | 0% | 1 | 36% | 0% | 0% | 1 | 23% | 0% | 0% | 1 | 38% | 0% | 0% | 1 | 0% | 0% | 1 |  |  |  |  | 0% | [5 empty] | 57% | 0% | 57% | 3 | 60% | 0% | 0% | 2 | 50% | 0% | 0% | 2 | 59% | 0% | 0% | 2 | 77% | 0% | 0% | 3 | 50% | 0% | 0% | 2 | 15% | 0% | 0% | 1 | 0% | 0% | 1 |  |  |  |  | 0% | [5 empty] | 60% | 19% | 79% | 5 | 73% | 0% | 0% | 3 | 39% | 0% | 0% | 1 | 41% | 0% | 0% | 1 | 83% | 0% | 0% | 3 | 79% | 0% | 0% | 3 | 4% | 0% | 0% | 1
584 | Christie | 0 | 0 | 20 | 0% | 0% | 1 |  |  |  |  | 0% | [5 empty] | 47% | 0% | 47% | 2 | 10% | 0% | 0% | 1 | 46% | 0% | 0% | 1 | 42% | 0% | 0% | 1 | 75% | 0% | 0% | 3 | 26% | 0% | 0% | 1 | 12% | 0% | 0% | 1 | 0% | 0% | 1 |  |  |  |  | 0% | [5 empty] | 41% | 0% | 41% | 2 | 42% | 0% | 0% | 1 | 42% | 0% | 0% | 1 | 28% | 0% | 0% | 1 | 80% | 0% | 0% | 3 | 22% | 0% | 0% | 1 | 34% | 0% | 0% | 1 | 0% | 0% | 1 |  |  |  |  | 0% | [5 empty] | 41% | 0% | 41% | 2 | 53% | 0% | 0% | 2 | 48% | 0% | 0% | 1 | 38% | 0% | 0% | 1 | 85% | 0% | 0% | 3 | 27% | 0% | 0% | 1 | 38% | 0% | 0% | 1 | 0% | 0% | 1 |  |  |  |  | 2% | [5 empty] | 63% | 0% | 63% | 3 | 38% | 0% | 0% | 1 | 49% | 0% | 0% | 1 | 46% | 0% | 0% | 1 | 74% | 0% | 0% | 3 | 28% | 0% | 0% | 1 | 31% | 0% | 0% | 1
585 | Las Aguilas | 0 | 0 | 0 | 0% | 0% | 1 |  |  |  |  | 0% | [5 empty] | 22% | 78% | 100% | 5 | 94% | 0% | 0% | 4 | 0% | 0% | 0% | 1 | 12% | 0% | 0% | 1 | 94% | 0% | 0% | 4 | 100% | 0% | 0% | 5 | 0% | 0% | 0% | 1 | 0% | 0% | 1 |  |  |  |  | 0% | [5 empty] | 24% | 76% | 100% | 5 | 82% | 0% | 0% | 3 | 7% | 0% | 0% | 1 | 21% | 0% | 0% | 1 | 92% | 0% | 0% | 4 | 99% | 0% | 0% | 5 | 0% | 0% | 0% | 1 | 0% | 0% | 1 |  |  |  |  | 0% | [5 empty] | 35% | 65% | 100% | 5 | 85% | 0% | 0% | 3 | 11% | 0% | 0% | 1 | 21% | 0% | 0% | 1 | 94% | 0% | 0% | 4 | 98% | 0% | 0% | 5 | 0% | 0% | 0% | 1 | 0% | 0% | 1 |  |  |  |  | 3% | [5 empty] | 36% | 54% | 90% | 5 | 78% | 0% | 0% | 3 | 9% | 0% | 0% | 1 | 24% | 0% | 0% | 1 | 88% | 0% | 0% | 3 | 88% | 0% | 0% | 3 | 2% | 0% | 0% | 1
586 | Monroe | 0 | 0 | 0 | 0% | 0% | 1 |  |  |  |  | 0% | [5 empty] | 0% | 0% | 0% | 1 | 0% | 0% | 0% | 1 | 0% | 0% | 0% | 1 | 0% | 0% | 0% | 1 | 0% | 0% | 0% | 1 | 0% | 0% | 0% | 1 | 0% | 0% | 0% | 1 | 0% | 0% | 1 |  |  |  |  | 0% | [5 empty] | 69% | 0% | 69% | 3 | 92% | 0% | 0% | 4 | 62% | 0% | 0% | 2 | 70% | 0% | 0% | 3 | 100% | 0% | 0% | 5 | 91% | 0% | 0% | 4 | 0% | 0% | 0% | 1 | 0% | 0% | 1 |  |  |  |  | 0% | [5 empty] | 38% | 0% | 38% | 2 | 87% | 0% | 0% | 3 | 31% | 0% | 0% | 1 | 58% | 0% | 0% | 2 | 97% | 0% | 0% | 5 | 69% | 0% | 0% | 2 | 4% | 0% | 0% | 1 | 0% | 0% | 1 |  |  |  |  | 0% | [5 empty] | 48% | 11% | 59% | 3 | 84% | 0% | 0% | 3 | 35% | 0% | 0% | 1 | 64% | 0% | 0% | 2 | 96% | 0% | 0% | 5 | 63% | 0% | 0% | 2 | 3% | 0% | 0% | 1
587 | Elliot | 0 | 0 | 0 | 0% | 0% | 1 |  |  |  |  | 0% | [5 empty] | 0% | 0% | 0% | 1 | 0% | 0% | 0% | 1 | 2% | 0% | 0% | 1 | 41% | 0% | 0% | 1 | 41% | 0% | 0% | 1 | 0% | 0% | 0% | 1 | 0% | 0% | 0% | 1 | 0% | 0% | 1 |  |  |  |  | 0% | [5 empty] | 0% | 0% | 0% | 1 | 3% | 0% | 0% | 1 | 20% | 0% | 0% | 1 | 55% | 0% | 0% | 2 | 56% | 0% | 0% | 2 | 0% | 0% | 0% | 1 | 5% | 0% | 0% | 1 | 0% | 0% | 1 |  |  |  |  | 0% | [5 empty] | 0% | 0% | 0% | 1 | 6% | 0% | 0% | 1 | 35% | 0% | 0% | 1 | 65% | 0% | 0% | 2 | 66% | 0% | 0% | 2 | 0% | 0% | 0% | 1 | 7% | 0% | 0% | 1 | 0% | 0% | 1 |  |  |  |  | 0% | [5 empty] | 0% | 0% | 0% | 1 | 6% | 0% | 0% | 1 | 39% | 0% | 0% | 1 | 69% | 0% | 0% | 2 | 70% | 0% | 0% | 3 | 4% | 0% | 0% | 1 | 8% | 0% | 0% | 1
588 | Sunset | 0 | 0 | 0 | 0% | 0% | 1 |  |  |  |  | 0% | [5 empty] | 0% | 0% | 0% | 1 | 0% | 0% | 0% | 1 | 0% | 0% | 0% | 1 | 0% | 0% | 0% | 1 | 0% | 0% | 0% | 1 | 0% | 0% | 0% | 1 | 0% | 0% | 0% | 1 | 0% | 0% | 1 |  |  |  |  | 0% | [5 empty] | 0% | 0% | 0% | 1 | 0% | 0% | 0% | 1 | 0% | 0% | 0% | 1 | 0% | 0% | 0% | 1 | 0% | 0% | 0% | 1 | 0% | 0% | 0% | 1 | 0% | 0% | 0% | 1 | 0% | 0% | 1 |  |  |  |  | 0% | [5 empty] | 64% | 0% | 64% | 3 | 26% | 0% | 0% | 1 | 0% | 0% | 0% | 1 | 0% | 0% | 0% | 1 | 26% | 0% | 0% | 1 | 56% | 0% | 0% | 2 | 0% | 0% | 0% | 1 | 0% | 0% | 1 |  |  |  |  | 0% | [5 empty] | 19% | 70% | 89% | 5 | 27% | 0% | 0% | 1 | 5% | 0% | 0% | 1 | 17% | 0% | 0% | 1 | 39% | 0% | 0% | 1 | 79% | 0% | 0% | 3 | 0% | 0% | 0% | 1
589 | Herndon | 0 | 0 | 0 | 0% | 0% | 1 |  |  |  |  | 0% | [5 empty] | 0% | 0% | 0% | 1 | 0% | 0% | 0% | 1 | 0% | 0% | 0% | 1 | 0% | 0% | 0% | 1 | 0% | 0% | 0% | 1 | 0% | 0% | 0% | 1 | 0% | 0% | 0% | 1 | 0% | 0% | 1 |  |  |  |  | 0% | [5 empty] | 0% | 0% | 0% | 1 | 0% | 0% | 0% | 1 | 0% | 0% | 0% | 1 | 0% | 0% | 0% | 1 | 0% | 0% | 0% | 1 | 0% | 0% | 0% | 1 | 0% | 0% | 0% | 1 | 0% | 0% | 1 |  |  |  |  | 0% | [5 empty] | 0% | 0% | 0% | 1 | 0% | 0% | 0% | 1 | 0% | 0% | 0% | 1 | 0% | 0% | 0% | 1 | 0% | 0% | 0% | 1 | 0% | 0% | 0% | 1 | 0% | 0% | 0% | 1 | 0% | 0% | 1 |  |  |  |  | 0% | [5 empty] | 0% | 0% | 0% | 1 | 0% | 0% | 0% | 1 | 0% | 0% | 0% | 1 | 0% | 0% | 0% | 1 | 0% | 0% | 0% | 1 | 0% | 0% | 0% | 1 | 0% | 0% | 0% | 1
590 | Menlo | 0 | 0 | 0 | 0% | 0% | 1 |  |  |  |  | 0% | [5 empty] | 0% | 0% | 0% | 1 | 37% | 0% | 0% | 1 | 39% | 0% | 0% | 1 | 53% | 0% | 0% | 2 | 53% | 0% | 0% | 2 | 10% | 0% | 0% | 1 | 45% | 0% | 0% | 1 | 0% | 0% | 1 |  |  |  |  | 0% | [5 empty] | 0% | 0% | 0% | 1 | 28% | 0% | 0% | 1 | 36% | 0% | 0% | 1 | 45% | 0% | 0% | 1 | 47% | 0% | 0% | 1 | 15% | 0% | 0% | 1 | 23% | 0% | 0% | 1 | 0% | 0% | 1 |  |  |  |  | 0% | [5 empty] | 0% | 0% | 0% | 1 | 12% | 0% | 0% | 1 | 29% | 0% | 0% | 1 | 57% | 0% | 0% | 2 | 58% | 0% | 0% | 2 | 16% | 0% | 0% | 1 | 13% | 0% | 0% | 1 | 0% | 0% | 1 |  |  |  |  | 0% | [5 empty] | 36% | 2% | 38% | 2 | 44% | 0% | 0% | 1 | 37% | 0% | 0% | 1 | 55% | 0% | 0% | 2 | 72% | 0% | 0% | 3 | 41% | 0% | 0% | 1 | 6% | 0% | 0% | 1
591 | Mountain Pass | 0 | 0 | 0 | 0% | 0% | 1 |  |  |  |  | 0% | [5 empty] | 0% | 0% | 0% | 1 | 87% | 0% | 0% | 3 | 79% | 0% | 0% | 3 | 13% | 0% | 0% | 1 | 99% | 0% | 0% | 5 | 17% | 0% | 0% | 1 | 0% | 0% | 0% | 1 | 0% | 0% | 1 |  |  |  |  | 0% | [5 empty] | 0% | 0% | 0% | 1 | 82% | 0% | 0% | 3 | 75% | 0% | 0% | 3 | 12% | 0% | 0% | 1 | 94% | 0% | 0% | 4 | 22% | 0% | 0% | 1 | 0% | 0% | 0% | 1 | 0% | 0% | 1 |  |  |  |  | 0% | [5 empty] | 0% | 0% | 0% | 1 | 56% | 0% | 0% | 2 | 54% | 0% | 0% | 2 | 11% | 0% | 0% | 1 | 67% | 0% | 0% | 2 | 35% | 0% | 0% | 1 | 1% | 0% | 0% | 1 | 0% | 0% | 1 |  |  |  |  | 0% | [5 empty] | 0% | 0% | 0% | 1 | 29% | 0% | 0% | 1 | 41% | 0% | 0% | 1 | 16% | 0% | 0% | 1 | 54% | 0% | 0% | 2 | 62% | 0% | 0% | 2 | 0% | 0% | 0% | 1
592 | San Jose A | 0 | 0 | 0 | 0% | 0% | 1 |  |  |  |  | 0% | [5 empty] | 0% | 0% | 0% | 1 | 0% | 0% | 0% | 1 | 0% | 0% | 0% | 1 | 0% | 0% | 0% | 1 | 0% | 0% | 0% | 1 | 0% | 0% | 0% | 1 | 0% | 0% | 0% | 1 | 0% | 0% | 1 |  |  |  |  | 0% | [5 empty] | 88% | 0% | 88% | 5 | 86% | 0% | 0% | 3 | 62% | 0% | 0% | 2 | 65% | 0% | 0% | 2 | 90% | 0% | 0% | 4 | 84% | 0% | 0% | 3 | 7% | 0% | 0% | 1 | 0% | 0% | 1 |  |  |  |  | 0% | [5 empty] | 82% | 14% | 96% | 5 | 87% | 0% | 0% | 3 | 31% | 0% | 0% | 1 | 32% | 0% | 0% | 1 | 88% | 0% | 0% | 3 | 93% | 0% | 0% | 4 | 3% | 0% | 0% | 1 | 0% | 0% | 1 |  |  |  |  | 0% | [5 empty] | 65% | 30% | 95% | 5 | 93% | 0% | 0% | 4 | 57% | 0% | 0% | 2 | 64% | 0% | 0% | 2 | 96% | 0% | 0% | 5 | 79% | 0% | 0% | 3 | 2% | 0% | 0% | 1
593 | Artesian | 0 | 0 | 0 | 0% | 0% | 1 |  |  |  |  | 0% | [5 empty] | 0% | 0% | 0% | 1 | 0% | 0% | 0% | 1 | 65% | 0% | 0% | 2 | 92% | 0% | 0% | 4 | 92% | 0% | 0% | 4 | 0% | 0% | 0% | 1 | 8% | 0% | 0% | 1 | 0% | 0% | 1 |  |  |  |  | 0% | [5 empty] | 0% | 0% | 0% | 1 | 0% | 0% | 0% | 1 | 62% | 0% | 0% | 2 | 74% | 0% | 0% | 3 | 74% | 0% | 0% | 3 | 0% | 0% | 0% | 1 | 4% | 0% | 0% | 1 | 0% | 0% | 1 |  |  |  |  | 0% | [5 empty] | 0% | 0% | 0% | 1 | 19% | 0% | 0% | 1 | 48% | 0% | 0% | 1 | 62% | 0% | 0% | 2 | 62% | 0% | 0% | 2 | 0% | 0% | 0% | 1 | 3% | 0% | 0% | 1 | 0% | 0% | 1 |  |  |  |  | 0% | [5 empty] | 0% | 2% | 2% | 2 | 8% | 0% | 0% | 1 | 36% | 0% | 0% | 1 | 61% | 0% | 0% | 2 | 63% | 0% | 0% | 2 | 2% | 0% | 0% | 1 | 8% | 0% | 0% | 1
594 | Thousandaire | 0 | 0 | 0 | 0% | 0% | 1 |  |  |  |  | 0% | [5 empty] | 0% | 0% | 0% | 1 | 31% | 0% | 0% | 1 | 2% | 0% | 0% | 1 | 23% | 0% | 0% | 1 | 39% | 0% | 0% | 1 | 84% | 0% | 0% | 3 | 0% | 0% | 0% | 1 | 0% | 0% | 1 |  |  |  |  | 0% | [5 empty] | 0% | 0% | 0% | 1 | 20% | 0% | 0% | 1 | 4% | 0% | 0% | 1 | 48% | 0% | 0% | 1 | 58% | 0% | 0% | 2 | 80% | 0% | 0% | 3 | 1% | 0% | 0% | 1 | 0% | 0% | 1 |  |  |  |  | 0% | [5 empty] | 0% | 0% | 0% | 1 | 19% | 0% | 0% | 1 | 4% | 0% | 0% | 1 | 47% | 0% | 0% | 1 | 57% | 0% | 0% | 2 | 79% | 0% | 0% | 3 | 1% | 0% | 0% | 1 | 0% | 0% | 1 |  |  |  |  | 0% | [5 empty] | 0% | 0% | 0% | 1 | 15% | 0% | 0% | 1 | 3% | 0% | 0% | 1 | 39% | 0% | 0% | 1 | 47% | 0% | 0% | 1 | 71% | 0% | 0% | 3 | 1% | 0% | 0% | 1

## Land_OOS_Analysis_Wind_2041
Land-use and environmental criteria analysis for 2041 onshore wind resources mapped to Nevada or Arizona areas of the CAISO system for 5, 10, 15, and 20 mile radii from substations. This analysis uses the values from the "LandEnvData_SolarWind_OOS" tab to calculate criteria alignment. |  |  | Onshore Wind Resource Density Assumption
|  |  | 40 | Acres/MW
[5 empty] | 5 Mile Radius Analysis |  |  | 10 Mile Radius Analysis |  |  | 15 Mile Radius Analysis |  |  | 20 Mile Radius Analysis
[5 empty] | WECC Land-Use Screen |  |  | WECC Land-Use Screen |  |  | WECC Land-Use Screen |  |  | WECC Land-Use Screen
OBJECTID | IRP_Substation_Name | MWs Mapped | Acres of MWs Mapped | Distance from Substation Selected (mi) | Lower Implications Area used by MWs Mapped | High Implications Area used by MWs Mapped | Core Screen Criteria Alignment Level | Lower Implications Area used by MWs Mapped | High Implications Area used by MWs Mapped | Core Screen Criteria Alignment Level | Lower Implications Area used by MWs Mapped | High Implications Area used by MWs Mapped | Core Screen Criteria Alignment Level | Lower Implications Area used by MWs Mapped | High Implications Area used by MWs Mapped | Core Screen Criteria Alignment Level
1 | DELANEY | 0 | 0 | 0 | 0% | 0% | 1 | 0% | 0% | 1 | 0% | 0% | 1 | 0% | 0% | 1
2 | CARPENTER CANYON (FKA GAMEBIRD) | 0 | 0 | 0 | 0% | 0% | 1 | 0% | 0% | 1 | 0% | 0% | 1 | 0% | 0% | 1
3 | MOHAVE | 100 | 4000 | 20 | 88.24% | 0% | 4 | 75.19% | 0% | 3 | 71.43% | 0% | 3 | 63.97% | 0% | 3
4 | HASSAYAMPA | 0 | 0 | 0 | 0% | 0% | 1 | 0% | 0% | 1 | 0% | 0% | 1 | 0% | 0% | 1
5 | ELDORADO | 0 | 0 | 0 | 0% | 0% | 1 | 0% | 0% | 1 | 0% | 0% | 1 | 0% | 0% | 1
6 | NORTH GILA | 0 | 0 | 0 | 0% | 0% | 1 | 0% | 0% | 1 | 0% | 0% | 1 | 0% | 0% | 1
7 | LATHROP | 150 | 6000 | 40 | 161.1% | 8.487% | 4 | 89.87% | 0% | 4 | 71.81% | 0% | 3 | 57.09% | 0% | 3
8 | BEATTY | 0 | 0 | 0 | 0% | 0% | 1 | 0% | 0% | 1 | 0% | 0% | 1 | 0% | 0% | 1
9 | VALLEY (VEA) | 0 | 0 | 0 | 0% | 0% | 1 | 0% | 0% | 1 | 0% | 0% | 1 | 0% | 0% | 1
10 | INNOVATION | 0 | 0 | 0 | 0% | 0% | 1 | 0% | 0% | 1 | 0% | 0% | 1 | 0% | 0% | 1
11 | HOODOO WASH | 0 | 0 | 0 | 0% | 0% | 1 | 0% | 0% | 1 | 0% | 0% | 1 | 0% | 0% | 1
12 | VISTA (VEA) | 0 | 0 | 0 | 0% | 0% | 1 | 0% | 0% | 1 | 0% | 0% | 1 | 0% | 0% | 1
13 | DESERT VIEW | 0 | 0 | 0 | 0% | 0% | 1 | 0% | 0% | 1 | 0% | 0% | 1 | 0% | 0% | 1
14 | CIELO AZUL | 0 | 0 | 0 | 0% | 0% | 1 | 0% | 0% | 1 | 0% | 0% | 1 | 0% | 0% | 1
15 | TROUT CANYON | 0 | 0 | 40 | 0% | 0% | 1 | 0% | 0% | 1 | 0% | 0% | 1 | 0% | 0% | 1
16 | SLOAN CANYON | 0 | 0 | 40 | 0% | 0% | 1 | 0% | 0% | 1 | 0% | 0% | 1 | 0% | 0% | 1
17 | CHARLESTON | 0 | 0 | 0 | 0% | 0% | 1 | 0% | 0% | 1 | 0% | 0% | 1 | 0% | 0% | 1
18 | JACKASS (DOE) | 0 | 0 | 0 | 0% | 0% | 1 | 0% | 0% | 1 | 0% | 0% | 1 | 0% | 0% | 1
19 | MCCULLOUGH | 0 | 0 | 0 | #N/A | #N/A | #N/A | #N/A | #N/A | #N/A | #N/A | #N/A | #N/A | #N/A | #N/A | #N/A
20 | MEAD | 0 | 0 | 0 | 0% | 0% | 1 | 0% | 0% | 1 | 0% | 0% | 1 | 0% | 0% | 1
21 | MERCURY | 0 | 0 | 0 | 0% | 0% | 1 | 0% | 0% | 1 | 0% | 0% | 1 | 0% | 0% | 1
22 | NORTHWEST (NVE) | 0 | 0 | 0 | #N/A | #N/A | #N/A | #N/A | #N/A | #N/A | #N/A | #N/A | #N/A | #N/A | #N/A | #N/A
23 | PAHRUMP | 0 | 0 | 0 | 0% | 0% | 1 | 0% | 0% | 1 | 0% | 0% | 1 | 0% | 0% | 1
24 | PALO VERDE | 0 | 0 | 0 | 0% | 0% | 1 | 0% | 0% | 1 | 0% | 0% | 1 | 0% | 0% | 1
25 | PRIMM | 0 | 0 | 0 | 0% | 0% | 1 | 0% | 0% | 1 | 0% | 0% | 1 | 0% | 0% | 1
26 | SANDY | 0 | 0 | 0 | 0% | 0% | 1 | 0% | 0% | 1 | 0% | 0% | 1 | 0% | 0% | 1
27 | THOUSANDAIRE | 0 | 0 | 0 | 0% | 0% | 1 | 0% | 0% | 1 | 0% | 0% | 1 | 0% | 0% | 1
28 | VALLEY SWITCH | 0 | 0 | 0 | 0% | 0% | 1 | 0% | 0% | 1 | 0% | 0% | 1 | 0% | 0% | 1

## Land_EnvAnalysis_Geo
Land-use and environmental criteria analysis for mapped geothermal resources in California by geothermal field. Mapping analysis is conducted by identified geothermal field rather than by distance from substation. Analysis results apply to both 2036 and 2041 mapping as the amount of geothermal resources mapped is unchanged between the two model years. This analysis uses values from "LandEnvData_Geo" tab to calculate criteria alignment. |  |  |  | Geothermal Resource Density Assumption
|  |  |  | 5 | Acres/MW
[6 empty] | Protected Area Layer (Lower=Outside of Protected Area) |  |  | Fire Threat |  |  |  | ACE Terrestrial Connectivity |  |  |  | ACE Biodiversity |  |  |  | ACE Irreplaceability |  |  |  | ACE Combined |  |  |  | Terrestrial Landscape Intactness |  |  |  | Wetlands
Field Count | Geothermal Field Name | RESOLVE Region | MWs Mapped | Acres of MWs Mapped |  | Lower Implications Area used by MWs Mapped | High Implications Area used by MWs Mapped | Core Screen Criteria Alignment Level | Total Potential Area Percentage Tier 2 | Total Potential Area Percentage Tier 3 | Total Potential Area Percentage Tier 2 or 3 | Fire Threat Criteria Alignment Level | Total Potential Area Percentage Higher Implications | Low Implications Area used by MWs Mapped | Higher Implications Area used by MWs Mapped | ACE Connectivity Criteria Alignment | Total Potential Area Percentage Higher Implications | Low Implications Area used by MWs Mapped | Higher Implications Area used by MWs Mapped | ACE Biodiversity Criteria Alignment | Total Potential Area Percentage Higher Implications | Low Implications Area used by MWs Mapped | Higher Implications Area used by MWs Mapped | ACE Irreplaceability Criteria Alignment | Total Potential Area Percentage Higher Implications | Low Implications Area used by MWs Mapped | Higher Implications Area used by MWs Mapped | All ACE Criteria Alignment | Total Potential Area Percentage Higher Implications | Low Implications Area used by MWs Mapped | Higher Implications Area used by MWs Mapped | Intactness Criteria Alignment | Total Potential Area Percentage Higher Implications | Low Implications Area used by MWs Mapped | Higher Implications Area used by MWs Mapped | Wetlands Criteria Alignment
1 | Geysers | Northern_California | 378.2 | 1891 |  | 0.6677% | 0% | 1 | 38.02% | 46.06% | 84.08% | 5 | 50.93% | 1.07% | 0% | 2 | 40.73% | 0.9547% | 0% | 1 | 63.25% | 1.252% | 0% | 2 | 81.89% | 1.688% | 0% | 3 | 24.21% | 0.8129% | 0% | 1 | 1.135% | 0.6733% | 0% | 1
2 | Calistoga | Northern_California | 50 | 250 |  | 2.723% | 0% | 1 | 2.623% | 0% | 2.623% | 1 | 61.53% | 6.087% | 0% | 2 | 83.61% | 10.94% | 0% | 3 | 94.73% | 18.26% | 0% | 4 | 100% | 26.76% | 0% | 5 | 14.99% | 3.146% | 0% | 1 | 7.64% | 2.923% | 0% | 1
3 | Lake City - Surprise Valley 1 | Northern_California | 159 | 795 |  | 1.216% | 0% | 1 | 39.07% | 0% | 39.07% | 2 | 45.02% | 1.653% | 0% | 1 | 46.25% | 1.67% | 0% | 1 | 6.771% | 1.267% | 0% | 1 | 70.12% | 2.067% | 0% | 3 | 45.76% | 1.663% | 0% | 1 | 16.19% | 1.344% | 0% | 1
4 | East Brawley | Greater_Imperial (Exclude) | 1000 | 5000 |  | 7.087% | 0% | 1 | 0% | 0% | 0% | 1 | 1.043% | 7.158% | 0% | 1 | 9.585% | 7.794% | 0% | 1 | 10.27% | 7.85% | 0% | 1 | 10.63% | 7.88% | 0% | 1 | 10.07% | 7.834% | 0% | 1 | 4.334% | 7.39% | 0% | 1
5 | East Mesa | Greater_Imperial | 0 | 0 |  | 0% | 0% | 1 | 0% | 0% | 0% | 1 | 0% | 0% | 0% | 1 | 20.8% | 0% | 0% | 1 | 20.8% | 0% | 0% | 1 | 20.8% | 0% | 0% | 1 | 36.38% | 0% | 0% | 1 | 8.523% | 0% | 0% | 1
6 | Mono - Long Valley | Greater_Kramer (Exclude) | 0 | 0 |  | 0% | 0% | 1 | 60.85% | 0% | 60.85% | 3 | 0.5207% | 0% | 0% | 1 | 35.28% | 0% | 0% | 1 | 29.93% | 0% | 0% | 1 | 43.8% | 0% | 0% | 1 | 36.1% | 0% | 0% | 1 | 6.132% | 0% | 0% | 1
7 | Wendel - Amedee | Northern_California | 19 | 95 |  | 0.5173% | 0% | 1 | 70.87% | 0% | 70.87% | 3 | 34.49% | 0.6884% | 0% | 1 | 60.59% | 0.9184% | 0% | 2 | 54.84% | 0.8554% | 0% | 2 | 74.89% | 1.124% | 0% | 3 | 34.04% | 0.6854% | 0% | 1 | 10.95% | 0.5616% | 0% | 1
8 | Glass Mountain | Northern_California | 548.8 | 2744 |  | 2.027% | 0% | 1 | 0% | 0% | 0% | 1 | 80.81% | 2.086% | 0% | 3 | 0% | 2.027% | 0% | 1 | 0% | 2.027% | 0% | 1 | 80.81% | 2.086% | 0% | 3 | 96.3% | 2.098% | 0% | 5 | 0% | 2.027% | 0% | 1
9 | Fort Bidwell | Northern_California | 0 | 0 |  | 0% | 0% | 1 | 82.94% | 0% | 82.94% | 5 | 98.42% | 0% | 0% | 5 | 11.3% | 0% | 0% | 1 | 0% | 0% | 0% | 1 | 98.42% | 0% | 0% | 5 | 2.838% | 0% | 0% | 1 | 41.74% | 0% | 0% | 1
10 | Arrowhead HS | Greater_Kramer | 0 | 0 |  | 0% | 0% | 1 | 0% | 100% | 100% | 5 | 100% | 0% | 0% | 5 | 100% | 0% | 0% | 5 | 0% | 0% | 0% | 1 | 100% | 0% | 0% | 5 | 13.87% | 0% | 0% | 1 | 4.555% | 0% | 0% | 1
11 | Salton Sea | Greater_Imperial (Exclude) | 1347 | 6735 |  | 6.524% | 0% | 1 | 0% | 0% | 0% | 1 | 0% | 6.524% | 0% | 1 | 59.8% | 12.07% | 0% | 2 | 67.89% | 13.63% | 0% | 2 | 67.89% | 13.63% | 0% | 2 | 5.971% | 6.838% | 0% | 1 | 8.884% | 7.002% | 0% | 1
12 | Brawley | Greater_Imperial (Exclude) | 0 | 0 |  | 0% | 0% | 1 | 0% | 0% | 0% | 1 | 0% | 0% | 0% | 1 | 31% | 0% | 0% | 1 | 31% | 0% | 0% | 1 | 31% | 0% | 0% | 1 | 0% | 0% | 0% | 1 | 5.475% | 0% | 0% | 1
13 | Heber | Greater_Imperial | 0 | 0 |  | 0% | 0% | 1 | 0% | 0% | 0% | 1 | 0% | 0% | 0% | 1 | 9.297% | 0% | 0% | 1 | 9.297% | 0% | 0% | 1 | 9.297% | 0% | 0% | 1 | 0% | 0% | 0% | 1 | 7.893% | 0% | 0% | 1
14 | Boyes HS | Mendocino_Marin | 20 | 100 |  | 48.19% | 0% | 2 | 0% | 0% | 0% | 1 | 0% | 48.19% | 0% | 2 | 46.79% | 87.58% | 0% | 4 | 100% | 1244% | 46.1% | 5 | 100% | 1244% | 46.1% | 5 | 0% | 48.19% | 0% | 2 | 47.22% | 88.25% | 0% | 4
15 | Sonoma Mission Inn | Mendocino_Marin | 0 | 0 |  | 0% | 0% | 1 | 0% | 0% | 0% | 1 | 0% | 0% | 0% | 1 | 15.62% | 0% | 0% | 1 | 100% | 0% | 0% | 5 | 100% | 0% | 0% | 5 | 0% | 0% | 0% | 1 | 26.03% | 0% | 0% | 1
16 | Hot Mineral Spa | Greater_Imperial (Exclude) | 0 | 0 |  | 0% | 0% | 1 | 0% | 0% | 0% | 1 | 0% | 0% | 0% | 1 | 25.28% | 0% | 0% | 1 | 90.77% | 0% | 0% | 4 | 92.61% | 0% | 0% | 4 | 40.17% | 0% | 0% | 1 | 24.89% | 0% | 0% | 1
17 | Canby (I'SOT) | Northern_California | 0 | 0 |  | 0% | 0% | 1 | 81.73% | 0% | 81.73% | 5 | 0% | 0% | 0% | 1 | 100% | 0% | 0% | 5 | 0% | 0% | 0% | 1 | 100% | 0% | 0% | 5 | 0% | 0% | 0% | 1 | 48.66% | 0% | 0% | 1
18 | West Valley Reservoir | Northern_California | 0 | 0 |  | 0% | 0% | 1 | 0% | 0% | 0% | 1 | 45.65% | 0% | 0% | 1 | 0% | 0% | 0% | 1 | 54.35% | 0% | 0% | 2 | 100% | 0% | 0% | 5 | 60.77% | 0% | 0% | 2 | 3.804% | 0% | 0% | 1
19 | Little Hot Spring (Fall River) | Northern_California | 0 | 0 |  | 0% | 0% | 1 | 0% | 0% | 0% | 1 | 100% | 0% | 0% | 5 | 0% | 0% | 0% | 1 | 0% | 0% | 0% | 1 | 100% | 0% | 0% | 5 | 0% | 0% | 0% | 1 | 13.21% | 0% | 0% | 1
20 | Carson River | El_Dorado_Mariposa | 20 | 100 |  | 25.78% | 0% | 2 | 96.93% | 0% | 96.93% | 5 | 100% | 89.07% | 0% | 5 | 0% | 25.78% | 0% | 2 | 0% | 25.78% | 0% | 2 | 100% | 89.07% | 0% | 5 | 100% | 89.07% | 0% | 5 | 1.158% | 25.99% | 0% | 2
21 | Tasajara HS | Peninsula_Monterey | 0 | 0 |  | 0% | 0% | 1 | 0% | 100% | 100% | 5 | 100% | 0% | 0% | 5 | 0% | 0% | 0% | 1 | 0% | 0% | 0% | 1 | 100% | 0% | 0% | 5 | 100% | 0% | 0% | 5 | 20.75% | 0% | 0% | 1
22 | Truckhaven | Greater_Imperial (Exclude) | 44 | 220 |  | 0.5383% | 0% | 1 | 0% | 0% | 0% | 1 | 17.37% | 0.5531% | 0% | 1 | 0% | 0.5383% | 0% | 1 | 0% | 0.5383% | 0% | 1 | 17.37% | 0.5531% | 0% | 1 | 53.26% | 0.5864% | 0% | 2 | 0% | 0.5383% | 0% | 1
23 | Brockway Hot Springs | Northern_California | 0 | 0 |  | 0% | 0% | 1 | 0% | 0% | 0% | 1 | 0% | 0% | 0% | 1 | 0% | 0% | 0% | 1 | 100% | 0% | 0% | 5 | 100% | 0% | 0% | 5 | 0% | 0% | 0% | 1 | 0% | 0% | 0% | 1
24 | Marble Hot Well | Northern_California | 0 | 0 |  | 0% | 0% | 1 | 32.34% | 0% | 32.34% | 2 | 0% | 0% | 0% | 1 | 0% | 0% | 0% | 1 | 100% | 0% | 0% | 5 | 100% | 0% | 0% | 5 | 100% | 0% | 0% | 5 | 8.7% | 0% | 0% | 1
25 | Paso Robles | Kern_Greater_Carrizo | 0 | 0 |  | 0% | 0% | 1 | 0% | 0% | 0% | 1 | 0% | 0% | 0% | 1 | 0% | 0% | 0% | 1 | 100% | 0% | 0% | 5 | 100% | 0% | 0% | 5 | 0% | 0% | 0% | 1 | 28.05% | 0% | 0% | 1
26 | South Brawley | Greater_Imperial | 0 | 0 |  | 0% | 0% | 1 | 0% | 0% | 0% | 1 | 0% | 0% | 0% | 1 | 0% | 0% | 0% | 1 | 0% | 0% | 0% | 1 | 0% | 0% | 0% | 1 | 0% | 0% | 0% | 1 | 15.01% | 0% | 0% | 1
27 | Sierra Valley | Northern_California | 0 | 0 |  | 0% | 0% | 1 | 37.34% | 0% | 37.34% | 2 | 0% | 0% | 0% | 1 | 0% | 0% | 0% | 1 | 0% | 0% | 0% | 1 | 0% | 0% | 0% | 1 | 100% | 0% | 0% | 5 | 100% | 0% | 0% | 5
28 | Kelly HS | Northern_California | 0 | 0 |  | 0% | 0% | 1 | 79.48% | 0% | 79.48% | 5 | 0% | 0% | 0% | 1 | 0% | 0% | 0% | 1 | 0% | 0% | 0% | 1 | 0% | 0% | 0% | 1 | 15.89% | 0% | 0% | 1 | 3.552% | 0% | 0% | 1
29 | Indian Valley Hot Springs | Northern_California | 0 | 0 |  | 0% | 0% | 1 | 100% | 0% | 100% | 5 | 0% | 0% | 0% | 1 | 0% | 0% | 0% | 1 | 0% | 0% | 0% | 1 | 0% | 0% | 0% | 1 | 0% | 0% | 0% | 1 | 49.65% | 0% | 0% | 1
30 | Fales HS | Greater_Kramer (Exclude) | 0 | 0 |  | 0% | 0% | 1 | 100% | 0% | 100% | 5 | 0% | 0% | 0% | 1 | 0% | 0% | 0% | 1 | 0% | 0% | 0% | 1 | 0% | 0% | 0% | 1 | 97.82% | 0% | 0% | 5 | 2.242% | 0% | 0% | 1
31 | Big Bend HS | Northern_California | 0 | 0 |  | 0% | 0% | 1 | 2.359% | 86.94% | 89.3% | 5 | 0% | 0% | 0% | 1 | 0% | 0% | 0% | 1 | 0% | 0% | 0% | 1 | 0% | 0% | 0% | 1 | 0% | 0% | 0% | 1 | 12.25% | 0% | 0% | 1
32 | Kellog HS | Northern_California | 0 | 0 |  | 0% | 0% | 1 | 99% | 0% | 99% | 5 | 0% | 0% | 0% | 1 | 0% | 0% | 0% | 1 | 0% | 0% | 0% | 1 | 0% | 0% | 0% | 1 | 0% | 0% | 0% | 1 | 50.5% | 0% | 0% | 2
33 | Coso Hot Springs | SCE NOL | 116 | 580 |  | 0.537% | 0% | 1 | 0% | 0% | 0% | 1 | 4.348% | 0.5554% | 0% | 1 | 6.856% | 0.5666% | 0% | 1 | 2.518% | 0.5475% | 0% | 1 | 7.398% | 0.5691% | 0% | 1 | 91.1% | 1.752% | 0% | 4 | 0.307% | 0.5383% | 0% | 1

## Land_EnvPSH
Land-use and environmental criteria analysis for potential pumped storage hydro resource locations in California. Locations were identified using known proposed projects/projects under FERC permitting or licensing and environmental and land-use screen data analysis was conducted on for a 5-mile radius circle centered on a central point of the potential project area as identified in permitting information. |  |  |  |  | Level 1: less than | Level 2: less than | Level 3: less than | Level 4: less than | Level 5: greater than
[5 empty] | 0.5 | 0.7 | 0.9 | 0.95 | 0.95
|  |  | Land-use & Env. Impacts Criteria Alignment | [7 empty] | Acres | [6 empty] | Percent | [7 empty] | Potential FERC Project Info for Identified Area | [5 empty] | Staff Assessment of Criteria based on FERC filings
2036 LDES Res. Mapped | 2041 LDES Res. Mapped | Potential Pumped Storage Site (FERC Application Name) | Protected Area Layer | Terrestrial Biodiversity | Terrestrial Connectivity | Terrestrial Irreplaceability | Intactness | Aquatic Rare Species Richness | Aquatic Irreplaceability | Acres (5 mile radius) | Protected Area Layer | Terr Biodiversity 5 | Terr Connectivity 4,5 | Terr Irreplaceability 4,5 | High Intactness | Aq Rare Species Richness 4,5 | Aq Irreplaceability 4,5 | Protected Area Layer | Terr Biodiversity 5 | Terr Connectivity 4,5 | Terr Irreplaceability 4,5 | High Intactness | Aq Rare Species Richness 4,5 | Aq Irreplaceability 4,5 | Notes | FERC Project Number | State | City | County | Expected MWs | License Status | Probable Lower Reservoir |  | Probable Upper Reservoir |  | Probable Water Source |  | Interconnection
0 | 0 | Eagle_Mountain | 2 | 1 | 1 | 1 | 3 | 1 | 1 | 50257.207 | 31857.752 | 10546.2783 | 20717.959 | 281.6419 | 37781.9258 |  |  | 63.39% | 20.98% | 41.22% | 0.5604% | 75.18% | 0% | 0% |  | P-13123 | CA | Eagle Mountain | Riverside | 1300 | Active License | Brownfield | 2 | Brownfield | 2 | Ground Water (Low Prioritization) | 3 | In a queue (Red Bluff)
0 | 0 | Swan Lake North Pumped Storage | [22 empty] | in Oregon, no land-use data currently | P-13318 | OR | Altamont | Klamath | 393.3 | Active License | New off-stream | 3 | New off-stream | 3 | Ground Water (Low Prioritization) | 3 | In a queue (Malin)
0 | 0 | LEAPS | 1 | 1 | 1 | 2 | 1 | 1 | 1 | 50257.207 | 20167.459 | 13819.2822 | 21592.4727 | 30891.9082 | 23679.293 | 24398.8789 | 24398.8789 | 40.13% | 27.5% | 42.96% | 61.47% | 47.12% | 48.55% | 48.55% |  | P-14227 | CA | Lake Elsinore | Riverside | 500 | Active Preliminary Permits | Existing off-stream | 1 | New off-stream | 3 | Existing off-stream reservoir | 1 | In a queue (Alberhill)
409.2 | 409.2 | San_Vicente | 1 | 3 | 3 | 2 | 1 | 3 | 2 | 50257.207 | 20644.9609 | 37256.9102 | 38113.6836 | 26059.7773 | 20403.4414 | 40213.4609 | 32492.168 | 41.08% | 74.13% | 75.84% | 51.85% | 40.6% | 80.02% | 64.65% |  | P-14642 | CA | Poway | San Diego | 500 | Received Preliminary Permits | Existing off-stream | 1 | New off-stream | 3 | Existing off-stream reservoir | 1 | Sycamore Canyon 230 kV
310 | 310 | Mokulumne Pumped Storage | 1 | 1 | 1 | 1 | 1 | 1 | 2 | 50257.207 | 9949.6104 | 4799.9956 | 2593.4441 | 6972.7671 | 24635.4746 | 22461.332 | 29382.877 | 19.8% | 9.551% | 5.16% | 13.87% | 49.02% | 44.69% | 58.47% | Overlap in 5-mile buffer of Salt Springs | P-14796 | CA | Jackson | Amador and Calaveras | 400 | Active Preliminary Permits | Existing on-stream | 2 | Existing on-stream | 2 | Existing on-stream reservoir | 2 | In a queue (Bellota)
0 | 0 | Bison_Peak | 1 | 1 | 3 | 1 | 3 | 1 | 1 | 50257.207 | 14202.7285 | 14263.6709 | 43941.6992 | 17052.7988 | 42464.5547 |  | 410.4862 | 28.26% | 28.38% | 87.43% | 33.93% | 84.49% | 0% | 0.8168% |  | P-14850 | CA |  | Kern | 480 | Active Preliminary Permits | New off-stream | 3 | New off-stream | 3 | Ground Water (Low Prioritization) | 3 | in a queue (Windhub 230 kV)
0 | 0 | Tehachapi Pumped Storage | 1 | 3 | 3 | 3 | 2 | 1 | 1 | 50257.207 | 8604.0742 | 40404.1758 | 41241.4883 | 44859.582 | 31388.7793 | 11929.2969 | 8845.374 | 17.12% | 80.39% | 82.06% | 89.26% | 62.46% | 23.74% | 17.6% |  | P-15104 | CA | Lebec | Kern | 1000 | Active Preliminary Permits | New off-stream | 3 | New off-stream | 3 | Ground Water (Low Prioritization) | 3 | Bailey 220 kV
0 | 0 | Nacimiento Pumped Storage | 1 | 1 | 2 | 1 | 2 | 1 | 1 | 50257.207 | 20755.8379 | 1370.9502 | 27986.2969 | 2617.2998 | 29608.8984 | 1720.399 |  | 41.3% | 2.728% | 55.69% | 5.208% | 58.91% | 3.423% | 0% |  | P-15269 | CA | Oak Shores | San Luis Obispo | 1500 | Active Preliminary Permits | Existing on-stream | 2 | New off-stream | 3 | Existing on-stream reservoir | 2 | Templeton 230 kV
0 | 0 | Twitchell Pumped Storage | 1 | 1 | 1 | 1 | 2 | 2 | 1 | 50257.207 | 1938.1942 | 636.7733 | 1910.4653 | 636.1685 | 31096.7207 | 35176.8242 | 19741.5039 | 3.857% | 1.267% | 3.801% | 1.266% | 61.88% | 69.99% | 39.28% |  | P-15271 | CA | Santa Maria | San Luis Obispo, Santa Barbara | 600 | Active Preliminary Permits | Existing on-stream | 2 | New off-stream | 3 | Existing on-stream reservoir | 2 | Mesa 230 kV
0 | 0 | Whale Rock Pumped Storage | 1 | 1 | 3 | 1 | 2 | 4 | 1 | 50257.207 | 4858.374 | 16284.0332 | 37710.9805 | 18309.0039 | 26681.7227 | 46732.3398 |  | 9.667% | 32.4% | 75.04% | 36.43% | 53.09% | 92.99% | 0% |  | P-15272 | CA | Cayucos | San Luis Obispo | 600 | Active Preliminary Permits | Existing off-stream | 1 | New off-stream | 3 | Existing off-stream reservoir | 1 | New sub (Morro-Solar or Morro-Diablo 230 kV)
0 | 0 | Vandenberg Pumped Storage | 1 | 1 | 2 | 1 | 2 | 1 | 1 | 50257.207 | 3907.0044 | 1504.192 | 29985.1406 | 14678.1182 | 27065.3984 | 10425.7256 | 8617.3008 | 7.774% | 2.993% | 59.66% | 29.21% | 53.85% | 20.74% | 17.15% |  | P-15284 | CA | Vandenburg | Santa Barbara | 1351 | Pending Preliminary Permits | Ocean | 4 | New off-stream | 3 | Ocean | 5 | Lompoc Substation
0 | 0 | Haiwee Pumped Storage | 5 | 2 | 1 | 1 | 3 | 1 | 1 | 50257.207 | 49021.0859 | 27546.5957 | 17453.9922 | 23649.2383 | 38769.082 |  |  | 97.54% | 54.81% | 34.73% | 47.06% | 77.14% | 0% | 0% |  | P-15307 | CA | Olancha | Inyo | 1600 | Pending Preliminary Permits | Existing on-stream | 2 | New off-stream | 3 | Existing on-stream reservoir | 2 | Windhub
0 | 0 | MQR Pumped Storage | 1 | 3 | 3 | 3 | 1 | 5 | 5 | 50257.207 | 7034.6191 | 42483.7383 | 44327.0703 | 40883.5977 | 21873.334 | 50257.4102 | 50257.4102 | 14% | 84.53% | 88.2% | 81.35% | 43.52% | 100% | 100% |  | P-15312 | CA | Tracy | Alameda | 280 | Active Preliminary Permits | New off-stream | 3 | New off-stream | 3 | Existing off-stream reservoir | 1 | Tesla 230 kV
0 | 0 | Salt Springs Pumped Storage | 1 | 1 | 1 | 1 | 2 | 1 | 1 | 50257.207 | 13088.1865 | 4799.9956 | 1599.9983 | 8000.001 | 26131.0195 | 10368.0439 | 18506.9316 | 26.04% | 9.551% | 3.184% | 15.92% | 51.99% | 20.63% | 36.82% | Overlap in 5-mile buffer of Mokulumne | P-15343 | CA | Mokelumne Hill | Calaveras | 2000 | Pending Preliminary Permits | Existing on-stream | 2 | New off-stream | 3 | Existing on-stream reservoir | 2 | Bellota 230 kV
0 | 0 | Isabella Pumped Storage | 1 | 2 | 1 | 2 | 1 | 1 | 1 | 50257.207 | 24821.9941 | 28821.2578 | 839.9474 | 32124.373 | 21700.7559 |  |  | 49.39% | 57.35% | 1.671% | 63.92% | 43.18% | 0% | 0% | Average of CEC analysis of (alt 1&2) and (alt 3) | P-15306 | CA | Lake Isabella | Kern | 2000 | Pending Preliminary Permits | Existing on-stream | 2 | New off-stream | 3 | Existing on-stream reservoir | 2 | Magunden 115 kV
0 | 0 | Maxwell Pumped Storage | 1 | 1 | 2 | 1 | 2 | 1 | 1 | 50257.207 | 12628.3887 | 18535.6523 | 29213.7734 | 18440.0996 | 26381.8125 |  |  | 25.13% | 36.88% | 58.13% | 36.69% | 52.49% | 0% | 0% |  | P-15345 | CA | Rosamond | Kern | 3600 | Pending Preliminary Permits | Brownfield | 2 | New off-stream | 3 | Existing off-stream reservoir | 1 | Whirlwind

## LandEnv_Solar_Data_5mi
CEC calculated land-use and environmental data criteria for in-state substations at a 5 mile radius for solar resource potential.
|  |  |  | Res. Potential Base (after techno-economic & protected areas exclusions) | Res. Potential after Core Land Use Screen (Lower Implications Land) | Percentage of Base Potential w/ Lower Implications | Res. Potential excluded by Core screen (Higher Implications Land) | Percentage of Base Potential w/ Higher Implications | Base Res. Potential w/ Parcelization value less than 6 | Percentage of Base Potential w/ Parcelization value less than 6 |  |  | Base Res. Potential w/ Parcelization value less than 30 & greater than 6 | Percentage of Base Potential w/ Parcelization value less than 30 & greater than 6 | 10th Percentile Parcelization Value | Base Res. Potential w/ Low Cropland Index Values | Percentage of Base Potential w/ Low Cropland Index Values | Base Res. Potential w/ High Cropland Index Values | Percentage of Base Potential w/ High Cropland Index Values | Substation in or near a Critically Overdrafted Groundwater Basin | Base Res. Potential w/ Tier 2 Fire Threat | Percentage of Base Potential w/ Tier 2 Fire Threat | Base Res. Potential w/ Tier 3 Fire Threat | Percentage of Base Potential w/ Tier 3 Fire Threat | Base Res. Potential w/ ACE Terrestrial Connectivity, 4 or 5, (High Implications) | Percentage of Base Potential w/ Terrestrial Connectivity High Implications | Base Res. Potential w/ Terrestrial Connectivity Low Implications | Base Res. Potential w/ ACE Biodiversity, 5, (High Implications) | Percentage of Base Potential w/ Biodiversity High Implications | Base Res. Potential w/ Biodiversity Low Implications | Base Res. Potential w/ ACE Irreplaceability, 4 or 5, (High Implications) | Percentage of Base Potential w/ Irreplaceability High Implications | Base Res. Potential w/ Irreplaceability Low Implications | Base Res. Potential w/ Any of the three ACE datasets High Implications | Percentage of Base Potential w/ Any of the three ACE datasets High Implications | Base Res. Potential w/ Any of the three ACE datasets Low Implications | Base Res. Potential w/ High Terrestrial Landscape Intactness | Percentage of Base Potential w/ High Terrestrial Landscape Intactness | Base Res. Potential w/ Low Terrestrial Landscape Intactness | Base Res. Potential w/ Classified as Wetlands | Percentage of Base Potential w/ Classified as Wetlands | Base Res. Potential w/ Not Classified as Wetlands
Blue columns indicate additional data calculate/added by CPUC staff in dashboard.
|  |  | Distance in miles to nearby substations | [7 empty] | Base Res. Potential w/ Parcelization value less than 30 & greater than 6 | Percentage of Base Potential w/ Parcelization value less than 30
OBJECTID | IRP_Substation_Name | RESOLVE_Name | Substation Overlaps [distance (mi), res. pot. (acres)] | RPB_Acres | TRP_Acres | Perc_TRP | High_Implication_Acres | Perc_HighImplication | Parcels_LT_6 | Perc_ParcLT6 | Parcels_LT_30 | Perc_ParcLT30 | Parcels_LT_30_GT6 | Perc_ParcLT30GT6 | 10th Percentile Parcelization | LowCrop_Acres | Perc_LowCrop | HighCrop_Acres | Perc_HighCrop | Critically overdrafted basin | FT_Tier2_Acres | Perc_FT_Tier2 | FT_Tier3_Acres | Perc_FT_Tier3 | Conn45_Acres | Perc_Conn45 | Low Conn Acres | Bio5_Acres | Perc_Bio5 | Low Bio Acres | Irr45_Acres | Perc_Irr45 | Low Irr Acres | ACE_All_Acres | Perc_AllACE | Low AllACE Acres | High_Intact_Acres | Perc_HighIntact | LowIntact Acres | Wetlands_Acres | Perc_Wetlands | Not Wetlands Acres
1 | Cal Flats | PGE Fresno | {} | 13980 | 2538 | 0.18 | 11442 | 0.82 | 5184 | 0.37 |  |  | 8686 | 0.62 | 0.05 | 465 | 0.03 | 0 | 0 |  | 5959 | 0.43 | 7998 | 0.57 | 2310 | 0.17 | 11670 | 0 | 0 | 13980 | 1165 | 0.08 | 12816 | 3475 | 0.25 | 10506 | 11285 | 0.81 | 2696 | 128 | 0.01 | 13852
2 | Collinsville | PGE GBA | {'Birds Landing': [3.1, 13985.0], 'Pittsburg': [4.5, 396.0], 'GWF 2': [4.7, 116.0], 'Kirker': [5.6, 5.0], 'Contra Costa PP': [6.1, 551.0], 'Shiloh III': [6.2, 8083.0], 'Contra Costa': [6.3, 127.0]} | 26046 | 14108 | 0.54 | 11938 | 0.46 | 5155 | 0.2 |  |  | 20261 | 0.78 | 0.06 | 11195 | 0.43 | 0 | 0 |  | 16324 | 0.63 | 0 | 0 | 4540 | 0.17 | 21507 | 7994 | 0.31 | 18053 | 6750 | 0.26 | 19296 | 9198 | 0.35 | 16848 | 310 | 0.01 | 25736 | 5804 | 0.22 | 20243
3 | Santa Teresa | PGE GBA | {'Edenvale': [0.5, 22.0], 'Piercy': [2.1, 22.0], 'Metcalf 1': [2.8, 6.0], 'Swift': [5.8, 22.0]} | 4666 | 22 | 0 | 4643 | 1 | 803 | 0.17 |  |  | 2931 | 0.63 | 0.13 | 730 | 0.16 | 302 | 0.06 |  | 4060 | 0.87 | 0 | 0 | 4620 | 0.99 | 46 | 1480 | 0.32 | 3185 | 2325 | 0.5 | 2341 | 4620 | 0.99 | 46 | 1716 | 0.37 | 2949 | 177 | 0.04 | 4489
4 | Carrizo Gorge | SDGE Imperial | {'Boulevard': [4.2, 2637.0], 'Crestwood': [5.5, 4023.0]} | 22387 | 6403 | 0.29 | 15984 | 0.71 | 5076 | 0.23 |  |  | 13211 | 0.59 | 0.1 | 0 | 0 | 0 | 0 |  | 13000 | 0.58 | 7784 | 0.35 | 0 | 0 | 22387 | 4956 | 0.22 | 17431 | 13522 | 0.6 | 8865 | 13773 | 0.62 | 8614 | 4633 | 0.21 | 17754 | 430 | 0.02 | 21957
5 | Avenal | PGE Kern | {'New Sub - Gates - Templeton (Proposed)': [6.9, 1944.0]} | 31093 | 7331 | 0.24 | 23763 | 0.76 | 17136 | 0.55 |  |  | 13791 | 0.44 | 0.05 | 10779 | 0.35 | 2011 | 0.06 |  | 11263 | 0.36 | 0 | 0 | 12269 | 0.39 | 18824 | 0 | 0 | 31093 | 9608 | 0.31 | 21485 | 20941 | 0.67 | 10153 | 6637 | 0.21 | 24456 | 150 | 0 | 30944
6 | Crazy Horse Canyon | PGE GBA | {'Salinas': [7.4, 638.0], 'Buena Vista': [9.0, 96.0]} | 21612 | 4235 | 0.2 | 17377 | 0.8 | 7344 | 0.34 |  |  | 10700 | 0.5 | 0.14 | 885 | 0.04 | 2624 | 0.12 |  | 14287 | 0.66 | 0 | 0 | 12969 | 0.6 | 8643 | 2135 | 0.1 | 19478 | 4060 | 0.19 | 17553 | 14012 | 0.65 | 7601 | 7642 | 0.35 | 13970 | 1881 | 0.09 | 19731
7 | Estrella | PGE Kern | {'Templeton': [7.3, 583.0]} | 40155 | 10838 | 0.27 | 29317 | 0.73 | 256 | 0.01 |  |  | 26682 | 0.66 | 0.21 | 9448 | 0.24 | 7090 | 0.18 |  | 1951 | 0.05 | 0 | 0 | 0 | 0 | 40155 | 169 | 0 | 39986 | 9379 | 0.23 | 30776 | 9379 | 0.23 | 30776 | 1780 | 0.04 | 38375 | 2092 | 0.05 | 38064
8 | Ocean Ranch | SDGE Imperial | {'Melrose': [2.4, 275.0], 'Pendleton': [7.2, 243.0], 'Monserate': [8.9, 279.0]} | 599 | 282 | 0.47 | 317 | 0.53 | 1 | 0 |  |  | 46 | 0.08 | 0.4 | 266 | 0.44 | 133 | 0.22 |  | 0 | 0 | 0 | 0 | 190 | 0.32 | 409 | 230 | 0.38 | 369 | 231 | 0.39 | 369 | 231 | 0.39 | 369 | 0 | 0 | 599 | 34 | 0.06 | 566
9 | Green Valley | PGE GBA | {} | 17729 | 2075 | 0.12 | 15654 | 0.88 | 803 | 0.05 |  |  | 6917 | 0.39 | 0.24 | 1203 | 0.07 | 5297 | 0.3 |  | 220 | 0.01 | 0 | 0 | 5402 | 0.3 | 12327 | 4426 | 0.25 | 13303 | 9275 | 0.52 | 8454 | 11703 | 0.66 | 6026 | 2211 | 0.12 | 15519 | 940 | 0.05 | 16789
10 | Union (Estrella) | PGE Kern | {'Templeton': [7.3, 583.0]} | 40155 | 10838 | 0.27 | 29317 | 0.73 | 256 | 0.01 |  |  | 26682 | 0.66 | 0.21 | 9448 | 0.24 | 7090 | 0.18 |  | 1951 | 0.05 | 0 | 0 | 0 | 0 | 40155 | 169 | 0 | 39986 | 9379 | 0.23 | 30776 | 9379 | 0.23 | 30776 | 1780 | 0.04 | 38375 | 2092 | 0.05 | 38064
11 | Crescent | PGE Fresno | {'Helm': [4.2, 5725.0], 'New Sub - Los Banos - Midway (Proposed)': [4.5, 18816.0], 'Schindler': [9.1, 1809.0], 'Excelsior': [9.8, 250.0]} | 42303 | 25851 | 0.61 | 16452 | 0.39 | 12665 | 0.3 |  |  | 28720 | 0.68 | 0.06 | 35144 | 0.83 | 5516 | 0.13 |  | 511 | 0.01 | 0 | 0 | 14363 | 0.34 | 27940 | 3430 | 0.08 | 38872 | 3430 | 0.08 | 38872 | 14363 | 0.34 | 27940 | 0 | 0 | 42303 | 201 | 0 | 42102
12 | Vincent | SCE Northern | {} | 14753 | 9583 | 0.65 | 5170 | 0.35 | 4 | 0 |  |  | 1438 | 0.1 | 0.47 | 2 | 0 | 14 | 0 |  | 4098 | 0.28 | 0 | 0 | 0 | 0 | 14753 | 3205 | 0.22 | 11548 | 1898 | 0.13 | 12855 | 3205 | 0.22 | 11548 | 2124 | 0.14 | 12629 | 271 | 0.02 | 14482
13 | El Nido (PGE) | PGE Fresno | {} | 47198 | 11573 | 0.25 | 35625 | 0.75 | 5381 | 0.11 |  |  | 40822 | 0.86 | 0.08 | 24320 | 0.52 | 16247 | 0.34 |  | 0 | 0 | 0 | 0 | 11258 | 0.24 | 35940 | 9662 | 0.2 | 37536 | 13812 | 0.29 | 33386 | 21096 | 0.45 | 26101 | 786 | 0.02 | 46411 | 3158 | 0.07 | 44040
14 | Cortina | PGE NGBA | {} | 46498 | 1367 | 0.03 | 45132 | 0.97 | 11466 | 0.25 |  |  | 33267 | 0.72 | 0.08 | 9480 | 0.2 | 22464 | 0.48 |  | 9936 | 0.21 | 10151 | 0.22 | 19386 | 0.42 | 27112 | 2899 | 0.06 | 43600 | 13658 | 0.29 | 32841 | 32587 | 0.7 | 13911 | 12535 | 0.27 | 33963 | 457 | 0.01 | 46041
15 | Delta Pumps | PGE GBA | {} | 29534 | 0 | 0 | 29534 | 1 | 4680 | 0.16 |  |  | 22555 | 0.76 | 0.15 | 2663 | 0.09 | 5359 | 0.18 |  | 22579 | 0.76 | 0 | 0 | 21273 | 0.72 | 8261 | 17503 | 0.59 | 12031 | 20258 | 0.69 | 9276 | 26964 | 0.91 | 2569 | 2538 | 0.09 | 26995 | 2877 | 0.1 | 26656
16 | Morgan Hill | PGE GBA | {} | 11298 | 3155 | 0.28 | 8143 | 0.72 | 862 | 0.08 |  |  | 5387 | 0.48 | 0.23 | 283 | 0.03 | 201 | 0.02 |  | 10380 | 0.92 | 0 | 0 | 5997 | 0.53 | 5302 | 826 | 0.07 | 10472 | 1110 | 0.1 | 10189 | 5997 | 0.53 | 5302 | 4528 | 0.4 | 6770 | 888 | 0.08 | 10410
17 | Jessup | PGE NGBA | {'Cottonwood': [5.6, 1869.0]} | 19097 | 5430 | 0.28 | 13667 | 0.72 | 0 | 0 |  |  | 6560 | 0.34 | 0.37 | 1072 | 0.06 | 1587 | 0.08 |  | 9680 | 0.51 | 7495 | 0.39 | 10584 | 0.55 | 8513 | 2915 | 0.15 | 16182 | 2800 | 0.15 | 16297 | 10604 | 0.56 | 8494 | 3169 | 0.17 | 15928 | 1471 | 0.08 | 17626
18 | Elk Hills | PGE Kern | {} | 30125 | 0 | 0 | 30125 | 1 | 19401 | 0.64 |  |  | 9774 | 0.32 | 0.05 | 7627 | 0.25 | 629 | 0.02 |  | 1543 | 0.05 | 0 | 0 | 9753 | 0.32 | 20372 | 26743 | 0.89 | 3382 | 30113 | 1 | 12 | 30125 | 1 | 0 | 303 | 0.01 | 29822 | 219 | 0.01 | 29906
19 | Ignacio | PGE NGBA | {} | 4238 | 1541 | 0.36 | 2696 | 0.64 | 802 | 0.19 |  |  | 2169 | 0.51 | 0.18 | 1147 | 0.27 | 0 | 0 |  | 1033 | 0.24 | 0 | 0 | 583 | 0.14 | 3655 | 1199 | 0.28 | 3039 | 1531 | 0.36 | 2707 | 1928 | 0.46 | 2309 | 909 | 0.21 | 3329 | 788 | 0.19 | 3450
20 | Malin | <Null> | {} | 16788 | 5875 | 0.35 | 10913 | 0.65 | 0 | 0 |  |  | 0 | 0 | 0 | 5231 | 0.31 | 1746 | 0.1 |  | 3424 | 0.2 | 0 | 0 | 9122 | 0.54 | 7667 | 0 | 0 | 16788 | 0 | 0 | 16788 | 9122 | 0.54 | 7667 | 4320 | 0.26 | 12468 | 314 | 0.02 | 16474
21 | Redbud | PGE NGBA | {'Konocti': [7.8, 65.0]} | 20359 | 7672 | 0.38 | 12687 | 0.62 | 40 | 0 |  |  | 17978 | 0.88 | 0.13 | 1707 | 0.08 | 894 | 0.04 |  | 10801 | 0.53 | 8918 | 0.44 | 5225 | 0.26 | 15134 | 0 | 0 | 20359 | 3098 | 0.15 | 17261 | 8323 | 0.41 | 12036 | 5583 | 0.27 | 14776 | 229 | 0.01 | 20130
22 | Arcata | PGE NGBA | {'Humboldt': [6.0, 823.0], 'Harris': [6.4, 651.0]} | 13696 | 2167 | 0.16 | 11528 | 0.84 | 59 | 0 |  |  | 8946 | 0.65 | 0.17 | 0 | 0 | 0 | 0 |  | 0 | 0 | 0 | 0 | 807 | 0.06 | 12889 | 6596 | 0.48 | 7099 | 10006 | 0.73 | 3690 | 10018 | 0.73 | 3677 | 2410 | 0.18 | 11285 | 4567 | 0.33 | 9129
23 | Suncrest | SDGE Imperial | {'Alpine': [6.3, 413.0], 'Loveland': [6.4, 564.0]} | 13398 | 1214 | 0.09 | 12185 | 0.91 | 947 | 0.07 |  |  | 8974 | 0.67 | 0.13 | 71 | 0.01 | 2 | 0 |  | 1777 | 0.13 | 11595 | 0.87 | 2422 | 0.18 | 10977 | 3524 | 0.26 | 9875 | 6502 | 0.49 | 6896 | 7591 | 0.57 | 5808 | 6841 | 0.51 | 6557 | 491 | 0.04 | 12908
24 | Cressey | PGE Fresno | {'Atwater': [4.9, 843.0]} | 37752 | 8874 | 0.24 | 28877 | 0.76 | 1629 | 0.04 |  |  | 26386 | 0.7 | 0.16 | 9890 | 0.26 | 22798 | 0.6 |  | 1655 | 0.04 | 0 | 0 | 6121 | 0.16 | 31631 | 3230 | 0.09 | 34522 | 2778 | 0.07 | 34973 | 9351 | 0.25 | 28401 | 0 | 0 | 37752 | 2156 | 0.06 | 35596
25 | Kearny | SDGE Imperial | {} | 8 | 0 | 0 | 8 | 1 | 4 | 0.45 |  |  | 0 | 0 | 0.02 | 0 | 0 | 0 | 0 |  | 7 | 0.79 | 0 | 0 | 0 | 0 | 8 | 8 | 1 | 0 | 0 | 0 | 8 | 8 | 1 | 0 | 0 | 0 | 8 | 2 | 0.24 | 6
26 | Victor | SCE NOL | {'New Sub - Kramer - Lugo (Proposed)': [5.1, 384.0], 'Roadway': [5.1, 392.0]} | 8552 | 3967 | 0.46 | 4585 | 0.54 | 0 | 0 |  |  | 122 | 0.01 | 0.6 | 0 | 0 | 0 | 0 |  | 0 | 0 | 0 | 0 | 0 | 0 | 8552 | 4585 | 0.54 | 3967 | 719 | 0.08 | 7833 | 4585 | 0.54 | 3967 | 0 | 0 | 8552 | 0 | 0 | 8552
27 | Millbrae | PGE GBA | {'Burlingame': [1.9, 132.0], 'Martin': [6.9, 37.0]} | 291 | 137 | 0.47 | 154 | 0.53 | 98 | 0.33 |  |  | 67 | 0.23 | 0.29 | 0 | 0 | 0 | 0 |  | 0 | 0 | 0 | 0 | 0 | 0 | 291 | 79 | 0.27 | 213 | 139 | 0.48 | 152 | 139 | 0.48 | 152 | 0 | 0 | 291 | 23 | 0.08 | 268
28 | Arcogen | SCE Metro | {'Hinson': [1.2, 1076.0], 'Harborgen': [2.8, 1078.0], 'Long Beach': [3.7, 1078.0]} | 2359 | 1075 | 0.46 | 1283 | 0.54 | 0 | 0 |  |  | 1644 | 0.7 | 0.19 | 0 | 0 | 0 | 0 |  | 0 | 0 | 0 | 0 | 0 | 0 | 2359 | 0 | 0 | 2359 | 1272 | 0.54 | 1087 | 1272 | 0.54 | 1087 | 0 | 0 | 2359 | 6 | 0 | 2353
29 | Soledad | PGE GBA | {} | 38784 | 5649 | 0.15 | 33134 | 0.85 | 10099 | 0.26 |  |  | 27639 | 0.71 | 0.07 | 1449 | 0.04 | 19802 | 0.51 |  | 8398 | 0.22 | 6561 | 0.17 | 7583 | 0.2 | 31201 | 4081 | 0.11 | 34702 | 9140 | 0.24 | 29644 | 12597 | 0.32 | 26186 | 8322 | 0.21 | 30461 | 2713 | 0.07 | 36070
30 | Vierra | PGE GBA | {'Manteca': [2.7, 875.0], 'Kasson': [5.1, 24.0], 'French Camp': [5.9, 255.0], 'Ripon': [7.5, 313.0], 'Weber': [8.7, 145.0]} | 19347 | 949 | 0.05 | 18398 | 0.95 | 0 | 0 |  |  | 10327 | 0.53 | 0.47 | 1703 | 0.09 | 12580 | 0.65 |  | 0 | 0 | 0 | 0 | 4045 | 0.21 | 15302 | 375 | 0.02 | 18971 | 375 | 0.02 | 18971 | 4420 | 0.23 | 14927 | 0 | 0 | 19347 | 1320 | 0.07 | 18027
31 | Walnut | SCE Metro | {} | 0 | 0 | 0 | 0 | 0 | 0 | 0 |  |  | 0 | 0 | 0 | 0 | 0 | 0 | 0 |  | 0 | 0 | 0 | 0 | 0 | 0 | 0 | 0 | 0 | 0 | 0 | 0 | 0 | 0 | 0 | 0 | 0 | 0 | 0 | 0 | 0 | 0
32 | Coburn | PGE GBA | {} | 39844 | 5684 | 0.14 | 34161 | 0.86 | 16945 | 0.43 |  |  | 22744 | 0.57 | 0.06 | 1353 | 0.03 | 18302 | 0.46 |  | 11981 | 0.3 | 823 | 0.02 | 6667 | 0.17 | 33177 | 1797 | 0.05 | 38047 | 2870 | 0.07 | 36974 | 8464 | 0.21 | 31380 | 10573 | 0.27 | 29271 | 1345 | 0.03 | 38499
33 | Madison | PGE NGBA | {} | 38889 | 3470 | 0.09 | 35419 | 0.91 | 1627 | 0.04 |  |  | 35434 | 0.91 | 0.09 | 7839 | 0.2 | 24112 | 0.62 |  | 7205 | 0.19 | 0 | 0 | 27115 | 0.7 | 11775 | 0 | 0 | 38889 | 0 | 0 | 38889 | 27115 | 0.7 | 11775 | 2774 | 0.07 | 36115 | 1154 | 0.03 | 37735
34 | Lone Tree | PGE GBA | {'Contra Costa': [3.9, 874.0], 'Contra Costa PP': [4.8, 101.0], 'Brentwood': [4.9, 169.0]} | 8039 | 1652 | 0.21 | 6388 | 0.79 | 64 | 0.01 |  |  | 6079 | 0.76 | 0.14 | 503 | 0.06 | 1311 | 0.16 |  | 6417 | 0.8 | 0 | 0 | 3094 | 0.38 | 4945 | 4771 | 0.59 | 3269 | 4771 | 0.59 | 3269 | 4772 | 0.59 | 3267 | 2683 | 0.33 | 5356 | 578 | 0.07 | 7461
35 | Eldorado | SCE EOP | {'Sloan Canyon': [5.3, 8654.0]} | 33131 | 16118 | 0.49 | 17014 | 0.51 | 0 | 0 |  |  | 0 | 0 | 0 | 0 | 0 | 0 | 0 |  | 0 | 0 | 0 | 0 | 0 | 0 | 33131 | 0 | 0 | 33131 | 0 | 0 | 33131 | 0 | 0 | 33131 | 0 | 0 | 33131 | 0 | 0 | 33131
36 | Mercy Springs | PGE Fresno | {'Dos Amigos': [1.0, 6860.0], 'Padre Flats SW STA': [9.6, 35.0], 'Oro Loma': [9.7, 244.0]} | 39296 | 8015 | 0.2 | 31281 | 0.8 | 9929 | 0.25 |  |  | 28735 | 0.73 | 0.06 | 9222 | 0.23 | 10743 | 0.27 |  | 18227 | 0.46 | 0 | 0 | 20260 | 0.52 | 19036 | 0 | 0 | 39296 | 3157 | 0.08 | 36138 | 20260 | 0.52 | 19036 | 9645 | 0.25 | 29651 | 3752 | 0.1 | 35544
37 | Meridian | PGE NGBA | {} | 42122 | 791 | 0.02 | 41332 | 0.98 | 1287 | 0.03 |  |  | 37703 | 0.9 | 0.1 | 6383 | 0.15 | 26137 | 0.62 |  | 5428 | 0.13 | 0 | 0 | 27004 | 0.64 | 15118 | 6887 | 0.16 | 35235 | 23060 | 0.55 | 19062 | 35566 | 0.84 | 6556 | 307 | 0.01 | 41815 | 3877 | 0.09 | 38245
38 | Excelsior | PGE Fresno | {'Schindler': [5.1, 16372.0], 'New Sub - Los Banos - Midway (Proposed)': [5.8, 10744.0], 'Cantua': [6.4, 746.0], 'Crescent': [9.8, 250.0]} | 48384 | 27569 | 0.57 | 20815 | 0.43 | 10239 | 0.21 |  |  | 37840 | 0.78 | 0.06 | 25803 | 0.53 | 20773 | 0.43 |  | 43 | 0 | 0 | 0 | 0 | 0 | 48384 | 0 | 0 | 48384 | 0 | 0 | 48384 | 0 | 0 | 48384 | 0 | 0 | 48384 | 49 | 0 | 48335
39 | Hassayampa | SDGE Arizona | {'Palo Verde': [2.7, 15601.0]} | 30375 | 19834 | 0.65 | 10541 | 0.35 | 0 | 0 |  |  | 0 | 0 | 0 | 0 | 0 | 0 | 0 |  | 0 | 0 | 0 | 0 | 0 | 0 | 30375 | 0 | 0 | 30375 | 0 | 0 | 30375 | 0 | 0 | 30375 | 0 | 0 | 30375 | 0 | 0 | 30375
40 | Center | SCE Metro | {} | 0 | 0 | 0 | 0 | 0 | 0 | 0 |  |  | 0 | 0 | 0 | 0 | 0 | 0 | 0 |  | 0 | 0 | 0 | 0 | 0 | 0 | 0 | 0 | 0 | 0 | 0 | 0 | 0 | 0 | 0 | 0 | 0 | 0 | 0 | 0 | 0 | 0
41 | Leprino | PGE Fresno | {'Henrietta': [3.9, 4504.0], 'Mustang': [4.8, 2433.0], 'Lemoore': [5.2, 8172.0], 'Guernsey': [9.9, 0.0]} | 31047 | 20053 | 0.65 | 10994 | 0.35 | 586 | 0.02 |  |  | 23261 | 0.75 | 0.14 | 24821 | 0.8 | 108 | 0 |  | 124 | 0 | 0 | 0 | 9679 | 0.31 | 21368 | 0 | 0 | 31047 | 0 | 0 | 31047 | 9679 | 0.31 | 21368 | 0 | 0 | 31047 | 1949 | 0.06 | 29098
42 | Springville | SCE Northern | {} | 30353 | 1169 | 0.04 | 29184 | 0.96 | 8860 | 0.29 |  |  | 14779 | 0.49 | 0.18 | 4087 | 0.13 | 2337 | 0.08 |  | 9053 | 0.3 | 0 | 0 | 19662 | 0.65 | 10692 | 7511 | 0.25 | 22842 | 12150 | 0.4 | 18204 | 24210 | 0.8 | 6144 | 16586 | 0.55 | 13767 | 2558 | 0.08 | 27795
43 | Mustang | PGE Fresno | {'Henrietta': [1.1, 6911.0], 'Leprino': [4.8, 2433.0], 'Lemoore': [8.6, 147.0]} | 26304 | 8456 | 0.32 | 17849 | 0.68 | 7346 | 0.28 |  |  | 17814 | 0.68 | 0.06 | 11885 | 0.45 | 12946 | 0.49 |  | 124 | 0 | 0 | 0 | 4911 | 0.19 | 21394 | 0 | 0 | 26304 | 0 | 0 | 26304 | 4911 | 0.19 | 21394 | 0 | 0 | 26304 | 519 | 0.02 | 25786
44 | Parkway | PGE NGBA | {'Carquinez': [3.9, 46.0], 'Bahia': [5.6, 305.0], 'Tulucay': [8.3, 356.0], 'Martinez': [9.9, 7.0]} | 10474 | 670 | 0.06 | 9804 | 0.94 | 867 | 0.08 |  |  | 5431 | 0.52 | 0.74 | 259 | 0.02 | 46 | 0 |  | 4437 | 0.42 | 0 | 0 | 3999 | 0.38 | 6475 | 782 | 0.07 | 9692 | 5141 | 0.49 | 5333 | 8451 | 0.81 | 2023 | 2892 | 0.28 | 7582 | 655 | 0.06 | 9819
45 | Carpenter Canyon (fka Gamebird) | SCE EOP | {'Thousandaire': [3.4, 5461.0], 'Pahrump': [4.5, 2040.0], 'Crazy Eyes': [9.0, 111.0]} | 11604 | 5940 | 0.51 | 5664 | 0.49 | 0 | 0 |  |  | 0 | 0 | 0 | 0 | 0 | 0 | 0 |  | 0 | 0 | 0 | 0 | 0 | 0 | 11604 | 0 | 0 | 11604 | 0 | 0 | 11604 | 0 | 0 | 11604 | 0 | 0 | 11604 | 0 | 0 | 11604
46 | Stagg | PGE GBA | {} | 15906 | 0 | 0 | 15906 | 1 | 2284 | 0.14 |  |  | 12233 | 0.77 | 0.12 | 780 | 0.05 | 12877 | 0.81 |  | 0 | 0 | 0 | 0 | 0 | 0 | 15906 | 850 | 0.05 | 15056 | 1281 | 0.08 | 14624 | 1281 | 0.08 | 14624 | 0 | 0 | 15906 | 713 | 0.04 | 15192
47 | Lakeview | PGE Kern | {'Wheeler Ridge': [7.0, 73.0], 'Old River': [7.9, 1101.0], 'Midway - Wheeler Ridge (Proposed)': [9.6, 11.0], 'Tejon': [9.7, 9.0]} | 45720 | 5312 | 0.12 | 40409 | 0.88 | 9623 | 0.21 |  |  | 35199 | 0.77 | 0.07 | 8997 | 0.2 | 31308 | 0.68 |  | 5 | 0 | 0 | 0 | 77 | 0 | 45643 | 14000 | 0.31 | 31720 | 27083 | 0.59 | 18638 | 27083 | 0.59 | 18638 | 0 | 0 | 45720 | 1258 | 0.03 | 44463
48 | Balch 2 | PGE Fresno | {'Balch': [0.0, 33.0], 'Balch 1': [0.8, 33.0], 'Haas': [3.9, 33.0]} | 4939 | 33 | 0.01 | 4906 | 0.99 | 4797 | 0.97 |  |  | 134 | 0.03 | 0.02 | 0 | 0 | 0 | 0 |  | 2496 | 0.51 | 2283 | 0.46 | 1295 | 0.26 | 3645 | 2980 | 0.6 | 1959 | 1329 | 0.27 | 3610 | 3677 | 0.74 | 1262 | 4141 | 0.84 | 799 | 256 | 0.05 | 4684
49 | Racetrack | PGE GBA | {'Race Track': [0.0, 1761.0], 'Curtis': [5.1, 1725.0]} | 8233 | 1759 | 0.21 | 6474 | 0.79 | 0 | 0 |  |  | 4352 | 0.53 | 0.18 | 114 | 0.01 | 60 | 0.01 |  | 7246 | 0.88 | 0 | 0 | 3999 | 0.49 | 4235 | 3566 | 0.43 | 4667 | 2715 | 0.33 | 5518 | 5531 | 0.67 | 2702 | 2918 | 0.35 | 5315 | 473 | 0.06 | 7760
50 | Schindler | PGE Fresno | {'Excelsior': [5.1, 16372.0], 'New Sub - Los Banos - Midway (Proposed)': [7.2, 8421.0], 'Crescent': [9.1, 1809.0]} | 48175 | 35084 | 0.73 | 13091 | 0.27 | 12068 | 0.25 |  |  | 35700 | 0.74 | 0.06 | 33620 | 0.7 | 13079 | 0.27 |  | 0 | 0 | 0 | 0 | 0 | 0 | 48175 | 0 | 0 | 48175 | 0 | 0 | 48175 | 0 | 0 | 48175 | 0 | 0 | 48175 | 32 | 0 | 48142
51 | Cameron | SDGE Imperial | {'Crestwood': [8.4, 388.0]} | 19155 | 3448 | 0.18 | 15707 | 0.82 | 1986 | 0.1 |  |  | 12261 | 0.64 | 0.15 | 117 | 0.01 | 175 | 0.01 |  | 552 | 0.03 | 18314 | 0.96 | 2727 | 0.14 | 16428 | 7710 | 0.4 | 11445 | 4632 | 0.24 | 14522 | 13267 | 0.69 | 5887 | 6305 | 0.33 | 12850 | 779 | 0.04 | 18376
52 | Konocti | PGE NGBA | {'Redbud': [7.8, 65.0]} | 20536 | 354 | 0.02 | 20182 | 0.98 | 178 | 0.01 |  |  | 15804 | 0.77 | 0.15 | 2226 | 0.11 | 1601 | 0.08 |  | 6817 | 0.33 | 11780 | 0.57 | 7788 | 0.38 | 12748 | 17155 | 0.84 | 3381 | 19162 | 0.93 | 1374 | 19688 | 0.96 | 847 | 3190 | 0.16 | 17346 | 330 | 0.02 | 20205
53 | North Gila - IV (Proposed) | SDGE Imperial | {'Drop 4': [2.1, 929.0], 'Highline': [4.2, 691.0]} | 15315 | 1049 | 0.07 | 14266 | 0.93 | 10490 | 0.68 |  |  | 4440 | 0.29 | 0.04 | 256 | 0.02 | 3847 | 0.25 |  | 0 | 0 | 0 | 0 | 0 | 0 | 15315 | 11194 | 0.73 | 4121 | 11194 | 0.73 | 4121 | 11194 | 0.73 | 4121 | 4984 | 0.33 | 10331 | 2036 | 0.13 | 13279
54 | Rector | SCE Northern | {'Bliss': [9.8, 20.0]} | 23215 | 2586 | 0.11 | 20629 | 0.89 | 0 | 0 |  |  | 13502 | 0.58 | 0.21 | 693 | 0.03 | 20520 | 0.88 |  | 686 | 0.03 | 0 | 0 | 0 | 0 | 23215 | 0 | 0 | 23215 | 0 | 0 | 23215 | 0 | 0 | 23215 | 0 | 0 | 23215 | 270 | 0.01 | 22945
55 | Round Mountain | PGE NGBA | {'Cove Road': [4.9, 276.0], 'New Sub - Pit 1 - Cottonwood (Proposed)': [6.1, 1565.0]} | 31474 | 1565 | 0.05 | 29909 | 0.95 | 8561 | 0.27 |  |  | 17682 | 0.56 | 0.1 | 347 | 0.01 | 81 | 0 |  | 22403 | 0.71 | 8835 | 0.28 | 26915 | 0.86 | 4559 | 9494 | 0.3 | 21981 | 14884 | 0.47 | 16590 | 28748 | 0.91 | 2726 | 8185 | 0.26 | 23290 | 1856 | 0.06 | 29618
56 | Vestal | SCE Northern | {} | 47127 | 33209 | 0.7 | 13918 | 0.3 | 1451 | 0.03 |  |  | 42650 | 0.9 | 0.09 | 28405 | 0.6 | 12319 | 0.26 |  | 14836 | 0.31 | 0 | 0 | 0 | 0 | 47127 | 0 | 0 | 47127 | 5379 | 0.11 | 41748 | 5379 | 0.11 | 41748 | 138 | 0 | 46989 | 468 | 0.01 | 46659
57 | Silverado | PGE NGBA | {} | 17390 | 235 | 0.01 | 17155 | 0.99 | 137 | 0.01 |  |  | 11369 | 0.65 | 0.15 | 1782 | 0.1 | 3584 | 0.21 |  | 4595 | 0.26 | 0 | 0 | 15289 | 0.88 | 2102 | 5380 | 0.31 | 12011 | 7737 | 0.44 | 9654 | 16976 | 0.98 | 414 | 6518 | 0.37 | 10872 | 1112 | 0.06 | 16278
58 | Penngrove | PGE NGBA | {} | 16772 | 0 | 0 | 16772 | 1 | 177 | 0.01 |  |  | 8024 | 0.48 | 0.24 | 3606 | 0.21 | 402 | 0.02 |  | 12497 | 0.75 | 0 | 0 | 13972 | 0.83 | 2801 | 7566 | 0.45 | 9206 | 11950 | 0.71 | 4822 | 16772 | 1 | 0 | 2854 | 0.17 | 13918 | 943 | 0.06 | 15830
59 | Bridgeville | PGE NGBA | {} | 12904 | 3262 | 0.25 | 9642 | 0.75 | 3193 | 0.25 |  |  | 9161 | 0.71 | 0.07 | 20 | 0 | 0 | 0 |  | 0 | 0 | 0 | 0 | 4843 | 0.38 | 8061 | 795 | 0.06 | 12109 | 795 | 0.06 | 12109 | 5638 | 0.44 | 7266 | 7670 | 0.59 | 5234 | 102 | 0.01 | 12802
60 | Logan Creek | PGE NGBA | {} | 43539 | 10662 | 0.24 | 32877 | 0.76 | 14455 | 0.33 |  |  | 24777 | 0.57 | 0.06 | 8439 | 0.19 | 23289 | 0.53 |  | 11041 | 0.25 | 0 | 0 | 5960 | 0.14 | 37579 | 0 | 0 | 43539 | 0 | 0 | 43539 | 5960 | 0.14 | 37579 | 7089 | 0.16 | 36449 | 991 | 0.02 | 42547
61 | Famoso | PGE Kern | {'Charca': [6.8, 10.0], 'Lerdo': [7.8, 14.0], 'Shafter': [9.0, 10.0]} | 42893 | 773 | 0.02 | 42120 | 0.98 | 9606 | 0.22 |  |  | 32337 | 0.75 | 0.07 | 1288 | 0.03 | 39187 | 0.91 |  | 4372 | 0.1 | 0 | 0 | 24259 | 0.57 | 18634 | 0 | 0 | 42893 | 8824 | 0.21 | 34069 | 27258 | 0.64 | 15635 | 0 | 0 | 42893 | 337 | 0.01 | 42555
62 | New Sub - Los Banos - Midway (Proposed) | PGE Fresno | {'Crescent': [4.5, 18816.0], 'Excelsior': [5.8, 10744.0], 'Schindler': [7.2, 8421.0], 'Cantua': [7.6, 258.0], 'Helm': [7.9, 3438.0]} | 48934 | 32839 | 0.67 | 16096 | 0.33 | 21084 | 0.43 |  |  | 27337 | 0.56 | 0.05 | 32418 | 0.66 | 15368 | 0.31 |  | 511 | 0.01 | 0 | 0 | 680 | 0.01 | 48254 | 0 | 0 | 48934 | 0 | 0 | 48934 | 680 | 0.01 | 48254 | 0 | 0 | 48934 | 37 | 0 | 48897
63 | Lockeford | PGE GBA | {'Rancho Seco - Bellota (Proposed)': [8.9, 515.0], 'Camanche': [9.9, 10.0]} | 42857 | 10895 | 0.25 | 31962 | 0.75 | 0 | 0 |  |  | 22665 | 0.53 | 0.24 | 13009 | 0.3 | 21650 | 0.51 |  | 34 | 0 | 0 | 0 | 0 | 0 | 42857 | 0 | 0 | 42857 | 13456 | 0.31 | 29401 | 13456 | 0.31 | 29401 | 0 | 0 | 42857 | 4175 | 0.1 | 38682
64 | Etiwanda | SCE Eastern | {} | 140 | 0 | 0 | 140 | 1 | 0 | 0 |  |  | 0 | 0 | 0.75 | 0 | 0 | 0 | 0 |  | 47 | 0.33 | 93 | 0.67 | 140 | 1 | 0 | 140 | 1 | 0 | 140 | 1 | 0 | 140 | 1 | 0 | 0 | 0 | 140 | 2 | 0.01 | 138
65 | Edes | PGE GBA | {'Oakland J': [2.0, 1377.0], 'San Leandro U': [3.2, 1191.0], 'Grant': [5.0, 1011.0], 'Oakland X': [5.1, 116.0], 'Oakland C': [6.3, 116.0], 'Oakland L': [6.5, 116.0]} | 4622 | 1449 | 0.31 | 3173 | 0.69 | 844 | 0.18 |  |  | 1456 | 0.31 | 0.84 | 0 | 0 | 0 | 0 |  | 0 | 0 | 0 | 0 | 153 | 0.03 | 4469 | 1393 | 0.3 | 3229 | 2933 | 0.63 | 1689 | 2933 | 0.63 | 1689 | 0 | 0 | 4622 | 391 | 0.08 | 4231
66 | GWF 2 | PGE GBA | {'Pittsburg': [2.4, 488.0], 'Kirker': [2.5, 519.0], 'Contra Costa': [4.4, 54.0], 'Collinsville': [4.7, 116.0], 'Contra Costa PP': [5.3, 56.0], 'Birds Landing': [7.7, 109.0], 'Clayton': [7.7, 513.0]} | 7695 | 628 | 0.08 | 7068 | 0.92 | 1677 | 0.22 |  |  | 5429 | 0.71 | 0.07 | 601 | 0.08 | 0 | 0 |  | 3202 | 0.42 | 0 | 0 | 3252 | 0.42 | 4444 | 5402 | 0.7 | 2293 | 3281 | 0.43 | 4414 | 5434 | 0.71 | 2262 | 958 | 0.12 | 6737 | 3737 | 0.49 | 3958
67 | Goose Lake | PGE Kern | {'Semitropic': [7.9, 1031.0]} | 29755 | 1170 | 0.04 | 28584 | 0.96 | 804 | 0.03 |  |  | 27840 | 0.94 | 0.09 | 9154 | 0.31 | 11821 | 0.4 |  | 4563 | 0.15 | 0 | 0 | 13231 | 0.44 | 16524 | 7003 | 0.24 | 22751 | 21343 | 0.72 | 8412 | 24685 | 0.83 | 5069 | 621 | 0.02 | 29134 | 4701 | 0.16 | 25054
68 | Unknown - 3327 | PGE Kern | {'Lamont': [0.1, 4544.0], 'Grimmway-Malaga': [3.5, 1343.0], 'Magunden': [5.5, 2064.0], 'Columbus': [8.3, 320.0], 'Casaloma': [8.7, 712.0], 'Cal Water': [8.9, 303.0], 'Panama': [8.9, 1106.0]} | 32798 | 4661 | 0.14 | 28137 | 0.86 | 0 | 0 |  |  | 29348 | 0.89 | 0.12 | 1131 | 0.03 | 27747 | 0.85 |  | 299 | 0.01 | 0 | 0 | 0 | 0 | 32798 | 259 | 0.01 | 32539 | 3208 | 0.1 | 29590 | 3208 | 0.1 | 29590 | 0 | 0 | 32798 | 8 | 0 | 32790
69 | Mira Loma | SCE Metro | {'Chino': [6.5, 2748.0]} | 4366 | 3399 | 0.78 | 967 | 0.22 | 0 | 0 |  |  | 166 | 0.04 | 0.6 | 316 | 0.07 | 974 | 0.22 |  | 320 | 0.07 | 0 | 0 | 0 | 0 | 4366 | 0 | 0 | 4366 | 0 | 0 | 4366 | 0 | 0 | 4366 | 0 | 0 | 4366 | 8 | 0 | 4358
70 | Ravenswood | PGE GBA | {'Cooley Landing': [1.5, 31.0], 'Menlo': [5.5, 54.0], 'Newark': [8.3, 4.0], 'Jefferson': [8.4, 38.0]} | 480 | 91 | 0.19 | 390 | 0.81 | 110 | 0.23 |  |  | 131 | 0.27 | 0.15 | 0 | 0 | 0 | 0 |  | 0 | 0 | 0 | 0 | 0 | 0 | 480 | 0 | 0 | 480 | 256 | 0.53 | 224 | 256 | 0.53 | 224 | 0 | 0 | 480 | 262 | 0.55 | 219
71 | Rio Hondo | SCE Metro | {} | 15 | 0 | 0 | 15 | 1 | 0 | 0 |  |  | 15 | 1 | 0.1 | 0 | 0 | 0 | 0 |  | 0 | 0 | 0 | 0 | 0 | 0 | 15 | 15 | 1 | 0 | 14 | 0.9 | 2 | 15 | 1 | 0 | 15 | 0.99 | 0 | 4 | 0.28 | 11
72 | Redondo | SCE Metro | {'El Nido': [3.4, 33.0], 'La Fresa': [3.5, 32.0], 'Chevmain': [3.9, 33.0], 'El Segundo': [4.6, 33.0]} | 129 | 39 | 0.31 | 89 | 0.69 | 5 | 0.04 |  |  | 26 | 0.2 | 0.27 | 0 | 0 | 0 | 0 |  | 0 | 0 | 0 | 0 | 10 | 0.08 | 119 | 0 | 0 | 129 | 73 | 0.57 | 55 | 83 | 0.65 | 45 | 0 | 0 | 129 | 0 | 0 | 129
73 | Otay | SDGE Imperial | {'Bay Boulevard': [2.3, 7.0], 'Imperial Beach': [2.4, 7.0], 'San Ysidro': [2.9, 2.0]} | 2090 | 8 | 0 | 2081 | 1 | 75 | 0.04 |  |  | 722 | 0.35 | 0.18 | 0 | 0 | 0 | 0 |  | 241 | 0.12 | 0 | 0 | 78 | 0.04 | 2012 | 2018 | 0.97 | 71 | 2074 | 0.99 | 16 | 2074 | 0.99 | 16 | 499 | 0.24 | 1591 | 166 | 0.08 | 1923
74 | Kirker | PGE GBA | {'Pittsburg': [1.2, 423.0], 'GWF 2': [2.5, 519.0], 'Collinsville': [5.6, 5.0], 'Clayton': [6.3, 583.0], 'Contra Costa PP': [7.8, 1.0], 'Birds Landing': [8.3, 5.0]} | 6179 | 587 | 0.1 | 5592 | 0.9 | 1039 | 0.17 |  |  | 4712 | 0.76 | 0.07 | 0 | 0 | 0 | 0 |  | 2715 | 0.44 | 0 | 0 | 3077 | 0.5 | 3102 | 4574 | 0.74 | 1605 | 3051 | 0.49 | 3128 | 4617 | 0.75 | 1563 | 958 | 0.16 | 5221 | 3320 | 0.54 | 2859
75 | Saugus | SCE Northern | {'Pardee': [1.3, 1195.0], 'Elizabeth Lake': [5.3, 1100.0], 'Sylmar-Pac Intertie': [9.2, 33.0]} | 6960 | 1355 | 0.19 | 5605 | 0.81 | 1597 | 0.23 |  |  | 3136 | 0.45 | 0.64 | 167 | 0.02 | 98 | 0.01 |  | 4175 | 0.6 | 150 | 0.02 | 165 | 0.02 | 6795 | 1352 | 0.19 | 5608 | 3976 | 0.57 | 2983 | 4141 | 0.6 | 2819 | 1850 | 0.27 | 5109 | 606 | 0.09 | 6354
76 | Chinese Station | PGE GBA | {} | 12991 | 0 | 0 | 12991 | 1 | 2775 | 0.21 |  |  | 9578 | 0.74 | 0.07 | 129 | 0.01 | 21 | 0 |  | 12590 | 0.97 | 0 | 0 | 5254 | 0.4 | 7737 | 11805 | 0.91 | 1186 | 12299 | 0.95 | 692 | 12347 | 0.95 | 644 | 5593 | 0.43 | 7398 | 1369 | 0.11 | 11622
77 | Devers | SCE Eastern | {} | 15065 | 3840 | 0.25 | 11224 | 0.75 | 482 | 0.03 |  |  | 5697 | 0.38 | 0.27 | 0 | 0 | 0 | 0 |  | 138 | 0.01 | 0 | 0 | 4075 | 0.27 | 10990 | 10742 | 0.71 | 4323 | 8975 | 0.6 | 6090 | 11017 | 0.73 | 4048 | 1386 | 0.09 | 13679 | 6 | 0 | 15059
78 | New Sub - Midway - Wheeler Ridge (Proposed) | PGE Kern | {'Copus': [2.0, 8160.0], 'Lakeview': [9.6, 11.0]} | 47193 | 9450 | 0.2 | 37743 | 0.8 | 9298 | 0.2 |  |  | 36775 | 0.78 | 0.06 | 17291 | 0.37 | 23289 | 0.49 |  | 4863 | 0.1 | 0 | 0 | 4360 | 0.09 | 42832 | 15389 | 0.33 | 31804 | 20474 | 0.43 | 26718 | 20994 | 0.44 | 26198 | 0 | 0 | 47193 | 239 | 0.01 | 46954
79 | Del Amo | SCE Metro | {} | 0 | 0 | 0 | 0 | 0 | 0 | 0 |  |  | 0 | 0 | 0 | 0 | 0 | 0 | 0 |  | 0 | 0 | 0 | 0 | 0 | 0 | 0 | 0 | 0 | 0 | 0 | 0 | 0 | 0 | 0 | 0 | 0 | 0 | 0 | 0 | 0 | 0
80 | Alpaugh | PGE Fresno | {'Olive': [4.6, 2772.0]} | 38482 | 12148 | 0.32 | 26335 | 0.68 | 7228 | 0.19 |  |  | 29311 | 0.76 | 0.07 | 17787 | 0.46 | 14842 | 0.39 |  | 2902 | 0.08 | 0 | 0 | 20608 | 0.54 | 17874 | 26 | 0 | 38457 | 3333 | 0.09 | 35149 | 22224 | 0.58 | 16258 | 205 | 0.01 | 38277 | 1774 | 0.05 | 36709
81 | Palo Verde | SDGE Arizona | {'Hassayampa': [2.7, 15601.0]} | 31055 | 22613 | 0.73 | 8442 | 0.27 | 0 | 0 |  |  | 0 | 0 | 0 | 0 | 0 | 0 | 0 |  | 0 | 0 | 0 | 0 | 0 | 0 | 31055 | 0 | 0 | 31055 | 0 | 0 | 31055 | 0 | 0 | 31055 | 0 | 0 | 31055 | 0 | 0 | 31055
82 | Grimmway-Malaga | PGE Kern | {'Lamont': [3.4, 1336.0], 'Unknown - 3327': [3.5, 1343.0], 'Magunden': [8.6, 145.0], 'Panama': [9.6, 55.0]} | 33863 | 3311 | 0.1 | 30552 | 0.9 | 0 | 0 |  |  | 31868 | 0.94 | 0.1 | 1018 | 0.03 | 30081 | 0.89 |  | 0 | 0 | 0 | 0 | 133 | 0 | 33730 | 0 | 0 | 33863 | 5280 | 0.16 | 28583 | 5413 | 0.16 | 28450 | 0 | 0 | 33863 | 33 | 0 | 33830
83 | Kernridge | PGE Kern | {'Temblor': [4.8, 7394.0]} | 37767 | 8634 | 0.23 | 29133 | 0.77 | 8059 | 0.21 |  |  | 29511 | 0.78 | 0.06 | 1072 | 0.03 | 6018 | 0.16 |  | 38 | 0 | 0 | 0 | 15321 | 0.41 | 22446 | 829 | 0.02 | 36938 | 10090 | 0.27 | 27677 | 25412 | 0.67 | 12355 | 4187 | 0.11 | 33581 | 13 | 0 | 37754
84 | Crestwood | SDGE Imperial | {'Boulevard': [5.4, 5899.0], 'Carrizo Gorge': [5.5, 4023.0], 'Cameron': [8.4, 388.0], 'Suncrest - Ocotillo (Proposed)': [8.6, 518.0]} | 42294 | 16938 | 0.4 | 25356 | 0.6 | 11932 | 0.28 |  |  | 23448 | 0.55 | 0.11 | 17 | 0 | 92 | 0 |  | 9957 | 0.24 | 31349 | 0.74 | 742 | 0.02 | 41552 | 2127 | 0.05 | 40167 | 12980 | 0.31 | 29314 | 13050 | 0.31 | 29244 | 13902 | 0.33 | 28392 | 674 | 0.02 | 41620
85 | Salt Creek | SDGE Imperial | {} | 2023 | 0 | 0 | 2023 | 1 | 138 | 0.07 |  |  | 1178 | 0.58 | 0.54 | 0 | 0 | 0 | 0 |  | 1515 | 0.75 | 0 | 0 | 150 | 0.07 | 1873 | 1976 | 0.98 | 48 | 1767 | 0.87 | 256 | 2023 | 1 | 0 | 884 | 0.44 | 1139 | 51 | 0.03 | 1973
86 | Eagle Rock (SCE) | SCE Metro | {} | 0 | 0 | 0 | 0 | 0 | 0 | 0 |  |  | 0 | 0 | 0 | 0 | 0 | 0 | 0 |  | 0 | 0 | 0 | 0 | 0 | 0 | 0 | 0 | 0 | 0 | 0 | 0 | 0 | 0 | 0 | 0 | 0 | 0 | 0 | 0 | 0 | 0
87 | Melones | PGE GBA | {'Peoria': [3.5, 2.0]} | 12559 | 175 | 0.01 | 12384 | 0.99 | 837 | 0.07 |  |  | 9365 | 0.75 | 0.18 | 56 | 0 | 0 | 0 |  | 9448 | 0.75 | 0 | 0 | 5678 | 0.45 | 6881 | 5958 | 0.47 | 6601 | 5781 | 0.46 | 6777 | 7836 | 0.62 | 4723 | 7293 | 0.58 | 5266 | 948 | 0.08 | 11611
88 | Imperial Beach | SDGE Imperial | {'Bay Boulevard': [1.7, 7.0], 'Otay': [2.4, 7.0], 'San Ysidro': [4.3, 1.0]} | 775 | 7 | 0.01 | 768 | 0.99 | 20 | 0.03 |  |  | 309 | 0.4 | 0.11 | 0 | 0 | 0 | 0 |  | 0 | 0 | 0 | 0 | 78 | 0.1 | 697 | 706 | 0.91 | 69 | 761 | 0.98 | 14 | 761 | 0.98 | 14 | 114 | 0.15 | 661 | 91 | 0.12 | 684
89 | Pala | SDGE Imperial | {'Monserate': [7.3, 282.0], 'Lilac': [7.3, 4709.0], 'Avocado': [7.4, 488.0]} | 25820 | 7145 | 0.28 | 18675 | 0.72 | 0 | 0 |  |  | 9248 | 0.36 | 0.33 | 6721 | 0.26 | 1109 | 0.04 |  | 15210 | 0.59 | 6573 | 0.25 | 14838 | 0.57 | 10981 | 2231 | 0.09 | 23589 | 6314 | 0.24 | 19506 | 15700 | 0.61 | 10120 | 3506 | 0.14 | 22314 | 2342 | 0.09 | 23478
90 | 7th Standard | PGE Kern | {'Renfro': [4.1, 810.0], 'Lerdo': [4.4, 4410.0], 'Kern Power': [4.6, 421.0], 'Rosedale': [5.3, 6.0], 'Kern Oil': [6.2, 500.0], 'Rio Bravo': [7.2, 1047.0], 'Mt Poso': [7.8, 2031.0]} | 24579 | 4481 | 0.18 | 20098 | 0.82 | 117 | 0 |  |  | 21209 | 0.86 | 0.23 | 1010 | 0.04 | 18198 | 0.74 |  | 175 | 0.01 | 0 | 0 | 3111 | 0.13 | 21468 | 0 | 0 | 24579 | 730 | 0.03 | 23848 | 3129 | 0.13 | 21449 | 0 | 0 | 24579 | 571 | 0.02 | 24008
91 | Rosedale | PGE Kern | {'Kern Power': [1.1, 6.0], 'Renfro': [4.9, 6.0], '7th Standard': [5.3, 6.0], 'Lerdo': [9.5, 6.0]} | 296 | 6 | 0.02 | 290 | 0.98 | 0 | 0 |  |  | 0 | 0 | 0.7 | 3 | 0.01 | 139 | 0.47 |  | 0 | 0 | 0 | 0 | 290 | 0.98 | 6 | 35 | 0.12 | 262 | 36 | 0.12 | 260 | 290 | 0.98 | 6 | 0 | 0 | 296 | 2 | 0.01 | 294
92 | Moorpark | SCE Northern | {} | 16787 | 5830 | 0.35 | 10956 | 0.65 | 2 | 0 |  |  | 11898 | 0.71 | 0.17 | 3008 | 0.18 | 5620 | 0.33 |  | 1527 | 0.09 | 0 | 0 | 2650 | 0.16 | 14137 | 0 | 0 | 16787 | 3410 | 0.2 | 13377 | 6059 | 0.36 | 10727 | 2117 | 0.13 | 14670 | 815 | 0.05 | 15972
93 | Norco | PGE Kern | {} | 34314 | 0 | 0 | 34314 | 1 | 14837 | 0.43 |  |  | 18441 | 0.54 | 0.07 | 2957 | 0.09 | 3300 | 0.1 |  | 3678 | 0.11 | 0 | 0 | 19953 | 0.58 | 14360 | 29785 | 0.87 | 4529 | 32835 | 0.96 | 1478 | 34314 | 1 | 0 | 5 | 0 | 34309 | 9978 | 0.29 | 24336
94 | La Fresa | SCE Metro | {'El Nido': [2.9, 32.0], 'Redondo': [3.5, 32.0], 'Chevmain': [4.6, 32.0], 'El Segundo': [5.8, 32.0]} | 46 | 32 | 0.68 | 15 | 0.32 | 4 | 0.08 |  |  | 9 | 0.19 | 0.26 | 0 | 0 | 0 | 0 |  | 0 | 0 | 0 | 0 | 0 | 0 | 46 | 0 | 0 | 46 | 14 | 0.31 | 32 | 14 | 0.31 | 32 | 0 | 0 | 46 | 0 | 0 | 46
95 | Cottonwood | PGE NGBA | {'Jessup': [5.6, 1869.0]} | 31651 | 4504 | 0.14 | 27147 | 0.86 | 369 | 0.01 |  |  | 13191 | 0.42 | 0.32 | 2426 | 0.08 | 5810 | 0.18 |  | 25613 | 0.81 | 4096 | 0.13 | 17144 | 0.54 | 14507 | 7958 | 0.25 | 23693 | 4256 | 0.13 | 27396 | 22283 | 0.7 | 9368 | 4088 | 0.13 | 27563 | 3793 | 0.12 | 27859
96 | Borden | PGE Fresno | {'Madera': [3.9, 1947.0], 'Storey': [5.0, 1451.0], 'Gregg': [6.1, 6143.0], 'Herndon': [6.4, 5432.0], 'Figarden': [9.8, 17.0], 'Fig Garden': [9.8, 17.0]} | 36349 | 9365 | 0.26 | 26983 | 0.74 | 1072 | 0.03 |  |  | 31484 | 0.87 | 0.14 | 16376 | 0.45 | 15636 | 0.43 |  | 13921 | 0.38 | 0 | 0 | 1508 | 0.04 | 34841 | 13213 | 0.36 | 23136 | 14896 | 0.41 | 21453 | 14901 | 0.41 | 21448 | 81 | 0 | 36268 | 1963 | 0.05 | 34386
97 | Oceano | PGE Kern | {'Callender': [3.8, 2182.0], 'Mesa': [9.7, 123.0]} | 12288 | 5901 | 0.48 | 6387 | 0.52 | 20 | 0 |  |  | 5643 | 0.46 | 0.33 | 569 | 0.05 | 1794 | 0.15 |  | 2047 | 0.17 | 0 | 0 | 566 | 0.05 | 11722 | 500 | 0.04 | 11788 | 2155 | 0.18 | 10133 | 2155 | 0.18 | 10133 | 3260 | 0.27 | 9029 | 536 | 0.04 | 11752
98 | Hollister | PGE GBA | {} | 30536 | 8525 | 0.28 | 22011 | 0.72 | 1240 | 0.04 |  |  | 19292 | 0.63 | 0.21 | 5024 | 0.16 | 8380 | 0.27 |  | 11066 | 0.36 | 0 | 0 | 2980 | 0.1 | 27556 | 5877 | 0.19 | 24659 | 7728 | 0.25 | 22808 | 10247 | 0.34 | 20289 | 4880 | 0.16 | 25656 | 2111 | 0.07 | 28425
99 | Crow Creek | PGE Fresno | {'Fink (Proposed)': [0.4, 2480.0], 'Stanislaus Resource Recovery Facility': [0.9, 2496.0], 'Crows Landing': [2.8, 2114.0], 'Salado': [3.4, 2418.0], 'Miller': [8.5, 43.0]} | 38917 | 2550 | 0.07 | 36367 | 0.93 | 12900 | 0.33 |  |  | 23859 | 0.61 | 0.08 | 1454 | 0.04 | 18552 | 0.48 |  | 22319 | 0.57 | 0 | 0 | 10916 | 0.28 | 28001 | 4497 | 0.12 | 34420 | 7532 | 0.19 | 31386 | 17873 | 0.46 | 21044 | 13516 | 0.35 | 25401 | 730 | 0.02 | 38187
100 | Stockdale | PGE Kern | {'Panama': [3.0, 1534.0], 'Tevis': [3.4, 1398.0], 'Casaloma': [4.1, 16.0], 'Old River': [7.8, 1181.0], 'Magunden': [8.7, 16.0]} | 8210 | 1787 | 0.22 | 6423 | 0.78 | 0 | 0 |  |  | 5008 | 0.61 | 0.27 | 820 | 0.1 | 6031 | 0.73 |  | 0 | 0 | 0 | 0 | 506 | 0.06 | 7704 | 30 | 0 | 8180 | 1381 | 0.17 | 6830 | 1381 | 0.17 | 6830 | 0 | 0 | 8210 | 0 | 0 | 8210
101 | New Sub - Rancho Seco - Bellota (Proposed) | PGE GBA | {'Camanche': [5.8, 813.0], 'Bellota': [8.2, 263.0], 'Lockeford': [8.9, 515.0]} | 39225 | 2366 | 0.06 | 36859 | 0.94 | 7338 | 0.19 |  |  | 24551 | 0.63 | 0.12 | 6147 | 0.16 | 3083 | 0.08 |  | 9440 | 0.24 | 0 | 0 | 25114 | 0.64 | 14111 | 20247 | 0.52 | 18978 | 27338 | 0.7 | 11887 | 32084 | 0.82 | 7141 | 16843 | 0.43 | 22382 | 8932 | 0.23 | 30293
102 | Oro Loma | PGE Fresno | {'Mercy Springs': [9.7, 244.0]} | 48051 | 28641 | 0.6 | 19410 | 0.4 | 4482 | 0.09 |  |  | 41801 | 0.87 | 0.07 | 27924 | 0.58 | 17075 | 0.36 |  | 3654 | 0.08 | 0 | 0 | 0 | 0 | 48051 | 0 | 0 | 48051 | 5882 | 0.12 | 42169 | 5882 | 0.12 | 42169 | 0 | 0 | 48051 | 579 | 0.01 | 47472
103 | Peoria | PGE GBA | {'New Melones': [3.5, 2.0]} | 11234 | 2 | 0 | 11232 | 1 | 1067 | 0.09 |  |  | 9316 | 0.83 | 0.09 | 95 | 0.01 | 21 | 0 |  | 9850 | 0.88 | 0 | 0 | 6443 | 0.57 | 4791 | 9054 | 0.81 | 2180 | 9023 | 0.8 | 2211 | 9836 | 0.88 | 1398 | 5133 | 0.46 | 6102 | 1619 | 0.14 | 9615
104 | Table Mountain | PGE NGBA | {} | 31714 | 0 | 0 | 31714 | 1 | 3313 | 0.1 |  |  | 27346 | 0.86 | 0.08 | 11488 | 0.36 | 2335 | 0.07 |  | 15946 | 0.5 | 0 | 0 | 25068 | 0.79 | 6646 | 11463 | 0.36 | 20251 | 13261 | 0.42 | 18453 | 31684 | 1 | 31 | 9574 | 0.3 | 22141 | 12118 | 0.38 | 19597
105 | Sycamore Canyon | SDGE Imperial | {} | 4139 | 0 | 0 | 4139 | 1 | 22 | 0.01 |  |  | 2260 | 0.55 | 0.22 | 10 | 0 | 3 | 0 |  | 1217 | 0.29 | 2904 | 0.7 | 3817 | 0.92 | 322 | 2709 | 0.65 | 1431 | 1788 | 0.43 | 2351 | 4120 | 1 | 19 | 867 | 0.21 | 3272 | 91 | 0.02 | 4048
106 | Ivanpah | SCE EOP | {} | 894 | 8 | 0.01 | 886 | 0.99 | 429 | 0.48 |  |  | 442 | 0.49 | 0.03 | 0 | 0 | 0 | 0 |  | 0 | 0 | 0 | 0 | 876 | 0.98 | 18 | 839 | 0.94 | 55 | 23 | 0.03 | 871 | 878 | 0.98 | 16 | 97 | 0.11 | 797 | 0 | 0 | 894
107 | North Gila | SDGE Arizona | {} | 20421 | 866 | 0.04 | 19555 | 0.96 | 1166 | 0.06 |  |  | 2812 | 0.14 | 0.07 | 436 | 0.02 | 2832 | 0.14 |  | 0 | 0 | 0 | 0 | 0 | 0 | 20421 | 4376 | 0.21 | 16045 | 4376 | 0.21 | 16045 | 4376 | 0.21 | 16045 | 0 | 0 | 20421 | 1006 | 0.05 | 19415
108 | Manteca | PGE GBA | {'Manteca': [0.0, 4279.0], 'Vierra': [2.7, 874.0], 'Ripon': [5.2, 1338.0], 'French Camp': [6.7, 590.0], 'Kasson': [7.4, 24.0], 'Weber': [8.3, 789.0], 'Avena': [9.6, 257.0]} | 21205 | 4289 | 0.2 | 16916 | 0.8 | 0 | 0 |  |  | 11099 | 0.52 | 0.28 | 3729 | 0.18 | 15506 | 0.73 |  | 0 | 0 | 0 | 0 | 425 | 0.02 | 20781 | 306 | 0.01 | 20899 | 306 | 0.01 | 20899 | 726 | 0.03 | 20479 | 0 | 0 | 21205 | 438 | 0.02 | 20767
109 | Dumbarton | PGE GBA | {'Fremont': [5.3, 2.0], 'Mt Eden': [5.7, 2.0], 'Eastshore': [5.7, 2.0], 'Mt. Eden': [5.7, 2.0]} | 281 | 4 | 0.01 | 278 | 0.99 | 102 | 0.36 |  |  | 166 | 0.59 | 0.03 | 0 | 0 | 0 | 0 |  | 153 | 0.55 | 0 | 0 | 0 | 0 | 281 | 100 | 0.36 | 181 | 199 | 0.71 | 82 | 199 | 0.71 | 82 | 91 | 0.32 | 190 | 109 | 0.39 | 172
110 | Altamont | PGE GBA | {} | 25015 | 0 | 0 | 25015 | 1 | 4514 | 0.18 |  |  | 20079 | 0.8 | 0.07 | 613 | 0.02 | 20 | 0 |  | 24886 | 0.99 | 0 | 0 | 23530 | 0.94 | 1486 | 11481 | 0.46 | 13535 | 18358 | 0.73 | 6658 | 25015 | 1 | 0 | 4231 | 0.17 | 20785 | 1741 | 0.07 | 23274
111 | Hoodoo Wash | SDGE Arizona | {} | 15610 | 12198 | 0.78 | 3412 | 0.22 | 0 | 0 |  |  | 0 | 0 | 0 | 0 | 0 | 0 | 0 |  | 0 | 0 | 0 | 0 | 0 | 0 | 15610 | 0 | 0 | 15610 | 0 | 0 | 15610 | 0 | 0 | 15610 | 0 | 0 | 15610 | 0 | 0 | 15610
112 | Wyandotte | PGE NGBA | {'Palermo': [2.9, 697.0]} | 8929 | 867 | 0.1 | 8062 | 0.9 | 0 | 0 |  |  | 2419 | 0.27 | 0.39 | 986 | 0.11 | 149 | 0.02 |  | 7176 | 0.8 | 0 | 0 | 5928 | 0.66 | 3001 | 2443 | 0.27 | 6486 | 685 | 0.08 | 8245 | 7927 | 0.89 | 1002 | 1054 | 0.12 | 7875 | 1811 | 0.2 | 7118
113 | Laguna Bell | SCE Metro | {} | 0 | 0 | 0 | 0 | 0 | 0 | 0 |  |  | 0 | 0 | 0 | 0 | 0 | 0 | 0 |  | 0 | 0 | 0 | 0 | 0 | 0 | 0 | 0 | 0 | 0 | 0 | 0 | 0 | 0 | 0 | 0 | 0 | 0 | 0 | 0 | 0 | 0
114 | El Casco | SCE Eastern | {} | 18491 | 2276 | 0.12 | 16215 | 0.88 | 560 | 0.03 |  |  | 12123 | 0.66 | 0.21 | 1686 | 0.09 | 5 | 0 |  | 17565 | 0.95 | 623 | 0.03 | 10617 | 0.57 | 7875 | 8874 | 0.48 | 9617 | 8043 | 0.43 | 10448 | 14615 | 0.79 | 3876 | 8304 | 0.45 | 10187 | 986 | 0.05 | 17505
115 | Le Grand | PGE Fresno | {'Chowchilla': [4.7, 5102.0], 'Dairyland': [9.4, 364.0]} | 44328 | 6642 | 0.15 | 37686 | 0.85 | 5883 | 0.13 |  |  | 35730 | 0.81 | 0.1 | 24077 | 0.54 | 15922 | 0.36 |  | 6441 | 0.15 | 0 | 0 | 22439 | 0.51 | 21889 | 15363 | 0.35 | 28965 | 16345 | 0.37 | 27984 | 31057 | 0.7 | 13272 | 501 | 0.01 | 43828 | 3738 | 0.08 | 40591
116 | Tupman | PGE Kern | {'Rio Bravo': [6.1, 1501.0], 'Renfro': [6.4, 154.0]} | 42208 | 1611 | 0.04 | 40597 | 0.96 | 8003 | 0.19 |  |  | 30186 | 0.72 | 0.12 | 1840 | 0.04 | 16664 | 0.39 |  | 4645 | 0.11 | 0 | 0 | 16540 | 0.39 | 25668 | 18787 | 0.45 | 23421 | 34787 | 0.82 | 7421 | 36265 | 0.86 | 5943 | 0 | 0 | 42208 | 13618 | 0.32 | 28590
117 | Henrietta | PGE Fresno | {'Mustang': [1.1, 6911.0], 'Leprino': [3.9, 4504.0], 'Lemoore': [7.5, 1428.0]} | 24759 | 9012 | 0.36 | 15747 | 0.64 | 4599 | 0.19 |  |  | 18894 | 0.76 | 0.07 | 14437 | 0.58 | 8463 | 0.34 |  | 124 | 0.01 | 0 | 0 | 7118 | 0.29 | 17641 | 0 | 0 | 24759 | 0 | 0 | 24759 | 7118 | 0.29 | 17641 | 0 | 0 | 24759 | 800 | 0.03 | 23959
118 | Castro Valley | PGE GBA | {} | 7066 | 0 | 0 | 7066 | 1 | 132 | 0.02 |  |  | 6704 | 0.95 | 0.13 | 0 | 0 | 0 | 0 |  | 6791 | 0.96 | 0 | 0 | 6513 | 0.92 | 553 | 750 | 0.11 | 6316 | 4427 | 0.63 | 2639 | 7066 | 1 | 0 | 3937 | 0.56 | 3130 | 444 | 0.06 | 6622
119 | Vineyard | PGE GBA | {'North Dublin': [5.2, 149.0], 'Cayetano': [6.6, 165.0], 'Los Positas': [6.9, 165.0], 'Las Positas': [6.9, 165.0], 'Vasco': [8.1, 165.0]} | 8872 | 1295 | 0.15 | 7578 | 0.85 | 1574 | 0.18 |  |  | 5288 | 0.6 | 0.39 | 103 | 0.01 | 4 | 0 |  | 8023 | 0.9 | 0 | 0 | 1261 | 0.14 | 7611 | 1599 | 0.18 | 7273 | 4900 | 0.55 | 3972 | 5106 | 0.58 | 3767 | 3246 | 0.37 | 5626 | 644 | 0.07 | 8228
120 | Trout Canyon | SCE EOP | {'Gamebird': [9.0, 111.0], 'Sandy Valley': [9.4, 3.0]} | 7580 | 1138 | 0.15 | 6442 | 0.85 | 0 | 0 |  |  | 0 | 0 | 0 | 0 | 0 | 0 | 0 |  | 0 | 0 | 0 | 0 | 0 | 0 | 7580 | 0 | 0 | 7580 | 0 | 0 | 7580 | 0 | 0 | 7580 | 0 | 0 | 7580 | 0 | 0 | 7580
121 | Columbus | PGE Kern | {'Cal Water': [2.7, 1203.0], 'Magunden': [2.8, 1891.0], 'Bakersfield': [3.7, 571.0], 'Casaloma': [5.1, 571.0], 'West Park': [5.9, 255.0], 'Lamont': [8.3, 302.0], 'Unknown - 3327': [8.3, 320.0], 'Panama': [8.5, 571.0]} | 14590 | 1891 | 0.13 | 12699 | 0.87 | 0 | 0 |  |  | 10754 | 0.74 | 0.17 | 108 | 0.01 | 1115 | 0.08 |  | 1451 | 0.1 | 0 | 0 | 11537 | 0.79 | 3053 | 5643 | 0.39 | 8947 | 6556 | 0.45 | 8034 | 11586 | 0.79 | 3003 | 430 | 0.03 | 14160 | 262 | 0.02 | 14328
122 | Lewis | SCE Metro | {} | 0 | 0 | 0 | 0 | 0 | 0 | 0 |  |  | 0 | 0 | 0 | 0 | 0 | 0 | 0 |  | 0 | 0 | 0 | 0 | 0 | 0 | 0 | 0 | 0 | 0 | 0 | 0 | 0 | 0 | 0 | 0 | 0 | 0 | 0 | 0 | 0 | 0
123 | Standard Oil 2 | PGE GBA | {'Standard Oil': [0.0, 1063.0], 'Richmond R': [2.2, 880.0], 'San Pablo': [4.0, 442.0], 'El Cerrito G': [5.5, 824.0]} | 4914 | 1061 | 0.22 | 3853 | 0.78 | 6 | 0 |  |  | 2659 | 0.54 | 0.5 | 0 | 0 | 0 | 0 |  | 0 | 0 | 0 | 0 | 0 | 0 | 4914 | 3801 | 0.77 | 1113 | 3804 | 0.77 | 1110 | 3804 | 0.77 | 1110 | 0 | 0 | 4914 | 811 | 0.16 | 4103
124 | Mc Mullin | PGE Fresno | {'Kearney (New)': [9.7, 274.0]} | 46900 | 31345 | 0.67 | 15554 | 0.33 | 10706 | 0.23 |  |  | 34176 | 0.73 | 0.07 | 29911 | 0.64 | 14541 | 0.31 |  | 0 | 0 | 0 | 0 | 401 | 0.01 | 46498 | 253 | 0.01 | 46646 | 253 | 0.01 | 46646 | 562 | 0.01 | 46338 | 0 | 0 | 46900 | 884 | 0.02 | 46016
125 | Taft | PGE Kern | {} | 3311 | 179 | 0.05 | 3131 | 0.95 | 885 | 0.27 |  |  | 1989 | 0.6 | 0.04 | 0 | 0 | 0 | 0 |  | 0 | 0 | 0 | 0 | 1091 | 0.33 | 2220 | 1358 | 0.41 | 1953 | 2219 | 0.67 | 1091 | 3108 | 0.94 | 202 | 23 | 0.01 | 3288 | 95 | 0.03 | 3216
126 | Pleasant Grove | PGE NGBA | {'Lincoln': [5.5, 553.0]} | 10189 | 1474 | 0.14 | 8715 | 0.86 | 10 | 0 |  |  | 6226 | 0.61 | 0.66 | 2448 | 0.24 | 628 | 0.06 |  | 5644 | 0.55 | 0 | 0 | 5976 | 0.59 | 4213 | 0 | 0 | 10189 | 0 | 0 | 10189 | 5976 | 0.59 | 4213 | 1003 | 0.1 | 9186 | 5913 | 0.58 | 4277
127 | Newark | PGE GBA | {'Fremont': [3.1, 59.0], 'Dixon Landing': [4.6, 1.0], 'Nortech': [5.8, 2.0], 'Los Esteros': [5.9, 1.0], 'Cooley Landing': [7.9, 4.0], 'Whisman': [8.0, 0.0], 'Ravenswood': [8.3, 4.0]} | 572 | 64 | 0.11 | 508 | 0.89 | 211 | 0.37 |  |  | 255 | 0.45 | 0.05 | 0 | 0 | 0 | 0 |  | 109 | 0.19 | 0 | 0 | 2 | 0 | 571 | 49 | 0.09 | 523 | 175 | 0.31 | 397 | 175 | 0.31 | 397 | 9 | 0.02 | 563 | 458 | 0.8 | 114
128 | Dairyland | PGE Fresno | {'Chowchilla': [5.8, 8693.0], 'Le Grand': [9.4, 364.0]} | 45382 | 26442 | 0.58 | 18940 | 0.42 | 2387 | 0.05 |  |  | 39414 | 0.87 | 0.13 | 29161 | 0.64 | 13263 | 0.29 |  | 8283 | 0.18 | 0 | 0 | 3110 | 0.07 | 42271 | 2153 | 0.05 | 43229 | 3588 | 0.08 | 41794 | 6698 | 0.15 | 38684 | 0 | 0 | 45382 | 1252 | 0.03 | 44130
129 | Chino | SCE Metro | {'Mira Loma': [6.5, 2748.0]} | 4540 | 3319 | 0.73 | 1221 | 0.27 | 1 | 0 |  |  | 815 | 0.18 | 0.44 | 294 | 0.06 | 996 | 0.22 |  | 914 | 0.2 | 0 | 0 | 13 | 0 | 4527 | 0 | 0 | 4540 | 143 | 0.03 | 4397 | 156 | 0.03 | 4384 | 47 | 0.01 | 4493 | 51 | 0.01 | 4489
130 | El Segundo | SCE Metro | {'Chevmain': [1.2, 34.0], 'El Nido': [3.0, 34.0], 'Redondo': [4.6, 33.0], 'La Fresa': [5.8, 32.0]} | 101 | 33 | 0.33 | 68 | 0.67 | 5 | 0.05 |  |  | 15 | 0.15 | 0.12 | 0 | 0 | 0 | 0 |  | 0 | 0 | 0 | 0 | 0 | 0 | 101 | 58 | 0.58 | 43 | 66 | 0.65 | 35 | 66 | 0.65 | 35 | 0 | 0 | 101 | 0 | 0 | 101
131 | San Leandro U | PGE GBA | {'Grant': [2.8, 1017.0], 'Edes': [3.2, 1191.0], 'Oakland J': [5.1, 1107.0], 'Mt Eden': [6.0, 6.0], 'Mt. Eden': [6.0, 6.0], 'Eastshore': [6.2, 6.0]} | 3941 | 1188 | 0.3 | 2753 | 0.7 | 807 | 0.2 |  |  | 2051 | 0.52 | 0.62 | 0 | 0 | 0 | 0 |  | 464 | 0.12 | 0 | 0 | 768 | 0.19 | 3173 | 942 | 0.24 | 2999 | 2558 | 0.65 | 1383 | 2558 | 0.65 | 1383 | 94 | 0.02 | 3847 | 407 | 0.1 | 3534
132 | Ganso | PGE Kern | {'Midway': [6.8, 2545.0], 'Semitropic': [7.0, 2099.0], 'Shafter': [7.4, 687.0]} | 48142 | 7462 | 0.16 | 40680 | 0.84 | 2914 | 0.06 |  |  | 44356 | 0.92 | 0.08 | 17868 | 0.37 | 24021 | 0.5 |  | 0 | 0 | 0 | 0 | 0 | 0 | 48142 | 1750 | 0.04 | 46392 | 25962 | 0.54 | 22180 | 25962 | 0.54 | 22180 | 0 | 0 | 48142 | 3949 | 0.08 | 44194
133 | Poso Mountain | PGE Kern | {'Mt Poso': [7.0, 4608.0], 'Sycamore': [7.7, 2552.0], 'Kern Oil': [9.0, 857.0]} | 48046 | 14222 | 0.3 | 33825 | 0.7 | 15223 | 0.32 |  |  | 31400 | 0.65 | 0.06 | 0 | 0 | 0 | 0 |  | 43616 | 0.91 | 0 | 0 | 30531 | 0.64 | 17516 | 318 | 0.01 | 47728 | 3526 | 0.07 | 44521 | 30531 | 0.64 | 17516 | 17199 | 0.36 | 30848 | 905 | 0.02 | 47141
134 | Avena | PGE GBA | {'Valley Home': [6.0, 760.0], 'Ripon': [7.8, 1242.0], 'Manteca': [9.6, 252.0]} | 47255 | 13821 | 0.29 | 33434 | 0.71 | 0 | 0 |  |  | 33737 | 0.71 | 0.16 | 27077 | 0.57 | 16659 | 0.35 |  | 682 | 0.01 | 0 | 0 | 23623 | 0.5 | 23632 | 0 | 0 | 47255 | 2177 | 0.05 | 45078 | 23637 | 0.5 | 23618 | 0 | 0 | 47255 | 946 | 0.02 | 46309
135 | Martin | PGE GBA | {'SAN FRAN A (POTRERO PP)': [3.9, 90.0], 'Potrero': [3.9, 90.0], 'Millbrae': [6.9, 37.0], 'Burlingame': [8.3, 30.0]} | 287 | 128 | 0.45 | 159 | 0.55 | 0 | 0 |  |  | 152 | 0.53 | 0.17 | 0 | 0 | 0 | 0 |  | 0 | 0 | 0 | 0 | 66 | 0.23 | 221 | 50 | 0.17 | 238 | 77 | 0.27 | 210 | 143 | 0.5 | 144 | 0 | 0 | 287 | 12 | 0.04 | 275
136 | Harry Allen | <Null> | {} | 0 | 0 | 0 | 0 | 0 | 0 | 0 |  |  | 0 | 0 | 0 | 0 | 0 | 0 | 0 |  | 0 | 0 | 0 | 0 | 0 | 0 | 0 | 0 | 0 | 0 | 0 | 0 | 0 | 0 | 0 | 0 | 0 | 0 | 0 | 0 | 0 | 0
137 | Rio Oso | PGE NGBA | {'East Nicolaus': [4.4, 4828.0], 'Lincoln': [9.5, 2.0]} | 44547 | 13915 | 0.31 | 30632 | 0.69 | 4283 | 0.1 |  |  | 35167 | 0.79 | 0.11 | 15043 | 0.34 | 22347 | 0.5 |  | 2133 | 0.05 | 0 | 0 | 11155 | 0.25 | 33392 | 279 | 0.01 | 44268 | 6510 | 0.15 | 38037 | 14986 | 0.34 | 29561 | 432 | 0.01 | 44115 | 4947 | 0.11 | 39600
138 | Loveland | SDGE Imperial | {'Alpine': [2.1, 2161.0], 'Suncrest': [6.4, 564.0]} | 14855 | 2633 | 0.18 | 12222 | 0.82 | 2 | 0 |  |  | 4919 | 0.33 | 0.26 | 31 | 0 | 0 | 0 |  | 4045 | 0.27 | 10799 | 0.73 | 5111 | 0.34 | 9744 | 7607 | 0.51 | 7248 | 10762 | 0.72 | 4093 | 11066 | 0.74 | 3789 | 3644 | 0.25 | 11211 | 711 | 0.05 | 14143
139 | Huntington Beach | SCE Metro | {} | 4139 | 28 | 0.01 | 4111 | 0.99 | 98 | 0.02 |  |  | 38 | 0.01 | 0.57 | 0 | 0 | 0 | 0 |  | 0 | 0 | 0 | 0 | 0 | 0 | 4139 | 832 | 0.2 | 3307 | 4116 | 0.99 | 23 | 4116 | 0.99 | 23 | 0 | 0 | 4139 | 311 | 0.08 | 3828
140 | Rossmoor | PGE GBA | {} | 3677 | 0 | 0 | 3677 | 1 | 1131 | 0.31 |  |  | 1908 | 0.52 | 0.09 | 0 | 0 | 0 | 0 |  | 3181 | 0.87 | 0 | 0 | 3085 | 0.84 | 592 | 725 | 0.2 | 2952 | 3343 | 0.91 | 334 | 3677 | 1 | 0 | 1775 | 0.48 | 1902 | 217 | 0.06 | 3460
141 | Salado | PGE GBA | {'Stanislaus Resource Recovery Facility': [2.5, 2560.0], 'Crow Creek': [3.4, 2418.0], 'Fink (Proposed)': [3.7, 2351.0], 'Crows Landing': [4.6, 2177.0]} | 37850 | 2851 | 0.08 | 34998 | 0.92 | 13001 | 0.34 |  |  | 19521 | 0.52 | 0.1 | 1555 | 0.04 | 17767 | 0.47 |  | 21875 | 0.58 | 0 | 0 | 15424 | 0.41 | 22426 | 4154 | 0.11 | 33696 | 6544 | 0.17 | 31306 | 18273 | 0.48 | 19576 | 12114 | 0.32 | 25736 | 348 | 0.01 | 37502
142 | Lighthipe | SCE Metro | {} | 0 | 0 | 0 | 0 | 0 | 0 | 0 |  |  | 0 | 0 | 0 | 0 | 0 | 0 | 0 |  | 0 | 0 | 0 | 0 | 0 | 0 | 0 | 0 | 0 | 0 | 0 | 0 | 0 | 0 | 0 | 0 | 0 | 0 | 0 | 0 | 0 | 0
143 | Santee | SDGE Imperial | {} | 1893 | 0 | 0 | 1893 | 1 | 22 | 0.01 |  |  | 817 | 0.43 | 0.28 | 1 | 0 | 0 | 0 |  | 1075 | 0.57 | 792 | 0.42 | 1228 | 0.65 | 664 | 1773 | 0.94 | 119 | 646 | 0.34 | 1246 | 1873 | 0.99 | 19 | 526 | 0.28 | 1367 | 75 | 0.04 | 1818
144 | Cholame | PGE Fresno | {} | 36540 | 6076 | 0.17 | 30464 | 0.83 | 13146 | 0.36 |  |  | 21912 | 0.6 | 0.06 | 6951 | 0.19 | 2356 | 0.06 |  | 23885 | 0.65 | 0 | 0 | 24853 | 0.68 | 11687 | 11819 | 0.32 | 24721 | 15546 | 0.43 | 20994 | 29204 | 0.8 | 7336 | 15729 | 0.43 | 20811 | 368 | 0.01 | 36172
145 | Grand Island | PGE NGBA | {} | 43633 | 0 | 0 | 43633 | 1 | 5925 | 0.14 |  |  | 34279 | 0.79 | 0.11 | 16209 | 0.37 | 21550 | 0.49 |  | 0 | 0 | 0 | 0 | 0 | 0 | 43633 | 3284 | 0.08 | 40349 | 3284 | 0.08 | 40349 | 3284 | 0.08 | 40349 | 0 | 0 | 43633 | 2209 | 0.05 | 41424
146 | Long Beach | SCE Metro | {'Harborgen': [0.9, 2107.0], 'Arcogen': [3.7, 1078.0], 'Hinson': [3.7, 1289.0], 'Alamitos': [7.2, 2.0]} | 4621 | 2105 | 0.46 | 2517 | 0.54 | 956 | 0.21 |  |  | 2817 | 0.61 | 0.11 | 0 | 0 | 0 | 0 |  | 0 | 0 | 0 | 0 | 0 | 0 | 4621 | 0 | 0 | 4621 | 2503 | 0.54 | 2119 | 2503 | 0.54 | 2119 | 0 | 0 | 4621 | 6 | 0 | 4615
147 | Coyote | PGE GBA | {} | 9970 | 0 | 0 | 9970 | 1 | 2015 | 0.2 |  |  | 5925 | 0.59 | 0.12 | 965 | 0.1 | 587 | 0.06 |  | 8950 | 0.9 | 0 | 0 | 9970 | 1 | 0 | 4491 | 0.45 | 5479 | 5477 | 0.55 | 4493 | 9970 | 1 | 0 | 3177 | 0.32 | 6793 | 424 | 0.04 | 9547
148 | New Sub - Los Banos - Midway (Proposed) | PGE Fresno | {'Crescent': [4.5, 18816.0], 'Excelsior': [5.8, 10744.0], 'Schindler': [7.2, 8421.0], 'Cantua': [7.6, 258.0], 'Helm': [7.9, 3438.0]} | 48934 | 32839 | 0.67 | 16096 | 0.33 | 21084 | 0.43 |  |  | 27337 | 0.56 | 0.05 | 32418 | 0.66 | 15368 | 0.31 |  | 511 | 0.01 | 0 | 0 | 680 | 0.01 | 48254 | 0 | 0 | 48934 | 0 | 0 | 48934 | 680 | 0.01 | 48254 | 0 | 0 | 48934 | 37 | 0 | 48897
149 | Vista (SCE) | SCE Eastern | {'Vista (SCE)': [0.0, 221.0]} | 3343 | 221 | 0.07 | 3122 | 0.93 | 12 | 0 |  |  | 1472 | 0.44 | 0.27 | 0 | 0 | 0 | 0 |  | 2817 | 0.84 | 0 | 0 | 21 | 0.01 | 3322 | 3098 | 0.93 | 245 | 3101 | 0.93 | 242 | 3122 | 0.93 | 221 | 1430 | 0.43 | 1913 | 90 | 0.03 | 3253
150 | Fairway | PGE Kern | {'Divide': [5.7, 792.0], 'Mesa': [6.8, 386.0], 'Sisquoc': [6.9, 3068.0]} | 23629 | 7387 | 0.31 | 16243 | 0.69 | 1799 | 0.08 |  |  | 19436 | 0.82 | 0.11 | 5306 | 0.22 | 10592 | 0.45 |  | 429 | 0.02 | 0 | 0 | 0 | 0 | 23629 | 517 | 0.02 | 23113 | 3668 | 0.16 | 19961 | 3668 | 0.16 | 19961 | 1866 | 0.08 | 21763 | 601 | 0.03 | 23028
151 | Pisgah | SCE NOL | {} | 10371 | 1 | 0 | 10371 | 1 | 6308 | 0.61 |  |  | 4045 | 0.39 | 0.03 | 0 | 0 | 0 | 0 |  | 0 | 0 | 0 | 0 | 6377 | 0.61 | 3994 | 8941 | 0.86 | 1430 | 9952 | 0.96 | 419 | 10368 | 1 | 3 | 5806 | 0.56 | 4565 | 45 | 0 | 10326
152 | Sloan Canyon | SCE EOP | {'Eldorado': [5.3, 8654.0]} | 13869 | 10235 | 0.74 | 3634 | 0.26 | 0 | 0 |  |  | 0 | 0 | 0 | 0 | 0 | 0 | 0 |  | 0 | 0 | 0 | 0 | 0 | 0 | 13869 | 0 | 0 | 13869 | 0 | 0 | 13869 | 0 | 0 | 13869 | 0 | 0 | 13869 | 0 | 0 | 13869
153 | Templeton | PGE Kern | {'Estrella': [7.3, 583.0], 'Union (Estrella)': [7.3, 583.0]} | 30094 | 16623 | 0.55 | 13471 | 0.45 | 0 | 0 |  |  | 18689 | 0.62 | 0.2 | 9787 | 0.33 | 2466 | 0.08 |  | 5892 | 0.2 | 0 | 0 | 232 | 0.01 | 29862 | 4012 | 0.13 | 26083 | 11025 | 0.37 | 19069 | 11025 | 0.37 | 19069 | 1487 | 0.05 | 28607 | 418 | 0.01 | 29676
154 | Palomar Energy | SDGE Imperial | {'Cannon': [2.8, 5.0], 'Encina': [2.9, 5.0]} | 90 | 5 | 0.05 | 86 | 0.95 | 3 | 0.04 |  |  | 10 | 0.11 | 0.39 | 0 | 0 | 0 | 0 |  | 0 | 0 | 0 | 0 | 10 | 0.11 | 81 | 82 | 0.91 | 8 | 82 | 0.91 | 8 | 82 | 0.91 | 8 | 0 | 0 | 90 | 15 | 0.17 | 75
155 | Sisquoc | PGE Kern | {'Fairway': [6.9, 3068.0], 'Divide': [7.5, 1005.0]} | 38960 | 10464 | 0.27 | 28496 | 0.73 | 8812 | 0.23 |  |  | 27882 | 0.72 | 0.09 | 4912 | 0.13 | 11612 | 0.3 |  | 671 | 0.02 | 0 | 0 | 637 | 0.02 | 38323 | 6149 | 0.16 | 32811 | 12054 | 0.31 | 26906 | 12054 | 0.31 | 26906 | 3097 | 0.08 | 35864 | 2247 | 0.06 | 36713
156 | Alberhill | SCE Eastern | {'Lee Lake (Proposed)': [2.4, 1146.0]} | 11715 | 2602 | 0.22 | 9113 | 0.78 | 631 | 0.05 |  |  | 3400 | 0.29 | 0.34 | 336 | 0.03 | 9 | 0 |  | 8686 | 0.74 | 16 | 0 | 4864 | 0.42 | 6851 | 3157 | 0.27 | 8559 | 4901 | 0.42 | 6814 | 8372 | 0.71 | 3344 | 3209 | 0.27 | 8506 | 1103 | 0.09 | 10613
157 | Sanger | PGE Fresno | {'Malaga': [6.4, 3787.0], 'McCall': [6.9, 2431.0], 'California Ave': [8.5, 99.0], 'Clovis': [9.1, 338.0]} | 33805 | 13783 | 0.41 | 20022 | 0.59 | 0 | 0 |  |  | 14066 | 0.42 | 0.25 | 10015 | 0.3 | 19619 | 0.58 |  | 676 | 0.02 | 0 | 0 | 0 | 0 | 33805 | 0 | 0 | 33805 | 0 | 0 | 33805 | 0 | 0 | 33805 | 0 | 0 | 33805 | 432 | 0.01 | 33373
158 | Lammers | PGE GBA | {'GWF Tracy': [0.7, 1703.0], 'Tesla': [4.7, 1599.0], 'Midway Green Ridge Services': [6.0, 348.0]} | 25053 | 1705 | 0.07 | 23348 | 0.93 | 5708 | 0.23 |  |  | 12586 | 0.5 | 0.34 | 2433 | 0.1 | 5274 | 0.21 |  | 15985 | 0.64 | 0 | 0 | 12413 | 0.5 | 12640 | 18001 | 0.72 | 7052 | 15468 | 0.62 | 9585 | 18001 | 0.72 | 7052 | 7634 | 0.3 | 17419 | 380 | 0.02 | 24673
159 | Chevmain | SCE Metro | {'El Segundo': [1.2, 34.0], 'El Nido': [1.8, 34.0], 'Redondo': [3.9, 33.0], 'La Fresa': [4.6, 32.0]} | 47 | 33 | 0.7 | 14 | 0.3 | 4 | 0.08 |  |  | 10 | 0.21 | 0.26 | 0 | 0 | 0 | 0 |  | 0 | 0 | 0 | 0 | 0 | 0 | 47 | 0 | 0 | 47 | 14 | 0.29 | 34 | 14 | 0.29 | 34 | 0 | 0 | 47 | 0 | 0 | 47
160 | Telegraph Canyon | SDGE Imperial | {} | 2315 | 0 | 0 | 2315 | 1 | 0 | 0 |  |  | 1535 | 0.66 | 0.53 | 0 | 0 | 0 | 0 |  | 1737 | 0.75 | 0 | 0 | 0 | 0 | 2315 | 2312 | 1 | 3 | 2315 | 1 | 0 | 2315 | 1 | 0 | 106 | 0.05 | 2209 | 284 | 0.12 | 2031
161 | Grant | PGE GBA | {'San Leandro U': [2.8, 1017.0], 'Eastshore': [4.0, 46.0], 'Mt Eden': [4.2, 46.0], 'Mt. Eden': [4.2, 46.0], 'Edes': [5.0, 1011.0], 'Oakland J': [7.0, 928.0]} | 2160 | 1046 | 0.48 | 1115 | 0.52 | 565 | 0.26 |  |  | 920 | 0.43 | 0.41 | 0 | 0 | 0 | 0 |  | 0 | 0 | 0 | 0 | 0 | 0 | 2160 | 0 | 0 | 2160 | 950 | 0.44 | 1211 | 950 | 0.44 | 1211 | 0 | 0 | 2160 | 279 | 0.13 | 1882
162 | East Marysville | PGE NGBA | {'Olivehurst': [5.1, 2094.0], 'Pease': [5.4, 1097.0], 'Bogue': [5.8, 352.0]} | 23128 | 3862 | 0.17 | 19266 | 0.83 | 18 | 0 |  |  | 18739 | 0.81 | 0.15 | 5344 | 0.23 | 14274 | 0.62 |  | 0 | 0 | 0 | 0 | 9574 | 0.41 | 13553 | 0 | 0 | 23128 | 0 | 0 | 23128 | 9574 | 0.41 | 13553 | 0 | 0 | 23128 | 2423 | 0.1 | 20704
163 | Caribou 2 | PGE NGBA | {'Caribou': [0.0, 3390.0]} | 10589 | 3384 | 0.32 | 7205 | 0.68 | 10456 | 0.99 |  |  | 133 | 0.01 | 0.02 | 0 | 0 | 0 | 0 |  | 7248 | 0.68 | 2425 | 0.23 | 1031 | 0.1 | 9558 | 2070 | 0.2 | 8519 | 4200 | 0.4 | 6389 | 4837 | 0.46 | 5752 | 4865 | 0.46 | 5725 | 632 | 0.06 | 9957
164 | Dixon Landing | PGE GBA | {'Los Esteros': [2.2, 153.0], 'Nortech': [3.3, 1.0], 'Newark': [4.6, 1.0]} | 2242 | 247 | 0.11 | 1995 | 0.89 | 643 | 0.29 |  |  | 1335 | 0.6 | 0.07 | 0 | 0 | 0 | 0 |  | 2073 | 0.92 | 0 | 0 | 438 | 0.2 | 1804 | 1495 | 0.67 | 747 | 1782 | 0.79 | 460 | 1782 | 0.79 | 460 | 1274 | 0.57 | 968 | 253 | 0.11 | 1989
165 | New Sub - Gates - Templeton (Proposed) | PGE Kern | {'New Sub - Gates - Templeton (Proposed)': [0.0, 9551.0], 'Avenal': [6.9, 1940.0], 'Gates': [8.5, 32.0]} | 40721 | 9553 | 0.23 | 31168 | 0.77 | 20595 | 0.51 |  |  | 19306 | 0.47 | 0.06 | 8573 | 0.21 | 4762 | 0.12 |  | 12879 | 0.32 | 0 | 0 | 24155 | 0.59 | 16566 | 0 | 0 | 40721 | 1332 | 0.03 | 39389 | 24611 | 0.6 | 16111 | 13767 | 0.34 | 26954 | 184 | 0 | 40537
166 | Westley | PGE Fresno | {'New Sub - Westley - Quinto (Proposed)': [0.1, 272.0], 'Westley': [4.6, 53.0]} | 40142 | 293 | 0.01 | 39848 | 0.99 | 6018 | 0.15 |  |  | 31138 | 0.78 | 0.1 | 711 | 0.02 | 21076 | 0.53 |  | 18687 | 0.47 | 1703 | 0.04 | 34758 | 0.87 | 5383 | 6969 | 0.17 | 33172 | 10563 | 0.26 | 29578 | 35691 | 0.89 | 4450 | 13782 | 0.34 | 26359 | 420 | 0.01 | 39722
167 | Antelope | SCE Northern | {} | 29358 | 18705 | 0.64 | 10653 | 0.36 | 0 | 0 |  |  | 1805 | 0.06 | 0.65 | 1198 | 0.04 | 260 | 0.01 |  | 11699 | 0.4 | 2382 | 0.08 | 0 | 0 | 29358 | 8504 | 0.29 | 20854 | 5043 | 0.17 | 24315 | 8651 | 0.29 | 20707 | 3055 | 0.1 | 26303 | 503 | 0.02 | 28854
168 | Atwater | PGE Fresno | {'Cressey': [4.9, 843.0]} | 27373 | 2547 | 0.09 | 24826 | 0.91 | 0 | 0 |  |  | 13971 | 0.51 | 0.24 | 7557 | 0.28 | 17071 | 0.62 |  | 99 | 0 | 0 | 0 | 8177 | 0.3 | 19196 | 4015 | 0.15 | 23359 | 4015 | 0.15 | 23359 | 11684 | 0.43 | 15689 | 0 | 0 | 27373 | 1459 | 0.05 | 25914
169 | Pine Flat | PGE Fresno | {} | 21625 | 0 | 0 | 21625 | 1 | 10172 | 0.47 |  |  | 9533 | 0.44 | 0.06 | 254 | 0.01 | 17 | 0 |  | 14455 | 0.67 | 0 | 0 | 20287 | 0.94 | 1338 | 8097 | 0.37 | 13528 | 8131 | 0.38 | 13494 | 21097 | 0.98 | 528 | 18058 | 0.84 | 3567 | 1216 | 0.06 | 20408
170 | Murray | SDGE Imperial | {} | 639 | 0 | 0 | 639 | 1 | 4 | 0.01 |  |  | 256 | 0.4 | 0.26 | 0 | 0 | 0 | 0 |  | 631 | 0.99 | 0 | 0 | 631 | 0.99 | 8 | 625 | 0.98 | 14 | 0 | 0 | 639 | 639 | 1 | 0 | 44 | 0.07 | 595 | 39 | 0.06 | 600
171 | Lathrop | SCE EOP | {'Jackass (DOE)': [9.0, 0.0], 'Valley Switch': [9.4, 223.0]} | 32875 | 9842 | 0.3 | 23033 | 0.7 | 0 | 0 |  |  | 0 | 0 | 0 | 0 | 0 | 0 | 0 |  | 0 | 0 | 0 | 0 | 0 | 0 | 32875 | 0 | 0 | 32875 | 0 | 0 | 32875 | 0 | 0 | 32875 | 0 | 0 | 32875 | 0 | 0 | 32875
172 | Semitropic | PGE Kern | {'Charca': [6.3, 791.0], 'Ganso': [7.0, 2099.0], 'Goose Lake': [7.9, 1031.0], 'Smyrna': [8.2, 491.0], 'Shafter': [9.0, 82.0]} | 43699 | 9685 | 0.22 | 34014 | 0.78 | 4179 | 0.1 |  |  | 38518 | 0.88 | 0.09 | 15232 | 0.35 | 27045 | 0.62 |  | 0 | 0 | 0 | 0 | 4085 | 0.09 | 39614 | 0 | 0 | 43699 | 6499 | 0.15 | 37200 | 10584 | 0.24 | 33115 | 0 | 0 | 43699 | 221 | 0.01 | 43477
173 | Hopland | PGE NGBA | {} | 26762 | 1881 | 0.07 | 24881 | 0.93 | 1378 | 0.05 |  |  | 23172 | 0.87 | 0.1 | 1209 | 0.05 | 2971 | 0.11 |  | 9457 | 0.35 | 13757 | 0.51 | 21228 | 0.79 | 5534 | 11668 | 0.44 | 15094 | 14438 | 0.54 | 12324 | 23028 | 0.86 | 3734 | 8515 | 0.32 | 18247 | 601 | 0.02 | 26161
174 | Point Loma | SDGE Imperial | {'Old Town': [2.9, 790.0], 'Vine': [3.2, 789.0], 'Silvergate': [6.1, 765.0], 'Mission': [6.3, 34.0]} | 4096 | 851 | 0.21 | 3245 | 0.79 | 2450 | 0.6 |  |  | 150 | 0.04 | 0.34 | 0 | 0 | 0 | 0 |  | 0 | 0 | 0 | 0 | 33 | 0.01 | 4063 | 713 | 0.17 | 3383 | 3190 | 0.78 | 906 | 3206 | 0.78 | 889 | 0 | 0 | 4096 | 35 | 0.01 | 4061
175 | Whirlwind | SCE Northern | {'Neenach': [6.9, 5442.0]} | 39365 | 26482 | 0.67 | 12883 | 0.33 | 320 | 0.01 |  |  | 11624 | 0.3 | 0.35 | 521 | 0.01 | 337 | 0.01 |  | 0 | 0 | 0 | 0 | 5806 | 0.15 | 33559 | 5212 | 0.13 | 34153 | 5212 | 0.13 | 34153 | 11308 | 0.29 | 28057 | 2553 | 0.06 | 36812 | 237 | 0.01 | 39127
176 | Gould | SCE Metro | {} | 0 | 0 | 0 | 0 | 0 | 0 | 0 |  |  | 0 | 0 | 0 | 0 | 0 | 0 | 0 |  | 0 | 0 | 0 | 0 | 0 | 0 | 0 | 0 | 0 | 0 | 0 | 0 | 0 | 0 | 0 | 0 | 0 | 0 | 0 | 0 | 0 | 0
177 | Burney Forest | PGE NGBA | {'Burney Forest Power': [0.0, 18917.0], 'Carberry': [2.4, 13320.0], 'New Sub - Pit 1 - Cottonwood (Proposed)': [6.7, 1892.0], 'Pit 3': [8.5, 1901.0]} | 38666 | 18931 | 0.49 | 19735 | 0.51 | 17815 | 0.46 |  |  | 20664 | 0.53 | 0.05 | 3737 | 0.1 | 0 | 0 |  | 20502 | 0.53 | 0 | 0 | 11070 | 0.29 | 27596 | 0 | 0 | 38666 | 0 | 0 | 38666 | 11070 | 0.29 | 27596 | 6770 | 0.18 | 31895 | 4655 | 0.12 | 34011
178 | GWF Hanford | PGE Fresno | {'Guernsey': [3.1, 19865.0], 'Lemoore': [8.8, 614.0], 'Waukena': [9.9, 76.0]} | 36334 | 24777 | 0.68 | 11557 | 0.32 | 545 | 0.02 |  |  | 31144 | 0.86 | 0.12 | 20728 | 0.57 | 10546 | 0.29 |  | 0 | 0 | 0 | 0 | 0 | 0 | 36334 | 0 | 0 | 36334 | 1241 | 0.03 | 35093 | 1241 | 0.03 | 35093 | 0 | 0 | 36334 | 436 | 0.01 | 35898
179 | San Ramon | PGE GBA | {'Tassajara': [4.1, 10.0], 'North Dublin': [4.2, 10.0]} | 7402 | 40 | 0.01 | 7362 | 0.99 | 365 | 0.05 |  |  | 5889 | 0.8 | 0.19 | 29 | 0 | 47 | 0.01 |  | 6619 | 0.89 | 0 | 0 | 4286 | 0.58 | 3116 | 1989 | 0.27 | 5413 | 4106 | 0.55 | 3296 | 7352 | 0.99 | 50 | 3114 | 0.42 | 4288 | 477 | 0.06 | 6924
180 | Stanislaus | PGE Fresno | {'Crow Creek': [0.9, 2496.0], 'Fink (Proposed)': [1.1, 2429.0], 'Salado': [2.5, 2560.0], 'Crows Landing': [3.0, 2143.0]} | 39653 | 2636 | 0.07 | 37016 | 0.93 | 14207 | 0.36 |  |  | 22290 | 0.56 | 0.08 | 1450 | 0.04 | 18491 | 0.47 |  | 23263 | 0.59 | 0 | 0 | 13037 | 0.33 | 26615 | 3886 | 0.1 | 35766 | 7140 | 0.18 | 32513 | 18943 | 0.48 | 20710 | 14459 | 0.36 | 25194 | 648 | 0.02 | 39004
181 | Magunden | SCE Northern | {'Columbus': [2.8, 1891.0], 'Cal Water': [4.4, 1955.0], 'Casaloma': [4.8, 1799.0], 'Bakersfield': [5.0, 790.0], 'Unknown - 3327': [5.5, 2064.0], 'Lamont': [5.6, 1989.0], 'West Park': [6.7, 280.0], 'Panama': [7.2, 1910.0], 'Grimmway-Malaga': [8.6, 145.0], 'Stockdale': [8.7, 16.0]} | 16754 | 4855 | 0.29 | 11900 | 0.71 | 0 | 0 |  |  | 13538 | 0.81 | 0.14 | 594 | 0.04 | 9880 | 0.59 |  | 1112 | 0.07 | 0 | 0 | 1963 | 0.12 | 14792 | 1029 | 0.06 | 15725 | 1529 | 0.09 | 15225 | 2012 | 0.12 | 14742 | 203 | 0.01 | 16551 | 23 | 0 | 16732
182 | Alamitos | SCE Metro | {'Long Beach': [7.2, 2.0], 'Harborgen': [7.4, 2.0], 'Hinson': [8.0, 2.0]} | 886 | 4 | 0 | 882 | 1 | 17 | 0.02 |  |  | 51 | 0.06 | 0.43 | 0 | 0 | 0 | 0 |  | 0 | 0 | 0 | 0 | 0 | 0 | 886 | 560 | 0.63 | 327 | 875 | 0.99 | 12 | 875 | 0.99 | 12 | 0 | 0 | 886 | 18 | 0.02 | 869
183 | Valley Springs | PGE GBA | {} | 15152 | 406 | 0.03 | 14747 | 0.97 | 867 | 0.06 |  |  | 10344 | 0.68 | 0.18 | 20 | 0 | 0 | 0 |  | 14863 | 0.98 | 0 | 0 | 11494 | 0.76 | 3658 | 715 | 0.05 | 14438 | 5149 | 0.34 | 10003 | 13215 | 0.87 | 1937 | 8989 | 0.59 | 6164 | 621 | 0.04 | 14532
184 | Blythe | SCE Eastern | {} | 36879 | 3279 | 0.09 | 33600 | 0.91 | 557 | 0.02 |  |  | 29821 | 0.81 | 0.17 | 7523 | 0.2 | 24445 | 0.66 |  | 0 | 0 | 0 | 0 | 14478 | 0.39 | 22401 | 16972 | 0.46 | 19907 | 10487 | 0.28 | 26392 | 24683 | 0.67 | 12196 | 745 | 0.02 | 36134 | 543 | 0.01 | 36336
185 | Midway | PGE Kern | {'Ganso': [6.8, 2545.0]} | 39114 | 4888 | 0.12 | 34226 | 0.88 | 1 | 0 |  |  | 37324 | 0.95 | 0.11 | 9881 | 0.25 | 25181 | 0.64 |  | 0 | 0 | 0 | 0 | 1293 | 0.03 | 37821 | 8993 | 0.23 | 30121 | 27605 | 0.71 | 11510 | 27605 | 0.71 | 11510 | 8 | 0 | 39106 | 1576 | 0.04 | 37538
186 | Buena Vista | PGE GBA | {'Salinas': [2.3, 640.0], 'Crazy Horse Canyon': [9.0, 96.0]} | 21198 | 2173 | 0.1 | 19025 | 0.9 | 2 | 0 |  |  | 19662 | 0.93 | 0.11 | 751 | 0.04 | 17561 | 0.83 |  | 1480 | 0.07 | 0 | 0 | 0 | 0 | 21198 | 25 | 0 | 21173 | 2565 | 0.12 | 18633 | 2565 | 0.12 | 18633 | 72 | 0 | 21125 | 612 | 0.03 | 20586
187 | Crows Landing | PGE Fresno | {'Crow Creek': [2.8, 2114.0], 'Stanislaus Resource Recovery Facility': [3.0, 2143.0], 'Fink (Proposed)': [3.1, 2103.0], 'Salado': [4.6, 2177.0], 'Miller': [8.8, 78.0]} | 42735 | 3597 | 0.08 | 39138 | 0.92 | 3122 | 0.07 |  |  | 36071 | 0.84 | 0.1 | 2511 | 0.06 | 32371 | 0.76 |  | 10014 | 0.23 | 0 | 0 | 3125 | 0.07 | 39610 | 3737 | 0.09 | 38998 | 4190 | 0.1 | 38545 | 7930 | 0.19 | 34805 | 3366 | 0.08 | 39369 | 631 | 0.01 | 42104
188 | Villa Park | SCE Metro | {'Serrano': [2.7, 21.0]} | 21 | 21 | 1 | 0 | 0 | 0 | 0 |  |  | 0 | 0 | 0.06 | 0 | 0 | 0 | 0 |  | 0 | 0 | 0 | 0 | 0 | 0 | 21 | 0 | 0 | 21 | 0 | 0 | 21 | 0 | 0 | 21 | 0 | 0 | 21 | 0 | 0 | 21
189 | California Ave | PGE Fresno | {'Malaga': [2.8, 833.0], 'West Fresno': [3.0, 917.0], 'Kearney (New)': [6.6, 622.0], 'Sanger': [8.5, 99.0]} | 6166 | 1405 | 0.23 | 4762 | 0.77 | 0 | 0 |  |  | 1428 | 0.23 | 0.28 | 612 | 0.1 | 4766 | 0.77 |  | 0 | 0 | 0 | 0 | 0 | 0 | 6166 | 0 | 0 | 6166 | 0 | 0 | 6166 | 0 | 0 | 6166 | 0 | 0 | 6166 | 3 | 0 | 6164
190 | Calpella | PGE NGBA | {'Mendocino': [3.7, 5111.0], 'Ukiah': [3.8, 1186.0]} | 17387 | 5404 | 0.31 | 11983 | 0.69 | 50 | 0 |  |  | 13027 | 0.75 | 0.13 | 363 | 0.02 | 752 | 0.04 |  | 10525 | 0.61 | 3117 | 0.18 | 493 | 0.03 | 16895 | 6663 | 0.38 | 10724 | 6746 | 0.39 | 10641 | 6746 | 0.39 | 10641 | 6775 | 0.39 | 10612 | 185 | 0.01 | 17202
191 | Tevis | PGE Kern | {'Stockdale': [3.4, 1398.0], 'Panama': [6.2, 1144.0], 'Old River': [7.9, 1394.0]} | 19483 | 1984 | 0.1 | 17499 | 0.9 | 445 | 0.02 |  |  | 15007 | 0.77 | 0.28 | 2628 | 0.13 | 9056 | 0.46 |  | 1304 | 0.07 | 0 | 0 | 8385 | 0.43 | 11098 | 6950 | 0.36 | 12533 | 13336 | 0.68 | 6147 | 13336 | 0.68 | 6147 | 8 | 0 | 19475 | 3969 | 0.2 | 15514
192 | Cal Water | PGE Kern | {'Columbus': [2.7, 1203.0], 'Magunden': [4.4, 1955.0], 'Unknown - 3327': [8.9, 303.0], 'Lamont': [9.0, 281.0]} | 24274 | 1993 | 0.08 | 22281 | 0.92 | 1055 | 0.04 |  |  | 19154 | 0.79 | 0.14 | 122 | 0.01 | 1364 | 0.06 |  | 8232 | 0.34 | 0 | 0 | 21486 | 0.89 | 2788 | 9934 | 0.41 | 14341 | 12913 | 0.53 | 11361 | 21536 | 0.89 | 2739 | 4081 | 0.17 | 20193 | 542 | 0.02 | 23732
193 | Boulevard East | SDGE Imperial | {'Carrizo Gorge': [4.2, 2637.0], 'Crestwood': [5.4, 5899.0], 'East County': [9.3, 74.0]} | 32204 | 10726 | 0.33 | 21477 | 0.67 | 2116 | 0.07 |  |  | 22453 | 0.7 | 0.14 | 9 | 0 | 0 | 0 |  | 19898 | 0.62 | 7028 | 0.22 | 4336 | 0.13 | 27868 | 5390 | 0.17 | 26813 | 13706 | 0.43 | 18497 | 18407 | 0.57 | 13797 | 5208 | 0.16 | 26996 | 545 | 0.02 | 31659
194 | Margarita | SDGE Imperial | {'Rancho Mission Viejo': [2.4, 575.0], 'Trabuco': [2.7, 461.0], 'Q1806': [3.0, 540.0], 'Capistrano': [3.4, 544.0], 'Talega': [7.5, 115.0], 'North of SONGS': [7.6, 115.0]} | 4696 | 575 | 0.12 | 4120 | 0.88 | 63 | 0.01 |  |  | 2842 | 0.61 | 0.59 | 78 | 0.02 | 3 | 0 |  | 4317 | 0.92 | 86 | 0.02 | 2096 | 0.45 | 2599 | 3813 | 0.81 | 883 | 3813 | 0.81 | 883 | 3828 | 0.82 | 868 | 1840 | 0.39 | 2856 | 462 | 0.1 | 4234
195 | Escondido | SDGE Imperial | {'San Marcos': [4.6, 504.0], 'Shadowridge': [7.1, 5.0], 'Artesian': [7.3, 290.0], 'Lilac': [9.0, 126.0], 'Valley Center': [9.2, 40.0]} | 3141 | 750 | 0.24 | 2391 | 0.76 | 0 | 0 |  |  | 882 | 0.28 | 0.38 | 261 | 0.08 | 73 | 0.02 |  | 1065 | 0.34 | 36 | 0.01 | 765 | 0.24 | 2376 | 593 | 0.19 | 2547 | 138 | 0.04 | 3002 | 1330 | 0.42 | 1811 | 228 | 0.07 | 2913 | 250 | 0.08 | 2890
196 | Manning | PGE Fresno | {'Manning': [0.0, 3094.0], 'Panoche': [4.4, 2606.0], 'Cheney': [4.6, 3094.0], 'Hammonds': [9.0, 68.0]} | 32052 | 3093 | 0.1 | 28959 | 0.9 | 7860 | 0.25 |  |  | 23993 | 0.75 | 0.05 | 7150 | 0.22 | 14629 | 0.46 |  | 98 | 0 | 0 | 0 | 14371 | 0.45 | 17681 | 9778 | 0.31 | 22274 | 13748 | 0.43 | 18304 | 17416 | 0.54 | 14636 | 4851 | 0.15 | 27201 | 88 | 0 | 31964
197 | Oakland C | PGE GBA | {'Oakland L': [1.0, 1543.0], 'Oakland X': [2.8, 808.0], 'Oakland J': [4.4, 227.0], 'Edes': [6.3, 116.0], 'Potrero': [6.4, 1102.0], 'SAN FRAN A (POTRERO PP)': [6.4, 1103.0], 'El Cerrito G': [8.3, 71.0]} | 2897 | 1541 | 0.53 | 1356 | 0.47 | 170 | 0.06 |  |  | 1411 | 0.49 | 0.28 | 0 | 0 | 0 | 0 |  | 0 | 0 | 0 | 0 | 0 | 0 | 2897 | 861 | 0.3 | 2036 | 1279 | 0.44 | 1618 | 1279 | 0.44 | 1618 | 0 | 0 | 2897 | 80 | 0.03 | 2817
198 | Barre | SCE Metro | {} | 0 | 0 | 0 | 0 | 0 | 0 | 0 |  |  | 0 | 0 | 0 | 0 | 0 | 0 | 0 |  | 0 | 0 | 0 | 0 | 0 | 0 | 0 | 0 | 0 | 0 | 0 | 0 | 0 | 0 | 0 | 0 | 0 | 0 | 0 | 0 | 0 | 0
199 | Ransburg | SCE NOL | {} | 9 | 3 | 0.39 | 5 | 0.61 | 1 | 0.11 |  |  | 1 | 0.14 | 0.05 | 0 | 0 | 0 | 0 |  | 0 | 0 | 0 | 0 | 0 | 0 | 9 | 1 | 0.07 | 8 | 0 | 0 | 9 | 1 | 0.07 | 8 | 0 | 0 | 9 | 0 | 0 | 9
200 | Charca | PGE Kern | {'Semitropic': [6.3, 791.0], 'Shafter': [6.6, 299.0], 'Famoso': [6.8, 10.0]} | 41012 | 1077 | 0.03 | 39935 | 0.97 | 13183 | 0.32 |  |  | 26685 | 0.65 | 0.06 | 1221 | 0.03 | 38520 | 0.94 |  | 3232 | 0.08 | 0 | 0 | 21467 | 0.52 | 19546 | 0 | 0 | 41012 | 63 | 0 | 40950 | 21467 | 0.52 | 19546 | 0 | 0 | 41012 | 301 | 0.01 | 40711
201 | Thermalito | PGE NGBA | {} | 22764 | 0 | 0 | 22764 | 1 | 1930 | 0.08 |  |  | 20077 | 0.88 | 0.08 | 9239 | 0.41 | 720 | 0.03 |  | 11284 | 0.5 | 0 | 0 | 15838 | 0.7 | 6926 | 6046 | 0.27 | 16718 | 8791 | 0.39 | 13972 | 22733 | 1 | 31 | 6794 | 0.3 | 15969 | 8901 | 0.39 | 13863
202 | Live Oak | PGE GBA | {} | 26088 | 7856 | 0.3 | 18232 | 0.7 | 771 | 0.03 |  |  | 18646 | 0.71 | 0.13 | 14731 | 0.56 | 4285 | 0.16 |  | 0 | 0 | 0 | 0 | 5671 | 0.22 | 20417 | 5915 | 0.23 | 20173 | 11211 | 0.43 | 14877 | 13486 | 0.52 | 12602 | 54 | 0 | 26034 | 4779 | 0.18 | 21309
203 | Hammonds | PGE Fresno | {'Panoche': [4.8, 1035.0], 'Cheney': [7.2, 290.0], 'Mendota': [7.9, 1.0], 'Manning': [9.0, 68.0]} | 49344 | 7074 | 0.14 | 42269 | 0.86 | 3635 | 0.07 |  |  | 45132 | 0.91 | 0.07 | 7493 | 0.15 | 40068 | 0.81 |  | 609 | 0.01 | 0 | 0 | 414 | 0.01 | 48930 | 793 | 0.02 | 48551 | 11257 | 0.23 | 38086 | 11671 | 0.24 | 37672 | 0 | 0 | 49344 | 394 | 0.01 | 48949
204 | Westley | PGE Fresno | {'New Sub - Westley - Quinto (Proposed)': [4.6, 53.0], 'Westley': [4.6, 53.0]} | 35519 | 369 | 0.01 | 35149 | 0.99 | 424 | 0.01 |  |  | 32425 | 0.91 | 0.11 | 1194 | 0.03 | 31264 | 0.88 |  | 2960 | 0.08 | 0 | 0 | 24850 | 0.7 | 10669 | 4924 | 0.14 | 30595 | 4062 | 0.11 | 31457 | 26701 | 0.75 | 8817 | 117 | 0 | 35402 | 1259 | 0.04 | 34260
205 | Smyrna | PGE Kern | {'Semitropic': [8.2, 491.0]} | 27695 | 8280 | 0.3 | 19415 | 0.7 | 1536 | 0.06 |  |  | 23007 | 0.83 | 0.1 | 16444 | 0.59 | 4362 | 0.16 |  | 1575 | 0.06 | 0 | 0 | 7254 | 0.26 | 20442 | 0 | 0 | 27695 | 10827 | 0.39 | 16868 | 18081 | 0.65 | 9614 | 223 | 0.01 | 27473 | 1107 | 0.04 | 26588
206 | Kem | SCE Eastern | {'Eagle Mountain': [4.0, 19.0]} | 13542 | 774 | 0.06 | 12768 | 0.94 | 7959 | 0.59 |  |  | 5556 | 0.41 | 0.04 | 0 | 0 | 0 | 0 |  | 0 | 0 | 0 | 0 | 1644 | 0.12 | 11898 | 5941 | 0.44 | 7601 | 0 | 0 | 13542 | 7586 | 0.56 | 5956 | 9166 | 0.68 | 4376 | 0 | 0 | 13542
207 | Potrero | PGE GBA | {'SAN FRAN A (POTRERO PP)': [0.0, 1417.0], 'Martin': [3.9, 90.0], 'Oakland C': [6.4, 1102.0], 'Oakland L': [7.3, 1102.0], 'Oakland X': [9.1, 448.0], 'Oakland J': [9.3, 20.0]} | 1838 | 1414 | 0.77 | 424 | 0.23 | 96 | 0.05 |  |  | 1069 | 0.58 | 0.72 | 0 | 0 | 0 | 0 |  | 0 | 0 | 0 | 0 | 0 | 0 | 1838 | 56 | 0.03 | 1782 | 377 | 0.2 | 1462 | 377 | 0.2 | 1462 | 0 | 0 | 1838 | 29 | 0.02 | 1809
208 | Palermo | PGE NGBA | {'Wyandotte': [2.9, 697.0]} | 15772 | 737 | 0.05 | 15035 | 0.95 | 0 | 0 |  |  | 5319 | 0.34 | 0.35 | 2836 | 0.18 | 779 | 0.05 |  | 12498 | 0.79 | 0 | 0 | 13408 | 0.85 | 2364 | 1755 | 0.11 | 14017 | 0 | 0 | 15772 | 14942 | 0.95 | 830 | 1744 | 0.11 | 14029 | 2811 | 0.18 | 12962
209 | Bogue | PGE NGBA | {'Olivehurst': [4.3, 1297.0], 'Greenleaf 1': [4.7, 1714.0], 'Sutter Power': [4.7, 1722.0], 'Pease': [5.5, 87.0], 'East Marysville': [5.8, 352.0]} | 17852 | 2862 | 0.16 | 14990 | 0.84 | 0 | 0 |  |  | 9365 | 0.52 | 0.2 | 3012 | 0.17 | 13017 | 0.73 |  | 0 | 0 | 0 | 0 | 209 | 0.01 | 17644 | 0 | 0 | 17852 | 2857 | 0.16 | 14996 | 3065 | 0.17 | 14787 | 0 | 0 | 17852 | 465 | 0.03 | 17387
210 | Balch 1 | PGE Fresno | {'Balch': [0.8, 33.0], 'Balch 2': [0.8, 33.0], 'Haas': [3.5, 33.0]} | 5673 | 33 | 0.01 | 5639 | 0.99 | 5602 | 0.99 |  |  | 65 | 0.01 | 0.02 | 0 | 0 | 0 | 0 |  | 2961 | 0.52 | 2572 | 0.45 | 1164 | 0.21 | 4509 | 3767 | 0.66 | 1906 | 2123 | 0.37 | 3550 | 4364 | 0.77 | 1309 | 4390 | 0.77 | 1283 | 315 | 0.06 | 5358
211 | Pauba | SCE Eastern | {} | 23668 | 7462 | 0.32 | 16206 | 0.68 | 1334 | 0.06 |  |  | 4423 | 0.19 | 0.39 | 1381 | 0.06 | 1488 | 0.06 |  | 14212 | 0.6 | 1530 | 0.06 | 6908 | 0.29 | 16760 | 11395 | 0.48 | 12273 | 13271 | 0.56 | 10397 | 15255 | 0.64 | 8413 | 2803 | 0.12 | 20866 | 1299 | 0.05 | 22369
212 | Eastshore | PGE GBA | {'Mt Eden': [0.9, 48.0], 'Mt. Eden': [0.9, 48.0], 'Grant': [4.0, 46.0], 'Dumbarton': [5.7, 2.0], 'San Leandro U': [6.2, 6.0]} | 198 | 46 | 0.23 | 152 | 0.77 | 79 | 0.4 |  |  | 77 | 0.39 | 0.04 | 0 | 0 | 0 | 0 |  | 0 | 0 | 0 | 0 | 0 | 0 | 198 | 0 | 0 | 198 | 78 | 0.39 | 120 | 78 | 0.39 | 120 | 0 | 0 | 198 | 142 | 0.72 | 56
213 | Cheney | PGE Fresno | {'Panoche': [3.1, 3166.0], 'Manning': [4.5, 3094.0], 'Hammonds': [7.2, 290.0], 'Mendota': [7.3, 1040.0], 'Tranquility': [7.6, 2593.0]} | 49222 | 7744 | 0.16 | 41478 | 0.84 | 1003 | 0.02 |  |  | 47614 | 0.97 | 0.08 | 9582 | 0.19 | 36946 | 0.75 |  | 824 | 0.02 | 0 | 0 | 4306 | 0.09 | 44916 | 2522 | 0.05 | 46700 | 6517 | 0.13 | 42705 | 8284 | 0.17 | 40938 | 0 | 0 | 49222 | 137 | 0 | 49085
214 | Warnerville | PGE GBA | {'Cottle': [2.5, 7731.0], 'Riverbank': [6.0, 2974.0]} | 37166 | 8504 | 0.23 | 28662 | 0.77 | 431 | 0.01 |  |  | 29826 | 0.8 | 0.13 | 20792 | 0.56 | 9938 | 0.27 |  | 9353 | 0.25 | 0 | 0 | 13507 | 0.36 | 23658 | 3570 | 0.1 | 33595 | 10626 | 0.29 | 26540 | 23443 | 0.63 | 13723 | 384 | 0.01 | 36782 | 1516 | 0.04 | 35649
215 | Corona | PGE NGBA | {'Lakeville': [4.2, 11.0]} | 19630 | 822 | 0.04 | 18808 | 0.96 | 0 | 0 |  |  | 14919 | 0.76 | 0.15 | 3113 | 0.16 | 354 | 0.02 |  | 17147 | 0.87 | 0 | 0 | 17337 | 0.88 | 2293 | 7334 | 0.37 | 12296 | 12978 | 0.66 | 6652 | 18761 | 0.96 | 869 | 4675 | 0.24 | 14954 | 833 | 0.04 | 18797
216 | Goleta | SCE Northern | {} | 15590 | 5109 | 0.33 | 10481 | 0.67 | 654 | 0.04 |  |  | 12652 | 0.81 | 0.1 | 2914 | 0.19 | 742 | 0.05 |  | 13062 | 0.84 | 261 | 0.02 | 2238 | 0.14 | 13352 | 0 | 0 | 15590 | 751 | 0.05 | 14839 | 2989 | 0.19 | 12601 | 7555 | 0.48 | 8035 | 1166 | 0.07 | 14423
217 | Midway Green Ridge Services | PGE GBA | {'Tesla': [1.6, 348.0], 'GWF Tracy': [5.4, 348.0], 'Lammers': [6.0, 348.0]} | 38077 | 348 | 0.01 | 37729 | 0.99 | 9654 | 0.25 |  |  | 24892 | 0.65 | 0.18 | 1593 | 0.04 | 2427 | 0.06 |  | 32676 | 0.86 | 0 | 0 | 31493 | 0.83 | 6584 | 27013 | 0.71 | 11064 | 30961 | 0.81 | 7116 | 37479 | 0.98 | 598 | 8738 | 0.23 | 29339 | 1555 | 0.04 | 36522
218 | Lerdo | PGE Kern | {'7th Standard': [4.4, 4410.0], 'Mt Poso': [5.0, 4672.0], 'Rio Bravo': [7.3, 1115.0], 'Famoso': [7.8, 14.0], 'Renfro': [7.9, 738.0], 'Kern Oil': [8.4, 756.0], 'Kern Power': [8.9, 421.0], 'Shafter': [9.3, 11.0], 'Rosedale': [9.5, 6.0], 'Sycamore': [9.6, 2.0]} | 42166 | 7622 | 0.18 | 34544 | 0.82 | 197 | 0 |  |  | 39224 | 0.93 | 0.13 | 1870 | 0.04 | 30695 | 0.73 |  | 1891 | 0.04 | 0 | 0 | 10545 | 0.25 | 31621 | 0 | 0 | 42166 | 0 | 0 | 42166 | 10545 | 0.25 | 31621 | 0 | 0 | 42166 | 804 | 0.02 | 41362
219 | Tulucay | PGE NGBA | {'Parkway': [8.3, 356.0]} | 17207 | 702 | 0.04 | 16505 | 0.96 | 361 | 0.02 |  |  | 12405 | 0.72 | 0.13 | 2692 | 0.16 | 4577 | 0.27 |  | 4312 | 0.25 | 0 | 0 | 12941 | 0.75 | 4265 | 1143 | 0.07 | 16063 | 5086 | 0.3 | 12120 | 15044 | 0.87 | 2163 | 4370 | 0.25 | 12837 | 990 | 0.06 | 16217
220 | McCall | PGE Fresno | {'Sanger': [6.9, 2431.0], 'Malaga': [7.5, 1456.0], 'Kingsburg': [9.1, 130.0]} | 35929 | 7227 | 0.2 | 28701 | 0.8 | 0 | 0 |  |  | 17813 | 0.5 | 0.23 | 4635 | 0.13 | 28601 | 0.8 |  | 0 | 0 | 0 | 0 | 0 | 0 | 35929 | 0 | 0 | 35929 | 0 | 0 | 35929 | 0 | 0 | 35929 | 0 | 0 | 35929 | 77 | 0 | 35852
221 | Notre Dame | PGE NGBA | {'Butte': [1.5, 472.0]} | 19228 | 472 | 0.02 | 18756 | 0.98 | 5000 | 0.26 |  |  | 9497 | 0.49 | 0.16 | 152 | 0.01 | 6518 | 0.34 |  | 6991 | 0.36 | 0 | 0 | 12575 | 0.65 | 6653 | 9101 | 0.47 | 10127 | 12388 | 0.64 | 6840 | 12925 | 0.67 | 6303 | 9854 | 0.51 | 9374 | 3123 | 0.16 | 16105
222 | Martinez | PGE GBA | {'Alhambra': [1.6, 2958.0], 'Bahia': [4.7, 3799.0], 'Meadow Lane': [5.0, 118.0], 'Christie': [5.0, 2207.0], 'Carquinez': [8.9, 538.0], 'Parkway': [9.9, 7.0]} | 11124 | 4115 | 0.37 | 7009 | 0.63 | 289 | 0.03 |  |  | 5330 | 0.48 | 0.75 | 41 | 0 | 15 | 0 |  | 5069 | 0.46 | 0 | 0 | 152 | 0.01 | 10972 | 4540 | 0.41 | 6584 | 5605 | 0.5 | 5519 | 6872 | 0.62 | 4252 | 770 | 0.07 | 10354 | 524 | 0.05 | 10599
223 | San Bernardino | SCE Eastern | {} | 3631 | 0 | 0 | 3631 | 1 | 12 | 0 |  |  | 1700 | 0.47 | 0.28 | 47 | 0.01 | 75 | 0.02 |  | 2605 | 0.72 | 0 | 0 | 0 | 0 | 3631 | 2319 | 0.64 | 1312 | 3631 | 1 | 0 | 3631 | 1 | 0 | 1758 | 0.48 | 1873 | 56 | 0.02 | 3575
224 | Las Positas | PGE GBA | {'Los Positas': [0.0, 994.0], 'Vasco': [1.2, 994.0], 'Cayetano': [3.3, 994.0], 'Vineyard': [6.9, 165.0], 'North Dublin': [7.4, 854.0]} | 18560 | 994 | 0.05 | 17566 | 0.95 | 400 | 0.02 |  |  | 17184 | 0.93 | 0.1 | 2077 | 0.11 | 123 | 0.01 |  | 17849 | 0.96 | 0 | 0 | 12763 | 0.69 | 5797 | 11902 | 0.64 | 6658 | 14304 | 0.77 | 4256 | 16509 | 0.89 | 2052 | 4973 | 0.27 | 13587 | 1513 | 0.08 | 17048
225 | Pomerado | SDGE Imperial | {} | 5218 | 0 | 0 | 5218 | 1 | 22 | 0 |  |  | 2778 | 0.53 | 0.21 | 13 | 0 | 3 | 0 |  | 580 | 0.11 | 4621 | 0.89 | 3982 | 0.76 | 1236 | 2005 | 0.38 | 3213 | 2958 | 0.57 | 2260 | 5199 | 1 | 19 | 1083 | 0.21 | 4135 | 77 | 0.01 | 5141
226 | Altamont Midway (Sandhill) | PGE GBA | {} | 25043 | 0 | 0 | 25043 | 1 | 4519 | 0.18 |  |  | 20101 | 0.8 | 0.07 | 603 | 0.02 | 20 | 0 |  | 24913 | 0.99 | 0 | 0 | 23568 | 0.94 | 1475 | 11502 | 0.46 | 13541 | 18383 | 0.73 | 6660 | 25043 | 1 | 0 | 4240 | 0.17 | 20803 | 1741 | 0.07 | 23302
227 | Wheeler Ridge | PGE Kern | {'Tejon': [4.9, 436.0], 'Lakeview': [7.0, 73.0]} | 44667 | 2158 | 0.05 | 42509 | 0.95 | 3191 | 0.07 |  |  | 40508 | 0.91 | 0.08 | 3046 | 0.07 | 38290 | 0.86 |  | 0 | 0 | 0 | 0 | 2100 | 0.05 | 42567 | 5930 | 0.13 | 38737 | 8260 | 0.18 | 36407 | 9124 | 0.2 | 35543 | 0 | 0 | 44667 | 855 | 0.02 | 43812
228 | El Cajon | SDGE Imperial | {} | 73 | 0 | 0 | 73 | 1 | 0 | 0 |  |  | 1 | 0.01 | 0.3 | 0 | 0 | 0 | 0 |  | 66 | 0.91 | 0 | 0 | 72 | 0.99 | 1 | 73 | 1 | 0 | 1 | 0.01 | 72 | 73 | 1 | 0 | 0 | 0 | 73 | 6 | 0.08 | 67
229 | Ellis | SCE Metro | {} | 3697 | 0 | 0 | 3697 | 1 | 46 | 0.01 |  |  | 11 | 0 | 0.69 | 0 | 0 | 0 | 0 |  | 0 | 0 | 0 | 0 | 0 | 0 | 3697 | 830 | 0.22 | 2866 | 3696 | 1 | 1 | 3696 | 1 | 1 | 0 | 0 | 3697 | 317 | 0.09 | 3379
230 | French Camp | PGE GBA | {'Weber': [3.8, 1254.0], 'Stockton A': [4.6, 201.0], 'Vierra': [5.9, 255.0], 'Manteca': [6.7, 597.0]} | 17422 | 1361 | 0.08 | 16060 | 0.92 | 0 | 0 |  |  | 13723 | 0.79 | 0.14 | 1850 | 0.11 | 14048 | 0.81 |  | 0 | 0 | 0 | 0 | 0 | 0 | 17422 | 276 | 0.02 | 17145 | 276 | 0.02 | 17145 | 276 | 0.02 | 17145 | 0 | 0 | 17422 | 429 | 0.02 | 16993
231 | Exchequer | PGE Fresno | {} | 18551 | 595 | 0.03 | 17957 | 0.97 | 3418 | 0.18 |  |  | 13262 | 0.71 | 0.07 | 143 | 0.01 | 0 | 0 |  | 11189 | 0.6 | 0 | 0 | 14821 | 0.8 | 3730 | 2531 | 0.14 | 16021 | 740 | 0.04 | 17811 | 15894 | 0.86 | 2657 | 14138 | 0.76 | 4413 | 427 | 0.02 | 18124
232 | Higgins | PGE NGBA | {'Bell': [6.8, 85.0]} | 30692 | 1921 | 0.06 | 28771 | 0.94 | 6 | 0 |  |  | 5690 | 0.19 | 0.4 | 881 | 0.03 | 475 | 0.02 |  | 29076 | 0.95 | 0 | 0 | 28677 | 0.93 | 2015 | 0 | 0 | 30692 | 194 | 0.01 | 30499 | 28677 | 0.93 | 2015 | 2621 | 0.09 | 28071 | 2015 | 0.07 | 28677
233 | Mead | SCE EOP | {} | 22889 | 7188 | 0.31 | 15701 | 0.69 | 0 | 0 |  |  | 0 | 0 | 0 | 0 | 0 | 0 | 0 |  | 0 | 0 | 0 | 0 | 0 | 0 | 22889 | 0 | 0 | 22889 | 0 | 0 | 22889 | 0 | 0 | 22889 | 0 | 0 | 22889 | 0 | 0 | 22889
234 | Kearney | PGE Fresno | {'West Fresno': [3.6, 3041.0], 'California Ave': [6.6, 622.0], 'Ashlan': [6.8, 194.0], 'Figarden': [8.2, 18.0], 'Fig Garden': [8.2, 18.0], 'Malaga': [8.6, 57.0], 'Mc Mullin': [9.7, 274.0], 'Herndon': [9.9, 17.0]} | 29202 | 9493 | 0.33 | 19709 | 0.67 | 1403 | 0.05 |  |  | 18568 | 0.64 | 0.17 | 7619 | 0.26 | 19696 | 0.67 |  | 0 | 0 | 0 | 0 | 0 | 0 | 29202 | 0 | 0 | 29202 | 0 | 0 | 29202 | 0 | 0 | 29202 | 0 | 0 | 29202 | 15 | 0 | 29187
235 | Waukena | PGE Fresno | {'Corcoran': [2.3, 9226.0], 'Guernsey': [7.5, 5066.0], 'GWF Hanford': [9.9, 76.0]} | 38079 | 17437 | 0.46 | 20643 | 0.54 | 5039 | 0.13 |  |  | 31232 | 0.82 | 0.07 | 21736 | 0.57 | 10107 | 0.27 |  | 0 | 0 | 0 | 0 | 3537 | 0.09 | 34542 | 70 | 0 | 38010 | 10446 | 0.27 | 27634 | 13155 | 0.35 | 24925 | 674 | 0.02 | 37405 | 3274 | 0.09 | 34805
236 | Lamont | PGE Kern | {'Unknown - 3327': [0.1, 4544.0], 'Grimmway-Malaga': [3.4, 1336.0], 'Magunden': [5.6, 1989.0], 'Columbus': [8.3, 302.0], 'Casaloma': [8.8, 653.0], 'Cal Water': [9.0, 281.0], 'Panama': [9.0, 1005.0]} | 33029 | 4592 | 0.14 | 28437 | 0.86 | 0 | 0 |  |  | 29597 | 0.9 | 0.12 | 1100 | 0.03 | 28012 | 0.85 |  | 317 | 0.01 | 0 | 0 | 7 | 0 | 33022 | 286 | 0.01 | 32743 | 3339 | 0.1 | 29690 | 3339 | 0.1 | 29690 | 4 | 0 | 33025 | 8 | 0 | 33021
237 | Kramer | SCE NOL | {} | 6518 | 0 | 0 | 6518 | 1 | 166 | 0.03 |  |  | 2329 | 0.36 | 0.4 | 0 | 0 | 0 | 0 |  | 0 | 0 | 0 | 0 | 6518 | 1 | 0 | 3360 | 0.52 | 3157 | 0 | 0 | 6518 | 6518 | 1 | 0 | 1804 | 0.28 | 4714 | 87 | 0.01 | 6431
238 | New Colgate | PGE NGBA | {'Colgate': [0.1, 672.0]} | 26811 | 761 | 0.03 | 26050 | 0.97 | 1168 | 0.04 |  |  | 13820 | 0.52 | 0.17 | 391 | 0.01 | 84 | 0 |  | 16992 | 0.63 | 9481 | 0.35 | 26033 | 0.97 | 779 | 346 | 0.01 | 26466 | 4462 | 0.17 | 22349 | 26033 | 0.97 | 779 | 6572 | 0.25 | 20239 | 682 | 0.03 | 26129
239 | Weber | PGE GBA | {'Stockton A': [3.3, 1167.0], 'French Camp': [3.8, 1254.0], 'Manteca': [8.3, 795.0], 'Vierra': [8.7, 145.0]} | 13083 | 7275 | 0.56 | 5808 | 0.44 | 0 | 0 |  |  | 8795 | 0.67 | 0.16 | 5563 | 0.43 | 5522 | 0.42 |  | 0 | 0 | 0 | 0 | 0 | 0 | 13083 | 15 | 0 | 13068 | 98 | 0.01 | 12985 | 98 | 0.01 | 12985 | 0 | 0 | 13083 | 311 | 0.02 | 12772
240 | Malaga | PGE Fresno | {'California Ave': [2.8, 833.0], 'West Fresno': [5.4, 342.0], 'Sanger': [6.4, 3787.0], 'McCall': [7.5, 1456.0], 'Kearney (New)': [8.6, 57.0]} | 17400 | 5802 | 0.33 | 11598 | 0.67 | 0 | 0 |  |  | 5988 | 0.34 | 0.27 | 4045 | 0.23 | 11577 | 0.67 |  | 0 | 0 | 0 | 0 | 0 | 0 | 17400 | 0 | 0 | 17400 | 0 | 0 | 17400 | 0 | 0 | 17400 | 0 | 0 | 17400 | 25 | 0 | 17376
241 | Old Town | SDGE Imperial | {'Vine': [2.0, 777.0], 'Point Loma': [2.9, 790.0], 'Mission': [3.4, 34.0], 'Silvergate': [5.7, 754.0]} | 2667 | 786 | 0.29 | 1881 | 0.71 | 1287 | 0.48 |  |  | 132 | 0.05 | 0.32 | 0 | 0 | 0 | 0 |  | 0 | 0 | 0 | 0 | 16 | 0.01 | 2651 | 125 | 0.05 | 2543 | 1864 | 0.7 | 804 | 1864 | 0.7 | 804 | 0 | 0 | 2667 | 1 | 0 | 2667
242 | Viejo | SCE Metro | {'Santiago': [7.2, 243.0]} | 3800 | 241 | 0.06 | 3559 | 0.94 | 898 | 0.24 |  |  | 877 | 0.23 | 0.39 | 17 | 0 | 33 | 0.01 |  | 1149 | 0.3 | 2317 | 0.61 | 567 | 0.15 | 3233 | 2434 | 0.64 | 1366 | 3030 | 0.8 | 770 | 3524 | 0.93 | 276 | 1741 | 0.46 | 2058 | 414 | 0.11 | 3385
243 | Shadowridge | SDGE Imperial | {'San Marcos': [2.5, 5.0], 'Escondido': [7.1, 5.0]} | 25 | 5 | 0.22 | 20 | 0.78 | 0 | 0.01 |  |  | 1 | 0.04 | 0.55 | 0 | 0 | 0 | 0 |  | 11 | 0.44 | 0 | 0 | 4 | 0.15 | 21 | 12 | 0.48 | 13 | 12 | 0.48 | 13 | 12 | 0.48 | 13 | 0 | 0 | 25 | 8 | 0.32 | 17
244 | Chowchilla | PGE Fresno | {'Chowchilla': [0.0, 15817.0], 'Le Grand': [4.6, 5131.0], 'Dairyland': [5.8, 8711.0]} | 41334 | 15879 | 0.38 | 25455 | 0.62 | 4882 | 0.12 |  |  | 30673 | 0.74 | 0.1 | 24937 | 0.6 | 12121 | 0.29 |  | 13325 | 0.32 | 0 | 0 | 9365 | 0.23 | 31970 | 11031 | 0.27 | 30303 | 11031 | 0.27 | 30303 | 15122 | 0.37 | 26212 | 0 | 0 | 41334 | 2668 | 0.06 | 38666
245 | ECO | SDGE Imperial | {'Boulevard': [9.3, 74.0]} | 3416 | 1426 | 0.42 | 1989 | 0.58 | 156 | 0.05 |  |  | 2436 | 0.71 | 0.13 | 0 | 0 | 0 | 0 |  | 0 | 0 | 0 | 0 | 0 | 0 | 3416 | 845 | 0.25 | 2571 | 1196 | 0.35 | 2220 | 1435 | 0.42 | 1981 | 588 | 0.17 | 2828 | 159 | 0.05 | 3256
246 | Roadway | SCE NOL | {'New Sub - Kramer - Lugo (Proposed)': [0.0, 2292.0], 'Victor': [5.1, 392.0]} | 19537 | 2318 | 0.12 | 17219 | 0.88 | 0 | 0 |  |  | 1265 | 0.06 | 0.53 | 0 | 0 | 0 | 0 |  | 0 | 0 | 0 | 0 | 8920 | 0.46 | 10616 | 14604 | 0.75 | 4933 | 921 | 0.05 | 18615 | 17169 | 0.88 | 2368 | 1533 | 0.08 | 18003 | 139 | 0.01 | 19398
247 | Miguel | SDGE Imperial | {} | 1800 | 0 | 0 | 1800 | 1 | 110 | 0.06 |  |  | 1040 | 0.58 | 0.57 | 0 | 0 | 0 | 0 |  | 1339 | 0.74 | 0 | 0 | 145 | 0.08 | 1655 | 1758 | 0.98 | 42 | 1543 | 0.86 | 256 | 1800 | 1 | 0 | 816 | 0.45 | 984 | 48 | 0.03 | 1752
248 | Moss Landing | PGE GBA | {} | 15149 | 1237 | 0.08 | 13912 | 0.92 | 47 | 0 |  |  | 11877 | 0.78 | 0.12 | 1618 | 0.11 | 7905 | 0.52 |  | 0 | 0 | 0 | 0 | 63 | 0 | 15087 | 9323 | 0.62 | 5826 | 9593 | 0.63 | 5556 | 9656 | 0.64 | 5494 | 0 | 0 | 15149 | 1354 | 0.09 | 13795
249 | Mendota | PGE Fresno | {'Cheney': [7.3, 1040.0], 'Hammonds': [7.9, 1.0], 'Panoche': [8.2, 60.0], 'Tranquility': [9.6, 616.0]} | 46445 | 19485 | 0.42 | 26960 | 0.58 | 4486 | 0.1 |  |  | 41150 | 0.89 | 0.07 | 21749 | 0.47 | 23278 | 0.5 |  | 7044 | 0.15 | 0 | 0 | 27 | 0 | 46419 | 1853 | 0.04 | 44592 | 9935 | 0.21 | 36511 | 10855 | 0.23 | 35590 | 0 | 0 | 46445 | 94 | 0 | 46351
250 | Coolwater | SCE NOL | {} | 13189 | 123 | 0.01 | 13065 | 0.99 | 656 | 0.05 |  |  | 8161 | 0.62 | 0.23 | 3 | 0 | 0 | 0 |  | 0 | 0 | 0 | 0 | 13063 | 0.99 | 126 | 10622 | 0.81 | 2566 | 6676 | 0.51 | 6512 | 13063 | 0.99 | 126 | 5203 | 0.39 | 7986 | 439 | 0.03 | 12750
251 | Innovation | SCE EOP | {'Mercury': [5.5, 752.0]} | 4708 | 2003 | 0.43 | 2704 | 0.57 | 0 | 0 |  |  | 0 | 0 | 0 | 0 | 0 | 0 | 0 |  | 0 | 0 | 0 | 0 | 0 | 0 | 4708 | 0 | 0 | 4708 | 0 | 0 | 4708 | 0 | 0 | 4708 | 0 | 0 | 4708 | 0 | 0 | 4708
252 | Inyo | SCE NOL | {'Control': [2.2, 747.0]} | 3063 | 755 | 0.25 | 2308 | 0.75 | 2039 | 0.67 |  |  | 927 | 0.3 | 0.03 | 0 | 0 | 0 | 0 |  | 0 | 0 | 0 | 0 | 0 | 0 | 3063 | 590 | 0.19 | 2473 | 950 | 0.31 | 2113 | 1228 | 0.4 | 1835 | 1252 | 0.41 | 1811 | 132 | 0.04 | 2931
253 | Richmond | Northeast CA | {'Leavitt': [7.1, 414.0]} | 26436 | 3842 | 0.15 | 22594 | 0.85 | 812 | 0.03 |  |  | 21014 | 0.79 | 0.16 | 2291 | 0.09 | 0 | 0 |  | 19152 | 0.72 | 0 | 0 | 17000 | 0.64 | 9437 | 2475 | 0.09 | 23961 | 740 | 0.03 | 25696 | 18082 | 0.68 | 8354 | 16706 | 0.63 | 9730 | 1320 | 0.05 | 25116
254 | Salinas | PGE GBA | {'Buena Vista': [2.3, 640.0], 'Crazy Horse Canyon': [7.4, 638.0]} | 21690 | 2432 | 0.11 | 19257 | 0.89 | 4 | 0 |  |  | 20188 | 0.93 | 0.11 | 1633 | 0.08 | 17404 | 0.8 |  | 1401 | 0.06 | 0 | 0 | 39 | 0 | 21651 | 711 | 0.03 | 20979 | 3671 | 0.17 | 18018 | 3710 | 0.17 | 17980 | 386 | 0.02 | 21304 | 601 | 0.03 | 21089
255 | Cloverdale | PGE NGBA | {} | 23138 | 2040 | 0.09 | 21098 | 0.91 | 4011 | 0.17 |  |  | 17016 | 0.74 | 0.1 | 1699 | 0.07 | 805 | 0.03 |  | 13375 | 0.58 | 2450 | 0.11 | 12267 | 0.53 | 10871 | 6174 | 0.27 | 16964 | 11394 | 0.49 | 11744 | 19911 | 0.86 | 3227 | 10763 | 0.47 | 12375 | 408 | 0.02 | 22729
256 | Colgate | PGE NGBA | {'New Colgate': [0.1, 672.0]} | 26563 | 672 | 0.03 | 25891 | 0.97 | 1168 | 0.04 |  |  | 13567 | 0.51 | 0.17 | 393 | 0.01 | 84 | 0 |  | 16606 | 0.63 | 9619 | 0.36 | 25880 | 0.97 | 683 | 357 | 0.01 | 26206 | 4475 | 0.17 | 22088 | 25880 | 0.97 | 683 | 6446 | 0.24 | 20116 | 675 | 0.03 | 25888
257 | New Sub - Suncrest - Ocotillo (Proposed) | SDGE Imperial | {'Crestwood': [8.6, 518.0]} | 30079 | 1750 | 0.06 | 28329 | 0.94 | 17714 | 0.59 |  |  | 11620 | 0.39 | 0.05 | 107 | 0 | 18 | 0 |  | 924 | 0.03 | 29087 | 0.97 | 0 | 0 | 30078 | 9613 | 0.32 | 20465 | 12572 | 0.42 | 17506 | 16035 | 0.53 | 14044 | 21566 | 0.72 | 8512 | 844 | 0.03 | 29235
258 | East Nicolaus | PGE NGBA | {'Rio Oso': [4.4, 4828.0]} | 41767 | 5521 | 0.13 | 36247 | 0.87 | 468 | 0.01 |  |  | 36080 | 0.86 | 0.11 | 7295 | 0.17 | 28737 | 0.69 |  | 0 | 0 | 0 | 0 | 13020 | 0.31 | 28748 | 4935 | 0.12 | 36833 | 21698 | 0.52 | 20069 | 24610 | 0.59 | 17157 | 0 | 0 | 41767 | 3229 | 0.08 | 38539
259 | Renfro | PGE Kern | {'Kern Power': [3.8, 316.0], '7th Standard': [4.1, 810.0], 'Rosedale': [4.9, 6.0], 'Tupman': [6.4, 154.0], 'Rio Bravo': [6.6, 632.0], 'Lerdo': [7.9, 738.0]} | 22571 | 1085 | 0.05 | 21486 | 0.95 | 20 | 0 |  |  | 17684 | 0.78 | 0.31 | 268 | 0.01 | 14682 | 0.65 |  | 91 | 0 | 0 | 0 | 9770 | 0.43 | 12801 | 4689 | 0.21 | 17882 | 12793 | 0.57 | 9779 | 14122 | 0.63 | 8449 | 0 | 0 | 22571 | 3272 | 0.14 | 19299
260 | Julian Hinds | SCE Eastern | {} | 570 | 0 | 0 | 570 | 1 | 409 | 0.72 |  |  | 159 | 0.28 | 0.02 | 0 | 0 | 0 | 0 |  | 0 | 0 | 0 | 0 | 569 | 1 | 1 | 311 | 0.55 | 259 | 232 | 0.41 | 337 | 569 | 1 | 1 | 88 | 0.16 | 481 | 0 | 0 | 570
261 | Old River | PGE Kern | {'Panama': [7.5, 1725.0], 'Stockdale': [7.8, 1181.0], 'Lakeview': [7.9, 1101.0], 'Tevis': [7.9, 1394.0]} | 45403 | 10091 | 0.22 | 35312 | 0.78 | 8974 | 0.2 |  |  | 31813 | 0.7 | 0.09 | 7666 | 0.17 | 32113 | 0.71 |  | 0 | 0 | 0 | 0 | 0 | 0 | 45403 | 3737 | 0.08 | 41666 | 12012 | 0.26 | 33391 | 12012 | 0.26 | 33391 | 0 | 0 | 45403 | 121 | 0 | 45282
262 | Bellevue | PGE NGBA | {'Santa Rosa A': [4.0, 0.0], 'Monroe': [5.4, 1.0]} | 11240 | 208 | 0.02 | 11033 | 0.98 | 0 | 0 |  |  | 3547 | 0.32 | 0.32 | 2005 | 0.18 | 796 | 0.07 |  | 2803 | 0.25 | 0 | 0 | 6579 | 0.59 | 4661 | 4237 | 0.38 | 7004 | 7171 | 0.64 | 4069 | 9405 | 0.84 | 1836 | 1071 | 0.1 | 10169 | 1213 | 0.11 | 10028
263 | Highline | SDGE Imperial | {'North Gila - IV (Proposed)': [4.2, 691.0], 'Drop 4': [5.5, 577.0]} | 23817 | 1956 | 0.08 | 21861 | 0.92 | 3327 | 0.14 |  |  | 20149 | 0.85 | 0.07 | 987 | 0.04 | 19654 | 0.83 |  | 0 | 0 | 0 | 0 | 0 | 0 | 23817 | 3397 | 0.14 | 20420 | 3397 | 0.14 | 20420 | 3397 | 0.14 | 20420 | 1418 | 0.06 | 22399 | 877 | 0.04 | 22940
264 | Clayton | PGE GBA | {'Kirker': [6.3, 583.0], 'Pittsburg': [7.5, 418.0], 'GWF 2': [7.7, 513.0]} | 3458 | 583 | 0.17 | 2875 | 0.83 | 180 | 0.05 |  |  | 2812 | 0.81 | 0.07 | 0 | 0 | 0 | 0 |  | 3382 | 0.98 | 0 | 0 | 509 | 0.15 | 2948 | 2155 | 0.62 | 1303 | 2155 | 0.62 | 1303 | 2155 | 0.62 | 1303 | 1292 | 0.37 | 2165 | 185 | 0.05 | 3273
265 | Hilltop | Northeast CA | {} | 37575 | 7421 | 0.2 | 30154 | 0.8 | 0 | 0 |  |  | 0 | 0 | 0 | 2881 | 0.08 | 803 | 0.02 |  | 0 | 0 | 0 | 0 | 11935 | 0.32 | 25640 | 8766 | 0.23 | 28810 | 60 | 0 | 37515 | 20701 | 0.55 | 16874 | 21898 | 0.58 | 15677 | 2429 | 0.06 | 35146
266 | Lakeville | PGE NGBA | {'Corona': [4.2, 11.0]} | 20313 | 114 | 0.01 | 20199 | 0.99 | 626 | 0.03 |  |  | 17367 | 0.86 | 0.1 | 3084 | 0.15 | 1102 | 0.05 |  | 13742 | 0.68 | 0 | 0 | 19669 | 0.97 | 644 | 5247 | 0.26 | 15066 | 12472 | 0.61 | 7841 | 19920 | 0.98 | 392 | 6089 | 0.3 | 14223 | 812 | 0.04 | 19501
267 | Fig Garden | PGE Fresno | {'Figarden': [0.0, 4280.0], 'Ashlan': [2.6, 730.0], 'Gregg': [3.8, 3861.0], 'Herndon': [3.8, 4278.0], 'West Fresno': [7.5, 0.0], 'Kearney (New)': [8.2, 18.0], 'Borden': [9.8, 17.0]} | 12262 | 4284 | 0.35 | 7978 | 0.65 | 0 | 0 |  |  | 9781 | 0.8 | 0.13 | 6503 | 0.53 | 4308 | 0.35 |  | 1049 | 0.09 | 0 | 0 | 4453 | 0.36 | 7808 | 2902 | 0.24 | 9360 | 2902 | 0.24 | 9360 | 5841 | 0.48 | 6421 | 0 | 0 | 12262 | 789 | 0.06 | 11472
268 | GWF Tracy | PGE GBA | {'Lammers': [0.7, 1703.0], 'Tesla': [4.1, 1599.0], 'Midway Green Ridge Services': [5.4, 348.0]} | 27007 | 1703 | 0.06 | 25304 | 0.94 | 7145 | 0.26 |  |  | 13124 | 0.49 | 0.39 | 2353 | 0.09 | 4305 | 0.16 |  | 18915 | 0.7 | 0 | 0 | 15350 | 0.57 | 11657 | 21107 | 0.78 | 5900 | 18574 | 0.69 | 8433 | 21107 | 0.78 | 5900 | 9089 | 0.34 | 17918 | 449 | 0.02 | 26558
269 | Pahrump | SCE EOP | {'Gamebird': [4.5, 2040.0], 'Thousandaire': [4.6, 3086.0], 'Charleston': [8.1, 40.0], 'Vista 2': [8.7, 1341.0]} | 9857 | 7527 | 0.76 | 2330 | 0.24 | 0 | 0 |  |  | 0 | 0 | 0 | 0 | 0 | 0 | 0 |  | 0 | 0 | 0 | 0 | 0 | 0 | 9857 | 0 | 0 | 9857 | 0 | 0 | 9857 | 0 | 0 | 9857 | 0 | 0 | 9857 | 0 | 0 | 9857
270 | Curtis | PGE GBA | {'Racetrack': [5.1, 1725.0], 'Race Track': [5.1, 1739.0], 'Mi-Wuk': [7.8, 220.0]} | 16725 | 7159 | 0.43 | 9566 | 0.57 | 0 | 0 |  |  | 7968 | 0.48 | 0.3 | 167 | 0.01 | 26 | 0 |  | 16620 | 0.99 | 29 | 0 | 539 | 0.03 | 16186 | 2412 | 0.14 | 14313 | 2522 | 0.15 | 14203 | 3503 | 0.21 | 13222 | 6421 | 0.38 | 10304 | 379 | 0.02 | 16346
271 | Quinto | PGE Fresno | {'Los Banos': [5.3, 1328.0], 'Padre Flats SW STA': [9.4, 277.0]} | 23543 | 3834 | 0.16 | 19708 | 0.84 | 6983 | 0.3 |  |  | 15208 | 0.65 | 0.13 | 3780 | 0.16 | 7176 | 0.3 |  | 13345 | 0.57 | 0 | 0 | 12569 | 0.53 | 10974 | 43 | 0 | 23499 | 2085 | 0.09 | 21458 | 12569 | 0.53 | 10974 | 6813 | 0.29 | 16730 | 853 | 0.04 | 22690
272 | Melrose | SDGE Imperial | {'Ocean Ranch': [2.4, 275.0], 'Pendleton': [8.5, 246.0], 'Monserate': [8.6, 330.0]} | 2429 | 685 | 0.28 | 1745 | 0.72 | 0 | 0 |  |  | 89 | 0.04 | 0.62 | 622 | 0.26 | 180 | 0.07 |  | 42 | 0.02 | 0 | 0 | 653 | 0.27 | 1776 | 1059 | 0.44 | 1371 | 1199 | 0.49 | 1231 | 1217 | 0.5 | 1213 | 192 | 0.08 | 2238 | 84 | 0.03 | 2345
273 | Valley (VEA) | SCE EOP | {'Valley Switch': [4.9, 14930.0]} | 40601 | 39607 | 0.98 | 994 | 0.02 | 886 | 0.02 |  |  | 0 | 0 | 0.01 | 0 | 0 | 0 | 0 |  | 0 | 0 | 0 | 0 | 0 | 0 | 40601 | 0 | 0 | 40601 | 0 | 0 | 40601 | 0 | 0 | 40601 | 889 | 0.02 | 39711 | 0 | 0 | 40601
274 | Avocado | SDGE Imperial | {'Monserate': [3.9, 309.0], 'Pala': [7.4, 488.0]} | 9829 | 514 | 0.05 | 9315 | 0.95 | 0 | 0 |  |  | 1267 | 0.13 | 0.38 | 2876 | 0.29 | 169 | 0.02 |  | 4312 | 0.44 | 4970 | 0.51 | 9089 | 0.92 | 741 | 483 | 0.05 | 9346 | 2317 | 0.24 | 7513 | 9191 | 0.94 | 638 | 837 | 0.09 | 8992 | 581 | 0.06 | 9248
275 | New Sub - North Gila - IV (Proposed) | SDGE Imperial | {'North Gila - IV (Proposed)': [2.1, 929.0], 'Highline': [5.5, 577.0]} | 15459 | 953 | 0.06 | 14507 | 0.94 | 10759 | 0.7 |  |  | 4251 | 0.27 | 0.04 | 156 | 0.01 | 3610 | 0.23 |  | 0 | 0 | 0 | 0 | 0 | 0 | 15459 | 12317 | 0.8 | 3143 | 12317 | 0.8 | 3143 | 12317 | 0.8 | 3143 | 5082 | 0.33 | 10378 | 2117 | 0.14 | 13342
276 | Caliente | PGE Kern | {} | 28665 | 5346 | 0.19 | 23320 | 0.81 | 4698 | 0.16 |  |  | 21390 | 0.75 | 0.08 | 301 | 0.01 | 0 | 0 |  | 13728 | 0.48 | 0 | 0 | 9675 | 0.34 | 18990 | 5737 | 0.2 | 22929 | 10244 | 0.36 | 18421 | 16503 | 0.58 | 12163 | 15793 | 0.55 | 12872 | 1177 | 0.04 | 27488
277 | San Luis Obispo | PGE Kern | {} | 15528 | 2381 | 0.15 | 13147 | 0.85 | 1736 | 0.11 |  |  | 12041 | 0.78 | 0.09 | 1197 | 0.08 | 1925 | 0.12 |  | 12255 | 0.79 | 82 | 0.01 | 2220 | 0.14 | 13308 | 499 | 0.03 | 15029 | 9233 | 0.59 | 6295 | 9587 | 0.62 | 5941 | 5701 | 0.37 | 9826 | 1568 | 0.1 | 13960
278 | Valley Home | PGE GBA | {'Avena': [6.0, 760.0], 'Riverbank': [6.4, 7844.0], 'Cottle': [8.7, 2609.0]} | 45480 | 11498 | 0.25 | 33981 | 0.75 | 1767 | 0.04 |  |  | 28904 | 0.64 | 0.15 | 31594 | 0.69 | 5196 | 0.11 |  | 17339 | 0.38 | 0 | 0 | 31435 | 0.69 | 14044 | 0 | 0 | 45480 | 4709 | 0.1 | 40771 | 31750 | 0.7 | 13729 | 2704 | 0.06 | 42775 | 1440 | 0.03 | 44040
279 | Big Creek | PGE Fresno | {} | 15893 | 482 | 0.03 | 15412 | 0.97 | 12249 | 0.77 |  |  | 3585 | 0.23 | 0.04 | 0 | 0 | 0 | 0 |  | 1519 | 0.1 | 0 | 0 | 6095 | 0.38 | 9798 | 14789 | 0.93 | 1104 | 3189 | 0.2 | 12704 | 14808 | 0.93 | 1085 | 7694 | 0.48 | 8199 | 924 | 0.06 | 14969
280 | West Fresno | PGE Fresno | {'California Ave': [3.0, 917.0], 'Kearney (New)': [3.6, 3041.0], 'Ashlan': [5.2, 177.0], 'Malaga': [5.4, 342.0], 'Figarden': [7.5, 0.0], 'Fig Garden': [7.5, 0.0]} | 13882 | 3403 | 0.25 | 10479 | 0.75 | 0 | 0 |  |  | 5804 | 0.42 | 0.24 | 2086 | 0.15 | 10482 | 0.76 |  | 0 | 0 | 0 | 0 | 0 | 0 | 13882 | 0 | 0 | 13882 | 0 | 0 | 13882 | 0 | 0 | 13882 | 0 | 0 | 13882 | 3 | 0 | 13880
281 | Sylmar | SCE Northern | {'Saugus': [9.2, 33.0]} | 2695 | 468 | 0.17 | 2227 | 0.83 | 0 | 0 |  |  | 1991 | 0.74 | 0.14 | 0 | 0 | 6 | 0 |  | 1925 | 0.71 | 202 | 0.08 | 900 | 0.33 | 1795 | 0 | 0 | 2695 | 404 | 0.15 | 2291 | 1304 | 0.48 | 1391 | 776 | 0.29 | 1919 | 496 | 0.18 | 2199
282 | Tracy | PGE GBA | {} | 36439 | 0 | 0 | 36439 | 1 | 7088 | 0.19 |  |  | 24408 | 0.67 | 0.2 | 3531 | 0.1 | 13310 | 0.37 |  | 18272 | 0.5 | 0 | 0 | 20792 | 0.57 | 15648 | 18664 | 0.51 | 17775 | 18333 | 0.5 | 18106 | 27290 | 0.75 | 9149 | 2271 | 0.06 | 34168 | 3056 | 0.08 | 33384
283 | Pease | PGE NGBA | {'East Marysville': [5.4, 1097.0], 'Bogue': [5.5, 87.0], 'Olivehurst': [8.3, 0.0], 'Greenleaf 1': [8.4, 84.0], 'Sutter Power': [8.4, 84.0]} | 30161 | 2608 | 0.09 | 27553 | 0.91 | 182 | 0.01 |  |  | 19337 | 0.64 | 0.2 | 9332 | 0.31 | 16345 | 0.54 |  | 561 | 0.02 | 0 | 0 | 3712 | 0.12 | 26449 | 4800 | 0.16 | 25361 | 15027 | 0.5 | 15135 | 18739 | 0.62 | 11422 | 576 | 0.02 | 29586 | 1083 | 0.04 | 29079
284 | Spring Valley | SDGE Imperial | {} | 245 | 0 | 0 | 245 | 1 | 0 | 0 |  |  | 34 | 0.14 | 0.21 | 0 | 0 | 0 | 0 |  | 197 | 0.81 | 0 | 0 | 103 | 0.42 | 142 | 245 | 1 | 0 | 245 | 1 | 0 | 245 | 1 | 0 | 37 | 0.15 | 208 | 14 | 0.06 | 231
285 | Honcut | PGE NGBA | {} | 38669 | 652 | 0.02 | 38017 | 0.98 | 1086 | 0.03 |  |  | 29924 | 0.77 | 0.13 | 8260 | 0.21 | 21494 | 0.56 |  | 6453 | 0.17 | 0 | 0 | 34929 | 0.9 | 3740 | 0 | 0 | 38669 | 618 | 0.02 | 38051 | 34929 | 0.9 | 3740 | 1309 | 0.03 | 37360 | 7880 | 0.2 | 30789
286 | Rancho Mission Viejo | SDGE Imperial | {'Margarita': [2.4, 575.0], 'Capistrano': [3.9, 544.0], 'Q1806': [4.5, 540.0], 'Trabuco': [5.0, 461.0], 'Talega': [5.3, 174.0], 'North of SONGS': [5.5, 115.0]} | 10201 | 1003 | 0.1 | 9198 | 0.9 | 219 | 0.02 |  |  | 8201 | 0.8 | 0.52 | 114 | 0.01 | 3 | 0 |  | 4538 | 0.44 | 5385 | 0.53 | 2312 | 0.23 | 7889 | 7949 | 0.78 | 2251 | 8064 | 0.79 | 2136 | 8064 | 0.79 | 2136 | 6371 | 0.62 | 3830 | 535 | 0.05 | 9666
287 | Encina | SDGE Imperial | {'Cannon': [0.2, 10.0], 'Palomar Airport': [2.9, 5.0], 'San Luis Rey': [5.2, 6.0]} | 131 | 10 | 0.07 | 122 | 0.93 | 5 | 0.03 |  |  | 12 | 0.09 | 0.47 | 0 | 0 | 0 | 0 |  | 0 | 0 | 0 | 0 | 26 | 0.2 | 106 | 111 | 0.84 | 21 | 111 | 0.84 | 21 | 111 | 0.84 | 21 | 0 | 0 | 131 | 15 | 0.12 | 116
288 | Bullard | PGE Fresno | {'Clovis': [4.8, 177.0], 'Woodward': [5.1, 177.0]} | 1673 | 177 | 0.11 | 1496 | 0.89 | 0 | 0 |  |  | 1239 | 0.74 | 0.13 | 895 | 0.54 | 416 | 0.25 |  | 0 | 0 | 0 | 0 | 1158 | 0.69 | 515 | 1055 | 0.63 | 617 | 1055 | 0.63 | 617 | 1161 | 0.69 | 512 | 0 | 0 | 1673 | 465 | 0.28 | 1208
289 | Hicks | PGE GBA | {} | 286 | 0 | 0 | 286 | 1 | 4 | 0.02 |  |  | 114 | 0.4 | 0.12 | 1 | 0 | 0 | 0 |  | 256 | 0.9 | 0 | 0 | 286 | 1 | 0 | 2 | 0.01 | 284 | 255 | 0.89 | 31 | 286 | 1 | 0 | 67 | 0.24 | 219 | 19 | 0.06 | 267
290 | Olivehurst | PGE NGBA | {'Bogue': [4.3, 1297.0], 'East Marysville': [5.1, 2094.0], 'Pease': [8.3, 0.0], 'Greenleaf 1': [8.4, 180.0], 'Sutter Power': [8.4, 186.0]} | 24441 | 11207 | 0.46 | 13234 | 0.54 | 1881 | 0.08 |  |  | 18034 | 0.74 | 0.14 | 11037 | 0.45 | 7623 | 0.31 |  | 23 | 0 | 0 | 0 | 3714 | 0.15 | 20726 | 0 | 0 | 24441 | 0 | 0 | 24441 | 3714 | 0.15 | 20726 | 0 | 0 | 24441 | 3566 | 0.15 | 20874
291 | Temblor | PGE Kern | {'Kernridge': [4.8, 7394.0]} | 34307 | 18262 | 0.53 | 16045 | 0.47 | 4891 | 0.14 |  |  | 29122 | 0.85 | 0.07 | 914 | 0.03 | 2300 | 0.07 |  | 0 | 0 | 0 | 0 | 1196 | 0.03 | 33111 | 5446 | 0.16 | 28860 | 15411 | 0.45 | 18896 | 15411 | 0.45 | 18896 | 445 | 0.01 | 33862 | 52 | 0 | 34255
292 | Olinda | SCE Metro | {} | 1051 | 75 | 0.07 | 976 | 0.93 | 0 | 0 |  |  | 778 | 0.74 | 0.53 | 0 | 0 | 0 | 0 |  | 592 | 0.56 | 0 | 0 | 122 | 0.12 | 929 | 0 | 0 | 1051 | 0 | 0 | 1051 | 122 | 0.12 | 929 | 397 | 0.38 | 654 | 189 | 0.18 | 862
293 | Mt. Eden | PGE GBA | {'Eastshore': [0.9, 48.0], 'Grant': [4.2, 46.0], 'Dumbarton': [5.7, 2.0], 'San Leandro U': [6.0, 6.0]} | 195 | 46 | 0.24 | 149 | 0.76 | 77 | 0.4 |  |  | 76 | 0.39 | 0.04 | 0 | 0 | 0 | 0 |  | 0 | 0 | 0 | 0 | 0 | 0 | 195 | 0 | 0 | 195 | 76 | 0.39 | 119 | 76 | 0.39 | 119 | 0 | 0 | 195 | 140 | 0.72 | 55
294 | Woodland | PGE NGBA | {'Knights Landing': [9.1, 5.0], 'Davis': [9.4, 10.0]} | 29447 | 1861 | 0.06 | 27585 | 0.94 | 3634 | 0.12 |  |  | 22536 | 0.77 | 0.1 | 5275 | 0.18 | 19686 | 0.67 |  | 0 | 0 | 0 | 0 | 16867 | 0.57 | 12579 | 6980 | 0.24 | 22467 | 7763 | 0.26 | 21683 | 20312 | 0.69 | 9134 | 0 | 0 | 29447 | 2167 | 0.07 | 27280
295 | Trabuco | SDGE Imperial | {'Q1806': [2.1, 435.0], 'Margarita': [2.7, 461.0], 'Capistrano': [3.5, 430.0], 'Rancho Mission Viejo': [5.0, 461.0]} | 1810 | 461 | 0.25 | 1350 | 0.75 | 0 | 0 |  |  | 726 | 0.4 | 0.72 | 1 | 0 | 0 | 0 |  | 1520 | 0.84 | 0 | 0 | 361 | 0.2 | 1449 | 1191 | 0.66 | 619 | 1193 | 0.66 | 618 | 1207 | 0.67 | 603 | 146 | 0.08 | 1665 | 205 | 0.11 | 1605
296 | Cantua | PGE Fresno | {'Excelsior': [6.4, 746.0], 'New Sub - Los Banos - Midway (Proposed)': [7.6, 258.0]} | 47777 | 2486 | 0.05 | 45291 | 0.95 | 9806 | 0.21 |  |  | 37603 | 0.79 | 0.07 | 2126 | 0.04 | 38390 | 0.8 |  | 3580 | 0.07 | 0 | 0 | 9480 | 0.2 | 38297 | 0 | 0 | 47777 | 0 | 0 | 47777 | 9480 | 0.2 | 38297 | 3431 | 0.07 | 44346 | 296 | 0.01 | 47481
297 | Rancho Vista | SCE Metro | {} | 109 | 0 | 0 | 109 | 1 | 0 | 0 |  |  | 0 | 0 | 0.75 | 0 | 0 | 0 | 0 |  | 42 | 0.38 | 68 | 0.62 | 109 | 1 | 0 | 109 | 1 | 0 | 109 | 1 | 0 | 109 | 1 | 0 | 0 | 0 | 109 | 0 | 0 | 109
298 | Los Esteros | PGE GBA | {'Nortech': [1.5, 1.0], 'Dixon Landing': [2.2, 153.0], 'Newark': [5.9, 1.0]} | 579 | 153 | 0.26 | 426 | 0.74 | 9 | 0.02 |  |  | 467 | 0.81 | 0.07 | 0 | 0 | 0 | 0 |  | 409 | 0.71 | 0 | 0 | 0 | 0 | 579 | 0 | 0 | 579 | 280 | 0.48 | 300 | 280 | 0.48 | 300 | 166 | 0.29 | 413 | 187 | 0.32 | 392
299 | Humboldt Bay | PGE NGBA | {'Harris': [4.9, 1092.0], 'Humboldt': [5.9, 713.0]} | 9028 | 2633 | 0.29 | 6395 | 0.71 | 1561 | 0.17 |  |  | 4855 | 0.54 | 0.18 | 0 | 0 | 0 | 0 |  | 0 | 0 | 0 | 0 | 820 | 0.09 | 8208 | 4684 | 0.52 | 4344 | 4684 | 0.52 | 4344 | 5283 | 0.59 | 3745 | 2288 | 0.25 | 6740 | 1706 | 0.19 | 7322
300 | Shiloh III | PGE GBA | {'Birds Landing': [3.3, 12358.0], 'Lambie': [3.8, 3420.0], 'Lambie Energy': [3.8, 3426.0], 'Collinsville': [6.2, 8083.0], 'Pittsburg': [9.6, 143.0]} | 39327 | 16288 | 0.41 | 23039 | 0.59 | 6103 | 0.16 |  |  | 32858 | 0.84 | 0.06 | 17586 | 0.45 | 0 | 0 |  | 35614 | 0.91 | 0 | 0 | 2668 | 0.07 | 36659 | 14677 | 0.37 | 24650 | 15788 | 0.4 | 23539 | 20195 | 0.51 | 19132 | 1189 | 0.03 | 38138 | 7199 | 0.18 | 32128
301 | Westpark | PGE Kern | {'Bakersfield': [2.2, 280.0], 'Casaloma': [2.7, 280.0], 'Panama': [5.5, 280.0], 'Columbus': [5.9, 255.0], 'Magunden': [6.7, 280.0]} | 1143 | 280 | 0.24 | 863 | 0.76 | 0 | 0 |  |  | 583 | 0.51 | 0.19 | 0 | 0 | 56 | 0.05 |  | 0 | 0 | 0 | 0 | 862 | 0.75 | 28100% | 0 | 0 | 114300% | 610 | 0.53 | 533 | 862 | 0.75 | 28100% | 0 | 0 | 114300% | 3 | 0 | 1140
302 | Pendleton | SDGE Imperial | {'Monserate': [5.9, 552.0], 'Ocean Ranch': [7.2, 243.0], 'Melrose': [8.5, 246.0]} | 751 | 552 | 0.73 | 200 | 0.27 | 0 | 0 |  |  | 0 | 0 | 0.57 | 372 | 0.49 | 58 | 0.08 |  | 0 | 0 | 0 | 0 | 133 | 0.18 | 61800% | 133 | 0.18 | 61800% | 133 | 0.18 | 618 | 133 | 0.18 | 61800% | 0 | 0 | 75100% | 38 | 0.05 | 713
303 | Burney Forest Power | PGE NGBA | {'Burney Forest': [0.0, 18917.0], 'Carberry': [2.4, 13323.0], 'New Sub - Pit 1 - Cottonwood (Proposed)': [6.7, 1893.0], 'Pit 3': [8.5, 1904.0]} | 38667 | 18922 | 0.49 | 19745 | 0.51 | 17829 | 0.46 |  |  | 20652 | 0.53 | 0.05 | 3737 | 0.1 | 0 | 0 |  | 20514 | 0.53 | 0 | 0 | 11085 | 0.29 | 2758300% | 0 | 0 | 3866700% | 0 | 0 | 38667 | 11085 | 0.29 | 2758300% | 6769 | 0.18 | 3189800% | 4656 | 0.12 | 34011
304 | Llagas | PGE GBA | {} | 22979 | 3956 | 0.17 | 19024 | 0.83 | 4455 | 0.19 |  |  | 9840 | 0.43 | 0.18 | 3058 | 0.13 | 6069 | 0.26 |  | 12532 | 0.55 | 0 | 0 | 12256 | 0.53 | 1072300% | 0 | 0 | 2297900% | 808 | 0.04 | 22172 | 12256 | 0.53 | 1072300% | 7654 | 0.33 | 1532600% | 552 | 0.02 | 22428
305 | Los Banos | PGE Fresno | {'Padre Flats SW STA': [4.2, 1408.0], 'Quinto': [5.3, 1328.0]} | 27430 | 3574 | 0.13 | 23856 | 0.87 | 6277 | 0.23 |  |  | 19691 | 0.72 | 0.09 | 6028 | 0.22 | 3159 | 0.12 |  | 19049 | 0.69 | 0 | 0 | 22267 | 0.81 | 516400% | 3572 | 0.13 | 2385900% | 8364 | 0.3 | 19067 | 22267 | 0.81 | 516400% | 5372 | 0.2 | 2205800% | 1588 | 0.06 | 25842
306 | Peabody | PGE NGBA | {} | 6065 | 94 | 0.02 | 5971 | 0.98 | 477 | 0.08 |  |  | 4723 | 0.78 | 0.17 | 2095 | 0.35 | 923 | 0.15 |  | 3513 | 0.58 | 0 | 0 | 1477 | 0.24 | 458700% | 2181 | 0.36 | 388400% | 4543 | 0.75 | 1521 | 5963 | 0.98 | 10100% | 702 | 0.12 | 536300% | 1234 | 0.2 | 4831
307 | Silvergate | SDGE Imperial | {'Vine': [3.7, 766.0], 'Old Town': [5.7, 754.0], 'Point Loma': [6.1, 765.0], 'Mission': [6.2, 34.0], 'Bay Boulevard': [6.6, 149.0]} | 4616 | 907 | 0.2 | 3709 | 0.8 | 2311 | 0.5 |  |  | 243 | 0.05 | 0.24 | 0 | 0 | 0 | 0 |  | 0 | 0 | 0 | 0 | 47 | 0.01 | 457000% | 424 | 0.09 | 419200% | 3647 | 0.79 | 969 | 3664 | 0.79 | 95200% | 0 | 0 | 461600% | 60 | 0.01 | 4556
308 | Kelso | PGE GBA | {} | 32802 | 0 | 0 | 32802 | 1 | 5626 | 0.17 |  |  | 23287 | 0.71 | 0.2 | 2960 | 0.09 | 8019 | 0.24 |  | 21620 | 0.66 | 0 | 0 | 22048 | 0.67 | 1075400% | 18213 | 0.56 | 1458900% | 19846 | 0.61 | 12956 | 28025 | 0.85 | 477600% | 2404 | 0.07 | 3039800% | 3100 | 0.09 | 29702
309 | Desert View | SCE EOP | {} | 8263 | 5781 | 0.7 | 2482 | 0.3 | 0 | 0 |  |  | 0 | 0 | 0 | 0 | 0 | 0 | 0 |  | 1208 | 0.15 | 0 | 0 | 0 | 0 | 826300% | 0 | 0 | 826300% | 0 | 0 | 8263 | 0 | 0 | 826300% | 0 | 0 | 826300% | 0 | 0 | 8263
310 | Clay | PGE GBA | {} | 21238 | 386 | 0.02 | 20851 | 0.98 | 4068 | 0.19 |  |  | 15275 | 0.72 | 0.09 | 1173 | 0.06 | 1440 | 0.07 |  | 11168 | 0.53 | 0 | 0 | 19485 | 0.92 | 175300% | 10118 | 0.48 | 1112000% | 14027 | 0.66 | 7211 | 20144 | 0.95 | 109300% | 10887 | 0.51 | 1035100% | 2706 | 0.13 | 18532
311 | Calcite | SCE NOL | {} | 27208 | 11745 | 0.43 | 15463 | 0.57 | 1 | 0 |  |  | 5997 | 0.22 | 0.34 | 5 | 0 | 0 | 0 |  | 0 | 0 | 0 | 0 | 14310 | 0.53 | 1289800% | 5641 | 0.21 | 2156700% | 3076 | 0.11 | 24132 | 14607 | 0.54 | 1260200% | 3838 | 0.14 | 2337100% | 435 | 0.02 | 26773
312 | Biola | PGE Fresno | {'Madera': [9.7, 23.0]} | 46594 | 6220 | 0.13 | 40374 | 0.87 | 1108 | 0.02 |  |  | 33002 | 0.71 | 0.13 | 12850 | 0.28 | 31772 | 0.68 |  | 0 | 0 | 0 | 0 | 10140 | 0.22 | 3645400% | 7901 | 0.17 | 3869300% | 9497 | 0.2 | 37097 | 19303 | 0.41 | 2729100% | 0 | 0 | 4659400% | 1379 | 0.03 | 45215
313 | New Sub - Pit 1 - Cottonwood (Proposed) | PGE NGBA | {'Carberry': [4.4, 4100.0], 'Round Mt.': [6.1, 1565.0], 'Burney Forest': [6.7, 1892.0], 'Burney Forest Power': [6.7, 1893.0], 'Cove Road': [6.8, 846.0]} | 35254 | 6865 | 0.19 | 28389 | 0.81 | 23847 | 0.68 |  |  | 10553 | 0.3 | 0.05 | 182 | 0.01 | 92 | 0 |  | 33102 | 0.94 | 0 | 0 | 26100 | 0.74 | 915400% | 1218 | 0.03 | 3403600% | 1218 | 0.03 | 34036 | 26100 | 0.74 | 915400% | 8711 | 0.25 | 2654300% | 1941 | 0.06 | 33313
314 | Olive | PGE Fresno | {'Alpaugh': [4.6, 2772.0]} | 29040 | 12663 | 0.44 | 16377 | 0.56 | 942 | 0.03 |  |  | 23085 | 0.79 | 0.11 | 17090 | 0.59 | 6910 | 0.24 |  | 10727 | 0.37 | 0 | 0 | 12661 | 0.44 | 1637900% | 1938 | 0.07 | 2710200% | 8833 | 0.3 | 20208 | 15185 | 0.52 | 1385500% | 224 | 0.01 | 2881600% | 1677 | 0.06 | 27363
315 | Lugo | SCE Metro | {} | 15716 | 83 | 0.01 | 15633 | 0.99 | 1922 | 0.12 |  |  | 8059 | 0.51 | 0.26 | 0 | 0 | 0 | 0 |  | 11527 | 0.73 | 1967 | 0.13 | 7027 | 0.45 | 868900% | 13879 | 0.88 | 183700% | 11361 | 0.72 | 4355 | 15211 | 0.97 | 50500% | 6266 | 0.4 | 945000% | 811 | 0.05 | 14905
316 | Eagle Rock (PGE) | PGE NGBA | {} | 17911 | 0 | 0 | 17911 | 1 | 2118 | 0.12 |  |  | 11999 | 0.67 | 0.09 | 46 | 0 | 0 | 0 |  | 4532 | 0.25 | 12140 | 0.68 | 13920 | 0.78 | 399100% | 13964 | 0.78 | 394600% | 14717 | 0.82 | 3194 | 17911 | 1 | 0% | 3427 | 0.19 | 1448400% | 287 | 0.02 | 17624
317 | Cosumnes | PGE GBA | {} | 33868 | 0 | 0 | 33868 | 1 | 8258 | 24% |  |  | 19688 | 0.58 | 0.09 | 11114 | 0.33 | 3861 | 11% |  | 8797 | 0.26 | 0 | 0 | 33868 | 1 | 0% | 17171 | 0.51 | 1669700% | 25329 | 0.75 | 853900% | 33868 | 1 | 0% | 10581 | 0.31 | 2328700% | 14334 | 0.42 | 19533
318 | Imperial Valley | SDGE Imperial | {} | 20482 | 1656 | 0.08 | 18826 | 0.92 | 70 | 0% |  |  | 20026 | 0.98 | 0.1 | 2312 | 0.11 | 14296 | 70% |  | 0 | 0 | 0 | 0 | 0 | 0 | 2048200% | 7808 | 0.38 | 1267400% | 7808 | 0.38 | 1267400% | 7808 | 0.38 | 1267400% | 616 | 0.03 | 1986600% | 2407 | 0.12 | 18075
319 | Swift | PGE GBA | {'Evergreen': [2.8, 43.0], 'Piercy': [3.8, 209.0], 'Edenvale': [5.4, 56.0], 'Santa Teresa': [5.8, 22.0], 'Metcalf 1': [7.5, 10.0]} | 4168 | 1112 | 0.27 | 3056 | 0.73 | 645 | 15% |  |  | 2579 | 0.62 | 0.1 | 24 | 0.01 | 0 | 0% |  | 4142 | 0.99 | 0 | 0 | 153 | 0.04 | 401500% | 0 | 0 | 416800% | 444 | 0.11 | 372400% | 453 | 0.11 | 371400% | 2658 | 0.64 | 150900% | 150 | 0.04 | 4017
320 | Windhub | SCE Northern | {} | 31669 | 13794 | 0.44 | 17875 | 0.56 | 74 | 0% |  |  | 12608 | 0.4 | 0.31 | 0 | 0 | 0 | 0% |  | 2213 | 0.07 | 0 | 0 | 10847 | 0.34 | 2082200% | 7700 | 0.24 | 2396900% | 10663 | 0.34 | 2100600% | 17783 | 0.56 | 1388500% | 1656 | 0.05 | 3001200% | 93 | 0 | 31575
321 | Elliott | SDGE Imperial | {} | 665 | 0 | 0 | 665 | 1 | 4 | 1% |  |  | 317 | 0.48 | 0.26 | 0 | 0 | 0 | 0% |  | 657 | 0.99 | 0 | 0 | 656 | 0.99 | 800% | 638 | 0.96 | 2700% | 0 | 0 | 66500% | 665 | 1 | 0% | 63 | 0.09 | 60200% | 41 | 0.06 | 623
322 | Gates | PGE Fresno | {'New Sub - Gates - Templeton (Proposed)': [8.5, 32.0]} | 42274 | 4016 | 0.09 | 38258 | 0.91 | 2535 | 6% |  |  | 39073 | 0.92 | 0.08 | 3966 | 0.09 | 33548 | 79% |  | 0 | 0 | 0 | 0 | 4083 | 0.1 | 3819100% | 115 | 0 | 4215900% | 5356 | 0.13 | 3691800% | 9439 | 0.22 | 3283500% | 0 | 0 | 4227400% | 297 | 0.01 | 41977
323 | Madeline | Northeast CA | {} | 32827 | 1778 | 0.05 | 31049 | 0.95 | 5950 | 18% |  |  | 24183 | 0.74 | 0.08 | 9353 | 0.28 | 0 | 0% |  | 24087 | 0.73 | 506 | 0.02 | 330 | 0.01 | 3249700% | 3025 | 0.09 | 2980200% | 4131 | 0.13 | 2869600% | 4910 | 0.15 | 2791700% | 18839 | 0.57 | 1398700% | 20948 | 0.64 | 11879
324 | Putah Creek | PGE NGBA | {'Vaca-Dixon & Gc Yard': [9.4, 87.0]} | 32724 | 2122 | 0.06 | 30603 | 0.94 | 2293 | 7% |  |  | 24724 | 0.76 | 0.11 | 3440 | 0.11 | 14223 | 43% |  | 19395 | 0.59 | 0 | 0 | 19878 | 0.61 | 1284600% | 283 | 0.01 | 3244200% | 0 | 0 | 3272400% | 19878 | 0.61 | 1284600% | 5301 | 0.16 | 2742300% | 1325 | 0.04 | 31400
325 | San Onofre | SCE Metro | {'North of SONGS': [5.6, 9.0], 'Talega': [5.9, 4.0]} | 136 | 11 | 0.08 | 125 | 0.92 | 42 | 31% |  |  | 33 | 0.24 | 0.01 | 0 | 0 | 0 | 0% |  | 9 | 0.06 | 0 | 0 | 0 | 0 | 13600% | 100 | 0.74 | 3600% | 120 | 0.88 | 1600% | 120 | 0.88 | 1600% | 0 | 0 | 13600% | 8 | 0.06 | 128
326 | Gregg | PGE Fresno | {'Herndon': [0.6, 10679.0], 'Fig Garden': [3.8, 3861.0], 'Figarden': [3.8, 3865.0], 'Borden': [6.1, 6143.0], 'Ashlan': [6.4, 534.0], 'Madera': [9.0, 241.0]} | 32776 | 11889 | 0.36 | 20887 | 0.64 | 1 | 0% |  |  | 27845 | 0.85 | 0.14 | 14641 | 0.45 | 15597 | 48% |  | 6532 | 0.2 | 0 | 0 | 6884 | 0.21 | 2589200% | 3680 | 0.11 | 2909600% | 3680 | 0.11 | 2909600% | 10180 | 0.31 | 2259600% | 0 | 0 | 3277600% | 1342 | 0.04 | 31434
327 | Gondor | <Null> | {} | 0 | 0 | 0 | 0 | 0 | 0 | 0% |  |  | 0 | 0 | 0 | 0 | 0 | 0 | 0% |  | 0 | 0 | 0 | 0 | 0 | 0 | 0% | 0 | 0 | 0% | 0 | 0 | 0% | 0 | 0 | 0% | 0 | 0 | 0% | 0 | 0 | 0
328 | Cabrillo | PGE Kern | {} | 20546 | 1324 | 0.06 | 19222 | 0.94 | 8820 | 43% |  |  | 11131 | 0.54 | 0.06 | 1393 | 0.07 | 4534 | 22% |  | 1868 | 0.09 | 0 | 0 | 3414 | 0.17 | 1713300% | 693 | 0.03 | 1985300% | 11566 | 0.56 | 898100% | 13824 | 0.67 | 672200% | 8435 | 0.41 | 1211100% | 1752 | 0.09 | 18794
329 | Mesa (PGE) | PGE Kern | {'Fairway': [6.8, 386.0], 'Callender': [7.9, 1066.0], 'Oceano': [9.7, 123.0]} | 30501 | 11142 | 0.37 | 19359 | 0.63 | 3790 | 12% |  |  | 24045 | 0.79 | 0.09 | 4390 | 0.14 | 9502 | 31% |  | 10179 | 0.33 | 0 | 0 | 2792 | 0.09 | 2770900% | 0 | 0 | 3050100% | 14 | 0 | 3048700% | 2806 | 0.09 | 2769500% | 7199 | 0.24 | 2330200% | 2316 | 0.08 | 28185
330 | Schulte | PGE GBA | {} | 0 | 0 | 0 | 0 | 0 | 0 | 0% |  |  | 0 | 0 | 0 | 0 | 0 | 0 | 0% |  | 0 | 0 | 0 | 0 | 0 | 0 | 0% | 0 | 0 | 0% | 0 | 0 | 0% | 0 | 0 | 0% | 0 | 0 | 0% | 0 | 0 | 0
331 | Davis | PGE NGBA | {'Woodland': [9.4, 10.0]} | 25566 | 902 | 0.04 | 24665 | 0.96 | 710 | 3% |  |  | 23968 | 0.94 | 0.09 | 3308 | 0.13 | 18981 | 74% |  | 0 | 0 | 0 | 0 | 11234 | 0.44 | 1433300% | 12474 | 0.49 | 1309200% | 15323 | 0.6 | 1024300% | 21695 | 0.85 | 387100% | 0 | 0 | 2556600% | 631 | 0.02 | 24935
332 | Arco | PGE Kern | {'Gates-Midway (Proposed)': [8.6, 335.0]} | 49000 | 1010 | 0.02 | 47990 | 0.98 | 6649 | 14% |  |  | 40859 | 0.83 | 0.08 | 4913 | 0.1 | 16265 | 33% |  | 19769 | 0.4 | 0 | 0 | 38601 | 0.79 | 1039900% | 119 | 0 | 4888100% | 205 | 0 | 4879500% | 38601 | 0.79 | 1039900% | 7243 | 0.15 | 4175700% | 131 | 0 | 48869
333 | Goodrich | SCE Metro | {} | 15 | 0 | 0 | 15 | 1 | 4 | 25% |  |  | 12 | 0.75 | 0.04 | 0 | 0 | 0 | 0% |  | 4 | 0.24 | 12 | 0.76 | 0 | 0 | 1500% | 0 | 0 | 1500% | 15 | 1 | 0% | 15 | 1 | 0% | 15 | 1 | 0% | 0 | 0 | 15
334 | Newhall | PGE Fresno | {} | 50201 | 2533 | 0.05 | 47668 | 0.95 | 28831 | 57% |  |  | 21018 | 0.42 | 0.05 | 28926 | 0.58 | 9436 | 19% |  | 24271 | 0.48 | 0 | 0 | 41587 | 0.83 | 861400% | 11501 | 0.23 | 3870000% | 16298 | 0.32 | 3390300% | 46020 | 0.92 | 418100% | 3858 | 0.08 | 4634300% | 13489 | 0.27 | 36712
335 | Brentwood | PGE GBA | {'Lone Tree': [4.9, 169.0], 'Contra Costa': [8.0, 5.0]} | 14077 | 168 | 0.01 | 13909 | 0.99 | 1380 | 10% |  |  | 6553 | 0.47 | 0.21 | 2221 | 0.16 | 7209 | 51% |  | 2735 | 0.19 | 0 | 0 | 936 | 0.07 | 1314100% | 5182 | 0.37 | 889500% | 6007 | 0.43 | 807000% | 6008 | 0.43 | 806900% | 175 | 0.01 | 1390200% | 845 | 0.06 | 13232
336 | Neenach | SCE Northern | {'Whirlwind': [6.9, 5442.0]} | 37121 | 11440 | 0.31 | 25681 | 0.69 | 147 | 0% |  |  | 10498 | 0.28 | 0.35 | 1015 | 0.03 | 852 | 2% |  | 4746 | 0.13 | 1585 | 0.04 | 9032 | 0.24 | 2808900% | 14992 | 0.4 | 2212900% | 4908 | 0.13 | 3221300% | 22790 | 0.61 | 1433100% | 4853 | 0.13 | 3226800% | 317 | 0.01 | 36804
337 | Bahia | PGE NGBA | {'Martinez': [4.7, 3799.0], 'Parkway': [5.6, 305.0], 'Carquinez': [6.0, 556.0], 'Alhambra': [6.1, 2702.0], 'Christie': [6.6, 2022.0]} | 12800 | 4333 | 0.34 | 8467 | 0.66 | 1301 | 10% |  |  | 4435 | 0.35 | 0.78 | 4 | 0 | 0 | 0% |  | 2006 | 0.16 | 0 | 0 | 1385 | 0.11 | 1141400% | 4225 | 0.33 | 857500% | 3477 | 0.27 | 932300% | 7719 | 0.6 | 508100% | 1752 | 0.14 | 1104800% | 1879 | 0.15 | 10921
338 | Vaca Dixon | PGE NGBA | {'Putah Creek': [9.4, 87.0]} | 28155 | 8803 | 0.31 | 19352 | 0.69 | 0 | 0% |  |  | 18490 | 0.66 | 0.18 | 6892 | 0.24 | 13107 | 47% |  | 4885 | 0.17 | 0 | 0 | 6008 | 0.21 | 2214700% | 561 | 0.02 | 2759400% | 600 | 0.02 | 2755500% | 6608 | 0.23 | 2154700% | 19 | 0 | 2813600% | 1121 | 0.04 | 27034
339 | Carrizo Plains | PGE Kern | {'Topaz': [1.1, 2998.0], 'Solar': [1.1, 2998.0]} | 21675 | 3059 | 0.14 | 18616 | 0.86 | 10827 | 50% |  |  | 10407 | 0.48 | 0.05 | 4416 | 0.2 | 16 | 0% |  | 13995 | 0.65 | 1353 | 0.06 | 207 | 0.01 | 2146800% | 6666 | 0.31 | 1501000% | 11249 | 0.52 | 1042600% | 11249 | 0.52 | 1042600% | 12647 | 0.58 | 902800% | 459 | 0.02 | 21216
340 | Vista (VEA) | SCE EOP | {'Pahrump': [8.7, 1341.0]} | 21324 | 20413 | 0.96 | 911 | 0.04 | 0 | 0% |  |  | 0 | 0 | 0 | 0 | 0 | 0 | 0% |  | 0 | 0 | 0 | 0 | 0 | 0 | 2132400% | 0 | 0 | 2132400% | 0 | 0 | 2132400% | 0 | 0 | 2132400% | 0 | 0 | 2132400% | 0 | 0 | 21324
341 | Merced | PGE Fresno | {'Wilson': [4.6, 4547.0]} | 28386 | 6000 | 0.21 | 22385 | 0.79 | 3386 | 12% |  |  | 19623 | 0.69 | 0.12 | 16660 | 0.59 | 7559 | 27% |  | 0 | 0 | 0 | 0 | 10217 | 0.36 | 1816800% | 8199 | 0.29 | 2018700% | 8199 | 0.29 | 2018700% | 18335 | 0.65 | 1005100% | 0 | 0 | 2838600% | 2447 | 0.09 | 25938
342 | Otay Mesa | SDGE Imperial | {'San Ysidro': [6.7, 0.0]} | 4377 | 44 | 0.01 | 4333 | 0.99 | 477 | 11% |  |  | 2855 | 0.65 | 0.29 | 0 | 0 | 0 | 0% |  | 3357 | 0.77 | 0 | 0 | 218 | 0.05 | 415800% | 4005 | 0.92 | 37200% | 4271 | 0.98 | 10600% | 4284 | 0.98 | 9300% | 1135 | 0.26 | 324200% | 487 | 0.11 | 3890
343 | Leavitt | Northeast CA | {'Richmond': [7.1, 414.0]} | 19877 | 2805 | 0.14 | 17072 | 0.86 | 613 | 3% |  |  | 17692 | 0.89 | 0.13 | 6753 | 0.34 | 0 | 0% |  | 17810 | 0.9 | 0 | 0 | 5193 | 0.26 | 1468400% | 11517 | 0.58 | 835900% | 10484 | 0.53 | 939300% | 14737 | 0.74 | 513900% | 5278 | 0.27 | 1459900% | 2910 | 0.15 | 16967
344 | Primm | SCE EOP | {} | 2617 | 2139 | 0.82 | 477 | 0.18 | 0 | 0% |  |  | 0 | 0 | 0.03 | 0 | 0 | 0 | 0% |  | 0 | 0 | 0 | 0 | 0 | 0 | 261700% | 0 | 0 | 261700% | 0 | 0 | 261700% | 0 | 0 | 261700% | 0 | 0 | 261700% | 0 | 0 | 2617
345 | Granite | PGE NGBA | {'Brighton': [4.1, 1390.0]} | 7165 | 3318 | 0.46 | 3847 | 0.54 | 0 | 0% |  |  | 3764 | 0.53 | 0.29 | 1235 | 0.17 | 307 | 4% |  | 3517 | 0.49 | 0 | 0 | 2404 | 0.34 | 476100% | 1152 | 0.16 | 601300% | 0 | 0 | 716500% | 2602 | 0.36 | 456300% | 284 | 0.04 | 688100% | 2301 | 0.32 | 4864
346 | Lake View | PGE NGBA | {} | 17815 | 0 | 0 | 17815 | 1 | 1366 | 8% |  |  | 11259 | 0.63 | 0.17 | 78 | 0 | 27 | 0% |  | 6032 | 0.34 | 9947 | 0.56 | 13217 | 0.74 | 459800% | 15952 | 0.9 | 186300% | 16735 | 0.94 | 108000% | 17815 | 1 | 0% | 1538 | 0.09 | 1627700% | 348 | 0.02 | 17467
347 | Birds Landing | PGE GBA | {'Collinsville': [3.1, 13985.0], 'Shiloh III': [3.3, 12358.0], 'Lambie': [7.0, 732.0], 'Lambie Energy': [7.0, 734.0], 'Pittsburg': [7.1, 396.0], 'GWF 2': [7.7, 109.0], 'Kirker': [8.3, 5.0], 'Contra Costa PP': [8.5, 428.0], 'Contra Costa': [9.1, 58.0]} | 39824 | 18927 | 0.48 | 20898 | 0.52 | 7051 | 18% |  |  | 32173 | 0.81 | 0.06 | 19815 | 0.5 | 0 | 0% |  | 29948 | 0.75 | 0 | 0 | 6121 | 0.15 | 3370400% | 13027 | 0.33 | 2679700% | 12635 | 0.32 | 2718900% | 17852 | 0.45 | 2197200% | 417 | 0.01 | 3940700% | 4863 | 0.12 | 34962
348 | Highwind | SCE Northern | {} | 24001 | 137 | 0.01 | 23864 | 0.99 | 930 | 4% |  |  | 14260 | 0.59 | 0.17 | 70 | 0 | 459 | 2% |  | 19197 | 0.8 | 3494 | 0.15 | 15481 | 0.65 | 852000% | 5221 | 0.22 | 1878100% | 20749 | 0.86 | 325200% | 22867 | 0.95 | 113400% | 6224 | 0.26 | 1777700% | 578 | 0.02 | 23423
349 | Santiago | SCE Metro | {'Viejo': [7.2, 243.0]} | 964 | 562 | 0.58 | 402 | 0.42 | 0 | 0% |  |  | 194 | 0.2 | 0.68 | 14 | 0.01 | 31 | 3% |  | 121 | 0.13 | 0 | 0 | 236 | 0.24 | 72900% | 0 | 0 | 96400% | 73 | 0.08 | 89200% | 308 | 0.32 | 65600% | 83 | 0.09 | 88100% | 78 | 0.08 | 886
350 | Red Bluff | SCE Eastern | {} | 15910 | 2966 | 0.19 | 12943 | 0.81 | 6179 | 39% |  |  | 9698 | 0.61 | 0.05 | 734 | 0.05 | 0 | 0% |  | 0 | 0 | 0 | 0 | 3482 | 0.22 | 1242700% | 89 | 0.01 | 1582000% | 0 | 0 | 1591000% | 3572 | 0.22 | 1233800% | 7858 | 0.49 | 805200% | 745 | 0.05 | 15165
351 | Beatty | SCE EOP | {} | 2359 | 578 | 0.25 | 1781 | 0.75 | 0 | 0% |  |  | 0 | 0 | 0 | 0 | 0 | 0 | 0% |  | 0 | 0 | 0 | 0 | 0 | 0 | 235900% | 0 | 0 | 235900% | 0 | 0 | 235900% | 0 | 0 | 235900% | 0 | 0 | 235900% | 0 | 0 | 2359
352 | Mirage | SCE Eastern | {} | 6879 | 2635 | 0.38 | 4244 | 0.62 | 1 | 0% |  |  | 3596 | 0.52 | 0.27 | 61 | 0.01 | 0 | 0% |  | 0 | 0 | 0 | 0 | 985 | 0.14 | 589300% | 1469 | 0.21 | 541000% | 1132 | 0.16 | 574600% | 2454 | 0.36 | 442500% | 2534 | 0.37 | 434500% | 2 | 0 | 6877
353 | Sutter Power | PGE NGBA | {'Greenleaf 1': [0.0, 2045.0], 'Bogue': [4.7, 1722.0], 'Pease': [8.4, 84.0], 'Olivehurst': [8.4, 186.0]} | 36008 | 2049 | 0.06 | 33959 | 0.94 | 0 | 0% |  |  | 27177 | 0.75 | 0.12 | 12250 | 0.34 | 21609 | 60% |  | 0 | 0 | 0 | 0 | 180 | 0 | 3582800% | 3514 | 0.1 | 3249300% | 20206 | 0.56 | 1580200% | 20206 | 0.56 | 1580200% | 0 | 0 | 3600800% | 1236 | 0.03 | 34772
354 | Manteca | PGE GBA | {'Manteca': [0.0, 4279.0], 'Vierra': [2.7, 875.0], 'Ripon': [5.3, 1328.0], 'French Camp': [6.7, 597.0], 'Kasson': [7.4, 24.0], 'Weber': [8.3, 795.0], 'Avena': [9.6, 252.0]} | 21178 | 4286 | 0.2 | 16892 | 0.8 | 0 | 0% |  |  | 11086 | 0.52 | 0.28 | 3728 | 0.18 | 15479 | 73% |  | 0 | 0 | 0 | 0 | 425 | 0.02 | 2075300% | 306 | 0.01 | 2087200% | 306 | 0.01 | 2087200% | 728 | 0.03 | 2045000% | 0 | 0 | 2117800% | 439 | 0.02 | 20739
355 | El Patio | PGE GBA | {} | 15 | 0 | 0 | 15 | 1 | 0 | 0% |  |  | 0 | 0 | 0.94 | 1 | 0.06 | 0 | 0% |  | 0 | 0 | 0 | 0 | 15 | 1 | 0% | 0 | 0 | 1500% | 0 | 0 | 1500% | 15 | 1 | 0% | 0 | 0 | 1500% | 0 | 0 | 15
356 | Pardee | SCE Northern | {'Saugus': [1.3, 1195.0], 'Elizabeth Lake': [4.1, 1908.0]} | 9505 | 2035 | 0.21 | 7469 | 0.79 | 1202 | 13% |  |  | 5556 | 0.58 | 0.65 | 148 | 0.02 | 111 | 1% |  | 6330 | 0.67 | 95 | 0.01 | 26 | 0 | 947800% | 1352 | 0.14 | 815300% | 4585 | 0.48 | 492000% | 4611 | 0.49 | 489300% | 3056 | 0.32 | 644800% | 748 | 0.08 | 8757
357 | Los Coches | SDGE Imperial | {} | 4226 | 4 | 0 | 4222 | 1 | 12 | 0% |  |  | 1147 | 0.27 | 0.26 | 70 | 0.02 | 59 | 1% |  | 1580 | 0.37 | 2624 | 0.62 | 3141 | 0.74 | 108500% | 1972 | 0.47 | 225400% | 2187 | 0.52 | 203900% | 4220 | 1 | 600% | 749 | 0.18 | 347700% | 127 | 0.03 | 4099
358 | Serrano | SCE Metro | {'Villa Park': [2.7, 21.0]} | 272 | 124 | 0.46 | 147 | 0.54 | 4 | 1% |  |  | 91 | 0.33 | 0.05 | 0 | 0 | 0 | 0% |  | 112 | 0.41 | 0 | 0 | 0 | 0 | 27200% | 145 | 0.53 | 12700% | 37 | 0.14 | 23400% | 145 | 0.53 | 12700% | 54 | 0.2 | 21800% | 6 | 0.02 | 266
359 | Miller | PGE GBA | {'Fink (Proposed)': [8.2, 58.0], 'Crow Creek': [8.5, 43.0], 'Crows Landing': [8.8, 78.0]} | 24634 | 519 | 0.02 | 24114 | 0.98 | 5802 | 24% |  |  | 17270 | 0.7 | 0.07 | 1535 | 0.06 | 11509 | 47% |  | 13763 | 0.56 | 0 | 0 | 7412 | 0.3 | 1722200% | 8957 | 0.36 | 1567700% | 10416 | 0.42 | 1421700% | 17184 | 0.7 | 744900% | 6554 | 0.27 | 1808000% | 297 | 0.01 | 24337
360 | Carberry | PGE NGBA | {'Burney Forest': [2.4, 13320.0], 'Burney Forest Power': [2.4, 13323.0], 'New Sub - Pit 1 - Cottonwood (Proposed)': [4.4, 4100.0], 'Cove Road': [9.2, 0.0], 'Pit 3': [9.6, 493.0]} | 39152 | 15638 | 0.4 | 23513 | 0.6 | 21036 | 54% |  |  | 18068 | 0.46 | 0.05 | 946 | 0.02 | 15 | 0% |  | 27371 | 0.7 | 0 | 0 | 18478 | 0.47 | 2067400% | 0 | 0 | 3915200% | 0 | 0 | 3915200% | 18478 | 0.47 | 2067400% | 7880 | 0.2 | 3127200% | 3010 | 0.08 | 36142
361 | Wahtoke | PGE Fresno | {'Reedley': [4.3, 4718.0]} | 36242 | 8776 | 0.24 | 27466 | 0.76 | 0 | 0% |  |  | 16811 | 0.46 | 0.23 | 6028 | 0.17 | 26403 | 73% |  | 0 | 0 | 0 | 0 | 0 | 0 | 3624200% | 2 | 0 | 3624100% | 2 | 0 | 3624100% | 2 | 0 | 3624100% | 0 | 0 | 3624200% | 1275 | 0.04 | 34967
362 | Dos Amigos | PGE Fresno | {'Mercy Springs': [1.0, 6860.0], 'Padre Flats SW STA': [9.6, 10.0]} | 42240 | 7264 | 0.17 | 34977 | 0.83 | 14212 | 34% |  |  | 27388 | 0.65 | 0.06 | 8393 | 0.2 | 9740 | 23% |  | 22399 | 0.53 | 0 | 0 | 25685 | 0.61 | 1655500% | 0 | 0 | 4224000% | 3432 | 0.08 | 3880800% | 25685 | 0.61 | 1655500% | 11852 | 0.28 | 3038800% | 3048 | 0.07 | 39193
363 | Guernsey | PGE Fresno | {'GWF Hanford': [3.1, 19865.0], 'Waukena': [7.5, 5066.0], 'Lemoore': [9.8, 116.0], 'Corcoran': [9.8, 147.0], 'Leprino': [9.9, 0.0]} | 47040 | 34518 | 0.73 | 12521 | 0.27 | 4651 | 10% |  |  | 39687 | 0.84 | 0.09 | 30321 | 0.64 | 9508 | 20% |  | 0 | 0 | 0 | 0 | 0 | 0 | 4704000% | 0 | 0 | 4704000% | 3675 | 0.08 | 4336500% | 3675 | 0.08 | 4336500% | 0 | 0 | 4704000% | 1210 | 0.03 | 45830
364 | Santa Clara | SCE Northern | {'Wakefield': [8.2, 230.0]} | 21072 | 5553 | 0.26 | 15519 | 0.74 | 5909 | 28% |  |  | 13818 | 0.66 | 0.08 | 1104 | 0.05 | 4176 | 20% |  | 0 | 0 | 0 | 0 | 973 | 0.05 | 2010000% | 1915 | 0.09 | 1915700% | 1915 | 0.09 | 1915700% | 2887 | 0.14 | 1818500% | 10488 | 0.5 | 1058500% | 1042 | 0.05 | 20031
365 | Glenn | PGE NGBA | {} | 36906 | 3573 | 0.1 | 33333 | 0.9 | 1354 | 4% |  |  | 23500 | 0.64 | 0.17 | 4487 | 0.12 | 24773 | 67% |  | 3145 | 0.09 | 0 | 0 | 17113 | 0.46 | 1979300% | 0 | 0 | 3690600% | 0 | 0 | 3690600% | 17113 | 0.46 | 1979300% | 78 | 0 | 3682800% | 4967 | 0.13 | 31939
366 | Kerchoff 1 | PGE Fresno | {} | 18675 | 6453 | 0.35 | 12222 | 0.65 | 2894 | 15% |  |  | 10145 | 0.54 | 0.11 | 0 | 0 | 0 | 0% |  | 14360 | 0.77 | 4149 | 0.22 | 7668 | 0.41 | 1100700% | 3808 | 0.2 | 1486700% | 5577 | 0.3 | 1309800% | 10643 | 0.57 | 803100% | 8313 | 0.45 | 1036200% | 825 | 0.04 | 17850
367 | Brunswick | PGE NGBA | {} | 13694 | 1489 | 0.11 | 12205 | 0.89 | 0 | 0% |  |  | 73 | 0.01 | 0.56 | 108 | 0.01 | 76 | 1% |  | 12437 | 0.91 | 1177 | 0.09 | 8006 | 0.58 | 568900% | 3893 | 0.28 | 980100% | 8003 | 0.58 | 569100% | 12126 | 0.89 | 156800% | 85 | 0.01 | 1360900% | 374 | 0.03 | 13320
368 | Tejon | PGE Kern | {'Wheeler Ridge': [4.9, 436.0], 'Pastoria': [8.6, 165.0], 'Lakeview': [9.7, 9.0]} | 38624 | 928 | 0.02 | 37696 | 0.98 | 998 | 3% |  |  | 35704 | 0.92 | 0.08 | 1307 | 0.03 | 24279 | 63% |  | 7781 | 0.2 | 0 | 0 | 12565 | 0.33 | 2605900% | 8850 | 0.23 | 2977400% | 10250 | 0.27 | 2837400% | 14831 | 0.38 | 2379300% | 1640 | 0.04 | 3698400% | 85 | 0 | 38539
369 | Bakersfield | PGE Kern | {'West Park': [2.2, 280.0], 'Casaloma': [2.8, 790.0], 'Columbus': [3.7, 571.0], 'Magunden': [5.0, 790.0], 'Panama': [6.4, 789.0]} | 5580 | 789 | 0.14 | 4791 | 0.86 | 0 | 0% |  |  | 4762 | 0.85 | 0.13 | 104 | 0.02 | 374 | 7% |  | 0 | 0 | 0 | 0 | 4416 | 0.79 | 116400% | 370 | 0.07 | 520900% | 1675 | 0.3 | 390500% | 4416 | 0.79 | 116400% | 0 | 0 | 558000% | 42 | 0.01 | 5537
370 | Drum | PGE NGBA | {} | 20427 | 13969 | 0.68 | 6459 | 0.32 | 2452 | 12% |  |  | 14386 | 0.7 | 0.11 | 0 | 0 | 0 | 0% |  | 1154 | 0.06 | 19230 | 0.94 | 1940 | 0.09 | 1848700% | 1909 | 0.09 | 1851800% | 95 | 0 | 2033200% | 3850 | 0.19 | 1657800% | 2822 | 0.14 | 1760500% | 148 | 0.01 | 20280
371 | El Nido (SCE) | SCE Metro | {'Chevmain': [1.8, 34.0], 'La Fresa': [2.9, 32.0], 'El Segundo': [3.0, 34.0], 'Redondo': [3.4, 33.0]} | 49 | 33 | 0.68 | 16 | 0.32 | 4 | 8% |  |  | 11 | 0.23 | 0.26 | 0 | 0 | 0 | 0% |  | 0 | 0 | 0 | 0 | 0 | 0 | 4900% | 0 | 0 | 4900% | 15 | 0.31 | 3400% | 15 | 0.31 | 3400% | 0 | 0 | 4900% | 0 | 0 | 49
372 | Monserate | SDGE Imperial | {'Avocado': [3.9, 309.0], 'Pendleton': [5.9, 552.0], 'Pala': [7.3, 282.0], 'Melrose': [8.6, 330.0], 'Ocean Ranch': [8.9, 279.0]} | 7523 | 1027 | 0.14 | 6496 | 0.86 | 0 | 0% |  |  | 552 | 0.07 | 0.67 | 1868 | 0.25 | 877 | 12% |  | 888 | 0.12 | 0 | 0 | 5740 | 0.76 | 178300% | 5463 | 0.73 | 205900% | 5989 | 0.8 | 153400% | 6360 | 0.85 | 116300% | 0 | 0 | 752300% | 370 | 0.05 | 7153
373 | Richmond R | PGE GBA | {'Standard Oil': [2.2, 880.0], 'Standard Oil 2': [2.2, 880.0], 'El Cerrito G': [3.7, 1061.0], 'San Pablo': [4.5, 442.0], 'Oakland L': [9.7, 28.0]} | 4703 | 1115 | 0.24 | 3588 | 0.76 | 30 | 1% |  |  | 2681 | 0.57 | 0.48 | 0 | 0 | 0 | 0% |  | 0 | 0 | 0 | 0 | 0 | 0 | 470300% | 3545 | 0.75 | 115800% | 3545 | 0.75 | 115800% | 3545 | 0.75 | 115800% | 0 | 0 | 470300% | 785 | 0.17 | 3918
374 | Storey | PGE Fresno | {'Madera': [4.3, 651.0], 'Borden': [5.0, 1451.0]} | 24815 | 1611 | 0.06 | 23203 | 0.94 | 1332 | 5% |  |  | 18297 | 0.74 | 0.18 | 11387 | 0.46 | 7296 | 29% |  | 18912 | 0.76 | 0 | 0 | 10257 | 0.41 | 1455800% | 14407 | 0.58 | 1040800% | 18779 | 0.76 | 603600% | 20749 | 0.84 | 406600% | 108 | 0 | 2470600% | 3504 | 0.14 | 21310
375 | Alpine | SDGE Imperial | {'Loveland': [2.1, 2161.0], 'Suncrest': [6.3, 413.0]} | 11805 | 2416 | 0.2 | 9390 | 0.8 | 842 | 7% |  |  | 5034 | 0.43 | 0.21 | 26 | 0 | 0 | 0% |  | 3416 | 0.29 | 8388 | 0.71 | 2595 | 0.22 | 921100% | 6478 | 0.55 | 532700% | 7719 | 0.65 | 408700% | 8023 | 0.68 | 378300% | 4007 | 0.34 | 779900% | 483 | 0.04 | 11322
376 | Sobrante | PGE GBA | {} | 9105 | 0 | 0 | 9105 | 1 | 2108 | 23% |  |  | 6061 | 0.67 | 0.08 | 162 | 0.02 | 10 | 0% |  | 7462 | 0.82 | 0 | 0 | 4552 | 0.5 | 455400% | 8394 | 0.92 | 71100% | 9105 | 1 | 0% | 9105 | 1 | 0% | 1883 | 0.21 | 722200% | 158 | 0.02 | 8947
377 | San Marcos | SDGE Imperial | {'Shadowridge': [2.5, 5.0], 'Escondido': [4.6, 504.0], 'Artesian': [8.3, 333.0]} | 2164 | 548 | 0.25 | 1616 | 0.75 | 0 | 0% |  |  | 764 | 0.35 | 0.4 | 98 | 0.05 | 53 | 2% |  | 441 | 0.2 | 0 | 0 | 617 | 0.29 | 154700% | 46 | 0.02 | 211800% | 32 | 0.01 | 213200% | 632 | 0.29 | 153200% | 197 | 0.09 | 196700% | 216 | 0.1 | 1948
378 | Fink | PGE Fresno | {'Crow Creek': [0.4, 2480.0], 'Stanislaus Resource Recovery Facility': [1.1, 2429.0], 'Crows Landing': [3.1, 2103.0], 'Salado': [3.7, 2351.0], 'Miller': [8.2, 58.0]} | 38008 | 2492 | 0.07 | 35515 | 0.93 | 14011 | 37% |  |  | 22044 | 0.58 | 0.07 | 1452 | 0.04 | 16433 | 43% |  | 23474 | 0.62 | 0 | 0 | 11693 | 0.31 | 2631500% | 4658 | 0.12 | 3335000% | 8064 | 0.21 | 2994400% | 19017 | 0.5 | 1899100% | 14750 | 0.39 | 2325800% | 730 | 0.02 | 37277
379 | La Cienega | SCE Metro | {} | 94 | 0 | 0 | 94 | 1 | 0 | 0% |  |  | 6 | 0.07 | 0.37 | 0 | 0 | 0 | 0% |  | 0 | 0 | 0 | 0 | 0 | 0 | 9400% | 94 | 1 | 0% | 94 | 1 | 0% | 94 | 1 | 0% | 0 | 0 | 9400% | 0 | 0 | 94
380 | Pittsburg | PGE GBA | {'Kirker': [1.2, 423.0], 'GWF 2': [2.4, 488.0], 'Collinsville': [4.5, 396.0], 'Contra Costa': [6.7, 12.0], 'Birds Landing': [7.1, 396.0], 'Contra Costa PP': [7.4, 14.0], 'Clayton': [7.5, 418.0], 'Shiloh III': [9.6, 143.0]} | 9342 | 815 | 0.09 | 8528 | 0.91 | 1266 | 14% |  |  | 7488 | 0.8 | 0.07 | 881 | 0.09 | 0 | 0% |  | 3217 | 0.34 | 0 | 0 | 4988 | 0.53 | 435400% | 6246 | 0.67 | 309600% | 4015 | 0.43 | 532800% | 6577 | 0.7 | 276500% | 883 | 0.09 | 846000% | 5384 | 0.58 | 3959
381 | Morro Bay | PGE Kern | {} | 7742 | 34 | 0 | 7708 | 1 | 603 | 8% |  |  | 6163 | 0.8 | 0.32 | 304 | 0.04 | 136 | 2% |  | 6796 | 0.88 | 0 | 0 | 550 | 0.07 | 719200% | 1974 | 0.25 | 576900% | 3377 | 0.44 | 436500% | 3926 | 0.51 | 381700% | 3556 | 0.46 | 418600% | 590 | 0.08 | 7152
382 | Contra Costa | PGE GBA | {'Contra Costa PP': [1.6, 533.0], 'Lone Tree': [3.9, 874.0], 'GWF 2': [4.4, 54.0], 'Collinsville': [6.3, 127.0], 'Pittsburg': [6.7, 12.0], 'Brentwood': [8.0, 5.0], 'Birds Landing': [9.1, 58.0]} | 4518 | 1299 | 0.29 | 3219 | 0.71 | 1761 | 39% |  |  | 2355 | 0.52 | 0.07 | 948 | 0.21 | 115 | 3% |  | 1581 | 0.35 | 0 | 0 | 91 | 0.02 | 442700% | 2628 | 0.58 | 189000% | 2609 | 0.58 | 191000% | 2628 | 0.58 | 189000% | 0 | 0 | 451800% | 1424 | 0.32 | 3095
383 | New Sub - Gates - Templeton (Proposed) | PGE Kern | {'New Sub - Gates - Templeton (Proposed)': [0.0, 9551.0], 'Avenal': [6.9, 1944.0], 'Gates': [8.5, 32.0]} | 40700 | 9555 | 0.23 | 31145 | 0.77 | 20583 | 51% |  |  | 19296 | 0.47 | 0.06 | 8579 | 0.21 | 4757 | 12% |  | 12870 | 0.32 | 0 | 0 | 24131 | 0.59 | 1656800% | 0 | 0 | 4070000% | 1324 | 0.03 | 3937500% | 24590 | 0.6 | 1611000% | 13752 | 0.34 | 2694800% | 184 | 0 | 40515
384 | Hinson | SCE Metro | {'Arcogen': [1.2, 1076.0], 'Harborgen': [2.8, 1289.0], 'Long Beach': [3.7, 1289.0], 'Alamitos': [8.0, 2.0]} | 2348 | 1287 | 0.55 | 1061 | 0.45 | 13 | 1% |  |  | 1650 | 0.7 | 0.16 | 0 | 0 | 0 | 0% |  | 0 | 0 | 0 | 0 | 0 | 0 | 234800% | 0 | 0 | 234800% | 1053 | 0.45 | 129500% | 1053 | 0.45 | 129500% | 0 | 0 | 234800% | 6 | 0 | 2342
385 | Chicarita | SDGE Imperial | {'Artesian': [4.6, 101.0]} | 300 | 98 | 0.33 | 202 | 0.67 | 0 | 0% |  |  | 37 | 0.12 | 0.37 | 1 | 0 | 0 | 0% |  | 89 | 0.3 | 0 | 0 | 60 | 0.2 | 24000% | 133 | 0.44 | 16700% | 133 | 0.44 | 16700% | 192 | 0.64 | 10700% | 0 | 0 | 30000% | 20 | 0.07 | 280
386 | Mendocino | PGE NGBA | {'Calpella': [3.7, 5111.0], 'Ukiah': [7.5, 959.0]} | 25476 | 8567 | 0.34 | 16908 | 0.66 | 300 | 1% |  |  | 18586 | 0.73 | 0.13 | 791 | 0.03 | 1439 | 6% |  | 15478 | 0.61 | 1517 | 0.06 | 3077 | 0.12 | 2239800% | 7843 | 0.31 | 1763300% | 7843 | 0.31 | 1763300% | 9388 | 0.37 | 1608800% | 9571 | 0.38 | 1590500% | 255 | 0.01 | 25221
387 | Delevan | PGE NGBA | {} | 48043 | 5516 | 0.11 | 42527 | 0.89 | 15227 | 32% |  |  | 29978 | 0.62 | 0.06 | 12205 | 0.25 | 12798 | 27% |  | 24692 | 0.51 | 0 | 0 | 20122 | 0.42 | 2792100% | 3658 | 0.08 | 4438400% | 15397 | 0.32 | 3264600% | 33872 | 0.71 | 1417100% | 20778 | 0.43 | 2726500% | 1190 | 0.02 | 46853
388 | Pastoria | SCE Northern | {'Tejon': [8.6, 165.0]} | 24498 | 245 | 0.01 | 24252 | 0.99 | 9767 | 40% |  |  | 14349 | 0.59 | 0.05 | 1824 | 0.07 | 5596 | 23% |  | 17010 | 0.69 | 68 | 0 | 21632 | 0.88 | 286500% | 10826 | 0.44 | 1367200% | 10227 | 0.42 | 1427100% | 21829 | 0.89 | 266800% | 6906 | 0.28 | 1759200% | 570 | 0.02 | 23928
389 | Tortilla | SCE NOL | {} | 6831 | 0 | 0 | 6831 | 1 | 5 | 0% |  |  | 3275 | 0.48 | 0.29 | 0 | 0 | 0 | 0% |  | 0 | 0 | 0 | 0 | 5297 | 0.78 | 153400% | 6168 | 0.9 | 66300% | 864 | 0.13 | 596700% | 6831 | 1 | 0% | 1599 | 0.23 | 523200% | 194 | 0.03 | 6637
390 | Cooley Landing | PGE GBA | {'Ravenswood': [1.5, 31.0], 'Menlo': [5.0, 12.0], 'Newark': [7.9, 4.0]} | 495 | 30 | 0.06 | 465 | 0.94 | 187 | 38% |  |  | 131 | 0.26 | 0.11 | 0 | 0 | 0 | 0% |  | 0 | 0 | 0 | 0 | 0 | 0 | 49500% | 0 | 0 | 49500% | 248 | 0.5 | 24700% | 248 | 0.5 | 24700% | 0 | 0 | 49500% | 338 | 0.68 | 157
391 | Cielo Azul | SCE Arizona | {} | 24328 | 20050 | 0.82 | 4278 | 0.18 | 0 | 0% |  |  | 0 | 0 | 0 | 0 | 0 | 0 | 0% |  | 0 | 0 | 0 | 0 | 0 | 0 | 2432800% | 0 | 0 | 2432800% | 0 | 0 | 2432800% | 0 | 0 | 2432800% | 0 | 0 | 2432800% | 0 | 0 | 24328
392 | Sycamore | PGE Kern | {'Kern Oil': [1.9, 2221.0], 'Poso Mt.': [7.7, 2552.0], 'Mt Poso': [8.2, 2202.0], 'Lerdo': [9.6, 2.0]} | 27008 | 4006 | 0.15 | 23002 | 0.85 | 581 | 2% |  |  | 23607 | 0.87 | 0.12 | 0 | 0 | 35 | 0% |  | 8762 | 0.32 | 0 | 0 | 22828 | 0.85 | 418000% | 4078 | 0.15 | 2293000% | 4812 | 0.18 | 2219600% | 22828 | 0.85 | 418000% | 2268 | 0.08 | 2473900% | 176 | 0.01 | 26832
393 | Valley Switch | SCE EOP | {'Valley (VEA)': [4.9, 14930.0], 'Lathrop': [9.4, 223.0]} | 34934 | 27392 | 0.78 | 7542 | 0.22 | 0 | 0% |  |  | 0 | 0 | 0 | 0 | 0 | 0 | 0% |  | 0 | 0 | 0 | 0 | 0 | 0 | 3493400% | 0 | 0 | 3493400% | 0 | 0 | 3493400% | 0 | 0 | 3493400% | 0 | 0 | 3493400% | 9 | 0 | 34925
394 | Hartley | PGE NGBA | {} | 19192 | 6654 | 0.35 | 12538 | 0.65 | 1110 | 6% |  |  | 13441 | 0.7 | 0.15 | 946 | 0.05 | 1428 | 7% |  | 10884 | 0.57 | 7527 | 0.39 | 7662 | 0.4 | 1153000% | 0 | 0 | 1919200% | 5769 | 0.3 | 1342300% | 10696 | 0.56 | 849600% | 2717 | 0.14 | 1647500% | 420 | 0.02 | 18772
395 | Copus | PGE Kern | {'Midway - Wheeler Ridge (Proposed)': [2.0, 8160.0]} | 46563 | 8466 | 0.18 | 38097 | 0.82 | 4378 | 9% |  |  | 40929 | 0.88 | 0.07 | 11097 | 0.24 | 23990 | 52% |  | 5396 | 0.12 | 0 | 0 | 10846 | 0.23 | 3571600% | 6011 | 0.13 | 4055100% | 12914 | 0.28 | 3364900% | 19299 | 0.41 | 2726400% | 988 | 0.02 | 4557400% | 240 | 0.01 | 46323
396 | Bay Boulevard | SDGE Imperial | {'Imperial Beach': [1.7, 7.0], 'Otay': [2.3, 7.0], 'San Ysidro': [5.1, 1.0], 'Silvergate': [6.6, 149.0]} | 603 | 145 | 0.24 | 459 | 0.76 | 112 | 19% |  |  | 227 | 0.38 | 0.11 | 0 | 0 | 0 | 0% |  | 0 | 0 | 0 | 0 | 38 | 0.06 | 56600% | 368 | 0.61 | 23600% | 433 | 0.72 | 17100% | 433 | 0.72 | 17100% | 0 | 0 | 60300% | 54 | 0.09 | 549
397 | Mission | SDGE Imperial | {'Old Town': [3.4, 34.0], 'Vine': [4.0, 34.0], 'Silvergate': [6.2, 34.0], 'Point Loma': [6.3, 34.0]} | 213 | 34 | 0.16 | 179 | 0.84 | 0 | 0% |  |  | 30 | 0.14 | 0.06 | 0 | 0 | 0 | 0% |  | 0 | 0 | 0 | 0 | 16 | 0.08 | 19700% | 20 | 0.1 | 19200% | 179 | 0.84 | 3400% | 179 | 0.84 | 3400% | 0 | 0 | 21300% | 0 | 0 | 213
398 | Eight Mile | PGE GBA | {'Lodi': [2.1, 1699.0]} | 32494 | 2155 | 0.07 | 30339 | 0.93 | 3579 | 11% |  |  | 20997 | 0.65 | 0.15 | 5961 | 0.18 | 21604 | 66% |  | 0 | 0 | 0 | 0 | 0 | 0 | 3249400% | 12423 | 0.38 | 2007000% | 15320 | 0.47 | 1717400% | 15320 | 0.47 | 1717400% | 0 | 0 | 3249400% | 1533 | 0.05 | 30961
399 | Valley Center | SDGE Imperial | {'Lilac': [4.2, 11251.0], 'Escondido': [9.2, 40.0]} | 29609 | 18207 | 0.61 | 11402 | 0.39 | 0 | 0% |  |  | 3528 | 0.12 | 0.52 | 4351 | 0.15 | 1364 | 5% |  | 20692 | 0.7 | 6762 | 0.23 | 7430 | 0.25 | 2218000% | 1454 | 0.05 | 2815500% | 1940 | 0.07 | 2767000% | 8120 | 0.27 | 2148900% | 1662 | 0.06 | 2794700% | 2225 | 0.08 | 27384
400 | Wilson | PGE Fresno | {'Merced': [4.6, 4547.0]} | 28981 | 6951 | 0.24 | 22030 | 0.76 | 819 | 3% |  |  | 21865 | 0.75 | 0.16 | 8250 | 0.28 | 16945 | 58% |  | 3132 | 0.11 | 0 | 0 | 3332 | 0.11 | 2564900% | 6040 | 0.21 | 2294000% | 6654 | 0.23 | 2232700% | 9498 | 0.33 | 1948200% | 434 | 0.01 | 2854700% | 2321 | 0.08 | 26660
401 | Donnells-Curtis | PGE GBA | {} | 25152 | 8955 | 0.36 | 16197 | 0.64 | 22212 | 88% |  |  | 2349 | 0.09 | 0.05 | 0 | 0 | 0 | 0% |  | 4201 | 0.17 | 20367 | 0.81 | 0 | 0 | 2515200% | 3094 | 0.12 | 2205800% | 3117 | 0.12 | 2203500% | 3117 | 0.12 | 2203500% | 13289 | 0.53 | 1186300% | 324 | 0.01 | 24828
402 | Lee Lake (Proposed) | SCE Eastern | {'Alberhill': [2.4, 1146.0]} | 7347 | 1145 | 0.16 | 6202 | 0.84 | 782 | 11% |  |  | 2876 | 0.39 | 0.32 | 185 | 0.03 | 0 | 0% |  | 4720 | 0.64 | 154 | 0.02 | 3568 | 0.49 | 378000% | 2078 | 0.28 | 526900% | 3792 | 0.52 | 355600% | 5675 | 0.77 | 167200% | 2776 | 0.38 | 457100% | 763 | 0.1 | 6585
403 | Orosi | PGE Fresno | {'Reedley': [8.0, 425.0]} | 34512 | 6212 | 0.18 | 28300 | 0.82 | 3197 | 9% |  |  | 19671 | 0.57 | 0.18 | 14774 | 0.43 | 9793 | 28% |  | 1197 | 0.03 | 0 | 0 | 15511 | 0.45 | 1900100% | 10695 | 0.31 | 2381700% | 19214 | 0.56 | 1529800% | 24755 | 0.72 | 975700% | 6954 | 0.2 | 2755800% | 309 | 0.01 | 34204
404 | Ukiah | PGE NGBA | {'Calpella': [3.8, 1186.0], 'Mendocino': [7.5, 959.0]} | 15705 | 1493 | 0.1 | 14212 | 0.9 | 46 | 0% |  |  | 11322 | 0.72 | 0.15 | 490 | 0.03 | 2651 | 17% |  | 8397 | 0.53 | 3273 | 0.21 | 0 | 0 | 1570500% | 11044 | 0.7 | 466200% | 12177 | 0.78 | 352800% | 12177 | 0.78 | 352800% | 6371 | 0.41 | 933500% | 447 | 0.03 | 15258
405 | New Sub - Gates - Midway (Proposed) | PGE Kern | {'Arco': [8.6, 335.0]} | 49246 | 19617 | 0.4 | 29629 | 0.6 | 11770 | 24% |  |  | 34112 | 0.69 | 0.07 | 14443 | 0.29 | 11126 | 23% |  | 17855 | 0.36 | 0 | 0 | 14717 | 0.3 | 3452900% | 4379 | 0.09 | 4486700% | 6047 | 0.12 | 4319900% | 17730 | 0.36 | 3151600% | 1015 | 0.02 | 4823100% | 3216 | 0.07 | 46030
406 | Humboldt | PGE NGBA | {'Harris': [1.0, 2602.0], 'Humboldt Bay': [5.9, 713.0], 'Arcata': [6.0, 823.0]} | 15717 | 4623 | 0.29 | 11094 | 0.71 | 3524 | 22% |  |  | 5292 | 0.34 | 0.35 | 0 | 0 | 0 | 0% |  | 0 | 0 | 0 | 0 | 132 | 0.01 | 1558500% | 8979 | 0.57 | 673800% | 10038 | 0.64 | 567900% | 10169 | 0.65 | 554700% | 1088 | 0.07 | 1462900% | 1116 | 0.07 | 14600
407 | Chowchilla | PGE Fresno | {'Chowchilla': [0.0, 15817.0], 'Le Grand': [4.7, 5102.0], 'Dairyland': [5.8, 8693.0]} | 41354 | 15865 | 0.38 | 25489 | 0.62 | 4904 | 12% |  |  | 30643 | 0.74 | 0.1 | 24978 | 0.6 | 12087 | 29% |  | 13419 | 0.32 | 0 | 0 | 9437 | 0.23 | 3191700% | 11062 | 0.27 | 3029100% | 11062 | 0.27 | 3029100% | 15194 | 0.37 | 2615900% | 0 | 0 | 4135400% | 2671 | 0.06 | 38683
408 | Mesa (SCE) | SCE Metro | {} | 0 | 0 | 0 | 0 | 0 | 0 | 0% |  |  | 0 | 0 | 0 | 0 | 0 | 0 | 0% |  | 0 | 0 | 0 | 0 | 0 | 0 | 0% | 0 | 0 | 0% | 0 | 0 | 0% | 0 | 0 | 0% | 0 | 0 | 0% | 0 | 0 | 0
409 | Colorado River | SCE Eastern | {} | 31051 | 29 | 0 | 31022 | 1 | 16909 | 54% |  |  | 13808 | 0.44 | 0.04 | 55 | 0 | 20 | 0% |  | 0 | 0 | 0 | 0 | 24475 | 0.79 | 657600% | 27369 | 0.88 | 368200% | 26641 | 0.86 | 440900% | 30169 | 0.97 | 88100% | 23151 | 0.75 | 790000% | 43 | 0 | 31007
410 | Placerville | PGE NGBA | {} | 17020 | 687 | 0.04 | 16332 | 0.96 | 0 | 0% |  |  | 2352 | 0.14 | 0.36 | 338 | 0.02 | 449 | 3% |  | 15926 | 0.94 | 534 | 0.03 | 13515 | 0.79 | 350500% | 4353 | 0.26 | 1266700% | 10088 | 0.59 | 693200% | 16221 | 0.95 | 79800% | 1335 | 0.08 | 1568500% | 641 | 0.04 | 16379
411 | Inyokern | SCE NOL | {} | 20267 | 4129 | 0.2 | 16138 | 0.8 | 184 | 1% |  |  | 7863 | 0.39 | 0.31 | 0 | 0 | 0 | 0% |  | 0 | 0 | 0 | 0 | 14599 | 0.72 | 566800% | 8429 | 0.42 | 1183900% | 1427 | 0.07 | 1884000% | 15826 | 0.78 | 444100% | 6097 | 0.3 | 1417000% | 4 | 0 | 20263
412 | Mandalay | SCE Northern | {'Ormond Beach': [7.1, 116.0]} | 2423 | 117 | 0.05 | 2306 | 0.95 | 55 | 2% |  |  | 1748 | 0.72 | 0.16 | 178 | 0.07 | 1449 | 60% |  | 0 | 0 | 0 | 0 | 0 | 0 | 242300% | 0 | 0 | 242300% | 2304 | 0.95 | 11900% | 2304 | 0.95 | 11900% | 0 | 0 | 242300% | 54 | 0.02 | 2369
413 | Creelman | SDGE Imperial | {} | 14554 | 4154 | 0.29 | 10400 | 0.71 | 1140 | 8% |  |  | 4519 | 0.31 | 0.29 | 327 | 0.02 | 70 | 0% |  | 1869 | 0.13 | 12567 | 0.86 | 8676 | 0.6 | 587800% | 3850 | 0.26 | 1070400% | 5467 | 0.38 | 908700% | 9649 | 0.66 | 490500% | 3219 | 0.22 | 1133500% | 360 | 0.02 | 14194
414 | Harborgen | SCE Metro | {'Long Beach': [0.9, 2107.0], 'Arcogen': [2.8, 1078.0], 'Hinson': [2.8, 1289.0], 'Alamitos': [7.4, 2.0]} | 4583 | 2095 | 0.46 | 2488 | 0.54 | 951 | 21% |  |  | 2791 | 0.61 | 0.11 | 0 | 0 | 0 | 0% |  | 0 | 0 | 0 | 0 | 0 | 0 | 458300% | 0 | 0 | 458300% | 2474 | 0.54 | 210900% | 2474 | 0.54 | 210900% | 0 | 0 | 458300% | 6 | 0 | 4577
415 | Capistrano | SDGE Imperial | {'Q1806': [1.6, 539.0], 'Margarita': [3.4, 544.0], 'Trabuco': [3.5, 430.0], 'Rancho Mission Viejo': [3.9, 544.0], 'North of SONGS': [6.8, 116.0], 'Talega': [6.8, 116.0]} | 3736 | 595 | 0.16 | 3141 | 0.84 | 10 | 0% |  |  | 1524 | 0.41 | 0.72 | 40 | 0.01 | 1 | 0% |  | 2794 | 0.75 | 0 | 0 | 1256 | 0.34 | 248000% | 2351 | 0.63 | 138500% | 2843 | 0.76 | 89300% | 2843 | 0.76 | 89300% | 784 | 0.21 | 295300% | 298 | 0.08 | 3438
416 | Red Bluff | PGE NGBA | {} | 32319 | 14689 | 0.45 | 17629 | 0.55 | 0 | 0% |  |  | 17192 | 0.53 | 0.24 | 1076 | 0.03 | 5100 | 16% |  | 22454 | 0.69 | 0 | 0 | 7973 | 0.25 | 2434600% | 1957 | 0.06 | 3036200% | 689 | 0.02 | 3162900% | 8662 | 0.27 | 2365700% | 3096 | 0.1 | 2922200% | 4924 | 0.15 | 27395
417 | Scripps | SDGE Imperial | {} | 9 | 0 | 0 | 9 | 1 | 0 | 0% |  |  | 1 | 0.11 | 0.15 | 0 | 0 | 0 | 0% |  | 8 | 0.91 | 0 | 0 | 9 | 1 | 0% | 0 | 0 | 900% | 0 | 0 | 900% | 9 | 1 | 0% | 0 | 0 | 900% | 0 | 0 | 9
418 | Johanna | SCE Metro | {} | 4 | 0 | 0 | 4 | 1 | 0 | 0% |  |  | 0 | 0 | 0.71 | 0 | 0 | 0 | 0% |  | 0 | 0 | 0 | 0 | 0 | 0 | 400% | 4 | 1 | 0% | 4 | 1 | 0% | 4 | 1 | 0% | 0 | 0 | 400% | 1 | 0.37 | 2
419 | Cottle | PGE GBA | {'Warnerville': [2.5, 7731.0], 'Riverbank': [4.4, 7293.0], 'Valley Home': [8.7, 2609.0]} | 34405 | 13395 | 0.39 | 21011 | 0.61 | 1365 | 4% |  |  | 22595 | 0.66 | 0.16 | 20712 | 0.6 | 6948 | 20% |  | 12156 | 0.35 | 0 | 0 | 6073 | 0.18 | 2833300% | 5029 | 0.15 | 2937700% | 11193 | 0.33 | 2321200% | 15644 | 0.45 | 1876100% | 827 | 0.02 | 3357900% | 1368 | 0.04 | 33037
420 | Kingsburg | PGE Fresno | {'McCall': [9.1, 130.0]} | 40759 | 11654 | 0.29 | 29105 | 0.71 | 8 | 0% |  |  | 24734 | 0.61 | 0.18 | 9481 | 0.23 | 28048 | 69% |  | 0 | 0 | 0 | 0 | 0 | 0 | 4075900% | 0 | 0 | 4075900% | 0 | 0 | 4075900% | 0 | 0 | 4075900% | 0 | 0 | 4075900% | 1320 | 0.03 | 39438
421 | Panoche | PGE Fresno | {'Cheney': [3.1, 3166.0], 'Manning': [4.4, 2606.0], 'Hammonds': [4.8, 1035.0], 'Mendota': [8.2, 60.0]} | 46531 | 3938 | 0.08 | 42593 | 0.92 | 2581 | 6% |  |  | 43541 | 0.94 | 0.07 | 7579 | 0.16 | 35234 | 76% |  | 1284 | 0.03 | 0 | 0 | 5635 | 0.12 | 4089600% | 4797 | 0.1 | 4173400% | 11510 | 0.25 | 3502200% | 14420 | 0.31 | 3211100% | 949 | 0.02 | 4558200% | 326 | 0.01 | 46205
422 | Fulton | PGE NGBA | {'Fitch Mountain': [9.0, 17.0]} | 14797 | 24 | 0 | 14773 | 1 | 0 | 0% |  |  | 4742 | 0.32 | 0.3 | 664 | 0.04 | 3812 | 26% |  | 1582 | 0.11 | 0 | 0 | 5641 | 0.38 | 915700% | 8278 | 0.56 | 651900% | 14379 | 0.97 | 41900% | 14379 | 0.97 | 41900% | 1020 | 0.07 | 1377700% | 682 | 0.05 | 14116
423 | Ripon | PGE GBA | {'Manteca': [5.3, 1328.0], 'Vierra': [7.5, 313.0], 'Avena': [7.8, 1242.0]} | 33158 | 3096 | 0.09 | 30062 | 0.91 | 1 | 0% |  |  | 17618 | 0.53 | 0.25 | 4680 | 0.14 | 26554 | 80% |  | 107 | 0 | 0 | 0 | 10876 | 0.33 | 2228200% | 5754 | 0.17 | 2740300% | 5754 | 0.17 | 2740300% | 13706 | 0.41 | 1945200% | 0 | 0 | 3315800% | 475 | 0.01 | 32682
424 | Shafter | PGE Kern | {'Rio Bravo': [5.9, 3707.0], 'Charca': [6.6, 299.0], 'Ganso': [7.4, 687.0], 'Famoso': [9.0, 10.0], 'Semitropic': [9.0, 82.0], 'Lerdo': [9.3, 11.0]} | 41283 | 6350 | 0.15 | 34933 | 0.85 | 3446 | 8% |  |  | 34640 | 0.84 | 0.1 | 5537 | 0.13 | 34106 | 83% |  | 626 | 0.02 | 0 | 0 | 0 | 0 | 4128300% | 0 | 0 | 4128300% | 2372 | 0.06 | 3891100% | 2372 | 0.06 | 3891100% | 0 | 0 | 4128300% | 61 | 0 | 41222
425 | San Luis Rey | SDGE Imperial | {'Cannon': [5.1, 5.0], 'Encina': [5.2, 6.0]} | 596 | 24 | 0.04 | 571 | 0.96 | 76 | 13% |  |  | 7 | 0.01 | 0.37 | 7 | 0.01 | 0 | 0% |  | 0 | 0 | 0 | 0 | 96 | 0.16 | 50000% | 551 | 0.92 | 4500% | 551 | 0.93 | 4500% | 551 | 0.93 | 4500% | 0 | 0 | 59600% | 198 | 0.33 | 397
426 | Woodward | PGE Fresno | {'Bullard': [5.1, 177.0], 'Clovis': [6.2, 343.0]} | 23625 | 469 | 0.02 | 23156 | 0.98 | 171 | 1% |  |  | 14104 | 0.6 | 0.54 | 7601 | 0.32 | 3191 | 14% |  | 10824 | 0.46 | 0 | 0 | 11625 | 0.49 | 1200000% | 21979 | 0.93 | 164600% | 20487 | 0.87 | 313800% | 22668 | 0.96 | 95800% | 3679 | 0.16 | 1994600% | 6145 | 0.26 | 17480
427 | Helm | PGE Fresno | {'Crescent': [4.2, 5725.0], 'New Sub - Los Banos - Midway (Proposed)': [7.9, 3438.0]} | 40769 | 9825 | 0.24 | 30944 | 0.76 | 4882 | 12% |  |  | 34237 | 0.84 | 0.08 | 30465 | 0.75 | 7127 | 17% |  | 503 | 0.01 | 0 | 0 | 27516 | 0.67 | 1325300% | 8566 | 0.21 | 3220300% | 8566 | 0.21 | 3220300% | 29906 | 0.73 | 1086300% | 0 | 0 | 4076900% | 269 | 0.01 | 40500
428 | FMC | PGE GBA | {} | 0 | 0 | 0 | 0 | 0 | 0 | 0% |  |  | 0 | 0 | 0 | 0 | 0 | 0 | 0% |  | 0 | 0 | 0 | 0 | 0 | 0 | 0% | 0 | 0 | 0% | 0 | 0 | 0% | 0 | 0 | 0% | 0 | 0 | 0% | 0 | 0 | 0
429 | Mohave | SCE EOP | {} | 12132 | 5631 | 0.46 | 6502 | 0.54 | 0 | 0% |  |  | 0 | 0 | 0 | 0 | 0 | 0 | 0% |  | 0 | 0 | 0 | 0 | 0 | 0 | 1213200% | 0 | 0 | 1213200% | 0 | 0 | 1213200% | 0 | 0 | 1213200% | 0 | 0 | 1213200% | 2 | 0 | 12131
430 | Wakefield | SCE Northern | {'Santa Clara': [8.2, 230.0]} | 30082 | 8478 | 0.28 | 21604 | 0.72 | 3482 | 12% |  |  | 22898 | 0.76 | 0.12 | 2921 | 0.1 | 7276 | 24% |  | 0 | 0 | 0 | 0 | 6568 | 0.22 | 2351400% | 4379 | 0.15 | 2570200% | 6225 | 0.21 | 2385700% | 11833 | 0.39 | 1824800% | 9607 | 0.32 | 2047400% | 2001 | 0.07 | 28081
431 | Kern PP | PGE Kern | {'Rosedale': [1.1, 6.0], 'Renfro': [3.8, 316.0], '7th Standard': [4.6, 421.0], 'Kern Oil': [6.0, 14.0], 'Lerdo': [8.9, 421.0]} | 2909 | 421 | 0.14 | 2488 | 0.86 | 0 | 0% |  |  | 1031 | 0.35 | 0.87 | 12 | 0 | 1654 | 57% |  | 0 | 0 | 0 | 0 | 1866 | 0.64 | 104300% | 624 | 0.21 | 228500% | 759 | 0.26 | 215000% | 1866 | 0.64 | 104300% | 0 | 0 | 290900% | 78 | 0.03 | 2831
432 | Diablo Canyon | PGE Kern | {} | 10075 | 1173 | 0.12 | 8902 | 0.88 | 7008 | 70% |  |  | 2989 | 0.3 | 0.04 | 81 | 0.01 | 0 | 0% |  | 7537 | 0.75 | 0 | 0 | 1 | 0 | 1007400% | 597 | 0.06 | 947800% | 5451 | 0.54 | 462400% | 5451 | 0.54 | 462400% | 6299 | 0.63 | 377500% | 711 | 0.07 | 9364
433 | Reedley | PGE Fresno | {'Wahtoke': [4.3, 4718.0], 'Orosi': [8.0, 425.0]} | 34495 | 10423 | 0.3 | 24072 | 0.7 | 0 | 0% |  |  | 18010 | 0.52 | 0.23 | 14322 | 0.42 | 16993 | 49% |  | 0 | 0 | 0 | 0 | 827 | 0.02 | 3366800% | 4203 | 0.12 | 3029200% | 8179 | 0.24 | 2631600% | 8179 | 0.24 | 2631600% | 359 | 0.01 | 3413600% | 387 | 0.01 | 34107
434 | Oakland J | PGE GBA | {'Edes': [2.0, 1377.0], 'Oakland X': [3.1, 227.0], 'Oakland C': [4.4, 227.0], 'Oakland L': [4.5, 227.0], 'San Leandro U': [5.1, 1107.0], 'Grant': [7.0, 928.0], 'SAN FRAN A (POTRERO PP)': [9.3, 20.0], 'Potrero': [9.3, 20.0]} | 4602 | 1482 | 0.32 | 3120 | 0.68 | 749 | 16% |  |  | 1454 | 0.32 | 0.84 | 0 | 0 | 0 | 0% |  | 0 | 0 | 0 | 0 | 94 | 0.02 | 450800% | 1350 | 0.29 | 325200% | 2890 | 0.63 | 171200% | 2891 | 0.63 | 171100% | 21 | 0 | 458100% | 388 | 0.08 | 4214
435 | Sandy | SCE EOP | {'Crazy Eyes': [9.4, 3.0]} | 1297 | 1185 | 0.91 | 112 | 0.09 | 0 | 0% |  |  | 0 | 0 | 0 | 0 | 0 | 0 | 0% |  | 4 | 0 | 0 | 0 | 0 | 0 | 129700% | 0 | 0 | 129700% | 0 | 0 | 129700% | 0 | 0 | 129700% | 0 | 0 | 129700% | 0 | 0 | 1297
436 | Cayetano | PGE GBA | {'Las Positas': [3.3, 994.0], 'Los Positas': [3.4, 994.0], 'Vasco': [3.5, 994.0], 'North Dublin': [4.7, 1014.0], 'Vineyard': [6.6, 165.0]} | 17577 | 1153 | 0.07 | 16423 | 0.93 | 585 | 3% |  |  | 15367 | 0.87 | 0.17 | 1597 | 0.09 | 0 | 0% |  | 16708 | 0.95 | 526 | 0.03 | 5287 | 0.3 | 1229000% | 10025 | 0.57 | 755100% | 14044 | 0.8 | 353300% | 14044 | 0.8 | 353300% | 4539 | 0.26 | 1303800% | 1416 | 0.08 | 16160
437 | Pit 1 | PGE NGBA | {} | 20524 | 483 | 0.02 | 20041 | 0.98 | 7698 | 38% |  |  | 10923 | 0.53 | 0.09 | 2657 | 0.13 | 0 | 0% |  | 0 | 0 | 0 | 0 | 10493 | 0.51 | 1003100% | 12595 | 0.61 | 792900% | 16359 | 0.8 | 416500% | 19672 | 0.96 | 85200% | 12698 | 0.62 | 782500% | 542 | 0.03 | 19982
438 | Metcalf | PGE GBA | {'Santa Teresa': [2.8, 6.0], 'Edenvale': [3.2, 10.0], 'Piercy': [4.0, 10.0], 'Swift': [7.5, 10.0]} | 10233 | 10 | 0 | 10223 | 1 | 2366 | 23% |  |  | 5959 | 0.58 | 0.11 | 959 | 0.09 | 587 | 6% |  | 9210 | 0.9 | 0 | 0 | 10200 | 1 | 3300% | 4799 | 0.47 | 543400% | 5795 | 0.57 | 443800% | 10200 | 1 | 3300% | 3432 | 0.34 | 680100% | 415 | 0.04 | 9818
439 | Delaney | SCE Arizona | {} | 22012 | 12520 | 0.57 | 9492 | 0.43 | 0 | 0% |  |  | 0 | 0 | 0 | 0 | 0 | 0 | 0% |  | 0 | 0 | 0 | 0 | 0 | 0 | 2201200% | 0 | 0 | 2201200% | 0 | 0 | 2201200% | 0 | 0 | 2201200% | 0 | 0 | 2201200% | 0 | 0 | 22012
440 | Oakland L | PGE GBA | {'Oakland C': [1.0, 1543.0], 'Oakland X': [2.2, 808.0], 'Oakland J': [4.5, 227.0], 'Edes': [6.5, 116.0], 'Potrero': [7.3, 1102.0], 'SAN FRAN A (POTRERO PP)': [7.3, 1103.0], 'El Cerrito G': [7.6, 110.0], 'Richmond R': [9.7, 28.0]} | 2543 | 1580 | 0.62 | 962 | 0.38 | 200 | 8% |  |  | 1391 | 0.55 | 0.24 | 0 | 0 | 0 | 0% |  | 0 | 0 | 0 | 0 | 0 | 0 | 254300% | 467 | 0.18 | 207600% | 885 | 0.35 | 165800% | 885 | 0.35 | 165800% | 0 | 0 | 254300% | 78 | 0.03 | 2465
441 | Lemoore | PGE Fresno | {'Leprino': [5.2, 8172.0], 'Henrietta': [7.5, 1428.0], 'Mustang': [8.6, 147.0], 'GWF Hanford': [8.8, 614.0], 'Guernsey': [9.8, 116.0]} | 35361 | 14678 | 0.42 | 20683 | 0.58 | 1936 | 5% |  |  | 19650 | 0.56 | 0.2 | 17628 | 0.5 | 13055 | 37% |  | 0 | 0 | 0 | 0 | 7222 | 0.2 | 2813900% | 0 | 0 | 3536100% | 277 | 0.01 | 3508400% | 7222 | 0.2 | 2813900% | 0 | 0 | 3536100% | 1839 | 0.05 | 33522
442 | Tesla | PGE GBA | {'Midway Green Ridge Services': [1.6, 348.0], 'GWF Tracy': [4.1, 1599.0], 'Lammers': [4.7, 1599.0]} | 39190 | 1599 | 0.04 | 37591 | 0.96 | 12518 | 32% |  |  | 22128 | 0.56 | 0.23 | 1890 | 0.05 | 2849 | 7% |  | 33755 | 0.86 | 0 | 0 | 30943 | 0.79 | 824800% | 29548 | 0.75 | 964300% | 31476 | 0.8 | 771500% | 36372 | 0.93 | 281800% | 12160 | 0.31 | 2703000% | 1358 | 0.03 | 37832
443 | Camanche | PGE GBA | {'Rancho Seco - Bellota (Proposed)': [5.8, 813.0], 'Lockeford': [9.9, 10.0]} | 26276 | 1802 | 0.07 | 24473 | 0.93 | 2398 | 9% |  |  | 18042 | 0.69 | 0.17 | 3599 | 0.14 | 1945 | 7% |  | 4394 | 0.17 | 0 | 0 | 21317 | 0.81 | 495900% | 15880 | 0.6 | 1039500% | 22133 | 0.84 | 414200% | 22331 | 0.85 | 394500% | 9528 | 0.36 | 1674700% | 7195 | 0.27 | 19081
444 | Solar | PGE Kern | {'Carrizo Plains': [1.1, 2998.0]} | 22473 | 3690 | 0.16 | 18783 | 0.84 | 11919 | 53% |  |  | 10482 | 0.47 | 0.04 | 4914 | 0.22 | 59 | 0% |  | 15787 | 0.7 | 1858 | 0.08 | 2550 | 0.11 | 1992300% | 7309 | 0.33 | 1516400% | 11045 | 0.49 | 1142800% | 11541 | 0.51 | 1093200% | 13222 | 0.59 | 925100% | 271 | 0.01 | 22202
445 | Mesa Heights | SDGE Imperial | {} | 4 | 0 | 0 | 4 | 1 | 0 | 0% |  |  | 0 | 0 | 0.89 | 0 | 0 | 0 | 0% |  | 0 | 0 | 0 | 0 | 1 | 0.36 | 200% | 4 | 1 | 0% | 4 | 1 | 0% | 4 | 1 | 0% | 0 | 0 | 400% | 0 | 0.05 | 4
446 | Cove Road | PGE NGBA | {'Round Mt.': [4.9, 276.0], 'New Sub - Pit 1 - Cottonwood (Proposed)': [6.8, 846.0], 'James B Black': [8.3, 906.0], 'Pit 4': [8.7, 1332.0], 'Carberry': [9.2, 0.0]} | 24783 | 4358 | 0.18 | 20426 | 0.82 | 7259 | 29% |  |  | 14418 | 0.58 | 0.07 | 241 | 0.01 | 28 | 0% |  | 18151 | 0.73 | 6206 | 0.25 | 18097 | 0.73 | 668700% | 4216 | 0.17 | 2056800% | 6621 | 0.27 | 1816300% | 18638 | 0.75 | 614600% | 4902 | 0.2 | 1988100% | 1250 | 0.05 | 23533
447 | Gold Hill | PGE NGBA | {} | 7439 | 1862 | 0.25 | 5577 | 0.75 | 883 | 12% |  |  | 3894 | 0.52 | 0.69 | 0 | 0 | 0 | 0% |  | 0 | 0 | 0 | 0 | 4445 | 0.6 | 299500% | 786 | 0.11 | 665300% | 0 | 0 | 743900% | 4498 | 0.6 | 294100% | 3155 | 0.42 | 428400% | 1364 | 0.18 | 6075
448 | Control | SCE NOL | {'Inyo': [2.2, 747.0]} | 6217 | 779 | 0.13 | 5438 | 0.87 | 4570 | 74% |  |  | 1516 | 0.24 | 0.03 | 0 | 0 | 0 | 0% |  | 0 | 0 | 0 | 0 | 0 | 0 | 621700% | 725 | 0.12 | 549200% | 3057 | 0.49 | 316000% | 3335 | 0.54 | 288200% | 3907 | 0.63 | 230900% | 507 | 0.08 | 5710
449 | Lambie | PGE NGBA | {'Lambie': [0.0, 3933.0], 'Shiloh III': [3.8, 3426.0], 'Birds Landing': [7.0, 734.0]} | 26689 | 3942 | 0.15 | 22747 | 0.85 | 3617 | 14% |  |  | 22833 | 0.86 | 0.06 | 6711 | 0.25 | 0 | 0% |  | 24099 | 0.9 | 0 | 0 | 1866 | 0.07 | 2482300% | 15851 | 0.59 | 1083900% | 17490 | 0.66 | 919900% | 20067 | 0.75 | 662200% | 3372 | 0.13 | 2331800% | 10894 | 0.41 | 15795
450 | Summit | PGE NGBA | {} | 19385 | 81 | 0 | 19304 | 1 | 6410 | 33% |  |  | 10947 | 0.56 | 0.23 | 0 | 0 | 0 | 0% |  | 1019 | 0.05 | 0 | 0 | 1495 | 0.08 | 1789000% | 1767 | 0.09 | 1761800% | 10648 | 0.55 | 873700% | 11738 | 0.61 | 764700% | 12035 | 0.62 | 734900% | 1565 | 0.08 | 17820
451 | Pauda | SCE Metro | {} | 617 | 0 | 0 | 617 | 1 | 121 | 20% |  |  | 365 | 0.59 | 0.08 | 2 | 0 | 0 | 0% |  | 0 | 0 | 616 | 1 | 617 | 1 | 0% | 373 | 0.6 | 24400% | 0 | 0 | 61700% | 617 | 1 | 0% | 480 | 0.78 | 13700% | 137 | 0.22 | 480
452 | Ocotillo Express | SDGE Imperial | {} | 16743 | 4971 | 0.3 | 11771 | 0.7 | 7247 | 43% |  |  | 7298 | 0.44 | 0.07 | 0 | 0 | 0 | 0% |  | 0 | 0 | 0 | 0 | 5339 | 0.32 | 1140400% | 4619 | 0.28 | 1212400% | 2796 | 0.17 | 1394700% | 9968 | 0.6 | 677500% | 5064 | 0.3 | 1167800% | 0 | 0 | 16743
453 | Corcoran | PGE Fresno | {'Waukena': [2.3, 9226.0], 'Guernsey': [9.8, 147.0]} | 35658 | 13136 | 0.37 | 22522 | 0.63 | 7042 | 20% |  |  | 26930 | 0.76 | 0.07 | 16395 | 0.46 | 12905 | 36% |  | 0 | 0 | 0 | 0 | 5536 | 0.16 | 3012200% | 2669 | 0.07 | 3299000% | 8406 | 0.24 | 2725200% | 13070 | 0.37 | 2258900% | 960 | 0.03 | 3469800% | 4077 | 0.11 | 31582
454 | Penasquitos | SDGE Imperial | {'North City Metering': [2.8, 1.0]} | 26 | 1 | 0.04 | 25 | 0.96 | 1 | 3% |  |  | 9 | 0.33 | 0.23 | 0 | 0 | 0 | 0% |  | 0 | 0 | 0 | 0 | 3 | 0.11 | 2300% | 14 | 0.53 | 1200% | 24 | 0.9 | 200% | 24 | 0.9 | 200% | 0 | 0 | 2600% | 3 | 0.1 | 23
455 | Sonora | SCE Eastern | {'Arkansas': [2.7, 12534.0], 'Bannister': [7.6, 1392.0]} | 43058 | 14865 | 0.35 | 28194 | 0.65 | 5412 | 13% |  |  | 37106 | 0.86 | 0.07 | 17103 | 0.4 | 13485 | 31% |  | 0 | 0 | 0 | 0 | 5910 | 0.14 | 3714800% | 3125 | 0.07 | 3993300% | 18225 | 0.42 | 2483300% | 18225 | 0.42 | 2483300% | 7199 | 0.17 | 3586000% | 3019 | 0.07 | 40039
456 | Tranquility | PGE Fresno | {'Cheney': [7.6, 2593.0], 'Mendota': [9.6, 616.0]} | 43037 | 22361 | 0.52 | 20676 | 0.48 | 2750 | 6% |  |  | 39506 | 0.92 | 0.08 | 25841 | 0.6 | 14181 | 33% |  | 1787 | 0.04 | 0 | 0 | 11042 | 0.26 | 3199500% | 0 | 0 | 4303700% | 4084 | 0.09 | 3895300% | 12131 | 0.28 | 3090600% | 0 | 0 | 4303700% | 119 | 0 | 42918
457 | Manning | PGE Fresno | {'Manning': [0.0, 3094.0], 'Panoche': [4.4, 2606.0], 'Cheney': [4.5, 3094.0], 'Hammonds': [9.0, 68.0]} | 32083 | 3093 | 0.1 | 28989 | 0.9 | 7863 | 25% |  |  | 24019 | 0.75 | 0.05 | 7152 | 0.22 | 14663 | 46% |  | 98 | 0 | 0 | 0 | 14364 | 0.45 | 1771900% | 9760 | 0.3 | 2232200% | 13738 | 0.43 | 1834500% | 17406 | 0.54 | 1467700% | 4844 | 0.15 | 2723900% | 84 | 0 | 31999
458 | Rerc | SCE Eastern | {} | 0 | 0 | 0 | 0 | 0 | 0 | 0% |  |  | 0 | 0 | 0 | 0 | 0 | 0 | 0% |  | 0 | 0 | 0 | 0 | 0 | 0 | 0% | 0 | 0 | 0% | 0 | 0 | 0% | 0 | 0 | 0% | 0 | 0 | 0% | 0 | 0 | 0
459 | Valley Center | SDGE Imperial | {'Lilac': [4.2, 11251.0], 'Escondido': [9.2, 40.0]} | 29609 | 18207 | 0.61 | 11402 | 0.39 | 0 | 0% |  |  | 3528 | 0.12 | 0.52 | 4351 | 0.15 | 1364 | 5% |  | 20692 | 0.7 | 6762 | 0.23 | 7430 | 0.25 | 2218000% | 1454 | 0.05 | 2815500% | 1940 | 0.07 | 2767000% | 8120 | 0.27 | 2148900% | 1662 | 0.06 | 2794700% | 2225 | 0.08 | 27384
460 | Bannister | SCE Eastern | {'Sonora': [7.6, 1392.0], 'Arkansas': [7.8, 1050.0]} | 29521 | 2976 | 0.1 | 26545 | 0.9 | 691 | 2% |  |  | 26613 | 0.9 | 0.1 | 9609 | 0.33 | 10448 | 35% |  | 0 | 0 | 0 | 0 | 0 | 0 | 2952100% | 22290 | 0.76 | 723200% | 25023 | 0.85 | 449800% | 25023 | 0.85 | 449800% | 0 | 0 | 2952100% | 3494 | 0.12 | 26028
461 | Talega | SDGE Imperial | {'North of SONGS': [0.3, 140.0], 'Rancho Mission Viejo': [5.3, 174.0], 'San Onofre': [5.9, 4.0], 'Capistrano': [6.8, 116.0], 'Margarita': [7.5, 115.0], 'Q1806': [8.2, 105.0]} | 4919 | 208 | 0.04 | 4711 | 0.96 | 40 | 1% |  |  | 4656 | 0.95 | 0.1 | 58 | 0.01 | 1 | 0% |  | 1316 | 0.27 | 3480 | 0.71 | 838 | 0.17 | 408100% | 4081 | 0.83 | 83800% | 4081 | 0.83 | 83800% | 4081 | 0.83 | 83800% | 4010 | 0.82 | 90900% | 245 | 0.05 | 4674
462 | Arkansas | SCE Eastern | {'Sonora': [2.7, 12534.0], 'Bannister': [7.8, 1050.0]} | 42605 | 16580 | 0.39 | 26024 | 0.61 | 3615 | 8% |  |  | 38242 | 0.9 | 0.07 | 20599 | 0.48 | 17874 | 42% |  | 0 | 0 | 0 | 0 | 1702 | 0.04 | 4090300% | 5656 | 0.13 | 3694800% | 13368 | 0.31 | 2923600% | 13368 | 0.31 | 2923600% | 927 | 0.02 | 4167800% | 1352 | 0.03 | 41253
463 | Bailey | SCE Northern | {} | 24744 | 0 | 0 | 24744 | 1 | 10487 | 42% |  |  | 13913 | 0.56 | 0.06 | 0 | 0 | 0 | 0% |  | 15389 | 0.62 | 7747 | 0.31 | 16231 | 0.66 | 851400% | 16459 | 0.67 | 828600% | 17100 | 0.69 | 764400% | 24744 | 1 | 0% | 13912 | 0.56 | 1083300% | 678 | 0.03 | 24066
464 | Kasson | PGE GBA | {'Vierra': [5.1, 24.0], 'Manteca': [7.4, 24.0]} | 27846 | 69 | 0 | 27777 | 1 | 0 | 0% |  |  | 20908 | 0.75 | 0.27 | 3222 | 0.12 | 18760 | 67% |  | 0 | 0 | 0 | 0 | 7650 | 0.27 | 2019600% | 340 | 0.01 | 2750600% | 340 | 0.01 | 2750600% | 7990 | 0.29 | 1985600% | 0 | 0 | 2784600% | 1699 | 0.06 | 26146
465 | Bellota | PGE GBA | {'Rancho Seco - Bellota (Proposed)': [8.2, 263.0]} | 42196 | 4824 | 0.11 | 37372 | 0.89 | 4903 | 12% |  |  | 32917 | 0.78 | 0.12 | 14962 | 0.35 | 12767 | 30% |  | 5965 | 0.14 | 0 | 0 | 5790 | 0.14 | 3640600% | 6891 | 0.16 | 3530500% | 27294 | 0.65 | 1490200% | 27339 | 0.65 | 1485700% | 9302 | 0.22 | 3289400% | 8411 | 0.2 | 33785
466 | Geysers Tap 12 | PGE NGBA | {} | 11478 | 0 | 0 | 11478 | 1 | 1822 | 16% |  |  | 9093 | 0.79 | 0.07 | 499 | 0.04 | 38 | 0% |  | 6259 | 0.55 | 293 | 0.03 | 11244 | 0.98 | 23400% | 7120 | 0.62 | 435900% | 11476 | 1 | 200% | 11478 | 1 | 0% | 3750 | 0.33 | 772800% | 139 | 0.01 | 11339
467 | Paul Sweet | PGE GBA | {} | 5372 | 555 | 0.1 | 4817 | 0.9 | 45 | 1% |  |  | 221 | 0.04 | 0.43 | 85 | 0.02 | 71 | 1% |  | 0 | 0 | 0 | 0 | 819 | 0.15 | 455300% | 1624 | 0.3 | 374700% | 3605 | 0.67 | 176600% | 4424 | 0.82 | 94800% | 448 | 0.08 | 492400% | 92 | 0.02 | 5280
468 | Carquinez | PGE NGBA | {'Parkway': [3.9, 46.0], 'Bahia': [6.0, 556.0], 'Christie': [6.5, 3115.0], 'San Pablo': [8.8, 504.0], 'Martinez': [8.9, 538.0], 'Alhambra': [9.3, 536.0]} | 11244 | 3136 | 0.28 | 8107 | 0.72 | 798 | 7% |  |  | 3575 | 0.32 | 0.74 | 0 | 0 | 0 | 0% |  | 100 | 0.01 | 0 | 0 | 124 | 0.01 | 1111900% | 719 | 0.06 | 1052500% | 7906 | 0.7 | 333700% | 7922 | 0.7 | 332200% | 218 | 0.02 | 1102500% | 1296 | 0.12 | 9948
469 | El Centro | SDGE Imperial | {} | 24880 | 4535 | 0.18 | 20345 | 0.82 | 230 | 1% |  |  | 23178 | 0.93 | 0.12 | 3119 | 0.13 | 19722 | 79% |  | 0 | 0 | 0 | 0 | 0 | 0 | 2488000% | 0 | 0 | 2488000% | 0 | 0 | 2488000% | 0 | 0 | 2488000% | 0 | 0 | 2488000% | 1077 | 0.04 | 23803
470 | Riverbank | PGE GBA | {'Cottle': [4.4, 7293.0], 'Warnerville': [6.0, 2974.0], 'Valley Home': [6.4, 7844.0]} | 27631 | 15461 | 0.56 | 12170 | 0.44 | 0 | 0% |  |  | 9290 | 0.34 | 0.27 | 17982 | 0.65 | 5801 | 21% |  | 15766 | 0.57 | 0 | 0 | 2697 | 0.1 | 2493400% | 3414 | 0.12 | 2421700% | 5466 | 0.2 | 2216500% | 7503 | 0.27 | 2012800% | 0 | 0 | 2763100% | 332 | 0.01 | 27299
471 | Valley | SCE Eastern | {} | 9251 | 2928 | 0.32 | 6323 | 0.68 | 0 | 0% |  |  | 2496 | 0.27 | 0.27 | 2293 | 0.25 | 110 | 1% |  | 7495 | 0.81 | 0 | 0 | 5 | 0 | 924600% | 2138 | 0.23 | 711300% | 6050 | 0.65 | 320000% | 6055 | 0.65 | 319500% | 811 | 0.09 | 843900% | 245 | 0.03 | 9006
472 | Madera | PGE Fresno | {'Borden': [3.9, 1947.0], 'Storey': [4.3, 651.0], 'Gregg': [9.0, 241.0], 'Herndon': [9.1, 261.0], 'Biola': [9.7, 23.0]} | 31368 | 3922 | 0.13 | 27447 | 0.87 | 0 | 0% |  |  | 27851 | 0.89 | 0.14 | 5872 | 0.19 | 22083 | 70% |  | 3209 | 0.1 | 0 | 0 | 1971 | 0.06 | 2939700% | 7039 | 0.22 | 2432900% | 7039 | 0.22 | 2432900% | 8571 | 0.27 | 2279700% | 0 | 0 | 3136800% | 1268 | 0.04 | 30100
473 | Rio Bravo | PGE Kern | {'Shafter': [5.9, 3707.0], 'Tupman': [6.1, 1501.0], 'Renfro': [6.6, 632.0], '7th Standard': [7.2, 1047.0], 'Lerdo': [7.3, 1115.0]} | 41112 | 8892 | 0.22 | 32220 | 0.78 | 401 | 1% |  |  | 35034 | 0.85 | 0.13 | 6310 | 0.15 | 29891 | 73% |  | 1438 | 0.03 | 0 | 0 | 1217 | 0.03 | 3989600% | 204 | 0 | 4090800% | 7454 | 0.18 | 3365900% | 7714 | 0.19 | 3339800% | 0 | 0 | 4111200% | 219 | 0.01 | 40894
474 | New Sub - Lugo - Pisgah (Proposed) | SCE NOL | {} | 18952 | 5180 | 0.27 | 13772 | 0.73 | 1773 | 9% |  |  | 6445 | 0.34 | 0.64 | 0 | 0 | 0 | 0% |  | 0 | 0 | 0 | 0 | 0 | 0 | 1895200% | 1437 | 0.08 | 1751500% | 1805 | 0.1 | 1714700% | 2258 | 0.12 | 1669400% | 12860 | 0.68 | 609200% | 0 | 0 | 18952
475 | Kern Oil | PGE Kern | {'Sycamore': [1.9, 2221.0], 'Kern Power': [6.0, 14.0], '7th Standard': [6.2, 500.0], 'Mt Poso': [8.0, 2456.0], 'Lerdo': [8.4, 756.0], 'Poso Mt.': [9.0, 857.0]} | 20807 | 3223 | 0.15 | 17583 | 0.85 | 704 | 3% |  |  | 18347 | 0.88 | 0.13 | 6 | 0 | 1343 | 6% |  | 2223 | 0.11 | 0 | 0 | 16489 | 0.79 | 431700% | 1406 | 0.07 | 1940000% | 1916 | 0.09 | 1889100% | 16489 | 0.79 | 431700% | 525 | 0.03 | 2028200% | 129 | 0.01 | 20678
476 | IS Tap | SCE EOP | {} | 2459 | 1451 | 0.59 | 1009 | 0.41 | 0 | 0% |  |  | 0 | 0 | 0 | 0 | 0 | 0 | 0% |  | 0 | 0 | 0 | 0 | 0 | 0 | 245900% | 0 | 0 | 245900% | 0 | 0 | 245900% | 0 | 0 | 245900% | 0 | 0 | 245900% | 0 | 0 | 2459
477 | Q1806 | SDGE Imperial | {'Capistrano': [1.6, 539.0], 'Trabuco': [2.1, 435.0], 'Margarita': [3.0, 540.0], 'Rancho Mission Viejo': [4.5, 540.0], 'Talega': [8.2, 105.0], 'North of SONGS': [8.3, 105.0]} | 2959 | 544 | 0.18 | 2415 | 0.82 | 7 | 0% |  |  | 1233 | 0.42 | 0.74 | 8 | 0 | 0 | 0% |  | 2189 | 0.74 | 0 | 0 | 956 | 0.32 | 200300% | 1870 | 0.63 | 108900% | 2233 | 0.75 | 72500% | 2233 | 0.75 | 72500% | 451 | 0.15 | 250800% | 269 | 0.09 | 2690
478 | Casaloma | PGE Kern | {'West Park': [2.7, 280.0], 'Bakersfield': [2.8, 790.0], 'Panama': [3.7, 1919.0], 'Stockdale': [4.1, 16.0], 'Magunden': [4.8, 1799.0], 'Columbus': [5.1, 571.0], 'Unknown - 3327': [8.7, 712.0], 'Lamont': [8.8, 653.0]} | 5374 | 1996 | 0.37 | 3378 | 0.63 | 0 | 0% |  |  | 4411 | 0.82 | 0.14 | 799 | 0.15 | 2843 | 53% |  | 0 | 0 | 0 | 0 | 40 | 0.01 | 533300% | 0 | 0 | 537400% | 809 | 0.15 | 456400% | 809 | 0.15 | 456400% | 0 | 0 | 537400% | 53 | 0.01 | 5321
479 | Fern Road | PGE NGBA | {} | 38094 | 211 | 0.01 | 37883 | 0.99 | 14728 | 39% |  |  | 21430 | 0.56 | 0.08 | 929 | 0.02 | 399 | 1% |  | 38057 | 1 | 0 | 0 | 34553 | 0.91 | 354100% | 9220 | 0.24 | 2887400% | 10807 | 0.28 | 2728700% | 37688 | 0.99 | 40600% | 23020 | 0.6 | 1507300% | 3523 | 0.09 | 34571
480 | North of SONGS | SCE Metro | {'Talega': [0.3, 140.0], 'Rancho Mission Viejo': [5.5, 115.0], 'San Onofre': [5.6, 9.0], 'Capistrano': [6.8, 116.0], 'Margarita': [7.6, 115.0], 'Q1806': [8.3, 105.0]} | 4149 | 145 | 0.03 | 4004 | 0.97 | 45 | 1% |  |  | 3988 | 0.96 | 0.06 | 35 | 0.01 | 0 | 0% |  | 1099 | 0.26 | 2916 | 0.7 | 647 | 0.16 | 350200% | 3594 | 0.87 | 55500% | 3594 | 0.87 | 55500% | 3594 | 0.87 | 55500% | 3551 | 0.86 | 59800% | 187 | 0.05 | 3961
481 | Vine | SDGE Imperial | {'Old Town': [2.0, 777.0], 'Point Loma': [3.2, 789.0], 'Silvergate': [3.7, 766.0], 'Mission': [4.0, 34.0]} | 4383 | 786 | 0.18 | 3597 | 0.82 | 2260 | 52% |  |  | 212 | 0.05 | 0.24 | 0 | 0 | 0 | 0% |  | 0 | 0 | 0 | 0 | 33 | 0.01 | 435100% | 394 | 0.09 | 399000% | 3556 | 0.81 | 82700% | 3573 | 0.82 | 81100% | 0 | 0 | 438300% | 29 | 0.01 | 4355
482 | Belden | PGE NGBA | {'Bucks Creek': [2.3, 13.0]} | 2567 | 13 | 0.01 | 2554 | 0.99 | 2550 | 99% |  |  | 11 | 0 | 0.02 | 0 | 0 | 0 | 0% |  | 2085 | 0.81 | 295 | 0.11 | 0 | 0 | 256700% | 2444 | 0.95 | 12300% | 1871 | 0.73 | 69600% | 2516 | 0.98 | 5100% | 2211 | 0.86 | 35600% | 383 | 0.15 | 2184
483 | Standard Oil | PGE GBA | {'Standard Oil 2': [0.0, 1063.0], 'Richmond R': [2.2, 880.0], 'San Pablo': [4.0, 442.0], 'El Cerrito G': [5.5, 824.0]} | 4910 | 1059 | 0.22 | 3852 | 0.78 | 6 | 0% |  |  | 2659 | 0.54 | 0.5 | 0 | 0 | 0 | 0% |  | 0 | 0 | 0 | 0 | 0 | 0 | 491000% | 3801 | 0.77 | 110900% | 3803 | 0.77 | 110700% | 3803 | 0.77 | 110700% | 0 | 0 | 491000% | 811 | 0.17 | 4099
484 | Panama | PGE Kern | {'Stockdale': [3.0, 1534.0], 'Casaloma': [3.7, 1919.0], 'West Park': [5.5, 280.0], 'Tevis': [6.2, 1144.0], 'Bakersfield': [6.4, 789.0], 'Magunden': [7.2, 1910.0], 'Old River': [7.5, 1725.0], 'Columbus': [8.5, 571.0], 'Unknown - 3327': [8.9, 1106.0], 'Lamont': [9.0, 1005.0], 'Grimmway-Malaga': [9.6, 55.0]} | 19725 | 5392 | 0.27 | 14333 | 0.73 | 0 | 0% |  |  | 15166 | 0.77 | 0.2 | 3926 | 0.2 | 11014 | 56% |  | 0 | 0 | 0 | 0 | 0 | 0 | 1972500% | 0 | 0 | 1972500% | 5266 | 0.27 | 1445900% | 5266 | 0.27 | 1445900% | 0 | 0 | 1972500% | 225 | 0.01 | 19501
485 | Oakland X | PGE GBA | {'Oakland L': [2.2, 808.0], 'Oakland C': [2.8, 808.0], 'Oakland J': [3.1, 227.0], 'Edes': [5.1, 116.0], 'El Cerrito G': [8.6, 2.0], 'SAN FRAN A (POTRERO PP)': [9.1, 448.0], 'Potrero': [9.1, 448.0]} | 3003 | 806 | 0.27 | 2197 | 0.73 | 57 | 2% |  |  | 1458 | 0.49 | 0.28 | 0 | 0 | 0 | 0% |  | 14 | 0 | 0 | 0 | 708 | 0.24 | 229500% | 1497 | 0.5 | 150600% | 2011 | 0.67 | 99200% | 2149 | 0.72 | 85400% | 29 | 0.01 | 297400% | 65 | 0.02 | 2938
486 | Butte | PGE NGBA | {'Notre Dame': [1.5, 472.0]} | 21510 | 975 | 0.05 | 20535 | 0.95 | 681 | 3% |  |  | 12796 | 0.59 | 0.23 | 530 | 0.02 | 13495 | 63% |  | 3563 | 0.17 | 0 | 0 | 8539 | 0.4 | 1297100% | 7100 | 0.33 | 1441000% | 8787 | 0.41 | 1272300% | 10736 | 0.5 | 1077400% | 4302 | 0.2 | 1720800% | 2914 | 0.14 | 18595
487 | Nortech | PGE GBA | {'Los Esteros': [1.5, 1.0], 'Dixon Landing': [3.3, 1.0], 'Newark': [5.8, 2.0], 'Whisman': [6.0, 0.0]} | 246 | 2 | 0.01 | 244 | 0.99 | 21 | 8% |  |  | 208 | 0.85 | 0.05 | 0 | 0 | 0 | 0% |  | 0 | 0 | 0 | 0 | 0 | 0 | 24600% | 0 | 0 | 24600% | 126 | 0.51 | 12000% | 126 | 0.51 | 12000% | 0 | 0 | 24600% | 243 | 0.99 | 3
488 | Windsor | SCE Metro | {} | 16 | 0 | 0 | 16 | 1 | 0 | 0% |  |  | 0 | 0 | 0.4 | 0 | 0 | 0 | 0% |  | 0 | 0 | 0 | 0 | 0 | 0 | 1600% | 16 | 1 | 0% | 16 | 1 | 0% | 16 | 1 | 0% | 0 | 0 | 1600% | 0 | 0 | 16
489 | Haas | PGE Fresno | {'Balch 1': [3.5, 33.0], 'Balch': [3.9, 33.0], 'Balch 2': [3.9, 33.0]} | 10404 | 101 | 0.01 | 10303 | 0.99 | 10394 | 100% |  |  | 0 | 0 | 0.02 | 0 | 0 | 0 | 0% |  | 6719 | 0.65 | 1880 | 0.18 | 1198 | 0.12 | 920600% | 6432 | 0.62 | 397200% | 4130 | 0.4 | 627400% | 7446 | 0.72 | 295800% | 8313 | 0.8 | 209100% | 731 | 0.07 | 9673
490 | Stone | PGE GBA | {} | 0 | 0 | 0 | 0 | 0 | 0 | 0% |  |  | 0 | 0 | 0 | 0 | 0 | 0 | 0% |  | 0 | 0 | 0 | 0 | 0 | 0 | 0% | 0 | 0 | 0% | 0 | 0 | 0% | 0 | 0 | 0% | 0 | 0 | 0% | 0 | 0 | 0
491 | El Cerrito G | PGE GBA | {'Richmond R': [3.7, 1061.0], 'San Pablo': [5.2, 431.0], 'Standard Oil': [5.5, 824.0], 'Standard Oil 2': [5.5, 824.0], 'Oakland L': [7.6, 110.0], 'Oakland C': [8.3, 71.0], 'Oakland X': [8.6, 2.0]} | 4665 | 1139 | 0.24 | 3526 | 0.76 | 1892 | 41% |  |  | 1464 | 0.31 | 0.55 | 0 | 0 | 0 | 0% |  | 1500 | 0.32 | 0 | 0 | 2218 | 0.48 | 244600% | 3493 | 0.75 | 117100% | 3495 | 0.75 | 116900% | 3495 | 0.75 | 116900% | 553 | 0.12 | 411200% | 137 | 0.03 | 4527
492 | Elizabeth Lake | SCE Northern | {'Pardee': [4.1, 1908.0], 'Saugus': [5.3, 1100.0]} | 18320 | 4525 | 0.25 | 13795 | 0.75 | 3968 | 22% |  |  | 10487 | 0.57 | 0.41 | 0 | 0 | 3 | 0% |  | 10377 | 0.57 | 6498 | 0.35 | 4561 | 0.25 | 1375900% | 842 | 0.05 | 1747800% | 2030 | 0.11 | 1629000% | 6591 | 0.36 | 1172900% | 9081 | 0.5 | 923900% | 1100 | 0.06 | 17219
493 | Ashlan | PGE Fresno | {'Figarden': [2.6, 730.0], 'Fig Garden': [2.6, 730.0], 'West Fresno': [5.2, 177.0], 'Herndon': [6.3, 730.0], 'Gregg': [6.4, 534.0], 'Kearney (New)': [6.8, 194.0]} | 1677 | 906 | 0.54 | 770 | 0.46 | 0 | 0% |  |  | 564 | 0.34 | 0.4 | 545 | 0.33 | 421 | 25% |  | 0 | 0 | 0 | 0 | 354 | 0.21 | 132300% | 229 | 0.14 | 144800% | 229 | 0.14 | 144800% | 354 | 0.21 | 132300% | 0 | 0 | 167700% | 189 | 0.11 | 1488
494 | Meadow Lane | PGE GBA | {'Alhambra': [4.7, 63.0], 'Martinez': [5.0, 118.0]} | 214 | 118 | 0.55 | 96 | 0.45 | 0 | 0% |  |  | 125 | 0.58 | 0.11 | 0 | 0 | 0 | 0% |  | 24 | 0.11 | 0 | 0 | 0 | 0 | 21400% | 30 | 0.14 | 18400% | 93 | 0.44 | 12100% | 93 | 0.44 | 12100% | 13 | 0.06 | 20100% | 5 | 0.02 | 209
495 | Bucks Creek | PGE NGBA | {'Belden': [2.3, 13.0]} | 1732 | 13 | 0.01 | 1719 | 0.99 | 1729 | 100% |  |  | 2 | 0 | 0.02 | 0 | 0 | 0 | 0% |  | 1410 | 0.81 | 293 | 0.17 | 570 | 0.33 | 116200% | 1039 | 0.6 | 69400% | 436 | 0.25 | 129600% | 1682 | 0.97 | 5100% | 1590 | 0.92 | 14200% | 396 | 0.23 | 1336
496 | Dunn Siding | SCE NOL | {} | 2045 | 617 | 0.3 | 1428 | 0.7 | 437 | 21% |  |  | 1568 | 0.77 | 0.04 | 0 | 0 | 0 | 0% |  | 0 | 0 | 0 | 0 | 1309 | 0.64 | 73600% | 0 | 0 | 204500% | 0 | 0 | 204500% | 1309 | 0.64 | 73600% | 240 | 0.12 | 180600% | 0 | 0 | 2045
497 | Pit 4 | PGE NGBA | {'Pit 3': [5.3, 1345.0], 'James B Black': [6.5, 2293.0], 'Cove Road': [8.7, 1332.0]} | 25444 | 7192 | 0.28 | 18252 | 0.72 | 15633 | 61% |  |  | 9326 | 0.37 | 0.05 | 75 | 0 | 0 | 0% |  | 20604 | 0.81 | 4181 | 0.16 | 9592 | 0.38 | 1585200% | 8608 | 0.34 | 1683600% | 8608 | 0.34 | 1683600% | 14418 | 0.57 | 1102600% | 6041 | 0.24 | 1940300% | 1712 | 0.07 | 23732
498 | SAN FRAN A (POTRERO PP) | PGE GBA | {'Potrero': [0.0, 1417.0], 'Martin': [3.9, 90.0], 'Oakland C': [6.4, 1103.0], 'Oakland L': [7.3, 1103.0], 'Oakland X': [9.1, 448.0], 'Oakland J': [9.3, 20.0]} | 1839 | 1415 | 0.77 | 424 | 0.23 | 96 | 5% |  |  | 1070 | 0.58 | 0.72 | 0 | 0 | 0 | 0% |  | 0 | 0 | 0 | 0 | 0 | 0 | 183900% | 56 | 0.03 | 178300% | 377 | 0.2 | 146200% | 377 | 0.2 | 146200% | 0 | 0 | 183900% | 29 | 0.02 | 1809
499 | Frogtown | PGE GBA | {} | 12457 | 60 | 0 | 12397 | 1 | 0 | 0% |  |  | 10448 | 0.84 | 0.13 | 139 | 0.01 | 60 | 0% |  | 11799 | 0.95 | 0 | 0 | 11013 | 0.88 | 144400% | 1719 | 0.14 | 1073800% | 4196 | 0.34 | 826100% | 11013 | 0.88 | 144400% | 7211 | 0.58 | 524500% | 395 | 0.03 | 12062
500 | Knights Landing | PGE NGBA | {'Woodland': [9.1, 5.0]} | 44526 | 1980 | 0.04 | 42545 | 0.96 | 5445 | 12% |  |  | 37257 | 0.84 | 0.1 | 3064 | 0.07 | 37434 | 84% |  | 0 | 0 | 0 | 0 | 3572 | 0.08 | 4095400% | 3139 | 0.07 | 4138700% | 20852 | 0.47 | 2367400% | 23598 | 0.53 | 2092800% | 0 | 0 | 4452600% | 1818 | 0.04 | 42708
501 | Sandlot | SCE NOL | {} | 6646 | 35 | 0.01 | 6610 | 0.99 | 155 | 2% |  |  | 5452 | 0.82 | 0.08 | 0 | 0 | 0 | 0% |  | 0 | 0 | 0 | 0 | 971 | 0.15 | 567500% | 6279 | 0.94 | 36700% | 4124 | 0.62 | 252200% | 6279 | 0.94 | 36700% | 3020 | 0.45 | 362600% | 267 | 0.04 | 6379
502 | Sunrise | PGE Kern | {'Sunset': [2.9, 940.0]} | 3220 | 933 | 0.29 | 2287 | 0.71 | 242 | 8% |  |  | 2658 | 0.83 | 0.05 | 0 | 0 | 0 | 0% |  | 0 | 0 | 0 | 0 | 469 | 0.15 | 275000% | 1804 | 0.56 | 141600% | 2068 | 0.64 | 115200% | 2181 | 0.68 | 103900% | 118 | 0.04 | 310100% | 0 | 0 | 3220
503 | Lilac | SDGE Imperial | {'Valley Center': [4.2, 11251.0], 'Pala': [7.3, 4709.0], 'Escondido': [9.0, 126.0]} | 33716 | 16966 | 0.5 | 16750 | 0.5 | 0 | 0% |  |  | 3665 | 0.11 | 0.53 | 8592 | 0.25 | 1715 | 5% |  | 23776 | 0.71 | 1561 | 0.05 | 11230 | 0.33 | 2248600% | 99 | 0 | 3361800% | 8290 | 0.25 | 2542700% | 13862 | 0.41 | 1985400% | 1031 | 0.03 | 3268500% | 2070 | 0.06 | 31646
504 | Alhambra | PGE GBA | {'Martinez': [1.6, 2958.0], 'Christie': [4.3, 2201.0], 'Meadow Lane': [4.7, 63.0], 'Bahia': [6.1, 2702.0], 'Carquinez': [9.3, 536.0]} | 11639 | 2972 | 0.26 | 8667 | 0.74 | 308 | 3% |  |  | 7892 | 0.68 | 0.39 | 197 | 0.02 | 26 | 0% |  | 8504 | 0.73 | 0 | 0 | 410 | 0.04 | 1122900% | 6857 | 0.59 | 478200% | 8372 | 0.72 | 326700% | 8540 | 0.73 | 309900% | 1337 | 0.11 | 1030200% | 326 | 0.03 | 11313
505 | Charleston | SCE EOP | {'Pahrump': [8.1, 40.0]} | 8846 | 2626 | 0.3 | 6220 | 0.7 | 648 | 7% |  |  | 23 | 0 | 0.04 | 0 | 0 | 0 | 0% |  | 0 | 0 | 0 | 0 | 0 | 0 | 884600% | 756 | 0.09 | 809100% | 986 | 0.11 | 786000% | 986 | 0.11 | 786000% | 463 | 0.05 | 838300% | 112 | 0.01 | 8734
506 | Vasco | PGE GBA | {'Los Positas': [1.2, 994.0], 'Las Positas': [1.2, 994.0], 'Cayetano': [3.5, 994.0], 'Vineyard': [8.1, 165.0], 'North Dublin': [8.1, 854.0]} | 20890 | 994 | 0.05 | 19896 | 0.95 | 1375 | 7% |  |  | 18581 | 0.89 | 0.1 | 1987 | 0.1 | 119 | 1% |  | 20211 | 0.97 | 0 | 0 | 15982 | 0.77 | 490800% | 11625 | 0.56 | 926500% | 15274 | 0.73 | 561600% | 18839 | 0.9 | 205200% | 4134 | 0.2 | 1675700% | 1591 | 0.08 | 19299
507 | Harris | PGE NGBA | {'Humboldt': [1.0, 2602.0], 'Humboldt Bay': [4.9, 1092.0], 'Arcata': [6.4, 651.0]} | 13749 | 2976 | 0.22 | 10773 | 0.78 | 2513 | 18% |  |  | 4571 | 0.33 | 0.31 | 0 | 0 | 0 | 0% |  | 0 | 0 | 0 | 0 | 591 | 0.04 | 1315800% | 8758 | 0.64 | 499000% | 9308 | 0.68 | 444000% | 9899 | 0.72 | 385000% | 697 | 0.05 | 1305100% | 1553 | 0.11 | 12196
508 | Grizzly | PGE NGBA | {'Rock Creek': [1.0, 1071.0], 'Rock Creek 1': [1.0, 1071.0]} | 10618 | 1070 | 0.1 | 9547 | 0.9 | 10532 | 99% |  |  | 81 | 0.01 | 0.02 | 0 | 0 | 0 | 0% |  | 757 | 0.07 | 6870 | 0.65 | 6306 | 0.59 | 431200% | 4337 | 0.41 | 628000% | 6232 | 0.59 | 438500% | 8701 | 0.82 | 191700% | 6574 | 0.62 | 404400% | 439 | 0.04 | 10178
509 | Jackass (DOE) | SCE EOP | {'Lathrop': [9.0, 0.0]} | 42535 | 6997 | 0.16 | 35537 | 0.84 | 0 | 0% |  |  | 0 | 0 | 0 | 0 | 0 | 0 | 0% |  | 0 | 0 | 0 | 0 | 0 | 0 | 4253500% | 0 | 0 | 4253500% | 0 | 0 | 4253500% | 0 | 0 | 4253500% | 0 | 0 | 4253500% | 0 | 0 | 42535
510 | North City Metering | SDGE Imperial | {'Penasquitos': [2.8, 1.0]} | 62 | 1 | 0.02 | 61 | 0.98 | 1 | 1% |  |  | 8 | 0.12 | 0.04 | 0 | 0 | 0 | 0% |  | 0 | 0 | 0 | 0 | 21 | 0.33 | 4100% | 43 | 0.69 | 1900% | 43 | 0.69 | 1900% | 60 | 0.98 | 100% | 0 | 0 | 6200% | 7 | 0.11 | 55
511 | Ormond Beach | SCE Northern | {'Mandalay': [7.1, 116.0]} | 7273 | 507 | 0.07 | 6766 | 0.93 | 1572 | 22% |  |  | 5260 | 0.72 | 0.15 | 228 | 0.03 | 5001 | 69% |  | 0 | 0 | 0 | 0 | 668 | 0.09 | 660500% | 2458 | 0.34 | 481500% | 2600 | 0.36 | 467300% | 2600 | 0.36 | 467300% | 0 | 0 | 727300% | 1150 | 0.16 | 6123
512 | Warne | SCE Northern | {} | 16517 | 0 | 0 | 16517 | 1 | 12322 | 75% |  |  | 3655 | 0.22 | 0.04 | 0 | 0 | 0 | 0% |  | 1752 | 0.11 | 14716 | 0.89 | 16450 | 1 | 6700% | 0 | 0 | 1651700% | 164 | 0.01 | 1635300% | 16450 | 1 | 6700% | 11059 | 0.67 | 545900% | 419 | 0.03 | 16098
513 | POE | PGE NGBA | {} | 17505 | 703 | 0.04 | 16802 | 0.96 | 2150 | 12% |  |  | 10332 | 0.59 | 0.12 | 1 | 0 | 0 | 0% |  | 289 | 0.02 | 0 | 0 | 10380 | 0.59 | 712500% | 9618 | 0.55 | 788600% | 16165 | 0.92 | 134000% | 16227 | 0.93 | 127800% | 6141 | 0.35 | 1136400% | 595 | 0.03 | 16909
514 | Pit 3 | PGE NGBA | {'Pit 4': [5.3, 1345.0], 'Burney Forest': [8.5, 1901.0], 'Burney Forest Power': [8.5, 1904.0], 'Carberry': [9.6, 493.0]} | 27567 | 7691 | 0.28 | 19876 | 0.72 | 23296 | 85% |  |  | 4268 | 0.15 | 0.04 | 2463 | 0.09 | 0 | 0% |  | 16974 | 0.62 | 0 | 0 | 9077 | 0.33 | 1849000% | 4683 | 0.17 | 2288400% | 1525 | 0.06 | 2604200% | 12224 | 0.44 | 1534300% | 7903 | 0.29 | 1966400% | 3342 | 0.12 | 24225
515 | Evergreen | PGE GBA | {'Swift': [2.8, 43.0], 'Piercy': [3.8, 3.0]} | 46 | 43 | 0.92 | 4 | 0.08 | 0 | 0% |  |  | 0 | 0 | 0.38 | 0 | 0 | 0 | 0% |  | 46 | 0.99 | 0 | 0 | 0 | 0 | 4600% | 0 | 0 | 4600% | 0 | 0 | 4600% | 0 | 0 | 4600% | 0 | 0 | 4600% | 4 | 0.08 | 43
516 | Rincon | PGE NGBA | {} | 13923 | 189 | 0.01 | 13734 | 0.99 | 0 | 0% |  |  | 7952 | 0.57 | 0.21 | 213 | 0.02 | 129 | 1% |  | 445 | 0.03 | 0 | 0 | 12436 | 0.89 | 148700% | 10100 | 0.73 | 382300% | 13195 | 0.95 | 72800% | 13627 | 0.98 | 29600% | 3532 | 0.25 | 1039100% | 348 | 0.03 | 13575
517 | Whisman | PGE GBA | {'Nortech': [6.0, 0.0], 'Newark': [8.0, 0.0]} | 256 | 0 | 0 | 256 | 1 | 185 | 72% |  |  | 65 | 0.25 | 0.04 | 0 | 0 | 0 | 0% |  | 0 | 0 | 0 | 0 | 0 | 0 | 25600% | 0 | 0 | 25600% | 10 | 0.04 | 24700% | 10 | 0.04 | 24700% | 0 | 0 | 25600% | 256 | 1 | 1
518 | Brighton | PGE NGBA | {'Granite': [4.1, 1390.0]} | 1777 | 1389 | 0.78 | 387 | 0.22 | 0 | 0% |  |  | 65 | 0.04 | 0.49 | 322 | 0.18 | 2 | 0% |  | 155 | 0.09 | 0 | 0 | 0 | 0 | 177700% | 0 | 0 | 177700% | 0 | 0 | 177700% | 0 | 0 | 177700% | 0 | 0 | 177700% | 381 | 0.21 | 1396
519 | Mi-Wuk | PGE GBA | {'Curtis': [7.8, 220.0]} | 14132 | 351 | 0.02 | 13781 | 0.98 | 2820 | 20% |  |  | 6944 | 0.49 | 0.3 | 37 | 0 | 19 | 0% |  | 3409 | 0.24 | 10712 | 0.76 | 2158 | 0.15 | 1197400% | 7272 | 0.51 | 686000% | 13267 | 0.94 | 86500% | 13267 | 0.94 | 86500% | 5763 | 0.41 | 836900% | 287 | 0.02 | 13845
520 | San Ysidro | SDGE Imperial | {'Otay': [2.9, 2.0], 'Imperial Beach': [4.3, 1.0], 'Bay Boulevard': [5.1, 1.0], 'Otay Mesa': [6.7, 0.0]} | 3566 | 6 | 0 | 3560 | 1 | 65 | 2% |  |  | 1788 | 0.5 | 0.44 | 0 | 0 | 0 | 0% |  | 1450 | 0.41 | 0 | 0 | 68 | 0.02 | 349800% | 3363 | 0.94 | 20400% | 3558 | 1 | 800% | 3558 | 1 | 800% | 702 | 0.2 | 286400% | 420 | 0.12 | 3146
521 | Lincoln | PGE NGBA | {'Pleasant Grove': [5.5, 553.0], 'Rio Oso': [9.5, 2.0]} | 17382 | 1448 | 0.08 | 15934 | 0.92 | 322 | 2% |  |  | 10487 | 0.6 | 0.27 | 2534 | 0.15 | 2564 | 15% |  | 9292 | 0.53 | 0 | 0 | 14177 | 0.82 | 320500% | 0 | 0 | 1738200% | 0 | 0 | 1738200% | 14177 | 0.82 | 320500% | 2156 | 0.12 | 1522600% | 6202 | 0.36 | 11180
522 | Jefferson | PGE GBA | {'Menlo': [4.9, 34.0], 'Ravenswood': [8.4, 38.0]} | 3978 | 40 | 0.01 | 3938 | 0.99 | 22 | 1% |  |  | 2445 | 0.61 | 0.23 | 8 | 0 | 0 | 0% |  | 0 | 0 | 0 | 0 | 3586 | 0.9 | 39300% | 1654 | 0.42 | 232400% | 2776 | 0.7 | 120200% | 3938 | 0.99 | 4000% | 2022 | 0.51 | 195600% | 432 | 0.11 | 3546
523 | Lakewood | PGE GBA | {} | 693 | 0 | 0 | 693 | 1 | 16 | 2% |  |  | 466 | 0.67 | 0.06 | 0 | 0 | 0 | 0% |  | 670 | 0.97 | 0 | 0 | 439 | 0.63 | 25300% | 606 | 0.88 | 8700% | 693 | 1 | 0% | 693 | 1 | 0% | 302 | 0.44 | 39100% | 32 | 0.05 | 661
524 | Windmaster | PGE GBA | {} | 26376 | 0 | 0 | 26376 | 1 | 3996 | 15% |  |  | 21576 | 0.82 | 0.07 | 2184 | 0.08 | 3598 | 14% |  | 22081 | 0.84 | 0 | 0 | 19913 | 0.75 | 646300% | 17067 | 0.65 | 930900% | 20214 | 0.77 | 616200% | 25739 | 0.98 | 63800% | 2771 | 0.11 | 2360500% | 2475 | 0.09 | 23901
525 | Rosamond | SCE Northern | {} | 25958 | 13728 | 0.53 | 12230 | 0.47 | 0 | 0% |  |  | 3071 | 0.12 | 0.55 | 1031 | 0.04 | 1428 | 6% |  | 0 | 0 | 0 | 0 | 0 | 0 | 2595800% | 9545 | 0.37 | 1641300% | 3027 | 0.12 | 2293100% | 9974 | 0.38 | 1598300% | 1652 | 0.06 | 2430600% | 1338 | 0.05 | 24620
526 | Los Positas | PGE GBA | {'Las Positas': [0.0, 994.0], 'Vasco': [1.2, 994.0], 'Cayetano': [3.4, 994.0], 'Vineyard': [6.9, 165.0], 'North Dublin': [7.4, 854.0]} | 18592 | 994 | 0.05 | 17598 | 0.95 | 404 | 2% |  |  | 17205 | 0.93 | 0.1 | 2077 | 0.11 | 124 | 1% |  | 17879 | 0.96 | 0 | 0 | 12827 | 0.69 | 576500% | 11915 | 0.64 | 667700% | 14297 | 0.77 | 429500% | 16540 | 0.89 | 205200% | 4976 | 0.27 | 1361600% | 1518 | 0.08 | 17074
527 | Oregon Trail | PGE NGBA | {} | 21450 | 5615 | 0.26 | 15835 | 0.74 | 0 | 0% |  |  | 2685 | 0.13 | 0.56 | 562 | 0.03 | 547 | 3% |  | 19132 | 0.89 | 14 | 0 | 13918 | 0.65 | 753200% | 2774 | 0.13 | 1867600% | 3649 | 0.17 | 1780200% | 14310 | 0.67 | 714000% | 1432 | 0.07 | 2001900% | 965 | 0.05 | 20485
528 | Burlingame | PGE GBA | {'Millbrae': [1.9, 132.0], 'Martin': [8.3, 30.0]} | 575 | 384 | 0.67 | 191 | 0.33 | 98 | 17% |  |  | 66 | 0.11 | 0.65 | 0 | 0 | 0 | 0% |  | 0 | 0 | 0 | 0 | 0 | 0 | 57500% | 88 | 0.15 | 48700% | 122 | 0.21 | 45400% | 122 | 0.21 | 45400% | 0 | 0 | 57500% | 73 | 0.13 | 502
529 | Fremont | PGE GBA | {'Newark': [3.1, 59.0], 'Dumbarton': [5.3, 2.0]} | 6012 | 627 | 0.1 | 5385 | 0.9 | 0 | 0% |  |  | 5845 | 0.97 | 0.09 | 30 | 0 | 1 | 0% |  | 5997 | 1 | 0 | 0 | 4083 | 0.68 | 192900% | 3723 | 0.62 | 228900% | 4162 | 0.69 | 185000% | 4677 | 0.78 | 133500% | 2907 | 0.48 | 310500% | 168 | 0.03 | 5844
530 | Callender | PGE Kern | {'Oceano': [3.8, 2182.0], 'Mesa': [7.9, 1066.0]} | 14626 | 3431 | 0.23 | 11195 | 0.77 | 1951 | 13% |  |  | 8014 | 0.55 | 0.21 | 746 | 0.05 | 7126 | 49% |  | 0 | 0 | 0 | 0 | 2160 | 0.15 | 1246600% | 1616 | 0.11 | 1301000% | 5168 | 0.35 | 945800% | 6581 | 0.45 | 804500% | 643 | 0.04 | 1398400% | 744 | 0.05 | 13882
531 | Delta PP | PGE GBA | {} | 29524 | 0 | 0 | 29524 | 1 | 4678 | 16% |  |  | 22553 | 0.76 | 0.15 | 2662 | 0.09 | 5354 | 18% |  | 22579 | 0.76 | 0 | 0 | 21269 | 0.72 | 825500% | 17501 | 0.59 | 1202300% | 20257 | 0.69 | 926700% | 26960 | 0.91 | 256400% | 2538 | 0.09 | 2698500% | 2877 | 0.1 | 26647
532 | Moraga | PGE GBA | {} | 4073 | 0 | 0 | 4073 | 1 | 1101 | 27% |  |  | 2017 | 0.5 | 0.13 | 0 | 0 | 0 | 0% |  | 2003 | 0.49 | 0 | 0 | 3464 | 0.85 | 61000% | 1972 | 0.48 | 210100% | 3633 | 0.89 | 44100% | 4073 | 1 | 0% | 1408 | 0.35 | 266600% | 158 | 0.04 | 3915
533 | Collierville | PGE GBA | {'Stanislaus': [0.8, 2786.0]} | 19349 | 3575 | 0.18 | 15774 | 0.82 | 3276 | 17% |  |  | 10110 | 0.52 | 0.29 | 70 | 0 | 46 | 0% |  | 3517 | 0.18 | 15583 | 0.81 | 8885 | 0.46 | 1046400% | 4124 | 0.21 | 1522400% | 5101 | 0.26 | 1424700% | 11759 | 0.61 | 759000% | 7836 | 0.41 | 1151200% | 370 | 0.02 | 18978
534 | Rock Creek | PGE NGBA | {'Rock Creek 1': [0.0, 1666.0], 'Grizzly': [1.0, 1071.0]} | 13648 | 1665 | 0.12 | 11983 | 0.88 | 13359 | 98% |  |  | 280 | 0.02 | 0.03 | 0 | 0 | 0 | 0% |  | 291 | 0.02 | 10383 | 0.76 | 8489 | 0.62 | 515900% | 4251 | 0.31 | 939800% | 6155 | 0.45 | 749400% | 10355 | 0.76 | 329400% | 9008 | 0.66 | 464000% | 379 | 0.03 | 13269
535 | Homestake | PGE NGBA | {} | 1251 | 0 | 0 | 1251 | 1 | 0 | 0% |  |  | 1246 | 1 | 0.06 | 0 | 0 | 0 | 0% |  | 0 | 0 | 1251 | 1 | 296 | 0.24 | 95400% | 1010 | 0.81 | 24100% | 1010 | 0.81 | 24100% | 1010 | 0.81 | 24100% | 1146 | 0.92 | 10400% | 2 | 0 | 1248
536 | James B Black | PGE NGBA | {'Pit 4': [6.5, 2293.0], 'Cove Road': [8.3, 906.0]} | 20735 | 6314 | 0.3 | 14421 | 0.7 | 13121 | 63% |  |  | 7118 | 0.34 | 0.04 | 119 | 0.01 | 0 | 0% |  | 11276 | 0.54 | 8578 | 0.41 | 4271 | 0.21 | 1646400% | 4915 | 0.24 | 1582000% | 4915 | 0.24 | 1582000% | 6427 | 0.31 | 1430900% | 8460 | 0.41 | 1227500% | 1160 | 0.06 | 19575
537 | Harvard | SCE NOL | {} | 21167 | 8430 | 0.4 | 12738 | 0.6 | 1 | 0% |  |  | 13775 | 0.65 | 0.19 | 22 | 0 | 415 | 2% |  | 0 | 0 | 0 | 0 | 8654 | 0.41 | 1251300% | 5968 | 0.28 | 1520000% | 5365 | 0.25 | 1580200% | 10254 | 0.48 | 1091400% | 7398 | 0.35 | 1376900% | 571 | 0.03 | 20597
538 | San Jose B | PGE GBA | {} | 0 | 0 | 0 | 0 | 0 | 0 | 0% |  |  | 0 | 0 | 0 | 0 | 0 | 0 | 0% |  | 0 | 0 | 0 | 0 | 0 | 0 | 0% | 0 | 0 | 0% | 0 | 0 | 0% | 0 | 0 | 0% | 0 | 0 | 0% | 0 | 0 | 0
539 | Edenvale | PGE GBA | {'Santa Teresa': [0.5, 22.0], 'Piercy': [1.8, 56.0], 'Metcalf 1': [3.2, 10.0], 'Swift': [5.4, 56.0]} | 3888 | 56 | 0.01 | 3833 | 0.99 | 755 | 19% |  |  | 2424 | 0.62 | 0.13 | 572 | 0.15 | 137 | 4% |  | 3494 | 0.9 | 0 | 0 | 3713 | 0.96 | 17500% | 1271 | 0.33 | 261700% | 2124 | 0.55 | 176500% | 3713 | 0.96 | 17500% | 1602 | 0.41 | 228600% | 169 | 0.04 | 3720
540 | Mt Poso | PGE Kern | {'Lerdo': [5.0, 4672.0], 'Poso Mt.': [7.0, 4608.0], '7th Standard': [7.8, 2031.0], 'Kern Oil': [8.0, 2456.0], 'Sycamore': [8.2, 2202.0]} | 46694 | 20018 | 0.43 | 26676 | 0.57 | 1932 | 4% |  |  | 42827 | 0.92 | 0.09 | 1890 | 0.04 | 15419 | 33% |  | 21601 | 0.46 | 0 | 0 | 16244 | 0.35 | 3044900% | 72 | 0 | 4662200% | 72 | 0 | 4662200% | 16244 | 0.35 | 3044900% | 3998 | 0.09 | 4269600% | 662 | 0.01 | 46031
541 | Rock Creek 1 | PGE NGBA | {'Rock Creek': [0.0, 1666.0], 'Grizzly': [1.0, 1071.0]} | 13703 | 1673 | 0.12 | 12030 | 0.88 | 13400 | 98% |  |  | 295 | 0.02 | 0.03 | 0 | 0 | 0 | 0% |  | 288 | 0.02 | 10471 | 0.76 | 8518 | 0.62 | 518600% | 4228 | 0.31 | 947600% | 6139 | 0.45 | 756500% | 10383 | 0.76 | 332100% | 9064 | 0.66 | 464000% | 379 | 0.03 | 13324
542 | New Sub - Kramer - Lugo (Proposed) | SCE NOL | {'Roadway': [0.0, 2292.0], 'Victor': [5.1, 384.0]} | 19498 | 2295 | 0.12 | 17202 | 0.88 | 0 | 0% |  |  | 1266 | 0.06 | 0.53 | 0 | 0 | 0 | 0% |  | 0 | 0 | 0 | 0 | 8904 | 0.46 | 1059400% | 14607 | 0.75 | 489000% | 928 | 0.05 | 1857000% | 17152 | 0.88 | 234600% | 1533 | 0.08 | 1796500% | 140 | 0.01 | 19358
543 | Baker | SCE NOL | {} | 1074 | 274 | 0.25 | 800 | 0.75 | 3 | 0% |  |  | 791 | 0.74 | 0.1 | 0 | 0 | 0 | 0% |  | 0 | 0 | 0 | 0 | 342 | 0.32 | 73200% | 29 | 0.03 | 104500% | 29 | 0.03 | 104500% | 342 | 0.32 | 73200% | 589 | 0.55 | 48500% | 0 | 0 | 1074
544 | Mountain View | PGE GBA | {} | 8 | 0 | 0 | 8 | 1 | 5 | 63% |  |  | 2 | 0.3 | 0.04 | 0 | 0 | 0 | 0% |  | 0 | 0 | 0 | 0 | 0 | 0 | 800% | 0 | 0 | 800% | 2 | 0.28 | 600% | 2 | 0.28 | 600% | 0 | 0 | 800% | 8 | 1 | 0
545 | Stanislaus | PGE GBA | {'Collierville': [0.8, 2786.0]} | 18538 | 2798 | 0.15 | 15740 | 0.85 | 3203 | 17% |  |  | 9669 | 0.52 | 0.29 | 34 | 0 | 34 | 0% |  | 2637 | 0.14 | 15663 | 0.84 | 7476 | 0.4 | 1106200% | 4657 | 0.25 | 1388200% | 5315 | 0.29 | 1322300% | 10903 | 0.59 | 763600% | 8717 | 0.47 | 982100% | 360 | 0.02 | 18178
546 | Eagle Mountain | SCE Eastern | {'Kem': [4.0, 19.0]} | 6211 | 659 | 0.11 | 5552 | 0.89 | 707 | 11% |  |  | 5473 | 0.88 | 0.04 | 83 | 0.01 | 0 | 0% |  | 0 | 0 | 0 | 0 | 1404 | 0.23 | 480700% | 1771 | 0.29 | 444000% | 0 | 0 | 621100% | 3176 | 0.51 | 303500% | 3014 | 0.49 | 319700% | 0 | 0 | 6211
547 | Contra Costa PP | PGE GBA | {'Contra Costa': [1.6, 533.0], 'Lone Tree': [4.8, 101.0], 'GWF 2': [5.3, 56.0], 'Collinsville': [6.1, 551.0], 'Pittsburg': [7.4, 14.0], 'Kirker': [7.8, 1.0], 'Birds Landing': [8.5, 428.0]} | 6153 | 1021 | 0.17 | 5131 | 0.83 | 3464 | 56% |  |  | 2228 | 0.36 | 0.06 | 1933 | 0.31 | 189 | 3% |  | 612 | 0.1 | 0 | 0 | 18 | 0 | 613500% | 3318 | 0.54 | 283500% | 3318 | 0.54 | 283500% | 3318 | 0.54 | 283500% | 0 | 0 | 615300% | 1582 | 0.26 | 4571
548 | Padre Flats SW STA | PGE Fresno | {'Los Banos': [4.2, 1408.0], 'Quinto': [9.4, 277.0], 'Dos Amigos': [9.6, 10.0], 'Mercy Springs': [9.6, 35.0]} | 36675 | 3839 | 0.1 | 32836 | 0.9 | 8876 | 24% |  |  | 26332 | 0.72 | 0.07 | 6238 | 0.17 | 5129 | 14% |  | 26702 | 0.73 | 0 | 0 | 29022 | 0.79 | 765300% | 11873 | 0.32 | 2480200% | 15696 | 0.43 | 2097900% | 29022 | 0.79 | 765300% | 11649 | 0.32 | 2502600% | 1052 | 0.03 | 35623
549 | Bliss | SCE Northern | {'Rector': [9.8, 20.0]} | 44519 | 16140 | 0.36 | 28380 | 0.64 | 0 | 0% |  |  | 39296 | 0.88 | 0.13 | 15599 | 0.35 | 24125 | 54% |  | 491 | 0.01 | 0 | 0 | 0 | 0 | 4451900% | 0 | 0 | 4451900% | 7452 | 0.17 | 3706800% | 7452 | 0.17 | 3706800% | 0 | 0 | 4451900% | 433 | 0.01 | 44087
550 | Divide | PGE Kern | {'Fairway': [5.7, 792.0], 'Sisquoc': [7.5, 1005.0]} | 19024 | 3301 | 0.17 | 15723 | 0.83 | 13359 | 70% |  |  | 5025 | 0.26 | 0.07 | 2846 | 0.15 | 1200 | 6% |  | 3770 | 0.2 | 0 | 0 | 2604 | 0.14 | 1642000% | 3616 | 0.19 | 1540800% | 12769 | 0.67 | 625400% | 13173 | 0.69 | 585100% | 3926 | 0.21 | 1509800% | 123 | 0.01 | 18901
551 | Cresta | PGE NGBA | {} | 19560 | 358 | 0.02 | 19202 | 0.98 | 15755 | 81% |  |  | 3593 | 0.18 | 0.04 | 0 | 0 | 0 | 0% |  | 4540 | 0.23 | 6010 | 0.31 | 8868 | 0.45 | 1069200% | 9817 | 0.5 | 974300% | 16126 | 0.82 | 343400% | 18842 | 0.96 | 71800% | 11373 | 0.58 | 818700% | 308 | 0.02 | 19252
552 | Race Track | PGE GBA | {'Racetrack': [0.0, 1761.0], 'Curtis': [5.1, 1739.0]} | 8246 | 1774 | 0.22 | 6472 | 0.78 | 0 | 0% |  |  | 4354 | 0.53 | 0.18 | 114 | 0.01 | 60 | 1% |  | 7261 | 0.88 | 0 | 0 | 3991 | 0.48 | 425500% | 3558 | 0.43 | 468800% | 2711 | 0.33 | 553500% | 5523 | 0.67 | 272300% | 2919 | 0.35 | 532700% | 472 | 0.06 | 7774
553 | Lodi | PGE GBA | {'Eight Mile': [2.1, 1699.0]} | 36825 | 1916 | 0.05 | 34908 | 0.95 | 2216 | 6% |  |  | 25329 | 0.69 | 0.16 | 6045 | 0.16 | 25847 | 70% |  | 0 | 0 | 0 | 0 | 6 | 0 | 3681900% | 15494 | 0.42 | 2133000% | 17772 | 0.48 | 1905300% | 17778 | 0.48 | 1904700% | 0 | 0 | 3682500% | 1491 | 0.04 | 35334
554 | Rancho Seco | PGE GBA | {} | 33510 | 0 | 0 | 33510 | 1 | 8746 | 26% |  |  | 19009 | 0.57 | 0.09 | 10396 | 0.31 | 3589 | 11% |  | 9476 | 0.28 | 0 | 0 | 33478 | 1 | 3200% | 16836 | 0.5 | 1667400% | 24870 | 0.74 | 864000% | 33478 | 1 | 3200% | 11501 | 0.34 | 2200900% | 15124 | 0.45 | 18386
555 | Monticello | PGE NGBA | {} | 14402 | 909 | 0.06 | 13492 | 0.94 | 322 | 2% |  |  | 13005 | 0.9 | 0.11 | 361 | 0.03 | 605 | 4% |  | 10278 | 0.71 | 0 | 0 | 10382 | 0.72 | 401900% | 1086 | 0.08 | 1331600% | 6955 | 0.48 | 744700% | 13003 | 0.9 | 139900% | 9415 | 0.65 | 498600% | 1198 | 0.08 | 13204
556 | New Sub - Westley - Quinto (Proposed) | PGE Fresno | {'Westley': [4.6, 53.0]} | 40075 | 274 | 0.01 | 39802 | 0.99 | 6156 | 15% |  |  | 30902 | 0.77 | 0.1 | 714 | 0.02 | 20853 | 52% |  | 18822 | 0.47 | 1722 | 0.04 | 34764 | 0.87 | 531200% | 7065 | 0.18 | 3301100% | 10778 | 0.27 | 2929700% | 35728 | 0.89 | 434700% | 13924 | 0.35 | 2615100% | 408 | 0.01 | 39668
557 | North Dublin | PGE GBA | {'San Ramon': [4.2, 10.0], 'Tassajara': [4.7, 312.0], 'Cayetano': [4.7, 1014.0], 'Vineyard': [5.2, 149.0], 'Los Positas': [7.4, 854.0], 'Las Positas': [7.4, 854.0], 'Vasco': [8.1, 854.0]} | 16070 | 1351 | 0.08 | 14719 | 0.92 | 544 | 3% |  |  | 12491 | 0.78 | 0.29 | 949 | 0.06 | 47 | 0% |  | 14293 | 0.89 | 666 | 0.04 | 488 | 0.03 | 1558200% | 8020 | 0.5 | 805100% | 12193 | 0.76 | 387800% | 12193 | 0.76 | 387800% | 3612 | 0.22 | 1245800% | 993 | 0.06 | 15077
558 | Wildlife | SCE Eastern | {} | 0 | 0 | 0 | 0 | 0 | 0 | 0% |  |  | 0 | 0 | 0 | 0 | 0 | 0 | 0% |  | 0 | 0 | 0 | 0 | 0 | 0 | 0% | 0 | 0 | 0% | 0 | 0 | 0% | 0 | 0 | 0% | 0 | 0 | 0% | 0 | 0 | 0
559 | Clovis | PGE Fresno | {'Bullard': [4.8, 177.0], 'Woodward': [6.2, 343.0], 'Sanger': [9.1, 338.0]} | 8244 | 2269 | 0.28 | 5975 | 0.72 | 0 | 0% |  |  | 2566 | 0.31 | 0.52 | 2649 | 0.32 | 1206 | 15% |  | 2965 | 0.36 | 0 | 0 | 1283 | 0.16 | 696200% | 4494 | 0.55 | 375000% | 4633 | 0.56 | 361100% | 4884 | 0.59 | 336000% | 439 | 0.05 | 780600% | 1695 | 0.21 | 6549
560 | Greenleaf 1 | PGE NGBA | {'Sutter Power': [0.0, 2045.0], 'Bogue': [4.7, 1714.0], 'Pease': [8.4, 84.0], 'Olivehurst': [8.4, 180.0]} | 36065 | 2040 | 0.06 | 34025 | 0.94 | 0 | 0% |  |  | 27235 | 0.76 | 0.12 | 12270 | 0.34 | 21652 | 60% |  | 0 | 0 | 0 | 0 | 192 | 0.01 | 3587200% | 3522 | 0.1 | 3254300% | 20290 | 0.56 | 1577400% | 20290 | 0.56 | 1577400% | 0 | 0 | 3606500% | 1239 | 0.03 | 34826
561 | Atlantic | PGE NGBA | {} | 697 | 404 | 0.58 | 293 | 0.42 | 0 | 0% |  |  | 2 | 0 | 0.74 | 4 | 0.01 | 21 | 3% |  | 0 | 0 | 0 | 0 | 215 | 0.31 | 48200% | 0 | 0 | 69700% | 0 | 0 | 69700% | 215 | 0.31 | 48200% | 0 | 0 | 69700% | 129 | 0.19 | 568
562 | Vasona | PGE GBA | {} | 818 | 0 | 0 | 818 | 1 | 8 | 1% |  |  | 149 | 0.18 | 0.31 | 35 | 0.04 | 0 | 0% |  | 104 | 0.13 | 0 | 0 | 818 | 1 | 0% | 0 | 0 | 81800% | 788 | 0.96 | 3100% | 818 | 1 | 0% | 211 | 0.26 | 60800% | 26 | 0.03 | 792
563 | Mercury | SCE EOP | {'Innovation': [5.5, 752.0]} | 26666 | 4154 | 0.16 | 22513 | 0.84 | 0 | 0% |  |  | 0 | 0 | 0 | 0 | 0 | 0 | 0% |  | 0 | 0 | 0 | 0 | 0 | 0 | 2666600% | 0 | 0 | 2666600% | 0 | 0 | 2666600% | 0 | 0 | 2666600% | 0 | 0 | 2666600% | 0 | 0 | 26666
564 | Monta Vista | PGE GBA | {} | 1024 | 0 | 0 | 1024 | 1 | 29 | 3% |  |  | 680 | 0.66 | 0.14 | 15 | 0.01 | 117 | 11% |  | 48 | 0.05 | 0 | 0 | 998 | 0.97 | 2600% | 41 | 0.04 | 98300% | 1007 | 0.98 | 1800% | 1023 | 1 | 100% | 549 | 0.54 | 47600% | 57 | 0.06 | 968
565 | Topaz | PGE Kern | {'Carrizo Plains': [1.1, 2998.0]} | 22473 | 3690 | 0.16 | 18783 | 0.84 | 11919 | 53% |  |  | 10482 | 0.47 | 0.04 | 4914 | 0.22 | 59 | 0% |  | 15787 | 0.7 | 1858 | 0.08 | 2550 | 0.11 | 1992300% | 7309 | 0.33 | 1516400% | 11045 | 0.49 | 1142800% | 11541 | 0.51 | 1093200% | 13222 | 0.59 | 925100% | 271 | 0.01 | 22202
566 | Balch | PGE Fresno | {'Balch 2': [0.0, 33.0], 'Balch 1': [0.8, 33.0], 'Haas': [3.9, 33.0]} | 4922 | 33 | 0.01 | 4888 | 0.99 | 4779 | 97% |  |  | 134 | 0.03 | 0.02 | 0 | 0 | 0 | 0% |  | 2480 | 0.5 | 2281 | 0.46 | 1295 | 0.26 | 362600% | 2965 | 0.6 | 195700% | 1314 | 0.27 | 360800% | 3662 | 0.74 | 125900% | 4133 | 0.84 | 78900% | 255 | 0.05 | 4666
567 | El Dorado PH | PGE NGBA | {} | 24924 | 1684 | 0.07 | 23240 | 0.93 | 14091 | 57% |  |  | 4743 | 0.19 | 0.25 | 42 | 0 | 174 | 1% |  | 14404 | 0.58 | 89 | 0 | 19484 | 0.78 | 544000% | 5452 | 0.22 | 1947200% | 13433 | 0.54 | 1149000% | 21123 | 0.85 | 380100% | 7487 | 0.3 | 1743700% | 224 | 0.01 | 24700
568 | Bell | PGE NGBA | {'Higgins': [6.8, 85.0]} | 13603 | 3970 | 0.29 | 9634 | 0.71 | 0 | 0% |  |  | 1205 | 0.09 | 0.51 | 670 | 0.05 | 123 | 1% |  | 11780 | 0.87 | 0 | 0 | 8708 | 0.64 | 489500% | 18 | 0 | 1358500% | 343 | 0.03 | 1326000% | 8708 | 0.64 | 489500% | 1359 | 0.1 | 1224500% | 930 | 0.07 | 12674
569 | San Pablo | PGE GBA | {'Standard Oil': [4.0, 442.0], 'Standard Oil 2': [4.0, 442.0], 'Richmond R': [4.5, 442.0], 'El Cerrito G': [5.2, 431.0], 'Christie': [7.1, 725.0], 'Carquinez': [8.8, 504.0]} | 4943 | 1283 | 0.26 | 3660 | 0.74 | 6 | 0% |  |  | 2369 | 0.48 | 0.63 | 0 | 0 | 0 | 0% |  | 1 | 0 | 0 | 0 | 0 | 0 | 494300% | 3596 | 0.73 | 134600% | 3596 | 0.73 | 134600% | 3596 | 0.73 | 134600% | 1 | 0 | 494200% | 833 | 0.17 | 4110
570 | Lambie (old) | PGE NGBA | {'Lambie Energy': [0.0, 3933.0], 'Shiloh III': [3.8, 3420.0], 'Birds Landing': [7.0, 732.0]} | 26682 | 3933 | 0.15 | 22749 | 0.85 | 3615 | 14% |  |  | 22827 | 0.86 | 0.06 | 6707 | 0.25 | 0 | 0% |  | 24088 | 0.9 | 0 | 0 | 1866 | 0.07 | 2481600% | 15849 | 0.59 | 1083300% | 17491 | 0.66 | 919100% | 20072 | 0.75 | 661000% | 3369 | 0.13 | 2331300% | 10888 | 0.41 | 15794
571 | Figarden | PGE Fresno | {'Fig Garden': [0.0, 4280.0], 'Ashlan': [2.6, 730.0], 'Gregg': [3.8, 3865.0], 'Herndon': [3.8, 4286.0], 'West Fresno': [7.5, 0.0], 'Kearney (New)': [8.2, 18.0], 'Borden': [9.8, 17.0]} | 12256 | 4292 | 0.35 | 7963 | 0.65 | 0 | 0% |  |  | 9764 | 0.8 | 0.13 | 6504 | 0.53 | 4300 | 35% |  | 1044 | 0.09 | 0 | 0 | 4449 | 0.36 | 780600% | 2888 | 0.24 | 936700% | 2888 | 0.24 | 936700% | 5831 | 0.48 | 642500% | 0 | 0 | 1225600% | 787 | 0.06 | 11469
572 | Trimble | PGE GBA | {} | 0 | 0 | 0 | 0 | 0 | 0 | 0% |  |  | 0 | 0 | 0 | 0 | 0 | 0 | 0% |  | 0 | 0 | 0 | 0 | 0 | 0 | 0% | 0 | 0 | 0% | 0 | 0 | 0% | 0 | 0 | 0% | 0 | 0 | 0% | 0 | 0 | 0
573 | Tassajara | PGE GBA | {'San Ramon': [4.1, 10.0], 'North Dublin': [4.7, 312.0]} | 6289 | 312 | 0.05 | 5976 | 0.95 | 291 | 5% |  |  | 4253 | 0.68 | 0.23 | 75 | 0.01 | 47 | 1% |  | 5349 | 0.85 | 336 | 0.05 | 809 | 0.13 | 548000% | 4264 | 0.68 | 202500% | 5017 | 0.8 | 127200% | 5062 | 0.8 | 122600% | 1769 | 0.28 | 452000% | 508 | 0.08 | 5781
574 | Santa Rosa A | PGE NGBA | {'Monroe': [2.0, 0.0], 'Bellevue': [4.0, 0.0]} | 4982 | 0 | 0 | 4982 | 1 | 0 | 0% |  |  | 1958 | 0.39 | 0.33 | 685 | 0.14 | 626 | 13% |  | 2 | 0 | 0 | 0 | 2708 | 0.54 | 227400% | 2141 | 0.43 | 284000% | 3701 | 0.74 | 128100% | 3701 | 0.74 | 128100% | 740 | 0.15 | 424200% | 633 | 0.13 | 4349
575 | Piercy | PGE GBA | {'Edenvale': [1.8, 56.0], 'Santa Teresa': [2.1, 22.0], 'Evergreen': [3.8, 3.0], 'Swift': [3.8, 209.0], 'Metcalf 1': [4.0, 10.0]} | 3328 | 209 | 0.06 | 3119 | 0.94 | 1546 | 46% |  |  | 1551 | 0.47 | 0.08 | 51 | 0.02 | 0 | 0% |  | 3255 | 0.98 | 0 | 0 | 2247 | 0.68 | 108100% | 1372 | 0.41 | 195700% | 1947 | 0.58 | 138100% | 2428 | 0.73 | 90000% | 2415 | 0.73 | 91300% | 129 | 0.04 | 3199
576 | Caribou | PGE NGBA | {'Caribou 2': [0.0, 3390.0]} | 10541 | 3397 | 0.32 | 7144 | 0.68 | 10408 | 99% |  |  | 133 | 0.01 | 0.02 | 0 | 0 | 0 | 0% |  | 7214 | 0.68 | 2450 | 0.23 | 1041 | 0.1 | 950000% | 2028 | 0.19 | 851300% | 4115 | 0.39 | 642600% | 4771 | 0.45 | 577100% | 4829 | 0.46 | 571200% | 628 | 0.06 | 9913
577 | Vista (SCE) | SCE Eastern | {'Vista': [0.0, 221.0]} | 3357 | 221 | 0.07 | 3136 | 0.93 | 12 | 0% |  |  | 1479 | 0.44 | 0.27 | 0 | 0 | 0 | 0% |  | 2830 | 0.84 | 0 | 0 | 21 | 0.01 | 333600% | 3112 | 0.93 | 24500% | 3115 | 0.93 | 24200% | 3136 | 0.93 | 22100% | 1438 | 0.43 | 191900% | 90 | 0.03 | 3267
578 | Cardiff | SCE Eastern | {} | 1141 | 73 | 0.06 | 1067 | 0.94 | 0 | 0% |  |  | 228 | 0.2 | 0.26 | 36 | 0.03 | 74 | 6% |  | 122 | 0.11 | 74 | 0.07 | 0 | 0 | 114100% | 186 | 0.16 | 95500% | 1066 | 0.93 | 7400% | 1066 | 0.93 | 7400% | 127 | 0.11 | 101300% | 9 | 0.01 | 1131
579 | Cannon | SDGE Imperial | {'Encina': [0.2, 10.0], 'Palomar Airport': [2.8, 5.0], 'San Luis Rey': [5.1, 5.0]} | 130 | 9 | 0.07 | 121 | 0.93 | 5 | 4% |  |  | 12 | 0.09 | 0.47 | 0 | 0 | 0 | 0% |  | 0 | 0 | 0 | 0 | 24 | 0.19 | 10500% | 110 | 0.85 | 2000% | 110 | 0.85 | 2000% | 110 | 0.85 | 2000% | 0 | 0 | 13000% | 15 | 0.12 | 114
580 | Mt Eden | PGE GBA | {'Eastshore': [0.9, 48.0], 'Grant': [4.2, 46.0], 'Dumbarton': [5.7, 2.0], 'San Leandro U': [6.0, 6.0]} | 195 | 46 | 0.24 | 149 | 0.76 | 77 | 40% |  |  | 76 | 0.39 | 0.04 | 0 | 0 | 0 | 0% |  | 0 | 0 | 0 | 0 | 0 | 0 | 19500% | 0 | 0 | 19500% | 76 | 0.39 | 11900% | 76 | 0.39 | 11900% | 0 | 0 | 19500% | 140 | 0.72 | 55
581 | Fitch Mountain | PGE NGBA | {'Fulton': [9.0, 17.0]} | 27123 | 755 | 0.03 | 26368 | 0.97 | 82 | 0% |  |  | 17909 | 0.66 | 0.18 | 2631 | 0.1 | 5098 | 19% |  | 0 | 0 | 0 | 0 | 4518 | 0.17 | 2260500% | 14118 | 0.52 | 1300500% | 23047 | 0.85 | 407600% | 26129 | 0.96 | 99400% | 5243 | 0.19 | 2188000% | 1333 | 0.05 | 25790
582 | Stockton A | PGE GBA | {'Weber': [3.3, 1167.0], 'French Camp': [4.6, 201.0]} | 5192 | 1167 | 0.22 | 4025 | 0.78 | 249 | 5% |  |  | 3659 | 0.7 | 0.15 | 862 | 0.17 | 3407 | 66% |  | 0 | 0 | 0 | 0 | 0 | 0 | 519200% | 951 | 0.18 | 424100% | 1100 | 0.21 | 409200% | 1100 | 0.21 | 409200% | 0 | 0 | 519200% | 226 | 0.04 | 4966
583 | Saratoga | PGE GBA | {} | 1057 | 0 | 0 | 1057 | 1 | 7 | 1% |  |  | 583 | 0.55 | 0.21 | 9 | 0.01 | 59 | 6% |  | 3 | 0 | 0 | 0 | 1057 | 1 | 0% | 0 | 0 | 105700% | 1057 | 1 | 0% | 1057 | 1 | 0% | 357 | 0.34 | 69900% | 23 | 0.02 | 1034
584 | Christie | PGE GBA | {'Alhambra': [4.3, 2201.0], 'Martinez': [5.0, 2207.0], 'Carquinez': [6.5, 3115.0], 'Bahia': [6.6, 2022.0], 'San Pablo': [7.1, 725.0]} | 19464 | 5008 | 0.26 | 14456 | 0.74 | 1312 | 7% |  |  | 11934 | 0.61 | 0.7 | 197 | 0.01 | 26 | 0% |  | 11748 | 0.6 | 0 | 0 | 2185 | 0.11 | 1727900% | 10317 | 0.53 | 914700% | 14169 | 0.73 | 529500% | 14169 | 0.73 | 529500% | 3099 | 0.16 | 1636500% | 293 | 0.02 | 19172
585 | Las Aguilas | PGE Fresno | {} | 19855 | 652 | 0.03 | 19203 | 0.97 | 12059 | 61% |  |  | 7748 | 0.39 | 0.05 | 302 | 0.02 | 113 | 1% |  | 14111 | 0.71 | 4827 | 0.24 | 13475 | 0.68 | 638000% | 5388 | 0.27 | 1446700% | 11379 | 0.57 | 847500% | 17262 | 0.87 | 259300% | 13376 | 0.67 | 647800% | 70 | 0 | 19784
586 | Monroe | PGE NGBA | {'Santa Rosa A': [2.0, 0.0], 'Bellevue': [5.4, 1.0]} | 7593 | 1 | 0 | 7592 | 1 | 0 | 0% |  |  | 1734 | 0.23 | 0.37 | 945 | 0.12 | 2706 | 36% |  | 0 | 0 | 0 | 0 | 1198 | 0.16 | 639400% | 3939 | 0.52 | 365400% | 6150 | 0.81 | 144300% | 6150 | 0.81 | 144300% | 69 | 0.01 | 752300% | 818 | 0.11 | 6775
587 | Elliot | SDGE Imperial | {} | 676 | 0 | 0 | 676 | 1 | 4 | 1% |  |  | 323 | 0.48 | 0.26 | 0 | 0 | 0 | 0% |  | 668 | 0.99 | 0 | 0 | 667 | 0.99 | 800% | 649 | 0.96 | 2700% | 0 | 0 | 67600% | 676 | 1 | 0% | 63 | 0.09 | 61300% | 41 | 0.06 | 634
588 | Sunset | PGE Kern | {'Sunrise': [2.9, 940.0]} | 9111 | 2595 | 0.28 | 6516 | 0.72 | 3009 | 33% |  |  | 5742 | 0.63 | 0.06 | 0 | 0 | 0 | 0% |  | 291 | 0.03 | 0 | 0 | 399 | 0.04 | 871200% | 2489 | 0.27 | 662200% | 2623 | 0.29 | 648800% | 2736 | 0.3 | 637500% | 3780 | 0.41 | 533100% | 4 | 0 | 9107
589 | Herndon | PGE Fresno | {'Gregg': [0.6, 10679.0], 'Fig Garden': [3.8, 4278.0], 'Figarden': [3.8, 4286.0], 'Ashlan': [6.3, 730.0], 'Borden': [6.4, 5432.0], 'Madera': [9.1, 261.0], 'Kearney (New)': [9.9, 17.0]} | 32797 | 11563 | 0.35 | 21234 | 0.65 | 1 | 0% |  |  | 26893 | 0.82 | 0.15 | 13143 | 0.4 | 17091 | 52% |  | 5454 | 0.17 | 0 | 0 | 7289 | 0.22 | 2550900% | 2210 | 0.07 | 3058800% | 2210 | 0.07 | 3058800% | 9482 | 0.29 | 2331600% | 0 | 0 | 3279700% | 1178 | 0.04 | 31620
590 | Menlo | PGE GBA | {'Jefferson': [4.9, 34.0], 'Cooley Landing': [5.0, 12.0], 'Ravenswood': [5.5, 54.0]} | 3070 | 94 | 0.03 | 2976 | 0.97 | 180 | 6% |  |  | 913 | 0.3 | 0.53 | 27 | 0.01 | 8 | 0% |  | 0 | 0 | 0 | 0 | 1680 | 0.55 | 139100% | 2644 | 0.86 | 42700% | 2902 | 0.95 | 16900% | 2955 | 0.96 | 11600% | 319 | 0.1 | 275200% | 215 | 0.07 | 2856
591 | Mountain Pass | SCE EOP | {} | 41 | 0 | 0 | 41 | 1 | 19 | 47% |  |  | 22 | 0.53 | 0.03 | 0 | 0 | 0 | 0% |  | 0 | 0 | 0 | 0 | 41 | 1 | 0% | 41 | 1 | 0% | 0 | 0 | 4100% | 41 | 1 | 0% | 2 | 0.05 | 3900% | 0 | 0 | 41
592 | San Jose A | PGE GBA | {} | 0 | 0 | 0 | 0 | 0 | 0 | 0% |  |  | 0 | 0 | 0 | 0 | 0 | 0 | 0% |  | 0 | 0 | 0 | 0 | 0 | 0 | 0% | 0 | 0 | 0% | 0 | 0 | 0% | 0 | 0 | 0% | 0 | 0 | 0% | 0 | 0 | 0
593 | Artesian | SDGE Imperial | {'Chicarita': [4.6, 101.0], 'Escondido': [7.3, 290.0], 'San Marcos': [8.3, 333.0]} | 2756 | 428 | 0.16 | 2328 | 0.84 | 0 | 0% |  |  | 606 | 0.22 | 0.37 | 52 | 0.02 | 21 | 1% |  | 845 | 0.31 | 0 | 0 | 554 | 0.2 | 220200% | 1399 | 0.51 | 135800% | 904 | 0.33 | 185300% | 1705 | 0.62 | 105100% | 237 | 0.09 | 252000% | 237 | 0.09 | 2520
594 | Thousandaire | SCE EOP | {'Gamebird': [3.4, 5461.0], 'Pahrump': [4.6, 3086.0]} | 26058 | 10353 | 0.4 | 15705 | 0.6 | 263 | 1% |  |  | 0 | 0 | 0.01 | 0 | 0 | 0 | 0% |  | 0 | 0 | 0 | 0 | 0 | 0 | 2605800% | 50 | 0 | 2600800% | 50 | 0 | 2600800% | 50 | 0 | 2600800% | 263 | 0.01 | 2579400% | 0 | 0 | 26058

## LandEnv_Solar_Data_10mi
CEC calculated land-use and environmental data criteria for in-state substations at a 10 mile radius for solar resource potential. |  |  |  |  | DATA TAB
|  |  |  | Res. Potential Base (after techno-economic & protected areas exclusions) | Res. Potential after Core Land Use Screen (Lower Implications Land) | Percentage of Base Potential w/ Lower Implications | Res. Potential excluded by Core screen (Higher Implications Land) | Percentage of Base Potential w/ Higher Implications | Base Res. Potential w/ Parcelization value less than 6 | Percentage of Base Potential w/ Parcelization value less than 6 | Base Res. Potential w/ Parcelization value less than 30 | Percentage of Base Potential w/ Parcelization value less than 30 | Base Res. Potential w/ Parcelization value less than 30 & greater than 6 | Percentage of Base Potential w/ Parcelization value less than 30 & greater than 6 | 10th Percentile Parcelization Value | Base Res. Potential w/ Low Cropland Index Values | Percentage of Base Potential w/ Low Cropland Index Values | Base Res. Potential w/ High Cropland Index Values | Percentage of Base Potential w/ High Cropland Index Values | Substation in or near a Critically Overdrafted Groundwater Basin | Base Res. Potential w/ Tier 2 Fire Threat | Percentage of Base Potential w/ Tier 2 Fire Threat | Base Res. Potential w/ Tier 3 Fire Threat | Percentage of Base Potential w/ Tier 3 Fire Threat | Base Res. Potential w/ ACE Terrestrial Connectivity, 4 or 5, (High Implications) | Percentage of Base Potential w/ Terrestrial Connectivity High Implications | Base Res. Potential w/ Terrestrial Connectivity Low Implications | Base Res. Potential w/ ACE Biodiversity, 5, (High Implications) | Percentage of Base Potential w/ Biodiversity High Implications | Base Res. Potential w/ Biodiversity Low Implications | Base Res. Potential w/ ACE Irreplaceability, 4 or 5, (High Implications) | Percentage of Base Potential w/ Irreplaceability High Implications | Base Res. Potential w/ Irreplaceability Low Implications | Base Res. Potential w/ Any of the three ACE datasets High Implications | Percentage of Base Potential w/ Any of the three ACE datasets High Implications | Base Res. Potential w/ Any of the three ACE datasets Low Implications | Base Res. Potential w/ High Terrestrial Landscape Intactness | Percentage of Base Potential w/ High Terrestrial Landscape Intactness | Base Res. Potential w/ Low Terrestrial Landscape Intactness | Base Res. Potential w/ Classified as Wetlands | Percentage of Base Potential w/ Classified as Wetlands | Base Res. Potential w/ Not Classified as Wetlands
Blue columns indicate additional data calculate/added by CPUC staff in dashboard.
Distance in miles to nearby substations
OBJECTID | IRP_Substation_Name | RESOLVE_Name | Substation Overlaps [distance (mi), res. pot. (acres)] | RPB_Acres | TRP_Acres | Perc_TRP | High_Implication_Acres | Perc_HighImplication | Parcels_LT_6 | Perc_ParcLT6 | Parcels_LT_30 | Perc_ParcLT30 | Parcels_LT_30_GT6 | Perc_ParcLT30GT6 | 10th Percentile Parcelization | LowCrop_Acres | Perc_LowCrop | HighCrop_Acres | Perc_HighCrop | Critically overdrafted basin | FT_Tier2_Acres | Perc_FT_Tier2 | FT_Tier3_Acres | Perc_FT_Tier3 | Conn45_Acres | Perc_Conn45 | Low Conn Acres | Bio5_Acres | Perc_Bio5 | Low Bio Acres | Irr45_Acres | Perc_Irr45 | Low Irr Acres | ACE_All_Acres | Perc_AllACE | Low AllACE Acres | High_Intact_Acres | Perc_HighIntact | LowIntact Acres | Wetlands_Acres | Perc_Wetlands | Not Wetlands Acres
1 | Cal Flats | PGE Fresno | {'Cholame': [12.8, 5102.0], 'New Sub - Gates - Templeton (Proposed)': [13.3, 402.0], 'Avenal': [13.7, 479.0]} | 85450 | 10417 | 0.12 | 75033 | 0.88 | 38840 | 0.45 |  |  | 45602 | 0.53 | 0.05 | 1769 | 0.02 | 248 | 0 |  | 56295 | 0.66 | 28288 | 0.33 | 38670 | 0.45 | 46780 | 2561 | 0.03 | 82889 | 6081 | 0.07 | 79369 | 42306 | 0.5 | 43144 | 67019 | 0.78 | 18431 | 768 | 0.01 | 84683
2 | Collinsville | PGE GBA | {'Birds Landing': [3.1, 29590.0], 'Pittsburg': [4.5, 16143.0], 'GWF 2': [4.7, 16082.0], 'Kirker': [5.6, 13909.0], 'Contra Costa PP': [6.1, 19976.0], 'Shiloh III': [6.2, 28961.0], 'Contra Costa': [6.3, 15317.0], 'Lambie Energy': [9.9, 25957.0], 'Lambie': [9.9, 25958.0], 'Lone Tree': [10.2, 2411.0], 'Clayton': [11.9, 945.0], 'Brentwood': [14.2, 791.0], 'Meadow Lane': [14.3, 589.0], 'Martinez': [15.8, 159.0], 'Peabody': [16.0, 1108.0], 'Bahia': [16.3, 6.0], 'Grand Island': [16.9, 6334.0], 'Alhambra': [17.0, 4.0], 'Lakewood': [17.0, 583.0]} | 75657 | 30563 | 0.4 | 45094 | 0.6 | 16656 | 0.22 |  |  | 56503 | 0.75 | 0.06 | 30953 | 0.41 | 1311 | 0.02 |  | 47323 | 0.63 | 0 | 0 | 10876 | 0.14 | 64780 | 29628 | 0.39 | 46028 | 26879 | 0.36 | 48778 | 37432 | 0.49 | 38224 | 2482 | 0.03 | 73175 | 15368 | 0.2 | 60289
3 | Santa Teresa | PGE GBA | {'Edenvale': [0.5, 1310.0], 'Piercy': [2.1, 1112.0], 'Metcalf Energy Center': [2.7, 976.0], 'Metcalf 1': [2.8, 1065.0], 'Evergreen': [5.3, 1112.0], 'Swift': [5.8, 1112.0], 'Hicks': [6.0, 108.0], 'Stone': [6.2, 1112.0], 'El Patio': [8.7, 220.0], 'San Jose A': [8.7, 1112.0], 'San Jose B': [9.4, 1112.0], 'FMC': [10.4, 998.0], 'Morgan Hill': [10.6, 230.0], 'Trimble': [12.5, 865.0], 'Scott': [13.1, 462.0], 'Los Esteros': [15.3, 491.0], 'Nortech': [15.7, 0.0], 'Dixon Landing': [16.8, 264.0]} | 25308 | 1342 | 0.05 | 23966 | 0.95 | 6643 | 0.26 |  |  | 14570 | 0.58 | 0.1 | 1079 | 0.04 | 587 | 0.02 |  | 23439 | 0.93 | 614 | 0.02 | 20066 | 0.79 | 5242 | 6933 | 0.27 | 18375 | 10342 | 0.41 | 14966 | 20945 | 0.83 | 4363 | 13463 | 0.53 | 11845 | 1184 | 0.05 | 24123
4 | Carrizo Gorge | SDGE Imperial | {'Boulevard': [4.2, 25399.0], 'Crestwood': [5.5, 25388.0], 'East County': [10.6, 4076.0], 'Suncrest - Ocotillo (Proposed)': [11.9, 13732.0], 'Ocotillo Express': [12.8, 321.0], 'Cameron': [13.9, 13514.0]} | 71599 | 26241 | 0.37 | 45358 | 0.63 | 18462 | 0.26 |  |  | 42433 | 0.59 | 0.09 | 124 | 0 | 92 | 0 |  | 24661 | 0.34 | 38600 | 0.54 | 6199 | 0.09 | 65400 | 6459 | 0.09 | 65140 | 21019 | 0.29 | 50580 | 26604 | 0.37 | 44995 | 23114 | 0.32 | 48485 | 1242 | 0.02 | 70357
5 | Avenal | PGE Kern | {'New Sub - Gates - Templeton (Proposed)': [6.9, 17789.0], 'Gates': [11.3, 13627.0], 'Cal Flats': [13.7, 479.0]} | 138330 | 24393 | 0.18 | 113937 | 0.82 | 59319 | 0.43 |  |  | 75654 | 0.55 | 0.07 | 24042 | 0.17 | 22732 | 0.16 |  | 50002 | 0.36 | 0 | 0 | 70228 | 0.51 | 68102 | 1035 | 0.01 | 137296 | 24716 | 0.18 | 113614 | 90158 | 0.65 | 48172 | 39561 | 0.29 | 98769 | 409 | 0 | 137922
6 | Crazy Horse Canyon | PGE GBA | {'Salinas': [7.4, 10061.0], 'Buena Vista': [9.0, 9630.0], 'Moss Landing': [9.9, 12374.0], 'Hollister': [12.1, 3502.0], 'Green Valley': [14.9, 5300.0], 'Llagas': [16.0, 1511.0]} | 90517 | 19196 | 0.21 | 71320 | 0.79 | 13159 | 0.15 |  |  | 55252 | 0.61 | 0.17 | 6115 | 0.07 | 28705 | 0.32 |  | 34409 | 0.38 | 39 | 0 | 21402 | 0.24 | 69114 | 15551 | 0.17 | 74965 | 19224 | 0.21 | 71292 | 37072 | 0.41 | 53444 | 17633 | 0.19 | 72884 | 5437 | 0.06 | 85080
7 | Estrella | PGE Kern | {'Templeton': [7.3, 40079.0], 'Cholame': [15.1, 14430.0]} | 170252 | 72339 | 0.42 | 97913 | 0.58 | 29331 | 0.17 |  |  | 105244 | 0.62 | 0.17 | 35626 | 0.21 | 18409 | 0.11 |  | 56498 | 0.33 | 0 | 0 | 9227 | 0.05 | 161025 | 3529 | 0.02 | 166723 | 29249 | 0.17 | 141003 | 38476 | 0.23 | 131776 | 33110 | 0.19 | 137142 | 3912 | 0.02 | 166340
8 | Ocean Ranch | SDGE Imperial | {'San Luis Rey': [2.3, 1356.0], 'Melrose': [2.4, 1444.0], 'Cannon': [5.6, 164.0], 'Encina': [5.7, 122.0], 'Shadowridge': [5.8, 1280.0], 'Palomar Airport': [6.1, 136.0], 'Pendleton': [7.2, 1061.0], 'San Marcos': [8.0, 694.0], 'Monserate': [8.9, 1359.0], 'Escondido': [11.8, 685.0], 'Lilac': [12.3, 844.0], 'Avocado': [12.5, 955.0], 'Pala': [14.5, 928.0], 'Valley Center': [15.9, 527.0], 'North City Metering': [18.0, 1.0]} | 15185 | 1432 | 0.09 | 13753 | 0.91 | 118 | 0.01 |  |  | 1390 | 0.09 | 0.37 | 3594 | 0.24 | 1303 | 0.09 |  | 1800 | 0.12 | 0 | 0 | 11287 | 0.74 | 3898 | 5967 | 0.39 | 9218 | 8641 | 0.57 | 6545 | 12844 | 0.85 | 2342 | 588 | 0.04 | 14597 | 866 | 0.06 | 14319
9 | Green Valley | PGE GBA | {'Moss Landing': [10.2, 6112.0], 'Llagas': [11.8, 3816.0], 'Paul Sweet': [12.5, 1592.0], 'Morgan Hill': [13.4, 2918.0], 'Crazy Horse Canyon': [14.9, 5300.0]} | 70155 | 12232 | 0.17 | 57923 | 0.83 | 10350 | 0.15 |  |  | 28659 | 0.41 | 0.23 | 3699 | 0.05 | 12588 | 0.18 |  | 18008 | 0.26 | 0 | 0 | 28113 | 0.4 | 42042 | 16411 | 0.23 | 53744 | 26390 | 0.38 | 43766 | 48649 | 0.69 | 21506 | 18538 | 0.26 | 51617 | 4019 | 0.06 | 66137
10 | Union (Estrella) | PGE Kern | {'Templeton': [7.3, 40079.0], 'Cholame': [15.1, 14430.0]} | 170252 | 72339 | 0.42 | 97913 | 0.58 | 29331 | 0.17 |  |  | 105244 | 0.62 | 0.17 | 35626 | 0.21 | 18409 | 0.11 |  | 56498 | 0.33 | 0 | 0 | 9227 | 0.05 | 161025 | 3529 | 0.02 | 166723 | 29249 | 0.17 | 141003 | 38476 | 0.23 | 131776 | 33110 | 0.19 | 137142 | 3912 | 0.02 | 166340
11 | Crescent | PGE Fresno | {'Helm': [4.2, 71139.0], 'New Sub - Los Banos - Midway (Proposed)': [4.5, 75605.0], 'Schindler': [9.1, 58089.0], 'Excelsior': [9.8, 54714.0], 'Mc Mullin': [10.8, 26212.0], 'Cantua': [11.9, 32394.0], 'Tranquility': [13.8, 19461.0], 'Biola': [18.5, 4911.0], 'Kearney (New)': [19.8, 102.0]} | 184560 | 101868 | 0.55 | 82692 | 0.45 | 47920 | 0.26 |  |  | 132039 | 0.72 | 0.07 | 130625 | 0.71 | 43565 | 0.24 |  | 879 | 0 | 0 | 0 | 44991 | 0.24 | 139569 | 11238 | 0.06 | 173322 | 11633 | 0.06 | 172926 | 48532 | 0.26 | 136027 | 0 | 0 | 184560 | 2435 | 0.01 | 182125
12 | Vincent | SCE Northern | {'Antelope': [17.4, 2596.0]} | 47894 | 17943 | 0.37 | 29951 | 0.63 | 1699 | 0.04 |  |  | 11771 | 0.25 | 0.35 | 87 | 0 | 926 | 0.02 |  | 19056 | 0.4 | 1422 | 0.03 | 4885 | 0.1 | 43009 | 16839 | 0.35 | 31055 | 11028 | 0.23 | 36866 | 21724 | 0.45 | 26170 | 13568 | 0.28 | 34326 | 954 | 0.02 | 46940
13 | El Nido (PGE) | PGE Fresno | {'Dairyland': [9.7, 22576.0], 'Merced': [10.7, 10420.0], 'Le Grand': [11.8, 18903.0], 'Chowchilla': [12.1, 15826.0], 'Wilson': [12.6, 8498.0], 'Atwater': [18.4, 341.0], 'Oro Loma': [19.1, 1265.0], 'Newhall': [19.4, 25.0]} | 180604 | 37585 | 0.21 | 143019 | 0.79 | 36188 | 0.2 |  |  | 137704 | 0.76 | 0.08 | 93266 | 0.52 | 65274 | 0.36 |  | 6654 | 0.04 | 0 | 0 | 73191 | 0.41 | 107413 | 44252 | 0.25 | 136352 | 51103 | 0.28 | 129501 | 100643 | 0.56 | 79961 | 2440 | 0.01 | 178164 | 13336 | 0.07 | 167268
14 | Cortina | PGE NGBA | {'Meridian': [16.7, 178.0], 'Delevan': [17.4, 728.0]} | 162676 | 4505 | 0.03 | 158171 | 0.97 | 44014 | 0.27 |  |  | 115717 | 0.71 | 0.07 | 36192 | 0.22 | 61668 | 0.38 |  | 24693 | 0.15 | 49468 | 0.3 | 60241 | 0.37 | 102435 | 20166 | 0.12 | 142510 | 74188 | 0.46 | 88488 | 119332 | 0.73 | 43344 | 56722 | 0.35 | 105954 | 1879 | 0.01 | 160798
15 | Delta Pumps | PGE GBA | {'Delta PP': [0.0, 1415.0], 'Kelso': [1.0, 995.0], 'Windmaster': [1.1, 826.0], 'Tracy': [2.2, 995.0], 'Altamont': [4.7, 669.0], 'Altamont Midway (Sandhill)': [4.7, 677.0], 'Midway Green Ridge Services': [5.5, 1014.0], 'Tesla': [6.9, 995.0], 'Vasco': [8.1, 422.0], 'Los Positas': [9.2, 422.0], 'Las Positas': [9.2, 422.0], 'Cayetano': [9.2, 422.0], 'GWF Tracy': [9.5, 995.0], 'Lammers': [9.9, 995.0], 'North Dublin': [13.4, 422.0], 'Tassajara': [15.6, 422.0], 'Vineyard': [15.6, 422.0], 'Kasson': [15.6, 995.0], 'San Ramon': [17.5, 422.0]} | 115068 | 1416 | 0.01 | 113652 | 0.99 | 32527 | 0.28 |  |  | 68304 | 0.59 | 0.13 | 10167 | 0.09 | 42209 | 0.37 |  | 58340 | 0.51 | 192 | 0 | 58666 | 0.51 | 56402 | 50484 | 0.44 | 64584 | 55003 | 0.48 | 60066 | 76516 | 0.66 | 38552 | 12075 | 0.1 | 102993 | 7209 | 0.06 | 107859
16 | Morgan Hill | PGE GBA | {'Metcalf 1': [8.2, 1023.0], 'Metcalf Energy Center': [8.2, 1064.0], 'Llagas': [10.0, 6645.0], 'Santa Teresa': [10.6, 230.0], 'Edenvale': [11.1, 199.0], 'Green Valley': [13.4, 2918.0]} | 50504 | 7025 | 0.14 | 43479 | 0.86 | 6947 | 0.14 |  |  | 27623 | 0.55 | 0.17 | 2530 | 0.05 | 2713 | 0.05 |  | 39155 | 0.78 | 390 | 0.01 | 35257 | 0.7 | 15247 | 6458 | 0.13 | 44046 | 12801 | 0.25 | 37703 | 35260 | 0.7 | 15244 | 22475 | 0.45 | 28029 | 2393 | 0.05 | 48111
17 | Jessup | PGE NGBA | {'Cottonwood': [5.6, 17049.0], 'Oregon Trail': [10.9, 429.0]} | 105987 | 19073 | 0.18 | 86914 | 0.82 | 2134 | 0.02 |  |  | 46056 | 0.43 | 0.33 | 5892 | 0.06 | 7117 | 0.07 |  | 73010 | 0.69 | 28008 | 0.26 | 60702 | 0.57 | 45285 | 25628 | 0.24 | 80359 | 24816 | 0.23 | 81171 | 73753 | 0.7 | 32234 | 22312 | 0.21 | 83675 | 17820 | 0.17 | 88166
18 | Elk Hills | PGE Kern | {'Norco': [5.6, 1881.0], 'Taft': [8.6, 946.0], 'Midway - Wheeler Ridge (Proposed)': [9.5, 5846.0], 'Copus': [10.7, 5846.0], 'Sunrise': [11.6, 52.0], 'Old River': [15.5, 211.0], 'Lakeview': [18.0, 1096.0]} | 113300 | 5899 | 0.05 | 107401 | 0.95 | 54652 | 0.48 |  |  | 55749 | 0.49 | 0.05 | 24383 | 0.22 | 23728 | 0.21 |  | 10505 | 0.09 | 0 | 0 | 42415 | 0.37 | 70885 | 68974 | 0.61 | 44325 | 102082 | 0.9 | 11217 | 104466 | 0.92 | 8834 | 2326 | 0.02 | 110974 | 9319 | 0.08 | 103981
19 | Ignacio | PGE NGBA | {'Standard Oil': [11.8, 279.0], 'Standard Oil 2': [11.8, 279.0], 'Lakeville': [12.3, 2680.0], 'San Pablo': [12.7, 276.0], 'Richmond R': [14.0, 279.0], 'Corona': [14.5, 832.0], 'Carquinez': [15.8, 570.0], 'El Cerrito G': [17.0, 99.0]} | 31474 | 5974 | 0.19 | 25500 | 0.81 | 6907 | 0.22 |  |  | 19834 | 0.63 | 0.14 | 6166 | 0.2 | 838 | 0.03 |  | 15206 | 0.48 | 0 | 0 | 19940 | 0.63 | 11534 | 8355 | 0.27 | 23119 | 11871 | 0.38 | 19603 | 22246 | 0.71 | 9227 | 9729 | 0.31 | 21745 | 2373 | 0.08 | 29101
20 | Malin | <Null> | {} | 77827 | 16558 | 0.21 | 61268 | 0.79 | 7119 | 0.09 |  |  | 0 | 0 | 0.01 | 12779 | 0.16 | 20458 | 0.26 |  | 6417 | 0.08 | 0 | 0 | 40220 | 0.52 | 37607 | 0 | 0 | 77827 | 0 | 0 | 77827 | 40220 | 0.52 | 37607 | 31029 | 0.4 | 46798 | 1046 | 0.01 | 76781
21 | Redbud | PGE NGBA | {'Konocti': [7.8, 7863.0], 'Hartley': [14.8, 687.0], 'Lake View': [15.5, 159.0], 'Eagle Rock': [15.9, 63.0]} | 45030 | 10658 | 0.24 | 34372 | 0.76 | 483 | 0.01 |  |  | 37199 | 0.83 | 0.14 | 4847 | 0.11 | 3466 | 0.08 |  | 18560 | 0.41 | 23057 | 0.51 | 9145 | 0.2 | 35884 | 14668 | 0.33 | 30362 | 22058 | 0.49 | 22971 | 28595 | 0.64 | 16434 | 10304 | 0.23 | 34725 | 663 | 0.01 | 44367
22 | Arcata | PGE NGBA | {'Humboldt': [6.0, 7776.0], 'Harris': [6.4, 7723.0], 'Humboldt Bay': [10.8, 3668.0]} | 63090 | 15345 | 0.24 | 47745 | 0.76 | 16207 | 0.26 |  |  | 30471 | 0.48 | 0.13 | 0 | 0 | 0 | 0 |  | 0 | 0 | 0 | 0 | 6218 | 0.1 | 56872 | 30413 | 0.48 | 32677 | 37899 | 0.6 | 25191 | 40399 | 0.64 | 22691 | 16585 | 0.26 | 46505 | 7512 | 0.12 | 55578
23 | Suncrest | SDGE Imperial | {'Alpine': [6.3, 3908.0], 'Loveland': [6.4, 3540.0], 'Los Coches': [13.0, 1657.0], 'Suncrest - Ocotillo (Proposed)': [13.7, 1936.0], 'Cameron': [15.6, 2946.0], 'Santee': [16.8, 1167.0], 'El Cajon': [16.8, 1176.0], 'Creelman': [17.5, 3.0]} | 73957 | 7509 | 0.1 | 66448 | 0.9 | 20463 | 0.28 |  |  | 34356 | 0.46 | 0.13 | 214 | 0 | 2 | 0 |  | 6758 | 0.09 | 67016 | 0.91 | 13878 | 0.19 | 60080 | 21620 | 0.29 | 52337 | 42899 | 0.58 | 31059 | 47479 | 0.64 | 26478 | 41039 | 0.55 | 32918 | 2847 | 0.04 | 71111
24 | Cressey | PGE Fresno | {'Atwater': [4.9, 16784.0], 'Merced': [13.6, 269.0]} | 154293 | 42872 | 0.28 | 111422 | 0.72 | 11440 | 0.07 |  |  | 113965 | 0.74 | 0.12 | 64799 | 0.42 | 69600 | 0.45 |  | 14254 | 0.09 | 0 | 0 | 32743 | 0.21 | 121550 | 23521 | 0.15 | 130772 | 32641 | 0.21 | 121652 | 53861 | 0.35 | 100432 | 1762 | 0.01 | 152531 | 9756 | 0.06 | 144537
25 | Kearny | SDGE Imperial | {'Mesa Heights': [1.5, 832.0], 'Elliot': [2.8, 758.0], 'Elliott': [2.8, 760.0], 'Mission': [3.4, 832.0], 'Old Town': [5.8, 832.0], 'Murray': [6.9, 3.0], 'Vine': [7.1, 832.0], 'Penasquitos': [7.8, 56.0], 'Point Loma': [8.6, 832.0], 'Silvergate': [9.6, 789.0], 'Spring Valley': [9.9, 69.0], 'North City Metering': [10.1, 42.0], 'Bay Boulevard': [15.7, 516.0], 'Otay': [17.0, 9.0], 'Imperial Beach': [17.4, 245.0]} | 3263 | 828 | 0.25 | 2435 | 0.75 | 736 | 0.23 |  |  | 533 | 0.16 | 0.24 | 0 | 0 | 0 | 0 |  | 854 | 0.26 | 1 | 0 | 858 | 0.26 | 2405 | 867 | 0.27 | 2397 | 1543 | 0.47 | 1721 | 2391 | 0.73 | 872 | 100 | 0.03 | 3163 | 50 | 0.02 | 3214
26 | Victor | SCE NOL | {'New Sub - Kramer - Lugo (Proposed)': [5.1, 16528.0], 'Roadway': [5.1, 16536.0], 'Lugo': [9.7, 6746.0]} | 61683 | 19936 | 0.32 | 41747 | 0.68 | 560 | 0.01 |  |  | 6682 | 0.11 | 0.5 | 1 | 0 | 0 | 0 |  | 0 | 0 | 0 | 0 | 23564 | 0.38 | 38119 | 30104 | 0.49 | 31579 | 10027 | 0.16 | 51657 | 40337 | 0.65 | 21346 | 5840 | 0.09 | 55843 | 281 | 0 | 61402
27 | Millbrae | PGE GBA | {'Burlingame': [1.9, 605.0], 'Martin': [6.9, 272.0], 'SAN FRAN A (POTRERO PP)': [10.5, 207.0], 'Potrero': [10.5, 209.0], 'Jefferson': [11.8, 374.0], 'Grant': [13.4, 222.0], 'Edes': [14.2, 49.0], 'Oakland J': [14.6, 72.0], 'Oakland C': [14.6, 75.0], 'Eastshore': [15.0, 192.0], 'Oakland L': [15.7, 75.0], 'Menlo': [15.8, 81.0], 'Mt Eden': [15.9, 1.0], 'Mt. Eden': [15.9, 1.0], 'Ravenswood': [15.9, 312.0], 'Oakland X': [16.4, 72.0], 'Cooley Landing': [17.1, 18.0]} | 8246 | 663 | 0.08 | 7583 | 0.92 | 180 | 0.02 |  |  | 4023 | 0.49 | 0.59 | 135 | 0.02 | 194 | 0.02 |  | 0 | 0 | 0 | 0 | 2876 | 0.35 | 5370 | 5522 | 0.67 | 2725 | 6292 | 0.76 | 1954 | 7465 | 0.91 | 781 | 2554 | 0.31 | 5692 | 791 | 0.1 | 7455
28 | Arcogen | SCE Metro | {'Hinson': [1.2, 2125.0], 'Harborgen': [2.8, 2125.0], 'Long Beach': [3.7, 2125.0], 'Lighthipe': [5.9, 1814.0], 'La Fresa': [6.3, 502.0], 'Redondo': [8.5, 37.0], 'Del Amo': [8.6, 1886.0], 'Alamitos': [9.0, 2093.0], 'El Nido': [9.2, 36.0], 'Chevmain': [10.8, 36.0], 'El Segundo': [12.0, 36.0], 'Windsor': [14.0, 10.0], 'La Cienega': [14.9, 10.0]} | 5239 | 2145 | 0.41 | 3094 | 0.59 | 978 | 0.19 |  |  | 2855 | 0.54 | 0.38 | 0 | 0 | 0 | 0 |  | 0 | 0 | 0 | 0 | 3 | 0 | 5236 | 143 | 0.03 | 5096 | 3051 | 0.58 | 2188 | 3054 | 0.58 | 2185 | 0 | 0 | 5239 | 6 | 0 | 5233
29 | Soledad | PGE GBA | {'Coburn': [15.4, 1866.0]} | 125526 | 14536 | 0.12 | 110990 | 0.88 | 36285 | 0.29 |  |  | 87268 | 0.7 | 0.06 | 4767 | 0.04 | 46993 | 0.37 |  | 29289 | 0.23 | 39469 | 0.31 | 45113 | 0.36 | 80413 | 13710 | 0.11 | 111816 | 24620 | 0.2 | 100906 | 55979 | 0.45 | 69547 | 50293 | 0.4 | 75233 | 6420 | 0.05 | 119106
30 | Vierra | PGE GBA | {'Manteca': [2.7, 14224.0], 'Kasson': [5.1, 1730.0], 'French Camp': [5.9, 11352.0], 'Ripon': [7.5, 11808.0], 'Weber': [8.7, 12202.0], 'Stockton A': [10.4, 6520.0], 'Avena': [12.3, 12103.0], 'Lammers': [12.5, 127.0], 'GWF Tracy': [13.2, 38.0], 'Stagg': [14.1, 1356.0], 'Westley': [15.6, 310.0], 'Valley Home': [18.3, 3172.0], 'New Sub - Westley - Quinto (Proposed)': [19.8, 1.0]} | 116029 | 14364 | 0.12 | 101665 | 0.88 | 1868 | 0.02 |  |  | 85518 | 0.74 | 0.2 | 21436 | 0.18 | 78890 | 0.68 |  | 56 | 0 | 0 | 0 | 22433 | 0.19 | 93597 | 14586 | 0.13 | 101443 | 14586 | 0.13 | 101443 | 28654 | 0.25 | 87375 | 0 | 0 | 116029 | 6010 | 0.05 | 110019
31 | Walnut | SCE Metro | {'Olinda': [4.6, 370.0], 'Lewis': [14.1, 2.0], 'Villa Park': [14.9, 81.0], 'Serrano': [15.4, 171.0], 'Chino': [15.5, 295.0]} | 3984 | 370 | 0.09 | 3614 | 0.91 | 139 | 0.03 |  |  | 3366 | 0.84 | 0.18 | 0 | 0 | 0 | 0 |  | 3436 | 0.86 | 0 | 0 | 2138 | 0.54 | 1847 | 0 | 0 | 3984 | 0 | 0 | 3984 | 2138 | 0.54 | 1847 | 2266 | 0.57 | 1719 | 719 | 0.18 | 3265
32 | Coburn | PGE GBA | {'Soledad': [15.4, 1866.0]} | 157728 | 25467 | 0.16 | 132260 | 0.84 | 74923 | 0.48 |  |  | 80888 | 0.51 | 0.06 | 3981 | 0.03 | 39689 | 0.25 |  | 66895 | 0.42 | 26163 | 0.17 | 52355 | 0.33 | 105373 | 2739 | 0.02 | 154989 | 17317 | 0.11 | 140411 | 61573 | 0.39 | 96154 | 64512 | 0.41 | 93216 | 4761 | 0.03 | 152967
33 | Madison | PGE NGBA | {'Putah Creek': [10.4, 5115.0], 'Woodland': [11.2, 7891.0], 'Davis': [15.3, 2565.0], 'Knights Landing': [15.4, 1649.0], 'Vaca-Dixon & Gc Yard': [19.0, 113.0]} | 149953 | 9829 | 0.07 | 140124 | 0.93 | 14591 | 0.1 |  |  | 128156 | 0.85 | 0.08 | 23248 | 0.16 | 75812 | 0.51 |  | 54337 | 0.36 | 0 | 0 | 96327 | 0.64 | 53626 | 3388 | 0.02 | 146565 | 4984 | 0.03 | 144969 | 98542 | 0.66 | 51412 | 29405 | 0.2 | 120548 | 3494 | 0.02 | 146459
34 | Lone Tree | PGE GBA | {'Contra Costa': [3.9, 3653.0], 'Contra Costa PP': [4.8, 3653.0], 'Brentwood': [4.9, 2032.0], 'GWF 2': [7.3, 3646.0], 'Kirker': [9.5, 2678.0], 'Pittsburg': [9.7, 2595.0], 'Collinsville': [10.2, 2411.0], 'Clayton': [11.3, 964.0], 'Windmaster': [11.9, 116.0], 'Tassajara': [13.0, 285.0], 'Birds Landing': [13.0, 1619.0], 'Meadow Lane': [15.9, 378.0], 'Shiloh III': [16.2, 1239.0], 'Lakewood': [16.3, 378.0], 'Lambie Energy': [20.0, 104.0], 'Lambie': [20.0, 105.0]} | 45474 | 3631 | 0.08 | 41843 | 0.92 | 7813 | 0.17 |  |  | 28405 | 0.62 | 0.1 | 6791 | 0.15 | 9424 | 0.21 |  | 22723 | 0.5 | 126 | 0 | 9781 | 0.22 | 35693 | 24319 | 0.53 | 21156 | 25022 | 0.55 | 20452 | 26011 | 0.57 | 19463 | 7347 | 0.16 | 38128 | 4937 | 0.11 | 40537
35 | Eldorado | SCE EOP | {'Sloan Canyon': [5.3, 23518.0], 'Mead': [13.2, 8017.0]} | 75555 | 25428 | 0.34 | 50126 | 0.66 | 0 | 0 |  |  | 0 | 0 | 0 | 0 | 0 | 0 | 0 |  | 0 | 0 | 0 | 0 | 0 | 0 | 75555 | 0 | 0 | 75555 | 0 | 0 | 75555 | 0 | 0 | 75555 | 0 | 0 | 75555 | 0 | 0 | 75555
36 | Mercy Springs | PGE Fresno | {'Dos Amigos': [1.0, 25699.0], 'Padre Flats SW STA': [9.6, 5843.0], 'Oro Loma': [9.7, 22001.0], 'Los Banos': [13.7, 2212.0], 'Quinto': [18.7, 332.0], 'Hammonds': [19.2, 150.0]} | 148628 | 28363 | 0.19 | 120266 | 0.81 | 45741 | 0.31 |  |  | 98000 | 0.66 | 0.07 | 27473 | 0.18 | 41088 | 0.28 |  | 69086 | 0.46 | 0 | 0 | 78511 | 0.53 | 70117 | 12421 | 0.08 | 136208 | 29714 | 0.2 | 118914 | 80525 | 0.54 | 68103 | 41778 | 0.28 | 106850 | 7670 | 0.05 | 140958
37 | Meridian | PGE NGBA | {'Sutter Power': [13.3, 1906.0], 'Greenleaf 1': [13.3, 1919.0], 'Pease': [13.4, 2642.0], 'Bogue': [15.6, 1103.0], 'Cortina': [16.7, 178.0], 'East Marysville': [18.6, 255.0]} | 158342 | 7366 | 0.05 | 150976 | 0.95 | 17558 | 0.11 |  |  | 131879 | 0.83 | 0.09 | 33803 | 0.21 | 88677 | 0.56 |  | 27217 | 0.17 | 0 | 0 | 68668 | 0.43 | 89674 | 26623 | 0.17 | 131719 | 88071 | 0.56 | 70271 | 113408 | 0.72 | 44934 | 13703 | 0.09 | 144639 | 8831 | 0.06 | 149511
38 | Excelsior | PGE Fresno | {'Schindler': [5.1, 68050.0], 'New Sub - Los Banos - Midway (Proposed)': [5.8, 67836.0], 'Cantua': [6.4, 37862.0], 'Crescent': [9.8, 54714.0], 'Helm': [13.7, 29211.0], 'Tranquility': [16.3, 2804.0], 'Gates': [19.0, 57.0], 'Mc Mullin': [19.0, 2167.0]} | 187169 | 73682 | 0.39 | 113487 | 0.61 | 51010 | 0.27 |  |  | 134564 | 0.72 | 0.06 | 70449 | 0.38 | 93014 | 0.5 |  | 17442 | 0.09 | 0 | 0 | 23313 | 0.12 | 163855 | 970 | 0.01 | 186199 | 1767 | 0.01 | 185402 | 23314 | 0.12 | 163855 | 8893 | 0.05 | 178276 | 473 | 0 | 186695
39 | Hassayampa | SDGE Arizona | {'Palo Verde': [2.7, 52116.0], 'Delaney': [14.1, 5127.0]} | 91154 | 53191 | 0.58 | 37963 | 0.42 | 0 | 0 |  |  | 0 | 0 | 0 | 0 | 0 | 0 | 0 |  | 0 | 0 | 0 | 0 | 0 | 0 | 91154 | 0 | 0 | 91154 | 0 | 0 | 91154 | 0 | 0 | 91154 | 0 | 0 | 91154 | 0 | 0 | 91154
40 | Center | SCE Metro | {} | 0 | 0 | 0 | 0 | 0 | 0 | 0 |  |  | 0 | 0 | 0 | 0 | 0 | 0 | 0 |  | 0 | 0 | 0 | 0 | 0 | 0 | 0 | 0 | 0 | 0 | 0 | 0 | 0 | 0 | 0 | 0 | 0 | 0 | 0 | 0 | 0 | 0
41 | Leprino | PGE Fresno | {'Henrietta': [3.9, 53313.0], 'Mustang': [4.8, 48424.0], 'Lemoore': [5.2, 47368.0], 'Guernsey': [9.9, 51008.0], 'GWF Hanford': [10.5, 41511.0], 'Waukena': [15.8, 19845.0], 'Gates': [17.6, 2379.0], 'Corcoran': [17.8, 7727.0]} | 142771 | 82147 | 0.58 | 60624 | 0.42 | 26965 | 0.19 |  |  | 94493 | 0.66 | 0.1 | 89245 | 0.63 | 36824 | 0.26 |  | 343 | 0 | 0 | 0 | 21901 | 0.15 | 120870 | 300 | 0 | 142472 | 1730 | 0.01 | 141041 | 21901 | 0.15 | 120870 | 0 | 0 | 142771 | 4000 | 0.03 | 138771
42 | Springville | SCE Northern | {'Bliss': [15.4, 10107.0]} | 120215 | 16065 | 0.13 | 104150 | 0.87 | 39861 | 0.33 |  |  | 47602 | 0.4 | 0.19 | 25276 | 0.21 | 9080 | 0.08 |  | 47917 | 0.4 | 17 | 0 | 82073 | 0.68 | 38141 | 14043 | 0.12 | 106171 | 21127 | 0.18 | 99088 | 91187 | 0.76 | 29028 | 66378 | 0.55 | 53836 | 7241 | 0.06 | 112973
43 | Mustang | PGE Fresno | {'Henrietta': [1.1, 54893.0], 'Leprino': [4.8, 48424.0], 'Lemoore': [8.6, 29418.0], 'Gates': [13.1, 4237.0], 'Guernsey': [14.6, 21576.0], 'GWF Hanford': [15.3, 16860.0], 'Schindler': [16.9, 4046.0]} | 143060 | 58492 | 0.41 | 84567 | 0.59 | 34833 | 0.24 |  |  | 94524 | 0.66 | 0.08 | 69132 | 0.48 | 60491 | 0.42 |  | 1818 | 0.01 | 0 | 0 | 20693 | 0.14 | 122366 | 4971 | 0.03 | 138088 | 7053 | 0.05 | 136007 | 25916 | 0.18 | 117144 | 0 | 0 | 143060 | 3297 | 0.02 | 139763
44 | Parkway | PGE NGBA | {'Carquinez': [3.9, 7690.0], 'Bahia': [5.6, 7664.0], 'Tulucay': [8.3, 1498.0], 'Christie': [9.4, 7333.0], 'Martinez': [9.9, 7332.0], 'Alhambra': [10.9, 7328.0], 'San Pablo': [12.7, 3976.0], 'Meadow Lane': [14.8, 4302.0], 'Sobrante': [16.2, 3552.0], 'El Cerrito G': [16.3, 3203.0], 'Peabody': [16.4, 895.0], 'Standard Oil 2': [16.5, 1860.0], 'Standard Oil': [16.5, 1870.0], 'Richmond R': [17.1, 1697.0], 'Lakewood': [18.0, 229.0]} | 46194 | 8799 | 0.19 | 37394 | 0.81 | 3123 | 0.07 |  |  | 25959 | 0.56 | 0.61 | 2839 | 0.06 | 5276 | 0.11 |  | 12600 | 0.27 | 0 | 0 | 19769 | 0.43 | 26425 | 7315 | 0.16 | 38879 | 17003 | 0.37 | 29190 | 33905 | 0.73 | 12289 | 7693 | 0.17 | 38500 | 4827 | 0.1 | 41367
45 | Carpenter Canyon (fka Gamebird) | SCE EOP | {'Thousandaire': [3.4, 19753.0], 'Pahrump': [4.5, 20980.0], 'Crazy Eyes': [9.0, 8025.0], 'Charleston': [12.2, 10367.0], 'Vista 2': [12.5, 7645.0], 'Sandy Valley': [18.3, 126.0]} | 71888 | 24250 | 0.34 | 47638 | 0.66 | 4421 | 0.06 |  |  | 0 | 0 | 0.01 | 0 | 0 | 0 | 0 |  | 0 | 0 | 0 | 0 | 1606 | 0.02 | 70282 | 50 | 0 | 71838 | 506 | 0.01 | 71382 | 1656 | 0.02 | 70232 | 4298 | 0.06 | 67590 | 11 | 0 | 71877
46 | Stagg | PGE GBA | {'Stockton A': [4.5, 5620.0], 'Eight Mile': [4.9, 3763.0], 'Lodi': [7.0, 3295.0], 'Weber': [7.7, 4034.0], 'French Camp': [8.3, 3272.0], 'Lockeford': [13.4, 3230.0], 'Vierra': [14.1, 1356.0], 'Manteca': [14.9, 2332.0], 'Kasson': [17.2, 167.0], 'Bellota': [18.2, 229.0], 'Avena': [19.1, 1097.0], 'Live Oak': [19.7, 23.0], 'Ripon': [19.8, 144.0]} | 110574 | 7062 | 0.06 | 103512 | 0.94 | 17516 | 0.16 |  |  | 68933 | 0.62 | 0.12 | 11191 | 0.1 | 83398 | 0.75 |  | 0 | 0 | 0 | 0 | 11565 | 0.1 | 99009 | 21355 | 0.19 | 89219 | 24757 | 0.22 | 85817 | 30742 | 0.28 | 79833 | 0 | 0 | 110574 | 5641 | 0.05 | 104933
47 | Lakeview | PGE Kern | {'Wheeler Ridge': [7.0, 7970.0], 'Old River': [7.9, 17161.0], 'Midway - Wheeler Ridge (Proposed)': [9.6, 13347.0], 'Tejon': [9.7, 2942.0], 'Copus': [10.0, 12101.0], 'Panama': [14.7, 5811.0], 'Stockdale': [15.6, 4148.0], 'Tevis': [15.8, 4648.0], 'Grimmway-Malaga': [17.2, 2849.0], 'Norco': [17.7, 974.0], 'Elk Hills': [18.0, 1096.0], 'Pastoria': [18.2, 201.0], 'Casaloma': [18.4, 1310.0], 'Unknown - 3327': [19.4, 182.0], 'Lamont': [19.5, 159.0], 'Rosedale': [19.7, 366.0], 'West Park': [19.8, 302.0], 'Kern Power': [19.9, 180.0]} | 151251 | 20751 | 0.14 | 130500 | 0.86 | 21528 | 0.14 |  |  | 124380 | 0.82 | 0.07 | 26739 | 0.18 | 102297 | 0.68 |  | 6269 | 0.04 | 0 | 0 | 9274 | 0.06 | 141977 | 29756 | 0.2 | 121495 | 56938 | 0.38 | 94313 | 62190 | 0.41 | 89061 | 1157 | 0.01 | 150094 | 1758 | 0.01 | 149493
48 | Balch 2 | PGE Fresno | {'Balch': [0.0, 1201.0], 'Balch 1': [0.8, 1195.0], 'Haas': [3.9, 1171.0], 'Pine Flat': [14.2, 14.0]} | 40516 | 1201 | 0.03 | 39315 | 0.97 | 38398 | 0.95 |  |  | 1997 | 0.05 | 0.02 | 0 | 0 | 0 | 0 |  | 29958 | 0.74 | 7331 | 0.18 | 5341 | 0.13 | 35175 | 17687 | 0.44 | 22829 | 14261 | 0.35 | 26255 | 22518 | 0.56 | 17998 | 29344 | 0.72 | 11172 | 1966 | 0.05 | 38550
49 | Racetrack | PGE GBA | {'Race Track': [0.0, 8115.0], 'Curtis': [5.1, 7775.0], 'New Melones': [6.7, 1001.0], 'Peoria': [7.0, 2547.0], 'Chinese Station': [8.1, 3131.0], 'Frogtown': [8.4, 608.0], 'Stanislaus': [11.3, 1891.0], 'Collierville': [11.6, 1891.0], 'Mi-Wuk': [11.8, 5708.0]} | 49106 | 8109 | 0.17 | 40997 | 0.83 | 1622 | 0.03 |  |  | 33434 | 0.68 | 0.15 | 484 | 0.01 | 107 | 0 |  | 42212 | 0.86 | 5059 | 0.1 | 20400 | 0.42 | 28705 | 18512 | 0.38 | 30594 | 18647 | 0.38 | 30459 | 30284 | 0.62 | 18821 | 22917 | 0.47 | 26189 | 1939 | 0.04 | 47167
50 | Schindler | PGE Fresno | {'Excelsior': [5.1, 68050.0], 'New Sub - Los Banos - Midway (Proposed)': [7.2, 67736.0], 'Crescent': [9.1, 58089.0], 'Cantua': [11.4, 32996.0], 'Helm': [13.3, 29092.0], 'Mc Mullin': [15.7, 7334.0], 'Mustang': [16.9, 4046.0], 'Henrietta': [17.1, 2751.0], 'Gates': [18.2, 687.0], 'Tranquility': [19.7, 20.0]} | 187673 | 86617 | 0.46 | 101057 | 0.54 | 45772 | 0.24 |  |  | 140246 | 0.75 | 0.06 | 94184 | 0.5 | 86387 | 0.46 |  | 784 | 0 | 0 | 0 | 16849 | 0.09 | 170824 | 468 | 0 | 187205 | 3020 | 0.02 | 184653 | 19852 | 0.11 | 167821 | 0 | 0 | 187673 | 903 | 0 | 186770
51 | Cameron | SDGE Imperial | {'Crestwood': [8.4, 17600.0], 'Suncrest - Ocotillo (Proposed)': [10.2, 13639.0], 'Boulevard': [12.5, 14313.0], 'Carrizo Gorge': [13.9, 13514.0], 'Suncrest': [15.6, 2946.0]} | 86445 | 23788 | 0.28 | 62656 | 0.72 | 27030 | 0.31 |  |  | 46338 | 0.54 | 0.11 | 193 | 0 | 227 | 0 |  | 6261 | 0.07 | 78496 | 0.91 | 8014 | 0.09 | 78431 | 13920 | 0.16 | 72525 | 23451 | 0.27 | 62994 | 40294 | 0.47 | 46151 | 37803 | 0.44 | 48641 | 2785 | 0.03 | 83660
52 | Konocti | PGE NGBA | {'Redbud': [7.8, 7863.0], 'Lake View': [7.9, 375.0], 'Eagle Rock': [8.1, 1255.0], 'Hartley': [14.4, 3099.0], 'Hopland': [18.4, 82.0]} | 89638 | 10584 | 0.12 | 79054 | 0.88 | 2043 | 0.02 |  |  | 65060 | 0.73 | 0.15 | 7897 | 0.09 | 6063 | 0.07 |  | 29960 | 0.33 | 52098 | 0.58 | 37328 | 0.42 | 52310 | 40644 | 0.45 | 48993 | 61044 | 0.68 | 28594 | 73795 | 0.82 | 15843 | 16010 | 0.18 | 73628 | 1178 | 0.01 | 88460
53 | North Gila - IV (Proposed) | SDGE Imperial | {'Drop 4': [2.1, 6170.0], 'Highline': [4.2, 3867.0], 'El Centro': [19.3, 29.0]} | 53705 | 6413 | 0.12 | 47292 | 0.88 | 16333 | 0.3 |  |  | 36071 | 0.67 | 0.06 | 1819 | 0.03 | 32439 | 0.6 |  | 0 | 0 | 0 | 0 | 365 | 0.01 | 53340 | 17845 | 0.33 | 35861 | 17845 | 0.33 | 35861 | 18210 | 0.34 | 35495 | 5677 | 0.11 | 48029 | 4482 | 0.08 | 49223
54 | Rector | SCE Northern | {'Bliss': [9.8, 19351.0], 'Orosi': [16.7, 6791.0]} | 126350 | 47443 | 0.38 | 78908 | 0.62 | 214 | 0 |  |  | 84683 | 0.67 | 0.18 | 40984 | 0.32 | 69029 | 0.55 |  | 4421 | 0.03 | 0 | 0 | 1561 | 0.01 | 124789 | 7188 | 0.06 | 119162 | 11082 | 0.09 | 115268 | 12643 | 0.1 | 113707 | 1143 | 0.01 | 125207 | 2033 | 0.02 | 124318
55 | Round Mountain | PGE NGBA | {'Cove Road': [4.9, 10077.0], 'New Sub - Pit 1 - Cottonwood (Proposed)': [6.1, 9918.0], 'Carberry': [10.2, 8119.0], 'Fern Road': [11.5, 461.0], 'Burney Forest': [12.5, 6166.0], 'Burney Forest Power': [12.5, 6170.0], 'James B Black': [13.0, 4085.0], 'Pit 4': [13.3, 4851.0], 'Pit 3': [16.4, 1838.0]} | 109131 | 10598 | 0.1 | 98532 | 0.9 | 50441 | 0.46 |  |  | 51531 | 0.47 | 0.06 | 917 | 0.01 | 267 | 0 |  | 83404 | 0.76 | 22651 | 0.21 | 85306 | 0.78 | 23825 | 17857 | 0.16 | 91274 | 28088 | 0.26 | 81043 | 91943 | 0.84 | 17188 | 35840 | 0.33 | 73291 | 6795 | 0.06 | 102335
56 | Vestal | SCE Northern | {'Famoso': [17.7, 2000.0]} | 184015 | 84806 | 0.46 | 99209 | 0.54 | 17533 | 0.1 |  |  | 148199 | 0.81 | 0.1 | 73028 | 0.4 | 65463 | 0.36 |  | 75438 | 0.41 | 0 | 0 | 33538 | 0.18 | 150477 | 1479 | 0.01 | 182535 | 15254 | 0.08 | 168761 | 47312 | 0.26 | 136703 | 18481 | 0.1 | 165533 | 2302 | 0.01 | 181713
57 | Silverado | PGE NGBA | {'Rincon': [11.1, 2343.0], 'Monticello': [13.2, 546.0], 'Santa Rosa A': [14.3, 1912.0], 'Monroe': [15.6, 251.0], 'Bellevue': [16.0, 2081.0], 'Fulton': [16.2, 230.0], 'Penngrove': [17.5, 1741.0], 'Lakeville': [18.5, 1261.0], 'Corona': [19.5, 502.0]} | 82063 | 4406 | 0.05 | 77658 | 0.95 | 3177 | 0.04 |  |  | 60687 | 0.74 | 0.14 | 5780 | 0.07 | 12413 | 0.15 |  | 26994 | 0.33 | 1809 | 0.02 | 67742 | 0.83 | 14321 | 21891 | 0.27 | 60173 | 40862 | 0.5 | 41202 | 73817 | 0.9 | 8246 | 35354 | 0.43 | 46710 | 5117 | 0.06 | 76947
58 | Penngrove | PGE NGBA | {'Corona': [3.7, 4692.0], 'Bellevue': [4.7, 6378.0], 'Lakeville': [7.0, 4492.0], 'Santa Rosa A': [8.6, 3929.0], 'Monroe': [10.2, 1496.0], 'Rincon': [12.2, 2961.0], 'Fulton': [13.4, 213.0], 'Silverado': [17.5, 1741.0]} | 78105 | 7316 | 0.09 | 70790 | 0.91 | 2258 | 0.03 |  |  | 50805 | 0.65 | 0.15 | 15279 | 0.2 | 2437 | 0.03 |  | 53245 | 0.68 | 0 | 0 | 44727 | 0.57 | 33379 | 26699 | 0.34 | 51406 | 50618 | 0.65 | 27488 | 64290 | 0.82 | 13815 | 19536 | 0.25 | 58570 | 4515 | 0.06 | 73590
59 | Bridgeville | PGE NGBA | {} | 70619 | 13357 | 0.19 | 57262 | 0.81 | 26297 | 0.37 |  |  | 43012 | 0.61 | 0.06 | 71 | 0 | 0 | 0 |  | 0 | 0 | 0 | 0 | 16374 | 0.23 | 54246 | 15738 | 0.22 | 54881 | 19592 | 0.28 | 51028 | 32533 | 0.46 | 38086 | 41216 | 0.58 | 29403 | 407 | 0.01 | 70213
60 | Logan Creek | PGE NGBA | {'Delevan': [11.9, 9509.0], 'Glenn': [17.8, 1201.0]} | 180399 | 40174 | 0.22 | 140225 | 0.78 | 77997 | 0.43 |  |  | 86595 | 0.48 | 0.06 | 40437 | 0.22 | 65665 | 0.36 |  | 76547 | 0.42 | 3616 | 0.02 | 44464 | 0.25 | 135935 | 4949 | 0.03 | 175450 | 9843 | 0.05 | 170556 | 51805 | 0.29 | 128594 | 56810 | 0.31 | 123589 | 7214 | 0.04 | 173185
61 | Famoso | PGE Kern | {'Charca': [6.8, 3197.0], 'Lerdo': [7.8, 14681.0], 'Mt Poso': [8.0, 16659.0], 'Shafter': [9.0, 2023.0], 'Rio Bravo': [11.8, 2864.0], '7th Standard': [12.2, 8194.0], 'Semitropic': [13.1, 532.0], 'Poso Mt.': [14.1, 13379.0], 'Renfro': [15.3, 3456.0], 'Kern Oil': [15.3, 8279.0], 'Ganso': [15.5, 489.0], 'Sycamore': [16.0, 8688.0], 'Smyrna': [16.1, 240.0], 'Kern Power': [16.7, 3614.0], 'Rosedale': [17.3, 3433.0], 'Vestal': [17.7, 2000.0], 'Tupman': [17.8, 561.0], 'West Park': [18.5, 1865.0], 'Bakersfield': [18.8, 2035.0], 'Midway': [19.7, 9.0]} | 170076 | 21583 | 0.13 | 148493 | 0.87 | 15685 | 0.09 |  |  | 146195 | 0.86 | 0.09 | 7922 | 0.05 | 134291 | 0.79 |  | 39323 | 0.23 | 0 | 0 | 49855 | 0.29 | 120221 | 7348 | 0.04 | 162727 | 16892 | 0.1 | 153183 | 57266 | 0.34 | 112809 | 2324 | 0.01 | 167752 | 1360 | 0.01 | 168715
62 | New Sub - Los Banos - Midway (Proposed) | PGE Fresno | {'Crescent': [4.5, 75605.0], 'Excelsior': [5.8, 67836.0], 'Schindler': [7.2, 67736.0], 'Cantua': [7.6, 43370.0], 'Helm': [7.9, 48972.0], 'Tranquility': [12.6, 18535.0], 'Mc Mullin': [14.9, 6226.0]} | 184011 | 90229 | 0.49 | 93782 | 0.51 | 44116 | 0.24 |  |  | 137205 | 0.75 | 0.07 | 107743 | 0.59 | 69063 | 0.38 |  | 511 | 0 | 0 | 0 | 30421 | 0.17 | 153590 | 5549 | 0.03 | 178462 | 9731 | 0.05 | 174280 | 33488 | 0.18 | 150523 | 0 | 0 | 184011 | 1015 | 0.01 | 182996
63 | Lockeford | PGE GBA | {'Rancho Seco - Bellota (Proposed)': [8.9, 14179.0], 'Camanche': [9.9, 14864.0], 'Bellota': [10.7, 10793.0], 'Eight Mile': [12.4, 3595.0], 'Lodi': [12.5, 3792.0], 'Stagg': [13.4, 3230.0], 'Stockton A': [13.7, 3302.0], 'Live Oak': [13.7, 9121.0], 'Weber': [14.4, 2025.0], 'Cosumnes': [15.5, 5463.0], 'Rancho Seco': [15.9, 4681.0], 'French Camp': [17.8, 422.0], 'Avena': [20.0, 1.0]} | 141315 | 28791 | 0.2 | 112523 | 0.8 | 6019 | 0.04 |  |  | 77354 | 0.55 | 0.22 | 36968 | 0.26 | 65778 | 0.47 |  | 8912 | 0.06 | 0 | 0 | 16521 | 0.12 | 124793 | 12760 | 0.09 | 128555 | 49165 | 0.35 | 92150 | 53674 | 0.38 | 87640 | 12466 | 0.09 | 128849 | 20248 | 0.14 | 121067
64 | Etiwanda | SCE Eastern | {'Rancho Vista': [0.4, 3376.0], 'Mira Loma': [6.0, 3376.0], 'Padua': [6.7, 3355.0], 'Wildlife': [9.8, 2091.0], 'Rerc': [9.8, 2102.0], 'Chino': [10.7, 3376.0]} | 8167 | 3376 | 0.41 | 4791 | 0.59 | 320 | 0.04 |  |  | 2216 | 0.27 | 0.56 | 316 | 0.04 | 972 | 0.12 |  | 703 | 0.09 | 3158 | 0.39 | 3827 | 0.47 | 4340 | 3118 | 0.38 | 5049 | 2860 | 0.35 | 5306 | 3827 | 0.47 | 4340 | 1917 | 0.23 | 6250 | 413 | 0.05 | 7753
65 | Edes | PGE GBA | {'Oakland J': [2.0, 2882.0], 'San Leandro U': [3.2, 1619.0], 'Grant': [5.0, 1566.0], 'Oakland X': [5.1, 2875.0], 'Oakland C': [6.3, 2875.0], 'Oakland L': [6.5, 2867.0], 'Moraga': [7.8, 2055.0], 'Castro Valley': [7.9, 1260.0], 'Mt Eden': [8.9, 1338.0], 'Mt. Eden': [8.9, 1338.0], 'Eastshore': [9.0, 1382.0], 'SAN FRAN A (POTRERO PP)': [10.5, 2248.0], 'Potrero': [10.5, 2254.0], 'Sobrante': [11.6, 775.0], 'Martin': [12.0, 1893.0], 'El Cerrito G': [13.7, 1344.0], 'Burlingame': [13.9, 36.0], 'Millbrae': [14.2, 49.0], 'Dumbarton': [14.6, 46.0], 'Richmond R': [16.2, 954.0], 'Ravenswood': [17.4, 40.0], 'Standard Oil': [18.3, 11.0], 'Standard Oil 2': [18.3, 11.0], 'Cooley Landing': [18.8, 4.0], 'San Pablo': [18.8, 9.0]} | 19809 | 2905 | 0.15 | 16903 | 0.85 | 3631 | 0.18 |  |  | 12499 | 0.63 | 0.28 | 0 | 0 | 0 | 0 |  | 10859 | 0.55 | 0 | 0 | 12739 | 0.64 | 7070 | 5268 | 0.27 | 14541 | 12596 | 0.64 | 7213 | 16576 | 0.84 | 3233 | 6055 | 0.31 | 13754 | 1306 | 0.07 | 18503
66 | GWF 2 | PGE GBA | {'Pittsburg': [2.4, 16286.0], 'Kirker': [2.5, 14614.0], 'Contra Costa': [4.4, 15908.0], 'Collinsville': [4.7, 16082.0], 'Contra Costa PP': [5.3, 17178.0], 'Lone Tree': [7.3, 3646.0], 'Clayton': [7.7, 1225.0], 'Birds Landing': [7.7, 15081.0], 'Shiloh III': [10.7, 14707.0], 'Meadow Lane': [11.0, 640.0], 'Brentwood': [12.0, 2029.0], 'Lakewood': [13.0, 629.0], 'Martinez': [13.8, 210.0], 'Lambie Energy': [14.3, 12950.0], 'Lambie': [14.3, 12952.0], 'Alhambra': [14.6, 55.0], 'Tassajara': [15.3, 285.0], 'Bahia': [15.6, 57.0], 'Christie': [18.8, 46.0], 'Windmaster': [19.1, 116.0]} | 52062 | 17349 | 0.33 | 34713 | 0.67 | 11373 | 0.22 |  |  | 37758 | 0.73 | 0.07 | 15712 | 0.3 | 191 | 0 |  | 33484 | 0.64 | 0 | 0 | 12950 | 0.25 | 39112 | 25143 | 0.48 | 26919 | 21902 | 0.42 | 30159 | 29205 | 0.56 | 22857 | 4648 | 0.09 | 47413 | 11934 | 0.23 | 40127
67 | Goose Lake | PGE Kern | {'Semitropic': [7.9, 9309.0], 'Ganso': [10.1, 9785.0], 'Smyrna': [10.7, 5911.0], 'Kernridge': [14.2, 527.0], 'Charca': [14.2, 6550.0], 'Midway': [15.5, 2602.0], 'Gates-Midway (Proposed)': [15.8, 3292.0], 'Shafter': [15.9, 3455.0], 'Temblor': [16.6, 346.0]} | 137558 | 14128 | 0.1 | 123430 | 0.9 | 17537 | 0.13 |  |  | 114967 | 0.84 | 0.08 | 36847 | 0.27 | 68216 | 0.5 |  | 23620 | 0.17 | 0 | 0 | 52920 | 0.38 | 84638 | 19050 | 0.14 | 118508 | 66716 | 0.48 | 70842 | 94287 | 0.69 | 43271 | 1639 | 0.01 | 135919 | 10019 | 0.07 | 127539
68 | Unknown - 3327 | PGE Kern | {'Lamont': [0.1, 17599.0], 'Grimmway-Malaga': [3.5, 17694.0], 'Magunden': [5.5, 10582.0], 'Columbus': [8.3, 8389.0], 'Casaloma': [8.7, 9343.0], 'Cal Water': [8.9, 8078.0], 'Panama': [8.9, 10097.0], 'Bakersfield': [10.1, 5995.0], 'West Park': [11.3, 4547.0], 'Stockdale': [11.5, 6285.0], 'Sycamore': [12.9, 3156.0], 'Kern Oil': [13.3, 2206.0], 'Rosedale': [13.3, 2509.0], 'Kern Power': [14.3, 1449.0], 'Old River': [14.7, 5235.0], 'Tevis': [15.0, 1656.0], 'Wheeler Ridge': [15.8, 6325.0], 'Lakeview': [19.4, 182.0], 'Tejon': [20.0, 97.0]} | 111018 | 17683 | 0.16 | 93335 | 0.84 | 6342 | 0.06 |  |  | 96049 | 0.87 | 0.11 | 10532 | 0.09 | 64557 | 0.58 |  | 12005 | 0.11 | 0 | 0 | 28378 | 0.26 | 82640 | 14647 | 0.13 | 96371 | 25838 | 0.23 | 85180 | 40221 | 0.36 | 70797 | 14144 | 0.13 | 96873 | 2126 | 0.02 | 108892
69 | Mira Loma | SCE Metro | {'Rancho Vista': [5.8, 3376.0], 'Etiwanda': [6.0, 3376.0], 'Chino': [6.5, 3842.0], 'Wildlife': [7.1, 2324.0], 'Rerc': [7.1, 2336.0], 'Padua': [8.9, 3355.0], 'Serrano': [17.9, 105.0]} | 6664 | 3839 | 0.58 | 2825 | 0.42 | 18 | 0 |  |  | 2048 | 0.31 | 0.57 | 322 | 0.05 | 1289 | 0.19 |  | 1916 | 0.29 | 0 | 0 | 233 | 0.04 | 6431 | 333 | 0.05 | 6332 | 1288 | 0.19 | 5376 | 1521 | 0.23 | 5143 | 118 | 0.02 | 6546 | 100 | 0.01 | 6564
70 | Ravenswood | PGE GBA | {'Cooley Landing': [1.5, 158.0], 'Menlo': [5.5, 213.0], 'Dumbarton': [6.2, 136.0], 'Whisman': [7.2, 60.0], 'Newark': [8.3, 6.0], 'Jefferson': [8.4, 440.0], 'Mountain View': [8.5, 49.0], 'Eastshore': [9.3, 284.0], 'Mt Eden': [9.9, 65.0], 'Mt. Eden': [9.9, 65.0], 'Fremont': [10.1, 6.0], 'Nortech': [10.9, 6.0], 'Dixon Landing': [12.0, 6.0], 'Los Esteros': [12.1, 6.0], 'Monta Vista': [12.3, 40.0], 'Grant': [12.5, 264.0], 'Scott': [12.9, 6.0], 'Trimble': [13.8, 6.0], 'Burlingame': [14.0, 334.0], 'Castro Valley': [14.4, 42.0], 'San Leandro U': [15.2, 42.0], 'FMC': [15.5, 2.0], 'Millbrae': [15.9, 312.0], 'Edes': [17.4, 40.0]} | 5636 | 481 | 0.09 | 5155 | 0.91 | 512 | 0.09 |  |  | 1307 | 0.23 | 0.81 | 27 | 0 | 8 | 0 |  | 0 | 0 | 0 | 0 | 1546 | 0.27 | 4090 | 4015 | 0.71 | 1621 | 4617 | 0.82 | 1019 | 4634 | 0.82 | 1002 | 313 | 0.06 | 5323 | 1118 | 0.2 | 4518
71 | Rio Hondo | SCE Metro | {} | 47 | 0 | 0 | 47 | 1 | 8 | 0.16 |  |  | 35 | 0.75 | 0.03 | 0 | 0 | 0 | 0 |  | 11 | 0.24 | 21 | 0.44 | 0 | 0 | 47 | 22 | 0.46 | 25 | 36 | 0.76 | 11 | 37 | 0.79 | 10 | 41 | 0.87 | 6 | 14 | 0.3 | 33
72 | Redondo | SCE Metro | {'El Nido': [3.4, 63.0], 'La Fresa': [3.5, 102.0], 'Chevmain': [3.9, 57.0], 'El Segundo': [4.6, 55.0], 'Arcogen': [8.5, 37.0], 'Hinson': [9.7, 1.0], 'Harborgen': [10.4, 6.0], 'Windsor': [10.4, 15.0], 'La Cienega': [10.6, 15.0], 'Long Beach': [10.9, 10.0], 'Lighthipe': [12.4, 1.0], 'Alamitos': [17.5, 1.0]} | 701 | 98 | 0.14 | 603 | 0.86 | 36 | 0.05 |  |  | 213 | 0.3 | 0.26 | 0 | 0 | 0 | 0 |  | 0 | 0 | 0 | 0 | 10 | 0.01 | 691 | 117 | 0.17 | 584 | 565 | 0.81 | 136 | 575 | 0.82 | 126 | 0 | 0 | 701 | 1 | 0 | 700
73 | Otay | SDGE Imperial | {'Bay Boulevard': [2.3, 180.0], 'Imperial Beach': [2.4, 180.0], 'San Ysidro': [2.9, 198.0], 'Telegraph Canyon': [3.8, 211.0], 'Salt Creek': [7.2, 173.0], 'Miguel': [7.2, 185.0], 'Silvergate': [8.5, 174.0], 'Otay Mesa': [8.6, 46.0], 'Vine': [12.2, 170.0], 'Mission': [13.9, 167.0], 'Old Town': [14.2, 167.0], 'Point Loma': [14.4, 167.0], 'Elliot': [15.4, 9.0], 'Elliott': [15.4, 9.0], 'Kearny': [17.0, 9.0], 'Mesa Heights': [17.2, 9.0]} | 7872 | 208 | 0.03 | 7664 | 0.97 | 669 | 0.08 |  |  | 4133 | 0.52 | 0.21 | 0 | 0 | 0 | 0 |  | 3802 | 0.48 | 0 | 0 | 151 | 0.02 | 7721 | 6080 | 0.77 | 1792 | 7331 | 0.93 | 541 | 7587 | 0.96 | 285 | 2001 | 0.25 | 5871 | 707 | 0.09 | 7165
74 | Kirker | PGE GBA | {'Pittsburg': [1.2, 14470.0], 'GWF 2': [2.5, 14614.0], 'Collinsville': [5.6, 13909.0], 'Clayton': [6.3, 1258.0], 'Contra Costa': [6.8, 13781.0], 'Contra Costa PP': [7.8, 14418.0], 'Birds Landing': [8.3, 12908.0], 'Meadow Lane': [8.9, 711.0], 'Lone Tree': [9.5, 2678.0], 'Shiloh III': [10.8, 12903.0], 'Lakewood': [11.3, 701.0], 'Martinez': [11.4, 282.0], 'Alhambra': [12.3, 126.0], 'Bahia': [13.2, 128.0], 'Lambie Energy': [14.1, 11169.0], 'Lambie': [14.1, 11170.0], 'Brentwood': [14.3, 1073.0], 'Christie': [16.4, 118.0]} | 42979 | 14672 | 0.34 | 28306 | 0.66 | 8267 | 0.19 |  |  | 32478 | 0.76 | 0.07 | 11678 | 0.27 | 3 | 0 |  | 26926 | 0.63 | 0 | 0 | 10654 | 0.25 | 32325 | 20703 | 0.48 | 22275 | 16670 | 0.39 | 26308 | 23830 | 0.55 | 19149 | 3834 | 0.09 | 39145 | 11400 | 0.27 | 31578
75 | Saugus | SCE Northern | {'Pardee': [1.3, 12593.0], 'Elizabeth Lake': [5.3, 10608.0], 'Sylmar-Pac Intertie': [9.2, 1140.0]} | 62182 | 12720 | 0.2 | 49461 | 0.8 | 21599 | 0.35 |  |  | 29894 | 0.48 | 0.28 | 336 | 0.01 | 1163 | 0.02 |  | 33134 | 0.53 | 21642 | 0.35 | 24429 | 0.39 | 37752 | 1352 | 0.02 | 60830 | 8911 | 0.14 | 53271 | 31355 | 0.5 | 30827 | 26503 | 0.43 | 35679 | 5728 | 0.09 | 56454
76 | Chinese Station | PGE GBA | {'Peoria': [2.3, 3257.0], 'New Melones': [5.7, 1403.0], 'Race Track': [8.1, 3131.0], 'Racetrack': [8.1, 3131.0], 'Curtis': [11.0, 2976.0], 'Frogtown': [13.1, 175.0], 'Mi-Wuk': [18.8, 1020.0]} | 89751 | 4011 | 0.04 | 85740 | 0.96 | 33190 | 0.37 |  |  | 48884 | 0.54 | 0.1 | 270 | 0 | 21 | 0 |  | 77448 | 0.86 | 907 | 0.01 | 58560 | 0.65 | 31191 | 32093 | 0.36 | 57658 | 36362 | 0.41 | 53388 | 72081 | 0.8 | 17669 | 61417 | 0.68 | 28334 | 7185 | 0.08 | 82566
77 | Devers | SCE Eastern | {'Mirage': [14.4, 3624.0]} | 27563 | 7120 | 0.26 | 20443 | 0.74 | 1482 | 0.05 |  |  | 11248 | 0.41 | 0.27 | 37 | 0 | 0 | 0 |  | 3347 | 0.12 | 320 | 0.01 | 9026 | 0.33 | 18537 | 15226 | 0.55 | 12336 | 11969 | 0.43 | 15594 | 17529 | 0.64 | 10034 | 6540 | 0.24 | 21023 | 32 | 0 | 27531
78 | New Sub - Midway - Wheeler Ridge (Proposed) | PGE Kern | {'Copus': [2.0, 17945.0], 'Elk Hills': [9.5, 5846.0], 'Lakeview': [9.6, 13347.0], 'Old River': [11.2, 11363.0], 'Norco': [11.7, 3271.0], 'Taft': [12.0, 927.0], 'Tevis': [15.8, 2713.0], 'Tupman': [16.2, 312.0], 'Wheeler Ridge': [16.6, 2718.0], 'Stockdale': [17.7, 1974.0], 'Panama': [18.4, 1381.0], 'Tejon': [19.0, 76.0], 'Renfro': [19.4, 31.0]} | 134510 | 19767 | 0.15 | 114742 | 0.85 | 26216 | 0.19 |  |  | 104981 | 0.78 | 0.06 | 39118 | 0.29 | 61652 | 0.46 |  | 11026 | 0.08 | 0 | 0 | 30013 | 0.22 | 104497 | 50653 | 0.38 | 83856 | 67290 | 0.5 | 67220 | 80830 | 0.6 | 53680 | 3000 | 0.02 | 131510 | 1020 | 0.01 | 133489
79 | Del Amo | SCE Metro | {'Lighthipe': [5.0, 1775.0], 'Alamitos': [5.8, 1888.0], 'Barre': [7.1, 2.0], 'Hinson': [7.4, 1888.0], 'Arcogen': [8.6, 1886.0], 'Harborgen': [8.9, 1888.0], 'Long Beach': [9.3, 1888.0], 'La Fresa': [13.6, 458.0], 'Ellis': [14.3, 2.0], 'Huntington Beach': [15.6, 2.0]} | 3008 | 1888 | 0.63 | 1121 | 0.37 | 310 | 0.1 |  |  | 1519 | 0.51 | 0.36 | 0 | 0 | 0 | 0 |  | 0 | 0 | 0 | 0 | 0 | 0 | 3008 | 553 | 0.18 | 2456 | 1107 | 0.37 | 1902 | 1107 | 0.37 | 1902 | 0 | 0 | 3008 | 21 | 0.01 | 2988
80 | Alpaugh | PGE Fresno | {'Olive': [4.6, 46848.0], 'Corcoran': [11.6, 24330.0], 'Waukena': [13.9, 13242.0], 'Smyrna': [17.1, 3478.0]} | 159002 | 64642 | 0.41 | 94360 | 0.59 | 35226 | 0.22 |  |  | 112573 | 0.71 | 0.08 | 70845 | 0.45 | 67095 | 0.42 |  | 17031 | 0.11 | 0 | 0 | 40609 | 0.26 | 118393 | 14792 | 0.09 | 144211 | 28235 | 0.18 | 130768 | 54862 | 0.35 | 104141 | 851 | 0.01 | 158151 | 9542 | 0.06 | 149460
81 | Palo Verde | SDGE Arizona | {'Hassayampa': [2.7, 52116.0], 'Delaney': [12.1, 7617.0]} | 109106 | 64638 | 0.59 | 44469 | 0.41 | 0 | 0 |  |  | 0 | 0 | 0 | 0 | 0 | 0 | 0 |  | 0 | 0 | 0 | 0 | 0 | 0 | 109106 | 0 | 0 | 109106 | 0 | 0 | 109106 | 0 | 0 | 109106 | 0 | 0 | 109106 | 0 | 0 | 109106
82 | Grimmway-Malaga | PGE Kern | {'Lamont': [3.4, 17599.0], 'Unknown - 3327': [3.5, 17694.0], 'Magunden': [8.6, 10587.0], 'Panama': [9.6, 11879.0], 'Casaloma': [10.6, 9572.0], 'Columbus': [11.4, 8389.0], 'Cal Water': [12.4, 8078.0], 'Bakersfield': [12.6, 6010.0], 'Stockdale': [12.6, 6652.0], 'Wheeler Ridge': [12.8, 9762.0], 'West Park': [13.4, 4651.0], 'Old River': [13.7, 8324.0], 'Rosedale': [15.1, 2599.0], 'Tevis': [15.8, 1869.0], 'Sycamore': [16.0, 3156.0], 'Kern Power': [16.1, 1455.0], 'Kern Oil': [16.2, 2206.0], 'Tejon': [16.7, 2148.0], 'Lakeview': [17.2, 2849.0]} | 129974 | 21227 | 0.16 | 108747 | 0.84 | 8628 | 0.07 |  |  | 113104 | 0.87 | 0.1 | 14085 | 0.11 | 83141 | 0.64 |  | 10906 | 0.08 | 0 | 0 | 23612 | 0.18 | 106362 | 17741 | 0.14 | 112234 | 29172 | 0.22 | 100802 | 41383 | 0.32 | 88591 | 10369 | 0.08 | 119605 | 1885 | 0.01 | 128089
83 | Kernridge | PGE Kern | {'Temblor': [4.8, 24663.0], 'Caliente': [10.9, 8631.0], 'Goose Lake': [14.2, 527.0], 'Sunset': [16.2, 8185.0], 'Midway': [16.3, 32.0], 'Ganso': [16.8, 262.0], 'Carrizo Plains': [17.4, 1923.0], 'Topaz': [18.4, 1117.0], 'Solar': [18.4, 1117.0], 'Sunrise': [18.4, 3020.0]} | 146050 | 27241 | 0.19 | 118809 | 0.81 | 31283 | 0.21 |  |  | 112859 | 0.77 | 0.06 | 4321 | 0.03 | 42451 | 0.29 |  | 21861 | 0.15 | 0 | 0 | 75089 | 0.51 | 70962 | 11660 | 0.08 | 134391 | 40915 | 0.28 | 105136 | 101867 | 0.7 | 44183 | 22293 | 0.15 | 123757 | 632 | 0 | 145419
84 | Crestwood | SDGE Imperial | {'Boulevard': [5.4, 25673.0], 'Carrizo Gorge': [5.5, 25388.0], 'Cameron': [8.4, 17600.0], 'Suncrest - Ocotillo (Proposed)': [8.6, 16049.0], 'East County': [14.5, 3175.0]} | 100077 | 29650 | 0.3 | 70427 | 0.7 | 28603 | 0.29 |  |  | 56497 | 0.56 | 0.1 | 216 | 0 | 207 | 0 |  | 25174 | 0.25 | 69021 | 0.69 | 9967 | 0.1 | 90110 | 17065 | 0.17 | 83012 | 25265 | 0.25 | 74812 | 44670 | 0.45 | 55407 | 39149 | 0.39 | 60928 | 2086 | 0.02 | 97991
85 | Salt Creek | SDGE Imperial | {'Miguel': [0.1, 432.0], 'Telegraph Canyon': [3.4, 173.0], 'Spring Valley': [4.4, 261.0], 'Otay': [7.2, 173.0], 'Bay Boulevard': [8.1, 132.0], 'El Cajon': [8.1, 261.0], 'Otay Mesa': [8.3, 269.0], 'San Ysidro': [8.4, 173.0], 'Imperial Beach': [9.3, 132.0], 'Silvergate': [9.4, 127.0], 'Mission': [11.6, 127.0], 'Vine': [12.1, 127.0], 'Old Town': [13.6, 127.0], 'Loveland': [13.8, 261.0], 'Point Loma': [15.2, 127.0], 'Alpine': [15.2, 261.0]} | 10306 | 425 | 0.04 | 9881 | 0.96 | 1310 | 0.13 |  |  | 5044 | 0.49 | 0.18 | 38 | 0 | 0 | 0 |  | 6608 | 0.64 | 1003 | 0.1 | 1060 | 0.1 | 9247 | 8629 | 0.84 | 1677 | 9555 | 0.93 | 751 | 9816 | 0.95 | 490 | 4056 | 0.39 | 6250 | 753 | 0.07 | 9553
86 | Eagle Rock (SCE) | SCE Metro | {'Gould': [4.9, 200.0], 'Windsor': [14.7, 3.0], 'La Cienega': [15.2, 3.0]} | 313 | 198 | 0.63 | 115 | 0.37 | 4 | 0.01 |  |  | 234 | 0.75 | 0.12 | 0 | 0 | 0 | 0 |  | 65 | 0.21 | 38 | 0.12 | 0 | 0 | 313 | 0 | 0 | 313 | 15 | 0.05 | 298 | 15 | 0.05 | 298 | 79 | 0.25 | 234 | 74 | 0.24 | 239
87 | Melones | PGE GBA | {'Peoria': [3.5, 1405.0], 'Chinese Station': [5.7, 1403.0], 'Race Track': [6.7, 1001.0], 'Racetrack': [6.7, 1001.0], 'Frogtown': [7.7, 175.0], 'Curtis': [11.5, 846.0], 'Mi-Wuk': [18.5, 137.0]} | 66929 | 1405 | 0.02 | 65524 | 0.98 | 19007 | 0.28 |  |  | 38700 | 0.58 | 0.14 | 296 | 0 | 96 | 0 |  | 57289 | 0.86 | 0 | 0 | 43036 | 0.64 | 23893 | 29402 | 0.44 | 37527 | 34882 | 0.52 | 32047 | 55457 | 0.83 | 11472 | 41862 | 0.63 | 25067 | 5790 | 0.09 | 61139
88 | Imperial Beach | SDGE Imperial | {'Bay Boulevard': [1.7, 421.0], 'Otay': [2.4, 180.0], 'San Ysidro': [4.3, 158.0], 'Telegraph Canyon': [6.0, 171.0], 'Silvergate': [8.2, 415.0], 'Salt Creek': [9.3, 132.0], 'Miguel': [9.4, 146.0], 'Otay Mesa': [10.8, 6.0], 'Vine': [11.8, 411.0], 'Spring Valley': [12.1, 52.0], 'Point Loma': [13.5, 408.0], 'Old Town': [13.8, 408.0], 'Mission': [14.1, 408.0], 'Murray': [15.0, 0.0], 'Elliot': [16.1, 241.0], 'Elliott': [16.1, 242.0], 'Kearny': [17.4, 245.0], 'Mesa Heights': [17.4, 245.0]} | 7106 | 408 | 0.06 | 6698 | 0.94 | 831 | 0.12 |  |  | 2830 | 0.4 | 0.23 | 0 | 0 | 0 | 0 |  | 2242 | 0.32 | 0 | 0 | 98 | 0.01 | 7008 | 4466 | 0.63 | 2640 | 6642 | 0.93 | 464 | 6653 | 0.94 | 453 | 730 | 0.1 | 6376 | 582 | 0.08 | 6524
89 | Pala | SDGE Imperial | {'Monserate': [7.3, 8415.0], 'Lilac': [7.3, 20021.0], 'Avocado': [7.4, 5960.0], 'Valley Center': [10.2, 18778.0], 'Melrose': [13.1, 1152.0], 'Pendleton': [13.2, 829.0], 'Pauba': [13.6, 130.0], 'Ocean Ranch': [14.5, 928.0], 'Escondido': [15.9, 3529.0], 'San Luis Rey': [16.2, 889.0], 'San Marcos': [16.5, 550.0], 'Shadowridge': [16.5, 788.0], 'Palomar Airport': [19.1, 15.0], 'Cannon': [19.8, 2.0], 'Encina': [19.9, 2.0]} | 82809 | 21943 | 0.26 | 60866 | 0.74 | 1624 | 0.02 |  |  | 20055 | 0.24 | 0.4 | 19972 | 0.24 | 4511 | 0.05 |  | 42952 | 0.52 | 21291 | 0.26 | 49814 | 0.6 | 32995 | 15110 | 0.18 | 67698 | 33073 | 0.4 | 49735 | 54926 | 0.66 | 27883 | 10969 | 0.13 | 71839 | 5484 | 0.07 | 77325
90 | 7th Standard | PGE Kern | {'Renfro': [4.1, 10805.0], 'Lerdo': [4.4, 22507.0], 'Kern Power': [4.6, 10549.0], 'Rosedale': [5.3, 10226.0], 'Kern Oil': [6.2, 17449.0], 'West Park': [6.8, 8488.0], 'Rio Bravo': [7.2, 8328.0], 'Mt Poso': [7.8, 18647.0], 'Sycamore': [7.9, 16955.0], 'Bakersfield': [8.0, 10335.0], 'Tevis': [8.4, 2019.0], 'Stockdale': [9.2, 730.0], 'Casaloma': [9.6, 793.0], 'Tupman': [9.8, 5322.0], 'Columbus': [11.1, 4978.0], 'Shafter': [11.6, 6073.0], 'Panama': [11.7, 36.0], 'Famoso': [12.2, 8194.0], 'Poso Mt.': [12.8, 15520.0], 'Cal Water': [12.9, 4174.0], 'Norco': [14.6, 543.0], 'Charca': [16.0, 820.0], 'Old River': [16.2, 36.0], 'Midway': [18.1, 1353.0], 'Ganso': [18.3, 1468.0]} | 117115 | 22824 | 0.19 | 94292 | 0.81 | 1883 | 0.02 |  |  | 102391 | 0.87 | 0.15 | 6357 | 0.05 | 61316 | 0.52 |  | 17736 | 0.15 | 0 | 0 | 41648 | 0.36 | 75468 | 8795 | 0.08 | 108320 | 23237 | 0.2 | 93878 | 51564 | 0.44 | 65552 | 1742 | 0.01 | 115374 | 7244 | 0.06 | 109871
91 | Rosedale | PGE Kern | {'Kern Power': [1.1, 14570.0], 'West Park': [2.1, 12952.0], 'Stockdale': [4.2, 6911.0], 'Bakersfield': [4.2, 11619.0], 'Casaloma': [4.6, 6314.0], 'Tevis': [4.9, 6835.0], 'Renfro': [4.9, 9062.0], '7th Standard': [5.3, 10226.0], 'Kern Oil': [5.5, 10298.0], 'Panama': [6.5, 6218.0], 'Sycamore': [7.2, 9711.0], 'Columbus': [7.9, 5229.0], 'Magunden': [8.8, 2510.0], 'Lerdo': [9.5, 10189.0], 'Cal Water': [10.4, 4278.0], 'Tupman': [10.9, 2164.0], 'Rio Bravo': [11.2, 4128.0], 'Mt Poso': [11.7, 9749.0], 'Old River': [11.8, 4028.0], 'Unknown - 3327': [13.3, 2509.0], 'Lamont': [13.4, 2487.0], 'Poso Mt.': [14.3, 7119.0], 'Norco': [14.4, 567.0], 'Grimmway-Malaga': [15.1, 2599.0], 'Shafter': [16.4, 1874.0], 'Famoso': [17.3, 3433.0], 'Lakeview': [19.7, 366.0]} | 92168 | 16405 | 0.18 | 75763 | 0.82 | 1466 | 0.02 |  |  | 76474 | 0.83 | 0.19 | 6653 | 0.07 | 42735 | 0.46 |  | 5290 | 0.06 | 0 | 0 | 32132 | 0.35 | 60035 | 12552 | 0.14 | 79616 | 30073 | 0.33 | 62095 | 45330 | 0.49 | 46838 | 245 | 0 | 91923 | 7158 | 0.08 | 85010
92 | Moorpark | SCE Northern | {'Wakefield': [10.1, 15353.0], 'Santa Clara': [16.1, 3853.0], 'Ormond Beach': [18.3, 129.0]} | 68106 | 17859 | 0.26 | 50247 | 0.74 | 5132 | 0.08 |  |  | 50631 | 0.74 | 0.14 | 7482 | 0.11 | 21826 | 0.32 |  | 17226 | 0.25 | 0 | 0 | 20515 | 0.3 | 47590 | 4645 | 0.07 | 63461 | 9409 | 0.14 | 58696 | 27749 | 0.41 | 40357 | 11552 | 0.17 | 56554 | 6326 | 0.09 | 61779
93 | Norco | PGE Kern | {'Tupman': [5.2, 3933.0], 'Elk Hills': [5.6, 1881.0], 'Tevis': [10.4, 2421.0], 'Renfro': [10.8, 2691.0], 'Rio Bravo': [11.2, 2983.0], 'Midway': [11.5, 2850.0], 'Midway - Wheeler Ridge (Proposed)': [11.7, 3271.0], 'Old River': [12.9, 2391.0], 'Kern Power': [13.5, 735.0], 'Copus': [13.5, 2496.0], 'Stockdale': [13.7, 1897.0], 'Rosedale': [14.4, 567.0], '7th Standard': [14.6, 543.0], 'Shafter': [15.9, 2789.0], 'Panama': [16.1, 1492.0], 'West Park': [16.2, 26.0], 'Ganso': [16.9, 1986.0], 'Lerdo': [17.3, 242.0], 'Casaloma': [17.5, 25.0], 'Lakeview': [17.7, 974.0], 'Bakersfield': [18.5, 18.0]} | 149133 | 7157 | 0.05 | 141975 | 0.95 | 50997 | 0.34 |  |  | 89941 | 0.6 | 0.09 | 27246 | 0.18 | 53300 | 0.36 |  | 12050 | 0.08 | 0 | 0 | 44274 | 0.3 | 104859 | 81777 | 0.55 | 67356 | 127631 | 0.86 | 21502 | 129138 | 0.87 | 19995 | 1386 | 0.01 | 147747 | 16947 | 0.11 | 132186
94 | La Fresa | SCE Metro | {'El Nido': [2.9, 62.0], 'Redondo': [3.5, 102.0], 'Chevmain': [4.6, 57.0], 'El Segundo': [5.8, 54.0], 'Arcogen': [6.3, 502.0], 'Hinson': [7.2, 466.0], 'Harborgen': [8.7, 470.0], 'Windsor': [8.9, 15.0], 'Lighthipe': [9.0, 461.0], 'La Cienega': [9.5, 15.0], 'Long Beach': [9.5, 475.0], 'Del Amo': [13.6, 458.0], 'Alamitos': [15.2, 464.0]} | 2272 | 560 | 0.25 | 1712 | 0.75 | 36 | 0.02 |  |  | 1490 | 0.66 | 0.24 | 0 | 0 | 0 | 0 |  | 0 | 0 | 0 | 0 | 10 | 0 | 2262 | 69 | 0.03 | 2203 | 1672 | 0.74 | 600 | 1682 | 0.74 | 590 | 0 | 0 | 2272 | 1 | 0 | 2271
95 | Cottonwood | PGE NGBA | {'Jessup': [5.6, 17049.0], 'Red Bluff': [15.0, 9618.0], 'Oregon Trail': [15.7, 0.0]} | 114863 | 31343 | 0.27 | 83520 | 0.73 | 4765 | 0.04 |  |  | 59038 | 0.51 | 0.27 | 5408 | 0.05 | 6891 | 0.06 |  | 77650 | 0.68 | 33382 | 0.29 | 54247 | 0.47 | 60616 | 22194 | 0.19 | 92669 | 25511 | 0.22 | 89352 | 66742 | 0.58 | 48121 | 31510 | 0.27 | 83353 | 16719 | 0.15 | 98144
96 | Borden | PGE Fresno | {'Madera': [3.9, 16426.0], 'Storey': [5.0, 14083.0], 'Gregg': [6.1, 16411.0], 'Herndon': [6.4, 16353.0], 'Figarden': [9.8, 14088.0], 'Fig Garden': [9.8, 14088.0], 'Biola': [11.5, 8318.0], 'Ashlan': [12.4, 11034.0], 'Woodward': [12.9, 7244.0], 'Bullard': [13.7, 7817.0], 'Kearney (New)': [16.1, 2051.0], 'West Fresno': [16.9, 1942.0], 'California Ave': [18.6, 282.0], 'Newhall': [19.2, 252.0]} | 142637 | 21051 | 0.15 | 121586 | 0.85 | 12421 | 0.09 |  |  | 108751 | 0.76 | 0.17 | 46991 | 0.33 | 67335 | 0.47 |  | 51475 | 0.36 | 0 | 0 | 37973 | 0.27 | 104664 | 49603 | 0.35 | 93034 | 56247 | 0.39 | 86390 | 76207 | 0.53 | 66430 | 12723 | 0.09 | 129914 | 21670 | 0.15 | 120967
97 | Oceano | PGE Kern | {'Callender': [3.8, 22110.0], 'Mesa': [9.7, 17930.0], 'San Luis Obispo': [11.5, 8388.0], 'Fairway': [15.3, 4194.0], 'Diablo Canyon': [16.9, 35.0]} | 79321 | 28939 | 0.36 | 50382 | 0.64 | 7757 | 0.1 |  |  | 56446 | 0.71 | 0.13 | 6061 | 0.08 | 16312 | 0.21 |  | 36232 | 0.46 | 0 | 0 | 7207 | 0.09 | 72114 | 2237 | 0.03 | 77084 | 17229 | 0.22 | 62092 | 20431 | 0.26 | 58891 | 17590 | 0.22 | 61731 | 6435 | 0.08 | 72886
98 | Hollister | PGE GBA | {'Crazy Horse Canyon': [12.1, 3502.0], 'Llagas': [13.0, 8739.0]} | 123787 | 18024 | 0.15 | 105763 | 0.85 | 29090 | 0.24 |  |  | 75919 | 0.61 | 0.11 | 16478 | 0.13 | 18672 | 0.15 |  | 84205 | 0.68 | 289 | 0 | 55273 | 0.45 | 68513 | 19210 | 0.16 | 104576 | 32490 | 0.26 | 91296 | 74306 | 0.6 | 49480 | 53503 | 0.43 | 70284 | 5512 | 0.04 | 118275
99 | Crow Creek | PGE Fresno | {'Fink (Proposed)': [0.4, 9527.0], 'Stanislaus Resource Recovery Facility': [0.9, 10915.0], 'Crows Landing': [2.8, 11093.0], 'Salado': [3.4, 8700.0], 'Miller': [8.5, 4572.0], 'New Sub - Westley - Quinto (Proposed)': [11.2, 1914.0], 'Westley': [14.8, 375.0], 'Quinto': [18.1, 32.0]} | 143256 | 11089 | 0.08 | 132167 | 0.92 | 41340 | 0.29 |  |  | 87547 | 0.61 | 0.1 | 15510 | 0.11 | 58132 | 0.41 |  | 65089 | 0.45 | 4543 | 0.03 | 68818 | 0.48 | 74439 | 17759 | 0.12 | 125498 | 29182 | 0.2 | 114074 | 83978 | 0.59 | 59279 | 50250 | 0.35 | 93006 | 4913 | 0.03 | 138344
100 | Stockdale | PGE Kern | {'Panama': [3.0, 13949.0], 'Tevis': [3.4, 10650.0], 'Casaloma': [4.1, 10695.0], 'Rosedale': [4.2, 6911.0], 'West Park': [4.2, 7070.0], 'Kern Power': [4.7, 5729.0], 'Bakersfield': [6.0, 5556.0], 'Renfro': [7.3, 3188.0], 'Old River': [7.8, 12099.0], 'Magunden': [8.7, 4564.0], 'Kern Oil': [9.0, 2025.0], 'Columbus': [9.1, 3177.0], '7th Standard': [9.2, 730.0], 'Sycamore': [10.3, 1979.0], 'Unknown - 3327': [11.5, 6285.0], 'Lamont': [11.6, 6225.0], 'Tupman': [11.7, 1150.0], 'Cal Water': [11.9, 2823.0], 'Grimmway-Malaga': [12.6, 6652.0], 'Lerdo': [13.6, 693.0], 'Norco': [13.7, 1897.0], 'Rio Bravo': [13.9, 693.0], 'Lakeview': [15.6, 4148.0], 'Mt Poso': [15.9, 693.0], 'Wheeler Ridge': [16.7, 3039.0], 'Midway - Wheeler Ridge (Proposed)': [17.7, 1974.0], 'Shafter': [19.6, 0.0], 'Copus': [19.6, 476.0]} | 89306 | 15427 | 0.17 | 73879 | 0.83 | 7204 | 0.08 |  |  | 65844 | 0.74 | 0.22 | 13637 | 0.15 | 50009 | 0.56 |  | 2112 | 0.02 | 0 | 0 | 19653 | 0.22 | 69653 | 14945 | 0.17 | 74361 | 37232 | 0.42 | 52074 | 40124 | 0.45 | 49183 | 8 | 0 | 89299 | 6822 | 0.08 | 82484
101 | New Sub - Rancho Seco - Bellota (Proposed) | PGE GBA | {'Camanche': [5.8, 9698.0], 'Bellota': [8.2, 10170.0], 'Lockeford': [8.9, 14179.0], 'Valley Springs': [13.8, 35.0], 'Clay': [14.9, 212.0], 'Cosumnes': [15.9, 1052.0], 'Rancho Seco': [16.2, 859.0], 'Live Oak': [19.7, 234.0], 'Weber': [19.8, 4.0]} | 131410 | 14966 | 0.11 | 116444 | 0.89 | 13728 | 0.1 |  |  | 79254 | 0.6 | 0.19 | 30138 | 0.23 | 24642 | 0.19 |  | 22635 | 0.17 | 0 | 0 | 59519 | 0.45 | 71891 | 47520 | 0.36 | 83890 | 87607 | 0.67 | 43803 | 96940 | 0.74 | 34470 | 32952 | 0.25 | 98458 | 22876 | 0.17 | 108534
102 | Oro Loma | PGE Fresno | {'Mercy Springs': [9.7, 22001.0], 'Dos Amigos': [10.0, 20266.0], 'Hammonds': [11.9, 30068.0], 'Mendota': [15.8, 18273.0], 'Panoche': [16.7, 7309.0], 'Newhall': [18.0, 5486.0], 'Cheney': [18.9, 2127.0], 'Padre Flats SW STA': [19.1, 115.0], 'El Nido': [19.1, 1265.0]} | 173108 | 91989 | 0.53 | 81119 | 0.47 | 13112 | 0.08 |  |  | 149822 | 0.87 | 0.08 | 89953 | 0.52 | 61264 | 0.35 |  | 23438 | 0.14 | 0 | 0 | 18547 | 0.11 | 154561 | 1735 | 0.01 | 171373 | 11138 | 0.06 | 161971 | 25019 | 0.14 | 148090 | 6185 | 0.04 | 166923 | 4869 | 0.03 | 168240
103 | Peoria | PGE GBA | {'Chinese Station': [2.3, 3257.0], 'New Melones': [3.5, 1405.0], 'Race Track': [7.0, 2547.0], 'Racetrack': [7.0, 2547.0], 'Curtis': [10.8, 2392.0], 'Frogtown': [10.9, 175.0], 'Mi-Wuk': [18.4, 783.0]} | 78714 | 3257 | 0.04 | 75457 | 0.96 | 29551 | 0.38 |  |  | 41218 | 0.52 | 0.11 | 291 | 0 | 80 | 0 |  | 68180 | 0.87 | 72 | 0 | 50007 | 0.64 | 28707 | 32264 | 0.41 | 46449 | 34171 | 0.43 | 44543 | 63403 | 0.81 | 15311 | 52721 | 0.67 | 25992 | 6698 | 0.09 | 72015
104 | Table Mountain | PGE NGBA | {'Thermalito': [2.9, 7222.0], 'Wyandotte': [7.1, 467.0], 'Palermo': [9.7, 361.0], 'Butte': [14.1, 266.0], 'Notre Dame': [14.6, 266.0], 'POE': [14.9, 193.0]} | 114905 | 8323 | 0.07 | 106581 | 0.93 | 17619 | 0.15 |  |  | 82937 | 0.72 | 0.11 | 54056 | 0.47 | 8088 | 0.07 |  | 44813 | 0.39 | 0 | 0 | 80976 | 0.7 | 33929 | 25881 | 0.23 | 89024 | 68032 | 0.59 | 46873 | 104347 | 0.91 | 10558 | 29193 | 0.25 | 85711 | 22293 | 0.19 | 92612
105 | Sycamore Canyon | SDGE Imperial | {'Pomerado': [1.7, 503.0], 'Scripps': [4.7, 315.0], 'Chicarita': [5.3, 503.0], 'Artesian': [9.3, 503.0], 'Penasquitos': [10.9, 101.0], 'North City Metering': [11.3, 101.0], 'Creelman': [12.4, 382.0], 'Escondido': [15.3, 503.0], 'San Marcos': [17.5, 8.0]} | 21790 | 496 | 0.02 | 21293 | 0.98 | 1055 | 0.05 |  |  | 6586 | 0.3 | 0.29 | 823 | 0.04 | 87 | 0 |  | 7776 | 0.36 | 13067 | 0.6 | 15803 | 0.73 | 5986 | 12642 | 0.58 | 9148 | 14425 | 0.66 | 7365 | 21191 | 0.97 | 599 | 3121 | 0.14 | 18669 | 750 | 0.03 | 21039
106 | Ivanpah | SCE EOP | {'Mountain Pass': [5.5, 8.0], 'Primm': [9.5, 1084.0]} | 2570 | 1084 | 0.42 | 1486 | 0.58 | 988 | 0.38 |  |  | 464 | 0.18 | 0.02 | 0 | 0 | 0 | 0 |  | 0 | 0 | 0 | 0 | 924 | 0.36 | 1646 | 1418 | 0.55 | 1152 | 564 | 0.22 | 2006 | 1457 | 0.57 | 1113 | 648 | 0.25 | 1922 | 0 | 0 | 2570
107 | North Gila | SDGE Arizona | {} | 56703 | 2262 | 0.04 | 54441 | 0.96 | 17098 | 0.3 |  |  | 10780 | 0.19 | 0.05 | 1908 | 0.03 | 10295 | 0.18 |  | 0 | 0 | 0 | 0 | 309 | 0.01 | 56394 | 23097 | 0.41 | 33606 | 20799 | 0.37 | 35904 | 23123 | 0.41 | 33580 | 13400 | 0.24 | 43303 | 2606 | 0.05 | 54097
108 | Manteca | PGE GBA | {'Manteca': [0.0, 22509.0], 'Vierra': [2.7, 14224.0], 'Ripon': [5.2, 17426.0], 'French Camp': [6.7, 14336.0], 'Kasson': [7.4, 1586.0], 'Weber': [8.3, 17588.0], 'Avena': [9.6, 19591.0], 'Stockton A': [10.8, 9161.0], 'Stagg': [14.9, 2328.0], 'Lammers': [15.1, 16.0], 'Westley': [15.5, 485.0], 'Valley Home': [15.6, 8445.0], 'GWF Tracy': [15.8, 15.0], 'Riverbank': [17.3, 441.0], 'Bellota': [18.8, 866.0], 'New Sub - Westley - Quinto (Proposed)': [19.9, 4.0]} | 123479 | 22511 | 0.18 | 100968 | 0.82 | 92 | 0 |  |  | 89406 | 0.72 | 0.2 | 30274 | 0.25 | 78245 | 0.63 |  | 572 | 0 | 0 | 0 | 28681 | 0.23 | 94798 | 14405 | 0.12 | 109074 | 14574 | 0.12 | 108905 | 35623 | 0.29 | 87856 | 0 | 0 | 123479 | 5341 | 0.04 | 118138
109 | Dumbarton | PGE GBA | {'Fremont': [5.3, 632.0], 'Newark': [5.5, 632.0], 'Eastshore': [5.7, 132.0], 'Mt Eden': [5.7, 180.0], 'Mt. Eden': [5.7, 180.0], 'Ravenswood': [6.2, 136.0], 'Cooley Landing': [6.9, 100.0], 'Castro Valley': [9.4, 82.0], 'Grant': [9.7, 48.0], 'Dixon Landing': [10.2, 632.0], 'Whisman': [10.6, 19.0], 'Nortech': [10.9, 480.0], 'Los Esteros': [11.3, 595.0], 'Menlo': [11.7, 92.0], 'San Leandro U': [11.8, 48.0], 'Mountain View': [12.2, 9.0], 'Vineyard': [13.6, 627.0], 'Scott': [13.7, 6.0], 'Trimble': [14.1, 6.0], 'Jefferson': [14.2, 88.0], 'Edes': [14.6, 46.0], 'FMC': [16.4, 2.0], 'Oakland J': [16.7, 6.0], 'Burlingame': [16.8, 22.0]} | 11724 | 766 | 0.07 | 10958 | 0.93 | 332 | 0.03 |  |  | 10151 | 0.87 | 0.15 | 39 | 0 | 97 | 0.01 |  | 10375 | 0.88 | 0 | 0 | 6971 | 0.59 | 4753 | 4350 | 0.37 | 7374 | 8633 | 0.74 | 3091 | 9785 | 0.83 | 1939 | 5479 | 0.47 | 6245 | 1333 | 0.11 | 10391
110 | Altamont | PGE GBA | {'Altamont Midway (Sandhill)': [0.0, 1693.0], 'Vasco': [3.3, 1451.0], 'Windmaster': [4.1, 1356.0], 'Los Positas': [4.5, 1451.0], 'Las Positas': [4.5, 1451.0], 'Delta Pumps': [4.7, 669.0], 'Delta PP': [4.7, 670.0], 'Midway Green Ridge Services': [5.1, 278.0], 'Cayetano': [5.1, 1451.0], 'Kelso': [5.3, 247.0], 'Tracy': [6.3, 247.0], 'Tesla': [6.6, 247.0], 'North Dublin': [9.8, 1451.0], 'GWF Tracy': [10.5, 247.0], 'Lammers': [11.1, 247.0], 'Vineyard': [11.1, 1451.0], 'Tassajara': [13.0, 1451.0], 'San Ramon': [14.0, 1451.0], 'Kasson': [18.2, 247.0]} | 98668 | 1698 | 0.02 | 96970 | 0.98 | 16917 | 0.17 |  |  | 72868 | 0.74 | 0.15 | 6861 | 0.07 | 10744 | 0.11 |  | 79875 | 0.81 | 704 | 0.01 | 64178 | 0.65 | 34490 | 63296 | 0.64 | 35372 | 68228 | 0.69 | 30440 | 88225 | 0.89 | 10443 | 24773 | 0.25 | 73895 | 6785 | 0.07 | 91883
111 | Hoodoo Wash | SDGE Arizona | {} | 57689 | 48051 | 0.83 | 9638 | 0.17 | 0 | 0 |  |  | 0 | 0 | 0 | 0 | 0 | 0 | 0 |  | 0 | 0 | 0 | 0 | 0 | 0 | 57689 | 0 | 0 | 57689 | 0 | 0 | 57689 | 0 | 0 | 57689 | 0 | 0 | 57689 | 0 | 0 | 57689
112 | Wyandotte | PGE NGBA | {'Palermo': [2.9, 3273.0], 'Thermalito': [5.1, 1001.0], 'Table Mt.': [7.1, 467.0], 'Honcut': [12.3, 19.0], 'POE': [16.6, 629.0]} | 90898 | 4469 | 0.05 | 86429 | 0.95 | 2311 | 0.03 |  |  | 60749 | 0.67 | 0.15 | 21527 | 0.24 | 5737 | 0.06 |  | 56307 | 0.62 | 1144 | 0.01 | 73085 | 0.8 | 17813 | 15754 | 0.17 | 75145 | 20579 | 0.23 | 70320 | 84586 | 0.93 | 6312 | 25944 | 0.29 | 64954 | 19116 | 0.21 | 71782
113 | Laguna Bell | SCE Metro | {} | 0 | 0 | 0 | 0 | 0 | 0 | 0 |  |  | 0 | 0 | 0 | 0 | 0 | 0 | 0 |  | 0 | 0 | 0 | 0 | 0 | 0 | 0 | 0 | 0 | 0 | 0 | 0 | 0 | 0 | 0 | 0 | 0 | 0 | 0 | 0 | 0 | 0
114 | El Casco | SCE Eastern | {'San Bernardino': [12.1, 900.0], 'Vista (SCE)': [14.7, 77.0], 'Vista': [14.7, 77.0], 'Cardiff': [14.8, 92.0], 'Valley': [16.4, 1564.0]} | 58681 | 7105 | 0.12 | 51576 | 0.88 | 2348 | 0.04 |  |  | 35764 | 0.61 | 0.21 | 6033 | 0.1 | 2690 | 0.05 |  | 47060 | 0.8 | 8168 | 0.14 | 21159 | 0.36 | 37521 | 22682 | 0.39 | 35999 | 35717 | 0.61 | 22963 | 46617 | 0.79 | 12064 | 22604 | 0.39 | 36076 | 3427 | 0.06 | 55254
115 | Le Grand | PGE Fresno | {'Chowchilla': [4.7, 26384.0], 'Dairyland': [9.4, 25967.0], 'Wilson': [10.5, 8281.0], 'El Nido': [11.8, 18903.0], 'Merced': [13.2, 8223.0], 'Storey': [19.2, 168.0]} | 167119 | 34342 | 0.21 | 132778 | 0.79 | 27512 | 0.16 |  |  | 126414 | 0.76 | 0.09 | 77032 | 0.46 | 50588 | 0.3 |  | 53346 | 0.32 | 0 | 0 | 74962 | 0.45 | 92157 | 67213 | 0.4 | 99907 | 70887 | 0.42 | 96232 | 101502 | 0.61 | 65617 | 22814 | 0.14 | 144305 | 27246 | 0.16 | 139873
116 | Tupman | PGE Kern | {'Norco': [5.2, 3933.0], 'Rio Bravo': [6.1, 12760.0], 'Renfro': [6.4, 8602.0], 'Tevis': [8.3, 2009.0], '7th Standard': [9.8, 5322.0], 'Kern Power': [9.9, 2903.0], 'Midway': [10.7, 8827.0], 'Rosedale': [10.9, 2164.0], 'Shafter': [11.4, 12473.0], 'Stockdale': [11.7, 1150.0], 'Lerdo': [12.1, 5756.0], 'West Park': [13.0, 564.0], 'Old River': [13.9, 1070.0], 'Ganso': [14.3, 8353.0], 'Panama': [14.5, 986.0], 'Casaloma': [14.9, 171.0], 'Bakersfield': [15.1, 225.0], 'Kern Oil': [15.2, 585.0], 'Midway - Wheeler Ridge (Proposed)': [16.2, 312.0], 'Mt Poso': [17.0, 1293.0], 'Sycamore': [17.1, 126.0], 'Famoso': [17.8, 561.0], 'Charca': [17.9, 737.0], 'Semitropic': [19.5, 111.0]} | 142275 | 13827 | 0.1 | 128448 | 0.9 | 23894 | 0.17 |  |  | 106389 | 0.75 | 0.12 | 19931 | 0.14 | 67712 | 0.48 |  | 8233 | 0.06 | 0 | 0 | 37728 | 0.27 | 104547 | 51398 | 0.36 | 90877 | 91873 | 0.65 | 50402 | 94619 | 0.67 | 47656 | 513 | 0 | 141762 | 17977 | 0.13 | 124298
117 | Henrietta | PGE Fresno | {'Mustang': [1.1, 54893.0], 'Leprino': [3.9, 53313.0], 'Lemoore': [7.5, 33980.0], 'Guernsey': [13.8, 25889.0], 'Gates': [14.2, 3815.0], 'GWF Hanford': [14.3, 20958.0], 'Schindler': [17.1, 2751.0], 'Waukena': [19.4, 726.0]} | 140481 | 60142 | 0.43 | 80339 | 0.57 | 33827 | 0.24 |  |  | 90018 | 0.64 | 0.09 | 71270 | 0.51 | 55722 | 0.4 |  | 1067 | 0.01 | 0 | 0 | 21900 | 0.16 | 118581 | 3435 | 0.02 | 137046 | 4865 | 0.03 | 135616 | 24341 | 0.17 | 116140 | 0 | 0 | 140481 | 4094 | 0.03 | 136387
118 | Castro Valley | PGE GBA | {'Mt Eden': [4.7, 1296.0], 'Mt. Eden': [4.7, 1296.0], 'San Leandro U': [4.9, 1262.0], 'Grant': [5.5, 1262.0], 'Eastshore': [5.5, 1296.0], 'San Ramon': [7.8, 30.0], 'Edes': [7.9, 1260.0], 'Dumbarton': [9.4, 82.0], 'Oakland J': [9.7, 1220.0], 'Tassajara': [11.2, 30.0], 'Vineyard': [11.3, 63.0], 'North Dublin': [11.6, 30.0], 'Fremont': [11.8, 34.0], 'Moraga': [12.2, 630.0], 'Oakland X': [12.2, 1214.0], 'Newark': [13.9, 34.0], 'Oakland L': [14.1, 1206.0], 'Oakland C': [14.1, 1214.0], 'Ravenswood': [14.4, 42.0], 'Cooley Landing': [15.6, 6.0], 'Cayetano': [16.1, 4.0], 'Dixon Landing': [18.0, 33.0], 'SAN FRAN A (POTRERO PP)': [18.2, 587.0], 'Potrero': [18.2, 593.0], 'Martin': [18.9, 297.0]} | 26025 | 1314 | 0.05 | 24711 | 0.95 | 3807 | 0.15 |  |  | 20025 | 0.77 | 0.14 | 2 | 0 | 0 | 0 |  | 20100 | 0.77 | 0 | 0 | 18884 | 0.73 | 7141 | 3759 | 0.14 | 22266 | 16075 | 0.62 | 9950 | 23860 | 0.92 | 2165 | 12476 | 0.48 | 13549 | 1829 | 0.07 | 24196
119 | Vineyard | PGE GBA | {'North Dublin': [5.2, 2540.0], 'Cayetano': [6.6, 2447.0], 'San Ramon': [6.8, 1596.0], 'Los Positas': [6.9, 3138.0], 'Las Positas': [6.9, 3141.0], 'Vasco': [8.1, 2476.0], 'Tassajara': [9.5, 1520.0], 'Fremont': [10.7, 2351.0], 'Altamont Midway (Sandhill)': [11.1, 1446.0], 'Altamont': [11.1, 1451.0], 'Castro Valley': [11.3, 63.0], 'Dumbarton': [13.6, 627.0], 'Mt Eden': [13.7, 111.0], 'Mt. Eden': [13.7, 111.0], 'Newark': [13.8, 966.0], 'Eastshore': [14.6, 34.0], 'Windmaster': [14.7, 1109.0], 'Midway Green Ridge Services': [15.0, 31.0], 'Dixon Landing': [15.2, 933.0], 'Delta Pumps': [15.6, 422.0], 'Delta PP': [15.6, 423.0], 'Kelso': [16.3, 0.0], 'Los Esteros': [17.4, 589.0], 'Nortech': [18.3, 474.0]} | 60669 | 4036 | 0.07 | 56633 | 0.93 | 12364 | 0.2 |  |  | 43065 | 0.71 | 0.15 | 2363 | 0.04 | 256 | 0 |  | 58099 | 0.96 | 652 | 0.01 | 32684 | 0.54 | 27985 | 29846 | 0.49 | 30824 | 40076 | 0.66 | 20593 | 49510 | 0.82 | 11160 | 27891 | 0.46 | 32779 | 4400 | 0.07 | 56269
120 | Trout Canyon | SCE EOP | {'Gamebird': [9.0, 8025.0], 'Sandy Valley': [9.4, 1332.0], 'Thousandaire': [10.9, 6831.0], 'Pahrump': [13.6, 5983.0]} | 43646 | 11193 | 0.26 | 32453 | 0.74 | 0 | 0 |  |  | 0 | 0 | 0 | 0 | 0 | 0 | 0 |  | 4 | 0 | 0 | 0 | 0 | 0 | 43646 | 0 | 0 | 43646 | 0 | 0 | 43646 | 0 | 0 | 43646 | 0 | 0 | 43646 | 16 | 0 | 43629
121 | Columbus | PGE Kern | {'Cal Water': [2.7, 13798.0], 'Magunden': [2.8, 8389.0], 'Bakersfield': [3.7, 11752.0], 'Sycamore': [4.7, 9951.0], 'Casaloma': [5.1, 6409.0], 'Kern Oil': [5.4, 9001.0], 'West Park': [5.9, 7754.0], 'Rosedale': [7.9, 5229.0], 'Unknown - 3327': [8.3, 8389.0], 'Lamont': [8.3, 8389.0], 'Panama': [8.5, 4276.0], 'Kern Power': [8.9, 3816.0], 'Stockdale': [9.1, 3177.0], '7th Standard': [11.1, 4978.0], 'Poso Mt.': [11.2, 6790.0], 'Grimmway-Malaga': [11.4, 8389.0], 'Tevis': [11.9, 1136.0], 'Renfro': [12.6, 502.0], 'Mt Poso': [12.9, 6795.0], 'Lerdo': [13.8, 5612.0], 'Old River': [16.0, 532.0], 'Rio Bravo': [18.2, 5.0]} | 97898 | 15182 | 0.16 | 82716 | 0.84 | 10350 | 0.11 |  |  | 78206 | 0.8 | 0.11 | 3109 | 0.03 | 22547 | 0.23 |  | 37954 | 0.39 | 0 | 0 | 57707 | 0.59 | 40191 | 17583 | 0.18 | 80314 | 26718 | 0.27 | 71180 | 60746 | 0.62 | 37152 | 20831 | 0.21 | 77067 | 1794 | 0.02 | 96104
122 | Lewis | SCE Metro | {'Villa Park': [3.7, 127.0], 'Serrano': [6.4, 127.0], 'Johanna': [7.2, 125.0], 'Olinda': [9.6, 2.0], 'Santiago': [12.5, 125.0], 'Walnut': [14.1, 2.0], 'Viejo': [17.7, 1.0], 'Chino': [18.2, 1.0]} | 918 | 127 | 0.14 | 791 | 0.86 | 0 | 0 |  |  | 529 | 0.58 | 0.31 | 0 | 0 | 0 | 0 |  | 339 | 0.37 | 0 | 0 | 5 | 0.01 | 913 | 80 | 0.09 | 839 | 0 | 0 | 918 | 85 | 0.09 | 834 | 266 | 0.29 | 652 | 127 | 0.14 | 791
123 | Standard Oil 2 | PGE GBA | {'Standard Oil': [0.0, 4668.0], 'Richmond R': [2.2, 4496.0], 'San Pablo': [4.0, 4009.0], 'El Cerrito G': [5.5, 4422.0], 'Sobrante': [10.6, 3018.0], 'Christie': [10.8, 2165.0], 'Ignacio': [11.8, 279.0], 'Oakland L': [11.8, 963.0], 'Oakland C': [12.3, 799.0], 'Carquinez': [12.6, 1996.0], 'Oakland X': [13.5, 384.0], 'Potrero': [13.5, 1215.0], 'SAN FRAN A (POTRERO PP)': [13.5, 1227.0], 'Moraga': [14.5, 324.0], 'Alhambra': [14.7, 1903.0], 'Martinez': [15.7, 1874.0], 'Oakland J': [16.3, 209.0], 'Parkway': [16.5, 1860.0], 'Bahia': [16.6, 1874.0], 'Martin': [17.2, 107.0], 'Edes': [18.3, 11.0]} | 14548 | 4639 | 0.32 | 9909 | 0.68 | 2290 | 0.16 |  |  | 5665 | 0.39 | 0.29 | 316 | 0.02 | 0 | 0 |  | 3000 | 0.21 | 0 | 0 | 2321 | 0.16 | 12227 | 8702 | 0.6 | 5846 | 9612 | 0.66 | 4936 | 9612 | 0.66 | 4936 | 1570 | 0.11 | 12978 | 1137 | 0.08 | 13412
124 | Mc Mullin | PGE Fresno | {'Kearney (New)': [9.7, 26712.0], 'Helm': [10.3, 30566.0], 'Crescent': [10.8, 26212.0], 'West Fresno': [12.8, 13780.0], 'New Sub - Los Banos - Midway (Proposed)': [14.9, 6226.0], 'California Ave': [15.2, 7826.0], 'Biola': [15.5, 7250.0], 'Schindler': [15.7, 7334.0], 'Malaga': [16.0, 5434.0], 'Ashlan': [16.5, 3447.0], 'Fig Garden': [17.4, 1501.0], 'Figarden': [17.4, 1512.0], 'Herndon': [17.9, 930.0], 'Gregg': [18.5, 604.0], 'Excelsior': [19.0, 2167.0], 'McCall': [19.3, 165.0]} | 180388 | 69029 | 0.38 | 111359 | 0.62 | 24621 | 0.14 |  |  | 138019 | 0.77 | 0.09 | 80844 | 0.45 | 87435 | 0.48 |  | 0 | 0 | 0 | 0 | 26507 | 0.15 | 153881 | 13565 | 0.08 | 166823 | 13565 | 0.08 | 166823 | 31980 | 0.18 | 148408 | 0 | 0 | 180388 | 2582 | 0.01 | 177806
125 | Taft | PGE Kern | {'Sunrise': [7.7, 848.0], 'Elk Hills': [8.6, 946.0], 'Sunset': [10.5, 796.0], 'Copus': [11.8, 927.0], 'Midway - Wheeler Ridge (Proposed)': [12.0, 927.0]} | 39277 | 2037 | 0.05 | 37240 | 0.95 | 15742 | 0.4 |  |  | 21693 | 0.55 | 0.05 | 6675 | 0.17 | 2346 | 0.06 |  | 2980 | 0.08 | 0 | 0 | 19437 | 0.49 | 19840 | 21145 | 0.54 | 18131 | 33106 | 0.84 | 6171 | 36513 | 0.93 | 2764 | 2431 | 0.06 | 36845 | 499 | 0.01 | 38777
126 | Pleasant Grove | PGE NGBA | {'Atlantic': [4.7, 10025.0], 'Lincoln': [5.5, 16145.0], 'Rio Oso': [11.6, 14223.0], 'East Nicolaus': [14.0, 12829.0], 'Bell': [14.4, 3861.0], 'Gold Hill': [14.6, 1434.0], 'Higgins': [19.3, 369.0]} | 69609 | 24768 | 0.36 | 44841 | 0.64 | 2317 | 0.03 |  |  | 43409 | 0.62 | 0.53 | 25869 | 0.37 | 5225 | 0.08 |  | 29743 | 0.43 | 0 | 0 | 29901 | 0.43 | 39707 | 0 | 0 | 69609 | 7 | 0 | 69601 | 29909 | 0.43 | 39700 | 4185 | 0.06 | 65424 | 23673 | 0.34 | 45935
127 | Newark | PGE GBA | {'Fremont': [3.1, 1214.0], 'Dixon Landing': [4.6, 1184.0], 'Dumbarton': [5.5, 632.0], 'Nortech': [5.8, 730.0], 'Los Esteros': [5.9, 844.0], 'Cooley Landing': [7.9, 6.0], 'Whisman': [8.0, 6.0], 'Ravenswood': [8.3, 6.0], 'Scott': [8.8, 255.0], 'Trimble': [8.9, 255.0], 'Mountain View': [9.4, 6.0], 'Mt Eden': [11.1, 111.0], 'Mt. Eden': [11.1, 111.0], 'Eastshore': [11.2, 34.0], 'FMC': [11.3, 251.0], 'San Jose B': [12.0, 249.0], 'Menlo': [12.7, 4.0], 'San Jose A': [12.9, 249.0], 'Vineyard': [13.8, 966.0], 'Castro Valley': [13.9, 34.0], 'Stone': [15.2, 249.0], 'Evergreen': [15.9, 249.0], 'Swift': [16.1, 249.0], 'Los Positas': [19.6, 96.0], 'Las Positas': [19.6, 99.0]} | 15058 | 1218 | 0.08 | 13840 | 0.92 | 3340 | 0.22 |  |  | 10326 | 0.69 | 0.1 | 96 | 0.01 | 101 | 0.01 |  | 14073 | 0.93 | 0 | 0 | 9388 | 0.62 | 5670 | 6858 | 0.46 | 8200 | 10476 | 0.7 | 4582 | 12516 | 0.83 | 2542 | 6872 | 0.46 | 8186 | 1501 | 0.1 | 13557
128 | Dairyland | PGE Fresno | {'Chowchilla': [5.8, 45566.0], 'Le Grand': [9.4, 25967.0], 'El Nido': [9.7, 22576.0], 'Newhall': [13.1, 15981.0], 'Storey': [16.3, 3609.0], 'Madera': [17.0, 3653.0], 'Wilson': [17.3, 904.0], 'Merced': [17.8, 1592.0]} | 184708 | 63445 | 0.34 | 121263 | 0.66 | 36932 | 0.2 |  |  | 137454 | 0.74 | 0.09 | 115681 | 0.63 | 52584 | 0.28 |  | 35389 | 0.19 | 0 | 0 | 61819 | 0.33 | 122889 | 18802 | 0.1 | 165906 | 25697 | 0.14 | 159011 | 78982 | 0.43 | 105727 | 687 | 0 | 184021 | 9033 | 0.05 | 175676
129 | Chino | SCE Metro | {'Mira Loma': [6.5, 3842.0], 'Padua': [8.7, 3355.0], 'Rancho Vista': [10.3, 3376.0], 'Etiwanda': [10.7, 3376.0], 'Wildlife': [13.1, 2324.0], 'Rerc': [13.1, 2336.0], 'Serrano': [13.4, 1080.0], 'Olinda': [14.4, 620.0], 'Villa Park': [15.5, 42.0], 'Walnut': [15.5, 295.0], 'Lewis': [18.2, 1.0]} | 12432 | 5012 | 0.4 | 7419 | 0.6 | 162 | 0.01 |  |  | 6645 | 0.53 | 0.48 | 361 | 0.03 | 1289 | 0.1 |  | 7559 | 0.61 | 3 | 0 | 4101 | 0.33 | 8331 | 375 | 0.03 | 12057 | 1333 | 0.11 | 11098 | 5389 | 0.43 | 7043 | 2507 | 0.2 | 9925 | 856 | 0.07 | 11576
130 | El Segundo | SCE Metro | {'Chevmain': [1.2, 60.0], 'El Nido': [3.0, 58.0], 'Redondo': [4.6, 55.0], 'La Fresa': [5.8, 54.0], 'La Cienega': [6.9, 21.0], 'Windsor': [7.1, 21.0], 'Arcogen': [12.0, 36.0]} | 253 | 57 | 0.23 | 196 | 0.77 | 9 | 0.04 |  |  | 34 | 0.13 | 0.26 | 0 | 0 | 0 | 0 |  | 0 | 0 | 0 | 0 | 10 | 0.04 | 243 | 100 | 0.4 | 153 | 174 | 0.69 | 79 | 184 | 0.73 | 69 | 0 | 0 | 253 | 0 | 0 | 253
131 | San Leandro U | PGE GBA | {'Grant': [2.8, 1568.0], 'Edes': [3.2, 1619.0], 'Castro Valley': [4.9, 1262.0], 'Oakland J': [5.1, 1579.0], 'Mt Eden': [6.0, 1340.0], 'Mt. Eden': [6.0, 1340.0], 'Eastshore': [6.2, 1384.0], 'Oakland X': [8.0, 1573.0], 'Oakland C': [9.5, 1573.0], 'Moraga': [9.6, 986.0], 'Oakland L': [9.6, 1565.0], 'Dumbarton': [11.8, 48.0], 'SAN FRAN A (POTRERO PP)': [13.3, 946.0], 'Potrero': [13.3, 952.0], 'Sobrante': [14.0, 94.0], 'Martin': [14.2, 601.0], 'Ravenswood': [15.2, 42.0], 'Cooley Landing': [16.5, 6.0], 'El Cerrito G': [16.6, 91.0]} | 23694 | 1608 | 0.07 | 22086 | 0.93 | 3543 | 0.15 |  |  | 16524 | 0.7 | 0.45 | 0 | 0 | 0 | 0 |  | 16427 | 0.69 | 0 | 0 | 17798 | 0.75 | 5896 | 5193 | 0.22 | 18501 | 15044 | 0.63 | 8650 | 21780 | 0.92 | 1914 | 9790 | 0.41 | 13905 | 1695 | 0.07 | 21999
132 | Ganso | PGE Kern | {'Midway': [6.8, 15287.0], 'Semitropic': [7.0, 12207.0], 'Shafter': [7.4, 15538.0], 'Goose Lake': [10.1, 9785.0], 'Charca': [10.2, 9661.0], 'Rio Bravo': [11.3, 9817.0], 'Tupman': [14.3, 8353.0], 'Smyrna': [15.1, 5486.0], 'Famoso': [15.5, 489.0], 'Temblor': [16.1, 107.0], 'Lerdo': [16.6, 2388.0], 'Kernridge': [16.8, 262.0], 'Norco': [16.9, 1986.0], 'Renfro': [17.8, 3477.0], '7th Standard': [18.3, 1468.0]} | 165852 | 24850 | 0.15 | 141001 | 0.85 | 8627 | 0.05 |  |  | 150040 | 0.9 | 0.1 | 39914 | 0.24 | 108372 | 0.65 |  | 5 | 0 | 0 | 0 | 15376 | 0.09 | 150475 | 11042 | 0.07 | 154810 | 66521 | 0.4 | 99331 | 74081 | 0.45 | 91771 | 8 | 0 | 165844 | 9022 | 0.05 | 156830
133 | Poso Mountain | PGE Kern | {'Mt Poso': [7.0, 32071.0], 'Sycamore': [7.7, 23125.0], 'Kern Oil': [9.0, 20718.0], 'Cal Water': [10.1, 6572.0], 'Columbus': [11.2, 6790.0], 'Lerdo': [11.6, 22905.0], 'Bakersfield': [12.2, 9980.0], '7th Standard': [12.8, 15520.0], 'West Park': [13.7, 6894.0], 'Famoso': [14.1, 13379.0], 'Rosedale': [14.3, 7119.0], 'Kern Power': [14.7, 6813.0], 'Casaloma': [15.0, 78.0], 'Renfro': [16.6, 3799.0], 'Rio Bravo': [18.8, 1058.0]} | 174522 | 32588 | 0.19 | 141934 | 0.81 | 46058 | 0.26 |  |  | 122132 | 0.7 | 0.07 | 3446 | 0.02 | 11521 | 0.07 |  | 119805 | 0.69 | 0 | 0 | 129051 | 0.74 | 45470 | 39027 | 0.22 | 135495 | 60389 | 0.35 | 114133 | 132475 | 0.76 | 42046 | 64804 | 0.37 | 109717 | 2792 | 0.02 | 171730
134 | Avena | PGE GBA | {'Valley Home': [6.0, 26941.0], 'Ripon': [7.8, 17342.0], 'Riverbank': [9.4, 12732.0], 'Manteca': [9.6, 19590.0], 'Weber': [11.4, 18654.0], 'Bellota': [12.3, 9468.0], 'Vierra': [12.3, 12103.0], 'French Camp': [13.1, 12658.0], 'Cottle': [13.3, 11374.0], 'Stockton A': [14.7, 8399.0], 'Warnerville': [15.3, 11139.0], 'Kasson': [16.9, 200.0], 'Stagg': [19.1, 1097.0], 'Lockeford': [20.0, 1.0], 'Westley': [20.1, 4.0]} | 150567 | 40819 | 0.27 | 109748 | 0.73 | 2473 | 0.02 |  |  | 103134 | 0.68 | 0.15 | 63556 | 0.42 | 68914 | 0.46 |  | 22291 | 0.15 | 0 | 0 | 52133 | 0.35 | 98434 | 2236 | 0.01 | 148331 | 16765 | 0.11 | 133802 | 60091 | 0.4 | 90476 | 4209 | 0.03 | 146358 | 6072 | 0.04 | 144495
135 | Martin | PGE GBA | {'SAN FRAN A (POTRERO PP)': [3.9, 2966.0], 'Potrero': [3.9, 2968.0], 'Millbrae': [6.9, 272.0], 'Burlingame': [8.3, 195.0], 'Oakland C': [9.5, 2159.0], 'Oakland L': [10.6, 2159.0], 'Oakland J': [11.4, 1975.0], 'Edes': [12.0, 1893.0], 'Oakland X': [12.0, 2052.0], 'Grant': [13.8, 548.0], 'San Leandro U': [14.2, 601.0], 'Richmond R': [15.7, 1143.0], 'El Cerrito G': [15.9, 1507.0], 'Eastshore': [16.8, 419.0], 'Moraga': [16.8, 1575.0], 'Standard Oil 2': [17.2, 107.0], 'Standard Oil': [17.2, 111.0], 'Mt Eden': [17.4, 375.0], 'Mt. Eden': [17.4, 375.0], 'Sobrante': [17.8, 722.0], 'Jefferson': [18.4, 32.0], 'Castro Valley': [18.9, 297.0]} | 6077 | 3010 | 0.5 | 3067 | 0.5 | 528 | 0.09 |  |  | 1754 | 0.29 | 0.61 | 5 | 0 | 0 | 0 |  | 0 | 0 | 0 | 0 | 97 | 0.02 | 5980 | 1311 | 0.22 | 4767 | 2757 | 0.45 | 3320 | 2855 | 0.47 | 3223 | 9 | 0 | 6069 | 203 | 0.03 | 5875
136 | Harry Allen | <Null> | {} | 0 | 0 | 0 | 0 | 0 | 0 | 0 |  |  | 0 | 0 | 0 | 0 | 0 | 0 | 0 |  | 0 | 0 | 0 | 0 | 0 | 0 | 0 | 0 | 0 | 0 | 0 | 0 | 0 | 0 | 0 | 0 | 0 | 0 | 0 | 0 | 0 | 0
137 | Rio Oso | PGE NGBA | {'East Nicolaus': [4.4, 22791.0], 'Lincoln': [9.5, 16284.0], 'Pleasant Grove': [11.6, 14223.0], 'Olivehurst': [11.7, 7041.0], 'Bogue': [14.0, 5811.0], 'Greenleaf 1': [14.5, 3261.0], 'Sutter Power': [14.5, 3289.0], 'Atlantic': [16.1, 3303.0], 'East Marysville': [16.7, 5123.0], 'Pease': [19.4, 199.0]} | 149369 | 29057 | 0.19 | 120312 | 0.81 | 8889 | 0.06 |  |  | 121496 | 0.81 | 0.12 | 48307 | 0.32 | 61676 | 0.41 |  | 27649 | 0.19 | 0 | 0 | 67901 | 0.45 | 81469 | 7066 | 0.05 | 142303 | 34421 | 0.23 | 114948 | 88900 | 0.6 | 60469 | 4858 | 0.03 | 144511 | 26952 | 0.18 | 122417
138 | Loveland | SDGE Imperial | {'Alpine': [2.1, 3784.0], 'Suncrest': [6.4, 3540.0], 'Los Coches': [7.6, 1661.0], 'El Cajon': [10.4, 1441.0], 'Santee': [10.9, 1171.0], 'Spring Valley': [12.8, 261.0], 'Salt Creek': [13.8, 261.0], 'Miguel': [13.8, 261.0], 'Creelman': [15.7, 4.0], 'Otay Mesa': [16.9, 257.0]} | 46816 | 4028 | 0.09 | 42788 | 0.91 | 8836 | 0.19 |  |  | 18411 | 0.39 | 0.19 | 229 | 0 | 61 | 0 |  | 8963 | 0.19 | 37718 | 0.81 | 11285 | 0.24 | 35531 | 14124 | 0.3 | 32692 | 30653 | 0.65 | 16163 | 32690 | 0.7 | 14126 | 22059 | 0.47 | 24757 | 1538 | 0.03 | 45278
139 | Huntington Beach | SCE Metro | {'Ellis': [3.4, 48.0], 'Johanna': [8.6, 46.0], 'Alamitos': [10.8, 2.0], 'Barre': [11.3, 2.0], 'Santiago': [12.1, 37.0], 'Del Amo': [15.6, 2.0], 'Long Beach': [16.4, 2.0], 'Harborgen': [17.0, 2.0], 'Hinson': [18.5, 2.0]} | 5073 | 46 | 0.01 | 5027 | 0.99 | 155 | 0.03 |  |  | 127 | 0.03 | 0.51 | 0 | 0 | 0 | 0 |  | 0 | 0 | 0 | 0 | 22 | 0 | 5050 | 1410 | 0.28 | 3662 | 4988 | 0.98 | 85 | 5011 | 0.99 | 62 | 0 | 0 | 5073 | 355 | 0.07 | 4718
140 | Rossmoor | PGE GBA | {'Lakewood': [3.3, 4.0], 'Meadow Lane': [7.0, 4.0], 'Sobrante': [7.5, 4.0], 'Alhambra': [9.4, 4.0], 'Martinez': [10.6, 4.0], 'Christie': [11.8, 4.0], 'Bahia': [15.4, 4.0], 'Carquinez': [18.2, 4.0]} | 23537 | 4 | 0 | 23534 | 1 | 4338 | 0.18 |  |  | 16743 | 0.71 | 0.1 | 177 | 0.01 | 26 | 0 |  | 19619 | 0.83 | 0 | 0 | 18267 | 0.78 | 5270 | 12167 | 0.52 | 11370 | 18802 | 0.8 | 4735 | 23534 | 1 | 4 | 8362 | 0.36 | 15176 | 1018 | 0.04 | 22519
141 | Salado | PGE GBA | {'Stanislaus Resource Recovery Facility': [2.5, 9616.0], 'Crow Creek': [3.4, 8700.0], 'Fink (Proposed)': [3.7, 7355.0], 'Crows Landing': [4.6, 11317.0], 'New Sub - Westley - Quinto (Proposed)': [8.0, 2179.0], 'Westley': [11.4, 825.0], 'Miller': [11.9, 2972.0]} | 156677 | 11920 | 0.08 | 144756 | 0.92 | 41116 | 0.26 |  |  | 99557 | 0.64 | 0.11 | 16146 | 0.1 | 68021 | 0.43 |  | 65504 | 0.42 | 6260 | 0.04 | 85243 | 0.54 | 71433 | 14582 | 0.09 | 142095 | 29176 | 0.19 | 127501 | 95439 | 0.61 | 61238 | 54135 | 0.35 | 102542 | 5468 | 0.03 | 151209
142 | Lighthipe | SCE Metro | {'Del Amo': [5.0, 1775.0], 'Hinson': [5.0, 1814.0], 'Arcogen': [5.9, 1814.0], 'Harborgen': [7.7, 1814.0], 'Long Beach': [8.5, 1814.0], 'La Fresa': [9.0, 461.0], 'Alamitos': [9.1, 1814.0], 'Redondo': [12.4, 1.0]} | 3057 | 1812 | 0.59 | 1246 | 0.41 | 230 | 0.08 |  |  | 1956 | 0.64 | 0.48 | 0 | 0 | 0 | 0 |  | 0 | 0 | 0 | 0 | 0 | 0 | 3057 | 41 | 0.01 | 3016 | 1237 | 0.4 | 1820 | 1237 | 0.4 | 1820 | 0 | 0 | 3057 | 6 | 0 | 3051
143 | Santee | SDGE Imperial | {'Los Coches': [4.0, 1171.0], 'El Cajon': [4.1, 1171.0], 'Alpine': [10.5, 1171.0], 'Loveland': [10.9, 1171.0], 'Creelman': [13.2, 4.0], 'Suncrest': [16.8, 1167.0]} | 21103 | 1171 | 0.06 | 19932 | 0.94 | 1576 | 0.07 |  |  | 9445 | 0.45 | 0.22 | 157 | 0.01 | 81 | 0 |  | 6622 | 0.31 | 14411 | 0.68 | 15255 | 0.72 | 5848 | 10235 | 0.48 | 10868 | 14223 | 0.67 | 6880 | 19905 | 0.94 | 1197 | 4763 | 0.23 | 16339 | 807 | 0.04 | 20295
144 | Cholame | PGE Fresno | {'Cal Flats': [12.8, 5102.0], 'Estrella': [15.1, 14430.0], 'Union (Estrella)': [15.1, 14430.0]} | 144801 | 33213 | 0.23 | 111589 | 0.77 | 80159 | 0.55 |  |  | 61997 | 0.43 | 0.05 | 17712 | 0.12 | 7780 | 0.05 |  | 104091 | 0.72 | 491 | 0 | 58939 | 0.41 | 85863 | 21656 | 0.15 | 123145 | 43547 | 0.3 | 101255 | 75780 | 0.52 | 69022 | 66873 | 0.46 | 77928 | 1599 | 0.01 | 143202
145 | Grand Island | PGE NGBA | {'Shiloh III': [14.5, 8107.0], 'Lodi': [14.8, 19.0], 'Lambie': [14.9, 6817.0], 'Lambie Energy': [14.9, 6817.0], 'Birds Landing': [14.9, 8260.0], 'Live Oak': [15.2, 132.0], 'Collinsville': [16.9, 6334.0], 'Contra Costa PP': [17.7, 2598.0], 'Contra Costa': [19.2, 220.0]} | 152906 | 9888 | 0.06 | 143018 | 0.94 | 30739 | 0.2 |  |  | 109416 | 0.72 | 0.1 | 50554 | 0.33 | 72382 | 0.47 |  | 11833 | 0.08 | 0 | 0 | 11808 | 0.08 | 141098 | 22585 | 0.15 | 130321 | 24715 | 0.16 | 128191 | 33901 | 0.22 | 119005 | 431 | 0 | 152476 | 13620 | 0.09 | 139287
146 | Long Beach | SCE Metro | {'Harborgen': [0.9, 2131.0], 'Arcogen': [3.7, 2125.0], 'Hinson': [3.7, 2127.0], 'Alamitos': [7.2, 2095.0], 'Lighthipe': [8.5, 1814.0], 'Del Amo': [9.3, 1888.0], 'La Fresa': [9.5, 475.0], 'Redondo': [10.9, 10.0], 'Barre': [14.2, 2.0], 'Huntington Beach': [16.4, 2.0], 'Ellis': [17.1, 2.0]} | 5496 | 2123 | 0.39 | 3374 | 0.61 | 993 | 0.18 |  |  | 2870 | 0.52 | 0.29 | 0 | 0 | 0 | 0 |  | 0 | 0 | 0 | 0 | 0 | 0 | 5496 | 486 | 0.09 | 5010 | 3334 | 0.61 | 2163 | 3334 | 0.61 | 2163 | 0 | 0 | 5496 | 17 | 0 | 5479
147 | Coyote | PGE GBA | {'Metcalf 1': [0.3, 1769.0], 'Santa Teresa': [2.7, 976.0], 'Edenvale': [3.1, 944.0], 'Piercy': [4.0, 746.0], 'Swift': [7.6, 746.0], 'Evergreen': [7.7, 746.0], 'Morgan Hill': [8.2, 1064.0], 'Hicks': [8.5, 108.0], 'Stone': [8.8, 746.0], 'San Jose A': [11.3, 746.0], 'El Patio': [11.4, 95.0], 'San Jose B': [11.9, 746.0], 'FMC': [13.0, 631.0], 'Trimble': [14.9, 499.0], 'Scott': [15.7, 120.0], 'Los Esteros': [17.6, 136.0], 'Llagas': [18.2, 708.0]} | 30412 | 1809 | 0.06 | 28603 | 0.94 | 8593 | 0.28 |  |  | 16655 | 0.55 | 0.11 | 1099 | 0.04 | 589 | 0.02 |  | 26845 | 0.88 | 2046 | 0.07 | 24549 | 0.81 | 5863 | 7285 | 0.24 | 23127 | 11238 | 0.37 | 19174 | 25612 | 0.84 | 4800 | 17326 | 0.57 | 13086 | 1585 | 0.05 | 28827
148 | New Sub - Los Banos - Midway (Proposed) | PGE Fresno | {'Crescent': [4.5, 75605.0], 'Excelsior': [5.8, 67836.0], 'Schindler': [7.2, 67736.0], 'Cantua': [7.6, 43370.0], 'Helm': [7.9, 48972.0], 'Tranquility': [12.6, 18535.0], 'Mc Mullin': [14.9, 6226.0]} | 184011 | 90229 | 0.49 | 93782 | 0.51 | 44116 | 0.24 |  |  | 137205 | 0.75 | 0.07 | 107743 | 0.59 | 69063 | 0.38 |  | 511 | 0 | 0 | 0 | 30421 | 0.17 | 153590 | 5549 | 0.03 | 178462 | 9731 | 0.05 | 174280 | 33488 | 0.18 | 150523 | 0 | 0 | 184011 | 1015 | 0.01 | 182996
149 | Vista (SCE) | SCE Eastern | {'Vista (SCE)': [0.0, 434.0], 'Cardiff': [4.8, 358.0], 'San Bernardino': [5.3, 434.0], 'Wildlife': [9.4, 234.0], 'Rerc': [9.4, 234.0], 'El Casco': [14.7, 77.0]} | 13028 | 434 | 0.03 | 12593 | 0.97 | 75 | 0.01 |  |  | 4202 | 0.32 | 0.27 | 56 | 0 | 146 | 0.01 |  | 11117 | 0.85 | 381 | 0.03 | 5021 | 0.39 | 8006 | 7515 | 0.58 | 5513 | 10022 | 0.77 | 3005 | 12580 | 0.97 | 448 | 3982 | 0.31 | 9046 | 549 | 0.04 | 12478
150 | Fairway | PGE Kern | {'Divide': [5.7, 12613.0], 'Mesa': [6.8, 22737.0], 'Sisquoc': [6.9, 19297.0], 'Callender': [12.3, 8777.0], 'Oceano': [15.3, 4194.0], 'Cabrillo': [18.6, 1170.0]} | 111439 | 28372 | 0.25 | 83067 | 0.75 | 37747 | 0.34 |  |  | 67507 | 0.61 | 0.09 | 16530 | 0.15 | 33750 | 0.3 |  | 18812 | 0.17 | 0 | 0 | 8605 | 0.08 | 102834 | 7700 | 0.07 | 103739 | 28370 | 0.25 | 83069 | 32908 | 0.3 | 78531 | 18082 | 0.16 | 93357 | 6547 | 0.06 | 104892
151 | Pisgah | SCE NOL | {} | 12230 | 1110 | 0.09 | 11120 | 0.91 | 6900 | 0.56 |  |  | 5294 | 0.43 | 0.03 | 0 | 0 | 0 | 0 |  | 0 | 0 | 0 | 0 | 6535 | 0.53 | 5695 | 9047 | 0.74 | 3183 | 10059 | 0.82 | 2171 | 10586 | 0.87 | 1644 | 6389 | 0.52 | 5841 | 86 | 0.01 | 12144
152 | Sloan Canyon | SCE EOP | {'Eldorado': [5.3, 23518.0], 'Mead': [11.1, 10609.0]} | 66142 | 26501 | 0.4 | 39641 | 0.6 | 0 | 0 |  |  | 0 | 0 | 0 | 0 | 0 | 0 | 0 |  | 0 | 0 | 0 | 0 | 0 | 0 | 66142 | 0 | 0 | 66142 | 0 | 0 | 66142 | 0 | 0 | 66142 | 0 | 0 | 66142 | 0 | 0 | 66142
153 | Templeton | PGE Kern | {'Estrella': [7.3, 40079.0], 'Union (Estrella)': [7.3, 40079.0], 'Morro Bay': [16.0, 356.0]} | 141393 | 53098 | 0.38 | 88295 | 0.62 | 3881 | 0.03 |  |  | 104089 | 0.74 | 0.16 | 25923 | 0.18 | 10087 | 0.07 |  | 68371 | 0.48 | 4752 | 0.03 | 20606 | 0.15 | 120787 | 28601 | 0.2 | 112792 | 48506 | 0.34 | 92887 | 56166 | 0.4 | 85227 | 28887 | 0.2 | 112506 | 4329 | 0.03 | 137064
154 | Palomar Energy | SDGE Imperial | {'Cannon': [2.8, 300.0], 'Encina': [2.9, 241.0], 'Shadowridge': [3.1, 679.0], 'San Marcos': [5.2, 665.0], 'Ocean Ranch': [6.1, 136.0], 'Melrose': [6.1, 507.0], 'San Luis Rey': [6.7, 135.0], 'Escondido': [9.9, 651.0], 'Artesian': [11.3, 555.0], 'North City Metering': [12.0, 377.0], 'Pendleton': [13.2, 49.0], 'Monserate': [14.6, 104.0], 'Penasquitos': [14.7, 3.0], 'Lilac': [14.7, 104.0], 'Chicarita': [15.4, 448.0], 'Valley Center': [17.2, 38.0], 'Avocado': [18.4, 4.0], 'Pala': [19.1, 15.0]} | 4997 | 681 | 0.14 | 4316 | 0.86 | 31 | 0.01 |  |  | 1139 | 0.23 | 0.3 | 372 | 0.07 | 145 | 0.03 |  | 1478 | 0.3 | 0 | 0 | 2083 | 0.42 | 2914 | 1223 | 0.24 | 3774 | 739 | 0.15 | 4258 | 3010 | 0.6 | 1987 | 540 | 0.11 | 4457 | 402 | 0.08 | 4595
155 | Sisquoc | PGE Kern | {'Fairway': [6.9, 19297.0], 'Divide': [7.5, 12694.0], 'Mesa': [11.4, 14373.0], 'Cabrillo': [17.4, 1600.0], 'Callender': [18.5, 608.0]} | 129739 | 28431 | 0.22 | 101308 | 0.78 | 66200 | 0.51 |  |  | 59779 | 0.46 | 0.07 | 13850 | 0.11 | 22049 | 0.17 |  | 28126 | 0.22 | 1626 | 0.01 | 26534 | 0.2 | 103205 | 11428 | 0.09 | 118311 | 46328 | 0.36 | 83411 | 58765 | 0.45 | 70974 | 35635 | 0.27 | 94104 | 5259 | 0.04 | 124480
156 | Alberhill | SCE Eastern | {'Lee Lake (Proposed)': [2.4, 5263.0], 'Valley': [14.7, 2075.0], 'Wildlife': [16.0, 47.0], 'Rerc': [16.0, 47.0]} | 30485 | 5973 | 0.2 | 24512 | 0.8 | 3806 | 0.12 |  |  | 9206 | 0.3 | 0.27 | 642 | 0.02 | 93 | 0 |  | 18102 | 0.59 | 7341 | 0.24 | 11018 | 0.36 | 19467 | 7544 | 0.25 | 22940 | 13950 | 0.46 | 16535 | 21768 | 0.71 | 8717 | 9373 | 0.31 | 21112 | 3011 | 0.1 | 27474
157 | Sanger | PGE Fresno | {'Malaga': [6.4, 17905.0], 'McCall': [6.9, 18490.0], 'California Ave': [8.5, 13953.0], 'Clovis': [9.1, 13799.0], 'Wahtoke': [10.8, 8553.0], 'West Fresno': [11.5, 5596.0], 'Bullard': [11.9, 4591.0], 'Ashlan': [13.3, 396.0], 'Reedley': [14.8, 3242.0], 'Kearney (New)': [15.0, 1332.0], 'Woodward': [15.2, 659.0], 'Kingsburg': [15.3, 2771.0]} | 110354 | 26980 | 0.24 | 83374 | 0.76 | 583 | 0.01 |  |  | 52299 | 0.47 | 0.25 | 23051 | 0.21 | 64313 | 0.58 |  | 14219 | 0.13 | 0 | 0 | 11779 | 0.11 | 98576 | 15636 | 0.14 | 94719 | 19432 | 0.18 | 90922 | 21591 | 0.2 | 88764 | 3033 | 0.03 | 107321 | 6147 | 0.06 | 104207
158 | Lammers | PGE GBA | {'GWF Tracy': [0.7, 2190.0], 'Tesla': [4.7, 1761.0], 'Midway Green Ridge Services': [6.0, 1703.0], 'Kasson': [7.7, 2279.0], 'Tracy': [8.1, 1703.0], 'Kelso': [9.0, 1646.0], 'Delta PP': [9.9, 993.0], 'Delta Pumps': [9.9, 995.0], 'Windmaster': [10.8, 404.0], 'Altamont': [11.1, 247.0], 'Altamont Midway (Sandhill)': [11.1, 255.0], 'Vierra': [12.5, 127.0], 'Manteca': [15.1, 16.0], 'Westley': [17.4, 405.0], 'Ripon': [18.2, 0.0], 'New Sub - Westley - Quinto (Proposed)': [19.2, 1.0]} | 134504 | 2279 | 0.02 | 132224 | 0.98 | 38241 | 0.28 |  |  | 78083 | 0.58 | 0.2 | 7843 | 0.06 | 51712 | 0.38 |  | 62798 | 0.47 | 4569 | 0.03 | 79032 | 0.59 | 55471 | 51313 | 0.38 | 83191 | 51548 | 0.38 | 82956 | 86243 | 0.64 | 48260 | 33739 | 0.25 | 100764 | 5298 | 0.04 | 129206
159 | Chevmain | SCE Metro | {'El Segundo': [1.2, 60.0], 'El Nido': [1.8, 60.0], 'Redondo': [3.9, 57.0], 'La Fresa': [4.6, 57.0], 'Windsor': [7.0, 21.0], 'La Cienega': [7.0, 21.0], 'Arcogen': [10.8, 36.0]} | 254 | 59 | 0.23 | 195 | 0.77 | 10 | 0.04 |  |  | 34 | 0.13 | 0.26 | 0 | 0 | 0 | 0 |  | 0 | 0 | 0 | 0 | 10 | 0.04 | 244 | 100 | 0.39 | 154 | 174 | 0.68 | 80 | 184 | 0.72 | 70 | 0 | 0 | 254 | 0 | 0 | 254
160 | Telegraph Canyon | SDGE Imperial | {'Salt Creek': [3.4, 173.0], 'Miguel': [3.4, 185.0], 'Otay': [3.8, 211.0], 'Bay Boulevard': [5.0, 171.0], 'San Ysidro': [5.3, 201.0], 'Imperial Beach': [6.0, 171.0], 'Otay Mesa': [7.5, 49.0], 'Silvergate': [8.4, 164.0], 'Vine': [11.7, 161.0], 'Mission': [12.3, 158.0], 'Old Town': [13.5, 158.0], 'Point Loma': [14.5, 158.0]} | 8839 | 202 | 0.02 | 8637 | 0.98 | 840 | 0.1 |  |  | 4845 | 0.55 | 0.18 | 0 | 0 | 0 | 0 |  | 4885 | 0.55 | 0 | 0 | 576 | 0.07 | 8264 | 7136 | 0.81 | 1703 | 8301 | 0.94 | 539 | 8557 | 0.97 | 282 | 2772 | 0.31 | 6068 | 742 | 0.08 | 8097
161 | Grant | PGE GBA | {'San Leandro U': [2.8, 1568.0], 'Eastshore': [4.0, 1576.0], 'Mt Eden': [4.2, 1341.0], 'Mt. Eden': [4.2, 1341.0], 'Edes': [5.0, 1566.0], 'Castro Valley': [5.5, 1262.0], 'Oakland J': [7.0, 1526.0], 'Dumbarton': [9.7, 48.0], 'Oakland X': [10.1, 1520.0], 'Oakland C': [11.0, 1520.0], 'Oakland L': [11.4, 1512.0], 'Moraga': [12.3, 932.0], 'Burlingame': [12.4, 222.0], 'Ravenswood': [12.5, 264.0], 'Millbrae': [13.4, 222.0], 'SAN FRAN A (POTRERO PP)': [13.7, 893.0], 'Potrero': [13.7, 899.0], 'Martin': [13.8, 548.0], 'Cooley Landing': [13.9, 6.0], 'Jefferson': [16.4, 222.0], 'Sobrante': [16.5, 67.0], 'Menlo': [16.8, 33.0], 'El Cerrito G': [18.7, 40.0]} | 20137 | 1776 | 0.09 | 18361 | 0.91 | 3227 | 0.16 |  |  | 12555 | 0.62 | 0.81 | 0 | 0 | 0 | 0 |  | 11973 | 0.59 | 0 | 0 | 13047 | 0.65 | 7090 | 5392 | 0.27 | 14746 | 13135 | 0.65 | 7003 | 18010 | 0.89 | 2128 | 6744 | 0.33 | 13394 | 1553 | 0.08 | 18584
162 | East Marysville | PGE NGBA | {'Olivehurst': [5.1, 15077.0], 'Pease': [5.4, 8779.0], 'Bogue': [5.8, 15946.0], 'Greenleaf 1': [10.4, 5739.0], 'Sutter Power': [10.4, 5778.0], 'Honcut': [11.1, 3131.0], 'Rio Oso': [16.7, 5123.0], 'East Nicolaus': [17.7, 2015.0], 'Meridian': [18.6, 255.0]} | 115528 | 17443 | 0.15 | 98085 | 0.85 | 4226 | 0.04 |  |  | 85569 | 0.74 | 0.15 | 38195 | 0.33 | 53274 | 0.46 |  | 3455 | 0.03 | 0 | 0 | 49774 | 0.43 | 65753 | 7526 | 0.07 | 108001 | 21687 | 0.19 | 93840 | 66372 | 0.57 | 49156 | 2933 | 0.03 | 112595 | 12147 | 0.11 | 103380
163 | Caribou 2 | PGE NGBA | {'Caribou': [0.0, 17358.0], 'Belden': [7.7, 4100.0], 'Bucks Creek': [9.9, 1399.0], 'Grizzly': [15.4, 13.0], 'Rock Creek': [16.3, 13.0], 'Rock Creek 1': [16.3, 13.0]} | 67733 | 17483 | 0.26 | 50250 | 0.74 | 57068 | 0.84 |  |  | 10650 | 0.16 | 0.04 | 190 | 0 | 0 | 0 |  | 39077 | 0.58 | 16616 | 0.25 | 5715 | 0.08 | 62018 | 31448 | 0.46 | 36286 | 28585 | 0.42 | 39149 | 44076 | 0.65 | 23657 | 20796 | 0.31 | 46938 | 3371 | 0.05 | 64363
164 | Dixon Landing | PGE GBA | {'Los Esteros': [2.2, 1493.0], 'Nortech': [3.3, 1115.0], 'Newark': [4.6, 1184.0], 'Trimble': [5.3, 905.0], 'Scott': [5.9, 904.0], 'Fremont': [6.2, 1181.0], 'FMC': [7.7, 901.0], 'San Jose B': [8.2, 899.0], 'Whisman': [8.8, 6.0], 'San Jose A': [9.1, 899.0], 'Mountain View': [9.6, 6.0], 'Dumbarton': [10.2, 632.0], 'Stone': [11.1, 899.0], 'Cooley Landing': [11.3, 6.0], 'El Patio': [11.6, 112.0], 'Evergreen': [11.6, 899.0], 'Swift': [11.6, 899.0], 'Ravenswood': [12.0, 6.0], 'Piercy': [15.0, 264.0], 'Vineyard': [15.2, 933.0], 'Menlo': [15.4, 4.0], 'Mt Eden': [15.6, 110.0], 'Mt. Eden': [15.6, 110.0], 'Eastshore': [15.8, 33.0], 'Edenvale': [16.3, 264.0], 'Santa Teresa': [16.8, 264.0], 'Castro Valley': [18.0, 33.0], 'Metcalf 1': [19.0, 23.0], 'Los Positas': [19.8, 65.0], 'Las Positas': [19.8, 67.0]} | 21816 | 1833 | 0.08 | 19982 | 0.92 | 8544 | 0.39 |  |  | 11936 | 0.55 | 0.06 | 83 | 0 | 98 | 0 |  | 21197 | 0.97 | 0 | 0 | 12872 | 0.59 | 8944 | 9697 | 0.44 | 12118 | 11421 | 0.52 | 10394 | 14332 | 0.66 | 7484 | 13637 | 0.63 | 8178 | 1713 | 0.08 | 20103
165 | New Sub - Gates - Templeton (Proposed) | PGE Kern | {'New Sub - Gates - Templeton (Proposed)': [0.0, 20113.0], 'Avenal': [6.9, 17775.0], 'Gates': [8.5, 14598.0], 'Cal Flats': [13.3, 402.0]} | 137434 | 20110 | 0.15 | 117325 | 0.85 | 50646 | 0.37 |  |  | 85056 | 0.62 | 0.06 | 20459 | 0.15 | 34271 | 0.25 |  | 45414 | 0.33 | 0 | 0 | 76015 | 0.55 | 61420 | 7220 | 0.05 | 130215 | 26757 | 0.19 | 110677 | 88992 | 0.65 | 48442 | 42605 | 0.31 | 94830 | 1127 | 0.01 | 136307
166 | Westley | PGE Fresno | {'New Sub - Westley - Quinto (Proposed)': [0.1, 3285.0], 'Westley': [4.6, 1783.0], 'Salado': [8.0, 2147.0], 'Stanislaus Resource Recovery Facility': [10.4, 1933.0], 'Crow Creek': [11.2, 1882.0], 'Fink (Proposed)': [11.4, 1864.0], 'Crows Landing': [12.5, 1889.0], 'Kasson': [17.0, 45.0], 'Ripon': [17.3, 37.0], 'Lammers': [19.1, 6.0], 'Miller': [19.4, 168.0], 'GWF Tracy': [19.5, 6.0], 'Vierra': [19.7, 1.0], 'Manteca': [19.8, 4.0]} | 139998 | 3288 | 0.02 | 136710 | 0.98 | 37647 | 0.27 |  |  | 88492 | 0.63 | 0.1 | 6092 | 0.04 | 66540 | 0.48 |  | 54985 | 0.39 | 14209 | 0.1 | 107342 | 0.77 | 32656 | 24268 | 0.17 | 115730 | 35056 | 0.25 | 104942 | 111926 | 0.8 | 28072 | 50795 | 0.36 | 89203 | 4126 | 0.03 | 135872
167 | Antelope | SCE Northern | {'Rosamond': [12.8, 23229.0], 'Neenach': [12.9, 11315.0], 'Whirlwind': [14.2, 14655.0], 'Vincent': [17.4, 2596.0]} | 111126 | 49648 | 0.45 | 61477 | 0.55 | 5516 | 0.05 |  |  | 25471 | 0.23 | 0.58 | 3263 | 0.03 | 1193 | 0.01 |  | 19104 | 0.17 | 16987 | 0.15 | 2145 | 0.02 | 108981 | 36755 | 0.33 | 74371 | 38215 | 0.34 | 72911 | 46349 | 0.42 | 64777 | 22082 | 0.2 | 89044 | 3801 | 0.03 | 107324
168 | Atwater | PGE Fresno | {'Cressey': [4.9, 16784.0], 'Merced': [9.2, 833.0], 'Wilson': [12.2, 564.0], 'El Nido': [18.4, 341.0]} | 128950 | 20237 | 0.16 | 108713 | 0.84 | 11991 | 0.09 |  |  | 88587 | 0.69 | 0.14 | 50105 | 0.39 | 58313 | 0.45 |  | 16804 | 0.13 | 0 | 0 | 46722 | 0.36 | 82228 | 27519 | 0.21 | 101432 | 34610 | 0.27 | 94340 | 65239 | 0.51 | 63711 | 2306 | 0.02 | 126644 | 11576 | 0.09 | 117375
169 | Pine Flat | PGE Fresno | {'Balch': [14.1, 14.0], 'Balch 2': [14.2, 14.0], 'Balch 1': [14.6, 14.0]} | 102757 | 2113 | 0.02 | 100645 | 0.98 | 30493 | 0.3 |  |  | 59613 | 0.58 | 0.08 | 5286 | 0.05 | 4066 | 0.04 |  | 75473 | 0.73 | 2048 | 0.02 | 82037 | 0.8 | 20720 | 24568 | 0.24 | 78189 | 30556 | 0.3 | 72201 | 87962 | 0.86 | 14795 | 74380 | 0.72 | 28377 | 5962 | 0.06 | 96795
170 | Murray | SDGE Imperial | {'Spring Valley': [3.8, 2.0], 'Elliot': [4.1, 3.0], 'Elliott': [4.2, 3.0], 'Mission': [6.6, 3.0], 'Kearny': [6.9, 3.0], 'Mesa Heights': [8.2, 3.0], 'Silvergate': [9.6, 3.0], 'Vine': [9.7, 3.0], 'Old Town': [9.9, 3.0], 'Point Loma': [12.6, 3.0], 'Bay Boulevard': [13.3, 3.0], 'Imperial Beach': [15.0, 0.0]} | 3105 | 3 | 0 | 3102 | 1 | 26 | 0.01 |  |  | 1136 | 0.37 | 0.32 | 5 | 0 | 0 | 0 |  | 2191 | 0.71 | 502 | 0.16 | 2156 | 0.69 | 950 | 2544 | 0.82 | 561 | 1856 | 0.6 | 1249 | 3081 | 0.99 | 24 | 902 | 0.29 | 2204 | 195 | 0.06 | 2911
171 | Lathrop | SCE EOP | {'Jackass (DOE)': [9.0, 8298.0], 'Valley Switch': [9.4, 40509.0], 'Valley (VEA)': [11.3, 43177.0]} | 124497 | 52791 | 0.42 | 71705 | 0.58 | 0 | 0 |  |  | 0 | 0 | 0 | 0 | 0 | 0 | 0 |  | 0 | 0 | 0 | 0 | 0 | 0 | 124497 | 0 | 0 | 124497 | 0 | 0 | 124497 | 0 | 0 | 124497 | 0 | 0 | 124497 | 0 | 0 | 124497
172 | Semitropic | PGE Kern | {'Charca': [6.3, 14043.0], 'Ganso': [7.0, 12207.0], 'Goose Lake': [7.9, 9309.0], 'Smyrna': [8.2, 12342.0], 'Shafter': [9.0, 7050.0], 'Famoso': [13.1, 532.0], 'Midway': [13.7, 3372.0], 'Rio Bravo': [14.8, 1597.0], 'Lerdo': [17.4, 239.0], 'Tupman': [19.5, 111.0]} | 155338 | 19112 | 0.12 | 136227 | 0.88 | 16858 | 0.11 |  |  | 132513 | 0.85 | 0.09 | 45009 | 0.29 | 93284 | 0.6 |  | 3934 | 0.03 | 0 | 0 | 35947 | 0.23 | 119391 | 4656 | 0.03 | 150683 | 49902 | 0.32 | 105436 | 78914 | 0.51 | 76425 | 319 | 0 | 155020 | 8693 | 0.06 | 146646
173 | Hopland | PGE NGBA | {'Hartley': [10.8, 5996.0], 'Ukiah': [13.2, 2967.0], 'Calpella': [16.7, 1595.0], 'Eagle Rock': [17.6, 24.0], 'Konocti': [18.4, 82.0]} | 91906 | 10505 | 0.11 | 81401 | 0.89 | 3784 | 0.04 |  |  | 80786 | 0.88 | 0.09 | 2831 | 0.03 | 5187 | 0.06 |  | 40648 | 0.44 | 45219 | 0.49 | 65023 | 0.71 | 26883 | 26087 | 0.28 | 65819 | 37402 | 0.41 | 54504 | 71880 | 0.78 | 20026 | 39815 | 0.43 | 52091 | 1421 | 0.02 | 90485
174 | Point Loma | SDGE Imperial | {'Old Town': [2.9, 1060.0], 'Vine': [3.2, 1060.0], 'Silvergate': [6.1, 1017.0], 'Mission': [6.3, 1059.0], 'Mesa Heights': [7.5, 833.0], 'Kearny': [8.6, 832.0], 'Elliott': [9.8, 760.0], 'Elliot': [9.9, 758.0], 'Bay Boulevard': [12.2, 695.0], 'Penasquitos': [12.3, 56.0], 'Murray': [12.6, 3.0], 'Spring Valley': [13.4, 69.0], 'Imperial Beach': [13.5, 408.0], 'Otay': [14.4, 167.0], 'Telegraph Canyon': [14.5, 158.0], 'North City Metering': [15.1, 42.0], 'Miguel': [15.1, 140.0], 'Salt Creek': [15.2, 127.0], 'San Ysidro': [17.3, 145.0]} | 5333 | 1040 | 0.19 | 4294 | 0.81 | 2792 | 0.52 |  |  | 272 | 0.05 | 0.21 | 0 | 0 | 0 | 0 |  | 0 | 0 | 0 | 0 | 51 | 0.01 | 5282 | 921 | 0.17 | 4413 | 4206 | 0.79 | 1127 | 4223 | 0.79 | 1111 | 0 | 0 | 5333 | 74 | 0.01 | 5259
175 | Whirlwind | SCE Northern | {'Neenach': [6.9, 39706.0], 'Rosamond': [11.2, 22046.0], 'Antelope': [14.2, 14655.0], 'Windhub': [15.0, 2622.0], 'Highwind': [17.0, 352.0]} | 148368 | 56815 | 0.38 | 91554 | 0.62 | 12989 | 0.09 |  |  | 44482 | 0.3 | 0.39 | 3000 | 0.02 | 2582 | 0.02 |  | 12963 | 0.09 | 181 | 0 | 33671 | 0.23 | 114697 | 58145 | 0.39 | 90224 | 33271 | 0.22 | 115097 | 81720 | 0.55 | 66648 | 28392 | 0.19 | 119976 | 717 | 0 | 147651
176 | Gould | SCE Metro | {'Eagle Rock': [4.9, 200.0], 'Windsor': [18.5, 3.0], 'La Cienega': [18.8, 3.0]} | 378 | 241 | 0.64 | 137 | 0.36 | 4 | 0.01 |  |  | 245 | 0.65 | 0.14 | 0 | 0 | 0 | 0 |  | 90 | 0.24 | 38 | 0.1 | 0 | 0 | 378 | 0 | 0 | 378 | 15 | 0.04 | 363 | 15 | 0.04 | 363 | 83 | 0.22 | 296 | 91 | 0.24 | 287
177 | Burney Forest | PGE NGBA | {'Burney Forest Power': [0.0, 45596.0], 'Carberry': [2.4, 41458.0], 'New Sub - Pit 1 - Cottonwood (Proposed)': [6.7, 26316.0], 'Pit 3': [8.5, 18857.0], 'Pit 4': [10.3, 11729.0], 'Cove Road': [11.1, 10395.0], 'Round Mt.': [12.5, 6166.0], 'Pit 1': [13.7, 10578.0], 'James B Black': [15.7, 554.0]} | 131475 | 45597 | 0.35 | 85878 | 0.65 | 76394 | 0.58 |  |  | 53932 | 0.41 | 0.05 | 6165 | 0.05 | 33 | 0 |  | 68869 | 0.52 | 0 | 0 | 56087 | 0.43 | 75388 | 9295 | 0.07 | 122180 | 8448 | 0.06 | 123027 | 62478 | 0.48 | 68997 | 32339 | 0.25 | 99136 | 10658 | 0.08 | 120817
178 | GWF Hanford | PGE Fresno | {'Guernsey': [3.1, 78569.0], 'Lemoore': [8.8, 37040.0], 'Waukena': [9.9, 44055.0], 'Leprino': [10.5, 41511.0], 'Corcoran': [12.2, 27747.0], 'Henrietta': [14.3, 20958.0], 'Mustang': [15.3, 16860.0], 'Kingsburg': [15.6, 7568.0]} | 164045 | 89298 | 0.54 | 74746 | 0.46 | 8873 | 0.05 |  |  | 133562 | 0.81 | 0.12 | 80586 | 0.49 | 58869 | 0.36 |  | 0 | 0 | 0 | 0 | 912 | 0.01 | 163133 | 2641 | 0.02 | 161404 | 16894 | 0.1 | 147150 | 16978 | 0.1 | 147067 | 674 | 0 | 163370 | 6440 | 0.04 | 157604
179 | San Ramon | PGE GBA | {'Tassajara': [4.1, 1520.0], 'North Dublin': [4.2, 1596.0], 'Vineyard': [6.8, 1596.0], 'Castro Valley': [7.8, 30.0], 'Cayetano': [8.9, 1569.0], 'Los Positas': [11.4, 1566.0], 'Las Positas': [11.4, 1566.0], 'Vasco': [12.2, 1557.0], 'Altamont Midway (Sandhill)': [14.0, 1446.0], 'Altamont': [14.0, 1451.0], 'Fremont': [14.2, 75.0], 'Windmaster': [16.4, 1109.0], 'Delta Pumps': [17.5, 422.0], 'Delta PP': [17.5, 423.0], 'Kelso': [18.4, 0.0], 'Midway Green Ridge Services': [19.0, 31.0]} | 41173 | 1596 | 0.04 | 39577 | 0.96 | 2803 | 0.07 |  |  | 33869 | 0.82 | 0.16 | 1657 | 0.04 | 50 | 0 |  | 38586 | 0.94 | 885 | 0.02 | 21141 | 0.51 | 20032 | 14719 | 0.36 | 26454 | 28275 | 0.69 | 12898 | 36021 | 0.87 | 5152 | 17323 | 0.42 | 23850 | 2937 | 0.07 | 38236
180 | Stanislaus | PGE Fresno | {'Crow Creek': [0.9, 10915.0], 'Fink (Proposed)': [1.1, 9477.0], 'Salado': [2.5, 9616.0], 'Crows Landing': [3.0, 11782.0], 'Miller': [9.3, 4538.0], 'New Sub - Westley - Quinto (Proposed)': [10.3, 1965.0], 'Westley': [13.9, 426.0], 'Quinto': [18.9, 24.0]} | 147889 | 11830 | 0.08 | 136059 | 0.92 | 42684 | 0.29 |  |  | 89983 | 0.61 | 0.1 | 16322 | 0.11 | 59638 | 0.4 |  | 66886 | 0.45 | 5105 | 0.03 | 74034 | 0.5 | 73855 | 17724 | 0.12 | 130165 | 31071 | 0.21 | 116818 | 88176 | 0.6 | 59713 | 52548 | 0.36 | 95341 | 5311 | 0.04 | 142578
181 | Magunden | SCE Northern | {'Columbus': [2.8, 8389.0], 'Cal Water': [4.4, 8078.0], 'Casaloma': [4.8, 7846.0], 'Bakersfield': [5.0, 6036.0], 'Unknown - 3327': [5.5, 10582.0], 'Lamont': [5.6, 10581.0], 'West Park': [6.7, 4414.0], 'Panama': [7.2, 6127.0], 'Sycamore': [7.4, 3156.0], 'Kern Oil': [7.8, 2206.0], 'Grimmway-Malaga': [8.6, 10587.0], 'Stockdale': [8.7, 4564.0], 'Rosedale': [8.8, 2510.0], 'Kern Power': [9.9, 1497.0], 'Tevis': [12.0, 1254.0], 'Renfro': [13.7, 6.0], 'Old River': [14.6, 1923.0], 'Wheeler Ridge': [19.2, 879.0]} | 96408 | 10622 | 0.11 | 85786 | 0.89 | 6049 | 0.06 |  |  | 80413 | 0.83 | 0.11 | 5299 | 0.05 | 38139 | 0.4 |  | 22035 | 0.23 | 0 | 0 | 44259 | 0.46 | 52149 | 17145 | 0.18 | 79263 | 28553 | 0.3 | 67854 | 52291 | 0.54 | 44117 | 14025 | 0.15 | 82383 | 852 | 0.01 | 95555
182 | Alamitos | SCE Metro | {'Del Amo': [5.8, 1888.0], 'Long Beach': [7.2, 2095.0], 'Barre': [7.4, 2.0], 'Harborgen': [7.4, 2095.0], 'Hinson': [8.0, 2095.0], 'Arcogen': [9.0, 2093.0], 'Lighthipe': [9.1, 1814.0], 'Ellis': [10.5, 2.0], 'Huntington Beach': [10.8, 2.0], 'La Fresa': [15.2, 464.0], 'Redondo': [17.5, 1.0]} | 7220 | 2086 | 0.29 | 5134 | 0.71 | 1015 | 0.14 |  |  | 2673 | 0.37 | 0.67 | 0 | 0 | 0 | 0 |  | 0 | 0 | 0 | 0 | 0 | 0 | 7220 | 579 | 0.08 | 6641 | 5113 | 0.71 | 2106 | 5113 | 0.71 | 2106 | 0 | 0 | 7220 | 34 | 0 | 7185
183 | Valley Springs | PGE GBA | {'Clay': [12.7, 163.0], 'Rancho Seco - Bellota (Proposed)': [13.8, 35.0], 'Camanche': [14.0, 52.0]} | 79295 | 614 | 0.01 | 78681 | 0.99 | 5090 | 0.06 |  |  | 50854 | 0.64 | 0.14 | 805 | 0.01 | 56 | 0 |  | 57515 | 0.73 | 1043 | 0.01 | 73372 | 0.93 | 5922 | 13597 | 0.17 | 65698 | 29764 | 0.38 | 49531 | 75528 | 0.95 | 3767 | 48873 | 0.62 | 30422 | 3209 | 0.04 | 76086
184 | Blythe | SCE Eastern | {'Colorado River': [12.5, 10949.0]} | 122750 | 26814 | 0.22 | 95936 | 0.78 | 13040 | 0.11 |  |  | 88509 | 0.72 | 0.13 | 17085 | 0.14 | 50606 | 0.41 |  | 0 | 0 | 0 | 0 | 30988 | 0.25 | 91763 | 36987 | 0.3 | 85763 | 19908 | 0.16 | 102842 | 50809 | 0.41 | 71942 | 20757 | 0.17 | 101993 | 2987 | 0.02 | 119763
185 | Midway | PGE Kern | {'Ganso': [6.8, 15287.0], 'Tupman': [10.7, 8827.0], 'Shafter': [10.7, 10706.0], 'Rio Bravo': [11.0, 9874.0], 'Norco': [11.5, 2850.0], 'Temblor': [13.7, 25.0], 'Semitropic': [13.7, 3372.0], 'Goose Lake': [15.5, 2602.0], 'Charca': [15.9, 1816.0], 'Renfro': [16.2, 3951.0], 'Kernridge': [16.3, 32.0], '7th Standard': [18.1, 1353.0], 'Lerdo': [18.1, 1823.0], 'Famoso': [19.7, 9.0]} | 152212 | 16148 | 0.11 | 136064 | 0.89 | 34826 | 0.23 |  |  | 111747 | 0.73 | 0.1 | 27580 | 0.18 | 78240 | 0.51 |  | 2245 | 0.01 | 0 | 0 | 23541 | 0.15 | 128671 | 26309 | 0.17 | 125903 | 96630 | 0.63 | 55582 | 101896 | 0.67 | 50316 | 1632 | 0.01 | 150580 | 9505 | 0.06 | 142707
186 | Buena Vista | PGE GBA | {'Salinas': [2.3, 14790.0], 'Crazy Horse Canyon': [9.0, 9630.0], 'Moss Landing': [13.3, 6587.0]} | 88167 | 18363 | 0.21 | 69805 | 0.79 | 11620 | 0.13 |  |  | 66499 | 0.75 | 0.13 | 5212 | 0.06 | 44337 | 0.5 |  | 24507 | 0.28 | 1010 | 0.01 | 8957 | 0.1 | 79210 | 4383 | 0.05 | 83785 | 12851 | 0.15 | 75316 | 19183 | 0.22 | 68984 | 12929 | 0.15 | 75239 | 4206 | 0.05 | 83961
187 | Crows Landing | PGE Fresno | {'Crow Creek': [2.8, 11093.0], 'Stanislaus Resource Recovery Facility': [3.0, 11782.0], 'Fink (Proposed)': [3.1, 9529.0], 'Salado': [4.6, 11317.0], 'Miller': [8.8, 5085.0], 'New Sub - Westley - Quinto (Proposed)': [12.5, 1921.0], 'Westley': [15.5, 395.0], 'Quinto': [17.9, 45.0]} | 149580 | 22877 | 0.15 | 126703 | 0.85 | 28421 | 0.19 |  |  | 103197 | 0.69 | 0.12 | 28173 | 0.19 | 66883 | 0.45 |  | 50982 | 0.34 | 0 | 0 | 53001 | 0.35 | 96579 | 16405 | 0.11 | 133175 | 25179 | 0.17 | 124400 | 70255 | 0.47 | 79325 | 32651 | 0.22 | 116929 | 6214 | 0.04 | 143366
188 | Villa Park | SCE Metro | {'Serrano': [2.7, 465.0], 'Lewis': [3.7, 127.0], 'Johanna': [7.2, 348.0], 'Olinda': [10.4, 89.0], 'Santiago': [11.1, 348.0], 'Walnut': [14.9, 81.0], 'Viejo': [15.1, 224.0], 'Chino': [15.5, 42.0]} | 5085 | 463 | 0.09 | 4622 | 0.91 | 114 | 0.02 |  |  | 3998 | 0.79 | 0.13 | 4 | 0 | 2 | 0 |  | 3632 | 0.71 | 602 | 0.12 | 3348 | 0.66 | 1737 | 153 | 0.03 | 4931 | 272 | 0.05 | 4813 | 3724 | 0.73 | 1361 | 2316 | 0.46 | 2769 | 689 | 0.14 | 4395
189 | California Ave | PGE Fresno | {'Malaga': [2.8, 22792.0], 'West Fresno': [3.0, 18489.0], 'Ashlan': [6.2, 7021.0], 'Kearney (New)': [6.6, 13791.0], 'Bullard': [7.3, 6936.0], 'Sanger': [8.5, 13953.0], 'Clovis': [8.7, 9227.0], 'Fig Garden': [8.8, 4360.0], 'Figarden': [8.8, 4373.0], 'McCall': [10.2, 13471.0], 'Woodward': [12.3, 528.0], 'Herndon': [12.3, 2975.0], 'Gregg': [12.5, 2808.0], 'Mc Mullin': [15.2, 7826.0], 'Borden': [18.6, 282.0], 'Wahtoke': [18.6, 590.0], 'Kingsburg': [18.9, 331.0]} | 85701 | 27269 | 0.32 | 58432 | 0.68 | 588 | 0.01 |  |  | 41546 | 0.48 | 0.25 | 19194 | 0.22 | 58160 | 0.68 |  | 1882 | 0.02 | 0 | 0 | 0 | 0 | 85701 | 0 | 0 | 85701 | 0 | 0 | 85701 | 0 | 0 | 85701 | 0 | 0 | 85701 | 233 | 0 | 85468
190 | Calpella | PGE NGBA | {'Mendocino': [3.7, 13018.0], 'Ukiah': [3.8, 11093.0], 'Hartley': [16.2, 269.0], 'Hopland': [16.7, 1595.0]} | 82424 | 14758 | 0.18 | 67666 | 0.82 | 793 | 0.01 |  |  | 66221 | 0.8 | 0.11 | 2207 | 0.03 | 6403 | 0.08 |  | 51948 | 0.63 | 6210 | 0.08 | 17999 | 0.22 | 64424 | 31086 | 0.38 | 51338 | 37668 | 0.46 | 44755 | 51669 | 0.63 | 30754 | 40833 | 0.5 | 41591 | 1370 | 0.02 | 81053
191 | Tevis | PGE Kern | {'Stockdale': [3.4, 10650.0], 'Kern Power': [4.6, 6695.0], 'Rosedale': [4.9, 6835.0], 'Renfro': [5.1, 4478.0], 'West Park': [6.2, 5658.0], 'Panama': [6.2, 9262.0], 'Casaloma': [7.2, 6362.0], 'Old River': [7.9, 9772.0], 'Tupman': [8.3, 2009.0], '7th Standard': [8.4, 2019.0], 'Bakersfield': [8.4, 3941.0], 'Norco': [10.4, 2421.0], 'Kern Oil': [10.4, 2444.0], 'Rio Bravo': [11.3, 1983.0], 'Columbus': [11.9, 1136.0], 'Magunden': [12.0, 1254.0], 'Sycamore': [12.1, 2094.0], 'Lerdo': [12.6, 1983.0], 'Cal Water': [14.6, 1107.0], 'Unknown - 3327': [15.0, 1656.0], 'Lamont': [15.1, 1596.0], 'Grimmway-Malaga': [15.8, 1869.0], 'Midway - Wheeler Ridge (Proposed)': [15.8, 2713.0], 'Lakeview': [15.8, 4648.0], 'Mt Poso': [15.9, 1477.0], 'Shafter': [17.2, 856.0], 'Copus': [17.8, 1085.0], 'Wheeler Ridge': [18.2, 762.0]} | 105149 | 12674 | 0.12 | 92475 | 0.88 | 10313 | 0.1 |  |  | 79742 | 0.76 | 0.19 | 14823 | 0.14 | 55881 | 0.53 |  | 4759 | 0.05 | 0 | 0 | 27039 | 0.26 | 78111 | 33011 | 0.31 | 72139 | 57520 | 0.55 | 47629 | 59864 | 0.57 | 45285 | 8 | 0 | 105142 | 12142 | 0.12 | 93008
192 | Cal Water | PGE Kern | {'Columbus': [2.7, 13798.0], 'Magunden': [4.4, 8078.0], 'Sycamore': [5.4, 9728.0], 'Bakersfield': [6.3, 10487.0], 'Kern Oil': [6.8, 8778.0], 'Casaloma': [7.9, 5909.0], 'West Park': [8.5, 6490.0], 'Unknown - 3327': [8.9, 8078.0], 'Lamont': [9.0, 8078.0], 'Poso Mt.': [10.1, 6572.0], 'Rosedale': [10.4, 4278.0], 'Panama': [11.1, 3856.0], 'Kern Power': [11.4, 2909.0], 'Stockdale': [11.9, 2823.0], 'Grimmway-Malaga': [12.4, 8078.0], '7th Standard': [12.9, 4174.0], 'Mt Poso': [13.2, 6572.0], 'Tevis': [14.6, 1107.0], 'Lerdo': [15.1, 5190.0], 'Old River': [18.6, 199.0]} | 110174 | 14647 | 0.13 | 95527 | 0.87 | 20191 | 0.18 |  |  | 81207 | 0.74 | 0.08 | 1872 | 0.02 | 18502 | 0.17 |  | 53065 | 0.48 | 0 | 0 | 75871 | 0.69 | 34303 | 23567 | 0.21 | 86607 | 34105 | 0.31 | 76069 | 76350 | 0.69 | 33825 | 36863 | 0.33 | 73311 | 2013 | 0.02 | 108162
193 | Boulevard East | SDGE Imperial | {'Carrizo Gorge': [4.2, 25399.0], 'Crestwood': [5.4, 25673.0], 'East County': [9.3, 4708.0], 'Cameron': [12.5, 14313.0], 'Suncrest - Ocotillo (Proposed)': [13.7, 12905.0], 'Ocotillo Express': [14.4, 929.0]} | 72197 | 27164 | 0.38 | 45033 | 0.62 | 16168 | 0.22 |  |  | 43901 | 0.61 | 0.11 | 16 | 0 | 95 | 0 |  | 24795 | 0.34 | 38166 | 0.53 | 7637 | 0.11 | 64561 | 7229 | 0.1 | 64968 | 20454 | 0.28 | 51743 | 28576 | 0.4 | 43621 | 21162 | 0.29 | 51036 | 1113 | 0.02 | 71084
194 | Margarita | SDGE Imperial | {'Rancho Mission Viejo': [2.4, 1757.0], 'Trabuco': [2.7, 1451.0], 'Q1806': [3.0, 1637.0], 'Capistrano': [3.4, 1842.0], 'Talega': [7.5, 1741.0], 'North of SONGS': [7.6, 1730.0], 'Viejo': [8.2, 648.0], 'Santiago': [11.3, 190.0], 'San Onofre': [13.2, 355.0], 'Johanna': [17.1, 188.0]} | 16504 | 1941 | 0.12 | 14562 | 0.88 | 1183 | 0.07 |  |  | 11542 | 0.7 | 0.49 | 190 | 0.01 | 3 | 0 |  | 4770 | 0.29 | 10449 | 0.63 | 4532 | 0.27 | 11972 | 10321 | 0.63 | 6183 | 10889 | 0.66 | 5614 | 12876 | 0.78 | 3627 | 8851 | 0.54 | 7653 | 1188 | 0.07 | 15316
195 | Escondido | SDGE Imperial | {'San Marcos': [4.6, 1457.0], 'Shadowridge': [7.1, 1397.0], 'Artesian': [7.3, 1053.0], 'Lilac': [9.0, 8681.0], 'Valley Center': [9.2, 8735.0], 'Melrose': [9.6, 1218.0], 'Palomar Airport': [9.9, 651.0], 'Chicarita': [11.6, 950.0], 'Ocean Ranch': [11.8, 685.0], 'Cannon': [12.5, 261.0], 'Encina': [12.6, 201.0], 'North City Metering': [13.1, 473.0], 'Pomerado': [13.7, 503.0], 'San Luis Rey': [13.9, 598.0], 'Scripps': [14.9, 315.0], 'Sycamore Canyon': [15.3, 503.0], 'Penasquitos': [15.5, 101.0], 'Monserate': [15.7, 636.0], 'Pala': [15.9, 3529.0], 'Creelman': [16.9, 382.0], 'Pendleton': [17.9, 307.0], 'Avocado': [19.2, 232.0]} | 34454 | 9906 | 0.29 | 24548 | 0.71 | 21 | 0 |  |  | 9342 | 0.27 | 0.38 | 4312 | 0.13 | 1015 | 0.03 |  | 16191 | 0.47 | 9206 | 0.27 | 16793 | 0.49 | 17661 | 5177 | 0.15 | 29276 | 9851 | 0.29 | 24603 | 20345 | 0.59 | 14109 | 4888 | 0.14 | 29566 | 2458 | 0.07 | 31996
196 | Manning | PGE Fresno | {'Manning': [0.0, 16905.0], 'Panoche': [4.4, 16282.0], 'Cheney': [4.6, 16771.0], 'Hammonds': [9.0, 8490.0], 'Tranquility': [10.4, 14096.0], 'Mendota': [11.7, 12687.0], 'Cantua': [17.9, 19.0]} | 123664 | 16905 | 0.14 | 106759 | 0.86 | 24223 | 0.2 |  |  | 98060 | 0.79 | 0.06 | 20842 | 0.17 | 66077 | 0.53 |  | 13785 | 0.11 | 0 | 0 | 44284 | 0.36 | 79380 | 13790 | 0.11 | 109874 | 31265 | 0.25 | 92399 | 53948 | 0.44 | 69716 | 23361 | 0.19 | 100303 | 548 | 0 | 123116
197 | Oakland C | PGE GBA | {'Oakland L': [1.0, 3814.0], 'Oakland X': [2.8, 3351.0], 'Oakland J': [4.4, 3155.0], 'Edes': [6.3, 2875.0], 'SAN FRAN A (POTRERO PP)': [6.4, 2776.0], 'Potrero': [6.4, 2780.0], 'Moraga': [7.4, 2366.0], 'El Cerrito G': [8.3, 2214.0], 'Sobrante': [8.5, 1456.0], 'San Leandro U': [9.5, 1573.0], 'Martin': [9.5, 2159.0], 'Richmond R': [10.1, 1835.0], 'Grant': [11.0, 1520.0], 'Standard Oil': [12.2, 802.0], 'Standard Oil 2': [12.3, 799.0], 'San Pablo': [13.4, 691.0], 'Castro Valley': [14.1, 1214.0], 'Millbrae': [14.6, 75.0], 'Christie': [14.8, 169.0], 'Eastshore': [15.0, 1336.0], 'Burlingame': [15.1, 44.0], 'Mt Eden': [15.1, 1292.0], 'Mt. Eden': [15.1, 1292.0]} | 12567 | 3802 | 0.3 | 8766 | 0.7 | 3356 | 0.27 |  |  | 4870 | 0.39 | 0.3 | 0 | 0 | 0 | 0 |  | 1190 | 0.09 | 0 | 0 | 4536 | 0.36 | 8031 | 4911 | 0.39 | 7657 | 8000 | 0.64 | 4568 | 8441 | 0.67 | 4127 | 1005 | 0.08 | 11563 | 543 | 0.04 | 12024
198 | Barre | SCE Metro | {'Del Amo': [7.1, 2.0], 'Alamitos': [7.4, 2.0], 'Ellis': [8.9, 2.0], 'Huntington Beach': [11.3, 2.0], 'Hinson': [13.8, 2.0], 'Long Beach': [14.2, 2.0], 'Harborgen': [14.2, 2.0]} | 2150 | 2 | 0 | 2148 | 1 | 40 | 0.02 |  |  | 55 | 0.03 | 0.64 | 0 | 0 | 0 | 0 |  | 0 | 0 | 0 | 0 | 0 | 0 | 2150 | 579 | 0.27 | 1571 | 2140 | 1 | 9 | 2140 | 1 | 9 | 0 | 0 | 2150 | 27 | 0.01 | 2122
199 | Ransburg | SCE NOL | {} | 8023 | 2861 | 0.36 | 5162 | 0.64 | 406 | 0.05 |  |  | 4419 | 0.55 | 0.19 | 0 | 0 | 0 | 0 |  | 0 | 0 | 0 | 0 | 3871 | 0.48 | 4152 | 1 | 0 | 8022 | 0 | 0 | 8023 | 3871 | 0.48 | 4151 | 3275 | 0.41 | 4747 | 4 | 0 | 8019
200 | Charca | PGE Kern | {'Semitropic': [6.3, 14043.0], 'Shafter': [6.6, 8164.0], 'Famoso': [6.8, 3197.0], 'Ganso': [10.2, 9661.0], 'Smyrna': [10.5, 10097.0], 'Rio Bravo': [12.1, 2871.0], 'Lerdo': [12.2, 1333.0], 'Goose Lake': [14.2, 6550.0], 'Mt Poso': [14.3, 756.0], 'Midway': [15.9, 1816.0], '7th Standard': [16.0, 820.0], 'Renfro': [17.8, 593.0], 'Tupman': [17.9, 737.0]} | 171331 | 17881 | 0.1 | 153450 | 0.9 | 19718 | 0.12 |  |  | 144579 | 0.84 | 0.09 | 26674 | 0.16 | 135160 | 0.79 |  | 5919 | 0.03 | 0 | 0 | 46639 | 0.27 | 124692 | 113 | 0 | 171218 | 23277 | 0.14 | 148054 | 64091 | 0.37 | 107240 | 219 | 0 | 171112 | 1301 | 0.01 | 170029
201 | Thermalito | PGE NGBA | {'Table Mt.': [2.9, 7222.0], 'Wyandotte': [5.1, 1001.0], 'Palermo': [7.4, 985.0], 'Honcut': [13.6, 127.0], 'POE': [16.9, 16.0]} | 111746 | 10293 | 0.09 | 101453 | 0.91 | 12897 | 0.12 |  |  | 80750 | 0.72 | 0.12 | 61333 | 0.55 | 7528 | 0.07 |  | 41284 | 0.37 | 0 | 0 | 73548 | 0.66 | 38198 | 20286 | 0.18 | 91460 | 57209 | 0.51 | 54537 | 100023 | 0.9 | 11724 | 18483 | 0.17 | 93263 | 21390 | 0.19 | 90357
202 | Live Oak | PGE GBA | {'Cosumnes': [11.1, 9939.0], 'Rancho Seco': [11.3, 9355.0], 'Lodi': [13.6, 3612.0], 'Lockeford': [13.7, 9121.0], 'Grand Island': [15.2, 132.0], 'Eight Mile': [15.4, 1092.0], 'Camanche': [16.1, 5690.0], 'Granite': [18.8, 472.0], 'Stagg': [19.7, 23.0], 'Rancho Seco - Bellota (Proposed)': [19.7, 234.0]} | 135595 | 31433 | 0.23 | 104162 | 0.77 | 2924 | 0.02 |  |  | 83480 | 0.62 | 0.22 | 56920 | 0.42 | 44654 | 0.33 |  | 7993 | 0.06 | 0 | 0 | 35872 | 0.26 | 99723 | 17474 | 0.13 | 118121 | 31180 | 0.23 | 104415 | 55004 | 0.41 | 80591 | 842 | 0.01 | 134753 | 16676 | 0.12 | 118919
203 | Hammonds | PGE Fresno | {'Panoche': [4.8, 20977.0], 'Cheney': [7.2, 16156.0], 'Mendota': [7.9, 34882.0], 'Manning': [9.0, 8502.0], 'Oro Loma': [11.9, 30068.0], 'Tranquility': [14.2, 9392.0], 'Newhall': [18.2, 5641.0], 'Dos Amigos': [18.9, 300.0], 'Mercy Springs': [19.2, 150.0]} | 168680 | 51490 | 0.31 | 117190 | 0.69 | 12669 | 0.08 |  |  | 153714 | 0.91 | 0.07 | 57186 | 0.34 | 97714 | 0.58 |  | 19074 | 0.11 | 0 | 0 | 16102 | 0.1 | 152578 | 7605 | 0.05 | 161075 | 31836 | 0.19 | 136844 | 42030 | 0.25 | 126650 | 4286 | 0.03 | 164394 | 693 | 0 | 167987
204 | Westley | PGE Fresno | {'New Sub - Westley - Quinto (Proposed)': [4.6, 1778.0], 'Westley': [4.6, 1783.0], 'Salado': [11.4, 825.0], 'Ripon': [12.7, 776.0], 'Kasson': [13.7, 553.0], 'Stanislaus Resource Recovery Facility': [13.9, 426.0], 'Crow Creek': [14.8, 375.0], 'Fink (Proposed)': [15.0, 356.0], 'Crows Landing': [15.5, 395.0], 'Manteca': [15.5, 484.0], 'Vierra': [15.6, 310.0], 'Lammers': [17.4, 405.0], 'GWF Tracy': [17.9, 316.0], 'Avena': [20.1, 4.0]} | 147900 | 3353 | 0.02 | 144547 | 0.98 | 17386 | 0.12 |  |  | 109125 | 0.74 | 0.12 | 11746 | 0.08 | 92259 | 0.62 |  | 34759 | 0.24 | 4840 | 0.03 | 100321 | 0.68 | 47579 | 34742 | 0.23 | 113157 | 39759 | 0.27 | 108141 | 110799 | 0.75 | 37101 | 25416 | 0.17 | 122483 | 5754 | 0.04 | 142145
205 | Smyrna | PGE Kern | {'Semitropic': [8.2, 12342.0], 'Charca': [10.5, 10097.0], 'Goose Lake': [10.7, 5911.0], 'Olive': [12.5, 15648.0], 'Ganso': [15.1, 5486.0], 'Famoso': [16.1, 240.0], 'Shafter': [16.1, 2202.0], 'Alpaugh': [17.1, 3478.0]} | 119194 | 32602 | 0.27 | 86592 | 0.73 | 14646 | 0.12 |  |  | 96390 | 0.81 | 0.1 | 50248 | 0.42 | 54913 | 0.46 |  | 16058 | 0.13 | 0 | 0 | 28004 | 0.23 | 91190 | 2550 | 0.02 | 116644 | 26747 | 0.22 | 92447 | 53195 | 0.45 | 65998 | 681 | 0.01 | 118512 | 4946 | 0.04 | 114248
206 | Kem | SCE Eastern | {'Eagle Mountain': [4.0, 3426.0], 'Red Bluff': [15.1, 2568.0]} | 19108 | 3420 | 0.18 | 15688 | 0.82 | 8916 | 0.47 |  |  | 9942 | 0.52 | 0.05 | 102 | 0.01 | 0 | 0 |  | 0 | 0 | 0 | 0 | 1684 | 0.09 | 17424 | 6539 | 0.34 | 12569 | 6 | 0 | 19103 | 8198 | 0.43 | 10910 | 11650 | 0.61 | 7459 | 0 | 0 | 19108
207 | Potrero | PGE GBA | {'SAN FRAN A (POTRERO PP)': [0.0, 4423.0], 'Martin': [3.9, 2968.0], 'Oakland C': [6.4, 2780.0], 'Oakland L': [7.3, 2780.0], 'Oakland X': [9.1, 2673.0], 'Oakland J': [9.3, 2534.0], 'Millbrae': [10.5, 209.0], 'Edes': [10.5, 2254.0], 'Burlingame': [11.6, 132.0], 'Richmond R': [11.9, 2251.0], 'El Cerrito G': [12.0, 2604.0], 'San Leandro U': [13.3, 952.0], 'Standard Oil 2': [13.5, 1215.0], 'Standard Oil': [13.5, 1219.0], 'Grant': [13.7, 899.0], 'Moraga': [13.8, 2017.0], 'Sobrante': [14.2, 1034.0], 'San Pablo': [16.2, 638.0], 'Eastshore': [17.3, 715.0], 'Mt Eden': [17.7, 671.0], 'Mt. Eden': [17.7, 671.0], 'Castro Valley': [18.2, 593.0], 'Christie': [19.7, 109.0]} | 8685 | 4399 | 0.51 | 4286 | 0.49 | 928 | 0.11 |  |  | 2755 | 0.32 | 0.47 | 0 | 0 | 0 | 0 |  | 0 | 0 | 0 | 0 | 97 | 0.01 | 8587 | 1621 | 0.19 | 7063 | 3890 | 0.45 | 4795 | 3987 | 0.46 | 4697 | 0 | 0 | 8685 | 388 | 0.04 | 8297
208 | Palermo | PGE NGBA | {'Wyandotte': [2.9, 3273.0], 'Thermalito': [7.4, 985.0], 'Table Mt.': [9.7, 361.0], 'Honcut': [10.2, 337.0], 'POE': [18.9, 76.0]} | 91248 | 3587 | 0.04 | 87661 | 0.96 | 2108 | 0.02 |  |  | 57689 | 0.63 | 0.17 | 14455 | 0.16 | 8522 | 0.09 |  | 59609 | 0.65 | 2360 | 0.03 | 79192 | 0.87 | 12056 | 10649 | 0.12 | 80599 | 11735 | 0.13 | 79513 | 85049 | 0.93 | 6199 | 27098 | 0.3 | 64150 | 16963 | 0.19 | 74285
209 | Bogue | PGE NGBA | {'Olivehurst': [4.3, 16162.0], 'Greenleaf 1': [4.7, 7846.0], 'Sutter Power': [4.7, 7883.0], 'Pease': [5.5, 8916.0], 'East Marysville': [5.8, 15946.0], 'East Nicolaus': [13.7, 3076.0], 'Rio Oso': [14.0, 5811.0], 'Meridian': [15.6, 1103.0], 'Honcut': [15.7, 2107.0]} | 131235 | 18119 | 0.14 | 113115 | 0.86 | 3528 | 0.03 |  |  | 98753 | 0.75 | 0.14 | 45053 | 0.34 | 67062 | 0.51 |  | 1516 | 0.01 | 0 | 0 | 25360 | 0.19 | 105874 | 9794 | 0.07 | 121440 | 49534 | 0.38 | 81700 | 70764 | 0.54 | 60471 | 1611 | 0.01 | 129624 | 9800 | 0.07 | 121435
210 | Balch 1 | PGE Fresno | {'Balch': [0.8, 1195.0], 'Balch 2': [0.8, 1195.0], 'Haas': [3.5, 1171.0], 'Pine Flat': [14.6, 14.0]} | 41401 | 1205 | 0.03 | 40196 | 0.97 | 39069 | 0.94 |  |  | 2202 | 0.05 | 0.02 | 0 | 0 | 0 | 0 |  | 30026 | 0.73 | 7949 | 0.19 | 4790 | 0.12 | 36611 | 19369 | 0.47 | 22032 | 15491 | 0.37 | 25910 | 24008 | 0.58 | 17393 | 28908 | 0.7 | 12493 | 2214 | 0.05 | 39187
211 | Pauba | SCE Eastern | {'Pala': [13.6, 130.0], 'Valley': [15.1, 4097.0], 'Avocado': [15.6, 1172.0]} | 84179 | 21591 | 0.26 | 62588 | 0.74 | 2760 | 0.03 |  |  | 29550 | 0.35 | 0.27 | 5674 | 0.07 | 2136 | 0.03 |  | 47476 | 0.56 | 25152 | 0.3 | 34823 | 0.41 | 49355 | 38716 | 0.46 | 45462 | 55590 | 0.66 | 28589 | 59918 | 0.71 | 24260 | 17726 | 0.21 | 66453 | 4205 | 0.05 | 79973
212 | Eastshore | PGE GBA | {'Mt Eden': [0.9, 1397.0], 'Mt. Eden': [0.9, 1397.0], 'Grant': [4.0, 1576.0], 'Castro Valley': [5.5, 1296.0], 'Dumbarton': [5.7, 132.0], 'San Leandro U': [6.2, 1384.0], 'Edes': [9.0, 1382.0], 'Ravenswood': [9.3, 284.0], 'Fremont': [10.2, 34.0], 'Cooley Landing': [10.6, 56.0], 'Oakland J': [11.0, 1343.0], 'Newark': [11.2, 34.0], 'Burlingame': [13.6, 196.0], 'Oakland X': [14.0, 1336.0], 'Menlo': [14.2, 83.0], 'Vineyard': [14.6, 34.0], 'Jefferson': [14.9, 242.0], 'Millbrae': [15.0, 192.0], 'Oakland C': [15.0, 1336.0], 'Oakland L': [15.4, 1328.0], 'Whisman': [15.5, 13.0], 'Moraga': [15.7, 749.0], 'Dixon Landing': [15.8, 33.0], 'Martin': [16.8, 419.0], 'Mountain View': [17.1, 3.0], 'SAN FRAN A (POTRERO PP)': [17.3, 709.0], 'Potrero': [17.3, 715.0]} | 15516 | 1648 | 0.11 | 13868 | 0.89 | 969 | 0.06 |  |  | 11110 | 0.72 | 0.71 | 0 | 0 | 0 | 0 |  | 9664 | 0.62 | 0 | 0 | 7255 | 0.47 | 8261 | 3081 | 0.2 | 12435 | 10296 | 0.66 | 5220 | 12934 | 0.83 | 2582 | 6204 | 0.4 | 9312 | 1353 | 0.09 | 14163
213 | Cheney | PGE Fresno | {'Panoche': [3.1, 28303.0], 'Manning': [4.5, 16812.0], 'Hammonds': [7.2, 16156.0], 'Mendota': [7.3, 37332.0], 'Tranquility': [7.6, 35105.0], 'Cantua': [17.6, 23.0], 'Oro Loma': [18.9, 2127.0], 'Helm': [19.8, 0.0], 'Newhall': [19.8, 221.0]} | 161028 | 41896 | 0.26 | 119132 | 0.74 | 22816 | 0.14 |  |  | 136092 | 0.85 | 0.07 | 48289 | 0.3 | 86910 | 0.54 |  | 13378 | 0.08 | 0 | 0 | 35372 | 0.22 | 125656 | 12650 | 0.08 | 148378 | 38661 | 0.24 | 122366 | 55083 | 0.34 | 105945 | 11593 | 0.07 | 149435 | 597 | 0 | 160431
214 | Warnerville | PGE GBA | {'Cottle': [2.5, 25588.0], 'Riverbank': [6.0, 25013.0], 'Valley Home': [11.1, 14871.0], 'Avena': [15.3, 11139.0], 'Ripon': [18.7, 12.0]} | 141584 | 25802 | 0.18 | 115782 | 0.82 | 15719 | 0.11 |  |  | 93264 | 0.66 | 0.13 | 67073 | 0.47 | 34745 | 0.25 |  | 51610 | 0.36 | 0 | 0 | 85097 | 0.6 | 56487 | 16404 | 0.12 | 125180 | 42147 | 0.3 | 99437 | 101154 | 0.71 | 40430 | 17768 | 0.13 | 123816 | 9410 | 0.07 | 132174
215 | Corona | PGE NGBA | {'Penngrove': [3.7, 4692.0], 'Lakeville': [4.2, 4756.0], 'Bellevue': [8.5, 3816.0], 'Santa Rosa A': [12.3, 1919.0], 'Monroe': [13.9, 498.0], 'Ignacio': [14.5, 832.0], 'Rincon': [15.7, 1776.0], 'Fulton': [17.1, 105.0], 'Silverado': [19.5, 502.0]} | 82441 | 5903 | 0.07 | 76538 | 0.93 | 7593 | 0.09 |  |  | 55070 | 0.67 | 0.13 | 15135 | 0.18 | 2873 | 0.03 |  | 58427 | 0.71 | 0 | 0 | 52983 | 0.64 | 29457 | 25067 | 0.3 | 57374 | 53253 | 0.65 | 29187 | 70882 | 0.86 | 11559 | 25308 | 0.31 | 57133 | 4163 | 0.05 | 78278
216 | Goleta | SCE Northern | {} | 42914 | 10323 | 0.24 | 32591 | 0.76 | 16970 | 0.4 |  |  | 21972 | 0.51 | 0.07 | 3803 | 0.09 | 880 | 0.02 |  | 33122 | 0.77 | 636 | 0.01 | 7985 | 0.19 | 34929 | 1312 | 0.03 | 41602 | 2078 | 0.05 | 40837 | 10063 | 0.23 | 32851 | 24627 | 0.57 | 18287 | 2673 | 0.06 | 40241
217 | Midway Green Ridge Services | PGE GBA | {'Tesla': [1.6, 1703.0], 'Kelso': [5.0, 1647.0], 'Tracy': [5.0, 1703.0], 'Altamont': [5.1, 278.0], 'Altamont Midway (Sandhill)': [5.1, 286.0], 'GWF Tracy': [5.4, 1703.0], 'Delta PP': [5.5, 1013.0], 'Delta Pumps': [5.5, 1014.0], 'Windmaster': [6.0, 435.0], 'Lammers': [6.0, 1703.0], 'Vasco': [7.1, 31.0], 'Los Positas': [8.1, 31.0], 'Las Positas': [8.1, 31.0], 'Cayetano': [10.0, 31.0], 'Kasson': [13.4, 1703.0], 'North Dublin': [14.7, 31.0], 'Vineyard': [15.0, 31.0], 'Tassajara': [18.1, 31.0], 'San Ramon': [19.0, 31.0]} | 116690 | 1734 | 0.01 | 114957 | 0.99 | 32327 | 0.28 |  |  | 72529 | 0.62 | 0.16 | 6953 | 0.06 | 24392 | 0.21 |  | 80005 | 0.69 | 3507 | 0.03 | 80264 | 0.69 | 36426 | 69554 | 0.6 | 47136 | 70737 | 0.61 | 45953 | 95670 | 0.82 | 21020 | 32994 | 0.28 | 83696 | 7216 | 0.06 | 109475
218 | Lerdo | PGE Kern | {'7th Standard': [4.4, 22507.0], 'Mt Poso': [5.0, 26444.0], 'Rio Bravo': [7.3, 9097.0], 'Famoso': [7.8, 14681.0], 'Renfro': [7.9, 11103.0], 'Kern Oil': [8.4, 20283.0], 'Kern Power': [8.9, 10513.0], 'Shafter': [9.3, 6843.0], 'Rosedale': [9.5, 10189.0], 'Sycamore': [9.6, 20294.0], 'West Park': [10.8, 8452.0], 'Bakersfield': [11.4, 10722.0], 'Poso Mt.': [11.6, 22905.0], 'Tupman': [12.1, 5756.0], 'Charca': [12.2, 1333.0], 'Tevis': [12.6, 1983.0], 'Casaloma': [13.5, 757.0], 'Stockdale': [13.6, 693.0], 'Columbus': [13.8, 5612.0], 'Cal Water': [15.1, 5190.0], 'Ganso': [16.6, 2388.0], 'Norco': [17.3, 242.0], 'Semitropic': [17.4, 239.0], 'Midway': [18.1, 1823.0]} | 144209 | 31354 | 0.22 | 112855 | 0.78 | 11625 | 0.08 |  |  | 121219 | 0.84 | 0.12 | 6442 | 0.04 | 90081 | 0.62 |  | 30503 | 0.21 | 0 | 0 | 42298 | 0.29 | 101911 | 1384 | 0.01 | 142825 | 13555 | 0.09 | 130654 | 48088 | 0.33 | 96120 | 4158 | 0.03 | 140050 | 1639 | 0.01 | 142569
219 | Tulucay | PGE NGBA | {'Parkway': [8.3, 1498.0], 'Carquinez': [11.0, 357.0], 'Bahia': [13.6, 331.0], 'Peabody': [16.2, 2931.0], 'Lakeville': [16.9, 668.0], 'Christie': [17.4, 0.0], 'Monticello': [18.4, 590.0], 'San Pablo': [18.7, 0.0]} | 76710 | 6335 | 0.08 | 70374 | 0.92 | 3293 | 0.04 |  |  | 50985 | 0.66 | 0.22 | 9882 | 0.13 | 16616 | 0.22 |  | 21425 | 0.28 | 0 | 0 | 48840 | 0.64 | 27869 | 7186 | 0.09 | 69524 | 24592 | 0.32 | 52118 | 59917 | 0.78 | 16793 | 22818 | 0.3 | 53892 | 6764 | 0.09 | 69946
220 | McCall | PGE Fresno | {'Sanger': [6.9, 18490.0], 'Malaga': [7.5, 18506.0], 'Kingsburg': [9.1, 14614.0], 'California Ave': [10.2, 13471.0], 'Wahtoke': [10.3, 9819.0], 'West Fresno': [12.4, 7464.0], 'Reedley': [14.5, 3316.0], 'Kearney (New)': [14.9, 2845.0], 'Clovis': [15.2, 6841.0], 'Ashlan': [16.4, 394.0], 'Bullard': [16.4, 1706.0], 'Mc Mullin': [19.3, 165.0]} | 140502 | 34041 | 0.24 | 106461 | 0.76 | 7 | 0 |  |  | 75158 | 0.53 | 0.22 | 24628 | 0.18 | 104465 | 0.74 |  | 0 | 0 | 0 | 0 | 0 | 0 | 140502 | 0 | 0 | 140502 | 0 | 0 | 140502 | 0 | 0 | 140502 | 0 | 0 | 140502 | 2230 | 0.02 | 138272
221 | Notre Dame | PGE NGBA | {'Butte': [1.5, 3192.0], 'Table Mt.': [14.6, 266.0], 'Glenn': [18.6, 8.0]} | 119148 | 3528 | 0.03 | 115620 | 0.97 | 24915 | 0.21 |  |  | 71885 | 0.6 | 0.13 | 12676 | 0.11 | 45421 | 0.38 |  | 36887 | 0.31 | 0 | 0 | 75197 | 0.63 | 43951 | 30433 | 0.26 | 88715 | 57941 | 0.49 | 61207 | 85149 | 0.71 | 33999 | 39194 | 0.33 | 79954 | 15637 | 0.13 | 103511
222 | Martinez | PGE GBA | {'Alhambra': [1.6, 7488.0], 'Bahia': [4.7, 7493.0], 'Meadow Lane': [5.0, 4603.0], 'Christie': [5.0, 7483.0], 'Lakewood': [8.1, 519.0], 'Carquinez': [8.9, 7365.0], 'Sobrante': [9.1, 3585.0], 'Clayton': [9.4, 282.0], 'Parkway': [9.9, 7332.0], 'Rossmoor': [10.6, 4.0], 'Kirker': [11.4, 282.0], 'Moraga': [11.9, 2.0], 'Pittsburg': [12.0, 282.0], 'San Pablo': [12.1, 3989.0], 'El Cerrito G': [12.2, 3217.0], 'GWF 2': [13.8, 210.0], 'Richmond R': [15.0, 1711.0], 'Standard Oil 2': [15.7, 1874.0], 'Standard Oil': [15.7, 1884.0], 'Collinsville': [15.8, 159.0], 'Birds Landing': [17.2, 2.0], 'Shiloh III': [18.1, 2.0], 'Contra Costa': [18.1, 154.0], 'Contra Costa PP': [19.1, 147.0]} | 36636 | 7612 | 0.21 | 29025 | 0.79 | 6561 | 0.18 |  |  | 17910 | 0.49 | 0.73 | 197 | 0.01 | 26 | 0 |  | 14591 | 0.4 | 0 | 0 | 7730 | 0.21 | 28907 | 18059 | 0.49 | 18577 | 20622 | 0.56 | 16014 | 27615 | 0.75 | 9022 | 4988 | 0.14 | 31648 | 5650 | 0.15 | 30986
223 | San Bernardino | SCE Eastern | {'Cardiff': [2.7, 811.0], 'Vista': [5.3, 434.0], 'Vista (SCE)': [5.3, 438.0], 'El Casco': [12.1, 900.0], 'Wildlife': [14.7, 234.0], 'Rerc': [14.7, 234.0]} | 30376 | 1617 | 0.05 | 28759 | 0.95 | 6401 | 0.21 |  |  | 11874 | 0.39 | 0.27 | 158 | 0.01 | 495 | 0.02 |  | 16424 | 0.54 | 12377 | 0.41 | 10212 | 0.34 | 20164 | 12998 | 0.43 | 17378 | 16524 | 0.54 | 13852 | 24402 | 0.8 | 5975 | 13746 | 0.45 | 16630 | 1686 | 0.06 | 28690
224 | Las Positas | PGE GBA | {'Los Positas': [0.0, 3138.0], 'Vasco': [1.2, 2476.0], 'Cayetano': [3.3, 2443.0], 'Altamont Midway (Sandhill)': [4.5, 1446.0], 'Altamont': [4.5, 1451.0], 'Vineyard': [6.9, 3141.0], 'North Dublin': [7.4, 2510.0], 'Midway Green Ridge Services': [8.1, 31.0], 'Windmaster': [8.6, 1109.0], 'Delta Pumps': [9.2, 422.0], 'Delta PP': [9.2, 423.0], 'Kelso': [9.7, 0.0], 'San Ramon': [11.4, 1566.0], 'Tassajara': [11.7, 1491.0], 'Fremont': [16.7, 1484.0], 'Newark': [19.6, 99.0], 'Dixon Landing': [19.8, 67.0]} | 87609 | 3139 | 0.04 | 84470 | 0.96 | 20708 | 0.24 |  |  | 61949 | 0.71 | 0.12 | 2526 | 0.03 | 311 | 0 |  | 84183 | 0.96 | 1353 | 0.02 | 59531 | 0.68 | 28078 | 52356 | 0.6 | 35253 | 62030 | 0.71 | 25579 | 78028 | 0.89 | 9581 | 32217 | 0.37 | 55392 | 5690 | 0.06 | 81919
225 | Pomerado | SDGE Imperial | {'Sycamore Canyon': [1.7, 503.0], 'Chicarita': [4.5, 503.0], 'Scripps': [5.1, 315.0], 'Artesian': [8.0, 503.0], 'Los Coches': [9.6, 35.0], 'North City Metering': [10.9, 101.0], 'Penasquitos': [10.9, 101.0], 'Creelman': [11.7, 423.0], 'Escondido': [13.7, 503.0], 'San Marcos': [16.1, 8.0]} | 24353 | 538 | 0.02 | 23815 | 0.98 | 1119 | 0.05 |  |  | 7096 | 0.29 | 0.29 | 1224 | 0.05 | 255 | 0.01 |  | 9202 | 0.38 | 13606 | 0.56 | 17317 | 0.71 | 7036 | 15008 | 0.62 | 9345 | 16907 | 0.69 | 7446 | 23584 | 0.97 | 769 | 3465 | 0.14 | 20887 | 901 | 0.04 | 23452
226 | Altamont Midway (Sandhill) | PGE GBA | {'Altamont': [0.0, 1693.0], 'Vasco': [3.3, 1446.0], 'Windmaster': [4.1, 1364.0], 'Los Positas': [4.5, 1446.0], 'Las Positas': [4.5, 1446.0], 'Delta Pumps': [4.7, 677.0], 'Delta PP': [4.7, 678.0], 'Midway Green Ridge Services': [5.1, 286.0], 'Cayetano': [5.2, 1446.0], 'Kelso': [5.3, 255.0], 'Tracy': [6.3, 255.0], 'Tesla': [6.6, 255.0], 'North Dublin': [9.8, 1446.0], 'GWF Tracy': [10.5, 255.0], 'Lammers': [11.1, 255.0], 'Vineyard': [11.1, 1446.0], 'Tassajara': [13.0, 1446.0], 'San Ramon': [14.0, 1446.0], 'Kasson': [18.2, 255.0]} | 98742 | 1701 | 0.02 | 97041 | 0.98 | 16966 | 0.17 |  |  | 72893 | 0.74 | 0.15 | 6875 | 0.07 | 10802 | 0.11 |  | 79878 | 0.81 | 702 | 0.01 | 64203 | 0.65 | 34539 | 63294 | 0.64 | 35448 | 68223 | 0.69 | 30520 | 88235 | 0.89 | 10507 | 24778 | 0.25 | 73964 | 6789 | 0.07 | 91953
227 | Wheeler Ridge | PGE Kern | {'Tejon': [4.9, 5067.0], 'Lakeview': [7.0, 7970.0], 'Old River': [10.9, 11160.0], 'Grimmway-Malaga': [12.8, 9762.0], 'Pastoria': [13.0, 1533.0], 'Panama': [14.6, 7525.0], 'Lamont': [15.8, 6270.0], 'Unknown - 3327': [15.8, 6325.0], 'Midway - Wheeler Ridge (Proposed)': [16.6, 2718.0], 'Stockdale': [16.7, 3039.0], 'Copus': [17.0, 2486.0], 'Casaloma': [18.0, 2361.0], 'Tevis': [18.2, 762.0], 'Magunden': [19.2, 879.0], 'West Park': [20.2, 0.0]} | 168036 | 16253 | 0.1 | 151783 | 0.9 | 20181 | 0.12 |  |  | 143159 | 0.85 | 0.07 | 21154 | 0.13 | 114777 | 0.68 |  | 13874 | 0.08 | 0 | 0 | 24677 | 0.15 | 143359 | 38070 | 0.23 | 129967 | 58301 | 0.35 | 109735 | 64868 | 0.39 | 103168 | 4162 | 0.02 | 163875 | 3239 | 0.02 | 164797
228 | El Cajon | SDGE Imperial | {'Santee': [4.1, 1171.0], 'Spring Valley': [4.3, 261.0], 'Los Coches': [6.1, 1180.0], 'Salt Creek': [8.1, 261.0], 'Miguel': [8.1, 261.0], 'Loveland': [10.4, 1441.0], 'Alpine': [10.8, 1441.0], 'Otay Mesa': [15.7, 223.0], 'Suncrest': [16.8, 1176.0], 'Creelman': [16.9, 4.0]} | 11655 | 1440 | 0.12 | 10215 | 0.88 | 26 | 0 |  |  | 4283 | 0.37 | 0.24 | 105 | 0.01 | 59 | 0.01 |  | 6717 | 0.58 | 4844 | 0.42 | 7188 | 0.62 | 4467 | 7143 | 0.61 | 4512 | 7305 | 0.63 | 4349 | 10166 | 0.87 | 1489 | 2762 | 0.24 | 8893 | 668 | 0.06 | 10986
229 | Ellis | SCE Metro | {'Huntington Beach': [3.4, 48.0], 'Johanna': [5.5, 46.0], 'Barre': [8.9, 2.0], 'Santiago': [10.1, 37.0], 'Alamitos': [10.5, 2.0], 'Del Amo': [14.3, 2.0], 'Long Beach': [17.1, 2.0], 'Harborgen': [17.5, 2.0], 'Hinson': [18.5, 2.0]} | 5099 | 46 | 0.01 | 5052 | 0.99 | 155 | 0.03 |  |  | 128 | 0.03 | 0.51 | 0 | 0 | 0 | 0 |  | 0 | 0 | 0 | 0 | 125 | 0.02 | 4974 | 1406 | 0.28 | 3692 | 4912 | 0.96 | 187 | 5036 | 0.99 | 62 | 13 | 0 | 5085 | 361 | 0.07 | 4738
230 | French Camp | PGE GBA | {'Weber': [3.8, 15108.0], 'Stockton A': [4.6, 10589.0], 'Vierra': [5.9, 11352.0], 'Manteca': [6.7, 14345.0], 'Stagg': [8.3, 3272.0], 'Kasson': [9.9, 1064.0], 'Ripon': [11.8, 9308.0], 'Avena': [13.1, 12658.0], 'Eight Mile': [13.2, 95.0], 'Bellota': [17.6, 1165.0], 'Lockeford': [17.8, 422.0], 'Valley Home': [18.8, 1600.0]} | 101636 | 15758 | 0.16 | 85878 | 0.84 | 8662 | 0.09 |  |  | 72306 | 0.71 | 0.19 | 15686 | 0.15 | 74080 | 0.73 |  | 0 | 0 | 0 | 0 | 8209 | 0.08 | 93427 | 1326 | 0.01 | 100309 | 1832 | 0.02 | 99803 | 10041 | 0.1 | 91594 | 0 | 0 | 101636 | 4268 | 0.04 | 97368
231 | Exchequer | PGE Fresno | {} | 67389 | 1092 | 0.02 | 66297 | 0.98 | 29714 | 0.44 |  |  | 30987 | 0.46 | 0.07 | 1147 | 0.02 | 187 | 0 |  | 47573 | 0.71 | 2130 | 0.03 | 57602 | 0.85 | 9786 | 20303 | 0.3 | 47086 | 23128 | 0.34 | 44261 | 62192 | 0.92 | 5197 | 51756 | 0.77 | 15633 | 8367 | 0.12 | 59022
232 | Higgins | PGE NGBA | {'Bell': [6.8, 7818.0], 'Brunswick': [13.4, 4070.0], 'Lincoln': [14.7, 4853.0], 'Pleasant Grove': [19.3, 369.0]} | 100074 | 11881 | 0.12 | 88193 | 0.88 | 2158 | 0.02 |  |  | 33568 | 0.34 | 0.34 | 3142 | 0.03 | 1105 | 0.01 |  | 93759 | 0.94 | 1273 | 0.01 | 84579 | 0.85 | 15495 | 5611 | 0.06 | 94463 | 10816 | 0.11 | 89258 | 85472 | 0.85 | 14602 | 22106 | 0.22 | 77968 | 5983 | 0.06 | 94091
233 | Mead | SCE EOP | {'Sloan Canyon': [11.1, 10609.0], 'Eldorado': [13.2, 8017.0]} | 53051 | 14334 | 0.27 | 38717 | 0.73 | 0 | 0 |  |  | 0 | 0 | 0 | 0 | 0 | 0 | 0 |  | 0 | 0 | 0 | 0 | 0 | 0 | 53051 | 0 | 0 | 53051 | 0 | 0 | 53051 | 0 | 0 | 53051 | 0 | 0 | 53051 | 0 | 0 | 53051
234 | Kearney | PGE Fresno | {'West Fresno': [3.6, 22232.0], 'California Ave': [6.6, 13791.0], 'Ashlan': [6.8, 9708.0], 'Fig Garden': [8.2, 7409.0], 'Figarden': [8.2, 7423.0], 'Malaga': [8.6, 9382.0], 'Mc Mullin': [9.7, 26712.0], 'Herndon': [9.9, 6338.0], 'Bullard': [10.4, 4391.0], 'Gregg': [10.4, 5914.0], 'Clovis': [13.9, 36.0], 'Biola': [14.1, 3239.0], 'McCall': [14.9, 2845.0], 'Sanger': [15.0, 1332.0], 'Borden': [16.1, 2051.0], 'Madera': [17.9, 373.0], 'Helm': [18.0, 3660.0], 'Crescent': [19.8, 102.0]} | 116107 | 35592 | 0.31 | 80515 | 0.69 | 2723 | 0.02 |  |  | 79093 | 0.68 | 0.19 | 28969 | 0.25 | 79802 | 0.69 |  | 253 | 0 | 0 | 0 | 2539 | 0.02 | 113568 | 456 | 0 | 115652 | 456 | 0 | 115652 | 2995 | 0.03 | 113112 | 0 | 0 | 116107 | 400 | 0 | 115707
235 | Waukena | PGE Fresno | {'Corcoran': [2.3, 77764.0], 'Guernsey': [7.5, 60677.0], 'GWF Hanford': [9.9, 44055.0], 'Alpaugh': [13.9, 13242.0], 'Leprino': [15.8, 19845.0], 'Lemoore': [17.1, 11350.0], 'Olive': [18.3, 2456.0], 'Henrietta': [19.4, 726.0]} | 182338 | 97475 | 0.53 | 84863 | 0.47 | 43023 | 0.24 |  |  | 133946 | 0.73 | 0.07 | 94401 | 0.52 | 64114 | 0.35 |  | 0 | 0 | 0 | 0 | 10444 | 0.06 | 171893 | 4319 | 0.02 | 178018 | 20492 | 0.11 | 161846 | 28702 | 0.16 | 153635 | 1220 | 0.01 | 181117 | 9230 | 0.05 | 173108
236 | Lamont | PGE Kern | {'Unknown - 3327': [0.1, 17599.0], 'Grimmway-Malaga': [3.4, 17599.0], 'Magunden': [5.6, 10581.0], 'Columbus': [8.3, 8389.0], 'Casaloma': [8.8, 9283.0], 'Cal Water': [9.0, 8078.0], 'Panama': [9.0, 10012.0], 'Bakersfield': [10.2, 5989.0], 'West Park': [11.4, 4509.0], 'Stockdale': [11.6, 6225.0], 'Sycamore': [13.0, 3156.0], 'Kern Oil': [13.4, 2206.0], 'Rosedale': [13.4, 2487.0], 'Kern Power': [14.4, 1449.0], 'Old River': [14.8, 5147.0], 'Tevis': [15.1, 1596.0], 'Wheeler Ridge': [15.8, 6270.0], 'Lakeview': [19.5, 159.0], 'Tejon': [20.0, 91.0]} | 111221 | 17588 | 0.16 | 93633 | 0.84 | 6565 | 0.06 |  |  | 96111 | 0.86 | 0.1 | 10472 | 0.09 | 64527 | 0.58 |  | 12215 | 0.11 | 0 | 0 | 28718 | 0.26 | 82502 | 14844 | 0.13 | 96376 | 26014 | 0.23 | 85207 | 40621 | 0.37 | 70599 | 14535 | 0.13 | 96685 | 2121 | 0.02 | 109099
237 | Kramer | SCE NOL | {} | 23772 | 975 | 0.04 | 22797 | 0.96 | 3344 | 0.14 |  |  | 11942 | 0.5 | 0.31 | 0 | 0 | 0 | 0 |  | 0 | 0 | 0 | 0 | 22397 | 0.94 | 1375 | 8140 | 0.34 | 15632 | 0 | 0 | 23772 | 22708 | 0.96 | 1064 | 9887 | 0.42 | 13885 | 110 | 0 | 23662
238 | New Colgate | PGE NGBA | {'Colgate': [0.1, 4748.0], 'Brunswick': [10.8, 644.0]} | 93800 | 4912 | 0.05 | 88888 | 0.95 | 3029 | 0.03 |  |  | 50366 | 0.54 | 0.2 | 1074 | 0.01 | 198 | 0 |  | 58538 | 0.62 | 31601 | 0.34 | 81841 | 0.87 | 11959 | 10185 | 0.11 | 83615 | 21061 | 0.22 | 72739 | 86939 | 0.93 | 6861 | 24167 | 0.26 | 69633 | 2496 | 0.03 | 91304
239 | Weber | PGE GBA | {'Stockton A': [3.3, 12510.0], 'French Camp': [3.8, 15108.0], 'Stagg': [7.7, 4034.0], 'Manteca': [8.3, 17596.0], 'Vierra': [8.7, 12202.0], 'Avena': [11.4, 18654.0], 'Eight Mile': [12.2, 746.0], 'Ripon': [12.5, 12586.0], 'Kasson': [13.3, 417.0], 'Bellota': [13.9, 4585.0], 'Lodi': [14.2, 294.0], 'Lockeford': [14.4, 2025.0], 'Valley Home': [16.6, 6119.0], 'Rancho Seco - Bellota (Proposed)': [19.8, 4.0]} | 100399 | 22788 | 0.23 | 77611 | 0.77 | 740 | 0.01 |  |  | 76423 | 0.76 | 0.18 | 21398 | 0.21 | 71016 | 0.71 |  | 0 | 0 | 0 | 0 | 0 | 0 | 100399 | 994 | 0.01 | 99405 | 4954 | 0.05 | 95444 | 4954 | 0.05 | 95444 | 0 | 0 | 100399 | 2495 | 0.02 | 97904
240 | Malaga | PGE Fresno | {'California Ave': [2.8, 22792.0], 'West Fresno': [5.4, 14061.0], 'Sanger': [6.4, 17905.0], 'McCall': [7.5, 18506.0], 'Kearney (New)': [8.6, 9382.0], 'Ashlan': [8.9, 4213.0], 'Bullard': [9.4, 5319.0], 'Clovis': [9.6, 10787.0], 'Fig Garden': [11.5, 2020.0], 'Figarden': [11.5, 2033.0], 'Woodward': [14.2, 586.0], 'Herndon': [15.1, 685.0], 'Gregg': [15.3, 520.0], 'Wahtoke': [16.0, 2529.0], 'Mc Mullin': [16.0, 5434.0], 'Kingsburg': [16.3, 2878.0]} | 99459 | 28979 | 0.29 | 70479 | 0.71 | 0 | 0 |  |  | 45655 | 0.46 | 0.25 | 19613 | 0.2 | 70040 | 0.7 |  | 2093 | 0.02 | 0 | 0 | 0 | 0 | 99459 | 0 | 0 | 99459 | 0 | 0 | 99459 | 0 | 0 | 99459 | 0 | 0 | 99459 | 438 | 0 | 99021
241 | Old Town | SDGE Imperial | {'Vine': [2.0, 1060.0], 'Point Loma': [2.9, 1060.0], 'Mission': [3.4, 1059.0], 'Mesa Heights': [4.9, 833.0], 'Silvergate': [5.7, 1017.0], 'Kearny': [5.8, 832.0], 'Elliott': [6.9, 760.0], 'Elliot': [7.0, 758.0], 'Murray': [9.9, 3.0], 'Penasquitos': [10.7, 56.0], 'Spring Valley': [11.1, 69.0], 'Bay Boulevard': [12.3, 695.0], 'North City Metering': [13.5, 42.0], 'Miguel': [13.5, 140.0], 'Telegraph Canyon': [13.5, 158.0], 'Salt Creek': [13.6, 127.0], 'Imperial Beach': [13.8, 408.0], 'Otay': [14.2, 167.0], 'San Ysidro': [17.1, 145.0]} | 5291 | 1040 | 0.2 | 4252 | 0.8 | 2796 | 0.53 |  |  | 257 | 0.05 | 0.21 | 0 | 0 | 0 | 0 |  | 7 | 0 | 0 | 0 | 51 | 0.01 | 5240 | 881 | 0.17 | 4410 | 4156 | 0.79 | 1136 | 4181 | 0.79 | 1111 | 0 | 0 | 5291 | 76 | 0.01 | 5215
242 | Viejo | SCE Metro | {'Santiago': [7.2, 646.0], 'Trabuco': [7.4, 883.0], 'Margarita': [8.2, 648.0], 'Q1806': [9.5, 639.0], 'Rancho Mission Viejo': [10.1, 461.0], 'Capistrano': [10.8, 544.0], 'Johanna': [12.5, 646.0], 'Serrano': [14.0, 224.0], 'Villa Park': [15.1, 224.0], 'Talega': [15.4, 448.0], 'North of SONGS': [15.6, 437.0], 'Lewis': [17.7, 1.0]} | 12886 | 1102 | 0.09 | 11784 | 0.91 | 5395 | 0.42 |  |  | 3452 | 0.27 | 0.32 | 26 | 0 | 37 | 0 |  | 4149 | 0.32 | 7363 | 0.57 | 6292 | 0.49 | 6594 | 5531 | 0.43 | 7355 | 7666 | 0.59 | 5220 | 11152 | 0.87 | 1734 | 7444 | 0.58 | 5442 | 1752 | 0.14 | 11134
243 | Shadowridge | SDGE Imperial | {'San Marcos': [2.5, 1411.0], 'Palomar Airport': [3.1, 679.0], 'Melrose': [4.6, 1812.0], 'Cannon': [5.4, 338.0], 'Encina': [5.6, 252.0], 'Ocean Ranch': [5.8, 1280.0], 'Escondido': [7.1, 1397.0], 'San Luis Rey': [7.3, 1192.0], 'Artesian': [10.3, 555.0], 'Lilac': [11.7, 996.0], 'North City Metering': [12.7, 377.0], 'Pendleton': [12.9, 896.0], 'Monserate': [13.0, 1211.0], 'Valley Center': [14.1, 689.0], 'Chicarita': [14.7, 448.0], 'Penasquitos': [15.5, 3.0], 'Pala': [16.5, 788.0], 'Avocado': [16.9, 807.0]} | 12913 | 1986 | 0.15 | 10927 | 0.85 | 10 | 0 |  |  | 1813 | 0.14 | 0.37 | 2393 | 0.19 | 488 | 0.04 |  | 2479 | 0.19 | 0 | 0 | 7283 | 0.56 | 5631 | 2893 | 0.22 | 10021 | 4598 | 0.36 | 8316 | 8996 | 0.7 | 3918 | 834 | 0.06 | 12079 | 675 | 0.05 | 12238
244 | Chowchilla | PGE Fresno | {'Chowchilla': [0.0, 52001.0], 'Le Grand': [4.6, 26416.0], 'Dairyland': [5.8, 45568.0], 'El Nido': [12.1, 15877.0], 'Wilson': [14.7, 768.0], 'Storey': [15.3, 8075.0], 'Merced': [16.7, 422.0], 'Madera': [17.4, 3229.0], 'Newhall': [18.2, 5467.0]} | 180251 | 52041 | 0.29 | 128210 | 0.71 | 21225 | 0.12 |  |  | 145278 | 0.81 | 0.1 | 100331 | 0.56 | 51640 | 0.29 |  | 58161 | 0.32 | 0 | 0 | 68930 | 0.38 | 111321 | 54617 | 0.3 | 125634 | 63362 | 0.35 | 116889 | 95362 | 0.53 | 84889 | 12583 | 0.07 | 167668 | 23232 | 0.13 | 157020
245 | ECO | SDGE Imperial | {'Ocotillo Express': [9.1, 3291.0], 'Boulevard': [9.3, 4708.0], 'Carrizo Gorge': [10.6, 4076.0], 'Crestwood': [14.5, 3175.0]} | 22670 | 7064 | 0.31 | 15606 | 0.69 | 3924 | 0.17 |  |  | 15972 | 0.7 | 0.08 | 0 | 0 | 0 | 0 |  | 7731 | 0.34 | 0 | 0 | 2412 | 0.11 | 20258 | 7929 | 0.35 | 14741 | 7973 | 0.35 | 14696 | 12202 | 0.54 | 10468 | 5564 | 0.25 | 17106 | 395 | 0.02 | 22275
246 | Roadway | SCE NOL | {'New Sub - Kramer - Lugo (Proposed)': [0.0, 22653.0], 'Victor': [5.1, 16536.0], 'Lugo': [14.8, 3359.0]} | 77409 | 22667 | 0.29 | 54742 | 0.71 | 564 | 0.01 |  |  | 11318 | 0.15 | 0.43 | 13 | 0 | 0 | 0 |  | 0 | 0 | 0 | 0 | 31287 | 0.4 | 46121 | 36404 | 0.47 | 41005 | 12479 | 0.16 | 64930 | 50013 | 0.65 | 27396 | 11758 | 0.15 | 65651 | 674 | 0.01 | 76735
247 | Miguel | SDGE Imperial | {'Salt Creek': [0.1, 432.0], 'Telegraph Canyon': [3.4, 185.0], 'Spring Valley': [4.3, 261.0], 'Otay': [7.2, 185.0], 'Bay Boulevard': [8.1, 146.0], 'El Cajon': [8.1, 261.0], 'Otay Mesa': [8.4, 268.0], 'San Ysidro': [8.5, 184.0], 'Silvergate': [9.3, 140.0], 'Imperial Beach': [9.4, 146.0], 'Mission': [11.5, 140.0], 'Vine': [12.0, 140.0], 'Old Town': [13.5, 140.0], 'Loveland': [13.8, 261.0], 'Point Loma': [15.1, 140.0], 'Alpine': [15.2, 261.0]} | 10164 | 436 | 0.04 | 9728 | 0.96 | 1251 | 0.12 |  |  | 4975 | 0.49 | 0.18 | 38 | 0 | 0 | 0 |  | 6517 | 0.64 | 941 | 0.09 | 1014 | 0.1 | 9150 | 8472 | 0.83 | 1693 | 9402 | 0.93 | 762 | 9660 | 0.95 | 505 | 3950 | 0.39 | 6215 | 747 | 0.07 | 9417
248 | Moss Landing | PGE GBA | {'Crazy Horse Canyon': [9.9, 12374.0], 'Green Valley': [10.2, 6112.0], 'Salinas': [11.0, 7346.0], 'Buena Vista': [13.3, 6587.0], 'Llagas': [18.4, 576.0]} | 60368 | 13698 | 0.23 | 46670 | 0.77 | 1486 | 0.02 |  |  | 38137 | 0.63 | 0.2 | 6216 | 0.1 | 29129 | 0.48 |  | 1114 | 0.02 | 0 | 0 | 2782 | 0.05 | 57586 | 16145 | 0.27 | 44223 | 20186 | 0.33 | 40182 | 22719 | 0.38 | 37649 | 1854 | 0.03 | 58515 | 3966 | 0.07 | 56402
249 | Mendota | PGE Fresno | {'Cheney': [7.3, 37332.0], 'Hammonds': [7.9, 34882.0], 'Panoche': [8.2, 28391.0], 'Tranquility': [9.6, 39355.0], 'Manning': [11.7, 12728.0], 'Newhall': [12.5, 16656.0], 'Oro Loma': [15.8, 18273.0], 'Helm': [18.0, 3702.0]} | 176729 | 76928 | 0.44 | 99801 | 0.56 | 16418 | 0.09 |  |  | 156187 | 0.88 | 0.07 | 82592 | 0.47 | 80030 | 0.45 |  | 16984 | 0.1 | 0 | 0 | 22028 | 0.12 | 154702 | 8847 | 0.05 | 167883 | 22825 | 0.13 | 153905 | 42531 | 0.24 | 134198 | 815 | 0 | 175915 | 4664 | 0.03 | 172065
250 | Coolwater | SCE NOL | {'Harvard': [13.1, 5692.0]} | 48970 | 6038 | 0.12 | 42933 | 0.88 | 8877 | 0.18 |  |  | 24989 | 0.51 | 0.21 | 334 | 0.01 | 15 | 0 |  | 0 | 0 | 0 | 0 | 40884 | 0.83 | 8086 | 16287 | 0.33 | 32684 | 10755 | 0.22 | 38215 | 41813 | 0.85 | 7157 | 22597 | 0.46 | 26373 | 1853 | 0.04 | 47118
251 | Innovation | SCE EOP | {'Mercury': [5.5, 6545.0], 'IS Tap': [15.2, 442.0]} | 33478 | 8836 | 0.26 | 24642 | 0.74 | 0 | 0 |  |  | 0 | 0 | 0 | 0 | 0 | 0 | 0 |  | 0 | 0 | 0 | 0 | 0 | 0 | 33478 | 0 | 0 | 33478 | 0 | 0 | 33478 | 0 | 0 | 33478 | 0 | 0 | 33478 | 0 | 0 | 33478
252 | Inyo | SCE NOL | {'Control': [2.2, 1539.0]} | 22327 | 1651 | 0.07 | 20676 | 0.93 | 18917 | 0.85 |  |  | 3024 | 0.14 | 0.03 | 1 | 0 | 0 | 0 |  | 1431 | 0.06 | 0 | 0 | 0 | 0 | 22327 | 5406 | 0.24 | 16921 | 8923 | 0.4 | 13404 | 9293 | 0.42 | 13034 | 16538 | 0.74 | 5789 | 2080 | 0.09 | 20247
253 | Richmond | Northeast CA | {'Leavitt': [7.1, 5236.0]} | 113402 | 30950 | 0.27 | 82451 | 0.73 | 25358 | 0.22 |  |  | 79892 | 0.7 | 0.1 | 11496 | 0.1 | 0 | 0 |  | 71321 | 0.63 | 0 | 0 | 49162 | 0.43 | 64240 | 21296 | 0.19 | 92105 | 16877 | 0.15 | 96524 | 63845 | 0.56 | 49557 | 47361 | 0.42 | 66041 | 10431 | 0.09 | 102970
254 | Salinas | PGE GBA | {'Buena Vista': [2.3, 14790.0], 'Crazy Horse Canyon': [7.4, 10061.0], 'Moss Landing': [11.0, 7346.0]} | 82575 | 15538 | 0.19 | 67037 | 0.81 | 10729 | 0.13 |  |  | 61515 | 0.74 | 0.13 | 5476 | 0.07 | 42243 | 0.51 |  | 19653 | 0.24 | 356 | 0 | 9881 | 0.12 | 72693 | 6585 | 0.08 | 75990 | 15932 | 0.19 | 66643 | 23039 | 0.28 | 59535 | 9608 | 0.12 | 72966 | 4270 | 0.05 | 78305
255 | Cloverdale | PGE NGBA | {'Eagle Rock': [10.9, 2789.0], 'Lake View': [12.4, 1831.0], 'Geysers Tap 1': [14.0, 2418.0], 'Fitch Mountain': [15.7, 3057.0]} | 86026 | 6485 | 0.08 | 79541 | 0.92 | 12774 | 0.15 |  |  | 65950 | 0.77 | 0.08 | 4726 | 0.05 | 3438 | 0.04 |  | 33864 | 0.39 | 21645 | 0.25 | 56809 | 0.66 | 29218 | 27062 | 0.31 | 58965 | 44068 | 0.51 | 41958 | 75934 | 0.88 | 10092 | 40997 | 0.48 | 45030 | 1698 | 0.02 | 84328
256 | Colgate | PGE NGBA | {'New Colgate': [0.1, 4748.0], 'Brunswick': [10.8, 644.0]} | 93420 | 4812 | 0.05 | 88608 | 0.95 | 3037 | 0.03 |  |  | 50392 | 0.54 | 0.2 | 1071 | 0.01 | 198 | 0 |  | 58336 | 0.62 | 31698 | 0.34 | 81466 | 0.87 | 11954 | 10218 | 0.11 | 83201 | 21059 | 0.23 | 72360 | 86609 | 0.93 | 6811 | 24206 | 0.26 | 69213 | 2463 | 0.03 | 90956
257 | New Sub - Suncrest - Ocotillo (Proposed) | SDGE Imperial | {'Crestwood': [8.6, 16049.0], 'Cameron': [10.2, 13639.0], 'Carrizo Gorge': [11.9, 13732.0], 'Suncrest': [13.7, 1936.0], 'Boulevard': [13.7, 12905.0]} | 95712 | 18693 | 0.2 | 77018 | 0.8 | 42816 | 0.45 |  |  | 43480 | 0.45 | 0.06 | 231 | 0 | 92 | 0 |  | 5087 | 0.05 | 90046 | 0.94 | 7128 | 0.07 | 88584 | 27445 | 0.29 | 68267 | 39414 | 0.41 | 56298 | 50736 | 0.53 | 44975 | 53888 | 0.56 | 41824 | 3230 | 0.03 | 92482
258 | East Nicolaus | PGE NGBA | {'Rio Oso': [4.4, 22791.0], 'Sutter Power': [12.7, 2985.0], 'Olivehurst': [12.7, 3263.0], 'Greenleaf 1': [12.8, 2975.0], 'Knights Landing': [12.9, 55.0], 'Lincoln': [13.3, 14495.0], 'Bogue': [13.7, 3076.0], 'Pleasant Grove': [14.0, 12829.0], 'East Marysville': [17.7, 2015.0], 'Atlantic': [18.0, 1704.0], 'Pease': [19.2, 354.0], 'Woodland': [19.9, 1.0]} | 163171 | 23953 | 0.15 | 139217 | 0.85 | 7220 | 0.04 |  |  | 139260 | 0.85 | 0.1 | 51917 | 0.32 | 85373 | 0.52 |  | 8401 | 0.05 | 0 | 0 | 53148 | 0.33 | 110023 | 8761 | 0.05 | 154410 | 75409 | 0.46 | 87762 | 106761 | 0.65 | 56410 | 525 | 0 | 162646 | 16874 | 0.1 | 146296
259 | Renfro | PGE Kern | {'Kern Power': [3.8, 9844.0], '7th Standard': [4.1, 10805.0], 'Rosedale': [4.9, 9062.0], 'Tevis': [5.1, 4478.0], 'Tupman': [6.4, 8602.0], 'Rio Bravo': [6.6, 10626.0], 'West Park': [7.0, 6396.0], 'Stockdale': [7.3, 3188.0], 'Lerdo': [7.9, 11103.0], 'Kern Oil': [8.8, 5768.0], 'Bakersfield': [8.9, 5612.0], 'Casaloma': [9.4, 2486.0], 'Panama': [10.2, 2495.0], 'Sycamore': [10.7, 5276.0], 'Norco': [10.8, 2691.0], 'Mt Poso': [11.9, 6769.0], 'Shafter': [12.3, 8371.0], 'Columbus': [12.6, 502.0], 'Old River': [13.0, 2495.0], 'Magunden': [13.7, 6.0], 'Famoso': [15.3, 3456.0], 'Midway': [16.2, 3951.0], 'Poso Mt.': [16.6, 3799.0], 'Charca': [17.8, 593.0], 'Ganso': [17.8, 3477.0], 'Midway - Wheeler Ridge (Proposed)': [19.4, 31.0]} | 110387 | 15858 | 0.14 | 94529 | 0.86 | 7285 | 0.07 |  |  | 89074 | 0.81 | 0.18 | 10351 | 0.09 | 59609 | 0.54 |  | 7068 | 0.06 | 0 | 0 | 29546 | 0.27 | 80841 | 25775 | 0.23 | 84612 | 46139 | 0.42 | 64248 | 53125 | 0.48 | 57263 | 8 | 0 | 110379 | 13628 | 0.12 | 96759
260 | Julian Hinds | SCE Eastern | {} | 1076 | 0 | 0 | 1076 | 1 | 421 | 0.39 |  |  | 615 | 0.57 | 0.03 | 0 | 0 | 0 | 0 |  | 0 | 0 | 0 | 0 | 1054 | 0.98 | 22 | 311 | 0.29 | 765 | 232 | 0.22 | 844 | 1054 | 0.98 | 22 | 339 | 0.32 | 737 | 0 | 0 | 1076
261 | Old River | PGE Kern | {'Panama': [7.5, 15154.0], 'Stockdale': [7.8, 12099.0], 'Tevis': [7.9, 9772.0], 'Lakeview': [7.9, 17161.0], 'Wheeler Ridge': [10.9, 11160.0], 'Casaloma': [11.0, 7463.0], 'Midway - Wheeler Ridge (Proposed)': [11.2, 11363.0], 'Rosedale': [11.8, 4028.0], 'Kern Power': [11.9, 3794.0], 'West Park': [12.0, 3736.0], 'Copus': [12.8, 9539.0], 'Norco': [12.9, 2391.0], 'Renfro': [13.0, 2495.0], 'Bakersfield': [13.6, 2222.0], 'Grimmway-Malaga': [13.7, 8324.0], 'Tupman': [13.9, 1070.0], 'Magunden': [14.6, 1923.0], 'Unknown - 3327': [14.7, 5235.0], 'Lamont': [14.8, 5147.0], 'Elk Hills': [15.5, 211.0], 'Tejon': [15.5, 2228.0], 'Columbus': [16.0, 532.0], '7th Standard': [16.2, 36.0], 'Kern Oil': [16.8, 85.0], 'Sycamore': [18.0, 43.0], 'Cal Water': [18.6, 199.0]} | 157159 | 26959 | 0.17 | 130200 | 0.83 | 27117 | 0.17 |  |  | 119047 | 0.76 | 0.09 | 40658 | 0.26 | 90577 | 0.58 |  | 1425 | 0.01 | 0 | 0 | 11584 | 0.07 | 145575 | 47691 | 0.3 | 109467 | 77724 | 0.49 | 79434 | 77724 | 0.49 | 79434 | 8 | 0 | 157151 | 5758 | 0.04 | 151401
262 | Bellevue | PGE NGBA | {'Santa Rosa A': [4.0, 5118.0], 'Penngrove': [4.7, 6378.0], 'Monroe': [5.4, 2639.0], 'Rincon': [8.1, 3341.0], 'Corona': [8.5, 3816.0], 'Fulton': [8.7, 808.0], 'Lakeville': [11.4, 3786.0], 'Silverado': [16.0, 2081.0]} | 70430 | 7688 | 0.11 | 62742 | 0.89 | 941 | 0.01 |  |  | 35067 | 0.5 | 0.23 | 12829 | 0.18 | 6117 | 0.09 |  | 34083 | 0.48 | 0 | 0 | 32430 | 0.46 | 38000 | 26983 | 0.38 | 43448 | 48711 | 0.69 | 21720 | 56766 | 0.81 | 13664 | 14024 | 0.2 | 56406 | 4300 | 0.06 | 66130
263 | Highline | SDGE Imperial | {'North Gila - IV (Proposed)': [4.2, 3867.0], 'Drop 4': [5.5, 3870.0], 'El Centro': [15.4, 3246.0]} | 84821 | 9258 | 0.11 | 75563 | 0.89 | 12957 | 0.15 |  |  | 68399 | 0.81 | 0.09 | 7382 | 0.09 | 59428 | 0.7 |  | 0 | 0 | 0 | 0 | 0 | 0 | 84821 | 23370 | 0.28 | 61451 | 23370 | 0.28 | 61451 | 23370 | 0.28 | 61451 | 5256 | 0.06 | 79565 | 5350 | 0.06 | 79471
264 | Clayton | PGE GBA | {'Meadow Lane': [4.7, 711.0], 'Lakewood': [5.4, 701.0], 'Kirker': [6.3, 1258.0], 'Pittsburg': [7.5, 1257.0], 'GWF 2': [7.7, 1225.0], 'Alhambra': [9.4, 126.0], 'Martinez': [9.4, 282.0], 'Tassajara': [10.6, 39.0], 'Contra Costa': [10.8, 1169.0], 'Lone Tree': [11.3, 964.0], 'Collinsville': [11.9, 945.0], 'Contra Costa PP': [12.2, 1162.0], 'Bahia': [13.2, 128.0], 'Christie': [13.5, 118.0], 'Birds Landing': [14.6, 2.0], 'Brentwood': [15.9, 586.0], 'Shiloh III': [17.0, 2.0]} | 16625 | 1292 | 0.08 | 15333 | 0.92 | 1777 | 0.11 |  |  | 12354 | 0.74 | 0.08 | 12 | 0 | 0 | 0 |  | 12867 | 0.77 | 0 | 0 | 8361 | 0.5 | 8265 | 12691 | 0.76 | 3934 | 11288 | 0.68 | 5337 | 13617 | 0.82 | 3008 | 4843 | 0.29 | 11783 | 3856 | 0.23 | 12770
265 | Hilltop | Northeast CA | {} | 156024 | 21706 | 0.14 | 134317 | 0.86 | 0 | 0 |  |  | 0 | 0 | 0 | 14699 | 0.09 | 7940 | 0.05 |  | 12986 | 0.08 | 0 | 0 | 55843 | 0.36 | 100181 | 36167 | 0.23 | 119856 | 18032 | 0.12 | 137992 | 85420 | 0.55 | 70603 | 93552 | 0.6 | 62472 | 17608 | 0.11 | 138415
266 | Lakeville | PGE NGBA | {'Corona': [4.2, 4756.0], 'Penngrove': [7.0, 4492.0], 'Bellevue': [11.4, 3786.0], 'Ignacio': [12.3, 2680.0], 'Santa Rosa A': [14.7, 2404.0], 'Monroe': [16.6, 393.0], 'Tulucay': [16.9, 668.0], 'Rincon': [17.3, 2379.0], 'Silverado': [18.5, 1261.0]} | 77488 | 8855 | 0.11 | 68633 | 0.89 | 5198 | 0.07 |  |  | 50987 | 0.66 | 0.14 | 13752 | 0.18 | 5099 | 0.07 |  | 41829 | 0.54 | 0 | 0 | 54196 | 0.7 | 23292 | 20398 | 0.26 | 57091 | 42264 | 0.55 | 35225 | 64691 | 0.83 | 12797 | 17889 | 0.23 | 59599 | 3781 | 0.05 | 73707
267 | Fig Garden | PGE Fresno | {'Figarden': [0.0, 19790.0], 'Ashlan': [2.6, 16506.0], 'Gregg': [3.8, 17850.0], 'Herndon': [3.8, 18055.0], 'Bullard': [5.0, 10796.0], 'West Fresno': [7.5, 7059.0], 'Woodward': [7.9, 7588.0], 'Kearney (New)': [8.2, 7409.0], 'California Ave': [8.8, 4360.0], 'Clovis': [9.8, 343.0], 'Borden': [9.8, 14088.0], 'Malaga': [11.5, 2020.0], 'Madera': [12.9, 9458.0], 'Biola': [14.2, 3925.0], 'Storey': [14.8, 7943.0], 'Mc Mullin': [17.4, 1501.0]} | 91997 | 19778 | 0.21 | 72219 | 0.79 | 1251 | 0.01 |  |  | 68520 | 0.74 | 0.21 | 30656 | 0.33 | 48462 | 0.53 |  | 17208 | 0.19 | 0 | 0 | 15746 | 0.17 | 76251 | 23991 | 0.26 | 68006 | 23991 | 0.26 | 68006 | 33958 | 0.37 | 58039 | 3037 | 0.03 | 88960 | 6293 | 0.07 | 85704
268 | GWF Tracy | PGE GBA | {'Lammers': [0.7, 2190.0], 'Tesla': [4.1, 1761.0], 'Midway Green Ridge Services': [5.4, 1703.0], 'Tracy': [7.8, 1703.0], 'Kasson': [8.4, 2190.0], 'Kelso': [8.6, 1646.0], 'Delta PP': [9.5, 993.0], 'Delta Pumps': [9.5, 995.0], 'Windmaster': [10.4, 404.0], 'Altamont': [10.5, 247.0], 'Altamont Midway (Sandhill)': [10.5, 255.0], 'Vierra': [13.2, 38.0], 'Manteca': [15.8, 15.0], 'Westley': [17.9, 316.0], 'New Sub - Westley - Quinto (Proposed)': [19.5, 1.0]} | 132936 | 2190 | 0.02 | 130746 | 0.98 | 39191 | 0.29 |  |  | 77157 | 0.58 | 0.18 | 7032 | 0.05 | 47609 | 0.36 |  | 66525 | 0.5 | 5473 | 0.04 | 81437 | 0.61 | 51499 | 53598 | 0.4 | 79338 | 54513 | 0.41 | 78423 | 88803 | 0.67 | 44133 | 35618 | 0.27 | 97318 | 5228 | 0.04 | 127708
269 | Pahrump | SCE EOP | {'Gamebird': [4.5, 20980.0], 'Thousandaire': [4.6, 18881.0], 'Charleston': [8.1, 18314.0], 'Vista 2': [8.7, 19076.0], 'Crazy Eyes': [13.6, 5983.0]} | 63833 | 33115 | 0.52 | 30718 | 0.48 | 1726 | 0.03 |  |  | 23 | 0 | 0.03 | 0 | 0 | 0 | 0 |  | 0 | 0 | 0 | 0 | 0 | 0 | 63833 | 798 | 0.01 | 63035 | 914 | 0.01 | 62919 | 914 | 0.01 | 62919 | 1484 | 0.02 | 62348 | 112 | 0 | 63721
270 | Curtis | PGE GBA | {'Race Track': [5.1, 7775.0], 'Racetrack': [5.1, 7775.0], 'Mi-Wuk': [7.8, 5710.0], 'Peoria': [10.8, 2392.0], 'Chinese Station': [11.0, 2976.0], 'New Melones': [11.5, 846.0], 'Stanislaus': [11.7, 1707.0], 'Collierville': [12.3, 1707.0], 'Frogtown': [12.9, 269.0]} | 51717 | 7772 | 0.15 | 43944 | 0.85 | 3152 | 0.06 |  |  | 34574 | 0.67 | 0.15 | 378 | 0.01 | 107 | 0 |  | 39227 | 0.76 | 10591 | 0.2 | 21854 | 0.42 | 29862 | 18760 | 0.36 | 32957 | 23003 | 0.44 | 28714 | 36523 | 0.71 | 15194 | 24357 | 0.47 | 27359 | 1373 | 0.03 | 50344
271 | Quinto | PGE Fresno | {'Los Banos': [5.3, 14254.0], 'Padre Flats SW STA': [9.4, 10041.0], 'Miller': [9.7, 8512.0], 'Fink (Proposed)': [17.8, 32.0], 'Crows Landing': [17.9, 45.0], 'Crow Creek': [18.1, 32.0], 'Mercy Springs': [18.7, 332.0], 'Dos Amigos': [18.8, 138.0], 'Stanislaus Resource Recovery Facility': [18.9, 24.0]} | 97120 | 18421 | 0.19 | 78699 | 0.81 | 28055 | 0.29 |  |  | 64179 | 0.66 | 0.08 | 23480 | 0.24 | 21493 | 0.22 |  | 44998 | 0.46 | 2394 | 0.02 | 51247 | 0.53 | 45874 | 9383 | 0.1 | 87737 | 19566 | 0.2 | 77555 | 56186 | 0.58 | 40935 | 24990 | 0.26 | 72130 | 8943 | 0.09 | 88177
272 | Melrose | SDGE Imperial | {'Ocean Ranch': [2.4, 1444.0], 'Shadowridge': [4.6, 1812.0], 'San Luis Rey': [4.7, 1356.0], 'Palomar Airport': [6.1, 507.0], 'San Marcos': [6.3, 1226.0], 'Cannon': [6.6, 349.0], 'Encina': [6.8, 264.0], 'Pendleton': [8.5, 1061.0], 'Monserate': [8.6, 1583.0], 'Escondido': [9.6, 1218.0], 'Lilac': [10.1, 1228.0], 'Avocado': [12.4, 1179.0], 'Pala': [13.1, 1152.0], 'Valley Center': [13.6, 912.0], 'Artesian': [14.6, 372.0], 'North City Metering': [17.3, 248.0], 'Chicarita': [19.1, 269.0]} | 23165 | 2187 | 0.09 | 20978 | 0.91 | 79 | 0 |  |  | 2213 | 0.1 | 0.37 | 5557 | 0.24 | 1577 | 0.07 |  | 5021 | 0.22 | 0 | 0 | 16367 | 0.71 | 6798 | 6496 | 0.28 | 16669 | 14250 | 0.62 | 8915 | 19303 | 0.83 | 3862 | 712 | 0.03 | 22452 | 1336 | 0.06 | 21829
273 | Valley (VEA) | SCE EOP | {'Valley Switch': [4.9, 77671.0], 'Lathrop': [11.3, 43177.0]} | 115498 | 98860 | 0.86 | 16638 | 0.14 | 2858 | 0.02 |  |  | 0 | 0 | 0.01 | 0 | 0 | 0 | 0 |  | 0 | 0 | 0 | 0 | 0 | 0 | 115498 | 0 | 0 | 115498 | 0 | 0 | 115498 | 0 | 0 | 115498 | 2866 | 0.02 | 112632 | 45 | 0 | 115453
274 | Avocado | SDGE Imperial | {'Monserate': [3.9, 6260.0], 'Pala': [7.4, 5960.0], 'Pendleton': [7.7, 1102.0], 'Melrose': [12.4, 1179.0], 'Ocean Ranch': [12.5, 955.0], 'Lilac': [12.6, 4015.0], 'San Luis Rey': [13.3, 955.0], 'Pauba': [15.6, 1172.0], 'Valley Center': [16.5, 2780.0], 'Shadowridge': [16.9, 807.0], 'San Marcos': [17.9, 236.0], 'Cannon': [18.0, 53.0], 'Encina': [18.1, 27.0], 'Palomar Airport': [18.4, 4.0], 'Escondido': [19.2, 232.0]} | 63240 | 9924 | 0.16 | 53316 | 0.84 | 580 | 0.01 |  |  | 12212 | 0.19 | 0.38 | 18976 | 0.3 | 2547 | 0.04 |  | 27001 | 0.43 | 21855 | 0.35 | 44334 | 0.7 | 18906 | 14875 | 0.24 | 48365 | 27577 | 0.44 | 35663 | 50042 | 0.79 | 13198 | 4358 | 0.07 | 58882 | 4642 | 0.07 | 58598
275 | New Sub - North Gila - IV (Proposed) | SDGE Imperial | {'North Gila - IV (Proposed)': [2.1, 6170.0], 'Highline': [5.5, 3870.0]} | 48978 | 6395 | 0.13 | 42583 | 0.87 | 15878 | 0.32 |  |  | 31352 | 0.64 | 0.06 | 1705 | 0.03 | 28143 | 0.57 |  | 0 | 0 | 0 | 0 | 0 | 0 | 48978 | 17582 | 0.36 | 31396 | 17582 | 0.36 | 31396 | 17582 | 0.36 | 31396 | 5162 | 0.11 | 43816 | 4450 | 0.09 | 44528
276 | Caliente | PGE Kern | {'Carrizo Plains': [6.9, 6622.0], 'Topaz': [8.0, 5650.0], 'Solar': [8.0, 5650.0], 'Kernridge': [10.9, 8631.0], 'Temblor': [12.4, 7526.0], 'Sunset': [19.2, 103.0]} | 110677 | 13778 | 0.12 | 96899 | 0.88 | 24087 | 0.22 |  |  | 68673 | 0.62 | 0.13 | 3301 | 0.03 | 16 | 0 |  | 37776 | 0.34 | 197 | 0 | 57955 | 0.52 | 52722 | 20546 | 0.19 | 90131 | 36161 | 0.33 | 74517 | 77259 | 0.7 | 33419 | 52809 | 0.48 | 57868 | 6930 | 0.06 | 103747
277 | San Luis Obispo | PGE Kern | {'Oceano': [11.5, 8388.0], 'Diablo Canyon': [12.3, 1027.0], 'Morro Bay': [14.7, 30.0], 'Callender': [15.2, 5090.0]} | 69620 | 9471 | 0.14 | 60149 | 0.86 | 11882 | 0.17 |  |  | 49340 | 0.71 | 0.09 | 3377 | 0.05 | 4822 | 0.07 |  | 53563 | 0.77 | 5394 | 0.08 | 23517 | 0.34 | 46103 | 19691 | 0.28 | 49929 | 41992 | 0.6 | 27628 | 48653 | 0.7 | 20967 | 32769 | 0.47 | 36851 | 7335 | 0.11 | 62285
278 | Valley Home | PGE GBA | {'Avena': [6.0, 26941.0], 'Riverbank': [6.4, 16129.0], 'Cottle': [8.7, 15106.0], 'Warnerville': [11.1, 14871.0], 'Bellota': [11.7, 8224.0], 'Ripon': [13.0, 9775.0], 'Manteca': [15.6, 8440.0], 'Weber': [16.6, 6119.0], 'Vierra': [18.3, 3172.0], 'French Camp': [18.8, 1600.0]} | 159873 | 32704 | 0.2 | 127168 | 0.8 | 26047 | 0.16 |  |  | 96091 | 0.6 | 0.14 | 71017 | 0.44 | 40488 | 0.25 |  | 54933 | 0.34 | 0 | 0 | 78134 | 0.49 | 81738 | 15359 | 0.1 | 144514 | 49307 | 0.31 | 110565 | 101553 | 0.64 | 58320 | 27947 | 0.17 | 131925 | 11862 | 0.07 | 148011
279 | Big Creek | PGE Fresno | {} | 61054 | 1646 | 0.03 | 59408 | 0.97 | 45481 | 0.74 |  |  | 13153 | 0.22 | 0.07 | 26 | 0 | 0 | 0 |  | 25130 | 0.41 | 0 | 0 | 23232 | 0.38 | 37822 | 41911 | 0.69 | 19143 | 16708 | 0.27 | 44346 | 49109 | 0.8 | 11945 | 32588 | 0.53 | 28466 | 3184 | 0.05 | 57870
280 | West Fresno | PGE Fresno | {'California Ave': [3.0, 18489.0], 'Kearney (New)': [3.6, 22232.0], 'Ashlan': [5.2, 9684.0], 'Malaga': [5.4, 14061.0], 'Fig Garden': [7.5, 7059.0], 'Figarden': [7.5, 7073.0], 'Bullard': [7.9, 5442.0], 'Herndon': [10.5, 5703.0], 'Clovis': [10.7, 2804.0], 'Gregg': [10.8, 5473.0], 'Sanger': [11.5, 5596.0], 'McCall': [12.4, 7464.0], 'Mc Mullin': [12.8, 13780.0], 'Woodward': [12.9, 13.0], 'Borden': [16.9, 1942.0], 'Biola': [17.0, 1860.0], 'Madera': [19.3, 303.0]} | 91472 | 26920 | 0.29 | 64552 | 0.71 | 1886 | 0.02 |  |  | 53450 | 0.58 | 0.22 | 20782 | 0.23 | 64241 | 0.7 |  | 301 | 0 | 0 | 0 | 202 | 0 | 91270 | 145 | 0 | 91327 | 145 | 0 | 91327 | 202 | 0 | 91270 | 0 | 0 | 91472 | 197 | 0 | 91275
281 | Sylmar | SCE Northern | {'Saugus': [9.2, 1140.0], 'Pardee': [10.4, 998.0], 'Elizabeth Lake': [14.5, 97.0]} | 11054 | 1476 | 0.13 | 9578 | 0.87 | 2681 | 0.24 |  |  | 5512 | 0.5 | 0.33 | 89 | 0.01 | 7 | 0 |  | 4478 | 0.41 | 4158 | 0.38 | 4564 | 0.41 | 6490 | 626 | 0.06 | 10428 | 2043 | 0.18 | 9011 | 6607 | 0.6 | 4447 | 4930 | 0.45 | 6124 | 1295 | 0.12 | 9759
282 | Tracy | PGE GBA | {'Kelso': [1.2, 1646.0], 'Delta PP': [2.2, 993.0], 'Delta Pumps': [2.2, 995.0], 'Windmaster': [3.3, 404.0], 'Midway Green Ridge Services': [5.0, 1703.0], 'Tesla': [6.0, 1703.0], 'Altamont': [6.3, 247.0], 'Altamont Midway (Sandhill)': [6.3, 255.0], 'GWF Tracy': [7.8, 1703.0], 'Lammers': [8.1, 1703.0], 'Kasson': [13.5, 1703.0]} | 124949 | 1703 | 0.01 | 123246 | 0.99 | 40625 | 0.33 |  |  | 68983 | 0.55 | 0.16 | 9686 | 0.08 | 52669 | 0.42 |  | 55773 | 0.45 | 0 | 0 | 63221 | 0.51 | 61729 | 47808 | 0.38 | 77142 | 52326 | 0.42 | 72623 | 78169 | 0.63 | 46780 | 13690 | 0.11 | 111259 | 7530 | 0.06 | 117419
283 | Pease | PGE NGBA | {'East Marysville': [5.4, 8779.0], 'Bogue': [5.5, 8916.0], 'Olivehurst': [8.3, 7086.0], 'Sutter Power': [8.4, 5024.0], 'Greenleaf 1': [8.4, 5027.0], 'Honcut': [11.0, 4747.0], 'Meridian': [13.4, 2642.0], 'East Nicolaus': [19.2, 354.0], 'Rio Oso': [19.4, 199.0]} | 137536 | 13742 | 0.1 | 123794 | 0.9 | 8268 | 0.06 |  |  | 100524 | 0.73 | 0.14 | 40771 | 0.3 | 65745 | 0.48 |  | 20330 | 0.15 | 0 | 0 | 56625 | 0.41 | 80912 | 15177 | 0.11 | 122360 | 38461 | 0.28 | 99076 | 89860 | 0.65 | 47677 | 10015 | 0.07 | 127521 | 7692 | 0.06 | 129844
284 | Spring Valley | SDGE Imperial | {'Murray': [3.8, 2.0], 'El Cajon': [4.3, 261.0], 'Miguel': [4.3, 261.0], 'Salt Creek': [4.4, 261.0], 'Elliot': [7.3, 69.0], 'Elliott': [7.3, 69.0], 'Mission': [8.4, 69.0], 'Silvergate': [8.7, 69.0], 'Kearny': [9.9, 69.0], 'Vine': [10.2, 69.0], 'Bay Boulevard': [10.5, 69.0], 'Mesa Heights': [10.9, 69.0], 'Old Town': [11.1, 69.0], 'Imperial Beach': [12.1, 52.0], 'Otay Mesa': [12.6, 223.0], 'Loveland': [12.8, 261.0], 'Point Loma': [13.4, 69.0], 'Alpine': [13.8, 261.0]} | 7822 | 328 | 0.04 | 7494 | 0.96 | 317 | 0.04 |  |  | 4188 | 0.54 | 0.32 | 38 | 0 | 0 | 0 |  | 6205 | 0.79 | 461 | 0.06 | 2989 | 0.38 | 4833 | 6759 | 0.86 | 1063 | 6431 | 0.82 | 1391 | 7478 | 0.96 | 344 | 2328 | 0.3 | 5494 | 500 | 0.06 | 7322
285 | Honcut | PGE NGBA | {'Palermo': [10.2, 337.0], 'Pease': [11.0, 4747.0], 'East Marysville': [11.1, 3131.0], 'Wyandotte': [12.3, 19.0], 'Thermalito': [13.6, 127.0], 'Bogue': [15.7, 2107.0], 'Olivehurst': [16.2, 1900.0], 'Greenleaf 1': [19.4, 142.0], 'Sutter Power': [19.4, 145.0]} | 145092 | 6255 | 0.04 | 138838 | 0.96 | 3097 | 0.02 |  |  | 103344 | 0.71 | 0.16 | 50644 | 0.35 | 52499 | 0.36 |  | 34990 | 0.24 | 0 | 0 | 113921 | 0.79 | 31171 | 10597 | 0.07 | 134495 | 29949 | 0.21 | 115144 | 121986 | 0.84 | 23106 | 12560 | 0.09 | 132532 | 18461 | 0.13 | 126631
286 | Rancho Mission Viejo | SDGE Imperial | {'Margarita': [2.4, 1757.0], 'Capistrano': [3.9, 1758.0], 'Q1806': [4.5, 1457.0], 'Trabuco': [5.0, 1261.0], 'Talega': [5.3, 1744.0], 'North of SONGS': [5.5, 1733.0], 'Viejo': [10.1, 461.0], 'San Onofre': [11.2, 358.0]} | 15593 | 1755 | 0.11 | 13839 | 0.89 | 1330 | 0.09 |  |  | 11282 | 0.72 | 0.44 | 190 | 0.01 | 3 | 0 |  | 4706 | 0.3 | 9767 | 0.63 | 4640 | 0.3 | 10953 | 9719 | 0.62 | 5875 | 10154 | 0.65 | 5439 | 12185 | 0.78 | 3408 | 8912 | 0.57 | 6681 | 937 | 0.06 | 14656
287 | Encina | SDGE Imperial | {'Cannon': [0.2, 269.0], 'Palomar Airport': [2.9, 241.0], 'San Luis Rey': [5.2, 121.0], 'Shadowridge': [5.6, 252.0], 'Ocean Ranch': [5.7, 122.0], 'Melrose': [6.8, 264.0], 'San Marcos': [8.0, 215.0], 'Pendleton': [11.9, 64.0], 'Escondido': [12.6, 201.0], 'North City Metering': [14.0, 148.0], 'Artesian': [14.1, 147.0], 'Monserate': [14.5, 85.0], 'Lilac': [16.5, 62.0], 'Penasquitos': [16.6, 3.0], 'Chicarita': [18.0, 131.0], 'Avocado': [18.1, 27.0], 'Valley Center': [19.4, 8.0], 'Pala': [19.9, 2.0]} | 1639 | 261 | 0.16 | 1378 | 0.84 | 106 | 0.06 |  |  | 86 | 0.05 | 0.37 | 198 | 0.12 | 17 | 0.01 |  | 96 | 0.06 | 0 | 0 | 400 | 0.24 | 1239 | 907 | 0.55 | 732 | 927 | 0.57 | 712 | 1148 | 0.7 | 491 | 78 | 0.05 | 1561 | 301 | 0.18 | 1338
288 | Bullard | PGE Fresno | {'Ashlan': [3.9, 10767.0], 'Clovis': [4.8, 4897.0], 'Figarden': [5.0, 10796.0], 'Fig Garden': [5.0, 10796.0], 'Woodward': [5.1, 6997.0], 'California Ave': [7.3, 6936.0], 'West Fresno': [7.9, 5442.0], 'Gregg': [8.4, 10009.0], 'Herndon': [8.6, 10100.0], 'Malaga': [9.4, 5319.0], 'Kearney (New)': [10.4, 4391.0], 'Sanger': [11.9, 4591.0], 'Borden': [13.7, 7817.0], 'McCall': [16.4, 1706.0], 'Madera': [17.2, 3507.0], 'Storey': [18.3, 2260.0], 'Biola': [19.1, 765.0]} | 64506 | 15454 | 0.24 | 49052 | 0.76 | 485 | 0.01 |  |  | 41116 | 0.64 | 0.37 | 23844 | 0.37 | 14549 | 0.23 |  | 27168 | 0.42 | 0 | 0 | 21753 | 0.34 | 42753 | 30632 | 0.47 | 33874 | 29301 | 0.45 | 35205 | 38482 | 0.6 | 26024 | 9933 | 0.15 | 54572 | 11559 | 0.18 | 52947
289 | Hicks | PGE GBA | {'Vasona': [3.8, 868.0], 'El Patio': [4.5, 495.0], 'Stone': [5.2, 108.0], 'Edenvale': [5.8, 108.0], 'Evergreen': [5.8, 108.0], 'Santa Teresa': [6.0, 108.0], 'San Jose A': [6.6, 108.0], 'Piercy': [6.7, 108.0], 'Saratoga': [7.0, 560.0], 'San Jose B': [7.5, 108.0], 'FMC': [8.0, 53.0], 'Swift': [8.4, 108.0], 'Metcalf Energy Center': [8.5, 108.0], 'Metcalf 1': [8.7, 108.0], 'Monta Vista': [11.3, 560.0], 'Paul Sweet': [17.4, 213.0]} | 18118 | 974 | 0.05 | 17144 | 0.95 | 305 | 0.02 |  |  | 7183 | 0.4 | 0.22 | 1047 | 0.06 | 245 | 0.01 |  | 7166 | 0.4 | 0 | 0 | 12721 | 0.7 | 5397 | 460 | 0.03 | 17658 | 12027 | 0.66 | 6092 | 17047 | 0.94 | 1071 | 4012 | 0.22 | 14106 | 487 | 0.03 | 17631
290 | Olivehurst | PGE NGBA | {'Bogue': [4.3, 16162.0], 'East Marysville': [5.1, 15077.0], 'Pease': [8.3, 7086.0], 'Greenleaf 1': [8.4, 6885.0], 'Sutter Power': [8.4, 6926.0], 'Rio Oso': [11.7, 7041.0], 'East Nicolaus': [12.7, 3263.0], 'Honcut': [16.2, 1900.0], 'Lincoln': [18.8, 18.0]} | 109482 | 17616 | 0.16 | 91866 | 0.84 | 4013 | 0.04 |  |  | 79692 | 0.73 | 0.15 | 32369 | 0.3 | 59062 | 0.54 |  | 3581 | 0.03 | 0 | 0 | 39574 | 0.36 | 69908 | 872 | 0.01 | 108610 | 16915 | 0.15 | 92567 | 53615 | 0.49 | 55867 | 134 | 0 | 109348 | 12099 | 0.11 | 97383
291 | Temblor | PGE Kern | {'Kernridge': [4.8, 24663.0], 'Sunset': [11.4, 12367.0], 'Caliente': [12.4, 7526.0], 'Sunrise': [13.6, 7203.0], 'Midway': [13.7, 25.0], 'Ganso': [16.1, 107.0], 'Goose Lake': [16.6, 346.0], 'Carrizo Plains': [19.3, 342.0]} | 113711 | 29304 | 0.26 | 84407 | 0.74 | 20532 | 0.18 |  |  | 90756 | 0.8 | 0.07 | 2297 | 0.02 | 28359 | 0.25 |  | 8499 | 0.07 | 0 | 0 | 39696 | 0.35 | 74016 | 15932 | 0.14 | 97779 | 38175 | 0.34 | 75536 | 69351 | 0.61 | 44360 | 15457 | 0.14 | 98254 | 279 | 0 | 113432
292 | Olinda | SCE Metro | {'Walnut': [4.6, 370.0], 'Lewis': [9.6, 2.0], 'Villa Park': [10.4, 89.0], 'Serrano': [11.1, 495.0], 'Chino': [14.4, 620.0]} | 5706 | 694 | 0.12 | 5012 | 0.88 | 140 | 0.02 |  |  | 4345 | 0.76 | 0.21 | 0 | 0 | 0 | 0 |  | 5131 | 0.9 | 0 | 0 | 3515 | 0.62 | 2190 | 0 | 0 | 5706 | 0 | 0 | 5706 | 3515 | 0.62 | 2190 | 2578 | 0.45 | 3128 | 887 | 0.16 | 4818
293 | Mt. Eden | PGE GBA | {'Eastshore': [0.9, 1397.0], 'Grant': [4.2, 1341.0], 'Castro Valley': [4.7, 1296.0], 'Dumbarton': [5.7, 180.0], 'San Leandro U': [6.0, 1340.0], 'Edes': [8.9, 1338.0], 'Ravenswood': [9.9, 65.0], 'Fremont': [9.9, 111.0], 'Oakland J': [11.0, 1298.0], 'Cooley Landing': [11.1, 27.0], 'Newark': [11.1, 111.0], 'Vineyard': [13.7, 111.0], 'Oakland X': [14.0, 1292.0], 'Burlingame': [14.5, 1.0], 'Menlo': [14.9, 22.0], 'Oakland C': [15.1, 1292.0], 'Moraga': [15.4, 704.0], 'Oakland L': [15.5, 1284.0], 'Dixon Landing': [15.6, 110.0], 'Jefferson': [15.8, 23.0], 'Millbrae': [15.9, 1.0], 'Whisman': [15.9, 7.0], 'Nortech': [16.6, 3.0], 'Los Esteros': [17.0, 73.0], 'Martin': [17.4, 375.0], 'SAN FRAN A (POTRERO PP)': [17.7, 665.0], 'Potrero': [17.7, 671.0]} | 17371 | 1462 | 0.08 | 15909 | 0.92 | 942 | 0.05 |  |  | 13887 | 0.8 | 0.3 | 2 | 0 | 0 | 0 |  | 12631 | 0.73 | 0 | 0 | 10085 | 0.58 | 7286 | 2977 | 0.17 | 14394 | 10445 | 0.6 | 6926 | 14991 | 0.86 | 2380 | 7778 | 0.45 | 9593 | 1390 | 0.08 | 15981
294 | Woodland | PGE NGBA | {'Knights Landing': [9.1, 4375.0], 'Davis': [9.4, 3520.0], 'Madison': [11.2, 7891.0], 'Putah Creek': [16.6, 4309.0], 'East Nicolaus': [19.9, 1.0]} | 136749 | 11638 | 0.09 | 125111 | 0.91 | 16520 | 0.12 |  |  | 110283 | 0.81 | 0.09 | 28512 | 0.21 | 86541 | 0.63 |  | 4106 | 0.03 | 0 | 0 | 65114 | 0.48 | 71635 | 26436 | 0.19 | 110313 | 41138 | 0.3 | 95611 | 83418 | 0.61 | 53331 | 729 | 0.01 | 136020 | 7975 | 0.06 | 128774
295 | Trabuco | SDGE Imperial | {'Q1806': [2.1, 1456.0], 'Margarita': [2.7, 1451.0], 'Capistrano': [3.5, 1360.0], 'Rancho Mission Viejo': [5.0, 1261.0], 'Viejo': [7.4, 883.0], 'Santiago': [8.9, 438.0], 'Talega': [9.6, 1245.0], 'North of SONGS': [9.7, 1234.0], 'Johanna': [14.6, 422.0], 'San Onofre': [15.1, 208.0]} | 13885 | 1690 | 0.12 | 12196 | 0.88 | 834 | 0.06 |  |  | 9131 | 0.66 | 0.59 | 124 | 0.01 | 36 | 0 |  | 4643 | 0.33 | 7554 | 0.54 | 3057 | 0.22 | 10828 | 9435 | 0.68 | 4450 | 10053 | 0.72 | 3833 | 10752 | 0.77 | 3133 | 7441 | 0.54 | 6444 | 913 | 0.07 | 12972
296 | Cantua | PGE Fresno | {'Excelsior': [6.4, 37862.0], 'New Sub - Los Banos - Midway (Proposed)': [7.6, 43370.0], 'Schindler': [11.4, 32996.0], 'Tranquility': [11.7, 10569.0], 'Crescent': [11.9, 32394.0], 'Helm': [14.5, 19838.0], 'Cheney': [17.6, 23.0], 'Manning': [17.9, 19.0]} | 171711 | 45740 | 0.27 | 125972 | 0.73 | 57124 | 0.33 |  |  | 113391 | 0.66 | 0.06 | 47867 | 0.28 | 73504 | 0.43 |  | 27261 | 0.16 | 1245 | 0.01 | 60722 | 0.35 | 110989 | 0 | 0 | 171711 | 13308 | 0.08 | 158403 | 63780 | 0.37 | 107931 | 30955 | 0.18 | 140756 | 669 | 0 | 171042
297 | Rancho Vista | SCE Metro | {'Etiwanda': [0.4, 3376.0], 'Mira Loma': [5.8, 3376.0], 'Padua': [6.4, 3355.0], 'Wildlife': [9.9, 2091.0], 'Rerc': [9.9, 2102.0], 'Chino': [10.3, 3376.0]} | 7687 | 3376 | 0.44 | 4311 | 0.56 | 336 | 0.04 |  |  | 1840 | 0.24 | 0.57 | 318 | 0.04 | 972 | 0.13 |  | 520 | 0.07 | 2873 | 0.37 | 3347 | 0.44 | 4340 | 2560 | 0.33 | 5128 | 2303 | 0.3 | 5384 | 3347 | 0.44 | 4340 | 1826 | 0.24 | 5861 | 398 | 0.05 | 7289
298 | Los Esteros | PGE GBA | {'Nortech': [1.5, 1115.0], 'Dixon Landing': [2.2, 1493.0], 'Trimble': [3.2, 1131.0], 'Scott': [3.7, 1076.0], 'FMC': [5.6, 1127.0], 'Newark': [5.9, 844.0], 'San Jose B': [6.3, 1125.0], 'San Jose A': [7.1, 1125.0], 'Whisman': [7.6, 6.0], 'Mountain View': [8.1, 6.0], 'Fremont': [8.1, 837.0], 'Stone': [9.3, 1125.0], 'El Patio': [9.4, 178.0], 'Evergreen': [10.0, 1125.0], 'Swift': [10.4, 1125.0], 'Cooley Landing': [11.1, 6.0], 'Dumbarton': [11.3, 595.0], 'Ravenswood': [12.1, 6.0], 'Piercy': [13.6, 491.0], 'Menlo': [14.7, 4.0], 'Edenvale': [14.8, 491.0], 'Santa Teresa': [15.3, 491.0], 'Mt Eden': [17.0, 73.0], 'Mt. Eden': [17.0, 73.0], 'Vineyard': [17.4, 589.0], 'Metcalf Energy Center': [17.6, 136.0], 'Metcalf 1': [17.6, 214.0]} | 15254 | 1717 | 0.11 | 13537 | 0.89 | 5133 | 0.34 |  |  | 8703 | 0.57 | 0.06 | 41 | 0 | 0 | 0 |  | 14710 | 0.96 | 0 | 0 | 6614 | 0.43 | 8640 | 6100 | 0.4 | 9153 | 7009 | 0.46 | 8245 | 8074 | 0.53 | 7179 | 9143 | 0.6 | 6111 | 1287 | 0.08 | 13967
299 | Humboldt Bay | PGE NGBA | {'Harris': [4.9, 11708.0], 'Humboldt': [5.9, 10848.0], 'Arcata': [10.8, 3668.0]} | 58536 | 14762 | 0.25 | 43773 | 0.75 | 16914 | 0.29 |  |  | 30125 | 0.51 | 0.14 | 0 | 0 | 0 | 0 |  | 0 | 0 | 0 | 0 | 1651 | 0.03 | 56885 | 32165 | 0.55 | 26371 | 33373 | 0.57 | 25162 | 34759 | 0.59 | 23776 | 8803 | 0.15 | 49732 | 12825 | 0.22 | 45711
300 | Shiloh III | PGE GBA | {'Birds Landing': [3.3, 31452.0], 'Lambie': [3.8, 28396.0], 'Lambie Energy': [3.8, 28396.0], 'Collinsville': [6.2, 28961.0], 'Pittsburg': [9.6, 15012.0], 'Peabody': [10.5, 1165.0], 'GWF 2': [10.7, 14707.0], 'Kirker': [10.8, 12903.0], 'Contra Costa PP': [11.7, 18358.0], 'Contra Costa': [12.3, 13742.0], 'Grand Island': [14.5, 8107.0], 'Lone Tree': [16.2, 1239.0], 'Bahia': [16.8, 2.0], 'Clayton': [17.0, 2.0], 'Meadow Lane': [18.1, 2.0], 'Martinez': [18.1, 2.0]} | 99332 | 31433 | 0.32 | 67898 | 0.68 | 25960 | 0.26 |  |  | 70942 | 0.71 | 0.06 | 38336 | 0.39 | 7451 | 0.08 |  | 63966 | 0.64 | 0 | 0 | 16318 | 0.16 | 83014 | 34777 | 0.35 | 64555 | 35094 | 0.35 | 64237 | 49989 | 0.5 | 49343 | 6381 | 0.06 | 92951 | 27367 | 0.28 | 71964
301 | Westpark | PGE Kern | {'Rosedale': [2.1, 12952.0], 'Bakersfield': [2.2, 13842.0], 'Casaloma': [2.7, 8128.0], 'Kern Power': [3.2, 11196.0], 'Stockdale': [4.2, 7070.0], 'Kern Oil': [4.8, 10376.0], 'Panama': [5.5, 6880.0], 'Columbus': [5.9, 7754.0], 'Sycamore': [6.1, 10174.0], 'Tevis': [6.2, 5658.0], 'Magunden': [6.7, 4414.0], '7th Standard': [6.8, 8488.0], 'Renfro': [7.0, 6396.0], 'Cal Water': [8.5, 6490.0], 'Lerdo': [10.8, 8452.0], 'Unknown - 3327': [11.3, 4547.0], 'Lamont': [11.4, 4509.0], 'Old River': [12.0, 3736.0], 'Mt Poso': [12.1, 8392.0], 'Tupman': [13.0, 564.0], 'Rio Bravo': [13.2, 2401.0], 'Grimmway-Malaga': [13.4, 4651.0], 'Poso Mt.': [13.7, 6894.0], 'Norco': [16.2, 26.0], 'Shafter': [18.3, 366.0], 'Famoso': [18.5, 1865.0], 'Lakeview': [19.8, 302.0], 'Wheeler Ridge': [20.2, 0.0]} | 86094 | 15820 | 0.18 | 70274 | 0.82 | 746 | 0.01 |  |  | 68718 | 0.8 | 0.21 | 6307 | 0.07 | 36172 | 0.42 |  | 6832 | 0.08 | 0 | 0 | 33076 | 0.38 | 53018 | 10736 | 0.12 | 75358 | 24034 | 0.28 | 62061 | 42234 | 0.49 | 43860 | 1427 | 0.02 | 84668 | 4114 | 0.05 | 81981
302 | Pendleton | SDGE Imperial | {'Monserate': [5.9, 1178.0], 'San Luis Rey': [6.8, 1061.0], 'Ocean Ranch': [7.2, 1061.0], 'Avocado': [7.7, 1102.0], 'Melrose': [8.5, 1061.0], 'Encina': [11.9, 64.0], 'Cannon': [11.9, 90.0], 'Shadowridge': [12.9, 896.0], 'Palomar Airport': [13.2, 49.0], 'Pala': [13.2, 829.0], 'San Marcos': [14.8, 310.0], 'Lilac': [14.8, 465.0], 'Escondido': [17.9, 307.0], 'Valley Center': [19.0, 193.0]} | 15261 | 1199 | 0.08 | 14061 | 0.92 | 429 | 0.03 |  |  | 1820 | 0.12 | 0.37 | 3520 | 0.23 | 1004 | 0.07 |  | 1390 | 0.09 | 4689 | 0.31 | 11997 | 0.79 | 3264 | 6174 | 0.4 | 9087 | 7390 | 0.48 | 7870 | 13575 | 0.89 | 1686 | 549 | 0.04 | 14711 | 1220 | 0.08 | 14041
303 | Burney Forest Power | PGE NGBA | {'Burney Forest': [0.0, 45596.0], 'Carberry': [2.4, 41462.0], 'New Sub - Pit 1 - Cottonwood (Proposed)': [6.7, 26321.0], 'Pit 3': [8.5, 18861.0], 'Pit 4': [10.3, 11733.0], 'Cove Road': [11.1, 10400.0], 'Round Mt.': [12.5, 6170.0], 'Pit 1': [13.8, 10576.0], 'James B Black': [15.7, 559.0]} | 131485 | 45592 | 0.35 | 85894 | 0.65 | 76397 | 0.58 |  |  | 53939 | 0.41 | 0.05 | 6166 | 0.05 | 33 | 0 |  | 68907 | 0.52 | 0 | 0 | 56118 | 0.43 | 75368 | 9291 | 0.07 | 122194 | 8444 | 0.06 | 123041 | 62506 | 0.48 | 68980 | 32334 | 0.25 | 99151 | 10660 | 0.08 | 120825
304 | Llagas | PGE GBA | {'Morgan Hill': [10.0, 6645.0], 'Green Valley': [11.8, 3816.0], 'Hollister': [13.0, 8739.0], 'Crazy Horse Canyon': [16.0, 1511.0], 'Metcalf 1': [18.2, 667.0], 'Metcalf Energy Center': [18.2, 708.0], 'Moss Landing': [18.4, 576.0]} | 92579 | 17568 | 0.19 | 75011 | 0.81 | 20652 | 0.22 |  |  | 50864 | 0.55 | 0.15 | 12180 | 0.13 | 14498 | 0.16 |  | 51976 | 0.56 | 0 | 0 | 46036 | 0.5 | 46543 | 3408 | 0.04 | 89171 | 9568 | 0.1 | 83011 | 49205 | 0.53 | 43374 | 38268 | 0.41 | 54311 | 3768 | 0.04 | 88811
305 | Los Banos | PGE Fresno | {'Padre Flats SW STA': [4.2, 13400.0], 'Quinto': [5.3, 14254.0], 'Mercy Springs': [13.7, 2212.0], 'Dos Amigos': [13.8, 1954.0], 'Miller': [14.9, 4340.0]} | 121840 | 17609 | 0.14 | 104231 | 0.86 | 43424 | 0.36 |  |  | 72265 | 0.59 | 0.08 | 21660 | 0.18 | 21859 | 0.18 |  | 69346 | 0.57 | 2808 | 0.02 | 79496 | 0.65 | 42344 | 18965 | 0.16 | 102875 | 39611 | 0.33 | 82229 | 80156 | 0.66 | 41684 | 45374 | 0.37 | 76466 | 9511 | 0.08 | 112329
306 | Peabody | PGE NGBA | {'Lambie': [7.1, 2513.0], 'Lambie Energy': [7.1, 2514.0], 'Vaca-Dixon & Gc Yard': [8.5, 7622.0], 'Shiloh III': [10.5, 1165.0], 'Birds Landing': [13.5, 1165.0], 'Collinsville': [16.0, 1108.0], 'Tulucay': [16.2, 2931.0], 'Parkway': [16.4, 895.0], 'Putah Creek': [16.6, 3485.0], 'Bahia': [16.8, 0.0]} | 74445 | 12147 | 0.16 | 62299 | 0.84 | 6532 | 0.09 |  |  | 54397 | 0.73 | 0.11 | 13216 | 0.18 | 18289 | 0.25 |  | 40606 | 0.55 | 0 | 0 | 17196 | 0.23 | 57250 | 25326 | 0.34 | 49119 | 27800 | 0.37 | 46645 | 45994 | 0.62 | 28451 | 12300 | 0.17 | 62145 | 15913 | 0.21 | 58533
307 | Silvergate | SDGE Imperial | {'Vine': [3.7, 1020.0], 'Old Town': [5.7, 1017.0], 'Point Loma': [6.1, 1017.0], 'Mission': [6.2, 1016.0], 'Bay Boulevard': [6.6, 701.0], 'Imperial Beach': [8.2, 415.0], 'Telegraph Canyon': [8.4, 164.0], 'Otay': [8.5, 174.0], 'Spring Valley': [8.7, 69.0], 'Elliot': [9.0, 758.0], 'Elliott': [9.0, 760.0], 'Miguel': [9.3, 140.0], 'Salt Creek': [9.4, 127.0], 'Mesa Heights': [9.4, 791.0], 'Murray': [9.6, 3.0], 'Kearny': [9.6, 789.0], 'San Ysidro': [11.4, 151.0], 'Penasquitos': [16.1, 13.0]} | 5396 | 1004 | 0.19 | 4392 | 0.81 | 2798 | 0.52 |  |  | 295 | 0.05 | 0.23 | 0 | 0 | 0 | 0 |  | 14 | 0 | 0 | 0 | 51 | 0.01 | 5345 | 1009 | 0.19 | 4387 | 4306 | 0.8 | 1090 | 4322 | 0.8 | 1073 | 6 | 0 | 5390 | 90 | 0.02 | 5305
308 | Kelso | PGE GBA | {'Delta PP': [1.0, 993.0], 'Delta Pumps': [1.0, 995.0], 'Tracy': [1.2, 1646.0], 'Windmaster': [2.1, 404.0], 'Midway Green Ridge Services': [5.0, 1647.0], 'Altamont': [5.3, 247.0], 'Altamont Midway (Sandhill)': [5.3, 255.0], 'Tesla': [6.3, 1646.0], 'Vasco': [8.6, 0.0], 'GWF Tracy': [8.6, 1646.0], 'Lammers': [9.0, 1646.0], 'Los Positas': [9.7, 0.0], 'Las Positas': [9.7, 0.0], 'Cayetano': [10.0, 0.0], 'North Dublin': [14.3, 0.0], 'Kasson': [14.7, 1646.0], 'Vineyard': [16.3, 0.0], 'Tassajara': [16.5, 0.0], 'San Ramon': [18.4, 0.0]} | 118885 | 1647 | 0.01 | 117238 | 0.99 | 36096 | 0.3 |  |  | 68000 | 0.57 | 0.14 | 10021 | 0.08 | 46099 | 0.39 |  | 57622 | 0.48 | 0 | 0 | 62355 | 0.52 | 56529 | 49749 | 0.42 | 69136 | 54267 | 0.46 | 64617 | 77875 | 0.66 | 41010 | 13384 | 0.11 | 105501 | 7338 | 0.06 | 111547
309 | Desert View | SCE EOP | {} | 11027 | 7509 | 0.68 | 3518 | 0.32 | 0 | 0 |  |  | 0 | 0 | 0 | 0 | 0 | 0 | 0 |  | 1228 | 0.11 | 0 | 0 | 0 | 0 | 11027 | 0 | 0 | 11027 | 0 | 0 | 11027 | 0 | 0 | 11027 | 0 | 0 | 11027 | 0 | 0 | 11027
310 | Clay | PGE GBA | {'Camanche': [10.2, 248.0], 'Valley Springs': [12.7, 163.0], 'Rancho Seco - Bellota (Proposed)': [14.9, 212.0]} | 80653 | 654 | 0.01 | 79999 | 0.99 | 13205 | 0.16 |  |  | 58503 | 0.73 | 0.11 | 4293 | 0.05 | 2923 | 0.04 |  | 42929 | 0.53 | 0 | 0 | 75322 | 0.93 | 5332 | 28922 | 0.36 | 51731 | 43218 | 0.54 | 37435 | 77854 | 0.97 | 2800 | 45761 | 0.57 | 34892 | 13216 | 0.16 | 67437
311 | Calcite | SCE NOL | {} | 69716 | 28752 | 0.41 | 40964 | 0.59 | 34 | 0 |  |  | 14490 | 0.21 | 0.39 | 32 | 0 | 49 | 0 |  | 0 | 0 | 0 | 0 | 28567 | 0.41 | 41150 | 17316 | 0.25 | 52400 | 15370 | 0.22 | 54346 | 38501 | 0.55 | 31215 | 10628 | 0.15 | 59089 | 450 | 0.01 | 69267
312 | Biola | PGE Fresno | {'Madera': [9.7, 12469.0], 'Herndon': [11.2, 5336.0], 'Borden': [11.5, 8318.0], 'Gregg': [11.6, 4993.0], 'Newhall': [12.8, 12447.0], 'Storey': [14.0, 6249.0], 'Kearney (New)': [14.1, 3239.0], 'Fig Garden': [14.2, 3925.0], 'Figarden': [14.2, 3927.0], 'Helm': [14.4, 11691.0], 'Mc Mullin': [15.5, 7250.0], 'Ashlan': [15.7, 2416.0], 'West Fresno': [17.0, 1860.0], 'Crescent': [18.5, 4911.0], 'Bullard': [19.1, 765.0]} | 184842 | 36070 | 0.2 | 148772 | 0.8 | 24717 | 0.13 |  |  | 134279 | 0.73 | 0.12 | 67674 | 0.37 | 98704 | 0.53 |  | 10569 | 0.06 | 0 | 0 | 40809 | 0.22 | 144033 | 37858 | 0.2 | 146984 | 47033 | 0.25 | 137809 | 74734 | 0.4 | 110108 | 4890 | 0.03 | 179952 | 14166 | 0.08 | 170675
313 | New Sub - Pit 1 - Cottonwood (Proposed) | PGE NGBA | {'Carberry': [4.4, 30157.0], 'Round Mt.': [6.1, 9918.0], 'Burney Forest': [6.7, 26316.0], 'Burney Forest Power': [6.7, 26321.0], 'Cove Road': [6.8, 13900.0], 'Pit 4': [11.5, 12836.0], 'Pit 3': [12.7, 12330.0], 'Fern Road': [14.0, 2438.0], 'James B Black': [14.2, 4059.0]} | 134460 | 35831 | 0.27 | 98629 | 0.73 | 70035 | 0.52 |  |  | 58546 | 0.44 | 0.05 | 3396 | 0.03 | 139 | 0 |  | 96307 | 0.72 | 8308 | 0.06 | 83743 | 0.62 | 50717 | 13741 | 0.1 | 120719 | 17581 | 0.13 | 116879 | 86895 | 0.65 | 47565 | 26047 | 0.19 | 108413 | 10293 | 0.08 | 124167
314 | Olive | PGE Fresno | {'Alpaugh': [4.6, 46848.0], 'Smyrna': [12.5, 15648.0], 'Corcoran': [16.0, 10385.0], 'Waukena': [18.3, 2456.0]} | 147418 | 60175 | 0.41 | 87243 | 0.59 | 36716 | 0.25 |  |  | 96865 | 0.66 | 0.09 | 71019 | 0.48 | 53652 | 0.36 |  | 24393 | 0.17 | 0 | 0 | 46575 | 0.32 | 100843 | 15156 | 0.1 | 132262 | 35419 | 0.24 | 111999 | 65786 | 0.45 | 81632 | 394 | 0 | 147024 | 8800 | 0.06 | 138618
315 | Lugo | SCE Metro | {'Victor': [9.7, 6746.0], 'New Sub - Kramer - Lugo (Proposed)': [14.8, 3351.0], 'Roadway': [14.8, 3359.0]} | 56163 | 6881 | 0.12 | 49282 | 0.88 | 9303 | 0.17 |  |  | 24807 | 0.44 | 0.27 | 36 | 0 | 0 | 0 |  | 26948 | 0.48 | 7855 | 0.14 | 25705 | 0.46 | 30457 | 39487 | 0.7 | 16676 | 34306 | 0.61 | 21857 | 48660 | 0.87 | 7503 | 19507 | 0.35 | 36656 | 2084 | 0.04 | 54079
316 | Eagle Rock (PGE) | PGE NGBA | {'Lake View': [1.6, 2111.0], 'Geysers Tap 1': [6.0, 1991.0], 'Konocti': [8.1, 1255.0], 'Cloverdale': [10.9, 2789.0], 'Fitch Mountain': [15.7, 925.0], 'Redbud': [15.9, 63.0], 'Hopland': [17.6, 24.0], 'Hartley': [18.5, 1192.0]} | 93216 | 4040 | 0.04 | 89176 | 0.96 | 12429 | 0.13 |  |  | 66534 | 0.71 | 0.1 | 6839 | 0.07 | 3989 | 0.04 |  | 30399 | 0.33 | 40895 | 0.44 | 55478 | 0.6 | 37738 | 50161 | 0.54 | 43055 | 67826 | 0.73 | 25390 | 86865 | 0.93 | 6351 | 25543 | 0.27 | 67673 | 1689 | 0.02 | 91527
317 | Cosumnes | PGE GBA | {'Rancho Seco': [0.4, 15266.0], 'Camanche': [10.3, 5234.0], 'Live Oak': [11.1, 9939.0], 'Lockeford': [15.5, 5463.0], 'Rancho Seco - Bellota (Proposed)': [15.9, 1052.0], 'Granite': [18.1, 1997.0]} | 126261 | 16050 | 0.13 | 110211 | 0.87 | 17564 | 0.14 |  |  | 73454 | 0.58 | 0.16 | 39671 | 0.31 | 13216 | 0.1 |  | 24026 | 0.19 | 0 | 0 | 92177 | 0.73 | 34083 | 40232 | 0.32 | 86029 | 66677 | 0.53 | 59584 | 103461 | 0.82 | 22800 | 28862 | 0.23 | 97398 | 37446 | 0.3 | 88815
318 | Imperial Valley | SDGE Imperial | {'El Centro': [11.9, 5600.0]} | 61194 | 11017 | 0.18 | 50177 | 0.82 | 1771 | 0.03 |  |  | 56868 | 0.93 | 0.1 | 7472 | 0.12 | 39187 | 0.64 |  | 0 | 0 | 0 | 0 | 0 | 0 | 61194 | 12481 | 0.2 | 48713 | 15558 | 0.25 | 45636 | 15558 | 0.25 | 45636 | 2681 | 0.04 | 58513 | 6241 | 0.1 | 54954
319 | Swift | PGE GBA | {'Evergreen': [2.8, 1747.0], 'Piercy': [3.8, 1112.0], 'Stone': [4.1, 1747.0], 'Edenvale': [5.4, 1112.0], 'San Jose A': [5.7, 1747.0], 'Santa Teresa': [5.8, 1112.0], 'San Jose B': [5.9, 1747.0], 'FMC': [7.0, 1632.0], 'Metcalf 1': [7.5, 835.0], 'Metcalf Energy Center': [7.6, 746.0], 'El Patio': [7.9, 220.0], 'Trimble': [8.2, 1500.0], 'Hicks': [8.4, 108.0], 'Scott': [9.4, 1097.0], 'Los Esteros': [10.4, 1125.0], 'Nortech': [11.2, 635.0], 'Dixon Landing': [11.6, 899.0], 'Newark': [16.1, 249.0], 'Fremont': [17.7, 242.0]} | 26599 | 1745 | 0.07 | 24855 | 0.93 | 9427 | 0.35 |  |  | 14495 | 0.54 | 0.07 | 706 | 0.03 | 290 | 0.01 |  | 24826 | 0.93 | 1020 | 0.04 | 16014 | 0.6 | 10585 | 8907 | 0.33 | 17692 | 9472 | 0.36 | 17127 | 17523 | 0.66 | 9077 | 18342 | 0.69 | 8257 | 1251 | 0.05 | 25348
320 | Windhub | SCE Northern | {'Highwind': [7.1, 10400.0], 'Rosamond': [12.1, 16385.0], 'Whirlwind': [15.0, 2622.0]} | 104448 | 36342 | 0.35 | 68106 | 0.65 | 3077 | 0.03 |  |  | 42595 | 0.41 | 0.32 | 272 | 0 | 1552 | 0.01 |  | 22352 | 0.21 | 2861 | 0.03 | 32927 | 0.32 | 71521 | 30653 | 0.29 | 73795 | 38844 | 0.37 | 65604 | 63978 | 0.61 | 40470 | 16918 | 0.16 | 87530 | 655 | 0.01 | 103793
321 | Elliott | SDGE Imperial | {'Elliot': [0.0, 758.0], 'Kearny': [2.8, 760.0], 'Mission': [3.6, 760.0], 'Mesa Heights': [4.1, 760.0], 'Murray': [4.2, 3.0], 'Old Town': [6.9, 760.0], 'Spring Valley': [7.3, 69.0], 'Vine': [7.5, 760.0], 'Silvergate': [9.0, 760.0], 'Point Loma': [9.8, 760.0], 'Penasquitos': [10.4, 13.0], 'Bay Boulevard': [14.4, 509.0], 'Otay': [15.4, 9.0], 'Imperial Beach': [16.1, 242.0]} | 3055 | 757 | 0.25 | 2298 | 0.75 | 332 | 0.11 |  |  | 778 | 0.25 | 0.36 | 0 | 0 | 0 | 0 |  | 857 | 0.28 | 279 | 0.09 | 1138 | 0.37 | 1917 | 1116 | 0.37 | 1939 | 1133 | 0.37 | 1922 | 2263 | 0.74 | 792 | 379 | 0.12 | 2676 | 57 | 0.02 | 2998
322 | Gates | PGE Fresno | {'New Sub - Gates - Templeton (Proposed)': [8.5, 14604.0], 'Avenal': [11.3, 13627.0], 'Mustang': [13.1, 4237.0], 'Henrietta': [14.2, 3815.0], 'Leprino': [17.6, 2379.0], 'Schindler': [18.2, 687.0], 'Excelsior': [19.0, 57.0]} | 164348 | 21960 | 0.13 | 142387 | 0.87 | 33790 | 0.21 |  |  | 128087 | 0.78 | 0.07 | 20039 | 0.12 | 111092 | 0.68 |  | 3922 | 0.02 | 0 | 0 | 28285 | 0.17 | 136063 | 13716 | 0.08 | 150632 | 27605 | 0.17 | 136743 | 47771 | 0.29 | 116576 | 5539 | 0.03 | 158808 | 1521 | 0.01 | 162827
323 | Madeline | Northeast CA | {} | 99740 | 7218 | 0.07 | 92522 | 0.93 | 27865 | 0.28 |  |  | 62148 | 0.62 | 0.07 | 13656 | 0.14 | 0 | 0 |  | 70954 | 0.71 | 18144 | 0.18 | 12840 | 0.13 | 86899 | 5176 | 0.05 | 94563 | 6566 | 0.07 | 93173 | 20750 | 0.21 | 78990 | 75274 | 0.75 | 24466 | 32255 | 0.32 | 67484
324 | Putah Creek | PGE NGBA | {'Vaca-Dixon & Gc Yard': [9.4, 8766.0], 'Madison': [10.4, 5115.0], 'Monticello': [11.8, 309.0], 'Davis': [14.1, 3058.0], 'Peabody': [16.6, 3485.0], 'Woodland': [16.6, 4309.0]} | 120842 | 14519 | 0.12 | 106323 | 0.88 | 9270 | 0.08 |  |  | 91574 | 0.76 | 0.11 | 13586 | 0.11 | 59665 | 0.49 |  | 45099 | 0.37 | 0 | 0 | 57904 | 0.48 | 62938 | 3893 | 0.03 | 116949 | 356 | 0 | 120486 | 59455 | 0.49 | 61387 | 19515 | 0.16 | 101327 | 4565 | 0.04 | 116277
325 | San Onofre | SCE Metro | {'North of SONGS': [5.6, 368.0], 'Talega': [5.9, 368.0], 'Rancho Mission Viejo': [11.2, 358.0], 'Capistrano': [11.8, 357.0], 'Margarita': [13.2, 355.0], 'Q1806': [13.3, 252.0], 'Trabuco': [15.1, 208.0]} | 4388 | 365 | 0.08 | 4023 | 0.92 | 132 | 0.03 |  |  | 4159 | 0.95 | 0.03 | 85 | 0.02 | 0 | 0 |  | 800 | 0.18 | 3381 | 0.77 | 326 | 0.07 | 4062 | 3285 | 0.75 | 1103 | 3313 | 0.76 | 1075 | 3313 | 0.76 | 1075 | 3616 | 0.82 | 771 | 240 | 0.05 | 4148
326 | Gregg | PGE Fresno | {'Herndon': [0.6, 20194.0], 'Fig Garden': [3.8, 17850.0], 'Figarden': [3.8, 17852.0], 'Borden': [6.1, 16411.0], 'Ashlan': [6.4, 14566.0], 'Bullard': [8.4, 10009.0], 'Madera': [9.0, 11785.0], 'Woodward': [9.6, 7244.0], 'Kearney (New)': [10.4, 5914.0], 'West Fresno': [10.8, 5473.0], 'Storey': [11.1, 10172.0], 'Biola': [11.6, 4993.0], 'California Ave': [12.5, 2808.0], 'Malaga': [15.3, 520.0], 'Mc Mullin': [18.5, 604.0]} | 118992 | 20327 | 0.17 | 98664 | 0.83 | 3464 | 0.03 |  |  | 93547 | 0.79 | 0.19 | 34092 | 0.29 | 68063 | 0.57 |  | 26938 | 0.23 | 0 | 0 | 17906 | 0.15 | 101086 | 31359 | 0.26 | 87633 | 32857 | 0.28 | 86135 | 44726 | 0.38 | 74265 | 5566 | 0.05 | 113425 | 10689 | 0.09 | 108303
327 | Gondor | <Null> | {} | 0 | 0 | 0 | 0 | 0 | 0 | 0 |  |  | 0 | 0 | 0 | 0 | 0 | 0 | 0 |  | 0 | 0 | 0 | 0 | 0 | 0 | 0 | 0 | 0 | 0 | 0 | 0 | 0 | 0 | 0 | 0 | 0 | 0 | 0 | 0 | 0 | 0
328 | Cabrillo | PGE Kern | {'Divide': [12.9, 2162.0], 'Sisquoc': [17.4, 1600.0], 'Fairway': [18.6, 1170.0]} | 75223 | 4977 | 0.07 | 70246 | 0.93 | 37232 | 0.49 |  |  | 36945 | 0.49 | 0.05 | 4745 | 0.06 | 10134 | 0.13 |  | 24450 | 0.33 | 0 | 0 | 32651 | 0.43 | 42573 | 3729 | 0.05 | 71495 | 40164 | 0.53 | 35060 | 57303 | 0.76 | 17921 | 36730 | 0.49 | 38493 | 3735 | 0.05 | 71489
329 | Mesa (PGE) | PGE Kern | {'Fairway': [6.8, 22737.0], 'Callender': [7.9, 20042.0], 'Oceano': [9.7, 17930.0], 'Sisquoc': [11.4, 14373.0], 'Divide': [12.6, 8247.0]} | 126228 | 40642 | 0.32 | 85585 | 0.68 | 28748 | 0.23 |  |  | 87272 | 0.69 | 0.1 | 14462 | 0.11 | 32358 | 0.26 |  | 45450 | 0.36 | 1543 | 0.01 | 6672 | 0.05 | 119555 | 4509 | 0.04 | 121719 | 15516 | 0.12 | 110712 | 21510 | 0.17 | 104717 | 36326 | 0.29 | 89901 | 8872 | 0.07 | 117356
330 | Schulte | PGE GBA | {'Trimble': [1.5, 1102.0], 'FMC': [2.7, 1098.0], 'Nortech': [3.1, 641.0], 'Los Esteros': [3.7, 1076.0], 'San Jose B': [3.8, 1097.0], 'San Jose A': [4.4, 1097.0], 'Dixon Landing': [5.9, 904.0], 'El Patio': [6.0, 203.0], 'Mountain View': [6.3, 6.0], 'Whisman': [6.5, 6.0], 'Stone': [6.9, 1097.0], 'Evergreen': [8.0, 1097.0], 'Newark': [8.8, 255.0], 'Swift': [9.4, 1097.0], 'Fremont': [11.4, 248.0], 'Cooley Landing': [11.6, 6.0], 'Piercy': [11.8, 462.0], 'Edenvale': [12.7, 462.0], 'Ravenswood': [12.9, 6.0], 'Santa Teresa': [13.1, 462.0], 'Dumbarton': [13.7, 6.0], 'Menlo': [14.1, 4.0], 'Metcalf Energy Center': [15.7, 120.0], 'Metcalf 1': [15.7, 188.0]} | 6476 | 1099 | 0.17 | 5377 | 0.83 | 1317 | 0.2 |  |  | 4016 | 0.62 | 0.08 | 2 | 0 | 7 | 0 |  | 5915 | 0.91 | 0 | 0 | 436 | 0.07 | 6041 | 1577 | 0.24 | 4899 | 1915 | 0.3 | 4561 | 1915 | 0.3 | 4561 | 3785 | 0.58 | 2691 | 819 | 0.13 | 5658
331 | Davis | PGE NGBA | {'Woodland': [9.4, 3520.0], 'Putah Creek': [14.1, 3058.0], 'Vaca-Dixon & Gc Yard': [14.2, 1619.0], 'Madison': [15.3, 2565.0], 'Brighton': [17.5, 4.0], 'Knights Landing': [18.4, 112.0]} | 114978 | 6655 | 0.06 | 108323 | 0.94 | 10461 | 0.09 |  |  | 99453 | 0.86 | 0.09 | 16947 | 0.15 | 87001 | 0.76 |  | 1776 | 0.02 | 0 | 0 | 36059 | 0.31 | 78919 | 23752 | 0.21 | 91226 | 35511 | 0.31 | 79467 | 53135 | 0.46 | 61843 | 0 | 0 | 114978 | 4111 | 0.04 | 110867
332 | Arco | PGE Kern | {'Gates-Midway (Proposed)': [8.6, 17631.0]} | 177070 | 21990 | 0.12 | 155080 | 0.88 | 30261 | 0.17 |  |  | 140681 | 0.79 | 0.07 | 28330 | 0.16 | 58578 | 0.33 |  | 59160 | 0.33 | 0 | 0 | 119814 | 0.68 | 57257 | 8785 | 0.05 | 168286 | 20138 | 0.11 | 156932 | 125684 | 0.71 | 51386 | 22497 | 0.13 | 154573 | 3132 | 0.02 | 173938
333 | Goodrich | SCE Metro | {} | 31 | 0 | 0 | 31 | 1 | 4 | 0.13 |  |  | 27 | 0.87 | 0.05 | 0 | 0 | 0 | 0 |  | 4 | 0.12 | 12 | 0.38 | 0 | 0 | 31 | 15 | 0.5 | 15 | 29 | 0.95 | 2 | 31 | 1 | 0 | 31 | 1 | 0 | 4 | 0.14 | 27
334 | Newhall | PGE Fresno | {'Mendota': [12.5, 16656.0], 'Biola': [12.8, 12447.0], 'Dairyland': [13.1, 15981.0], 'Madera': [15.5, 5733.0], 'Oro Loma': [18.0, 5486.0], 'Storey': [18.1, 342.0], 'Chowchilla': [18.2, 5488.0], 'Hammonds': [18.2, 5641.0], 'Borden': [19.2, 252.0], 'El Nido': [19.4, 25.0], 'Tranquility': [19.8, 12.0], 'Cheney': [19.8, 221.0]} | 188871 | 48930 | 0.26 | 139941 | 0.74 | 65621 | 0.35 |  |  | 119690 | 0.63 | 0.06 | 116099 | 0.61 | 36924 | 0.2 |  | 45811 | 0.24 | 0 | 0 | 111470 | 0.59 | 77401 | 31186 | 0.17 | 157685 | 44231 | 0.23 | 144640 | 126182 | 0.67 | 62689 | 12286 | 0.07 | 176585 | 32570 | 0.17 | 156301
335 | Brentwood | PGE GBA | {'Lone Tree': [4.9, 2032.0], 'Contra Costa': [8.0, 2032.0], 'Contra Costa PP': [8.1, 2032.0], 'Windmaster': [8.4, 116.0], 'GWF 2': [12.0, 2029.0], 'Collinsville': [14.2, 791.0], 'Kirker': [14.3, 1073.0], 'Pittsburg': [14.4, 983.0], 'Tassajara': [15.0, 285.0], 'Clayton': [15.9, 586.0], 'Birds Landing': [16.5, 377.0]} | 79884 | 2020 | 0.03 | 77864 | 0.97 | 24971 | 0.31 |  |  | 43332 | 0.54 | 0.07 | 10054 | 0.13 | 33550 | 0.42 |  | 24945 | 0.31 | 9 | 0 | 30028 | 0.38 | 49855 | 27306 | 0.34 | 52578 | 27696 | 0.35 | 52188 | 45222 | 0.57 | 34662 | 6509 | 0.08 | 73374 | 9068 | 0.11 | 70815
336 | Neenach | SCE Northern | {'Whirlwind': [6.9, 39706.0], 'Antelope': [12.9, 11315.0], 'Bailey': [15.4, 1644.0], 'Rosamond': [16.1, 8627.0], 'Warne': [17.4, 135.0]} | 133499 | 47020 | 0.35 | 86479 | 0.65 | 9191 | 0.07 |  |  | 50193 | 0.38 | 0.32 | 4504 | 0.03 | 1871 | 0.01 |  | 15343 | 0.11 | 7745 | 0.06 | 20915 | 0.16 | 112584 | 55451 | 0.42 | 78049 | 36743 | 0.28 | 96757 | 73350 | 0.55 | 60149 | 28956 | 0.22 | 104543 | 1944 | 0.01 | 131555
337 | Bahia | PGE NGBA | {'Martinez': [4.7, 7493.0], 'Parkway': [5.6, 7664.0], 'Carquinez': [6.0, 7698.0], 'Alhambra': [6.1, 7488.0], 'Christie': [6.6, 7484.0], 'Meadow Lane': [9.4, 4449.0], 'San Pablo': [12.7, 3991.0], 'Lakewood': [12.8, 365.0], 'Sobrante': [12.8, 3585.0], 'Kirker': [13.2, 128.0], 'Clayton': [13.2, 128.0], 'Pittsburg': [13.4, 128.0], 'Tulucay': [13.6, 331.0], 'El Cerrito G': [14.6, 3217.0], 'Rossmoor': [15.4, 4.0], 'GWF 2': [15.6, 57.0], 'Moraga': [16.3, 2.0], 'Collinsville': [16.3, 6.0], 'Richmond R': [16.5, 1711.0], 'Standard Oil 2': [16.6, 1874.0], 'Standard Oil': [16.6, 1884.0], 'Peabody': [16.8, 0.0], 'Shiloh III': [16.8, 2.0], 'Birds Landing': [16.9, 2.0]} | 41184 | 7788 | 0.19 | 33395 | 0.81 | 6686 | 0.16 |  |  | 21141 | 0.51 | 0.69 | 1233 | 0.03 | 503 | 0.01 |  | 15071 | 0.37 | 0 | 0 | 10087 | 0.24 | 31097 | 15400 | 0.37 | 25784 | 19869 | 0.48 | 21315 | 31327 | 0.76 | 9857 | 5897 | 0.14 | 35287 | 7654 | 0.19 | 33530
338 | Vaca Dixon | PGE NGBA | {'Peabody': [8.5, 7622.0], 'Putah Creek': [9.4, 8766.0], 'Lambie': [12.8, 1348.0], 'Lambie Energy': [12.8, 1349.0], 'Davis': [14.2, 1619.0], 'Monticello': [17.4, 157.0], 'Madison': [19.0, 113.0]} | 111043 | 14516 | 0.13 | 96527 | 0.87 | 2171 | 0.02 |  |  | 87897 | 0.79 | 0.12 | 15704 | 0.14 | 58758 | 0.53 |  | 36232 | 0.33 | 0 | 0 | 29734 | 0.27 | 81309 | 14328 | 0.13 | 96715 | 13940 | 0.13 | 97103 | 44071 | 0.4 | 66972 | 8126 | 0.07 | 102917 | 8303 | 0.07 | 102740
339 | Carrizo Plains | PGE Kern | {'Topaz': [1.1, 9919.0], 'Solar': [1.1, 9919.0], 'Caliente': [6.9, 6622.0], 'Kernridge': [17.4, 1923.0], 'Temblor': [19.3, 342.0]} | 117306 | 10876 | 0.09 | 106430 | 0.91 | 62381 | 0.53 |  |  | 43014 | 0.37 | 0.1 | 5970 | 0.05 | 254 | 0 |  | 70246 | 0.6 | 15192 | 0.13 | 49259 | 0.42 | 68047 | 26935 | 0.23 | 90371 | 39849 | 0.34 | 77457 | 78260 | 0.67 | 39046 | 77249 | 0.66 | 40057 | 6564 | 0.06 | 110742
340 | Vista (VEA) | SCE EOP | {'Pahrump': [8.7, 19076.0], 'Charleston': [9.7, 13739.0], 'Gamebird': [12.5, 7645.0], 'Thousandaire': [13.3, 5593.0]} | 33473 | 28377 | 0.85 | 5096 | 0.15 | 0 | 0 |  |  | 0 | 0 | 0 | 0 | 0 | 0 | 0 |  | 0 | 0 | 0 | 0 | 0 | 0 | 33473 | 0 | 0 | 33473 | 0 | 0 | 33473 | 0 | 0 | 33473 | 0 | 0 | 33473 | 0 | 0 | 33473
341 | Merced | PGE Fresno | {'Wilson': [4.6, 11505.0], 'Atwater': [9.2, 833.0], 'El Nido': [10.7, 10420.0], 'Le Grand': [13.2, 8223.0], 'Cressey': [13.6, 269.0], 'Chowchilla': [16.7, 395.0], 'Dairyland': [17.8, 1592.0]} | 128941 | 13916 | 0.11 | 115025 | 0.89 | 20185 | 0.16 |  |  | 92551 | 0.72 | 0.1 | 63879 | 0.5 | 39063 | 0.3 |  | 11070 | 0.09 | 0 | 0 | 64528 | 0.5 | 64413 | 51053 | 0.4 | 77888 | 61435 | 0.48 | 67507 | 94739 | 0.73 | 34202 | 4946 | 0.04 | 123995 | 19439 | 0.15 | 109502
342 | Otay Mesa | SDGE Imperial | {'San Ysidro': [6.7, 49.0], 'Telegraph Canyon': [7.5, 49.0], 'Salt Creek': [8.3, 269.0], 'Miguel': [8.4, 268.0], 'Otay': [8.6, 46.0], 'Imperial Beach': [10.8, 6.0], 'Bay Boulevard': [10.9, 6.0], 'Spring Valley': [12.6, 223.0], 'El Cajon': [15.7, 223.0], 'Loveland': [16.9, 257.0], 'Alpine': [18.9, 223.0]} | 11759 | 303 | 0.03 | 11456 | 0.97 | 1556 | 0.13 |  |  | 6744 | 0.57 | 0.2 | 58 | 0 | 14 | 0 |  | 6480 | 0.55 | 2914 | 0.25 | 551 | 0.05 | 11207 | 11000 | 0.94 | 758 | 11110 | 0.94 | 648 | 11382 | 0.97 | 376 | 5351 | 0.46 | 6407 | 788 | 0.07 | 10971
343 | Leavitt | Northeast CA | {'Richmond': [7.1, 5236.0]} | 92154 | 12223 | 0.13 | 79932 | 0.87 | 13353 | 0.14 |  |  | 63235 | 0.69 | 0.13 | 20377 | 0.22 | 0 | 0 |  | 78966 | 0.86 | 312 | 0 | 30855 | 0.33 | 61300 | 35815 | 0.39 | 56339 | 34497 | 0.37 | 57657 | 64547 | 0.7 | 27607 | 41555 | 0.45 | 50600 | 12608 | 0.14 | 79547
344 | Primm | SCE EOP | {'Ivanpah': [9.5, 1084.0], 'Mountain Pass': [14.9, 8.0]} | 6204 | 2844 | 0.46 | 3361 | 0.54 | 927 | 0.15 |  |  | 442 | 0.07 | 0.02 | 0 | 0 | 0 | 0 |  | 0 | 0 | 0 | 0 | 851 | 0.14 | 5353 | 1349 | 0.22 | 4855 | 537 | 0.09 | 5667 | 1384 | 0.22 | 4820 | 631 | 0.1 | 5573 | 0 | 0 | 6204
345 | Granite | PGE NGBA | {'Brighton': [4.1, 5174.0], 'Gold Hill': [13.1, 302.0], 'Rancho Seco': [17.8, 2004.0], 'Cosumnes': [18.1, 1997.0], 'Live Oak': [18.8, 472.0]} | 36518 | 8471 | 0.23 | 28047 | 0.77 | 1001 | 0.03 |  |  | 24478 | 0.67 | 0.48 | 6463 | 0.18 | 4554 | 0.12 |  | 13395 | 0.37 | 0 | 0 | 21925 | 0.6 | 14593 | 6079 | 0.17 | 30439 | 721 | 0.02 | 35797 | 22979 | 0.63 | 13539 | 7347 | 0.2 | 29171 | 11790 | 0.32 | 24728
346 | Lake View | PGE NGBA | {'Eagle Rock': [1.6, 2111.0], 'Geysers Tap 1': [5.1, 1681.0], 'Konocti': [7.9, 375.0], 'Cloverdale': [12.4, 1831.0], 'Redbud': [15.5, 159.0], 'Fitch Mountain': [15.6, 631.0], 'Hartley': [19.4, 217.0]} | 94356 | 2205 | 0.02 | 92151 | 0.98 | 14948 | 0.16 |  |  | 65983 | 0.7 | 0.1 | 5896 | 0.06 | 3625 | 0.04 |  | 37248 | 0.39 | 39007 | 0.41 | 57443 | 0.61 | 36913 | 51593 | 0.55 | 42763 | 73850 | 0.78 | 20506 | 90582 | 0.96 | 3774 | 28942 | 0.31 | 65414 | 1210 | 0.01 | 93146
347 | Birds Landing | PGE GBA | {'Collinsville': [3.1, 29590.0], 'Shiloh III': [3.3, 31452.0], 'Lambie': [7.0, 28396.0], 'Lambie Energy': [7.0, 28396.0], 'Pittsburg': [7.1, 15143.0], 'GWF 2': [7.7, 15081.0], 'Kirker': [8.3, 12908.0], 'Contra Costa PP': [8.5, 19059.0], 'Contra Costa': [9.1, 14349.0], 'Lone Tree': [13.0, 1619.0], 'Peabody': [13.5, 1165.0], 'Clayton': [14.6, 2.0], 'Grand Island': [14.9, 8260.0], 'Meadow Lane': [16.4, 2.0], 'Brentwood': [16.5, 377.0], 'Bahia': [16.9, 2.0], 'Martinez': [17.2, 2.0]} | 90857 | 32157 | 0.35 | 58700 | 0.65 | 21628 | 0.24 |  |  | 66514 | 0.73 | 0.07 | 36835 | 0.41 | 3925 | 0.04 |  | 57357 | 0.63 | 0 | 0 | 11751 | 0.13 | 79106 | 33323 | 0.37 | 57534 | 31379 | 0.35 | 59477 | 42772 | 0.47 | 48085 | 3501 | 0.04 | 87356 | 24085 | 0.27 | 66771
348 | Highwind | SCE Northern | {'Windhub': [7.1, 10400.0], 'Whirlwind': [17.0, 352.0], 'Rosamond': [18.2, 1704.0]} | 81354 | 18314 | 0.23 | 63041 | 0.77 | 6596 | 0.08 |  |  | 38750 | 0.48 | 0.25 | 313 | 0 | 751 | 0.01 |  | 25614 | 0.31 | 23102 | 0.28 | 34679 | 0.43 | 46676 | 15888 | 0.2 | 65467 | 38624 | 0.47 | 42731 | 56987 | 0.7 | 24368 | 22635 | 0.28 | 58720 | 1192 | 0.01 | 80162
349 | Santiago | SCE Metro | {'Johanna': [5.9, 808.0], 'Viejo': [7.2, 646.0], 'Trabuco': [8.9, 438.0], 'Ellis': [10.1, 37.0], 'Q1806': [10.5, 195.0], 'Villa Park': [11.1, 348.0], 'Margarita': [11.3, 190.0], 'Serrano': [11.4, 348.0], 'Huntington Beach': [12.1, 37.0], 'Capistrano': [12.1, 99.0], 'Lewis': [12.5, 125.0]} | 4936 | 816 | 0.17 | 4120 | 0.83 | 237 | 0.05 |  |  | 1259 | 0.26 | 0.46 | 21 | 0 | 37 | 0.01 |  | 1474 | 0.3 | 1553 | 0.31 | 846 | 0.17 | 4090 | 2419 | 0.49 | 2517 | 3214 | 0.65 | 1722 | 4001 | 0.81 | 935 | 1148 | 0.23 | 3788 | 452 | 0.09 | 4484
350 | Red Bluff | SCE Eastern | {'Eagle Mountain': [11.2, 6799.0], 'Kem': [15.1, 2568.0]} | 35457 | 7046 | 0.2 | 28411 | 0.8 | 17051 | 0.48 |  |  | 17992 | 0.51 | 0.05 | 949 | 0.03 | 0 | 0 |  | 0 | 0 | 0 | 0 | 11217 | 0.32 | 24241 | 101 | 0 | 35356 | 0 | 0 | 35457 | 11318 | 0.32 | 24140 | 20556 | 0.58 | 14902 | 886 | 0.02 | 34572
351 | Beatty | SCE EOP | {} | 24061 | 13081 | 0.54 | 10980 | 0.46 | 0 | 0 |  |  | 0 | 0 | 0 | 0 | 0 | 0 | 0 |  | 0 | 0 | 0 | 0 | 0 | 0 | 24061 | 0 | 0 | 24061 | 0 | 0 | 24061 | 0 | 0 | 24061 | 0 | 0 | 24061 | 1 | 0 | 24060
352 | Mirage | SCE Eastern | {'Devers': [14.4, 3624.0]} | 28107 | 11213 | 0.4 | 16894 | 0.6 | 9 | 0 |  |  | 11358 | 0.4 | 0.3 | 144 | 0.01 | 148 | 0.01 |  | 0 | 0 | 0 | 0 | 2738 | 0.1 | 25369 | 6468 | 0.23 | 21639 | 4603 | 0.16 | 23504 | 8989 | 0.32 | 19118 | 11068 | 0.39 | 17039 | 3 | 0 | 28104
353 | Sutter Power | PGE NGBA | {'Greenleaf 1': [0.0, 9092.0], 'Bogue': [4.7, 7883.0], 'Pease': [8.4, 5024.0], 'Olivehurst': [8.4, 6926.0], 'East Marysville': [10.4, 5778.0], 'East Nicolaus': [12.7, 2985.0], 'Meridian': [13.3, 1906.0], 'Rio Oso': [14.5, 3289.0], 'Honcut': [19.4, 145.0]} | 139722 | 9115 | 0.07 | 130607 | 0.93 | 1393 | 0.01 |  |  | 116214 | 0.83 | 0.12 | 35385 | 0.25 | 90472 | 0.65 |  | 667 | 0 | 0 | 0 | 30181 | 0.22 | 109541 | 9985 | 0.07 | 129737 | 70785 | 0.51 | 68937 | 83574 | 0.6 | 56148 | 1091 | 0.01 | 138631 | 5899 | 0.04 | 133823
354 | Manteca | PGE GBA | {'Manteca': [0.0, 22509.0], 'Vierra': [2.7, 14224.0], 'Ripon': [5.3, 17416.0], 'French Camp': [6.7, 14345.0], 'Kasson': [7.4, 1585.0], 'Weber': [8.3, 17596.0], 'Avena': [9.6, 19590.0], 'Stockton A': [10.8, 9170.0], 'Stagg': [14.9, 2332.0], 'Lammers': [15.1, 16.0], 'Westley': [15.5, 484.0], 'Valley Home': [15.6, 8440.0], 'GWF Tracy': [15.8, 15.0], 'Riverbank': [17.3, 436.0], 'Bellota': [18.8, 870.0], 'New Sub - Westley - Quinto (Proposed)': [19.9, 4.0]} | 123454 | 22509 | 0.18 | 100945 | 0.82 | 89 | 0 |  |  | 89399 | 0.72 | 0.2 | 30273 | 0.25 | 78232 | 0.63 |  | 572 | 0 | 0 | 0 | 28643 | 0.23 | 94812 | 14396 | 0.12 | 109059 | 14556 | 0.12 | 108898 | 35578 | 0.29 | 87876 | 0 | 0 | 123454 | 5338 | 0.04 | 118116
355 | El Patio | PGE GBA | {'San Jose A': [3.1, 220.0], 'Vasona': [3.1, 495.0], 'Stone': [3.8, 220.0], 'San Jose B': [3.9, 220.0], 'FMC': [3.9, 220.0], 'Saratoga': [4.4, 495.0], 'Hicks': [4.5, 495.0], 'Evergreen': [5.2, 220.0], 'Scott': [6.0, 203.0], 'Trimble': [6.3, 220.0], 'Monta Vista': [7.8, 495.0], 'Swift': [7.9, 220.0], 'Piercy': [8.3, 220.0], 'Edenvale': [8.4, 220.0], 'Santa Teresa': [8.7, 220.0], 'Nortech': [9.1, 0.0], 'Los Esteros': [9.4, 178.0], 'Metcalf Energy Center': [11.4, 95.0], 'Dixon Landing': [11.6, 112.0], 'Metcalf 1': [11.6, 131.0]} | 4873 | 715 | 0.15 | 4159 | 0.85 | 45 | 0.01 |  |  | 1558 | 0.32 | 0.21 | 159 | 0.03 | 93 | 0.02 |  | 1208 | 0.25 | 0 | 0 | 3950 | 0.81 | 924 | 3 | 0 | 4870 | 3469 | 0.71 | 1404 | 4145 | 0.85 | 729 | 984 | 0.2 | 3889 | 154 | 0.03 | 4719
356 | Pardee | SCE Northern | {'Saugus': [1.3, 12593.0], 'Elizabeth Lake': [4.1, 10649.0], 'Sylmar-Pac Intertie': [10.4, 998.0]} | 66257 | 12619 | 0.19 | 53638 | 0.81 | 24333 | 0.37 |  |  | 31420 | 0.47 | 0.26 | 353 | 0.01 | 1351 | 0.02 |  | 33602 | 0.51 | 25264 | 0.38 | 27941 | 0.42 | 38315 | 1531 | 0.02 | 64725 | 8915 | 0.13 | 57342 | 34867 | 0.53 | 31390 | 29604 | 0.45 | 36653 | 6342 | 0.1 | 59914
357 | Los Coches | SDGE Imperial | {'Santee': [4.0, 1171.0], 'El Cajon': [6.1, 1180.0], 'Alpine': [6.7, 1662.0], 'Loveland': [7.6, 1661.0], 'Pomerado': [9.6, 35.0], 'Creelman': [11.3, 508.0], 'Suncrest': [13.0, 1657.0]} | 35257 | 2163 | 0.06 | 33095 | 0.94 | 5191 | 0.15 |  |  | 16095 | 0.46 | 0.2 | 193 | 0.01 | 82 | 0 |  | 6523 | 0.19 | 28671 | 0.81 | 20667 | 0.59 | 14591 | 14435 | 0.41 | 20822 | 24228 | 0.69 | 11029 | 31280 | 0.89 | 3977 | 12912 | 0.37 | 22346 | 1141 | 0.03 | 34116
358 | Serrano | SCE Metro | {'Villa Park': [2.7, 465.0], 'Lewis': [6.4, 127.0], 'Johanna': [8.8, 348.0], 'Olinda': [11.1, 495.0], 'Santiago': [11.4, 348.0], 'Chino': [13.4, 1080.0], 'Viejo': [14.0, 224.0], 'Walnut': [15.4, 171.0], 'Mira Loma': [17.9, 105.0]} | 11954 | 1500 | 0.13 | 10454 | 0.87 | 940 | 0.08 |  |  | 9275 | 0.78 | 0.1 | 55 | 0 | 4 | 0 |  | 7458 | 0.62 | 3526 | 0.29 | 5998 | 0.5 | 5956 | 982 | 0.08 | 10972 | 3137 | 0.26 | 8817 | 8532 | 0.71 | 3422 | 6090 | 0.51 | 5864 | 1370 | 0.11 | 10585
359 | Miller | PGE GBA | {'Fink (Proposed)': [8.2, 4574.0], 'Crow Creek': [8.5, 4572.0], 'Crows Landing': [8.8, 5085.0], 'Stanislaus Resource Recovery Facility': [9.3, 4538.0], 'Quinto': [9.7, 8512.0], 'Salado': [11.9, 2972.0], 'Los Banos': [14.9, 4340.0], 'Padre Flats SW STA': [18.7, 321.0], 'New Sub - Westley - Quinto (Proposed)': [19.3, 197.0], 'Westley': [19.4, 168.0]} | 113646 | 13551 | 0.12 | 100095 | 0.88 | 41132 | 0.36 |  |  | 67157 | 0.59 | 0.08 | 16213 | 0.14 | 40719 | 0.36 |  | 58704 | 0.52 | 41 | 0 | 38406 | 0.34 | 75239 | 14028 | 0.12 | 99618 | 22961 | 0.2 | 90684 | 55774 | 0.49 | 57872 | 43600 | 0.38 | 70046 | 2799 | 0.02 | 110847
360 | Carberry | PGE NGBA | {'Burney Forest': [2.4, 41458.0], 'Burney Forest Power': [2.4, 41462.0], 'New Sub - Pit 1 - Cottonwood (Proposed)': [4.4, 30157.0], 'Cove Road': [9.2, 12545.0], 'Pit 3': [9.6, 18624.0], 'Round Mt.': [10.2, 8119.0], 'Pit 4': [10.2, 13788.0], 'James B Black': [14.8, 2704.0], 'Pit 1': [16.1, 8337.0]} | 136812 | 45647 | 0.33 | 91165 | 0.67 | 79227 | 0.58 |  |  | 54205 | 0.4 | 0.05 | 5444 | 0.04 | 94 | 0 |  | 85204 | 0.62 | 1025 | 0.01 | 67952 | 0.5 | 68860 | 6985 | 0.05 | 129827 | 6301 | 0.05 | 130512 | 70583 | 0.52 | 66229 | 31280 | 0.23 | 105532 | 10765 | 0.08 | 126047
361 | Wahtoke | PGE Fresno | {'Reedley': [4.3, 26274.0], 'McCall': [10.3, 9819.0], 'Sanger': [10.8, 8553.0], 'Kingsburg': [11.4, 12896.0], 'Orosi': [12.1, 12423.0], 'Malaga': [16.0, 2529.0], 'California Ave': [18.6, 590.0], 'Clovis': [19.3, 72.0]} | 141668 | 35154 | 0.25 | 106513 | 0.75 | 327 | 0 |  |  | 76112 | 0.54 | 0.21 | 41595 | 0.29 | 78764 | 0.56 |  | 6444 | 0.05 | 0 | 0 | 17200 | 0.12 | 124467 | 24207 | 0.17 | 117460 | 31862 | 0.22 | 109806 | 33333 | 0.24 | 108335 | 4812 | 0.03 | 136855 | 5542 | 0.04 | 136126
362 | Dos Amigos | PGE Fresno | {'Mercy Springs': [1.0, 25699.0], 'Padre Flats SW STA': [9.6, 5428.0], 'Oro Loma': [10.0, 20266.0], 'Los Banos': [13.8, 1954.0], 'Quinto': [18.8, 138.0], 'Hammonds': [18.9, 300.0]} | 149719 | 25845 | 0.17 | 123874 | 0.83 | 51383 | 0.34 |  |  | 94269 | 0.63 | 0.06 | 25096 | 0.17 | 36617 | 0.24 |  | 76980 | 0.51 | 0 | 0 | 85891 | 0.57 | 63828 | 15559 | 0.1 | 134160 | 33340 | 0.22 | 116379 | 88013 | 0.59 | 61706 | 47730 | 0.32 | 101989 | 7643 | 0.05 | 142076
363 | Guernsey | PGE Fresno | {'GWF Hanford': [3.1, 78569.0], 'Waukena': [7.5, 60677.0], 'Lemoore': [9.8, 38797.0], 'Corcoran': [9.8, 42094.0], 'Leprino': [9.9, 51008.0], 'Henrietta': [13.8, 25889.0], 'Mustang': [14.6, 21576.0], 'Kingsburg': [18.7, 1266.0]} | 161418 | 103633 | 0.64 | 57785 | 0.36 | 17028 | 0.11 |  |  | 126019 | 0.78 | 0.11 | 96275 | 0.6 | 40738 | 0.25 |  | 0 | 0 | 0 | 0 | 3389 | 0.02 | 158029 | 0 | 0 | 161418 | 16173 | 0.1 | 145245 | 18733 | 0.12 | 142685 | 674 | 0 | 160744 | 6452 | 0.04 | 154966
364 | Santa Clara | SCE Northern | {'Mandalay': [7.5, 9458.0], 'Wakefield': [8.2, 9591.0], 'Ormond Beach': [12.0, 1991.0], 'Moorpark': [16.1, 3853.0]} | 80331 | 18037 | 0.22 | 62294 | 0.78 | 18685 | 0.23 |  |  | 54316 | 0.68 | 0.15 | 5557 | 0.07 | 18089 | 0.23 |  | 0 | 0 | 0 | 0 | 21202 | 0.26 | 59129 | 5549 | 0.07 | 74782 | 9651 | 0.12 | 70681 | 29893 | 0.37 | 50438 | 28005 | 0.35 | 52326 | 4903 | 0.06 | 75428
365 | Glenn | PGE NGBA | {'Logan Creek': [17.8, 1201.0], 'Butte': [18.0, 45.0], 'Notre Dame': [18.6, 8.0]} | 166129 | 20404 | 0.12 | 145725 | 0.88 | 22232 | 0.13 |  |  | 113884 | 0.69 | 0.11 | 29203 | 0.18 | 97147 | 0.58 |  | 30958 | 0.19 | 0 | 0 | 84778 | 0.51 | 81351 | 1008 | 0.01 | 165121 | 1674 | 0.01 | 164455 | 85608 | 0.52 | 80521 | 4328 | 0.03 | 161801 | 25317 | 0.15 | 140812
366 | Kerchoff 1 | PGE Fresno | {} | 107968 | 11546 | 0.11 | 96421 | 0.89 | 7909 | 0.07 |  |  | 70652 | 0.65 | 0.13 | 8 | 0 | 0 | 0 |  | 76743 | 0.71 | 16633 | 0.15 | 58862 | 0.55 | 49106 | 36807 | 0.34 | 71161 | 35786 | 0.33 | 72182 | 87777 | 0.81 | 20190 | 51497 | 0.48 | 56471 | 3496 | 0.03 | 104471
367 | Brunswick | PGE NGBA | {'New Colgate': [10.8, 644.0], 'Colgate': [10.8, 644.0], 'Higgins': [13.4, 4070.0], 'Drum 1': [14.4, 3044.0]} | 74672 | 10688 | 0.14 | 63984 | 0.86 | 13 | 0 |  |  | 19979 | 0.27 | 0.32 | 716 | 0.01 | 552 | 0.01 |  | 50737 | 0.68 | 22693 | 0.3 | 55130 | 0.74 | 19542 | 12991 | 0.17 | 61681 | 18993 | 0.25 | 55680 | 63053 | 0.84 | 11619 | 4882 | 0.07 | 69790 | 2434 | 0.03 | 72238
368 | Tejon | PGE Kern | {'Wheeler Ridge': [4.9, 5067.0], 'Pastoria': [8.6, 1533.0], 'Lakeview': [9.7, 2942.0], 'Old River': [15.5, 2228.0], 'Grimmway-Malaga': [16.7, 2148.0], 'Copus': [18.9, 76.0], 'Midway - Wheeler Ridge (Proposed)': [19.0, 76.0], 'Panama': [19.5, 383.0], 'Lamont': [20.0, 91.0], 'Unknown - 3327': [20.0, 97.0]} | 130261 | 5067 | 0.04 | 125194 | 0.96 | 16712 | 0.13 |  |  | 110350 | 0.85 | 0.07 | 9861 | 0.08 | 81900 | 0.63 |  | 27270 | 0.21 | 62 | 0 | 40705 | 0.31 | 89557 | 35937 | 0.28 | 94324 | 44031 | 0.34 | 86231 | 61138 | 0.47 | 69123 | 6160 | 0.05 | 124101 | 1923 | 0.01 | 128338
369 | Bakersfield | PGE Kern | {'West Park': [2.2, 13842.0], 'Casaloma': [2.8, 8306.0], 'Columbus': [3.7, 11752.0], 'Kern Oil': [3.8, 13377.0], 'Rosedale': [4.2, 11619.0], 'Sycamore': [4.6, 14327.0], 'Magunden': [5.0, 6036.0], 'Kern Power': [5.2, 10151.0], 'Stockdale': [6.0, 5556.0], 'Cal Water': [6.3, 10487.0], 'Panama': [6.4, 5553.0], '7th Standard': [8.0, 10335.0], 'Tevis': [8.4, 3941.0], 'Renfro': [8.9, 5612.0], 'Unknown - 3327': [10.1, 5995.0], 'Lamont': [10.2, 5989.0], 'Lerdo': [11.4, 10722.0], 'Mt Poso': [11.8, 11171.0], 'Poso Mt.': [12.2, 9980.0], 'Grimmway-Malaga': [12.6, 6010.0], 'Old River': [13.6, 2222.0], 'Rio Bravo': [14.8, 1951.0], 'Tupman': [15.1, 225.0], 'Norco': [18.5, 18.0], 'Famoso': [18.8, 2035.0], 'Shafter': [19.6, 16.0]} | 83350 | 18802 | 0.23 | 64549 | 0.77 | 862 | 0.01 |  |  | 67905 | 0.81 | 0.21 | 4560 | 0.05 | 26461 | 0.32 |  | 17953 | 0.22 | 0 | 0 | 36559 | 0.44 | 46792 | 8444 | 0.1 | 74906 | 17272 | 0.21 | 66078 | 41386 | 0.5 | 41965 | 4428 | 0.05 | 78922 | 918 | 0.01 | 82432
370 | Drum | PGE NGBA | {'Brunswick': [14.4, 3044.0]} | 70344 | 33399 | 0.47 | 36945 | 0.53 | 16826 | 0.24 |  |  | 42197 | 0.6 | 0.1 | 0 | 0 | 0 | 0 |  | 17174 | 0.24 | 52630 | 0.75 | 14065 | 0.2 | 56278 | 9790 | 0.14 | 60553 | 5005 | 0.07 | 65339 | 24326 | 0.35 | 46017 | 14634 | 0.21 | 55709 | 953 | 0.01 | 69391
371 | El Nido (SCE) | SCE Metro | {'Chevmain': [1.8, 60.0], 'La Fresa': [2.9, 62.0], 'El Segundo': [3.0, 58.0], 'Redondo': [3.4, 63.0], 'Windsor': [7.0, 19.0], 'La Cienega': [7.3, 19.0], 'Arcogen': [9.2, 36.0]} | 258 | 62 | 0.24 | 196 | 0.76 | 10 | 0.04 |  |  | 34 | 0.13 | 0.26 | 0 | 0 | 0 | 0 |  | 0 | 0 | 0 | 0 | 10 | 0.04 | 248 | 100 | 0.39 | 158 | 174 | 0.67 | 85 | 184 | 0.71 | 75 | 0 | 0 | 258 | 1 | 0 | 258
372 | Monserate | SDGE Imperial | {'Avocado': [3.9, 6260.0], 'Pendleton': [5.9, 1178.0], 'Pala': [7.3, 8415.0], 'Melrose': [8.6, 1583.0], 'Ocean Ranch': [8.9, 1359.0], 'San Luis Rey': [10.0, 1320.0], 'Lilac': [10.1, 6945.0], 'Shadowridge': [13.0, 1211.0], 'San Marcos': [14.1, 640.0], 'Valley Center': [14.2, 5644.0], 'Cannon': [14.4, 128.0], 'Encina': [14.5, 85.0], 'Palomar Airport': [14.6, 104.0], 'Escondido': [15.7, 636.0]} | 54882 | 9178 | 0.17 | 45704 | 0.83 | 0 | 0 |  |  | 10190 | 0.19 | 0.39 | 15464 | 0.28 | 2645 | 0.05 |  | 24484 | 0.45 | 12968 | 0.24 | 38225 | 0.7 | 16657 | 8135 | 0.15 | 46747 | 19594 | 0.36 | 35287 | 41771 | 0.76 | 13111 | 3857 | 0.07 | 51025 | 4031 | 0.07 | 50851
373 | Richmond R | PGE GBA | {'Standard Oil 2': [2.2, 4496.0], 'Standard Oil': [2.2, 4502.0], 'El Cerrito G': [3.7, 5285.0], 'San Pablo': [4.5, 3846.0], 'Sobrante': [8.9, 3561.0], 'Oakland L': [9.7, 1999.0], 'Oakland C': [10.1, 1835.0], 'Christie': [10.2, 2002.0], 'Oakland X': [11.3, 1367.0], 'Potrero': [11.9, 2251.0], 'SAN FRAN A (POTRERO PP)': [11.9, 2263.0], 'Moraga': [12.5, 1145.0], 'Carquinez': [13.2, 1833.0], 'Alhambra': [13.8, 1740.0], 'Ignacio': [14.0, 279.0], 'Oakland J': [14.1, 1170.0], 'Martinez': [15.0, 1711.0], 'Martin': [15.7, 1143.0], 'Edes': [16.2, 954.0], 'Bahia': [16.5, 1711.0], 'Parkway': [17.1, 1697.0]} | 18408 | 5511 | 0.3 | 12897 | 0.7 | 2595 | 0.14 |  |  | 8593 | 0.47 | 0.38 | 128 | 0.01 | 10 | 0 |  | 5526 | 0.3 | 0 | 0 | 3581 | 0.19 | 14827 | 11150 | 0.61 | 7258 | 12591 | 0.68 | 5818 | 12591 | 0.68 | 5818 | 2309 | 0.13 | 16099 | 1149 | 0.06 | 17259
374 | Storey | PGE Fresno | {'Madera': [4.3, 18118.0], 'Borden': [5.0, 14083.0], 'Gregg': [11.1, 10172.0], 'Herndon': [11.4, 10114.0], 'Biola': [14.0, 6249.0], 'Fig Garden': [14.8, 7943.0], 'Figarden': [14.8, 7944.0], 'Chowchilla': [15.3, 8112.0], 'Dairyland': [16.3, 3609.0], 'Woodward': [16.6, 3354.0], 'Ashlan': [17.4, 5273.0], 'Newhall': [18.1, 342.0], 'Bullard': [18.3, 2260.0], 'Le Grand': [19.2, 168.0]} | 152877 | 22999 | 0.15 | 129878 | 0.85 | 17826 | 0.12 |  |  | 118005 | 0.77 | 0.13 | 57112 | 0.37 | 57673 | 0.38 |  | 71460 | 0.47 | 0 | 0 | 48926 | 0.32 | 103951 | 60025 | 0.39 | 92853 | 69480 | 0.45 | 83398 | 90871 | 0.59 | 62006 | 17868 | 0.12 | 135010 | 26982 | 0.18 | 125895
375 | Alpine | SDGE Imperial | {'Loveland': [2.1, 3784.0], 'Suncrest': [6.3, 3908.0], 'Los Coches': [6.7, 1662.0], 'Santee': [10.5, 1171.0], 'El Cajon': [10.8, 1441.0], 'Creelman': [13.7, 10.0], 'Spring Valley': [13.8, 261.0], 'Salt Creek': [15.2, 261.0], 'Miguel': [15.2, 261.0], 'Otay Mesa': [18.9, 223.0]} | 55514 | 4171 | 0.08 | 51342 | 0.92 | 12588 | 0.23 |  |  | 23772 | 0.43 | 0.17 | 263 | 0 | 61 | 0 |  | 8535 | 0.15 | 46867 | 0.84 | 18874 | 0.34 | 36640 | 13667 | 0.25 | 41846 | 32971 | 0.59 | 22543 | 38913 | 0.7 | 16600 | 28039 | 0.51 | 27475 | 1868 | 0.03 | 53646
376 | Sobrante | PGE GBA | {'Moraga': [4.8, 1050.0], 'El Cerrito G': [5.2, 4805.0], 'Christie': [6.8, 3876.0], 'Oakland X': [7.1, 1092.0], 'Rossmoor': [7.5, 4.0], 'Oakland L': [7.5, 1620.0], 'Alhambra': [7.5, 3614.0], 'Lakewood': [8.2, 248.0], 'Oakland C': [8.5, 1456.0], 'Richmond R': [8.9, 3561.0], 'San Pablo': [8.9, 4692.0], 'Martinez': [9.1, 3585.0], 'Meadow Lane': [9.3, 1263.0], 'Oakland J': [9.9, 973.0], 'Standard Oil 2': [10.6, 3018.0], 'Standard Oil': [10.6, 3026.0], 'Edes': [11.6, 775.0], 'Bahia': [12.8, 3585.0], 'Carquinez': [13.1, 3707.0], 'San Leandro U': [14.0, 94.0], 'Potrero': [14.2, 1034.0], 'SAN FRAN A (POTRERO PP)': [14.2, 1036.0], 'Parkway': [16.2, 3552.0], 'Grant': [16.5, 67.0], 'Martin': [17.8, 722.0]} | 26866 | 5513 | 0.21 | 21353 | 0.79 | 4306 | 0.16 |  |  | 15781 | 0.59 | 0.28 | 197 | 0.01 | 26 | 0 |  | 15363 | 0.57 | 0 | 0 | 8480 | 0.32 | 18386 | 15209 | 0.57 | 11657 | 20598 | 0.77 | 6268 | 21039 | 0.78 | 5827 | 5242 | 0.2 | 21624 | 714 | 0.03 | 26153
377 | San Marcos | SDGE Imperial | {'Shadowridge': [2.5, 1411.0], 'Escondido': [4.6, 1457.0], 'Palomar Airport': [5.2, 665.0], 'Melrose': [6.3, 1226.0], 'Cannon': [7.8, 274.0], 'Encina': [8.0, 215.0], 'Ocean Ranch': [8.0, 694.0], 'Artesian': [8.3, 563.0], 'San Luis Rey': [9.8, 606.0], 'Lilac': [10.8, 902.0], 'North City Metering': [11.9, 385.0], 'Valley Center': [12.5, 740.0], 'Chicarita': [12.9, 456.0], 'Monserate': [14.1, 640.0], 'Penasquitos': [14.6, 11.0], 'Pendleton': [14.8, 310.0], 'Scripps': [15.9, 8.0], 'Pomerado': [16.1, 8.0], 'Pala': [16.5, 550.0], 'Sycamore Canyon': [17.5, 8.0], 'Avocado': [17.9, 236.0]} | 13781 | 1461 | 0.11 | 12319 | 0.89 | 6 | 0 |  |  | 2242 | 0.16 | 0.44 | 2308 | 0.17 | 281 | 0.02 |  | 4105 | 0.3 | 582 | 0.04 | 8537 | 0.62 | 5244 | 2156 | 0.16 | 11625 | 4937 | 0.36 | 8844 | 10461 | 0.76 | 3319 | 1226 | 0.09 | 12555 | 802 | 0.06 | 12978
378 | Fink | PGE Fresno | {'Crow Creek': [0.4, 9527.0], 'Stanislaus Resource Recovery Facility': [1.1, 9477.0], 'Crows Landing': [3.1, 9529.0], 'Salado': [3.7, 7355.0], 'Miller': [8.2, 4574.0], 'New Sub - Westley - Quinto (Proposed)': [11.3, 1896.0], 'Westley': [15.0, 356.0], 'Quinto': [17.8, 32.0]} | 140492 | 9526 | 0.07 | 130966 | 0.93 | 42410 | 0.3 |  |  | 84211 | 0.6 | 0.1 | 13617 | 0.1 | 56392 | 0.4 |  | 65581 | 0.47 | 5301 | 0.04 | 67945 | 0.48 | 72547 | 17797 | 0.13 | 122695 | 29384 | 0.21 | 111108 | 83199 | 0.59 | 57293 | 51480 | 0.37 | 89012 | 4674 | 0.03 | 135818
379 | La Cienega | SCE Metro | {'Windsor': [1.1, 64.0], 'El Segundo': [6.9, 21.0], 'Chevmain': [7.0, 21.0], 'El Nido': [7.3, 19.0], 'La Fresa': [9.5, 15.0], 'Redondo': [10.6, 15.0], 'Arcogen': [14.9, 10.0], 'Eagle Rock': [15.2, 3.0], 'Gould': [18.8, 3.0]} | 489 | 307 | 0.63 | 183 | 0.37 | 54 | 0.11 |  |  | 94 | 0.19 | 0.13 | 0 | 0 | 0 | 0 |  | 51 | 0.1 | 309 | 0.63 | 0 | 0 | 489 | 100 | 0.21 | 389 | 105 | 0.21 | 385 | 105 | 0.21 | 385 | 17 | 0.03 | 473 | 59 | 0.12 | 430
380 | Pittsburg | PGE GBA | {'Kirker': [1.2, 14470.0], 'GWF 2': [2.4, 16286.0], 'Collinsville': [4.5, 16143.0], 'Contra Costa': [6.7, 14820.0], 'Birds Landing': [7.1, 15143.0], 'Contra Costa PP': [7.4, 16346.0], 'Clayton': [7.5, 1257.0], 'Shiloh III': [9.6, 15012.0], 'Lone Tree': [9.7, 2595.0], 'Meadow Lane': [9.8, 711.0], 'Martinez': [12.0, 282.0], 'Lakewood': [12.5, 701.0], 'Alhambra': [13.0, 126.0], 'Lambie Energy': [13.0, 13269.0], 'Lambie': [13.0, 13270.0], 'Bahia': [13.4, 128.0], 'Brentwood': [14.4, 983.0], 'Christie': [17.0, 118.0]} | 47891 | 16687 | 0.35 | 31203 | 0.65 | 11667 | 0.24 |  |  | 34485 | 0.72 | 0.06 | 16072 | 0.34 | 6 | 0 |  | 30178 | 0.63 | 0 | 0 | 11574 | 0.24 | 36317 | 22740 | 0.47 | 25150 | 18472 | 0.39 | 29419 | 26919 | 0.56 | 20971 | 2904 | 0.06 | 44986 | 11579 | 0.24 | 36311
381 | Morro Bay | PGE Kern | {'Diablo Canyon': [11.0, 217.0], 'San Luis Obispo': [14.7, 30.0], 'Templeton': [16.0, 356.0]} | 48612 | 617 | 0.01 | 47995 | 0.99 | 12753 | 0.26 |  |  | 32997 | 0.68 | 0.1 | 857 | 0.02 | 1114 | 0.02 |  | 44491 | 0.92 | 1960 | 0.04 | 26976 | 0.55 | 21636 | 13162 | 0.27 | 35450 | 20714 | 0.43 | 27899 | 37965 | 0.78 | 10647 | 31613 | 0.65 | 16999 | 4034 | 0.08 | 44579
382 | Contra Costa | PGE GBA | {'Contra Costa PP': [1.6, 16709.0], 'Lone Tree': [3.9, 3653.0], 'GWF 2': [4.4, 15908.0], 'Collinsville': [6.3, 15317.0], 'Pittsburg': [6.7, 14820.0], 'Kirker': [6.8, 13781.0], 'Brentwood': [8.0, 2032.0], 'Birds Landing': [9.1, 14349.0], 'Clayton': [10.8, 1169.0], 'Shiloh III': [12.3, 13742.0], 'Meadow Lane': [14.8, 583.0], 'Tassajara': [15.5, 285.0], 'Windmaster': [15.8, 116.0], 'Lakewood': [16.1, 583.0], 'Lambie Energy': [16.1, 11875.0], 'Lambie': [16.1, 11876.0], 'Martinez': [18.1, 154.0], 'Grand Island': [19.2, 220.0]} | 60611 | 16692 | 0.28 | 43919 | 0.72 | 9178 | 0.15 |  |  | 42649 | 0.7 | 0.09 | 16199 | 0.27 | 6106 | 0.1 |  | 32458 | 0.54 | 0 | 0 | 13025 | 0.21 | 47586 | 30075 | 0.5 | 30536 | 28315 | 0.47 | 32295 | 31832 | 0.53 | 28779 | 6566 | 0.11 | 54045 | 8872 | 0.15 | 51739
383 | New Sub - Gates - Templeton (Proposed) | PGE Kern | {'New Sub - Gates - Templeton (Proposed)': [0.0, 20113.0], 'Avenal': [6.9, 17789.0], 'Gates': [8.5, 14604.0], 'Cal Flats': [13.3, 402.0]} | 137470 | 20124 | 0.15 | 117346 | 0.85 | 50652 | 0.37 |  |  | 85085 | 0.62 | 0.06 | 20466 | 0.15 | 34304 | 0.25 |  | 45403 | 0.33 | 0 | 0 | 75997 | 0.55 | 61473 | 7216 | 0.05 | 130254 | 26745 | 0.19 | 110725 | 88975 | 0.65 | 48495 | 42594 | 0.31 | 94876 | 1127 | 0.01 | 136343
384 | Hinson | SCE Metro | {'Arcogen': [1.2, 2125.0], 'Harborgen': [2.8, 2127.0], 'Long Beach': [3.7, 2127.0], 'Lighthipe': [5.0, 1814.0], 'La Fresa': [7.2, 466.0], 'Del Amo': [7.4, 1888.0], 'Alamitos': [8.0, 2095.0], 'Redondo': [9.7, 1.0], 'Barre': [13.8, 2.0], 'Huntington Beach': [18.5, 2.0], 'Ellis': [18.5, 2.0]} | 5248 | 2113 | 0.4 | 3135 | 0.6 | 974 | 0.19 |  |  | 2855 | 0.54 | 0.36 | 0 | 0 | 0 | 0 |  | 0 | 0 | 0 | 0 | 0 | 0 | 5248 | 228 | 0.04 | 5020 | 3102 | 0.59 | 2147 | 3102 | 0.59 | 2147 | 0 | 0 | 5248 | 9 | 0 | 5240
385 | Chicarita | SDGE Imperial | {'Scripps': [3.3, 315.0], 'Pomerado': [4.5, 503.0], 'Artesian': [4.6, 952.0], 'Sycamore Canyon': [5.3, 503.0], 'North City Metering': [6.5, 457.0], 'Penasquitos': [6.9, 103.0], 'Escondido': [11.6, 950.0], 'San Marcos': [12.9, 456.0], 'Shadowridge': [14.7, 448.0], 'Creelman': [15.3, 382.0], 'Palomar Airport': [15.4, 448.0], 'Cannon': [17.9, 162.0], 'Encina': [18.0, 131.0], 'Melrose': [19.1, 269.0]} | 15160 | 943 | 0.06 | 14218 | 0.94 | 27 | 0 |  |  | 5179 | 0.34 | 0.26 | 762 | 0.05 | 64 | 0 |  | 6925 | 0.46 | 5595 | 0.37 | 8612 | 0.57 | 6548 | 8397 | 0.55 | 6763 | 8024 | 0.53 | 7136 | 13175 | 0.87 | 1985 | 1861 | 0.12 | 13299 | 721 | 0.05 | 14439
386 | Mendocino | PGE NGBA | {'Calpella': [3.7, 13018.0], 'Ukiah': [7.5, 9346.0]} | 91659 | 15135 | 0.17 | 76524 | 0.83 | 1085 | 0.01 |  |  | 73074 | 0.8 | 0.12 | 2309 | 0.03 | 6911 | 0.08 |  | 49816 | 0.54 | 4099 | 0.04 | 33617 | 0.37 | 58042 | 27924 | 0.3 | 63735 | 37827 | 0.41 | 53832 | 58798 | 0.64 | 32861 | 43486 | 0.47 | 48173 | 1511 | 0.02 | 90147
387 | Delevan | PGE NGBA | {'Logan Creek': [11.9, 9509.0], 'Cortina': [17.4, 728.0]} | 167453 | 19308 | 0.12 | 148145 | 0.88 | 69108 | 0.41 |  |  | 91500 | 0.55 | 0.06 | 44205 | 0.26 | 41287 | 0.25 |  | 61445 | 0.37 | 21195 | 0.13 | 53871 | 0.32 | 113582 | 18199 | 0.11 | 149254 | 54691 | 0.33 | 112762 | 101267 | 0.6 | 66186 | 76862 | 0.46 | 90590 | 4949 | 0.03 | 162504
388 | Pastoria | SCE Northern | {'Tejon': [8.6, 1533.0], 'Wheeler Ridge': [13.0, 1533.0], 'Lakeview': [18.2, 201.0]} | 79239 | 1533 | 0.02 | 77707 | 0.98 | 20489 | 0.26 |  |  | 54573 | 0.69 | 0.07 | 4152 | 0.05 | 27353 | 0.35 |  | 39805 | 0.5 | 4792 | 0.06 | 49231 | 0.62 | 30008 | 35540 | 0.45 | 43699 | 36574 | 0.46 | 42665 | 54753 | 0.69 | 24486 | 20151 | 0.25 | 59089 | 1303 | 0.02 | 77937
389 | Tortilla | SCE NOL | {'Sandlot': [17.9, 3345.0]} | 43898 | 3651 | 0.08 | 40247 | 0.92 | 65 | 0 |  |  | 25974 | 0.59 | 0.24 | 3 | 0 | 34 | 0 |  | 0 | 0 | 0 | 0 | 30290 | 0.69 | 13608 | 26232 | 0.6 | 17666 | 14339 | 0.33 | 29559 | 38216 | 0.87 | 5682 | 20473 | 0.47 | 23425 | 1333 | 0.03 | 42565
390 | Cooley Landing | PGE GBA | {'Ravenswood': [1.5, 158.0], 'Menlo': [5.0, 150.0], 'Whisman': [5.8, 60.0], 'Dumbarton': [6.9, 100.0], 'Mountain View': [7.1, 49.0], 'Newark': [7.9, 6.0], 'Jefferson': [8.7, 146.0], 'Nortech': [9.9, 6.0], 'Fremont': [10.2, 6.0], 'Eastshore': [10.6, 56.0], 'Monta Vista': [10.8, 40.0], 'Los Esteros': [11.1, 6.0], 'Mt Eden': [11.1, 27.0], 'Mt. Eden': [11.1, 27.0], 'Dixon Landing': [11.3, 6.0], 'Scott': [11.6, 6.0], 'Trimble': [12.7, 6.0], 'Grant': [13.9, 6.0], 'FMC': [14.3, 2.0], 'Burlingame': [15.2, 40.0], 'Castro Valley': [15.6, 6.0], 'San Leandro U': [16.5, 6.0], 'Millbrae': [17.1, 18.0], 'Edes': [18.8, 4.0]} | 5526 | 154 | 0.03 | 5371 | 0.97 | 520 | 0.09 |  |  | 1448 | 0.26 | 0.81 | 27 | 0 | 8 | 0 |  | 0 | 0 | 0 | 0 | 1929 | 0.35 | 3597 | 4010 | 0.73 | 1516 | 4718 | 0.85 | 808 | 4906 | 0.89 | 620 | 483 | 0.09 | 5042 | 1088 | 0.2 | 4437
391 | Cielo Azul | SCE Arizona | {} | 91831 | 64621 | 0.7 | 27210 | 0.3 | 0 | 0 |  |  | 0 | 0 | 0 | 0 | 0 | 0 | 0 |  | 0 | 0 | 0 | 0 | 0 | 0 | 91831 | 0 | 0 | 91831 | 0 | 0 | 91831 | 0 | 0 | 91831 | 0 | 0 | 91831 | 0 | 0 | 91831
392 | Sycamore | PGE Kern | {'Kern Oil': [1.9, 24282.0], 'Bakersfield': [4.6, 14327.0], 'Columbus': [4.7, 9951.0], 'Cal Water': [5.4, 9728.0], 'West Park': [6.1, 10174.0], 'Rosedale': [7.2, 9711.0], 'Magunden': [7.4, 3156.0], 'Casaloma': [7.4, 3913.0], 'Poso Mt.': [7.7, 23125.0], 'Kern Power': [7.8, 9405.0], '7th Standard': [7.9, 16955.0], 'Mt Poso': [8.2, 24602.0], 'Lerdo': [9.6, 20294.0], 'Stockdale': [10.3, 1979.0], 'Renfro': [10.7, 5276.0], 'Panama': [11.0, 1527.0], 'Tevis': [12.1, 2094.0], 'Unknown - 3327': [12.9, 3156.0], 'Lamont': [13.0, 3156.0], 'Rio Bravo': [15.1, 2535.0], 'Grimmway-Malaga': [16.0, 3156.0], 'Famoso': [16.0, 8688.0], 'Tupman': [17.1, 126.0], 'Old River': [18.0, 43.0], 'Shafter': [18.8, 280.0]} | 112041 | 27757 | 0.25 | 84284 | 0.75 | 15123 | 0.13 |  |  | 87572 | 0.78 | 0.13 | 1822 | 0.02 | 15645 | 0.14 |  | 55775 | 0.5 | 0 | 0 | 67241 | 0.6 | 44800 | 12971 | 0.12 | 99070 | 20971 | 0.19 | 91070 | 67290 | 0.6 | 44751 | 21816 | 0.19 | 90225 | 2514 | 0.02 | 109527
393 | Valley Switch | SCE EOP | {'Valley (VEA)': [4.9, 77671.0], 'Lathrop': [9.4, 40509.0], 'Jackass (DOE)': [17.7, 368.0]} | 97343 | 78665 | 0.81 | 18678 | 0.19 | 2858 | 0.03 |  |  | 0 | 0 | 0.01 | 0 | 0 | 0 | 0 |  | 0 | 0 | 0 | 0 | 0 | 0 | 97343 | 0 | 0 | 97343 | 0 | 0 | 97343 | 0 | 0 | 97343 | 2866 | 0.03 | 94476 | 23 | 0 | 97320
394 | Hartley | PGE NGBA | {'Hopland': [10.8, 5996.0], 'Konocti': [14.4, 3099.0], 'Ukiah': [14.5, 269.0], 'Redbud': [14.8, 687.0], 'Calpella': [16.2, 269.0], 'Eagle Rock': [18.5, 1192.0], 'Lake View': [19.4, 217.0]} | 60906 | 16314 | 0.27 | 44592 | 0.73 | 2735 | 0.04 |  |  | 38005 | 0.62 | 0.13 | 5182 | 0.09 | 6726 | 0.11 |  | 27697 | 0.45 | 27218 | 0.45 | 29711 | 0.49 | 31195 | 8212 | 0.13 | 52694 | 20177 | 0.33 | 40729 | 38365 | 0.63 | 22541 | 9796 | 0.16 | 51110 | 1366 | 0.02 | 59540
395 | Copus | PGE Kern | {'Midway - Wheeler Ridge (Proposed)': [2.0, 17945.0], 'Lakeview': [10.0, 12101.0], 'Elk Hills': [10.7, 5846.0], 'Taft': [11.8, 927.0], 'Old River': [12.8, 9539.0], 'Norco': [13.5, 2496.0], 'Wheeler Ridge': [17.0, 2486.0], 'Tevis': [17.8, 1085.0], 'Tejon': [18.9, 76.0], 'Stockdale': [19.6, 476.0]} | 124055 | 19529 | 0.16 | 104526 | 0.84 | 21890 | 0.18 |  |  | 99751 | 0.8 | 0.06 | 36441 | 0.29 | 53767 | 0.43 |  | 11568 | 0.09 | 0 | 0 | 24836 | 0.2 | 99219 | 40346 | 0.33 | 83709 | 56592 | 0.46 | 67463 | 70626 | 0.57 | 53429 | 6592 | 0.05 | 117463 | 837 | 0.01 | 123218
396 | Bay Boulevard | SDGE Imperial | {'Imperial Beach': [1.7, 421.0], 'Otay': [2.3, 180.0], 'Telegraph Canyon': [5.0, 171.0], 'San Ysidro': [5.1, 158.0], 'Silvergate': [6.6, 701.0], 'Salt Creek': [8.1, 132.0], 'Miguel': [8.1, 146.0], 'Vine': [10.3, 698.0], 'Spring Valley': [10.5, 69.0], 'Otay Mesa': [10.9, 6.0], 'Point Loma': [12.2, 695.0], 'Old Town': [12.3, 695.0], 'Mission': [12.4, 694.0], 'Murray': [13.3, 3.0], 'Elliot': [14.4, 506.0], 'Elliott': [14.4, 509.0], 'Kearny': [15.7, 516.0], 'Mesa Heights': [15.8, 516.0]} | 9076 | 692 | 0.08 | 8385 | 0.92 | 2596 | 0.29 |  |  | 2890 | 0.32 | 0.23 | 0 | 0 | 0 | 0 |  | 2297 | 0.25 | 0 | 0 | 103 | 0.01 | 8973 | 4949 | 0.55 | 4128 | 8315 | 0.92 | 762 | 8331 | 0.92 | 745 | 798 | 0.09 | 8278 | 622 | 0.07 | 8454
397 | Mission | SDGE Imperial | {'Kearny': [3.4, 832.0], 'Mesa Heights': [3.4, 833.0], 'Old Town': [3.4, 1059.0], 'Elliot': [3.6, 758.0], 'Elliott': [3.6, 760.0], 'Vine': [4.0, 1059.0], 'Silvergate': [6.2, 1016.0], 'Point Loma': [6.3, 1059.0], 'Murray': [6.6, 3.0], 'Spring Valley': [8.4, 69.0], 'Penasquitos': [10.5, 56.0], 'Miguel': [11.5, 140.0], 'Salt Creek': [11.6, 127.0], 'Telegraph Canyon': [12.3, 158.0], 'Bay Boulevard': [12.4, 694.0], 'North City Metering': [13.0, 42.0], 'Otay': [13.9, 167.0], 'Imperial Beach': [14.1, 408.0], 'San Ysidro': [16.7, 145.0]} | 6007 | 1038 | 0.17 | 4968 | 0.83 | 2761 | 0.46 |  |  | 612 | 0.1 | 0.24 | 0 | 0 | 0 | 0 |  | 783 | 0.13 | 0 | 0 | 833 | 0.14 | 5174 | 1573 | 0.26 | 4434 | 4091 | 0.68 | 1916 | 4899 | 0.82 | 1108 | 63 | 0.01 | 5944 | 113 | 0.02 | 5894
398 | Eight Mile | PGE GBA | {'Lodi': [2.1, 4799.0], 'Stagg': [4.9, 3763.0], 'Stockton A': [9.1, 2319.0], 'Weber': [12.2, 746.0], 'Lockeford': [12.4, 3595.0], 'French Camp': [13.2, 95.0], 'Live Oak': [15.4, 1092.0]} | 123846 | 5326 | 0.04 | 118519 | 0.96 | 20534 | 0.17 |  |  | 70712 | 0.57 | 0.13 | 12866 | 0.1 | 89961 | 0.73 |  | 0 | 0 | 0 | 0 | 16074 | 0.13 | 107771 | 28988 | 0.23 | 94857 | 32267 | 0.26 | 91578 | 39117 | 0.32 | 84729 | 0 | 0 | 123846 | 7783 | 0.06 | 116062
399 | Valley Center | SDGE Imperial | {'Lilac': [4.2, 28274.0], 'Escondido': [9.2, 8735.0], 'Pala': [10.2, 18778.0], 'San Marcos': [12.5, 740.0], 'Melrose': [13.6, 912.0], 'Shadowridge': [14.1, 689.0], 'Monserate': [14.2, 5644.0], 'Ocean Ranch': [15.9, 527.0], 'Avocado': [16.5, 2780.0], 'Palomar Airport': [17.2, 38.0], 'Creelman': [17.6, 144.0], 'San Luis Rey': [18.2, 439.0], 'Pendleton': [19.0, 193.0], 'Cannon': [19.2, 24.0], 'Encina': [19.4, 8.0]} | 92749 | 28899 | 0.31 | 63850 | 0.69 | 9845 | 0.11 |  |  | 31685 | 0.34 | 0.31 | 14731 | 0.16 | 4084 | 0.04 |  | 38304 | 0.41 | 41460 | 0.45 | 40909 | 0.44 | 51840 | 5882 | 0.06 | 86867 | 14650 | 0.16 | 78099 | 46625 | 0.5 | 46123 | 29641 | 0.32 | 63107 | 7802 | 0.08 | 84946
400 | Wilson | PGE Fresno | {'Merced': [4.6, 11505.0], 'Le Grand': [10.5, 8281.0], 'Atwater': [12.2, 564.0], 'El Nido': [12.6, 8498.0], 'Chowchilla': [14.8, 744.0], 'Dairyland': [17.3, 904.0]} | 134770 | 11977 | 0.09 | 122793 | 0.91 | 31370 | 0.23 |  |  | 87593 | 0.65 | 0.1 | 55095 | 0.41 | 36516 | 0.27 |  | 33110 | 0.25 | 0 | 0 | 74414 | 0.55 | 60356 | 67196 | 0.5 | 67573 | 71185 | 0.53 | 63585 | 106810 | 0.79 | 27960 | 22298 | 0.17 | 112472 | 28860 | 0.21 | 105910
401 | Donnells-Curtis | PGE GBA | {'Mi-Wuk': [16.7, 1534.0], 'Stanislaus': [19.6, 58.0]} | 99854 | 47781 | 0.48 | 52073 | 0.52 | 77369 | 0.77 |  |  | 21389 | 0.21 | 0.04 | 0 | 0 | 0 | 0 |  | 19337 | 0.19 | 69967 | 0.7 | 2202 | 0.02 | 97652 | 5286 | 0.05 | 94568 | 16274 | 0.16 | 83580 | 18727 | 0.19 | 81126 | 40548 | 0.41 | 59306 | 2426 | 0.02 | 97428
402 | Lee Lake (Proposed) | SCE Eastern | {'Alberhill': [2.4, 5263.0], 'Wildlife': [14.7, 47.0], 'Rerc': [14.7, 47.0], 'Valley': [16.8, 1441.0]} | 29800 | 5253 | 0.18 | 24547 | 0.82 | 5224 | 0.18 |  |  | 8628 | 0.29 | 0.3 | 642 | 0.02 | 93 | 0 |  | 16860 | 0.57 | 8529 | 0.29 | 11232 | 0.38 | 18568 | 7072 | 0.24 | 22728 | 14024 | 0.47 | 15776 | 22043 | 0.74 | 7757 | 9854 | 0.33 | 19946 | 3184 | 0.11 | 26616
403 | Orosi | PGE Fresno | {'Reedley': [8.0, 20382.0], 'Wahtoke': [12.1, 12423.0], 'Rector': [16.7, 6791.0], 'Kingsburg': [18.7, 945.0]} | 151072 | 28699 | 0.19 | 122373 | 0.81 | 18827 | 0.12 |  |  | 95215 | 0.63 | 0.15 | 55732 | 0.37 | 38635 | 0.26 |  | 25986 | 0.17 | 0 | 0 | 64184 | 0.42 | 86888 | 39298 | 0.26 | 111774 | 55557 | 0.37 | 95515 | 97986 | 0.65 | 53086 | 39781 | 0.26 | 111291 | 4360 | 0.03 | 146712
404 | Ukiah | PGE NGBA | {'Calpella': [3.8, 11093.0], 'Mendocino': [7.5, 9346.0], 'Hopland': [13.2, 2967.0], 'Hartley': [14.5, 269.0]} | 71671 | 12750 | 0.18 | 58921 | 0.82 | 918 | 0.01 |  |  | 61369 | 0.86 | 0.11 | 1308 | 0.02 | 4378 | 0.06 |  | 46866 | 0.65 | 10308 | 0.14 | 11927 | 0.17 | 59744 | 28792 | 0.4 | 42879 | 36299 | 0.51 | 35372 | 44261 | 0.62 | 27410 | 36341 | 0.51 | 35330 | 1222 | 0.02 | 70449
405 | New Sub - Gates - Midway (Proposed) | PGE Kern | {'Arco': [8.6, 17631.0], 'Goose Lake': [15.8, 3292.0]} | 173613 | 41788 | 0.24 | 131825 | 0.76 | 46049 | 0.27 |  |  | 120414 | 0.69 | 0.07 | 36157 | 0.21 | 41644 | 0.24 |  | 57112 | 0.33 | 0 | 0 | 96387 | 0.56 | 77225 | 10830 | 0.06 | 162782 | 28704 | 0.17 | 144909 | 104257 | 0.6 | 69356 | 8133 | 0.05 | 165480 | 15309 | 0.09 | 158303
406 | Humboldt | PGE NGBA | {'Harris': [1.0, 19708.0], 'Humboldt Bay': [5.9, 10848.0], 'Arcata': [6.0, 7776.0]} | 66654 | 20679 | 0.31 | 45975 | 0.69 | 24579 | 0.37 |  |  | 28902 | 0.43 | 0.12 | 0 | 0 | 0 | 0 |  | 0 | 0 | 0 | 0 | 3390 | 0.05 | 63264 | 28151 | 0.42 | 38503 | 34528 | 0.52 | 32125 | 35860 | 0.54 | 30794 | 16341 | 0.25 | 50313 | 7388 | 0.11 | 59265
407 | Chowchilla | PGE Fresno | {'Chowchilla': [0.0, 52001.0], 'Le Grand': [4.7, 26384.0], 'Dairyland': [5.8, 45566.0], 'El Nido': [12.1, 15826.0], 'Wilson': [14.8, 744.0], 'Storey': [15.3, 8112.0], 'Merced': [16.7, 395.0], 'Madera': [17.4, 3263.0], 'Newhall': [18.2, 5488.0]} | 180243 | 52048 | 0.29 | 128195 | 0.71 | 21223 | 0.12 |  |  | 145251 | 0.81 | 0.1 | 100374 | 0.56 | 51560 | 0.29 |  | 58319 | 0.32 | 0 | 0 | 68993 | 0.38 | 111250 | 54646 | 0.3 | 125597 | 63408 | 0.35 | 116835 | 95434 | 0.53 | 84809 | 12601 | 0.07 | 167642 | 23250 | 0.13 | 156993
408 | Mesa (SCE) | SCE Metro | {} | 0 | 0 | 0 | 0 | 0 | 0 | 0 |  |  | 0 | 0 | 0 | 0 | 0 | 0 | 0 |  | 0 | 0 | 0 | 0 | 0 | 0 | 0 | 0 | 0 | 0 | 0 | 0 | 0 | 0 | 0 | 0 | 0 | 0 | 0 | 0 | 0 | 0
409 | Colorado River | SCE Eastern | {'Blythe': [12.5, 10949.0]} | 91626 | 11764 | 0.13 | 79862 | 0.87 | 31082 | 0.34 |  |  | 58461 | 0.64 | 0.07 | 5654 | 0.06 | 17115 | 0.19 |  | 0 | 0 | 0 | 0 | 38519 | 0.42 | 53108 | 44117 | 0.48 | 47509 | 38399 | 0.42 | 53228 | 55727 | 0.61 | 35899 | 47924 | 0.52 | 43702 | 635 | 0.01 | 90991
410 | Placerville | PGE NGBA | {'El Dorado PH': [9.8, 3607.0]} | 92750 | 5357 | 0.06 | 87393 | 0.94 | 5849 | 0.06 |  |  | 22661 | 0.24 | 0.35 | 879 | 0.01 | 1083 | 0.01 |  | 66957 | 0.72 | 22641 | 0.24 | 79750 | 0.86 | 13000 | 24363 | 0.26 | 68386 | 32891 | 0.35 | 59859 | 86061 | 0.93 | 6689 | 13571 | 0.15 | 79179 | 3147 | 0.03 | 89603
411 | Inyokern | SCE NOL | {} | 31880 | 9568 | 0.3 | 22312 | 0.7 | 330 | 0.01 |  |  | 13680 | 0.43 | 0.3 | 0 | 0 | 0 | 0 |  | 0 | 0 | 0 | 0 | 19308 | 0.61 | 12573 | 10736 | 0.34 | 21145 | 1637 | 0.05 | 30243 | 20833 | 0.65 | 11047 | 9744 | 0.31 | 22137 | 4 | 0 | 31876
412 | Mandalay | SCE Northern | {'Ormond Beach': [7.1, 2413.0], 'Santa Clara': [7.5, 9458.0], 'Wakefield': [15.1, 2493.0]} | 30378 | 10149 | 0.33 | 20229 | 0.67 | 5957 | 0.2 |  |  | 22351 | 0.74 | 0.16 | 2677 | 0.09 | 12092 | 0.4 |  | 0 | 0 | 0 | 0 | 381 | 0.01 | 29997 | 2331 | 0.08 | 28048 | 4636 | 0.15 | 25743 | 4636 | 0.15 | 25743 | 4950 | 0.16 | 25428 | 2264 | 0.07 | 28114
413 | Creelman | SDGE Imperial | {'Los Coches': [11.3, 508.0], 'Pomerado': [11.7, 423.0], 'Sycamore Canyon': [12.4, 382.0], 'Santee': [13.2, 4.0], 'Alpine': [13.7, 10.0], 'Chicarita': [15.3, 382.0], 'Loveland': [15.7, 4.0], 'Artesian': [16.2, 382.0], 'Scripps': [16.7, 212.0], 'El Cajon': [16.9, 4.0], 'Escondido': [16.9, 382.0], 'Suncrest': [17.5, 3.0], 'Valley Center': [17.6, 144.0]} | 74384 | 7488 | 0.1 | 66896 | 0.9 | 13597 | 0.18 |  |  | 36373 | 0.49 | 0.16 | 1792 | 0.02 | 641 | 0.01 |  | 11670 | 0.16 | 61975 | 0.83 | 42933 | 0.58 | 31451 | 22190 | 0.3 | 52194 | 27587 | 0.37 | 46797 | 52537 | 0.71 | 21847 | 35591 | 0.48 | 38793 | 3037 | 0.04 | 71346
414 | Harborgen | SCE Metro | {'Long Beach': [0.9, 2131.0], 'Arcogen': [2.8, 2125.0], 'Hinson': [2.8, 2127.0], 'Alamitos': [7.4, 2095.0], 'Lighthipe': [7.7, 1814.0], 'La Fresa': [8.7, 470.0], 'Del Amo': [8.9, 1888.0], 'Redondo': [10.4, 6.0], 'Barre': [14.2, 2.0], 'Huntington Beach': [17.0, 2.0], 'Ellis': [17.5, 2.0]} | 5404 | 2118 | 0.39 | 3286 | 0.61 | 984 | 0.18 |  |  | 2871 | 0.53 | 0.27 | 0 | 0 | 0 | 0 |  | 0 | 0 | 0 | 0 | 0 | 0 | 5404 | 380 | 0.07 | 5023 | 3247 | 0.6 | 2157 | 3247 | 0.6 | 2157 | 0 | 0 | 5404 | 17 | 0 | 5386
415 | Capistrano | SDGE Imperial | {'Q1806': [1.6, 1556.0], 'Margarita': [3.4, 1842.0], 'Trabuco': [3.5, 1360.0], 'Rancho Mission Viejo': [3.9, 1758.0], 'North of SONGS': [6.8, 1731.0], 'Talega': [6.8, 1742.0], 'Viejo': [10.8, 544.0], 'San Onofre': [11.8, 357.0], 'Santiago': [12.1, 99.0], 'Johanna': [17.6, 83.0]} | 13590 | 1849 | 0.14 | 11740 | 0.86 | 253 | 0.02 |  |  | 10588 | 0.78 | 0.48 | 172 | 0.01 | 3 | 0 |  | 4770 | 0.35 | 7560 | 0.56 | 2590 | 0.19 | 11000 | 8951 | 0.66 | 4639 | 9809 | 0.72 | 3781 | 10076 | 0.74 | 3513 | 7698 | 0.57 | 5892 | 797 | 0.06 | 12793
416 | Red Bluff | PGE NGBA | {'Cottonwood': [15.0, 9618.0]} | 147119 | 38258 | 0.26 | 108861 | 0.74 | 24921 | 0.17 |  |  | 83814 | 0.57 | 0.17 | 7568 | 0.05 | 20333 | 0.14 |  | 97760 | 0.66 | 18831 | 0.13 | 52528 | 0.36 | 94590 | 6184 | 0.04 | 140935 | 4854 | 0.03 | 142264 | 55525 | 0.38 | 91594 | 52838 | 0.36 | 94280 | 21480 | 0.15 | 125639
417 | Scripps | SDGE Imperial | {'Chicarita': [3.3, 315.0], 'Sycamore Canyon': [4.7, 315.0], 'Pomerado': [5.1, 315.0], 'Penasquitos': [6.2, 101.0], 'North City Metering': [7.1, 101.0], 'Artesian': [7.7, 315.0], 'Escondido': [14.9, 315.0], 'San Marcos': [15.9, 8.0], 'Creelman': [16.7, 212.0]} | 7343 | 310 | 0.04 | 7033 | 0.96 | 27 | 0 |  |  | 3490 | 0.48 | 0.24 | 188 | 0.03 | 11 | 0 |  | 1779 | 0.24 | 4699 | 0.64 | 5181 | 0.71 | 2162 | 3525 | 0.48 | 3817 | 3779 | 0.51 | 3563 | 6983 | 0.95 | 359 | 1274 | 0.17 | 6069 | 196 | 0.03 | 7147
418 | Johanna | SCE Metro | {'Ellis': [5.5, 46.0], 'Santiago': [5.9, 808.0], 'Lewis': [7.2, 125.0], 'Villa Park': [7.2, 348.0], 'Huntington Beach': [8.6, 46.0], 'Serrano': [8.8, 348.0], 'Viejo': [12.5, 646.0], 'Trabuco': [14.6, 422.0], 'Q1806': [16.1, 179.0], 'Margarita': [17.1, 188.0], 'Capistrano': [17.6, 83.0]} | 5471 | 810 | 0.15 | 4661 | 0.85 | 122 | 0.02 |  |  | 441 | 0.08 | 0.52 | 17 | 0 | 33 | 0.01 |  | 362 | 0.07 | 0 | 0 | 342 | 0.06 | 5129 | 950 | 0.17 | 4521 | 4153 | 0.76 | 1318 | 4547 | 0.83 | 924 | 104 | 0.02 | 5367 | 453 | 0.08 | 5018
419 | Cottle | PGE GBA | {'Warnerville': [2.5, 25588.0], 'Riverbank': [4.4, 25248.0], 'Valley Home': [8.7, 15106.0], 'Avena': [13.3, 11374.0], 'Ripon': [17.4, 82.0]} | 150025 | 25815 | 0.17 | 124211 | 0.83 | 22084 | 0.15 |  |  | 93170 | 0.62 | 0.13 | 74904 | 0.5 | 29221 | 0.19 |  | 58456 | 0.39 | 0 | 0 | 93630 | 0.62 | 56396 | 13652 | 0.09 | 136374 | 43919 | 0.29 | 106107 | 110776 | 0.74 | 39249 | 22672 | 0.15 | 127354 | 9363 | 0.06 | 140662
420 | Kingsburg | PGE Fresno | {'McCall': [9.1, 14614.0], 'Wahtoke': [11.4, 12896.0], 'Reedley': [13.9, 7739.0], 'Sanger': [15.3, 2771.0], 'GWF Hanford': [15.6, 7568.0], 'Malaga': [16.3, 2878.0], 'Lemoore': [17.2, 917.0], 'Orosi': [18.7, 945.0], 'Guernsey': [18.7, 1266.0], 'California Ave': [18.9, 331.0]} | 166368 | 52356 | 0.31 | 114011 | 0.69 | 1152 | 0.01 |  |  | 111131 | 0.67 | 0.18 | 53793 | 0.32 | 100045 | 0.6 |  | 0 | 0 | 0 | 0 | 0 | 0 | 166368 | 10570 | 0.06 | 155797 | 15700 | 0.09 | 150668 | 15700 | 0.09 | 150668 | 0 | 0 | 166368 | 3636 | 0.02 | 162732
421 | Panoche | PGE Fresno | {'Cheney': [3.1, 28303.0], 'Manning': [4.4, 16318.0], 'Hammonds': [4.8, 20977.0], 'Mendota': [8.2, 28391.0], 'Tranquility': [10.7, 22228.0], 'Oro Loma': [16.7, 7309.0]} | 152390 | 33911 | 0.22 | 118479 | 0.78 | 17226 | 0.11 |  |  | 133094 | 0.87 | 0.07 | 39469 | 0.26 | 91208 | 0.6 |  | 14528 | 0.1 | 0 | 0 | 26009 | 0.17 | 126381 | 13334 | 0.09 | 139056 | 35496 | 0.23 | 116895 | 46177 | 0.3 | 106213 | 8946 | 0.06 | 143444 | 592 | 0 | 151798
422 | Fulton | PGE NGBA | {'Monroe': [3.2, 4067.0], 'Santa Rosa A': [5.0, 1103.0], 'Rincon': [5.1, 870.0], 'Bellevue': [8.7, 808.0], 'Fitch Mountain': [9.0, 825.0], 'Penngrove': [13.4, 213.0], 'Silverado': [16.2, 230.0], 'Corona': [17.1, 105.0], 'Geysers Tap 1': [17.9, 62.0]} | 78739 | 4961 | 0.06 | 73778 | 0.94 | 1256 | 0.02 |  |  | 42794 | 0.54 | 0.22 | 6343 | 0.08 | 11409 | 0.14 |  | 4504 | 0.06 | 0 | 0 | 31470 | 0.4 | 47269 | 44624 | 0.57 | 34114 | 66955 | 0.85 | 11784 | 70902 | 0.9 | 7837 | 17194 | 0.22 | 61545 | 4071 | 0.05 | 74668
423 | Ripon | PGE GBA | {'Manteca': [5.3, 17416.0], 'Vierra': [7.5, 11808.0], 'Avena': [7.8, 17342.0], 'Kasson': [10.6, 1445.0], 'French Camp': [11.8, 9308.0], 'Weber': [12.5, 12586.0], 'Westley': [12.7, 776.0], 'Riverbank': [13.0, 1275.0], 'Valley Home': [13.0, 9775.0], 'Stockton A': [15.4, 4132.0], 'New Sub - Westley - Quinto (Proposed)': [17.3, 37.0], 'Cottle': [17.4, 82.0], 'Lammers': [18.2, 0.0], 'Warnerville': [18.7, 12.0], 'Bellota': [19.5, 646.0], 'Stagg': [19.8, 144.0]} | 121374 | 19416 | 0.16 | 101958 | 0.84 | 883 | 0.01 |  |  | 81120 | 0.67 | 0.18 | 32852 | 0.27 | 75509 | 0.62 |  | 587 | 0 | 0 | 0 | 48240 | 0.4 | 73134 | 20586 | 0.17 | 100788 | 23234 | 0.19 | 98140 | 57683 | 0.48 | 63691 | 1 | 0 | 121373 | 5133 | 0.04 | 116241
424 | Shafter | PGE Kern | {'Rio Bravo': [5.9, 14891.0], 'Charca': [6.6, 8164.0], 'Ganso': [7.4, 15538.0], 'Famoso': [9.0, 2023.0], 'Semitropic': [9.0, 7050.0], 'Lerdo': [9.3, 6843.0], 'Midway': [10.7, 10706.0], 'Tupman': [11.4, 12473.0], '7th Standard': [11.6, 6073.0], 'Renfro': [12.3, 8371.0], 'Mt Poso': [13.4, 1931.0], 'Kern Power': [15.4, 2503.0], 'Norco': [15.9, 2789.0], 'Goose Lake': [15.9, 3455.0], 'Smyrna': [16.1, 2202.0], 'Rosedale': [16.4, 1874.0], 'Tevis': [17.2, 856.0], 'Kern Oil': [17.4, 773.0], 'West Park': [18.3, 366.0], 'Sycamore': [18.8, 280.0], 'Stockdale': [19.6, 0.0], 'Bakersfield': [19.6, 16.0]} | 170375 | 20981 | 0.12 | 149395 | 0.88 | 20369 | 0.12 |  |  | 140462 | 0.82 | 0.09 | 27522 | 0.16 | 127523 | 0.75 |  | 4331 | 0.03 | 0 | 0 | 28339 | 0.17 | 142036 | 2869 | 0.02 | 167506 | 40305 | 0.24 | 130071 | 63406 | 0.37 | 106969 | 0 | 0 | 170375 | 4466 | 0.03 | 165909
425 | San Luis Rey | SDGE Imperial | {'Ocean Ranch': [2.3, 1356.0], 'Melrose': [4.7, 1356.0], 'Cannon': [5.1, 164.0], 'Encina': [5.2, 121.0], 'Palomar Airport': [6.7, 135.0], 'Pendleton': [6.8, 1061.0], 'Shadowridge': [7.3, 1192.0], 'San Marcos': [9.8, 606.0], 'Monserate': [10.0, 1320.0], 'Avocado': [13.3, 955.0], 'Escondido': [13.9, 598.0], 'Lilac': [14.6, 756.0], 'Pala': [16.2, 889.0], 'Valley Center': [18.2, 439.0], 'North City Metering': [18.7, 0.0]} | 7395 | 1344 | 0.18 | 6051 | 0.82 | 137 | 0.02 |  |  | 115 | 0.02 | 0.37 | 1831 | 0.25 | 360 | 0.05 |  | 117 | 0.02 | 0 | 0 | 3900 | 0.53 | 3496 | 3676 | 0.5 | 3719 | 4789 | 0.65 | 2606 | 5436 | 0.74 | 1959 | 221 | 0.03 | 7174 | 472 | 0.06 | 6923
426 | Woodward | PGE Fresno | {'Bullard': [5.1, 6997.0], 'Clovis': [6.2, 1072.0], 'Figarden': [7.9, 7588.0], 'Fig Garden': [7.9, 7588.0], 'Ashlan': [8.4, 6797.0], 'Gregg': [9.6, 7244.0], 'Herndon': [10.0, 7244.0], 'California Ave': [12.3, 528.0], 'West Fresno': [12.9, 13.0], 'Borden': [12.9, 7244.0], 'Malaga': [14.2, 586.0], 'Sanger': [15.2, 659.0], 'Storey': [16.6, 3354.0], 'Madera': [16.8, 4291.0]} | 95880 | 8571 | 0.09 | 87310 | 0.91 | 18062 | 0.19 |  |  | 60072 | 0.63 | 0.33 | 21331 | 0.22 | 8950 | 0.09 |  | 64792 | 0.68 | 0 | 0 | 49506 | 0.52 | 46374 | 54859 | 0.57 | 41021 | 50518 | 0.53 | 45362 | 80289 | 0.84 | 15591 | 41601 | 0.43 | 54280 | 28722 | 0.3 | 67158
427 | Helm | PGE Fresno | {'Crescent': [4.2, 71139.0], 'New Sub - Los Banos - Midway (Proposed)': [7.9, 48972.0], 'Mc Mullin': [10.3, 30566.0], 'Tranquility': [12.6, 27102.0], 'Schindler': [13.3, 29092.0], 'Excelsior': [13.7, 29211.0], 'Biola': [14.4, 11691.0], 'Cantua': [14.5, 19838.0], 'Kearney (New)': [18.0, 3660.0], 'Mendota': [18.0, 3702.0], 'Cheney': [19.8, 0.0]} | 176377 | 89936 | 0.51 | 86441 | 0.49 | 41073 | 0.23 |  |  | 128925 | 0.73 | 0.07 | 128443 | 0.73 | 34057 | 0.19 |  | 3983 | 0.02 | 0 | 0 | 46890 | 0.27 | 129487 | 23257 | 0.13 | 153120 | 24876 | 0.14 | 151502 | 62661 | 0.36 | 113716 | 0 | 0 | 176377 | 5066 | 0.03 | 171312
428 | FMC | PGE GBA | {'San Jose B': [1.2, 1632.0], 'San Jose A': [1.7, 1632.0], 'Trimble': [2.4, 1502.0], 'Scott': [2.7, 1098.0], 'El Patio': [3.9, 220.0], 'Stone': [4.2, 1632.0], 'Evergreen': [5.4, 1632.0], 'Nortech': [5.5, 637.0], 'Los Esteros': [5.6, 1127.0], 'Swift': [7.0, 1632.0], 'Dixon Landing': [7.7, 901.0], 'Hicks': [8.0, 53.0], 'Mountain View': [8.4, 2.0], 'Whisman': [8.9, 2.0], 'Piercy': [9.2, 998.0], 'Edenvale': [10.0, 998.0], 'Santa Teresa': [10.4, 998.0], 'Newark': [11.3, 251.0], 'Metcalf Energy Center': [13.0, 631.0], 'Metcalf 1': [13.0, 721.0], 'Fremont': [13.7, 244.0], 'Cooley Landing': [14.3, 2.0], 'Ravenswood': [15.5, 2.0], 'Dumbarton': [16.4, 2.0]} | 8998 | 1632 | 0.18 | 7365 | 0.82 | 976 | 0.11 |  |  | 6373 | 0.71 | 0.1 | 11 | 0 | 5 | 0 |  | 8729 | 0.97 | 0 | 0 | 359 | 0.04 | 8639 | 993 | 0.11 | 8005 | 1296 | 0.14 | 7702 | 1630 | 0.18 | 7367 | 5392 | 0.6 | 3605 | 639 | 0.07 | 8358
429 | Mohave | SCE EOP | {} | 46459 | 20730 | 0.45 | 25729 | 0.55 | 765 | 0.02 |  |  | 64 | 0 | 0.02 | 0 | 0 | 0 | 0 |  | 0 | 0 | 0 | 0 | 0 | 0 | 46459 | 505 | 0.01 | 45954 | 0 | 0 | 46459 | 505 | 0.01 | 45954 | 434 | 0.01 | 46025 | 478 | 0.01 | 45982
430 | Wakefield | SCE Northern | {'Santa Clara': [8.2, 9591.0], 'Moorpark': [10.1, 15353.0], 'Mandalay': [15.1, 2493.0], 'Ormond Beach': [16.9, 343.0]} | 91299 | 21728 | 0.24 | 69571 | 0.76 | 11870 | 0.13 |  |  | 63079 | 0.69 | 0.13 | 9430 | 0.1 | 27497 | 0.3 |  | 868 | 0.01 | 0 | 0 | 25099 | 0.27 | 66200 | 9402 | 0.1 | 81898 | 13480 | 0.15 | 77819 | 36122 | 0.4 | 55178 | 23785 | 0.26 | 67515 | 5762 | 0.06 | 85537
431 | Kern PP | PGE Kern | {'Rosedale': [1.1, 14570.0], 'West Park': [3.2, 11196.0], 'Renfro': [3.8, 9844.0], 'Tevis': [4.6, 6695.0], '7th Standard': [4.6, 10549.0], 'Stockdale': [4.7, 5729.0], 'Bakersfield': [5.2, 10151.0], 'Casaloma': [5.7, 4940.0], 'Kern Oil': [6.0, 9977.0], 'Panama': [7.2, 5036.0], 'Sycamore': [7.8, 9405.0], 'Columbus': [8.9, 3816.0], 'Lerdo': [8.9, 10513.0], 'Magunden': [9.9, 1497.0], 'Tupman': [9.9, 2903.0], 'Rio Bravo': [10.1, 4758.0], 'Cal Water': [11.4, 2909.0], 'Mt Poso': [11.5, 9465.0], 'Old River': [11.9, 3794.0], 'Norco': [13.5, 735.0], 'Unknown - 3327': [14.3, 1449.0], 'Lamont': [14.4, 1449.0], 'Poso Mt.': [14.7, 6813.0], 'Shafter': [15.4, 2503.0], 'Grimmway-Malaga': [16.1, 1455.0], 'Famoso': [16.7, 3614.0], 'Lakeview': [19.9, 180.0]} | 96117 | 15547 | 0.16 | 80571 | 0.84 | 2400 | 0.02 |  |  | 80149 | 0.83 | 0.18 | 6683 | 0.07 | 47240 | 0.49 |  | 5725 | 0.06 | 0 | 0 | 31700 | 0.33 | 64417 | 15069 | 0.16 | 81049 | 33117 | 0.34 | 63000 | 46698 | 0.49 | 49420 | 8 | 0 | 96110 | 8620 | 0.09 | 87497
432 | Diablo Canyon | PGE Kern | {'Morro Bay': [11.0, 217.0], 'San Luis Obispo': [12.3, 1027.0], 'Oceano': [16.9, 35.0], 'Callender': [18.8, 4.0]} | 23157 | 2120 | 0.09 | 21037 | 0.91 | 9296 | 0.4 |  |  | 11847 | 0.51 | 0.08 | 663 | 0.03 | 772 | 0.03 |  | 19146 | 0.83 | 0 | 0 | 1310 | 0.06 | 21847 | 3667 | 0.16 | 19490 | 16518 | 0.71 | 6639 | 16518 | 0.71 | 6639 | 11848 | 0.51 | 11309 | 2420 | 0.1 | 20737
433 | Reedley | PGE Fresno | {'Wahtoke': [4.3, 26274.0], 'Orosi': [8.0, 20382.0], 'Kingsburg': [13.9, 7739.0], 'McCall': [14.5, 3316.0], 'Sanger': [14.8, 3242.0]} | 148469 | 34418 | 0.23 | 114051 | 0.77 | 6056 | 0.04 |  |  | 87450 | 0.59 | 0.19 | 48541 | 0.33 | 64481 | 0.43 |  | 9535 | 0.06 | 0 | 0 | 40116 | 0.27 | 108352 | 30590 | 0.21 | 117879 | 43695 | 0.29 | 104774 | 57762 | 0.39 | 90707 | 20091 | 0.14 | 128378 | 4611 | 0.03 | 143858
434 | Oakland J | PGE GBA | {'Edes': [2.0, 2882.0], 'Oakland X': [3.1, 3155.0], 'Oakland C': [4.4, 3155.0], 'Oakland L': [4.5, 3147.0], 'San Leandro U': [5.1, 1579.0], 'Moraga': [6.6, 2254.0], 'Grant': [7.0, 1526.0], 'SAN FRAN A (POTRERO PP)': [9.3, 2528.0], 'Potrero': [9.3, 2534.0], 'Castro Valley': [9.7, 1220.0], 'Sobrante': [9.9, 973.0], 'Mt Eden': [11.0, 1298.0], 'Mt. Eden': [11.0, 1298.0], 'Eastshore': [11.0, 1343.0], 'Martin': [11.4, 1975.0], 'El Cerrito G': [11.7, 1558.0], 'Richmond R': [14.1, 1170.0], 'Burlingame': [14.5, 40.0], 'Millbrae': [14.6, 72.0], 'Standard Oil': [16.3, 209.0], 'Standard Oil 2': [16.3, 209.0], 'Dumbarton': [16.7, 6.0], 'Christie': [16.7, 52.0], 'San Pablo': [16.8, 207.0]} | 18933 | 3146 | 0.17 | 15786 | 0.83 | 3767 | 0.2 |  |  | 11309 | 0.6 | 0.27 | 0 | 0 | 0 | 0 |  | 9324 | 0.49 | 0 | 0 | 11614 | 0.61 | 7319 | 5623 | 0.3 | 13310 | 12709 | 0.67 | 6224 | 15464 | 0.82 | 3469 | 5459 | 0.29 | 13474 | 1168 | 0.06 | 17765
435 | Sandy | SCE EOP | {'Crazy Eyes': [9.4, 1332.0], 'Gamebird': [18.3, 126.0], 'Thousandaire': [19.6, 24.0]} | 2588 | 1504 | 0.58 | 1084 | 0.42 | 0 | 0 |  |  | 0 | 0 | 0 | 0 | 0 | 0 | 0 |  | 5 | 0 | 0 | 0 | 0 | 0 | 2588 | 0 | 0 | 2588 | 0 | 0 | 2588 | 0 | 0 | 2588 | 0 | 0 | 2588 | 0 | 0 | 2588
436 | Cayetano | PGE GBA | {'Las Positas': [3.3, 2443.0], 'Los Positas': [3.4, 2443.0], 'Vasco': [3.5, 2335.0], 'North Dublin': [4.7, 2391.0], 'Altamont': [5.1, 1451.0], 'Altamont Midway (Sandhill)': [5.2, 1446.0], 'Vineyard': [6.6, 2447.0], 'Windmaster': [8.2, 1109.0], 'Tassajara': [8.6, 1495.0], 'San Ramon': [8.9, 1569.0], 'Delta Pumps': [9.2, 422.0], 'Delta PP': [9.2, 423.0], 'Kelso': [10.0, 0.0], 'Midway Green Ridge Services': [10.0, 31.0], 'Castro Valley': [16.1, 4.0], 'Fremont': [17.2, 787.0]} | 68813 | 2447 | 0.04 | 66366 | 0.96 | 10932 | 0.16 |  |  | 53184 | 0.77 | 0.12 | 2420 | 0.04 | 249 | 0 |  | 66002 | 0.96 | 885 | 0.01 | 44925 | 0.65 | 23888 | 38295 | 0.56 | 30517 | 48289 | 0.7 | 20524 | 60799 | 0.88 | 8014 | 22832 | 0.33 | 45981 | 4765 | 0.07 | 64048
437 | Pit 1 | PGE NGBA | {'Pit 3': [13.0, 6996.0], 'Burney Forest': [13.7, 10578.0], 'Burney Forest Power': [13.8, 10576.0], 'Carberry': [16.1, 8337.0], 'Pit 4': [18.2, 10.0]} | 100563 | 28334 | 0.28 | 72229 | 0.72 | 29162 | 0.29 |  |  | 63710 | 0.63 | 0.08 | 21660 | 0.22 | 0 | 0 |  | 4605 | 0.05 | 0 | 0 | 23951 | 0.24 | 76612 | 39184 | 0.39 | 61379 | 42612 | 0.42 | 57951 | 57374 | 0.57 | 43189 | 36468 | 0.36 | 64095 | 8470 | 0.08 | 92093
438 | Metcalf | PGE GBA | {'Metcalf Energy Center': [0.3, 1769.0], 'Santa Teresa': [2.8, 1065.0], 'Edenvale': [3.2, 1034.0], 'Piercy': [4.0, 835.0], 'Swift': [7.5, 835.0], 'Evergreen': [7.7, 835.0], 'Morgan Hill': [8.2, 1023.0], 'Hicks': [8.7, 108.0], 'Stone': [8.8, 835.0], 'San Jose A': [11.3, 835.0], 'El Patio': [11.6, 131.0], 'San Jose B': [11.9, 835.0], 'FMC': [13.0, 721.0], 'Trimble': [14.9, 588.0], 'Scott': [15.7, 188.0], 'Los Esteros': [17.6, 214.0], 'Llagas': [18.2, 667.0], 'Dixon Landing': [19.0, 23.0]} | 31195 | 1857 | 0.06 | 29338 | 0.94 | 9282 | 0.3 |  |  | 16780 | 0.54 | 0.11 | 1098 | 0.04 | 587 | 0.02 |  | 27189 | 0.87 | 2501 | 0.08 | 25136 | 0.81 | 6060 | 7446 | 0.24 | 23749 | 11267 | 0.36 | 19928 | 26241 | 0.84 | 4954 | 18029 | 0.58 | 13167 | 1586 | 0.05 | 29609
439 | Delaney | SCE Arizona | {'Palo Verde': [12.1, 7617.0], 'Hassayampa': [14.1, 5127.0]} | 98170 | 48671 | 0.5 | 49499 | 0.5 | 0 | 0 |  |  | 0 | 0 | 0 | 0 | 0 | 0 | 0 |  | 0 | 0 | 0 | 0 | 0 | 0 | 98170 | 0 | 0 | 98170 | 0 | 0 | 98170 | 0 | 0 | 98170 | 0 | 0 | 98170 | 0 | 0 | 98170
440 | Oakland L | PGE GBA | {'Oakland C': [1.0, 3814.0], 'Oakland X': [2.2, 3343.0], 'Oakland J': [4.5, 3147.0], 'Moraga': [6.5, 2366.0], 'Edes': [6.5, 2867.0], 'SAN FRAN A (POTRERO PP)': [7.3, 2776.0], 'Potrero': [7.3, 2780.0], 'Sobrante': [7.5, 1620.0], 'El Cerrito G': [7.6, 2378.0], 'San Leandro U': [9.6, 1565.0], 'Richmond R': [9.7, 1999.0], 'Martin': [10.6, 2159.0], 'Grant': [11.4, 1512.0], 'Standard Oil 2': [11.8, 963.0], 'Standard Oil': [11.8, 967.0], 'San Pablo': [12.7, 855.0], 'Christie': [13.8, 169.0], 'Castro Valley': [14.1, 1206.0], 'Eastshore': [15.4, 1328.0], 'Mt Eden': [15.5, 1284.0], 'Mt. Eden': [15.5, 1284.0], 'Millbrae': [15.7, 75.0], 'Burlingame': [16.1, 43.0]} | 15801 | 3961 | 0.25 | 11840 | 0.75 | 4483 | 0.28 |  |  | 6746 | 0.43 | 0.3 | 0 | 0 | 0 | 0 |  | 4220 | 0.27 | 0 | 0 | 7285 | 0.46 | 8516 | 6747 | 0.43 | 9055 | 11076 | 0.7 | 4726 | 11517 | 0.73 | 4285 | 1887 | 0.12 | 13915 | 662 | 0.04 | 15140
441 | Lemoore | PGE Fresno | {'Leprino': [5.2, 47368.0], 'Henrietta': [7.5, 33980.0], 'Mustang': [8.6, 29418.0], 'GWF Hanford': [8.8, 37040.0], 'Guernsey': [9.8, 38797.0], 'Waukena': [17.1, 11350.0], 'Kingsburg': [17.2, 917.0], 'Corcoran': [19.3, 1496.0]} | 132546 | 57657 | 0.43 | 74890 | 0.57 | 3674 | 0.03 |  |  | 96546 | 0.73 | 0.16 | 61779 | 0.47 | 52449 | 0.4 |  | 124 | 0 | 0 | 0 | 20374 | 0.15 | 112173 | 2625 | 0.02 | 129922 | 4144 | 0.03 | 128402 | 20463 | 0.15 | 112084 | 0 | 0 | 132546 | 5215 | 0.04 | 127332
442 | Tesla | PGE GBA | {'Midway Green Ridge Services': [1.6, 1703.0], 'GWF Tracy': [4.1, 1761.0], 'Lammers': [4.7, 1761.0], 'Tracy': [6.0, 1703.0], 'Kelso': [6.3, 1646.0], 'Altamont': [6.6, 247.0], 'Altamont Midway (Sandhill)': [6.6, 255.0], 'Delta PP': [6.9, 993.0], 'Delta Pumps': [6.9, 995.0], 'Windmaster': [7.5, 404.0], 'Kasson': [12.4, 1761.0]} | 119120 | 1761 | 0.01 | 117359 | 0.99 | 34556 | 0.29 |  |  | 72129 | 0.61 | 0.16 | 5849 | 0.05 | 24681 | 0.21 |  | 79120 | 0.66 | 6421 | 0.05 | 85277 | 0.72 | 33843 | 66667 | 0.56 | 52453 | 68794 | 0.58 | 50325 | 97955 | 0.82 | 21164 | 37896 | 0.32 | 81223 | 6121 | 0.05 | 112999
443 | Camanche | PGE GBA | {'Rancho Seco - Bellota (Proposed)': [5.8, 9698.0], 'Lockeford': [9.9, 14864.0], 'Clay': [10.2, 248.0], 'Cosumnes': [10.3, 5234.0], 'Rancho Seco': [10.6, 4509.0], 'Bellota': [13.8, 5343.0], 'Valley Springs': [14.0, 52.0], 'Live Oak': [16.1, 5690.0]} | 129826 | 15266 | 0.12 | 114560 | 0.88 | 13298 | 0.1 |  |  | 78073 | 0.6 | 0.18 | 31371 | 0.24 | 19038 | 0.15 |  | 17893 | 0.14 | 0 | 0 | 78820 | 0.61 | 51007 | 51618 | 0.4 | 78209 | 88306 | 0.68 | 41521 | 101870 | 0.78 | 27956 | 30530 | 0.24 | 99297 | 25968 | 0.2 | 103858
444 | Solar | PGE Kern | {'Carrizo Plains': [1.1, 9919.0], 'Caliente': [8.0, 5650.0], 'Kernridge': [18.4, 1117.0]} | 119192 | 10062 | 0.08 | 109129 | 0.92 | 70010 | 0.59 |  |  | 39622 | 0.33 | 0.09 | 5970 | 0.05 | 254 | 0 |  | 73936 | 0.62 | 17893 | 0.15 | 49369 | 0.41 | 69823 | 25743 | 0.22 | 93449 | 40408 | 0.34 | 78784 | 81245 | 0.68 | 37947 | 79674 | 0.67 | 39517 | 5616 | 0.05 | 113575
445 | Mesa Heights | SDGE Imperial | {'Kearny': [1.5, 832.0], 'Mission': [3.4, 833.0], 'Elliot': [4.1, 758.0], 'Elliott': [4.1, 760.0], 'Old Town': [4.9, 833.0], 'Vine': [6.4, 833.0], 'Penasquitos': [7.1, 56.0], 'Point Loma': [7.5, 833.0], 'Murray': [8.2, 3.0], 'Silvergate': [9.4, 791.0], 'North City Metering': [9.7, 42.0], 'Spring Valley': [10.9, 69.0], 'Bay Boulevard': [15.8, 516.0], 'Otay': [17.2, 9.0], 'Imperial Beach': [17.4, 245.0]} | 4473 | 829 | 0.19 | 3644 | 0.81 | 1589 | 0.36 |  |  | 569 | 0.13 | 0.27 | 0 | 0 | 0 | 0 |  | 787 | 0.18 | 0 | 0 | 805 | 0.18 | 3669 | 912 | 0.2 | 3562 | 2825 | 0.63 | 1648 | 3619 | 0.81 | 854 | 63 | 0.01 | 4411 | 61 | 0.01 | 4413
446 | Cove Road | PGE NGBA | {'Round Mt.': [4.9, 10077.0], 'New Sub - Pit 1 - Cottonwood (Proposed)': [6.8, 13900.0], 'James B Black': [8.3, 7067.0], 'Pit 4': [8.7, 11653.0], 'Carberry': [9.2, 12545.0], 'Burney Forest': [11.1, 10395.0], 'Burney Forest Power': [11.1, 10400.0], 'Pit 3': [12.6, 7060.0]} | 100094 | 17063 | 0.17 | 83031 | 0.83 | 53467 | 0.53 |  |  | 40608 | 0.41 | 0.05 | 549 | 0.01 | 115 | 0 |  | 72182 | 0.72 | 25869 | 0.26 | 57657 | 0.58 | 42437 | 21966 | 0.22 | 78128 | 30766 | 0.31 | 69329 | 71235 | 0.71 | 28859 | 32348 | 0.32 | 67746 | 5592 | 0.06 | 94502
447 | Gold Hill | PGE NGBA | {'Atlantic': [10.1, 1710.0], 'Granite': [13.1, 302.0], 'Pleasant Grove': [14.6, 1434.0], 'Lincoln': [18.9, 347.0]} | 47704 | 10734 | 0.23 | 36970 | 0.77 | 6442 | 0.14 |  |  | 20393 | 0.43 | 0.53 | 328 | 0.01 | 95 | 0 |  | 18622 | 0.39 | 1513 | 0.03 | 23023 | 0.48 | 24681 | 10597 | 0.22 | 37107 | 9114 | 0.19 | 38591 | 27681 | 0.58 | 20023 | 23265 | 0.49 | 24439 | 8603 | 0.18 | 39101
448 | Control | SCE NOL | {'Inyo': [2.2, 1539.0]} | 23775 | 1600 | 0.07 | 22175 | 0.93 | 19616 | 0.83 |  |  | 3743 | 0.16 | 0.03 | 0 | 0 | 0 | 0 |  | 1431 | 0.06 | 0 | 0 | 0 | 0 | 23775 | 5459 | 0.23 | 18316 | 9384 | 0.39 | 14391 | 10050 | 0.42 | 13724 | 17991 | 0.76 | 5783 | 2431 | 0.1 | 21344
449 | Lambie | PGE NGBA | {'Lambie': [0.0, 29743.0], 'Shiloh III': [3.8, 28396.0], 'Birds Landing': [7.0, 28396.0], 'Peabody': [7.1, 2514.0], 'Collinsville': [9.9, 25957.0], 'Vaca-Dixon & Gc Yard': [12.8, 1349.0], 'Pittsburg': [13.0, 13269.0], 'Kirker': [14.1, 11169.0], 'GWF 2': [14.3, 12950.0], 'Grand Island': [14.9, 6817.0], 'Contra Costa PP': [15.4, 15446.0], 'Contra Costa': [16.1, 11875.0], 'Lone Tree': [20.0, 104.0]} | 105443 | 29744 | 0.28 | 75699 | 0.72 | 20469 | 0.19 |  |  | 81272 | 0.77 | 0.07 | 40224 | 0.38 | 16904 | 0.16 |  | 69843 | 0.66 | 0 | 0 | 14210 | 0.13 | 91232 | 36605 | 0.35 | 68837 | 40730 | 0.39 | 64713 | 53913 | 0.51 | 51529 | 6596 | 0.06 | 98847 | 22950 | 0.22 | 82492
450 | Summit | PGE NGBA | {} | 62292 | 9453 | 0.15 | 52838 | 0.85 | 30754 | 0.49 |  |  | 22248 | 0.36 | 0.35 | 0 | 0 | 0 | 0 |  | 16279 | 0.26 | 0 | 0 | 8913 | 0.14 | 53379 | 5851 | 0.09 | 56441 | 26634 | 0.43 | 35658 | 33197 | 0.53 | 29095 | 31519 | 0.51 | 30773 | 5753 | 0.09 | 56539
451 | Pauda | SCE Metro | {'Rancho Vista': [6.4, 3355.0], 'Etiwanda': [6.7, 3355.0], 'Chino': [8.7, 3355.0], 'Mira Loma': [8.9, 3355.0], 'Wildlife': [15.3, 2071.0], 'Rerc': [15.3, 2082.0]} | 7033 | 3379 | 0.48 | 3653 | 0.52 | 421 | 0.06 |  |  | 1616 | 0.23 | 0.43 | 316 | 0.04 | 972 | 0.14 |  | 367 | 0.05 | 2665 | 0.38 | 2442 | 0.35 | 4590 | 1484 | 0.21 | 5548 | 1260 | 0.18 | 5772 | 2645 | 0.38 | 4388 | 1714 | 0.24 | 5319 | 762 | 0.11 | 6271
452 | Ocotillo Express | SDGE Imperial | {'East County': [9.1, 3291.0], 'Carrizo Gorge': [12.8, 321.0], 'Boulevard': [14.4, 929.0]} | 25809 | 6366 | 0.25 | 19443 | 0.75 | 10408 | 0.4 |  |  | 12551 | 0.49 | 0.05 | 0 | 0 | 0 | 0 |  | 0 | 0 | 0 | 0 | 9214 | 0.36 | 16595 | 4981 | 0.19 | 20828 | 3762 | 0.15 | 22047 | 14799 | 0.57 | 11010 | 11138 | 0.43 | 14670 | 7 | 0 | 25802
453 | Corcoran | PGE Fresno | {'Waukena': [2.3, 77764.0], 'Guernsey': [9.8, 42094.0], 'Alpaugh': [11.6, 24330.0], 'GWF Hanford': [12.2, 27747.0], 'Olive': [16.0, 10385.0], 'Leprino': [17.8, 7727.0], 'Lemoore': [19.3, 1496.0]} | 182324 | 92172 | 0.51 | 90151 | 0.49 | 48646 | 0.27 |  |  | 128133 | 0.7 | 0.07 | 92914 | 0.51 | 66655 | 0.37 |  | 24 | 0 | 0 | 0 | 16187 | 0.09 | 166136 | 4319 | 0.02 | 178004 | 20492 | 0.11 | 161832 | 34445 | 0.19 | 147878 | 1220 | 0.01 | 181103 | 9390 | 0.05 | 172933
454 | Penasquitos | SDGE Imperial | {'North City Metering': [2.8, 148.0], 'Scripps': [6.2, 101.0], 'Chicarita': [6.9, 103.0], 'Mesa Heights': [7.1, 56.0], 'Kearny': [7.8, 56.0], 'Artesian': [8.6, 106.0], 'Elliot': [10.4, 13.0], 'Elliott': [10.4, 13.0], 'Mission': [10.5, 56.0], 'Old Town': [10.7, 56.0], 'Sycamore Canyon': [10.9, 101.0], 'Pomerado': [10.9, 101.0], 'Point Loma': [12.3, 56.0], 'Vine': [12.7, 56.0], 'San Marcos': [14.6, 11.0], 'Palomar Airport': [14.7, 3.0], 'Shadowridge': [15.5, 3.0], 'Escondido': [15.5, 101.0], 'Silvergate': [16.1, 13.0], 'Cannon': [16.5, 3.0], 'Encina': [16.6, 3.0]} | 976 | 156 | 0.16 | 820 | 0.84 | 7 | 0.01 |  |  | 66 | 0.07 | 0.15 | 12 | 0.01 | 8 | 0.01 |  | 102 | 0.1 | 0 | 0 | 238 | 0.24 | 738 | 568 | 0.58 | 408 | 648 | 0.66 | 329 | 795 | 0.81 | 181 | 0 | 0 | 976 | 56 | 0.06 | 920
455 | Sonora | SCE Eastern | {'Arkansas': [2.7, 28692.0], 'Bannister': [7.6, 18172.0]} | 122253 | 28763 | 0.24 | 93490 | 0.76 | 12524 | 0.1 |  |  | 106396 | 0.87 | 0.08 | 37285 | 0.3 | 52381 | 0.43 |  | 0 | 0 | 0 | 0 | 9768 | 0.08 | 112485 | 38839 | 0.32 | 83414 | 60334 | 0.49 | 61919 | 60841 | 0.5 | 61411 | 13197 | 0.11 | 109055 | 9396 | 0.08 | 112857
456 | Tranquility | PGE Fresno | {'Cheney': [7.6, 35105.0], 'Mendota': [9.6, 39355.0], 'Manning': [10.4, 14139.0], 'Panoche': [10.7, 22228.0], 'Cantua': [11.7, 10569.0], 'New Sub - Los Banos - Midway (Proposed)': [12.6, 18535.0], 'Helm': [12.6, 27102.0], 'Crescent': [13.8, 19461.0], 'Hammonds': [14.2, 9392.0], 'Excelsior': [16.3, 2804.0], 'Schindler': [19.7, 20.0], 'Newhall': [19.8, 12.0]} | 172193 | 67621 | 0.39 | 104572 | 0.61 | 23072 | 0.13 |  |  | 145696 | 0.85 | 0.08 | 75429 | 0.44 | 71048 | 0.41 |  | 8324 | 0.05 | 0 | 0 | 42441 | 0.25 | 129752 | 5557 | 0.03 | 166636 | 21479 | 0.12 | 150714 | 45988 | 0.27 | 126205 | 8003 | 0.05 | 164190 | 714 | 0 | 171479
457 | Manning | PGE Fresno | {'Manning': [0.0, 16905.0], 'Panoche': [4.4, 16318.0], 'Cheney': [4.5, 16812.0], 'Hammonds': [9.0, 8502.0], 'Tranquility': [10.4, 14139.0], 'Mendota': [11.7, 12728.0], 'Cantua': [17.9, 19.0]} | 123734 | 16947 | 0.14 | 106788 | 0.86 | 24225 | 0.2 |  |  | 98125 | 0.79 | 0.06 | 20882 | 0.17 | 66111 | 0.53 |  | 13780 | 0.11 | 0 | 0 | 44298 | 0.36 | 79437 | 13786 | 0.11 | 109948 | 31279 | 0.25 | 92456 | 53968 | 0.44 | 69766 | 23350 | 0.19 | 100385 | 548 | 0 | 123186
458 | Rerc | SCE Eastern | {'Wildlife': [0.0, 2605.0], 'Mira Loma': [7.1, 2336.0], 'Vista (SCE)': [9.4, 234.0], 'Vista': [9.4, 234.0], 'Etiwanda': [9.8, 2102.0], 'Rancho Vista': [9.9, 2102.0], 'Chino': [13.1, 2336.0], 'Cardiff': [13.9, 234.0], 'Lee Lake (Proposed)': [14.7, 47.0], 'San Bernardino': [14.7, 234.0], 'Padua': [15.3, 2082.0], 'Alberhill': [16.0, 47.0]} | 6543 | 2616 | 0.4 | 3927 | 0.6 | 60 | 0.01 |  |  | 1212 | 0.19 | 0.46 | 459 | 0.07 | 1034 | 0.16 |  | 2165 | 0.33 | 0 | 0 | 120 | 0.02 | 6423 | 1115 | 0.17 | 5428 | 2508 | 0.38 | 4036 | 2965 | 0.45 | 3578 | 110 | 0.02 | 6434 | 259 | 0.04 | 6285
459 | Valley Center | SDGE Imperial | {'Lilac': [4.2, 28274.0], 'Escondido': [9.2, 8735.0], 'Pala': [10.2, 18778.0], 'San Marcos': [12.5, 740.0], 'Melrose': [13.6, 912.0], 'Shadowridge': [14.1, 689.0], 'Monserate': [14.2, 5644.0], 'Ocean Ranch': [15.9, 527.0], 'Avocado': [16.5, 2780.0], 'Palomar Airport': [17.2, 38.0], 'Creelman': [17.6, 144.0], 'San Luis Rey': [18.2, 439.0], 'Pendleton': [19.0, 193.0], 'Cannon': [19.2, 24.0], 'Encina': [19.4, 8.0]} | 92749 | 28899 | 0.31 | 63850 | 0.69 | 9845 | 0.11 |  |  | 31685 | 0.34 | 0.31 | 14731 | 0.16 | 4084 | 0.04 |  | 38304 | 0.41 | 41460 | 0.45 | 40909 | 0.44 | 51840 | 5882 | 0.06 | 86867 | 14650 | 0.16 | 78099 | 46625 | 0.5 | 46123 | 29641 | 0.32 | 63107 | 7802 | 0.08 | 84946
460 | Bannister | SCE Eastern | {'Sonora': [7.6, 18172.0], 'Arkansas': [7.8, 18282.0]} | 112049 | 25333 | 0.23 | 86716 | 0.77 | 19536 | 0.17 |  |  | 89190 | 0.8 | 0.08 | 26878 | 0.24 | 45224 | 0.4 |  | 0 | 0 | 0 | 0 | 1548 | 0.01 | 110500 | 49436 | 0.44 | 62613 | 61017 | 0.54 | 51031 | 61369 | 0.55 | 50680 | 9784 | 0.09 | 102265 | 9081 | 0.08 | 102967
461 | Talega | SDGE Imperial | {'North of SONGS': [0.3, 1742.0], 'Rancho Mission Viejo': [5.3, 1744.0], 'San Onofre': [5.9, 368.0], 'Capistrano': [6.8, 1742.0], 'Margarita': [7.5, 1741.0], 'Q1806': [8.2, 1441.0], 'Trabuco': [9.6, 1245.0], 'Viejo': [15.4, 448.0]} | 14199 | 1747 | 0.12 | 12452 | 0.88 | 299 | 0.02 |  |  | 11148 | 0.79 | 0.51 | 190 | 0.01 | 3 | 0 |  | 4709 | 0.33 | 8385 | 0.59 | 3394 | 0.24 | 10805 | 8951 | 0.63 | 5248 | 9752 | 0.69 | 4447 | 10801 | 0.76 | 3398 | 7886 | 0.56 | 6313 | 796 | 0.06 | 13403
462 | Arkansas | SCE Eastern | {'Sonora': [2.7, 28692.0], 'Bannister': [7.8, 18282.0]} | 148104 | 34865 | 0.24 | 113239 | 0.76 | 14383 | 0.1 |  |  | 130521 | 0.88 | 0.08 | 41901 | 0.28 | 74310 | 0.5 |  | 0 | 0 | 0 | 0 | 9319 | 0.06 | 138785 | 41214 | 0.28 | 106890 | 61045 | 0.41 | 87059 | 62767 | 0.42 | 85336 | 12202 | 0.08 | 135902 | 9845 | 0.07 | 138259
463 | Bailey | SCE Northern | {'Warne': [6.4, 176.0], 'Neenach': [15.4, 1644.0]} | 74633 | 1684 | 0.02 | 72949 | 0.98 | 32950 | 0.44 |  |  | 34028 | 0.46 | 0.07 | 1103 | 0.01 | 721 | 0.01 |  | 36930 | 0.49 | 29171 | 0.39 | 43773 | 0.59 | 30861 | 42504 | 0.57 | 32129 | 38625 | 0.52 | 36008 | 70691 | 0.95 | 3942 | 44190 | 0.59 | 30443 | 1982 | 0.03 | 72651
464 | Kasson | PGE GBA | {'Vierra': [5.1, 1730.0], 'Manteca': [7.4, 1585.0], 'Lammers': [7.7, 2279.0], 'GWF Tracy': [8.4, 2190.0], 'French Camp': [9.9, 1064.0], 'Ripon': [10.6, 1445.0], 'Tesla': [12.4, 1761.0], 'Weber': [13.3, 417.0], 'Midway Green Ridge Services': [13.4, 1703.0], 'Tracy': [13.5, 1703.0], 'Westley': [13.7, 553.0], 'Stockton A': [14.3, 400.0], 'Kelso': [14.7, 1646.0], 'Delta PP': [15.6, 993.0], 'Delta Pumps': [15.6, 995.0], 'Windmaster': [16.8, 404.0], 'Avena': [16.9, 200.0], 'New Sub - Westley - Quinto (Proposed)': [17.1, 41.0], 'Stagg': [17.2, 167.0], 'Altamont': [18.2, 247.0], 'Altamont Midway (Sandhill)': [18.2, 255.0]} | 123673 | 3920 | 0.03 | 119753 | 0.97 | 8209 | 0.07 |  |  | 88788 | 0.72 | 0.21 | 13110 | 0.11 | 83075 | 0.67 |  | 15260 | 0.12 | 0 | 0 | 38990 | 0.32 | 84683 | 28727 | 0.23 | 94946 | 25485 | 0.21 | 98188 | 47835 | 0.39 | 75838 | 4899 | 0.04 | 118773 | 6047 | 0.05 | 117626
465 | Bellota | PGE GBA | {'Rancho Seco - Bellota (Proposed)': [8.2, 10170.0], 'Lockeford': [10.7, 10793.0], 'Valley Home': [11.7, 8224.0], 'Avena': [12.3, 9468.0], 'Camanche': [13.8, 5343.0], 'Weber': [13.9, 4585.0], 'Stockton A': [15.6, 2407.0], 'French Camp': [17.6, 1165.0], 'Riverbank': [18.1, 164.0], 'Stagg': [18.2, 229.0], 'Manteca': [18.8, 870.0], 'Ripon': [19.5, 646.0]} | 165026 | 22744 | 0.14 | 142282 | 0.86 | 26833 | 0.16 |  |  | 115200 | 0.7 | 0.12 | 41602 | 0.25 | 56697 | 0.34 |  | 34736 | 0.21 | 0 | 0 | 53082 | 0.32 | 111944 | 30961 | 0.19 | 134065 | 71147 | 0.43 | 93879 | 89784 | 0.54 | 75242 | 44651 | 0.27 | 120376 | 21952 | 0.13 | 143074
466 | Geysers Tap 12 | PGE NGBA | {'Lake View': [5.1, 1681.0], 'Eagle Rock': [6.0, 1991.0], 'Fitch Mountain': [11.6, 1366.0], 'Cloverdale': [14.0, 2418.0], 'Fulton': [17.9, 62.0]} | 89994 | 2477 | 0.03 | 87517 | 0.97 | 15449 | 0.17 |  |  | 60327 | 0.67 | 0.11 | 5990 | 0.07 | 5775 | 0.06 |  | 43760 | 0.49 | 12075 | 0.13 | 57981 | 0.64 | 32014 | 54512 | 0.61 | 35482 | 75392 | 0.84 | 14602 | 85712 | 0.95 | 4282 | 31679 | 0.35 | 58315 | 2402 | 0.03 | 87592
467 | Paul Sweet | PGE GBA | {'Green Valley': [12.5, 1592.0], 'Hicks': [17.4, 213.0], 'Vasona': [18.2, 213.0]} | 29873 | 2653 | 0.09 | 27221 | 0.91 | 146 | 0 |  |  | 5797 | 0.19 | 0.35 | 654 | 0.02 | 510 | 0.02 |  | 912 | 0.03 | 0 | 0 | 7887 | 0.26 | 21986 | 9715 | 0.33 | 20158 | 24332 | 0.81 | 5542 | 26601 | 0.89 | 3272 | 2627 | 0.09 | 27247 | 401 | 0.01 | 29472
468 | Carquinez | PGE NGBA | {'Parkway': [3.9, 7690.0], 'Bahia': [6.0, 7698.0], 'Christie': [6.5, 7489.0], 'San Pablo': [8.8, 4112.0], 'Martinez': [8.9, 7365.0], 'Alhambra': [9.3, 7390.0], 'Tulucay': [11.0, 357.0], 'El Cerrito G': [12.5, 3339.0], 'Standard Oil 2': [12.6, 1996.0], 'Standard Oil': [12.6, 2006.0], 'Sobrante': [13.1, 3707.0], 'Richmond R': [13.2, 1833.0], 'Meadow Lane': [13.8, 4321.0], 'Ignacio': [15.8, 570.0], 'Lakewood': [16.4, 248.0], 'Moraga': [17.6, 2.0], 'Rossmoor': [18.2, 4.0]} | 39690 | 8379 | 0.21 | 31311 | 0.79 | 4074 | 0.1 |  |  | 21853 | 0.55 | 0.66 | 1490 | 0.04 | 699 | 0.02 |  | 15195 | 0.38 | 0 | 0 | 9385 | 0.24 | 30306 | 12855 | 0.32 | 26836 | 18347 | 0.46 | 21343 | 29570 | 0.75 | 10121 | 6521 | 0.16 | 33169 | 3933 | 0.1 | 35758
469 | El Centro | SDGE Imperial | {'Imperial Valley': [11.9, 5600.0], 'Highline': [15.4, 3246.0], 'North Gila - IV (Proposed)': [19.3, 29.0]} | 135567 | 29157 | 0.22 | 106411 | 0.78 | 744 | 0.01 |  |  | 130226 | 0.96 | 0.1 | 22987 | 0.17 | 94639 | 0.7 |  | 0 | 0 | 0 | 0 | 1963 | 0.01 | 133604 | 7456 | 0.05 | 128112 | 7456 | 0.05 | 128112 | 9419 | 0.07 | 126148 | 545 | 0 | 135022 | 10310 | 0.08 | 125257
470 | Riverbank | PGE GBA | {'Cottle': [4.4, 25248.0], 'Warnerville': [6.0, 25013.0], 'Valley Home': [6.4, 16129.0], 'Avena': [9.4, 12732.0], 'Ripon': [13.0, 1275.0], 'Manteca': [17.3, 436.0], 'Bellota': [18.1, 164.0]} | 133691 | 26595 | 0.2 | 107096 | 0.8 | 9924 | 0.07 |  |  | 81481 | 0.61 | 0.16 | 71929 | 0.54 | 35245 | 0.26 |  | 38205 | 0.29 | 0 | 0 | 80154 | 0.6 | 53537 | 6507 | 0.05 | 127184 | 23755 | 0.18 | 109936 | 92244 | 0.69 | 41447 | 7488 | 0.06 | 126202 | 5796 | 0.04 | 127895
471 | Valley | SCE Eastern | {'Alberhill': [14.7, 2075.0], 'Pauba': [15.1, 4097.0], 'El Casco': [16.4, 1564.0], 'Lee Lake (Proposed)': [16.8, 1441.0]} | 40413 | 16970 | 0.42 | 23442 | 0.58 | 0 | 0 |  |  | 15513 | 0.38 | 0.27 | 10099 | 0.25 | 1707 | 0.04 |  | 32110 | 0.79 | 0 | 0 | 399 | 0.01 | 40014 | 12329 | 0.31 | 28084 | 20027 | 0.5 | 20386 | 20392 | 0.5 | 20020 | 3123 | 0.08 | 37290 | 2509 | 0.06 | 37903
472 | Madera | PGE Fresno | {'Borden': [3.9, 16426.0], 'Storey': [4.3, 18118.0], 'Gregg': [9.0, 11785.0], 'Herndon': [9.1, 11738.0], 'Biola': [9.7, 12469.0], 'Figarden': [12.9, 9458.0], 'Fig Garden': [12.9, 9458.0], 'Ashlan': [15.4, 6686.0], 'Newhall': [15.5, 5733.0], 'Woodward': [16.8, 4291.0], 'Dairyland': [17.0, 3653.0], 'Bullard': [17.2, 3507.0], 'Chowchilla': [17.4, 3263.0], 'Kearney (New)': [17.9, 373.0], 'West Fresno': [19.3, 303.0]} | 157541 | 26925 | 0.17 | 130616 | 0.83 | 10114 | 0.06 |  |  | 123510 | 0.78 | 0.14 | 53526 | 0.34 | 82510 | 0.52 |  | 42751 | 0.27 | 0 | 0 | 45852 | 0.29 | 111689 | 36272 | 0.23 | 121269 | 45913 | 0.29 | 111628 | 76017 | 0.48 | 81524 | 5164 | 0.03 | 152377 | 13831 | 0.09 | 143710
473 | Rio Bravo | PGE Kern | {'Shafter': [5.9, 14891.0], 'Tupman': [6.1, 12760.0], 'Renfro': [6.6, 10626.0], '7th Standard': [7.2, 8328.0], 'Lerdo': [7.3, 9097.0], 'Kern Power': [10.1, 4758.0], 'Midway': [11.0, 9874.0], 'Norco': [11.2, 2983.0], 'Rosedale': [11.2, 4128.0], 'Tevis': [11.3, 1983.0], 'Ganso': [11.3, 9817.0], 'Famoso': [11.8, 2864.0], 'Charca': [12.1, 2871.0], 'Mt Poso': [12.3, 4185.0], 'West Park': [13.2, 2401.0], 'Kern Oil': [13.4, 3027.0], 'Stockdale': [13.9, 693.0], 'Semitropic': [14.8, 1597.0], 'Bakersfield': [14.8, 1951.0], 'Sycamore': [15.1, 2535.0], 'Casaloma': [15.8, 679.0], 'Columbus': [18.2, 5.0], 'Poso Mt.': [18.8, 1058.0]} | 157483 | 17346 | 0.11 | 140136 | 0.89 | 15729 | 0.1 |  |  | 128353 | 0.82 | 0.13 | 16874 | 0.11 | 104611 | 0.66 |  | 6461 | 0.04 | 0 | 0 | 26799 | 0.17 | 130684 | 20639 | 0.13 | 136843 | 55619 | 0.35 | 101863 | 64418 | 0.41 | 93064 | 0 | 0 | 157483 | 17198 | 0.11 | 140285
474 | New Sub - Lugo - Pisgah (Proposed) | SCE NOL | {} | 56455 | 9248 | 0.16 | 47207 | 0.84 | 23053 | 0.41 |  |  | 14156 | 0.25 | 0.41 | 0 | 0 | 0 | 0 |  | 0 | 0 | 0 | 0 | 8219 | 0.15 | 48236 | 2403 | 0.04 | 54052 | 4509 | 0.08 | 51946 | 12922 | 0.23 | 43533 | 41791 | 0.74 | 14664 | 30 | 0 | 56425
475 | Kern Oil | PGE Kern | {'Sycamore': [1.9, 24282.0], 'Bakersfield': [3.8, 13377.0], 'West Park': [4.8, 10376.0], 'Columbus': [5.4, 9001.0], 'Rosedale': [5.5, 10298.0], 'Kern Power': [6.0, 9977.0], '7th Standard': [6.2, 17449.0], 'Casaloma': [6.6, 2962.0], 'Cal Water': [6.8, 8778.0], 'Magunden': [7.8, 2206.0], 'Mt Poso': [8.0, 22687.0], 'Lerdo': [8.4, 20283.0], 'Renfro': [8.8, 5768.0], 'Stockdale': [9.0, 2025.0], 'Poso Mt.': [9.0, 20718.0], 'Panama': [10.1, 1525.0], 'Tevis': [10.4, 2444.0], 'Unknown - 3327': [13.3, 2206.0], 'Lamont': [13.4, 2206.0], 'Rio Bravo': [13.4, 3027.0], 'Tupman': [15.2, 585.0], 'Famoso': [15.3, 8279.0], 'Grimmway-Malaga': [16.2, 2206.0], 'Old River': [16.8, 85.0], 'Shafter': [17.4, 773.0]} | 102520 | 24891 | 0.24 | 77630 | 0.76 | 5850 | 0.06 |  |  | 86686 | 0.85 | 0.14 | 1781 | 0.02 | 22882 | 0.22 |  | 41703 | 0.41 | 0 | 0 | 55411 | 0.54 | 47110 | 7665 | 0.07 | 94855 | 11846 | 0.12 | 90675 | 55460 | 0.54 | 47060 | 10502 | 0.1 | 92019 | 2353 | 0.02 | 100167
476 | IS Tap | SCE EOP | {'Innovation': [15.2, 442.0], 'Mercury': [19.1, 9.0]} | 25840 | 16251 | 0.63 | 9588 | 0.37 | 0 | 0 |  |  | 0 | 0 | 0 | 0 | 0 | 0 | 0 |  | 6983 | 0.27 | 0 | 0 | 0 | 0 | 25840 | 0 | 0 | 25840 | 0 | 0 | 25840 | 0 | 0 | 25840 | 0 | 0 | 25840 | 0 | 0 | 25840
477 | Q1806 | SDGE Imperial | {'Capistrano': [1.6, 1556.0], 'Trabuco': [2.1, 1456.0], 'Margarita': [3.0, 1637.0], 'Rancho Mission Viejo': [4.5, 1457.0], 'Talega': [8.2, 1441.0], 'North of SONGS': [8.3, 1430.0], 'Viejo': [9.5, 639.0], 'Santiago': [10.5, 195.0], 'San Onofre': [13.3, 252.0], 'Johanna': [16.1, 179.0]} | 13227 | 1644 | 0.12 | 11583 | 0.88 | 326 | 0.02 |  |  | 9982 | 0.75 | 0.55 | 133 | 0.01 | 3 | 0 |  | 4770 | 0.36 | 7052 | 0.53 | 2525 | 0.19 | 10703 | 8876 | 0.67 | 4351 | 9729 | 0.74 | 3498 | 9931 | 0.75 | 3297 | 7769 | 0.59 | 5458 | 785 | 0.06 | 12443
478 | Casaloma | PGE Kern | {'West Park': [2.7, 8128.0], 'Bakersfield': [2.8, 8306.0], 'Panama': [3.7, 11337.0], 'Stockdale': [4.1, 10695.0], 'Rosedale': [4.6, 6314.0], 'Magunden': [4.8, 7846.0], 'Columbus': [5.1, 6409.0], 'Kern Power': [5.7, 4940.0], 'Kern Oil': [6.6, 2962.0], 'Tevis': [7.2, 6362.0], 'Sycamore': [7.4, 3913.0], 'Cal Water': [7.9, 5909.0], 'Unknown - 3327': [8.7, 9343.0], 'Lamont': [8.8, 9283.0], 'Renfro': [9.4, 2486.0], '7th Standard': [9.6, 793.0], 'Grimmway-Malaga': [10.6, 9572.0], 'Old River': [11.0, 7463.0], 'Lerdo': [13.5, 757.0], 'Mt Poso': [14.4, 757.0], 'Tupman': [14.9, 171.0], 'Poso Mt.': [15.0, 78.0], 'Rio Bravo': [15.8, 679.0], 'Norco': [17.5, 25.0], 'Wheeler Ridge': [18.0, 2361.0], 'Lakeview': [18.4, 1310.0]} | 81833 | 14139 | 0.17 | 67694 | 0.83 | 635 | 0.01 |  |  | 64184 | 0.78 | 0.21 | 7498 | 0.09 | 41385 | 0.51 |  | 2778 | 0.03 | 0 | 0 | 23238 | 0.28 | 58595 | 7805 | 0.1 | 74029 | 18933 | 0.23 | 62900 | 32360 | 0.4 | 49473 | 909 | 0.01 | 80924 | 1339 | 0.02 | 80494
479 | Fern Road | PGE NGBA | {'Round Mt.': [11.5, 461.0], 'New Sub - Pit 1 - Cottonwood (Proposed)': [14.0, 2438.0]} | 138221 | 8581 | 0.06 | 129640 | 0.94 | 57719 | 0.42 |  |  | 71641 | 0.52 | 0.07 | 1949 | 0.01 | 1033 | 0.01 |  | 131258 | 0.95 | 3597 | 0.03 | 114058 | 0.83 | 24163 | 23346 | 0.17 | 114876 | 35707 | 0.26 | 102514 | 124019 | 0.9 | 14202 | 62469 | 0.45 | 75752 | 10923 | 0.08 | 127298
480 | North of SONGS | SCE Metro | {'Talega': [0.3, 1742.0], 'Rancho Mission Viejo': [5.5, 1733.0], 'San Onofre': [5.6, 368.0], 'Capistrano': [6.8, 1731.0], 'Margarita': [7.6, 1730.0], 'Q1806': [8.3, 1430.0], 'Trabuco': [9.7, 1234.0], 'Viejo': [15.6, 437.0]} | 14170 | 1736 | 0.12 | 12434 | 0.88 | 295 | 0.02 |  |  | 11136 | 0.79 | 0.51 | 190 | 0.01 | 3 | 0 |  | 4709 | 0.33 | 8366 | 0.59 | 3375 | 0.24 | 10795 | 8937 | 0.63 | 5233 | 9738 | 0.69 | 4432 | 10783 | 0.76 | 3387 | 7883 | 0.56 | 6287 | 796 | 0.06 | 13374
481 | Vine | SDGE Imperial | {'Old Town': [2.0, 1060.0], 'Point Loma': [3.2, 1060.0], 'Silvergate': [3.7, 1020.0], 'Mission': [4.0, 1059.0], 'Mesa Heights': [6.4, 833.0], 'Kearny': [7.1, 832.0], 'Elliot': [7.5, 758.0], 'Elliott': [7.5, 760.0], 'Murray': [9.7, 3.0], 'Spring Valley': [10.2, 69.0], 'Bay Boulevard': [10.3, 698.0], 'Telegraph Canyon': [11.7, 161.0], 'Imperial Beach': [11.8, 411.0], 'Miguel': [12.0, 140.0], 'Salt Creek': [12.1, 127.0], 'Otay': [12.2, 170.0], 'Penasquitos': [12.7, 56.0], 'San Ysidro': [15.1, 148.0], 'North City Metering': [15.4, 42.0]} | 5413 | 1042 | 0.19 | 4370 | 0.81 | 2801 | 0.52 |  |  | 297 | 0.05 | 0.21 | 0 | 0 | 0 | 0 |  | 7 | 0 | 0 | 0 | 51 | 0.01 | 5362 | 945 | 0.17 | 4468 | 4272 | 0.79 | 1141 | 4297 | 0.79 | 1116 | 0 | 0 | 5413 | 81 | 0.02 | 5332
482 | Belden | PGE NGBA | {'Bucks Creek': [2.3, 2281.0], 'Caribou': [7.7, 4078.0], 'Caribou 2': [7.7, 4100.0], 'Grizzly': [7.8, 745.0], 'Rock Creek': [8.7, 745.0], 'Rock Creek 1': [8.7, 745.0], 'Cresta': [15.1, 732.0]} | 50532 | 5089 | 0.1 | 45443 | 0.9 | 47270 | 0.94 |  |  | 3165 | 0.06 | 0.03 | 140 | 0 | 0 | 0 |  | 16895 | 0.33 | 14050 | 0.28 | 15038 | 0.3 | 35494 | 27481 | 0.54 | 23051 | 28860 | 0.57 | 21671 | 40745 | 0.81 | 9787 | 28358 | 0.56 | 22173 | 3710 | 0.07 | 46822
483 | Standard Oil | PGE GBA | {'Standard Oil 2': [0.0, 4668.0], 'Richmond R': [2.2, 4502.0], 'San Pablo': [4.0, 4019.0], 'El Cerrito G': [5.5, 4436.0], 'Sobrante': [10.6, 3026.0], 'Christie': [10.7, 2175.0], 'Ignacio': [11.8, 279.0], 'Oakland L': [11.8, 967.0], 'Oakland C': [12.2, 802.0], 'Carquinez': [12.6, 2006.0], 'Oakland X': [13.4, 386.0], 'Potrero': [13.5, 1219.0], 'SAN FRAN A (POTRERO PP)': [13.5, 1231.0], 'Moraga': [14.5, 324.0], 'Alhambra': [14.6, 1913.0], 'Martinez': [15.7, 1884.0], 'Oakland J': [16.3, 209.0], 'Parkway': [16.5, 1870.0], 'Bahia': [16.6, 1884.0], 'Martin': [17.2, 111.0], 'Edes': [18.3, 11.0]} | 14622 | 4653 | 0.32 | 9969 | 0.68 | 2308 | 0.16 |  |  | 5716 | 0.39 | 0.29 | 316 | 0.02 | 0 | 0 |  | 3047 | 0.21 | 0 | 0 | 2358 | 0.16 | 12264 | 8762 | 0.6 | 5860 | 9672 | 0.66 | 4950 | 9672 | 0.66 | 4950 | 1594 | 0.11 | 13028 | 1138 | 0.08 | 13484
484 | Panama | PGE Kern | {'Stockdale': [3.0, 13949.0], 'Casaloma': [3.7, 11337.0], 'West Park': [5.5, 6880.0], 'Tevis': [6.2, 9262.0], 'Bakersfield': [6.4, 5553.0], 'Rosedale': [6.5, 6218.0], 'Kern Power': [7.2, 5036.0], 'Magunden': [7.2, 6127.0], 'Old River': [7.5, 15154.0], 'Columbus': [8.5, 4276.0], 'Unknown - 3327': [8.9, 10097.0], 'Lamont': [9.0, 10012.0], 'Grimmway-Malaga': [9.6, 11879.0], 'Kern Oil': [10.1, 1525.0], 'Renfro': [10.2, 2495.0], 'Sycamore': [11.0, 1527.0], 'Cal Water': [11.1, 3856.0], '7th Standard': [11.7, 36.0], 'Tupman': [14.5, 986.0], 'Wheeler Ridge': [14.6, 7525.0], 'Lakeview': [14.7, 5811.0], 'Norco': [16.1, 1492.0], 'Midway - Wheeler Ridge (Proposed)': [18.4, 1381.0], 'Tejon': [19.5, 383.0]} | 96689 | 20029 | 0.21 | 76659 | 0.79 | 7924 | 0.08 |  |  | 74683 | 0.77 | 0.16 | 16861 | 0.17 | 61678 | 0.64 |  | 866 | 0.01 | 0 | 0 | 6798 | 0.07 | 89890 | 6608 | 0.07 | 90080 | 26362 | 0.27 | 70327 | 26778 | 0.28 | 69911 | 0 | 0 | 96689 | 3470 | 0.04 | 93218
485 | Oakland X | PGE GBA | {'Oakland L': [2.2, 3343.0], 'Oakland C': [2.8, 3351.0], 'Oakland J': [3.1, 3155.0], 'Moraga': [4.8, 2366.0], 'Edes': [5.1, 2875.0], 'Sobrante': [7.1, 1092.0], 'San Leandro U': [8.0, 1573.0], 'El Cerrito G': [8.6, 1754.0], 'SAN FRAN A (POTRERO PP)': [9.1, 2669.0], 'Potrero': [9.1, 2673.0], 'Grant': [10.1, 1520.0], 'Richmond R': [11.3, 1367.0], 'Martin': [12.0, 2052.0], 'Castro Valley': [12.2, 1214.0], 'Standard Oil': [13.4, 386.0], 'Standard Oil 2': [13.5, 384.0], 'Christie': [13.8, 164.0], 'San Pablo': [13.8, 326.0], 'Mt Eden': [14.0, 1292.0], 'Mt. Eden': [14.0, 1292.0], 'Eastshore': [14.0, 1336.0], 'Millbrae': [16.4, 72.0], 'Burlingame': [16.6, 40.0]} | 20955 | 3334 | 0.16 | 17622 | 0.84 | 5375 | 0.26 |  |  | 11236 | 0.54 | 0.28 | 0 | 0 | 0 | 0 |  | 10136 | 0.48 | 0 | 0 | 12909 | 0.62 | 8047 | 9069 | 0.43 | 11886 | 15857 | 0.76 | 5098 | 17285 | 0.82 | 3671 | 4200 | 0.2 | 16755 | 1072 | 0.05 | 19883
486 | Butte | PGE NGBA | {'Notre Dame': [1.5, 3192.0], 'Table Mt.': [14.1, 266.0], 'Glenn': [18.0, 45.0]} | 127183 | 5628 | 0.04 | 121554 | 0.96 | 28343 | 0.22 |  |  | 76897 | 0.6 | 0.13 | 21159 | 0.17 | 49654 | 0.39 |  | 31353 | 0.25 | 0 | 0 | 75362 | 0.59 | 51821 | 30426 | 0.24 | 96756 | 60422 | 0.48 | 66760 | 87239 | 0.69 | 39943 | 35056 | 0.28 | 92127 | 17161 | 0.13 | 110021
487 | Nortech | PGE GBA | {'Los Esteros': [1.5, 1115.0], 'Scott': [3.1, 641.0], 'Trimble': [3.2, 641.0], 'Dixon Landing': [3.3, 1115.0], 'FMC': [5.5, 637.0], 'Newark': [5.8, 730.0], 'Whisman': [6.0, 6.0], 'San Jose B': [6.4, 635.0], 'Mountain View': [6.5, 6.0], 'San Jose A': [7.2, 635.0], 'Fremont': [8.4, 723.0], 'El Patio': [9.1, 0.0], 'Stone': [9.6, 635.0], 'Cooley Landing': [9.9, 6.0], 'Evergreen': [10.4, 635.0], 'Ravenswood': [10.9, 6.0], 'Dumbarton': [10.9, 480.0], 'Swift': [11.2, 635.0], 'Menlo': [13.3, 4.0], 'Piercy': [14.2, 0.0], 'Edenvale': [15.2, 0.0], 'Santa Teresa': [15.7, 0.0], 'Mt Eden': [16.6, 3.0], 'Mt. Eden': [16.6, 3.0], 'Vineyard': [18.3, 474.0]} | 9525 | 1112 | 0.12 | 8413 | 0.88 | 2538 | 0.27 |  |  | 6189 | 0.65 | 0.06 | 20 | 0 | 0 | 0 |  | 9001 | 0.94 | 0 | 0 | 3074 | 0.32 | 6451 | 4037 | 0.42 | 5488 | 4548 | 0.48 | 4977 | 4548 | 0.48 | 4977 | 5443 | 0.57 | 4081 | 922 | 0.1 | 8603
488 | Windsor | SCE Metro | {'La Cienega': [1.1, 64.0], 'El Nido': [7.0, 19.0], 'Chevmain': [7.0, 21.0], 'El Segundo': [7.1, 21.0], 'La Fresa': [8.9, 15.0], 'Redondo': [10.4, 15.0], 'Arcogen': [14.0, 10.0], 'Eagle Rock': [14.7, 3.0], 'Gould': [18.5, 3.0]} | 170 | 62 | 0.37 | 108 | 0.63 | 3 | 0.02 |  |  | 15 | 0.09 | 0.12 | 0 | 0 | 0 | 0 |  | 41 | 0.24 | 0 | 0 | 0 | 0 | 170 | 100 | 0.59 | 70 | 105 | 0.62 | 65 | 105 | 0.62 | 65 | 0 | 0 | 170 | 0 | 0 | 170
489 | Haas | PGE Fresno | {'Balch 1': [3.5, 1171.0], 'Balch': [3.9, 1171.0], 'Balch 2': [3.9, 1171.0]} | 31206 | 1184 | 0.04 | 30022 | 0.96 | 30760 | 0.99 |  |  | 354 | 0.01 | 0.02 | 0 | 0 | 0 | 0 |  | 20440 | 0.65 | 7303 | 0.23 | 2902 | 0.09 | 28304 | 15583 | 0.5 | 15623 | 13077 | 0.42 | 18129 | 18472 | 0.59 | 12734 | 22274 | 0.71 | 8932 | 1776 | 0.06 | 29430
490 | Stone | PGE GBA | {'Evergreen': [1.5, 1747.0], 'San Jose A': [2.5, 1747.0], 'San Jose B': [3.2, 1747.0], 'El Patio': [3.8, 220.0], 'Swift': [4.1, 1747.0], 'FMC': [4.2, 1632.0], 'Piercy': [5.0, 1112.0], 'Hicks': [5.2, 108.0], 'Edenvale': [5.7, 1112.0], 'Santa Teresa': [6.2, 1112.0], 'Trimble': [6.3, 1500.0], 'Scott': [6.9, 1097.0], 'Metcalf Energy Center': [8.8, 746.0], 'Metcalf 1': [8.8, 835.0], 'Los Esteros': [9.3, 1125.0], 'Nortech': [9.6, 635.0], 'Dixon Landing': [11.1, 899.0], 'Newark': [15.2, 249.0], 'Fremont': [17.3, 242.0]} | 11737 | 1745 | 0.15 | 9992 | 0.85 | 1608 | 0.14 |  |  | 7935 | 0.68 | 0.1 | 158 | 0.01 | 6 | 0 |  | 11495 | 0.98 | 0 | 0 | 4028 | 0.34 | 7709 | 1482 | 0.13 | 10255 | 2834 | 0.24 | 8903 | 4415 | 0.38 | 7322 | 7204 | 0.61 | 4532 | 569 | 0.05 | 11168
491 | El Cerrito G | PGE GBA | {'Richmond R': [3.7, 5285.0], 'Sobrante': [5.2, 4805.0], 'San Pablo': [5.2, 5175.0], 'Standard Oil 2': [5.5, 4422.0], 'Standard Oil': [5.5, 4436.0], 'Oakland L': [7.6, 2378.0], 'Christie': [7.9, 3508.0], 'Oakland C': [8.3, 2214.0], 'Oakland X': [8.6, 1754.0], 'Moraga': [9.0, 1474.0], 'Alhambra': [10.8, 3246.0], 'Oakland J': [11.7, 1558.0], 'Potrero': [12.0, 2604.0], 'SAN FRAN A (POTRERO PP)': [12.0, 2617.0], 'Martinez': [12.2, 3217.0], 'Carquinez': [12.5, 3339.0], 'Lakewood': [13.3, 85.0], 'Edes': [13.7, 1344.0], 'Meadow Lane': [14.0, 556.0], 'Bahia': [14.6, 3217.0], 'Martin': [15.9, 1507.0], 'Parkway': [16.3, 3203.0], 'San Leandro U': [16.6, 91.0], 'Ignacio': [17.0, 99.0], 'Grant': [18.7, 40.0]} | 27783 | 7147 | 0.26 | 20636 | 0.74 | 2602 | 0.09 |  |  | 16561 | 0.6 | 0.29 | 193 | 0.01 | 26 | 0 |  | 12625 | 0.45 | 0 | 0 | 4916 | 0.18 | 22867 | 16638 | 0.6 | 11145 | 20260 | 0.73 | 7523 | 20260 | 0.73 | 7523 | 3226 | 0.12 | 24557 | 1189 | 0.04 | 26593
492 | Elizabeth Lake | SCE Northern | {'Pardee': [4.1, 10649.0], 'Saugus': [5.3, 10608.0], 'Sylmar-Pac Intertie': [14.5, 97.0]} | 67628 | 11059 | 0.16 | 56570 | 0.84 | 29651 | 0.44 |  |  | 29995 | 0.44 | 0.22 | 451 | 0.01 | 1595 | 0.02 |  | 28615 | 0.42 | 32352 | 0.48 | 31819 | 0.47 | 35810 | 3288 | 0.05 | 64340 | 8730 | 0.13 | 58899 | 38578 | 0.57 | 29050 | 30969 | 0.46 | 36659 | 6698 | 0.1 | 60930
493 | Ashlan | PGE Fresno | {'Fig Garden': [2.6, 16506.0], 'Figarden': [2.6, 16519.0], 'Bullard': [3.9, 10767.0], 'West Fresno': [5.2, 9684.0], 'California Ave': [6.2, 7021.0], 'Herndon': [6.3, 14771.0], 'Gregg': [6.4, 14566.0], 'Kearney (New)': [6.8, 9708.0], 'Clovis': [8.4, 491.0], 'Woodward': [8.4, 6797.0], 'Malaga': [8.9, 4213.0], 'Borden': [12.4, 11034.0], 'Sanger': [13.3, 396.0], 'Madera': [15.4, 6686.0], 'Biola': [15.7, 2416.0], 'McCall': [16.4, 394.0], 'Mc Mullin': [16.5, 3447.0], 'Storey': [17.4, 5273.0]} | 74868 | 19156 | 0.26 | 55712 | 0.74 | 6 | 0 |  |  | 52375 | 0.7 | 0.23 | 23081 | 0.31 | 44008 | 0.59 |  | 9617 | 0.13 | 0 | 0 | 12390 | 0.17 | 62478 | 11182 | 0.15 | 63686 | 11182 | 0.15 | 63686 | 18059 | 0.24 | 56809 | 0 | 0 | 74868 | 2107 | 0.03 | 72761
494 | Meadow Lane | PGE GBA | {'Lakewood': [3.8, 948.0], 'Clayton': [4.7, 711.0], 'Alhambra': [4.7, 4447.0], 'Martinez': [5.0, 4603.0], 'Rossmoor': [7.0, 4.0], 'Kirker': [8.9, 711.0], 'Christie': [8.9, 4439.0], 'Sobrante': [9.3, 1263.0], 'Bahia': [9.4, 4449.0], 'Pittsburg': [9.8, 711.0], 'GWF 2': [11.0, 640.0], 'Carquinez': [13.8, 4321.0], 'El Cerrito G': [14.0, 556.0], 'Collinsville': [14.3, 589.0], 'Contra Costa': [14.8, 583.0], 'Parkway': [14.8, 4302.0], 'San Pablo': [15.5, 1182.0], 'Lone Tree': [15.9, 378.0], 'Contra Costa PP': [16.1, 576.0], 'Birds Landing': [16.4, 2.0], 'Shiloh III': [18.1, 2.0]} | 28001 | 5019 | 0.18 | 22982 | 0.82 | 4493 | 0.16 |  |  | 15737 | 0.56 | 0.44 | 197 | 0.01 | 26 | 0 |  | 16951 | 0.61 | 0 | 0 | 5935 | 0.21 | 22066 | 17951 | 0.64 | 10050 | 17082 | 0.61 | 10919 | 21583 | 0.77 | 6418 | 4593 | 0.16 | 23408 | 3944 | 0.14 | 24057
495 | Bucks Creek | PGE NGBA | {'Belden': [2.3, 2281.0], 'Grizzly': [5.7, 1707.0], 'Rock Creek': [6.5, 1707.0], 'Rock Creek 1': [6.5, 1707.0], 'Caribou 2': [9.9, 1399.0], 'Caribou': [10.0, 1396.0], 'Cresta': [13.0, 1694.0]} | 54387 | 3243 | 0.06 | 51144 | 0.94 | 47397 | 0.87 |  |  | 6799 | 0.13 | 0.03 | 8 | 0 | 0 | 0 |  | 13992 | 0.26 | 19887 | 0.37 | 23537 | 0.43 | 30850 | 28153 | 0.52 | 26234 | 32161 | 0.59 | 22226 | 46957 | 0.86 | 7430 | 33832 | 0.62 | 20554 | 4180 | 0.08 | 50206
496 | Dunn Siding | SCE NOL | {'Harvard': [13.6, 1404.0]} | 11484 | 1982 | 0.17 | 9502 | 0.83 | 3779 | 0.33 |  |  | 6970 | 0.61 | 0.04 | 0 | 0 | 0 | 0 |  | 0 | 0 | 0 | 0 | 4845 | 0.42 | 6639 | 768 | 0.07 | 10716 | 2327 | 0.2 | 9157 | 5958 | 0.52 | 5525 | 7187 | 0.63 | 4297 | 645 | 0.06 | 10839
497 | Pit 4 | PGE NGBA | {'Pit 3': [5.3, 25982.0], 'James B Black': [6.5, 16505.0], 'Cove Road': [8.7, 11653.0], 'Carberry': [10.2, 13788.0], 'Burney Forest': [10.3, 11729.0], 'Burney Forest Power': [10.3, 11733.0], 'New Sub - Pit 1 - Cottonwood (Proposed)': [11.5, 12836.0], 'Round Mt.': [13.3, 4851.0], 'Pit 1': [18.2, 10.0]} | 107347 | 34148 | 0.32 | 73199 | 0.68 | 72898 | 0.68 |  |  | 33534 | 0.31 | 0.04 | 3904 | 0.04 | 28 | 0 |  | 71233 | 0.66 | 17085 | 0.16 | 32288 | 0.3 | 75059 | 17380 | 0.16 | 89967 | 9480 | 0.09 | 97867 | 44524 | 0.41 | 62823 | 32543 | 0.3 | 74804 | 8570 | 0.08 | 98777
498 | SAN FRAN A (POTRERO PP) | PGE GBA | {'Potrero': [0.0, 4423.0], 'Martin': [3.9, 2966.0], 'Oakland C': [6.4, 2776.0], 'Oakland L': [7.3, 2776.0], 'Oakland X': [9.1, 2669.0], 'Oakland J': [9.3, 2528.0], 'Millbrae': [10.5, 207.0], 'Edes': [10.5, 2248.0], 'Burlingame': [11.7, 131.0], 'Richmond R': [11.9, 2263.0], 'El Cerrito G': [12.0, 2617.0], 'San Leandro U': [13.3, 946.0], 'Standard Oil 2': [13.5, 1227.0], 'Standard Oil': [13.5, 1231.0], 'Grant': [13.7, 893.0], 'Moraga': [13.8, 2017.0], 'Sobrante': [14.2, 1036.0], 'San Pablo': [16.2, 648.0], 'Eastshore': [17.3, 709.0], 'Mt Eden': [17.7, 665.0], 'Mt. Eden': [17.7, 665.0], 'Castro Valley': [18.2, 587.0], 'Christie': [19.7, 111.0]} | 8681 | 4403 | 0.51 | 4277 | 0.49 | 920 | 0.11 |  |  | 2748 | 0.32 | 0.47 | 0 | 0 | 0 | 0 |  | 0 | 0 | 0 | 0 | 97 | 0.01 | 8583 | 1624 | 0.19 | 7057 | 3882 | 0.45 | 4799 | 3980 | 0.46 | 4701 | 0 | 0 | 8681 | 386 | 0.04 | 8294
499 | Frogtown | PGE GBA | {'New Melones': [7.7, 175.0], 'Racetrack': [8.4, 608.0], 'Race Track': [8.4, 609.0], 'Collierville': [10.3, 1515.0], 'Stanislaus': [10.5, 1456.0], 'Peoria': [10.9, 175.0], 'Curtis': [12.9, 269.0], 'Chinese Station': [13.1, 175.0], 'Mi-Wuk': [17.1, 269.0]} | 62460 | 1702 | 0.03 | 60758 | 0.97 | 2807 | 0.04 |  |  | 46606 | 0.75 | 0.15 | 621 | 0.01 | 163 | 0 |  | 53725 | 0.86 | 4214 | 0.07 | 47400 | 0.76 | 15060 | 9602 | 0.15 | 52858 | 18666 | 0.3 | 43795 | 53173 | 0.85 | 9287 | 36652 | 0.59 | 25808 | 3492 | 0.06 | 58969
500 | Knights Landing | PGE NGBA | {'Woodland': [9.1, 4375.0], 'East Nicolaus': [12.9, 55.0], 'Madison': [15.4, 1649.0], 'Davis': [18.4, 112.0]} | 162551 | 4799 | 0.03 | 157751 | 0.97 | 21357 | 0.13 |  |  | 134111 | 0.83 | 0.08 | 24936 | 0.15 | 116125 | 0.71 |  | 6723 | 0.04 | 0 | 0 | 72420 | 0.45 | 90131 | 11900 | 0.07 | 150650 | 95866 | 0.59 | 66685 | 127334 | 0.78 | 35217 | 741 | 0 | 161810 | 9185 | 0.06 | 153365
501 | Sandlot | SCE NOL | {'Tortilla': [17.9, 3345.0]} | 18649 | 7800 | 0.42 | 10849 | 0.58 | 155 | 0.01 |  |  | 7797 | 0.42 | 0.28 | 1 | 0 | 0 | 0 |  | 0 | 0 | 0 | 0 | 1212 | 0.07 | 17437 | 9202 | 0.49 | 9447 | 5452 | 0.29 | 13197 | 9443 | 0.51 | 9206 | 5047 | 0.27 | 13602 | 337 | 0.02 | 18312
502 | Sunrise | PGE Kern | {'Sunset': [2.9, 8126.0], 'Taft': [7.7, 848.0], 'Elk Hills': [11.6, 52.0], 'Temblor': [13.6, 7203.0], 'Kernridge': [18.4, 3020.0]} | 46407 | 8167 | 0.18 | 38239 | 0.82 | 26846 | 0.58 |  |  | 18197 | 0.39 | 0.05 | 57 | 0 | 0 | 0 |  | 2334 | 0.05 | 0 | 0 | 9050 | 0.2 | 37356 | 15698 | 0.34 | 30708 | 33202 | 0.72 | 13204 | 33412 | 0.72 | 12994 | 6406 | 0.14 | 40000 | 35 | 0 | 46372
503 | Lilac | SDGE Imperial | {'Valley Center': [4.2, 28274.0], 'Pala': [7.3, 20021.0], 'Escondido': [9.0, 8681.0], 'Melrose': [10.1, 1228.0], 'Monserate': [10.1, 6945.0], 'San Marcos': [10.8, 902.0], 'Shadowridge': [11.7, 996.0], 'Ocean Ranch': [12.3, 844.0], 'Avocado': [12.6, 4015.0], 'San Luis Rey': [14.6, 756.0], 'Palomar Airport': [14.7, 104.0], 'Pendleton': [14.8, 465.0], 'Cannon': [16.3, 78.0], 'Encina': [16.5, 62.0]} | 79740 | 29510 | 0.37 | 50230 | 0.63 | 604 | 0.01 |  |  | 20190 | 0.25 | 0.39 | 16658 | 0.21 | 4654 | 0.06 |  | 42292 | 0.53 | 18411 | 0.23 | 36413 | 0.46 | 43327 | 9439 | 0.12 | 70301 | 17977 | 0.23 | 61763 | 41726 | 0.52 | 38014 | 8619 | 0.11 | 71121 | 5930 | 0.07 | 73810
504 | Alhambra | PGE GBA | {'Martinez': [1.6, 7488.0], 'Christie': [4.3, 7507.0], 'Meadow Lane': [4.7, 4447.0], 'Bahia': [6.1, 7488.0], 'Lakewood': [7.1, 365.0], 'Sobrante': [7.5, 3614.0], 'Carquinez': [9.3, 7390.0], 'Rossmoor': [9.4, 4.0], 'Clayton': [9.4, 126.0], 'Moraga': [10.3, 2.0], 'El Cerrito G': [10.8, 3246.0], 'Parkway': [10.9, 7328.0], 'San Pablo': [11.2, 4014.0], 'Kirker': [12.3, 126.0], 'Pittsburg': [13.0, 126.0], 'Richmond R': [13.8, 1740.0], 'GWF 2': [14.6, 55.0], 'Standard Oil': [14.6, 1913.0], 'Standard Oil 2': [14.7, 1903.0], 'Collinsville': [17.0, 4.0]} | 33223 | 7479 | 0.23 | 25744 | 0.77 | 4361 | 0.13 |  |  | 17049 | 0.51 | 0.72 | 197 | 0.01 | 26 | 0 |  | 14161 | 0.43 | 0 | 0 | 5529 | 0.17 | 27694 | 16608 | 0.5 | 16615 | 19963 | 0.6 | 13260 | 24720 | 0.74 | 8503 | 4636 | 0.14 | 28586 | 3129 | 0.09 | 30094
505 | Charleston | SCE EOP | {'Pahrump': [8.1, 18314.0], 'Vista 2': [9.7, 13739.0], 'Thousandaire': [10.4, 10205.0], 'Gamebird': [12.2, 10367.0]} | 33816 | 18960 | 0.56 | 14855 | 0.44 | 1080 | 0.03 |  |  | 32 | 0 | 0.02 | 0 | 0 | 0 | 0 |  | 0 | 0 | 0 | 0 | 0 | 0 | 33816 | 756 | 0.02 | 33060 | 1550 | 0.05 | 32266 | 1550 | 0.05 | 32266 | 612 | 0.02 | 33204 | 112 | 0 | 33704
506 | Vasco | PGE GBA | {'Los Positas': [1.2, 2476.0], 'Las Positas': [1.2, 2476.0], 'Altamont Midway (Sandhill)': [3.3, 1446.0], 'Altamont': [3.3, 1451.0], 'Cayetano': [3.5, 2335.0], 'Midway Green Ridge Services': [7.1, 31.0], 'Windmaster': [7.4, 1109.0], 'Delta Pumps': [8.1, 422.0], 'Delta PP': [8.1, 423.0], 'North Dublin': [8.1, 2293.0], 'Vineyard': [8.1, 2476.0], 'Kelso': [8.6, 0.0], 'Tassajara': [12.1, 1491.0], 'San Ramon': [12.2, 1557.0], 'Fremont': [17.8, 819.0]} | 91339 | 2476 | 0.03 | 88863 | 0.97 | 20393 | 0.22 |  |  | 64859 | 0.71 | 0.14 | 3364 | 0.04 | 1814 | 0.02 |  | 86077 | 0.94 | 1187 | 0.01 | 63303 | 0.69 | 28036 | 59074 | 0.65 | 32265 | 67486 | 0.74 | 23853 | 82997 | 0.91 | 8342 | 31991 | 0.35 | 59348 | 5860 | 0.06 | 85478
507 | Harris | PGE NGBA | {'Humboldt': [1.0, 19708.0], 'Humboldt Bay': [4.9, 11708.0], 'Arcata': [6.4, 7723.0]} | 63435 | 20546 | 0.32 | 42889 | 0.68 | 21314 | 0.34 |  |  | 29450 | 0.46 | 0.15 | 0 | 0 | 0 | 0 |  | 0 | 0 | 0 | 0 | 1859 | 0.03 | 61576 | 28062 | 0.44 | 35373 | 32990 | 0.52 | 30445 | 33771 | 0.53 | 29664 | 13627 | 0.21 | 49809 | 7677 | 0.12 | 55758
508 | Grizzly | PGE NGBA | {'Rock Creek 1': [1.0, 3966.0], 'Rock Creek': [1.0, 3968.0], 'Bucks Creek': [5.7, 1707.0], 'Cresta': [7.3, 3843.0], 'Belden': [7.8, 745.0], 'POE': [15.0, 869.0], 'Caribou': [15.4, 13.0], 'Caribou 2': [15.4, 13.0]} | 61602 | 3992 | 0.06 | 57610 | 0.94 | 47901 | 0.78 |  |  | 13267 | 0.22 | 0.04 | 0 | 0 | 0 | 0 |  | 14508 | 0.24 | 25943 | 0.42 | 26421 | 0.43 | 35181 | 27261 | 0.44 | 34341 | 39007 | 0.63 | 22595 | 52979 | 0.86 | 8623 | 32329 | 0.52 | 29273 | 4355 | 0.07 | 57247
509 | Jackass (DOE) | SCE EOP | {'Lathrop': [9.0, 8298.0], 'Mercury': [15.8, 966.0], 'Valley Switch': [17.7, 368.0]} | 147259 | 14717 | 0.1 | 132542 | 0.9 | 0 | 0 |  |  | 0 | 0 | 0 | 0 | 0 | 0 | 0 |  | 0 | 0 | 0 | 0 | 0 | 0 | 147259 | 0 | 0 | 147259 | 0 | 0 | 147259 | 0 | 0 | 147259 | 0 | 0 | 147259 | 0 | 0 | 147259
510 | North City Metering | SDGE Imperial | {'Penasquitos': [2.8, 148.0], 'Chicarita': [6.5, 457.0], 'Artesian': [6.6, 479.0], 'Scripps': [7.1, 101.0], 'Mesa Heights': [9.7, 42.0], 'Kearny': [10.1, 42.0], 'Pomerado': [10.9, 101.0], 'Sycamore Canyon': [11.3, 101.0], 'San Marcos': [11.9, 385.0], 'Palomar Airport': [12.0, 377.0], 'Shadowridge': [12.7, 377.0], 'Mission': [13.0, 42.0], 'Escondido': [13.1, 473.0], 'Old Town': [13.5, 42.0], 'Encina': [14.0, 148.0], 'Cannon': [14.0, 183.0], 'Point Loma': [15.1, 42.0], 'Vine': [15.4, 42.0], 'Melrose': [17.3, 248.0], 'Ocean Ranch': [18.0, 1.0], 'San Luis Rey': [18.7, 0.0]} | 3312 | 516 | 0.16 | 2796 | 0.84 | 7 | 0 |  |  | 897 | 0.27 | 0.07 | 51 | 0.02 | 21 | 0.01 |  | 993 | 0.3 | 0 | 0 | 632 | 0.19 | 2680 | 1465 | 0.44 | 1847 | 1009 | 0.3 | 2303 | 1881 | 0.57 | 1431 | 252 | 0.08 | 3060 | 260 | 0.08 | 3052
511 | Ormond Beach | SCE Northern | {'Mandalay': [7.1, 2413.0], 'Santa Clara': [12.0, 1991.0], 'Wakefield': [16.9, 343.0], 'Moorpark': [18.3, 129.0]} | 24901 | 5405 | 0.22 | 19496 | 0.78 | 2627 | 0.11 |  |  | 20645 | 0.83 | 0.16 | 4786 | 0.19 | 14315 | 0.57 |  | 0 | 0 | 0 | 0 | 3067 | 0.12 | 21833 | 2802 | 0.11 | 22099 | 7349 | 0.3 | 17552 | 7496 | 0.3 | 17405 | 345 | 0.01 | 24556 | 1657 | 0.07 | 23244
512 | Warne | SCE Northern | {'Bailey': [6.4, 176.0], 'Neenach': [17.4, 135.0]} | 51301 | 176 | 0 | 51125 | 1 | 30224 | 0.59 |  |  | 19831 | 0.39 | 0.04 | 2 | 0 | 0 | 0 |  | 17634 | 0.34 | 31888 | 0.62 | 36814 | 0.72 | 14486 | 19847 | 0.39 | 31453 | 19067 | 0.37 | 32234 | 48967 | 0.95 | 2333 | 32293 | 0.63 | 19007 | 1684 | 0.03 | 49617
513 | POE | PGE NGBA | {'Cresta': [7.8, 1298.0], 'Rock Creek 1': [14.2, 869.0], 'Rock Creek': [14.3, 869.0], 'Table Mt.': [14.9, 193.0], 'Grizzly': [15.0, 869.0], 'Wyandotte': [16.6, 629.0], 'Thermalito': [16.9, 16.0], 'Palermo': [18.9, 76.0]} | 82733 | 6696 | 0.08 | 76037 | 0.92 | 19249 | 0.23 |  |  | 41343 | 0.5 | 0.16 | 135 | 0 | 96 | 0 |  | 15790 | 0.19 | 1274 | 0.02 | 32573 | 0.39 | 50160 | 35667 | 0.43 | 47066 | 63679 | 0.77 | 19054 | 71288 | 0.86 | 11445 | 38649 | 0.47 | 44084 | 3260 | 0.04 | 79472
514 | Pit 3 | PGE NGBA | {'Pit 4': [5.3, 25982.0], 'Burney Forest': [8.5, 18857.0], 'Burney Forest Power': [8.5, 18861.0], 'Carberry': [9.6, 18624.0], 'James B Black': [11.8, 9722.0], 'Cove Road': [12.6, 7060.0], 'New Sub - Pit 1 - Cottonwood (Proposed)': [12.7, 12330.0], 'Pit 1': [13.0, 6996.0], 'Round Mt.': [16.4, 1838.0]} | 123125 | 44739 | 0.36 | 78386 | 0.64 | 72154 | 0.59 |  |  | 49818 | 0.4 | 0.05 | 6374 | 0.05 | 0 | 0 |  | 59310 | 0.48 | 7119 | 0.06 | 33390 | 0.27 | 89735 | 30162 | 0.24 | 92963 | 23896 | 0.19 | 99229 | 56068 | 0.46 | 67057 | 31575 | 0.26 | 91550 | 9977 | 0.08 | 113148
515 | Evergreen | PGE GBA | {'Stone': [1.5, 1747.0], 'Swift': [2.8, 1747.0], 'Piercy': [3.8, 1112.0], 'San Jose A': [3.8, 1747.0], 'San Jose B': [4.2, 1747.0], 'Edenvale': [4.8, 1112.0], 'El Patio': [5.2, 220.0], 'Santa Teresa': [5.3, 1112.0], 'FMC': [5.4, 1632.0], 'Hicks': [5.8, 108.0], 'Trimble': [7.2, 1500.0], 'Metcalf Energy Center': [7.7, 746.0], 'Metcalf 1': [7.7, 835.0], 'Scott': [8.0, 1097.0], 'Los Esteros': [10.0, 1125.0], 'Nortech': [10.4, 635.0], 'Dixon Landing': [11.6, 899.0], 'Newark': [15.9, 249.0], 'Fremont': [17.8, 242.0]} | 16471 | 1745 | 0.11 | 14726 | 0.89 | 2717 | 0.16 |  |  | 11202 | 0.68 | 0.09 | 702 | 0.04 | 249 | 0.02 |  | 15854 | 0.96 | 0 | 0 | 7444 | 0.45 | 9027 | 3786 | 0.23 | 12685 | 4877 | 0.3 | 11594 | 8457 | 0.51 | 8014 | 10008 | 0.61 | 6463 | 807 | 0.05 | 15664
516 | Rincon | PGE NGBA | {'Santa Rosa A': [4.5, 3382.0], 'Monroe': [4.9, 1285.0], 'Fulton': [5.1, 870.0], 'Bellevue': [8.1, 3341.0], 'Silverado': [11.1, 2343.0], 'Penngrove': [12.2, 2961.0], 'Fitch Mountain': [12.9, 530.0], 'Corona': [15.7, 1776.0], 'Lakeville': [17.3, 2379.0]} | 71101 | 4249 | 0.06 | 66852 | 0.94 | 1067 | 0.02 |  |  | 38905 | 0.55 | 0.2 | 5618 | 0.08 | 8835 | 0.12 |  | 7393 | 0.1 | 0 | 0 | 44478 | 0.63 | 26623 | 33875 | 0.48 | 37226 | 51669 | 0.73 | 19432 | 63352 | 0.89 | 7749 | 16488 | 0.23 | 54612 | 3325 | 0.05 | 67776
517 | Whisman | PGE GBA | {'Mountain View': [1.6, 49.0], 'Monta Vista': [5.6, 40.0], 'Cooley Landing': [5.8, 60.0], 'Nortech': [6.0, 6.0], 'Scott': [6.5, 6.0], 'Ravenswood': [7.2, 60.0], 'Los Esteros': [7.6, 6.0], 'Menlo': [7.6, 58.0], 'Trimble': [7.9, 6.0], 'Newark': [8.0, 6.0], 'Dixon Landing': [8.8, 6.0], 'FMC': [8.9, 2.0], 'Dumbarton': [10.6, 19.0], 'Fremont': [11.1, 6.0], 'Jefferson': [12.4, 54.0], 'Eastshore': [15.5, 13.0], 'Mt Eden': [15.9, 7.0], 'Mt. Eden': [15.9, 7.0]} | 4462 | 58 | 0.01 | 4403 | 0.99 | 474 | 0.11 |  |  | 2114 | 0.47 | 0.18 | 69 | 0.02 | 125 | 0.03 |  | 48 | 0.01 | 0 | 0 | 2420 | 0.54 | 2042 | 2488 | 0.56 | 1974 | 3812 | 0.85 | 650 | 4014 | 0.9 | 448 | 824 | 0.18 | 3638 | 863 | 0.19 | 3599
518 | Brighton | PGE NGBA | {'Granite': [4.1, 5174.0], 'Davis': [17.5, 4.0]} | 17992 | 5177 | 0.29 | 12815 | 0.71 | 0 | 0 |  |  | 12039 | 0.67 | 0.24 | 5167 | 0.29 | 2554 | 0.14 |  | 4936 | 0.27 | 0 | 0 | 5026 | 0.28 | 12966 | 3281 | 0.18 | 14712 | 3488 | 0.19 | 14505 | 8102 | 0.45 | 9890 | 597 | 0.03 | 17395 | 4169 | 0.23 | 13824
519 | Mi-Wuk | PGE GBA | {'Curtis': [7.8, 5710.0], 'Stanislaus': [10.2, 1771.0], 'Collierville': [10.9, 1771.0], 'Race Track': [11.8, 5708.0], 'Racetrack': [11.8, 5708.0], 'Donnells-Curtis': [16.7, 1534.0], 'Frogtown': [17.1, 269.0], 'Peoria': [18.4, 783.0], 'New Melones': [18.5, 137.0], 'Chinese Station': [18.8, 1020.0]} | 81148 | 18646 | 0.23 | 62502 | 0.77 | 16438 | 0.2 |  |  | 51849 | 0.64 | 0.1 | 178 | 0 | 26 | 0 |  | 31243 | 0.39 | 44470 | 0.55 | 13251 | 0.16 | 67897 | 19151 | 0.24 | 61997 | 44681 | 0.55 | 36467 | 46998 | 0.58 | 34151 | 32842 | 0.4 | 48306 | 1538 | 0.02 | 79610
520 | San Ysidro | SDGE Imperial | {'Otay': [2.9, 198.0], 'Imperial Beach': [4.3, 158.0], 'Bay Boulevard': [5.1, 158.0], 'Telegraph Canyon': [5.3, 201.0], 'Otay Mesa': [6.7, 49.0], 'Salt Creek': [8.4, 173.0], 'Miguel': [8.5, 184.0], 'Silvergate': [11.4, 151.0], 'Vine': [15.1, 148.0], 'Mission': [16.7, 145.0], 'Old Town': [17.1, 145.0], 'Point Loma': [17.3, 145.0]} | 6874 | 191 | 0.03 | 6683 | 0.97 | 652 | 0.09 |  |  | 4076 | 0.59 | 0.15 | 0 | 0 | 0 | 0 |  | 3906 | 0.57 | 0 | 0 | 305 | 0.04 | 6569 | 6260 | 0.91 | 614 | 6353 | 0.92 | 520 | 6610 | 0.96 | 264 | 2146 | 0.31 | 4728 | 696 | 0.1 | 6178
521 | Lincoln | PGE NGBA | {'Pleasant Grove': [5.5, 16145.0], 'Rio Oso': [9.5, 16284.0], 'Atlantic': [9.7, 5373.0], 'Bell': [11.3, 8374.0], 'East Nicolaus': [13.3, 14495.0], 'Higgins': [14.7, 4853.0], 'Olivehurst': [18.8, 18.0], 'Gold Hill': [18.9, 347.0]} | 96355 | 25701 | 0.27 | 70654 | 0.73 | 5443 | 0.06 |  |  | 58657 | 0.61 | 0.31 | 24039 | 0.25 | 12475 | 0.13 |  | 50282 | 0.52 | 0 | 0 | 54456 | 0.57 | 41899 | 0 | 0 | 96355 | 0 | 0 | 96355 | 54456 | 0.57 | 41899 | 15374 | 0.16 | 80981 | 23387 | 0.24 | 72969
522 | Jefferson | PGE GBA | {'Menlo': [4.9, 286.0], 'Ravenswood': [8.4, 440.0], 'Cooley Landing': [8.7, 146.0], 'Burlingame': [10.1, 396.0], 'Millbrae': [11.8, 374.0], 'Whisman': [12.4, 54.0], 'Mountain View': [12.9, 43.0], 'Dumbarton': [14.2, 88.0], 'Monta Vista': [14.9, 40.0], 'Eastshore': [14.9, 242.0], 'Mt Eden': [15.8, 23.0], 'Mt. Eden': [15.8, 23.0], 'Grant': [16.4, 222.0], 'Martin': [18.4, 32.0]} | 27812 | 2540 | 0.09 | 25271 | 0.91 | 1210 | 0.04 |  |  | 19516 | 0.7 | 0.62 | 1214 | 0.04 | 105 | 0 |  | 0 | 0 | 0 | 0 | 12810 | 0.46 | 15002 | 17515 | 0.63 | 10297 | 19224 | 0.69 | 8588 | 23647 | 0.85 | 4164 | 12758 | 0.46 | 15053 | 3237 | 0.12 | 24574
523 | Lakewood | PGE GBA | {'Rossmoor': [3.3, 4.0], 'Meadow Lane': [3.8, 948.0], 'Clayton': [5.4, 701.0], 'Alhambra': [7.1, 365.0], 'Martinez': [8.1, 519.0], 'Sobrante': [8.2, 248.0], 'Christie': [10.5, 365.0], 'Kirker': [11.3, 701.0], 'Pittsburg': [12.5, 701.0], 'Bahia': [12.8, 365.0], 'GWF 2': [13.0, 629.0], 'El Cerrito G': [13.3, 85.0], 'San Pablo': [16.0, 170.0], 'Contra Costa': [16.1, 583.0], 'Lone Tree': [16.3, 378.0], 'Carquinez': [16.4, 248.0], 'Collinsville': [17.0, 583.0], 'Contra Costa PP': [17.6, 576.0], 'Parkway': [18.0, 229.0]} | 26380 | 947 | 0.04 | 25433 | 0.96 | 4610 | 0.17 |  |  | 18786 | 0.71 | 0.09 | 192 | 0.01 | 26 | 0 |  | 22476 | 0.85 | 0 | 0 | 15359 | 0.58 | 11021 | 14823 | 0.56 | 11557 | 21150 | 0.8 | 5230 | 24646 | 0.93 | 1735 | 9046 | 0.34 | 17334 | 1202 | 0.05 | 25178
524 | Windmaster | PGE GBA | {'Delta Pumps': [1.1, 826.0], 'Delta PP': [1.1, 827.0], 'Kelso': [2.1, 404.0], 'Tracy': [3.3, 404.0], 'Altamont': [4.1, 1356.0], 'Altamont Midway (Sandhill)': [4.1, 1364.0], 'Midway Green Ridge Services': [6.0, 435.0], 'Vasco': [7.4, 1109.0], 'Tesla': [7.5, 404.0], 'Cayetano': [8.2, 1109.0], 'Brentwood': [8.4, 116.0], 'Los Positas': [8.6, 1109.0], 'Las Positas': [8.6, 1109.0], 'GWF Tracy': [10.4, 404.0], 'Lammers': [10.8, 404.0], 'Lone Tree': [11.9, 116.0], 'North Dublin': [12.3, 1109.0], 'Tassajara': [14.4, 1134.0], 'Vineyard': [14.7, 1109.0], 'Contra Costa': [15.8, 116.0], 'Contra Costa PP': [16.3, 116.0], 'San Ramon': [16.4, 1109.0], 'Kasson': [16.8, 404.0], 'GWF 2': [19.1, 116.0]} | 110042 | 1628 | 0.01 | 108414 | 0.99 | 27802 | 0.25 |  |  | 69018 | 0.63 | 0.13 | 9352 | 0.08 | 36506 | 0.33 |  | 60726 | 0.55 | 579 | 0.01 | 55222 | 0.5 | 54819 | 51593 | 0.47 | 58449 | 56501 | 0.51 | 53541 | 75064 | 0.68 | 34978 | 12085 | 0.11 | 97957 | 6860 | 0.06 | 103182
525 | Rosamond | SCE Northern | {'Whirlwind': [11.2, 22046.0], 'Windhub': [12.1, 16385.0], 'Antelope': [12.8, 23229.0], 'Neenach': [16.1, 8627.0], 'Highwind': [18.2, 1704.0]} | 108107 | 54461 | 0.5 | 53645 | 0.5 | 159 | 0 |  |  | 12175 | 0.11 | 0.58 | 1317 | 0.01 | 2406 | 0.02 |  | 696 | 0.01 | 0 | 0 | 7909 | 0.07 | 100198 | 33572 | 0.31 | 74535 | 27579 | 0.26 | 80528 | 46970 | 0.43 | 61137 | 8901 | 0.08 | 99206 | 2680 | 0.02 | 105427
526 | Los Positas | PGE GBA | {'Las Positas': [0.0, 3138.0], 'Vasco': [1.2, 2476.0], 'Cayetano': [3.4, 2443.0], 'Altamont Midway (Sandhill)': [4.5, 1446.0], 'Altamont': [4.5, 1451.0], 'Vineyard': [6.9, 3138.0], 'North Dublin': [7.4, 2510.0], 'Midway Green Ridge Services': [8.1, 31.0], 'Windmaster': [8.6, 1109.0], 'Delta Pumps': [9.2, 422.0], 'Delta PP': [9.2, 423.0], 'Kelso': [9.7, 0.0], 'San Ramon': [11.4, 1566.0], 'Tassajara': [11.7, 1491.0], 'Fremont': [16.7, 1482.0], 'Newark': [19.6, 96.0], 'Dixon Landing': [19.8, 65.0]} | 87685 | 3137 | 0.04 | 84548 | 0.96 | 20733 | 0.24 |  |  | 62000 | 0.71 | 0.12 | 2535 | 0.03 | 316 | 0 |  | 84248 | 0.96 | 1361 | 0.02 | 59604 | 0.68 | 28080 | 52438 | 0.6 | 35247 | 62107 | 0.71 | 25578 | 78103 | 0.89 | 9581 | 32258 | 0.37 | 55426 | 5694 | 0.06 | 81990
527 | Oregon Trail | PGE NGBA | {'Jessup': [10.9, 429.0], 'Cottonwood': [15.7, 0.0]} | 82815 | 8534 | 0.1 | 74281 | 0.9 | 3329 | 0.04 |  |  | 28026 | 0.34 | 0.38 | 2084 | 0.03 | 1109 | 0.01 |  | 74606 | 0.9 | 376 | 0 | 61730 | 0.75 | 21085 | 21283 | 0.26 | 61532 | 25787 | 0.31 | 57028 | 68532 | 0.83 | 14283 | 24426 | 0.29 | 58390 | 10897 | 0.13 | 71918
528 | Burlingame | PGE GBA | {'Millbrae': [1.9, 605.0], 'Martin': [8.3, 195.0], 'Jefferson': [10.1, 396.0], 'Potrero': [11.6, 132.0], 'SAN FRAN A (POTRERO PP)': [11.7, 131.0], 'Grant': [12.4, 222.0], 'Eastshore': [13.6, 196.0], 'Edes': [13.9, 36.0], 'Menlo': [14.0, 103.0], 'Ravenswood': [14.0, 334.0], 'Mt Eden': [14.5, 1.0], 'Mt. Eden': [14.5, 1.0], 'Oakland J': [14.5, 40.0], 'Oakland C': [15.1, 44.0], 'Cooley Landing': [15.2, 40.0], 'Oakland L': [16.1, 43.0], 'Oakland X': [16.6, 40.0], 'Dumbarton': [16.8, 22.0]} | 9076 | 615 | 0.07 | 8461 | 0.93 | 173 | 0.02 |  |  | 4606 | 0.51 | 0.61 | 137 | 0.02 | 194 | 0.02 |  | 0 | 0 | 0 | 0 | 3439 | 0.38 | 5637 | 5977 | 0.66 | 3099 | 6752 | 0.74 | 2324 | 8281 | 0.91 | 795 | 3274 | 0.36 | 5802 | 928 | 0.1 | 8148
529 | Fremont | PGE GBA | {'Newark': [3.1, 1214.0], 'Dumbarton': [5.3, 632.0], 'Dixon Landing': [6.2, 1181.0], 'Los Esteros': [8.1, 837.0], 'Nortech': [8.4, 723.0], 'Mt Eden': [9.9, 111.0], 'Mt. Eden': [9.9, 111.0], 'Ravenswood': [10.1, 6.0], 'Cooley Landing': [10.2, 6.0], 'Eastshore': [10.2, 34.0], 'Vineyard': [10.7, 2351.0], 'Whisman': [11.1, 6.0], 'Trimble': [11.3, 248.0], 'Scott': [11.4, 248.0], 'Castro Valley': [11.8, 34.0], 'Mountain View': [12.5, 6.0], 'FMC': [13.7, 244.0], 'San Ramon': [14.2, 75.0], 'San Jose B': [14.3, 242.0], 'Menlo': [15.1, 4.0], 'San Jose A': [15.2, 242.0], 'North Dublin': [15.3, 853.0], 'Los Positas': [16.7, 1482.0], 'Las Positas': [16.7, 1484.0], 'Cayetano': [17.2, 787.0], 'Stone': [17.3, 242.0], 'Swift': [17.7, 242.0], 'Evergreen': [17.8, 242.0], 'Vasco': [17.8, 819.0]} | 25072 | 2595 | 0.1 | 22477 | 0.9 | 7930 | 0.32 |  |  | 15574 | 0.62 | 0.08 | 110 | 0 | 101 | 0 |  | 24232 | 0.97 | 0 | 0 | 14209 | 0.57 | 10863 | 8474 | 0.34 | 16598 | 14275 | 0.57 | 10797 | 17798 | 0.71 | 7273 | 14189 | 0.57 | 10883 | 2088 | 0.08 | 22984
530 | Callender | PGE Kern | {'Oceano': [3.8, 22110.0], 'Mesa': [7.9, 20042.0], 'Fairway': [12.3, 8777.0], 'San Luis Obispo': [15.2, 5090.0], 'Divide': [17.1, 1839.0], 'Sisquoc': [18.5, 608.0], 'Diablo Canyon': [18.8, 4.0]} | 80178 | 26755 | 0.33 | 53423 | 0.67 | 12198 | 0.15 |  |  | 54796 | 0.68 | 0.13 | 8105 | 0.1 | 23882 | 0.3 |  | 21793 | 0.27 | 0 | 0 | 11400 | 0.14 | 68778 | 1616 | 0.02 | 78562 | 17148 | 0.21 | 63030 | 20478 | 0.26 | 59700 | 13783 | 0.17 | 66395 | 6146 | 0.08 | 74032
531 | Delta PP | PGE GBA | {'Delta Pumps': [0.0, 1415.0], 'Kelso': [1.0, 993.0], 'Windmaster': [1.1, 827.0], 'Tracy': [2.2, 993.0], 'Altamont': [4.7, 670.0], 'Altamont Midway (Sandhill)': [4.7, 678.0], 'Midway Green Ridge Services': [5.5, 1013.0], 'Tesla': [6.9, 993.0], 'Vasco': [8.1, 423.0], 'Los Positas': [9.2, 423.0], 'Las Positas': [9.2, 423.0], 'Cayetano': [9.2, 423.0], 'GWF Tracy': [9.5, 993.0], 'Lammers': [9.9, 993.0], 'North Dublin': [13.4, 423.0], 'Tassajara': [15.6, 423.0], 'Vineyard': [15.6, 423.0], 'Kasson': [15.6, 993.0], 'San Ramon': [17.5, 423.0]} | 115059 | 1416 | 0.01 | 113644 | 0.99 | 32516 | 0.28 |  |  | 68306 | 0.59 | 0.13 | 10167 | 0.09 | 42200 | 0.37 |  | 58341 | 0.51 | 193 | 0 | 58655 | 0.51 | 56404 | 50484 | 0.44 | 64575 | 55003 | 0.48 | 60056 | 76511 | 0.66 | 38548 | 12073 | 0.1 | 102986 | 7209 | 0.06 | 107850
532 | Moraga | PGE GBA | {'Sobrante': [4.8, 1050.0], 'Oakland X': [4.8, 2366.0], 'Oakland L': [6.5, 2366.0], 'Oakland J': [6.6, 2254.0], 'Oakland C': [7.4, 2366.0], 'Edes': [7.8, 2055.0], 'El Cerrito G': [9.0, 1474.0], 'San Leandro U': [9.6, 986.0], 'Alhambra': [10.3, 2.0], 'Christie': [11.1, 162.0], 'Martinez': [11.9, 2.0], 'Castro Valley': [12.2, 630.0], 'Grant': [12.3, 932.0], 'Richmond R': [12.5, 1145.0], 'San Pablo': [13.5, 322.0], 'SAN FRAN A (POTRERO PP)': [13.8, 2017.0], 'Potrero': [13.8, 2017.0], 'Standard Oil': [14.5, 324.0], 'Standard Oil 2': [14.5, 324.0], 'Mt Eden': [15.4, 704.0], 'Mt. Eden': [15.4, 704.0], 'Eastshore': [15.7, 749.0], 'Bahia': [16.3, 2.0], 'Martin': [16.8, 1575.0], 'Carquinez': [17.6, 2.0]} | 31135 | 2363 | 0.08 | 28772 | 0.92 | 5551 | 0.18 |  |  | 20632 | 0.66 | 0.27 | 188 | 0.01 | 26 | 0 |  | 21204 | 0.68 | 0 | 0 | 17780 | 0.57 | 13355 | 15823 | 0.51 | 15313 | 24327 | 0.78 | 6809 | 28524 | 0.92 | 2612 | 9098 | 0.29 | 22038 | 1401 | 0.04 | 29734
533 | Collierville | PGE GBA | {'Stanislaus': [0.8, 13778.0], 'Frogtown': [10.3, 1515.0], 'Mi-Wuk': [10.9, 1771.0], 'Racetrack': [11.6, 1891.0], 'Race Track': [11.6, 1892.0], 'Curtis': [12.3, 1707.0]} | 81440 | 15901 | 0.2 | 65539 | 0.8 | 12048 | 0.15 |  |  | 46193 | 0.57 | 0.29 | 320 | 0 | 173 | 0 |  | 25953 | 0.32 | 49858 | 0.61 | 32555 | 0.4 | 48884 | 19436 | 0.24 | 62004 | 22217 | 0.27 | 59223 | 48049 | 0.59 | 33390 | 28647 | 0.35 | 52793 | 1700 | 0.02 | 79739
534 | Rock Creek | PGE NGBA | {'Rock Creek 1': [0.0, 4123.0], 'Grizzly': [1.0, 3968.0], 'Bucks Creek': [6.5, 1707.0], 'Cresta': [6.5, 4001.0], 'Belden': [8.7, 745.0], 'POE': [14.3, 869.0], 'Caribou': [16.3, 13.0], 'Caribou 2': [16.3, 13.0]} | 65757 | 4123 | 0.06 | 61634 | 0.94 | 51593 | 0.78 |  |  | 13754 | 0.21 | 0.04 | 0 | 0 | 0 | 0 |  | 14799 | 0.23 | 29081 | 0.44 | 29902 | 0.45 | 35854 | 26036 | 0.4 | 39720 | 40068 | 0.61 | 25688 | 56371 | 0.86 | 9385 | 34907 | 0.53 | 30849 | 4023 | 0.06 | 61734
535 | Homestake | PGE NGBA | {} | 64148 | 3165 | 0.05 | 60982 | 0.95 | 10667 | 0.17 |  |  | 49339 | 0.77 | 0.08 | 2887 | 0.05 | 1963 | 0.03 |  | 15352 | 0.24 | 47553 | 0.74 | 42058 | 0.66 | 22090 | 10043 | 0.16 | 54105 | 25917 | 0.4 | 38231 | 51158 | 0.8 | 12990 | 44273 | 0.69 | 19875 | 1559 | 0.02 | 62589
536 | James B Black | PGE NGBA | {'Pit 4': [6.5, 16505.0], 'Cove Road': [8.3, 7067.0], 'Pit 3': [11.8, 9722.0], 'Round Mt.': [13.0, 4085.0], 'New Sub - Pit 1 - Cottonwood (Proposed)': [14.2, 4059.0], 'Carberry': [14.8, 2704.0], 'Burney Forest': [15.7, 554.0], 'Burney Forest Power': [15.7, 559.0]} | 74860 | 17271 | 0.23 | 57589 | 0.77 | 51841 | 0.69 |  |  | 22191 | 0.3 | 0.04 | 348 | 0 | 2 | 0 |  | 41999 | 0.56 | 31633 | 0.42 | 18920 | 0.25 | 55940 | 14642 | 0.2 | 60219 | 15799 | 0.21 | 59061 | 31911 | 0.43 | 42950 | 32142 | 0.43 | 42718 | 3740 | 0.05 | 71120
537 | Harvard | SCE NOL | {'Cool Water': [13.1, 5692.0], 'Dunn Siding': [13.6, 1404.0]} | 78397 | 28670 | 0.37 | 49726 | 0.63 | 8974 | 0.11 |  |  | 36358 | 0.46 | 0.21 | 855 | 0.01 | 597 | 0.01 |  | 0 | 0 | 0 | 0 | 30265 | 0.39 | 48132 | 9164 | 0.12 | 69232 | 11537 | 0.15 | 66860 | 31864 | 0.41 | 46532 | 33364 | 0.43 | 45032 | 2430 | 0.03 | 75966
538 | San Jose B | PGE GBA | {'San Jose A': [0.9, 1747.0], 'FMC': [1.2, 1632.0], 'Trimble': [3.2, 1500.0], 'Stone': [3.2, 1747.0], 'Scott': [3.8, 1097.0], 'El Patio': [3.9, 220.0], 'Evergreen': [4.2, 1747.0], 'Swift': [5.9, 1747.0], 'Los Esteros': [6.3, 1125.0], 'Nortech': [6.4, 635.0], 'Hicks': [7.5, 108.0], 'Piercy': [8.0, 1112.0], 'Dixon Landing': [8.2, 899.0], 'Edenvale': [8.9, 1112.0], 'Santa Teresa': [9.4, 1112.0], 'Metcalf Energy Center': [11.9, 746.0], 'Metcalf 1': [11.9, 835.0], 'Newark': [12.0, 249.0], 'Fremont': [14.3, 242.0]} | 11073 | 1745 | 0.16 | 9329 | 0.84 | 2050 | 0.19 |  |  | 7358 | 0.66 | 0.09 | 26 | 0 | 0 | 0 |  | 10902 | 0.98 | 0 | 0 | 1128 | 0.1 | 9946 | 993 | 0.09 | 10081 | 1640 | 0.15 | 9434 | 2574 | 0.23 | 8500 | 7259 | 0.66 | 3815 | 655 | 0.06 | 10419
539 | Edenvale | PGE GBA | {'Santa Teresa': [0.5, 1310.0], 'Piercy': [1.8, 1112.0], 'Metcalf Energy Center': [3.1, 944.0], 'Metcalf 1': [3.2, 1034.0], 'Evergreen': [4.8, 1112.0], 'Swift': [5.4, 1112.0], 'Stone': [5.7, 1112.0], 'Hicks': [5.8, 108.0], 'San Jose A': [8.2, 1112.0], 'El Patio': [8.4, 220.0], 'San Jose B': [8.9, 1112.0], 'FMC': [10.0, 998.0], 'Morgan Hill': [11.1, 199.0], 'Trimble': [12.0, 865.0], 'Scott': [12.7, 462.0], 'Los Esteros': [14.8, 491.0], 'Nortech': [15.2, 0.0], 'Dixon Landing': [16.3, 264.0]} | 24188 | 1310 | 0.05 | 22878 | 0.95 | 6544 | 0.27 |  |  | 13869 | 0.57 | 0.1 | 1079 | 0.04 | 587 | 0.02 |  | 22339 | 0.92 | 595 | 0.02 | 18810 | 0.78 | 5379 | 7018 | 0.29 | 17171 | 9716 | 0.4 | 14472 | 19780 | 0.82 | 4408 | 12999 | 0.54 | 11189 | 1077 | 0.04 | 23111
540 | Mt Poso | PGE Kern | {'Lerdo': [5.0, 26444.0], 'Poso Mt.': [7.0, 32071.0], '7th Standard': [7.8, 18647.0], 'Famoso': [8.0, 16659.0], 'Kern Oil': [8.0, 22687.0], 'Sycamore': [8.2, 24602.0], 'Kern Power': [11.5, 9465.0], 'Rosedale': [11.7, 9749.0], 'Bakersfield': [11.8, 11171.0], 'Renfro': [11.9, 6769.0], 'West Park': [12.1, 8392.0], 'Rio Bravo': [12.3, 4185.0], 'Columbus': [12.9, 6795.0], 'Cal Water': [13.2, 6572.0], 'Shafter': [13.4, 1931.0], 'Charca': [14.3, 756.0], 'Casaloma': [14.4, 757.0], 'Stockdale': [15.9, 693.0], 'Tevis': [15.9, 1477.0], 'Tupman': [17.0, 1293.0]} | 167405 | 37381 | 0.22 | 130025 | 0.78 | 16226 | 0.1 |  |  | 144169 | 0.86 | 0.1 | 5489 | 0.03 | 69669 | 0.42 |  | 76945 | 0.46 | 0 | 0 | 73658 | 0.44 | 93748 | 8785 | 0.05 | 158620 | 17472 | 0.1 | 149933 | 79743 | 0.48 | 87662 | 14316 | 0.09 | 153090 | 2144 | 0.01 | 165261
541 | Rock Creek 1 | PGE NGBA | {'Rock Creek': [0.0, 4123.0], 'Grizzly': [1.0, 3966.0], 'Cresta': [6.4, 4019.0], 'Bucks Creek': [6.5, 1707.0], 'Belden': [8.7, 745.0], 'POE': [14.2, 869.0], 'Caribou': [16.3, 13.0], 'Caribou 2': [16.3, 13.0]} | 65846 | 4139 | 0.06 | 61708 | 0.94 | 51676 | 0.78 |  |  | 13761 | 0.21 | 0.04 | 0 | 0 | 0 | 0 |  | 14813 | 0.22 | 29159 | 0.44 | 30001 | 0.46 | 35845 | 26010 | 0.4 | 39837 | 40063 | 0.61 | 25784 | 56441 | 0.86 | 9405 | 34982 | 0.53 | 30865 | 4014 | 0.06 | 61833
542 | New Sub - Kramer - Lugo (Proposed) | SCE NOL | {'Roadway': [0.0, 22653.0], 'Victor': [5.1, 16528.0], 'Lugo': [14.8, 3351.0]} | 77355 | 22657 | 0.29 | 54698 | 0.71 | 564 | 0.01 |  |  | 11311 | 0.15 | 0.43 | 13 | 0 | 0 | 0 |  | 0 | 0 | 0 | 0 | 31288 | 0.4 | 46067 | 36365 | 0.47 | 40990 | 12468 | 0.16 | 64887 | 49969 | 0.65 | 27386 | 11765 | 0.15 | 65591 | 674 | 0.01 | 76681
543 | Baker | SCE NOL | {} | 8667 | 1373 | 0.16 | 7294 | 0.84 | 6890 | 0.79 |  |  | 1226 | 0.14 | 0.03 | 0 | 0 | 0 | 0 |  | 0 | 0 | 0 | 0 | 2874 | 0.33 | 5793 | 3040 | 0.35 | 5626 | 3040 | 0.35 | 5626 | 3417 | 0.39 | 5250 | 5667 | 0.65 | 2999 | 3 | 0 | 8664
544 | Mountain View | PGE GBA | {'Whisman': [1.6, 49.0], 'Monta Vista': [4.1, 40.0], 'Scott': [6.3, 6.0], 'Nortech': [6.5, 6.0], 'Cooley Landing': [7.1, 49.0], 'Trimble': [7.8, 6.0], 'Menlo': [8.0, 47.0], 'Los Esteros': [8.1, 6.0], 'FMC': [8.4, 2.0], 'Ravenswood': [8.5, 49.0], 'Newark': [9.4, 6.0], 'Dixon Landing': [9.6, 6.0], 'Dumbarton': [12.2, 9.0], 'Fremont': [12.5, 6.0], 'Jefferson': [12.9, 43.0], 'Eastshore': [17.1, 3.0]} | 5814 | 48 | 0.01 | 5765 | 0.99 | 474 | 0.08 |  |  | 3236 | 0.56 | 0.15 | 72 | 0.01 | 133 | 0.02 |  | 84 | 0.01 | 0 | 0 | 3797 | 0.65 | 2016 | 2777 | 0.48 | 3037 | 4745 | 0.82 | 1069 | 5387 | 0.93 | 427 | 1332 | 0.23 | 4482 | 940 | 0.16 | 4874
545 | Stanislaus | PGE GBA | {'Collierville': [0.8, 13778.0], 'Mi-Wuk': [10.2, 1771.0], 'Frogtown': [10.5, 1456.0], 'Race Track': [11.2, 1892.0], 'Racetrack': [11.3, 1891.0], 'Curtis': [11.7, 1707.0], 'Donnells-Curtis': [19.6, 58.0]} | 77689 | 14080 | 0.18 | 63609 | 0.82 | 12489 | 0.16 |  |  | 43835 | 0.56 | 0.3 | 305 | 0 | 168 | 0 |  | 24163 | 0.31 | 49338 | 0.64 | 29259 | 0.38 | 48431 | 19421 | 0.25 | 58269 | 23900 | 0.31 | 53789 | 46660 | 0.6 | 31030 | 27948 | 0.36 | 49741 | 1597 | 0.02 | 76092
546 | Eagle Mountain | SCE Eastern | {'Kem': [4.0, 3426.0], 'Red Bluff': [11.2, 6799.0]} | 28505 | 7651 | 0.27 | 20854 | 0.73 | 10004 | 0.35 |  |  | 18085 | 0.63 | 0.06 | 345 | 0.01 | 0 | 0 |  | 0 | 0 | 0 | 0 | 2227 | 0.08 | 26278 | 6641 | 0.23 | 21864 | 6 | 0 | 28499 | 8842 | 0.31 | 19663 | 15294 | 0.54 | 13211 | 5 | 0 | 28499
547 | Contra Costa PP | PGE GBA | {'Contra Costa': [1.6, 16709.0], 'Lone Tree': [4.8, 3653.0], 'GWF 2': [5.3, 17178.0], 'Collinsville': [6.1, 19976.0], 'Pittsburg': [7.4, 16346.0], 'Kirker': [7.8, 14418.0], 'Brentwood': [8.1, 2032.0], 'Birds Landing': [8.5, 19059.0], 'Shiloh III': [11.7, 18358.0], 'Clayton': [12.2, 1162.0], 'Lambie': [15.4, 15446.0], 'Lambie Energy': [15.4, 15446.0], 'Meadow Lane': [16.1, 576.0], 'Windmaster': [16.3, 116.0], 'Tassajara': [16.9, 285.0], 'Lakewood': [17.6, 576.0], 'Grand Island': [17.7, 2598.0], 'Martinez': [19.1, 147.0]} | 72488 | 21657 | 0.3 | 50830 | 0.7 | 14543 | 0.2 |  |  | 49185 | 0.68 | 0.08 | 22329 | 0.31 | 10854 | 0.15 |  | 33027 | 0.46 | 0 | 0 | 12516 | 0.17 | 59971 | 31677 | 0.44 | 40811 | 30085 | 0.42 | 42402 | 35112 | 0.48 | 37376 | 5348 | 0.07 | 67139 | 9958 | 0.14 | 62530
548 | Padre Flats SW STA | PGE Fresno | {'Los Banos': [4.2, 13400.0], 'Quinto': [9.4, 10041.0], 'Dos Amigos': [9.6, 5428.0], 'Mercy Springs': [9.6, 5843.0], 'Miller': [18.7, 321.0], 'Oro Loma': [19.1, 115.0]} | 136799 | 17885 | 0.13 | 118913 | 0.87 | 50119 | 0.37 |  |  | 80205 | 0.59 | 0.08 | 22328 | 0.16 | 25567 | 0.19 |  | 79041 | 0.58 | 259 | 0 | 91086 | 0.67 | 45713 | 22500 | 0.16 | 114299 | 47826 | 0.35 | 88973 | 92647 | 0.68 | 44152 | 49995 | 0.37 | 86804 | 10022 | 0.07 | 126777
549 | Bliss | SCE Northern | {'Rector': [9.8, 19351.0], 'Springville': [15.4, 10107.0]} | 142114 | 44612 | 0.31 | 97502 | 0.69 | 382 | 0 |  |  | 109857 | 0.77 | 0.14 | 36940 | 0.26 | 90239 | 0.63 |  | 2682 | 0.02 | 0 | 0 | 1568 | 0.01 | 140547 | 3819 | 0.03 | 138296 | 11845 | 0.08 | 130270 | 13412 | 0.09 | 128702 | 975 | 0.01 | 141139 | 1074 | 0.01 | 141040
550 | Divide | PGE Kern | {'Fairway': [5.7, 12613.0], 'Sisquoc': [7.5, 12694.0], 'Mesa': [12.6, 8247.0], 'Cabrillo': [12.9, 2162.0], 'Callender': [17.1, 1839.0]} | 92648 | 15245 | 0.16 | 77402 | 0.84 | 39276 | 0.42 |  |  | 50042 | 0.54 | 0.07 | 12229 | 0.13 | 22759 | 0.25 |  | 14683 | 0.16 | 0 | 0 | 17969 | 0.19 | 74678 | 8375 | 0.09 | 84273 | 46724 | 0.5 | 45924 | 51061 | 0.55 | 41586 | 16749 | 0.18 | 75899 | 3418 | 0.04 | 89230
551 | Cresta | PGE NGBA | {'Rock Creek 1': [6.4, 4019.0], 'Rock Creek': [6.5, 4001.0], 'Grizzly': [7.3, 3843.0], 'POE': [7.8, 1298.0], 'Bucks Creek': [13.0, 1694.0], 'Belden': [15.1, 732.0]} | 81263 | 5053 | 0.06 | 76210 | 0.94 | 50649 | 0.62 |  |  | 23944 | 0.29 | 0.06 | 0 | 0 | 0 | 0 |  | 11188 | 0.14 | 24005 | 0.3 | 34509 | 0.42 | 46755 | 33844 | 0.42 | 47419 | 60296 | 0.74 | 20968 | 70001 | 0.86 | 11263 | 40107 | 0.49 | 41157 | 2278 | 0.03 | 78985
552 | Race Track | PGE GBA | {'Racetrack': [0.0, 8115.0], 'Curtis': [5.1, 7775.0], 'New Melones': [6.7, 1001.0], 'Peoria': [7.0, 2547.0], 'Chinese Station': [8.1, 3131.0], 'Frogtown': [8.4, 609.0], 'Stanislaus': [11.2, 1892.0], 'Collierville': [11.6, 1892.0], 'Mi-Wuk': [11.8, 5708.0]} | 49075 | 8110 | 0.17 | 40966 | 0.83 | 1617 | 0.03 |  |  | 33408 | 0.68 | 0.15 | 484 | 0.01 | 107 | 0 |  | 42171 | 0.86 | 5070 | 0.1 | 20377 | 0.42 | 28699 | 18516 | 0.38 | 30559 | 18656 | 0.38 | 30420 | 30271 | 0.62 | 18804 | 22884 | 0.47 | 26192 | 1934 | 0.04 | 47141
553 | Lodi | PGE GBA | {'Eight Mile': [2.1, 4799.0], 'Stagg': [7.0, 3295.0], 'Stockton A': [11.2, 1851.0], 'Lockeford': [12.5, 3792.0], 'Live Oak': [13.6, 3612.0], 'Weber': [14.2, 294.0], 'Grand Island': [14.8, 19.0]} | 125563 | 7474 | 0.06 | 118089 | 0.94 | 20430 | 0.16 |  |  | 72383 | 0.58 | 0.13 | 15333 | 0.12 | 88152 | 0.7 |  | 0 | 0 | 0 | 0 | 15585 | 0.12 | 109978 | 29758 | 0.24 | 95806 | 32720 | 0.26 | 92843 | 38551 | 0.31 | 87012 | 0 | 0 | 125563 | 8865 | 0.07 | 116698
554 | Rancho Seco | PGE GBA | {'Cosumnes': [0.4, 15266.0], 'Camanche': [10.6, 4509.0], 'Live Oak': [11.3, 9355.0], 'Lockeford': [15.9, 4681.0], 'Rancho Seco - Bellota (Proposed)': [16.2, 859.0], 'Granite': [17.8, 2004.0]} | 126192 | 15316 | 0.12 | 110876 | 0.88 | 17527 | 0.14 |  |  | 74497 | 0.59 | 0.16 | 39117 | 0.31 | 13301 | 0.11 |  | 24515 | 0.19 | 0 | 0 | 93898 | 0.74 | 32294 | 40867 | 0.32 | 85325 | 65902 | 0.52 | 60291 | 104204 | 0.83 | 21989 | 29344 | 0.23 | 96849 | 37616 | 0.3 | 88577
555 | Monticello | PGE NGBA | {'Putah Creek': [11.8, 309.0], 'Silverado': [13.2, 546.0], 'Vaca-Dixon & Gc Yard': [17.4, 157.0], 'Tulucay': [18.4, 590.0]} | 65638 | 2696 | 0.04 | 62942 | 0.96 | 8838 | 0.13 |  |  | 52431 | 0.8 | 0.09 | 2521 | 0.04 | 4633 | 0.07 |  | 43497 | 0.66 | 2025 | 0.03 | 52311 | 0.8 | 13327 | 10708 | 0.16 | 54930 | 24549 | 0.37 | 41089 | 57687 | 0.88 | 7950 | 41854 | 0.64 | 23784 | 5348 | 0.08 | 60290
556 | New Sub - Westley - Quinto (Proposed) | PGE Fresno | {'Westley': [4.6, 1778.0], 'Salado': [8.0, 2179.0], 'Stanislaus Resource Recovery Facility': [10.3, 1965.0], 'Crow Creek': [11.2, 1914.0], 'Fink (Proposed)': [11.3, 1896.0], 'Crows Landing': [12.5, 1921.0], 'Kasson': [17.1, 41.0], 'Ripon': [17.3, 37.0], 'Lammers': [19.2, 1.0], 'Miller': [19.3, 197.0], 'GWF Tracy': [19.5, 1.0], 'Vierra': [19.8, 1.0], 'Manteca': [19.9, 4.0]} | 140110 | 3315 | 0.02 | 136796 | 0.98 | 37957 | 0.27 |  |  | 88298 | 0.63 | 0.1 | 6069 | 0.04 | 66380 | 0.47 |  | 55212 | 0.39 | 14330 | 0.1 | 107375 | 0.77 | 32735 | 23991 | 0.17 | 116119 | 34870 | 0.25 | 105240 | 111940 | 0.8 | 28170 | 51165 | 0.37 | 88945 | 4097 | 0.03 | 136013
557 | North Dublin | PGE GBA | {'San Ramon': [4.2, 1596.0], 'Tassajara': [4.7, 1520.0], 'Cayetano': [4.7, 2391.0], 'Vineyard': [5.2, 2540.0], 'Los Positas': [7.4, 2510.0], 'Las Positas': [7.4, 2510.0], 'Vasco': [8.1, 2293.0], 'Altamont Midway (Sandhill)': [9.8, 1446.0], 'Altamont': [9.8, 1451.0], 'Castro Valley': [11.6, 30.0], 'Windmaster': [12.3, 1109.0], 'Delta Pumps': [13.4, 422.0], 'Delta PP': [13.4, 423.0], 'Kelso': [14.3, 0.0], 'Midway Green Ridge Services': [14.7, 31.0], 'Fremont': [15.3, 853.0]} | 46236 | 2539 | 0.05 | 43696 | 0.95 | 3735 | 0.08 |  |  | 37185 | 0.8 | 0.15 | 2042 | 0.04 | 98 | 0 |  | 43738 | 0.95 | 885 | 0.02 | 21313 | 0.46 | 24922 | 22158 | 0.48 | 24077 | 32552 | 0.7 | 13683 | 38618 | 0.84 | 7618 | 16769 | 0.36 | 29466 | 3386 | 0.07 | 42849
558 | Wildlife | SCE Eastern | {'Rerc': [0.0, 2605.0], 'Mira Loma': [7.1, 2324.0], 'Vista (SCE)': [9.4, 234.0], 'Vista': [9.4, 234.0], 'Etiwanda': [9.8, 2091.0], 'Rancho Vista': [9.9, 2091.0], 'Chino': [13.1, 2324.0], 'Cardiff': [13.9, 234.0], 'Lee Lake (Proposed)': [14.7, 47.0], 'San Bernardino': [14.7, 234.0], 'Padua': [15.3, 2071.0], 'Alberhill': [16.0, 47.0]} | 6542 | 2604 | 0.4 | 3938 | 0.6 | 60 | 0.01 |  |  | 1210 | 0.18 | 0.45 | 458 | 0.07 | 1029 | 0.16 |  | 2177 | 0.33 | 0 | 0 | 122 | 0.02 | 6420 | 1125 | 0.17 | 5417 | 2523 | 0.39 | 4019 | 2980 | 0.46 | 3561 | 110 | 0.02 | 6432 | 261 | 0.04 | 6280
559 | Clovis | PGE Fresno | {'Bullard': [4.8, 4897.0], 'Woodward': [6.2, 1072.0], 'Ashlan': [8.4, 491.0], 'California Ave': [8.7, 9227.0], 'Sanger': [9.1, 13799.0], 'Malaga': [9.6, 10787.0], 'Figarden': [9.8, 343.0], 'Fig Garden': [9.8, 343.0], 'West Fresno': [10.7, 2804.0], 'Kearney (New)': [13.9, 36.0], 'McCall': [15.2, 6841.0], 'Wahtoke': [19.3, 72.0]} | 90079 | 14208 | 0.16 | 75871 | 0.84 | 11372 | 0.13 |  |  | 42424 | 0.47 | 0.31 | 19366 | 0.21 | 16231 | 0.18 |  | 48524 | 0.54 | 0 | 0 | 51571 | 0.57 | 38508 | 39304 | 0.44 | 50775 | 38196 | 0.42 | 51884 | 62394 | 0.69 | 27685 | 27350 | 0.3 | 62729 | 16785 | 0.19 | 73294
560 | Greenleaf 1 | PGE NGBA | {'Sutter Power': [0.0, 9092.0], 'Bogue': [4.7, 7846.0], 'Pease': [8.4, 5027.0], 'Olivehurst': [8.4, 6885.0], 'East Marysville': [10.4, 5739.0], 'East Nicolaus': [12.8, 2975.0], 'Meridian': [13.3, 1919.0], 'Rio Oso': [14.5, 3261.0], 'Honcut': [19.4, 142.0]} | 139790 | 9089 | 0.07 | 130702 | 0.93 | 1404 | 0.01 |  |  | 116296 | 0.83 | 0.12 | 35329 | 0.25 | 90624 | 0.65 |  | 685 | 0 | 0 | 0 | 30199 | 0.22 | 109591 | 9964 | 0.07 | 129826 | 70857 | 0.51 | 68933 | 83634 | 0.6 | 56156 | 1097 | 0.01 | 138693 | 5870 | 0.04 | 133920
561 | Atlantic | PGE NGBA | {'Pleasant Grove': [4.7, 10025.0], 'Lincoln': [9.7, 5373.0], 'Gold Hill': [10.1, 1710.0], 'Bell': [15.7, 2032.0], 'Rio Oso': [16.1, 3303.0], 'East Nicolaus': [18.0, 1704.0]} | 33084 | 10751 | 0.32 | 22333 | 0.68 | 398 | 0.01 |  |  | 16820 | 0.51 | 0.69 | 9656 | 0.29 | 1449 | 0.04 |  | 16472 | 0.5 | 0 | 0 | 14646 | 0.44 | 18438 | 11 | 0 | 33074 | 11 | 0 | 33074 | 14656 | 0.44 | 18428 | 2408 | 0.07 | 30676 | 13716 | 0.41 | 19368
562 | Vasona | PGE GBA | {'El Patio': [3.1, 495.0], 'Saratoga': [3.3, 604.0], 'Hicks': [3.8, 868.0], 'Monta Vista': [7.6, 604.0], 'Paul Sweet': [18.2, 213.0]} | 17470 | 910 | 0.05 | 16561 | 0.95 | 188 | 0.01 |  |  | 5668 | 0.32 | 0.25 | 290 | 0.02 | 151 | 0.01 |  | 1864 | 0.11 | 0 | 0 | 11843 | 0.68 | 5627 | 9 | 0 | 17461 | 13192 | 0.76 | 4278 | 16549 | 0.95 | 921 | 4225 | 0.24 | 13246 | 303 | 0.02 | 17168
563 | Mercury | SCE EOP | {'Innovation': [5.5, 6545.0], 'Jackass (DOE)': [15.8, 966.0], 'IS Tap': [19.1, 9.0]} | 69018 | 10291 | 0.15 | 58728 | 0.85 | 0 | 0 |  |  | 0 | 0 | 0 | 0 | 0 | 0 | 0 |  | 0 | 0 | 0 | 0 | 0 | 0 | 69018 | 0 | 0 | 69018 | 0 | 0 | 69018 | 0 | 0 | 69018 | 0 | 0 | 69018 | 0 | 0 | 69018
564 | Monta Vista | PGE GBA | {'Mountain View': [4.1, 40.0], 'Saratoga': [4.4, 759.0], 'Whisman': [5.6, 40.0], 'Vasona': [7.6, 604.0], 'El Patio': [7.8, 495.0], 'Menlo': [10.4, 40.0], 'Cooley Landing': [10.8, 40.0], 'Hicks': [11.3, 560.0], 'Ravenswood': [12.3, 40.0], 'Jefferson': [14.9, 40.0]} | 14311 | 799 | 0.06 | 13513 | 0.94 | 627 | 0.04 |  |  | 8629 | 0.6 | 0.15 | 213 | 0.01 | 125 | 0.01 |  | 255 | 0.02 | 0 | 0 | 12307 | 0.86 | 2005 | 3333 | 0.23 | 10979 | 9220 | 0.64 | 5092 | 13415 | 0.94 | 896 | 3081 | 0.22 | 11230 | 472 | 0.03 | 13839
565 | Topaz | PGE Kern | {'Carrizo Plains': [1.1, 9919.0], 'Caliente': [8.0, 5650.0], 'Kernridge': [18.4, 1117.0]} | 119192 | 10062 | 0.08 | 109129 | 0.92 | 70010 | 0.59 |  |  | 39622 | 0.33 | 0.09 | 5970 | 0.05 | 254 | 0 |  | 73936 | 0.62 | 17893 | 0.15 | 49369 | 0.41 | 69823 | 25743 | 0.22 | 93449 | 40408 | 0.34 | 78784 | 81245 | 0.68 | 37947 | 79674 | 0.67 | 39517 | 5616 | 0.05 | 113575
566 | Balch | PGE Fresno | {'Balch 2': [0.0, 1201.0], 'Balch 1': [0.8, 1195.0], 'Haas': [3.9, 1171.0], 'Pine Flat': [14.1, 14.0]} | 40567 | 1205 | 0.03 | 39363 | 0.97 | 38414 | 0.95 |  |  | 2033 | 0.05 | 0.02 | 0 | 0 | 0 | 0 |  | 30028 | 0.74 | 7320 | 0.18 | 5365 | 0.13 | 35202 | 17683 | 0.44 | 22884 | 14249 | 0.35 | 26319 | 22530 | 0.56 | 18038 | 29399 | 0.72 | 11169 | 1964 | 0.05 | 38604
567 | El Dorado PH | PGE NGBA | {'Placerville': [9.8, 3607.0]} | 114312 | 9795 | 0.09 | 104517 | 0.91 | 47113 | 0.41 |  |  | 40191 | 0.35 | 0.21 | 451 | 0 | 609 | 0.01 |  | 65644 | 0.57 | 34287 | 0.3 | 78885 | 0.69 | 35427 | 31527 | 0.28 | 82785 | 49153 | 0.43 | 65158 | 94373 | 0.83 | 19939 | 39269 | 0.34 | 75043 | 1686 | 0.01 | 112626
568 | Bell | PGE NGBA | {'Higgins': [6.8, 7818.0], 'Lincoln': [11.3, 8374.0], 'Pleasant Grove': [14.4, 3861.0], 'Atlantic': [15.7, 2032.0]} | 83800 | 15646 | 0.19 | 68154 | 0.81 | 521 | 0.01 |  |  | 23941 | 0.29 | 0.4 | 3301 | 0.04 | 1150 | 0.01 |  | 72544 | 0.87 | 880 | 0.01 | 62636 | 0.75 | 21164 | 1977 | 0.02 | 81823 | 343 | 0 | 83457 | 62636 | 0.75 | 21164 | 17342 | 0.21 | 66458 | 7146 | 0.09 | 76654
569 | San Pablo | PGE GBA | {'Standard Oil 2': [4.0, 4009.0], 'Standard Oil': [4.0, 4019.0], 'Richmond R': [4.5, 3846.0], 'El Cerrito G': [5.2, 5175.0], 'Christie': [7.1, 4282.0], 'Carquinez': [8.8, 4112.0], 'Sobrante': [8.9, 4692.0], 'Alhambra': [11.2, 4014.0], 'Martinez': [12.1, 3989.0], 'Ignacio': [12.7, 276.0], 'Oakland L': [12.7, 855.0], 'Parkway': [12.7, 3976.0], 'Bahia': [12.7, 3991.0], 'Oakland C': [13.4, 691.0], 'Moraga': [13.5, 322.0], 'Oakland X': [13.8, 326.0], 'Meadow Lane': [15.5, 1182.0], 'Lakewood': [16.0, 170.0], 'Potrero': [16.2, 638.0], 'SAN FRAN A (POTRERO PP)': [16.2, 648.0], 'Oakland J': [16.8, 207.0], 'Tulucay': [18.7, 0.0], 'Edes': [18.8, 9.0]} | 30347 | 6088 | 0.2 | 24259 | 0.8 | 3234 | 0.11 |  |  | 16650 | 0.55 | 0.55 | 307 | 0.01 | 26 | 0 |  | 11973 | 0.39 | 0 | 0 | 4030 | 0.13 | 26317 | 16329 | 0.54 | 14018 | 23868 | 0.79 | 6478 | 23868 | 0.79 | 6478 | 3231 | 0.11 | 27116 | 2197 | 0.07 | 28150
570 | Lambie (old) | PGE NGBA | {'Lambie Energy': [0.0, 29743.0], 'Shiloh III': [3.8, 28396.0], 'Birds Landing': [7.0, 28396.0], 'Peabody': [7.1, 2513.0], 'Collinsville': [9.9, 25958.0], 'Vaca-Dixon & Gc Yard': [12.8, 1348.0], 'Pittsburg': [13.0, 13270.0], 'Kirker': [14.1, 11170.0], 'GWF 2': [14.3, 12952.0], 'Grand Island': [14.9, 6817.0], 'Contra Costa PP': [15.4, 15446.0], 'Contra Costa': [16.1, 11876.0], 'Lone Tree': [20.0, 105.0]} | 105426 | 29743 | 0.28 | 75683 | 0.72 | 20470 | 0.19 |  |  | 81256 | 0.77 | 0.07 | 40222 | 0.38 | 16881 | 0.16 |  | 69840 | 0.66 | 0 | 0 | 14224 | 0.13 | 91202 | 36612 | 0.35 | 68814 | 40733 | 0.39 | 64693 | 53927 | 0.51 | 51499 | 6596 | 0.06 | 98830 | 22959 | 0.22 | 82468
571 | Figarden | PGE Fresno | {'Fig Garden': [0.0, 19790.0], 'Ashlan': [2.6, 16519.0], 'Gregg': [3.8, 17852.0], 'Herndon': [3.8, 18057.0], 'Bullard': [5.0, 10796.0], 'West Fresno': [7.5, 7073.0], 'Woodward': [7.9, 7588.0], 'Kearney (New)': [8.2, 7423.0], 'California Ave': [8.8, 4373.0], 'Clovis': [9.8, 343.0], 'Borden': [9.8, 14088.0], 'Malaga': [11.5, 2033.0], 'Madera': [12.9, 9458.0], 'Biola': [14.2, 3927.0], 'Storey': [14.8, 7944.0], 'Mc Mullin': [17.4, 1512.0]} | 92017 | 19792 | 0.22 | 72224 | 0.78 | 1247 | 0.01 |  |  | 68540 | 0.74 | 0.21 | 30652 | 0.33 | 48511 | 0.53 |  | 17169 | 0.19 | 0 | 0 | 15747 | 0.17 | 76270 | 23937 | 0.26 | 68080 | 23937 | 0.26 | 68080 | 33906 | 0.37 | 58111 | 3017 | 0.03 | 89000 | 6273 | 0.07 | 85743
572 | Trimble | PGE GBA | {'Scott': [1.5, 1102.0], 'FMC': [2.4, 1502.0], 'Nortech': [3.2, 641.0], 'Los Esteros': [3.2, 1131.0], 'San Jose B': [3.2, 1500.0], 'San Jose A': [4.0, 1500.0], 'Dixon Landing': [5.3, 905.0], 'El Patio': [6.3, 220.0], 'Stone': [6.3, 1500.0], 'Evergreen': [7.2, 1500.0], 'Mountain View': [7.8, 6.0], 'Whisman': [7.9, 6.0], 'Swift': [8.2, 1500.0], 'Newark': [8.9, 255.0], 'Piercy': [11.0, 865.0], 'Fremont': [11.3, 248.0], 'Edenvale': [12.0, 865.0], 'Santa Teresa': [12.5, 865.0], 'Cooley Landing': [12.7, 6.0], 'Ravenswood': [13.8, 6.0], 'Dumbarton': [14.1, 6.0], 'Metcalf Energy Center': [14.9, 499.0], 'Metcalf 1': [14.9, 588.0], 'Menlo': [15.4, 4.0]} | 11713 | 1503 | 0.13 | 10211 | 0.87 | 3576 | 0.31 |  |  | 6504 | 0.56 | 0.08 | 5 | 0 | 0 | 0 |  | 11232 | 0.96 | 0 | 0 | 2431 | 0.21 | 9282 | 2665 | 0.23 | 9048 | 2954 | 0.25 | 8759 | 3879 | 0.33 | 7835 | 7663 | 0.65 | 4050 | 1034 | 0.09 | 10679
573 | Tassajara | PGE GBA | {'San Ramon': [4.1, 1520.0], 'North Dublin': [4.7, 1520.0], 'Cayetano': [8.6, 1495.0], 'Vineyard': [9.5, 1520.0], 'Clayton': [10.6, 39.0], 'Castro Valley': [11.2, 30.0], 'Los Positas': [11.7, 1491.0], 'Las Positas': [11.7, 1491.0], 'Vasco': [12.1, 1491.0], 'Lone Tree': [13.0, 285.0], 'Altamont Midway (Sandhill)': [13.0, 1446.0], 'Altamont': [13.0, 1451.0], 'Windmaster': [14.4, 1134.0], 'Brentwood': [15.0, 285.0], 'GWF 2': [15.3, 285.0], 'Contra Costa': [15.5, 285.0], 'Delta Pumps': [15.6, 422.0], 'Delta PP': [15.6, 423.0], 'Kelso': [16.5, 0.0], 'Contra Costa PP': [16.9, 285.0], 'Midway Green Ridge Services': [18.1, 31.0]} | 45011 | 1806 | 0.04 | 43206 | 0.96 | 2409 | 0.05 |  |  | 37440 | 0.83 | 0.15 | 1727 | 0.04 | 99 | 0 |  | 42861 | 0.95 | 885 | 0.02 | 24257 | 0.54 | 20754 | 22545 | 0.5 | 22466 | 33076 | 0.73 | 11935 | 40059 | 0.89 | 4953 | 18436 | 0.41 | 26576 | 3102 | 0.07 | 41909
574 | Santa Rosa A | PGE NGBA | {'Monroe': [2.0, 2859.0], 'Bellevue': [4.0, 5118.0], 'Rincon': [4.5, 3382.0], 'Fulton': [5.0, 1103.0], 'Penngrove': [8.6, 3929.0], 'Corona': [12.3, 1919.0], 'Fitch Mountain': [14.0, 126.0], 'Silverado': [14.3, 1912.0], 'Lakeville': [14.7, 2404.0]} | 66177 | 5434 | 0.08 | 60743 | 0.92 | 516 | 0.01 |  |  | 26189 | 0.4 | 0.29 | 6551 | 0.1 | 8269 | 0.12 |  | 12576 | 0.19 | 0 | 0 | 32814 | 0.5 | 33362 | 32132 | 0.49 | 34045 | 51916 | 0.78 | 14261 | 57066 | 0.86 | 9111 | 11355 | 0.17 | 54822 | 3680 | 0.06 | 62497
575 | Piercy | PGE GBA | {'Edenvale': [1.8, 1112.0], 'Santa Teresa': [2.1, 1112.0], 'Evergreen': [3.8, 1112.0], 'Swift': [3.8, 1112.0], 'Metcalf Energy Center': [4.0, 746.0], 'Metcalf 1': [4.0, 835.0], 'Stone': [5.0, 1112.0], 'Hicks': [6.7, 108.0], 'San Jose A': [7.5, 1112.0], 'San Jose B': [8.0, 1112.0], 'El Patio': [8.3, 220.0], 'FMC': [9.2, 998.0], 'Trimble': [11.0, 865.0], 'Scott': [11.8, 462.0], 'Los Esteros': [13.6, 491.0], 'Nortech': [14.2, 0.0], 'Dixon Landing': [15.0, 264.0]} | 23140 | 1112 | 0.05 | 22028 | 0.95 | 7024 | 0.3 |  |  | 12936 | 0.56 | 0.09 | 1077 | 0.05 | 587 | 0.03 |  | 20549 | 0.89 | 1378 | 0.06 | 17696 | 0.76 | 5444 | 7981 | 0.34 | 15159 | 8706 | 0.38 | 14434 | 18802 | 0.81 | 4337 | 13389 | 0.58 | 9750 | 1039 | 0.04 | 22100
576 | Caribou | PGE NGBA | {'Caribou 2': [0.0, 17358.0], 'Belden': [7.7, 4078.0], 'Bucks Creek': [10.0, 1396.0], 'Grizzly': [15.4, 13.0], 'Rock Creek': [16.3, 13.0], 'Rock Creek 1': [16.3, 13.0]} | 67701 | 17367 | 0.26 | 50334 | 0.74 | 57006 | 0.84 |  |  | 10679 | 0.16 | 0.04 | 190 | 0 | 0 | 0 |  | 39059 | 0.58 | 16701 | 0.25 | 5664 | 0.08 | 62037 | 31530 | 0.47 | 36171 | 28674 | 0.42 | 39027 | 44149 | 0.65 | 23552 | 20825 | 0.31 | 46876 | 3364 | 0.05 | 64337
577 | Vista (SCE) | SCE Eastern | {'Vista': [0.0, 434.0], 'Cardiff': [4.8, 361.0], 'San Bernardino': [5.3, 438.0], 'Wildlife': [9.4, 234.0], 'Rerc': [9.4, 234.0], 'El Casco': [14.7, 77.0]} | 13048 | 438 | 0.03 | 12610 | 0.97 | 75 | 0.01 |  |  | 4212 | 0.32 | 0.27 | 56 | 0 | 146 | 0.01 |  | 11130 | 0.85 | 389 | 0.03 | 5029 | 0.39 | 8019 | 7528 | 0.58 | 5519 | 10028 | 0.77 | 3020 | 12595 | 0.97 | 453 | 3985 | 0.31 | 9063 | 552 | 0.04 | 12495
578 | Cardiff | SCE Eastern | {'San Bernardino': [2.7, 811.0], 'Vista': [4.8, 358.0], 'Vista (SCE)': [4.8, 361.0], 'Wildlife': [13.9, 234.0], 'Rerc': [13.9, 234.0], 'El Casco': [14.8, 92.0]} | 21022 | 809 | 0.04 | 20213 | 0.96 | 4402 | 0.21 |  |  | 7569 | 0.36 | 0.27 | 93 | 0 | 182 | 0.01 |  | 11042 | 0.53 | 8354 | 0.4 | 9664 | 0.46 | 11359 | 11349 | 0.54 | 9674 | 14215 | 0.68 | 6807 | 17921 | 0.85 | 3101 | 8415 | 0.4 | 12607 | 1092 | 0.05 | 19930
579 | Cannon | SDGE Imperial | {'Encina': [0.2, 269.0], 'Palomar Airport': [2.8, 300.0], 'San Luis Rey': [5.1, 164.0], 'Shadowridge': [5.4, 338.0], 'Ocean Ranch': [5.6, 164.0], 'Melrose': [6.6, 349.0], 'San Marcos': [7.8, 274.0], 'Pendleton': [11.9, 90.0], 'Escondido': [12.5, 261.0], 'North City Metering': [14.0, 183.0], 'Artesian': [14.0, 191.0], 'Monserate': [14.4, 128.0], 'Lilac': [16.3, 78.0], 'Penasquitos': [16.5, 3.0], 'Chicarita': [17.9, 162.0], 'Avocado': [18.0, 53.0], 'Valley Center': [19.2, 24.0], 'Pala': [19.8, 2.0]} | 1934 | 346 | 0.18 | 1587 | 0.82 | 106 | 0.05 |  |  | 161 | 0.08 | 0.37 | 222 | 0.11 | 27 | 0.01 |  | 183 | 0.09 | 0 | 0 | 404 | 0.21 | 1530 | 921 | 0.48 | 1013 | 941 | 0.49 | 993 | 1162 | 0.6 | 772 | 168 | 0.09 | 1765 | 316 | 0.16 | 1618
580 | Mt Eden | PGE GBA | {'Eastshore': [0.9, 1397.0], 'Grant': [4.2, 1341.0], 'Castro Valley': [4.7, 1296.0], 'Dumbarton': [5.7, 180.0], 'San Leandro U': [6.0, 1340.0], 'Edes': [8.9, 1338.0], 'Ravenswood': [9.9, 65.0], 'Fremont': [9.9, 111.0], 'Oakland J': [11.0, 1298.0], 'Cooley Landing': [11.1, 27.0], 'Newark': [11.1, 111.0], 'Vineyard': [13.7, 111.0], 'Oakland X': [14.0, 1292.0], 'Burlingame': [14.5, 1.0], 'Menlo': [14.9, 22.0], 'Oakland C': [15.1, 1292.0], 'Moraga': [15.4, 704.0], 'Oakland L': [15.5, 1284.0], 'Dixon Landing': [15.6, 110.0], 'Jefferson': [15.8, 23.0], 'Millbrae': [15.9, 1.0], 'Whisman': [15.9, 7.0], 'Nortech': [16.6, 3.0], 'Los Esteros': [17.0, 73.0], 'Martin': [17.4, 375.0], 'SAN FRAN A (POTRERO PP)': [17.7, 665.0], 'Potrero': [17.7, 671.0]} | 17371 | 1462 | 0.08 | 15909 | 0.92 | 942 | 0.05 |  |  | 13887 | 0.8 | 0.3 | 2 | 0 | 0 | 0 |  | 12631 | 0.73 | 0 | 0 | 10085 | 0.58 | 7286 | 2977 | 0.17 | 14394 | 10445 | 0.6 | 6926 | 14991 | 0.86 | 2380 | 7778 | 0.45 | 9593 | 1390 | 0.08 | 15981
581 | Fitch Mountain | PGE NGBA | {'Fulton': [9.0, 825.0], 'Geysers Tap 1': [11.6, 1366.0], 'Monroe': [12.2, 530.0], 'Rincon': [12.9, 530.0], 'Santa Rosa A': [14.0, 126.0], 'Lake View': [15.6, 631.0], 'Eagle Rock': [15.7, 925.0], 'Cloverdale': [15.7, 3057.0]} | 103277 | 5841 | 0.06 | 97436 | 0.94 | 6287 | 0.06 |  |  | 69625 | 0.67 | 0.15 | 9290 | 0.09 | 15333 | 0.15 |  | 9101 | 0.09 | 0 | 0 | 36335 | 0.35 | 66942 | 53068 | 0.51 | 50208 | 87371 | 0.85 | 15906 | 94992 | 0.92 | 8285 | 32203 | 0.31 | 71074 | 3686 | 0.04 | 99591
582 | Stockton A | PGE GBA | {'Weber': [3.3, 12510.0], 'Stagg': [4.5, 5620.0], 'French Camp': [4.6, 10589.0], 'Eight Mile': [9.1, 2319.0], 'Vierra': [10.4, 6520.0], 'Manteca': [10.8, 9170.0], 'Lodi': [11.2, 1851.0], 'Lockeford': [13.7, 3302.0], 'Kasson': [14.3, 400.0], 'Avena': [14.7, 8399.0], 'Ripon': [15.4, 4132.0], 'Bellota': [15.6, 2407.0]} | 102880 | 14092 | 0.14 | 88788 | 0.86 | 8484 | 0.08 |  |  | 72938 | 0.71 | 0.14 | 15107 | 0.15 | 78173 | 0.76 |  | 0 | 0 | 0 | 0 | 214 | 0 | 102666 | 1386 | 0.01 | 101494 | 4789 | 0.05 | 98091 | 5003 | 0.05 | 97877 | 0 | 0 | 102880 | 2996 | 0.03 | 99884
583 | Saratoga | PGE GBA | {'Vasona': [3.3, 604.0], 'El Patio': [4.4, 495.0], 'Monta Vista': [4.4, 759.0], 'Hicks': [7.0, 560.0]} | 16544 | 841 | 0.05 | 15703 | 0.95 | 135 | 0.01 |  |  | 7644 | 0.46 | 0.18 | 165 | 0.01 | 132 | 0.01 |  | 730 | 0.04 | 0 | 0 | 13001 | 0.79 | 3543 | 267 | 0.02 | 16277 | 11197 | 0.68 | 5347 | 15699 | 0.95 | 845 | 3888 | 0.23 | 12656 | 220 | 0.01 | 16324
584 | Christie | PGE GBA | {'Alhambra': [4.3, 7507.0], 'Martinez': [5.0, 7483.0], 'Carquinez': [6.5, 7489.0], 'Bahia': [6.6, 7484.0], 'Sobrante': [6.8, 3876.0], 'San Pablo': [7.1, 4282.0], 'El Cerrito G': [7.9, 3508.0], 'Meadow Lane': [8.9, 4439.0], 'Parkway': [9.4, 7333.0], 'Richmond R': [10.2, 2002.0], 'Lakewood': [10.5, 365.0], 'Standard Oil': [10.7, 2175.0], 'Standard Oil 2': [10.8, 2165.0], 'Moraga': [11.1, 162.0], 'Rossmoor': [11.8, 4.0], 'Clayton': [13.5, 118.0], 'Oakland X': [13.8, 164.0], 'Oakland L': [13.8, 169.0], 'Oakland C': [14.8, 169.0], 'Kirker': [16.4, 118.0], 'Oakland J': [16.7, 52.0], 'Pittsburg': [17.0, 118.0], 'Tulucay': [17.4, 0.0], 'GWF 2': [18.8, 46.0], 'Potrero': [19.7, 109.0], 'SAN FRAN A (POTRERO PP)': [19.7, 111.0]} | 35696 | 7739 | 0.22 | 27957 | 0.78 | 4259 | 0.12 |  |  | 17084 | 0.48 | 0.69 | 197 | 0.01 | 26 | 0 |  | 13954 | 0.39 | 0 | 0 | 5214 | 0.15 | 30483 | 16794 | 0.47 | 18902 | 23128 | 0.65 | 12569 | 26949 | 0.75 | 8748 | 4444 | 0.12 | 31252 | 3318 | 0.09 | 32378
585 | Las Aguilas | PGE Fresno | {} | 70491 | 672 | 0.01 | 69819 | 0.99 | 33303 | 0.47 |  |  | 36868 | 0.52 | 0.05 | 316 | 0 | 113 | 0 |  | 31573 | 0.45 | 33593 | 0.48 | 55734 | 0.79 | 14757 | 14206 | 0.2 | 56285 | 26174 | 0.37 | 44318 | 61584 | 0.87 | 8907 | 58230 | 0.83 | 12261 | 569 | 0.01 | 69922
586 | Monroe | PGE NGBA | {'Santa Rosa A': [2.0, 2859.0], 'Fulton': [3.2, 4067.0], 'Rincon': [4.9, 1285.0], 'Bellevue': [5.4, 2639.0], 'Penngrove': [10.2, 1496.0], 'Fitch Mountain': [12.2, 530.0], 'Corona': [13.9, 498.0], 'Silverado': [15.6, 251.0], 'Lakeville': [16.6, 393.0]} | 68889 | 6455 | 0.09 | 62435 | 0.91 | 117 | 0 |  |  | 28084 | 0.41 | 0.27 | 6053 | 0.09 | 9383 | 0.14 |  | 8703 | 0.13 | 0 | 0 | 28483 | 0.41 | 40406 | 34840 | 0.51 | 34049 | 54704 | 0.79 | 14186 | 58644 | 0.85 | 10246 | 9832 | 0.14 | 59057 | 3738 | 0.05 | 65152
587 | Elliot | SDGE Imperial | {'Elliott': [0.0, 758.0], 'Kearny': [2.8, 758.0], 'Mission': [3.6, 758.0], 'Murray': [4.1, 3.0], 'Mesa Heights': [4.1, 758.0], 'Old Town': [7.0, 758.0], 'Spring Valley': [7.3, 69.0], 'Vine': [7.5, 758.0], 'Silvergate': [9.0, 758.0], 'Point Loma': [9.9, 758.0], 'Penasquitos': [10.4, 13.0], 'Bay Boulevard': [14.4, 506.0], 'Otay': [15.4, 9.0], 'Imperial Beach': [16.1, 241.0]} | 3034 | 754 | 0.25 | 2279 | 0.75 | 318 | 0.1 |  |  | 778 | 0.26 | 0.36 | 0 | 0 | 0 | 0 |  | 857 | 0.28 | 279 | 0.09 | 1138 | 0.38 | 1896 | 1116 | 0.37 | 1918 | 1114 | 0.37 | 1920 | 2244 | 0.74 | 789 | 379 | 0.12 | 2655 | 57 | 0.02 | 2977
588 | Sunset | PGE Kern | {'Sunrise': [2.9, 8126.0], 'Taft': [10.5, 796.0], 'Temblor': [11.4, 12367.0], 'Kernridge': [16.2, 8185.0], 'Caliente': [19.2, 103.0]} | 43713 | 13278 | 0.3 | 30435 | 0.7 | 18594 | 0.43 |  |  | 24212 | 0.55 | 0.05 | 421 | 0.01 | 0 | 0 |  | 2705 | 0.06 | 0 | 0 | 7489 | 0.17 | 36224 | 10211 | 0.23 | 33503 | 25223 | 0.58 | 18490 | 25337 | 0.58 | 18377 | 6474 | 0.15 | 37239 | 33 | 0 | 43681
589 | Herndon | PGE Fresno | {'Gregg': [0.6, 20194.0], 'Fig Garden': [3.8, 18055.0], 'Figarden': [3.8, 18057.0], 'Ashlan': [6.3, 14771.0], 'Borden': [6.4, 16353.0], 'Bullard': [8.6, 10100.0], 'Madera': [9.1, 11738.0], 'Kearney (New)': [9.9, 6338.0], 'Woodward': [10.0, 7244.0], 'West Fresno': [10.5, 5703.0], 'Biola': [11.2, 5336.0], 'Storey': [11.4, 10114.0], 'California Ave': [12.3, 2975.0], 'Malaga': [15.1, 685.0], 'Mc Mullin': [17.9, 930.0]} | 120274 | 20720 | 0.17 | 99554 | 0.83 | 2845 | 0.02 |  |  | 94483 | 0.79 | 0.19 | 33380 | 0.28 | 72704 | 0.6 |  | 23243 | 0.19 | 0 | 0 | 17223 | 0.14 | 103051 | 28069 | 0.23 | 92205 | 28871 | 0.24 | 91403 | 41111 | 0.34 | 79163 | 3664 | 0.03 | 116610 | 8496 | 0.07 | 111778
590 | Menlo | PGE GBA | {'Jefferson': [4.9, 286.0], 'Cooley Landing': [5.0, 150.0], 'Ravenswood': [5.5, 213.0], 'Whisman': [7.6, 58.0], 'Mountain View': [8.0, 47.0], 'Monta Vista': [10.4, 40.0], 'Dumbarton': [11.7, 92.0], 'Newark': [12.7, 4.0], 'Nortech': [13.3, 4.0], 'Burlingame': [14.0, 103.0], 'Scott': [14.1, 4.0], 'Eastshore': [14.2, 83.0], 'Los Esteros': [14.7, 4.0], 'Mt Eden': [14.9, 22.0], 'Mt. Eden': [14.9, 22.0], 'Fremont': [15.1, 4.0], 'Trimble': [15.4, 4.0], 'Dixon Landing': [15.4, 4.0], 'Millbrae': [15.8, 81.0], 'Grant': [16.8, 33.0]} | 18489 | 288 | 0.02 | 18201 | 0.98 | 812 | 0.04 |  |  | 12500 | 0.68 | 0.46 | 376 | 0.02 | 11 | 0 |  | 48 | 0 | 0 | 0 | 13070 | 0.71 | 5419 | 12441 | 0.67 | 6048 | 14324 | 0.77 | 4165 | 17787 | 0.96 | 702 | 8569 | 0.46 | 9920 | 1917 | 0.1 | 16572
591 | Mountain Pass | SCE EOP | {'Ivanpah': [5.5, 8.0], 'Primm': [14.9, 8.0]} | 2877 | 8 | 0 | 2869 | 1 | 1941 | 0.67 |  |  | 796 | 0.28 | 0.02 | 0 | 0 | 0 | 0 |  | 0 | 0 | 0 | 0 | 1188 | 0.41 | 1689 | 1709 | 0.59 | 1168 | 604 | 0.21 | 2273 | 1748 | 0.61 | 1129 | 1822 | 0.63 | 1055 | 0 | 0 | 2877
592 | San Jose A | PGE GBA | {'San Jose B': [0.9, 1747.0], 'FMC': [1.7, 1632.0], 'Stone': [2.5, 1747.0], 'El Patio': [3.1, 220.0], 'Evergreen': [3.8, 1747.0], 'Trimble': [4.0, 1500.0], 'Scott': [4.4, 1097.0], 'Swift': [5.7, 1747.0], 'Hicks': [6.6, 108.0], 'Los Esteros': [7.1, 1125.0], 'Nortech': [7.2, 635.0], 'Piercy': [7.5, 1112.0], 'Edenvale': [8.2, 1112.0], 'Santa Teresa': [8.7, 1112.0], 'Dixon Landing': [9.1, 899.0], 'Metcalf Energy Center': [11.3, 746.0], 'Metcalf 1': [11.3, 835.0], 'Newark': [12.9, 249.0], 'Fremont': [15.2, 242.0]} | 9622 | 1745 | 0.18 | 7877 | 0.82 | 827 | 0.09 |  |  | 7115 | 0.74 | 0.1 | 28 | 0 | 0 | 0 |  | 9522 | 0.99 | 0 | 0 | 906 | 0.09 | 8716 | 392 | 0.04 | 9230 | 973 | 0.1 | 8649 | 1692 | 0.18 | 7930 | 5994 | 0.62 | 3628 | 429 | 0.04 | 9193
593 | Artesian | SDGE Imperial | {'Chicarita': [4.6, 952.0], 'North City Metering': [6.6, 479.0], 'Escondido': [7.3, 1053.0], 'Scripps': [7.7, 315.0], 'Pomerado': [8.0, 503.0], 'San Marcos': [8.3, 563.0], 'Penasquitos': [8.6, 106.0], 'Sycamore Canyon': [9.3, 503.0], 'Shadowridge': [10.3, 555.0], 'Palomar Airport': [11.3, 555.0], 'Cannon': [14.0, 191.0], 'Encina': [14.1, 147.0], 'Melrose': [14.6, 372.0], 'Creelman': [16.2, 382.0]} | 12231 | 1049 | 0.09 | 11182 | 0.91 | 3 | 0 |  |  | 3497 | 0.29 | 0.25 | 954 | 0.08 | 163 | 0.01 |  | 6306 | 0.52 | 2898 | 0.24 | 6102 | 0.5 | 6129 | 6215 | 0.51 | 6015 | 6012 | 0.49 | 6218 | 10109 | 0.83 | 2121 | 684 | 0.06 | 11547 | 701 | 0.06 | 11529
594 | Thousandaire | SCE EOP | {'Gamebird': [3.4, 19753.0], 'Pahrump': [4.6, 18881.0], 'Charleston': [10.4, 10205.0], 'Crazy Eyes': [10.9, 6831.0], 'Vista 2': [13.3, 5593.0], 'Sandy Valley': [19.6, 24.0]} | 77789 | 20803 | 0.27 | 56986 | 0.73 | 10064 | 0.13 |  |  | 1312 | 0.02 | 0.03 | 0 | 0 | 0 | 0 |  | 0 | 0 | 0 | 0 | 3107 | 0.04 | 74682 | 165 | 0 | 77624 | 4077 | 0.05 | 73712 | 5677 | 0.07 | 72112 | 9002 | 0.12 | 68786 | 13 | 0 | 77776

## LandEnv_Solar_Data_15mi
CEC calculated land-use and environmental data criteria for in-state substations at a 15 mile radius for solar resource potential.
|  |  |  | Res. Potential Base (after techno-economic & protected areas exclusions) | Res. Potential after Core Land Use Screen (Lower Implications Land) | Percentage of Base Potential w/ Lower Implications | Res. Potential excluded by Core screen (Higher Implications Land) | Percentage of Base Potential w/ Higher Implications | Base Res. Potential w/ Parcelization value less than 6 | Percentage of Base Potential w/ Parcelization value less than 6 | Base Res. Potential w/ Parcelization value less than 30 | Percentage of Base Potential w/ Parcelization value less than 30 | Base Res. Potential w/ Parcelization value less than 30 & greater than 6 | Percentage of Base Potential w/ Parcelization value less than 30 & greater than 6 | 10th Percentile Parcelization Value | Base Res. Potential w/ Low Cropland Index Values | Percentage of Base Potential w/ Low Cropland Index Values | Base Res. Potential w/ High Cropland Index Values | Percentage of Base Potential w/ High Cropland Index Values | Substation in or near a Critically Overdrafted Groundwater Basin | Base Res. Potential w/ Tier 2 Fire Threat | Percentage of Base Potential w/ Tier 2 Fire Threat | Base Res. Potential w/ Tier 3 Fire Threat | Percentage of Base Potential w/ Tier 3 Fire Threat | Base Res. Potential w/ ACE Terrestrial Connectivity, 4 or 5, (High Implications) | Percentage of Base Potential w/ Terrestrial Connectivity High Implications | Base Res. Potential w/ Terrestrial Connectivity Low Implications | Base Res. Potential w/ ACE Biodiversity, 5, (High Implications) | Percentage of Base Potential w/ Biodiversity High Implications | Base Res. Potential w/ Biodiversity Low Implications | Base Res. Potential w/ ACE Irreplaceability, 4 or 5, (High Implications) | Percentage of Base Potential w/ Irreplaceability High Implications | Base Res. Potential w/ Irreplaceability Low Implications | Base Res. Potential w/ Any of the three ACE datasets High Implications | Percentage of Base Potential w/ Any of the three ACE datasets High Implications | Base Res. Potential w/ Any of the three ACE datasets Low Implications | Base Res. Potential w/ High Terrestrial Landscape Intactness | Percentage of Base Potential w/ High Terrestrial Landscape Intactness | Base Res. Potential w/ Low Terrestrial Landscape Intactness | Base Res. Potential w/ Classified as Wetlands | Percentage of Base Potential w/ Classified as Wetlands | Base Res. Potential w/ Not Classified as Wetlands
Blue columns indicate additional data calculate/added by CPUC staff in dashboard.
Distance in miles to nearby substations
OBJECTID | IRP_Substation_Name | RESOLVE_Name | Substation Overlaps [distance (mi), res. pot. (acres)] | RPB_Acres | TRP_Acres | Perc_TRP | High_Implication_Acres | Perc_HighImplication | Parcels_LT_6 | Perc_ParcLT6 | Parcels_LT_30 | Perc_ParcLT30 | Parcels_LT_30_GT6 | Perc_ParcLT30GT6 | 10th Percentile Parcelization | LowCrop_Acres | Perc_LowCrop | HighCrop_Acres | Perc_HighCrop | Critically overdrafted basin | FT_Tier2_Acres | Perc_FT_Tier2 | FT_Tier3_Acres | Perc_FT_Tier3 | Conn45_Acres | Perc_Conn45 | Low Conn Acres | Bio5_Acres | Perc_Bio5 | Low Bio Acres | Irr45_Acres | Perc_Irr45 | Low Irr Acres | ACE_All_Acres | Perc_AllACE | Low AllACE Acres | High_Intact_Acres | Perc_HighIntact | LowIntact Acres | Wetlands_Acres | Perc_Wetlands | Not Wetlands Acres
1 | Cal Flats | PGE Fresno | {'Cholame': [12.8, 5102.0], 'New Sub - Gates - Templeton (Proposed)': [13.3, 402.0], 'Avenal': [13.7, 479.0]} | 275386 | 43514 | 0.16 | 231873 | 0.84 | 127215 | 0.46 |  |  | 143100 | 0.52 | 0.05 | 24040 | 0.09 | 3859 | 0.01 |  | 175559 | 0.64 | 48386 | 0.18 | 130823 | 0.48 | 144563 | 12574 | 0.05 | 262812 | 39186 | 0.14 | 236200 | 153166 | 0.56 | 122220 | 168659 | 0.61 | 106728 | 2146 | 0.01 | 273241
2 | Collinsville | PGE GBA | {'Birds Landing': [3.1, 29590.0], 'Pittsburg': [4.5, 16143.0], 'GWF 2': [4.7, 16082.0], 'Kirker': [5.6, 13909.0], 'Contra Costa PP': [6.1, 19976.0], 'Shiloh III': [6.2, 28961.0], 'Contra Costa': [6.3, 15317.0], 'Lambie Energy': [9.9, 25957.0], 'Lambie': [9.9, 25958.0], 'Lone Tree': [10.2, 2411.0], 'Clayton': [11.9, 945.0], 'Brentwood': [14.2, 791.0], 'Meadow Lane': [14.3, 589.0], 'Martinez': [15.8, 159.0], 'Peabody': [16.0, 1108.0], 'Bahia': [16.3, 6.0], 'Grand Island': [16.9, 6334.0], 'Alhambra': [17.0, 4.0], 'Lakewood': [17.0, 583.0]} | 165491 | 36224 | 0.22 | 129267 | 0.78 | 40168 | 0.24 |  |  | 110577 | 0.67 | 0.07 | 49117 | 0.3 | 29326 | 0.18 |  | 78736 | 0.48 | 0 | 0 | 25629 | 0.15 | 139862 | 64350 | 0.39 | 101142 | 61436 | 0.37 | 104056 | 80451 | 0.49 | 85041 | 11962 | 0.07 | 153529 | 34215 | 0.21 | 131277
3 | Santa Teresa | PGE GBA | {'Edenvale': [0.5, 1310.0], 'Piercy': [2.1, 1112.0], 'Metcalf Energy Center': [2.7, 976.0], 'Metcalf 1': [2.8, 1065.0], 'Evergreen': [5.3, 1112.0], 'Swift': [5.8, 1112.0], 'Hicks': [6.0, 108.0], 'Stone': [6.2, 1112.0], 'El Patio': [8.7, 220.0], 'San Jose A': [8.7, 1112.0], 'San Jose B': [9.4, 1112.0], 'FMC': [10.4, 998.0], 'Morgan Hill': [10.6, 230.0], 'Trimble': [12.5, 865.0], 'Scott': [13.1, 462.0], 'Los Esteros': [15.3, 491.0], 'Nortech': [15.7, 0.0], 'Dixon Landing': [16.8, 264.0]} | 88927 | 6658 | 0.07 | 82269 | 0.93 | 23218 | 0.26 |  |  | 43038 | 0.48 | 0.15 | 1605 | 0.02 | 734 | 0.01 |  | 59166 | 0.67 | 11240 | 0.13 | 60167 | 0.68 | 28760 | 18510 | 0.21 | 70417 | 37944 | 0.43 | 50983 | 70125 | 0.79 | 18803 | 51582 | 0.58 | 37346 | 3228 | 0.04 | 85700
4 | Carrizo Gorge | SDGE Imperial | {'Boulevard': [4.2, 25399.0], 'Crestwood': [5.5, 25388.0], 'East County': [10.6, 4076.0], 'Suncrest - Ocotillo (Proposed)': [11.9, 13732.0], 'Ocotillo Express': [12.8, 321.0], 'Cameron': [13.9, 13514.0]} | 121756 | 34405 | 0.28 | 87351 | 0.72 | 38874 | 0.32 |  |  | 64952 | 0.53 | 0.09 | 216 | 0 | 207 | 0 |  | 26660 | 0.22 | 76014 | 0.62 | 10656 | 0.09 | 111100 | 25676 | 0.21 | 96079 | 37296 | 0.31 | 84460 | 58722 | 0.48 | 63034 | 47190 | 0.39 | 74566 | 2357 | 0.02 | 119399
5 | Avenal | PGE Kern | {'New Sub - Gates - Templeton (Proposed)': [6.9, 17789.0], 'Gates': [11.3, 13627.0], 'Cal Flats': [13.7, 479.0]} | 321216 | 68990 | 0.21 | 252226 | 0.79 | 118615 | 0.37 |  |  | 195241 | 0.61 | 0.07 | 63511 | 0.2 | 82648 | 0.26 |  | 97941 | 0.3 | 4026 | 0.01 | 138719 | 0.43 | 182497 | 5877 | 0.02 | 315339 | 51871 | 0.16 | 269345 | 171321 | 0.53 | 149895 | 77897 | 0.24 | 243319 | 2405 | 0.01 | 318811
6 | Crazy Horse Canyon | PGE GBA | {'Salinas': [7.4, 10061.0], 'Buena Vista': [9.0, 9630.0], 'Moss Landing': [9.9, 12374.0], 'Hollister': [12.1, 3502.0], 'Green Valley': [14.9, 5300.0], 'Llagas': [16.0, 1511.0]} | 206727 | 37417 | 0.18 | 169310 | 0.82 | 36546 | 0.18 |  |  | 135558 | 0.66 | 0.14 | 19435 | 0.09 | 68887 | 0.33 |  | 68608 | 0.33 | 8841 | 0.04 | 53616 | 0.26 | 153112 | 31300 | 0.15 | 175427 | 46037 | 0.22 | 160690 | 90855 | 0.44 | 115873 | 50629 | 0.24 | 156098 | 10976 | 0.05 | 195752
7 | Estrella | PGE Kern | {'Templeton': [7.3, 40079.0], 'Cholame': [15.1, 14430.0]} | 354795 | 121080 | 0.34 | 233715 | 0.66 | 84420 | 0.24 |  |  | 221682 | 0.62 | 0.13 | 54903 | 0.15 | 25501 | 0.07 |  | 194813 | 0.55 | 15545 | 0.04 | 59712 | 0.17 | 295083 | 41999 | 0.12 | 312797 | 83457 | 0.24 | 271338 | 117678 | 0.33 | 237117 | 114063 | 0.32 | 240732 | 8405 | 0.02 | 346391
8 | Ocean Ranch | SDGE Imperial | {'San Luis Rey': [2.3, 1356.0], 'Melrose': [2.4, 1444.0], 'Cannon': [5.6, 164.0], 'Encina': [5.7, 122.0], 'Shadowridge': [5.8, 1280.0], 'Palomar Airport': [6.1, 136.0], 'Pendleton': [7.2, 1061.0], 'San Marcos': [8.0, 694.0], 'Monserate': [8.9, 1359.0], 'Escondido': [11.8, 685.0], 'Lilac': [12.3, 844.0], 'Avocado': [12.5, 955.0], 'Pala': [14.5, 928.0], 'Valley Center': [15.9, 527.0], 'North City Metering': [18.0, 1.0]} | 47480 | 12716 | 0.27 | 34764 | 0.73 | 178 | 0 |  |  | 6815 | 0.14 | 0.4 | 11703 | 0.25 | 2460 | 0.05 |  | 24120 | 0.51 | 2615 | 0.06 | 24241 | 0.51 | 23239 | 7974 | 0.17 | 39506 | 16950 | 0.36 | 30529 | 29161 | 0.61 | 18318 | 1928 | 0.04 | 45552 | 3394 | 0.07 | 44085
9 | Green Valley | PGE GBA | {'Moss Landing': [10.2, 6112.0], 'Llagas': [11.8, 3816.0], 'Paul Sweet': [12.5, 1592.0], 'Morgan Hill': [13.4, 2918.0], 'Crazy Horse Canyon': [14.9, 5300.0]} | 141191 | 27032 | 0.19 | 114159 | 0.81 | 16321 | 0.12 |  |  | 67342 | 0.48 | 0.22 | 11316 | 0.08 | 26862 | 0.19 |  | 47899 | 0.34 | 0 | 0 | 55507 | 0.39 | 85684 | 23152 | 0.16 | 118039 | 40381 | 0.29 | 100810 | 84936 | 0.6 | 56255 | 35871 | 0.25 | 105320 | 7689 | 0.05 | 133502
10 | Union (Estrella) | PGE Kern | {'Templeton': [7.3, 40079.0], 'Cholame': [15.1, 14430.0]} | 354795 | 121080 | 0.34 | 233715 | 0.66 | 84420 | 0.24 |  |  | 221682 | 0.62 | 0.13 | 54903 | 0.15 | 25501 | 0.07 |  | 194813 | 0.55 | 15545 | 0.04 | 59712 | 0.17 | 295083 | 41999 | 0.12 | 312797 | 83457 | 0.24 | 271338 | 117678 | 0.33 | 237117 | 114063 | 0.32 | 240732 | 8405 | 0.02 | 346391
11 | Crescent | PGE Fresno | {'Helm': [4.2, 71139.0], 'New Sub - Los Banos - Midway (Proposed)': [4.5, 75605.0], 'Schindler': [9.1, 58089.0], 'Excelsior': [9.8, 54714.0], 'Mc Mullin': [10.8, 26212.0], 'Cantua': [11.9, 32394.0], 'Tranquility': [13.8, 19461.0], 'Biola': [18.5, 4911.0], 'Kearney (New)': [19.8, 102.0]} | 402855 | 176094 | 0.44 | 226762 | 0.56 | 75210 | 0.19 |  |  | 314442 | 0.78 | 0.07 | 222397 | 0.55 | 154875 | 0.38 |  | 4388 | 0.01 | 0 | 0 | 72806 | 0.18 | 330049 | 28777 | 0.07 | 374079 | 36875 | 0.09 | 365981 | 95788 | 0.24 | 307067 | 0 | 0 | 402855 | 6754 | 0.02 | 396102
12 | Vincent | SCE Northern | {'Antelope': [17.4, 2596.0]} | 124289 | 36167 | 0.29 | 88122 | 0.71 | 3509 | 0.03 |  |  | 28317 | 0.23 | 0.4 | 597 | 0 | 6485 | 0.05 |  | 27764 | 0.22 | 12505 | 0.1 | 13626 | 0.11 | 110663 | 55424 | 0.45 | 68866 | 35251 | 0.28 | 89038 | 69151 | 0.56 | 55138 | 31296 | 0.25 | 92993 | 3386 | 0.03 | 120903
13 | El Nido (PGE) | PGE Fresno | {'Dairyland': [9.7, 22576.0], 'Merced': [10.7, 10420.0], 'Le Grand': [11.8, 18903.0], 'Chowchilla': [12.1, 15826.0], 'Wilson': [12.6, 8498.0], 'Atwater': [18.4, 341.0], 'Oro Loma': [19.1, 1265.0], 'Newhall': [19.4, 25.0]} | 376961 | 93172 | 0.25 | 283789 | 0.75 | 68789 | 0.18 |  |  | 278472 | 0.74 | 0.1 | 192740 | 0.51 | 145651 | 0.39 |  | 32972 | 0.09 | 0 | 0 | 155906 | 0.41 | 221055 | 61519 | 0.16 | 315442 | 81705 | 0.22 | 295256 | 190429 | 0.51 | 186533 | 4580 | 0.01 | 372382 | 24968 | 0.07 | 351993
14 | Cortina | PGE NGBA | {'Meridian': [16.7, 178.0], 'Delevan': [17.4, 728.0]} | 321234 | 12357 | 0.04 | 308876 | 0.96 | 82738 | 0.26 |  |  | 224229 | 0.7 | 0.07 | 70883 | 0.22 | 116414 | 0.36 |  | 41606 | 0.13 | 103209 | 0.32 | 131127 | 0.41 | 190106 | 34873 | 0.11 | 286361 | 143324 | 0.45 | 177910 | 235715 | 0.73 | 85519 | 116223 | 0.36 | 205011 | 6190 | 0.02 | 315044
15 | Delta Pumps | PGE GBA | {'Delta PP': [0.0, 1415.0], 'Kelso': [1.0, 995.0], 'Windmaster': [1.1, 826.0], 'Tracy': [2.2, 995.0], 'Altamont': [4.7, 669.0], 'Altamont Midway (Sandhill)': [4.7, 677.0], 'Midway Green Ridge Services': [5.5, 1014.0], 'Tesla': [6.9, 995.0], 'Vasco': [8.1, 422.0], 'Los Positas': [9.2, 422.0], 'Las Positas': [9.2, 422.0], 'Cayetano': [9.2, 422.0], 'GWF Tracy': [9.5, 995.0], 'Lammers': [9.9, 995.0], 'North Dublin': [13.4, 422.0], 'Tassajara': [15.6, 422.0], 'Vineyard': [15.6, 422.0], 'Kasson': [15.6, 995.0], 'San Ramon': [17.5, 422.0]} | 240715 | 4851 | 0.02 | 235863 | 0.98 | 64775 | 0.27 |  |  | 145551 | 0.6 | 0.14 | 15480 | 0.06 | 93176 | 0.39 |  | 112922 | 0.47 | 3870 | 0.02 | 111346 | 0.46 | 129368 | 96062 | 0.4 | 144653 | 101301 | 0.42 | 139413 | 145116 | 0.6 | 95598 | 44756 | 0.19 | 195959 | 15989 | 0.07 | 224726
16 | Morgan Hill | PGE GBA | {'Metcalf 1': [8.2, 1023.0], 'Metcalf Energy Center': [8.2, 1064.0], 'Llagas': [10.0, 6645.0], 'Santa Teresa': [10.6, 230.0], 'Edenvale': [11.1, 199.0], 'Green Valley': [13.4, 2918.0]} | 121902 | 11796 | 0.1 | 110106 | 0.9 | 30034 | 0.25 |  |  | 62069 | 0.51 | 0.14 | 6291 | 0.05 | 10191 | 0.08 |  | 64251 | 0.53 | 19164 | 0.16 | 83578 | 0.69 | 38324 | 14300 | 0.12 | 107602 | 35210 | 0.29 | 86692 | 91528 | 0.75 | 30374 | 65282 | 0.54 | 56620 | 4446 | 0.04 | 117456
17 | Jessup | PGE NGBA | {'Cottonwood': [5.6, 17049.0], 'Oregon Trail': [10.9, 429.0]} | 259251 | 47186 | 0.18 | 212065 | 0.82 | 26952 | 0.1 |  |  | 131485 | 0.51 | 0.26 | 7996 | 0.03 | 8081 | 0.03 |  | 167926 | 0.65 | 79642 | 0.31 | 139058 | 0.54 | 120193 | 35734 | 0.14 | 223517 | 36083 | 0.14 | 223168 | 158034 | 0.61 | 101217 | 108006 | 0.42 | 151245 | 27604 | 0.11 | 231647
18 | Elk Hills | PGE Kern | {'Norco': [5.6, 1881.0], 'Taft': [8.6, 946.0], 'Midway - Wheeler Ridge (Proposed)': [9.5, 5846.0], 'Copus': [10.7, 5846.0], 'Sunrise': [11.6, 52.0], 'Old River': [15.5, 211.0], 'Lakeview': [18.0, 1096.0]} | 255191 | 24355 | 0.1 | 230836 | 0.9 | 70601 | 0.28 |  |  | 172841 | 0.68 | 0.08 | 47246 | 0.19 | 100585 | 0.39 |  | 14604 | 0.06 | 0 | 0 | 67629 | 0.27 | 187563 | 105051 | 0.41 | 150140 | 174885 | 0.69 | 80306 | 187462 | 0.73 | 67729 | 3829 | 0.02 | 251362 | 18326 | 0.07 | 236865
19 | Ignacio | PGE NGBA | {'Standard Oil': [11.8, 279.0], 'Standard Oil 2': [11.8, 279.0], 'Lakeville': [12.3, 2680.0], 'San Pablo': [12.7, 276.0], 'Richmond R': [14.0, 279.0], 'Corona': [14.5, 832.0], 'Carquinez': [15.8, 570.0], 'El Cerrito G': [17.0, 99.0]} | 81994 | 10928 | 0.13 | 71066 | 0.87 | 15341 | 0.19 |  |  | 49490 | 0.6 | 0.29 | 13813 | 0.17 | 5380 | 0.07 |  | 37107 | 0.45 | 0 | 0 | 49264 | 0.6 | 32730 | 24011 | 0.29 | 57984 | 41781 | 0.51 | 40213 | 65008 | 0.79 | 16986 | 22644 | 0.28 | 59350 | 6852 | 0.08 | 75142
20 | Malin | <Null> | {} | 137009 | 22980 | 0.17 | 114028 | 0.83 | 16804 | 0.12 |  |  | 0 | 0 | 0.01 | 14971 | 0.11 | 34101 | 0.25 |  | 6877 | 0.05 | 0 | 0 | 71195 | 0.52 | 65814 | 4538 | 0.03 | 132471 | 15 | 0 | 136994 | 75535 | 0.55 | 61473 | 63302 | 0.46 | 73707 | 2245 | 0.02 | 134764
21 | Redbud | PGE NGBA | {'Konocti': [7.8, 7863.0], 'Hartley': [14.8, 687.0], 'Lake View': [15.5, 159.0], 'Eagle Rock': [15.9, 63.0]} | 119372 | 17314 | 0.15 | 102059 | 0.85 | 8644 | 0.07 |  |  | 82985 | 0.7 | 0.15 | 9093 | 0.08 | 6863 | 0.06 |  | 35459 | 0.3 | 74414 | 0.62 | 43684 | 0.37 | 75688 | 40684 | 0.34 | 78689 | 79583 | 0.67 | 39790 | 92087 | 0.77 | 27286 | 33830 | 0.28 | 85542 | 2000 | 0.02 | 117373
22 | Arcata | PGE NGBA | {'Humboldt': [6.0, 7776.0], 'Harris': [6.4, 7723.0], 'Humboldt Bay': [10.8, 3668.0]} | 144731 | 61566 | 0.43 | 83166 | 0.57 | 62983 | 0.44 |  |  | 60766 | 0.42 | 0.08 | 0 | 0 | 0 | 0 |  | 0 | 0 | 0 | 0 | 7243 | 0.05 | 137488 | 46318 | 0.32 | 98414 | 56002 | 0.39 | 88729 | 59374 | 0.41 | 85357 | 34992 | 0.24 | 109739 | 10392 | 0.07 | 134339
23 | Suncrest | SDGE Imperial | {'Alpine': [6.3, 3908.0], 'Loveland': [6.4, 3540.0], 'Los Coches': [13.0, 1657.0], 'Suncrest - Ocotillo (Proposed)': [13.7, 1936.0], 'Cameron': [15.6, 2946.0], 'Santee': [16.8, 1167.0], 'El Cajon': [16.8, 1176.0], 'Creelman': [17.5, 3.0]} | 147795 | 12410 | 0.08 | 135385 | 0.92 | 45929 | 0.31 |  |  | 68252 | 0.46 | 0.11 | 507 | 0 | 125 | 0 |  | 12467 | 0.08 | 134952 | 0.91 | 30140 | 0.2 | 117655 | 52298 | 0.35 | 95497 | 88008 | 0.6 | 59787 | 106841 | 0.72 | 40954 | 80306 | 0.54 | 67489 | 6340 | 0.04 | 141455
24 | Cressey | PGE Fresno | {'Atwater': [4.9, 16784.0], 'Merced': [13.6, 269.0]} | 292677 | 73604 | 0.25 | 219073 | 0.75 | 37818 | 0.13 |  |  | 196831 | 0.67 | 0.12 | 124967 | 0.43 | 116301 | 0.4 |  | 53868 | 0.18 | 0 | 0 | 88937 | 0.3 | 203740 | 65910 | 0.23 | 226767 | 86915 | 0.3 | 205762 | 131317 | 0.45 | 161360 | 14614 | 0.05 | 278063 | 22160 | 0.08 | 270517
25 | Kearny | SDGE Imperial | {'Mesa Heights': [1.5, 832.0], 'Elliot': [2.8, 758.0], 'Elliott': [2.8, 760.0], 'Mission': [3.4, 832.0], 'Old Town': [5.8, 832.0], 'Murray': [6.9, 3.0], 'Vine': [7.1, 832.0], 'Penasquitos': [7.8, 56.0], 'Point Loma': [8.6, 832.0], 'Silvergate': [9.6, 789.0], 'Spring Valley': [9.9, 69.0], 'North City Metering': [10.1, 42.0], 'Bay Boulevard': [15.7, 516.0], 'Otay': [17.0, 9.0], 'Imperial Beach': [17.4, 245.0]} | 14393 | 1274 | 0.09 | 13119 | 0.91 | 2819 | 0.2 |  |  | 3939 | 0.27 | 0.21 | 144 | 0.01 | 11 | 0 |  | 2220 | 0.15 | 5933 | 0.41 | 6017 | 0.42 | 8376 | 5568 | 0.39 | 8825 | 9163 | 0.64 | 5230 | 13012 | 0.9 | 1381 | 1439 | 0.1 | 12954 | 353 | 0.02 | 14040
26 | Victor | SCE NOL | {'New Sub - Kramer - Lugo (Proposed)': [5.1, 16528.0], 'Roadway': [5.1, 16536.0], 'Lugo': [9.7, 6746.0]} | 171452 | 49182 | 0.29 | 122269 | 0.71 | 5185 | 0.03 |  |  | 37641 | 0.22 | 0.42 | 68 | 0 | 45 | 0 |  | 23744 | 0.14 | 3035 | 0.02 | 52513 | 0.31 | 118939 | 97308 | 0.57 | 74144 | 49151 | 0.29 | 122301 | 114938 | 0.67 | 56513 | 29714 | 0.17 | 141738 | 2283 | 0.01 | 169169
27 | Millbrae | PGE GBA | {'Burlingame': [1.9, 605.0], 'Martin': [6.9, 272.0], 'SAN FRAN A (POTRERO PP)': [10.5, 207.0], 'Potrero': [10.5, 209.0], 'Jefferson': [11.8, 374.0], 'Grant': [13.4, 222.0], 'Edes': [14.2, 49.0], 'Oakland J': [14.6, 72.0], 'Oakland C': [14.6, 75.0], 'Eastshore': [15.0, 192.0], 'Oakland L': [15.7, 75.0], 'Menlo': [15.8, 81.0], 'Mt Eden': [15.9, 1.0], 'Mt. Eden': [15.9, 1.0], 'Ravenswood': [15.9, 312.0], 'Oakland X': [16.4, 72.0], 'Cooley Landing': [17.1, 18.0]} | 24358 | 6526 | 0.27 | 17831 | 0.73 | 1173 | 0.05 |  |  | 12876 | 0.53 | 0.61 | 666 | 0.03 | 210 | 0.01 |  | 0 | 0 | 0 | 0 | 6516 | 0.27 | 17842 | 8123 | 0.33 | 16234 | 12482 | 0.51 | 11875 | 15817 | 0.65 | 8540 | 6233 | 0.26 | 18124 | 2454 | 0.1 | 21903
28 | Arcogen | SCE Metro | {'Hinson': [1.2, 2125.0], 'Harborgen': [2.8, 2125.0], 'Long Beach': [3.7, 2125.0], 'Lighthipe': [5.9, 1814.0], 'La Fresa': [6.3, 502.0], 'Redondo': [8.5, 37.0], 'Del Amo': [8.6, 1886.0], 'Alamitos': [9.0, 2093.0], 'El Nido': [9.2, 36.0], 'Chevmain': [10.8, 36.0], 'El Segundo': [12.0, 36.0], 'Windsor': [14.0, 10.0], 'La Cienega': [14.9, 10.0]} | 5807 | 2210 | 0.38 | 3597 | 0.62 | 1045 | 0.18 |  |  | 2906 | 0.5 | 0.27 | 0 | 0 | 0 | 0 |  | 0 | 0 | 0 | 0 | 10 | 0 | 5797 | 597 | 0.1 | 5210 | 3532 | 0.61 | 2275 | 3542 | 0.61 | 2265 | 0 | 0 | 5807 | 26 | 0 | 5781
29 | Soledad | PGE GBA | {'Coburn': [15.4, 1866.0]} | 266555 | 34201 | 0.13 | 232354 | 0.87 | 100509 | 0.38 |  |  | 162230 | 0.61 | 0.06 | 6912 | 0.03 | 73403 | 0.28 |  | 79329 | 0.3 | 96982 | 0.36 | 97574 | 0.37 | 168982 | 33024 | 0.12 | 233531 | 47285 | 0.18 | 219270 | 118592 | 0.44 | 147963 | 121191 | 0.45 | 145365 | 11920 | 0.04 | 254636
30 | Vierra | PGE GBA | {'Manteca': [2.7, 14224.0], 'Kasson': [5.1, 1730.0], 'French Camp': [5.9, 11352.0], 'Ripon': [7.5, 11808.0], 'Weber': [8.7, 12202.0], 'Stockton A': [10.4, 6520.0], 'Avena': [12.3, 12103.0], 'Lammers': [12.5, 127.0], 'GWF Tracy': [13.2, 38.0], 'Stagg': [14.1, 1356.0], 'Westley': [15.6, 310.0], 'Valley Home': [18.3, 3172.0], 'New Sub - Westley - Quinto (Proposed)': [19.8, 1.0]} | 287780 | 31043 | 0.11 | 256737 | 0.89 | 26638 | 0.09 |  |  | 198711 | 0.69 | 0.17 | 47420 | 0.16 | 198503 | 0.69 |  | 17890 | 0.06 | 0 | 0 | 80606 | 0.28 | 207174 | 38838 | 0.13 | 248943 | 38885 | 0.14 | 248895 | 98981 | 0.34 | 188799 | 5465 | 0.02 | 282315 | 10459 | 0.04 | 277321
31 | Walnut | SCE Metro | {'Olinda': [4.6, 370.0], 'Lewis': [14.1, 2.0], 'Villa Park': [14.9, 81.0], 'Serrano': [15.4, 171.0], 'Chino': [15.5, 295.0]} | 6848 | 1376 | 0.2 | 5471 | 0.8 | 148 | 0.02 |  |  | 5350 | 0.78 | 0.17 | 39 | 0.01 | 0 | 0 |  | 6183 | 0.9 | 74 | 0.01 | 3817 | 0.56 | 3030 | 22 | 0 | 6826 | 20 | 0 | 6827 | 3839 | 0.56 | 3008 | 2771 | 0.4 | 4076 | 954 | 0.14 | 5894
32 | Coburn | PGE GBA | {'Soledad': [15.4, 1866.0]} | 308712 | 39218 | 0.13 | 269493 | 0.87 | 150658 | 0.49 |  |  | 154448 | 0.5 | 0.05 | 9439 | 0.03 | 60639 | 0.2 |  | 125115 | 0.41 | 75640 | 0.25 | 112099 | 0.36 | 196612 | 18148 | 0.06 | 290564 | 66185 | 0.21 | 242527 | 157409 | 0.51 | 151303 | 138771 | 0.45 | 169941 | 9817 | 0.03 | 298895
33 | Madison | PGE NGBA | {'Putah Creek': [10.4, 5115.0], 'Woodland': [11.2, 7891.0], 'Davis': [15.3, 2565.0], 'Knights Landing': [15.4, 1649.0], 'Vaca-Dixon & Gc Yard': [19.0, 113.0]} | 300327 | 15589 | 0.05 | 284738 | 0.95 | 44017 | 0.15 |  |  | 239483 | 0.8 | 0.08 | 39425 | 0.13 | 149852 | 0.5 |  | 107844 | 0.36 | 9616 | 0.03 | 186918 | 0.62 | 113409 | 20915 | 0.07 | 279412 | 45227 | 0.15 | 255100 | 209499 | 0.7 | 90828 | 66601 | 0.22 | 233726 | 9322 | 0.03 | 291005
34 | Lone Tree | PGE GBA | {'Contra Costa': [3.9, 3653.0], 'Contra Costa PP': [4.8, 3653.0], 'Brentwood': [4.9, 2032.0], 'GWF 2': [7.3, 3646.0], 'Kirker': [9.5, 2678.0], 'Pittsburg': [9.7, 2595.0], 'Collinsville': [10.2, 2411.0], 'Clayton': [11.3, 964.0], 'Windmaster': [11.9, 116.0], 'Tassajara': [13.0, 285.0], 'Birds Landing': [13.0, 1619.0], 'Meadow Lane': [15.9, 378.0], 'Shiloh III': [16.2, 1239.0], 'Lakewood': [16.3, 378.0], 'Lambie Energy': [20.0, 104.0], 'Lambie': [20.0, 105.0]} | 174306 | 24689 | 0.14 | 149618 | 0.86 | 47717 | 0.27 |  |  | 105917 | 0.61 | 0.07 | 34204 | 0.2 | 47049 | 0.27 |  | 71945 | 0.41 | 885 | 0.01 | 55822 | 0.32 | 118485 | 72684 | 0.42 | 101622 | 74340 | 0.43 | 99967 | 101327 | 0.58 | 72980 | 13652 | 0.08 | 160655 | 22800 | 0.13 | 151507
35 | Eldorado | SCE EOP | {'Sloan Canyon': [5.3, 23518.0], 'Mead': [13.2, 8017.0]} | 101300 | 32801 | 0.32 | 68499 | 0.68 | 0 | 0 |  |  | 0 | 0 | 0 | 0 | 0 | 0 | 0 |  | 0 | 0 | 0 | 0 | 0 | 0 | 101300 | 0 | 0 | 101300 | 0 | 0 | 101300 | 0 | 0 | 101300 | 0 | 0 | 101300 | 0 | 0 | 101300
36 | Mercy Springs | PGE Fresno | {'Dos Amigos': [1.0, 25699.0], 'Padre Flats SW STA': [9.6, 5843.0], 'Oro Loma': [9.7, 22001.0], 'Los Banos': [13.7, 2212.0], 'Quinto': [18.7, 332.0], 'Hammonds': [19.2, 150.0]} | 332809 | 76813 | 0.23 | 255996 | 0.77 | 82578 | 0.25 |  |  | 232974 | 0.7 | 0.08 | 79694 | 0.24 | 101626 | 0.31 |  | 125731 | 0.38 | 3025 | 0.01 | 151528 | 0.46 | 181281 | 35997 | 0.11 | 296812 | 70322 | 0.21 | 262487 | 162177 | 0.49 | 170632 | 86317 | 0.26 | 246492 | 15256 | 0.05 | 317553
37 | Meridian | PGE NGBA | {'Sutter Power': [13.3, 1906.0], 'Greenleaf 1': [13.3, 1919.0], 'Pease': [13.4, 2642.0], 'Bogue': [15.6, 1103.0], 'Cortina': [16.7, 178.0], 'East Marysville': [18.6, 255.0]} | 349351 | 23945 | 0.07 | 325406 | 0.93 | 30421 | 0.09 |  |  | 291092 | 0.83 | 0.09 | 94599 | 0.27 | 200200 | 0.57 |  | 44652 | 0.13 | 0 | 0 | 121998 | 0.35 | 227353 | 48820 | 0.14 | 300531 | 176431 | 0.51 | 172920 | 232658 | 0.67 | 116693 | 17839 | 0.05 | 331512 | 15805 | 0.05 | 333546
38 | Excelsior | PGE Fresno | {'Schindler': [5.1, 68050.0], 'New Sub - Los Banos - Midway (Proposed)': [5.8, 67836.0], 'Cantua': [6.4, 37862.0], 'Crescent': [9.8, 54714.0], 'Helm': [13.7, 29211.0], 'Tranquility': [16.3, 2804.0], 'Gates': [19.0, 57.0], 'Mc Mullin': [19.0, 2167.0]} | 388639 | 114761 | 0.3 | 273878 | 0.7 | 112340 | 0.29 |  |  | 271982 | 0.7 | 0.07 | 137879 | 0.35 | 170562 | 0.44 |  | 37735 | 0.1 | 1509 | 0 | 115522 | 0.3 | 273117 | 14062 | 0.04 | 374577 | 36291 | 0.09 | 352348 | 129543 | 0.33 | 259096 | 34322 | 0.09 | 354317 | 2725 | 0.01 | 385914
39 | Hassayampa | SDGE Arizona | {'Palo Verde': [2.7, 52116.0], 'Delaney': [14.1, 5127.0]} | 173183 | 101865 | 0.59 | 71318 | 0.41 | 0 | 0 |  |  | 0 | 0 | 0 | 0 | 0 | 0 | 0 |  | 0 | 0 | 0 | 0 | 0 | 0 | 173183 | 0 | 0 | 173183 | 0 | 0 | 173183 | 0 | 0 | 173183 | 0 | 0 | 173183 | 0 | 0 | 173183
40 | Center | SCE Metro | {} | 4809 | 2031 | 0.42 | 2777 | 0.58 | 357 | 0.07 |  |  | 2701 | 0.56 | 0.32 | 0 | 0 | 0 | 0 |  | 442 | 0.09 | 0 | 0 | 7 | 0 | 4801 | 483 | 0.1 | 4326 | 1939 | 0.4 | 2870 | 1946 | 0.4 | 2862 | 305 | 0.06 | 4504 | 182 | 0.04 | 4627
41 | Leprino | PGE Fresno | {'Henrietta': [3.9, 53313.0], 'Mustang': [4.8, 48424.0], 'Lemoore': [5.2, 47368.0], 'Guernsey': [9.9, 51008.0], 'GWF Hanford': [10.5, 41511.0], 'Waukena': [15.8, 19845.0], 'Gates': [17.6, 2379.0], 'Corcoran': [17.8, 7727.0]} | 360510 | 175714 | 0.49 | 184796 | 0.51 | 93115 | 0.26 |  |  | 227457 | 0.63 | 0.1 | 190519 | 0.53 | 134945 | 0.37 |  | 4789 | 0.01 | 0 | 0 | 39648 | 0.11 | 320862 | 7730 | 0.02 | 352780 | 16741 | 0.05 | 343769 | 52334 | 0.15 | 308176 | 96 | 0 | 360414 | 7550 | 0.02 | 352959
42 | Springville | SCE Northern | {'Bliss': [15.4, 10107.0]} | 260018 | 52306 | 0.2 | 207713 | 0.8 | 82851 | 0.32 |  |  | 121848 | 0.47 | 0.15 | 63385 | 0.24 | 40362 | 0.16 |  | 96357 | 0.37 | 3389 | 0.01 | 142489 | 0.55 | 117529 | 17425 | 0.07 | 242593 | 32823 | 0.13 | 227195 | 162298 | 0.62 | 97720 | 120369 | 0.46 | 139650 | 11275 | 0.04 | 248743
43 | Mustang | PGE Fresno | {'Henrietta': [1.1, 54893.0], 'Leprino': [4.8, 48424.0], 'Lemoore': [8.6, 29418.0], 'Gates': [13.1, 4237.0], 'Guernsey': [14.6, 21576.0], 'GWF Hanford': [15.3, 16860.0], 'Schindler': [16.9, 4046.0]} | 371559 | 149238 | 0.4 | 222321 | 0.6 | 87660 | 0.24 |  |  | 250458 | 0.67 | 0.09 | 161828 | 0.44 | 176371 | 0.47 |  | 5090 | 0.01 | 0 | 0 | 38602 | 0.1 | 332957 | 10358 | 0.03 | 361201 | 20656 | 0.06 | 350902 | 55203 | 0.15 | 316356 | 0 | 0 | 371559 | 7020 | 0.02 | 364539
44 | Parkway | PGE NGBA | {'Carquinez': [3.9, 7690.0], 'Bahia': [5.6, 7664.0], 'Tulucay': [8.3, 1498.0], 'Christie': [9.4, 7333.0], 'Martinez': [9.9, 7332.0], 'Alhambra': [10.9, 7328.0], 'San Pablo': [12.7, 3976.0], 'Meadow Lane': [14.8, 4302.0], 'Sobrante': [16.2, 3552.0], 'El Cerrito G': [16.3, 3203.0], 'Peabody': [16.4, 895.0], 'Standard Oil 2': [16.5, 1860.0], 'Standard Oil': [16.5, 1870.0], 'Richmond R': [17.1, 1697.0], 'Lakewood': [18.0, 229.0]} | 108188 | 15196 | 0.14 | 92992 | 0.86 | 13367 | 0.12 |  |  | 66246 | 0.61 | 0.41 | 12181 | 0.11 | 13293 | 0.12 |  | 36107 | 0.33 | 0 | 0 | 51284 | 0.47 | 56904 | 21275 | 0.2 | 86913 | 38817 | 0.36 | 69371 | 81335 | 0.75 | 26853 | 25999 | 0.24 | 82189 | 13981 | 0.13 | 94207
45 | Carpenter Canyon (fka Gamebird) | SCE EOP | {'Thousandaire': [3.4, 19753.0], 'Pahrump': [4.5, 20980.0], 'Crazy Eyes': [9.0, 8025.0], 'Charleston': [12.2, 10367.0], 'Vista 2': [12.5, 7645.0], 'Sandy Valley': [18.3, 126.0]} | 121867 | 43241 | 0.35 | 78626 | 0.65 | 14269 | 0.12 |  |  | 3717 | 0.03 | 0.61 | 0 | 0 | 0 | 0 |  | 0 | 0 | 0 | 0 | 3107 | 0.03 | 118760 | 806 | 0.01 | 121061 | 18166 | 0.15 | 103701 | 19766 | 0.16 | 102101 | 13223 | 0.11 | 108643 | 154 | 0 | 121713
46 | Stagg | PGE GBA | {'Stockton A': [4.5, 5620.0], 'Eight Mile': [4.9, 3763.0], 'Lodi': [7.0, 3295.0], 'Weber': [7.7, 4034.0], 'French Camp': [8.3, 3272.0], 'Lockeford': [13.4, 3230.0], 'Vierra': [14.1, 1356.0], 'Manteca': [14.9, 2332.0], 'Kasson': [17.2, 167.0], 'Bellota': [18.2, 229.0], 'Avena': [19.1, 1097.0], 'Live Oak': [19.7, 23.0], 'Ripon': [19.8, 144.0]} | 299742 | 28031 | 0.09 | 271710 | 0.91 | 58169 | 0.19 |  |  | 168341 | 0.56 | 0.16 | 38499 | 0.13 | 215148 | 0.72 |  | 167 | 0 | 0 | 0 | 38843 | 0.13 | 260899 | 34279 | 0.11 | 265463 | 41499 | 0.14 | 258243 | 70581 | 0.24 | 229160 | 0 | 0 | 299742 | 18978 | 0.06 | 280764
47 | Lakeview | PGE Kern | {'Wheeler Ridge': [7.0, 7970.0], 'Old River': [7.9, 17161.0], 'Midway - Wheeler Ridge (Proposed)': [9.6, 13347.0], 'Tejon': [9.7, 2942.0], 'Copus': [10.0, 12101.0], 'Panama': [14.7, 5811.0], 'Stockdale': [15.6, 4148.0], 'Tevis': [15.8, 4648.0], 'Grimmway-Malaga': [17.2, 2849.0], 'Norco': [17.7, 974.0], 'Elk Hills': [18.0, 1096.0], 'Pastoria': [18.2, 201.0], 'Casaloma': [18.4, 1310.0], 'Unknown - 3327': [19.4, 182.0], 'Lamont': [19.5, 159.0], 'Rosedale': [19.7, 366.0], 'West Park': [19.8, 302.0], 'Kern Power': [19.9, 180.0]} | 299884 | 40121 | 0.13 | 259763 | 0.87 | 41200 | 0.14 |  |  | 244411 | 0.82 | 0.08 | 58765 | 0.2 | 180773 | 0.6 |  | 21855 | 0.07 | 57 | 0 | 40583 | 0.14 | 259301 | 71570 | 0.24 | 228314 | 112572 | 0.38 | 187312 | 130151 | 0.43 | 169733 | 6785 | 0.02 | 293099 | 3914 | 0.01 | 295969
48 | Balch 2 | PGE Fresno | {'Balch': [0.0, 1201.0], 'Balch 1': [0.8, 1195.0], 'Haas': [3.9, 1171.0], 'Pine Flat': [14.2, 14.0]} | 105811 | 7239 | 0.07 | 98572 | 0.93 | 66862 | 0.63 |  |  | 27645 | 0.26 | 0.06 | 5 | 0 | 0 | 0 |  | 84118 | 0.79 | 9645 | 0.09 | 21332 | 0.2 | 84479 | 41625 | 0.39 | 64186 | 34735 | 0.33 | 71076 | 65874 | 0.62 | 39937 | 71389 | 0.67 | 34422 | 4340 | 0.04 | 101471
49 | Racetrack | PGE GBA | {'Race Track': [0.0, 8115.0], 'Curtis': [5.1, 7775.0], 'New Melones': [6.7, 1001.0], 'Peoria': [7.0, 2547.0], 'Chinese Station': [8.1, 3131.0], 'Frogtown': [8.4, 608.0], 'Stanislaus': [11.3, 1891.0], 'Collierville': [11.6, 1891.0], 'Mi-Wuk': [11.8, 5708.0]} | 154510 | 10777 | 0.07 | 143733 | 0.93 | 26487 | 0.17 |  |  | 98074 | 0.63 | 0.16 | 791 | 0.01 | 210 | 0 |  | 114775 | 0.74 | 28377 | 0.18 | 85169 | 0.55 | 69341 | 53011 | 0.34 | 101499 | 67921 | 0.44 | 86588 | 118634 | 0.77 | 35876 | 87402 | 0.57 | 67108 | 7402 | 0.05 | 147108
50 | Schindler | PGE Fresno | {'Excelsior': [5.1, 68050.0], 'New Sub - Los Banos - Midway (Proposed)': [7.2, 67736.0], 'Crescent': [9.1, 58089.0], 'Cantua': [11.4, 32996.0], 'Helm': [13.3, 29092.0], 'Mc Mullin': [15.7, 7334.0], 'Mustang': [16.9, 4046.0], 'Henrietta': [17.1, 2751.0], 'Gates': [18.2, 687.0], 'Tranquility': [19.7, 20.0]} | 393270 | 126376 | 0.32 | 266894 | 0.68 | 98890 | 0.25 |  |  | 287215 | 0.73 | 0.07 | 152780 | 0.39 | 196520 | 0.5 |  | 20658 | 0.05 | 0 | 0 | 76359 | 0.19 | 316911 | 21790 | 0.06 | 371480 | 34315 | 0.09 | 358955 | 94259 | 0.24 | 299011 | 10099 | 0.03 | 383171 | 4010 | 0.01 | 389260
51 | Cameron | SDGE Imperial | {'Crestwood': [8.4, 17600.0], 'Suncrest - Ocotillo (Proposed)': [10.2, 13639.0], 'Boulevard': [12.5, 14313.0], 'Carrizo Gorge': [13.9, 13514.0], 'Suncrest': [15.6, 2946.0]} | 164984 | 35865 | 0.22 | 129118 | 0.78 | 50795 | 0.31 |  |  | 90300 | 0.55 | 0.1 | 381 | 0 | 258 | 0 |  | 30295 | 0.18 | 130045 | 0.79 | 17444 | 0.11 | 147540 | 36862 | 0.22 | 128122 | 68328 | 0.41 | 96656 | 91670 | 0.56 | 73313 | 74575 | 0.45 | 90409 | 4360 | 0.03 | 160623
52 | Konocti | PGE NGBA | {'Redbud': [7.8, 7863.0], 'Lake View': [7.9, 375.0], 'Eagle Rock': [8.1, 1255.0], 'Hartley': [14.4, 3099.0], 'Hopland': [18.4, 82.0]} | 168792 | 19974 | 0.12 | 148818 | 0.88 | 14229 | 0.08 |  |  | 121443 | 0.72 | 0.12 | 10668 | 0.06 | 7574 | 0.04 |  | 64535 | 0.38 | 92123 | 0.55 | 91836 | 0.54 | 76956 | 62990 | 0.37 | 105801 | 106296 | 0.63 | 62496 | 139383 | 0.83 | 29409 | 46406 | 0.27 | 122386 | 2083 | 0.01 | 166708
53 | North Gila - IV (Proposed) | SDGE Imperial | {'Drop 4': [2.1, 6170.0], 'Highline': [4.2, 3867.0], 'El Centro': [19.3, 29.0]} | 115374 | 17419 | 0.15 | 97955 | 0.85 | 24220 | 0.21 |  |  | 86930 | 0.75 | 0.08 | 10187 | 0.09 | 74490 | 0.65 |  | 0 | 0 | 0 | 0 | 4315 | 0.04 | 111059 | 23398 | 0.2 | 91977 | 23398 | 0.2 | 91977 | 27713 | 0.24 | 87662 | 11542 | 0.1 | 103832 | 6683 | 0.06 | 108691
54 | Rector | SCE Northern | {'Bliss': [9.8, 19351.0], 'Orosi': [16.7, 6791.0]} | 325740 | 82997 | 0.25 | 242743 | 0.75 | 18799 | 0.06 |  |  | 232680 | 0.71 | 0.14 | 97250 | 0.3 | 158683 | 0.49 |  | 20219 | 0.06 | 0 | 0 | 50841 | 0.16 | 274900 | 51327 | 0.16 | 274414 | 67222 | 0.21 | 258518 | 103995 | 0.32 | 221745 | 27299 | 0.08 | 298441 | 9004 | 0.03 | 316736
55 | Round Mountain | PGE NGBA | {'Cove Road': [4.9, 10077.0], 'New Sub - Pit 1 - Cottonwood (Proposed)': [6.1, 9918.0], 'Carberry': [10.2, 8119.0], 'Fern Road': [11.5, 461.0], 'Burney Forest': [12.5, 6166.0], 'Burney Forest Power': [12.5, 6170.0], 'James B Black': [13.0, 4085.0], 'Pit 4': [13.3, 4851.0], 'Pit 3': [16.4, 1838.0]} | 248861 | 44867 | 0.18 | 203994 | 0.82 | 120242 | 0.48 |  |  | 116800 | 0.47 | 0.06 | 4181 | 0.02 | 500 | 0 |  | 177877 | 0.71 | 37911 | 0.15 | 157736 | 0.63 | 91125 | 51409 | 0.21 | 197453 | 67075 | 0.27 | 181786 | 182958 | 0.74 | 65903 | 89212 | 0.36 | 159649 | 17568 | 0.07 | 231293
56 | Vestal | SCE Northern | {'Famoso': [17.7, 2000.0]} | 386368 | 103036 | 0.27 | 283332 | 0.73 | 64089 | 0.17 |  |  | 286089 | 0.74 | 0.1 | 96647 | 0.25 | 148449 | 0.38 |  | 135003 | 0.35 | 0 | 0 | 146628 | 0.38 | 239741 | 29351 | 0.08 | 357017 | 48981 | 0.13 | 337388 | 175708 | 0.45 | 210661 | 82383 | 0.21 | 303985 | 8025 | 0.02 | 378343
57 | Silverado | PGE NGBA | {'Rincon': [11.1, 2343.0], 'Monticello': [13.2, 546.0], 'Santa Rosa A': [14.3, 1912.0], 'Monroe': [15.6, 251.0], 'Bellevue': [16.0, 2081.0], 'Fulton': [16.2, 230.0], 'Penngrove': [17.5, 1741.0], 'Lakeville': [18.5, 1261.0], 'Corona': [19.5, 502.0]} | 177311 | 8479 | 0.05 | 168832 | 0.95 | 5685 | 0.03 |  |  | 125260 | 0.71 | 0.14 | 11317 | 0.06 | 21300 | 0.12 |  | 60502 | 0.34 | 10390 | 0.06 | 139337 | 0.79 | 37974 | 58869 | 0.33 | 118442 | 102807 | 0.58 | 74504 | 160852 | 0.91 | 16459 | 77119 | 0.43 | 100192 | 10640 | 0.06 | 166671
58 | Penngrove | PGE NGBA | {'Corona': [3.7, 4692.0], 'Bellevue': [4.7, 6378.0], 'Lakeville': [7.0, 4492.0], 'Santa Rosa A': [8.6, 3929.0], 'Monroe': [10.2, 1496.0], 'Rincon': [12.2, 2961.0], 'Fulton': [13.4, 213.0], 'Silverado': [17.5, 1741.0]} | 171584 | 15214 | 0.09 | 156370 | 0.91 | 15676 | 0.09 |  |  | 102784 | 0.6 | 0.15 | 25892 | 0.15 | 11447 | 0.07 |  | 85554 | 0.5 | 0 | 0 | 98774 | 0.58 | 72809 | 52659 | 0.31 | 118925 | 107250 | 0.63 | 64334 | 143520 | 0.84 | 28064 | 55505 | 0.32 | 116079 | 10096 | 0.06 | 161487
59 | Bridgeville | PGE NGBA | {} | 138152 | 26671 | 0.19 | 111481 | 0.81 | 47136 | 0.34 |  |  | 85332 | 0.62 | 0.06 | 108 | 0 | 0 | 0 |  | 3507 | 0.03 | 0 | 0 | 27914 | 0.2 | 110238 | 33645 | 0.24 | 104506 | 43002 | 0.31 | 95150 | 61454 | 0.44 | 76698 | 71206 | 0.52 | 66945 | 1859 | 0.01 | 136293
60 | Logan Creek | PGE NGBA | {'Delevan': [11.9, 9509.0], 'Glenn': [17.8, 1201.0]} | 392033 | 73837 | 0.19 | 318197 | 0.81 | 159842 | 0.41 |  |  | 208852 | 0.53 | 0.06 | 86572 | 0.22 | 122762 | 0.31 |  | 142901 | 0.36 | 44390 | 0.11 | 125952 | 0.32 | 266082 | 20347 | 0.05 | 371686 | 39913 | 0.1 | 352120 | 153600 | 0.39 | 238434 | 138533 | 0.35 | 253500 | 14017 | 0.04 | 378017
61 | Famoso | PGE Kern | {'Charca': [6.8, 3197.0], 'Lerdo': [7.8, 14681.0], 'Mt Poso': [8.0, 16659.0], 'Shafter': [9.0, 2023.0], 'Rio Bravo': [11.8, 2864.0], '7th Standard': [12.2, 8194.0], 'Semitropic': [13.1, 532.0], 'Poso Mt.': [14.1, 13379.0], 'Renfro': [15.3, 3456.0], 'Kern Oil': [15.3, 8279.0], 'Ganso': [15.5, 489.0], 'Sycamore': [16.0, 8688.0], 'Smyrna': [16.1, 240.0], 'Kern Power': [16.7, 3614.0], 'Rosedale': [17.3, 3433.0], 'Vestal': [17.7, 2000.0], 'Tupman': [17.8, 561.0], 'West Park': [18.5, 1865.0], 'Bakersfield': [18.8, 2035.0], 'Midway': [19.7, 9.0]} | 377572 | 83176 | 0.22 | 294395 | 0.78 | 31681 | 0.08 |  |  | 321873 | 0.85 | 0.11 | 50431 | 0.13 | 225684 | 0.6 |  | 98950 | 0.26 | 0 | 0 | 94255 | 0.25 | 283317 | 7856 | 0.02 | 369716 | 41156 | 0.11 | 336416 | 123097 | 0.33 | 254475 | 18905 | 0.05 | 358667 | 4605 | 0.01 | 372966
62 | New Sub - Los Banos - Midway (Proposed) | PGE Fresno | {'Crescent': [4.5, 75605.0], 'Excelsior': [5.8, 67836.0], 'Schindler': [7.2, 67736.0], 'Cantua': [7.6, 43370.0], 'Helm': [7.9, 48972.0], 'Tranquility': [12.6, 18535.0], 'Mc Mullin': [14.9, 6226.0]} | 408342 | 160079 | 0.39 | 248263 | 0.61 | 96829 | 0.24 |  |  | 303400 | 0.74 | 0.07 | 194821 | 0.48 | 153701 | 0.38 |  | 26083 | 0.06 | 12 | 0 | 111689 | 0.27 | 296654 | 12732 | 0.03 | 395610 | 25291 | 0.06 | 383051 | 118716 | 0.29 | 289626 | 23523 | 0.06 | 384819 | 5322 | 0.01 | 403020
63 | Lockeford | PGE GBA | {'Rancho Seco - Bellota (Proposed)': [8.9, 14179.0], 'Camanche': [9.9, 14864.0], 'Bellota': [10.7, 10793.0], 'Eight Mile': [12.4, 3595.0], 'Lodi': [12.5, 3792.0], 'Stagg': [13.4, 3230.0], 'Stockton A': [13.7, 3302.0], 'Live Oak': [13.7, 9121.0], 'Weber': [14.4, 2025.0], 'Cosumnes': [15.5, 5463.0], 'Rancho Seco': [15.9, 4681.0], 'French Camp': [17.8, 422.0], 'Avena': [20.0, 1.0]} | 294920 | 48629 | 0.16 | 246291 | 0.84 | 15059 | 0.05 |  |  | 182399 | 0.62 | 0.19 | 83740 | 0.28 | 114074 | 0.39 |  | 17871 | 0.06 | 0 | 0 | 77444 | 0.26 | 217476 | 62578 | 0.21 | 232342 | 127874 | 0.43 | 167046 | 146468 | 0.5 | 148452 | 32337 | 0.11 | 262583 | 39293 | 0.13 | 255627
64 | Etiwanda | SCE Eastern | {'Rancho Vista': [0.4, 3376.0], 'Mira Loma': [6.0, 3376.0], 'Padua': [6.7, 3355.0], 'Wildlife': [9.8, 2091.0], 'Rerc': [9.8, 2102.0], 'Chino': [10.7, 3376.0]} | 21701 | 4119 | 0.19 | 17583 | 0.81 | 2043 | 0.09 |  |  | 10395 | 0.48 | 0.29 | 368 | 0.02 | 1289 | 0.06 |  | 6017 | 0.28 | 9856 | 0.45 | 14485 | 0.67 | 7217 | 11110 | 0.51 | 10591 | 10289 | 0.47 | 11412 | 16268 | 0.75 | 5433 | 4778 | 0.22 | 16923 | 1631 | 0.08 | 20070
65 | Edes | PGE GBA | {'Oakland J': [2.0, 2882.0], 'San Leandro U': [3.2, 1619.0], 'Grant': [5.0, 1566.0], 'Oakland X': [5.1, 2875.0], 'Oakland C': [6.3, 2875.0], 'Oakland L': [6.5, 2867.0], 'Moraga': [7.8, 2055.0], 'Castro Valley': [7.9, 1260.0], 'Mt Eden': [8.9, 1338.0], 'Mt. Eden': [8.9, 1338.0], 'Eastshore': [9.0, 1382.0], 'SAN FRAN A (POTRERO PP)': [10.5, 2248.0], 'Potrero': [10.5, 2254.0], 'Sobrante': [11.6, 775.0], 'Martin': [12.0, 1893.0], 'El Cerrito G': [13.7, 1344.0], 'Burlingame': [13.9, 36.0], 'Millbrae': [14.2, 49.0], 'Dumbarton': [14.6, 46.0], 'Richmond R': [16.2, 954.0], 'Ravenswood': [17.4, 40.0], 'Standard Oil': [18.3, 11.0], 'Standard Oil 2': [18.3, 11.0], 'Cooley Landing': [18.8, 4.0], 'San Pablo': [18.8, 9.0]} | 36487 | 4020 | 0.11 | 32467 | 0.89 | 5693 | 0.16 |  |  | 23319 | 0.64 | 0.33 | 36 | 0 | 0 | 0 |  | 22660 | 0.62 | 0 | 0 | 22906 | 0.63 | 13581 | 12330 | 0.34 | 24157 | 25015 | 0.69 | 11472 | 31954 | 0.88 | 4533 | 12130 | 0.33 | 24357 | 2133 | 0.06 | 34354
66 | GWF 2 | PGE GBA | {'Pittsburg': [2.4, 16286.0], 'Kirker': [2.5, 14614.0], 'Contra Costa': [4.4, 15908.0], 'Collinsville': [4.7, 16082.0], 'Contra Costa PP': [5.3, 17178.0], 'Lone Tree': [7.3, 3646.0], 'Clayton': [7.7, 1225.0], 'Birds Landing': [7.7, 15081.0], 'Shiloh III': [10.7, 14707.0], 'Meadow Lane': [11.0, 640.0], 'Brentwood': [12.0, 2029.0], 'Lakewood': [13.0, 629.0], 'Martinez': [13.8, 210.0], 'Lambie Energy': [14.3, 12950.0], 'Lambie': [14.3, 12952.0], 'Alhambra': [14.6, 55.0], 'Tassajara': [15.3, 285.0], 'Bahia': [15.6, 57.0], 'Christie': [18.8, 46.0], 'Windmaster': [19.1, 116.0]} | 123627 | 33770 | 0.27 | 89857 | 0.73 | 25051 | 0.2 |  |  | 85493 | 0.69 | 0.08 | 36920 | 0.3 | 13402 | 0.11 |  | 66523 | 0.54 | 420 | 0 | 21263 | 0.17 | 102364 | 56966 | 0.46 | 66660 | 53164 | 0.43 | 70463 | 67548 | 0.55 | 56079 | 10433 | 0.08 | 113194 | 22222 | 0.18 | 101405
67 | Goose Lake | PGE Kern | {'Semitropic': [7.9, 9309.0], 'Ganso': [10.1, 9785.0], 'Smyrna': [10.7, 5911.0], 'Kernridge': [14.2, 527.0], 'Charca': [14.2, 6550.0], 'Midway': [15.5, 2602.0], 'Gates-Midway (Proposed)': [15.8, 3292.0], 'Shafter': [15.9, 3455.0], 'Temblor': [16.6, 346.0]} | 329599 | 66420 | 0.2 | 263179 | 0.8 | 49190 | 0.15 |  |  | 267264 | 0.81 | 0.08 | 88763 | 0.27 | 143525 | 0.44 |  | 45496 | 0.14 | 0 | 0 | 115631 | 0.35 | 213968 | 30452 | 0.09 | 299147 | 114393 | 0.35 | 215206 | 194529 | 0.59 | 135070 | 9645 | 0.03 | 319954 | 14374 | 0.04 | 315226
68 | Unknown - 3327 | PGE Kern | {'Lamont': [0.1, 17599.0], 'Grimmway-Malaga': [3.5, 17694.0], 'Magunden': [5.5, 10582.0], 'Columbus': [8.3, 8389.0], 'Casaloma': [8.7, 9343.0], 'Cal Water': [8.9, 8078.0], 'Panama': [8.9, 10097.0], 'Bakersfield': [10.1, 5995.0], 'West Park': [11.3, 4547.0], 'Stockdale': [11.5, 6285.0], 'Sycamore': [12.9, 3156.0], 'Kern Oil': [13.3, 2206.0], 'Rosedale': [13.3, 2509.0], 'Kern Power': [14.3, 1449.0], 'Old River': [14.7, 5235.0], 'Tevis': [15.0, 1656.0], 'Wheeler Ridge': [15.8, 6325.0], 'Lakeview': [19.4, 182.0], 'Tejon': [20.0, 97.0]} | 251048 | 26264 | 0.1 | 224784 | 0.9 | 40921 | 0.16 |  |  | 188324 | 0.75 | 0.1 | 18375 | 0.07 | 111765 | 0.45 |  | 67621 | 0.27 | 1635 | 0.01 | 108382 | 0.43 | 142667 | 52577 | 0.21 | 198471 | 79834 | 0.32 | 171214 | 135695 | 0.54 | 115353 | 57357 | 0.23 | 193691 | 4198 | 0.02 | 246850
69 | Mira Loma | SCE Metro | {'Rancho Vista': [5.8, 3376.0], 'Etiwanda': [6.0, 3376.0], 'Chino': [6.5, 3842.0], 'Wildlife': [7.1, 2324.0], 'Rerc': [7.1, 2336.0], 'Padua': [8.9, 3355.0], 'Serrano': [17.9, 105.0]} | 20729 | 5227 | 0.25 | 15502 | 0.75 | 1715 | 0.08 |  |  | 10641 | 0.51 | 0.3 | 621 | 0.03 | 1372 | 0.07 |  | 8556 | 0.41 | 6303 | 0.3 | 7371 | 0.36 | 13358 | 3141 | 0.15 | 17588 | 6835 | 0.33 | 13893 | 12397 | 0.6 | 8332 | 7455 | 0.36 | 13274 | 1867 | 0.09 | 18861
70 | Ravenswood | PGE GBA | {'Cooley Landing': [1.5, 158.0], 'Menlo': [5.5, 213.0], 'Dumbarton': [6.2, 136.0], 'Whisman': [7.2, 60.0], 'Newark': [8.3, 6.0], 'Jefferson': [8.4, 440.0], 'Mountain View': [8.5, 49.0], 'Eastshore': [9.3, 284.0], 'Mt Eden': [9.9, 65.0], 'Mt. Eden': [9.9, 65.0], 'Fremont': [10.1, 6.0], 'Nortech': [10.9, 6.0], 'Dixon Landing': [12.0, 6.0], 'Los Esteros': [12.1, 6.0], 'Monta Vista': [12.3, 40.0], 'Grant': [12.5, 264.0], 'Scott': [12.9, 6.0], 'Trimble': [13.8, 6.0], 'Burlingame': [14.0, 334.0], 'Castro Valley': [14.4, 42.0], 'San Leandro U': [15.2, 42.0], 'FMC': [15.5, 2.0], 'Millbrae': [15.9, 312.0], 'Edes': [17.4, 40.0]} | 30429 | 1907 | 0.06 | 28522 | 0.94 | 803 | 0.03 |  |  | 22962 | 0.75 | 0.29 | 493 | 0.02 | 114 | 0 |  | 8750 | 0.29 | 0 | 0 | 20168 | 0.66 | 10261 | 16547 | 0.54 | 13882 | 21778 | 0.72 | 8651 | 26671 | 0.88 | 3758 | 14341 | 0.47 | 16088 | 2972 | 0.1 | 27457
71 | Rio Hondo | SCE Metro | {} | 4020 | 394 | 0.1 | 3626 | 0.9 | 147 | 0.04 |  |  | 3398 | 0.85 | 0.16 | 0 | 0 | 0 | 0 |  | 3310 | 0.82 | 145 | 0.04 | 2000 | 0.5 | 2020 | 79 | 0.02 | 3941 | 36 | 0.01 | 3984 | 2094 | 0.52 | 1926 | 2323 | 0.58 | 1697 | 756 | 0.19 | 3263
72 | Redondo | SCE Metro | {'El Nido': [3.4, 63.0], 'La Fresa': [3.5, 102.0], 'Chevmain': [3.9, 57.0], 'El Segundo': [4.6, 55.0], 'Arcogen': [8.5, 37.0], 'Hinson': [9.7, 1.0], 'Harborgen': [10.4, 6.0], 'Windsor': [10.4, 15.0], 'La Cienega': [10.6, 15.0], 'Long Beach': [10.9, 10.0], 'Lighthipe': [12.4, 1.0], 'Alamitos': [17.5, 1.0]} | 4991 | 2215 | 0.44 | 2776 | 0.56 | 1011 | 0.2 |  |  | 2861 | 0.57 | 0.18 | 0 | 0 | 0 | 0 |  | 0 | 0 | 0 | 0 | 10 | 0 | 4981 | 118 | 0.02 | 4873 | 2716 | 0.54 | 2275 | 2726 | 0.55 | 2265 | 0 | 0 | 4991 | 7 | 0 | 4985
73 | Otay | SDGE Imperial | {'Bay Boulevard': [2.3, 180.0], 'Imperial Beach': [2.4, 180.0], 'San Ysidro': [2.9, 198.0], 'Telegraph Canyon': [3.8, 211.0], 'Salt Creek': [7.2, 173.0], 'Miguel': [7.2, 185.0], 'Silvergate': [8.5, 174.0], 'Otay Mesa': [8.6, 46.0], 'Vine': [12.2, 170.0], 'Mission': [13.9, 167.0], 'Old Town': [14.2, 167.0], 'Point Loma': [14.4, 167.0], 'Elliot': [15.4, 9.0], 'Elliott': [15.4, 9.0], 'Kearny': [17.0, 9.0], 'Mesa Heights': [17.2, 9.0]} | 15342 | 1279 | 0.08 | 14063 | 0.92 | 4326 | 0.28 |  |  | 5920 | 0.39 | 0.21 | 36 | 0 | 0 | 0 |  | 6889 | 0.45 | 656 | 0.04 | 977 | 0.06 | 14365 | 10267 | 0.67 | 5075 | 13663 | 0.89 | 1679 | 13936 | 0.91 | 1406 | 4821 | 0.31 | 10521 | 846 | 0.06 | 14497
74 | Kirker | PGE GBA | {'Pittsburg': [1.2, 14470.0], 'GWF 2': [2.5, 14614.0], 'Collinsville': [5.6, 13909.0], 'Clayton': [6.3, 1258.0], 'Contra Costa': [6.8, 13781.0], 'Contra Costa PP': [7.8, 14418.0], 'Birds Landing': [8.3, 12908.0], 'Meadow Lane': [8.9, 711.0], 'Lone Tree': [9.5, 2678.0], 'Shiloh III': [10.8, 12903.0], 'Lakewood': [11.3, 701.0], 'Martinez': [11.4, 282.0], 'Alhambra': [12.3, 126.0], 'Bahia': [13.2, 128.0], 'Lambie Energy': [14.1, 11169.0], 'Lambie': [14.1, 11170.0], 'Brentwood': [14.3, 1073.0], 'Christie': [16.4, 118.0]} | 111127 | 34377 | 0.31 | 76750 | 0.69 | 20437 | 0.18 |  |  | 76843 | 0.69 | 0.17 | 31626 | 0.28 | 3735 | 0.03 |  | 66482 | 0.6 | 285 | 0 | 22018 | 0.2 | 89109 | 52491 | 0.47 | 58636 | 50182 | 0.45 | 60946 | 65392 | 0.59 | 45735 | 12434 | 0.11 | 98693 | 21014 | 0.19 | 90113
75 | Saugus | SCE Northern | {'Pardee': [1.3, 12593.0], 'Elizabeth Lake': [5.3, 10608.0], 'Sylmar-Pac Intertie': [9.2, 1140.0]} | 118629 | 16831 | 0.14 | 101798 | 0.86 | 48207 | 0.41 |  |  | 51384 | 0.43 | 0.21 | 845 | 0.01 | 3911 | 0.03 |  | 56106 | 0.47 | 47491 | 0.4 | 62805 | 0.53 | 55824 | 3288 | 0.03 | 115341 | 10410 | 0.09 | 108218 | 70175 | 0.59 | 48454 | 52311 | 0.44 | 66317 | 13615 | 0.11 | 105014
76 | Chinese Station | PGE GBA | {'Peoria': [2.3, 3257.0], 'New Melones': [5.7, 1403.0], 'Race Track': [8.1, 3131.0], 'Racetrack': [8.1, 3131.0], 'Curtis': [11.0, 2976.0], 'Frogtown': [13.1, 175.0], 'Mi-Wuk': [18.8, 1020.0]} | 203162 | 10065 | 0.05 | 193097 | 0.95 | 61699 | 0.3 |  |  | 119374 | 0.59 | 0.11 | 15018 | 0.07 | 2765 | 0.01 |  | 162915 | 0.8 | 6201 | 0.03 | 152354 | 0.75 | 50808 | 62393 | 0.31 | 140769 | 73836 | 0.36 | 129326 | 170739 | 0.84 | 32423 | 126336 | 0.62 | 76826 | 17625 | 0.09 | 185537
77 | Devers | SCE Eastern | {'Mirage': [14.4, 3624.0]} | 57516 | 13829 | 0.24 | 43686 | 0.76 | 8606 | 0.15 |  |  | 22408 | 0.39 | 0.27 | 123 | 0 | 0 | 0 |  | 11073 | 0.19 | 9701 | 0.17 | 17192 | 0.3 | 40323 | 23204 | 0.4 | 34312 | 23997 | 0.42 | 33518 | 33335 | 0.58 | 24181 | 20868 | 0.36 | 36648 | 519 | 0.01 | 56996
78 | New Sub - Midway - Wheeler Ridge (Proposed) | PGE Kern | {'Copus': [2.0, 17945.0], 'Elk Hills': [9.5, 5846.0], 'Lakeview': [9.6, 13347.0], 'Old River': [11.2, 11363.0], 'Norco': [11.7, 3271.0], 'Taft': [12.0, 927.0], 'Tevis': [15.8, 2713.0], 'Tupman': [16.2, 312.0], 'Wheeler Ridge': [16.6, 2718.0], 'Stockdale': [17.7, 1974.0], 'Panama': [18.4, 1381.0], 'Tejon': [19.0, 76.0], 'Renfro': [19.4, 31.0]} | 254084 | 28353 | 0.11 | 225730 | 0.89 | 63240 | 0.25 |  |  | 180510 | 0.71 | 0.07 | 50225 | 0.2 | 106784 | 0.42 |  | 16703 | 0.07 | 0 | 0 | 57086 | 0.22 | 196997 | 97023 | 0.38 | 157061 | 144828 | 0.57 | 109256 | 162031 | 0.64 | 92053 | 12634 | 0.05 | 241450 | 13314 | 0.05 | 240770
79 | Del Amo | SCE Metro | {'Lighthipe': [5.0, 1775.0], 'Alamitos': [5.8, 1888.0], 'Barre': [7.1, 2.0], 'Hinson': [7.4, 1888.0], 'Arcogen': [8.6, 1886.0], 'Harborgen': [8.9, 1888.0], 'Long Beach': [9.3, 1888.0], 'La Fresa': [13.6, 458.0], 'Ellis': [14.3, 2.0], 'Huntington Beach': [15.6, 2.0]} | 8100 | 2111 | 0.26 | 5989 | 0.74 | 1041 | 0.13 |  |  | 3046 | 0.38 | 0.67 | 0 | 0 | 0 | 0 |  | 44 | 0.01 | 0 | 0 | 0 | 0 | 8100 | 579 | 0.07 | 7521 | 5534 | 0.68 | 2566 | 5534 | 0.68 | 2566 | 9 | 0 | 8092 | 128 | 0.02 | 7973
80 | Alpaugh | PGE Fresno | {'Olive': [4.6, 46848.0], 'Corcoran': [11.6, 24330.0], 'Waukena': [13.9, 13242.0], 'Smyrna': [17.1, 3478.0]} | 370772 | 123339 | 0.33 | 247434 | 0.67 | 96942 | 0.26 |  |  | 252310 | 0.68 | 0.08 | 143704 | 0.39 | 166366 | 0.45 |  | 28795 | 0.08 | 0 | 0 | 102280 | 0.28 | 268492 | 31965 | 0.09 | 338807 | 62445 | 0.17 | 308327 | 139668 | 0.38 | 231105 | 2070 | 0.01 | 368703 | 18807 | 0.05 | 351965
81 | Palo Verde | SDGE Arizona | {'Hassayampa': [2.7, 52116.0], 'Delaney': [12.1, 7617.0]} | 202977 | 128124 | 0.63 | 74853 | 0.37 | 0 | 0 |  |  | 0 | 0 | 0 | 0 | 0 | 0 | 0 |  | 0 | 0 | 0 | 0 | 0 | 0 | 202977 | 0 | 0 | 202977 | 0 | 0 | 202977 | 0 | 0 | 202977 | 0 | 0 | 202977 | 0 | 0 | 202977
82 | Grimmway-Malaga | PGE Kern | {'Lamont': [3.4, 17599.0], 'Unknown - 3327': [3.5, 17694.0], 'Magunden': [8.6, 10587.0], 'Panama': [9.6, 11879.0], 'Casaloma': [10.6, 9572.0], 'Columbus': [11.4, 8389.0], 'Cal Water': [12.4, 8078.0], 'Bakersfield': [12.6, 6010.0], 'Stockdale': [12.6, 6652.0], 'Wheeler Ridge': [12.8, 9762.0], 'West Park': [13.4, 4651.0], 'Old River': [13.7, 8324.0], 'Rosedale': [15.1, 2599.0], 'Tevis': [15.8, 1869.0], 'Sycamore': [16.0, 3156.0], 'Kern Power': [16.1, 1455.0], 'Kern Oil': [16.2, 2206.0], 'Tejon': [16.7, 2148.0], 'Lakeview': [17.2, 2849.0]} | 264673 | 29215 | 0.11 | 235458 | 0.89 | 40010 | 0.15 |  |  | 199268 | 0.75 | 0.11 | 22277 | 0.08 | 141779 | 0.54 |  | 56257 | 0.21 | 80 | 0 | 86513 | 0.33 | 178160 | 56482 | 0.21 | 208191 | 80353 | 0.3 | 184320 | 121666 | 0.46 | 143007 | 44100 | 0.17 | 220573 | 4685 | 0.02 | 259988
83 | Kernridge | PGE Kern | {'Temblor': [4.8, 24663.0], 'Caliente': [10.9, 8631.0], 'Goose Lake': [14.2, 527.0], 'Sunset': [16.2, 8185.0], 'Midway': [16.3, 32.0], 'Ganso': [16.8, 262.0], 'Carrizo Plains': [17.4, 1923.0], 'Topaz': [18.4, 1117.0], 'Solar': [18.4, 1117.0], 'Sunrise': [18.4, 3020.0]} | 300833 | 46497 | 0.15 | 254336 | 0.85 | 57441 | 0.19 |  |  | 228379 | 0.76 | 0.08 | 21718 | 0.07 | 71338 | 0.24 |  | 49689 | 0.17 | 0 | 0 | 156160 | 0.52 | 144673 | 43003 | 0.14 | 257831 | 104358 | 0.35 | 196476 | 217015 | 0.72 | 83818 | 63869 | 0.21 | 236964 | 9400 | 0.03 | 291433
84 | Crestwood | SDGE Imperial | {'Boulevard': [5.4, 25673.0], 'Carrizo Gorge': [5.5, 25388.0], 'Cameron': [8.4, 17600.0], 'Suncrest - Ocotillo (Proposed)': [8.6, 16049.0], 'East County': [14.5, 3175.0]} | 142347 | 36006 | 0.25 | 106341 | 0.75 | 46759 | 0.33 |  |  | 75513 | 0.53 | 0.08 | 241 | 0 | 207 | 0 |  | 27958 | 0.2 | 104496 | 0.73 | 13710 | 0.1 | 128637 | 32303 | 0.23 | 110045 | 49798 | 0.35 | 92549 | 72930 | 0.51 | 69418 | 60807 | 0.43 | 81541 | 4118 | 0.03 | 138229
85 | Salt Creek | SDGE Imperial | {'Miguel': [0.1, 432.0], 'Telegraph Canyon': [3.4, 173.0], 'Spring Valley': [4.4, 261.0], 'Otay': [7.2, 173.0], 'Bay Boulevard': [8.1, 132.0], 'El Cajon': [8.1, 261.0], 'Otay Mesa': [8.3, 269.0], 'San Ysidro': [8.4, 173.0], 'Imperial Beach': [9.3, 132.0], 'Silvergate': [9.4, 127.0], 'Mission': [11.6, 127.0], 'Vine': [12.1, 127.0], 'Old Town': [13.6, 127.0], 'Loveland': [13.8, 261.0], 'Point Loma': [15.2, 127.0], 'Alpine': [15.2, 261.0]} | 35301 | 3488 | 0.1 | 31813 | 0.9 | 4014 | 0.11 |  |  | 12824 | 0.36 | 0.22 | 80 | 0 | 14 | 0 |  | 11579 | 0.33 | 16233 | 0.46 | 8337 | 0.24 | 26964 | 20810 | 0.59 | 14491 | 29561 | 0.84 | 5740 | 30925 | 0.88 | 4376 | 9602 | 0.27 | 25699 | 1504 | 0.04 | 33798
86 | Eagle Rock (SCE) | SCE Metro | {'Gould': [4.9, 200.0], 'Windsor': [14.7, 3.0], 'La Cienega': [15.2, 3.0]} | 671 | 507 | 0.76 | 164 | 0.24 | 4 | 0.01 |  |  | 534 | 0.8 | 0.13 | 0 | 0 | 0 | 0 |  | 90 | 0.13 | 38 | 0.06 | 0 | 0 | 671 | 15 | 0.02 | 655 | 29 | 0.04 | 642 | 31 | 0.05 | 640 | 99 | 0.15 | 572 | 103 | 0.15 | 568
87 | Melones | PGE GBA | {'Peoria': [3.5, 1405.0], 'Chinese Station': [5.7, 1403.0], 'Race Track': [6.7, 1001.0], 'Racetrack': [6.7, 1001.0], 'Frogtown': [7.7, 175.0], 'Curtis': [11.5, 846.0], 'Mi-Wuk': [18.5, 137.0]} | 203483 | 9250 | 0.05 | 194232 | 0.95 | 66386 | 0.33 |  |  | 112755 | 0.55 | 0.11 | 6094 | 0.03 | 1473 | 0.01 |  | 175822 | 0.86 | 5786 | 0.03 | 146896 | 0.72 | 56587 | 54790 | 0.27 | 148693 | 73997 | 0.36 | 129485 | 170891 | 0.84 | 32592 | 137499 | 0.68 | 65984 | 18245 | 0.09 | 185238
88 | Imperial Beach | SDGE Imperial | {'Bay Boulevard': [1.7, 421.0], 'Otay': [2.4, 180.0], 'San Ysidro': [4.3, 158.0], 'Telegraph Canyon': [6.0, 171.0], 'Silvergate': [8.2, 415.0], 'Salt Creek': [9.3, 132.0], 'Miguel': [9.4, 146.0], 'Otay Mesa': [10.8, 6.0], 'Vine': [11.8, 411.0], 'Spring Valley': [12.1, 52.0], 'Point Loma': [13.5, 408.0], 'Old Town': [13.8, 408.0], 'Mission': [14.1, 408.0], 'Murray': [15.0, 0.0], 'Elliot': [16.1, 241.0], 'Elliott': [16.1, 242.0], 'Kearny': [17.4, 245.0], 'Mesa Heights': [17.4, 245.0]} | 12666 | 1027 | 0.08 | 11639 | 0.92 | 3339 | 0.26 |  |  | 4981 | 0.39 | 0.21 | 0 | 0 | 0 | 0 |  | 4857 | 0.38 | 0 | 0 | 579 | 0.05 | 12087 | 7851 | 0.62 | 4815 | 11250 | 0.89 | 1417 | 11523 | 0.91 | 1144 | 2772 | 0.22 | 9895 | 784 | 0.06 | 11883
89 | Pala | SDGE Imperial | {'Monserate': [7.3, 8415.0], 'Lilac': [7.3, 20021.0], 'Avocado': [7.4, 5960.0], 'Valley Center': [10.2, 18778.0], 'Melrose': [13.1, 1152.0], 'Pendleton': [13.2, 829.0], 'Pauba': [13.6, 130.0], 'Ocean Ranch': [14.5, 928.0], 'Escondido': [15.9, 3529.0], 'San Luis Rey': [16.2, 889.0], 'San Marcos': [16.5, 550.0], 'Shadowridge': [16.5, 788.0], 'Palomar Airport': [19.1, 15.0], 'Cannon': [19.8, 2.0], 'Encina': [19.9, 2.0]} | 156725 | 39753 | 0.25 | 116971 | 0.75 | 4853 | 0.03 |  |  | 44868 | 0.29 | 0.36 | 30506 | 0.19 | 7211 | 0.05 |  | 72212 | 0.46 | 55844 | 0.36 | 92005 | 0.59 | 64719 | 38962 | 0.25 | 117762 | 64462 | 0.41 | 92263 | 106394 | 0.68 | 50330 | 27444 | 0.18 | 129280 | 11370 | 0.07 | 145355
90 | 7th Standard | PGE Kern | {'Renfro': [4.1, 10805.0], 'Lerdo': [4.4, 22507.0], 'Kern Power': [4.6, 10549.0], 'Rosedale': [5.3, 10226.0], 'Kern Oil': [6.2, 17449.0], 'West Park': [6.8, 8488.0], 'Rio Bravo': [7.2, 8328.0], 'Mt Poso': [7.8, 18647.0], 'Sycamore': [7.9, 16955.0], 'Bakersfield': [8.0, 10335.0], 'Tevis': [8.4, 2019.0], 'Stockdale': [9.2, 730.0], 'Casaloma': [9.6, 793.0], 'Tupman': [9.8, 5322.0], 'Columbus': [11.1, 4978.0], 'Shafter': [11.6, 6073.0], 'Panama': [11.7, 36.0], 'Famoso': [12.2, 8194.0], 'Poso Mt.': [12.8, 15520.0], 'Cal Water': [12.9, 4174.0], 'Norco': [14.6, 543.0], 'Charca': [16.0, 820.0], 'Old River': [16.2, 36.0], 'Midway': [18.1, 1353.0], 'Ganso': [18.3, 1468.0]} | 306588 | 52826 | 0.17 | 253762 | 0.83 | 32278 | 0.11 |  |  | 246861 | 0.81 | 0.12 | 22175 | 0.07 | 151774 | 0.5 |  | 70880 | 0.23 | 0 | 0 | 109801 | 0.36 | 196787 | 42509 | 0.14 | 264079 | 86752 | 0.28 | 219837 | 151912 | 0.5 | 154676 | 11851 | 0.04 | 294737 | 19161 | 0.06 | 287428
91 | Rosedale | PGE Kern | {'Kern Power': [1.1, 14570.0], 'West Park': [2.1, 12952.0], 'Stockdale': [4.2, 6911.0], 'Bakersfield': [4.2, 11619.0], 'Casaloma': [4.6, 6314.0], 'Tevis': [4.9, 6835.0], 'Renfro': [4.9, 9062.0], '7th Standard': [5.3, 10226.0], 'Kern Oil': [5.5, 10298.0], 'Panama': [6.5, 6218.0], 'Sycamore': [7.2, 9711.0], 'Columbus': [7.9, 5229.0], 'Magunden': [8.8, 2510.0], 'Lerdo': [9.5, 10189.0], 'Cal Water': [10.4, 4278.0], 'Tupman': [10.9, 2164.0], 'Rio Bravo': [11.2, 4128.0], 'Mt Poso': [11.7, 9749.0], 'Old River': [11.8, 4028.0], 'Unknown - 3327': [13.3, 2509.0], 'Lamont': [13.4, 2487.0], 'Poso Mt.': [14.3, 7119.0], 'Norco': [14.4, 567.0], 'Grimmway-Malaga': [15.1, 2599.0], 'Shafter': [16.4, 1874.0], 'Famoso': [17.3, 3433.0], 'Lakeview': [19.7, 366.0]} | 292200 | 54507 | 0.19 | 237692 | 0.81 | 23029 | 0.08 |  |  | 238849 | 0.82 | 0.13 | 27963 | 0.1 | 135899 | 0.47 |  | 53665 | 0.18 | 0 | 0 | 92990 | 0.32 | 199210 | 46802 | 0.16 | 245398 | 85345 | 0.29 | 206855 | 139146 | 0.48 | 153054 | 11147 | 0.04 | 281053 | 17414 | 0.06 | 274786
92 | Moorpark | SCE Northern | {'Wakefield': [10.1, 15353.0], 'Santa Clara': [16.1, 3853.0], 'Ormond Beach': [18.3, 129.0]} | 145805 | 28150 | 0.19 | 117655 | 0.81 | 21308 | 0.15 |  |  | 98653 | 0.68 | 0.14 | 14757 | 0.1 | 40572 | 0.28 |  | 36436 | 0.25 | 3912 | 0.03 | 54529 | 0.37 | 91276 | 9845 | 0.07 | 135960 | 28179 | 0.19 | 117626 | 73724 | 0.51 | 72082 | 32096 | 0.22 | 113709 | 13024 | 0.09 | 132781
93 | Norco | PGE Kern | {'Tupman': [5.2, 3933.0], 'Elk Hills': [5.6, 1881.0], 'Tevis': [10.4, 2421.0], 'Renfro': [10.8, 2691.0], 'Rio Bravo': [11.2, 2983.0], 'Midway': [11.5, 2850.0], 'Midway - Wheeler Ridge (Proposed)': [11.7, 3271.0], 'Old River': [12.9, 2391.0], 'Kern Power': [13.5, 735.0], 'Copus': [13.5, 2496.0], 'Stockdale': [13.7, 1897.0], 'Rosedale': [14.4, 567.0], '7th Standard': [14.6, 543.0], 'Shafter': [15.9, 2789.0], 'Panama': [16.1, 1492.0], 'West Park': [16.2, 26.0], 'Ganso': [16.9, 1986.0], 'Lerdo': [17.3, 242.0], 'Casaloma': [17.5, 25.0], 'Lakeview': [17.7, 974.0], 'Bakersfield': [18.5, 18.0]} | 293478 | 38124 | 0.13 | 255354 | 0.87 | 71390 | 0.24 |  |  | 201774 | 0.69 | 0.09 | 60441 | 0.21 | 131417 | 0.45 |  | 14415 | 0.05 | 0 | 0 | 58846 | 0.2 | 234632 | 102069 | 0.35 | 191409 | 179519 | 0.61 | 113960 | 183378 | 0.62 | 110101 | 2441 | 0.01 | 291037 | 19714 | 0.07 | 273764
94 | La Fresa | SCE Metro | {'El Nido': [2.9, 62.0], 'Redondo': [3.5, 102.0], 'Chevmain': [4.6, 57.0], 'El Segundo': [5.8, 54.0], 'Arcogen': [6.3, 502.0], 'Hinson': [7.2, 466.0], 'Harborgen': [8.7, 470.0], 'Windsor': [8.9, 15.0], 'Lighthipe': [9.0, 461.0], 'La Cienega': [9.5, 15.0], 'Long Beach': [9.5, 475.0], 'Del Amo': [13.6, 458.0], 'Alamitos': [15.2, 464.0]} | 5114 | 2215 | 0.43 | 2899 | 0.57 | 1011 | 0.2 |  |  | 2862 | 0.56 | 0.27 | 0 | 0 | 0 | 0 |  | 0 | 0 | 0 | 0 | 10 | 0 | 5104 | 158 | 0.03 | 4956 | 2840 | 0.56 | 2274 | 2850 | 0.56 | 2264 | 0 | 0 | 5114 | 7 | 0 | 5107
95 | Cottonwood | PGE NGBA | {'Jessup': [5.6, 17049.0], 'Red Bluff': [15.0, 9618.0], 'Oregon Trail': [15.7, 0.0]} | 268895 | 53803 | 0.2 | 215092 | 0.8 | 34996 | 0.13 |  |  | 139457 | 0.52 | 0.23 | 7381 | 0.03 | 7750 | 0.03 |  | 180469 | 0.67 | 80643 | 0.3 | 135575 | 0.5 | 133321 | 36141 | 0.13 | 232754 | 44454 | 0.17 | 224441 | 161017 | 0.6 | 107878 | 115092 | 0.43 | 153804 | 33789 | 0.13 | 235106
96 | Borden | PGE Fresno | {'Madera': [3.9, 16426.0], 'Storey': [5.0, 14083.0], 'Gregg': [6.1, 16411.0], 'Herndon': [6.4, 16353.0], 'Figarden': [9.8, 14088.0], 'Fig Garden': [9.8, 14088.0], 'Biola': [11.5, 8318.0], 'Ashlan': [12.4, 11034.0], 'Woodward': [12.9, 7244.0], 'Bullard': [13.7, 7817.0], 'Kearney (New)': [16.1, 2051.0], 'West Fresno': [16.9, 1942.0], 'California Ave': [18.6, 282.0], 'Newhall': [19.2, 252.0]} | 329721 | 47281 | 0.14 | 282440 | 0.86 | 51130 | 0.16 |  |  | 229518 | 0.7 | 0.16 | 98646 | 0.3 | 131410 | 0.4 |  | 132329 | 0.4 | 0 | 0 | 105979 | 0.32 | 223742 | 115638 | 0.35 | 214083 | 123157 | 0.37 | 206564 | 183771 | 0.56 | 145950 | 55671 | 0.17 | 274049 | 58018 | 0.18 | 271702
97 | Oceano | PGE Kern | {'Callender': [3.8, 22110.0], 'Mesa': [9.7, 17930.0], 'San Luis Obispo': [11.5, 8388.0], 'Fairway': [15.3, 4194.0], 'Diablo Canyon': [16.9, 35.0]} | 175674 | 47339 | 0.27 | 128335 | 0.73 | 43960 | 0.25 |  |  | 114329 | 0.65 | 0.09 | 13819 | 0.08 | 28261 | 0.16 |  | 82652 | 0.47 | 19828 | 0.11 | 21039 | 0.12 | 154634 | 11628 | 0.07 | 164045 | 52869 | 0.3 | 122804 | 59341 | 0.34 | 116333 | 67659 | 0.39 | 108015 | 12918 | 0.07 | 162756
98 | Hollister | PGE GBA | {'Crazy Horse Canyon': [12.1, 3502.0], 'Llagas': [13.0, 8739.0]} | 255229 | 30966 | 0.12 | 224264 | 0.88 | 88134 | 0.35 |  |  | 132802 | 0.52 | 0.09 | 23083 | 0.09 | 28883 | 0.11 |  | 174226 | 0.68 | 14889 | 0.06 | 142976 | 0.56 | 112253 | 34203 | 0.13 | 221026 | 69566 | 0.27 | 185663 | 174790 | 0.68 | 80439 | 133691 | 0.52 | 121538 | 11082 | 0.04 | 244148
99 | Crow Creek | PGE Fresno | {'Fink (Proposed)': [0.4, 9527.0], 'Stanislaus Resource Recovery Facility': [0.9, 10915.0], 'Crows Landing': [2.8, 11093.0], 'Salado': [3.4, 8700.0], 'Miller': [8.5, 4572.0], 'New Sub - Westley - Quinto (Proposed)': [11.2, 1914.0], 'Westley': [14.8, 375.0], 'Quinto': [18.1, 32.0]} | 303579 | 37172 | 0.12 | 266407 | 0.88 | 85918 | 0.28 |  |  | 182615 | 0.6 | 0.11 | 42331 | 0.14 | 126563 | 0.42 |  | 103111 | 0.34 | 24708 | 0.08 | 134679 | 0.44 | 168900 | 27859 | 0.09 | 275720 | 49319 | 0.16 | 254260 | 157240 | 0.52 | 146339 | 102542 | 0.34 | 201037 | 9490 | 0.03 | 294089
100 | Stockdale | PGE Kern | {'Panama': [3.0, 13949.0], 'Tevis': [3.4, 10650.0], 'Casaloma': [4.1, 10695.0], 'Rosedale': [4.2, 6911.0], 'West Park': [4.2, 7070.0], 'Kern Power': [4.7, 5729.0], 'Bakersfield': [6.0, 5556.0], 'Renfro': [7.3, 3188.0], 'Old River': [7.8, 12099.0], 'Magunden': [8.7, 4564.0], 'Kern Oil': [9.0, 2025.0], 'Columbus': [9.1, 3177.0], '7th Standard': [9.2, 730.0], 'Sycamore': [10.3, 1979.0], 'Unknown - 3327': [11.5, 6285.0], 'Lamont': [11.6, 6225.0], 'Tupman': [11.7, 1150.0], 'Cal Water': [11.9, 2823.0], 'Grimmway-Malaga': [12.6, 6652.0], 'Lerdo': [13.6, 693.0], 'Norco': [13.7, 1897.0], 'Rio Bravo': [13.9, 693.0], 'Lakeview': [15.6, 4148.0], 'Mt Poso': [15.9, 693.0], 'Wheeler Ridge': [16.7, 3039.0], 'Midway - Wheeler Ridge (Proposed)': [17.7, 1974.0], 'Shafter': [19.6, 0.0], 'Copus': [19.6, 476.0]} | 293025 | 51472 | 0.18 | 241553 | 0.82 | 31617 | 0.11 |  |  | 232897 | 0.79 | 0.12 | 43536 | 0.15 | 151124 | 0.52 |  | 23239 | 0.08 | 0 | 0 | 61135 | 0.21 | 231890 | 70440 | 0.24 | 222585 | 112786 | 0.38 | 180239 | 137121 | 0.47 | 155904 | 2767 | 0.01 | 290257 | 17773 | 0.06 | 275252
101 | New Sub - Rancho Seco - Bellota (Proposed) | PGE GBA | {'Camanche': [5.8, 9698.0], 'Bellota': [8.2, 10170.0], 'Lockeford': [8.9, 14179.0], 'Valley Springs': [13.8, 35.0], 'Clay': [14.9, 212.0], 'Cosumnes': [15.9, 1052.0], 'Rancho Seco': [16.2, 859.0], 'Live Oak': [19.7, 234.0], 'Weber': [19.8, 4.0]} | 290961 | 33343 | 0.11 | 257618 | 0.89 | 39656 | 0.14 |  |  | 175969 | 0.6 | 0.16 | 59592 | 0.2 | 75292 | 0.26 |  | 72950 | 0.25 | 778 | 0 | 135832 | 0.47 | 155129 | 73575 | 0.25 | 217386 | 144726 | 0.5 | 146235 | 191383 | 0.66 | 99579 | 90077 | 0.31 | 200884 | 40519 | 0.14 | 250442
102 | Oro Loma | PGE Fresno | {'Mercy Springs': [9.7, 22001.0], 'Dos Amigos': [10.0, 20266.0], 'Hammonds': [11.9, 30068.0], 'Mendota': [15.8, 18273.0], 'Panoche': [16.7, 7309.0], 'Newhall': [18.0, 5486.0], 'Cheney': [18.9, 2127.0], 'Padre Flats SW STA': [19.1, 115.0], 'El Nido': [19.1, 1265.0]} | 378767 | 119770 | 0.32 | 258998 | 0.68 | 66094 | 0.17 |  |  | 295408 | 0.78 | 0.08 | 146690 | 0.39 | 151426 | 0.4 |  | 81700 | 0.22 | 0 | 0 | 119486 | 0.32 | 259282 | 7092 | 0.02 | 371675 | 43064 | 0.11 | 335703 | 141614 | 0.37 | 237153 | 31209 | 0.08 | 347558 | 15964 | 0.04 | 362803
103 | Peoria | PGE GBA | {'Chinese Station': [2.3, 3257.0], 'New Melones': [3.5, 1405.0], 'Race Track': [7.0, 2547.0], 'Racetrack': [7.0, 2547.0], 'Curtis': [10.8, 2392.0], 'Frogtown': [10.9, 175.0], 'Mi-Wuk': [18.4, 783.0]} | 198917 | 9977 | 0.05 | 188940 | 0.95 | 61758 | 0.31 |  |  | 115278 | 0.58 | 0.1 | 11644 | 0.06 | 2166 | 0.01 |  | 164513 | 0.83 | 5218 | 0.03 | 148499 | 0.75 | 50418 | 59124 | 0.3 | 139794 | 73798 | 0.37 | 125119 | 167452 | 0.84 | 31465 | 126962 | 0.64 | 71955 | 16940 | 0.09 | 181977
104 | Table Mountain | PGE NGBA | {'Thermalito': [2.9, 7222.0], 'Wyandotte': [7.1, 467.0], 'Palermo': [9.7, 361.0], 'Butte': [14.1, 266.0], 'Notre Dame': [14.6, 266.0], 'POE': [14.9, 193.0]} | 265794 | 28035 | 0.11 | 237758 | 0.89 | 34403 | 0.13 |  |  | 176551 | 0.66 | 0.14 | 112201 | 0.42 | 37795 | 0.14 |  | 73321 | 0.28 | 2 | 0 | 149888 | 0.56 | 115905 | 45813 | 0.17 | 219980 | 137594 | 0.52 | 128199 | 211686 | 0.8 | 54107 | 51888 | 0.2 | 213905 | 32843 | 0.12 | 232950
105 | Sycamore Canyon | SDGE Imperial | {'Pomerado': [1.7, 503.0], 'Scripps': [4.7, 315.0], 'Chicarita': [5.3, 503.0], 'Artesian': [9.3, 503.0], 'Penasquitos': [10.9, 101.0], 'North City Metering': [11.3, 101.0], 'Creelman': [12.4, 382.0], 'Escondido': [15.3, 503.0], 'San Marcos': [17.5, 8.0]} | 47319 | 4037 | 0.09 | 43281 | 0.91 | 3187 | 0.07 |  |  | 18737 | 0.4 | 0.24 | 1645 | 0.03 | 513 | 0.01 |  | 16598 | 0.35 | 27389 | 0.58 | 30768 | 0.65 | 16551 | 23316 | 0.49 | 24002 | 30404 | 0.64 | 16914 | 41701 | 0.88 | 5617 | 11855 | 0.25 | 35464 | 1795 | 0.04 | 45524
106 | Ivanpah | SCE EOP | {'Mountain Pass': [5.5, 8.0], 'Primm': [9.5, 1084.0]} | 8589 | 3067 | 0.36 | 5521 | 0.64 | 2625 | 0.31 |  |  | 1122 | 0.13 | 0.02 | 0 | 0 | 0 | 0 |  | 0 | 0 | 0 | 0 | 1183 | 0.14 | 7406 | 1707 | 0.2 | 6882 | 607 | 0.07 | 7982 | 1746 | 0.2 | 6842 | 2802 | 0.33 | 5786 | 0 | 0 | 8589
107 | North Gila | SDGE Arizona | {} | 91815 | 4298 | 0.05 | 87516 | 0.95 | 35573 | 0.39 |  |  | 15774 | 0.17 | 0.04 | 2158 | 0.02 | 10991 | 0.12 |  | 0 | 0 | 0 | 0 | 338 | 0 | 91476 | 30423 | 0.33 | 61392 | 28125 | 0.31 | 63690 | 30478 | 0.33 | 61337 | 33154 | 0.36 | 58660 | 3059 | 0.03 | 88755
108 | Manteca | PGE GBA | {'Manteca': [0.0, 22509.0], 'Vierra': [2.7, 14224.0], 'Ripon': [5.2, 17426.0], 'French Camp': [6.7, 14336.0], 'Kasson': [7.4, 1586.0], 'Weber': [8.3, 17588.0], 'Avena': [9.6, 19591.0], 'Stockton A': [10.8, 9161.0], 'Stagg': [14.9, 2328.0], 'Lammers': [15.1, 16.0], 'Westley': [15.5, 485.0], 'Valley Home': [15.6, 8445.0], 'GWF Tracy': [15.8, 15.0], 'Riverbank': [17.3, 441.0], 'Bellota': [18.8, 866.0], 'New Sub - Westley - Quinto (Proposed)': [19.9, 4.0]} | 278191 | 33267 | 0.12 | 244924 | 0.88 | 11347 | 0.04 |  |  | 199302 | 0.72 | 0.17 | 58096 | 0.21 | 191754 | 0.69 |  | 6138 | 0.02 | 0 | 0 | 81182 | 0.29 | 197009 | 27681 | 0.1 | 250510 | 37460 | 0.13 | 240731 | 98603 | 0.35 | 179587 | 10 | 0 | 278181 | 9838 | 0.04 | 268353
109 | Dumbarton | PGE GBA | {'Fremont': [5.3, 632.0], 'Newark': [5.5, 632.0], 'Eastshore': [5.7, 132.0], 'Mt Eden': [5.7, 180.0], 'Mt. Eden': [5.7, 180.0], 'Ravenswood': [6.2, 136.0], 'Cooley Landing': [6.9, 100.0], 'Castro Valley': [9.4, 82.0], 'Grant': [9.7, 48.0], 'Dixon Landing': [10.2, 632.0], 'Whisman': [10.6, 19.0], 'Nortech': [10.9, 480.0], 'Los Esteros': [11.3, 595.0], 'Menlo': [11.7, 92.0], 'San Leandro U': [11.8, 48.0], 'Mountain View': [12.2, 9.0], 'Vineyard': [13.6, 627.0], 'Scott': [13.7, 6.0], 'Trimble': [14.1, 6.0], 'Jefferson': [14.2, 88.0], 'Edes': [14.6, 46.0], 'FMC': [16.4, 2.0], 'Oakland J': [16.7, 6.0], 'Burlingame': [16.8, 22.0]} | 41179 | 4413 | 0.11 | 36766 | 0.89 | 9184 | 0.22 |  |  | 26181 | 0.64 | 0.34 | 135 | 0 | 101 | 0 |  | 33058 | 0.8 | 0 | 0 | 23449 | 0.57 | 17730 | 12997 | 0.32 | 28182 | 23066 | 0.56 | 18113 | 31357 | 0.76 | 9822 | 18869 | 0.46 | 22310 | 3462 | 0.08 | 37717
110 | Altamont | PGE GBA | {'Altamont Midway (Sandhill)': [0.0, 1693.0], 'Vasco': [3.3, 1451.0], 'Windmaster': [4.1, 1356.0], 'Los Positas': [4.5, 1451.0], 'Las Positas': [4.5, 1451.0], 'Delta Pumps': [4.7, 669.0], 'Delta PP': [4.7, 670.0], 'Midway Green Ridge Services': [5.1, 278.0], 'Cayetano': [5.1, 1451.0], 'Kelso': [5.3, 247.0], 'Tracy': [6.3, 247.0], 'Tesla': [6.6, 247.0], 'North Dublin': [9.8, 1451.0], 'GWF Tracy': [10.5, 247.0], 'Lammers': [11.1, 247.0], 'Vineyard': [11.1, 1451.0], 'Tassajara': [13.0, 1451.0], 'San Ramon': [14.0, 1451.0], 'Kasson': [18.2, 247.0]} | 206844 | 6559 | 0.03 | 200285 | 0.97 | 64307 | 0.31 |  |  | 119178 | 0.58 | 0.14 | 12780 | 0.06 | 48161 | 0.23 |  | 128738 | 0.62 | 11116 | 0.05 | 112190 | 0.54 | 94654 | 104959 | 0.51 | 101885 | 113019 | 0.55 | 93825 | 149939 | 0.72 | 56905 | 60921 | 0.29 | 145922 | 12763 | 0.06 | 194081
111 | Hoodoo Wash | SDGE Arizona | {} | 115459 | 85068 | 0.74 | 30391 | 0.26 | 0 | 0 |  |  | 0 | 0 | 0 | 0 | 0 | 0 | 0 |  | 0 | 0 | 0 | 0 | 0 | 0 | 115459 | 0 | 0 | 115459 | 0 | 0 | 115459 | 0 | 0 | 115459 | 0 | 0 | 115459 | 0 | 0 | 115459
112 | Wyandotte | PGE NGBA | {'Palermo': [2.9, 3273.0], 'Thermalito': [5.1, 1001.0], 'Table Mt.': [7.1, 467.0], 'Honcut': [12.3, 19.0], 'POE': [16.6, 629.0]} | 257964 | 25918 | 0.1 | 232047 | 0.9 | 17644 | 0.07 |  |  | 168711 | 0.65 | 0.16 | 80270 | 0.31 | 26248 | 0.1 |  | 97055 | 0.38 | 8631 | 0.03 | 184285 | 0.71 | 73679 | 31472 | 0.12 | 226492 | 95200 | 0.37 | 162765 | 222544 | 0.86 | 35420 | 58187 | 0.23 | 199777 | 34237 | 0.13 | 223727
113 | Laguna Bell | SCE Metro | {} | 309 | 243 | 0.79 | 65 | 0.21 | 0 | 0 |  |  | 129 | 0.42 | 0.48 | 0 | 0 | 0 | 0 |  | 35 | 0.11 | 0 | 0 | 0 | 0 | 309 | 28 | 0.09 | 281 | 53 | 0.17 | 256 | 53 | 0.17 | 256 | 0 | 0 | 309 | 11 | 0.04 | 297
114 | El Casco | SCE Eastern | {'San Bernardino': [12.1, 900.0], 'Vista (SCE)': [14.7, 77.0], 'Vista': [14.7, 77.0], 'Cardiff': [14.8, 92.0], 'Valley': [16.4, 1564.0]} | 105225 | 17579 | 0.17 | 87646 | 0.83 | 14756 | 0.14 |  |  | 54413 | 0.52 | 0.23 | 9388 | 0.09 | 3016 | 0.03 |  | 71438 | 0.68 | 24304 | 0.23 | 33874 | 0.32 | 71350 | 35686 | 0.34 | 69538 | 58314 | 0.55 | 46910 | 76594 | 0.73 | 28631 | 41289 | 0.39 | 63935 | 5992 | 0.06 | 99233
115 | Le Grand | PGE Fresno | {'Chowchilla': [4.7, 26384.0], 'Dairyland': [9.4, 25967.0], 'Wilson': [10.5, 8281.0], 'El Nido': [11.8, 18903.0], 'Merced': [13.2, 8223.0], 'Storey': [19.2, 168.0]} | 356390 | 75585 | 0.21 | 280806 | 0.79 | 73623 | 0.21 |  |  | 259605 | 0.73 | 0.09 | 155512 | 0.44 | 91953 | 0.26 |  | 134263 | 0.38 | 0 | 0 | 157162 | 0.44 | 199228 | 117091 | 0.33 | 239299 | 132462 | 0.37 | 223928 | 217922 | 0.61 | 138468 | 73164 | 0.21 | 283226 | 51530 | 0.14 | 304860
116 | Tupman | PGE Kern | {'Norco': [5.2, 3933.0], 'Rio Bravo': [6.1, 12760.0], 'Renfro': [6.4, 8602.0], 'Tevis': [8.3, 2009.0], '7th Standard': [9.8, 5322.0], 'Kern Power': [9.9, 2903.0], 'Midway': [10.7, 8827.0], 'Rosedale': [10.9, 2164.0], 'Shafter': [11.4, 12473.0], 'Stockdale': [11.7, 1150.0], 'Lerdo': [12.1, 5756.0], 'West Park': [13.0, 564.0], 'Old River': [13.9, 1070.0], 'Ganso': [14.3, 8353.0], 'Panama': [14.5, 986.0], 'Casaloma': [14.9, 171.0], 'Bakersfield': [15.1, 225.0], 'Kern Oil': [15.2, 585.0], 'Midway - Wheeler Ridge (Proposed)': [16.2, 312.0], 'Mt Poso': [17.0, 1293.0], 'Sycamore': [17.1, 126.0], 'Famoso': [17.8, 561.0], 'Charca': [17.9, 737.0], 'Semitropic': [19.5, 111.0]} | 307655 | 33472 | 0.11 | 274183 | 0.89 | 66947 | 0.22 |  |  | 218180 | 0.71 | 0.11 | 54216 | 0.18 | 158786 | 0.52 |  | 14439 | 0.05 | 0 | 0 | 56163 | 0.18 | 251492 | 95210 | 0.31 | 212445 | 170555 | 0.55 | 137100 | 178074 | 0.58 | 129581 | 2152 | 0.01 | 305503 | 20317 | 0.07 | 287338
117 | Henrietta | PGE Fresno | {'Mustang': [1.1, 54893.0], 'Leprino': [3.9, 53313.0], 'Lemoore': [7.5, 33980.0], 'Guernsey': [13.8, 25889.0], 'Gates': [14.2, 3815.0], 'GWF Hanford': [14.3, 20958.0], 'Schindler': [17.1, 2751.0], 'Waukena': [19.4, 726.0]} | 369328 | 153218 | 0.41 | 216110 | 0.59 | 84867 | 0.23 |  |  | 249402 | 0.68 | 0.09 | 164058 | 0.44 | 171321 | 0.46 |  | 4920 | 0.01 | 0 | 0 | 38792 | 0.11 | 330536 | 10358 | 0.03 | 358970 | 19661 | 0.05 | 349667 | 54398 | 0.15 | 314930 | 0 | 0 | 369328 | 6943 | 0.02 | 362386
118 | Castro Valley | PGE GBA | {'Mt Eden': [4.7, 1296.0], 'Mt. Eden': [4.7, 1296.0], 'San Leandro U': [4.9, 1262.0], 'Grant': [5.5, 1262.0], 'Eastshore': [5.5, 1296.0], 'San Ramon': [7.8, 30.0], 'Edes': [7.9, 1260.0], 'Dumbarton': [9.4, 82.0], 'Oakland J': [9.7, 1220.0], 'Tassajara': [11.2, 30.0], 'Vineyard': [11.3, 63.0], 'North Dublin': [11.6, 30.0], 'Fremont': [11.8, 34.0], 'Moraga': [12.2, 630.0], 'Oakland X': [12.2, 1214.0], 'Newark': [13.9, 34.0], 'Oakland L': [14.1, 1206.0], 'Oakland C': [14.1, 1214.0], 'Ravenswood': [14.4, 42.0], 'Cooley Landing': [15.6, 6.0], 'Cayetano': [16.1, 4.0], 'Dixon Landing': [18.0, 33.0], 'SAN FRAN A (POTRERO PP)': [18.2, 587.0], 'Potrero': [18.2, 593.0], 'Martin': [18.9, 297.0]} | 52294 | 4614 | 0.09 | 47680 | 0.91 | 6278 | 0.12 |  |  | 36515 | 0.7 | 0.43 | 312 | 0.01 | 148 | 0 |  | 41517 | 0.79 | 237 | 0 | 26579 | 0.51 | 25716 | 16443 | 0.31 | 35851 | 34442 | 0.66 | 17853 | 42704 | 0.82 | 9590 | 19738 | 0.38 | 32556 | 3683 | 0.07 | 48611
119 | Vineyard | PGE GBA | {'North Dublin': [5.2, 2540.0], 'Cayetano': [6.6, 2447.0], 'San Ramon': [6.8, 1596.0], 'Los Positas': [6.9, 3138.0], 'Las Positas': [6.9, 3141.0], 'Vasco': [8.1, 2476.0], 'Tassajara': [9.5, 1520.0], 'Fremont': [10.7, 2351.0], 'Altamont Midway (Sandhill)': [11.1, 1446.0], 'Altamont': [11.1, 1451.0], 'Castro Valley': [11.3, 63.0], 'Dumbarton': [13.6, 627.0], 'Mt Eden': [13.7, 111.0], 'Mt. Eden': [13.7, 111.0], 'Newark': [13.8, 966.0], 'Eastshore': [14.6, 34.0], 'Windmaster': [14.7, 1109.0], 'Midway Green Ridge Services': [15.0, 31.0], 'Dixon Landing': [15.2, 933.0], 'Delta Pumps': [15.6, 422.0], 'Delta PP': [15.6, 423.0], 'Kelso': [16.3, 0.0], 'Los Esteros': [17.4, 589.0], 'Nortech': [18.3, 474.0]} | 117061 | 4036 | 0.03 | 113025 | 0.97 | 28191 | 0.24 |  |  | 82163 | 0.7 | 0.11 | 2492 | 0.02 | 278 | 0 |  | 110602 | 0.94 | 4076 | 0.03 | 81552 | 0.7 | 35509 | 59513 | 0.51 | 57548 | 78431 | 0.67 | 38630 | 105646 | 0.9 | 11415 | 53201 | 0.45 | 63861 | 7423 | 0.06 | 109639
120 | Trout Canyon | SCE EOP | {'Gamebird': [9.0, 8025.0], 'Sandy Valley': [9.4, 1332.0], 'Thousandaire': [10.9, 6831.0], 'Pahrump': [13.6, 5983.0]} | 91258 | 21280 | 0.23 | 69978 | 0.77 | 15593 | 0.17 |  |  | 4328 | 0.05 | 0.78 | 0 | 0 | 0 | 0 |  | 5 | 0 | 0 | 0 | 3107 | 0.03 | 88151 | 50 | 0 | 91208 | 19993 | 0.22 | 71265 | 21593 | 0.24 | 69665 | 14288 | 0.16 | 76970 | 42 | 0 | 91216
121 | Columbus | PGE Kern | {'Cal Water': [2.7, 13798.0], 'Magunden': [2.8, 8389.0], 'Bakersfield': [3.7, 11752.0], 'Sycamore': [4.7, 9951.0], 'Casaloma': [5.1, 6409.0], 'Kern Oil': [5.4, 9001.0], 'West Park': [5.9, 7754.0], 'Rosedale': [7.9, 5229.0], 'Unknown - 3327': [8.3, 8389.0], 'Lamont': [8.3, 8389.0], 'Panama': [8.5, 4276.0], 'Kern Power': [8.9, 3816.0], 'Stockdale': [9.1, 3177.0], '7th Standard': [11.1, 4978.0], 'Poso Mt.': [11.2, 6790.0], 'Grimmway-Malaga': [11.4, 8389.0], 'Tevis': [11.9, 1136.0], 'Renfro': [12.6, 502.0], 'Mt Poso': [12.9, 6795.0], 'Lerdo': [13.8, 5612.0], 'Old River': [16.0, 532.0], 'Rio Bravo': [18.2, 5.0]} | 270204 | 47714 | 0.18 | 222490 | 0.82 | 42830 | 0.16 |  |  | 203268 | 0.75 | 0.13 | 12442 | 0.05 | 89202 | 0.33 |  | 103503 | 0.38 | 20 | 0 | 129667 | 0.48 | 140537 | 40249 | 0.15 | 229956 | 74816 | 0.28 | 195388 | 145433 | 0.54 | 124772 | 69567 | 0.26 | 200638 | 6409 | 0.02 | 263795
122 | Lewis | SCE Metro | {'Villa Park': [3.7, 127.0], 'Serrano': [6.4, 127.0], 'Johanna': [7.2, 125.0], 'Olinda': [9.6, 2.0], 'Santiago': [12.5, 125.0], 'Walnut': [14.1, 2.0], 'Viejo': [17.7, 1.0], 'Chino': [18.2, 1.0]} | 16815 | 2131 | 0.13 | 14684 | 0.87 | 505 | 0.03 |  |  | 8943 | 0.53 | 0.5 | 57 | 0 | 33 | 0 |  | 7561 | 0.45 | 2379 | 0.14 | 5744 | 0.34 | 11072 | 1938 | 0.12 | 14877 | 7501 | 0.45 | 9315 | 12875 | 0.77 | 3941 | 5278 | 0.31 | 11538 | 1639 | 0.1 | 15177
123 | Standard Oil 2 | PGE GBA | {'Standard Oil': [0.0, 4668.0], 'Richmond R': [2.2, 4496.0], 'San Pablo': [4.0, 4009.0], 'El Cerrito G': [5.5, 4422.0], 'Sobrante': [10.6, 3018.0], 'Christie': [10.8, 2165.0], 'Ignacio': [11.8, 279.0], 'Oakland L': [11.8, 963.0], 'Oakland C': [12.3, 799.0], 'Carquinez': [12.6, 1996.0], 'Oakland X': [13.5, 384.0], 'Potrero': [13.5, 1215.0], 'SAN FRAN A (POTRERO PP)': [13.5, 1227.0], 'Moraga': [14.5, 324.0], 'Alhambra': [14.7, 1903.0], 'Martinez': [15.7, 1874.0], 'Oakland J': [16.3, 209.0], 'Parkway': [16.5, 1860.0], 'Bahia': [16.6, 1874.0], 'Martin': [17.2, 107.0], 'Edes': [18.3, 11.0]} | 44679 | 12828 | 0.29 | 31850 | 0.71 | 4905 | 0.11 |  |  | 22512 | 0.5 | 0.48 | 3327 | 0.07 | 90 | 0 |  | 13798 | 0.31 | 0 | 0 | 5839 | 0.13 | 38839 | 18199 | 0.41 | 26480 | 29358 | 0.66 | 15321 | 30042 | 0.67 | 14637 | 4163 | 0.09 | 40516 | 3687 | 0.08 | 40992
124 | Mc Mullin | PGE Fresno | {'Kearney (New)': [9.7, 26712.0], 'Helm': [10.3, 30566.0], 'Crescent': [10.8, 26212.0], 'West Fresno': [12.8, 13780.0], 'New Sub - Los Banos - Midway (Proposed)': [14.9, 6226.0], 'California Ave': [15.2, 7826.0], 'Biola': [15.5, 7250.0], 'Schindler': [15.7, 7334.0], 'Malaga': [16.0, 5434.0], 'Ashlan': [16.5, 3447.0], 'Fig Garden': [17.4, 1501.0], 'Figarden': [17.4, 1512.0], 'Herndon': [17.9, 930.0], 'Gregg': [18.5, 604.0], 'Excelsior': [19.0, 2167.0], 'McCall': [19.3, 165.0]} | 383413 | 141447 | 0.37 | 241967 | 0.63 | 45607 | 0.12 |  |  | 275784 | 0.72 | 0.12 | 177574 | 0.46 | 180389 | 0.47 |  | 4237 | 0.01 | 0 | 0 | 57924 | 0.15 | 325489 | 30528 | 0.08 | 352885 | 32121 | 0.08 | 351292 | 80320 | 0.21 | 303093 | 0 | 0 | 383413 | 5627 | 0.01 | 377786
125 | Taft | PGE Kern | {'Sunrise': [7.7, 848.0], 'Elk Hills': [8.6, 946.0], 'Sunset': [10.5, 796.0], 'Copus': [11.8, 927.0], 'Midway - Wheeler Ridge (Proposed)': [12.0, 927.0]} | 152223 | 12948 | 0.09 | 139275 | 0.91 | 63103 | 0.41 |  |  | 85240 | 0.56 | 0.05 | 26304 | 0.17 | 32435 | 0.21 |  | 10578 | 0.07 | 0 | 0 | 47202 | 0.31 | 105021 | 65593 | 0.43 | 86630 | 100715 | 0.66 | 51508 | 115866 | 0.76 | 36357 | 19156 | 0.13 | 133067 | 2820 | 0.02 | 149403
126 | Pleasant Grove | PGE NGBA | {'Atlantic': [4.7, 10025.0], 'Lincoln': [5.5, 16145.0], 'Rio Oso': [11.6, 14223.0], 'East Nicolaus': [14.0, 12829.0], 'Bell': [14.4, 3861.0], 'Gold Hill': [14.6, 1434.0], 'Higgins': [19.3, 369.0]} | 181522 | 40156 | 0.22 | 141365 | 0.78 | 7451 | 0.04 |  |  | 122173 | 0.67 | 0.27 | 52186 | 0.29 | 42965 | 0.24 |  | 67562 | 0.37 | 55 | 0 | 71906 | 0.4 | 109615 | 5346 | 0.03 | 176175 | 37875 | 0.21 | 143646 | 108540 | 0.6 | 72982 | 18529 | 0.1 | 162992 | 34630 | 0.19 | 146891
127 | Newark | PGE GBA | {'Fremont': [3.1, 1214.0], 'Dixon Landing': [4.6, 1184.0], 'Dumbarton': [5.5, 632.0], 'Nortech': [5.8, 730.0], 'Los Esteros': [5.9, 844.0], 'Cooley Landing': [7.9, 6.0], 'Whisman': [8.0, 6.0], 'Ravenswood': [8.3, 6.0], 'Scott': [8.8, 255.0], 'Trimble': [8.9, 255.0], 'Mountain View': [9.4, 6.0], 'Mt Eden': [11.1, 111.0], 'Mt. Eden': [11.1, 111.0], 'Eastshore': [11.2, 34.0], 'FMC': [11.3, 251.0], 'San Jose B': [12.0, 249.0], 'Menlo': [12.7, 4.0], 'San Jose A': [12.9, 249.0], 'Vineyard': [13.8, 966.0], 'Castro Valley': [13.9, 34.0], 'Stone': [15.2, 249.0], 'Evergreen': [15.9, 249.0], 'Swift': [16.1, 249.0], 'Los Positas': [19.6, 96.0], 'Las Positas': [19.6, 99.0]} | 46788 | 3714 | 0.08 | 43074 | 0.92 | 18212 | 0.39 |  |  | 25136 | 0.54 | 0.14 | 129 | 0 | 101 | 0 |  | 43833 | 0.94 | 283 | 0.01 | 26894 | 0.57 | 19894 | 17974 | 0.38 | 28814 | 25257 | 0.54 | 21530 | 32944 | 0.7 | 13844 | 28818 | 0.62 | 17970 | 3624 | 0.08 | 43163
128 | Dairyland | PGE Fresno | {'Chowchilla': [5.8, 45566.0], 'Le Grand': [9.4, 25967.0], 'El Nido': [9.7, 22576.0], 'Newhall': [13.1, 15981.0], 'Storey': [16.3, 3609.0], 'Madera': [17.0, 3653.0], 'Wilson': [17.3, 904.0], 'Merced': [17.8, 1592.0]} | 412646 | 94980 | 0.23 | 317666 | 0.77 | 87464 | 0.21 |  |  | 304420 | 0.74 | 0.09 | 227873 | 0.55 | 119683 | 0.29 |  | 105464 | 0.26 | 0 | 0 | 197699 | 0.48 | 214947 | 94466 | 0.23 | 318180 | 118480 | 0.29 | 294166 | 247962 | 0.6 | 164684 | 21807 | 0.05 | 390839 | 53928 | 0.13 | 358718
129 | Chino | SCE Metro | {'Mira Loma': [6.5, 3842.0], 'Padua': [8.7, 3355.0], 'Rancho Vista': [10.3, 3376.0], 'Etiwanda': [10.7, 3376.0], 'Wildlife': [13.1, 2324.0], 'Rerc': [13.1, 2336.0], 'Serrano': [13.4, 1080.0], 'Olinda': [14.4, 620.0], 'Villa Park': [15.5, 42.0], 'Walnut': [15.5, 295.0], 'Lewis': [18.2, 1.0]} | 19171 | 5211 | 0.27 | 13960 | 0.73 | 1521 | 0.08 |  |  | 10996 | 0.57 | 0.29 | 363 | 0.02 | 1289 | 0.07 |  | 8256 | 0.43 | 5492 | 0.29 | 7135 | 0.37 | 12036 | 1848 | 0.1 | 17323 | 3984 | 0.21 | 15186 | 10102 | 0.53 | 9069 | 7654 | 0.4 | 11517 | 1999 | 0.1 | 17172
130 | El Segundo | SCE Metro | {'Chevmain': [1.2, 60.0], 'El Nido': [3.0, 58.0], 'Redondo': [4.6, 55.0], 'La Fresa': [5.8, 54.0], 'La Cienega': [6.9, 21.0], 'Windsor': [7.1, 21.0], 'Arcogen': [12.0, 36.0]} | 2745 | 620 | 0.23 | 2125 | 0.77 | 93 | 0.03 |  |  | 1392 | 0.51 | 0.19 | 0 | 0 | 0 | 0 |  | 67 | 0.02 | 774 | 0.28 | 281 | 0.1 | 2463 | 118 | 0.04 | 2626 | 1579 | 0.58 | 1166 | 1860 | 0.68 | 885 | 122 | 0.04 | 2622 | 189 | 0.07 | 2556
131 | San Leandro U | PGE GBA | {'Grant': [2.8, 1568.0], 'Edes': [3.2, 1619.0], 'Castro Valley': [4.9, 1262.0], 'Oakland J': [5.1, 1579.0], 'Mt Eden': [6.0, 1340.0], 'Mt. Eden': [6.0, 1340.0], 'Eastshore': [6.2, 1384.0], 'Oakland X': [8.0, 1573.0], 'Oakland C': [9.5, 1573.0], 'Moraga': [9.6, 986.0], 'Oakland L': [9.6, 1565.0], 'Dumbarton': [11.8, 48.0], 'SAN FRAN A (POTRERO PP)': [13.3, 946.0], 'Potrero': [13.3, 952.0], 'Sobrante': [14.0, 94.0], 'Martin': [14.2, 601.0], 'Ravenswood': [15.2, 42.0], 'Cooley Landing': [16.5, 6.0], 'El Cerrito G': [16.6, 91.0]} | 34672 | 3803 | 0.11 | 30870 | 0.89 | 4716 | 0.14 |  |  | 23244 | 0.67 | 0.29 | 2 | 0 | 0 | 0 |  | 21251 | 0.61 | 0 | 0 | 21013 | 0.61 | 13659 | 8201 | 0.24 | 26471 | 21873 | 0.63 | 12800 | 29696 | 0.86 | 4977 | 12705 | 0.37 | 21968 | 2313 | 0.07 | 32360
132 | Ganso | PGE Kern | {'Midway': [6.8, 15287.0], 'Semitropic': [7.0, 12207.0], 'Shafter': [7.4, 15538.0], 'Goose Lake': [10.1, 9785.0], 'Charca': [10.2, 9661.0], 'Rio Bravo': [11.3, 9817.0], 'Tupman': [14.3, 8353.0], 'Smyrna': [15.1, 5486.0], 'Famoso': [15.5, 489.0], 'Temblor': [16.1, 107.0], 'Lerdo': [16.6, 2388.0], 'Kernridge': [16.8, 262.0], 'Norco': [16.9, 1986.0], 'Renfro': [17.8, 3477.0], '7th Standard': [18.3, 1468.0]} | 335760 | 33673 | 0.1 | 302087 | 0.9 | 54277 | 0.16 |  |  | 266277 | 0.79 | 0.09 | 63160 | 0.19 | 209271 | 0.62 |  | 19654 | 0.06 | 0 | 0 | 86645 | 0.26 | 249116 | 40783 | 0.12 | 294977 | 148068 | 0.44 | 187693 | 200016 | 0.6 | 135744 | 1879 | 0.01 | 333882 | 17381 | 0.05 | 318380
133 | Poso Mountain | PGE Kern | {'Mt Poso': [7.0, 32071.0], 'Sycamore': [7.7, 23125.0], 'Kern Oil': [9.0, 20718.0], 'Cal Water': [10.1, 6572.0], 'Columbus': [11.2, 6790.0], 'Lerdo': [11.6, 22905.0], 'Bakersfield': [12.2, 9980.0], '7th Standard': [12.8, 15520.0], 'West Park': [13.7, 6894.0], 'Famoso': [14.1, 13379.0], 'Rosedale': [14.3, 7119.0], 'Kern Power': [14.7, 6813.0], 'Casaloma': [15.0, 78.0], 'Renfro': [16.6, 3799.0], 'Rio Bravo': [18.8, 1058.0]} | 329777 | 48893 | 0.15 | 280884 | 0.85 | 82809 | 0.25 |  |  | 235580 | 0.71 | 0.08 | 6967 | 0.02 | 71118 | 0.22 |  | 204634 | 0.62 | 2733 | 0.01 | 208161 | 0.63 | 121617 | 59248 | 0.18 | 270530 | 86116 | 0.26 | 243662 | 214232 | 0.65 | 115545 | 129381 | 0.39 | 200397 | 4892 | 0.01 | 324885
134 | Avena | PGE GBA | {'Valley Home': [6.0, 26941.0], 'Ripon': [7.8, 17342.0], 'Riverbank': [9.4, 12732.0], 'Manteca': [9.6, 19590.0], 'Weber': [11.4, 18654.0], 'Bellota': [12.3, 9468.0], 'Vierra': [12.3, 12103.0], 'French Camp': [13.1, 12658.0], 'Cottle': [13.3, 11374.0], 'Stockton A': [14.7, 8399.0], 'Warnerville': [15.3, 11139.0], 'Kasson': [16.9, 200.0], 'Stagg': [19.1, 1097.0], 'Lockeford': [20.0, 1.0], 'Westley': [20.1, 4.0]} | 296971 | 57681 | 0.19 | 239290 | 0.81 | 26713 | 0.09 |  |  | 190204 | 0.64 | 0.17 | 105440 | 0.36 | 126200 | 0.42 |  | 58311 | 0.2 | 0 | 0 | 99979 | 0.34 | 196992 | 32676 | 0.11 | 264295 | 79171 | 0.27 | 217800 | 145794 | 0.49 | 151177 | 32095 | 0.11 | 264876 | 17785 | 0.06 | 279186
135 | Martin | PGE GBA | {'SAN FRAN A (POTRERO PP)': [3.9, 2966.0], 'Potrero': [3.9, 2968.0], 'Millbrae': [6.9, 272.0], 'Burlingame': [8.3, 195.0], 'Oakland C': [9.5, 2159.0], 'Oakland L': [10.6, 2159.0], 'Oakland J': [11.4, 1975.0], 'Edes': [12.0, 1893.0], 'Oakland X': [12.0, 2052.0], 'Grant': [13.8, 548.0], 'San Leandro U': [14.2, 601.0], 'Richmond R': [15.7, 1143.0], 'El Cerrito G': [15.9, 1507.0], 'Eastshore': [16.8, 419.0], 'Moraga': [16.8, 1575.0], 'Standard Oil 2': [17.2, 107.0], 'Standard Oil': [17.2, 111.0], 'Mt Eden': [17.4, 375.0], 'Mt. Eden': [17.4, 375.0], 'Sobrante': [17.8, 722.0], 'Jefferson': [18.4, 32.0], 'Castro Valley': [18.9, 297.0]} | 17467 | 6095 | 0.35 | 11372 | 0.65 | 1121 | 0.06 |  |  | 5738 | 0.33 | 0.54 | 77 | 0 | 158 | 0.01 |  | 0 | 0 | 0 | 0 | 1850 | 0.11 | 15617 | 5811 | 0.33 | 11656 | 9824 | 0.56 | 7643 | 10862 | 0.62 | 6605 | 1583 | 0.09 | 15884 | 928 | 0.05 | 16539
136 | Harry Allen | <Null> | {} | 0 | 0 | 0 | 0 | 0 | 0 | 0 |  |  | 0 | 0 | 0 | 0 | 0 | 0 | 0 |  | 0 | 0 | 0 | 0 | 0 | 0 | 0 | 0 | 0 | 0 | 0 | 0 | 0 | 0 | 0 | 0 | 0 | 0 | 0 | 0 | 0 | 0
137 | Rio Oso | PGE NGBA | {'East Nicolaus': [4.4, 22791.0], 'Lincoln': [9.5, 16284.0], 'Pleasant Grove': [11.6, 14223.0], 'Olivehurst': [11.7, 7041.0], 'Bogue': [14.0, 5811.0], 'Greenleaf 1': [14.5, 3261.0], 'Sutter Power': [14.5, 3289.0], 'Atlantic': [16.1, 3303.0], 'East Marysville': [16.7, 5123.0], 'Pease': [19.4, 199.0]} | 288190 | 43680 | 0.15 | 244510 | 0.85 | 10762 | 0.04 |  |  | 222664 | 0.77 | 0.18 | 86347 | 0.3 | 113970 | 0.4 |  | 52890 | 0.18 | 0 | 0 | 117150 | 0.41 | 171039 | 10609 | 0.04 | 277580 | 96903 | 0.34 | 191286 | 189217 | 0.66 | 98972 | 14210 | 0.05 | 273980 | 45953 | 0.16 | 242237
138 | Loveland | SDGE Imperial | {'Alpine': [2.1, 3784.0], 'Suncrest': [6.4, 3540.0], 'Los Coches': [7.6, 1661.0], 'El Cajon': [10.4, 1441.0], 'Santee': [10.9, 1171.0], 'Spring Valley': [12.8, 261.0], 'Salt Creek': [13.8, 261.0], 'Miguel': [13.8, 261.0], 'Creelman': [15.7, 4.0], 'Otay Mesa': [16.9, 257.0]} | 107212 | 9881 | 0.09 | 97331 | 0.91 | 25023 | 0.23 |  |  | 53038 | 0.49 | 0.13 | 447 | 0 | 104 | 0 |  | 14436 | 0.13 | 92397 | 0.86 | 30911 | 0.29 | 76301 | 35623 | 0.33 | 71589 | 64297 | 0.6 | 42915 | 76815 | 0.72 | 30397 | 57006 | 0.53 | 50206 | 4081 | 0.04 | 103131
139 | Huntington Beach | SCE Metro | {'Ellis': [3.4, 48.0], 'Johanna': [8.6, 46.0], 'Alamitos': [10.8, 2.0], 'Barre': [11.3, 2.0], 'Santiago': [12.1, 37.0], 'Del Amo': [15.6, 2.0], 'Long Beach': [16.4, 2.0], 'Harborgen': [17.0, 2.0], 'Hinson': [18.5, 2.0]} | 6773 | 1212 | 0.18 | 5561 | 0.82 | 412 | 0.06 |  |  | 650 | 0.1 | 0.52 | 2 | 0 | 13 | 0 |  | 75 | 0.01 | 0 | 0 | 131 | 0.02 | 6642 | 1482 | 0.22 | 5291 | 5366 | 0.79 | 1407 | 5495 | 0.81 | 1278 | 18 | 0 | 6755 | 396 | 0.06 | 6376
140 | Rossmoor | PGE GBA | {'Lakewood': [3.3, 4.0], 'Meadow Lane': [7.0, 4.0], 'Sobrante': [7.5, 4.0], 'Alhambra': [9.4, 4.0], 'Martinez': [10.6, 4.0], 'Christie': [11.8, 4.0], 'Bahia': [15.4, 4.0], 'Carquinez': [18.2, 4.0]} | 64776 | 8703 | 0.13 | 56073 | 0.87 | 7179 | 0.11 |  |  | 43808 | 0.68 | 0.28 | 278 | 0 | 72 | 0 |  | 45400 | 0.7 | 313 | 0 | 28889 | 0.45 | 35887 | 31812 | 0.49 | 32965 | 45634 | 0.7 | 19143 | 54002 | 0.83 | 10775 | 19045 | 0.29 | 45731 | 3482 | 0.05 | 61294
141 | Salado | PGE GBA | {'Stanislaus Resource Recovery Facility': [2.5, 9616.0], 'Crow Creek': [3.4, 8700.0], 'Fink (Proposed)': [3.7, 7355.0], 'Crows Landing': [4.6, 11317.0], 'New Sub - Westley - Quinto (Proposed)': [8.0, 2179.0], 'Westley': [11.4, 825.0], 'Miller': [11.9, 2972.0]} | 309854 | 32840 | 0.11 | 277014 | 0.89 | 76823 | 0.25 |  |  | 194173 | 0.63 | 0.11 | 36482 | 0.12 | 145848 | 0.47 |  | 91118 | 0.29 | 28900 | 0.09 | 147542 | 0.48 | 162312 | 29623 | 0.1 | 280231 | 49941 | 0.16 | 259913 | 169155 | 0.55 | 140699 | 94586 | 0.31 | 215268 | 8684 | 0.03 | 301170
142 | Lighthipe | SCE Metro | {'Del Amo': [5.0, 1775.0], 'Hinson': [5.0, 1814.0], 'Arcogen': [5.9, 1814.0], 'Harborgen': [7.7, 1814.0], 'Long Beach': [8.5, 1814.0], 'La Fresa': [9.0, 461.0], 'Alamitos': [9.1, 1814.0], 'Redondo': [12.4, 1.0]} | 5704 | 2150 | 0.38 | 3554 | 0.62 | 1007 | 0.18 |  |  | 2899 | 0.51 | 0.27 | 0 | 0 | 0 | 0 |  | 0 | 0 | 0 | 0 | 3 | 0 | 5700 | 597 | 0.1 | 5107 | 3510 | 0.62 | 2194 | 3513 | 0.62 | 2190 | 0 | 0 | 5704 | 24 | 0 | 5680
143 | Santee | SDGE Imperial | {'Los Coches': [4.0, 1171.0], 'El Cajon': [4.1, 1171.0], 'Alpine': [10.5, 1171.0], 'Loveland': [10.9, 1171.0], 'Creelman': [13.2, 4.0], 'Suncrest': [16.8, 1167.0]} | 61086 | 5666 | 0.09 | 55420 | 0.91 | 7768 | 0.13 |  |  | 21495 | 0.35 | 0.25 | 1383 | 0.02 | 303 | 0 |  | 16881 | 0.28 | 43337 | 0.71 | 31785 | 0.52 | 29301 | 26586 | 0.44 | 34499 | 39263 | 0.64 | 21823 | 50474 | 0.83 | 10612 | 20099 | 0.33 | 40986 | 2078 | 0.03 | 59008
144 | Cholame | PGE Fresno | {'Cal Flats': [12.8, 5102.0], 'Estrella': [15.1, 14430.0], 'Union (Estrella)': [15.1, 14430.0]} | 320484 | 70245 | 0.22 | 250239 | 0.78 | 138761 | 0.43 |  |  | 163788 | 0.51 | 0.06 | 36030 | 0.11 | 15655 | 0.05 |  | 209061 | 0.65 | 12386 | 0.04 | 116782 | 0.36 | 203702 | 29232 | 0.09 | 291252 | 55119 | 0.17 | 265365 | 144755 | 0.45 | 175729 | 159555 | 0.5 | 160930 | 4058 | 0.01 | 316426
145 | Grand Island | PGE NGBA | {'Shiloh III': [14.5, 8107.0], 'Lodi': [14.8, 19.0], 'Lambie': [14.9, 6817.0], 'Lambie Energy': [14.9, 6817.0], 'Birds Landing': [14.9, 8260.0], 'Live Oak': [15.2, 132.0], 'Collinsville': [16.9, 6334.0], 'Contra Costa PP': [17.7, 2598.0], 'Contra Costa': [19.2, 220.0]} | 326400 | 43235 | 0.13 | 283165 | 0.87 | 55713 | 0.17 |  |  | 240372 | 0.74 | 0.1 | 104467 | 0.32 | 142312 | 0.44 |  | 60748 | 0.19 | 0 | 0 | 33617 | 0.1 | 292784 | 81434 | 0.25 | 244966 | 92799 | 0.28 | 233601 | 110800 | 0.34 | 215600 | 3501 | 0.01 | 322900 | 37625 | 0.12 | 288776
146 | Long Beach | SCE Metro | {'Harborgen': [0.9, 2131.0], 'Arcogen': [3.7, 2125.0], 'Hinson': [3.7, 2127.0], 'Alamitos': [7.2, 2095.0], 'Lighthipe': [8.5, 1814.0], 'Del Amo': [9.3, 1888.0], 'La Fresa': [9.5, 475.0], 'Redondo': [10.9, 10.0], 'Barre': [14.2, 2.0], 'Huntington Beach': [16.4, 2.0], 'Ellis': [17.1, 2.0]} | 7229 | 2210 | 0.31 | 5019 | 0.69 | 1054 | 0.15 |  |  | 2912 | 0.4 | 0.48 | 0 | 0 | 0 | 0 |  | 0 | 0 | 0 | 0 | 10 | 0 | 7219 | 597 | 0.08 | 6632 | 4955 | 0.69 | 2275 | 4965 | 0.69 | 2265 | 0 | 0 | 7229 | 34 | 0 | 7195
147 | Coyote | PGE GBA | {'Metcalf 1': [0.3, 1769.0], 'Santa Teresa': [2.7, 976.0], 'Edenvale': [3.1, 944.0], 'Piercy': [4.0, 746.0], 'Swift': [7.6, 746.0], 'Evergreen': [7.7, 746.0], 'Morgan Hill': [8.2, 1064.0], 'Hicks': [8.5, 108.0], 'Stone': [8.8, 746.0], 'San Jose A': [11.3, 746.0], 'El Patio': [11.4, 95.0], 'San Jose B': [11.9, 746.0], 'FMC': [13.0, 631.0], 'Trimble': [14.9, 499.0], 'Scott': [15.7, 120.0], 'Los Esteros': [17.6, 136.0], 'Llagas': [18.2, 708.0]} | 100281 | 9747 | 0.1 | 90534 | 0.9 | 25044 | 0.25 |  |  | 53883 | 0.54 | 0.12 | 2480 | 0.02 | 1335 | 0.01 |  | 62263 | 0.62 | 22082 | 0.22 | 69439 | 0.69 | 30842 | 23473 | 0.23 | 76808 | 40006 | 0.4 | 60275 | 76839 | 0.77 | 23442 | 61892 | 0.62 | 38389 | 3891 | 0.04 | 96390
148 | New Sub - Los Banos - Midway (Proposed) | PGE Fresno | {'Crescent': [4.5, 75605.0], 'Excelsior': [5.8, 67836.0], 'Schindler': [7.2, 67736.0], 'Cantua': [7.6, 43370.0], 'Helm': [7.9, 48972.0], 'Tranquility': [12.6, 18535.0], 'Mc Mullin': [14.9, 6226.0]} | 408342 | 160079 | 0.39 | 248263 | 0.61 | 96829 | 0.24 |  |  | 303400 | 0.74 | 0.07 | 194821 | 0.48 | 153701 | 0.38 |  | 26083 | 0.06 | 12 | 0 | 111689 | 0.27 | 296654 | 12732 | 0.03 | 395610 | 25291 | 0.06 | 383051 | 118716 | 0.29 | 289626 | 23523 | 0.06 | 384819 | 5322 | 0.01 | 403020
149 | Vista (SCE) | SCE Eastern | {'Vista (SCE)': [0.0, 434.0], 'Cardiff': [4.8, 358.0], 'San Bernardino': [5.3, 434.0], 'Wildlife': [9.4, 234.0], 'Rerc': [9.4, 234.0], 'El Casco': [14.7, 77.0]} | 45293 | 3471 | 0.08 | 41823 | 0.92 | 6215 | 0.14 |  |  | 19814 | 0.44 | 0.27 | 2184 | 0.05 | 696 | 0.02 |  | 24657 | 0.54 | 16989 | 0.38 | 18564 | 0.41 | 26729 | 20432 | 0.45 | 24861 | 27018 | 0.6 | 18275 | 36790 | 0.81 | 8503 | 17364 | 0.38 | 27929 | 2394 | 0.05 | 42899
150 | Fairway | PGE Kern | {'Divide': [5.7, 12613.0], 'Mesa': [6.8, 22737.0], 'Sisquoc': [6.9, 19297.0], 'Callender': [12.3, 8777.0], 'Oceano': [15.3, 4194.0], 'Cabrillo': [18.6, 1170.0]} | 224279 | 53567 | 0.24 | 170712 | 0.76 | 88776 | 0.4 |  |  | 124400 | 0.55 | 0.08 | 22288 | 0.1 | 43600 | 0.19 |  | 67264 | 0.3 | 3380 | 0.02 | 38642 | 0.17 | 185636 | 12375 | 0.06 | 211904 | 70312 | 0.31 | 153967 | 85337 | 0.38 | 138942 | 65172 | 0.29 | 159107 | 11520 | 0.05 | 212758
151 | Pisgah | SCE NOL | {} | 46751 | 11066 | 0.24 | 35685 | 0.76 | 19552 | 0.42 |  |  | 16702 | 0.36 | 0.09 | 218 | 0 | 13 | 0 |  | 0 | 0 | 0 | 0 | 12089 | 0.26 | 34662 | 9091 | 0.19 | 37660 | 10327 | 0.22 | 36424 | 16140 | 0.35 | 30611 | 30461 | 0.65 | 16291 | 686 | 0.01 | 46066
152 | Sloan Canyon | SCE EOP | {'Eldorado': [5.3, 23518.0], 'Mead': [11.1, 10609.0]} | 102569 | 32863 | 0.32 | 69706 | 0.68 | 0 | 0 |  |  | 0 | 0 | 0 | 0 | 0 | 0 | 0 |  | 0 | 0 | 0 | 0 | 0 | 0 | 102569 | 0 | 0 | 102569 | 0 | 0 | 102569 | 0 | 0 | 102569 | 0 | 0 | 102569 | 0 | 0 | 102569
153 | Templeton | PGE Kern | {'Estrella': [7.3, 40079.0], 'Union (Estrella)': [7.3, 40079.0], 'Morro Bay': [16.0, 356.0]} | 306724 | 90588 | 0.3 | 216136 | 0.7 | 34974 | 0.11 |  |  | 226053 | 0.74 | 0.13 | 42353 | 0.14 | 21186 | 0.07 |  | 159289 | 0.52 | 24314 | 0.08 | 71975 | 0.23 | 234748 | 49928 | 0.16 | 256796 | 91586 | 0.3 | 215137 | 131219 | 0.43 | 175505 | 101148 | 0.33 | 205576 | 13119 | 0.04 | 293604
154 | Palomar Energy | SDGE Imperial | {'Cannon': [2.8, 300.0], 'Encina': [2.9, 241.0], 'Shadowridge': [3.1, 679.0], 'San Marcos': [5.2, 665.0], 'Ocean Ranch': [6.1, 136.0], 'Melrose': [6.1, 507.0], 'San Luis Rey': [6.7, 135.0], 'Escondido': [9.9, 651.0], 'Artesian': [11.3, 555.0], 'North City Metering': [12.0, 377.0], 'Pendleton': [13.2, 49.0], 'Monserate': [14.6, 104.0], 'Penasquitos': [14.7, 3.0], 'Lilac': [14.7, 104.0], 'Chicarita': [15.4, 448.0], 'Valley Center': [17.2, 38.0], 'Avocado': [18.4, 4.0], 'Pala': [19.1, 15.0]} | 26719 | 2391 | 0.09 | 24328 | 0.91 | 129 | 0 |  |  | 2863 | 0.11 | 0.37 | 5778 | 0.22 | 1620 | 0.06 |  | 6878 | 0.26 | 632 | 0.02 | 18216 | 0.68 | 8503 | 7764 | 0.29 | 18955 | 15129 | 0.57 | 11590 | 22305 | 0.83 | 4414 | 1207 | 0.05 | 25512 | 1680 | 0.06 | 25039
155 | Sisquoc | PGE Kern | {'Fairway': [6.9, 19297.0], 'Divide': [7.5, 12694.0], 'Mesa': [11.4, 14373.0], 'Cabrillo': [17.4, 1600.0], 'Callender': [18.5, 608.0]} | 256735 | 44951 | 0.18 | 211785 | 0.82 | 127937 | 0.5 |  |  | 121752 | 0.47 | 0.07 | 22486 | 0.09 | 39447 | 0.15 |  | 93498 | 0.36 | 17266 | 0.07 | 72828 | 0.28 | 183907 | 12453 | 0.05 | 244282 | 88237 | 0.34 | 168498 | 125561 | 0.49 | 131174 | 97174 | 0.38 | 159562 | 9949 | 0.04 | 246786
156 | Alberhill | SCE Eastern | {'Lee Lake (Proposed)': [2.4, 5263.0], 'Valley': [14.7, 2075.0], 'Wildlife': [16.0, 47.0], 'Rerc': [16.0, 47.0]} | 56370 | 10385 | 0.18 | 45985 | 0.82 | 9013 | 0.16 |  |  | 16711 | 0.3 | 0.27 | 2596 | 0.05 | 120 | 0 |  | 23218 | 0.41 | 26030 | 0.46 | 17349 | 0.31 | 39020 | 20558 | 0.36 | 35812 | 27048 | 0.48 | 29322 | 41752 | 0.74 | 14618 | 18484 | 0.33 | 37886 | 4266 | 0.08 | 52104
157 | Sanger | PGE Fresno | {'Malaga': [6.4, 17905.0], 'McCall': [6.9, 18490.0], 'California Ave': [8.5, 13953.0], 'Clovis': [9.1, 13799.0], 'Wahtoke': [10.8, 8553.0], 'West Fresno': [11.5, 5596.0], 'Bullard': [11.9, 4591.0], 'Ashlan': [13.3, 396.0], 'Reedley': [14.8, 3242.0], 'Kearney (New)': [15.0, 1332.0], 'Woodward': [15.2, 659.0], 'Kingsburg': [15.3, 2771.0]} | 271627 | 49557 | 0.18 | 222070 | 0.82 | 13496 | 0.05 |  |  | 136837 | 0.5 | 0.23 | 47126 | 0.17 | 141830 | 0.52 |  | 53392 | 0.2 | 0 | 0 | 71113 | 0.26 | 200514 | 42242 | 0.16 | 229385 | 48287 | 0.18 | 223339 | 86030 | 0.32 | 185597 | 38475 | 0.14 | 233152 | 19256 | 0.07 | 252371
158 | Lammers | PGE GBA | {'GWF Tracy': [0.7, 2190.0], 'Tesla': [4.7, 1761.0], 'Midway Green Ridge Services': [6.0, 1703.0], 'Kasson': [7.7, 2279.0], 'Tracy': [8.1, 1703.0], 'Kelso': [9.0, 1646.0], 'Delta PP': [9.9, 993.0], 'Delta Pumps': [9.9, 995.0], 'Windmaster': [10.8, 404.0], 'Altamont': [11.1, 247.0], 'Altamont Midway (Sandhill)': [11.1, 255.0], 'Vierra': [12.5, 127.0], 'Manteca': [15.1, 16.0], 'Westley': [17.4, 405.0], 'Ripon': [18.2, 0.0], 'New Sub - Westley - Quinto (Proposed)': [19.2, 1.0]} | 287526 | 3932 | 0.01 | 283594 | 0.99 | 80835 | 0.28 |  |  | 176031 | 0.61 | 0.15 | 18024 | 0.06 | 121032 | 0.42 |  | 111741 | 0.39 | 22230 | 0.08 | 156407 | 0.54 | 131119 | 101273 | 0.35 | 186253 | 103115 | 0.36 | 184411 | 176847 | 0.62 | 110679 | 72458 | 0.25 | 215068 | 14695 | 0.05 | 272831
159 | Chevmain | SCE Metro | {'El Segundo': [1.2, 60.0], 'El Nido': [1.8, 60.0], 'Redondo': [3.9, 57.0], 'La Fresa': [4.6, 57.0], 'Windsor': [7.0, 21.0], 'La Cienega': [7.0, 21.0], 'Arcogen': [10.8, 36.0]} | 4008 | 1262 | 0.31 | 2746 | 0.69 | 431 | 0.11 |  |  | 2343 | 0.58 | 0.2 | 0 | 0 | 0 | 0 |  | 61 | 0.02 | 435 | 0.11 | 47 | 0.01 | 3961 | 118 | 0.03 | 3890 | 2491 | 0.62 | 1517 | 2538 | 0.63 | 1470 | 76 | 0.02 | 3932 | 128 | 0.03 | 3880
160 | Telegraph Canyon | SDGE Imperial | {'Salt Creek': [3.4, 173.0], 'Miguel': [3.4, 185.0], 'Otay': [3.8, 211.0], 'Bay Boulevard': [5.0, 171.0], 'San Ysidro': [5.3, 201.0], 'Imperial Beach': [6.0, 171.0], 'Otay Mesa': [7.5, 49.0], 'Silvergate': [8.4, 164.0], 'Vine': [11.7, 161.0], 'Mission': [12.3, 158.0], 'Old Town': [13.5, 158.0], 'Point Loma': [14.5, 158.0]} | 23991 | 1551 | 0.06 | 22440 | 0.94 | 4348 | 0.18 |  |  | 8985 | 0.37 | 0.21 | 79 | 0 | 14 | 0 |  | 9083 | 0.38 | 7088 | 0.3 | 5612 | 0.23 | 18378 | 15639 | 0.65 | 8352 | 21709 | 0.9 | 2282 | 22205 | 0.93 | 1786 | 6896 | 0.29 | 17095 | 1337 | 0.06 | 22653
161 | Grant | PGE GBA | {'San Leandro U': [2.8, 1568.0], 'Eastshore': [4.0, 1576.0], 'Mt Eden': [4.2, 1341.0], 'Mt. Eden': [4.2, 1341.0], 'Edes': [5.0, 1566.0], 'Castro Valley': [5.5, 1262.0], 'Oakland J': [7.0, 1526.0], 'Dumbarton': [9.7, 48.0], 'Oakland X': [10.1, 1520.0], 'Oakland C': [11.0, 1520.0], 'Oakland L': [11.4, 1512.0], 'Moraga': [12.3, 932.0], 'Burlingame': [12.4, 222.0], 'Ravenswood': [12.5, 264.0], 'Millbrae': [13.4, 222.0], 'SAN FRAN A (POTRERO PP)': [13.7, 893.0], 'Potrero': [13.7, 899.0], 'Martin': [13.8, 548.0], 'Cooley Landing': [13.9, 6.0], 'Jefferson': [16.4, 222.0], 'Sobrante': [16.5, 67.0], 'Menlo': [16.8, 33.0], 'El Cerrito G': [18.7, 40.0]} | 33261 | 3846 | 0.12 | 29415 | 0.88 | 4046 | 0.12 |  |  | 22630 | 0.68 | 0.3 | 6 | 0 | 0 | 0 |  | 21185 | 0.64 | 0 | 0 | 19959 | 0.6 | 13302 | 7448 | 0.22 | 25813 | 20155 | 0.61 | 13106 | 28142 | 0.85 | 5119 | 13110 | 0.39 | 20151 | 2366 | 0.07 | 30896
162 | East Marysville | PGE NGBA | {'Olivehurst': [5.1, 15077.0], 'Pease': [5.4, 8779.0], 'Bogue': [5.8, 15946.0], 'Greenleaf 1': [10.4, 5739.0], 'Sutter Power': [10.4, 5778.0], 'Honcut': [11.1, 3131.0], 'Rio Oso': [16.7, 5123.0], 'East Nicolaus': [17.7, 2015.0], 'Meridian': [18.6, 255.0]} | 289481 | 30764 | 0.11 | 258717 | 0.89 | 14780 | 0.05 |  |  | 206465 | 0.71 | 0.15 | 80404 | 0.28 | 115504 | 0.4 |  | 61201 | 0.21 | 0 | 0 | 153149 | 0.53 | 136332 | 19928 | 0.07 | 269553 | 66267 | 0.23 | 223214 | 201506 | 0.7 | 87975 | 25468 | 0.09 | 264013 | 30795 | 0.11 | 258686
163 | Caribou 2 | PGE NGBA | {'Caribou': [0.0, 17358.0], 'Belden': [7.7, 4100.0], 'Bucks Creek': [9.9, 1399.0], 'Grizzly': [15.4, 13.0], 'Rock Creek': [16.3, 13.0], 'Rock Creek 1': [16.3, 13.0]} | 163872 | 47242 | 0.29 | 116630 | 0.71 | 115854 | 0.71 |  |  | 39051 | 0.24 | 0.13 | 5113 | 0.03 | 0 | 0 |  | 86017 | 0.52 | 40424 | 0.25 | 24288 | 0.15 | 139584 | 75381 | 0.46 | 88491 | 65170 | 0.4 | 98702 | 98268 | 0.6 | 65604 | 48907 | 0.3 | 114965 | 14104 | 0.09 | 149768
164 | Dixon Landing | PGE GBA | {'Los Esteros': [2.2, 1493.0], 'Nortech': [3.3, 1115.0], 'Newark': [4.6, 1184.0], 'Trimble': [5.3, 905.0], 'Scott': [5.9, 904.0], 'Fremont': [6.2, 1181.0], 'FMC': [7.7, 901.0], 'San Jose B': [8.2, 899.0], 'Whisman': [8.8, 6.0], 'San Jose A': [9.1, 899.0], 'Mountain View': [9.6, 6.0], 'Dumbarton': [10.2, 632.0], 'Stone': [11.1, 899.0], 'Cooley Landing': [11.3, 6.0], 'El Patio': [11.6, 112.0], 'Evergreen': [11.6, 899.0], 'Swift': [11.6, 899.0], 'Ravenswood': [12.0, 6.0], 'Piercy': [15.0, 264.0], 'Vineyard': [15.2, 933.0], 'Menlo': [15.4, 4.0], 'Mt Eden': [15.6, 110.0], 'Mt. Eden': [15.6, 110.0], 'Eastshore': [15.8, 33.0], 'Edenvale': [16.3, 264.0], 'Santa Teresa': [16.8, 264.0], 'Castro Valley': [18.0, 33.0], 'Metcalf 1': [19.0, 23.0], 'Los Positas': [19.8, 65.0], 'Las Positas': [19.8, 67.0]} | 56224 | 4286 | 0.08 | 51937 | 0.92 | 26553 | 0.47 |  |  | 26536 | 0.47 | 0.07 | 170 | 0 | 107 | 0 |  | 52408 | 0.93 | 2383 | 0.04 | 34304 | 0.61 | 21920 | 21178 | 0.38 | 35045 | 25971 | 0.46 | 30253 | 39947 | 0.71 | 16276 | 39216 | 0.7 | 17008 | 3895 | 0.07 | 52328
165 | New Sub - Gates - Templeton (Proposed) | PGE Kern | {'New Sub - Gates - Templeton (Proposed)': [0.0, 20113.0], 'Avenal': [6.9, 17775.0], 'Gates': [8.5, 14598.0], 'Cal Flats': [13.3, 402.0]} | 308114 | 34444 | 0.11 | 273670 | 0.89 | 98117 | 0.32 |  |  | 204350 | 0.66 | 0.07 | 34067 | 0.11 | 95661 | 0.31 |  | 87675 | 0.28 | 14068 | 0.05 | 138487 | 0.45 | 169627 | 19978 | 0.06 | 288136 | 80671 | 0.26 | 227443 | 180295 | 0.59 | 127819 | 90822 | 0.29 | 217292 | 2259 | 0.01 | 305856
166 | Westley | PGE Fresno | {'New Sub - Westley - Quinto (Proposed)': [0.1, 3285.0], 'Westley': [4.6, 1783.0], 'Salado': [8.0, 2147.0], 'Stanislaus Resource Recovery Facility': [10.4, 1933.0], 'Crow Creek': [11.2, 1882.0], 'Fink (Proposed)': [11.4, 1864.0], 'Crows Landing': [12.5, 1889.0], 'Kasson': [17.0, 45.0], 'Ripon': [17.3, 37.0], 'Lammers': [19.1, 6.0], 'Miller': [19.4, 168.0], 'GWF Tracy': [19.5, 6.0], 'Vierra': [19.7, 1.0], 'Manteca': [19.8, 4.0]} | 315043 | 14293 | 0.05 | 300750 | 0.95 | 85412 | 0.27 |  |  | 193243 | 0.61 | 0.11 | 23910 | 0.08 | 149363 | 0.47 |  | 96618 | 0.31 | 37795 | 0.12 | 193785 | 0.62 | 121258 | 54127 | 0.17 | 260916 | 73609 | 0.23 | 241434 | 211124 | 0.67 | 103919 | 109229 | 0.35 | 205814 | 9887 | 0.03 | 305156
167 | Antelope | SCE Northern | {'Rosamond': [12.8, 23229.0], 'Neenach': [12.9, 11315.0], 'Whirlwind': [14.2, 14655.0], 'Vincent': [17.4, 2596.0]} | 211284 | 91454 | 0.43 | 119830 | 0.57 | 16447 | 0.08 |  |  | 43385 | 0.21 | 0.5 | 4149 | 0.02 | 3687 | 0.02 |  | 36690 | 0.17 | 31083 | 0.15 | 23777 | 0.11 | 187507 | 59280 | 0.28 | 152004 | 47624 | 0.23 | 163660 | 91581 | 0.43 | 119703 | 42565 | 0.2 | 168718 | 8851 | 0.04 | 202433
168 | Atwater | PGE Fresno | {'Cressey': [4.9, 16784.0], 'Merced': [9.2, 833.0], 'Wilson': [12.2, 564.0], 'El Nido': [18.4, 341.0]} | 287496 | 67842 | 0.24 | 219654 | 0.76 | 50746 | 0.18 |  |  | 188792 | 0.66 | 0.11 | 127239 | 0.44 | 108189 | 0.38 |  | 36590 | 0.13 | 0 | 0 | 91044 | 0.32 | 196452 | 79017 | 0.27 | 208479 | 99489 | 0.35 | 188007 | 141982 | 0.49 | 145515 | 13705 | 0.05 | 273791 | 28479 | 0.1 | 259017
169 | Pine Flat | PGE Fresno | {'Balch': [14.1, 14.0], 'Balch 2': [14.2, 14.0], 'Balch 1': [14.6, 14.0]} | 241911 | 17455 | 0.07 | 224456 | 0.93 | 53867 | 0.22 |  |  | 127273 | 0.53 | 0.15 | 26798 | 0.11 | 26783 | 0.11 |  | 144915 | 0.6 | 3194 | 0.01 | 147013 | 0.61 | 94899 | 73717 | 0.3 | 168195 | 88433 | 0.37 | 153478 | 185869 | 0.77 | 56043 | 122964 | 0.51 | 118947 | 17409 | 0.07 | 224502
170 | Murray | SDGE Imperial | {'Spring Valley': [3.8, 2.0], 'Elliot': [4.1, 3.0], 'Elliott': [4.2, 3.0], 'Mission': [6.6, 3.0], 'Kearny': [6.9, 3.0], 'Mesa Heights': [8.2, 3.0], 'Silvergate': [9.6, 3.0], 'Vine': [9.7, 3.0], 'Old Town': [9.9, 3.0], 'Point Loma': [12.6, 3.0], 'Bay Boulevard': [13.3, 3.0], 'Imperial Beach': [15.0, 0.0]} | 39427 | 2488 | 0.06 | 36939 | 0.94 | 4927 | 0.12 |  |  | 14867 | 0.38 | 0.24 | 183 | 0 | 81 | 0 |  | 11989 | 0.3 | 21516 | 0.55 | 18058 | 0.46 | 21369 | 20934 | 0.53 | 18493 | 30683 | 0.78 | 8744 | 36772 | 0.93 | 2655 | 8884 | 0.23 | 30542 | 1474 | 0.04 | 37953
171 | Lathrop | SCE EOP | {'Jackass (DOE)': [9.0, 8298.0], 'Valley Switch': [9.4, 40509.0], 'Valley (VEA)': [11.3, 43177.0]} | 249633 | 116676 | 0.47 | 132957 | 0.53 | 0 | 0 |  |  | 0 | 0 | 0 | 0 | 0 | 0 | 0 |  | 0 | 0 | 0 | 0 | 0 | 0 | 249633 | 0 | 0 | 249633 | 0 | 0 | 249633 | 0 | 0 | 249633 | 0 | 0 | 249633 | 30 | 0 | 249603
172 | Semitropic | PGE Kern | {'Charca': [6.3, 14043.0], 'Ganso': [7.0, 12207.0], 'Goose Lake': [7.9, 9309.0], 'Smyrna': [8.2, 12342.0], 'Shafter': [9.0, 7050.0], 'Famoso': [13.1, 532.0], 'Midway': [13.7, 3372.0], 'Rio Bravo': [14.8, 1597.0], 'Lerdo': [17.4, 239.0], 'Tupman': [19.5, 111.0]} | 327614 | 49735 | 0.15 | 277879 | 0.85 | 36944 | 0.11 |  |  | 272541 | 0.83 | 0.09 | 84076 | 0.26 | 200155 | 0.61 |  | 24648 | 0.08 | 0 | 0 | 83031 | 0.25 | 244583 | 26605 | 0.08 | 301009 | 113060 | 0.35 | 214554 | 165220 | 0.5 | 162394 | 2079 | 0.01 | 325535 | 16209 | 0.05 | 311405
173 | Hopland | PGE NGBA | {'Hartley': [10.8, 5996.0], 'Ukiah': [13.2, 2967.0], 'Calpella': [16.7, 1595.0], 'Eagle Rock': [17.6, 24.0], 'Konocti': [18.4, 82.0]} | 182535 | 20957 | 0.11 | 161578 | 0.89 | 8900 | 0.05 |  |  | 150591 | 0.82 | 0.1 | 7414 | 0.04 | 11378 | 0.06 |  | 86989 | 0.48 | 76390 | 0.42 | 100205 | 0.55 | 82331 | 58191 | 0.32 | 124344 | 83014 | 0.45 | 99521 | 140871 | 0.77 | 41664 | 80256 | 0.44 | 102279 | 2514 | 0.01 | 180022
174 | Point Loma | SDGE Imperial | {'Old Town': [2.9, 1060.0], 'Vine': [3.2, 1060.0], 'Silvergate': [6.1, 1017.0], 'Mission': [6.3, 1059.0], 'Mesa Heights': [7.5, 833.0], 'Kearny': [8.6, 832.0], 'Elliott': [9.8, 760.0], 'Elliot': [9.9, 758.0], 'Bay Boulevard': [12.2, 695.0], 'Penasquitos': [12.3, 56.0], 'Murray': [12.6, 3.0], 'Spring Valley': [13.4, 69.0], 'Imperial Beach': [13.5, 408.0], 'Otay': [14.4, 167.0], 'Telegraph Canyon': [14.5, 158.0], 'North City Metering': [15.1, 42.0], 'Miguel': [15.1, 140.0], 'Salt Creek': [15.2, 127.0], 'San Ysidro': [17.3, 145.0]} | 6172 | 1046 | 0.17 | 5126 | 0.83 | 2806 | 0.45 |  |  | 661 | 0.11 | 0.21 | 0 | 0 | 0 | 0 |  | 727 | 0.12 | 0 | 0 | 780 | 0.13 | 5392 | 1667 | 0.27 | 4504 | 4298 | 0.7 | 1874 | 5049 | 0.82 | 1123 | 67 | 0.01 | 6104 | 127 | 0.02 | 6045
175 | Whirlwind | SCE Northern | {'Neenach': [6.9, 39706.0], 'Rosamond': [11.2, 22046.0], 'Antelope': [14.2, 14655.0], 'Windhub': [15.0, 2622.0], 'Highwind': [17.0, 352.0]} | 273608 | 101083 | 0.37 | 172525 | 0.63 | 26825 | 0.1 |  |  | 84066 | 0.31 | 0.38 | 5776 | 0.02 | 4472 | 0.02 |  | 47089 | 0.17 | 12964 | 0.05 | 64014 | 0.23 | 209595 | 101443 | 0.37 | 172165 | 75549 | 0.28 | 198059 | 154257 | 0.56 | 119351 | 62235 | 0.23 | 211374 | 4501 | 0.02 | 269107 | 10.1083
176 | Gould | SCE Metro | {'Eagle Rock': [4.9, 200.0], 'Windsor': [18.5, 3.0], 'La Cienega': [18.8, 3.0]} | 2475 | 929 | 0.38 | 1547 | 0.62 | 63 | 0.03 |  |  | 1745 | 0.71 | 0.11 | 4 | 0 | 49 | 0.02 |  | 1814 | 0.73 | 38 | 0.02 | 873 | 0.35 | 1603 | 0 | 0 | 2475 | 15 | 0.01 | 2460 | 888 | 0.36 | 1587 | 1062 | 0.43 | 1413 | 234 | 0.09 | 2242
177 | Burney Forest | PGE NGBA | {'Burney Forest Power': [0.0, 45596.0], 'Carberry': [2.4, 41458.0], 'New Sub - Pit 1 - Cottonwood (Proposed)': [6.7, 26316.0], 'Pit 3': [8.5, 18857.0], 'Pit 4': [10.3, 11729.0], 'Cove Road': [11.1, 10395.0], 'Round Mt.': [12.5, 6166.0], 'Pit 1': [13.7, 10578.0], 'James B Black': [15.7, 554.0]} | 258782 | 81073 | 0.31 | 177709 | 0.69 | 146898 | 0.57 |  |  | 104839 | 0.41 | 0.05 | 8380 | 0.03 | 94 | 0 |  | 134438 | 0.52 | 10382 | 0.04 | 110619 | 0.43 | 148163 | 44334 | 0.17 | 214448 | 44661 | 0.17 | 214121 | 136200 | 0.53 | 122582 | 73212 | 0.28 | 185570 | 17842 | 0.07 | 240940
178 | GWF Hanford | PGE Fresno | {'Guernsey': [3.1, 78569.0], 'Lemoore': [8.8, 37040.0], 'Waukena': [9.9, 44055.0], 'Leprino': [10.5, 41511.0], 'Corcoran': [12.2, 27747.0], 'Henrietta': [14.3, 20958.0], 'Mustang': [15.3, 16860.0], 'Kingsburg': [15.6, 7568.0]} | 372436 | 170364 | 0.46 | 202072 | 0.54 | 38128 | 0.1 |  |  | 285734 | 0.77 | 0.12 | 180055 | 0.48 | 149770 | 0.4 |  | 116 | 0 | 0 | 0 | 25329 | 0.07 | 347106 | 12830 | 0.03 | 359606 | 33827 | 0.09 | 338608 | 56686 | 0.15 | 315750 | 678 | 0 | 371758 | 11900 | 0.03 | 360535
179 | San Ramon | PGE GBA | {'Tassajara': [4.1, 1520.0], 'North Dublin': [4.2, 1596.0], 'Vineyard': [6.8, 1596.0], 'Castro Valley': [7.8, 30.0], 'Cayetano': [8.9, 1569.0], 'Los Positas': [11.4, 1566.0], 'Las Positas': [11.4, 1566.0], 'Vasco': [12.2, 1557.0], 'Altamont Midway (Sandhill)': [14.0, 1446.0], 'Altamont': [14.0, 1451.0], 'Fremont': [14.2, 75.0], 'Windmaster': [16.4, 1109.0], 'Delta Pumps': [17.5, 422.0], 'Delta PP': [17.5, 423.0], 'Kelso': [18.4, 0.0], 'Midway Green Ridge Services': [19.0, 31.0]} | 90315 | 5206 | 0.06 | 85108 | 0.94 | 15298 | 0.17 |  |  | 66452 | 0.74 | 0.14 | 2439 | 0.03 | 287 | 0 |  | 83993 | 0.93 | 885 | 0.01 | 55173 | 0.61 | 35142 | 44168 | 0.49 | 46147 | 62936 | 0.7 | 27379 | 76880 | 0.85 | 13434 | 38760 | 0.43 | 51554 | 6049 | 0.07 | 84265
180 | Stanislaus | PGE Fresno | {'Crow Creek': [0.9, 10915.0], 'Fink (Proposed)': [1.1, 9477.0], 'Salado': [2.5, 9616.0], 'Crows Landing': [3.0, 11782.0], 'Miller': [9.3, 4538.0], 'New Sub - Westley - Quinto (Proposed)': [10.3, 1965.0], 'Westley': [13.9, 426.0], 'Quinto': [18.9, 24.0]} | 304908 | 35713 | 0.12 | 269195 | 0.88 | 83016 | 0.27 |  |  | 185973 | 0.61 | 0.11 | 40297 | 0.13 | 131629 | 0.43 |  | 98985 | 0.32 | 26570 | 0.09 | 138238 | 0.45 | 166670 | 27700 | 0.09 | 277208 | 49176 | 0.16 | 255731 | 160657 | 0.53 | 144250 | 100504 | 0.33 | 204404 | 9286 | 0.03 | 295622
181 | Magunden | SCE Northern | {'Columbus': [2.8, 8389.0], 'Cal Water': [4.4, 8078.0], 'Casaloma': [4.8, 7846.0], 'Bakersfield': [5.0, 6036.0], 'Unknown - 3327': [5.5, 10582.0], 'Lamont': [5.6, 10581.0], 'West Park': [6.7, 4414.0], 'Panama': [7.2, 6127.0], 'Sycamore': [7.4, 3156.0], 'Kern Oil': [7.8, 2206.0], 'Grimmway-Malaga': [8.6, 10587.0], 'Stockdale': [8.7, 4564.0], 'Rosedale': [8.8, 2510.0], 'Kern Power': [9.9, 1497.0], 'Tevis': [12.0, 1254.0], 'Renfro': [13.7, 6.0], 'Old River': [14.6, 1923.0], 'Wheeler Ridge': [19.2, 879.0]} | 263687 | 44323 | 0.17 | 219364 | 0.83 | 37817 | 0.14 |  |  | 202945 | 0.77 | 0.12 | 18390 | 0.07 | 99396 | 0.38 |  | 80744 | 0.31 | 38 | 0 | 116159 | 0.44 | 147528 | 39300 | 0.15 | 224388 | 73735 | 0.28 | 189952 | 136760 | 0.52 | 126927 | 61573 | 0.23 | 202114 | 5874 | 0.02 | 257813
182 | Alamitos | SCE Metro | {'Del Amo': [5.8, 1888.0], 'Long Beach': [7.2, 2095.0], 'Barre': [7.4, 2.0], 'Harborgen': [7.4, 2095.0], 'Hinson': [8.0, 2095.0], 'Arcogen': [9.0, 2093.0], 'Lighthipe': [9.1, 1814.0], 'Ellis': [10.5, 2.0], 'Huntington Beach': [10.8, 2.0], 'La Fresa': [15.2, 464.0], 'Redondo': [17.5, 1.0]} | 9546 | 2127 | 0.22 | 7418 | 0.78 | 1085 | 0.11 |  |  | 2889 | 0.3 | 0.51 | 0 | 0 | 0 | 0 |  | 0 | 0 | 0 | 0 | 0 | 0 | 9546 | 1407 | 0.15 | 8139 | 7387 | 0.77 | 2159 | 7387 | 0.77 | 2159 | 0 | 0 | 9546 | 338 | 0.04 | 9207
183 | Valley Springs | PGE GBA | {'Clay': [12.7, 163.0], 'Rancho Seco - Bellota (Proposed)': [13.8, 35.0], 'Camanche': [14.0, 52.0]} | 209355 | 8480 | 0.04 | 200876 | 0.96 | 17204 | 0.08 |  |  | 129898 | 0.62 | 0.16 | 4689 | 0.02 | 1752 | 0.01 |  | 130249 | 0.62 | 1273 | 0.01 | 184586 | 0.88 | 24769 | 43934 | 0.21 | 165421 | 76731 | 0.37 | 132624 | 192439 | 0.92 | 16917 | 115635 | 0.55 | 93721 | 14860 | 0.07 | 194495
184 | Blythe | SCE Eastern | {'Colorado River': [12.5, 10949.0]} | 226113 | 51100 | 0.23 | 175012 | 0.77 | 47801 | 0.21 |  |  | 124070 | 0.55 | 0.11 | 21210 | 0.09 | 63817 | 0.28 |  | 0 | 0 | 0 | 0 | 64800 | 0.29 | 161312 | 68646 | 0.3 | 157466 | 46894 | 0.21 | 179219 | 94177 | 0.42 | 131935 | 64309 | 0.28 | 161803 | 5789 | 0.03 | 220324
185 | Midway | PGE Kern | {'Ganso': [6.8, 15287.0], 'Tupman': [10.7, 8827.0], 'Shafter': [10.7, 10706.0], 'Rio Bravo': [11.0, 9874.0], 'Norco': [11.5, 2850.0], 'Temblor': [13.7, 25.0], 'Semitropic': [13.7, 3372.0], 'Goose Lake': [15.5, 2602.0], 'Charca': [15.9, 1816.0], 'Renfro': [16.2, 3951.0], 'Kernridge': [16.3, 32.0], '7th Standard': [18.1, 1353.0], 'Lerdo': [18.1, 1823.0], 'Famoso': [19.7, 9.0]} | 311682 | 38030 | 0.12 | 273652 | 0.88 | 60654 | 0.19 |  |  | 235377 | 0.76 | 0.09 | 44011 | 0.14 | 154770 | 0.5 |  | 9669 | 0.03 | 0 | 0 | 57973 | 0.19 | 253709 | 69064 | 0.22 | 242618 | 177275 | 0.57 | 134407 | 188095 | 0.6 | 123587 | 2679 | 0.01 | 309003 | 22640 | 0.07 | 289043
186 | Buena Vista | PGE GBA | {'Salinas': [2.3, 14790.0], 'Crazy Horse Canyon': [9.0, 9630.0], 'Moss Landing': [13.3, 6587.0]} | 178247 | 28462 | 0.16 | 149785 | 0.84 | 30223 | 0.17 |  |  | 120086 | 0.67 | 0.13 | 7892 | 0.04 | 63132 | 0.35 |  | 64518 | 0.36 | 12482 | 0.07 | 43999 | 0.25 | 134247 | 15364 | 0.09 | 162883 | 31757 | 0.18 | 146490 | 66698 | 0.37 | 111549 | 48589 | 0.27 | 129658 | 9416 | 0.05 | 168831
187 | Crows Landing | PGE Fresno | {'Crow Creek': [2.8, 11093.0], 'Stanislaus Resource Recovery Facility': [3.0, 11782.0], 'Fink (Proposed)': [3.1, 9529.0], 'Salado': [4.6, 11317.0], 'Miller': [8.8, 5085.0], 'New Sub - Westley - Quinto (Proposed)': [12.5, 1921.0], 'Westley': [15.5, 395.0], 'Quinto': [17.9, 45.0]} | 310408 | 47082 | 0.15 | 263326 | 0.85 | 69254 | 0.22 |  |  | 193483 | 0.62 | 0.13 | 51010 | 0.16 | 140189 | 0.45 |  | 93638 | 0.3 | 14993 | 0.05 | 120372 | 0.39 | 190036 | 28127 | 0.09 | 282281 | 49058 | 0.16 | 261350 | 144648 | 0.47 | 165760 | 83495 | 0.27 | 226913 | 11231 | 0.04 | 299177
188 | Villa Park | SCE Metro | {'Serrano': [2.7, 465.0], 'Lewis': [3.7, 127.0], 'Johanna': [7.2, 348.0], 'Olinda': [10.4, 89.0], 'Santiago': [11.1, 348.0], 'Walnut': [14.9, 81.0], 'Viejo': [15.1, 224.0], 'Chino': [15.5, 42.0]} | 20578 | 2307 | 0.11 | 18272 | 0.89 | 1894 | 0.09 |  |  | 10908 | 0.53 | 0.5 | 64 | 0 | 264 | 0.01 |  | 9210 | 0.45 | 5142 | 0.25 | 7095 | 0.34 | 13483 | 3329 | 0.16 | 17250 | 9223 | 0.45 | 11355 | 15534 | 0.75 | 5045 | 8134 | 0.4 | 12444 | 2178 | 0.11 | 18400
189 | California Ave | PGE Fresno | {'Malaga': [2.8, 22792.0], 'West Fresno': [3.0, 18489.0], 'Ashlan': [6.2, 7021.0], 'Kearney (New)': [6.6, 13791.0], 'Bullard': [7.3, 6936.0], 'Sanger': [8.5, 13953.0], 'Clovis': [8.7, 9227.0], 'Fig Garden': [8.8, 4360.0], 'Figarden': [8.8, 4373.0], 'McCall': [10.2, 13471.0], 'Woodward': [12.3, 528.0], 'Herndon': [12.3, 2975.0], 'Gregg': [12.5, 2808.0], 'Mc Mullin': [15.2, 7826.0], 'Borden': [18.6, 282.0], 'Wahtoke': [18.6, 590.0], 'Kingsburg': [18.9, 331.0]} | 273275 | 70984 | 0.26 | 202292 | 0.74 | 2595 | 0.01 |  |  | 167151 | 0.61 | 0.23 | 64921 | 0.24 | 168505 | 0.62 |  | 25369 | 0.09 | 0 | 0 | 29284 | 0.11 | 243992 | 28799 | 0.11 | 244477 | 28676 | 0.1 | 244600 | 40547 | 0.15 | 232729 | 4920 | 0.02 | 268355 | 12880 | 0.05 | 260395
190 | Calpella | PGE NGBA | {'Mendocino': [3.7, 13018.0], 'Ukiah': [3.8, 11093.0], 'Hartley': [16.2, 269.0], 'Hopland': [16.7, 1595.0]} | 193416 | 32338 | 0.17 | 161078 | 0.83 | 5240 | 0.03 |  |  | 159937 | 0.83 | 0.1 | 4776 | 0.02 | 10626 | 0.05 |  | 93796 | 0.48 | 21261 | 0.11 | 70333 | 0.36 | 123083 | 49838 | 0.26 | 143578 | 80770 | 0.42 | 112646 | 126066 | 0.65 | 67350 | 90930 | 0.47 | 102486 | 3683 | 0.02 | 189733
191 | Tevis | PGE Kern | {'Stockdale': [3.4, 10650.0], 'Kern Power': [4.6, 6695.0], 'Rosedale': [4.9, 6835.0], 'Renfro': [5.1, 4478.0], 'West Park': [6.2, 5658.0], 'Panama': [6.2, 9262.0], 'Casaloma': [7.2, 6362.0], 'Old River': [7.9, 9772.0], 'Tupman': [8.3, 2009.0], '7th Standard': [8.4, 2019.0], 'Bakersfield': [8.4, 3941.0], 'Norco': [10.4, 2421.0], 'Kern Oil': [10.4, 2444.0], 'Rio Bravo': [11.3, 1983.0], 'Columbus': [11.9, 1136.0], 'Magunden': [12.0, 1254.0], 'Sycamore': [12.1, 2094.0], 'Lerdo': [12.6, 1983.0], 'Cal Water': [14.6, 1107.0], 'Unknown - 3327': [15.0, 1656.0], 'Lamont': [15.1, 1596.0], 'Grimmway-Malaga': [15.8, 1869.0], 'Midway - Wheeler Ridge (Proposed)': [15.8, 2713.0], 'Lakeview': [15.8, 4648.0], 'Mt Poso': [15.9, 1477.0], 'Shafter': [17.2, 856.0], 'Copus': [17.8, 1085.0], 'Wheeler Ridge': [18.2, 762.0]} | 294852 | 50761 | 0.17 | 244091 | 0.83 | 49253 | 0.17 |  |  | 219448 | 0.74 | 0.12 | 60510 | 0.21 | 142297 | 0.48 |  | 15000 | 0.05 | 0 | 0 | 56475 | 0.19 | 238377 | 87509 | 0.3 | 207343 | 133097 | 0.45 | 161755 | 152009 | 0.52 | 142843 | 572 | 0 | 294280 | 19659 | 0.07 | 275193
192 | Cal Water | PGE Kern | {'Columbus': [2.7, 13798.0], 'Magunden': [4.4, 8078.0], 'Sycamore': [5.4, 9728.0], 'Bakersfield': [6.3, 10487.0], 'Kern Oil': [6.8, 8778.0], 'Casaloma': [7.9, 5909.0], 'West Park': [8.5, 6490.0], 'Unknown - 3327': [8.9, 8078.0], 'Lamont': [9.0, 8078.0], 'Poso Mt.': [10.1, 6572.0], 'Rosedale': [10.4, 4278.0], 'Panama': [11.1, 3856.0], 'Kern Power': [11.4, 2909.0], 'Stockdale': [11.9, 2823.0], 'Grimmway-Malaga': [12.4, 8078.0], '7th Standard': [12.9, 4174.0], 'Mt Poso': [13.2, 6572.0], 'Tevis': [14.6, 1107.0], 'Lerdo': [15.1, 5190.0], 'Old River': [18.6, 199.0]} | 257357 | 42994 | 0.17 | 214363 | 0.83 | 52873 | 0.21 |  |  | 188159 | 0.73 | 0.09 | 8215 | 0.03 | 61326 | 0.24 |  | 120893 | 0.47 | 3556 | 0.01 | 147610 | 0.57 | 109748 | 48557 | 0.19 | 208800 | 80481 | 0.31 | 176876 | 158243 | 0.61 | 99115 | 91483 | 0.36 | 165874 | 4123 | 0.02 | 253234
193 | Boulevard East | SDGE Imperial | {'Carrizo Gorge': [4.2, 25399.0], 'Crestwood': [5.4, 25673.0], 'East County': [9.3, 4708.0], 'Cameron': [12.5, 14313.0], 'Suncrest - Ocotillo (Proposed)': [13.7, 12905.0], 'Ocotillo Express': [14.4, 929.0]} | 111887 | 33399 | 0.3 | 78488 | 0.7 | 33047 | 0.3 |  |  | 62944 | 0.56 | 0.09 | 233 | 0 | 207 | 0 |  | 25198 | 0.23 | 71109 | 0.64 | 10070 | 0.09 | 101817 | 21318 | 0.19 | 90569 | 31079 | 0.28 | 80807 | 50849 | 0.45 | 61038 | 42376 | 0.38 | 69511 | 2289 | 0.02 | 109598
194 | Margarita | SDGE Imperial | {'Rancho Mission Viejo': [2.4, 1757.0], 'Trabuco': [2.7, 1451.0], 'Q1806': [3.0, 1637.0], 'Capistrano': [3.4, 1842.0], 'Talega': [7.5, 1741.0], 'North of SONGS': [7.6, 1730.0], 'Viejo': [8.2, 648.0], 'Santiago': [11.3, 190.0], 'San Onofre': [13.2, 355.0], 'Johanna': [17.1, 188.0]} | 28418 | 2420 | 0.09 | 25998 | 0.91 | 6082 | 0.21 |  |  | 15691 | 0.55 | 0.31 | 213 | 0.01 | 40 | 0 |  | 6391 | 0.22 | 18735 | 0.66 | 13723 | 0.48 | 14695 | 13606 | 0.48 | 14812 | 16638 | 0.59 | 11780 | 24205 | 0.85 | 4212 | 16265 | 0.57 | 12152 | 2377 | 0.08 | 26040
195 | Escondido | SDGE Imperial | {'San Marcos': [4.6, 1457.0], 'Shadowridge': [7.1, 1397.0], 'Artesian': [7.3, 1053.0], 'Lilac': [9.0, 8681.0], 'Valley Center': [9.2, 8735.0], 'Melrose': [9.6, 1218.0], 'Palomar Airport': [9.9, 651.0], 'Chicarita': [11.6, 950.0], 'Ocean Ranch': [11.8, 685.0], 'Cannon': [12.5, 261.0], 'Encina': [12.6, 201.0], 'North City Metering': [13.1, 473.0], 'Pomerado': [13.7, 503.0], 'San Luis Rey': [13.9, 598.0], 'Scripps': [14.9, 315.0], 'Sycamore Canyon': [15.3, 503.0], 'Penasquitos': [15.5, 101.0], 'Monserate': [15.7, 636.0], 'Pala': [15.9, 3529.0], 'Creelman': [16.9, 382.0], 'Pendleton': [17.9, 307.0], 'Avocado': [19.2, 232.0]} | 109163 | 29483 | 0.27 | 79680 | 0.73 | 9866 | 0.09 |  |  | 30232 | 0.28 | 0.34 | 15946 | 0.15 | 4293 | 0.04 |  | 45629 | 0.42 | 40960 | 0.38 | 49999 | 0.46 | 59164 | 23904 | 0.22 | 85259 | 32007 | 0.29 | 77155 | 61079 | 0.56 | 48084 | 27068 | 0.25 | 82095 | 7386 | 0.07 | 101777
196 | Manning | PGE Fresno | {'Manning': [0.0, 16905.0], 'Panoche': [4.4, 16282.0], 'Cheney': [4.6, 16771.0], 'Hammonds': [9.0, 8490.0], 'Tranquility': [10.4, 14096.0], 'Mendota': [11.7, 12687.0], 'Cantua': [17.9, 19.0]} | 273738 | 60699 | 0.22 | 213039 | 0.78 | 57416 | 0.21 |  |  | 213439 | 0.78 | 0.06 | 70512 | 0.26 | 117395 | 0.43 |  | 49523 | 0.18 | 4262 | 0.02 | 97182 | 0.36 | 176556 | 22778 | 0.08 | 250960 | 69017 | 0.25 | 204722 | 125048 | 0.46 | 148690 | 58211 | 0.21 | 215527 | 3312 | 0.01 | 270426
197 | Oakland C | PGE GBA | {'Oakland L': [1.0, 3814.0], 'Oakland X': [2.8, 3351.0], 'Oakland J': [4.4, 3155.0], 'Edes': [6.3, 2875.0], 'SAN FRAN A (POTRERO PP)': [6.4, 2776.0], 'Potrero': [6.4, 2780.0], 'Moraga': [7.4, 2366.0], 'El Cerrito G': [8.3, 2214.0], 'Sobrante': [8.5, 1456.0], 'San Leandro U': [9.5, 1573.0], 'Martin': [9.5, 2159.0], 'Richmond R': [10.1, 1835.0], 'Grant': [11.0, 1520.0], 'Standard Oil': [12.2, 802.0], 'Standard Oil 2': [12.3, 799.0], 'San Pablo': [13.4, 691.0], 'Castro Valley': [14.1, 1214.0], 'Millbrae': [14.6, 75.0], 'Christie': [14.8, 169.0], 'Eastshore': [15.0, 1336.0], 'Burlingame': [15.1, 44.0], 'Mt Eden': [15.1, 1292.0], 'Mt. Eden': [15.1, 1292.0]} | 42448 | 6453 | 0.15 | 35995 | 0.85 | 6197 | 0.15 |  |  | 24943 | 0.59 | 0.45 | 190 | 0 | 26 | 0 |  | 22360 | 0.53 | 0 | 0 | 17962 | 0.42 | 24485 | 20767 | 0.49 | 21680 | 30973 | 0.73 | 11475 | 35442 | 0.83 | 7005 | 9216 | 0.22 | 33232 | 2434 | 0.06 | 40014
198 | Barre | SCE Metro | {'Del Amo': [7.1, 2.0], 'Alamitos': [7.4, 2.0], 'Ellis': [8.9, 2.0], 'Huntington Beach': [11.3, 2.0], 'Hinson': [13.8, 2.0], 'Long Beach': [14.2, 2.0], 'Harborgen': [14.2, 2.0]} | 11035 | 2260 | 0.2 | 8775 | 0.8 | 616 | 0.06 |  |  | 4535 | 0.41 | 0.52 | 2 | 0 | 0 | 0 |  | 3072 | 0.28 | 0 | 0 | 2456 | 0.22 | 8578 | 1565 | 0.14 | 9470 | 5328 | 0.48 | 5706 | 7886 | 0.71 | 3149 | 1734 | 0.16 | 9301 | 963 | 0.09 | 10072
199 | Ransburg | SCE NOL | {} | 62594 | 9284 | 0.15 | 53310 | 0.85 | 18883 | 0.3 |  |  | 20402 | 0.33 | 0.64 | 0 | 0 | 0 | 0 |  | 0 | 0 | 0 | 0 | 31953 | 0.51 | 30642 | 11940 | 0.19 | 50655 | 2073 | 0.03 | 60521 | 42431 | 0.68 | 20164 | 35369 | 0.57 | 27226 | 159 | 0 | 62436
200 | Charca | PGE Kern | {'Semitropic': [6.3, 14043.0], 'Shafter': [6.6, 8164.0], 'Famoso': [6.8, 3197.0], 'Ganso': [10.2, 9661.0], 'Smyrna': [10.5, 10097.0], 'Rio Bravo': [12.1, 2871.0], 'Lerdo': [12.2, 1333.0], 'Goose Lake': [14.2, 6550.0], 'Mt Poso': [14.3, 756.0], 'Midway': [15.9, 1816.0], '7th Standard': [16.0, 820.0], 'Renfro': [17.8, 593.0], 'Tupman': [17.9, 737.0]} | 356021 | 56210 | 0.16 | 299811 | 0.84 | 23793 | 0.07 |  |  | 309153 | 0.87 | 0.1 | 74134 | 0.21 | 238798 | 0.67 |  | 30146 | 0.08 | 0 | 0 | 66843 | 0.19 | 289179 | 8518 | 0.02 | 347504 | 79545 | 0.22 | 276476 | 134381 | 0.38 | 221640 | 579 | 0 | 355442 | 13748 | 0.04 | 342274
201 | Thermalito | PGE NGBA | {'Table Mt.': [2.9, 7222.0], 'Wyandotte': [5.1, 1001.0], 'Palermo': [7.4, 985.0], 'Honcut': [13.6, 127.0], 'POE': [16.9, 16.0]} | 282458 | 26720 | 0.09 | 255737 | 0.91 | 31728 | 0.11 |  |  | 191060 | 0.68 | 0.13 | 121723 | 0.43 | 39416 | 0.14 |  | 85720 | 0.3 | 1231 | 0 | 173879 | 0.62 | 108579 | 41689 | 0.15 | 240768 | 135468 | 0.48 | 146990 | 235468 | 0.83 | 46989 | 53283 | 0.19 | 229175 | 36430 | 0.13 | 246027
202 | Live Oak | PGE GBA | {'Cosumnes': [11.1, 9939.0], 'Rancho Seco': [11.3, 9355.0], 'Lodi': [13.6, 3612.0], 'Lockeford': [13.7, 9121.0], 'Grand Island': [15.2, 132.0], 'Eight Mile': [15.4, 1092.0], 'Camanche': [16.1, 5690.0], 'Granite': [18.8, 472.0], 'Stagg': [19.7, 23.0], 'Rancho Seco - Bellota (Proposed)': [19.7, 234.0]} | 289746 | 48420 | 0.17 | 241326 | 0.83 | 17462 | 0.06 |  |  | 182842 | 0.63 | 0.2 | 104984 | 0.36 | 103160 | 0.36 |  | 21851 | 0.08 | 0 | 0 | 78771 | 0.27 | 210975 | 64441 | 0.22 | 225304 | 97432 | 0.34 | 192313 | 137102 | 0.47 | 152644 | 13765 | 0.05 | 275980 | 43424 | 0.15 | 246321
203 | Hammonds | PGE Fresno | {'Panoche': [4.8, 20977.0], 'Cheney': [7.2, 16156.0], 'Mendota': [7.9, 34882.0], 'Manning': [9.0, 8502.0], 'Oro Loma': [11.9, 30068.0], 'Tranquility': [14.2, 9392.0], 'Newhall': [18.2, 5641.0], 'Dos Amigos': [18.9, 300.0], 'Mercy Springs': [19.2, 150.0]} | 329959 | 122873 | 0.37 | 207085 | 0.63 | 34672 | 0.11 |  |  | 287617 | 0.87 | 0.07 | 132101 | 0.4 | 139583 | 0.42 |  | 44697 | 0.14 | 0 | 0 | 70319 | 0.21 | 259640 | 29687 | 0.09 | 300272 | 58529 | 0.18 | 271430 | 99805 | 0.3 | 230154 | 23307 | 0.07 | 306652 | 4278 | 0.01 | 325681
204 | Westley | PGE Fresno | {'New Sub - Westley - Quinto (Proposed)': [4.6, 1778.0], 'Westley': [4.6, 1783.0], 'Salado': [11.4, 825.0], 'Ripon': [12.7, 776.0], 'Kasson': [13.7, 553.0], 'Stanislaus Resource Recovery Facility': [13.9, 426.0], 'Crow Creek': [14.8, 375.0], 'Fink (Proposed)': [15.0, 356.0], 'Crows Landing': [15.5, 395.0], 'Manteca': [15.5, 484.0], 'Vierra': [15.6, 310.0], 'Lammers': [17.4, 405.0], 'GWF Tracy': [17.9, 316.0], 'Avena': [20.1, 4.0]} | 295042 | 14974 | 0.05 | 280068 | 0.95 | 57917 | 0.2 |  |  | 187361 | 0.64 | 0.13 | 24340 | 0.08 | 163399 | 0.55 |  | 77206 | 0.26 | 18978 | 0.06 | 169825 | 0.58 | 125217 | 48992 | 0.17 | 246050 | 61914 | 0.21 | 233128 | 181833 | 0.62 | 113209 | 72480 | 0.25 | 222562 | 9893 | 0.03 | 285149
205 | Smyrna | PGE Kern | {'Semitropic': [8.2, 12342.0], 'Charca': [10.5, 10097.0], 'Goose Lake': [10.7, 5911.0], 'Olive': [12.5, 15648.0], 'Ganso': [15.1, 5486.0], 'Famoso': [16.1, 240.0], 'Shafter': [16.1, 2202.0], 'Alpaugh': [17.1, 3478.0]} | 306637 | 65722 | 0.21 | 240915 | 0.79 | 44195 | 0.14 |  |  | 241036 | 0.79 | 0.1 | 96742 | 0.32 | 145562 | 0.47 |  | 44212 | 0.14 | 0 | 0 | 99271 | 0.32 | 207366 | 25332 | 0.08 | 281305 | 91079 | 0.3 | 215559 | 153954 | 0.5 | 152684 | 3244 | 0.01 | 303394 | 21276 | 0.07 | 285361
206 | Kem | SCE Eastern | {'Eagle Mountain': [4.0, 3426.0], 'Red Bluff': [15.1, 2568.0]} | 34103 | 7899 | 0.23 | 26204 | 0.77 | 13090 | 0.38 |  |  | 20391 | 0.6 | 0.05 | 345 | 0.01 | 0 | 0 |  | 0 | 0 | 0 | 0 | 2953 | 0.09 | 31150 | 6694 | 0.2 | 27409 | 51 | 0 | 34051 | 9568 | 0.28 | 24535 | 19720 | 0.58 | 14382 | 263 | 0.01 | 33840
207 | Potrero | PGE GBA | {'SAN FRAN A (POTRERO PP)': [0.0, 4423.0], 'Martin': [3.9, 2968.0], 'Oakland C': [6.4, 2780.0], 'Oakland L': [7.3, 2780.0], 'Oakland X': [9.1, 2673.0], 'Oakland J': [9.3, 2534.0], 'Millbrae': [10.5, 209.0], 'Edes': [10.5, 2254.0], 'Burlingame': [11.6, 132.0], 'Richmond R': [11.9, 2251.0], 'El Cerrito G': [12.0, 2604.0], 'San Leandro U': [13.3, 952.0], 'Standard Oil 2': [13.5, 1215.0], 'Standard Oil': [13.5, 1219.0], 'Grant': [13.7, 899.0], 'Moraga': [13.8, 2017.0], 'Sobrante': [14.2, 1034.0], 'San Pablo': [16.2, 638.0], 'Eastshore': [17.3, 715.0], 'Mt Eden': [17.7, 671.0], 'Mt. Eden': [17.7, 671.0], 'Castro Valley': [18.2, 593.0], 'Christie': [19.7, 109.0]} | 20409 | 6607 | 0.32 | 13803 | 0.68 | 2667 | 0.13 |  |  | 7965 | 0.39 | 0.48 | 5 | 0 | 0 | 0 |  | 319 | 0.02 | 0 | 0 | 3504 | 0.17 | 16905 | 8423 | 0.41 | 11986 | 12743 | 0.62 | 7666 | 13281 | 0.65 | 7128 | 528 | 0.03 | 19881 | 1384 | 0.07 | 19025
208 | Palermo | PGE NGBA | {'Wyandotte': [2.9, 3273.0], 'Thermalito': [7.4, 985.0], 'Table Mt.': [9.7, 361.0], 'Honcut': [10.2, 337.0], 'POE': [18.9, 76.0]} | 260111 | 24511 | 0.09 | 235599 | 0.91 | 7751 | 0.03 |  |  | 172584 | 0.66 | 0.17 | 71965 | 0.28 | 32831 | 0.13 |  | 101418 | 0.39 | 13727 | 0.05 | 192807 | 0.74 | 67303 | 28646 | 0.11 | 231465 | 78366 | 0.3 | 181745 | 224271 | 0.86 | 35839 | 54342 | 0.21 | 205768 | 34535 | 0.13 | 225576
209 | Bogue | PGE NGBA | {'Olivehurst': [4.3, 16162.0], 'Greenleaf 1': [4.7, 7846.0], 'Sutter Power': [4.7, 7883.0], 'Pease': [5.5, 8916.0], 'East Marysville': [5.8, 15946.0], 'East Nicolaus': [13.7, 3076.0], 'Rio Oso': [14.0, 5811.0], 'Meridian': [15.6, 1103.0], 'Honcut': [15.7, 2107.0]} | 319644 | 29152 | 0.09 | 290492 | 0.91 | 17309 | 0.05 |  |  | 255667 | 0.8 | 0.12 | 83520 | 0.26 | 174772 | 0.55 |  | 29459 | 0.09 | 0 | 0 | 140406 | 0.44 | 179239 | 26995 | 0.08 | 292649 | 111358 | 0.35 | 208287 | 213311 | 0.67 | 106334 | 12770 | 0.04 | 306875 | 25160 | 0.08 | 294484
210 | Balch 1 | PGE Fresno | {'Balch': [0.8, 1195.0], 'Balch 2': [0.8, 1195.0], 'Haas': [3.5, 1171.0], 'Pine Flat': [14.6, 14.0]} | 101010 | 5951 | 0.06 | 95059 | 0.94 | 68886 | 0.68 |  |  | 24645 | 0.24 | 0.05 | 5 | 0 | 0 | 0 |  | 79900 | 0.79 | 9645 | 0.1 | 17237 | 0.17 | 83773 | 42455 | 0.42 | 58555 | 33739 | 0.33 | 67271 | 62480 | 0.62 | 38530 | 69994 | 0.69 | 31016 | 4163 | 0.04 | 96847
211 | Pauba | SCE Eastern | {'Pala': [13.6, 130.0], 'Valley': [15.1, 4097.0], 'Avocado': [15.6, 1172.0]} | 162033 | 33862 | 0.21 | 128170 | 0.79 | 5725 | 0.04 |  |  | 56433 | 0.35 | 0.27 | 18659 | 0.12 | 4214 | 0.03 |  | 82528 | 0.51 | 62815 | 0.39 | 80350 | 0.5 | 81683 | 58707 | 0.36 | 103325 | 92046 | 0.57 | 69987 | 119784 | 0.74 | 42249 | 36783 | 0.23 | 125250 | 8801 | 0.05 | 153232
212 | Eastshore | PGE GBA | {'Mt Eden': [0.9, 1397.0], 'Mt. Eden': [0.9, 1397.0], 'Grant': [4.0, 1576.0], 'Castro Valley': [5.5, 1296.0], 'Dumbarton': [5.7, 132.0], 'San Leandro U': [6.2, 1384.0], 'Edes': [9.0, 1382.0], 'Ravenswood': [9.3, 284.0], 'Fremont': [10.2, 34.0], 'Cooley Landing': [10.6, 56.0], 'Oakland J': [11.0, 1343.0], 'Newark': [11.2, 34.0], 'Burlingame': [13.6, 196.0], 'Oakland X': [14.0, 1336.0], 'Menlo': [14.2, 83.0], 'Vineyard': [14.6, 34.0], 'Jefferson': [14.9, 242.0], 'Millbrae': [15.0, 192.0], 'Oakland C': [15.0, 1336.0], 'Oakland L': [15.4, 1328.0], 'Whisman': [15.5, 13.0], 'Moraga': [15.7, 749.0], 'Dixon Landing': [15.8, 33.0], 'Martin': [16.8, 419.0], 'Mountain View': [17.1, 3.0], 'SAN FRAN A (POTRERO PP)': [17.3, 709.0], 'Potrero': [17.3, 715.0]} | 39299 | 3271 | 0.08 | 36028 | 0.92 | 4638 | 0.12 |  |  | 27662 | 0.7 | 0.52 | 93 | 0 | 101 | 0 |  | 28236 | 0.72 | 0 | 0 | 25783 | 0.66 | 13517 | 11206 | 0.29 | 28093 | 25955 | 0.66 | 13344 | 34019 | 0.87 | 5281 | 14960 | 0.38 | 24340 | 3323 | 0.08 | 35977
213 | Cheney | PGE Fresno | {'Panoche': [3.1, 28303.0], 'Manning': [4.5, 16812.0], 'Hammonds': [7.2, 16156.0], 'Mendota': [7.3, 37332.0], 'Tranquility': [7.6, 35105.0], 'Cantua': [17.6, 23.0], 'Oro Loma': [18.9, 2127.0], 'Helm': [19.8, 0.0], 'Newhall': [19.8, 221.0]} | 311880 | 106380 | 0.34 | 205500 | 0.66 | 46670 | 0.15 |  |  | 260033 | 0.83 | 0.07 | 118962 | 0.38 | 129616 | 0.42 |  | 32725 | 0.1 | 105 | 0 | 81650 | 0.26 | 230230 | 21814 | 0.07 | 290066 | 57164 | 0.18 | 254717 | 108289 | 0.35 | 203591 | 32224 | 0.1 | 279656 | 3707 | 0.01 | 308174
214 | Warnerville | PGE GBA | {'Cottle': [2.5, 25588.0], 'Riverbank': [6.0, 25013.0], 'Valley Home': [11.1, 14871.0], 'Avena': [15.3, 11139.0], 'Ripon': [18.7, 12.0]} | 315345 | 44824 | 0.14 | 270521 | 0.86 | 66060 | 0.21 |  |  | 183629 | 0.58 | 0.12 | 122082 | 0.39 | 75246 | 0.24 |  | 131995 | 0.42 | 0 | 0 | 200104 | 0.63 | 115241 | 50205 | 0.16 | 265139 | 95755 | 0.3 | 219590 | 227716 | 0.72 | 87629 | 73897 | 0.23 | 241447 | 25079 | 0.08 | 290266
215 | Corona | PGE NGBA | {'Penngrove': [3.7, 4692.0], 'Lakeville': [4.2, 4756.0], 'Bellevue': [8.5, 3816.0], 'Santa Rosa A': [12.3, 1919.0], 'Monroe': [13.9, 498.0], 'Ignacio': [14.5, 832.0], 'Rincon': [15.7, 1776.0], 'Fulton': [17.1, 105.0], 'Silverado': [19.5, 502.0]} | 160346 | 15208 | 0.09 | 145138 | 0.91 | 20349 | 0.13 |  |  | 100275 | 0.63 | 0.13 | 28404 | 0.18 | 7924 | 0.05 |  | 88597 | 0.55 | 0 | 0 | 95692 | 0.6 | 64654 | 42177 | 0.26 | 118169 | 91834 | 0.57 | 68512 | 131184 | 0.82 | 29162 | 56174 | 0.35 | 104172 | 10330 | 0.06 | 150016
216 | Goleta | SCE Northern | {} | 90221 | 15947 | 0.18 | 74274 | 0.82 | 40009 | 0.44 |  |  | 43203 | 0.48 | 0.1 | 5863 | 0.06 | 2590 | 0.03 |  | 60366 | 0.67 | 13431 | 0.15 | 20077 | 0.22 | 70144 | 2350 | 0.03 | 87871 | 3430 | 0.04 | 86791 | 23885 | 0.26 | 66336 | 52708 | 0.58 | 37513 | 5267 | 0.06 | 84954
217 | Midway Green Ridge Services | PGE GBA | {'Tesla': [1.6, 1703.0], 'Kelso': [5.0, 1647.0], 'Tracy': [5.0, 1703.0], 'Altamont': [5.1, 278.0], 'Altamont Midway (Sandhill)': [5.1, 286.0], 'GWF Tracy': [5.4, 1703.0], 'Delta PP': [5.5, 1013.0], 'Delta Pumps': [5.5, 1014.0], 'Windmaster': [6.0, 435.0], 'Lammers': [6.0, 1703.0], 'Vasco': [7.1, 31.0], 'Los Positas': [8.1, 31.0], 'Las Positas': [8.1, 31.0], 'Cayetano': [10.0, 31.0], 'Kasson': [13.4, 1703.0], 'North Dublin': [14.7, 31.0], 'Vineyard': [15.0, 31.0], 'Tassajara': [18.1, 31.0], 'San Ramon': [19.0, 31.0]} | 249353 | 3765 | 0.02 | 245587 | 0.98 | 80463 | 0.32 |  |  | 141816 | 0.57 | 0.15 | 13773 | 0.06 | 83749 | 0.34 |  | 124649 | 0.5 | 17904 | 0.07 | 133408 | 0.54 | 115945 | 100436 | 0.4 | 148917 | 105506 | 0.42 | 143847 | 164271 | 0.66 | 85082 | 71641 | 0.29 | 177712 | 13270 | 0.05 | 236083
218 | Lerdo | PGE Kern | {'7th Standard': [4.4, 22507.0], 'Mt Poso': [5.0, 26444.0], 'Rio Bravo': [7.3, 9097.0], 'Famoso': [7.8, 14681.0], 'Renfro': [7.9, 11103.0], 'Kern Oil': [8.4, 20283.0], 'Kern Power': [8.9, 10513.0], 'Shafter': [9.3, 6843.0], 'Rosedale': [9.5, 10189.0], 'Sycamore': [9.6, 20294.0], 'West Park': [10.8, 8452.0], 'Bakersfield': [11.4, 10722.0], 'Poso Mt.': [11.6, 22905.0], 'Tupman': [12.1, 5756.0], 'Charca': [12.2, 1333.0], 'Tevis': [12.6, 1983.0], 'Casaloma': [13.5, 757.0], 'Stockdale': [13.6, 693.0], 'Columbus': [13.8, 5612.0], 'Cal Water': [15.1, 5190.0], 'Ganso': [16.6, 2388.0], 'Norco': [17.3, 242.0], 'Semitropic': [17.4, 239.0], 'Midway': [18.1, 1823.0]} | 327144 | 53805 | 0.16 | 273339 | 0.84 | 34755 | 0.11 |  |  | 270460 | 0.83 | 0.11 | 20427 | 0.06 | 173372 | 0.53 |  | 97715 | 0.3 | 0 | 0 | 120804 | 0.37 | 206340 | 30422 | 0.09 | 296722 | 71364 | 0.22 | 255780 | 156736 | 0.48 | 170408 | 16847 | 0.05 | 310297 | 14652 | 0.04 | 312492
219 | Tulucay | PGE NGBA | {'Parkway': [8.3, 1498.0], 'Carquinez': [11.0, 357.0], 'Bahia': [13.6, 331.0], 'Peabody': [16.2, 2931.0], 'Lakeville': [16.9, 668.0], 'Christie': [17.4, 0.0], 'Monticello': [18.4, 590.0], 'San Pablo': [18.7, 0.0]} | 160451 | 16210 | 0.1 | 144241 | 0.9 | 11959 | 0.07 |  |  | 108627 | 0.68 | 0.27 | 17800 | 0.11 | 25353 | 0.16 |  | 48410 | 0.3 | 0 | 0 | 98957 | 0.62 | 61494 | 21490 | 0.13 | 138961 | 54751 | 0.34 | 105701 | 127130 | 0.79 | 33321 | 53432 | 0.33 | 107019 | 15212 | 0.09 | 145239
220 | McCall | PGE Fresno | {'Sanger': [6.9, 18490.0], 'Malaga': [7.5, 18506.0], 'Kingsburg': [9.1, 14614.0], 'California Ave': [10.2, 13471.0], 'Wahtoke': [10.3, 9819.0], 'West Fresno': [12.4, 7464.0], 'Reedley': [14.5, 3316.0], 'Kearney (New)': [14.9, 2845.0], 'Clovis': [15.2, 6841.0], 'Ashlan': [16.4, 394.0], 'Bullard': [16.4, 1706.0], 'Mc Mullin': [19.3, 165.0]} | 314652 | 94271 | 0.3 | 220381 | 0.7 | 654 | 0 |  |  | 177154 | 0.56 | 0.22 | 74559 | 0.24 | 205616 | 0.65 |  | 7593 | 0.02 | 0 | 0 | 4824 | 0.02 | 309828 | 9532 | 0.03 | 305120 | 13369 | 0.04 | 301283 | 14456 | 0.05 | 300196 | 1841 | 0.01 | 312811 | 7535 | 0.02 | 307116
221 | Notre Dame | PGE NGBA | {'Butte': [1.5, 3192.0], 'Table Mt.': [14.6, 266.0], 'Glenn': [18.6, 8.0]} | 272766 | 11129 | 0.04 | 261636 | 0.96 | 54188 | 0.2 |  |  | 179180 | 0.66 | 0.11 | 54029 | 0.2 | 92201 | 0.34 |  | 84423 | 0.31 | 1011 | 0 | 169755 | 0.62 | 103010 | 50874 | 0.19 | 221891 | 119919 | 0.44 | 152846 | 204593 | 0.75 | 68172 | 74574 | 0.27 | 198192 | 41809 | 0.15 | 230957
222 | Martinez | PGE GBA | {'Alhambra': [1.6, 7488.0], 'Bahia': [4.7, 7493.0], 'Meadow Lane': [5.0, 4603.0], 'Christie': [5.0, 7483.0], 'Lakewood': [8.1, 519.0], 'Carquinez': [8.9, 7365.0], 'Sobrante': [9.1, 3585.0], 'Clayton': [9.4, 282.0], 'Parkway': [9.9, 7332.0], 'Rossmoor': [10.6, 4.0], 'Kirker': [11.4, 282.0], 'Moraga': [11.9, 2.0], 'Pittsburg': [12.0, 282.0], 'San Pablo': [12.1, 3989.0], 'El Cerrito G': [12.2, 3217.0], 'GWF 2': [13.8, 210.0], 'Richmond R': [15.0, 1711.0], 'Standard Oil 2': [15.7, 1874.0], 'Standard Oil': [15.7, 1884.0], 'Collinsville': [15.8, 159.0], 'Birds Landing': [17.2, 2.0], 'Shiloh III': [18.1, 2.0], 'Contra Costa': [18.1, 154.0], 'Contra Costa PP': [19.1, 147.0]} | 63594 | 8976 | 0.14 | 54618 | 0.86 | 11128 | 0.17 |  |  | 35853 | 0.56 | 0.55 | 1485 | 0.02 | 796 | 0.01 |  | 25996 | 0.41 | 0 | 0 | 23449 | 0.37 | 40145 | 30166 | 0.47 | 33427 | 36451 | 0.57 | 27142 | 51428 | 0.81 | 12165 | 11059 | 0.17 | 52535 | 13385 | 0.21 | 50209
223 | San Bernardino | SCE Eastern | {'Cardiff': [2.7, 811.0], 'Vista': [5.3, 434.0], 'Vista (SCE)': [5.3, 438.0], 'El Casco': [12.1, 900.0], 'Wildlife': [14.7, 234.0], 'Rerc': [14.7, 234.0]} | 63595 | 6502 | 0.1 | 57093 | 0.9 | 12825 | 0.2 |  |  | 30675 | 0.48 | 0.26 | 2121 | 0.03 | 501 | 0.01 |  | 30993 | 0.49 | 29765 | 0.47 | 30041 | 0.47 | 33554 | 22447 | 0.35 | 41148 | 34733 | 0.55 | 28862 | 50551 | 0.79 | 13044 | 25020 | 0.39 | 38575 | 3295 | 0.05 | 60300
224 | Las Positas | PGE GBA | {'Los Positas': [0.0, 3138.0], 'Vasco': [1.2, 2476.0], 'Cayetano': [3.3, 2443.0], 'Altamont Midway (Sandhill)': [4.5, 1446.0], 'Altamont': [4.5, 1451.0], 'Vineyard': [6.9, 3141.0], 'North Dublin': [7.4, 2510.0], 'Midway Green Ridge Services': [8.1, 31.0], 'Windmaster': [8.6, 1109.0], 'Delta Pumps': [9.2, 422.0], 'Delta PP': [9.2, 423.0], 'Kelso': [9.7, 0.0], 'San Ramon': [11.4, 1566.0], 'Tassajara': [11.7, 1491.0], 'Fremont': [16.7, 1484.0], 'Newark': [19.6, 99.0], 'Dixon Landing': [19.8, 67.0]} | 184194 | 6249 | 0.03 | 177945 | 0.97 | 47950 | 0.26 |  |  | 117500 | 0.64 | 0.15 | 8424 | 0.05 | 18399 | 0.1 |  | 140565 | 0.76 | 15797 | 0.09 | 118950 | 0.65 | 65243 | 108291 | 0.59 | 75903 | 121034 | 0.66 | 63159 | 157518 | 0.86 | 26676 | 72914 | 0.4 | 111280 | 11560 | 0.06 | 172633
225 | Pomerado | SDGE Imperial | {'Sycamore Canyon': [1.7, 503.0], 'Chicarita': [4.5, 503.0], 'Scripps': [5.1, 315.0], 'Artesian': [8.0, 503.0], 'Los Coches': [9.6, 35.0], 'North City Metering': [10.9, 101.0], 'Penasquitos': [10.9, 101.0], 'Creelman': [11.7, 423.0], 'Escondido': [13.7, 503.0], 'San Marcos': [16.1, 8.0]} | 50940 | 4309 | 0.08 | 46631 | 0.92 | 4718 | 0.09 |  |  | 21174 | 0.42 | 0.23 | 1679 | 0.03 | 539 | 0.01 |  | 14175 | 0.28 | 33380 | 0.66 | 31188 | 0.61 | 19752 | 22356 | 0.44 | 28583 | 29057 | 0.57 | 21883 | 42152 | 0.83 | 8787 | 15894 | 0.31 | 35046 | 2052 | 0.04 | 48888
226 | Altamont Midway (Sandhill) | PGE GBA | {'Altamont': [0.0, 1693.0], 'Vasco': [3.3, 1446.0], 'Windmaster': [4.1, 1364.0], 'Los Positas': [4.5, 1446.0], 'Las Positas': [4.5, 1446.0], 'Delta Pumps': [4.7, 677.0], 'Delta PP': [4.7, 678.0], 'Midway Green Ridge Services': [5.1, 286.0], 'Cayetano': [5.2, 1446.0], 'Kelso': [5.3, 255.0], 'Tracy': [6.3, 255.0], 'Tesla': [6.6, 255.0], 'North Dublin': [9.8, 1446.0], 'GWF Tracy': [10.5, 255.0], 'Lammers': [11.1, 255.0], 'Vineyard': [11.1, 1446.0], 'Tassajara': [13.0, 1446.0], 'San Ramon': [14.0, 1446.0], 'Kasson': [18.2, 255.0]} | 206949 | 6556 | 0.03 | 200393 | 0.97 | 64357 | 0.31 |  |  | 119228 | 0.58 | 0.14 | 12785 | 0.06 | 48240 | 0.23 |  | 128728 | 0.62 | 11133 | 0.05 | 112250 | 0.54 | 94699 | 104957 | 0.51 | 101992 | 113016 | 0.55 | 93933 | 149999 | 0.72 | 56950 | 60940 | 0.29 | 146009 | 12774 | 0.06 | 194175
227 | Wheeler Ridge | PGE Kern | {'Tejon': [4.9, 5067.0], 'Lakeview': [7.0, 7970.0], 'Old River': [10.9, 11160.0], 'Grimmway-Malaga': [12.8, 9762.0], 'Pastoria': [13.0, 1533.0], 'Panama': [14.6, 7525.0], 'Lamont': [15.8, 6270.0], 'Unknown - 3327': [15.8, 6325.0], 'Midway - Wheeler Ridge (Proposed)': [16.6, 2718.0], 'Stockdale': [16.7, 3039.0], 'Copus': [17.0, 2486.0], 'Casaloma': [18.0, 2361.0], 'Tevis': [18.2, 762.0], 'Magunden': [19.2, 879.0], 'West Park': [20.2, 0.0]} | 289183 | 33849 | 0.12 | 255334 | 0.88 | 42057 | 0.15 |  |  | 233953 | 0.81 | 0.08 | 38714 | 0.13 | 179141 | 0.62 |  | 40808 | 0.14 | 87 | 0 | 58899 | 0.2 | 230284 | 63059 | 0.22 | 226125 | 99387 | 0.34 | 189797 | 125386 | 0.43 | 163797 | 15986 | 0.06 | 273197 | 4175 | 0.01 | 285009
228 | El Cajon | SDGE Imperial | {'Santee': [4.1, 1171.0], 'Spring Valley': [4.3, 261.0], 'Los Coches': [6.1, 1180.0], 'Salt Creek': [8.1, 261.0], 'Miguel': [8.1, 261.0], 'Loveland': [10.4, 1441.0], 'Alpine': [10.8, 1441.0], 'Otay Mesa': [15.7, 223.0], 'Suncrest': [16.8, 1176.0], 'Creelman': [16.9, 4.0]} | 54460 | 4277 | 0.08 | 50183 | 0.92 | 6196 | 0.11 |  |  | 22359 | 0.41 | 0.23 | 258 | 0 | 82 | 0 |  | 13909 | 0.26 | 36652 | 0.67 | 24051 | 0.44 | 30409 | 25404 | 0.47 | 29056 | 40818 | 0.75 | 13643 | 48274 | 0.89 | 6186 | 17222 | 0.32 | 37238 | 1778 | 0.03 | 52683
229 | Ellis | SCE Metro | {'Huntington Beach': [3.4, 48.0], 'Johanna': [5.5, 46.0], 'Barre': [8.9, 2.0], 'Santiago': [10.1, 37.0], 'Alamitos': [10.5, 2.0], 'Del Amo': [14.3, 2.0], 'Long Beach': [17.1, 2.0], 'Harborgen': [17.5, 2.0], 'Hinson': [18.5, 2.0]} | 6982 | 1121 | 0.16 | 5861 | 0.84 | 354 | 0.05 |  |  | 574 | 0.08 | 0.51 | 16 | 0 | 31 | 0 |  | 332 | 0.05 | 0 | 0 | 340 | 0.05 | 6642 | 1516 | 0.22 | 5466 | 5369 | 0.77 | 1613 | 5736 | 0.82 | 1246 | 93 | 0.01 | 6889 | 479 | 0.07 | 6503
230 | French Camp | PGE GBA | {'Weber': [3.8, 15108.0], 'Stockton A': [4.6, 10589.0], 'Vierra': [5.9, 11352.0], 'Manteca': [6.7, 14345.0], 'Stagg': [8.3, 3272.0], 'Kasson': [9.9, 1064.0], 'Ripon': [11.8, 9308.0], 'Avena': [13.1, 12658.0], 'Eight Mile': [13.2, 95.0], 'Bellota': [17.6, 1165.0], 'Lockeford': [17.8, 422.0], 'Valley Home': [18.8, 1600.0]} | 292831 | 33350 | 0.11 | 259481 | 0.89 | 37185 | 0.13 |  |  | 191659 | 0.65 | 0.17 | 51577 | 0.18 | 207077 | 0.71 |  | 1108 | 0 | 0 | 0 | 51909 | 0.18 | 240922 | 19333 | 0.07 | 273498 | 28476 | 0.1 | 264355 | 72831 | 0.25 | 220000 | 0 | 0 | 292831 | 12924 | 0.04 | 279907
231 | Exchequer | PGE Fresno | {} | 181245 | 5289 | 0.03 | 175956 | 0.97 | 68949 | 0.38 |  |  | 97561 | 0.54 | 0.08 | 9217 | 0.05 | 8737 | 0.05 |  | 123770 | 0.68 | 15533 | 0.09 | 146857 | 0.81 | 34388 | 66223 | 0.37 | 115022 | 79263 | 0.44 | 101982 | 162833 | 0.9 | 18412 | 118784 | 0.66 | 62461 | 23578 | 0.13 | 157666
232 | Higgins | PGE NGBA | {'Bell': [6.8, 7818.0], 'Brunswick': [13.4, 4070.0], 'Lincoln': [14.7, 4853.0], 'Pleasant Grove': [19.3, 369.0]} | 190594 | 25443 | 0.13 | 165151 | 0.87 | 3522 | 0.02 |  |  | 66545 | 0.35 | 0.34 | 6575 | 0.03 | 3458 | 0.02 |  | 157418 | 0.83 | 12429 | 0.07 | 154594 | 0.81 | 36001 | 11780 | 0.06 | 178815 | 20097 | 0.11 | 170497 | 157349 | 0.83 | 33246 | 38221 | 0.2 | 152374 | 16598 | 0.09 | 173997
233 | Mead | SCE EOP | {'Sloan Canyon': [11.1, 10609.0], 'Eldorado': [13.2, 8017.0]} | 71924 | 24648 | 0.34 | 47276 | 0.66 | 0 | 0 |  |  | 0 | 0 | 0 | 0 | 0 | 0 | 0 |  | 0 | 0 | 0 | 0 | 0 | 0 | 71924 | 0 | 0 | 71924 | 0 | 0 | 71924 | 0 | 0 | 71924 | 0 | 0 | 71924 | 0 | 0 | 71924
234 | Kearney | PGE Fresno | {'West Fresno': [3.6, 22232.0], 'California Ave': [6.6, 13791.0], 'Ashlan': [6.8, 9708.0], 'Fig Garden': [8.2, 7409.0], 'Figarden': [8.2, 7423.0], 'Malaga': [8.6, 9382.0], 'Mc Mullin': [9.7, 26712.0], 'Herndon': [9.9, 6338.0], 'Bullard': [10.4, 4391.0], 'Gregg': [10.4, 5914.0], 'Clovis': [13.9, 36.0], 'Biola': [14.1, 3239.0], 'McCall': [14.9, 2845.0], 'Sanger': [15.0, 1332.0], 'Borden': [16.1, 2051.0], 'Madera': [17.9, 373.0], 'Helm': [18.0, 3660.0], 'Crescent': [19.8, 102.0]} | 302382 | 93269 | 0.31 | 209113 | 0.69 | 19252 | 0.06 |  |  | 203891 | 0.67 | 0.18 | 95257 | 0.32 | 187258 | 0.62 |  | 8705 | 0.03 | 0 | 0 | 19864 | 0.07 | 282519 | 24965 | 0.08 | 277418 | 24965 | 0.08 | 277418 | 39068 | 0.13 | 263314 | 0 | 0 | 302382 | 4341 | 0.01 | 298042
235 | Waukena | PGE Fresno | {'Corcoran': [2.3, 77764.0], 'Guernsey': [7.5, 60677.0], 'GWF Hanford': [9.9, 44055.0], 'Alpaugh': [13.9, 13242.0], 'Leprino': [15.8, 19845.0], 'Lemoore': [17.1, 11350.0], 'Olive': [18.3, 2456.0], 'Henrietta': [19.4, 726.0]} | 394583 | 197056 | 0.5 | 197527 | 0.5 | 106935 | 0.27 |  |  | 266339 | 0.67 | 0.08 | 210720 | 0.53 | 139370 | 0.35 |  | 2456 | 0.01 | 0 | 0 | 52716 | 0.13 | 341867 | 5783 | 0.01 | 388800 | 21955 | 0.06 | 372628 | 72438 | 0.18 | 322145 | 1220 | 0 | 393363 | 12808 | 0.03 | 381775
236 | Lamont | PGE Kern | {'Unknown - 3327': [0.1, 17599.0], 'Grimmway-Malaga': [3.4, 17599.0], 'Magunden': [5.6, 10581.0], 'Columbus': [8.3, 8389.0], 'Casaloma': [8.8, 9283.0], 'Cal Water': [9.0, 8078.0], 'Panama': [9.0, 10012.0], 'Bakersfield': [10.2, 5989.0], 'West Park': [11.4, 4509.0], 'Stockdale': [11.6, 6225.0], 'Sycamore': [13.0, 3156.0], 'Kern Oil': [13.4, 2206.0], 'Rosedale': [13.4, 2487.0], 'Kern Power': [14.4, 1449.0], 'Old River': [14.8, 5147.0], 'Tevis': [15.1, 1596.0], 'Wheeler Ridge': [15.8, 6270.0], 'Lakeview': [19.5, 159.0], 'Tejon': [20.0, 91.0]} | 250805 | 26216 | 0.1 | 224589 | 0.9 | 41051 | 0.16 |  |  | 187817 | 0.75 | 0.1 | 18273 | 0.07 | 111341 | 0.44 |  | 67897 | 0.27 | 1751 | 0.01 | 108704 | 0.43 | 142101 | 52615 | 0.21 | 198190 | 79833 | 0.32 | 170972 | 135810 | 0.54 | 114995 | 57533 | 0.23 | 193272 | 4200 | 0.02 | 246604
237 | Kramer | SCE NOL | {} | 72622 | 8507 | 0.12 | 64115 | 0.88 | 9387 | 0.13 |  |  | 38696 | 0.53 | 0.27 | 0 | 0 | 0 | 0 |  | 0 | 0 | 0 | 0 | 37858 | 0.52 | 34764 | 24983 | 0.34 | 47640 | 2560 | 0.04 | 70063 | 54504 | 0.75 | 18118 | 37491 | 0.52 | 35131 | 959 | 0.01 | 71664
238 | New Colgate | PGE NGBA | {'Colgate': [0.1, 4748.0], 'Brunswick': [10.8, 644.0]} | 224244 | 23730 | 0.11 | 200514 | 0.89 | 9681 | 0.04 |  |  | 113837 | 0.51 | 0.21 | 3854 | 0.02 | 719 | 0 |  | 135515 | 0.6 | 72189 | 0.32 | 173002 | 0.77 | 51243 | 30157 | 0.13 | 194087 | 48642 | 0.22 | 175602 | 190364 | 0.85 | 33881 | 58688 | 0.26 | 165556 | 8035 | 0.04 | 216209
239 | Weber | PGE GBA | {'Stockton A': [3.3, 12510.0], 'French Camp': [3.8, 15108.0], 'Stagg': [7.7, 4034.0], 'Manteca': [8.3, 17596.0], 'Vierra': [8.7, 12202.0], 'Avena': [11.4, 18654.0], 'Eight Mile': [12.2, 746.0], 'Ripon': [12.5, 12586.0], 'Kasson': [13.3, 417.0], 'Bellota': [13.9, 4585.0], 'Lodi': [14.2, 294.0], 'Lockeford': [14.4, 2025.0], 'Valley Home': [16.6, 6119.0], 'Rancho Seco - Bellota (Proposed)': [19.8, 4.0]} | 299035 | 46243 | 0.15 | 252792 | 0.85 | 23724 | 0.08 |  |  | 200457 | 0.67 | 0.17 | 71290 | 0.24 | 193958 | 0.65 |  | 2654 | 0.01 | 0 | 0 | 43285 | 0.14 | 255749 | 11821 | 0.04 | 287213 | 35061 | 0.12 | 263974 | 75731 | 0.25 | 223304 | 951 | 0 | 298083 | 15663 | 0.05 | 283372
240 | Malaga | PGE Fresno | {'California Ave': [2.8, 22792.0], 'West Fresno': [5.4, 14061.0], 'Sanger': [6.4, 17905.0], 'McCall': [7.5, 18506.0], 'Kearney (New)': [8.6, 9382.0], 'Ashlan': [8.9, 4213.0], 'Bullard': [9.4, 5319.0], 'Clovis': [9.6, 10787.0], 'Fig Garden': [11.5, 2020.0], 'Figarden': [11.5, 2033.0], 'Woodward': [14.2, 586.0], 'Herndon': [15.1, 685.0], 'Gregg': [15.3, 520.0], 'Wahtoke': [16.0, 2529.0], 'Mc Mullin': [16.0, 5434.0], 'Kingsburg': [16.3, 2878.0]} | 269683 | 68259 | 0.25 | 201424 | 0.75 | 2221 | 0.01 |  |  | 161585 | 0.6 | 0.22 | 60189 | 0.22 | 172646 | 0.64 |  | 17167 | 0.06 | 0 | 0 | 18573 | 0.07 | 251111 | 26023 | 0.1 | 243660 | 28238 | 0.1 | 241445 | 31208 | 0.12 | 238475 | 3482 | 0.01 | 266201 | 11299 | 0.04 | 258384
241 | Old Town | SDGE Imperial | {'Vine': [2.0, 1060.0], 'Point Loma': [2.9, 1060.0], 'Mission': [3.4, 1059.0], 'Mesa Heights': [4.9, 833.0], 'Silvergate': [5.7, 1017.0], 'Kearny': [5.8, 832.0], 'Elliott': [6.9, 760.0], 'Elliot': [7.0, 758.0], 'Murray': [9.9, 3.0], 'Penasquitos': [10.7, 56.0], 'Spring Valley': [11.1, 69.0], 'Bay Boulevard': [12.3, 695.0], 'North City Metering': [13.5, 42.0], 'Miguel': [13.5, 140.0], 'Telegraph Canyon': [13.5, 158.0], 'Salt Creek': [13.6, 127.0], 'Imperial Beach': [13.8, 408.0], 'Otay': [14.2, 167.0], 'San Ysidro': [17.1, 145.0]} | 6300 | 1046 | 0.17 | 5254 | 0.83 | 2810 | 0.45 |  |  | 678 | 0.11 | 0.21 | 0 | 0 | 0 | 0 |  | 808 | 0.13 | 0 | 0 | 845 | 0.13 | 5455 | 1784 | 0.28 | 4516 | 4358 | 0.69 | 1943 | 5173 | 0.82 | 1127 | 72 | 0.01 | 6228 | 140 | 0.02 | 6160
242 | Viejo | SCE Metro | {'Santiago': [7.2, 646.0], 'Trabuco': [7.4, 883.0], 'Margarita': [8.2, 648.0], 'Q1806': [9.5, 639.0], 'Rancho Mission Viejo': [10.1, 461.0], 'Capistrano': [10.8, 544.0], 'Johanna': [12.5, 646.0], 'Serrano': [14.0, 224.0], 'Villa Park': [15.1, 224.0], 'Talega': [15.4, 448.0], 'North of SONGS': [15.6, 437.0], 'Lewis': [17.7, 1.0]} | 35184 | 2614 | 0.07 | 32569 | 0.93 | 7485 | 0.21 |  |  | 19871 | 0.56 | 0.3 | 223 | 0.01 | 40 | 0 |  | 7961 | 0.23 | 22619 | 0.64 | 16482 | 0.47 | 18701 | 13839 | 0.39 | 21345 | 19278 | 0.55 | 15906 | 29328 | 0.83 | 5856 | 21126 | 0.6 | 14058 | 3364 | 0.1 | 31820
243 | Shadowridge | SDGE Imperial | {'San Marcos': [2.5, 1411.0], 'Palomar Airport': [3.1, 679.0], 'Melrose': [4.6, 1812.0], 'Cannon': [5.4, 338.0], 'Encina': [5.6, 252.0], 'Ocean Ranch': [5.8, 1280.0], 'Escondido': [7.1, 1397.0], 'San Luis Rey': [7.3, 1192.0], 'Artesian': [10.3, 555.0], 'Lilac': [11.7, 996.0], 'North City Metering': [12.7, 377.0], 'Pendleton': [12.9, 896.0], 'Monserate': [13.0, 1211.0], 'Valley Center': [14.1, 689.0], 'Chicarita': [14.7, 448.0], 'Penasquitos': [15.5, 3.0], 'Pala': [16.5, 788.0], 'Avocado': [16.9, 807.0]} | 49199 | 15927 | 0.32 | 33272 | 0.68 | 118 | 0 |  |  | 6453 | 0.13 | 0.37 | 10759 | 0.22 | 2576 | 0.05 |  | 24260 | 0.49 | 3543 | 0.07 | 21781 | 0.44 | 27418 | 9859 | 0.2 | 39339 | 18780 | 0.38 | 30419 | 28487 | 0.58 | 20712 | 2365 | 0.05 | 46834 | 3565 | 0.07 | 45634
244 | Chowchilla | PGE Fresno | {'Chowchilla': [0.0, 52001.0], 'Le Grand': [4.6, 26416.0], 'Dairyland': [5.8, 45568.0], 'El Nido': [12.1, 15877.0], 'Wilson': [14.7, 768.0], 'Storey': [15.3, 8075.0], 'Merced': [16.7, 422.0], 'Madera': [17.4, 3229.0], 'Newhall': [18.2, 5467.0]} | 385919 | 82119 | 0.21 | 303800 | 0.79 | 81554 | 0.21 |  |  | 278967 | 0.72 | 0.09 | 184288 | 0.48 | 102167 | 0.26 |  | 137136 | 0.36 | 0 | 0 | 186985 | 0.48 | 198934 | 114827 | 0.3 | 271092 | 130622 | 0.34 | 255296 | 239976 | 0.62 | 145942 | 60368 | 0.16 | 325550 | 53529 | 0.14 | 332390
245 | ECO | SDGE Imperial | {'Ocotillo Express': [9.1, 3291.0], 'Boulevard': [9.3, 4708.0], 'Carrizo Gorge': [10.6, 4076.0], 'Crestwood': [14.5, 3175.0]} | 68819 | 22689 | 0.33 | 46129 | 0.67 | 13878 | 0.2 |  |  | 43171 | 0.63 | 0.1 | 9 | 0 | 0 | 0 |  | 24305 | 0.35 | 14901 | 0.22 | 14265 | 0.21 | 54554 | 10866 | 0.16 | 57953 | 22496 | 0.33 | 46323 | 37979 | 0.55 | 30840 | 17323 | 0.25 | 51496 | 769 | 0.01 | 68050
246 | Roadway | SCE NOL | {'New Sub - Kramer - Lugo (Proposed)': [0.0, 22653.0], 'Victor': [5.1, 16536.0], 'Lugo': [14.8, 3359.0]} | 153277 | 52545 | 0.34 | 100732 | 0.66 | 885 | 0.01 |  |  | 27713 | 0.18 | 0.41 | 40 | 0 | 45 | 0 |  | 559 | 0 | 0 | 0 | 44812 | 0.29 | 108465 | 67541 | 0.44 | 85736 | 22507 | 0.15 | 130769 | 89245 | 0.58 | 64032 | 24885 | 0.16 | 128391 | 1221 | 0.01 | 152056
247 | Miguel | SDGE Imperial | {'Salt Creek': [0.1, 432.0], 'Telegraph Canyon': [3.4, 185.0], 'Spring Valley': [4.3, 261.0], 'Otay': [7.2, 185.0], 'Bay Boulevard': [8.1, 146.0], 'El Cajon': [8.1, 261.0], 'Otay Mesa': [8.4, 268.0], 'San Ysidro': [8.5, 184.0], 'Silvergate': [9.3, 140.0], 'Imperial Beach': [9.4, 146.0], 'Mission': [11.5, 140.0], 'Vine': [12.0, 140.0], 'Old Town': [13.5, 140.0], 'Loveland': [13.8, 261.0], 'Point Loma': [15.1, 140.0], 'Alpine': [15.2, 261.0]} | 35192 | 3464 | 0.1 | 31729 | 0.9 | 4069 | 0.12 |  |  | 12738 | 0.36 | 0.22 | 79 | 0 | 14 | 0 |  | 11587 | 0.33 | 16058 | 0.46 | 8361 | 0.24 | 26831 | 20859 | 0.59 | 14333 | 29515 | 0.84 | 5677 | 30907 | 0.88 | 4286 | 9533 | 0.27 | 25660 | 1503 | 0.04 | 33689
248 | Moss Landing | PGE GBA | {'Crazy Horse Canyon': [9.9, 12374.0], 'Green Valley': [10.2, 6112.0], 'Salinas': [11.0, 7346.0], 'Buena Vista': [13.3, 6587.0], 'Llagas': [18.4, 576.0]} | 120171 | 18310 | 0.15 | 101861 | 0.85 | 19664 | 0.16 |  |  | 66070 | 0.55 | 0.2 | 7928 | 0.07 | 38992 | 0.32 |  | 29227 | 0.24 | 0 | 0 | 35088 | 0.29 | 85083 | 24900 | 0.21 | 95271 | 39007 | 0.32 | 81164 | 67547 | 0.56 | 52624 | 23040 | 0.19 | 97131 | 7349 | 0.06 | 112822
249 | Mendota | PGE Fresno | {'Cheney': [7.3, 37332.0], 'Hammonds': [7.9, 34882.0], 'Panoche': [8.2, 28391.0], 'Tranquility': [9.6, 39355.0], 'Manning': [11.7, 12728.0], 'Newhall': [12.5, 16656.0], 'Oro Loma': [15.8, 18273.0], 'Helm': [18.0, 3702.0]} | 396076 | 140475 | 0.35 | 255600 | 0.65 | 64896 | 0.16 |  |  | 322163 | 0.81 | 0.07 | 199901 | 0.5 | 144287 | 0.36 |  | 52212 | 0.13 | 0 | 0 | 124529 | 0.31 | 271546 | 34166 | 0.09 | 361910 | 72537 | 0.18 | 323539 | 162240 | 0.41 | 233836 | 13318 | 0.03 | 382757 | 19381 | 0.05 | 376695
250 | Coolwater | SCE NOL | {'Harvard': [13.1, 5692.0]} | 85221 | 26399 | 0.31 | 58822 | 0.69 | 9475 | 0.11 |  |  | 37744 | 0.44 | 0.25 | 839 | 0.01 | 584 | 0.01 |  | 0 | 0 | 0 | 0 | 51908 | 0.61 | 33313 | 25689 | 0.3 | 59532 | 12780 | 0.15 | 72441 | 54171 | 0.64 | 31050 | 29509 | 0.35 | 55712 | 2435 | 0.03 | 82786
251 | Innovation | SCE EOP | {'Mercury': [5.5, 6545.0], 'IS Tap': [15.2, 442.0]} | 82826 | 21930 | 0.26 | 60896 | 0.74 | 0 | 0 |  |  | 0 | 0 | 0 | 0 | 0 | 0 | 0 |  | 0 | 0 | 0 | 0 | 0 | 0 | 82826 | 0 | 0 | 82826 | 0 | 0 | 82826 | 0 | 0 | 82826 | 0 | 0 | 82826 | 0 | 0 | 82826
252 | Inyo | SCE NOL | {'Control': [2.2, 1539.0]} | 39825 | 4197 | 0.11 | 35629 | 0.89 | 33473 | 0.84 |  |  | 5578 | 0.14 | 0.02 | 2 | 0 | 0 | 0 |  | 2644 | 0.07 | 0 | 0 | 0 | 0 | 39825 | 9297 | 0.23 | 30529 | 14419 | 0.36 | 25407 | 15291 | 0.38 | 24535 | 30236 | 0.76 | 9590 | 3161 | 0.08 | 36665
253 | Richmond | Northeast CA | {'Leavitt': [7.1, 5236.0]} | 249759 | 78527 | 0.31 | 171232 | 0.69 | 77257 | 0.31 |  |  | 155749 | 0.62 | 0.1 | 22694 | 0.09 | 0 | 0 |  | 173398 | 0.69 | 615 | 0 | 80055 | 0.32 | 169704 | 50885 | 0.2 | 198874 | 46008 | 0.18 | 203751 | 128069 | 0.51 | 121689 | 91225 | 0.37 | 158534 | 22592 | 0.09 | 227167
254 | Salinas | PGE GBA | {'Buena Vista': [2.3, 14790.0], 'Crazy Horse Canyon': [7.4, 10061.0], 'Moss Landing': [11.0, 7346.0]} | 173475 | 30326 | 0.17 | 143149 | 0.83 | 24878 | 0.14 |  |  | 112968 | 0.65 | 0.15 | 8213 | 0.05 | 63049 | 0.36 |  | 56032 | 0.32 | 9103 | 0.05 | 36864 | 0.21 | 136611 | 21532 | 0.12 | 151943 | 37837 | 0.22 | 135638 | 65643 | 0.38 | 107832 | 39697 | 0.23 | 133778 | 9309 | 0.05 | 164167
255 | Cloverdale | PGE NGBA | {'Eagle Rock': [10.9, 2789.0], 'Lake View': [12.4, 1831.0], 'Geysers Tap 1': [14.0, 2418.0], 'Fitch Mountain': [15.7, 3057.0]} | 207359 | 14769 | 0.07 | 192590 | 0.93 | 26192 | 0.13 |  |  | 157501 | 0.76 | 0.08 | 10654 | 0.05 | 11713 | 0.06 |  | 68739 | 0.33 | 63045 | 0.3 | 131125 | 0.63 | 76234 | 76069 | 0.37 | 131290 | 126042 | 0.61 | 81317 | 180846 | 0.87 | 26514 | 92452 | 0.45 | 114907 | 3382 | 0.02 | 203977
256 | Colgate | PGE NGBA | {'New Colgate': [0.1, 4748.0], 'Brunswick': [10.8, 644.0]} | 224188 | 23937 | 0.11 | 200252 | 0.89 | 9646 | 0.04 |  |  | 113570 | 0.51 | 0.21 | 3808 | 0.02 | 720 | 0 |  | 135422 | 0.6 | 72453 | 0.32 | 172636 | 0.77 | 51552 | 30174 | 0.13 | 194014 | 48636 | 0.22 | 175553 | 190068 | 0.85 | 34120 | 58443 | 0.26 | 165745 | 7946 | 0.04 | 216242
257 | New Sub - Suncrest - Ocotillo (Proposed) | SDGE Imperial | {'Crestwood': [8.6, 16049.0], 'Cameron': [10.2, 13639.0], 'Carrizo Gorge': [11.9, 13732.0], 'Suncrest': [13.7, 1936.0], 'Boulevard': [13.7, 12905.0]} | 161859 | 32293 | 0.2 | 129566 | 0.8 | 53686 | 0.33 |  |  | 84562 | 0.52 | 0.08 | 396 | 0 | 209 | 0 |  | 26172 | 0.16 | 131578 | 0.81 | 15745 | 0.1 | 146114 | 42516 | 0.26 | 119343 | 69533 | 0.43 | 92326 | 91378 | 0.56 | 70481 | 76477 | 0.47 | 85382 | 5003 | 0.03 | 156856
258 | East Nicolaus | PGE NGBA | {'Rio Oso': [4.4, 22791.0], 'Sutter Power': [12.7, 2985.0], 'Olivehurst': [12.7, 3263.0], 'Greenleaf 1': [12.8, 2975.0], 'Knights Landing': [12.9, 55.0], 'Lincoln': [13.3, 14495.0], 'Bogue': [13.7, 3076.0], 'Pleasant Grove': [14.0, 12829.0], 'East Marysville': [17.7, 2015.0], 'Atlantic': [18.0, 1704.0], 'Pease': [19.2, 354.0], 'Woodland': [19.9, 1.0]} | 329558 | 43696 | 0.13 | 285862 | 0.87 | 17694 | 0.05 |  |  | 268262 | 0.81 | 0.15 | 98183 | 0.3 | 160273 | 0.49 |  | 37222 | 0.11 | 0 | 0 | 106975 | 0.32 | 222583 | 19055 | 0.06 | 310503 | 133960 | 0.41 | 195598 | 208475 | 0.63 | 121083 | 6715 | 0.02 | 322843 | 47324 | 0.14 | 282235
259 | Renfro | PGE Kern | {'Kern Power': [3.8, 9844.0], '7th Standard': [4.1, 10805.0], 'Rosedale': [4.9, 9062.0], 'Tevis': [5.1, 4478.0], 'Tupman': [6.4, 8602.0], 'Rio Bravo': [6.6, 10626.0], 'West Park': [7.0, 6396.0], 'Stockdale': [7.3, 3188.0], 'Lerdo': [7.9, 11103.0], 'Kern Oil': [8.8, 5768.0], 'Bakersfield': [8.9, 5612.0], 'Casaloma': [9.4, 2486.0], 'Panama': [10.2, 2495.0], 'Sycamore': [10.7, 5276.0], 'Norco': [10.8, 2691.0], 'Mt Poso': [11.9, 6769.0], 'Shafter': [12.3, 8371.0], 'Columbus': [12.6, 502.0], 'Old River': [13.0, 2495.0], 'Magunden': [13.7, 6.0], 'Famoso': [15.3, 3456.0], 'Midway': [16.2, 3951.0], 'Poso Mt.': [16.6, 3799.0], 'Charca': [17.8, 593.0], 'Ganso': [17.8, 3477.0], 'Midway - Wheeler Ridge (Proposed)': [19.4, 31.0]} | 299873 | 48413 | 0.16 | 251460 | 0.84 | 37322 | 0.12 |  |  | 234760 | 0.78 | 0.12 | 33153 | 0.11 | 158235 | 0.53 |  | 30721 | 0.1 | 0 | 0 | 78201 | 0.26 | 221672 | 61700 | 0.21 | 238174 | 111447 | 0.37 | 188426 | 151088 | 0.5 | 148786 | 4707 | 0.02 | 295167 | 19576 | 0.07 | 280297
260 | Julian Hinds | SCE Eastern | {} | 18058 | 3180 | 0.18 | 14878 | 0.82 | 7553 | 0.42 |  |  | 9881 | 0.55 | 0.06 | 215 | 0.01 | 0 | 0 |  | 0 | 0 | 0 | 0 | 2662 | 0.15 | 15397 | 6587 | 0.36 | 11471 | 327 | 0.02 | 17731 | 8823 | 0.49 | 9235 | 9866 | 0.55 | 8192 | 0 | 0 | 18058
261 | Old River | PGE Kern | {'Panama': [7.5, 15154.0], 'Stockdale': [7.8, 12099.0], 'Tevis': [7.9, 9772.0], 'Lakeview': [7.9, 17161.0], 'Wheeler Ridge': [10.9, 11160.0], 'Casaloma': [11.0, 7463.0], 'Midway - Wheeler Ridge (Proposed)': [11.2, 11363.0], 'Rosedale': [11.8, 4028.0], 'Kern Power': [11.9, 3794.0], 'West Park': [12.0, 3736.0], 'Copus': [12.8, 9539.0], 'Norco': [12.9, 2391.0], 'Renfro': [13.0, 2495.0], 'Bakersfield': [13.6, 2222.0], 'Grimmway-Malaga': [13.7, 8324.0], 'Tupman': [13.9, 1070.0], 'Magunden': [14.6, 1923.0], 'Unknown - 3327': [14.7, 5235.0], 'Lamont': [14.8, 5147.0], 'Elk Hills': [15.5, 211.0], 'Tejon': [15.5, 2228.0], 'Columbus': [16.0, 532.0], '7th Standard': [16.2, 36.0], 'Kern Oil': [16.8, 85.0], 'Sycamore': [18.0, 43.0], 'Cal Water': [18.6, 199.0]} | 306962 | 41722 | 0.14 | 265240 | 0.86 | 44417 | 0.14 |  |  | 242518 | 0.79 | 0.09 | 61666 | 0.2 | 181151 | 0.59 |  | 13630 | 0.04 | 0 | 0 | 43065 | 0.14 | 263897 | 85948 | 0.28 | 221014 | 139061 | 0.45 | 167902 | 143474 | 0.47 | 163489 | 35 | 0 | 306928 | 16949 | 0.06 | 290013
262 | Bellevue | PGE NGBA | {'Santa Rosa A': [4.0, 5118.0], 'Penngrove': [4.7, 6378.0], 'Monroe': [5.4, 2639.0], 'Rincon': [8.1, 3341.0], 'Corona': [8.5, 3816.0], 'Fulton': [8.7, 808.0], 'Lakeville': [11.4, 3786.0], 'Silverado': [16.0, 2081.0]} | 193352 | 19308 | 0.1 | 174044 | 0.9 | 7017 | 0.04 |  |  | 117173 | 0.61 | 0.18 | 25612 | 0.13 | 12682 | 0.07 |  | 76404 | 0.4 | 0 | 0 | 103363 | 0.53 | 89989 | 73071 | 0.38 | 120281 | 129222 | 0.67 | 64130 | 163420 | 0.85 | 29933 | 52433 | 0.27 | 140919 | 10486 | 0.05 | 182866
263 | Highline | SDGE Imperial | {'North Gila - IV (Proposed)': [4.2, 3867.0], 'Drop 4': [5.5, 3870.0], 'El Centro': [15.4, 3246.0]} | 168475 | 24180 | 0.14 | 144295 | 0.86 | 27638 | 0.16 |  |  | 135957 | 0.81 | 0.09 | 17855 | 0.11 | 114135 | 0.68 |  | 0 | 0 | 0 | 0 | 6880 | 0.04 | 161594 | 28596 | 0.17 | 139879 | 28596 | 0.17 | 139879 | 35477 | 0.21 | 132998 | 15017 | 0.09 | 153457 | 8518 | 0.05 | 159957
264 | Clayton | PGE GBA | {'Meadow Lane': [4.7, 711.0], 'Lakewood': [5.4, 701.0], 'Kirker': [6.3, 1258.0], 'Pittsburg': [7.5, 1257.0], 'GWF 2': [7.7, 1225.0], 'Alhambra': [9.4, 126.0], 'Martinez': [9.4, 282.0], 'Tassajara': [10.6, 39.0], 'Contra Costa': [10.8, 1169.0], 'Lone Tree': [11.3, 964.0], 'Collinsville': [11.9, 945.0], 'Contra Costa PP': [12.2, 1162.0], 'Bahia': [13.2, 128.0], 'Christie': [13.5, 118.0], 'Birds Landing': [14.6, 2.0], 'Brentwood': [15.9, 586.0], 'Shiloh III': [17.0, 2.0]} | 89923 | 15989 | 0.18 | 73934 | 0.82 | 14069 | 0.16 |  |  | 62554 | 0.7 | 0.19 | 7494 | 0.08 | 421 | 0 |  | 60486 | 0.67 | 885 | 0.01 | 35520 | 0.4 | 54403 | 50163 | 0.56 | 39760 | 51285 | 0.57 | 38638 | 67004 | 0.75 | 22918 | 19586 | 0.22 | 70337 | 15150 | 0.17 | 74773
265 | Hilltop | Northeast CA | {} | 363415 | 35531 | 0.1 | 327884 | 0.9 | 0 | 0 |  |  | 0 | 0 | 0 | 23868 | 0.07 | 15991 | 0.04 |  | 75400 | 0.21 | 0 | 0 | 158882 | 0.44 | 204533 | 74577 | 0.21 | 288838 | 41700 | 0.11 | 321715 | 219696 | 0.6 | 143719 | 250121 | 0.69 | 113294 | 40897 | 0.11 | 322518
266 | Lakeville | PGE NGBA | {'Corona': [4.2, 4756.0], 'Penngrove': [7.0, 4492.0], 'Bellevue': [11.4, 3786.0], 'Ignacio': [12.3, 2680.0], 'Santa Rosa A': [14.7, 2404.0], 'Monroe': [16.6, 393.0], 'Tulucay': [16.9, 668.0], 'Rincon': [17.3, 2379.0], 'Silverado': [18.5, 1261.0]} | 157547 | 15168 | 0.1 | 142379 | 0.9 | 17967 | 0.11 |  |  | 102462 | 0.65 | 0.13 | 28599 | 0.18 | 12148 | 0.08 |  | 74365 | 0.47 | 0 | 0 | 98646 | 0.63 | 58900 | 39779 | 0.25 | 117768 | 81422 | 0.52 | 76124 | 129171 | 0.82 | 28376 | 49095 | 0.31 | 108452 | 10594 | 0.07 | 146953
267 | Fig Garden | PGE Fresno | {'Figarden': [0.0, 19790.0], 'Ashlan': [2.6, 16506.0], 'Gregg': [3.8, 17850.0], 'Herndon': [3.8, 18055.0], 'Bullard': [5.0, 10796.0], 'West Fresno': [7.5, 7059.0], 'Woodward': [7.9, 7588.0], 'Kearney (New)': [8.2, 7409.0], 'California Ave': [8.8, 4360.0], 'Clovis': [9.8, 343.0], 'Borden': [9.8, 14088.0], 'Malaga': [11.5, 2020.0], 'Madera': [12.9, 9458.0], 'Biola': [14.2, 3925.0], 'Storey': [14.8, 7943.0], 'Mc Mullin': [17.4, 1501.0]} | 265231 | 49737 | 0.19 | 215494 | 0.81 | 19536 | 0.07 |  |  | 176257 | 0.66 | 0.21 | 64376 | 0.24 | 130453 | 0.49 |  | 75895 | 0.29 | 0 | 0 | 47948 | 0.18 | 217283 | 73808 | 0.28 | 191423 | 75868 | 0.29 | 189363 | 102946 | 0.39 | 162285 | 35394 | 0.13 | 229837 | 36627 | 0.14 | 228604
268 | GWF Tracy | PGE GBA | {'Lammers': [0.7, 2190.0], 'Tesla': [4.1, 1761.0], 'Midway Green Ridge Services': [5.4, 1703.0], 'Tracy': [7.8, 1703.0], 'Kasson': [8.4, 2190.0], 'Kelso': [8.6, 1646.0], 'Delta PP': [9.5, 993.0], 'Delta Pumps': [9.5, 995.0], 'Windmaster': [10.4, 404.0], 'Altamont': [10.5, 247.0], 'Altamont Midway (Sandhill)': [10.5, 255.0], 'Vierra': [13.2, 38.0], 'Manteca': [15.8, 15.0], 'Westley': [17.9, 316.0], 'New Sub - Westley - Quinto (Proposed)': [19.5, 1.0]} | 283849 | 3569 | 0.01 | 280280 | 0.99 | 81195 | 0.29 |  |  | 173520 | 0.61 | 0.15 | 17758 | 0.06 | 115502 | 0.41 |  | 113290 | 0.4 | 23611 | 0.08 | 157804 | 0.56 | 126045 | 102795 | 0.36 | 181054 | 104954 | 0.37 | 178895 | 178047 | 0.63 | 105802 | 74458 | 0.26 | 209391 | 14945 | 0.05 | 268905
269 | Pahrump | SCE EOP | {'Gamebird': [4.5, 20980.0], 'Thousandaire': [4.6, 18881.0], 'Charleston': [8.1, 18314.0], 'Vista 2': [8.7, 19076.0], 'Crazy Eyes': [13.6, 5983.0]} | 113965 | 46532 | 0.41 | 67432 | 0.59 | 11740 | 0.1 |  |  | 1788 | 0.02 | 0.13 | 0 | 0 | 0 | 0 |  | 0 | 0 | 0 | 0 | 3107 | 0.03 | 110858 | 806 | 0.01 | 113159 | 6858 | 0.06 | 107107 | 8458 | 0.07 | 105507 | 10439 | 0.09 | 103526 | 122 | 0 | 113842
270 | Curtis | PGE GBA | {'Race Track': [5.1, 7775.0], 'Racetrack': [5.1, 7775.0], 'Mi-Wuk': [7.8, 5710.0], 'Peoria': [10.8, 2392.0], 'Chinese Station': [11.0, 2976.0], 'New Melones': [11.5, 846.0], 'Stanislaus': [11.7, 1707.0], 'Collierville': [12.3, 1707.0], 'Frogtown': [12.9, 269.0]} | 148690 | 17874 | 0.12 | 130816 | 0.88 | 24059 | 0.16 |  |  | 99574 | 0.67 | 0.14 | 654 | 0 | 175 | 0 |  | 91825 | 0.62 | 48483 | 0.33 | 59583 | 0.4 | 89107 | 50379 | 0.34 | 98310 | 69853 | 0.47 | 78837 | 103020 | 0.69 | 45670 | 70876 | 0.48 | 77813 | 4058 | 0.03 | 144631
271 | Quinto | PGE Fresno | {'Los Banos': [5.3, 14254.0], 'Padre Flats SW STA': [9.4, 10041.0], 'Miller': [9.7, 8512.0], 'Fink (Proposed)': [17.8, 32.0], 'Crows Landing': [17.9, 45.0], 'Crow Creek': [18.1, 32.0], 'Mercy Springs': [18.7, 332.0], 'Dos Amigos': [18.8, 138.0], 'Stanislaus Resource Recovery Facility': [18.9, 24.0]} | 224813 | 24515 | 0.11 | 200298 | 0.89 | 84901 | 0.38 |  |  | 129222 | 0.57 | 0.07 | 33444 | 0.15 | 45280 | 0.2 |  | 118753 | 0.53 | 18642 | 0.08 | 131068 | 0.58 | 93744 | 36974 | 0.16 | 187838 | 61415 | 0.27 | 163397 | 147469 | 0.66 | 77344 | 100459 | 0.45 | 124353 | 15602 | 0.07 | 209210
272 | Melrose | SDGE Imperial | {'Ocean Ranch': [2.4, 1444.0], 'Shadowridge': [4.6, 1812.0], 'San Luis Rey': [4.7, 1356.0], 'Palomar Airport': [6.1, 507.0], 'San Marcos': [6.3, 1226.0], 'Cannon': [6.6, 349.0], 'Encina': [6.8, 264.0], 'Pendleton': [8.5, 1061.0], 'Monserate': [8.6, 1583.0], 'Escondido': [9.6, 1218.0], 'Lilac': [10.1, 1228.0], 'Avocado': [12.4, 1179.0], 'Pala': [13.1, 1152.0], 'Valley Center': [13.6, 912.0], 'Artesian': [14.6, 372.0], 'North City Metering': [17.3, 248.0], 'Chicarita': [19.1, 269.0]} | 64716 | 22717 | 0.35 | 41999 | 0.65 | 154 | 0 |  |  | 11233 | 0.17 | 0.4 | 14997 | 0.23 | 3376 | 0.05 |  | 35932 | 0.56 | 5831 | 0.09 | 29116 | 0.45 | 35600 | 8577 | 0.13 | 56138 | 18428 | 0.28 | 46288 | 34945 | 0.54 | 29770 | 3942 | 0.06 | 60774 | 4780 | 0.07 | 59936
273 | Valley (VEA) | SCE EOP | {'Valley Switch': [4.9, 77671.0], 'Lathrop': [11.3, 43177.0]} | 157613 | 117426 | 0.75 | 40187 | 0.25 | 2858 | 0.02 |  |  | 0 | 0 | 0.01 | 0 | 0 | 0 | 0 |  | 0 | 0 | 0 | 0 | 0 | 0 | 157613 | 0 | 0 | 157613 | 0 | 0 | 157613 | 0 | 0 | 157613 | 2866 | 0.02 | 154747 | 45 | 0 | 157568
274 | Avocado | SDGE Imperial | {'Monserate': [3.9, 6260.0], 'Pala': [7.4, 5960.0], 'Pendleton': [7.7, 1102.0], 'Melrose': [12.4, 1179.0], 'Ocean Ranch': [12.5, 955.0], 'Lilac': [12.6, 4015.0], 'San Luis Rey': [13.3, 955.0], 'Pauba': [15.6, 1172.0], 'Valley Center': [16.5, 2780.0], 'Shadowridge': [16.9, 807.0], 'San Marcos': [17.9, 236.0], 'Cannon': [18.0, 53.0], 'Encina': [18.1, 27.0], 'Palomar Airport': [18.4, 4.0], 'Escondido': [19.2, 232.0]} | 120034 | 26242 | 0.22 | 93792 | 0.78 | 3777 | 0.03 |  |  | 28607 | 0.24 | 0.37 | 26911 | 0.22 | 4879 | 0.04 |  | 48605 | 0.4 | 46273 | 0.39 | 70317 | 0.59 | 49717 | 32668 | 0.27 | 87366 | 53620 | 0.45 | 66415 | 87664 | 0.73 | 32370 | 15347 | 0.13 | 104687 | 7601 | 0.06 | 112433
275 | New Sub - North Gila - IV (Proposed) | SDGE Imperial | {'North Gila - IV (Proposed)': [2.1, 6170.0], 'Highline': [5.5, 3870.0]} | 100178 | 15981 | 0.16 | 84197 | 0.84 | 20162 | 0.2 |  |  | 75857 | 0.76 | 0.08 | 9055 | 0.09 | 65894 | 0.66 |  | 0 | 0 | 0 | 0 | 902 | 0.01 | 99276 | 23398 | 0.23 | 76780 | 23398 | 0.23 | 76780 | 24300 | 0.24 | 75878 | 6683 | 0.07 | 93495 | 6111 | 0.06 | 94068
276 | Caliente | PGE Kern | {'Carrizo Plains': [6.9, 6622.0], 'Topaz': [8.0, 5650.0], 'Solar': [8.0, 5650.0], 'Kernridge': [10.9, 8631.0], 'Temblor': [12.4, 7526.0], 'Sunset': [19.2, 103.0]} | 252580 | 38837 | 0.15 | 213743 | 0.85 | 81202 | 0.32 |  |  | 152972 | 0.61 | 0.09 | 8145 | 0.03 | 8010 | 0.03 |  | 72458 | 0.29 | 11813 | 0.05 | 138570 | 0.55 | 114010 | 32930 | 0.13 | 219650 | 64655 | 0.26 | 187925 | 179368 | 0.71 | 73212 | 109559 | 0.43 | 143021 | 7339 | 0.03 | 245241
277 | San Luis Obispo | PGE Kern | {'Oceano': [11.5, 8388.0], 'Diablo Canyon': [12.3, 1027.0], 'Morro Bay': [14.7, 30.0], 'Callender': [15.2, 5090.0]} | 159477 | 27508 | 0.17 | 131969 | 0.83 | 30324 | 0.19 |  |  | 113113 | 0.71 | 0.09 | 5122 | 0.03 | 6561 | 0.04 |  | 89279 | 0.56 | 48508 | 0.3 | 44336 | 0.28 | 115141 | 35555 | 0.22 | 123921 | 82507 | 0.52 | 76970 | 96393 | 0.6 | 63084 | 82914 | 0.52 | 76563 | 11887 | 0.07 | 147590
278 | Valley Home | PGE GBA | {'Avena': [6.0, 26941.0], 'Riverbank': [6.4, 16129.0], 'Cottle': [8.7, 15106.0], 'Warnerville': [11.1, 14871.0], 'Bellota': [11.7, 8224.0], 'Ripon': [13.0, 9775.0], 'Manteca': [15.6, 8440.0], 'Weber': [16.6, 6119.0], 'Vierra': [18.3, 3172.0], 'French Camp': [18.8, 1600.0]} | 327906 | 58242 | 0.18 | 269665 | 0.82 | 58268 | 0.18 |  |  | 205650 | 0.63 | 0.13 | 117296 | 0.36 | 99049 | 0.3 |  | 104668 | 0.32 | 0 | 0 | 152239 | 0.46 | 175668 | 35018 | 0.11 | 292889 | 90737 | 0.28 | 237170 | 199180 | 0.61 | 128727 | 75256 | 0.23 | 252650 | 21990 | 0.07 | 305916
279 | Big Creek | PGE Fresno | {} | 145660 | 6979 | 0.05 | 138681 | 0.95 | 100384 | 0.69 |  |  | 32745 | 0.22 | 0.09 | 33 | 0 | 0 | 0 |  | 58528 | 0.4 | 4480 | 0.03 | 32625 | 0.22 | 113035 | 85122 | 0.58 | 60538 | 63305 | 0.43 | 82355 | 105399 | 0.72 | 40261 | 76295 | 0.52 | 69365 | 6283 | 0.04 | 139377
280 | West Fresno | PGE Fresno | {'California Ave': [3.0, 18489.0], 'Kearney (New)': [3.6, 22232.0], 'Ashlan': [5.2, 9684.0], 'Malaga': [5.4, 14061.0], 'Fig Garden': [7.5, 7059.0], 'Figarden': [7.5, 7073.0], 'Bullard': [7.9, 5442.0], 'Herndon': [10.5, 5703.0], 'Clovis': [10.7, 2804.0], 'Gregg': [10.8, 5473.0], 'Sanger': [11.5, 5596.0], 'McCall': [12.4, 7464.0], 'Mc Mullin': [12.8, 13780.0], 'Woodward': [12.9, 13.0], 'Borden': [16.9, 1942.0], 'Biola': [17.0, 1860.0], 'Madera': [19.3, 303.0]} | 276808 | 82589 | 0.3 | 194219 | 0.7 | 9027 | 0.03 |  |  | 175734 | 0.63 | 0.22 | 75335 | 0.27 | 175700 | 0.63 |  | 12612 | 0.05 | 0 | 0 | 17665 | 0.06 | 259143 | 18539 | 0.07 | 258268 | 18019 | 0.07 | 258788 | 29541 | 0.11 | 247266 | 16 | 0 | 276791 | 4638 | 0.02 | 272170
281 | Sylmar | SCE Northern | {'Saugus': [9.2, 1140.0], 'Pardee': [10.4, 998.0], 'Elizabeth Lake': [14.5, 97.0]} | 56787 | 10498 | 0.18 | 46289 | 0.82 | 15896 | 0.28 |  |  | 25076 | 0.44 | 0.34 | 330 | 0.01 | 875 | 0.02 |  | 33572 | 0.59 | 13272 | 0.23 | 23442 | 0.41 | 33345 | 1995 | 0.04 | 54792 | 9554 | 0.17 | 47233 | 31010 | 0.55 | 25776 | 21700 | 0.38 | 35087 | 6029 | 0.11 | 50758
282 | Tracy | PGE GBA | {'Kelso': [1.2, 1646.0], 'Delta PP': [2.2, 993.0], 'Delta Pumps': [2.2, 995.0], 'Windmaster': [3.3, 404.0], 'Midway Green Ridge Services': [5.0, 1703.0], 'Tesla': [6.0, 1703.0], 'Altamont': [6.3, 247.0], 'Altamont Midway (Sandhill)': [6.3, 255.0], 'GWF Tracy': [7.8, 1703.0], 'Lammers': [8.1, 1703.0], 'Kasson': [13.5, 1703.0]} | 264878 | 4436 | 0.02 | 260442 | 0.98 | 67766 | 0.26 |  |  | 166120 | 0.63 | 0.14 | 16751 | 0.06 | 117806 | 0.44 |  | 106726 | 0.4 | 4685 | 0.02 | 114721 | 0.43 | 150157 | 89565 | 0.34 | 175313 | 95271 | 0.36 | 169607 | 143940 | 0.54 | 120938 | 45136 | 0.17 | 219743 | 16352 | 0.06 | 248526
283 | Pease | PGE NGBA | {'East Marysville': [5.4, 8779.0], 'Bogue': [5.5, 8916.0], 'Olivehurst': [8.3, 7086.0], 'Sutter Power': [8.4, 5024.0], 'Greenleaf 1': [8.4, 5027.0], 'Honcut': [11.0, 4747.0], 'Meridian': [13.4, 2642.0], 'East Nicolaus': [19.2, 354.0], 'Rio Oso': [19.4, 199.0]} | 307544 | 26146 | 0.09 | 281398 | 0.91 | 18130 | 0.06 |  |  | 240148 | 0.78 | 0.12 | 86130 | 0.28 | 145862 | 0.47 |  | 50764 | 0.17 | 0 | 0 | 148053 | 0.48 | 159491 | 34837 | 0.11 | 272707 | 104990 | 0.34 | 202553 | 213760 | 0.7 | 93784 | 24412 | 0.08 | 283132 | 26404 | 0.09 | 281140
284 | Spring Valley | SDGE Imperial | {'Murray': [3.8, 2.0], 'El Cajon': [4.3, 261.0], 'Miguel': [4.3, 261.0], 'Salt Creek': [4.4, 261.0], 'Elliot': [7.3, 69.0], 'Elliott': [7.3, 69.0], 'Mission': [8.4, 69.0], 'Silvergate': [8.7, 69.0], 'Kearny': [9.9, 69.0], 'Vine': [10.2, 69.0], 'Bay Boulevard': [10.5, 69.0], 'Mesa Heights': [10.9, 69.0], 'Old Town': [11.1, 69.0], 'Imperial Beach': [12.1, 52.0], 'Otay Mesa': [12.6, 223.0], 'Loveland': [12.8, 261.0], 'Point Loma': [13.4, 69.0], 'Alpine': [13.8, 261.0]} | 37840 | 3435 | 0.09 | 34405 | 0.91 | 4386 | 0.12 |  |  | 13089 | 0.35 | 0.23 | 163 | 0 | 77 | 0 |  | 13018 | 0.34 | 16970 | 0.45 | 12721 | 0.34 | 25119 | 22928 | 0.61 | 14912 | 29803 | 0.79 | 8037 | 33938 | 0.9 | 3902 | 9550 | 0.25 | 28291 | 1547 | 0.04 | 36293
285 | Honcut | PGE NGBA | {'Palermo': [10.2, 337.0], 'Pease': [11.0, 4747.0], 'East Marysville': [11.1, 3131.0], 'Wyandotte': [12.3, 19.0], 'Thermalito': [13.6, 127.0], 'Bogue': [15.7, 2107.0], 'Olivehurst': [16.2, 1900.0], 'Greenleaf 1': [19.4, 142.0], 'Sutter Power': [19.4, 145.0]} | 273391 | 24077 | 0.09 | 249314 | 0.91 | 12407 | 0.05 |  |  | 189659 | 0.69 | 0.16 | 94579 | 0.35 | 68263 | 0.25 |  | 87888 | 0.32 | 0 | 0 | 174102 | 0.64 | 99290 | 30976 | 0.11 | 242415 | 83115 | 0.3 | 190277 | 222802 | 0.81 | 50590 | 42268 | 0.15 | 231123 | 26996 | 0.1 | 246395
286 | Rancho Mission Viejo | SDGE Imperial | {'Margarita': [2.4, 1757.0], 'Capistrano': [3.9, 1758.0], 'Q1806': [4.5, 1457.0], 'Trabuco': [5.0, 1261.0], 'Talega': [5.3, 1744.0], 'North of SONGS': [5.5, 1733.0], 'Viejo': [10.1, 461.0], 'San Onofre': [11.2, 358.0]} | 33807 | 2374 | 0.07 | 31433 | 0.93 | 6409 | 0.19 |  |  | 18880 | 0.56 | 0.3 | 210 | 0.01 | 38 | 0 |  | 6316 | 0.19 | 24454 | 0.72 | 17466 | 0.52 | 16342 | 18155 | 0.54 | 15652 | 20926 | 0.62 | 12881 | 29413 | 0.87 | 4395 | 18164 | 0.54 | 15644 | 2254 | 0.07 | 31554
287 | Encina | SDGE Imperial | {'Cannon': [0.2, 269.0], 'Palomar Airport': [2.9, 241.0], 'San Luis Rey': [5.2, 121.0], 'Shadowridge': [5.6, 252.0], 'Ocean Ranch': [5.7, 122.0], 'Melrose': [6.8, 264.0], 'San Marcos': [8.0, 215.0], 'Pendleton': [11.9, 64.0], 'Escondido': [12.6, 201.0], 'North City Metering': [14.0, 148.0], 'Artesian': [14.1, 147.0], 'Monserate': [14.5, 85.0], 'Lilac': [16.5, 62.0], 'Penasquitos': [16.6, 3.0], 'Chicarita': [18.0, 131.0], 'Avocado': [18.1, 27.0], 'Valley Center': [19.4, 8.0], 'Pala': [19.9, 2.0]} | 19244 | 2144 | 0.11 | 17099 | 0.89 | 158 | 0.01 |  |  | 2187 | 0.11 | 0.37 | 3772 | 0.2 | 1304 | 0.07 |  | 2920 | 0.15 | 0 | 0 | 12286 | 0.64 | 6957 | 6922 | 0.36 | 12322 | 9773 | 0.51 | 9471 | 15174 | 0.79 | 4070 | 869 | 0.05 | 18374 | 1132 | 0.06 | 18112
288 | Bullard | PGE Fresno | {'Ashlan': [3.9, 10767.0], 'Clovis': [4.8, 4897.0], 'Figarden': [5.0, 10796.0], 'Fig Garden': [5.0, 10796.0], 'Woodward': [5.1, 6997.0], 'California Ave': [7.3, 6936.0], 'West Fresno': [7.9, 5442.0], 'Gregg': [8.4, 10009.0], 'Herndon': [8.6, 10100.0], 'Malaga': [9.4, 5319.0], 'Kearney (New)': [10.4, 4391.0], 'Sanger': [11.9, 4591.0], 'Borden': [13.7, 7817.0], 'McCall': [16.4, 1706.0], 'Madera': [17.2, 3507.0], 'Storey': [18.3, 2260.0], 'Biola': [19.1, 765.0]} | 263152 | 46785 | 0.18 | 216366 | 0.82 | 25811 | 0.1 |  |  | 153101 | 0.58 | 0.24 | 58749 | 0.22 | 100632 | 0.38 |  | 98952 | 0.38 | 0 | 0 | 81078 | 0.31 | 182073 | 82664 | 0.31 | 180488 | 79359 | 0.3 | 183793 | 126810 | 0.48 | 136342 | 54041 | 0.21 | 209111 | 38586 | 0.15 | 224565
289 | Hicks | PGE GBA | {'Vasona': [3.8, 868.0], 'El Patio': [4.5, 495.0], 'Stone': [5.2, 108.0], 'Edenvale': [5.8, 108.0], 'Evergreen': [5.8, 108.0], 'Santa Teresa': [6.0, 108.0], 'San Jose A': [6.6, 108.0], 'Piercy': [6.7, 108.0], 'Saratoga': [7.0, 560.0], 'San Jose B': [7.5, 108.0], 'FMC': [8.0, 53.0], 'Swift': [8.4, 108.0], 'Metcalf Energy Center': [8.5, 108.0], 'Metcalf 1': [8.7, 108.0], 'Monta Vista': [11.3, 560.0], 'Paul Sweet': [17.4, 213.0]} | 72215 | 5823 | 0.08 | 66392 | 0.92 | 6011 | 0.08 |  |  | 32763 | 0.45 | 0.21 | 1551 | 0.02 | 816 | 0.01 |  | 34286 | 0.47 | 32 | 0 | 42969 | 0.6 | 29246 | 11201 | 0.16 | 61014 | 39819 | 0.55 | 32396 | 59339 | 0.82 | 12876 | 25189 | 0.35 | 47026 | 2165 | 0.03 | 70050
290 | Olivehurst | PGE NGBA | {'Bogue': [4.3, 16162.0], 'East Marysville': [5.1, 15077.0], 'Pease': [8.3, 7086.0], 'Greenleaf 1': [8.4, 6885.0], 'Sutter Power': [8.4, 6926.0], 'Rio Oso': [11.7, 7041.0], 'East Nicolaus': [12.7, 3263.0], 'Honcut': [16.2, 1900.0], 'Lincoln': [18.8, 18.0]} | 295669 | 37842 | 0.13 | 257827 | 0.87 | 13632 | 0.05 |  |  | 227284 | 0.77 | 0.13 | 85800 | 0.29 | 133020 | 0.45 |  | 40601 | 0.14 | 0 | 0 | 130096 | 0.44 | 165574 | 21735 | 0.07 | 273934 | 86989 | 0.29 | 208680 | 189000 | 0.64 | 106669 | 15690 | 0.05 | 279979 | 30634 | 0.1 | 265035
291 | Temblor | PGE Kern | {'Kernridge': [4.8, 24663.0], 'Sunset': [11.4, 12367.0], 'Caliente': [12.4, 7526.0], 'Sunrise': [13.6, 7203.0], 'Midway': [13.7, 25.0], 'Ganso': [16.1, 107.0], 'Goose Lake': [16.6, 346.0], 'Carrizo Plains': [19.3, 342.0]} | 260190 | 42187 | 0.16 | 218003 | 0.84 | 56760 | 0.22 |  |  | 189564 | 0.73 | 0.08 | 19315 | 0.07 | 73282 | 0.28 |  | 33790 | 0.13 | 0 | 0 | 114392 | 0.44 | 145797 | 41424 | 0.16 | 218766 | 112260 | 0.43 | 147929 | 185459 | 0.71 | 74730 | 39235 | 0.15 | 220955 | 6974 | 0.03 | 253216
292 | Olinda | SCE Metro | {'Walnut': [4.6, 370.0], 'Lewis': [9.6, 2.0], 'Villa Park': [10.4, 89.0], 'Serrano': [11.1, 495.0], 'Chino': [14.4, 620.0]} | 8191 | 1477 | 0.18 | 6714 | 0.82 | 148 | 0.02 |  |  | 6548 | 0.8 | 0.15 | 39 | 0 | 0 | 0 |  | 7441 | 0.91 | 0 | 0 | 4082 | 0.5 | 4109 | 238 | 0.03 | 7954 | 998 | 0.12 | 7193 | 5131 | 0.63 | 3061 | 2916 | 0.36 | 5276 | 1009 | 0.12 | 7183
293 | Mt. Eden | PGE GBA | {'Eastshore': [0.9, 1397.0], 'Grant': [4.2, 1341.0], 'Castro Valley': [4.7, 1296.0], 'Dumbarton': [5.7, 180.0], 'San Leandro U': [6.0, 1340.0], 'Edes': [8.9, 1338.0], 'Ravenswood': [9.9, 65.0], 'Fremont': [9.9, 111.0], 'Oakland J': [11.0, 1298.0], 'Cooley Landing': [11.1, 27.0], 'Newark': [11.1, 111.0], 'Vineyard': [13.7, 111.0], 'Oakland X': [14.0, 1292.0], 'Burlingame': [14.5, 1.0], 'Menlo': [14.9, 22.0], 'Oakland C': [15.1, 1292.0], 'Moraga': [15.4, 704.0], 'Oakland L': [15.5, 1284.0], 'Dixon Landing': [15.6, 110.0], 'Jefferson': [15.8, 23.0], 'Millbrae': [15.9, 1.0], 'Whisman': [15.9, 7.0], 'Nortech': [16.6, 3.0], 'Los Esteros': [17.0, 73.0], 'Martin': [17.4, 375.0], 'SAN FRAN A (POTRERO PP)': [17.7, 665.0], 'Potrero': [17.7, 671.0]} | 42058 | 3955 | 0.09 | 38104 | 0.91 | 5636 | 0.13 |  |  | 28985 | 0.69 | 0.53 | 112 | 0 | 101 | 0 |  | 30934 | 0.74 | 0 | 0 | 26409 | 0.63 | 15650 | 11854 | 0.28 | 30205 | 26925 | 0.64 | 15134 | 35173 | 0.84 | 6885 | 16260 | 0.39 | 25798 | 3516 | 0.08 | 38542
294 | Woodland | PGE NGBA | {'Knights Landing': [9.1, 4375.0], 'Davis': [9.4, 3520.0], 'Madison': [11.2, 7891.0], 'Putah Creek': [16.6, 4309.0], 'East Nicolaus': [19.9, 1.0]} | 310006 | 14721 | 0.05 | 295285 | 0.95 | 29231 | 0.09 |  |  | 263762 | 0.85 | 0.09 | 60600 | 0.2 | 204414 | 0.66 |  | 19266 | 0.06 | 0 | 0 | 134728 | 0.43 | 175279 | 41888 | 0.14 | 268118 | 123165 | 0.4 | 186841 | 211827 | 0.68 | 98180 | 4047 | 0.01 | 305959 | 14102 | 0.05 | 295905
295 | Trabuco | SDGE Imperial | {'Q1806': [2.1, 1456.0], 'Margarita': [2.7, 1451.0], 'Capistrano': [3.5, 1360.0], 'Rancho Mission Viejo': [5.0, 1261.0], 'Viejo': [7.4, 883.0], 'Santiago': [8.9, 438.0], 'Talega': [9.6, 1245.0], 'North of SONGS': [9.7, 1234.0], 'Johanna': [14.6, 422.0], 'San Onofre': [15.1, 208.0]} | 24714 | 2456 | 0.1 | 22258 | 0.9 | 4924 | 0.2 |  |  | 13601 | 0.55 | 0.44 | 211 | 0.01 | 40 | 0 |  | 6362 | 0.26 | 15421 | 0.62 | 9432 | 0.38 | 15282 | 12293 | 0.5 | 12421 | 15785 | 0.64 | 8928 | 20486 | 0.83 | 4228 | 13419 | 0.54 | 11294 | 2087 | 0.08 | 22626
296 | Cantua | PGE Fresno | {'Excelsior': [6.4, 37862.0], 'New Sub - Los Banos - Midway (Proposed)': [7.6, 43370.0], 'Schindler': [11.4, 32996.0], 'Tranquility': [11.7, 10569.0], 'Crescent': [11.9, 32394.0], 'Helm': [14.5, 19838.0], 'Cheney': [17.6, 23.0], 'Manning': [17.9, 19.0]} | 339862 | 111560 | 0.33 | 228302 | 0.67 | 106947 | 0.31 |  |  | 228805 | 0.67 | 0.06 | 121977 | 0.36 | 119247 | 0.35 |  | 47775 | 0.14 | 3617 | 0.01 | 116938 | 0.34 | 222923 | 7084 | 0.02 | 332778 | 28976 | 0.09 | 310885 | 119996 | 0.35 | 219866 | 52734 | 0.16 | 287127 | 1578 | 0 | 338284
297 | Rancho Vista | SCE Metro | {'Etiwanda': [0.4, 3376.0], 'Mira Loma': [5.8, 3376.0], 'Padua': [6.4, 3355.0], 'Wildlife': [9.9, 2091.0], 'Rerc': [9.9, 2102.0], 'Chino': [10.3, 3376.0]} | 21456 | 4198 | 0.2 | 17258 | 0.8 | 2044 | 0.1 |  |  | 10253 | 0.48 | 0.3 | 368 | 0.02 | 1289 | 0.06 |  | 6071 | 0.28 | 9567 | 0.45 | 14169 | 0.66 | 7288 | 10837 | 0.51 | 10619 | 9953 | 0.46 | 11504 | 15919 | 0.74 | 5537 | 4665 | 0.22 | 16791 | 1658 | 0.08 | 19798
298 | Los Esteros | PGE GBA | {'Nortech': [1.5, 1115.0], 'Dixon Landing': [2.2, 1493.0], 'Trimble': [3.2, 1131.0], 'Scott': [3.7, 1076.0], 'FMC': [5.6, 1127.0], 'Newark': [5.9, 844.0], 'San Jose B': [6.3, 1125.0], 'San Jose A': [7.1, 1125.0], 'Whisman': [7.6, 6.0], 'Mountain View': [8.1, 6.0], 'Fremont': [8.1, 837.0], 'Stone': [9.3, 1125.0], 'El Patio': [9.4, 178.0], 'Evergreen': [10.0, 1125.0], 'Swift': [10.4, 1125.0], 'Cooley Landing': [11.1, 6.0], 'Dumbarton': [11.3, 595.0], 'Ravenswood': [12.1, 6.0], 'Piercy': [13.6, 491.0], 'Menlo': [14.7, 4.0], 'Edenvale': [14.8, 491.0], 'Santa Teresa': [15.3, 491.0], 'Mt Eden': [17.0, 73.0], 'Mt. Eden': [17.0, 73.0], 'Vineyard': [17.4, 589.0], 'Metcalf Energy Center': [17.6, 136.0], 'Metcalf 1': [17.6, 214.0]} | 50063 | 4145 | 0.08 | 45918 | 0.92 | 22798 | 0.46 |  |  | 23690 | 0.47 | 0.07 | 150 | 0 | 226 | 0 |  | 45535 | 0.91 | 1549 | 0.03 | 29716 | 0.59 | 20347 | 17917 | 0.36 | 32146 | 22805 | 0.46 | 27257 | 34147 | 0.68 | 15915 | 34346 | 0.69 | 15717 | 3546 | 0.07 | 46517
299 | Humboldt Bay | PGE NGBA | {'Harris': [4.9, 11708.0], 'Humboldt': [5.9, 10848.0], 'Arcata': [10.8, 3668.0]} | 122507 | 33275 | 0.27 | 89232 | 0.73 | 29836 | 0.24 |  |  | 71149 | 0.58 | 0.13 | 0 | 0 | 0 | 0 |  | 0 | 0 | 0 | 0 | 4366 | 0.04 | 118140 | 46322 | 0.38 | 76185 | 52480 | 0.43 | 70027 | 55670 | 0.45 | 66836 | 30636 | 0.25 | 91870 | 28261 | 0.23 | 94246
300 | Shiloh III | PGE GBA | {'Birds Landing': [3.3, 31452.0], 'Lambie': [3.8, 28396.0], 'Lambie Energy': [3.8, 28396.0], 'Collinsville': [6.2, 28961.0], 'Pittsburg': [9.6, 15012.0], 'Peabody': [10.5, 1165.0], 'GWF 2': [10.7, 14707.0], 'Kirker': [10.8, 12903.0], 'Contra Costa PP': [11.7, 18358.0], 'Contra Costa': [12.3, 13742.0], 'Grand Island': [14.5, 8107.0], 'Lone Tree': [16.2, 1239.0], 'Bahia': [16.8, 2.0], 'Clayton': [17.0, 2.0], 'Meadow Lane': [18.1, 2.0], 'Martinez': [18.1, 2.0]} | 192835 | 37090 | 0.19 | 155745 | 0.81 | 41184 | 0.21 |  |  | 141034 | 0.73 | 0.07 | 60907 | 0.32 | 51884 | 0.27 |  | 77582 | 0.4 | 0 | 0 | 22576 | 0.12 | 170259 | 60301 | 0.31 | 132534 | 61132 | 0.32 | 131703 | 82008 | 0.43 | 110827 | 7871 | 0.04 | 184964 | 38521 | 0.2 | 154314
301 | Westpark | PGE Kern | {'Rosedale': [2.1, 12952.0], 'Bakersfield': [2.2, 13842.0], 'Casaloma': [2.7, 8128.0], 'Kern Power': [3.2, 11196.0], 'Stockdale': [4.2, 7070.0], 'Kern Oil': [4.8, 10376.0], 'Panama': [5.5, 6880.0], 'Columbus': [5.9, 7754.0], 'Sycamore': [6.1, 10174.0], 'Tevis': [6.2, 5658.0], 'Magunden': [6.7, 4414.0], '7th Standard': [6.8, 8488.0], 'Renfro': [7.0, 6396.0], 'Cal Water': [8.5, 6490.0], 'Lerdo': [10.8, 8452.0], 'Unknown - 3327': [11.3, 4547.0], 'Lamont': [11.4, 4509.0], 'Old River': [12.0, 3736.0], 'Mt Poso': [12.1, 8392.0], 'Tupman': [13.0, 564.0], 'Rio Bravo': [13.2, 2401.0], 'Grimmway-Malaga': [13.4, 4651.0], 'Poso Mt.': [13.7, 6894.0], 'Norco': [16.2, 26.0], 'Shafter': [18.3, 366.0], 'Famoso': [18.5, 1865.0], 'Lakeview': [19.8, 302.0], 'Wheeler Ridge': [20.2, 0.0]} | 292498 | 53270 | 0.18 | 239227 | 0.82 | 25486 | 0.09 |  |  | 237683 | 0.81 | 0.13 | 25684 | 0.09 | 130767 | 0.45 |  | 64700 | 0.22 | 0 | 0 | 99186 | 0.34 | 193311 | 45882 | 0.16 | 246616 | 84917 | 0.29 | 207581 | 139434 | 0.48 | 153063 | 23002 | 0.08 | 269496 | 15337 | 0.05 | 277161
302 | Pendleton | SDGE Imperial | {'Monserate': [5.9, 1178.0], 'San Luis Rey': [6.8, 1061.0], 'Ocean Ranch': [7.2, 1061.0], 'Avocado': [7.7, 1102.0], 'Melrose': [8.5, 1061.0], 'Encina': [11.9, 64.0], 'Cannon': [11.9, 90.0], 'Shadowridge': [12.9, 896.0], 'Palomar Airport': [13.2, 49.0], 'Pala': [13.2, 829.0], 'San Marcos': [14.8, 310.0], 'Lilac': [14.8, 465.0], 'Escondido': [17.9, 307.0], 'Valley Center': [19.0, 193.0]} | 71067 | 11238 | 0.16 | 59828 | 0.84 | 847 | 0.01 |  |  | 13273 | 0.19 | 0.37 | 20376 | 0.29 | 2903 | 0.04 |  | 28774 | 0.4 | 22735 | 0.32 | 47397 | 0.67 | 23670 | 16026 | 0.23 | 55040 | 32106 | 0.45 | 38960 | 55774 | 0.78 | 15292 | 4916 | 0.07 | 66150 | 4960 | 0.07 | 66107
303 | Burney Forest Power | PGE NGBA | {'Burney Forest': [0.0, 45596.0], 'Carberry': [2.4, 41462.0], 'New Sub - Pit 1 - Cottonwood (Proposed)': [6.7, 26321.0], 'Pit 3': [8.5, 18861.0], 'Pit 4': [10.3, 11733.0], 'Cove Road': [11.1, 10400.0], 'Round Mt.': [12.5, 6170.0], 'Pit 1': [13.8, 10576.0], 'James B Black': [15.7, 559.0]} | 258780 | 81073 | 0.31 | 177707 | 0.69 | 146888 | 0.57 |  |  | 104845 | 0.41 | 0.05 | 8381 | 0.03 | 94 | 0 |  | 134455 | 0.52 | 10400 | 0.04 | 110628 | 0.43 | 148152 | 44341 | 0.17 | 214439 | 44667 | 0.17 | 214114 | 136205 | 0.53 | 122575 | 73188 | 0.28 | 185593 | 17844 | 0.07 | 240936
304 | Llagas | PGE GBA | {'Morgan Hill': [10.0, 6645.0], 'Green Valley': [11.8, 3816.0], 'Hollister': [13.0, 8739.0], 'Crazy Horse Canyon': [16.0, 1511.0], 'Metcalf 1': [18.2, 667.0], 'Metcalf Energy Center': [18.2, 708.0], 'Moss Landing': [18.4, 576.0]} | 185097 | 33528 | 0.18 | 151569 | 0.82 | 38007 | 0.21 |  |  | 95400 | 0.52 | 0.18 | 17585 | 0.1 | 29251 | 0.16 |  | 100231 | 0.54 | 3305 | 0.02 | 95742 | 0.52 | 89355 | 14105 | 0.08 | 170992 | 24917 | 0.13 | 160180 | 107815 | 0.58 | 77281 | 74836 | 0.4 | 110261 | 8504 | 0.05 | 176593
305 | Los Banos | PGE Fresno | {'Padre Flats SW STA': [4.2, 13400.0], 'Quinto': [5.3, 14254.0], 'Mercy Springs': [13.7, 2212.0], 'Dos Amigos': [13.8, 1954.0], 'Miller': [14.9, 4340.0]} | 240913 | 27873 | 0.12 | 213041 | 0.88 | 94320 | 0.39 |  |  | 137301 | 0.57 | 0.06 | 35169 | 0.15 | 44833 | 0.19 |  | 129716 | 0.54 | 15995 | 0.07 | 160601 | 0.67 | 80312 | 34855 | 0.14 | 206058 | 65642 | 0.27 | 175271 | 169282 | 0.7 | 71631 | 103713 | 0.43 | 137200 | 19212 | 0.08 | 221701
306 | Peabody | PGE NGBA | {'Lambie': [7.1, 2513.0], 'Lambie Energy': [7.1, 2514.0], 'Vaca-Dixon & Gc Yard': [8.5, 7622.0], 'Shiloh III': [10.5, 1165.0], 'Birds Landing': [13.5, 1165.0], 'Collinsville': [16.0, 1108.0], 'Tulucay': [16.2, 2931.0], 'Parkway': [16.4, 895.0], 'Putah Creek': [16.6, 3485.0], 'Bahia': [16.8, 0.0]} | 222623 | 37407 | 0.17 | 185216 | 0.83 | 28345 | 0.13 |  |  | 165246 | 0.74 | 0.1 | 49142 | 0.22 | 52410 | 0.24 |  | 120891 | 0.54 | 0 | 0 | 78825 | 0.35 | 143798 | 46478 | 0.21 | 176145 | 51784 | 0.23 | 170839 | 123309 | 0.55 | 99314 | 39833 | 0.18 | 182790 | 35685 | 0.16 | 186938
307 | Silvergate | SDGE Imperial | {'Vine': [3.7, 1020.0], 'Old Town': [5.7, 1017.0], 'Point Loma': [6.1, 1017.0], 'Mission': [6.2, 1016.0], 'Bay Boulevard': [6.6, 701.0], 'Imperial Beach': [8.2, 415.0], 'Telegraph Canyon': [8.4, 164.0], 'Otay': [8.5, 174.0], 'Spring Valley': [8.7, 69.0], 'Elliot': [9.0, 758.0], 'Elliott': [9.0, 760.0], 'Miguel': [9.3, 140.0], 'Salt Creek': [9.4, 127.0], 'Mesa Heights': [9.4, 791.0], 'Murray': [9.6, 3.0], 'Kearny': [9.6, 789.0], 'San Ysidro': [11.4, 151.0], 'Penasquitos': [16.1, 13.0]} | 12762 | 1052 | 0.08 | 11710 | 0.92 | 3148 | 0.25 |  |  | 4859 | 0.38 | 0.21 | 0 | 0 | 0 | 0 |  | 5103 | 0.4 | 0 | 0 | 1107 | 0.09 | 11655 | 7999 | 0.63 | 4763 | 10567 | 0.83 | 2194 | 11631 | 0.91 | 1131 | 2437 | 0.19 | 10324 | 754 | 0.06 | 12007
308 | Kelso | PGE GBA | {'Delta PP': [1.0, 993.0], 'Delta Pumps': [1.0, 995.0], 'Tracy': [1.2, 1646.0], 'Windmaster': [2.1, 404.0], 'Midway Green Ridge Services': [5.0, 1647.0], 'Altamont': [5.3, 247.0], 'Altamont Midway (Sandhill)': [5.3, 255.0], 'Tesla': [6.3, 1646.0], 'Vasco': [8.6, 0.0], 'GWF Tracy': [8.6, 1646.0], 'Lammers': [9.0, 1646.0], 'Los Positas': [9.7, 0.0], 'Las Positas': [9.7, 0.0], 'Cayetano': [10.0, 0.0], 'North Dublin': [14.3, 0.0], 'Kasson': [14.7, 1646.0], 'Vineyard': [16.3, 0.0], 'Tassajara': [16.5, 0.0], 'San Ramon': [18.4, 0.0]} | 253249 | 4913 | 0.02 | 248336 | 0.98 | 66674 | 0.26 |  |  | 155401 | 0.61 | 0.15 | 15944 | 0.06 | 104242 | 0.41 |  | 111891 | 0.44 | 4618 | 0.02 | 113198 | 0.45 | 140051 | 93928 | 0.37 | 159321 | 99726 | 0.39 | 153522 | 145959 | 0.58 | 107290 | 45577 | 0.18 | 207672 | 16079 | 0.06 | 237169
309 | Desert View | SCE EOP | {} | 14698 | 9960 | 0.68 | 4738 | 0.32 | 0 | 0 |  |  | 0 | 0 | 0 | 0 | 0 | 0 | 0 |  | 2565 | 0.17 | 0 | 0 | 0 | 0 | 14698 | 0 | 0 | 14698 | 0 | 0 | 14698 | 0 | 0 | 14698 | 0 | 0 | 14698 | 0 | 0 | 14698
310 | Clay | PGE GBA | {'Camanche': [10.2, 248.0], 'Valley Springs': [12.7, 163.0], 'Rancho Seco - Bellota (Proposed)': [14.9, 212.0]} | 230832 | 8268 | 0.04 | 222564 | 0.96 | 25482 | 0.11 |  |  | 149598 | 0.65 | 0.14 | 24275 | 0.11 | 11735 | 0.05 |  | 121859 | 0.53 | 0 | 0 | 206365 | 0.89 | 24467 | 71494 | 0.31 | 159338 | 98821 | 0.43 | 132012 | 213033 | 0.92 | 17799 | 97073 | 0.42 | 133759 | 41078 | 0.18 | 189754
311 | Calcite | SCE NOL | {} | 124161 | 37243 | 0.3 | 86918 | 0.7 | 13615 | 0.11 |  |  | 29631 | 0.24 | 0.39 | 32 | 0 | 49 | 0 |  | 3927 | 0.03 | 3384 | 0.03 | 50396 | 0.41 | 73765 | 33725 | 0.27 | 90436 | 30951 | 0.25 | 93210 | 72616 | 0.58 | 51545 | 32313 | 0.26 | 91848 | 599 | 0 | 123562
312 | Biola | PGE Fresno | {'Madera': [9.7, 12469.0], 'Herndon': [11.2, 5336.0], 'Borden': [11.5, 8318.0], 'Gregg': [11.6, 4993.0], 'Newhall': [12.8, 12447.0], 'Storey': [14.0, 6249.0], 'Kearney (New)': [14.1, 3239.0], 'Fig Garden': [14.2, 3925.0], 'Figarden': [14.2, 3927.0], 'Helm': [14.4, 11691.0], 'Mc Mullin': [15.5, 7250.0], 'Ashlan': [15.7, 2416.0], 'West Fresno': [17.0, 1860.0], 'Crescent': [18.5, 4911.0], 'Bullard': [19.1, 765.0]} | 364296 | 88831 | 0.24 | 275464 | 0.76 | 54621 | 0.15 |  |  | 270600 | 0.74 | 0.1 | 164120 | 0.45 | 154464 | 0.42 |  | 46507 | 0.13 | 0 | 0 | 117351 | 0.32 | 246944 | 73575 | 0.2 | 290721 | 83722 | 0.23 | 280574 | 166986 | 0.46 | 197310 | 9320 | 0.03 | 354975 | 31686 | 0.09 | 332610
313 | New Sub - Pit 1 - Cottonwood (Proposed) | PGE NGBA | {'Carberry': [4.4, 30157.0], 'Round Mt.': [6.1, 9918.0], 'Burney Forest': [6.7, 26316.0], 'Burney Forest Power': [6.7, 26321.0], 'Cove Road': [6.8, 13900.0], 'Pit 4': [11.5, 12836.0], 'Pit 3': [12.7, 12330.0], 'Fern Road': [14.0, 2438.0], 'James B Black': [14.2, 4059.0]} | 269957 | 71225 | 0.26 | 198732 | 0.74 | 142460 | 0.53 |  |  | 118511 | 0.44 | 0.05 | 7117 | 0.03 | 414 | 0 |  | 167241 | 0.62 | 28272 | 0.1 | 141630 | 0.52 | 128328 | 39296 | 0.15 | 230661 | 48030 | 0.18 | 221928 | 160872 | 0.6 | 109085 | 76568 | 0.28 | 193389 | 19437 | 0.07 | 250520
314 | Olive | PGE Fresno | {'Alpaugh': [4.6, 46848.0], 'Smyrna': [12.5, 15648.0], 'Corcoran': [16.0, 10385.0], 'Waukena': [18.3, 2456.0]} | 343838 | 112015 | 0.33 | 231822 | 0.67 | 82559 | 0.24 |  |  | 238932 | 0.69 | 0.09 | 131818 | 0.38 | 146268 | 0.43 |  | 30681 | 0.09 | 0 | 0 | 106801 | 0.31 | 237037 | 30181 | 0.09 | 313657 | 66507 | 0.19 | 277331 | 146324 | 0.43 | 197513 | 2348 | 0.01 | 341489 | 20580 | 0.06 | 323258
315 | Lugo | SCE Metro | {'Victor': [9.7, 6746.0], 'New Sub - Kramer - Lugo (Proposed)': [14.8, 3351.0], 'Roadway': [14.8, 3359.0]} | 110446 | 16994 | 0.15 | 93452 | 0.85 | 15198 | 0.14 |  |  | 34478 | 0.31 | 0.36 | 82 | 0 | 8 | 0 |  | 32185 | 0.29 | 19973 | 0.18 | 54517 | 0.49 | 55929 | 66098 | 0.6 | 44348 | 56789 | 0.51 | 53657 | 92157 | 0.83 | 18289 | 25444 | 0.23 | 85002 | 3338 | 0.03 | 107107
316 | Eagle Rock (PGE) | PGE NGBA | {'Lake View': [1.6, 2111.0], 'Geysers Tap 1': [6.0, 1991.0], 'Konocti': [8.1, 1255.0], 'Cloverdale': [10.9, 2789.0], 'Fitch Mountain': [15.7, 925.0], 'Redbud': [15.9, 63.0], 'Hopland': [17.6, 24.0], 'Hartley': [18.5, 1192.0]} | 207705 | 13441 | 0.06 | 194264 | 0.94 | 19973 | 0.1 |  |  | 146699 | 0.71 | 0.12 | 16446 | 0.08 | 15120 | 0.07 |  | 71343 | 0.34 | 74781 | 0.36 | 114757 | 0.55 | 92948 | 97341 | 0.47 | 110364 | 150927 | 0.73 | 56779 | 188054 | 0.91 | 19651 | 60938 | 0.29 | 146767 | 4055 | 0.02 | 203650
317 | Cosumnes | PGE GBA | {'Rancho Seco': [0.4, 15266.0], 'Camanche': [10.3, 5234.0], 'Live Oak': [11.1, 9939.0], 'Lockeford': [15.5, 5463.0], 'Rancho Seco - Bellota (Proposed)': [15.9, 1052.0], 'Granite': [18.1, 1997.0]} | 254622 | 38301 | 0.15 | 216322 | 0.85 | 24996 | 0.1 |  |  | 159315 | 0.63 | 0.19 | 66585 | 0.26 | 39185 | 0.15 |  | 59735 | 0.23 | 0 | 0 | 155581 | 0.61 | 99041 | 68209 | 0.27 | 186413 | 106830 | 0.42 | 147792 | 185950 | 0.73 | 68673 | 62665 | 0.25 | 191958 | 58743 | 0.23 | 195879
318 | Imperial Valley | SDGE Imperial | {'El Centro': [11.9, 5600.0]} | 120086 | 21042 | 0.18 | 99043 | 0.82 | 16978 | 14% |  |  | 98093 | 82% | 0.1 | 14234 | 12% | 66433 | 55% |  | 0 | 0% | 0 | 0% | 5990 | 5% | 11409500% | 12481 | 10% | 10760500% | 15558 | 13% | 10452800% | 21548 | 18% | 9853700% | 19793 | 16% | 10029300% | 9008 | 8% | 111077
319 | Swift | PGE GBA | {'Evergreen': [2.8, 1747.0], 'Piercy': [3.8, 1112.0], 'Stone': [4.1, 1747.0], 'Edenvale': [5.4, 1112.0], 'San Jose A': [5.7, 1747.0], 'Santa Teresa': [5.8, 1112.0], 'San Jose B': [5.9, 1747.0], 'FMC': [7.0, 1632.0], 'Metcalf 1': [7.5, 835.0], 'Metcalf Energy Center': [7.6, 746.0], 'El Patio': [7.9, 220.0], 'Trimble': [8.2, 1500.0], 'Hicks': [8.4, 108.0], 'Scott': [9.4, 1097.0], 'Los Esteros': [10.4, 1125.0], 'Nortech': [11.2, 635.0], 'Dixon Landing': [11.6, 899.0], 'Newark': [16.1, 249.0], 'Fremont': [17.7, 242.0]} | 80311 | 1957 | 0.02 | 78354 | 0.98 | 39064 | 49% |  |  | 36409 | 45% | 0.06 | 1118 | 1% | 587 | 1% |  | 59124 | 74% | 19063 | 24% | 63819 | 79% | 1649200% | 26918 | 34% | 5339300% | 33194 | 41% | 4711700% | 69278 | 86% | 1103300% | 63544 | 79% | 1676700% | 3467 | 4% | 76844
320 | Windhub | SCE Northern | {'Highwind': [7.1, 10400.0], 'Rosamond': [12.1, 16385.0], 'Whirlwind': [15.0, 2622.0]} | 216506 | 77710 | 0.36 | 138797 | 0.64 | 17788 | 8% |  |  | 75330 | 35% | 0.34 | 923 | 0% | 2516 | 1% |  | 32857 | 15% | 21624 | 10% | 71183 | 33% | 14532400% | 54786 | 25% | 16172000% | 56077 | 26% | 16042900% | 124170 | 57% | 9233600% | 51648 | 24% | 16485800% | 2405 | 1% | 214102
321 | Elliott | SDGE Imperial | {'Elliot': [0.0, 758.0], 'Kearny': [2.8, 760.0], 'Mission': [3.6, 760.0], 'Mesa Heights': [4.1, 760.0], 'Murray': [4.2, 3.0], 'Old Town': [6.9, 760.0], 'Spring Valley': [7.3, 69.0], 'Vine': [7.5, 760.0], 'Silvergate': [9.0, 760.0], 'Point Loma': [9.8, 760.0], 'Penasquitos': [10.4, 13.0], 'Bay Boulevard': [14.4, 509.0], 'Otay': [15.4, 9.0], 'Imperial Beach': [16.1, 242.0]} | 21395 | 1480 | 0.07 | 19915 | 0.93 | 2999 | 14% |  |  | 7293 | 34% | 0.21 | 170 | 1% | 71 | 0% |  | 5987 | 28% | 9498 | 44% | 12435 | 58% | 896000% | 10198 | 48% | 1119700% | 14207 | 66% | 718800% | 19808 | 93% | 158700% | 3053 | 14% | 1834200% | 807 | 4% | 20588
322 | Gates | PGE Fresno | {'New Sub - Gates - Templeton (Proposed)': [8.5, 14604.0], 'Avenal': [11.3, 13627.0], 'Mustang': [13.1, 4237.0], 'Henrietta': [14.2, 3815.0], 'Leprino': [17.6, 2379.0], 'Schindler': [18.2, 687.0], 'Excelsior': [19.0, 57.0]} | 355938 | 75147 | 0.21 | 280791 | 0.79 | 108173 | 30% |  |  | 241162 | 68% | 0.08 | 70718 | 20% | 172735 | 49% |  | 42948 | 12% | 0 | 0% | 89968 | 25% | 26597000% | 20138 | 6% | 33580000% | 67698 | 19% | 28824000% | 128664 | 36% | 22727400% | 30978 | 9% | 32496000% | 2589 | 1% | 353350
323 | Madeline | Northeast CA | {} | 204166 | 11423 | 0.06 | 192742 | 0.94 | 81301 | 40% |  |  | 111230 | 54% | 0.06 | 17571 | 9% | 0 | 0% |  | 138517 | 68% | 42145 | 21% | 46866 | 23% | 15730000% | 17410 | 9% | 18675600% | 30327 | 15% | 17383900% | 73645 | 36% | 13052000% | 167126 | 82% | 3704000% | 49081 | 24% | 155084
324 | Putah Creek | PGE NGBA | {'Vaca-Dixon & Gc Yard': [9.4, 8766.0], 'Madison': [10.4, 5115.0], 'Monticello': [11.8, 309.0], 'Davis': [14.1, 3058.0], 'Peabody': [16.6, 3485.0], 'Woodland': [16.6, 4309.0]} | 245532 | 23944 | 0.1 | 221588 | 0.9 | 14936 | 6% |  |  | 201053 | 82% | 0.1 | 27392 | 11% | 122970 | 50% |  | 82637 | 34% | 0 | 0% | 123215 | 50% | 12231700% | 16642 | 7% | 22889000% | 18354 | 7% | 22717800% | 134734 | 55% | 11079800% | 49650 | 20% | 19588100% | 9864 | 4% | 235667
325 | San Onofre | SCE Metro | {'North of SONGS': [5.6, 368.0], 'Talega': [5.9, 368.0], 'Rancho Mission Viejo': [11.2, 358.0], 'Capistrano': [11.8, 357.0], 'Margarita': [13.2, 355.0], 'Q1806': [13.3, 252.0], 'Trabuco': [15.1, 208.0]} | 21931 | 1745 | 0.08 | 20186 | 0.92 | 1386 | 6% |  |  | 15419 | 70% | 0.33 | 986 | 4% | 64 | 0% |  | 4795 | 22% | 15284 | 70% | 10412 | 47% | 1151900% | 12943 | 59% | 898800% | 14708 | 67% | 722300% | 18523 | 84% | 340800% | 9954 | 45% | 1197700% | 1633 | 7% | 20298
326 | Gregg | PGE Fresno | {'Herndon': [0.6, 20194.0], 'Fig Garden': [3.8, 17850.0], 'Figarden': [3.8, 17852.0], 'Borden': [6.1, 16411.0], 'Ashlan': [6.4, 14566.0], 'Bullard': [8.4, 10009.0], 'Madera': [9.0, 11785.0], 'Woodward': [9.6, 7244.0], 'Kearney (New)': [10.4, 5914.0], 'West Fresno': [10.8, 5473.0], 'Storey': [11.1, 10172.0], 'Biola': [11.6, 4993.0], 'California Ave': [12.5, 2808.0], 'Malaga': [15.3, 520.0], 'Mc Mullin': [18.5, 604.0]} | 277414 | 44424 | 0.16 | 232989 | 0.84 | 28904 | 10% |  |  | 192775 | 69% | 0.17 | 73983 | 27% | 132832 | 48% |  | 83994 | 30% | 0 | 0% | 57915 | 21% | 21949900% | 91837 | 33% | 18557700% | 94706 | 34% | 18270800% | 125411 | 45% | 15200300% | 34847 | 13% | 24256600% | 42431 | 15% | 234983
327 | Gondor | <Null> | {} | 0 | 0 | 0 | 0 | 0 | 0 | 0% |  |  | 0 | 0% | 0 | 0 | 0% | 0 | 0% |  | 0 | 0% | 0 | 0% | 0 | 0% | 0% | 0 | 0% | 0% | 0 | 0% | 0% | 0 | 0% | 0% | 0 | 0% | 0% | 0 | 0% | 0
328 | Cabrillo | PGE Kern | {'Divide': [12.9, 2162.0], 'Sisquoc': [17.4, 1600.0], 'Fairway': [18.6, 1170.0]} | 160694 | 14473 | 0.09 | 146221 | 0.91 | 84973 | 53% |  |  | 72723 | 45% | 0.06 | 10389 | 6% | 14367 | 9% |  | 59106 | 37% | 0 | 0% | 79545 | 50% | 8114900% | 9363 | 6% | 15133100% | 81890 | 51% | 7880400% | 125269 | 78% | 3542500% | 61707 | 38% | 9898700% | 6398 | 4% | 154296
329 | Mesa (PGE) | PGE Kern | {'Fairway': [6.8, 22737.0], 'Callender': [7.9, 20042.0], 'Oceano': [9.7, 17930.0], 'Sisquoc': [11.4, 14373.0], 'Divide': [12.6, 8247.0]} | 233449 | 61116 | 0.26 | 172333 | 0.74 | 80903 | 35% |  |  | 135287 | 58% | 0.09 | 19169 | 8% | 40275 | 17% |  | 75631 | 32% | 34765 | 15% | 20623 | 9% | 21282600% | 17307 | 7% | 21614100% | 58351 | 25% | 17509800% | 68306 | 29% | 16514200% | 86357 | 37% | 14709200% | 14875 | 6% | 218574
330 | Schulte | PGE GBA | {'Trimble': [1.5, 1102.0], 'FMC': [2.7, 1098.0], 'Nortech': [3.1, 641.0], 'Los Esteros': [3.7, 1076.0], 'San Jose B': [3.8, 1097.0], 'San Jose A': [4.4, 1097.0], 'Dixon Landing': [5.9, 904.0], 'El Patio': [6.0, 203.0], 'Mountain View': [6.3, 6.0], 'Whisman': [6.5, 6.0], 'Stone': [6.9, 1097.0], 'Evergreen': [8.0, 1097.0], 'Newark': [8.8, 255.0], 'Swift': [9.4, 1097.0], 'Fremont': [11.4, 248.0], 'Cooley Landing': [11.6, 6.0], 'Piercy': [11.8, 462.0], 'Edenvale': [12.7, 462.0], 'Ravenswood': [12.9, 6.0], 'Santa Teresa': [13.1, 462.0], 'Dumbarton': [13.7, 6.0], 'Menlo': [14.1, 4.0], 'Metcalf Energy Center': [15.7, 120.0], 'Metcalf 1': [15.7, 188.0]} | 35175 | 3016 | 0.09 | 32159 | 0.91 | 10195 | 29% |  |  | 18405 | 52% | 0.1 | 281 | 1% | 129 | 0% |  | 26319 | 75% | 0 | 0% | 21284 | 61% | 1389100% | 12546 | 36% | 2262900% | 19047 | 54% | 1612800% | 24306 | 69% | 1086900% | 19592 | 56% | 1558300% | 2219 | 6% | 32956
331 | Davis | PGE NGBA | {'Woodland': [9.4, 3520.0], 'Putah Creek': [14.1, 3058.0], 'Vaca-Dixon & Gc Yard': [14.2, 1619.0], 'Madison': [15.3, 2565.0], 'Brighton': [17.5, 4.0], 'Knights Landing': [18.4, 112.0]} | 272231 | 21606 | 0.08 | 250625 | 0.92 | 20440 | 8% |  |  | 229015 | 84% | 0.1 | 56088 | 21% | 178742 | 66% |  | 21324 | 8% | 0 | 0% | 91658 | 34% | 18057300% | 36799 | 14% | 23543300% | 60634 | 22% | 21159800% | 122964 | 45% | 14926800% | 889 | 0% | 27134300% | 14455 | 5% | 257776
332 | Arco | PGE Kern | {'Gates-Midway (Proposed)': [8.6, 17631.0]} | 385515 | 68504 | 0.18 | 317010 | 0.82 | 93410 | 24% |  |  | 280597 | 73% | 0.07 | 67532 | 18% | 74838 | 19% |  | 116225 | 30% | 0 | 0% | 256101 | 66% | 12941400% | 11193 | 3% | 37432200% | 43541 | 11% | 34197400% | 275573 | 71% | 10994200% | 63552 | 16% | 32196300% | 12951 | 3% | 372564
333 | Goodrich | SCE Metro | {} | 346 | 198 | 0.57 | 148 | 0.43 | 8 | 2% |  |  | 258 | 74% | 0.05 | 0 | 0% | 0 | 0% |  | 72 | 21% | 47 | 14% | 0 | 0% | 34600% | 22 | 6% | 32400% | 36 | 10% | 31100% | 37 | 11% | 30900% | 106 | 31% | 24000% | 88 | 25% | 258
334 | Newhall | PGE Fresno | {'Mendota': [12.5, 16656.0], 'Biola': [12.8, 12447.0], 'Dairyland': [13.1, 15981.0], 'Madera': [15.5, 5733.0], 'Oro Loma': [18.0, 5486.0], 'Storey': [18.1, 342.0], 'Chowchilla': [18.2, 5488.0], 'Hammonds': [18.2, 5641.0], 'Borden': [19.2, 252.0], 'El Nido': [19.4, 25.0], 'Tranquility': [19.8, 12.0], 'Cheney': [19.8, 221.0]} | 411847 | 142959 | 0.35 | 268889 | 0.65 | 91774 | 22% |  |  | 301302 | 73% | 0.08 | 242586 | 59% | 121068 | 29% |  | 81929 | 20% | 0 | 0% | 159398 | 39% | 25244900% | 47462 | 12% | 36438600% | 75209 | 18% | 33663900% | 201031 | 49% | 21081700% | 12286 | 3% | 39956200% | 37947 | 9% | 373901
335 | Brentwood | PGE GBA | {'Lone Tree': [4.9, 2032.0], 'Contra Costa': [8.0, 2032.0], 'Contra Costa PP': [8.1, 2032.0], 'Windmaster': [8.4, 116.0], 'GWF 2': [12.0, 2029.0], 'Collinsville': [14.2, 791.0], 'Kirker': [14.3, 1073.0], 'Pittsburg': [14.4, 983.0], 'Tassajara': [15.0, 285.0], 'Clayton': [15.9, 586.0], 'Birds Landing': [16.5, 377.0]} | 227567 | 12866 | 0.06 | 214701 | 0.94 | 65758 | 29% |  |  | 133069 | 58% | 0.1 | 25165 | 11% | 97915 | 43% |  | 70409 | 31% | 885 | 0% | 76860 | 34% | 15070700% | 86383 | 38% | 14118300% | 91046 | 40% | 13652000% | 126308 | 56% | 10125800% | 14632 | 6% | 21293400% | 21947 | 10% | 205619
336 | Neenach | SCE Northern | {'Whirlwind': [6.9, 39706.0], 'Antelope': [12.9, 11315.0], 'Bailey': [15.4, 1644.0], 'Rosamond': [16.1, 8627.0], 'Warne': [17.4, 135.0]} | 248567 | 86907 | 0.35 | 161659 | 0.65 | 41729 | 17% |  |  | 79245 | 32% | 0.37 | 5255 | 2% | 2944 | 1% |  | 49918 | 20% | 30430 | 12% | 49776 | 20% | 19879100% | 99532 | 40% | 14903500% | 72645 | 29% | 17592200% | 137023 | 55% | 11154400% | 70515 | 28% | 17805100% | 5424 | 2% | 243143
337 | Bahia | PGE NGBA | {'Martinez': [4.7, 7493.0], 'Parkway': [5.6, 7664.0], 'Carquinez': [6.0, 7698.0], 'Alhambra': [6.1, 7488.0], 'Christie': [6.6, 7484.0], 'Meadow Lane': [9.4, 4449.0], 'San Pablo': [12.7, 3991.0], 'Lakewood': [12.8, 365.0], 'Sobrante': [12.8, 3585.0], 'Kirker': [13.2, 128.0], 'Clayton': [13.2, 128.0], 'Pittsburg': [13.4, 128.0], 'Tulucay': [13.6, 331.0], 'El Cerrito G': [14.6, 3217.0], 'Rossmoor': [15.4, 4.0], 'GWF 2': [15.6, 57.0], 'Moraga': [16.3, 2.0], 'Collinsville': [16.3, 6.0], 'Richmond R': [16.5, 1711.0], 'Standard Oil 2': [16.6, 1874.0], 'Standard Oil': [16.6, 1884.0], 'Peabody': [16.8, 0.0], 'Shiloh III': [16.8, 2.0], 'Birds Landing': [16.9, 2.0]} | 79740 | 10566 | 0.13 | 69174 | 0.87 | 11358 | 14% |  |  | 46857 | 59% | 0.49 | 4310 | 5% | 6707 | 8% |  | 29577 | 37% | 0 | 0% | 32373 | 41% | 4736700% | 29125 | 37% | 5061500% | 37690 | 47% | 4205000% | 62079 | 78% | 1766100% | 14476 | 18% | 6526400% | 14525 | 18% | 65215
338 | Vaca Dixon | PGE NGBA | {'Peabody': [8.5, 7622.0], 'Putah Creek': [9.4, 8766.0], 'Lambie': [12.8, 1348.0], 'Lambie Energy': [12.8, 1349.0], 'Davis': [14.2, 1619.0], 'Monticello': [17.4, 157.0], 'Madison': [19.0, 113.0]} | 252173 | 24665 | 0.1 | 227508 | 0.9 | 23083 | 9% |  |  | 200847 | 80% | 0.09 | 39123 | 16% | 117188 | 46% |  | 95037 | 38% | 0 | 0% | 75271 | 30% | 17690100% | 38617 | 15% | 21355500% | 42261 | 17% | 20991100% | 114792 | 46% | 13738100% | 35498 | 14% | 21667500% | 28820 | 11% | 223353
339 | Carrizo Plains | PGE Kern | {'Topaz': [1.1, 9919.0], 'Solar': [1.1, 9919.0], 'Caliente': [6.9, 6622.0], 'Kernridge': [17.4, 1923.0], 'Temblor': [19.3, 342.0]} | 240230 | 20299 | 0.08 | 219932 | 0.92 | 110145 | 46% |  |  | 111763 | 47% | 0.08 | 8814 | 4% | 2021 | 1% |  | 100380 | 42% | 32600 | 14% | 127915 | 53% | 11231500% | 45772 | 19% | 19445800% | 66407 | 28% | 17382400% | 172576 | 72% | 6765400% | 141494 | 59% | 9873600% | 8356 | 3% | 231874
340 | Vista (VEA) | SCE EOP | {'Pahrump': [8.7, 19076.0], 'Charleston': [9.7, 13739.0], 'Gamebird': [12.5, 7645.0], 'Thousandaire': [13.3, 5593.0]} | 59387 | 42684 | 0.72 | 16703 | 0.28 | 655 | 1% |  |  | 23 | 0% | 0.03 | 0 | 0% | 0 | 0% |  | 0 | 0% | 0 | 0% | 0 | 0% | 5938700% | 756 | 1% | 5863100% | 1007 | 2% | 5838000% | 1007 | 2% | 5838000% | 469 | 1% | 5891800% | 115 | 0% | 59272
341 | Merced | PGE Fresno | {'Wilson': [4.6, 11505.0], 'Atwater': [9.2, 833.0], 'El Nido': [10.7, 10420.0], 'Le Grand': [13.2, 8223.0], 'Cressey': [13.6, 269.0], 'Chowchilla': [16.7, 395.0], 'Dairyland': [17.8, 1592.0]} | 312822 | 40473 | 0.13 | 272348 | 0.87 | 67967 | 22% |  |  | 212034 | 68% | 0.09 | 123741 | 40% | 114971 | 37% |  | 56113 | 18% | 0 | 0% | 146938 | 47% | 16588300% | 117526 | 38% | 19529500% | 136002 | 43% | 17682000% | 205416 | 66% | 10740500% | 33718 | 11% | 27910300% | 46210 | 15% | 266611
342 | Otay Mesa | SDGE Imperial | {'San Ysidro': [6.7, 49.0], 'Telegraph Canyon': [7.5, 49.0], 'Salt Creek': [8.3, 269.0], 'Miguel': [8.4, 268.0], 'Otay': [8.6, 46.0], 'Imperial Beach': [10.8, 6.0], 'Bay Boulevard': [10.9, 6.0], 'Spring Valley': [12.6, 223.0], 'El Cajon': [15.7, 223.0], 'Loveland': [16.9, 257.0], 'Alpine': [18.9, 223.0]} | 32273 | 888 | 0.03 | 31385 | 0.97 | 2869 | 9% |  |  | 15432 | 48% | 0.15 | 91 | 0% | 43 | 0% |  | 8542 | 26% | 20490 | 63% | 7571 | 23% | 2470200% | 20500 | 64% | 1177300% | 29360 | 91% | 291300% | 29673 | 92% | 259900% | 12504 | 39% | 1976800% | 1538 | 5% | 30735
343 | Leavitt | Northeast CA | {'Richmond': [7.1, 5236.0]} | 197771 | 40912 | 0.21 | 156858 | 0.79 | 59620 | 30% |  |  | 120710 | 61% | 0.1 | 28671 | 14% | 0 | 0% |  | 155735 | 79% | 651 | 0% | 66570 | 34% | 13120100% | 66771 | 34% | 13099900% | 60359 | 31% | 13741100% | 125908 | 64% | 7186300% | 81481 | 41% | 11629000% | 27460 | 14% | 170311
344 | Primm | SCE EOP | {'Ivanpah': [9.5, 1084.0], 'Mountain Pass': [14.9, 8.0]} | 9344 | 4915 | 0.53 | 4429 | 0.47 | 964 | 10% |  |  | 716 | 8% | 0.02 | 0 | 0% | 0 | 0% |  | 0 | 0% | 0 | 0% | 905 | 10% | 843800% | 1399 | 15% | 794500% | 557 | 6% | 878700% | 1439 | 15% | 790500% | 890 | 10% | 845400% | 0 | 0% | 9344
345 | Granite | PGE NGBA | {'Brighton': [4.1, 5174.0], 'Gold Hill': [13.1, 302.0], 'Rancho Seco': [17.8, 2004.0], 'Cosumnes': [18.1, 1997.0], 'Live Oak': [18.8, 472.0]} | 118025 | 23608 | 0.2 | 94418 | 0.8 | 9319 | 8% |  |  | 73792 | 63% | 0.47 | 29172 | 25% | 16880 | 14% |  | 29666 | 25% | 0 | 0% | 62728 | 53% | 5529700% | 18584 | 16% | 9944100% | 18731 | 16% | 9929400% | 74510 | 63% | 4351500% | 24770 | 21% | 9325600% | 30018 | 25% | 88007
346 | Lake View | PGE NGBA | {'Eagle Rock': [1.6, 2111.0], 'Geysers Tap 1': [5.1, 1681.0], 'Konocti': [7.9, 375.0], 'Cloverdale': [12.4, 1831.0], 'Redbud': [15.5, 159.0], 'Fitch Mountain': [15.6, 631.0], 'Hartley': [19.4, 217.0]} | 211099 | 15079 | 0.07 | 196020 | 0.93 | 22410 | 11% |  |  | 146567 | 69% | 0.12 | 16934 | 8% | 15769 | 7% |  | 72665 | 34% | 77110 | 37% | 115874 | 55% | 9522500% | 98529 | 47% | 11257000% | 152591 | 72% | 5850800% | 190147 | 90% | 2095200% | 60446 | 29% | 15065300% | 4161 | 2% | 206938
347 | Birds Landing | PGE GBA | {'Collinsville': [3.1, 29590.0], 'Shiloh III': [3.3, 31452.0], 'Lambie': [7.0, 28396.0], 'Lambie Energy': [7.0, 28396.0], 'Pittsburg': [7.1, 15143.0], 'GWF 2': [7.7, 15081.0], 'Kirker': [8.3, 12908.0], 'Contra Costa PP': [8.5, 19059.0], 'Contra Costa': [9.1, 14349.0], 'Lone Tree': [13.0, 1619.0], 'Peabody': [13.5, 1165.0], 'Clayton': [14.6, 2.0], 'Grand Island': [14.9, 8260.0], 'Meadow Lane': [16.4, 2.0], 'Brentwood': [16.5, 377.0], 'Bahia': [16.9, 2.0], 'Martinez': [17.2, 2.0]} | 180152 | 36227 | 0.2 | 143925 | 0.8 | 42394 | 24% |  |  | 125509 | 70% | 0.07 | 56904 | 32% | 39607 | 22% |  | 78591 | 44% | 0 | 0% | 21115 | 12% | 15903800% | 66385 | 37% | 11376700% | 66246 | 37% | 11390600% | 85304 | 47% | 9484800% | 8938 | 5% | 17121400% | 37873 | 21% | 142280
348 | Highwind | SCE Northern | {'Windhub': [7.1, 10400.0], 'Whirlwind': [17.0, 352.0], 'Rosamond': [18.2, 1704.0]} | 191961 | 59498 | 0.31 | 132463 | 0.69 | 29998 | 16% |  |  | 76630 | 40% | 0.29 | 687 | 0% | 3862 | 2% |  | 51182 | 27% | 43066 | 22% | 63818 | 33% | 12814300% | 41568 | 22% | 15039300% | 62411 | 33% | 12955000% | 111888 | 58% | 8007300% | 60076 | 31% | 13188600% | 2313 | 1% | 189649
349 | Santiago | SCE Metro | {'Johanna': [5.9, 808.0], 'Viejo': [7.2, 646.0], 'Trabuco': [8.9, 438.0], 'Ellis': [10.1, 37.0], 'Q1806': [10.5, 195.0], 'Villa Park': [11.1, 348.0], 'Margarita': [11.3, 190.0], 'Serrano': [11.4, 348.0], 'Huntington Beach': [12.1, 37.0], 'Capistrano': [12.1, 99.0], 'Lewis': [12.5, 125.0]} | 21239 | 1395 | 0.07 | 19844 | 0.93 | 5002 | 24% |  |  | 6619 | 31% | 0.5 | 92 | 0% | 38 | 0% |  | 5447 | 26% | 9411 | 44% | 7340 | 35% | 1389900% | 7750 | 36% | 1348900% | 15038 | 71% | 620100% | 18593 | 88% | 264600% | 9672 | 46% | 1156700% | 2398 | 11% | 18842
350 | Red Bluff | SCE Eastern | {'Eagle Mountain': [11.2, 6799.0], 'Kem': [15.1, 2568.0]} | 44678 | 7047 | 0.16 | 37632 | 0.84 | 20686 | 46% |  |  | 23528 | 53% | 0.04 | 949 | 2% | 0 | 0% |  | 0 | 0% | 0 | 0% | 19733 | 44% | 2494600% | 5695 | 13% | 3898300% | 5571 | 12% | 3910700% | 19872 | 44% | 2480600% | 26692 | 60% | 1798700% | 886 | 2% | 43793
351 | Beatty | SCE EOP | {} | 70432 | 50505 | 0.72 | 19927 | 0.28 | 0 | 0% |  |  | 0 | 0% | 0 | 0 | 0% | 0 | 0% |  | 0 | 0% | 0 | 0% | 0 | 0% | 7043200% | 0 | 0% | 7043200% | 0 | 0% | 7043200% | 0 | 0% | 7043200% | 1 | 0% | 7043100% | 1 | 0% | 70431
352 | Mirage | SCE Eastern | {'Devers': [14.4, 3624.0]} | 52146 | 15352 | 0.29 | 36794 | 0.71 | 919 | 2% |  |  | 21352 | 41% | 0.28 | 600 | 1% | 1187 | 2% |  | 41 | 0% | 0 | 0% | 5529 | 11% | 4661700% | 20670 | 40% | 3147600% | 16119 | 31% | 3602700% | 23566 | 45% | 2858000% | 19679 | 38% | 3246700% | 12 | 0% | 52134
353 | Sutter Power | PGE NGBA | {'Greenleaf 1': [0.0, 9092.0], 'Bogue': [4.7, 7883.0], 'Pease': [8.4, 5024.0], 'Olivehurst': [8.4, 6926.0], 'East Marysville': [10.4, 5778.0], 'East Nicolaus': [12.7, 2985.0], 'Meridian': [13.3, 1906.0], 'Rio Oso': [14.5, 3289.0], 'Honcut': [19.4, 145.0]} | 348492 | 26260 | 0.08 | 322232 | 0.92 | 21598 | 6% |  |  | 283758 | 81% | 0.11 | 71821 | 21% | 222159 | 64% |  | 22318 | 6% | 0 | 0% | 133803 | 38% | 21469000% | 29721 | 9% | 31877100% | 163727 | 47% | 18476500% | 231727 | 66% | 11676500% | 10515 | 3% | 33797700% | 20575 | 6% | 327917
354 | Manteca | PGE GBA | {'Manteca': [0.0, 22509.0], 'Vierra': [2.7, 14224.0], 'Ripon': [5.3, 17416.0], 'French Camp': [6.7, 14345.0], 'Kasson': [7.4, 1585.0], 'Weber': [8.3, 17596.0], 'Avena': [9.6, 19590.0], 'Stockton A': [10.8, 9170.0], 'Stagg': [14.9, 2332.0], 'Lammers': [15.1, 16.0], 'Westley': [15.5, 484.0], 'Valley Home': [15.6, 8440.0], 'GWF Tracy': [15.8, 15.0], 'Riverbank': [17.3, 436.0], 'Bellota': [18.8, 870.0], 'New Sub - Westley - Quinto (Proposed)': [19.9, 4.0]} | 278198 | 33257 | 0.12 | 244942 | 0.88 | 11377 | 4% |  |  | 199290 | 72% | 0.17 | 58082 | 21% | 191781 | 69% |  | 6113 | 2% | 0 | 0% | 81122 | 29% | 19707700% | 27681 | 10% | 25051700% | 37461 | 13% | 24073700% | 98544 | 35% | 17965500% | 9 | 0% | 27818900% | 9837 | 4% | 268361
355 | El Patio | PGE GBA | {'San Jose A': [3.1, 220.0], 'Vasona': [3.1, 495.0], 'Stone': [3.8, 220.0], 'San Jose B': [3.9, 220.0], 'FMC': [3.9, 220.0], 'Saratoga': [4.4, 495.0], 'Hicks': [4.5, 495.0], 'Evergreen': [5.2, 220.0], 'Scott': [6.0, 203.0], 'Trimble': [6.3, 220.0], 'Monta Vista': [7.8, 495.0], 'Swift': [7.9, 220.0], 'Piercy': [8.3, 220.0], 'Edenvale': [8.4, 220.0], 'Santa Teresa': [8.7, 220.0], 'Nortech': [9.1, 0.0], 'Los Esteros': [9.4, 178.0], 'Metcalf Energy Center': [11.4, 95.0], 'Dixon Landing': [11.6, 112.0], 'Metcalf 1': [11.6, 131.0]} | 58190 | 3551 | 0.06 | 54639 | 0.94 | 6303 | 11% |  |  | 27196 | 47% | 0.18 | 1375 | 2% | 710 | 1% |  | 25852 | 44% | 0 | 0% | 33870 | 58% | 2432000% | 8660 | 15% | 4953000% | 33513 | 58% | 2467600% | 46986 | 81% | 1120400% | 20562 | 35% | 3762800% | 2069 | 4% | 56120
356 | Pardee | SCE Northern | {'Saugus': [1.3, 12593.0], 'Elizabeth Lake': [4.1, 10649.0], 'Sylmar-Pac Intertie': [10.4, 998.0]} | 120137 | 17030 | 0.14 | 103107 | 0.86 | 49784 | 41% |  |  | 51080 | 43% | 0.21 | 864 | 1% | 4021 | 3% |  | 55584 | 46% | 49448 | 41% | 63704 | 53% | 5643400% | 3288 | 3% | 11684900% | 10412 | 9% | 10972500% | 71075 | 59% | 4906200% | 53406 | 44% | 6673200% | 13861 | 12% | 106276
357 | Los Coches | SDGE Imperial | {'Santee': [4.0, 1171.0], 'El Cajon': [6.1, 1180.0], 'Alpine': [6.7, 1662.0], 'Loveland': [7.6, 1661.0], 'Pomerado': [9.6, 35.0], 'Creelman': [11.3, 508.0], 'Suncrest': [13.0, 1657.0]} | 84068 | 8655 | 0.1 | 75413 | 0.9 | 13721 | 16% |  |  | 34517 | 41% | 0.21 | 1431 | 2% | 233 | 0% |  | 19359 | 23% | 63961 | 76% | 35364 | 42% | 4870400% | 29141 | 35% | 5492700% | 47975 | 57% | 3609300% | 61216 | 73% | 2285200% | 35050 | 42% | 4901800% | 2823 | 3% | 81245
358 | Serrano | SCE Metro | {'Villa Park': [2.7, 465.0], 'Lewis': [6.4, 127.0], 'Johanna': [8.8, 348.0], 'Olinda': [11.1, 495.0], 'Santiago': [11.4, 348.0], 'Chino': [13.4, 1080.0], 'Viejo': [14.0, 224.0], 'Walnut': [15.4, 171.0], 'Mira Loma': [17.9, 105.0]} | 20816 | 3708 | 0.18 | 17108 | 0.82 | 3769 | 18% |  |  | 11488 | 55% | 0.19 | 173 | 1% | 515 | 2% |  | 9518 | 46% | 7908 | 38% | 8145 | 39% | 1267100% | 3115 | 15% | 1770100% | 6639 | 32% | 1417700% | 13570 | 65% | 724600% | 10060 | 48% | 1075600% | 2414 | 12% | 18402
359 | Miller | PGE GBA | {'Fink (Proposed)': [8.2, 4574.0], 'Crow Creek': [8.5, 4572.0], 'Crows Landing': [8.8, 5085.0], 'Stanislaus Resource Recovery Facility': [9.3, 4538.0], 'Quinto': [9.7, 8512.0], 'Salado': [11.9, 2972.0], 'Los Banos': [14.9, 4340.0], 'Padre Flats SW STA': [18.7, 321.0], 'New Sub - Westley - Quinto (Proposed)': [19.3, 197.0], 'Westley': [19.4, 168.0]} | 235657 | 29568 | 0.13 | 206089 | 0.87 | 85510 | 36% |  |  | 133322 | 57% | 0.09 | 35409 | 15% | 72031 | 31% |  | 102918 | 44% | 18796 | 8% | 94914 | 40% | 14074400% | 21144 | 9% | 21451400% | 34384 | 15% | 20127300% | 116990 | 50% | 11866700% | 94268 | 40% | 14139000% | 14736 | 6% | 220921
360 | Carberry | PGE NGBA | {'Burney Forest': [2.4, 41458.0], 'Burney Forest Power': [2.4, 41462.0], 'New Sub - Pit 1 - Cottonwood (Proposed)': [4.4, 30157.0], 'Cove Road': [9.2, 12545.0], 'Pit 3': [9.6, 18624.0], 'Round Mt.': [10.2, 8119.0], 'Pit 4': [10.2, 13788.0], 'James B Black': [14.8, 2704.0], 'Pit 1': [16.1, 8337.0]} | 258237 | 77053 | 0.3 | 181184 | 0.7 | 140971 | 55% |  |  | 109458 | 42% | 0.05 | 7986 | 3% | 139 | 0% |  | 143000 | 55% | 17386 | 7% | 118588 | 46% | 13964900% | 41724 | 16% | 21651300% | 43893 | 17% | 21434400% | 140494 | 54% | 11774300% | 67334 | 26% | 19090300% | 18391 | 7% | 239846
361 | Wahtoke | PGE Fresno | {'Reedley': [4.3, 26274.0], 'McCall': [10.3, 9819.0], 'Sanger': [10.8, 8553.0], 'Kingsburg': [11.4, 12896.0], 'Orosi': [12.1, 12423.0], 'Malaga': [16.0, 2529.0], 'California Ave': [18.6, 590.0], 'Clovis': [19.3, 72.0]} | 337150 | 76841 | 0.23 | 260308 | 0.77 | 17976 | 5% |  |  | 195038 | 58% | 0.19 | 97766 | 29% | 151695 | 45% |  | 37989 | 11% | 0 | 0% | 80762 | 24% | 25638700% | 60560 | 18% | 27659000% | 83379 | 25% | 25377100% | 125913 | 37% | 21123700% | 44708 | 13% | 29244200% | 13203 | 4% | 323947
362 | Dos Amigos | PGE Fresno | {'Mercy Springs': [1.0, 25699.0], 'Padre Flats SW STA': [9.6, 5428.0], 'Oro Loma': [10.0, 20266.0], 'Los Banos': [13.8, 1954.0], 'Quinto': [18.8, 138.0], 'Hammonds': [18.9, 300.0]} | 329486 | 72086 | 0.22 | 257400 | 0.78 | 87447 | 27% |  |  | 225242 | 68% | 0.07 | 74881 | 23% | 95032 | 29% |  | 132213 | 40% | 5310 | 2% | 157931 | 48% | 17155500% | 36540 | 11% | 29294600% | 72229 | 22% | 25725700% | 167968 | 51% | 16151800% | 95108 | 29% | 23437800% | 14136 | 4% | 315350
363 | Guernsey | PGE Fresno | {'GWF Hanford': [3.1, 78569.0], 'Waukena': [7.5, 60677.0], 'Lemoore': [9.8, 38797.0], 'Corcoran': [9.8, 42094.0], 'Leprino': [9.9, 51008.0], 'Henrietta': [13.8, 25889.0], 'Mustang': [14.6, 21576.0], 'Kingsburg': [18.7, 1266.0]} | 373450 | 179884 | 0.48 | 193567 | 0.52 | 66208 | 18% |  |  | 266532 | 71% | 0.11 | 193449 | 52% | 136245 | 36% |  | 124 | 0% | 0 | 0% | 34429 | 9% | 33902100% | 11680 | 3% | 36177100% | 29565 | 8% | 34388500% | 62479 | 17% | 31097200% | 1132 | 0% | 37231800% | 13003 | 3% | 360447
364 | Santa Clara | SCE Northern | {'Mandalay': [7.5, 9458.0], 'Wakefield': [8.2, 9591.0], 'Ormond Beach': [12.0, 1991.0], 'Moorpark': [16.1, 3853.0]} | 142664 | 36683 | 0.26 | 105980 | 0.74 | 24468 | 17% |  |  | 100414 | 70% | 0.13 | 15052 | 11% | 37489 | 26% |  | 9 | 0% | 0 | 0% | 40052 | 28% | 10261200% | 10173 | 7% | 13249100% | 20026 | 14% | 12263800% | 55049 | 39% | 8761500% | 36801 | 26% | 10586300% | 10080 | 7% | 132584
365 | Glenn | PGE NGBA | {'Logan Creek': [17.8, 1201.0], 'Butte': [18.0, 45.0], 'Notre Dame': [18.6, 8.0]} | 360667 | 43669 | 0.12 | 316998 | 0.88 | 73306 | 20% |  |  | 232802 | 65% | 0.1 | 62583 | 17% | 174901 | 48% |  | 110108 | 31% | 0 | 0% | 182824 | 51% | 17784300% | 12362 | 3% | 34830400% | 23224 | 6% | 33744300% | 200106 | 55% | 16056000% | 38737 | 11% | 32192900% | 56382 | 16% | 304285
366 | Kerchoff 1 | PGE Fresno | {} | 266392 | 17788 | 0.07 | 248604 | 0.93 | 44725 | 17% |  |  | 151976 | 57% | 0.18 | 1587 | 1% | 599 | 0% |  | 199582 | 75% | 17876 | 7% | 174054 | 65% | 9233800% | 97115 | 36% | 16927600% | 81162 | 30% | 18522900% | 230933 | 87% | 3545800% | 135960 | 51% | 13043200% | 21864 | 8% | 244528
367 | Brunswick | PGE NGBA | {'New Colgate': [10.8, 644.0], 'Colgate': [10.8, 644.0], 'Higgins': [13.4, 4070.0], 'Drum 1': [14.4, 3044.0]} | 195743 | 35052 | 0.18 | 160691 | 0.82 | 7766 | 4% |  |  | 83390 | 43% | 0.26 | 2438 | 1% | 1134 | 1% |  | 123394 | 63% | 69815 | 36% | 138464 | 71% | 5727900% | 25898 | 13% | 16984500% | 30750 | 16% | 16499300% | 154040 | 79% | 4170200% | 32694 | 17% | 16304900% | 6638 | 3% | 189105
368 | Tejon | PGE Kern | {'Wheeler Ridge': [4.9, 5067.0], 'Pastoria': [8.6, 1533.0], 'Lakeview': [9.7, 2942.0], 'Old River': [15.5, 2228.0], 'Grimmway-Malaga': [16.7, 2148.0], 'Copus': [18.9, 76.0], 'Midway - Wheeler Ridge (Proposed)': [19.0, 76.0], 'Panama': [19.5, 383.0], 'Lamont': [20.0, 91.0], 'Unknown - 3327': [20.0, 97.0]} | 239203 | 21312 | 0.09 | 217891 | 0.91 | 44154 | 18% |  |  | 184995 | 77% | 0.07 | 26024 | 11% | 134048 | 56% |  | 52417 | 22% | 4488 | 2% | 68292 | 29% | 17091100% | 66160 | 28% | 17304200% | 94915 | 40% | 14428800% | 122145 | 51% | 11705700% | 24632 | 10% | 21457100% | 4758 | 2% | 234445
369 | Bakersfield | PGE Kern | {'West Park': [2.2, 13842.0], 'Casaloma': [2.8, 8306.0], 'Columbus': [3.7, 11752.0], 'Kern Oil': [3.8, 13377.0], 'Rosedale': [4.2, 11619.0], 'Sycamore': [4.6, 14327.0], 'Magunden': [5.0, 6036.0], 'Kern Power': [5.2, 10151.0], 'Stockdale': [6.0, 5556.0], 'Cal Water': [6.3, 10487.0], 'Panama': [6.4, 5553.0], '7th Standard': [8.0, 10335.0], 'Tevis': [8.4, 3941.0], 'Renfro': [8.9, 5612.0], 'Unknown - 3327': [10.1, 5995.0], 'Lamont': [10.2, 5989.0], 'Lerdo': [11.4, 10722.0], 'Mt Poso': [11.8, 11171.0], 'Poso Mt.': [12.2, 9980.0], 'Grimmway-Malaga': [12.6, 6010.0], 'Old River': [13.6, 2222.0], 'Rio Bravo': [14.8, 1951.0], 'Tupman': [15.1, 225.0], 'Norco': [18.5, 18.0], 'Famoso': [18.8, 2035.0], 'Shafter': [19.6, 16.0]} | 289155 | 52476 | 0.18 | 236679 | 0.82 | 32809 | 11% |  |  | 228364 | 79% | 0.13 | 19367 | 7% | 118861 | 41% |  | 81427 | 28% | 0 | 0% | 112929 | 39% | 17622600% | 39647 | 14% | 24950700% | 82047 | 28% | 20710700% | 143790 | 50% | 14536500% | 40471 | 14% | 24868400% | 11987 | 4% | 277168
370 | Drum | PGE NGBA | {'Brunswick': [14.4, 3044.0]} | 144809 | 51267 | 0.35 | 93541 | 0.65 | 37982 | 26% |  |  | 73214 | 51% | 0.12 | 173 | 0% | 26 | 0% |  | 55724 | 38% | 83626 | 58% | 40059 | 28% | 10475000% | 22784 | 16% | 12202400% | 26120 | 18% | 11868900% | 69180 | 48% | 7562800% | 32430 | 22% | 11237900% | 3985 | 3% | 140824
371 | El Nido (SCE) | SCE Metro | {'Chevmain': [1.8, 60.0], 'La Fresa': [2.9, 62.0], 'El Segundo': [3.0, 58.0], 'Redondo': [3.4, 63.0], 'Windsor': [7.0, 19.0], 'La Cienega': [7.3, 19.0], 'Arcogen': [9.2, 36.0]} | 4904 | 2128 | 0.43 | 2776 | 0.57 | 874 | 18% |  |  | 2862 | 58% | 0.22 | 0 | 0% | 0 | 0% |  | 37 | 1% | 5 | 0% | 10 | 0% | 489400% | 118 | 2% | 478600% | 2716 | 55% | 218800% | 2726 | 56% | 217800% | 0 | 0% | 490400% | 7 | 0% | 4897
372 | Monserate | SDGE Imperial | {'Avocado': [3.9, 6260.0], 'Pendleton': [5.9, 1178.0], 'Pala': [7.3, 8415.0], 'Melrose': [8.6, 1583.0], 'Ocean Ranch': [8.9, 1359.0], 'San Luis Rey': [10.0, 1320.0], 'Lilac': [10.1, 6945.0], 'Shadowridge': [13.0, 1211.0], 'San Marcos': [14.1, 640.0], 'Valley Center': [14.2, 5644.0], 'Cannon': [14.4, 128.0], 'Encina': [14.5, 85.0], 'Palomar Airport': [14.6, 104.0], 'Escondido': [15.7, 636.0]} | 112117 | 27347 | 0.24 | 84770 | 0.76 | 1705 | 2% |  |  | 25135 | 22% | 0.37 | 27612 | 25% | 4891 | 4% |  | 53925 | 48% | 35524 | 32% | 67023 | 60% | 4509400% | 22141 | 20% | 8997600% | 45653 | 41% | 6646400% | 78142 | 70% | 3397400% | 12423 | 11% | 9969300% | 7733 | 7% | 104384
373 | Richmond R | PGE GBA | {'Standard Oil 2': [2.2, 4496.0], 'Standard Oil': [2.2, 4502.0], 'El Cerrito G': [3.7, 5285.0], 'San Pablo': [4.5, 3846.0], 'Sobrante': [8.9, 3561.0], 'Oakland L': [9.7, 1999.0], 'Oakland C': [10.1, 1835.0], 'Christie': [10.2, 2002.0], 'Oakland X': [11.3, 1367.0], 'Potrero': [11.9, 2251.0], 'SAN FRAN A (POTRERO PP)': [11.9, 2263.0], 'Moraga': [12.5, 1145.0], 'Carquinez': [13.2, 1833.0], 'Alhambra': [13.8, 1740.0], 'Ignacio': [14.0, 279.0], 'Oakland J': [14.1, 1170.0], 'Martinez': [15.0, 1711.0], 'Martin': [15.7, 1143.0], 'Edes': [16.2, 954.0], 'Bahia': [16.5, 1711.0], 'Parkway': [17.1, 1697.0]} | 42462 | 11413 | 0.27 | 31048 | 0.73 | 3867 | 9% |  |  | 20645 | 49% | 0.54 | 1451 | 3% | 26 | 0% |  | 12848 | 30% | 0 | 0% | 5548 | 13% | 3691400% | 18751 | 44% | 2371100% | 29518 | 70% | 1294400% | 29777 | 70% | 1268500% | 3390 | 8% | 3907200% | 3066 | 7% | 39396
374 | Storey | PGE Fresno | {'Madera': [4.3, 18118.0], 'Borden': [5.0, 14083.0], 'Gregg': [11.1, 10172.0], 'Herndon': [11.4, 10114.0], 'Biola': [14.0, 6249.0], 'Fig Garden': [14.8, 7943.0], 'Figarden': [14.8, 7944.0], 'Chowchilla': [15.3, 8112.0], 'Dairyland': [16.3, 3609.0], 'Woodward': [16.6, 3354.0], 'Ashlan': [17.4, 5273.0], 'Newhall': [18.1, 342.0], 'Bullard': [18.3, 2260.0], 'Le Grand': [19.2, 168.0]} | 365253 | 63780 | 0.17 | 301472 | 0.83 | 73396 | 20% |  |  | 250813 | 69% | 0.14 | 127491 | 35% | 112227 | 31% |  | 176104 | 48% | 0 | 0% | 143560 | 39% | 22169300% | 125052 | 34% | 24020100% | 133465 | 37% | 23178800% | 218238 | 60% | 14701500% | 77240 | 21% | 28801300% | 71668 | 20% | 293585
375 | Alpine | SDGE Imperial | {'Loveland': [2.1, 3784.0], 'Suncrest': [6.3, 3908.0], 'Los Coches': [6.7, 1662.0], 'Santee': [10.5, 1171.0], 'El Cajon': [10.8, 1441.0], 'Creelman': [13.7, 10.0], 'Spring Valley': [13.8, 261.0], 'Salt Creek': [15.2, 261.0], 'Miguel': [15.2, 261.0], 'Otay Mesa': [18.9, 223.0]} | 111278 | 11453 | 0.1 | 99825 | 0.9 | 23737 | 21% |  |  | 55547 | 50% | 0.13 | 579 | 1% | 102 | 0% |  | 14201 | 13% | 96811 | 87% | 33085 | 30% | 7819300% | 35961 | 32% | 7531700% | 63993 | 58% | 4728500% | 77495 | 70% | 3378300% | 57943 | 52% | 5333500% | 3867 | 3% | 107410
376 | Sobrante | PGE GBA | {'Moraga': [4.8, 1050.0], 'El Cerrito G': [5.2, 4805.0], 'Christie': [6.8, 3876.0], 'Oakland X': [7.1, 1092.0], 'Rossmoor': [7.5, 4.0], 'Oakland L': [7.5, 1620.0], 'Alhambra': [7.5, 3614.0], 'Lakewood': [8.2, 248.0], 'Oakland C': [8.5, 1456.0], 'Richmond R': [8.9, 3561.0], 'San Pablo': [8.9, 4692.0], 'Martinez': [9.1, 3585.0], 'Meadow Lane': [9.3, 1263.0], 'Oakland J': [9.9, 973.0], 'Standard Oil 2': [10.6, 3018.0], 'Standard Oil': [10.6, 3026.0], 'Edes': [11.6, 775.0], 'Bahia': [12.8, 3585.0], 'Carquinez': [13.1, 3707.0], 'San Leandro U': [14.0, 94.0], 'Potrero': [14.2, 1034.0], 'SAN FRAN A (POTRERO PP)': [14.2, 1036.0], 'Parkway': [16.2, 3552.0], 'Grant': [16.5, 67.0], 'Martin': [17.8, 722.0]} | 61363 | 12954 | 0.21 | 48409 | 0.79 | 7632 | 12% |  |  | 32463 | 53% | 0.55 | 197 | 0% | 26 | 0% |  | 25153 | 41% | 0 | 0% | 18548 | 30% | 4281500% | 25013 | 41% | 3634900% | 39848 | 65% | 2151500% | 47349 | 77% | 1401400% | 10733 | 17% | 5062900% | 4639 | 8% | 56724
377 | San Marcos | SDGE Imperial | {'Shadowridge': [2.5, 1411.0], 'Escondido': [4.6, 1457.0], 'Palomar Airport': [5.2, 665.0], 'Melrose': [6.3, 1226.0], 'Cannon': [7.8, 274.0], 'Encina': [8.0, 215.0], 'Ocean Ranch': [8.0, 694.0], 'Artesian': [8.3, 563.0], 'San Luis Rey': [9.8, 606.0], 'Lilac': [10.8, 902.0], 'North City Metering': [11.9, 385.0], 'Valley Center': [12.5, 740.0], 'Chicarita': [12.9, 456.0], 'Monserate': [14.1, 640.0], 'Penasquitos': [14.6, 11.0], 'Pendleton': [14.8, 310.0], 'Scripps': [15.9, 8.0], 'Pomerado': [16.1, 8.0], 'Pala': [16.5, 550.0], 'Sycamore Canyon': [17.5, 8.0], 'Avocado': [17.9, 236.0]} | 68674 | 24866 | 0.36 | 43808 | 0.64 | 244 | 0% |  |  | 13744 | 20% | 0.37 | 12954 | 19% | 3590 | 5% |  | 34174 | 50% | 12130 | 18% | 28329 | 41% | 4034600% | 13440 | 20% | 5523400% | 22556 | 33% | 4611900% | 35967 | 52% | 3270700% | 6207 | 9% | 6246800% | 4775 | 7% | 63899
378 | Fink | PGE Fresno | {'Crow Creek': [0.4, 9527.0], 'Stanislaus Resource Recovery Facility': [1.1, 9477.0], 'Crows Landing': [3.1, 9529.0], 'Salado': [3.7, 7355.0], 'Miller': [8.2, 4574.0], 'New Sub - Westley - Quinto (Proposed)': [11.3, 1896.0], 'Westley': [15.0, 356.0], 'Quinto': [17.8, 32.0]} | 301369 | 36620 | 0.12 | 264749 | 0.88 | 88243 | 29% |  |  | 179508 | 60% | 0.11 | 42171 | 14% | 122278 | 41% |  | 105362 | 35% | 25397 | 8% | 134670 | 45% | 16669900% | 28096 | 9% | 27327300% | 49580 | 16% | 25178900% | 157190 | 52% | 14417900% | 105298 | 35% | 19607100% | 9365 | 3% | 292004
379 | La Cienega | SCE Metro | {'Windsor': [1.1, 64.0], 'El Segundo': [6.9, 21.0], 'Chevmain': [7.0, 21.0], 'El Nido': [7.3, 19.0], 'La Fresa': [9.5, 15.0], 'Redondo': [10.6, 15.0], 'Arcogen': [14.9, 10.0], 'Eagle Rock': [15.2, 3.0], 'Gould': [18.8, 3.0]} | 2134 | 940 | 0.44 | 1194 | 0.56 | 70 | 3% |  |  | 613 | 29% | 0.24 | 0 | 0% | 0 | 0% |  | 145 | 7% | 1556 | 73% | 407 | 19% | 172700% | 378 | 18% | 175600% | 451 | 21% | 168300% | 806 | 38% | 132800% | 189 | 9% | 194500% | 337 | 16% | 1797
380 | Pittsburg | PGE GBA | {'Kirker': [1.2, 14470.0], 'GWF 2': [2.4, 16286.0], 'Collinsville': [4.5, 16143.0], 'Contra Costa': [6.7, 14820.0], 'Birds Landing': [7.1, 15143.0], 'Contra Costa PP': [7.4, 16346.0], 'Clayton': [7.5, 1257.0], 'Shiloh III': [9.6, 15012.0], 'Lone Tree': [9.7, 2595.0], 'Meadow Lane': [9.8, 711.0], 'Martinez': [12.0, 282.0], 'Lakewood': [12.5, 701.0], 'Alhambra': [13.0, 126.0], 'Lambie Energy': [13.0, 13269.0], 'Lambie': [13.0, 13270.0], 'Bahia': [13.4, 128.0], 'Brentwood': [14.4, 983.0], 'Christie': [17.0, 118.0]} | 118710 | 37852 | 0.32 | 80858 | 0.68 | 22548 | 19% |  |  | 82092 | 69% | 0.15 | 35099 | 30% | 5050 | 4% |  | 70910 | 60% | 2 | 0% | 21600 | 18% | 9711000% | 55414 | 47% | 6329600% | 52026 | 44% | 6668400% | 67381 | 57% | 5132900% | 12050 | 10% | 10666000% | 24508 | 21% | 94202
381 | Morro Bay | PGE Kern | {'Diablo Canyon': [11.0, 217.0], 'San Luis Obispo': [14.7, 30.0], 'Templeton': [16.0, 356.0]} | 118884 | 11550 | 0.1 | 107334 | 0.9 | 26012 | 22% |  |  | 82718 | 70% | 0.1 | 5548 | 5% | 2003 | 2% |  | 101050 | 85% | 3060 | 3% | 53249 | 45% | 6563500% | 34772 | 29% | 8411200% | 51399 | 43% | 6748500% | 82161 | 69% | 3672300% | 65800 | 55% | 5308400% | 8944 | 8% | 109940
382 | Contra Costa | PGE GBA | {'Contra Costa PP': [1.6, 16709.0], 'Lone Tree': [3.9, 3653.0], 'GWF 2': [4.4, 15908.0], 'Collinsville': [6.3, 15317.0], 'Pittsburg': [6.7, 14820.0], 'Kirker': [6.8, 13781.0], 'Brentwood': [8.0, 2032.0], 'Birds Landing': [9.1, 14349.0], 'Clayton': [10.8, 1169.0], 'Shiloh III': [12.3, 13742.0], 'Meadow Lane': [14.8, 583.0], 'Tassajara': [15.5, 285.0], 'Windmaster': [15.8, 116.0], 'Lakewood': [16.1, 583.0], 'Lambie Energy': [16.1, 11875.0], 'Lambie': [16.1, 11876.0], 'Martinez': [18.1, 154.0], 'Grand Island': [19.2, 220.0]} | 170451 | 34621 | 0.2 | 135830 | 0.8 | 40419 | 24% |  |  | 109076 | 64% | 0.08 | 43085 | 25% | 40631 | 24% |  | 68521 | 40% | 885 | 1% | 37988 | 22% | 13246300% | 67712 | 40% | 10273900% | 66261 | 39% | 10419000% | 88394 | 52% | 8205800% | 9060 | 5% | 16139100% | 25980 | 15% | 144471
383 | New Sub - Gates - Templeton (Proposed) | PGE Kern | {'New Sub - Gates - Templeton (Proposed)': [0.0, 20113.0], 'Avenal': [6.9, 17789.0], 'Gates': [8.5, 14604.0], 'Cal Flats': [13.3, 402.0]} | 308136 | 34437 | 0.11 | 273699 | 0.89 | 98109 | 32% |  |  | 204380 | 66% | 0.07 | 34080 | 11% | 95705 | 31% |  | 87650 | 28% | 14046 | 5% | 138482 | 45% | 16965400% | 19987 | 6% | 28814900% | 80663 | 26% | 22747200% | 180295 | 59% | 12784000% | 90784 | 29% | 21735200% | 2259 | 1% | 305877
384 | Hinson | SCE Metro | {'Arcogen': [1.2, 2125.0], 'Harborgen': [2.8, 2127.0], 'Long Beach': [3.7, 2127.0], 'Lighthipe': [5.0, 1814.0], 'La Fresa': [7.2, 466.0], 'Del Amo': [7.4, 1888.0], 'Alamitos': [8.0, 2095.0], 'Redondo': [9.7, 1.0], 'Barre': [13.8, 2.0], 'Huntington Beach': [18.5, 2.0], 'Ellis': [18.5, 2.0]} | 6033 | 2210 | 0.37 | 3823 | 0.63 | 1049 | 17% |  |  | 2910 | 48% | 0.3 | 0 | 0% | 0 | 0% |  | 0 | 0% | 0 | 0% | 10 | 0% | 602300% | 597 | 10% | 543600% | 3758 | 62% | 227500% | 3768 | 62% | 226500% | 0 | 0% | 603300% | 34 | 1% | 5999
385 | Chicarita | SDGE Imperial | {'Scripps': [3.3, 315.0], 'Pomerado': [4.5, 503.0], 'Artesian': [4.6, 952.0], 'Sycamore Canyon': [5.3, 503.0], 'North City Metering': [6.5, 457.0], 'Penasquitos': [6.9, 103.0], 'Escondido': [11.6, 950.0], 'San Marcos': [12.9, 456.0], 'Shadowridge': [14.7, 448.0], 'Creelman': [15.3, 382.0], 'Palomar Airport': [15.4, 448.0], 'Cannon': [17.9, 162.0], 'Encina': [18.0, 131.0], 'Melrose': [19.1, 269.0]} | 33916 | 1729 | 0.05 | 32188 | 0.95 | 1305 | 4% |  |  | 12170 | 36% | 0.2 | 1503 | 4% | 451 | 1% |  | 12009 | 35% | 18337 | 54% | 22462 | 66% | 1145400% | 19196 | 57% | 1472100% | 21438 | 63% | 1247900% | 30872 | 91% | 304400% | 6396 | 19% | 2752000% | 1396 | 4% | 32520
386 | Mendocino | PGE NGBA | {'Calpella': [3.7, 13018.0], 'Ukiah': [7.5, 9346.0]} | 189003 | 32846 | 0.17 | 156158 | 0.83 | 6586 | 3% |  |  | 152787 | 81% | 0.1 | 5645 | 3% | 9182 | 5% |  | 87689 | 46% | 9293 | 5% | 70353 | 37% | 11865000% | 49374 | 26% | 13962900% | 78220 | 41% | 11078400% | 126395 | 67% | 6260900% | 85085 | 45% | 10391900% | 3828 | 2% | 185175
387 | Delevan | PGE NGBA | {'Logan Creek': [11.9, 9509.0], 'Cortina': [17.4, 728.0]} | 373292 | 53813 | 0.14 | 319479 | 0.86 | 114915 | 31% |  |  | 242292 | 65% | 0.07 | 103267 | 28% | 95550 | 26% |  | 91079 | 24% | 80981 | 22% | 109287 | 29% | 26400500% | 48117 | 13% | 32517500% | 122534 | 33% | 25075800% | 202540 | 54% | 17075200% | 148527 | 40% | 22476400% | 11826 | 3% | 361466
388 | Pastoria | SCE Northern | {'Tejon': [8.6, 1533.0], 'Wheeler Ridge': [13.0, 1533.0], 'Lakeview': [18.2, 201.0]} | 182634 | 3526 | 0.02 | 179108 | 0.98 | 46312 | 25% |  |  | 125719 | 69% | 0.07 | 5025 | 3% | 65363 | 36% |  | 85282 | 47% | 11093 | 6% | 93998 | 51% | 8863600% | 78287 | 43% | 10434700% | 88078 | 48% | 9455600% | 126783 | 69% | 5585100% | 51690 | 28% | 13094400% | 2993 | 2% | 179642
389 | Tortilla | SCE NOL | {'Sandlot': [17.9, 3345.0]} | 93809 | 10145 | 0.11 | 83663 | 0.89 | 8529 | 9% |  |  | 47811 | 51% | 0.25 | 8 | 0% | 45 | 0% |  | 0 | 0% | 0 | 0% | 58552 | 62% | 3525700% | 48725 | 52% | 4508400% | 18484 | 20% | 7532500% | 75962 | 81% | 1784600% | 46417 | 49% | 4739200% | 2870 | 3% | 90938
390 | Cooley Landing | PGE GBA | {'Ravenswood': [1.5, 158.0], 'Menlo': [5.0, 150.0], 'Whisman': [5.8, 60.0], 'Dumbarton': [6.9, 100.0], 'Mountain View': [7.1, 49.0], 'Newark': [7.9, 6.0], 'Jefferson': [8.7, 146.0], 'Nortech': [9.9, 6.0], 'Fremont': [10.2, 6.0], 'Eastshore': [10.6, 56.0], 'Monta Vista': [10.8, 40.0], 'Los Esteros': [11.1, 6.0], 'Mt Eden': [11.1, 27.0], 'Mt. Eden': [11.1, 27.0], 'Dixon Landing': [11.3, 6.0], 'Scott': [11.6, 6.0], 'Trimble': [12.7, 6.0], 'Grant': [13.9, 6.0], 'FMC': [14.3, 2.0], 'Burlingame': [15.2, 40.0], 'Castro Valley': [15.6, 6.0], 'San Leandro U': [16.5, 6.0], 'Millbrae': [17.1, 18.0], 'Edes': [18.8, 4.0]} | 31361 | 1500 | 0.05 | 29861 | 0.95 | 1053 | 3% |  |  | 23710 | 76% | 0.27 | 507 | 2% | 127 | 0% |  | 8024 | 26% | 0 | 0% | 20619 | 66% | 1074200% | 17915 | 57% | 1344600% | 22722 | 72% | 863900% | 28213 | 90% | 314800% | 14484 | 46% | 1687700% | 3050 | 10% | 28311
391 | Cielo Azul | SCE Arizona | {} | 175134 | 109477 | 0.63 | 65657 | 0.37 | 0 | 0% |  |  | 0 | 0% | 0 | 0 | 0% | 0 | 0% |  | 0 | 0% | 0 | 0% | 0 | 0% | 17513400% | 0 | 0% | 17513400% | 0 | 0% | 17513400% | 0 | 0% | 17513400% | 0 | 0% | 17513400% | 0 | 0% | 175134
392 | Sycamore | PGE Kern | {'Kern Oil': [1.9, 24282.0], 'Bakersfield': [4.6, 14327.0], 'Columbus': [4.7, 9951.0], 'Cal Water': [5.4, 9728.0], 'West Park': [6.1, 10174.0], 'Rosedale': [7.2, 9711.0], 'Magunden': [7.4, 3156.0], 'Casaloma': [7.4, 3913.0], 'Poso Mt.': [7.7, 23125.0], 'Kern Power': [7.8, 9405.0], '7th Standard': [7.9, 16955.0], 'Mt Poso': [8.2, 24602.0], 'Lerdo': [9.6, 20294.0], 'Stockdale': [10.3, 1979.0], 'Renfro': [10.7, 5276.0], 'Panama': [11.0, 1527.0], 'Tevis': [12.1, 2094.0], 'Unknown - 3327': [12.9, 3156.0], 'Lamont': [13.0, 3156.0], 'Rio Bravo': [15.1, 2535.0], 'Grimmway-Malaga': [16.0, 3156.0], 'Famoso': [16.0, 8688.0], 'Tupman': [17.1, 126.0], 'Old River': [18.0, 43.0], 'Shafter': [18.8, 280.0]} | 284460 | 47180 | 0.17 | 237280 | 0.83 | 45873 | 16% |  |  | 216045 | 76% | 0.12 | 10116 | 4% | 93429 | 33% |  | 125087 | 44% | 0 | 0% | 152315 | 54% | 13214400% | 45247 | 16% | 23921300% | 81819 | 29% | 20264000% | 165713 | 58% | 11874600% | 66902 | 24% | 21755800% | 6811 | 2% | 277648
393 | Valley Switch | SCE EOP | {'Valley (VEA)': [4.9, 77671.0], 'Lathrop': [9.4, 40509.0], 'Jackass (DOE)': [17.7, 368.0]} | 163885 | 108221 | 0.66 | 55664 | 0.34 | 2858 | 2% |  |  | 0 | 0% | 0.01 | 0 | 0% | 0 | 0% |  | 0 | 0% | 0 | 0% | 0 | 0% | 16388500% | 0 | 0% | 16388500% | 0 | 0% | 16388400% | 0 | 0% | 16388400% | 2866 | 2% | 16101800% | 48 | 0% | 163837
394 | Hartley | PGE NGBA | {'Hopland': [10.8, 5996.0], 'Konocti': [14.4, 3099.0], 'Ukiah': [14.5, 269.0], 'Redbud': [14.8, 687.0], 'Calpella': [16.2, 269.0], 'Eagle Rock': [18.5, 1192.0], 'Lake View': [19.4, 217.0]} | 152018 | 26858 | 0.18 | 125160 | 0.82 | 7153 | 5% |  |  | 116774 | 77% | 0.1 | 9501 | 6% | 13675 | 9% |  | 58026 | 38% | 70438 | 46% | 86459 | 57% | 6555900% | 38853 | 26% | 11316500% | 58715 | 39% | 9330200% | 109396 | 72% | 4262200% | 46601 | 31% | 10541700% | 3075 | 2% | 148943
395 | Copus | PGE Kern | {'Midway - Wheeler Ridge (Proposed)': [2.0, 17945.0], 'Lakeview': [10.0, 12101.0], 'Elk Hills': [10.7, 5846.0], 'Taft': [11.8, 927.0], 'Old River': [12.8, 9539.0], 'Norco': [13.5, 2496.0], 'Wheeler Ridge': [17.0, 2486.0], 'Tevis': [17.8, 1085.0], 'Tejon': [18.9, 76.0], 'Stockdale': [19.6, 476.0]} | 224762 | 26807 | 0.12 | 197956 | 0.88 | 53001 | 24% |  |  | 164928 | 73% | 0.06 | 47277 | 21% | 95347 | 42% |  | 15603 | 7% | 0 | 0% | 44570 | 20% | 18019200% | 86308 | 38% | 13845500% | 124201 | 55% | 10056100% | 141153 | 63% | 8360900% | 14389 | 6% | 21037400% | 4623 | 2% | 220139
396 | Bay Boulevard | SDGE Imperial | {'Imperial Beach': [1.7, 421.0], 'Otay': [2.3, 180.0], 'Telegraph Canyon': [5.0, 171.0], 'San Ysidro': [5.1, 158.0], 'Silvergate': [6.6, 701.0], 'Salt Creek': [8.1, 132.0], 'Miguel': [8.1, 146.0], 'Vine': [10.3, 698.0], 'Spring Valley': [10.5, 69.0], 'Otay Mesa': [10.9, 6.0], 'Point Loma': [12.2, 695.0], 'Old Town': [12.3, 695.0], 'Mission': [12.4, 694.0], 'Murray': [13.3, 3.0], 'Elliot': [14.4, 506.0], 'Elliott': [14.4, 509.0], 'Kearny': [15.7, 516.0], 'Mesa Heights': [15.8, 516.0]} | 12749 | 1044 | 0.08 | 11705 | 0.92 | 3339 | 26% |  |  | 4986 | 39% | 0.21 | 0 | 0% | 0 | 0% |  | 4907 | 38% | 0 | 0% | 631 | 5% | 1211700% | 7916 | 62% | 483300% | 11314 | 89% | 143400% | 11587 | 91% | 116100% | 2772 | 22% | 997700% | 790 | 6% | 11959
397 | Mission | SDGE Imperial | {'Kearny': [3.4, 832.0], 'Mesa Heights': [3.4, 833.0], 'Old Town': [3.4, 1059.0], 'Elliot': [3.6, 758.0], 'Elliott': [3.6, 760.0], 'Vine': [4.0, 1059.0], 'Silvergate': [6.2, 1016.0], 'Point Loma': [6.3, 1059.0], 'Murray': [6.6, 3.0], 'Spring Valley': [8.4, 69.0], 'Penasquitos': [10.5, 56.0], 'Miguel': [11.5, 140.0], 'Salt Creek': [11.6, 127.0], 'Telegraph Canyon': [12.3, 158.0], 'Bay Boulevard': [12.4, 694.0], 'North City Metering': [13.0, 42.0], 'Otay': [13.9, 167.0], 'Imperial Beach': [14.1, 408.0], 'San Ysidro': [16.7, 145.0]} | 8918 | 1143 | 0.13 | 7775 | 0.87 | 2829 | 32% |  |  | 2206 | 25% | 0.21 | 10 | 0% | 3 | 0% |  | 1810 | 20% | 1451 | 16% | 2822 | 32% | 609700% | 3692 | 41% | 522700% | 5687 | 64% | 323100% | 7669 | 86% | 125000% | 952 | 11% | 796700% | 209 | 2% | 8709
398 | Eight Mile | PGE GBA | {'Lodi': [2.1, 4799.0], 'Stagg': [4.9, 3763.0], 'Stockton A': [9.1, 2319.0], 'Weber': [12.2, 746.0], 'Lockeford': [12.4, 3595.0], 'French Camp': [13.2, 95.0], 'Live Oak': [15.4, 1092.0]} | 296613 | 30642 | 0.1 | 265971 | 0.9 | 54781 | 18% |  |  | 163655 | 55% | 0.14 | 48539 | 16% | 195364 | 66% |  | 167 | 0% | 0 | 0% | 30647 | 10% | 26596600% | 43483 | 15% | 25313000% | 57721 | 19% | 23889100% | 78608 | 27% | 21800500% | 0 | 0% | 29661300% | 21493 | 7% | 275119
399 | Valley Center | SDGE Imperial | {'Lilac': [4.2, 28274.0], 'Escondido': [9.2, 8735.0], 'Pala': [10.2, 18778.0], 'San Marcos': [12.5, 740.0], 'Melrose': [13.6, 912.0], 'Shadowridge': [14.1, 689.0], 'Monserate': [14.2, 5644.0], 'Ocean Ranch': [15.9, 527.0], 'Avocado': [16.5, 2780.0], 'Palomar Airport': [17.2, 38.0], 'Creelman': [17.6, 144.0], 'San Luis Rey': [18.2, 439.0], 'Pendleton': [19.0, 193.0], 'Cannon': [19.2, 24.0], 'Encina': [19.4, 8.0]} | 159523 | 34471 | 0.22 | 125052 | 0.78 | 17919 | 11% |  |  | 62535 | 39% | 0.3 | 19846 | 12% | 5628 | 4% |  | 53768 | 34% | 82743 | 52% | 87004 | 55% | 7251800% | 24299 | 15% | 13522400% | 50793 | 32% | 10872900% | 99033 | 62% | 6049000% | 57151 | 36% | 10237200% | 13047 | 8% | 146475
400 | Wilson | PGE Fresno | {'Merced': [4.6, 11505.0], 'Le Grand': [10.5, 8281.0], 'Atwater': [12.2, 564.0], 'El Nido': [12.6, 8498.0], 'Chowchilla': [14.8, 744.0], 'Dairyland': [17.3, 904.0]} | 301211 | 36864 | 0.12 | 264348 | 0.88 | 83426 | 28% |  |  | 191179 | 63% | 0.08 | 114448 | 38% | 83997 | 28% |  | 87985 | 29% | 0 | 0% | 150137 | 50% | 15107400% | 132114 | 44% | 16909800% | 154295 | 51% | 14691700% | 211760 | 70% | 8945100% | 65318 | 22% | 23589300% | 55079 | 18% | 246132
401 | Donnells-Curtis | PGE GBA | {'Mi-Wuk': [16.7, 1534.0], 'Stanislaus': [19.6, 58.0]} | 193414 | 78659 | 0.41 | 114756 | 0.59 | 120629 | 62% |  |  | 65664 | 34% | 0.06 | 0 | 0% | 0 | 0% |  | 40346 | 21% | 113845 | 59% | 17552 | 9% | 17586300% | 13262 | 7% | 18015300% | 35660 | 18% | 15775400% | 49894 | 26% | 14352000% | 76638 | 40% | 11677600% | 4810 | 2% | 188604
402 | Lee Lake (Proposed) | SCE Eastern | {'Alberhill': [2.4, 5263.0], 'Wildlife': [14.7, 47.0], 'Rerc': [14.7, 47.0], 'Valley': [16.8, 1441.0]} | 48014 | 7488 | 0.16 | 40525 | 0.84 | 8214 | 17% |  |  | 15980 | 33% | 0.27 | 1771 | 4% | 100 | 0% |  | 20943 | 44% | 21169 | 44% | 15837 | 33% | 3217700% | 14850 | 31% | 3316400% | 23554 | 49% | 2445900% | 36605 | 76% | 1140900% | 18238 | 38% | 2977500% | 4256 | 9% | 43757
403 | Orosi | PGE Fresno | {'Reedley': [8.0, 20382.0], 'Wahtoke': [12.1, 12423.0], 'Rector': [16.7, 6791.0], 'Kingsburg': [18.7, 945.0]} | 321710 | 68110 | 0.21 | 253600 | 0.79 | 39056 | 12% |  |  | 187881 | 58% | 0.17 | 92651 | 29% | 90689 | 28% |  | 85779 | 27% | 4270 | 1% | 113162 | 35% | 20854800% | 68113 | 21% | 25359700% | 98362 | 31% | 22334800% | 169134 | 53% | 15257600% | 85905 | 27% | 23580500% | 11955 | 4% | 309756
404 | Ukiah | PGE NGBA | {'Calpella': [3.8, 11093.0], 'Mendocino': [7.5, 9346.0], 'Hopland': [13.2, 2967.0], 'Hartley': [14.5, 269.0]} | 201491 | 39624 | 0.2 | 161868 | 0.8 | 5056 | 3% |  |  | 167943 | 83% | 0.1 | 6095 | 3% | 13582 | 7% |  | 101617 | 50% | 33680 | 17% | 63628 | 32% | 13786400% | 56575 | 28% | 14491700% | 79327 | 39% | 12216500% | 124453 | 62% | 7703900% | 91455 | 45% | 11003600% | 3680 | 2% | 197812
405 | New Sub - Gates - Midway (Proposed) | PGE Kern | {'Arco': [8.6, 17631.0], 'Goose Lake': [15.8, 3292.0]} | 361964 | 92984 | 0.26 | 268980 | 0.74 | 113191 | 31% |  |  | 236130 | 65% | 0.07 | 106019 | 29% | 75194 | 21% |  | 104458 | 29% | 0 | 0% | 218217 | 60% | 14374700% | 22892 | 6% | 33907100% | 47215 | 13% | 31474900% | 230020 | 64% | 13194400% | 23479 | 6% | 33848500% | 18475 | 5% | 343489
406 | Humboldt | PGE NGBA | {'Harris': [1.0, 19708.0], 'Humboldt Bay': [5.9, 10848.0], 'Arcata': [6.0, 7776.0]} | 145559 | 42589 | 0.29 | 102970 | 0.71 | 44218 | 30% |  |  | 78716 | 54% | 0.09 | 0 | 0% | 0 | 0% |  | 0 | 0% | 0 | 0% | 6711 | 5% | 13884800% | 56197 | 39% | 8936200% | 63683 | 44% | 8187500% | 66454 | 46% | 7910500% | 39279 | 27% | 10628000% | 20033 | 14% | 125525
407 | Chowchilla | PGE Fresno | {'Chowchilla': [0.0, 52001.0], 'Le Grand': [4.7, 26384.0], 'Dairyland': [5.8, 45566.0], 'El Nido': [12.1, 15826.0], 'Wilson': [14.8, 744.0], 'Storey': [15.3, 8112.0], 'Merced': [16.7, 395.0], 'Madera': [17.4, 3263.0], 'Newhall': [18.2, 5488.0]} | 385855 | 82085 | 0.21 | 303770 | 0.79 | 81596 | 21% |  |  | 278862 | 72% | 0.09 | 184144 | 48% | 102122 | 26% |  | 137326 | 36% | 0 | 0% | 187056 | 48% | 19879900% | 114845 | 30% | 27100900% | 130621 | 34% | 25523400% | 239969 | 62% | 14588500% | 60504 | 16% | 32535100% | 53551 | 14% | 332304
408 | Mesa (SCE) | SCE Metro | {} | 228 | 179 | 0.78 | 49 | 0.22 | 4 | 2% |  |  | 223 | 98% | 0.1 | 0 | 0% | 0 | 0% |  | 65 | 28% | 12 | 5% | 0 | 0% | 22800% | 15 | 7% | 21200% | 29 | 13% | 19900% | 31 | 14% | 19700% | 31 | 14% | 19700% | 23 | 10% | 205
409 | Colorado River | SCE Eastern | {'Blythe': [12.5, 10949.0]} | 186722 | 22216 | 0.12 | 164507 | 0.88 | 52499 | 28% |  |  | 124649 | 67% | 0.09 | 19001 | 10% | 55593 | 30% |  | 0 | 0% | 0 | 0% | 70929 | 38% | 11579300% | 75225 | 40% | 11149800% | 59630 | 32% | 12709200% | 106426 | 57% | 8029600% | 78415 | 42% | 10830700% | 2121 | 1% | 184602
410 | Placerville | PGE NGBA | {'El Dorado PH': [9.8, 3607.0]} | 229871 | 16646 | 0.07 | 213225 | 0.93 | 32933 | 14% |  |  | 84772 | 37% | 0.28 | 2168 | 1% | 3453 | 2% |  | 144723 | 63% | 67321 | 29% | 187604 | 82% | 4226600% | 62531 | 27% | 16733900% | 70216 | 31% | 15965500% | 206336 | 90% | 2353500% | 57139 | 25% | 17273100% | 7499 | 3% | 222372
411 | Inyokern | SCE NOL | {} | 33888 | 9704 | 0.29 | 24184 | 0.71 | 425 | 1% |  |  | 15049 | 44% | 0.27 | 0 | 0% | 0 | 0% |  | 356 | 1% | 0 | 0% | 20755 | 61% | 1313300% | 11140 | 33% | 2274900% | 2034 | 6% | 3185400% | 22677 | 67% | 1121100% | 10089 | 30% | 2380000% | 34 | 0% | 33854
412 | Mandalay | SCE Northern | {'Ormond Beach': [7.1, 2413.0], 'Santa Clara': [7.5, 9458.0], 'Wakefield': [15.1, 2493.0]} | 89383 | 23179 | 0.26 | 66204 | 0.74 | 21551 | 24% |  |  | 61739 | 69% | 0.13 | 7648 | 9% | 25087 | 28% |  | 0 | 0% | 0 | 0% | 16895 | 19% | 7248700% | 7351 | 8% | 8203200% | 12551 | 14% | 7683100% | 26669 | 30% | 6271300% | 26997 | 30% | 6238500% | 6257 | 7% | 83126
413 | Creelman | SDGE Imperial | {'Los Coches': [11.3, 508.0], 'Pomerado': [11.7, 423.0], 'Sycamore Canyon': [12.4, 382.0], 'Santee': [13.2, 4.0], 'Alpine': [13.7, 10.0], 'Chicarita': [15.3, 382.0], 'Loveland': [15.7, 4.0], 'Artesian': [16.2, 382.0], 'Scripps': [16.7, 212.0], 'El Cajon': [16.9, 4.0], 'Escondido': [16.9, 382.0], 'Suncrest': [17.5, 3.0], 'Valley Center': [17.6, 144.0]} | 143465 | 14358 | 0.1 | 129107 | 0.9 | 29362 | 20% |  |  | 77417 | 54% | 0.14 | 2464 | 2% | 890 | 1% |  | 14064 | 10% | 128262 | 89% | 81774 | 57% | 6169100% | 31694 | 22% | 11177100% | 54267 | 38% | 8919800% | 100662 | 70% | 4280300% | 76466 | 53% | 6699900% | 8290 | 6% | 135175
414 | Harborgen | SCE Metro | {'Long Beach': [0.9, 2131.0], 'Arcogen': [2.8, 2125.0], 'Hinson': [2.8, 2127.0], 'Alamitos': [7.4, 2095.0], 'Lighthipe': [7.7, 1814.0], 'La Fresa': [8.7, 470.0], 'Del Amo': [8.9, 1888.0], 'Redondo': [10.4, 6.0], 'Barre': [14.2, 2.0], 'Huntington Beach': [17.0, 2.0], 'Ellis': [17.5, 2.0]} | 6872 | 2210 | 0.32 | 4663 | 0.68 | 1049 | 15% |  |  | 2911 | 42% | 0.38 | 0 | 0% | 0 | 0% |  | 0 | 0% | 0 | 0% | 10 | 0% | 686200% | 597 | 9% | 627500% | 4598 | 67% | 227500% | 4608 | 67% | 226500% | 0 | 0% | 687200% | 34 | 0% | 6838
415 | Capistrano | SDGE Imperial | {'Q1806': [1.6, 1556.0], 'Margarita': [3.4, 1842.0], 'Trabuco': [3.5, 1360.0], 'Rancho Mission Viejo': [3.9, 1758.0], 'North of SONGS': [6.8, 1731.0], 'Talega': [6.8, 1742.0], 'Viejo': [10.8, 544.0], 'San Onofre': [11.8, 357.0], 'Santiago': [12.1, 99.0], 'Johanna': [17.6, 83.0]} | 20216 | 2344 | 0.12 | 17872 | 0.88 | 2773 | 14% |  |  | 12290 | 61% | 0.44 | 209 | 1% | 40 | 0% |  | 5399 | 27% | 12571 | 62% | 5885 | 29% | 1433100% | 11663 | 58% | 855300% | 13393 | 66% | 682300% | 16106 | 80% | 411000% | 11212 | 55% | 900400% | 1453 | 7% | 18763
416 | Red Bluff | PGE NGBA | {'Cottonwood': [15.0, 9618.0]} | 305304 | 62743 | 0.21 | 242560 | 0.79 | 71833 | 24% |  |  | 165161 | 54% | 0.16 | 16922 | 6% | 35038 | 11% |  | 172157 | 56% | 79788 | 26% | 101017 | 33% | 20428700% | 20018 | 7% | 28528500% | 13885 | 5% | 29141900% | 117158 | 38% | 18814600% | 137309 | 45% | 16799400% | 38474 | 13% | 266830
417 | Scripps | SDGE Imperial | {'Chicarita': [3.3, 315.0], 'Sycamore Canyon': [4.7, 315.0], 'Pomerado': [5.1, 315.0], 'Penasquitos': [6.2, 101.0], 'North City Metering': [7.1, 101.0], 'Artesian': [7.7, 315.0], 'Escondido': [14.9, 315.0], 'San Marcos': [15.9, 8.0], 'Creelman': [16.7, 212.0]} | 29887 | 1819 | 0.06 | 28067 | 0.94 | 1602 | 5% |  |  | 8505 | 28% | 0.24 | 1338 | 4% | 299 | 1% |  | 10908 | 36% | 14065 | 47% | 19079 | 64% | 1080700% | 16309 | 55% | 1357800% | 18650 | 62% | 1123700% | 26834 | 90% | 305200% | 3852 | 13% | 2603400% | 1192 | 4% | 28694
418 | Johanna | SCE Metro | {'Ellis': [5.5, 46.0], 'Santiago': [5.9, 808.0], 'Lewis': [7.2, 125.0], 'Villa Park': [7.2, 348.0], 'Huntington Beach': [8.6, 46.0], 'Serrano': [8.8, 348.0], 'Viejo': [12.5, 646.0], 'Trabuco': [14.6, 422.0], 'Q1806': [16.1, 179.0], 'Margarita': [17.1, 188.0], 'Capistrano': [17.6, 83.0]} | 12966 | 828 | 0.06 | 12138 | 0.94 | 1424 | 11% |  |  | 3703 | 29% | 0.49 | 21 | 0% | 37 | 0% |  | 1547 | 12% | 5101 | 39% | 2691 | 21% | 1027500% | 4383 | 34% | 858300% | 9308 | 72% | 365800% | 11403 | 88% | 156300% | 4572 | 35% | 839400% | 1190 | 9% | 11776
419 | Cottle | PGE GBA | {'Warnerville': [2.5, 25588.0], 'Riverbank': [4.4, 25248.0], 'Valley Home': [8.7, 15106.0], 'Avena': [13.3, 11374.0], 'Ripon': [17.4, 82.0]} | 318961 | 41148 | 0.13 | 277813 | 0.87 | 66347 | 21% |  |  | 186733 | 59% | 0.12 | 117331 | 37% | 77972 | 24% |  | 132444 | 42% | 0 | 0% | 207002 | 65% | 11195800% | 49506 | 16% | 26945500% | 95155 | 30% | 22380600% | 234501 | 74% | 8446000% | 80147 | 25% | 23881400% | 25211 | 8% | 293750
420 | Kingsburg | PGE Fresno | {'McCall': [9.1, 14614.0], 'Wahtoke': [11.4, 12896.0], 'Reedley': [13.9, 7739.0], 'Sanger': [15.3, 2771.0], 'GWF Hanford': [15.6, 7568.0], 'Malaga': [16.3, 2878.0], 'Lemoore': [17.2, 917.0], 'Orosi': [18.7, 945.0], 'Guernsey': [18.7, 1266.0], 'California Ave': [18.9, 331.0]} | 359938 | 110065 | 0.31 | 249873 | 0.69 | 2991 | 1% |  |  | 243730 | 68% | 0.18 | 106328 | 30% | 220663 | 61% |  | 0 | 0% | 0 | 0% | 0 | 0% | 35993800% | 25608 | 7% | 33433000% | 33471 | 9% | 32646700% | 33471 | 9% | 32646700% | 335 | 0% | 35960400% | 7554 | 2% | 352385
421 | Panoche | PGE Fresno | {'Cheney': [3.1, 28303.0], 'Manning': [4.4, 16318.0], 'Hammonds': [4.8, 20977.0], 'Mendota': [8.2, 28391.0], 'Tranquility': [10.7, 22228.0], 'Oro Loma': [16.7, 7309.0]} | 302257 | 97050 | 0.32 | 205207 | 0.68 | 43537 | 14% |  |  | 253820 | 84% | 0.07 | 109764 | 36% | 126139 | 42% |  | 39643 | 13% | 10 | 0% | 81637 | 27% | 22062000% | 26423 | 9% | 27583400% | 66455 | 22% | 23580200% | 113212 | 37% | 18904500% | 36058 | 12% | 26619900% | 3318 | 1% | 298939
422 | Fulton | PGE NGBA | {'Monroe': [3.2, 4067.0], 'Santa Rosa A': [5.0, 1103.0], 'Rincon': [5.1, 870.0], 'Bellevue': [8.7, 808.0], 'Fitch Mountain': [9.0, 825.0], 'Penngrove': [13.4, 213.0], 'Silverado': [16.2, 230.0], 'Corona': [17.1, 105.0], 'Geysers Tap 1': [17.9, 62.0]} | 189208 | 18773 | 0.1 | 170435 | 0.9 | 4981 | 3% |  |  | 107667 | 57% | 0.2 | 18833 | 10% | 21375 | 11% |  | 33008 | 17% | 0 | 0% | 86651 | 46% | 10255700% | 94427 | 50% | 9478100% | 136639 | 72% | 5256900% | 162293 | 86% | 2691500% | 48544 | 26% | 14066400% | 7937 | 4% | 181270
423 | Ripon | PGE GBA | {'Manteca': [5.3, 17416.0], 'Vierra': [7.5, 11808.0], 'Avena': [7.8, 17342.0], 'Kasson': [10.6, 1445.0], 'French Camp': [11.8, 9308.0], 'Weber': [12.5, 12586.0], 'Westley': [12.7, 776.0], 'Riverbank': [13.0, 1275.0], 'Valley Home': [13.0, 9775.0], 'Stockton A': [15.4, 4132.0], 'New Sub - Westley - Quinto (Proposed)': [17.3, 37.0], 'Cottle': [17.4, 82.0], 'Lammers': [18.2, 0.0], 'Warnerville': [18.7, 12.0], 'Bellota': [19.5, 646.0], 'Stagg': [19.8, 144.0]} | 278516 | 43184 | 0.16 | 235333 | 0.84 | 1014 | 0% |  |  | 200463 | 72% | 0.17 | 73469 | 26% | 176763 | 63% |  | 17304 | 6% | 0 | 0% | 102732 | 37% | 17578400% | 27030 | 10% | 25148600% | 36280 | 13% | 24223600% | 119177 | 43% | 15933900% | 4 | 0% | 27851200% | 9604 | 3% | 268912
424 | Shafter | PGE Kern | {'Rio Bravo': [5.9, 14891.0], 'Charca': [6.6, 8164.0], 'Ganso': [7.4, 15538.0], 'Famoso': [9.0, 2023.0], 'Semitropic': [9.0, 7050.0], 'Lerdo': [9.3, 6843.0], 'Midway': [10.7, 10706.0], 'Tupman': [11.4, 12473.0], '7th Standard': [11.6, 6073.0], 'Renfro': [12.3, 8371.0], 'Mt Poso': [13.4, 1931.0], 'Kern Power': [15.4, 2503.0], 'Norco': [15.9, 2789.0], 'Goose Lake': [15.9, 3455.0], 'Smyrna': [16.1, 2202.0], 'Rosedale': [16.4, 1874.0], 'Tevis': [17.2, 856.0], 'Kern Oil': [17.4, 773.0], 'West Park': [18.3, 366.0], 'Sycamore': [18.8, 280.0], 'Stockdale': [19.6, 0.0], 'Bakersfield': [19.6, 16.0]} | 371258 | 46333 | 0.12 | 324925 | 0.88 | 32629 | 9% |  |  | 318295 | 86% | 0.11 | 59015 | 16% | 246906 | 67% |  | 24144 | 7% | 0 | 0% | 88418 | 24% | 28284000% | 33140 | 9% | 33811800% | 122800 | 33% | 24845800% | 181943 | 49% | 18931500% | 246 | 0% | 37101200% | 25145 | 7% | 346113
425 | San Luis Rey | SDGE Imperial | {'Ocean Ranch': [2.3, 1356.0], 'Melrose': [4.7, 1356.0], 'Cannon': [5.1, 164.0], 'Encina': [5.2, 121.0], 'Palomar Airport': [6.7, 135.0], 'Pendleton': [6.8, 1061.0], 'Shadowridge': [7.3, 1192.0], 'San Marcos': [9.8, 606.0], 'Monserate': [10.0, 1320.0], 'Avocado': [13.3, 955.0], 'Escondido': [13.9, 598.0], 'Lilac': [14.6, 756.0], 'Pala': [16.2, 889.0], 'Valley Center': [18.2, 439.0], 'North City Metering': [18.7, 0.0]} | 29892 | 4482 | 0.15 | 25409 | 0.85 | 178 | 1% |  |  | 3834 | 13% | 0.38 | 7590 | 25% | 1778 | 6% |  | 10000 | 33% | 488 | 2% | 18495 | 62% | 1139700% | 7342 | 25% | 2254900% | 15954 | 53% | 1393800% | 22418 | 75% | 747300% | 1011 | 3% | 2888100% | 1977 | 7% | 27915
426 | Woodward | PGE Fresno | {'Bullard': [5.1, 6997.0], 'Clovis': [6.2, 1072.0], 'Figarden': [7.9, 7588.0], 'Fig Garden': [7.9, 7588.0], 'Ashlan': [8.4, 6797.0], 'Gregg': [9.6, 7244.0], 'Herndon': [10.0, 7244.0], 'California Ave': [12.3, 528.0], 'West Fresno': [12.9, 13.0], 'Borden': [12.9, 7244.0], 'Malaga': [14.2, 586.0], 'Sanger': [15.2, 659.0], 'Storey': [16.6, 3354.0], 'Madera': [16.8, 4291.0]} | 259460 | 32346 | 0.12 | 227114 | 0.88 | 44493 | 17% |  |  | 154654 | 60% | 0.22 | 50626 | 20% | 44997 | 17% |  | 160517 | 62% | 0 | 0% | 132474 | 51% | 12698600% | 103178 | 40% | 15628100% | 96884 | 37% | 16257500% | 186721 | 72% | 7273800% | 98200 | 38% | 16126000% | 52623 | 20% | 206836
427 | Helm | PGE Fresno | {'Crescent': [4.2, 71139.0], 'New Sub - Los Banos - Midway (Proposed)': [7.9, 48972.0], 'Mc Mullin': [10.3, 30566.0], 'Tranquility': [12.6, 27102.0], 'Schindler': [13.3, 29092.0], 'Excelsior': [13.7, 29211.0], 'Biola': [14.4, 11691.0], 'Cantua': [14.5, 19838.0], 'Kearney (New)': [18.0, 3660.0], 'Mendota': [18.0, 3702.0], 'Cheney': [19.8, 0.0]} | 397984 | 178942 | 0.45 | 219042 | 0.55 | 74586 | 19% |  |  | 301802 | 76% | 0.07 | 234696 | 59% | 134374 | 34% |  | 8524 | 2% | 0 | 0% | 85066 | 21% | 31291800% | 40755 | 10% | 35722900% | 49030 | 12% | 34895400% | 113541 | 29% | 28444300% | 1213 | 0% | 39677100% | 10491 | 3% | 387493
428 | FMC | PGE GBA | {'San Jose B': [1.2, 1632.0], 'San Jose A': [1.7, 1632.0], 'Trimble': [2.4, 1502.0], 'Scott': [2.7, 1098.0], 'El Patio': [3.9, 220.0], 'Stone': [4.2, 1632.0], 'Evergreen': [5.4, 1632.0], 'Nortech': [5.5, 637.0], 'Los Esteros': [5.6, 1127.0], 'Swift': [7.0, 1632.0], 'Dixon Landing': [7.7, 901.0], 'Hicks': [8.0, 53.0], 'Mountain View': [8.4, 2.0], 'Whisman': [8.9, 2.0], 'Piercy': [9.2, 998.0], 'Edenvale': [10.0, 998.0], 'Santa Teresa': [10.4, 998.0], 'Newark': [11.3, 251.0], 'Metcalf Energy Center': [13.0, 631.0], 'Metcalf 1': [13.0, 721.0], 'Fremont': [13.7, 244.0], 'Cooley Landing': [14.3, 2.0], 'Ravenswood': [15.5, 2.0], 'Dumbarton': [16.4, 2.0]} | 41957 | 3001 | 0.07 | 38956 | 0.93 | 11766 | 28% |  |  | 21283 | 51% | 0.1 | 859 | 2% | 284 | 1% |  | 31722 | 76% | 0 | 0% | 26750 | 64% | 1520700% | 14819 | 35% | 2713800% | 22881 | 55% | 1907600% | 31296 | 75% | 1066100% | 23331 | 56% | 1862600% | 2388 | 6% | 39569
429 | Mohave | SCE EOP | {} | 84372 | 33064 | 0.39 | 51308 | 0.61 | 6310 | 7% |  |  | 1837 | 2% | 0.02 | 3889 | 5% | 0 | 0% |  | 0 | 0% | 0 | 0% | 1245 | 1% | 8312700% | 7916 | 9% | 7645600% | 0 | 0% | 8437200% | 7916 | 9% | 7645600% | 1410 | 2% | 8296200% | 1929 | 2% | 82443
430 | Wakefield | SCE Northern | {'Santa Clara': [8.2, 9591.0], 'Moorpark': [10.1, 15353.0], 'Mandalay': [15.1, 2493.0], 'Ormond Beach': [16.9, 343.0]} | 148608 | 33012 | 0.22 | 115595 | 0.78 | 21574 | 15% |  |  | 105088 | 71% | 0.12 | 15169 | 10% | 41100 | 28% |  | 10921 | 7% | 2168 | 1% | 51010 | 34% | 9759800% | 9680 | 7% | 13892700% | 20106 | 14% | 12850100% | 66089 | 44% | 8251900% | 38889 | 26% | 10971900% | 11164 | 8% | 137444
431 | Kern PP | PGE Kern | {'Rosedale': [1.1, 14570.0], 'West Park': [3.2, 11196.0], 'Renfro': [3.8, 9844.0], 'Tevis': [4.6, 6695.0], '7th Standard': [4.6, 10549.0], 'Stockdale': [4.7, 5729.0], 'Bakersfield': [5.2, 10151.0], 'Casaloma': [5.7, 4940.0], 'Kern Oil': [6.0, 9977.0], 'Panama': [7.2, 5036.0], 'Sycamore': [7.8, 9405.0], 'Columbus': [8.9, 3816.0], 'Lerdo': [8.9, 10513.0], 'Magunden': [9.9, 1497.0], 'Tupman': [9.9, 2903.0], 'Rio Bravo': [10.1, 4758.0], 'Cal Water': [11.4, 2909.0], 'Mt Poso': [11.5, 9465.0], 'Old River': [11.9, 3794.0], 'Norco': [13.5, 735.0], 'Unknown - 3327': [14.3, 1449.0], 'Lamont': [14.4, 1449.0], 'Poso Mt.': [14.7, 6813.0], 'Shafter': [15.4, 2503.0], 'Grimmway-Malaga': [16.1, 1455.0], 'Famoso': [16.7, 3614.0], 'Lakeview': [19.9, 180.0]} | 291321 | 52508 | 0.18 | 238813 | 0.82 | 23462 | 8% |  |  | 237260 | 81% | 0.13 | 27637 | 9% | 140416 | 48% |  | 47854 | 16% | 0 | 0% | 89895 | 31% | 20142500% | 48174 | 17% | 24314700% | 89680 | 31% | 20164100% | 140739 | 48% | 15058200% | 8200 | 3% | 28312000% | 18899 | 6% | 272422
432 | Diablo Canyon | PGE Kern | {'Morro Bay': [11.0, 217.0], 'San Luis Obispo': [12.3, 1027.0], 'Oceano': [16.9, 35.0], 'Callender': [18.8, 4.0]} | 49190 | 4716 | 0.1 | 44474 | 0.9 | 13252 | 27% |  |  | 30502 | 62% | 0.13 | 2151 | 4% | 2723 | 6% |  | 38243 | 78% | 1239 | 3% | 9049 | 18% | 4014100% | 7180 | 15% | 4201000% | 32326 | 66% | 1686400% | 34301 | 70% | 1488900% | 23427 | 48% | 2576300% | 4699 | 10% | 44491
433 | Reedley | PGE Fresno | {'Wahtoke': [4.3, 26274.0], 'Orosi': [8.0, 20382.0], 'Kingsburg': [13.9, 7739.0], 'McCall': [14.5, 3316.0], 'Sanger': [14.8, 3242.0]} | 329574 | 61563 | 0.19 | 268011 | 0.81 | 26581 | 8% |  |  | 196631 | 60% | 0.18 | 92715 | 28% | 127060 | 39% |  | 55488 | 17% | 0 | 0% | 106323 | 32% | 22325100% | 70920 | 22% | 25865300% | 97336 | 30% | 23223800% | 163717 | 50% | 16585700% | 61906 | 19% | 26766700% | 13699 | 4% | 315875
434 | Oakland J | PGE GBA | {'Edes': [2.0, 2882.0], 'Oakland X': [3.1, 3155.0], 'Oakland C': [4.4, 3155.0], 'Oakland L': [4.5, 3147.0], 'San Leandro U': [5.1, 1579.0], 'Moraga': [6.6, 2254.0], 'Grant': [7.0, 1526.0], 'SAN FRAN A (POTRERO PP)': [9.3, 2528.0], 'Potrero': [9.3, 2534.0], 'Castro Valley': [9.7, 1220.0], 'Sobrante': [9.9, 973.0], 'Mt Eden': [11.0, 1298.0], 'Mt. Eden': [11.0, 1298.0], 'Eastshore': [11.0, 1343.0], 'Martin': [11.4, 1975.0], 'El Cerrito G': [11.7, 1558.0], 'Richmond R': [14.1, 1170.0], 'Burlingame': [14.5, 40.0], 'Millbrae': [14.6, 72.0], 'Standard Oil': [16.3, 209.0], 'Standard Oil 2': [16.3, 209.0], 'Dumbarton': [16.7, 6.0], 'Christie': [16.7, 52.0], 'San Pablo': [16.8, 207.0]} | 40138 | 4749 | 0.12 | 35389 | 0.88 | 6058 | 15% |  |  | 25504 | 64% | 0.35 | 184 | 0% | 26 | 0% |  | 25602 | 64% | 0 | 0% | 22867 | 57% | 1727100% | 16195 | 40% | 2394300% | 27922 | 70% | 1221600% | 34828 | 87% | 531000% | 12436 | 31% | 2770200% | 2160 | 5% | 37978
435 | Sandy | SCE EOP | {'Crazy Eyes': [9.4, 1332.0], 'Gamebird': [18.3, 126.0], 'Thousandaire': [19.6, 24.0]} | 48087 | 13346 | 0.28 | 34741 | 0.72 | 5184 | 11% |  |  | 2261 | 5% | 0.35 | 428 | 1% | 0 | 0% |  | 5 | 0% | 0 | 0% | 0 | 0% | 4808700% | 0 | 0% | 4808700% | 7399 | 15% | 4068800% | 7399 | 15% | 4068800% | 3392 | 7% | 4469500% | 105 | 0% | 47982
436 | Cayetano | PGE GBA | {'Las Positas': [3.3, 2443.0], 'Los Positas': [3.4, 2443.0], 'Vasco': [3.5, 2335.0], 'North Dublin': [4.7, 2391.0], 'Altamont': [5.1, 1451.0], 'Altamont Midway (Sandhill)': [5.2, 1446.0], 'Vineyard': [6.6, 2447.0], 'Windmaster': [8.2, 1109.0], 'Tassajara': [8.6, 1495.0], 'San Ramon': [8.9, 1569.0], 'Delta Pumps': [9.2, 422.0], 'Delta PP': [9.2, 423.0], 'Kelso': [10.0, 0.0], 'Midway Green Ridge Services': [10.0, 31.0], 'Castro Valley': [16.1, 4.0], 'Fremont': [17.2, 787.0]} | 165913 | 5616 | 0.03 | 160297 | 0.97 | 35993 | 22% |  |  | 112925 | 68% | 0.14 | 7903 | 5% | 16388 | 10% |  | 135571 | 82% | 4404 | 3% | 102496 | 62% | 6341700% | 96896 | 58% | 6901700% | 110380 | 67% | 5553300% | 141346 | 85% | 2456700% | 58370 | 35% | 10754300% | 10979 | 7% | 154934
437 | Pit 1 | PGE NGBA | {'Pit 3': [13.0, 6996.0], 'Burney Forest': [13.7, 10578.0], 'Burney Forest Power': [13.8, 10576.0], 'Carberry': [16.1, 8337.0], 'Pit 4': [18.2, 10.0]} | 251310 | 86695 | 0.34 | 164614 | 0.66 | 112567 | 45% |  |  | 126738 | 50% | 0.06 | 31281 | 12% | 0 | 0% |  | 47320 | 19% | 0 | 0% | 71007 | 28% | 18030200% | 49205 | 20% | 20210400% | 46584 | 19% | 20472500% | 108874 | 43% | 14243500% | 95728 | 38% | 15558100% | 17783 | 7% | 233526
438 | Metcalf | PGE GBA | {'Metcalf Energy Center': [0.3, 1769.0], 'Santa Teresa': [2.8, 1065.0], 'Edenvale': [3.2, 1034.0], 'Piercy': [4.0, 835.0], 'Swift': [7.5, 835.0], 'Evergreen': [7.7, 835.0], 'Morgan Hill': [8.2, 1023.0], 'Hicks': [8.7, 108.0], 'Stone': [8.8, 835.0], 'San Jose A': [11.3, 835.0], 'El Patio': [11.6, 131.0], 'San Jose B': [11.9, 835.0], 'FMC': [13.0, 721.0], 'Trimble': [14.9, 588.0], 'Scott': [15.7, 188.0], 'Los Esteros': [17.6, 214.0], 'Llagas': [18.2, 667.0], 'Dixon Landing': [19.0, 23.0]} | 102580 | 9395 | 0.09 | 93185 | 0.91 | 26438 | 26% |  |  | 55993 | 55% | 0.11 | 2423 | 2% | 1325 | 1% |  | 63789 | 62% | 24409 | 24% | 72302 | 70% | 3027800% | 24753 | 24% | 7782700% | 40188 | 39% | 6239200% | 78950 | 77% | 2363000% | 65298 | 64% | 3728200% | 3986 | 4% | 98594
439 | Delaney | SCE Arizona | {'Palo Verde': [12.1, 7617.0], 'Hassayampa': [14.1, 5127.0]} | 225323 | 125330 | 0.56 | 99994 | 0.44 | 0 | 0% |  |  | 0 | 0% | 0 | 0 | 0% | 0 | 0% |  | 0 | 0% | 0 | 0% | 0 | 0% | 22532300% | 0 | 0% | 22532300% | 0 | 0% | 22532300% | 0 | 0% | 22532300% | 0 | 0% | 22532300% | 0 | 0% | 225323
440 | Oakland L | PGE GBA | {'Oakland C': [1.0, 3814.0], 'Oakland X': [2.2, 3343.0], 'Oakland J': [4.5, 3147.0], 'Moraga': [6.5, 2366.0], 'Edes': [6.5, 2867.0], 'SAN FRAN A (POTRERO PP)': [7.3, 2776.0], 'Potrero': [7.3, 2780.0], 'Sobrante': [7.5, 1620.0], 'El Cerrito G': [7.6, 2378.0], 'San Leandro U': [9.6, 1565.0], 'Richmond R': [9.7, 1999.0], 'Martin': [10.6, 2159.0], 'Grant': [11.4, 1512.0], 'Standard Oil 2': [11.8, 963.0], 'Standard Oil': [11.8, 967.0], 'San Pablo': [12.7, 855.0], 'Christie': [13.8, 169.0], 'Castro Valley': [14.1, 1206.0], 'Eastshore': [15.4, 1328.0], 'Mt Eden': [15.5, 1284.0], 'Mt. Eden': [15.5, 1284.0], 'Millbrae': [15.7, 75.0], 'Burlingame': [16.1, 43.0]} | 44979 | 7337 | 0.16 | 37642 | 0.84 | 6196 | 14% |  |  | 26426 | 59% | 0.45 | 194 | 0% | 26 | 0% |  | 24026 | 53% | 0 | 0% | 18161 | 40% | 2681800% | 21362 | 47% | 2361700% | 32335 | 72% | 1264500% | 37003 | 82% | 797600% | 9741 | 22% | 3523800% | 2477 | 6% | 42502
441 | Lemoore | PGE Fresno | {'Leprino': [5.2, 47368.0], 'Henrietta': [7.5, 33980.0], 'Mustang': [8.6, 29418.0], 'GWF Hanford': [8.8, 37040.0], 'Guernsey': [9.8, 38797.0], 'Waukena': [17.1, 11350.0], 'Kingsburg': [17.2, 917.0], 'Corcoran': [19.3, 1496.0]} | 359373 | 169178 | 0.47 | 190194 | 0.53 | 48586 | 14% |  |  | 263240 | 73% | 0.12 | 173533 | 48% | 149973 | 42% |  | 258 | 0% | 0 | 0% | 34640 | 10% | 32473200% | 3055 | 1% | 35631800% | 10679 | 3% | 34869300% | 41265 | 11% | 31810800% | 7 | 0% | 35936600% | 8324 | 2% | 351048
442 | Tesla | PGE GBA | {'Midway Green Ridge Services': [1.6, 1703.0], 'GWF Tracy': [4.1, 1761.0], 'Lammers': [4.7, 1761.0], 'Tracy': [6.0, 1703.0], 'Kelso': [6.3, 1646.0], 'Altamont': [6.6, 247.0], 'Altamont Midway (Sandhill)': [6.6, 255.0], 'Delta PP': [6.9, 993.0], 'Delta Pumps': [6.9, 995.0], 'Windmaster': [7.5, 404.0], 'Kasson': [12.4, 1761.0]} | 256070 | 3618 | 0.01 | 252452 | 0.99 | 81510 | 32% |  |  | 148354 | 58% | 0.15 | 14596 | 6% | 84610 | 33% |  | 125970 | 49% | 21909 | 9% | 144204 | 56% | 11186600% | 101613 | 40% | 15445700% | 107067 | 42% | 14900300% | 173405 | 68% | 8266500% | 77031 | 30% | 17903900% | 13433 | 5% | 242637
443 | Camanche | PGE GBA | {'Rancho Seco - Bellota (Proposed)': [5.8, 9698.0], 'Lockeford': [9.9, 14864.0], 'Clay': [10.2, 248.0], 'Cosumnes': [10.3, 5234.0], 'Rancho Seco': [10.6, 4509.0], 'Bellota': [13.8, 5343.0], 'Valley Springs': [14.0, 52.0], 'Live Oak': [16.1, 5690.0]} | 271456 | 29191 | 0.11 | 242265 | 0.89 | 31043 | 11% |  |  | 159470 | 59% | 0.17 | 62641 | 23% | 56551 | 21% |  | 60989 | 22% | 0 | 0% | 148176 | 55% | 12328100% | 80156 | 30% | 19130000% | 146579 | 54% | 12487800% | 195863 | 72% | 7559300% | 73839 | 27% | 19761700% | 50294 | 19% | 221162
444 | Solar | PGE Kern | {'Carrizo Plains': [1.1, 9919.0], 'Caliente': [8.0, 5650.0], 'Kernridge': [18.4, 1117.0]} | 236495 | 18155 | 0.08 | 218340 | 0.92 | 111151 | 47% |  |  | 106933 | 45% | 0.08 | 9721 | 4% | 2228 | 1% |  | 103545 | 44% | 34702 | 15% | 124956 | 53% | 11153900% | 46990 | 20% | 18950600% | 67114 | 28% | 16938200% | 170655 | 72% | 6584100% | 142994 | 60% | 9350100% | 8493 | 4% | 228003
445 | Mesa Heights | SDGE Imperial | {'Kearny': [1.5, 832.0], 'Mission': [3.4, 833.0], 'Elliot': [4.1, 758.0], 'Elliott': [4.1, 760.0], 'Old Town': [4.9, 833.0], 'Vine': [6.4, 833.0], 'Penasquitos': [7.1, 56.0], 'Point Loma': [7.5, 833.0], 'Murray': [8.2, 3.0], 'Silvergate': [9.4, 791.0], 'North City Metering': [9.7, 42.0], 'Spring Valley': [10.9, 69.0], 'Bay Boulevard': [15.8, 516.0], 'Otay': [17.2, 9.0], 'Imperial Beach': [17.4, 245.0]} | 11791 | 1138 | 0.1 | 10653 | 0.9 | 2819 | 24% |  |  | 3158 | 27% | 0.21 | 26 | 0% | 11 | 0% |  | 1564 | 13% | 4057 | 34% | 4754 | 40% | 703700% | 4456 | 38% | 733500% | 7534 | 64% | 425700% | 10552 | 89% | 123900% | 1041 | 9% | 1075000% | 259 | 2% | 11532
446 | Cove Road | PGE NGBA | {'Round Mt.': [4.9, 10077.0], 'New Sub - Pit 1 - Cottonwood (Proposed)': [6.8, 13900.0], 'James B Black': [8.3, 7067.0], 'Pit 4': [8.7, 11653.0], 'Carberry': [9.2, 12545.0], 'Burney Forest': [11.1, 10395.0], 'Burney Forest Power': [11.1, 10400.0], 'Pit 3': [12.6, 7060.0]} | 229279 | 45266 | 0.2 | 184013 | 0.8 | 127230 | 55% |  |  | 93345 | 41% | 0.05 | 5849 | 3% | 267 | 0% |  | 143997 | 63% | 50386 | 22% | 122318 | 53% | 10696100% | 40912 | 18% | 18836700% | 48775 | 21% | 18050400% | 146043 | 64% | 8323700% | 79968 | 35% | 14931200% | 16442 | 7% | 212837
447 | Gold Hill | PGE NGBA | {'Atlantic': [10.1, 1710.0], 'Granite': [13.1, 302.0], 'Pleasant Grove': [14.6, 1434.0], 'Lincoln': [18.9, 347.0]} | 121813 | 21797 | 0.18 | 100015 | 0.82 | 8500 | 7% |  |  | 55923 | 46% | 0.45 | 5310 | 4% | 2402 | 2% |  | 71170 | 58% | 3171 | 3% | 78211 | 64% | 4360200% | 25089 | 21% | 9672400% | 22642 | 19% | 9917000% | 85373 | 70% | 3643900% | 42688 | 35% | 7912400% | 18714 | 15% | 103099
448 | Control | SCE NOL | {'Inyo': [2.2, 1539.0]} | 37901 | 4128 | 0.11 | 33773 | 0.89 | 31823 | 84% |  |  | 5240 | 14% | 0.02 | 2 | 0% | 0 | 0% |  | 1431 | 4% | 0 | 0% | 0 | 0% | 3790100% | 7778 | 21% | 3012300% | 13058 | 34% | 2484300% | 13772 | 36% | 2412900% | 28800 | 76% | 910100% | 3185 | 8% | 34716
449 | Lambie | PGE NGBA | {'Lambie': [0.0, 29743.0], 'Shiloh III': [3.8, 28396.0], 'Birds Landing': [7.0, 28396.0], 'Peabody': [7.1, 2514.0], 'Collinsville': [9.9, 25957.0], 'Vaca-Dixon & Gc Yard': [12.8, 1349.0], 'Pittsburg': [13.0, 13269.0], 'Kirker': [14.1, 11169.0], 'GWF 2': [14.3, 12950.0], 'Grand Island': [14.9, 6817.0], 'Contra Costa PP': [15.4, 15446.0], 'Contra Costa': [16.1, 11875.0], 'Lone Tree': [20.0, 104.0]} | 212473 | 43597 | 0.21 | 168876 | 0.79 | 40325 | 19% |  |  | 156124 | 73% | 0.08 | 61937 | 29% | 66160 | 31% |  | 85181 | 40% | 0 | 0% | 28504 | 13% | 18396900% | 51340 | 24% | 16113300% | 51908 | 24% | 16056500% | 78233 | 37% | 13424000% | 10110 | 5% | 20236300% | 39984 | 19% | 172488
450 | Summit | PGE NGBA | {} | 154337 | 35393 | 0.23 | 118944 | 0.77 | 60538 | 39% |  |  | 44921 | 29% | 0.33 | 0 | 0% | 0 | 0% |  | 67332 | 44% | 10735 | 7% | 40253 | 26% | 11408400% | 24566 | 16% | 12977100% | 49760 | 32% | 10457700% | 79618 | 52% | 7471900% | 69071 | 45% | 8526600% | 13913 | 9% | 140424
451 | Pauda | SCE Metro | {'Rancho Vista': [6.4, 3355.0], 'Etiwanda': [6.7, 3355.0], 'Chino': [8.7, 3355.0], 'Mira Loma': [8.9, 3355.0], 'Wildlife': [15.3, 2071.0], 'Rerc': [15.3, 2082.0]} | 22234 | 5015 | 0.23 | 17220 | 0.77 | 2460 | 11% |  |  | 11099 | 50% | 0.33 | 371 | 2% | 1289 | 6% |  | 8682 | 39% | 8207 | 37% | 13676 | 62% | 855800% | 7232 | 33% | 1500200% | 6704 | 30% | 1553000% | 15164 | 68% | 707000% | 6140 | 28% | 1609400% | 2091 | 9% | 20143
452 | Ocotillo Express | SDGE Imperial | {'East County': [9.1, 3291.0], 'Carrizo Gorge': [12.8, 321.0], 'Boulevard': [14.4, 929.0]} | 57287 | 11485 | 0.2 | 45802 | 0.8 | 25187 | 44% |  |  | 26867 | 47% | 0.06 | 0 | 0% | 0 | 0% |  | 10331 | 18% | 0 | 0% | 9827 | 17% | 4746000% | 10849 | 19% | 4643800% | 11711 | 20% | 4557600% | 24286 | 42% | 3300100% | 29614 | 52% | 2767300% | 442 | 1% | 56845
453 | Corcoran | PGE Fresno | {'Waukena': [2.3, 77764.0], 'Guernsey': [9.8, 42094.0], 'Alpaugh': [11.6, 24330.0], 'GWF Hanford': [12.2, 27747.0], 'Olive': [16.0, 10385.0], 'Leprino': [17.8, 7727.0], 'Lemoore': [19.3, 1496.0]} | 400825 | 193780 | 0.48 | 207045 | 0.52 | 118234 | 29% |  |  | 268289 | 67% | 0.07 | 207768 | 52% | 146270 | 36% |  | 3070 | 1% | 0 | 0% | 57608 | 14% | 34321700% | 8392 | 2% | 39243200% | 26322 | 7% | 37450300% | 80518 | 20% | 32030700% | 1254 | 0% | 39957100% | 12699 | 3% | 388126
454 | Penasquitos | SDGE Imperial | {'North City Metering': [2.8, 148.0], 'Scripps': [6.2, 101.0], 'Chicarita': [6.9, 103.0], 'Mesa Heights': [7.1, 56.0], 'Kearny': [7.8, 56.0], 'Artesian': [8.6, 106.0], 'Elliot': [10.4, 13.0], 'Elliott': [10.4, 13.0], 'Mission': [10.5, 56.0], 'Old Town': [10.7, 56.0], 'Sycamore Canyon': [10.9, 101.0], 'Pomerado': [10.9, 101.0], 'Point Loma': [12.3, 56.0], 'Vine': [12.7, 56.0], 'San Marcos': [14.6, 11.0], 'Palomar Airport': [14.7, 3.0], 'Shadowridge': [15.5, 3.0], 'Escondido': [15.5, 101.0], 'Silvergate': [16.1, 13.0], 'Cannon': [16.5, 3.0], 'Encina': [16.6, 3.0]} | 11291 | 1761 | 0.16 | 9529 | 0.84 | 902 | 8% |  |  | 3635 | 32% | 0.2 | 309 | 3% | 24 | 0% |  | 3211 | 28% | 3362 | 30% | 5028 | 45% | 626300% | 4455 | 39% | 683500% | 4162 | 37% | 712800% | 8413 | 75% | 287800% | 929 | 8% | 1036200% | 524 | 5% | 10767
455 | Sonora | SCE Eastern | {'Arkansas': [2.7, 28692.0], 'Bannister': [7.6, 18172.0]} | 214458 | 43847 | 0.2 | 170611 | 0.8 | 29305 | 14% |  |  | 180301 | 84% | 0.08 | 52305 | 24% | 105759 | 49% |  | 0 | 0% | 0 | 0% | 13381 | 6% | 20107700% | 66578 | 31% | 14788000% | 83947 | 39% | 13051100% | 93166 | 43% | 12129200% | 25346 | 12% | 18911200% | 14369 | 7% | 200089
456 | Tranquility | PGE Fresno | {'Cheney': [7.6, 35105.0], 'Mendota': [9.6, 39355.0], 'Manning': [10.4, 14139.0], 'Panoche': [10.7, 22228.0], 'Cantua': [11.7, 10569.0], 'New Sub - Los Banos - Midway (Proposed)': [12.6, 18535.0], 'Helm': [12.6, 27102.0], 'Crescent': [13.8, 19461.0], 'Hammonds': [14.2, 9392.0], 'Excelsior': [16.3, 2804.0], 'Schindler': [19.7, 20.0], 'Newhall': [19.8, 12.0]} | 363225 | 105864 | 0.29 | 257362 | 0.71 | 73770 | 20% |  |  | 281953 | 78% | 0.07 | 145328 | 40% | 149228 | 41% |  | 26640 | 7% | 0 | 0% | 116570 | 32% | 24665500% | 28318 | 8% | 33490800% | 62506 | 17% | 30072000% | 146157 | 40% | 21706900% | 33094 | 9% | 33013200% | 7598 | 2% | 355628
457 | Manning | PGE Fresno | {'Manning': [0.0, 16905.0], 'Panoche': [4.4, 16318.0], 'Cheney': [4.5, 16812.0], 'Hammonds': [9.0, 8502.0], 'Tranquility': [10.4, 14139.0], 'Mendota': [11.7, 12728.0], 'Cantua': [17.9, 19.0]} | 273806 | 60763 | 0.22 | 213043 | 0.78 | 57419 | 21% |  |  | 213503 | 78% | 0.06 | 70582 | 26% | 117434 | 43% |  | 49496 | 18% | 4236 | 2% | 97157 | 35% | 17664900% | 22765 | 8% | 25104100% | 68967 | 25% | 20483900% | 125017 | 46% | 14878900% | 58173 | 21% | 21563300% | 3314 | 1% | 270492
458 | Rerc | SCE Eastern | {'Wildlife': [0.0, 2605.0], 'Mira Loma': [7.1, 2336.0], 'Vista (SCE)': [9.4, 234.0], 'Vista': [9.4, 234.0], 'Etiwanda': [9.8, 2102.0], 'Rancho Vista': [9.9, 2102.0], 'Chino': [13.1, 2336.0], 'Cardiff': [13.9, 234.0], 'Lee Lake (Proposed)': [14.7, 47.0], 'San Bernardino': [14.7, 234.0], 'Padua': [15.3, 2082.0], 'Alberhill': [16.0, 47.0]} | 32545 | 7564 | 0.23 | 24981 | 0.77 | 1811 | 6% |  |  | 10405 | 32% | 0.32 | 946 | 3% | 1382 | 4% |  | 21096 | 65% | 4365 | 13% | 5526 | 17% | 2701800% | 10981 | 34% | 2156300% | 18672 | 57% | 1387300% | 21225 | 65% | 1132000% | 8571 | 26% | 2397400% | 2195 | 7% | 30350
459 | Valley Center | SDGE Imperial | {'Lilac': [4.2, 28274.0], 'Escondido': [9.2, 8735.0], 'Pala': [10.2, 18778.0], 'San Marcos': [12.5, 740.0], 'Melrose': [13.6, 912.0], 'Shadowridge': [14.1, 689.0], 'Monserate': [14.2, 5644.0], 'Ocean Ranch': [15.9, 527.0], 'Avocado': [16.5, 2780.0], 'Palomar Airport': [17.2, 38.0], 'Creelman': [17.6, 144.0], 'San Luis Rey': [18.2, 439.0], 'Pendleton': [19.0, 193.0], 'Cannon': [19.2, 24.0], 'Encina': [19.4, 8.0]} | 159523 | 34471 | 0.22 | 125052 | 0.78 | 17919 | 11% |  |  | 62535 | 39% | 0.3 | 19846 | 12% | 5628 | 4% |  | 53768 | 34% | 82743 | 52% | 87004 | 55% | 7251800% | 24299 | 15% | 13522400% | 50793 | 32% | 10872900% | 99033 | 62% | 6049000% | 57151 | 36% | 10237200% | 13047 | 8% | 146475
460 | Bannister | SCE Eastern | {'Sonora': [7.6, 18172.0], 'Arkansas': [7.8, 18282.0]} | 216313 | 40861 | 0.19 | 175453 | 0.81 | 31620 | 15% |  |  | 177584 | 82% | 0.08 | 42246 | 20% | 100600 | 47% |  | 0 | 0% | 0 | 0% | 8990 | 4% | 20732300% | 79110 | 37% | 13720400% | 96858 | 45% | 11945500% | 104131 | 48% | 11218200% | 29768 | 14% | 18654500% | 15650 | 7% | 200664
461 | Talega | SDGE Imperial | {'North of SONGS': [0.3, 1742.0], 'Rancho Mission Viejo': [5.3, 1744.0], 'San Onofre': [5.9, 368.0], 'Capistrano': [6.8, 1742.0], 'Margarita': [7.5, 1741.0], 'Q1806': [8.2, 1441.0], 'Trabuco': [9.6, 1245.0], 'Viejo': [15.4, 448.0]} | 27938 | 1765 | 0.06 | 26173 | 0.94 | 3397 | 12% |  |  | 17587 | 63% | 0.25 | 851 | 3% | 69 | 0% |  | 4774 | 17% | 21821 | 78% | 15101 | 54% | 1283700% | 15891 | 57% | 1204700% | 17601 | 63% | 1033700% | 24512 | 88% | 342600% | 13113 | 47% | 1482500% | 1805 | 6% | 26133
462 | Arkansas | SCE Eastern | {'Sonora': [2.7, 28692.0], 'Bannister': [7.8, 18282.0]} | 247731 | 47799 | 0.19 | 199932 | 0.81 | 28426 | 11% |  |  | 214172 | 86% | 0.08 | 57566 | 23% | 134329 | 54% |  | 0 | 0% | 0 | 0% | 13797 | 6% | 23393300% | 71389 | 29% | 17634100% | 87466 | 35% | 16026400% | 98393 | 40% | 14933700% | 24127 | 10% | 22360300% | 15449 | 6% | 232281
463 | Bailey | SCE Northern | {'Warne': [6.4, 176.0], 'Neenach': [15.4, 1644.0]} | 136629 | 6673 | 0.05 | 129956 | 0.95 | 52286 | 38% |  |  | 57944 | 42% | 0.09 | 2726 | 2% | 3989 | 3% |  | 58852 | 43% | 43463 | 32% | 82717 | 61% | 5391200% | 69584 | 51% | 6704500% | 56655 | 41% | 7997400% | 123297 | 90% | 1333200% | 64385 | 47% | 7224400% | 3418 | 3% | 133211
464 | Kasson | PGE GBA | {'Vierra': [5.1, 1730.0], 'Manteca': [7.4, 1585.0], 'Lammers': [7.7, 2279.0], 'GWF Tracy': [8.4, 2190.0], 'French Camp': [9.9, 1064.0], 'Ripon': [10.6, 1445.0], 'Tesla': [12.4, 1761.0], 'Weber': [13.3, 417.0], 'Midway Green Ridge Services': [13.4, 1703.0], 'Tracy': [13.5, 1703.0], 'Westley': [13.7, 553.0], 'Stockton A': [14.3, 400.0], 'Kelso': [14.7, 1646.0], 'Delta PP': [15.6, 993.0], 'Delta Pumps': [15.6, 995.0], 'Windmaster': [16.8, 404.0], 'Avena': [16.9, 200.0], 'New Sub - Westley - Quinto (Proposed)': [17.1, 41.0], 'Stagg': [17.2, 167.0], 'Altamont': [18.2, 247.0], 'Altamont Midway (Sandhill)': [18.2, 255.0]} | 292021 | 18513 | 0.06 | 273507 | 0.94 | 58598 | 20% |  |  | 183968 | 63% | 0.17 | 30966 | 11% | 172077 | 59% |  | 65559 | 22% | 3201 | 1% | 122755 | 42% | 16926600% | 76762 | 26% | 21525800% | 72087 | 25% | 21993400% | 140503 | 48% | 15151800% | 39677 | 14% | 25234400% | 11650 | 4% | 280371
465 | Bellota | PGE GBA | {'Rancho Seco - Bellota (Proposed)': [8.2, 10170.0], 'Lockeford': [10.7, 10793.0], 'Valley Home': [11.7, 8224.0], 'Avena': [12.3, 9468.0], 'Camanche': [13.8, 5343.0], 'Weber': [13.9, 4585.0], 'Stockton A': [15.6, 2407.0], 'French Camp': [17.6, 1165.0], 'Riverbank': [18.1, 164.0], 'Stagg': [18.2, 229.0], 'Manteca': [18.8, 870.0], 'Ripon': [19.5, 646.0]} | 323501 | 55057 | 0.17 | 268444 | 0.83 | 47640 | 15% |  |  | 201366 | 62% | 0.15 | 97632 | 30% | 91065 | 28% |  | 81878 | 25% | 0 | 0% | 132690 | 41% | 19081100% | 54787 | 17% | 26871500% | 120313 | 37% | 20318900% | 188572 | 58% | 13493000% | 78712 | 24% | 24478900% | 31644 | 10% | 291858
466 | Geysers Tap 12 | PGE NGBA | {'Lake View': [5.1, 1681.0], 'Eagle Rock': [6.0, 1991.0], 'Fitch Mountain': [11.6, 1366.0], 'Cloverdale': [14.0, 2418.0], 'Fulton': [17.9, 62.0]} | 224392 | 11170 | 0.05 | 213222 | 0.95 | 28203 | 13% |  |  | 153378 | 68% | 0.12 | 15960 | 7% | 16047 | 7% |  | 74639 | 33% | 61489 | 27% | 126581 | 56% | 9781200% | 110021 | 49% | 11437100% | 171498 | 76% | 5289500% | 208878 | 93% | 1551400% | 68607 | 31% | 15578500% | 4892 | 2% | 219500
467 | Paul Sweet | PGE GBA | {'Green Valley': [12.5, 1592.0], 'Hicks': [17.4, 213.0], 'Vasona': [18.2, 213.0]} | 71395 | 4721 | 0.07 | 66673 | 0.93 | 3157 | 4% |  |  | 24950 | 35% | 0.23 | 2499 | 3% | 5655 | 8% |  | 8022 | 11% | 0 | 0% | 30270 | 42% | 4112500% | 14765 | 21% | 5662900% | 53015 | 74% | 1837900% | 64470 | 90% | 692500% | 14112 | 20% | 5728200% | 2113 | 3% | 69281
468 | Carquinez | PGE NGBA | {'Parkway': [3.9, 7690.0], 'Bahia': [6.0, 7698.0], 'Christie': [6.5, 7489.0], 'San Pablo': [8.8, 4112.0], 'Martinez': [8.9, 7365.0], 'Alhambra': [9.3, 7390.0], 'Tulucay': [11.0, 357.0], 'El Cerrito G': [12.5, 3339.0], 'Standard Oil 2': [12.6, 1996.0], 'Standard Oil': [12.6, 2006.0], 'Sobrante': [13.1, 3707.0], 'Richmond R': [13.2, 1833.0], 'Meadow Lane': [13.8, 4321.0], 'Ignacio': [15.8, 570.0], 'Lakewood': [16.4, 248.0], 'Moraga': [17.6, 2.0], 'Rossmoor': [18.2, 4.0]} | 94746 | 15686 | 0.17 | 79060 | 0.83 | 11341 | 12% |  |  | 56388 | 60% | 0.46 | 12213 | 13% | 10789 | 11% |  | 26781 | 28% | 0 | 0% | 39394 | 42% | 5535200% | 24775 | 26% | 6997100% | 37257 | 39% | 5748900% | 69856 | 74% | 2489000% | 15311 | 16% | 7943500% | 11125 | 12% | 83621
469 | El Centro | SDGE Imperial | {'Imperial Valley': [11.9, 5600.0], 'Highline': [15.4, 3246.0], 'North Gila - IV (Proposed)': [19.3, 29.0]} | 270700 | 48718 | 0.18 | 221981 | 0.82 | 7293 | 3% |  |  | 255118 | 94% | 0.1 | 39058 | 14% | 194779 | 72% |  | 0 | 0% | 0 | 0% | 2984 | 1% | 26771600% | 28781 | 11% | 24191900% | 31854 | 12% | 23884500% | 34842 | 13% | 23585800% | 5268 | 2% | 26543200% | 17741 | 7% | 252959
470 | Riverbank | PGE GBA | {'Cottle': [4.4, 25248.0], 'Warnerville': [6.0, 25013.0], 'Valley Home': [6.4, 16129.0], 'Avena': [9.4, 12732.0], 'Ripon': [13.0, 1275.0], 'Manteca': [17.3, 436.0], 'Bellota': [18.1, 164.0]} | 319486 | 49785 | 0.16 | 269701 | 0.84 | 41627 | 13% |  |  | 194182 | 61% | 0.14 | 117156 | 37% | 116008 | 36% |  | 90419 | 28% | 0 | 0% | 173715 | 54% | 14577100% | 29476 | 9% | 29000900% | 75574 | 24% | 24391200% | 203714 | 64% | 11577100% | 48589 | 15% | 27089600% | 17824 | 6% | 301662
471 | Valley | SCE Eastern | {'Alberhill': [14.7, 2075.0], 'Pauba': [15.1, 4097.0], 'El Casco': [16.4, 1564.0], 'Lee Lake (Proposed)': [16.8, 1441.0]} | 99137 | 29595 | 0.3 | 69542 | 0.7 | 2213 | 2% |  |  | 39385 | 40% | 0.27 | 14767 | 15% | 3797 | 4% |  | 75650 | 76% | 8712 | 9% | 17555 | 18% | 8158200% | 40718 | 41% | 5842000% | 61276 | 62% | 3786100% | 63800 | 64% | 3533700% | 16821 | 17% | 8231700% | 5862 | 6% | 93275
472 | Madera | PGE Fresno | {'Borden': [3.9, 16426.0], 'Storey': [4.3, 18118.0], 'Gregg': [9.0, 11785.0], 'Herndon': [9.1, 11738.0], 'Biola': [9.7, 12469.0], 'Figarden': [12.9, 9458.0], 'Fig Garden': [12.9, 9458.0], 'Ashlan': [15.4, 6686.0], 'Newhall': [15.5, 5733.0], 'Woodward': [16.8, 4291.0], 'Dairyland': [17.0, 3653.0], 'Bullard': [17.2, 3507.0], 'Chowchilla': [17.4, 3263.0], 'Kearney (New)': [17.9, 373.0], 'West Fresno': [19.3, 303.0]} | 363914 | 72998 | 0.2 | 290917 | 0.8 | 64384 | 18% |  |  | 251437 | 69% | 0.14 | 148609 | 41% | 135226 | 37% |  | 128894 | 35% | 0 | 0% | 114495 | 31% | 24942000% | 116088 | 32% | 24782600% | 136233 | 37% | 22768100% | 196462 | 54% | 16745200% | 40144 | 11% | 32377000% | 60713 | 17% | 303201
473 | Rio Bravo | PGE Kern | {'Shafter': [5.9, 14891.0], 'Tupman': [6.1, 12760.0], 'Renfro': [6.6, 10626.0], '7th Standard': [7.2, 8328.0], 'Lerdo': [7.3, 9097.0], 'Kern Power': [10.1, 4758.0], 'Midway': [11.0, 9874.0], 'Norco': [11.2, 2983.0], 'Rosedale': [11.2, 4128.0], 'Tevis': [11.3, 1983.0], 'Ganso': [11.3, 9817.0], 'Famoso': [11.8, 2864.0], 'Charca': [12.1, 2871.0], 'Mt Poso': [12.3, 4185.0], 'West Park': [13.2, 2401.0], 'Kern Oil': [13.4, 3027.0], 'Stockdale': [13.9, 693.0], 'Semitropic': [14.8, 1597.0], 'Bakersfield': [14.8, 1951.0], 'Sycamore': [15.1, 2535.0], 'Casaloma': [15.8, 679.0], 'Columbus': [18.2, 5.0], 'Poso Mt.': [18.8, 1058.0]} | 324541 | 41755 | 0.13 | 282786 | 0.87 | 42739 | 13% |  |  | 259726 | 80% | 0.12 | 39341 | 12% | 194214 | 60% |  | 25626 | 8% | 0 | 0% | 83786 | 26% | 24075500% | 55740 | 17% | 26880000% | 131440 | 41% | 19310100% | 174425 | 54% | 15011600% | 2075 | 1% | 32246500% | 21756 | 7% | 302784
474 | New Sub - Lugo - Pisgah (Proposed) | SCE NOL | {} | 142417 | 30088 | 0.21 | 112329 | 0.79 | 59819 | 42% |  |  | 30185 | 21% | 0.36 | 6 | 0% | 38 | 0% |  | 9629 | 7% | 1904 | 1% | 31531 | 22% | 11088600% | 15596 | 11% | 12682100% | 23843 | 17% | 11857400% | 51581 | 36% | 9083600% | 88809 | 62% | 5360900% | 217 | 0% | 142200
475 | Kern Oil | PGE Kern | {'Sycamore': [1.9, 24282.0], 'Bakersfield': [3.8, 13377.0], 'West Park': [4.8, 10376.0], 'Columbus': [5.4, 9001.0], 'Rosedale': [5.5, 10298.0], 'Kern Power': [6.0, 9977.0], '7th Standard': [6.2, 17449.0], 'Casaloma': [6.6, 2962.0], 'Cal Water': [6.8, 8778.0], 'Magunden': [7.8, 2206.0], 'Mt Poso': [8.0, 22687.0], 'Lerdo': [8.4, 20283.0], 'Renfro': [8.8, 5768.0], 'Stockdale': [9.0, 2025.0], 'Poso Mt.': [9.0, 20718.0], 'Panama': [10.1, 1525.0], 'Tevis': [10.4, 2444.0], 'Unknown - 3327': [13.3, 2206.0], 'Lamont': [13.4, 2206.0], 'Rio Bravo': [13.4, 3027.0], 'Tupman': [15.2, 585.0], 'Famoso': [15.3, 8279.0], 'Grimmway-Malaga': [16.2, 2206.0], 'Old River': [16.8, 85.0], 'Shafter': [17.4, 773.0]} | 290567 | 50977 | 0.18 | 239589 | 0.82 | 39555 | 14% |  |  | 224491 | 77% | 0.12 | 12888 | 4% | 108480 | 37% |  | 114108 | 39% | 0 | 0% | 138920 | 48% | 15164700% | 42760 | 15% | 24780700% | 83301 | 29% | 20726500% | 158912 | 55% | 13165500% | 52926 | 18% | 23764100% | 10413 | 4% | 280154
476 | IS Tap | SCE EOP | {'Innovation': [15.2, 442.0], 'Mercury': [19.1, 9.0]} | 28950 | 19009 | 0.66 | 9941 | 0.34 | 0 | 0% |  |  | 0 | 0% | 0 | 0 | 0% | 0 | 0% |  | 7222 | 25% | 0 | 0% | 0 | 0% | 2895000% | 0 | 0% | 2895000% | 0 | 0% | 2895000% | 0 | 0% | 2895000% | 0 | 0% | 2895000% | 0 | 0% | 28950
477 | Q1806 | SDGE Imperial | {'Capistrano': [1.6, 1556.0], 'Trabuco': [2.1, 1456.0], 'Margarita': [3.0, 1637.0], 'Rancho Mission Viejo': [4.5, 1457.0], 'Talega': [8.2, 1441.0], 'North of SONGS': [8.3, 1430.0], 'Viejo': [9.5, 639.0], 'Santiago': [10.5, 195.0], 'San Onofre': [13.3, 252.0], 'Johanna': [16.1, 179.0]} | 21910 | 2385 | 0.11 | 19525 | 0.89 | 3354 | 15% |  |  | 12699 | 58% | 0.46 | 211 | 1% | 40 | 0% |  | 6072 | 28% | 13273 | 61% | 6839 | 31% | 1507100% | 12148 | 55% | 976200% | 14579 | 67% | 733100% | 17760 | 81% | 415000% | 11879 | 54% | 1003100% | 1613 | 7% | 20297
478 | Casaloma | PGE Kern | {'West Park': [2.7, 8128.0], 'Bakersfield': [2.8, 8306.0], 'Panama': [3.7, 11337.0], 'Stockdale': [4.1, 10695.0], 'Rosedale': [4.6, 6314.0], 'Magunden': [4.8, 7846.0], 'Columbus': [5.1, 6409.0], 'Kern Power': [5.7, 4940.0], 'Kern Oil': [6.6, 2962.0], 'Tevis': [7.2, 6362.0], 'Sycamore': [7.4, 3913.0], 'Cal Water': [7.9, 5909.0], 'Unknown - 3327': [8.7, 9343.0], 'Lamont': [8.8, 9283.0], 'Renfro': [9.4, 2486.0], '7th Standard': [9.6, 793.0], 'Grimmway-Malaga': [10.6, 9572.0], 'Old River': [11.0, 7463.0], 'Lerdo': [13.5, 757.0], 'Mt Poso': [14.4, 757.0], 'Tupman': [14.9, 171.0], 'Poso Mt.': [15.0, 78.0], 'Rio Bravo': [15.8, 679.0], 'Norco': [17.5, 25.0], 'Wheeler Ridge': [18.0, 2361.0], 'Lakeview': [18.4, 1310.0]} | 288453 | 50904 | 0.18 | 237549 | 0.82 | 31213 | 11% |  |  | 230172 | 80% | 0.12 | 29707 | 10% | 132850 | 46% |  | 53083 | 18% | 0 | 0% | 89443 | 31% | 19901000% | 47579 | 16% | 24087400% | 89043 | 31% | 19941000% | 132703 | 46% | 15575000% | 26040 | 9% | 26241300% | 12726 | 4% | 275727
479 | Fern Road | PGE NGBA | {'Round Mt.': [11.5, 461.0], 'New Sub - Pit 1 - Cottonwood (Proposed)': [14.0, 2438.0]} | 306241 | 26751 | 0.09 | 279489 | 0.91 | 103899 | 34% |  |  | 166362 | 54% | 0.09 | 3807 | 1% | 1473 | 0% |  | 268193 | 88% | 16162 | 5% | 237452 | 78% | 6878900% | 53223 | 17% | 25301700% | 79277 | 26% | 22696400% | 258419 | 84% | 4782100% | 128611 | 42% | 17762900% | 26596 | 9% | 279644
480 | North of SONGS | SCE Metro | {'Talega': [0.3, 1742.0], 'Rancho Mission Viejo': [5.5, 1733.0], 'San Onofre': [5.6, 368.0], 'Capistrano': [6.8, 1731.0], 'Margarita': [7.6, 1730.0], 'Q1806': [8.3, 1430.0], 'Trabuco': [9.7, 1234.0], 'Viejo': [15.6, 437.0]} | 26577 | 1765 | 0.07 | 24812 | 0.93 | 3276 | 12% |  |  | 17154 | 65% | 0.25 | 812 | 3% | 69 | 0% |  | 4763 | 18% | 20523 | 77% | 14319 | 54% | 1225800% | 15361 | 58% | 1121600% | 17156 | 65% | 942200% | 23152 | 87% | 342600% | 12820 | 48% | 1375700% | 1648 | 6% | 24930
481 | Vine | SDGE Imperial | {'Old Town': [2.0, 1060.0], 'Point Loma': [3.2, 1060.0], 'Silvergate': [3.7, 1020.0], 'Mission': [4.0, 1059.0], 'Mesa Heights': [6.4, 833.0], 'Kearny': [7.1, 832.0], 'Elliot': [7.5, 758.0], 'Elliott': [7.5, 760.0], 'Murray': [9.7, 3.0], 'Spring Valley': [10.2, 69.0], 'Bay Boulevard': [10.3, 698.0], 'Telegraph Canyon': [11.7, 161.0], 'Imperial Beach': [11.8, 411.0], 'Miguel': [12.0, 140.0], 'Salt Creek': [12.1, 127.0], 'Otay': [12.2, 170.0], 'Penasquitos': [12.7, 56.0], 'San Ysidro': [15.1, 148.0], 'North City Metering': [15.4, 42.0]} | 7148 | 1046 | 0.15 | 6102 | 0.85 | 2806 | 39% |  |  | 939 | 13% | 0.21 | 0 | 0% | 0 | 0% |  | 1056 | 15% | 0 | 0% | 939 | 13% | 620900% | 2643 | 37% | 450600% | 5217 | 73% | 193200% | 6024 | 84% | 112400% | 100 | 1% | 704800% | 175 | 2% | 6974
482 | Belden | PGE NGBA | {'Bucks Creek': [2.3, 2281.0], 'Caribou': [7.7, 4078.0], 'Caribou 2': [7.7, 4100.0], 'Grizzly': [7.8, 745.0], 'Rock Creek': [8.7, 745.0], 'Rock Creek 1': [8.7, 745.0], 'Cresta': [15.1, 732.0]} | 188888 | 26388 | 0.14 | 162501 | 0.86 | 157508 | 83% |  |  | 29898 | 16% | 0.04 | 354 | 0% | 0 | 0% |  | 65212 | 35% | 70499 | 37% | 60611 | 32% | 12827800% | 101098 | 54% | 8779100% | 101402 | 54% | 8748600% | 149985 | 79% | 3890400% | 74775 | 40% | 11411300% | 13073 | 7% | 175816
483 | Standard Oil | PGE GBA | {'Standard Oil 2': [0.0, 4668.0], 'Richmond R': [2.2, 4502.0], 'San Pablo': [4.0, 4019.0], 'El Cerrito G': [5.5, 4436.0], 'Sobrante': [10.6, 3026.0], 'Christie': [10.7, 2175.0], 'Ignacio': [11.8, 279.0], 'Oakland L': [11.8, 967.0], 'Oakland C': [12.2, 802.0], 'Carquinez': [12.6, 2006.0], 'Oakland X': [13.4, 386.0], 'Potrero': [13.5, 1219.0], 'SAN FRAN A (POTRERO PP)': [13.5, 1231.0], 'Moraga': [14.5, 324.0], 'Alhambra': [14.6, 1913.0], 'Martinez': [15.7, 1884.0], 'Oakland J': [16.3, 209.0], 'Parkway': [16.5, 1870.0], 'Bahia': [16.6, 1884.0], 'Martin': [17.2, 111.0], 'Edes': [18.3, 11.0]} | 44658 | 12831 | 0.29 | 31827 | 0.71 | 4895 | 11% |  |  | 22491 | 50% | 0.48 | 3312 | 7% | 90 | 0% |  | 13780 | 31% | 0 | 0% | 5817 | 13% | 3884100% | 18201 | 41% | 2645700% | 29368 | 66% | 1529000% | 30023 | 67% | 1463500% | 4153 | 9% | 4050500% | 3681 | 8% | 40977
484 | Panama | PGE Kern | {'Stockdale': [3.0, 13949.0], 'Casaloma': [3.7, 11337.0], 'West Park': [5.5, 6880.0], 'Tevis': [6.2, 9262.0], 'Bakersfield': [6.4, 5553.0], 'Rosedale': [6.5, 6218.0], 'Kern Power': [7.2, 5036.0], 'Magunden': [7.2, 6127.0], 'Old River': [7.5, 15154.0], 'Columbus': [8.5, 4276.0], 'Unknown - 3327': [8.9, 10097.0], 'Lamont': [9.0, 10012.0], 'Grimmway-Malaga': [9.6, 11879.0], 'Kern Oil': [10.1, 1525.0], 'Renfro': [10.2, 2495.0], 'Sycamore': [11.0, 1527.0], 'Cal Water': [11.1, 3856.0], '7th Standard': [11.7, 36.0], 'Tupman': [14.5, 986.0], 'Wheeler Ridge': [14.6, 7525.0], 'Lakeview': [14.7, 5811.0], 'Norco': [16.1, 1492.0], 'Midway - Wheeler Ridge (Proposed)': [18.4, 1381.0], 'Tejon': [19.5, 383.0]} | 290931 | 44371 | 0.15 | 246560 | 0.85 | 25059 | 9% |  |  | 240014 | 82% | 0.12 | 39915 | 14% | 162214 | 56% |  | 17651 | 6% | 0 | 0% | 60999 | 21% | 22993200% | 65098 | 22% | 22583300% | 106572 | 37% | 18435900% | 131138 | 45% | 15979300% | 5518 | 2% | 28541400% | 13827 | 5% | 277104
485 | Oakland X | PGE GBA | {'Oakland L': [2.2, 3343.0], 'Oakland C': [2.8, 3351.0], 'Oakland J': [3.1, 3155.0], 'Moraga': [4.8, 2366.0], 'Edes': [5.1, 2875.0], 'Sobrante': [7.1, 1092.0], 'San Leandro U': [8.0, 1573.0], 'El Cerrito G': [8.6, 1754.0], 'SAN FRAN A (POTRERO PP)': [9.1, 2669.0], 'Potrero': [9.1, 2673.0], 'Grant': [10.1, 1520.0], 'Richmond R': [11.3, 1367.0], 'Martin': [12.0, 2052.0], 'Castro Valley': [12.2, 1214.0], 'Standard Oil': [13.4, 386.0], 'Standard Oil 2': [13.5, 384.0], 'Christie': [13.8, 164.0], 'San Pablo': [13.8, 326.0], 'Mt Eden': [14.0, 1292.0], 'Mt. Eden': [14.0, 1292.0], 'Eastshore': [14.0, 1336.0], 'Millbrae': [16.4, 72.0], 'Burlingame': [16.6, 40.0]} | 45262 | 6070 | 0.13 | 39192 | 0.87 | 6150 | 14% |  |  | 28697 | 63% | 0.36 | 194 | 0% | 26 | 0% |  | 26696 | 59% | 0 | 0% | 20416 | 45% | 2484600% | 21520 | 48% | 2374200% | 32247 | 71% | 1301500% | 38612 | 85% | 665000% | 11055 | 24% | 3420700% | 2584 | 6% | 42678
486 | Butte | PGE NGBA | {'Notre Dame': [1.5, 3192.0], 'Table Mt.': [14.1, 266.0], 'Glenn': [18.0, 45.0]} | 281907 | 14709 | 0.05 | 267198 | 0.95 | 54565 | 19% |  |  | 191618 | 68% | 0.11 | 64966 | 23% | 101188 | 36% |  | 78424 | 28% | 0 | 0% | 168865 | 60% | 11304200% | 48523 | 17% | 23338400% | 118601 | 42% | 16330600% | 208716 | 74% | 7319100% | 69294 | 25% | 21261300% | 41908 | 15% | 239999
487 | Nortech | PGE GBA | {'Los Esteros': [1.5, 1115.0], 'Scott': [3.1, 641.0], 'Trimble': [3.2, 641.0], 'Dixon Landing': [3.3, 1115.0], 'FMC': [5.5, 637.0], 'Newark': [5.8, 730.0], 'Whisman': [6.0, 6.0], 'San Jose B': [6.4, 635.0], 'Mountain View': [6.5, 6.0], 'San Jose A': [7.2, 635.0], 'Fremont': [8.4, 723.0], 'El Patio': [9.1, 0.0], 'Stone': [9.6, 635.0], 'Cooley Landing': [9.9, 6.0], 'Evergreen': [10.4, 635.0], 'Ravenswood': [10.9, 6.0], 'Dumbarton': [10.9, 480.0], 'Swift': [11.2, 635.0], 'Menlo': [13.3, 4.0], 'Piercy': [14.2, 0.0], 'Edenvale': [15.2, 0.0], 'Santa Teresa': [15.7, 0.0], 'Mt Eden': [16.6, 3.0], 'Mt. Eden': [16.6, 3.0], 'Vineyard': [18.3, 474.0]} | 39723 | 4043 | 0.1 | 35680 | 0.9 | 14103 | 36% |  |  | 21105 | 53% | 0.09 | 197 | 0% | 226 | 1% |  | 34959 | 88% | 109 | 0% | 22156 | 56% | 1756800% | 14244 | 36% | 2547900% | 20056 | 50% | 1966800% | 26110 | 66% | 1361400% | 23664 | 60% | 1606000% | 2858 | 7% | 36866
488 | Windsor | SCE Metro | {'La Cienega': [1.1, 64.0], 'El Nido': [7.0, 19.0], 'Chevmain': [7.0, 21.0], 'El Segundo': [7.1, 21.0], 'La Fresa': [8.9, 15.0], 'Redondo': [10.4, 15.0], 'Arcogen': [14.0, 10.0], 'Eagle Rock': [14.7, 3.0], 'Gould': [18.5, 3.0]} | 1418 | 643 | 0.45 | 775 | 0.55 | 69 | 5% |  |  | 588 | 41% | 0.2 | 0 | 0% | 0 | 0% |  | 127 | 9% | 897 | 63% | 280 | 20% | 113800% | 100 | 7% | 131800% | 174 | 12% | 124400% | 454 | 32% | 96400% | 154 | 11% | 126400% | 242 | 17% | 1177
489 | Haas | PGE Fresno | {'Balch 1': [3.5, 1171.0], 'Balch': [3.9, 1171.0], 'Balch 2': [3.9, 1171.0]} | 71625 | 3621 | 0.05 | 68005 | 0.95 | 56123 | 78% |  |  | 12710 | 18% | 0.04 | 0 | 0% | 0 | 0% |  | 54085 | 76% | 9380 | 13% | 7075 | 10% | 6455000% | 30209 | 42% | 4141600% | 24614 | 34% | 4701100% | 40513 | 57% | 3111200% | 49491 | 69% | 2213400% | 3261 | 5% | 68364
490 | Stone | PGE GBA | {'Evergreen': [1.5, 1747.0], 'San Jose A': [2.5, 1747.0], 'San Jose B': [3.2, 1747.0], 'El Patio': [3.8, 220.0], 'Swift': [4.1, 1747.0], 'FMC': [4.2, 1632.0], 'Piercy': [5.0, 1112.0], 'Hicks': [5.2, 108.0], 'Edenvale': [5.7, 1112.0], 'Santa Teresa': [6.2, 1112.0], 'Trimble': [6.3, 1500.0], 'Scott': [6.9, 1097.0], 'Metcalf Energy Center': [8.8, 746.0], 'Metcalf 1': [8.8, 835.0], 'Los Esteros': [9.3, 1125.0], 'Nortech': [9.6, 635.0], 'Dixon Landing': [11.1, 899.0], 'Newark': [15.2, 249.0], 'Fremont': [17.3, 242.0]} | 62647 | 2770 | 0.04 | 59877 | 0.96 | 20195 | 32% |  |  | 27061 | 43% | 0.12 | 1388 | 2% | 738 | 1% |  | 46005 | 73% | 2006 | 3% | 44758 | 71% | 1788900% | 16547 | 26% | 4610000% | 30591 | 49% | 3205600% | 51517 | 82% | 1113100% | 36080 | 58% | 2656700% | 2742 | 4% | 59905
491 | El Cerrito G | PGE GBA | {'Richmond R': [3.7, 5285.0], 'Sobrante': [5.2, 4805.0], 'San Pablo': [5.2, 5175.0], 'Standard Oil 2': [5.5, 4422.0], 'Standard Oil': [5.5, 4436.0], 'Oakland L': [7.6, 2378.0], 'Christie': [7.9, 3508.0], 'Oakland C': [8.3, 2214.0], 'Oakland X': [8.6, 1754.0], 'Moraga': [9.0, 1474.0], 'Alhambra': [10.8, 3246.0], 'Oakland J': [11.7, 1558.0], 'Potrero': [12.0, 2604.0], 'SAN FRAN A (POTRERO PP)': [12.0, 2617.0], 'Martinez': [12.2, 3217.0], 'Carquinez': [12.5, 3339.0], 'Lakewood': [13.3, 85.0], 'Edes': [13.7, 1344.0], 'Meadow Lane': [14.0, 556.0], 'Bahia': [14.6, 3217.0], 'Martin': [15.9, 1507.0], 'Parkway': [16.3, 3203.0], 'San Leandro U': [16.6, 91.0], 'Ignacio': [17.0, 99.0], 'Grant': [18.7, 40.0]} | 50543 | 12269 | 0.24 | 38274 | 0.76 | 6401 | 13% |  |  | 22733 | 45% | 0.56 | 512 | 1% | 26 | 0% |  | 16245 | 32% | 0 | 0% | 9608 | 19% | 4093500% | 21379 | 42% | 2916400% | 36466 | 72% | 1407700% | 37536 | 74% | 1300600% | 5302 | 10% | 4524100% | 3353 | 7% | 47190
492 | Elizabeth Lake | SCE Northern | {'Pardee': [4.1, 10649.0], 'Saugus': [5.3, 10608.0], 'Sylmar-Pac Intertie': [14.5, 97.0]} | 122413 | 16564 | 0.14 | 105848 | 0.86 | 53537 | 44% |  |  | 51339 | 42% | 0.2 | 916 | 1% | 4273 | 3% |  | 52621 | 43% | 53275 | 44% | 65930 | 54% | 5648200% | 3288 | 3% | 11912500% | 10642 | 9% | 11177100% | 73532 | 60% | 4888100% | 56696 | 46% | 6571700% | 13934 | 11% | 108478
493 | Ashlan | PGE Fresno | {'Fig Garden': [2.6, 16506.0], 'Figarden': [2.6, 16519.0], 'Bullard': [3.9, 10767.0], 'West Fresno': [5.2, 9684.0], 'California Ave': [6.2, 7021.0], 'Herndon': [6.3, 14771.0], 'Gregg': [6.4, 14566.0], 'Kearney (New)': [6.8, 9708.0], 'Clovis': [8.4, 491.0], 'Woodward': [8.4, 6797.0], 'Malaga': [8.9, 4213.0], 'Borden': [12.4, 11034.0], 'Sanger': [13.3, 396.0], 'Madera': [15.4, 6686.0], 'Biola': [15.7, 2416.0], 'McCall': [16.4, 394.0], 'Mc Mullin': [16.5, 3447.0], 'Storey': [17.4, 5273.0]} | 271245 | 58126 | 0.21 | 213119 | 0.79 | 12192 | 4% |  |  | 175545 | 65% | 0.22 | 66505 | 25% | 141813 | 52% |  | 60582 | 22% | 0 | 0% | 42874 | 16% | 22837100% | 65502 | 24% | 20574300% | 63341 | 23% | 20790300% | 88045 | 32% | 18320000% | 26949 | 10% | 24429500% | 27764 | 10% | 243481
494 | Meadow Lane | PGE GBA | {'Lakewood': [3.8, 948.0], 'Clayton': [4.7, 711.0], 'Alhambra': [4.7, 4447.0], 'Martinez': [5.0, 4603.0], 'Rossmoor': [7.0, 4.0], 'Kirker': [8.9, 711.0], 'Christie': [8.9, 4439.0], 'Sobrante': [9.3, 1263.0], 'Bahia': [9.4, 4449.0], 'Pittsburg': [9.8, 711.0], 'GWF 2': [11.0, 640.0], 'Carquinez': [13.8, 4321.0], 'El Cerrito G': [14.0, 556.0], 'Collinsville': [14.3, 589.0], 'Contra Costa': [14.8, 583.0], 'Parkway': [14.8, 4302.0], 'San Pablo': [15.5, 1182.0], 'Lone Tree': [15.9, 378.0], 'Contra Costa PP': [16.1, 576.0], 'Birds Landing': [16.4, 2.0], 'Shiloh III': [18.1, 2.0]} | 73690 | 10343 | 0.14 | 63347 | 0.86 | 11507 | 16% |  |  | 46523 | 63% | 0.46 | 2065 | 3% | 26 | 0% |  | 41762 | 57% | 82 | 0% | 32816 | 45% | 4087400% | 38983 | 53% | 3470700% | 44388 | 60% | 2930200% | 59555 | 81% | 1413400% | 16685 | 23% | 5700500% | 13128 | 18% | 60562
495 | Bucks Creek | PGE NGBA | {'Belden': [2.3, 2281.0], 'Grizzly': [5.7, 1707.0], 'Rock Creek': [6.5, 1707.0], 'Rock Creek 1': [6.5, 1707.0], 'Caribou 2': [9.9, 1399.0], 'Caribou': [10.0, 1396.0], 'Cresta': [13.0, 1694.0]} | 187128 | 21682 | 0.12 | 165446 | 0.88 | 154423 | 83% |  |  | 30643 | 16% | 0.04 | 354 | 0% | 0 | 0% |  | 54893 | 29% | 76229 | 41% | 69405 | 37% | 11772400% | 91575 | 49% | 9555400% | 104187 | 56% | 8294200% | 152249 | 81% | 3487900% | 77925 | 42% | 10920300% | 12866 | 7% | 174263
496 | Dunn Siding | SCE NOL | {'Harvard': [13.6, 1404.0]} | 39946 | 8441 | 0.21 | 31505 | 0.79 | 12157 | 30% |  |  | 20222 | 51% | 0.09 | 7 | 0% | 169 | 0% |  | 0 | 0% | 0 | 0% | 15610 | 39% | 2433600% | 10568 | 26% | 2937800% | 10790 | 27% | 2915700% | 18074 | 45% | 2187200% | 24169 | 61% | 1577800% | 1058 | 3% | 38889
497 | Pit 4 | PGE NGBA | {'Pit 3': [5.3, 25982.0], 'James B Black': [6.5, 16505.0], 'Cove Road': [8.7, 11653.0], 'Carberry': [10.2, 13788.0], 'Burney Forest': [10.3, 11729.0], 'Burney Forest Power': [10.3, 11733.0], 'New Sub - Pit 1 - Cottonwood (Proposed)': [11.5, 12836.0], 'Round Mt.': [13.3, 4851.0], 'Pit 1': [18.2, 10.0]} | 236204 | 80517 | 0.34 | 155687 | 0.66 | 147930 | 63% |  |  | 82252 | 35% | 0.04 | 6818 | 3% | 94 | 0% |  | 124000 | 52% | 35681 | 15% | 71754 | 30% | 16445000% | 42768 | 18% | 19343600% | 38819 | 16% | 19738600% | 104250 | 44% | 13195400% | 66805 | 28% | 16939900% | 15547 | 7% | 220657
498 | SAN FRAN A (POTRERO PP) | PGE GBA | {'Potrero': [0.0, 4423.0], 'Martin': [3.9, 2966.0], 'Oakland C': [6.4, 2776.0], 'Oakland L': [7.3, 2776.0], 'Oakland X': [9.1, 2669.0], 'Oakland J': [9.3, 2528.0], 'Millbrae': [10.5, 207.0], 'Edes': [10.5, 2248.0], 'Burlingame': [11.7, 131.0], 'Richmond R': [11.9, 2263.0], 'El Cerrito G': [12.0, 2617.0], 'San Leandro U': [13.3, 946.0], 'Standard Oil 2': [13.5, 1227.0], 'Standard Oil': [13.5, 1231.0], 'Grant': [13.7, 893.0], 'Moraga': [13.8, 2017.0], 'Sobrante': [14.2, 1036.0], 'San Pablo': [16.2, 648.0], 'Eastshore': [17.3, 709.0], 'Mt Eden': [17.7, 665.0], 'Mt. Eden': [17.7, 665.0], 'Castro Valley': [18.2, 587.0], 'Christie': [19.7, 111.0]} | 20401 | 6605 | 0.32 | 13796 | 0.68 | 2668 | 13% |  |  | 7966 | 39% | 0.48 | 5 | 0% | 0 | 0% |  | 324 | 2% | 0 | 0% | 3503 | 17% | 1689800% | 8419 | 41% | 1198200% | 12736 | 62% | 766500% | 13274 | 65% | 712700% | 526 | 3% | 1987500% | 1386 | 7% | 19015
499 | Frogtown | PGE GBA | {'New Melones': [7.7, 175.0], 'Racetrack': [8.4, 608.0], 'Race Track': [8.4, 609.0], 'Collierville': [10.3, 1515.0], 'Stanislaus': [10.5, 1456.0], 'Peoria': [10.9, 175.0], 'Curtis': [12.9, 269.0], 'Chinese Station': [13.1, 175.0], 'Mi-Wuk': [17.1, 269.0]} | 173567 | 17225 | 0.1 | 156342 | 0.9 | 23748 | 14% |  |  | 111379 | 64% | 0.16 | 1338 | 1% | 210 | 0% |  | 121577 | 70% | 28082 | 16% | 111723 | 64% | 6184400% | 33329 | 19% | 14023800% | 56256 | 32% | 11731100% | 134379 | 77% | 3918800% | 102145 | 59% | 7142200% | 10835 | 6% | 162733
500 | Knights Landing | PGE NGBA | {'Woodland': [9.1, 4375.0], 'East Nicolaus': [12.9, 55.0], 'Madison': [15.4, 1649.0], 'Davis': [18.4, 112.0]} | 364867 | 13365 | 0.04 | 351502 | 0.96 | 39051 | 11% |  |  | 301505 | 83% | 0.09 | 74428 | 20% | 234825 | 64% |  | 23776 | 7% | 0 | 0% | 172464 | 47% | 19240300% | 41659 | 11% | 32320800% | 206082 | 56% | 15878500% | 290231 | 80% | 7463700% | 7716 | 2% | 35715200% | 17857 | 5% | 347010
501 | Sandlot | SCE NOL | {'Tortilla': [17.9, 3345.0]} | 48692 | 8056 | 0.17 | 40636 | 0.83 | 1213 | 2% |  |  | 25400 | 52% | 0.23 | 5 | 0% | 45 | 0% |  | 0 | 0% | 0 | 0% | 24821 | 51% | 2387100% | 29093 | 60% | 1959900% | 14373 | 30% | 3431900% | 39095 | 80% | 959700% | 17589 | 36% | 3110200% | 2577 | 5% | 46115
502 | Sunrise | PGE Kern | {'Sunset': [2.9, 8126.0], 'Taft': [7.7, 848.0], 'Elk Hills': [11.6, 52.0], 'Temblor': [13.6, 7203.0], 'Kernridge': [18.4, 3020.0]} | 115063 | 20927 | 0.18 | 94135 | 0.82 | 45940 | 40% |  |  | 65444 | 57% | 0.06 | 6158 | 5% | 18937 | 16% |  | 4958 | 4% | 0 | 0% | 29526 | 26% | 8553700% | 49642 | 43% | 6542100% | 85941 | 75% | 2912100% | 87732 | 76% | 2733100% | 8649 | 8% | 10641400% | 883 | 1% | 114180
503 | Lilac | SDGE Imperial | {'Valley Center': [4.2, 28274.0], 'Pala': [7.3, 20021.0], 'Escondido': [9.0, 8681.0], 'Melrose': [10.1, 1228.0], 'Monserate': [10.1, 6945.0], 'San Marcos': [10.8, 902.0], 'Shadowridge': [11.7, 996.0], 'Ocean Ranch': [12.3, 844.0], 'Avocado': [12.6, 4015.0], 'San Luis Rey': [14.6, 756.0], 'Palomar Airport': [14.7, 104.0], 'Pendleton': [14.8, 465.0], 'Cannon': [16.3, 78.0], 'Encina': [16.5, 62.0]} | 138345 | 32297 | 0.23 | 106049 | 0.77 | 13366 | 10% |  |  | 49036 | 35% | 0.33 | 19559 | 14% | 5607 | 4% |  | 49480 | 36% | 66145 | 48% | 77368 | 56% | 6097700% | 20617 | 15% | 11772800% | 41041 | 30% | 9730400% | 85697 | 62% | 5264800% | 44737 | 32% | 9360800% | 11390 | 8% | 126955
504 | Alhambra | PGE GBA | {'Martinez': [1.6, 7488.0], 'Christie': [4.3, 7507.0], 'Meadow Lane': [4.7, 4447.0], 'Bahia': [6.1, 7488.0], 'Lakewood': [7.1, 365.0], 'Sobrante': [7.5, 3614.0], 'Carquinez': [9.3, 7390.0], 'Rossmoor': [9.4, 4.0], 'Clayton': [9.4, 126.0], 'Moraga': [10.3, 2.0], 'El Cerrito G': [10.8, 3246.0], 'Parkway': [10.9, 7328.0], 'San Pablo': [11.2, 4014.0], 'Kirker': [12.3, 126.0], 'Pittsburg': [13.0, 126.0], 'Richmond R': [13.8, 1740.0], 'GWF 2': [14.6, 55.0], 'Standard Oil': [14.6, 1913.0], 'Standard Oil 2': [14.7, 1903.0], 'Collinsville': [17.0, 4.0]} | 61654 | 9412 | 0.15 | 52243 | 0.85 | 12132 | 20% |  |  | 32004 | 52% | 0.38 | 788 | 1% | 216 | 0% |  | 26119 | 42% | 0 | 0% | 21913 | 36% | 3974200% | 29374 | 48% | 3228000% | 36696 | 60% | 2495800% | 49344 | 80% | 1231000% | 10259 | 17% | 5139500% | 11747 | 19% | 49907
505 | Charleston | SCE EOP | {'Pahrump': [8.1, 18314.0], 'Vista 2': [9.7, 13739.0], 'Thousandaire': [10.4, 10205.0], 'Gamebird': [12.2, 10367.0]} | 72850 | 40677 | 0.56 | 32173 | 0.44 | 5743 | 8% |  |  | 32 | 0% | 0.01 | 0 | 0% | 0 | 0% |  | 0 | 0% | 0 | 0% | 784 | 1% | 7206600% | 806 | 1% | 7204400% | 1600 | 2% | 7125000% | 2383 | 3% | 7046600% | 4915 | 7% | 6793500% | 123 | 0% | 72727
506 | Vasco | PGE GBA | {'Los Positas': [1.2, 2476.0], 'Las Positas': [1.2, 2476.0], 'Altamont Midway (Sandhill)': [3.3, 1446.0], 'Altamont': [3.3, 1451.0], 'Cayetano': [3.5, 2335.0], 'Midway Green Ridge Services': [7.1, 31.0], 'Windmaster': [7.4, 1109.0], 'Delta Pumps': [8.1, 422.0], 'Delta PP': [8.1, 423.0], 'North Dublin': [8.1, 2293.0], 'Vineyard': [8.1, 2476.0], 'Kelso': [8.6, 0.0], 'Tassajara': [12.1, 1491.0], 'San Ramon': [12.2, 1557.0], 'Fremont': [17.8, 819.0]} | 189108 | 5835 | 0.03 | 183273 | 0.97 | 51871 | 27% |  |  | 117020 | 62% | 0.15 | 9168 | 5% | 26084 | 14% |  | 136051 | 72% | 16012 | 8% | 117876 | 62% | 7123200% | 107879 | 57% | 8122800% | 118789 | 63% | 7031900% | 155516 | 82% | 3359200% | 70516 | 37% | 11859200% | 11655 | 6% | 177453
507 | Harris | PGE NGBA | {'Humboldt': [1.0, 19708.0], 'Humboldt Bay': [4.9, 11708.0], 'Arcata': [6.4, 7723.0]} | 140260 | 38815 | 0.28 | 101446 | 0.72 | 40469 | 29% |  |  | 76274 | 54% | 0.1 | 0 | 0% | 0 | 0% |  | 0 | 0% | 0 | 0% | 6671 | 5% | 13358900% | 55966 | 40% | 8429400% | 63452 | 45% | 7680800% | 66183 | 47% | 7407700% | 37012 | 26% | 10324900% | 21512 | 15% | 118749
508 | Grizzly | PGE NGBA | {'Rock Creek 1': [1.0, 3966.0], 'Rock Creek': [1.0, 3968.0], 'Bucks Creek': [5.7, 1707.0], 'Cresta': [7.3, 3843.0], 'Belden': [7.8, 745.0], 'POE': [15.0, 869.0], 'Caribou': [15.4, 13.0], 'Caribou 2': [15.4, 13.0]} | 172718 | 8208 | 0.05 | 164510 | 0.95 | 128917 | 75% |  |  | 37852 | 22% | 0.05 | 199 | 0% | 0 | 0% |  | 36534 | 21% | 64734 | 37% | 71986 | 42% | 10073100% | 83695 | 48% | 8902200% | 114462 | 66% | 5825500% | 154356 | 89% | 1836100% | 82868 | 48% | 8985000% | 9368 | 5% | 163349
509 | Jackass (DOE) | SCE EOP | {'Lathrop': [9.0, 8298.0], 'Mercury': [15.8, 966.0], 'Valley Switch': [17.7, 368.0]} | 259566 | 38084 | 0.15 | 221482 | 0.85 | 0 | 0% |  |  | 0 | 0% | 0 | 0 | 0% | 0 | 0% |  | 0 | 0% | 0 | 0% | 0 | 0% | 25956600% | 0 | 0% | 25956600% | 0 | 0% | 25956600% | 0 | 0% | 25956600% | 0 | 0% | 25956600% | 0 | 0% | 259566
510 | North City Metering | SDGE Imperial | {'Penasquitos': [2.8, 148.0], 'Chicarita': [6.5, 457.0], 'Artesian': [6.6, 479.0], 'Scripps': [7.1, 101.0], 'Mesa Heights': [9.7, 42.0], 'Kearny': [10.1, 42.0], 'Pomerado': [10.9, 101.0], 'Sycamore Canyon': [11.3, 101.0], 'San Marcos': [11.9, 385.0], 'Palomar Airport': [12.0, 377.0], 'Shadowridge': [12.7, 377.0], 'Mission': [13.0, 42.0], 'Escondido': [13.1, 473.0], 'Old Town': [13.5, 42.0], 'Encina': [14.0, 148.0], 'Cannon': [14.0, 183.0], 'Point Loma': [15.1, 42.0], 'Vine': [15.4, 42.0], 'Melrose': [17.3, 248.0], 'Ocean Ranch': [18.0, 1.0], 'San Luis Rey': [18.7, 0.0]} | 12421 | 1123 | 0.09 | 11298 | 0.91 | 34 | 0% |  |  | 4288 | 35% | 0.2 | 610 | 5% | 38 | 0% |  | 5420 | 44% | 3846 | 31% | 6461 | 52% | 596000% | 5964 | 48% | 645700% | 5134 | 41% | 728700% | 10193 | 82% | 222900% | 1123 | 9% | 1129800% | 705 | 6% | 11716
511 | Ormond Beach | SCE Northern | {'Mandalay': [7.1, 2413.0], 'Santa Clara': [12.0, 1991.0], 'Wakefield': [16.9, 343.0], 'Moorpark': [18.3, 129.0]} | 59052 | 15619 | 0.26 | 43432 | 0.74 | 5213 | 9% |  |  | 46261 | 78% | 0.16 | 7989 | 14% | 26247 | 44% |  | 674 | 1% | 0 | 0% | 6675 | 11% | 5237700% | 6787 | 11% | 5226400% | 13999 | 24% | 4505200% | 16971 | 29% | 4208100% | 7624 | 13% | 5142800% | 3639 | 6% | 55413
512 | Warne | SCE Northern | {'Bailey': [6.4, 176.0], 'Neenach': [17.4, 135.0]} | 114126 | 5317 | 0.05 | 108809 | 0.95 | 50349 | 44% |  |  | 48920 | 43% | 0.07 | 1611 | 1% | 827 | 1% |  | 42741 | 37% | 56819 | 50% | 66273 | 58% | 4785200% | 50801 | 45% | 6332500% | 42853 | 38% | 7127200% | 99693 | 87% | 1443300% | 64389 | 56% | 4973700% | 4815 | 4% | 109310
513 | POE | PGE NGBA | {'Cresta': [7.8, 1298.0], 'Rock Creek 1': [14.2, 869.0], 'Rock Creek': [14.3, 869.0], 'Table Mt.': [14.9, 193.0], 'Grizzly': [15.0, 869.0], 'Wyandotte': [16.6, 629.0], 'Thermalito': [16.9, 16.0], 'Palermo': [18.9, 76.0]} | 189291 | 19067 | 0.1 | 170224 | 0.9 | 65977 | 35% |  |  | 89732 | 47% | 0.12 | 1583 | 1% | 950 | 1% |  | 55818 | 29% | 19932 | 11% | 99993 | 53% | 8929800% | 75808 | 40% | 11348300% | 126149 | 67% | 6314200% | 157702 | 83% | 3158900% | 92649 | 49% | 9664200% | 18193 | 10% | 171098
514 | Pit 3 | PGE NGBA | {'Pit 4': [5.3, 25982.0], 'Burney Forest': [8.5, 18857.0], 'Burney Forest Power': [8.5, 18861.0], 'Carberry': [9.6, 18624.0], 'James B Black': [11.8, 9722.0], 'Cove Road': [12.6, 7060.0], 'New Sub - Pit 1 - Cottonwood (Proposed)': [12.7, 12330.0], 'Pit 1': [13.0, 6996.0], 'Round Mt.': [16.4, 1838.0]} | 263005 | 98881 | 0.38 | 164125 | 0.62 | 155190 | 59% |  |  | 101667 | 39% | 0.05 | 11899 | 5% | 34 | 0% |  | 112053 | 43% | 20317 | 8% | 74727 | 28% | 18827800% | 48667 | 19% | 21433900% | 43036 | 16% | 21997000% | 112059 | 43% | 15094700% | 68212 | 26% | 19479300% | 18108 | 7% | 244898
515 | Evergreen | PGE GBA | {'Stone': [1.5, 1747.0], 'Swift': [2.8, 1747.0], 'Piercy': [3.8, 1112.0], 'San Jose A': [3.8, 1747.0], 'San Jose B': [4.2, 1747.0], 'Edenvale': [4.8, 1112.0], 'El Patio': [5.2, 220.0], 'Santa Teresa': [5.3, 1112.0], 'FMC': [5.4, 1632.0], 'Hicks': [5.8, 108.0], 'Trimble': [7.2, 1500.0], 'Metcalf Energy Center': [7.7, 746.0], 'Metcalf 1': [7.7, 835.0], 'Scott': [8.0, 1097.0], 'Los Esteros': [10.0, 1125.0], 'Nortech': [10.4, 635.0], 'Dixon Landing': [11.6, 899.0], 'Newark': [15.9, 249.0], 'Fremont': [17.8, 242.0]} | 67957 | 2825 | 0.04 | 65132 | 0.96 | 27631 | 41% |  |  | 28039 | 41% | 0.1 | 1344 | 2% | 662 | 1% |  | 54592 | 80% | 3887 | 6% | 50274 | 74% | 1768300% | 19574 | 29% | 4838300% | 30976 | 46% | 3698100% | 55964 | 82% | 1199300% | 44087 | 65% | 2387000% | 2857 | 4% | 65100
516 | Rincon | PGE NGBA | {'Santa Rosa A': [4.5, 3382.0], 'Monroe': [4.9, 1285.0], 'Fulton': [5.1, 870.0], 'Bellevue': [8.1, 3341.0], 'Silverado': [11.1, 2343.0], 'Penngrove': [12.2, 2961.0], 'Fitch Mountain': [12.9, 530.0], 'Corona': [15.7, 1776.0], 'Lakeville': [17.3, 2379.0]} | 170705 | 12012 | 0.07 | 158693 | 0.93 | 3608 | 2% |  |  | 98575 | 58% | 0.19 | 16269 | 10% | 20976 | 12% |  | 37449 | 22% | 0 | 0% | 100069 | 59% | 7063600% | 79608 | 47% | 9109700% | 119163 | 70% | 5154100% | 152961 | 90% | 1774300% | 46452 | 27% | 12425300% | 8492 | 5% | 162212
517 | Whisman | PGE GBA | {'Mountain View': [1.6, 49.0], 'Monta Vista': [5.6, 40.0], 'Cooley Landing': [5.8, 60.0], 'Nortech': [6.0, 6.0], 'Scott': [6.5, 6.0], 'Ravenswood': [7.2, 60.0], 'Los Esteros': [7.6, 6.0], 'Menlo': [7.6, 58.0], 'Trimble': [7.9, 6.0], 'Newark': [8.0, 6.0], 'Dixon Landing': [8.8, 6.0], 'FMC': [8.9, 2.0], 'Dumbarton': [10.6, 19.0], 'Fremont': [11.1, 6.0], 'Jefferson': [12.4, 54.0], 'Eastshore': [15.5, 13.0], 'Mt Eden': [15.9, 7.0], 'Mt. Eden': [15.9, 7.0]} | 32932 | 1920 | 0.06 | 31013 | 0.94 | 2028 | 6% |  |  | 22748 | 69% | 0.22 | 371 | 1% | 133 | 0% |  | 9432 | 29% | 0 | 0% | 22533 | 68% | 1039900% | 15347 | 47% | 1758600% | 22765 | 69% | 1016700% | 28080 | 85% | 485300% | 11747 | 36% | 2118500% | 2070 | 6% | 30863
518 | Brighton | PGE NGBA | {'Granite': [4.1, 5174.0], 'Davis': [17.5, 4.0]} | 135530 | 23433 | 0.17 | 112097 | 0.83 | 7428 | 5% |  |  | 94743 | 70% | 0.32 | 44426 | 33% | 35305 | 26% |  | 25004 | 18% | 0 | 0% | 51674 | 38% | 8385600% | 30867 | 23% | 10466300% | 45730 | 34% | 8980000% | 82149 | 61% | 5338100% | 10180 | 8% | 12535000% | 24274 | 18% | 111256
519 | Mi-Wuk | PGE GBA | {'Curtis': [7.8, 5710.0], 'Stanislaus': [10.2, 1771.0], 'Collierville': [10.9, 1771.0], 'Race Track': [11.8, 5708.0], 'Racetrack': [11.8, 5708.0], 'Donnells-Curtis': [16.7, 1534.0], 'Frogtown': [17.1, 269.0], 'Peoria': [18.4, 783.0], 'New Melones': [18.5, 137.0], 'Chinese Station': [18.8, 1020.0]} | 196029 | 55830 | 0.28 | 140199 | 0.72 | 66234 | 34% |  |  | 101995 | 52% | 0.16 | 452 | 0% | 154 | 0% |  | 87283 | 45% | 90859 | 46% | 50988 | 26% | 14504100% | 31097 | 16% | 16493200% | 58050 | 30% | 13798000% | 95396 | 49% | 10063400% | 76495 | 39% | 11953500% | 3789 | 2% | 192240
520 | San Ysidro | SDGE Imperial | {'Otay': [2.9, 198.0], 'Imperial Beach': [4.3, 158.0], 'Bay Boulevard': [5.1, 158.0], 'Telegraph Canyon': [5.3, 201.0], 'Otay Mesa': [6.7, 49.0], 'Salt Creek': [8.4, 173.0], 'Miguel': [8.5, 184.0], 'Silvergate': [11.4, 151.0], 'Vine': [15.1, 148.0], 'Mission': [16.7, 145.0], 'Old Town': [17.1, 145.0], 'Point Loma': [17.3, 145.0]} | 14583 | 997 | 0.07 | 13585 | 0.93 | 4025 | 28% |  |  | 6026 | 41% | 0.21 | 32 | 0% | 0 | 0% |  | 6734 | 46% | 815 | 6% | 785 | 5% | 1379700% | 9950 | 68% | 463300% | 13180 | 90% | 140200% | 13468 | 92% | 111400% | 4879 | 33% | 970300% | 836 | 6% | 13747
521 | Lincoln | PGE NGBA | {'Pleasant Grove': [5.5, 16145.0], 'Rio Oso': [9.5, 16284.0], 'Atlantic': [9.7, 5373.0], 'Bell': [11.3, 8374.0], 'East Nicolaus': [13.3, 14495.0], 'Higgins': [14.7, 4853.0], 'Olivehurst': [18.8, 18.0], 'Gold Hill': [18.9, 347.0]} | 216920 | 41696 | 0.19 | 175224 | 0.81 | 8827 | 4% |  |  | 138834 | 64% | 0.27 | 53653 | 25% | 44566 | 21% |  | 95973 | 44% | 0 | 0% | 125350 | 58% | 9157000% | 1025 | 0% | 21589500% | 21872 | 10% | 19504800% | 142078 | 65% | 7484200% | 26108 | 12% | 19081200% | 40231 | 19% | 176689
522 | Jefferson | PGE GBA | {'Menlo': [4.9, 286.0], 'Ravenswood': [8.4, 440.0], 'Cooley Landing': [8.7, 146.0], 'Burlingame': [10.1, 396.0], 'Millbrae': [11.8, 374.0], 'Whisman': [12.4, 54.0], 'Mountain View': [12.9, 43.0], 'Dumbarton': [14.2, 88.0], 'Monta Vista': [14.9, 40.0], 'Eastshore': [14.9, 242.0], 'Mt Eden': [15.8, 23.0], 'Mt. Eden': [15.8, 23.0], 'Grant': [16.4, 222.0], 'Martin': [18.4, 32.0]} | 46680 | 2743 | 0.06 | 43937 | 0.94 | 2750 | 6% |  |  | 33310 | 71% | 0.33 | 1736 | 4% | 469 | 1% |  | 48 | 0% | 0 | 0% | 18278 | 39% | 2840200% | 32113 | 69% | 1456700% | 35435 | 76% | 1124600% | 41165 | 88% | 551500% | 21187 | 45% | 2549300% | 6192 | 13% | 40488
523 | Lakewood | PGE GBA | {'Rossmoor': [3.3, 4.0], 'Meadow Lane': [3.8, 948.0], 'Clayton': [5.4, 701.0], 'Alhambra': [7.1, 365.0], 'Martinez': [8.1, 519.0], 'Sobrante': [8.2, 248.0], 'Christie': [10.5, 365.0], 'Kirker': [11.3, 701.0], 'Pittsburg': [12.5, 701.0], 'Bahia': [12.8, 365.0], 'GWF 2': [13.0, 629.0], 'El Cerrito G': [13.3, 85.0], 'San Pablo': [16.0, 170.0], 'Contra Costa': [16.1, 583.0], 'Lone Tree': [16.3, 378.0], 'Carquinez': [16.4, 248.0], 'Collinsville': [17.0, 583.0], 'Contra Costa PP': [17.6, 576.0], 'Parkway': [18.0, 229.0]} | 72423 | 9600 | 0.13 | 62823 | 0.87 | 11417 | 16% |  |  | 44797 | 62% | 0.29 | 287 | 0% | 72 | 0% |  | 45039 | 62% | 314 | 0% | 32731 | 45% | 3969200% | 38396 | 53% | 3402700% | 44436 | 61% | 2798700% | 59711 | 82% | 1271300% | 19092 | 26% | 5333100% | 10248 | 14% | 62175
524 | Windmaster | PGE GBA | {'Delta Pumps': [1.1, 826.0], 'Delta PP': [1.1, 827.0], 'Kelso': [2.1, 404.0], 'Tracy': [3.3, 404.0], 'Altamont': [4.1, 1356.0], 'Altamont Midway (Sandhill)': [4.1, 1364.0], 'Midway Green Ridge Services': [6.0, 435.0], 'Vasco': [7.4, 1109.0], 'Tesla': [7.5, 404.0], 'Cayetano': [8.2, 1109.0], 'Brentwood': [8.4, 116.0], 'Los Positas': [8.6, 1109.0], 'Las Positas': [8.6, 1109.0], 'GWF Tracy': [10.4, 404.0], 'Lammers': [10.8, 404.0], 'Lone Tree': [11.9, 116.0], 'North Dublin': [12.3, 1109.0], 'Tassajara': [14.4, 1134.0], 'Vineyard': [14.7, 1109.0], 'Contra Costa': [15.8, 116.0], 'Contra Costa PP': [16.3, 116.0], 'San Ramon': [16.4, 1109.0], 'Kasson': [16.8, 404.0], 'GWF 2': [19.1, 116.0]} | 227302 | 4937 | 0.02 | 222365 | 0.98 | 63556 | 28% |  |  | 135753 | 60% | 0.14 | 15088 | 7% | 82133 | 36% |  | 112427 | 49% | 3323 | 1% | 108373 | 48% | 11892900% | 94770 | 42% | 13253200% | 100499 | 44% | 12680300% | 142797 | 63% | 8450500% | 43232 | 19% | 18406900% | 15256 | 7% | 212046
525 | Rosamond | SCE Northern | {'Whirlwind': [11.2, 22046.0], 'Windhub': [12.1, 16385.0], 'Antelope': [12.8, 23229.0], 'Neenach': [16.1, 8627.0], 'Highwind': [18.2, 1704.0]} | 224141 | 114177 | 0.51 | 109965 | 0.49 | 2576 | 1% |  |  | 46688 | 21% | 0.48 | 3792 | 2% | 3213 | 1% |  | 13124 | 6% | 8 | 0% | 19814 | 9% | 20432800% | 68565 | 31% | 15557700% | 57910 | 26% | 16623200% | 94670 | 42% | 12947100% | 27718 | 12% | 19642400% | 3281 | 1% | 220861
526 | Los Positas | PGE GBA | {'Las Positas': [0.0, 3138.0], 'Vasco': [1.2, 2476.0], 'Cayetano': [3.4, 2443.0], 'Altamont Midway (Sandhill)': [4.5, 1446.0], 'Altamont': [4.5, 1451.0], 'Vineyard': [6.9, 3138.0], 'North Dublin': [7.4, 2510.0], 'Midway Green Ridge Services': [8.1, 31.0], 'Windmaster': [8.6, 1109.0], 'Delta Pumps': [9.2, 422.0], 'Delta PP': [9.2, 423.0], 'Kelso': [9.7, 0.0], 'San Ramon': [11.4, 1566.0], 'Tassajara': [11.7, 1491.0], 'Fremont': [16.7, 1482.0], 'Newark': [19.6, 96.0], 'Dixon Landing': [19.8, 65.0]} | 184296 | 6249 | 0.03 | 178047 | 0.97 | 48015 | 26% |  |  | 117532 | 64% | 0.15 | 8426 | 5% | 18450 | 10% |  | 140556 | 76% | 15848 | 9% | 119010 | 65% | 6528600% | 108319 | 59% | 7597700% | 121053 | 66% | 6324300% | 157575 | 86% | 2672100% | 72965 | 40% | 11133100% | 11565 | 6% | 172731
527 | Oregon Trail | PGE NGBA | {'Jessup': [10.9, 429.0], 'Cottonwood': [15.7, 0.0]} | 164039 | 17412 | 0.11 | 146626 | 0.89 | 11275 | 7% |  |  | 78380 | 48% | 0.27 | 4808 | 3% | 4423 | 3% |  | 141323 | 86% | 10842 | 7% | 117598 | 72% | 4644100% | 32110 | 20% | 13192900% | 44435 | 27% | 11960400% | 130431 | 80% | 3360800% | 63062 | 38% | 10097700% | 22932 | 14% | 141106
528 | Burlingame | PGE GBA | {'Millbrae': [1.9, 605.0], 'Martin': [8.3, 195.0], 'Jefferson': [10.1, 396.0], 'Potrero': [11.6, 132.0], 'SAN FRAN A (POTRERO PP)': [11.7, 131.0], 'Grant': [12.4, 222.0], 'Eastshore': [13.6, 196.0], 'Edes': [13.9, 36.0], 'Menlo': [14.0, 103.0], 'Ravenswood': [14.0, 334.0], 'Mt Eden': [14.5, 1.0], 'Mt. Eden': [14.5, 1.0], 'Oakland J': [14.5, 40.0], 'Oakland C': [15.1, 44.0], 'Cooley Landing': [15.2, 40.0], 'Oakland L': [16.1, 43.0], 'Oakland X': [16.6, 40.0], 'Dumbarton': [16.8, 22.0]} | 27137 | 6113 | 0.23 | 21024 | 0.77 | 1382 | 5% |  |  | 15097 | 56% | 0.62 | 852 | 3% | 210 | 1% |  | 0 | 0% | 0 | 0% | 8378 | 31% | 1875800% | 10796 | 40% | 1634100% | 14747 | 54% | 1239000% | 19003 | 70% | 813400% | 7669 | 28% | 1946800% | 3062 | 11% | 24075
529 | Fremont | PGE GBA | {'Newark': [3.1, 1214.0], 'Dumbarton': [5.3, 632.0], 'Dixon Landing': [6.2, 1181.0], 'Los Esteros': [8.1, 837.0], 'Nortech': [8.4, 723.0], 'Mt Eden': [9.9, 111.0], 'Mt. Eden': [9.9, 111.0], 'Ravenswood': [10.1, 6.0], 'Cooley Landing': [10.2, 6.0], 'Eastshore': [10.2, 34.0], 'Vineyard': [10.7, 2351.0], 'Whisman': [11.1, 6.0], 'Trimble': [11.3, 248.0], 'Scott': [11.4, 248.0], 'Castro Valley': [11.8, 34.0], 'Mountain View': [12.5, 6.0], 'FMC': [13.7, 244.0], 'San Ramon': [14.2, 75.0], 'San Jose B': [14.3, 242.0], 'Menlo': [15.1, 4.0], 'San Jose A': [15.2, 242.0], 'North Dublin': [15.3, 853.0], 'Los Positas': [16.7, 1482.0], 'Las Positas': [16.7, 1484.0], 'Cayetano': [17.2, 787.0], 'Stone': [17.3, 242.0], 'Swift': [17.7, 242.0], 'Evergreen': [17.8, 242.0], 'Vasco': [17.8, 819.0]} | 54849 | 3382 | 0.06 | 51467 | 0.94 | 20231 | 37% |  |  | 30525 | 56% | 0.14 | 277 | 1% | 131 | 0% |  | 51137 | 93% | 885 | 2% | 32455 | 59% | 2239400% | 21914 | 40% | 3293400% | 31538 | 57% | 2331100% | 41596 | 76% | 1325300% | 34535 | 63% | 2031300% | 4003 | 7% | 50846
530 | Callender | PGE Kern | {'Oceano': [3.8, 22110.0], 'Mesa': [7.9, 20042.0], 'Fairway': [12.3, 8777.0], 'San Luis Obispo': [15.2, 5090.0], 'Divide': [17.1, 1839.0], 'Sisquoc': [18.5, 608.0], 'Diablo Canyon': [18.8, 4.0]} | 168573 | 49389 | 0.29 | 119185 | 0.71 | 40102 | 24% |  |  | 110442 | 66% | 0.1 | 15357 | 9% | 31746 | 19% |  | 75343 | 45% | 8018 | 5% | 18809 | 11% | 14976400% | 9888 | 6% | 15868600% | 44875 | 27% | 12369900% | 51935 | 31% | 11663900% | 55240 | 33% | 11333400% | 12188 | 7% | 156386
531 | Delta PP | PGE GBA | {'Delta Pumps': [0.0, 1415.0], 'Kelso': [1.0, 993.0], 'Windmaster': [1.1, 827.0], 'Tracy': [2.2, 993.0], 'Altamont': [4.7, 670.0], 'Altamont Midway (Sandhill)': [4.7, 678.0], 'Midway Green Ridge Services': [5.5, 1013.0], 'Tesla': [6.9, 993.0], 'Vasco': [8.1, 423.0], 'Los Positas': [9.2, 423.0], 'Las Positas': [9.2, 423.0], 'Cayetano': [9.2, 423.0], 'GWF Tracy': [9.5, 993.0], 'Lammers': [9.9, 993.0], 'North Dublin': [13.4, 423.0], 'Tassajara': [15.6, 423.0], 'Vineyard': [15.6, 423.0], 'Kasson': [15.6, 993.0], 'San Ramon': [17.5, 423.0]} | 240677 | 4851 | 0.02 | 235825 | 0.98 | 64769 | 27% |  |  | 145523 | 60% | 0.14 | 15480 | 6% | 93146 | 39% |  | 112919 | 47% | 3867 | 2% | 111338 | 46% | 12933900% | 96061 | 40% | 14461600% | 101300 | 42% | 13937700% | 145109 | 60% | 9556800% | 44750 | 19% | 19592700% | 15989 | 7% | 224688
532 | Moraga | PGE GBA | {'Sobrante': [4.8, 1050.0], 'Oakland X': [4.8, 2366.0], 'Oakland L': [6.5, 2366.0], 'Oakland J': [6.6, 2254.0], 'Oakland C': [7.4, 2366.0], 'Edes': [7.8, 2055.0], 'El Cerrito G': [9.0, 1474.0], 'San Leandro U': [9.6, 986.0], 'Alhambra': [10.3, 2.0], 'Christie': [11.1, 162.0], 'Martinez': [11.9, 2.0], 'Castro Valley': [12.2, 630.0], 'Grant': [12.3, 932.0], 'Richmond R': [12.5, 1145.0], 'San Pablo': [13.5, 322.0], 'SAN FRAN A (POTRERO PP)': [13.8, 2017.0], 'Potrero': [13.8, 2017.0], 'Standard Oil': [14.5, 324.0], 'Standard Oil 2': [14.5, 324.0], 'Mt Eden': [15.4, 704.0], 'Mt. Eden': [15.4, 704.0], 'Eastshore': [15.7, 749.0], 'Bahia': [16.3, 2.0], 'Martin': [16.8, 1575.0], 'Carquinez': [17.6, 2.0]} | 51943 | 10146 | 0.2 | 41797 | 0.8 | 6131 | 12% |  |  | 32747 | 63% | 0.38 | 197 | 0% | 26 | 0% |  | 29015 | 56% | 0 | 0% | 22273 | 43% | 2966900% | 21306 | 41% | 3063700% | 34099 | 66% | 1784300% | 41121 | 79% | 1082200% | 12745 | 25% | 3919800% | 2874 | 6% | 49069
533 | Collierville | PGE GBA | {'Stanislaus': [0.8, 13778.0], 'Frogtown': [10.3, 1515.0], 'Mi-Wuk': [10.9, 1771.0], 'Racetrack': [11.6, 1891.0], 'Race Track': [11.6, 1892.0], 'Curtis': [12.3, 1707.0]} | 180111 | 49448 | 0.27 | 130663 | 0.73 | 36098 | 20% |  |  | 98442 | 55% | 0.22 | 640 | 0% | 178 | 0% |  | 57404 | 32% | 102073 | 57% | 75732 | 42% | 10437900% | 25682 | 14% | 15442900% | 49480 | 27% | 13063100% | 107249 | 60% | 7286200% | 60286 | 33% | 11982500% | 3417 | 2% | 176694
534 | Rock Creek | PGE NGBA | {'Rock Creek 1': [0.0, 4123.0], 'Grizzly': [1.0, 3968.0], 'Bucks Creek': [6.5, 1707.0], 'Cresta': [6.5, 4001.0], 'Belden': [8.7, 745.0], 'POE': [14.3, 869.0], 'Caribou': [16.3, 13.0], 'Caribou 2': [16.3, 13.0]} | 170126 | 8048 | 0.05 | 162077 | 0.95 | 123992 | 73% |  |  | 39318 | 23% | 0.05 | 18 | 0% | 0 | 0% |  | 33803 | 20% | 64894 | 38% | 74667 | 44% | 9545800% | 79868 | 47% | 9025800% | 111285 | 65% | 5884100% | 151183 | 89% | 1894300% | 83634 | 49% | 8649200% | 8912 | 5% | 161214
535 | Homestake | PGE NGBA | {} | 200423 | 6563 | 0.03 | 193860 | 0.97 | 49954 | 25% |  |  | 140003 | 70% | 0.07 | 6260 | 3% | 5716 | 3% |  | 68319 | 34% | 126911 | 63% | 132086 | 66% | 6833700% | 43002 | 21% | 15742200% | 80712 | 40% | 11971100% | 163054 | 81% | 3737000% | 144508 | 72% | 5591500% | 3988 | 2% | 196435
536 | James B Black | PGE NGBA | {'Pit 4': [6.5, 16505.0], 'Cove Road': [8.3, 7067.0], 'Pit 3': [11.8, 9722.0], 'Round Mt.': [13.0, 4085.0], 'New Sub - Pit 1 - Cottonwood (Proposed)': [14.2, 4059.0], 'Carberry': [14.8, 2704.0], 'Burney Forest': [15.7, 554.0], 'Burney Forest Power': [15.7, 559.0]} | 181139 | 53082 | 0.29 | 128057 | 0.71 | 127120 | 70% |  |  | 48345 | 27% | 0.04 | 3525 | 2% | 94 | 0% |  | 105502 | 58% | 54512 | 30% | 51928 | 29% | 12921100% | 34524 | 19% | 14661500% | 39137 | 22% | 14200200% | 83153 | 46% | 9798600% | 62509 | 35% | 11863000% | 11377 | 6% | 169762
537 | Harvard | SCE NOL | {'Cool Water': [13.1, 5692.0], 'Dunn Siding': [13.6, 1404.0]} | 103763 | 32698 | 0.32 | 71065 | 0.68 | 16014 | 15% |  |  | 50066 | 48% | 0.2 | 855 | 1% | 597 | 1% |  | 0 | 0% | 0 | 0% | 48166 | 46% | 5559700% | 18271 | 18% | 8549200% | 14074 | 14% | 8968900% | 50560 | 49% | 5320300% | 46322 | 45% | 5744100% | 2905 | 3% | 100859
538 | San Jose B | PGE GBA | {'San Jose A': [0.9, 1747.0], 'FMC': [1.2, 1632.0], 'Trimble': [3.2, 1500.0], 'Stone': [3.2, 1747.0], 'Scott': [3.8, 1097.0], 'El Patio': [3.9, 220.0], 'Evergreen': [4.2, 1747.0], 'Swift': [5.9, 1747.0], 'Los Esteros': [6.3, 1125.0], 'Nortech': [6.4, 635.0], 'Hicks': [7.5, 108.0], 'Piercy': [8.0, 1112.0], 'Dixon Landing': [8.2, 899.0], 'Edenvale': [8.9, 1112.0], 'Santa Teresa': [9.4, 1112.0], 'Metcalf Energy Center': [11.9, 746.0], 'Metcalf 1': [11.9, 835.0], 'Newark': [12.0, 249.0], 'Fremont': [14.3, 242.0]} | 45963 | 2917 | 0.06 | 43046 | 0.94 | 13762 | 30% |  |  | 23149 | 50% | 0.09 | 1118 | 2% | 654 | 1% |  | 36872 | 80% | 303 | 1% | 31470 | 68% | 1449300% | 15280 | 33% | 3068300% | 22883 | 50% | 2308000% | 35386 | 77% | 1057700% | 26668 | 58% | 1929500% | 2542 | 6% | 43421
539 | Edenvale | PGE GBA | {'Santa Teresa': [0.5, 1310.0], 'Piercy': [1.8, 1112.0], 'Metcalf Energy Center': [3.1, 944.0], 'Metcalf 1': [3.2, 1034.0], 'Evergreen': [4.8, 1112.0], 'Swift': [5.4, 1112.0], 'Stone': [5.7, 1112.0], 'Hicks': [5.8, 108.0], 'San Jose A': [8.2, 1112.0], 'El Patio': [8.4, 220.0], 'San Jose B': [8.9, 1112.0], 'FMC': [10.0, 998.0], 'Morgan Hill': [11.1, 199.0], 'Trimble': [12.0, 865.0], 'Scott': [12.7, 462.0], 'Los Esteros': [14.8, 491.0], 'Nortech': [15.2, 0.0], 'Dixon Landing': [16.3, 264.0]} | 87843 | 6021 | 0.07 | 81822 | 0.93 | 24027 | 27% |  |  | 42043 | 48% | 0.14 | 1551 | 2% | 696 | 1% |  | 59619 | 68% | 10935 | 12% | 59924 | 68% | 2791900% | 18767 | 21% | 6907600% | 37953 | 43% | 4989000% | 69857 | 80% | 1798500% | 51892 | 59% | 3595100% | 3194 | 4% | 84649
540 | Mt Poso | PGE Kern | {'Lerdo': [5.0, 26444.0], 'Poso Mt.': [7.0, 32071.0], '7th Standard': [7.8, 18647.0], 'Famoso': [8.0, 16659.0], 'Kern Oil': [8.0, 22687.0], 'Sycamore': [8.2, 24602.0], 'Kern Power': [11.5, 9465.0], 'Rosedale': [11.7, 9749.0], 'Bakersfield': [11.8, 11171.0], 'Renfro': [11.9, 6769.0], 'West Park': [12.1, 8392.0], 'Rio Bravo': [12.3, 4185.0], 'Columbus': [12.9, 6795.0], 'Cal Water': [13.2, 6572.0], 'Shafter': [13.4, 1931.0], 'Charca': [14.3, 756.0], 'Casaloma': [14.4, 757.0], 'Stockdale': [15.9, 693.0], 'Tevis': [15.9, 1477.0], 'Tupman': [17.0, 1293.0]} | 338111 | 55084 | 0.16 | 283027 | 0.84 | 59255 | 18% |  |  | 256909 | 76% | 0.1 | 13267 | 4% | 146847 | 43% |  | 152097 | 45% | 0 | 0% | 156117 | 46% | 18199500% | 30106 | 9% | 30800500% | 66442 | 20% | 27166900% | 168211 | 50% | 16990100% | 64221 | 19% | 27389100% | 4211 | 1% | 333900
541 | Rock Creek 1 | PGE NGBA | {'Rock Creek': [0.0, 4123.0], 'Grizzly': [1.0, 3966.0], 'Cresta': [6.4, 4019.0], 'Bucks Creek': [6.5, 1707.0], 'Belden': [8.7, 745.0], 'POE': [14.2, 869.0], 'Caribou': [16.3, 13.0], 'Caribou 2': [16.3, 13.0]} | 170134 | 8052 | 0.05 | 162081 | 0.95 | 123975 | 73% |  |  | 39338 | 23% | 0.05 | 15 | 0% | 0 | 0% |  | 33767 | 20% | 64938 | 38% | 74744 | 44% | 9539000% | 79825 | 47% | 9030900% | 111254 | 65% | 5888000% | 151161 | 89% | 1897300% | 83678 | 49% | 8645500% | 8909 | 5% | 161225
542 | New Sub - Kramer - Lugo (Proposed) | SCE NOL | {'Roadway': [0.0, 22653.0], 'Victor': [5.1, 16528.0], 'Lugo': [14.8, 3351.0]} | 153207 | 52561 | 0.34 | 100647 | 0.66 | 884 | 1% |  |  | 27679 | 18% | 0.41 | 40 | 0% | 45 | 0% |  | 550 | 0% | 0 | 0% | 44750 | 29% | 10845700% | 67502 | 44% | 8570500% | 22478 | 15% | 13072900% | 89150 | 58% | 6405700% | 24859 | 16% | 12834900% | 1223 | 1% | 151985
543 | Baker | SCE NOL | {} | 16862 | 1971 | 0.12 | 14890 | 0.88 | 14209 | 84% |  |  | 1933 | 11% | 0.03 | 0 | 0% | 0 | 0% |  | 0 | 0% | 0 | 0% | 8744 | 52% | 811700% | 6899 | 41% | 996200% | 6899 | 41% | 996300% | 10147 | 60% | 671400% | 11607 | 69% | 525500% | 11 | 0% | 16851
544 | Mountain View | PGE GBA | {'Whisman': [1.6, 49.0], 'Monta Vista': [4.1, 40.0], 'Scott': [6.3, 6.0], 'Nortech': [6.5, 6.0], 'Cooley Landing': [7.1, 49.0], 'Trimble': [7.8, 6.0], 'Menlo': [8.0, 47.0], 'Los Esteros': [8.1, 6.0], 'FMC': [8.4, 2.0], 'Ravenswood': [8.5, 49.0], 'Newark': [9.4, 6.0], 'Dixon Landing': [9.6, 6.0], 'Dumbarton': [12.2, 9.0], 'Fremont': [12.5, 6.0], 'Jefferson': [12.9, 43.0], 'Eastshore': [17.1, 3.0]} | 36656 | 2555 | 0.07 | 34101 | 0.93 | 1745 | 5% |  |  | 23584 | 64% | 0.19 | 489 | 1% | 141 | 0% |  | 5704 | 16% | 0 | 0% | 25623 | 70% | 1103300% | 13893 | 38% | 2276300% | 25710 | 70% | 1094600% | 32372 | 88% | 428400% | 11432 | 31% | 2522400% | 1920 | 5% | 34736
545 | Stanislaus | PGE GBA | {'Collierville': [0.8, 13778.0], 'Mi-Wuk': [10.2, 1771.0], 'Frogtown': [10.5, 1456.0], 'Race Track': [11.2, 1892.0], 'Racetrack': [11.3, 1891.0], 'Curtis': [11.7, 1707.0], 'Donnells-Curtis': [19.6, 58.0]} | 181333 | 51178 | 0.28 | 130155 | 0.72 | 37439 | 21% |  |  | 98297 | 54% | 0.22 | 639 | 0% | 173 | 0% |  | 57719 | 32% | 104968 | 58% | 71585 | 39% | 10974800% | 26326 | 15% | 15500600% | 50525 | 28% | 13080800% | 105056 | 58% | 7627700% | 60489 | 33% | 12084400% | 3454 | 2% | 177879
546 | Eagle Mountain | SCE Eastern | {'Kem': [4.0, 3426.0], 'Red Bluff': [11.2, 6799.0]} | 42874 | 7900 | 0.18 | 34974 | 0.82 | 18956 | 44% |  |  | 23447 | 55% | 0.05 | 949 | 2% | 0 | 0% |  | 0 | 0% | 0 | 0% | 6745 | 16% | 3612900% | 6914 | 16% | 3596000% | 201 | 0% | 4267300% | 13360 | 31% | 2951400% | 25004 | 58% | 1787000% | 836 | 2% | 42038
547 | Contra Costa PP | PGE GBA | {'Contra Costa': [1.6, 16709.0], 'Lone Tree': [4.8, 3653.0], 'GWF 2': [5.3, 17178.0], 'Collinsville': [6.1, 19976.0], 'Pittsburg': [7.4, 16346.0], 'Kirker': [7.8, 14418.0], 'Brentwood': [8.1, 2032.0], 'Birds Landing': [8.5, 19059.0], 'Shiloh III': [11.7, 18358.0], 'Clayton': [12.2, 1162.0], 'Lambie': [15.4, 15446.0], 'Lambie Energy': [15.4, 15446.0], 'Meadow Lane': [16.1, 576.0], 'Windmaster': [16.3, 116.0], 'Tassajara': [16.9, 285.0], 'Lakewood': [17.6, 576.0], 'Grand Island': [17.7, 2598.0], 'Martinez': [19.1, 147.0]} | 192189 | 36197 | 0.19 | 155992 | 0.81 | 51581 | 27% |  |  | 118421 | 62% | 0.08 | 48580 | 25% | 53692 | 28% |  | 71327 | 37% | 451 | 0% | 43791 | 23% | 14839800% | 69980 | 36% | 12220900% | 68183 | 35% | 12400600% | 93340 | 49% | 9884900% | 9142 | 5% | 18304700% | 28708 | 15% | 163481
548 | Padre Flats SW STA | PGE Fresno | {'Los Banos': [4.2, 13400.0], 'Quinto': [9.4, 10041.0], 'Dos Amigos': [9.6, 5428.0], 'Mercy Springs': [9.6, 5843.0], 'Miller': [18.7, 321.0], 'Oro Loma': [19.1, 115.0]} | 265129 | 38080 | 0.14 | 227050 | 0.86 | 100819 | 38% |  |  | 155119 | 59% | 0.07 | 44444 | 17% | 48982 | 18% |  | 139016 | 52% | 13334 | 5% | 172142 | 65% | 9298700% | 30992 | 12% | 23413700% | 63397 | 24% | 20173200% | 177563 | 67% | 8756600% | 107307 | 40% | 15782200% | 20380 | 8% | 244750
549 | Bliss | SCE Northern | {'Rector': [9.8, 19351.0], 'Springville': [15.4, 10107.0]} | 319723 | 72616 | 0.23 | 247107 | 0.77 | 20873 | 7% |  |  | 239006 | 75% | 0.12 | 62338 | 19% | 197392 | 62% |  | 18919 | 6% | 0 | 0% | 51432 | 16% | 26829100% | 15043 | 5% | 30467900% | 27374 | 9% | 29234900% | 71804 | 22% | 24791900% | 24983 | 8% | 29474000% | 6207 | 2% | 313515
550 | Divide | PGE Kern | {'Fairway': [5.7, 12613.0], 'Sisquoc': [7.5, 12694.0], 'Mesa': [12.6, 8247.0], 'Cabrillo': [12.9, 2162.0], 'Callender': [17.1, 1839.0]} | 217016 | 37673 | 0.17 | 179343 | 0.83 | 93191 | 43% |  |  | 115741 | 53% | 0.08 | 22773 | 10% | 47262 | 22% |  | 46680 | 22% | 0 | 0% | 60103 | 28% | 15691200% | 14395 | 7% | 20262000% | 93251 | 43% | 12376400% | 115922 | 53% | 10109400% | 56906 | 26% | 16010900% | 10422 | 5% | 206593
551 | Cresta | PGE NGBA | {'Rock Creek 1': [6.4, 4019.0], 'Rock Creek': [6.5, 4001.0], 'Grizzly': [7.3, 3843.0], 'POE': [7.8, 1298.0], 'Bucks Creek': [13.0, 1694.0], 'Belden': [15.1, 732.0]} | 168269 | 11681 | 0.07 | 156587 | 0.93 | 86931 | 52% |  |  | 55584 | 33% | 0.11 | 54 | 0% | 81 | 0% |  | 28490 | 17% | 48154 | 29% | 74412 | 44% | 9385600% | 68576 | 41% | 9969300% | 106757 | 63% | 6151100% | 145033 | 86% | 2323600% | 73684 | 44% | 9458400% | 7233 | 4% | 161036
552 | Race Track | PGE GBA | {'Racetrack': [0.0, 8115.0], 'Curtis': [5.1, 7775.0], 'New Melones': [6.7, 1001.0], 'Peoria': [7.0, 2547.0], 'Chinese Station': [8.1, 3131.0], 'Frogtown': [8.4, 609.0], 'Stanislaus': [11.2, 1892.0], 'Collierville': [11.6, 1892.0], 'Mi-Wuk': [11.8, 5708.0]} | 154460 | 10780 | 0.07 | 143681 | 0.93 | 26446 | 17% |  |  | 98065 | 63% | 0.16 | 791 | 1% | 210 | 0% |  | 114696 | 74% | 28416 | 18% | 85084 | 55% | 6937700% | 53021 | 34% | 10143900% | 67954 | 44% | 8650600% | 118598 | 77% | 3586200% | 87337 | 57% | 6712400% | 7397 | 5% | 147063
553 | Lodi | PGE GBA | {'Eight Mile': [2.1, 4799.0], 'Stagg': [7.0, 3295.0], 'Stockton A': [11.2, 1851.0], 'Lockeford': [12.5, 3792.0], 'Live Oak': [13.6, 3612.0], 'Weber': [14.2, 294.0], 'Grand Island': [14.8, 19.0]} | 295295 | 29477 | 0.1 | 265818 | 0.9 | 47278 | 16% |  |  | 168097 | 57% | 0.14 | 58422 | 20% | 180765 | 61% |  | 170 | 0% | 0 | 0% | 30380 | 10% | 26491500% | 50481 | 17% | 24481400% | 68172 | 23% | 22712300% | 88532 | 30% | 20676300% | 0 | 0% | 29529500% | 22839 | 8% | 272456
554 | Rancho Seco | PGE GBA | {'Cosumnes': [0.4, 15266.0], 'Camanche': [10.6, 4509.0], 'Live Oak': [11.3, 9355.0], 'Lockeford': [15.9, 4681.0], 'Rancho Seco - Bellota (Proposed)': [16.2, 859.0], 'Granite': [17.8, 2004.0]} | 253769 | 37326 | 0.15 | 216443 | 0.85 | 24558 | 10% |  |  | 160129 | 63% | 0.19 | 65486 | 26% | 37651 | 15% |  | 61978 | 24% | 0 | 0% | 157238 | 62% | 9653100% | 67520 | 27% | 18624900% | 104689 | 41% | 14908000% | 186675 | 74% | 6709300% | 64302 | 25% | 18946700% | 58865 | 23% | 194903
555 | Monticello | PGE NGBA | {'Putah Creek': [11.8, 309.0], 'Silverado': [13.2, 546.0], 'Vaca-Dixon & Gc Yard': [17.4, 157.0], 'Tulucay': [18.4, 590.0]} | 203521 | 9832 | 0.05 | 193690 | 0.95 | 22533 | 11% |  |  | 146642 | 72% | 0.11 | 13111 | 6% | 30009 | 15% |  | 124497 | 61% | 12580 | 6% | 162637 | 80% | 4088400% | 32401 | 16% | 17112000% | 49370 | 24% | 15415100% | 175861 | 86% | 2766000% | 104668 | 51% | 9885400% | 14032 | 7% | 189489
556 | New Sub - Westley - Quinto (Proposed) | PGE Fresno | {'Westley': [4.6, 1778.0], 'Salado': [8.0, 2179.0], 'Stanislaus Resource Recovery Facility': [10.3, 1965.0], 'Crow Creek': [11.2, 1914.0], 'Fink (Proposed)': [11.3, 1896.0], 'Crows Landing': [12.5, 1921.0], 'Kasson': [17.1, 41.0], 'Ripon': [17.3, 37.0], 'Lammers': [19.2, 1.0], 'Miller': [19.3, 197.0], 'GWF Tracy': [19.5, 1.0], 'Vierra': [19.8, 1.0], 'Manteca': [19.9, 4.0]} | 315000 | 14344 | 0.05 | 300655 | 0.95 | 85567 | 27% |  |  | 193153 | 61% | 0.11 | 23894 | 8% | 149116 | 47% |  | 96639 | 31% | 38022 | 12% | 193677 | 61% | 12132200% | 54132 | 17% | 26086800% | 73601 | 23% | 24139900% | 211163 | 67% | 10383700% | 109452 | 35% | 20554800% | 9901 | 3% | 305099
557 | North Dublin | PGE GBA | {'San Ramon': [4.2, 1596.0], 'Tassajara': [4.7, 1520.0], 'Cayetano': [4.7, 2391.0], 'Vineyard': [5.2, 2540.0], 'Los Positas': [7.4, 2510.0], 'Las Positas': [7.4, 2510.0], 'Vasco': [8.1, 2293.0], 'Altamont Midway (Sandhill)': [9.8, 1446.0], 'Altamont': [9.8, 1451.0], 'Castro Valley': [11.6, 30.0], 'Windmaster': [12.3, 1109.0], 'Delta Pumps': [13.4, 422.0], 'Delta PP': [13.4, 423.0], 'Kelso': [14.3, 0.0], 'Midway Green Ridge Services': [14.7, 31.0], 'Fremont': [15.3, 853.0]} | 128381 | 5688 | 0.04 | 122694 | 0.96 | 23011 | 18% |  |  | 95025 | 74% | 0.12 | 3458 | 3% | 2417 | 2% |  | 121340 | 95% | 1048 | 1% | 86126 | 67% | 4225600% | 67138 | 52% | 6124300% | 89245 | 70% | 3913700% | 114487 | 89% | 1389400% | 50276 | 39% | 7810500% | 9054 | 7% | 119328
558 | Wildlife | SCE Eastern | {'Rerc': [0.0, 2605.0], 'Mira Loma': [7.1, 2324.0], 'Vista (SCE)': [9.4, 234.0], 'Vista': [9.4, 234.0], 'Etiwanda': [9.8, 2091.0], 'Rancho Vista': [9.9, 2091.0], 'Chino': [13.1, 2324.0], 'Cardiff': [13.9, 234.0], 'Lee Lake (Proposed)': [14.7, 47.0], 'San Bernardino': [14.7, 234.0], 'Padua': [15.3, 2071.0], 'Alberhill': [16.0, 47.0]} | 32571 | 7565 | 0.23 | 25006 | 0.77 | 1809 | 6% |  |  | 10407 | 32% | 0.32 | 946 | 3% | 1382 | 4% |  | 21125 | 65% | 4357 | 13% | 5543 | 17% | 2702800% | 10988 | 34% | 2158300% | 18683 | 57% | 1388800% | 21249 | 65% | 1132200% | 8565 | 26% | 2400600% | 2197 | 7% | 30374
559 | Clovis | PGE Fresno | {'Bullard': [4.8, 4897.0], 'Woodward': [6.2, 1072.0], 'Ashlan': [8.4, 491.0], 'California Ave': [8.7, 9227.0], 'Sanger': [9.1, 13799.0], 'Malaga': [9.6, 10787.0], 'Figarden': [9.8, 343.0], 'Fig Garden': [9.8, 343.0], 'West Fresno': [10.7, 2804.0], 'Kearney (New)': [13.9, 36.0], 'McCall': [15.2, 6841.0], 'Wahtoke': [19.3, 72.0]} | 254717 | 37141 | 0.15 | 217576 | 0.85 | 26777 | 11% |  |  | 141651 | 56% | 0.25 | 47271 | 19% | 67519 | 27% |  | 118389 | 46% | 0 | 0% | 119399 | 47% | 13531800% | 74190 | 29% | 18052700% | 79443 | 31% | 17527400% | 156469 | 61% | 9824800% | 80981 | 32% | 17373600% | 37553 | 15% | 217164
560 | Greenleaf 1 | PGE NGBA | {'Sutter Power': [0.0, 9092.0], 'Bogue': [4.7, 7846.0], 'Pease': [8.4, 5027.0], 'Olivehurst': [8.4, 6885.0], 'East Marysville': [10.4, 5739.0], 'East Nicolaus': [12.8, 2975.0], 'Meridian': [13.3, 1919.0], 'Rio Oso': [14.5, 3261.0], 'Honcut': [19.4, 142.0]} | 348608 | 26239 | 0.08 | 322369 | 0.92 | 21642 | 6% |  |  | 283838 | 81% | 0.11 | 71819 | 21% | 222248 | 64% |  | 22361 | 6% | 0 | 0% | 133902 | 38% | 21470600% | 29766 | 9% | 31884100% | 163932 | 47% | 18467600% | 231906 | 67% | 11670200% | 10536 | 3% | 33807200% | 20571 | 6% | 328037
561 | Atlantic | PGE NGBA | {'Pleasant Grove': [4.7, 10025.0], 'Lincoln': [9.7, 5373.0], 'Gold Hill': [10.1, 1710.0], 'Bell': [15.7, 2032.0], 'Rio Oso': [16.1, 3303.0], 'East Nicolaus': [18.0, 1704.0]} | 131782 | 36383 | 0.28 | 95400 | 0.72 | 4790 | 4% |  |  | 75722 | 57% | 0.47 | 40923 | 31% | 10559 | 8% |  | 55856 | 42% | 1664 | 1% | 51406 | 39% | 8037700% | 11607 | 9% | 12017500% | 26059 | 20% | 10572400% | 73036 | 55% | 5874600% | 16625 | 13% | 11515800% | 30356 | 23% | 101427
562 | Vasona | PGE GBA | {'El Patio': [3.1, 495.0], 'Saratoga': [3.3, 604.0], 'Hicks': [3.8, 868.0], 'Monta Vista': [7.6, 604.0], 'Paul Sweet': [18.2, 213.0]} | 59243 | 4698 | 0.08 | 54544 | 0.92 | 2367 | 4% |  |  | 25788 | 44% | 0.21 | 1465 | 2% | 710 | 1% |  | 17788 | 30% | 0 | 0% | 33600 | 57% | 2564300% | 7222 | 12% | 5202100% | 36435 | 62% | 2280800% | 49940 | 84% | 930300% | 15733 | 27% | 4350900% | 1466 | 2% | 57777
563 | Mercury | SCE EOP | {'Innovation': [5.5, 6545.0], 'Jackass (DOE)': [15.8, 966.0], 'IS Tap': [19.1, 9.0]} | 125818 | 20621 | 0.16 | 105197 | 0.84 | 0 | 0% |  |  | 0 | 0% | 0 | 0 | 0% | 0 | 0% |  | 0 | 0% | 0 | 0% | 0 | 0% | 12581800% | 0 | 0% | 12581800% | 0 | 0% | 12581800% | 0 | 0% | 12581800% | 0 | 0% | 12581800% | 0 | 0% | 125818
564 | Monta Vista | PGE GBA | {'Mountain View': [4.1, 40.0], 'Saratoga': [4.4, 759.0], 'Whisman': [5.6, 40.0], 'Vasona': [7.6, 604.0], 'El Patio': [7.8, 495.0], 'Menlo': [10.4, 40.0], 'Cooley Landing': [10.8, 40.0], 'Hicks': [11.3, 560.0], 'Ravenswood': [12.3, 40.0], 'Jefferson': [14.9, 40.0]} | 47934 | 2519 | 0.05 | 45415 | 0.95 | 1547 | 3% |  |  | 27347 | 57% | 0.19 | 603 | 1% | 170 | 0% |  | 1428 | 3% | 0 | 0% | 30080 | 63% | 1785400% | 12540 | 26% | 3539400% | 36060 | 75% | 1187400% | 43819 | 91% | 411500% | 14789 | 31% | 3314600% | 1841 | 4% | 46093
565 | Topaz | PGE Kern | {'Carrizo Plains': [1.1, 9919.0], 'Caliente': [8.0, 5650.0], 'Kernridge': [18.4, 1117.0]} | 236495 | 18155 | 0.08 | 218340 | 0.92 | 111151 | 47% |  |  | 106933 | 45% | 0.08 | 9721 | 4% | 2228 | 1% |  | 103545 | 44% | 34702 | 15% | 124956 | 53% | 11153900% | 46990 | 20% | 18950600% | 67114 | 28% | 16938200% | 170655 | 72% | 6584100% | 142994 | 60% | 9350100% | 8493 | 4% | 228003
566 | Balch | PGE Fresno | {'Balch 2': [0.0, 1201.0], 'Balch 1': [0.8, 1195.0], 'Haas': [3.9, 1171.0], 'Pine Flat': [14.1, 14.0]} | 106098 | 7284 | 0.07 | 98814 | 0.93 | 66901 | 63% |  |  | 27788 | 26% | 0.06 | 5 | 0% | 0 | 0% |  | 84347 | 79% | 9645 | 9% | 21522 | 20% | 8457600% | 41709 | 39% | 6438900% | 34826 | 33% | 7127200% | 66114 | 62% | 3998400% | 71535 | 67% | 3456300% | 4362 | 4% | 101736
567 | El Dorado PH | PGE NGBA | {'Placerville': [9.8, 3607.0]} | 241700 | 32616 | 0.13 | 209084 | 0.87 | 92894 | 38% |  |  | 82831 | 34% | 0.21 | 1004 | 0% | 1604 | 1% |  | 119298 | 49% | 107128 | 44% | 145010 | 60% | 9669000% | 60235 | 25% | 18146600% | 79256 | 33% | 16244400% | 188062 | 78% | 5363800% | 65013 | 27% | 17668800% | 5213 | 2% | 236487
568 | Bell | PGE NGBA | {'Higgins': [6.8, 7818.0], 'Lincoln': [11.3, 8374.0], 'Pleasant Grove': [14.4, 3861.0], 'Atlantic': [15.7, 2032.0]} | 183423 | 22761 | 0.12 | 160662 | 0.88 | 2348 | 1% |  |  | 69797 | 38% | 0.33 | 6749 | 4% | 3441 | 2% |  | 148827 | 81% | 11751 | 6% | 147935 | 81% | 3548800% | 14684 | 8% | 16873900% | 16901 | 9% | 16652200% | 152943 | 83% | 3048100% | 44269 | 24% | 13915500% | 18347 | 10% | 165076
569 | San Pablo | PGE GBA | {'Standard Oil 2': [4.0, 4009.0], 'Standard Oil': [4.0, 4019.0], 'Richmond R': [4.5, 3846.0], 'El Cerrito G': [5.2, 5175.0], 'Christie': [7.1, 4282.0], 'Carquinez': [8.8, 4112.0], 'Sobrante': [8.9, 4692.0], 'Alhambra': [11.2, 4014.0], 'Martinez': [12.1, 3989.0], 'Ignacio': [12.7, 276.0], 'Oakland L': [12.7, 855.0], 'Parkway': [12.7, 3976.0], 'Bahia': [12.7, 3991.0], 'Oakland C': [13.4, 691.0], 'Moraga': [13.5, 322.0], 'Oakland X': [13.8, 326.0], 'Meadow Lane': [15.5, 1182.0], 'Lakewood': [16.0, 170.0], 'Potrero': [16.2, 638.0], 'SAN FRAN A (POTRERO PP)': [16.2, 648.0], 'Oakland J': [16.8, 207.0], 'Tulucay': [18.7, 0.0], 'Edes': [18.8, 9.0]} | 52744 | 15202 | 0.29 | 37542 | 0.71 | 5614 | 11% |  |  | 26006 | 49% | 0.49 | 4687 | 9% | 124 | 0% |  | 14164 | 27% | 0 | 0% | 9171 | 17% | 4357300% | 20012 | 38% | 3273200% | 29194 | 55% | 2355000% | 35193 | 67% | 1755100% | 4648 | 9% | 4809600% | 4819 | 9% | 47925
570 | Lambie (old) | PGE NGBA | {'Lambie Energy': [0.0, 29743.0], 'Shiloh III': [3.8, 28396.0], 'Birds Landing': [7.0, 28396.0], 'Peabody': [7.1, 2513.0], 'Collinsville': [9.9, 25958.0], 'Vaca-Dixon & Gc Yard': [12.8, 1348.0], 'Pittsburg': [13.0, 13270.0], 'Kirker': [14.1, 11170.0], 'GWF 2': [14.3, 12952.0], 'Grand Island': [14.9, 6817.0], 'Contra Costa PP': [15.4, 15446.0], 'Contra Costa': [16.1, 11876.0], 'Lone Tree': [20.0, 105.0]} | 212408 | 43596 | 0.21 | 168813 | 0.79 | 40328 | 19% |  |  | 156060 | 73% | 0.08 | 61911 | 29% | 66122 | 31% |  | 85179 | 40% | 0 | 0% | 28508 | 13% | 18390000% | 51343 | 24% | 16106600% | 51905 | 24% | 16050300% | 78237 | 37% | 13417100% | 10117 | 5% | 20229100% | 39986 | 19% | 172422
571 | Figarden | PGE Fresno | {'Fig Garden': [0.0, 19790.0], 'Ashlan': [2.6, 16519.0], 'Gregg': [3.8, 17852.0], 'Herndon': [3.8, 18057.0], 'Bullard': [5.0, 10796.0], 'West Fresno': [7.5, 7073.0], 'Woodward': [7.9, 7588.0], 'Kearney (New)': [8.2, 7423.0], 'California Ave': [8.8, 4373.0], 'Clovis': [9.8, 343.0], 'Borden': [9.8, 14088.0], 'Malaga': [11.5, 2033.0], 'Madera': [12.9, 9458.0], 'Biola': [14.2, 3927.0], 'Storey': [14.8, 7944.0], 'Mc Mullin': [17.4, 1512.0]} | 265241 | 49774 | 0.19 | 215467 | 0.81 | 19482 | 7% |  |  | 176295 | 66% | 0.21 | 64412 | 24% | 130521 | 49% |  | 75787 | 29% | 0 | 0% | 47872 | 18% | 21736900% | 73784 | 28% | 19145700% | 75842 | 29% | 18939900% | 102877 | 39% | 16236400% | 35317 | 13% | 22992400% | 36590 | 14% | 228652
572 | Trimble | PGE GBA | {'Scott': [1.5, 1102.0], 'FMC': [2.4, 1502.0], 'Nortech': [3.2, 641.0], 'Los Esteros': [3.2, 1131.0], 'San Jose B': [3.2, 1500.0], 'San Jose A': [4.0, 1500.0], 'Dixon Landing': [5.3, 905.0], 'El Patio': [6.3, 220.0], 'Stone': [6.3, 1500.0], 'Evergreen': [7.2, 1500.0], 'Mountain View': [7.8, 6.0], 'Whisman': [7.9, 6.0], 'Swift': [8.2, 1500.0], 'Newark': [8.9, 255.0], 'Piercy': [11.0, 865.0], 'Fremont': [11.3, 248.0], 'Edenvale': [12.0, 865.0], 'Santa Teresa': [12.5, 865.0], 'Cooley Landing': [12.7, 6.0], 'Ravenswood': [13.8, 6.0], 'Dumbarton': [14.1, 6.0], 'Metcalf Energy Center': [14.9, 499.0], 'Metcalf 1': [14.9, 588.0], 'Menlo': [15.4, 4.0]} | 40843 | 3209 | 0.08 | 37635 | 0.92 | 15389 | 38% |  |  | 20220 | 50% | 0.08 | 290 | 1% | 222 | 1% |  | 35015 | 86% | 216 | 1% | 26349 | 65% | 1449400% | 16527 | 40% | 2431700% | 21563 | 53% | 1928100% | 29631 | 73% | 1121200% | 25800 | 63% | 1504300% | 2610 | 6% | 38234
573 | Tassajara | PGE GBA | {'San Ramon': [4.1, 1520.0], 'North Dublin': [4.7, 1520.0], 'Cayetano': [8.6, 1495.0], 'Vineyard': [9.5, 1520.0], 'Clayton': [10.6, 39.0], 'Castro Valley': [11.2, 30.0], 'Los Positas': [11.7, 1491.0], 'Las Positas': [11.7, 1491.0], 'Vasco': [12.1, 1491.0], 'Lone Tree': [13.0, 285.0], 'Altamont Midway (Sandhill)': [13.0, 1446.0], 'Altamont': [13.0, 1451.0], 'Windmaster': [14.4, 1134.0], 'Brentwood': [15.0, 285.0], 'GWF 2': [15.3, 285.0], 'Contra Costa': [15.5, 285.0], 'Delta Pumps': [15.6, 422.0], 'Delta PP': [15.6, 423.0], 'Kelso': [16.5, 0.0], 'Contra Costa PP': [16.9, 285.0], 'Midway Green Ridge Services': [18.1, 31.0]} | 88587 | 5370 | 0.06 | 83217 | 0.94 | 9700 | 11% |  |  | 69051 | 78% | 0.13 | 2764 | 3% | 2200 | 2% |  | 80649 | 91% | 885 | 1% | 48563 | 55% | 4002500% | 43284 | 49% | 4530300% | 62835 | 71% | 2575300% | 75132 | 85% | 1345500% | 32527 | 37% | 5606100% | 6162 | 7% | 82425
574 | Santa Rosa A | PGE NGBA | {'Monroe': [2.0, 2859.0], 'Bellevue': [4.0, 5118.0], 'Rincon': [4.5, 3382.0], 'Fulton': [5.0, 1103.0], 'Penngrove': [8.6, 3929.0], 'Corona': [12.3, 1919.0], 'Fitch Mountain': [14.0, 126.0], 'Silverado': [14.3, 1912.0], 'Lakeville': [14.7, 2404.0]} | 196147 | 19883 | 0.1 | 176264 | 0.9 | 3423 | 2% |  |  | 117161 | 60% | 0.19 | 24766 | 13% | 17533 | 9% |  | 58650 | 30% | 0 | 0% | 93368 | 48% | 10277800% | 85589 | 44% | 11055800% | 135795 | 69% | 6035200% | 166912 | 85% | 2923500% | 49864 | 25% | 14628300% | 10031 | 5% | 186116
575 | Piercy | PGE GBA | {'Edenvale': [1.8, 1112.0], 'Santa Teresa': [2.1, 1112.0], 'Evergreen': [3.8, 1112.0], 'Swift': [3.8, 1112.0], 'Metcalf Energy Center': [4.0, 746.0], 'Metcalf 1': [4.0, 835.0], 'Stone': [5.0, 1112.0], 'Hicks': [6.7, 108.0], 'San Jose A': [7.5, 1112.0], 'San Jose B': [8.0, 1112.0], 'El Patio': [8.3, 220.0], 'FMC': [9.2, 998.0], 'Trimble': [11.0, 865.0], 'Scott': [11.8, 462.0], 'Los Esteros': [13.6, 491.0], 'Nortech': [14.2, 0.0], 'Dixon Landing': [15.0, 264.0]} | 87383 | 3744 | 0.04 | 83639 | 0.96 | 32946 | 38% |  |  | 41479 | 47% | 0.1 | 1343 | 2% | 602 | 1% |  | 64153 | 73% | 15756 | 18% | 64879 | 74% | 2250400% | 23755 | 27% | 6362800% | 38264 | 44% | 4911900% | 72224 | 83% | 1515900% | 61436 | 70% | 2594700% | 3550 | 4% | 83833
576 | Caribou | PGE NGBA | {'Caribou 2': [0.0, 17358.0], 'Belden': [7.7, 4078.0], 'Bucks Creek': [10.0, 1396.0], 'Grizzly': [15.4, 13.0], 'Rock Creek': [16.3, 13.0], 'Rock Creek 1': [16.3, 13.0]} | 163963 | 47261 | 0.29 | 116702 | 0.71 | 115870 | 71% |  |  | 39100 | 24% | 0.13 | 5179 | 3% | 0 | 0% |  | 86169 | 53% | 40501 | 25% | 24156 | 15% | 13980700% | 75361 | 46% | 8860200% | 65171 | 40% | 9879200% | 98230 | 60% | 6573300% | 48893 | 30% | 11507000% | 14183 | 9% | 149780
577 | Vista (SCE) | SCE Eastern | {'Vista': [0.0, 434.0], 'Cardiff': [4.8, 361.0], 'San Bernardino': [5.3, 438.0], 'Wildlife': [9.4, 234.0], 'Rerc': [9.4, 234.0], 'El Casco': [14.7, 77.0]} | 45311 | 3465 | 0.08 | 41845 | 0.92 | 6227 | 14% |  |  | 19823 | 44% | 0.27 | 2183 | 5% | 696 | 2% |  | 24653 | 54% | 17013 | 38% | 18575 | 41% | 2673600% | 20433 | 45% | 2487700% | 27028 | 60% | 1828300% | 36808 | 81% | 850300% | 17380 | 38% | 2793000% | 2393 | 5% | 42918
578 | Cardiff | SCE Eastern | {'San Bernardino': [2.7, 811.0], 'Vista': [4.8, 358.0], 'Vista (SCE)': [4.8, 361.0], 'Wildlife': [13.9, 234.0], 'Rerc': [13.9, 234.0], 'El Casco': [14.8, 92.0]} | 62406 | 4873 | 0.08 | 57533 | 0.92 | 15655 | 25% |  |  | 27769 | 44% | 0.25 | 1228 | 2% | 501 | 1% |  | 27764 | 44% | 31688 | 51% | 33720 | 54% | 2868500% | 21625 | 35% | 4078100% | 32894 | 53% | 2951200% | 51586 | 83% | 1082000% | 25968 | 42% | 3643800% | 3261 | 5% | 59145
579 | Cannon | SDGE Imperial | {'Encina': [0.2, 269.0], 'Palomar Airport': [2.8, 300.0], 'San Luis Rey': [5.1, 164.0], 'Shadowridge': [5.4, 338.0], 'Ocean Ranch': [5.6, 164.0], 'Melrose': [6.6, 349.0], 'San Marcos': [7.8, 274.0], 'Pendleton': [11.9, 90.0], 'Escondido': [12.5, 261.0], 'North City Metering': [14.0, 183.0], 'Artesian': [14.0, 191.0], 'Monserate': [14.4, 128.0], 'Lilac': [16.3, 78.0], 'Penasquitos': [16.5, 3.0], 'Chicarita': [17.9, 162.0], 'Avocado': [18.0, 53.0], 'Valley Center': [19.2, 24.0], 'Pala': [19.8, 2.0]} | 19825 | 2144 | 0.11 | 17680 | 0.89 | 157 | 1% |  |  | 2223 | 11% | 0.37 | 3916 | 20% | 1356 | 7% |  | 3093 | 16% | 0 | 0% | 12841 | 65% | 698400% | 7122 | 36% | 1270300% | 10354 | 52% | 947100% | 15755 | 79% | 407000% | 871 | 4% | 1895400% | 1197 | 6% | 18628
580 | Mt Eden | PGE GBA | {'Eastshore': [0.9, 1397.0], 'Grant': [4.2, 1341.0], 'Castro Valley': [4.7, 1296.0], 'Dumbarton': [5.7, 180.0], 'San Leandro U': [6.0, 1340.0], 'Edes': [8.9, 1338.0], 'Ravenswood': [9.9, 65.0], 'Fremont': [9.9, 111.0], 'Oakland J': [11.0, 1298.0], 'Cooley Landing': [11.1, 27.0], 'Newark': [11.1, 111.0], 'Vineyard': [13.7, 111.0], 'Oakland X': [14.0, 1292.0], 'Burlingame': [14.5, 1.0], 'Menlo': [14.9, 22.0], 'Oakland C': [15.1, 1292.0], 'Moraga': [15.4, 704.0], 'Oakland L': [15.5, 1284.0], 'Dixon Landing': [15.6, 110.0], 'Jefferson': [15.8, 23.0], 'Millbrae': [15.9, 1.0], 'Whisman': [15.9, 7.0], 'Nortech': [16.6, 3.0], 'Los Esteros': [17.0, 73.0], 'Martin': [17.4, 375.0], 'SAN FRAN A (POTRERO PP)': [17.7, 665.0], 'Potrero': [17.7, 671.0]} | 42058 | 3955 | 0.09 | 38104 | 0.91 | 5636 | 13% |  |  | 28985 | 69% | 0.53 | 112 | 0% | 101 | 0% |  | 30934 | 74% | 0 | 0% | 26409 | 63% | 1565000% | 11854 | 28% | 3020500% | 26925 | 64% | 1513400% | 35173 | 84% | 688500% | 16260 | 39% | 2579800% | 3516 | 8% | 38542
581 | Fitch Mountain | PGE NGBA | {'Fulton': [9.0, 825.0], 'Geysers Tap 1': [11.6, 1366.0], 'Monroe': [12.2, 530.0], 'Rincon': [12.9, 530.0], 'Santa Rosa A': [14.0, 126.0], 'Lake View': [15.6, 631.0], 'Eagle Rock': [15.7, 925.0], 'Cloverdale': [15.7, 3057.0]} | 195126 | 16991 | 0.09 | 178135 | 0.91 | 17940 | 9% |  |  | 123491 | 63% | 0.14 | 13661 | 7% | 20277 | 10% |  | 31232 | 16% | 146 | 0% | 91674 | 47% | 10345300% | 93293 | 48% | 10183400% | 150792 | 77% | 4433500% | 172775 | 89% | 2235100% | 66019 | 34% | 12910800% | 5847 | 3% | 189280
582 | Stockton A | PGE GBA | {'Weber': [3.3, 12510.0], 'Stagg': [4.5, 5620.0], 'French Camp': [4.6, 10589.0], 'Eight Mile': [9.1, 2319.0], 'Vierra': [10.4, 6520.0], 'Manteca': [10.8, 9170.0], 'Lodi': [11.2, 1851.0], 'Lockeford': [13.7, 3302.0], 'Kasson': [14.3, 400.0], 'Avena': [14.7, 8399.0], 'Ripon': [15.4, 4132.0], 'Bellota': [15.6, 2407.0]} | 297412 | 43075 | 0.14 | 254336 | 0.86 | 36175 | 12% |  |  | 189353 | 64% | 0.17 | 52918 | 18% | 205734 | 69% |  | 120 | 0% | 0 | 0% | 33352 | 11% | 26406000% | 26494 | 9% | 27091800% | 44648 | 15% | 25276300% | 70441 | 24% | 22697100% | 0 | 0% | 29741200% | 15980 | 5% | 281431
583 | Saratoga | PGE GBA | {'Vasona': [3.3, 604.0], 'El Patio': [4.4, 495.0], 'Monta Vista': [4.4, 759.0], 'Hicks': [7.0, 560.0]} | 51526 | 3644 | 0.07 | 47882 | 0.93 | 1218 | 2% |  |  | 22607 | 44% | 0.22 | 640 | 1% | 159 | 0% |  | 6045 | 12% | 0 | 0% | 29504 | 57% | 2202200% | 8697 | 17% | 4282900% | 38547 | 75% | 1297900% | 46071 | 89% | 545500% | 11534 | 22% | 3999200% | 1502 | 3% | 50024
584 | Christie | PGE GBA | {'Alhambra': [4.3, 7507.0], 'Martinez': [5.0, 7483.0], 'Carquinez': [6.5, 7489.0], 'Bahia': [6.6, 7484.0], 'Sobrante': [6.8, 3876.0], 'San Pablo': [7.1, 4282.0], 'El Cerrito G': [7.9, 3508.0], 'Meadow Lane': [8.9, 4439.0], 'Parkway': [9.4, 7333.0], 'Richmond R': [10.2, 2002.0], 'Lakewood': [10.5, 365.0], 'Standard Oil': [10.7, 2175.0], 'Standard Oil 2': [10.8, 2165.0], 'Moraga': [11.1, 162.0], 'Rossmoor': [11.8, 4.0], 'Clayton': [13.5, 118.0], 'Oakland X': [13.8, 164.0], 'Oakland L': [13.8, 169.0], 'Oakland C': [14.8, 169.0], 'Kirker': [16.4, 118.0], 'Oakland J': [16.7, 52.0], 'Pittsburg': [17.0, 118.0], 'Tulucay': [17.4, 0.0], 'GWF 2': [18.8, 46.0], 'Potrero': [19.7, 109.0], 'SAN FRAN A (POTRERO PP)': [19.7, 111.0]} | 55879 | 10319 | 0.18 | 45560 | 0.82 | 9248 | 17% |  |  | 29062 | 52% | 0.38 | 1391 | 2% | 315 | 1% |  | 20183 | 36% | 0 | 0% | 16523 | 30% | 3935600% | 24813 | 44% | 3106600% | 30509 | 55% | 2536900% | 43290 | 77% | 1258900% | 7962 | 14% | 4791700% | 8710 | 16% | 47169
585 | Las Aguilas | PGE Fresno | {} | 229293 | 3094 | 0.01 | 226200 | 0.99 | 109090 | 48% |  |  | 119349 | 52% | 0.05 | 4948 | 2% | 26306 | 11% |  | 111043 | 48% | 76037 | 33% | 167768 | 73% | 6152500% | 35481 | 15% | 19381200% | 63038 | 27% | 16625500% | 186671 | 81% | 4262200% | 161391 | 70% | 6790200% | 4956 | 2% | 224337
586 | Monroe | PGE NGBA | {'Santa Rosa A': [2.0, 2859.0], 'Fulton': [3.2, 4067.0], 'Rincon': [4.9, 1285.0], 'Bellevue': [5.4, 2639.0], 'Penngrove': [10.2, 1496.0], 'Fitch Mountain': [12.2, 530.0], 'Corona': [13.9, 498.0], 'Silverado': [15.6, 251.0], 'Lakeville': [16.6, 393.0]} | 198023 | 19572 | 0.1 | 178452 | 0.9 | 4467 | 2% |  |  | 117831 | 60% | 0.19 | 24721 | 12% | 17748 | 9% |  | 54238 | 27% | 0 | 0% | 92319 | 47% | 10570400% | 91777 | 46% | 10624600% | 142779 | 72% | 5524400% | 169404 | 86% | 2861900% | 49458 | 25% | 14856600% | 9683 | 5% | 188341
587 | Elliot | SDGE Imperial | {'Elliott': [0.0, 758.0], 'Kearny': [2.8, 758.0], 'Mission': [3.6, 758.0], 'Murray': [4.1, 3.0], 'Mesa Heights': [4.1, 758.0], 'Old Town': [7.0, 758.0], 'Spring Valley': [7.3, 69.0], 'Vine': [7.5, 758.0], 'Silvergate': [9.0, 758.0], 'Point Loma': [9.9, 758.0], 'Penasquitos': [10.4, 13.0], 'Bay Boulevard': [14.4, 506.0], 'Otay': [15.4, 9.0], 'Imperial Beach': [16.1, 241.0]} | 21531 | 1500 | 0.07 | 20031 | 0.93 | 3013 | 14% |  |  | 7362 | 34% | 0.21 | 174 | 1% | 72 | 0% |  | 6049 | 28% | 9575 | 44% | 12544 | 58% | 898800% | 10275 | 48% | 1125700% | 14296 | 66% | 723500% | 19925 | 93% | 160700% | 3094 | 14% | 1843800% | 813 | 4% | 20718
588 | Sunset | PGE Kern | {'Sunrise': [2.9, 8126.0], 'Taft': [10.5, 796.0], 'Temblor': [11.4, 12367.0], 'Kernridge': [16.2, 8185.0], 'Caliente': [19.2, 103.0]} | 116749 | 24897 | 0.21 | 91851 | 0.79 | 43060 | 37% |  |  | 66184 | 57% | 0.09 | 836 | 1% | 15685 | 13% |  | 4441 | 4% | 0 | 0% | 27631 | 24% | 8911800% | 38450 | 33% | 7829900% | 81202 | 70% | 3554700% | 85907 | 74% | 3084200% | 10295 | 9% | 10645400% | 275 | 0% | 116474
589 | Herndon | PGE Fresno | {'Gregg': [0.6, 20194.0], 'Fig Garden': [3.8, 18055.0], 'Figarden': [3.8, 18057.0], 'Ashlan': [6.3, 14771.0], 'Borden': [6.4, 16353.0], 'Bullard': [8.6, 10100.0], 'Madera': [9.1, 11738.0], 'Kearney (New)': [9.9, 6338.0], 'Woodward': [10.0, 7244.0], 'West Fresno': [10.5, 5703.0], 'Biola': [11.2, 5336.0], 'Storey': [11.4, 10114.0], 'California Ave': [12.3, 2975.0], 'Malaga': [15.1, 685.0], 'Mc Mullin': [17.9, 930.0]} | 276908 | 47372 | 0.17 | 229536 | 0.83 | 26116 | 9% |  |  | 195519 | 71% | 0.17 | 78287 | 28% | 135383 | 49% |  | 75947 | 27% | 0 | 0% | 52504 | 19% | 22440400% | 88090 | 32% | 18881800% | 92290 | 33% | 18461800% | 120496 | 44% | 15641200% | 29200 | 11% | 24770800% | 39947 | 14% | 236962
590 | Menlo | PGE GBA | {'Jefferson': [4.9, 286.0], 'Cooley Landing': [5.0, 150.0], 'Ravenswood': [5.5, 213.0], 'Whisman': [7.6, 58.0], 'Mountain View': [8.0, 47.0], 'Monta Vista': [10.4, 40.0], 'Dumbarton': [11.7, 92.0], 'Newark': [12.7, 4.0], 'Nortech': [13.3, 4.0], 'Burlingame': [14.0, 103.0], 'Scott': [14.1, 4.0], 'Eastshore': [14.2, 83.0], 'Los Esteros': [14.7, 4.0], 'Mt Eden': [14.9, 22.0], 'Mt. Eden': [14.9, 22.0], 'Fremont': [15.1, 4.0], 'Trimble': [15.4, 4.0], 'Dixon Landing': [15.4, 4.0], 'Millbrae': [15.8, 81.0], 'Grant': [16.8, 33.0]} | 48677 | 2598 | 0.05 | 46080 | 0.95 | 2759 | 6% |  |  | 36809 | 76% | 0.29 | 1608 | 3% | 329 | 1% |  | 149 | 0% | 0 | 0% | 23900 | 49% | 2477700% | 28475 | 58% | 2020200% | 36286 | 75% | 1239200% | 43088 | 89% | 559000% | 21950 | 45% | 2672800% | 5973 | 12% | 42704
591 | Mountain Pass | SCE EOP | {'Ivanpah': [5.5, 8.0], 'Primm': [14.9, 8.0]} | 5502 | 1126 | 0.2 | 4376 | 0.8 | 2873 | 52% |  |  | 1165 | 21% | 0.02 | 0 | 0% | 0 | 0% |  | 0 | 0% | 0 | 0% | 1188 | 22% | 431300% | 1712 | 31% | 378900% | 607 | 11% | 489500% | 1752 | 32% | 375000% | 3026 | 55% | 247500% | 0 | 0% | 5502
592 | San Jose A | PGE GBA | {'San Jose B': [0.9, 1747.0], 'FMC': [1.7, 1632.0], 'Stone': [2.5, 1747.0], 'El Patio': [3.1, 220.0], 'Evergreen': [3.8, 1747.0], 'Trimble': [4.0, 1500.0], 'Scott': [4.4, 1097.0], 'Swift': [5.7, 1747.0], 'Hicks': [6.6, 108.0], 'Los Esteros': [7.1, 1125.0], 'Nortech': [7.2, 635.0], 'Piercy': [7.5, 1112.0], 'Edenvale': [8.2, 1112.0], 'Santa Teresa': [8.7, 1112.0], 'Dixon Landing': [9.1, 899.0], 'Metcalf Energy Center': [11.3, 746.0], 'Metcalf 1': [11.3, 835.0], 'Newark': [12.9, 249.0], 'Fremont': [15.2, 242.0]} | 48848 | 2793 | 0.06 | 46055 | 0.94 | 12842 | 26% |  |  | 23462 | 48% | 0.11 | 1231 | 3% | 691 | 1% |  | 35486 | 73% | 396 | 1% | 33338 | 68% | 1551000% | 14314 | 29% | 3453400% | 24952 | 51% | 2389600% | 38392 | 79% | 1045600% | 26333 | 54% | 2251600% | 2463 | 5% | 46386
593 | Artesian | SDGE Imperial | {'Chicarita': [4.6, 952.0], 'North City Metering': [6.6, 479.0], 'Escondido': [7.3, 1053.0], 'Scripps': [7.7, 315.0], 'Pomerado': [8.0, 503.0], 'San Marcos': [8.3, 563.0], 'Penasquitos': [8.6, 106.0], 'Sycamore Canyon': [9.3, 503.0], 'Shadowridge': [10.3, 555.0], 'Palomar Airport': [11.3, 555.0], 'Cannon': [14.0, 191.0], 'Encina': [14.1, 147.0], 'Melrose': [14.6, 372.0], 'Creelman': [16.2, 382.0]} | 43892 | 4593 | 0.1 | 39299 | 0.9 | 1686 | 4% |  |  | 17752 | 40% | 0.23 | 2310 | 5% | 678 | 2% |  | 15195 | 35% | 23621 | 54% | 25616 | 58% | 1827600% | 18760 | 43% | 2513200% | 19758 | 45% | 2413400% | 33038 | 75% | 1085400% | 11649 | 27% | 3224300% | 2520 | 6% | 41372
594 | Thousandaire | SCE EOP | {'Gamebird': [3.4, 19753.0], 'Pahrump': [4.6, 18881.0], 'Charleston': [10.4, 10205.0], 'Crazy Eyes': [10.9, 6831.0], 'Vista 2': [13.3, 5593.0], 'Sandy Valley': [19.6, 24.0]} | 123856 | 40737 | 0.33 | 83119 | 0.67 | 17568 | 14% |  |  | 4462 | 4% | 0.51 | 0 | 0% | 0 | 0% |  | 0 | 0% | 0 | 0% | 3107 | 3% | 12074900% | 806 | 1% | 12305000% | 22488 | 18% | 10136800% | 24088 | 19% | 9976800% | 15567 | 13% | 10828900% | 154 | 0% | 123702

## LandEnv_Solar_Data_20mi
CEC calculated land-use and environmental data criteria for in-state substations at a 20 mile radius for solar resource potential.
|  |  |  | Res. Potential Base (after techno-economic & protected areas exclusions) | Res. Potential after Core Land Use Screen (Lower Implications Land) | Percentage of Base Potential w/ Lower Implications | Res. Potential excluded by Core screen (Higher Implications Land) | Percentage of Base Potential w/ Higher Implications | Base Res. Potential w/ Parcelization value less than 6 | Percentage of Base Potential w/ Parcelization value less than 6 | Base Res. Potential w/ Parcelization value less than 30 | Percentage of Base Potential w/ Parcelization value less than 30 | Base Res. Potential w/ Parcelization value less than 30 & greater than 6 | Percentage of Base Potential w/ Parcelization value less than 30 & greater than 6 | 10th Percentile Parcelization Value | Base Res. Potential w/ Low Cropland Index Values | Percentage of Base Potential w/ Low Cropland Index Values | Base Res. Potential w/ High Cropland Index Values | Percentage of Base Potential w/ High Cropland Index Values | Substation in or near a Critically Overdrafted Groundwater Basin | Base Res. Potential w/ Tier 2 Fire Threat | Percentage of Base Potential w/ Tier 2 Fire Threat | Base Res. Potential w/ Tier 3 Fire Threat | Percentage of Base Potential w/ Tier 3 Fire Threat | Base Res. Potential w/ ACE Terrestrial Connectivity, 4 or 5, (High Implications) | Percentage of Base Potential w/ Terrestrial Connectivity High Implications | Base Res. Potential w/ Terrestrial Connectivity Low Implications | Base Res. Potential w/ ACE Biodiversity, 5, (High Implications) | Percentage of Base Potential w/ Biodiversity High Implications | Base Res. Potential w/ Biodiversity Low Implications | Base Res. Potential w/ ACE Irreplaceability, 4 or 5, (High Implications) | Percentage of Base Potential w/ Irreplaceability High Implications | Base Res. Potential w/ Irreplaceability Low Implications | Base Res. Potential w/ Any of the three ACE datasets High Implications | Percentage of Base Potential w/ Any of the three ACE datasets High Implications | Base Res. Potential w/ Any of the three ACE datasets Low Implications | Base Res. Potential w/ High Terrestrial Landscape Intactness | Percentage of Base Potential w/ High Terrestrial Landscape Intactness | Base Res. Potential w/ Low Terrestrial Landscape Intactness | Base Res. Potential w/ Classified as Wetlands | Percentage of Base Potential w/ Classified as Wetlands | Base Res. Potential w/ Not Classified as Wetlands
Blue columns indicate additional data calculate/added by CPUC staff in dashboard.
Distance in miles to nearby substations
OBJECTID | IRP_Substation_Name | RESOLVE_Name | Substation Overlaps [distance (mi), res. pot. (acres)] | RPB_Acres | TRP_Acres | Perc_TRP | High_Implication_Acres | Perc_HighImplication | Parcels_LT_6 | Perc_ParcLT6 | Parcels_LT_30 | Perc_ParcLT30 | Parcels_LT_30_GT6 | Perc_ParcLT30GT6 | 10th Percentile Parcelization | LowCrop_Acres | Perc_LowCrop | HighCrop_Acres | Perc_HighCrop | Critically overdrafted basin | FT_Tier2_Acres | Perc_FT_Tier2 | FT_Tier3_Acres | Perc_FT_Tier3 | Conn45_Acres | Perc_Conn45 | Low Conn Acres | Bio5_Acres | Perc_Bio5 | Low Bio Acres | Irr45_Acres | Perc_Irr45 | Low Irr Acres | ACE_All_Acres | Perc_AllACE | Low AllACE Acres | High_Intact_Acres | Perc_HighIntact | LowIntact Acres | Wetlands_Acres | Perc_Wetlands | Not Wetlands Acres
1 | Cal Flats | PGE Fresno | {'Cholame': [12.8, 5102.0], 'New Sub - Gates - Templeton (Proposed)': [13.3, 402.0], 'Avenal': [13.7, 479.0]} | 532675 | 89544 | 0.17 | 443131 | 0.83 | 194357 | 0.36 |  |  | 323556 | 0.61 | 0.06 | 58934 | 0.11 | 33854 | 0.06 |  | 257309 | 0.48 | 76028 | 0.14 | 259461 | 0.49 | 273214 | 35340 | 0.07 | 497336 | 108529 | 0.2 | 424146 | 305631 | 0.57 | 227044 | 266129 | 0.5 | 266546 | 6039 | 0.01 | 526636
2 | Collinsville | PGE GBA | {'Birds Landing': [3.1, 29590.0], 'Pittsburg': [4.5, 16143.0], 'GWF 2': [4.7, 16082.0], 'Kirker': [5.6, 13909.0], 'Contra Costa PP': [6.1, 19976.0], 'Shiloh III': [6.2, 28961.0], 'Contra Costa': [6.3, 15317.0], 'Lambie Energy': [9.9, 25957.0], 'Lambie': [9.9, 25958.0], 'Lone Tree': [10.2, 2411.0], 'Clayton': [11.9, 945.0], 'Brentwood': [14.2, 791.0], 'Meadow Lane': [14.3, 589.0], 'Martinez': [15.8, 159.0], 'Peabody': [16.0, 1108.0], 'Bahia': [16.3, 6.0], 'Grand Island': [16.9, 6334.0], 'Alhambra': [17.0, 4.0], 'Lakewood': [17.0, 583.0]} | 310791 | 43282 | 0.14 | 267509 | 0.86 | 69169 | 0.22 |  |  | 205249 | 0.66 | 0.12 | 74493 | 0.24 | 97544 | 0.31 |  | 103855 | 0.33 | 845 | 0 | 59892 | 0.19 | 250900 | 101101 | 0.33 | 209690 | 103834 | 0.33 | 206957 | 144272 | 0.46 | 166519 | 17814 | 0.06 | 292977 | 50828 | 0.16 | 259963
3 | Santa Teresa | PGE GBA | {'Edenvale': [0.5, 1310.0], 'Piercy': [2.1, 1112.0], 'Metcalf Energy Center': [2.7, 976.0], 'Metcalf 1': [2.8, 1065.0], 'Evergreen': [5.3, 1112.0], 'Swift': [5.8, 1112.0], 'Hicks': [6.0, 108.0], 'Stone': [6.2, 1112.0], 'El Patio': [8.7, 220.0], 'San Jose A': [8.7, 1112.0], 'San Jose B': [9.4, 1112.0], 'FMC': [10.4, 998.0], 'Morgan Hill': [10.6, 230.0], 'Trimble': [12.5, 865.0], 'Scott': [13.1, 462.0], 'Los Esteros': [15.3, 491.0], 'Nortech': [15.7, 0.0], 'Dixon Landing': [16.8, 264.0]} | 188458 | 13119 | 0.07 | 175339 | 0.93 | 49082 | 0.26 |  |  | 86639 | 0.46 | 0.16 | 3655 | 0.02 | 2967 | 0.02 |  | 83013 | 0.44 | 48918 | 0.26 | 124633 | 0.66 | 63825 | 47564 | 0.25 | 140894 | 91168 | 0.48 | 97290 | 156036 | 0.83 | 32422 | 110911 | 0.59 | 77547 | 6591 | 0.03 | 181867
4 | Carrizo Gorge | SDGE Imperial | {'Boulevard': [4.2, 25399.0], 'Crestwood': [5.5, 25388.0], 'East County': [10.6, 4076.0], 'Suncrest - Ocotillo (Proposed)': [11.9, 13732.0], 'Ocotillo Express': [12.8, 321.0], 'Cameron': [13.9, 13514.0]} | 172017 | 40865 | 0.24 | 131152 | 0.76 | 58958 | 0.34 |  |  | 89398 | 0.52 | 0.08 | 241 | 0 | 207 | 0 |  | 28266 | 0.16 | 109129 | 0.63 | 24218 | 0.14 | 147799 | 42472 | 0.25 | 129545 | 58673 | 0.34 | 113343 | 93317 | 0.54 | 78700 | 75266 | 0.44 | 96751 | 4145 | 0.02 | 167871
5 | Avenal | PGE Kern | {'New Sub - Gates - Templeton (Proposed)': [6.9, 17789.0], 'Gates': [11.3, 13627.0], 'Cal Flats': [13.7, 479.0]} | 573745 | 112428 | 0.2 | 461317 | 0.8 | 191626 | 0.33 |  |  | 369326 | 0.64 | 0.07 | 121093 | 0.21 | 144678 | 0.25 |  | 161995 | 0.28 | 21138 | 0.04 | 267484 | 0.47 | 306261 | 32803 | 0.06 | 540942 | 103630 | 0.18 | 470115 | 322742 | 0.56 | 251003 | 135933 | 0.24 | 437812 | 5583 | 0.01 | 568162
6 | Crazy Horse Canyon | PGE GBA | {'Salinas': [7.4, 10061.0], 'Buena Vista': [9.0, 9630.0], 'Moss Landing': [9.9, 12374.0], 'Hollister': [12.1, 3502.0], 'Green Valley': [14.9, 5300.0], 'Llagas': [16.0, 1511.0]} | 363204 | 56111 | 0.15 | 307093 | 0.85 | 67441 | 0.19 |  |  | 224441 | 0.62 | 0.14 | 29654 | 0.08 | 96507 | 0.27 |  | 157770 | 0.43 | 23452 | 0.06 | 132455 | 0.36 | 230749 | 52445 | 0.14 | 310759 | 92215 | 0.25 | 270989 | 192622 | 0.53 | 170583 | 117403 | 0.32 | 245802 | 17484 | 0.05 | 345720
7 | Estrella | PGE Kern | {'Templeton': [7.3, 40079.0], 'Cholame': [15.1, 14430.0]} | 532417 | 137743 | 0.26 | 394674 | 0.74 | 129062 | 0.24 |  |  | 350129 | 0.66 | 0.1 | 61070 | 0.11 | 28672 | 0.05 |  | 306582 | 0.58 | 68588 | 0.13 | 140824 | 0.26 | 391593 | 79536 | 0.15 | 452880 | 149416 | 0.28 | 383000 | 230182 | 0.43 | 302234 | 225272 | 0.42 | 307144 | 15164 | 0.03 | 517253
8 | Ocean Ranch | SDGE Imperial | {'San Luis Rey': [2.3, 1356.0], 'Melrose': [2.4, 1444.0], 'Cannon': [5.6, 164.0], 'Encina': [5.7, 122.0], 'Shadowridge': [5.8, 1280.0], 'Palomar Airport': [6.1, 136.0], 'Pendleton': [7.2, 1061.0], 'San Marcos': [8.0, 694.0], 'Monserate': [8.9, 1359.0], 'Escondido': [11.8, 685.0], 'Lilac': [12.3, 844.0], 'Avocado': [12.5, 955.0], 'Pala': [14.5, 928.0], 'Valley Center': [15.9, 527.0], 'North City Metering': [18.0, 1.0]} | 118977 | 32868 | 0.28 | 86109 | 0.72 | 891 | 0.01 |  |  | 28837 | 0.24 | 0.37 | 27369 | 0.23 | 5427 | 0.05 |  | 57041 | 0.48 | 36912 | 0.31 | 66405 | 0.56 | 52572 | 19610 | 0.16 | 99367 | 38898 | 0.33 | 80078 | 76753 | 0.65 | 42224 | 12722 | 0.11 | 106255 | 8918 | 0.07 | 110059
9 | Green Valley | PGE GBA | {'Moss Landing': [10.2, 6112.0], 'Llagas': [11.8, 3816.0], 'Paul Sweet': [12.5, 1592.0], 'Morgan Hill': [13.4, 2918.0], 'Crazy Horse Canyon': [14.9, 5300.0]} | 235299 | 40194 | 0.17 | 195105 | 0.83 | 32446 | 0.14 |  |  | 127083 | 0.54 | 0.19 | 21524 | 0.09 | 49099 | 0.21 |  | 93423 | 0.4 | 0 | 0 | 91080 | 0.39 | 144219 | 36578 | 0.16 | 198721 | 70308 | 0.3 | 164991 | 136513 | 0.58 | 98787 | 61830 | 0.26 | 173469 | 11594 | 0.05 | 223706
10 | Union (Estrella) | PGE Kern | {'Templeton': [7.3, 40079.0], 'Cholame': [15.1, 14430.0]} | 532417 | 137743 | 0.26 | 394674 | 0.74 | 129062 | 0.24 |  |  | 350129 | 0.66 | 0.1 | 61070 | 0.11 | 28672 | 0.05 |  | 306582 | 0.58 | 68588 | 0.13 | 140824 | 0.26 | 391593 | 79536 | 0.15 | 452880 | 149416 | 0.28 | 383000 | 230182 | 0.43 | 302234 | 225272 | 0.42 | 307144 | 15164 | 0.03 | 517253
11 | Crescent | PGE Fresno | {'Helm': [4.2, 71139.0], 'New Sub - Los Banos - Midway (Proposed)': [4.5, 75605.0], 'Schindler': [9.1, 58089.0], 'Excelsior': [9.8, 54714.0], 'Mc Mullin': [10.8, 26212.0], 'Cantua': [11.9, 32394.0], 'Tranquility': [13.8, 19461.0], 'Biola': [18.5, 4911.0], 'Kearney (New)': [19.8, 102.0]} | 697437 | 238498 | 0.34 | 458939 | 0.66 | 132760 | 0.19 |  |  | 522789 | 0.75 | 0.08 | 298715 | 0.43 | 307694 | 0.44 |  | 39795 | 0.06 | 388 | 0 | 161532 | 0.23 | 535905 | 48627 | 0.07 | 648810 | 70458 | 0.1 | 626979 | 196888 | 0.28 | 500548 | 30855 | 0.04 | 666582 | 12983 | 0.02 | 684453
12 | Vincent | SCE Northern | {'Antelope': [17.4, 2596.0]} | 256785 | 77517 | 0.3 | 179268 | 0.7 | 11776 | 0.05 |  |  | 41620 | 0.16 | 0.49 | 1997 | 0.01 | 13173 | 0.05 |  | 42307 | 0.16 | 28225 | 0.11 | 31625 | 0.12 | 225160 | 113942 | 0.44 | 142842 | 75606 | 0.29 | 181179 | 144222 | 0.56 | 112563 | 60813 | 0.24 | 195971 | 7735 | 0.03 | 249050
13 | El Nido (PGE) | PGE Fresno | {'Dairyland': [9.7, 22576.0], 'Merced': [10.7, 10420.0], 'Le Grand': [11.8, 18903.0], 'Chowchilla': [12.1, 15826.0], 'Wilson': [12.6, 8498.0], 'Atwater': [18.4, 341.0], 'Oro Loma': [19.1, 1265.0], 'Newhall': [19.4, 25.0]} | 608158 | 156519 | 0.26 | 451638 | 0.74 | 113684 | 0.19 |  |  | 445229 | 0.73 | 0.09 | 310840 | 0.51 | 200106 | 0.33 |  | 111297 | 0.18 | 0 | 0 | 266326 | 0.44 | 341832 | 143653 | 0.24 | 464505 | 171772 | 0.28 | 436386 | 328880 | 0.54 | 279278 | 28440 | 0.05 | 579718 | 70328 | 0.12 | 537830
14 | Cortina | PGE NGBA | {'Meridian': [16.7, 178.0], 'Delevan': [17.4, 728.0]} | 524606 | 30113 | 0.06 | 494493 | 0.94 | 126640 | 0.24 |  |  | 373868 | 0.71 | 0.07 | 108646 | 0.21 | 189557 | 0.36 |  | 79793 | 0.15 | 159778 | 0.3 | 221319 | 0.42 | 303287 | 75870 | 0.14 | 448736 | 216269 | 0.41 | 308337 | 367044 | 0.7 | 157563 | 186338 | 0.36 | 338268 | 15644 | 0.03 | 508962
15 | Delta Pumps | PGE GBA | {'Delta PP': [0.0, 1415.0], 'Kelso': [1.0, 995.0], 'Windmaster': [1.1, 826.0], 'Tracy': [2.2, 995.0], 'Altamont': [4.7, 669.0], 'Altamont Midway (Sandhill)': [4.7, 677.0], 'Midway Green Ridge Services': [5.5, 1014.0], 'Tesla': [6.9, 995.0], 'Vasco': [8.1, 422.0], 'Los Positas': [9.2, 422.0], 'Las Positas': [9.2, 422.0], 'Cayetano': [9.2, 422.0], 'GWF Tracy': [9.5, 995.0], 'Lammers': [9.9, 995.0], 'North Dublin': [13.4, 422.0], 'Tassajara': [15.6, 422.0], 'Vineyard': [15.6, 422.0], 'Kasson': [15.6, 995.0], 'San Ramon': [17.5, 422.0]} | 385188 | 8373 | 0.02 | 376815 | 0.98 | 109271 | 0.28 |  |  | 229848 | 0.6 | 0.14 | 24594 | 0.06 | 153701 | 0.4 |  | 152747 | 0.4 | 17622 | 0.05 | 169272 | 0.44 | 215916 | 140148 | 0.36 | 245040 | 147118 | 0.38 | 238069 | 225525 | 0.59 | 159663 | 81725 | 0.21 | 303462 | 27422 | 0.07 | 357765
16 | Morgan Hill | PGE GBA | {'Metcalf 1': [8.2, 1023.0], 'Metcalf Energy Center': [8.2, 1064.0], 'Llagas': [10.0, 6645.0], 'Santa Teresa': [10.6, 230.0], 'Edenvale': [11.1, 199.0], 'Green Valley': [13.4, 2918.0]} | 254985 | 29490 | 0.12 | 225495 | 0.88 | 61698 | 0.24 |  |  | 129258 | 0.51 | 0.15 | 16552 | 0.06 | 24754 | 0.1 |  | 113735 | 0.45 | 48564 | 0.19 | 143255 | 0.56 | 111730 | 47920 | 0.19 | 207065 | 82483 | 0.32 | 172502 | 177860 | 0.7 | 77126 | 130542 | 0.51 | 124443 | 9320 | 0.04 | 245665
17 | Jessup | PGE NGBA | {'Cottonwood': [5.6, 17049.0], 'Oregon Trail': [10.9, 429.0]} | 458344 | 76042 | 0.17 | 382302 | 0.83 | 103390 | 0.23 |  |  | 228524 | 0.5 | 0.19 | 9253 | 0.02 | 8572 | 0.02 |  | 286165 | 0.62 | 156222 | 0.34 | 202192 | 0.44 | 256152 | 52673 | 0.11 | 405671 | 73467 | 0.16 | 384877 | 243020 | 0.53 | 215324 | 249397 | 0.54 | 208947 | 42022 | 0.09 | 416322
18 | Elk Hills | PGE Kern | {'Norco': [5.6, 1881.0], 'Taft': [8.6, 946.0], 'Midway - Wheeler Ridge (Proposed)': [9.5, 5846.0], 'Copus': [10.7, 5846.0], 'Sunrise': [11.6, 52.0], 'Old River': [15.5, 211.0], 'Lakeview': [18.0, 1096.0]} | 415739 | 57861 | 0.14 | 357878 | 0.86 | 87673 | 0.21 |  |  | 304203 | 0.73 | 0.09 | 74126 | 0.18 | 181555 | 0.44 |  | 22066 | 0.05 | 0 | 0 | 80169 | 0.19 | 335571 | 127195 | 0.31 | 288544 | 236941 | 0.57 | 178798 | 256934 | 0.62 | 158806 | 18113 | 0.04 | 397626 | 21191 | 0.05 | 394549
19 | Ignacio | PGE NGBA | {'Standard Oil': [11.8, 279.0], 'Standard Oil 2': [11.8, 279.0], 'Lakeville': [12.3, 2680.0], 'San Pablo': [12.7, 276.0], 'Richmond R': [14.0, 279.0], 'Corona': [14.5, 832.0], 'Carquinez': [15.8, 570.0], 'El Cerrito G': [17.0, 99.0]} | 159182 | 17670 | 0.11 | 141513 | 0.89 | 23108 | 0.15 |  |  | 98030 | 0.62 | 0.36 | 23674 | 0.15 | 10308 | 0.06 |  | 72981 | 0.46 | 0 | 0 | 91033 | 0.57 | 68149 | 46095 | 0.29 | 113088 | 88925 | 0.56 | 70258 | 131523 | 0.83 | 27659 | 48047 | 0.3 | 111135 | 11882 | 0.07 | 147300
20 | Malin | <Null> | {} | 221493 | 27668 | 0.12 | 193825 | 0.88 | 37648 | 0.17 |  |  | 0 | 0 | 0.01 | 16964 | 0.08 | 34402 | 0.16 |  | 12741 | 0.06 | 0 | 0 | 137360 | 0.62 | 84133 | 21470 | 0.1 | 200023 | 16278 | 0.07 | 205215 | 143447 | 0.65 | 78046 | 134187 | 0.61 | 87306 | 6881 | 0.03 | 214611
21 | Redbud | PGE NGBA | {'Konocti': [7.8, 7863.0], 'Hartley': [14.8, 687.0], 'Lake View': [15.5, 159.0], 'Eagle Rock': [15.9, 63.0]} | 253367 | 30049 | 0.12 | 223318 | 0.88 | 50228 | 0.2 |  |  | 162832 | 0.64 | 0.1 | 11981 | 0.05 | 9754 | 0.04 |  | 81257 | 0.32 | 154104 | 0.61 | 124839 | 0.49 | 128528 | 75101 | 0.3 | 178266 | 133675 | 0.53 | 119691 | 192720 | 0.76 | 60647 | 104041 | 0.41 | 149326 | 4497 | 0.02 | 248870
22 | Arcata | PGE NGBA | {'Humboldt': [6.0, 7776.0], 'Harris': [6.4, 7723.0], 'Humboldt Bay': [10.8, 3668.0]} | 229384 | 101144 | 0.44 | 128240 | 0.56 | 98872 | 0.43 |  |  | 105227 | 0.46 | 0.07 | 0 | 0 | 0 | 0 |  | 3408 | 0.01 | 371 | 0 | 11965 | 0.05 | 217419 | 61451 | 0.27 | 167933 | 71988 | 0.31 | 157396 | 78892 | 0.34 | 150491 | 54177 | 0.24 | 175206 | 22455 | 0.1 | 206929
23 | Suncrest | SDGE Imperial | {'Alpine': [6.3, 3908.0], 'Loveland': [6.4, 3540.0], 'Los Coches': [13.0, 1657.0], 'Suncrest - Ocotillo (Proposed)': [13.7, 1936.0], 'Cameron': [15.6, 2946.0], 'Santee': [16.8, 1167.0], 'El Cajon': [16.8, 1176.0], 'Creelman': [17.5, 3.0]} | 227836 | 28503 | 0.13 | 199333 | 0.87 | 59772 | 0.26 |  |  | 112818 | 0.5 | 0.12 | 1145 | 0.01 | 453 | 0 |  | 21819 | 0.1 | 203878 | 0.89 | 56134 | 0.25 | 171702 | 73478 | 0.32 | 154358 | 120790 | 0.53 | 107046 | 153861 | 0.68 | 73975 | 113183 | 0.5 | 114654 | 9688 | 0.04 | 218148
24 | Cressey | PGE Fresno | {'Atwater': [4.9, 16784.0], 'Merced': [13.6, 269.0]} | 516086 | 100592 | 0.19 | 415495 | 0.81 | 100809 | 0.2 |  |  | 324776 | 0.63 | 0.1 | 189715 | 0.37 | 192392 | 0.37 |  | 122530 | 0.24 | 0 | 0 | 214063 | 0.41 | 302023 | 148255 | 0.29 | 367831 | 180274 | 0.35 | 335813 | 281069 | 0.54 | 235017 | 69576 | 0.13 | 446511 | 59508 | 0.12 | 456578
25 | Kearny | SDGE Imperial | {'Mesa Heights': [1.5, 832.0], 'Elliot': [2.8, 758.0], 'Elliott': [2.8, 760.0], 'Mission': [3.4, 832.0], 'Old Town': [5.8, 832.0], 'Murray': [6.9, 3.0], 'Vine': [7.1, 832.0], 'Penasquitos': [7.8, 56.0], 'Point Loma': [8.6, 832.0], 'Silvergate': [9.6, 789.0], 'Spring Valley': [9.9, 69.0], 'North City Metering': [10.1, 42.0], 'Bay Boulevard': [15.7, 516.0], 'Otay': [17.0, 9.0], 'Imperial Beach': [17.4, 245.0]} | 52002 | 4197 | 0.08 | 47805 | 0.92 | 5610 | 0.11 |  |  | 18159 | 0.35 | 0.22 | 1434 | 0.03 | 328 | 0.01 |  | 19684 | 0.38 | 22768 | 0.44 | 25730 | 0.49 | 26272 | 27456 | 0.53 | 24546 | 36969 | 0.71 | 15033 | 46392 | 0.89 | 5609 | 10136 | 0.19 | 41866 | 2228 | 0.04 | 49774
26 | Victor | SCE NOL | {'New Sub - Kramer - Lugo (Proposed)': [5.1, 16528.0], 'Roadway': [5.1, 16536.0], 'Lugo': [9.7, 6746.0]} | 283563 | 62834 | 0.22 | 220728 | 0.78 | 15328 | 0.05 |  |  | 71249 | 0.25 | 0.38 | 131 | 0 | 1746 | 0.01 |  | 36600 | 0.13 | 14222 | 0.05 | 130630 | 0.46 | 152932 | 136062 | 0.48 | 147500 | 72681 | 0.26 | 210881 | 200996 | 0.71 | 82566 | 64959 | 0.23 | 218603 | 4522 | 0.02 | 279041
27 | Millbrae | PGE GBA | {'Burlingame': [1.9, 605.0], 'Martin': [6.9, 272.0], 'SAN FRAN A (POTRERO PP)': [10.5, 207.0], 'Potrero': [10.5, 209.0], 'Jefferson': [11.8, 374.0], 'Grant': [13.4, 222.0], 'Edes': [14.2, 49.0], 'Oakland J': [14.6, 72.0], 'Oakland C': [14.6, 75.0], 'Eastshore': [15.0, 192.0], 'Oakland L': [15.7, 75.0], 'Menlo': [15.8, 81.0], 'Mt Eden': [15.9, 1.0], 'Mt. Eden': [15.9, 1.0], 'Ravenswood': [15.9, 312.0], 'Oakland X': [16.4, 72.0], 'Cooley Landing': [17.1, 18.0]} | 42750 | 7832 | 0.18 | 34918 | 0.82 | 3399 | 0.08 |  |  | 25085 | 0.59 | 0.47 | 1338 | 0.03 | 299 | 0.01 |  | 481 | 0.01 | 0 | 0 | 14523 | 0.34 | 28227 | 22863 | 0.53 | 19887 | 27989 | 0.65 | 14761 | 32809 | 0.77 | 9941 | 13176 | 0.31 | 29574 | 4284 | 0.1 | 38466
28 | Arcogen | SCE Metro | {'Hinson': [1.2, 2125.0], 'Harborgen': [2.8, 2125.0], 'Long Beach': [3.7, 2125.0], 'Lighthipe': [5.9, 1814.0], 'La Fresa': [6.3, 502.0], 'Redondo': [8.5, 37.0], 'Del Amo': [8.6, 1886.0], 'Alamitos': [9.0, 2093.0], 'El Nido': [9.2, 36.0], 'Chevmain': [10.8, 36.0], 'El Segundo': [12.0, 36.0], 'Windsor': [14.0, 10.0], 'La Cienega': [14.9, 10.0]} | 8627 | 2216 | 0.26 | 6411 | 0.74 | 1086 | 0.13 |  |  | 2919 | 0.34 | 0.57 | 0 | 0 | 0 | 0 |  | 0 | 0 | 0 | 0 | 10 | 0 | 8617 | 1133 | 0.13 | 7494 | 6345 | 0.74 | 2283 | 6355 | 0.74 | 2273 | 0 | 0 | 8627 | 174 | 0.02 | 8454
29 | Soledad | PGE GBA | {'Coburn': [15.4, 1866.0]} | 439036 | 51110 | 0.12 | 387927 | 0.88 | 178925 | 0.41 |  |  | 252975 | 0.58 | 0.06 | 10548 | 0.02 | 99214 | 0.23 |  | 167251 | 0.38 | 146763 | 0.33 | 165455 | 0.38 | 273581 | 60634 | 0.14 | 378402 | 93934 | 0.21 | 345102 | 205628 | 0.47 | 233409 | 207561 | 0.47 | 231475 | 17818 | 0.04 | 421218
30 | Vierra | PGE GBA | {'Manteca': [2.7, 14224.0], 'Kasson': [5.1, 1730.0], 'French Camp': [5.9, 11352.0], 'Ripon': [7.5, 11808.0], 'Weber': [8.7, 12202.0], 'Stockton A': [10.4, 6520.0], 'Avena': [12.3, 12103.0], 'Lammers': [12.5, 127.0], 'GWF Tracy': [13.2, 38.0], 'Stagg': [14.1, 1356.0], 'Westley': [15.6, 310.0], 'Valley Home': [18.3, 3172.0], 'New Sub - Westley - Quinto (Proposed)': [19.8, 1.0]} | 523108 | 46858 | 0.09 | 476250 | 0.91 | 78349 | 0.15 |  |  | 338004 | 0.65 | 0.16 | 88939 | 0.17 | 310303 | 0.59 |  | 88817 | 0.17 | 4224 | 0.01 | 204896 | 0.39 | 318212 | 87261 | 0.17 | 435847 | 103498 | 0.2 | 419610 | 241860 | 0.46 | 281248 | 44468 | 0.09 | 478641 | 23335 | 0.04 | 499773
31 | Walnut | SCE Metro | {'Olinda': [4.6, 370.0], 'Lewis': [14.1, 2.0], 'Villa Park': [14.9, 81.0], 'Serrano': [15.4, 171.0], 'Chino': [15.5, 295.0]} | 12705 | 4179 | 0.33 | 8526 | 0.67 | 175 | 0.01 |  |  | 7594 | 0.6 | 0.25 | 300 | 0.02 | 973 | 0.08 |  | 8161 | 0.64 | 373 | 0.03 | 4339 | 0.34 | 8366 | 642 | 0.05 | 12063 | 1500 | 0.12 | 11204 | 5914 | 0.47 | 6791 | 3102 | 0.24 | 9603 | 1096 | 0.09 | 11608
32 | Coburn | PGE GBA | {'Soledad': [15.4, 1866.0]} | 476766 | 59930 | 0.13 | 416836 | 0.87 | 223471 | 0.47 |  |  | 249174 | 0.52 | 0.05 | 12583 | 0.03 | 78525 | 0.16 |  | 167861 | 0.35 | 166711 | 0.35 | 204716 | 0.43 | 272050 | 53817 | 0.11 | 422949 | 112631 | 0.24 | 364135 | 267809 | 0.56 | 208957 | 238207 | 0.5 | 238559 | 17045 | 0.04 | 459721
33 | Madison | PGE NGBA | {'Putah Creek': [10.4, 5115.0], 'Woodland': [11.2, 7891.0], 'Davis': [15.3, 2565.0], 'Knights Landing': [15.4, 1649.0], 'Vaca-Dixon & Gc Yard': [19.0, 113.0]} | 516311 | 30573 | 0.06 | 485738 | 0.94 | 80494 | 0.16 |  |  | 396728 | 0.77 | 0.09 | 63132 | 0.12 | 259027 | 0.5 |  | 143858 | 0.28 | 41721 | 0.08 | 297142 | 0.58 | 219169 | 61115 | 0.12 | 455197 | 130571 | 0.25 | 385740 | 358622 | 0.69 | 157689 | 111496 | 0.22 | 404815 | 18571 | 0.04 | 497740
34 | Lone Tree | PGE GBA | {'Contra Costa': [3.9, 3653.0], 'Contra Costa PP': [4.8, 3653.0], 'Brentwood': [4.9, 2032.0], 'GWF 2': [7.3, 3646.0], 'Kirker': [9.5, 2678.0], 'Pittsburg': [9.7, 2595.0], 'Collinsville': [10.2, 2411.0], 'Clayton': [11.3, 964.0], 'Windmaster': [11.9, 116.0], 'Tassajara': [13.0, 285.0], 'Birds Landing': [13.0, 1619.0], 'Meadow Lane': [15.9, 378.0], 'Shiloh III': [16.2, 1239.0], 'Lakewood': [16.3, 378.0], 'Lambie Energy': [20.0, 104.0], 'Lambie': [20.0, 105.0]} | 349126 | 37984 | 0.11 | 311142 | 0.89 | 90104 | 0.26 |  |  | 222054 | 0.64 | 0.1 | 57182 | 0.16 | 129956 | 0.37 |  | 132176 | 0.38 | 885 | 0 | 102364 | 0.29 | 246762 | 115257 | 0.33 | 233869 | 123744 | 0.35 | 225382 | 177028 | 0.51 | 172098 | 23476 | 0.07 | 325650 | 39490 | 0.11 | 309636
35 | Eldorado | SCE EOP | {'Sloan Canyon': [5.3, 23518.0], 'Mead': [13.2, 8017.0]} | 104826 | 33666 | 0.32 | 71160 | 0.68 | 0 | 0 |  |  | 0 | 0 | 0 | 0 | 0 | 0 | 0 |  | 133 | 0 | 0 | 0 | 0 | 0 | 104826 | 0 | 0 | 104826 | 0 | 0 | 104826 | 0 | 0 | 104826 | 0 | 0 | 104826 | 0 | 0 | 104826
36 | Mercy Springs | PGE Fresno | {'Dos Amigos': [1.0, 25699.0], 'Padre Flats SW STA': [9.6, 5843.0], 'Oro Loma': [9.7, 22001.0], 'Los Banos': [13.7, 2212.0], 'Quinto': [18.7, 332.0], 'Hammonds': [19.2, 150.0]} | 548467 | 127913 | 0.23 | 420554 | 0.77 | 149901 | 0.27 |  |  | 375379 | 0.68 | 0.07 | 153312 | 0.28 | 165213 | 0.3 |  | 186816 | 0.34 | 16158 | 0.03 | 267599 | 0.49 | 280869 | 59970 | 0.11 | 488497 | 104303 | 0.19 | 444165 | 283177 | 0.52 | 265290 | 140533 | 0.26 | 407934 | 26438 | 0.05 | 522030
37 | Meridian | PGE NGBA | {'Sutter Power': [13.3, 1906.0], 'Greenleaf 1': [13.3, 1919.0], 'Pease': [13.4, 2642.0], 'Bogue': [15.6, 1103.0], 'Cortina': [16.7, 178.0], 'East Marysville': [18.6, 255.0]} | 637078 | 48607 | 0.08 | 588470 | 0.92 | 66147 | 0.1 |  |  | 511676 | 0.8 | 0.1 | 179986 | 0.28 | 345775 | 0.54 |  | 67401 | 0.11 | 37381 | 0.06 | 233672 | 0.37 | 403406 | 78937 | 0.12 | 558141 | 313240 | 0.49 | 323838 | 432656 | 0.68 | 204422 | 49760 | 0.08 | 587317 | 25610 | 0.04 | 611468
38 | Excelsior | PGE Fresno | {'Schindler': [5.1, 68050.0], 'New Sub - Los Banos - Midway (Proposed)': [5.8, 67836.0], 'Cantua': [6.4, 37862.0], 'Crescent': [9.8, 54714.0], 'Helm': [13.7, 29211.0], 'Tranquility': [16.3, 2804.0], 'Gates': [19.0, 57.0], 'Mc Mullin': [19.0, 2167.0]} | 637094 | 186924 | 0.29 | 450170 | 0.71 | 168540 | 0.26 |  |  | 456122 | 0.72 | 0.07 | 225749 | 0.35 | 265661 | 0.42 |  | 64748 | 0.1 | 4816 | 0.01 | 193309 | 0.3 | 443785 | 34419 | 0.05 | 602674 | 81741 | 0.13 | 555353 | 226267 | 0.36 | 410827 | 61230 | 0.1 | 575864 | 7658 | 0.01 | 629436
39 | Hassayampa | SDGE Arizona | {'Palo Verde': [2.7, 52116.0], 'Delaney': [14.1, 5127.0]} | 269406 | 157227 | 0.58 | 112179 | 0.42 | 0 | 0 |  |  | 0 | 0 | 0 | 0 | 0 | 0 | 0 |  | 0 | 0 | 0 | 0 | 0 | 0 | 269406 | 0 | 0 | 269406 | 0 | 0 | 269406 | 0 | 0 | 269406 | 0 | 0 | 269406 | 0 | 0 | 269406
40 | Center | SCE Metro | {} | 13161 | 2835 | 0.22 | 10326 | 0.78 | 1174 | 0.09 |  |  | 7304 | 0.56 | 0.52 | 0 | 0 | 0 | 0 |  | 4849 | 0.37 | 4 | 0 | 3351 | 0.25 | 9809 | 645 | 0.05 | 12515 | 5427 | 0.41 | 7734 | 8780 | 0.67 | 4381 | 2528 | 0.19 | 10633 | 923 | 0.07 | 12238
41 | Leprino | PGE Fresno | {'Henrietta': [3.9, 53313.0], 'Mustang': [4.8, 48424.0], 'Lemoore': [5.2, 47368.0], 'Guernsey': [9.9, 51008.0], 'GWF Hanford': [10.5, 41511.0], 'Waukena': [15.8, 19845.0], 'Gates': [17.6, 2379.0], 'Corcoran': [17.8, 7727.0]} | 679540 | 301492 | 0.44 | 378048 | 0.56 | 160543 | 0.24 |  |  | 463006 | 0.68 | 0.09 | 326277 | 0.48 | 281245 | 0.41 |  | 5773 | 0.01 | 0 | 0 | 70589 | 0.1 | 608950 | 14118 | 0.02 | 665421 | 46968 | 0.07 | 632572 | 112594 | 0.17 | 566945 | 1057 | 0 | 678482 | 13413 | 0.02 | 666127
42 | Springville | SCE Northern | {'Bliss': [15.4, 10107.0]} | 460688 | 107458 | 0.23 | 353230 | 0.77 | 134639 | 0.29 |  |  | 248528 | 0.54 | 0.12 | 113045 | 0.25 | 108881 | 0.24 |  | 148131 | 0.32 | 11348 | 0.02 | 217710 | 0.47 | 242978 | 32514 | 0.07 | 428174 | 57465 | 0.12 | 403223 | 252992 | 0.55 | 207697 | 171220 | 0.37 | 289469 | 15445 | 0.03 | 445244
43 | Mustang | PGE Fresno | {'Henrietta': [1.1, 54893.0], 'Leprino': [4.8, 48424.0], 'Lemoore': [8.6, 29418.0], 'Gates': [13.1, 4237.0], 'Guernsey': [14.6, 21576.0], 'GWF Hanford': [15.3, 16860.0], 'Schindler': [16.9, 4046.0]} | 665314 | 287443 | 0.43 | 377871 | 0.57 | 166514 | 0.25 |  |  | 447634 | 0.67 | 0.09 | 308013 | 0.46 | 272262 | 0.41 |  | 9538 | 0.01 | 0 | 0 | 86416 | 0.13 | 578897 | 15841 | 0.02 | 649472 | 48108 | 0.07 | 617206 | 124200 | 0.19 | 541114 | 4263 | 0.01 | 661051 | 11408 | 0.02 | 653906
44 | Parkway | PGE NGBA | {'Carquinez': [3.9, 7690.0], 'Bahia': [5.6, 7664.0], 'Tulucay': [8.3, 1498.0], 'Christie': [9.4, 7333.0], 'Martinez': [9.9, 7332.0], 'Alhambra': [10.9, 7328.0], 'San Pablo': [12.7, 3976.0], 'Meadow Lane': [14.8, 4302.0], 'Sobrante': [16.2, 3552.0], 'El Cerrito G': [16.3, 3203.0], 'Peabody': [16.4, 895.0], 'Standard Oil 2': [16.5, 1860.0], 'Standard Oil': [16.5, 1870.0], 'Richmond R': [17.1, 1697.0], 'Lakewood': [18.0, 229.0]} | 196895 | 25042 | 0.13 | 171852 | 0.87 | 21874 | 0.11 |  |  | 130520 | 0.66 | 0.3 | 26077 | 0.13 | 22036 | 0.11 |  | 72093 | 0.37 | 0 | 0 | 96531 | 0.49 | 100363 | 52161 | 0.26 | 144734 | 77861 | 0.4 | 119033 | 152413 | 0.77 | 44482 | 52362 | 0.27 | 144533 | 27597 | 0.14 | 169298
45 | Carpenter Canyon (fka Gamebird) | SCE EOP | {'Thousandaire': [3.4, 19753.0], 'Pahrump': [4.5, 20980.0], 'Crazy Eyes': [9.0, 8025.0], 'Charleston': [12.2, 10367.0], 'Vista 2': [12.5, 7645.0], 'Sandy Valley': [18.3, 126.0]} | 134055 | 49615 | 0.37 | 84440 | 0.63 | 18066 | 0.13 |  |  | 4462 | 0.03 | 0.49 | 0 | 0 | 0 | 0 |  | 5 | 0 | 0 | 0 | 3107 | 0.02 | 130948 | 806 | 0.01 | 133249 | 22849 | 0.17 | 111206 | 24449 | 0.18 | 109606 | 16073 | 0.12 | 117982 | 154 | 0 | 133901
46 | Stagg | PGE GBA | {'Stockton A': [4.5, 5620.0], 'Eight Mile': [4.9, 3763.0], 'Lodi': [7.0, 3295.0], 'Weber': [7.7, 4034.0], 'French Camp': [8.3, 3272.0], 'Lockeford': [13.4, 3230.0], 'Vierra': [14.1, 1356.0], 'Manteca': [14.9, 2332.0], 'Kasson': [17.2, 167.0], 'Bellota': [18.2, 229.0], 'Avena': [19.1, 1097.0], 'Live Oak': [19.7, 23.0], 'Ripon': [19.8, 144.0]} | 536820 | 69382 | 0.13 | 467438 | 0.87 | 72027 | 0.13 |  |  | 334687 | 0.62 | 0.16 | 116132 | 0.22 | 319959 | 0.6 |  | 18056 | 0.03 | 0 | 0 | 59104 | 0.11 | 477716 | 68273 | 0.13 | 468548 | 115397 | 0.21 | 421423 | 161229 | 0.3 | 375591 | 7655 | 0.01 | 529165 | 43526 | 0.08 | 493294
47 | Lakeview | PGE Kern | {'Wheeler Ridge': [7.0, 7970.0], 'Old River': [7.9, 17161.0], 'Midway - Wheeler Ridge (Proposed)': [9.6, 13347.0], 'Tejon': [9.7, 2942.0], 'Copus': [10.0, 12101.0], 'Panama': [14.7, 5811.0], 'Stockdale': [15.6, 4148.0], 'Tevis': [15.8, 4648.0], 'Grimmway-Malaga': [17.2, 2849.0], 'Norco': [17.7, 974.0], 'Elk Hills': [18.0, 1096.0], 'Pastoria': [18.2, 201.0], 'Casaloma': [18.4, 1310.0], 'Unknown - 3327': [19.4, 182.0], 'Lamont': [19.5, 159.0], 'Rosedale': [19.7, 366.0], 'West Park': [19.8, 302.0], 'Kern Power': [19.9, 180.0]} | 436475 | 48791 | 0.11 | 387684 | 0.89 | 74391 | 0.17 |  |  | 337348 | 0.77 | 0.08 | 67524 | 0.15 | 219651 | 0.5 |  | 59541 | 0.14 | 4261 | 0.01 | 113432 | 0.26 | 323042 | 134604 | 0.31 | 301870 | 189797 | 0.43 | 246677 | 229938 | 0.53 | 206537 | 28655 | 0.07 | 407820 | 18077 | 0.04 | 418397
48 | Balch 2 | PGE Fresno | {'Balch': [0.0, 1201.0], 'Balch 1': [0.8, 1195.0], 'Haas': [3.9, 1171.0], 'Pine Flat': [14.2, 14.0]} | 220877 | 12051 | 0.05 | 208826 | 0.95 | 103907 | 0.47 |  |  | 81598 | 0.37 | 0.12 | 1884 | 0.01 | 1724 | 0.01 |  | 156335 | 0.71 | 11126 | 0.05 | 83895 | 0.38 | 136982 | 84962 | 0.38 | 135915 | 76991 | 0.35 | 143886 | 161647 | 0.73 | 59230 | 140238 | 0.63 | 80639 | 10638 | 0.05 | 210239
49 | Racetrack | PGE GBA | {'Race Track': [0.0, 8115.0], 'Curtis': [5.1, 7775.0], 'New Melones': [6.7, 1001.0], 'Peoria': [7.0, 2547.0], 'Chinese Station': [8.1, 3131.0], 'Frogtown': [8.4, 608.0], 'Stanislaus': [11.3, 1891.0], 'Collierville': [11.6, 1891.0], 'Mi-Wuk': [11.8, 5708.0]} | 351540 | 36424 | 0.1 | 315117 | 0.9 | 88990 | 0.25 |  |  | 208387 | 0.59 | 0.15 | 3623 | 0.01 | 814 | 0 |  | 229767 | 0.65 | 83851 | 0.24 | 210042 | 0.6 | 141499 | 81645 | 0.23 | 269895 | 122298 | 0.35 | 229243 | 266784 | 0.76 | 84756 | 196699 | 0.56 | 154842 | 20853 | 0.06 | 330687
50 | Schindler | PGE Fresno | {'Excelsior': [5.1, 68050.0], 'New Sub - Los Banos - Midway (Proposed)': [7.2, 67736.0], 'Crescent': [9.1, 58089.0], 'Cantua': [11.4, 32996.0], 'Helm': [13.3, 29092.0], 'Mc Mullin': [15.7, 7334.0], 'Mustang': [16.9, 4046.0], 'Henrietta': [17.1, 2751.0], 'Gates': [18.2, 687.0], 'Tranquility': [19.7, 20.0]} | 673913 | 208555 | 0.31 | 465357 | 0.69 | 151952 | 0.23 |  |  | 488237 | 0.72 | 0.08 | 249179 | 0.37 | 309443 | 0.46 |  | 43816 | 0.07 | 1518 | 0 | 170184 | 0.25 | 503729 | 29774 | 0.04 | 644138 | 62224 | 0.09 | 611689 | 197300 | 0.29 | 476612 | 35804 | 0.05 | 638108 | 9271 | 0.01 | 664641
51 | Cameron | SDGE Imperial | {'Crestwood': [8.4, 17600.0], 'Suncrest - Ocotillo (Proposed)': [10.2, 13639.0], 'Boulevard': [12.5, 14313.0], 'Carrizo Gorge': [13.9, 13514.0], 'Suncrest': [15.6, 2946.0]} | 204799 | 39592 | 0.19 | 165208 | 0.81 | 57070 | 0.28 |  |  | 108170 | 0.53 | 0.1 | 541 | 0 | 272 | 0 |  | 33942 | 0.17 | 161919 | 0.79 | 22589 | 0.11 | 182210 | 56436 | 0.28 | 148363 | 97575 | 0.48 | 107225 | 122165 | 0.6 | 82634 | 91946 | 0.45 | 112854 | 5846 | 0.03 | 198953
52 | Konocti | PGE NGBA | {'Redbud': [7.8, 7863.0], 'Lake View': [7.9, 375.0], 'Eagle Rock': [8.1, 1255.0], 'Hartley': [14.4, 3099.0], 'Hopland': [18.4, 82.0]} | 284477 | 34710 | 0.12 | 249766 | 0.88 | 30257 | 0.11 |  |  | 208114 | 0.73 | 0.11 | 17749 | 0.06 | 16833 | 0.06 |  | 108035 | 0.38 | 128986 | 0.45 | 159393 | 0.56 | 125083 | 95698 | 0.34 | 188779 | 168509 | 0.59 | 115968 | 232455 | 0.82 | 52021 | 90732 | 0.32 | 193745 | 5001 | 0.02 | 279476
53 | North Gila - IV (Proposed) | SDGE Imperial | {'Drop 4': [2.1, 6170.0], 'Highline': [4.2, 3867.0], 'El Centro': [19.3, 29.0]} | 191455 | 28798 | 0.15 | 162657 | 0.85 | 33657 | 0.18 |  |  | 152326 | 0.8 | 0.08 | 20547 | 0.11 | 126083 | 0.66 |  | 0 | 0 | 0 | 0 | 8778 | 0.05 | 182678 | 29318 | 0.15 | 162137 | 29190 | 0.15 | 162266 | 37967 | 0.2 | 153488 | 20350 | 0.11 | 171105 | 9669 | 0.05 | 181786
54 | Rector | SCE Northern | {'Bliss': [9.8, 19351.0], 'Orosi': [16.7, 6791.0]} | 581117 | 141797 | 0.24 | 439320 | 0.76 | 68149 | 0.12 |  |  | 407460 | 0.7 | 0.12 | 161988 | 0.28 | 267764 | 0.46 |  | 63534 | 0.11 | 0 | 0 | 122553 | 0.21 | 458564 | 70612 | 0.12 | 510505 | 110920 | 0.19 | 470197 | 204917 | 0.35 | 376199 | 84733 | 0.15 | 496383 | 16912 | 0.03 | 564204
55 | Round Mountain | PGE NGBA | {'Cove Road': [4.9, 10077.0], 'New Sub - Pit 1 - Cottonwood (Proposed)': [6.1, 9918.0], 'Carberry': [10.2, 8119.0], 'Fern Road': [11.5, 461.0], 'Burney Forest': [12.5, 6166.0], 'Burney Forest Power': [12.5, 6170.0], 'James B Black': [13.0, 4085.0], 'Pit 4': [13.3, 4851.0], 'Pit 3': [16.4, 1838.0]} | 416905 | 82760 | 0.2 | 334144 | 0.8 | 214638 | 0.51 |  |  | 179647 | 0.43 | 0.06 | 8164 | 0.02 | 1144 | 0 |  | 287251 | 0.69 | 53754 | 0.13 | 234111 | 0.56 | 182794 | 70475 | 0.17 | 346429 | 90119 | 0.22 | 326786 | 269744 | 0.65 | 147161 | 167614 | 0.4 | 249291 | 30245 | 0.07 | 386660
56 | Vestal | SCE Northern | {'Famoso': [17.7, 2000.0]} | 640849 | 134809 | 0.21 | 506040 | 0.79 | 123525 | 0.19 |  |  | 466501 | 0.73 | 0.09 | 120726 | 0.19 | 257544 | 0.4 |  | 235104 | 0.37 | 274 | 0 | 278634 | 0.43 | 362215 | 54754 | 0.09 | 586095 | 114996 | 0.18 | 525853 | 333809 | 0.52 | 307040 | 154880 | 0.24 | 485969 | 14070 | 0.02 | 626780
57 | Silverado | PGE NGBA | {'Rincon': [11.1, 2343.0], 'Monticello': [13.2, 546.0], 'Santa Rosa A': [14.3, 1912.0], 'Monroe': [15.6, 251.0], 'Bellevue': [16.0, 2081.0], 'Fulton': [16.2, 230.0], 'Penngrove': [17.5, 1741.0], 'Lakeville': [18.5, 1261.0], 'Corona': [19.5, 502.0]} | 314912 | 11654 | 0.04 | 303258 | 0.96 | 25756 | 0.08 |  |  | 218979 | 0.7 | 0.13 | 24368 | 0.08 | 35249 | 0.11 |  | 119269 | 0.38 | 30005 | 0.1 | 238693 | 0.76 | 76219 | 104146 | 0.33 | 210767 | 181798 | 0.58 | 133114 | 286758 | 0.91 | 28155 | 141222 | 0.45 | 173690 | 17925 | 0.06 | 296987
58 | Penngrove | PGE NGBA | {'Corona': [3.7, 4692.0], 'Bellevue': [4.7, 6378.0], 'Lakeville': [7.0, 4492.0], 'Santa Rosa A': [8.6, 3929.0], 'Monroe': [10.2, 1496.0], 'Rincon': [12.2, 2961.0], 'Fulton': [13.4, 213.0], 'Silverado': [17.5, 1741.0]} | 303649 | 27993 | 0.09 | 275656 | 0.91 | 26514 | 0.09 |  |  | 181394 | 0.6 | 0.17 | 40361 | 0.13 | 30037 | 0.1 |  | 97819 | 0.32 | 0 | 0 | 180569 | 0.59 | 123079 | 110012 | 0.36 | 193637 | 184600 | 0.61 | 119049 | 258163 | 0.85 | 45486 | 91106 | 0.3 | 212543 | 18903 | 0.06 | 284746
59 | Bridgeville | PGE NGBA | {} | 228979 | 56291 | 0.25 | 172688 | 0.75 | 77376 | 0.34 |  |  | 140438 | 0.61 | 0.06 | 168 | 0 | 0 | 0 |  | 13359 | 0.06 | 945 | 0 | 36490 | 0.16 | 192489 | 48250 | 0.21 | 180729 | 62896 | 0.27 | 166083 | 86147 | 0.38 | 142832 | 110480 | 0.48 | 118499 | 4200 | 0.02 | 224778
60 | Logan Creek | PGE NGBA | {'Delevan': [11.9, 9509.0], 'Glenn': [17.8, 1201.0]} | 658570 | 96686 | 0.15 | 561884 | 0.85 | 226399 | 0.34 |  |  | 390955 | 0.59 | 0.07 | 130081 | 0.2 | 204697 | 0.31 |  | 217220 | 0.33 | 103819 | 0.16 | 241070 | 0.37 | 417500 | 61160 | 0.09 | 597410 | 118000 | 0.18 | 540570 | 322953 | 0.49 | 335617 | 234795 | 0.36 | 423775 | 34353 | 0.05 | 624218
61 | Famoso | PGE Kern | {'Charca': [6.8, 3197.0], 'Lerdo': [7.8, 14681.0], 'Mt Poso': [8.0, 16659.0], 'Shafter': [9.0, 2023.0], 'Rio Bravo': [11.8, 2864.0], '7th Standard': [12.2, 8194.0], 'Semitropic': [13.1, 532.0], 'Poso Mt.': [14.1, 13379.0], 'Renfro': [15.3, 3456.0], 'Kern Oil': [15.3, 8279.0], 'Ganso': [15.5, 489.0], 'Sycamore': [16.0, 8688.0], 'Smyrna': [16.1, 240.0], 'Kern Power': [16.7, 3614.0], 'Rosedale': [17.3, 3433.0], 'Vestal': [17.7, 2000.0], 'Tupman': [17.8, 561.0], 'West Park': [18.5, 1865.0], 'Bakersfield': [18.8, 2035.0], 'Midway': [19.7, 9.0]} | 641345 | 130454 | 0.2 | 510890 | 0.8 | 80421 | 0.13 |  |  | 522377 | 0.81 | 0.1 | 108845 | 0.17 | 306484 | 0.48 |  | 181958 | 0.28 | 0 | 0 | 185304 | 0.29 | 456041 | 46563 | 0.07 | 594782 | 161724 | 0.25 | 479620 | 294457 | 0.46 | 346888 | 66832 | 0.1 | 574512 | 25332 | 0.04 | 616013
62 | New Sub - Los Banos - Midway (Proposed) | PGE Fresno | {'Crescent': [4.5, 75605.0], 'Excelsior': [5.8, 67836.0], 'Schindler': [7.2, 67736.0], 'Cantua': [7.6, 43370.0], 'Helm': [7.9, 48972.0], 'Tranquility': [12.6, 18535.0], 'Mc Mullin': [14.9, 6226.0]} | 656437 | 218426 | 0.33 | 438011 | 0.67 | 155435 | 0.24 |  |  | 480962 | 0.73 | 0.07 | 275139 | 0.42 | 263940 | 0.4 |  | 52449 | 0.08 | 2142 | 0 | 176598 | 0.27 | 479839 | 56562 | 0.09 | 599874 | 87616 | 0.13 | 568820 | 216256 | 0.33 | 440180 | 45655 | 0.07 | 610782 | 11453 | 0.02 | 644984
63 | Lockeford | PGE GBA | {'Rancho Seco - Bellota (Proposed)': [8.9, 14179.0], 'Camanche': [9.9, 14864.0], 'Bellota': [10.7, 10793.0], 'Eight Mile': [12.4, 3595.0], 'Lodi': [12.5, 3792.0], 'Stagg': [13.4, 3230.0], 'Stockton A': [13.7, 3302.0], 'Live Oak': [13.7, 9121.0], 'Weber': [14.4, 2025.0], 'Cosumnes': [15.5, 5463.0], 'Rancho Seco': [15.9, 4681.0], 'French Camp': [17.8, 422.0], 'Avena': [20.0, 1.0]} | 515924 | 72631 | 0.14 | 443293 | 0.86 | 58429 | 0.11 |  |  | 328342 | 0.64 | 0.15 | 130776 | 0.25 | 199926 | 0.39 |  | 64826 | 0.13 | 0 | 0 | 178652 | 0.35 | 337272 | 114904 | 0.22 | 401020 | 201114 | 0.39 | 314810 | 265304 | 0.51 | 250620 | 79016 | 0.15 | 436909 | 66972 | 0.13 | 448952
64 | Etiwanda | SCE Eastern | {'Rancho Vista': [0.4, 3376.0], 'Mira Loma': [6.0, 3376.0], 'Padua': [6.7, 3355.0], 'Wildlife': [9.8, 2091.0], 'Rerc': [9.8, 2102.0], 'Chino': [10.7, 3376.0]} | 68064 | 5691 | 0.08 | 62372 | 0.92 | 9180 | 0.13 |  |  | 36133 | 0.53 | 0.27 | 755 | 0.01 | 1449 | 0.02 |  | 37679 | 0.55 | 20013 | 0.29 | 34873 | 0.51 | 33191 | 35835 | 0.53 | 32228 | 41015 | 0.6 | 27049 | 58472 | 0.86 | 9592 | 24085 | 0.35 | 43978 | 4642 | 0.07 | 63421
65 | Edes | PGE GBA | {'Oakland J': [2.0, 2882.0], 'San Leandro U': [3.2, 1619.0], 'Grant': [5.0, 1566.0], 'Oakland X': [5.1, 2875.0], 'Oakland C': [6.3, 2875.0], 'Oakland L': [6.5, 2867.0], 'Moraga': [7.8, 2055.0], 'Castro Valley': [7.9, 1260.0], 'Mt Eden': [8.9, 1338.0], 'Mt. Eden': [8.9, 1338.0], 'Eastshore': [9.0, 1382.0], 'SAN FRAN A (POTRERO PP)': [10.5, 2248.0], 'Potrero': [10.5, 2254.0], 'Sobrante': [11.6, 775.0], 'Martin': [12.0, 1893.0], 'El Cerrito G': [13.7, 1344.0], 'Burlingame': [13.9, 36.0], 'Millbrae': [14.2, 49.0], 'Dumbarton': [14.6, 46.0], 'Richmond R': [16.2, 954.0], 'Ravenswood': [17.4, 40.0], 'Standard Oil': [18.3, 11.0], 'Standard Oil 2': [18.3, 11.0], 'Cooley Landing': [18.8, 4.0], 'San Pablo': [18.8, 9.0]} | 68108 | 8384 | 0.12 | 59725 | 0.88 | 6767 | 0.1 |  |  | 43316 | 0.64 | 0.44 | 326 | 0 | 171 | 0 |  | 43044 | 0.63 | 209 | 0 | 28337 | 0.42 | 39771 | 31351 | 0.46 | 36758 | 49267 | 0.72 | 18841 | 57453 | 0.84 | 10655 | 19534 | 0.29 | 48575 | 4347 | 0.06 | 63761
66 | GWF 2 | PGE GBA | {'Pittsburg': [2.4, 16286.0], 'Kirker': [2.5, 14614.0], 'Contra Costa': [4.4, 15908.0], 'Collinsville': [4.7, 16082.0], 'Contra Costa PP': [5.3, 17178.0], 'Lone Tree': [7.3, 3646.0], 'Clayton': [7.7, 1225.0], 'Birds Landing': [7.7, 15081.0], 'Shiloh III': [10.7, 14707.0], 'Meadow Lane': [11.0, 640.0], 'Brentwood': [12.0, 2029.0], 'Lakewood': [13.0, 629.0], 'Martinez': [13.8, 210.0], 'Lambie Energy': [14.3, 12950.0], 'Lambie': [14.3, 12952.0], 'Alhambra': [14.6, 55.0], 'Tassajara': [15.3, 285.0], 'Bahia': [15.6, 57.0], 'Christie': [18.8, 46.0], 'Windmaster': [19.1, 116.0]} | 282921 | 41788 | 0.15 | 241132 | 0.85 | 68912 | 0.24 |  |  | 178814 | 0.63 | 0.14 | 59761 | 0.21 | 64783 | 0.23 |  | 126583 | 0.45 | 885 | 0 | 69866 | 0.25 | 213054 | 107655 | 0.38 | 175265 | 118286 | 0.42 | 164635 | 159766 | 0.56 | 123155 | 27471 | 0.1 | 255450 | 45786 | 0.16 | 237135
67 | Goose Lake | PGE Kern | {'Semitropic': [7.9, 9309.0], 'Ganso': [10.1, 9785.0], 'Smyrna': [10.7, 5911.0], 'Kernridge': [14.2, 527.0], 'Charca': [14.2, 6550.0], 'Midway': [15.5, 2602.0], 'Gates-Midway (Proposed)': [15.8, 3292.0], 'Shafter': [15.9, 3455.0], 'Temblor': [16.6, 346.0]} | 597406 | 118848 | 0.2 | 478558 | 0.8 | 103069 | 0.17 |  |  | 467953 | 0.78 | 0.08 | 134543 | 0.23 | 251831 | 0.42 |  | 78980 | 0.13 | 0 | 0 | 220312 | 0.37 | 377095 | 42874 | 0.07 | 554532 | 163780 | 0.27 | 433626 | 336855 | 0.56 | 260551 | 28868 | 0.05 | 568538 | 28664 | 0.05 | 568742
68 | Unknown - 3327 | PGE Kern | {'Lamont': [0.1, 17599.0], 'Grimmway-Malaga': [3.5, 17694.0], 'Magunden': [5.5, 10582.0], 'Columbus': [8.3, 8389.0], 'Casaloma': [8.7, 9343.0], 'Cal Water': [8.9, 8078.0], 'Panama': [8.9, 10097.0], 'Bakersfield': [10.1, 5995.0], 'West Park': [11.3, 4547.0], 'Stockdale': [11.5, 6285.0], 'Sycamore': [12.9, 3156.0], 'Kern Oil': [13.3, 2206.0], 'Rosedale': [13.3, 2509.0], 'Kern Power': [14.3, 1449.0], 'Old River': [14.7, 5235.0], 'Tevis': [15.0, 1656.0], 'Wheeler Ridge': [15.8, 6325.0], 'Lakeview': [19.4, 182.0], 'Tejon': [20.0, 97.0]} | 452598 | 57138 | 0.13 | 395460 | 0.87 | 85263 | 0.19 |  |  | 326571 | 0.72 | 0.11 | 35655 | 0.08 | 187937 | 0.42 |  | 130060 | 0.29 | 17441 | 0.04 | 190689 | 0.42 | 261909 | 95318 | 0.21 | 357280 | 146297 | 0.32 | 306301 | 245492 | 0.54 | 207107 | 100632 | 0.22 | 351966 | 11897 | 0.03 | 440701
69 | Mira Loma | SCE Metro | {'Rancho Vista': [5.8, 3376.0], 'Etiwanda': [6.0, 3376.0], 'Chino': [6.5, 3842.0], 'Wildlife': [7.1, 2324.0], 'Rerc': [7.1, 2336.0], 'Padua': [8.9, 3355.0], 'Serrano': [17.9, 105.0]} | 51781 | 7627 | 0.15 | 44154 | 0.85 | 5208 | 0.1 |  |  | 23154 | 0.45 | 0.29 | 1032 | 0.02 | 1383 | 0.03 |  | 27518 | 0.53 | 15821 | 0.31 | 22389 | 0.43 | 29392 | 20352 | 0.39 | 31429 | 25726 | 0.5 | 26055 | 39020 | 0.75 | 12761 | 17113 | 0.33 | 34668 | 4770 | 0.09 | 47011
70 | Ravenswood | PGE GBA | {'Cooley Landing': [1.5, 158.0], 'Menlo': [5.5, 213.0], 'Dumbarton': [6.2, 136.0], 'Whisman': [7.2, 60.0], 'Newark': [8.3, 6.0], 'Jefferson': [8.4, 440.0], 'Mountain View': [8.5, 49.0], 'Eastshore': [9.3, 284.0], 'Mt Eden': [9.9, 65.0], 'Mt. Eden': [9.9, 65.0], 'Fremont': [10.1, 6.0], 'Nortech': [10.9, 6.0], 'Dixon Landing': [12.0, 6.0], 'Los Esteros': [12.1, 6.0], 'Monta Vista': [12.3, 40.0], 'Grant': [12.5, 264.0], 'Scott': [12.9, 6.0], 'Trimble': [13.8, 6.0], 'Burlingame': [14.0, 334.0], 'Castro Valley': [14.4, 42.0], 'San Leandro U': [15.2, 42.0], 'FMC': [15.5, 2.0], 'Millbrae': [15.9, 312.0], 'Edes': [17.4, 40.0]} | 91892 | 7199 | 0.08 | 84693 | 0.92 | 12745 | 0.14 |  |  | 64660 | 0.7 | 0.28 | 1736 | 0.02 | 511 | 0.01 |  | 36920 | 0.4 | 0 | 0 | 49725 | 0.54 | 42167 | 40737 | 0.44 | 51155 | 59109 | 0.64 | 32784 | 74490 | 0.81 | 17402 | 43543 | 0.47 | 48350 | 8437 | 0.09 | 83455
71 | Rio Hondo | SCE Metro | {} | 7933 | 1552 | 0.2 | 6380 | 0.8 | 280 | 0.04 |  |  | 6184 | 0.78 | 0.14 | 41 | 0.01 | 0 | 0 |  | 6246 | 0.79 | 963 | 0.12 | 4469 | 0.56 | 3464 | 459 | 0.06 | 7474 | 86 | 0.01 | 7846 | 4702 | 0.59 | 3230 | 3453 | 0.44 | 4479 | 1308 | 0.16 | 6625
72 | Redondo | SCE Metro | {'El Nido': [3.4, 63.0], 'La Fresa': [3.5, 102.0], 'Chevmain': [3.9, 57.0], 'El Segundo': [4.6, 55.0], 'Arcogen': [8.5, 37.0], 'Hinson': [9.7, 1.0], 'Harborgen': [10.4, 6.0], 'Windsor': [10.4, 15.0], 'La Cienega': [10.6, 15.0], 'Long Beach': [10.9, 10.0], 'Lighthipe': [12.4, 1.0], 'Alamitos': [17.5, 1.0]} | 6768 | 2761 | 0.41 | 4007 | 0.59 | 1077 | 0.16 |  |  | 3232 | 0.48 | 0.25 | 0 | 0 | 0 | 0 |  | 67 | 0.01 | 1043 | 0.15 | 355 | 0.05 | 6413 | 413 | 0.06 | 6356 | 3325 | 0.49 | 3443 | 3681 | 0.54 | 3087 | 125 | 0.02 | 6644 | 246 | 0.04 | 6522
73 | Otay | SDGE Imperial | {'Bay Boulevard': [2.3, 180.0], 'Imperial Beach': [2.4, 180.0], 'San Ysidro': [2.9, 198.0], 'Telegraph Canyon': [3.8, 211.0], 'Salt Creek': [7.2, 173.0], 'Miguel': [7.2, 185.0], 'Silvergate': [8.5, 174.0], 'Otay Mesa': [8.6, 46.0], 'Vine': [12.2, 170.0], 'Mission': [13.9, 167.0], 'Old Town': [14.2, 167.0], 'Point Loma': [14.4, 167.0], 'Elliot': [15.4, 9.0], 'Elliott': [15.4, 9.0], 'Kearny': [17.0, 9.0], 'Mesa Heights': [17.2, 9.0]} | 33520 | 2633 | 0.08 | 30887 | 0.92 | 4899 | 0.15 |  |  | 12345 | 0.37 | 0.22 | 79 | 0 | 14 | 0 |  | 11088 | 0.33 | 14410 | 0.43 | 7878 | 0.24 | 25643 | 20820 | 0.62 | 12700 | 28593 | 0.85 | 4927 | 29714 | 0.89 | 3806 | 9707 | 0.29 | 23813 | 1525 | 0.05 | 31996
74 | Kirker | PGE GBA | {'Pittsburg': [1.2, 14470.0], 'GWF 2': [2.5, 14614.0], 'Collinsville': [5.6, 13909.0], 'Clayton': [6.3, 1258.0], 'Contra Costa': [6.8, 13781.0], 'Contra Costa PP': [7.8, 14418.0], 'Birds Landing': [8.3, 12908.0], 'Meadow Lane': [8.9, 711.0], 'Lone Tree': [9.5, 2678.0], 'Shiloh III': [10.8, 12903.0], 'Lakewood': [11.3, 701.0], 'Martinez': [11.4, 282.0], 'Alhambra': [12.3, 126.0], 'Bahia': [13.2, 128.0], 'Lambie Energy': [14.1, 11169.0], 'Lambie': [14.1, 11170.0], 'Brentwood': [14.3, 1073.0], 'Christie': [16.4, 118.0]} | 253060 | 44471 | 0.18 | 208589 | 0.82 | 53134 | 0.21 |  |  | 164997 | 0.65 | 0.2 | 53580 | 0.21 | 43117 | 0.17 |  | 126173 | 0.5 | 885 | 0 | 57155 | 0.23 | 195905 | 100653 | 0.4 | 152407 | 114241 | 0.45 | 138819 | 148125 | 0.59 | 104935 | 28006 | 0.11 | 225055 | 41484 | 0.16 | 211576
75 | Saugus | SCE Northern | {'Pardee': [1.3, 12593.0], 'Elizabeth Lake': [5.3, 10608.0], 'Sylmar-Pac Intertie': [9.2, 1140.0]} | 175265 | 28504 | 0.16 | 146761 | 0.84 | 60403 | 0.34 |  |  | 80836 | 0.46 | 0.21 | 1625 | 0.01 | 6426 | 0.04 |  | 78106 | 0.45 | 67041 | 0.38 | 87839 | 0.5 | 87427 | 6696 | 0.04 | 168569 | 17078 | 0.1 | 158188 | 101744 | 0.58 | 73521 | 74512 | 0.43 | 100753 | 18925 | 0.11 | 156340
76 | Chinese Station | PGE GBA | {'Peoria': [2.3, 3257.0], 'New Melones': [5.7, 1403.0], 'Race Track': [8.1, 3131.0], 'Racetrack': [8.1, 3131.0], 'Curtis': [11.0, 2976.0], 'Frogtown': [13.1, 175.0], 'Mi-Wuk': [18.8, 1020.0]} | 381122 | 16761 | 0.04 | 364362 | 0.96 | 104332 | 0.27 |  |  | 232201 | 0.61 | 0.11 | 45441 | 0.12 | 17242 | 0.05 |  | 273438 | 0.72 | 31438 | 0.08 | 278303 | 0.73 | 102819 | 110910 | 0.29 | 270212 | 161008 | 0.42 | 220114 | 331632 | 0.87 | 49490 | 205991 | 0.54 | 175132 | 33267 | 0.09 | 347856
77 | Devers | SCE Eastern | {'Mirage': [14.4, 3624.0]} | 119099 | 21153 | 0.18 | 97946 | 0.82 | 25023 | 0.21 |  |  | 54890 | 0.46 | 0.27 | 200 | 0 | 22 | 0 |  | 28171 | 0.24 | 37966 | 0.32 | 41537 | 0.35 | 77562 | 44072 | 0.37 | 75027 | 59806 | 0.5 | 59293 | 77726 | 0.65 | 41373 | 56368 | 0.47 | 62731 | 3018 | 0.03 | 116082
78 | New Sub - Midway - Wheeler Ridge (Proposed) | PGE Kern | {'Copus': [2.0, 17945.0], 'Elk Hills': [9.5, 5846.0], 'Lakeview': [9.6, 13347.0], 'Old River': [11.2, 11363.0], 'Norco': [11.7, 3271.0], 'Taft': [12.0, 927.0], 'Tevis': [15.8, 2713.0], 'Tupman': [16.2, 312.0], 'Wheeler Ridge': [16.6, 2718.0], 'Stockdale': [17.7, 1974.0], 'Panama': [18.4, 1381.0], 'Tejon': [19.0, 76.0], 'Renfro': [19.4, 31.0]} | 391247 | 45225 | 0.12 | 346022 | 0.88 | 91709 | 0.23 |  |  | 278456 | 0.71 | 0.08 | 62781 | 0.16 | 172099 | 0.44 |  | 35536 | 0.09 | 359 | 0 | 85835 | 0.22 | 305412 | 118073 | 0.3 | 273174 | 212503 | 0.54 | 178744 | 236971 | 0.61 | 154276 | 27345 | 0.07 | 363902 | 20602 | 0.05 | 370645
79 | Del Amo | SCE Metro | {'Lighthipe': [5.0, 1775.0], 'Alamitos': [5.8, 1888.0], 'Barre': [7.1, 2.0], 'Hinson': [7.4, 1888.0], 'Arcogen': [8.6, 1886.0], 'Harborgen': [8.9, 1888.0], 'Long Beach': [9.3, 1888.0], 'La Fresa': [13.6, 458.0], 'Ellis': [14.3, 2.0], 'Huntington Beach': [15.6, 2.0]} | 14572 | 2424 | 0.17 | 12148 | 0.83 | 1268 | 0.09 |  |  | 6639 | 0.46 | 0.49 | 0 | 0 | 0 | 0 |  | 4083 | 0.28 | 0 | 0 | 3109 | 0.21 | 11463 | 1470 | 0.1 | 13102 | 7665 | 0.53 | 6907 | 10774 | 0.74 | 3798 | 2330 | 0.16 | 12242 | 1135 | 0.08 | 13436
80 | Alpaugh | PGE Fresno | {'Olive': [4.6, 46848.0], 'Corcoran': [11.6, 24330.0], 'Waukena': [13.9, 13242.0], 'Smyrna': [17.1, 3478.0]} | 647473 | 208157 | 0.32 | 439316 | 0.68 | 160656 | 0.25 |  |  | 453271 | 0.7 | 0.09 | 245834 | 0.38 | 277643 | 0.43 |  | 41431 | 0.06 | 0 | 0 | 176557 | 0.27 | 470916 | 32986 | 0.05 | 614487 | 101351 | 0.16 | 546122 | 248523 | 0.38 | 398951 | 3367 | 0.01 | 644106 | 32049 | 0.05 | 615424
81 | Palo Verde | SDGE Arizona | {'Hassayampa': [2.7, 52116.0], 'Delaney': [12.1, 7617.0]} | 286907 | 162102 | 0.56 | 124805 | 0.44 | 0 | 0 |  |  | 0 | 0 | 0 | 0 | 0 | 0 | 0 |  | 0 | 0 | 0 | 0 | 0 | 0 | 286907 | 0 | 0 | 286907 | 0 | 0 | 286907 | 0 | 0 | 286907 | 0 | 0 | 286907 | 0 | 0 | 286907
82 | Grimmway-Malaga | PGE Kern | {'Lamont': [3.4, 17599.0], 'Unknown - 3327': [3.5, 17694.0], 'Magunden': [8.6, 10587.0], 'Panama': [9.6, 11879.0], 'Casaloma': [10.6, 9572.0], 'Columbus': [11.4, 8389.0], 'Cal Water': [12.4, 8078.0], 'Bakersfield': [12.6, 6010.0], 'Stockdale': [12.6, 6652.0], 'Wheeler Ridge': [12.8, 9762.0], 'West Park': [13.4, 4651.0], 'Old River': [13.7, 8324.0], 'Rosedale': [15.1, 2599.0], 'Tevis': [15.8, 1869.0], 'Sycamore': [16.0, 3156.0], 'Kern Power': [16.1, 1455.0], 'Kern Oil': [16.2, 2206.0], 'Tejon': [16.7, 2148.0], 'Lakeview': [17.2, 2849.0]} | 451164 | 50112 | 0.11 | 401052 | 0.89 | 76303 | 0.17 |  |  | 333550 | 0.74 | 0.1 | 41032 | 0.09 | 199713 | 0.44 |  | 118198 | 0.26 | 15685 | 0.03 | 182422 | 0.4 | 268742 | 95979 | 0.21 | 355185 | 149154 | 0.33 | 302010 | 247337 | 0.55 | 203827 | 85225 | 0.19 | 365939 | 10206 | 0.02 | 440958
83 | Kernridge | PGE Kern | {'Temblor': [4.8, 24663.0], 'Caliente': [10.9, 8631.0], 'Goose Lake': [14.2, 527.0], 'Sunset': [16.2, 8185.0], 'Midway': [16.3, 32.0], 'Ganso': [16.8, 262.0], 'Carrizo Plains': [17.4, 1923.0], 'Topaz': [18.4, 1117.0], 'Solar': [18.4, 1117.0], 'Sunrise': [18.4, 3020.0]} | 489794 | 74464 | 0.15 | 415330 | 0.85 | 97539 | 0.2 |  |  | 364559 | 0.74 | 0.09 | 60538 | 0.12 | 134338 | 0.27 |  | 80953 | 0.17 | 0 | 0 | 220070 | 0.45 | 269724 | 65513 | 0.13 | 424281 | 179746 | 0.37 | 310048 | 338972 | 0.69 | 150822 | 94429 | 0.19 | 395365 | 19322 | 0.04 | 470472
84 | Crestwood | SDGE Imperial | {'Boulevard': [5.4, 25673.0], 'Carrizo Gorge': [5.5, 25388.0], 'Cameron': [8.4, 17600.0], 'Suncrest - Ocotillo (Proposed)': [8.6, 16049.0], 'East County': [14.5, 3175.0]} | 182586 | 41224 | 0.23 | 141361 | 0.77 | 59387 | 0.33 |  |  | 96481 | 0.53 | 0.08 | 438 | 0 | 248 | 0 |  | 30702 | 0.17 | 132542 | 0.73 | 17890 | 0.1 | 164696 | 47445 | 0.26 | 135141 | 76646 | 0.42 | 105939 | 102304 | 0.56 | 80281 | 80323 | 0.44 | 102262 | 5083 | 0.03 | 177502
85 | Salt Creek | SDGE Imperial | {'Miguel': [0.1, 432.0], 'Telegraph Canyon': [3.4, 173.0], 'Spring Valley': [4.4, 261.0], 'Otay': [7.2, 173.0], 'Bay Boulevard': [8.1, 132.0], 'El Cajon': [8.1, 261.0], 'Otay Mesa': [8.3, 269.0], 'San Ysidro': [8.4, 173.0], 'Imperial Beach': [9.3, 132.0], 'Silvergate': [9.4, 127.0], 'Mission': [11.6, 127.0], 'Vine': [12.1, 127.0], 'Old Town': [13.6, 127.0], 'Loveland': [13.8, 261.0], 'Point Loma': [15.2, 127.0], 'Alpine': [15.2, 261.0]} | 68761 | 5193 | 0.08 | 63568 | 0.92 | 9392 | 0.14 |  |  | 31158 | 0.45 | 0.21 | 308 | 0 | 105 | 0 |  | 16589 | 0.24 | 43873 | 0.64 | 17690 | 0.26 | 51072 | 33038 | 0.48 | 35723 | 52442 | 0.76 | 16319 | 57527 | 0.84 | 11235 | 25531 | 0.37 | 43231 | 2327 | 0.03 | 66435
86 | Eagle Rock (SCE) | SCE Metro | {'Gould': [4.9, 200.0], 'Windsor': [14.7, 3.0], 'La Cienega': [15.2, 3.0]} | 3358 | 1360 | 0.4 | 1998 | 0.6 | 118 | 0.04 |  |  | 2100 | 0.63 | 0.13 | 4 | 0 | 49 | 0.01 |  | 2012 | 0.6 | 601 | 0.18 | 960 | 0.29 | 2398 | 114 | 0.03 | 3244 | 128 | 0.04 | 3230 | 1089 | 0.32 | 2269 | 1185 | 0.35 | 2173 | 437 | 0.13 | 2920
87 | Melones | PGE GBA | {'Peoria': [3.5, 1405.0], 'Chinese Station': [5.7, 1403.0], 'Race Track': [6.7, 1001.0], 'Racetrack': [6.7, 1001.0], 'Frogtown': [7.7, 175.0], 'Curtis': [11.5, 846.0], 'Mi-Wuk': [18.5, 137.0]} | 393268 | 22709 | 0.06 | 370559 | 0.94 | 106824 | 0.27 |  |  | 240697 | 0.61 | 0.11 | 43660 | 0.11 | 10791 | 0.03 |  | 273330 | 0.7 | 33436 | 0.09 | 277644 | 0.71 | 115623 | 90074 | 0.23 | 303194 | 148575 | 0.38 | 244693 | 333292 | 0.85 | 59976 | 226177 | 0.58 | 167091 | 32918 | 0.08 | 360349
88 | Imperial Beach | SDGE Imperial | {'Bay Boulevard': [1.7, 421.0], 'Otay': [2.4, 180.0], 'San Ysidro': [4.3, 158.0], 'Telegraph Canyon': [6.0, 171.0], 'Silvergate': [8.2, 415.0], 'Salt Creek': [9.3, 132.0], 'Miguel': [9.4, 146.0], 'Otay Mesa': [10.8, 6.0], 'Vine': [11.8, 411.0], 'Spring Valley': [12.1, 52.0], 'Point Loma': [13.5, 408.0], 'Old Town': [13.8, 408.0], 'Mission': [14.1, 408.0], 'Murray': [15.0, 0.0], 'Elliot': [16.1, 241.0], 'Elliott': [16.1, 242.0], 'Kearny': [17.4, 245.0], 'Mesa Heights': [17.4, 245.0]} | 22083 | 1483 | 0.07 | 20600 | 0.93 | 4357 | 0.2 |  |  | 8704 | 0.39 | 0.21 | 75 | 0 | 14 | 0 |  | 8507 | 0.39 | 5630 | 0.25 | 3705 | 0.17 | 18377 | 15167 | 0.69 | 6915 | 19271 | 0.87 | 2811 | 20392 | 0.92 | 1690 | 6275 | 0.28 | 15808 | 1236 | 0.06 | 20847
89 | Pala | SDGE Imperial | {'Monserate': [7.3, 8415.0], 'Lilac': [7.3, 20021.0], 'Avocado': [7.4, 5960.0], 'Valley Center': [10.2, 18778.0], 'Melrose': [13.1, 1152.0], 'Pendleton': [13.2, 829.0], 'Pauba': [13.6, 130.0], 'Ocean Ranch': [14.5, 928.0], 'Escondido': [15.9, 3529.0], 'San Luis Rey': [16.2, 889.0], 'San Marcos': [16.5, 550.0], 'Shadowridge': [16.5, 788.0], 'Palomar Airport': [19.1, 15.0], 'Cannon': [19.8, 2.0], 'Encina': [19.9, 2.0]} | 254473 | 54168 | 0.21 | 200305 | 0.79 | 18039 | 0.07 |  |  | 89392 | 0.35 | 0.32 | 33087 | 0.13 | 7875 | 0.03 |  | 103157 | 0.41 | 117355 | 0.46 | 138679 | 0.54 | 115794 | 74140 | 0.29 | 180334 | 110910 | 0.44 | 143563 | 177272 | 0.7 | 77201 | 67437 | 0.27 | 187036 | 18466 | 0.07 | 236008
90 | 7th Standard | PGE Kern | {'Renfro': [4.1, 10805.0], 'Lerdo': [4.4, 22507.0], 'Kern Power': [4.6, 10549.0], 'Rosedale': [5.3, 10226.0], 'Kern Oil': [6.2, 17449.0], 'West Park': [6.8, 8488.0], 'Rio Bravo': [7.2, 8328.0], 'Mt Poso': [7.8, 18647.0], 'Sycamore': [7.9, 16955.0], 'Bakersfield': [8.0, 10335.0], 'Tevis': [8.4, 2019.0], 'Stockdale': [9.2, 730.0], 'Casaloma': [9.6, 793.0], 'Tupman': [9.8, 5322.0], 'Columbus': [11.1, 4978.0], 'Shafter': [11.6, 6073.0], 'Panama': [11.7, 36.0], 'Famoso': [12.2, 8194.0], 'Poso Mt.': [12.8, 15520.0], 'Cal Water': [12.9, 4174.0], 'Norco': [14.6, 543.0], 'Charca': [16.0, 820.0], 'Old River': [16.2, 36.0], 'Midway': [18.1, 1353.0], 'Ganso': [18.3, 1468.0]} | 592896 | 85805 | 0.14 | 507091 | 0.86 | 101194 | 0.17 |  |  | 452292 | 0.76 | 0.1 | 62273 | 0.11 | 290104 | 0.49 |  | 151030 | 0.25 | 0 | 0 | 198725 | 0.34 | 394171 | 107965 | 0.18 | 484931 | 210240 | 0.35 | 382656 | 317225 | 0.54 | 275671 | 60407 | 0.1 | 532489 | 24062 | 0.04 | 568834
91 | Rosedale | PGE Kern | {'Kern Power': [1.1, 14570.0], 'West Park': [2.1, 12952.0], 'Stockdale': [4.2, 6911.0], 'Bakersfield': [4.2, 11619.0], 'Casaloma': [4.6, 6314.0], 'Tevis': [4.9, 6835.0], 'Renfro': [4.9, 9062.0], '7th Standard': [5.3, 10226.0], 'Kern Oil': [5.5, 10298.0], 'Panama': [6.5, 6218.0], 'Sycamore': [7.2, 9711.0], 'Columbus': [7.9, 5229.0], 'Magunden': [8.8, 2510.0], 'Lerdo': [9.5, 10189.0], 'Cal Water': [10.4, 4278.0], 'Tupman': [10.9, 2164.0], 'Rio Bravo': [11.2, 4128.0], 'Mt Poso': [11.7, 9749.0], 'Old River': [11.8, 4028.0], 'Unknown - 3327': [13.3, 2509.0], 'Lamont': [13.4, 2487.0], 'Poso Mt.': [14.3, 7119.0], 'Norco': [14.4, 567.0], 'Grimmway-Malaga': [15.1, 2599.0], 'Shafter': [16.4, 1874.0], 'Famoso': [17.3, 3433.0], 'Lakeview': [19.7, 366.0]} | 583694 | 89717 | 0.15 | 493977 | 0.85 | 102703 | 0.18 |  |  | 444374 | 0.76 | 0.1 | 75330 | 0.13 | 277004 | 0.47 |  | 128975 | 0.22 | 0 | 0 | 180921 | 0.31 | 402773 | 128677 | 0.22 | 455017 | 218726 | 0.37 | 364967 | 305541 | 0.52 | 278153 | 57743 | 0.1 | 525951 | 24736 | 0.04 | 558958
92 | Moorpark | SCE Northern | {'Wakefield': [10.1, 15353.0], 'Santa Clara': [16.1, 3853.0], 'Ormond Beach': [18.3, 129.0]} | 207392 | 36574 | 0.18 | 170818 | 0.82 | 37777 | 0.18 |  |  | 130047 | 0.63 | 0.16 | 16312 | 0.08 | 44472 | 0.21 |  | 50078 | 0.24 | 11879 | 0.06 | 83088 | 0.4 | 124304 | 17102 | 0.08 | 190290 | 41127 | 0.2 | 166265 | 113188 | 0.55 | 94204 | 56835 | 0.27 | 150557 | 18993 | 0.09 | 188398
93 | Norco | PGE Kern | {'Tupman': [5.2, 3933.0], 'Elk Hills': [5.6, 1881.0], 'Tevis': [10.4, 2421.0], 'Renfro': [10.8, 2691.0], 'Rio Bravo': [11.2, 2983.0], 'Midway': [11.5, 2850.0], 'Midway - Wheeler Ridge (Proposed)': [11.7, 3271.0], 'Old River': [12.9, 2391.0], 'Kern Power': [13.5, 735.0], 'Copus': [13.5, 2496.0], 'Stockdale': [13.7, 1897.0], 'Rosedale': [14.4, 567.0], '7th Standard': [14.6, 543.0], 'Shafter': [15.9, 2789.0], 'Panama': [16.1, 1492.0], 'West Park': [16.2, 26.0], 'Ganso': [16.9, 1986.0], 'Lerdo': [17.3, 242.0], 'Casaloma': [17.5, 25.0], 'Lakeview': [17.7, 974.0], 'Bakersfield': [18.5, 18.0]} | 475794 | 59178 | 0.12 | 416616 | 0.88 | 92137 | 0.19 |  |  | 353152 | 0.74 | 0.09 | 85976 | 0.18 | 244323 | 0.51 |  | 19471 | 0.04 | 0 | 0 | 83588 | 0.18 | 392206 | 128666 | 0.27 | 347128 | 247370 | 0.52 | 228424 | 270741 | 0.57 | 205053 | 4830 | 0.01 | 470964 | 23676 | 0.05 | 452118
94 | La Fresa | SCE Metro | {'El Nido': [2.9, 62.0], 'Redondo': [3.5, 102.0], 'Chevmain': [4.6, 57.0], 'El Segundo': [5.8, 54.0], 'Arcogen': [6.3, 502.0], 'Hinson': [7.2, 466.0], 'Harborgen': [8.7, 470.0], 'Windsor': [8.9, 15.0], 'Lighthipe': [9.0, 461.0], 'La Cienega': [9.5, 15.0], 'Long Beach': [9.5, 475.0], 'Del Amo': [13.6, 458.0], 'Alamitos': [15.2, 464.0]} | 6791 | 2781 | 0.41 | 4010 | 0.59 | 1087 | 0.16 |  |  | 3377 | 0.5 | 0.27 | 0 | 0 | 0 | 0 |  | 127 | 0.02 | 627 | 0.09 | 107 | 0.02 | 6684 | 683 | 0.1 | 6108 | 3595 | 0.53 | 3196 | 3702 | 0.55 | 3089 | 120 | 0.02 | 6671 | 229 | 0.03 | 6562
95 | Cottonwood | PGE NGBA | {'Jessup': [5.6, 17049.0], 'Red Bluff': [15.0, 9618.0], 'Oregon Trail': [15.7, 0.0]} | 499003 | 78575 | 0.16 | 420428 | 0.84 | 120591 | 0.24 |  |  | 244962 | 0.49 | 0.19 | 12215 | 0.02 | 17894 | 0.04 |  | 325801 | 0.65 | 145566 | 0.29 | 217657 | 0.44 | 281346 | 52498 | 0.11 | 446505 | 76057 | 0.15 | 422946 | 262945 | 0.53 | 236058 | 267875 | 0.54 | 231128 | 51048 | 0.1 | 447955
96 | Borden | PGE Fresno | {'Madera': [3.9, 16426.0], 'Storey': [5.0, 14083.0], 'Gregg': [6.1, 16411.0], 'Herndon': [6.4, 16353.0], 'Figarden': [9.8, 14088.0], 'Fig Garden': [9.8, 14088.0], 'Biola': [11.5, 8318.0], 'Ashlan': [12.4, 11034.0], 'Woodward': [12.9, 7244.0], 'Bullard': [13.7, 7817.0], 'Kearney (New)': [16.1, 2051.0], 'West Fresno': [16.9, 1942.0], 'California Ave': [18.6, 282.0], 'Newhall': [19.2, 252.0]} | 581381 | 103694 | 0.18 | 477687 | 0.82 | 107338 | 0.18 |  |  | 400067 | 0.69 | 0.14 | 203654 | 0.35 | 173422 | 0.3 |  | 236539 | 0.41 | 0 | 0 | 237688 | 0.41 | 343693 | 190852 | 0.33 | 390529 | 192681 | 0.33 | 388701 | 345313 | 0.59 | 236068 | 120816 | 0.21 | 460566 | 95800 | 0.16 | 485581
97 | Oceano | PGE Kern | {'Callender': [3.8, 22110.0], 'Mesa': [9.7, 17930.0], 'San Luis Obispo': [11.5, 8388.0], 'Fairway': [15.3, 4194.0], 'Diablo Canyon': [16.9, 35.0]} | 284886 | 62195 | 0.22 | 222691 | 0.78 | 87152 | 0.31 |  |  | 177533 | 0.62 | 0.08 | 19780 | 0.07 | 39087 | 0.14 |  | 116515 | 0.41 | 63312 | 0.22 | 48346 | 0.17 | 236540 | 29392 | 0.1 | 255494 | 93317 | 0.33 | 191569 | 114644 | 0.4 | 170242 | 127915 | 0.45 | 156971 | 21325 | 0.07 | 263561
98 | Hollister | PGE GBA | {'Crazy Horse Canyon': [12.1, 3502.0], 'Llagas': [13.0, 8739.0]} | 425079 | 47883 | 0.11 | 377196 | 0.89 | 165151 | 0.39 |  |  | 207649 | 0.49 | 0.09 | 29460 | 0.07 | 58633 | 0.14 |  | 253240 | 0.6 | 55659 | 0.13 | 254759 | 0.6 | 170321 | 53503 | 0.13 | 371577 | 104862 | 0.25 | 320218 | 295129 | 0.69 | 129950 | 227494 | 0.54 | 197586 | 15778 | 0.04 | 409302
99 | Crow Creek | PGE Fresno | {'Fink (Proposed)': [0.4, 9527.0], 'Stanislaus Resource Recovery Facility': [0.9, 10915.0], 'Crows Landing': [2.8, 11093.0], 'Salado': [3.4, 8700.0], 'Miller': [8.5, 4572.0], 'New Sub - Westley - Quinto (Proposed)': [11.2, 1914.0], 'Westley': [14.8, 375.0], 'Quinto': [18.1, 32.0]} | 459502 | 60531 | 0.13 | 398972 | 0.87 | 118881 | 0.26 |  |  | 277419 | 0.6 | 0.11 | 65788 | 0.14 | 190619 | 0.41 |  | 131632 | 0.29 | 54470 | 0.12 | 205603 | 0.45 | 253899 | 55928 | 0.12 | 403575 | 83928 | 0.18 | 375574 | 238999 | 0.52 | 220503 | 149423 | 0.33 | 310079 | 19424 | 0.04 | 440078
100 | Stockdale | PGE Kern | {'Panama': [3.0, 13949.0], 'Tevis': [3.4, 10650.0], 'Casaloma': [4.1, 10695.0], 'Rosedale': [4.2, 6911.0], 'West Park': [4.2, 7070.0], 'Kern Power': [4.7, 5729.0], 'Bakersfield': [6.0, 5556.0], 'Renfro': [7.3, 3188.0], 'Old River': [7.8, 12099.0], 'Magunden': [8.7, 4564.0], 'Kern Oil': [9.0, 2025.0], 'Columbus': [9.1, 3177.0], '7th Standard': [9.2, 730.0], 'Sycamore': [10.3, 1979.0], 'Unknown - 3327': [11.5, 6285.0], 'Lamont': [11.6, 6225.0], 'Tupman': [11.7, 1150.0], 'Cal Water': [11.9, 2823.0], 'Grimmway-Malaga': [12.6, 6652.0], 'Lerdo': [13.6, 693.0], 'Norco': [13.7, 1897.0], 'Rio Bravo': [13.9, 693.0], 'Lakeview': [15.6, 4148.0], 'Mt Poso': [15.9, 693.0], 'Wheeler Ridge': [16.7, 3039.0], 'Midway - Wheeler Ridge (Proposed)': [17.7, 1974.0], 'Shafter': [19.6, 0.0], 'Copus': [19.6, 476.0]} | 579905 | 86489 | 0.15 | 493417 | 0.85 | 85977 | 0.15 |  |  | 457285 | 0.79 | 0.1 | 74499 | 0.13 | 294007 | 0.51 |  | 92550 | 0.16 | 0 | 0 | 157459 | 0.27 | 422447 | 134096 | 0.23 | 445809 | 216069 | 0.37 | 363836 | 292393 | 0.5 | 287513 | 42417 | 0.07 | 537489 | 23757 | 0.04 | 556149
101 | New Sub - Rancho Seco - Bellota (Proposed) | PGE GBA | {'Camanche': [5.8, 9698.0], 'Bellota': [8.2, 10170.0], 'Lockeford': [8.9, 14179.0], 'Valley Springs': [13.8, 35.0], 'Clay': [14.9, 212.0], 'Cosumnes': [15.9, 1052.0], 'Rancho Seco': [16.2, 859.0], 'Live Oak': [19.7, 234.0], 'Weber': [19.8, 4.0]} | 488676 | 58698 | 0.12 | 429978 | 0.88 | 66943 | 0.14 |  |  | 304128 | 0.62 | 0.15 | 116643 | 0.24 | 114827 | 0.23 |  | 150795 | 0.31 | 1074 | 0 | 250904 | 0.51 | 237772 | 96792 | 0.2 | 391884 | 206402 | 0.42 | 282274 | 325043 | 0.67 | 163632 | 149725 | 0.31 | 338951 | 64174 | 0.13 | 424502
102 | Oro Loma | PGE Fresno | {'Mercy Springs': [9.7, 22001.0], 'Dos Amigos': [10.0, 20266.0], 'Hammonds': [11.9, 30068.0], 'Mendota': [15.8, 18273.0], 'Panoche': [16.7, 7309.0], 'Newhall': [18.0, 5486.0], 'Cheney': [18.9, 2127.0], 'Padre Flats SW STA': [19.1, 115.0], 'El Nido': [19.1, 1265.0]} | 633861 | 160969 | 0.25 | 472892 | 0.75 | 135431 | 0.21 |  |  | 474233 | 0.75 | 0.07 | 239944 | 0.38 | 238989 | 0.38 |  | 149109 | 0.24 | 2897 | 0 | 259439 | 0.41 | 374423 | 64296 | 0.1 | 569565 | 113069 | 0.18 | 520793 | 299153 | 0.47 | 334708 | 72822 | 0.11 | 561039 | 31009 | 0.05 | 602852
103 | Peoria | PGE GBA | {'Chinese Station': [2.3, 3257.0], 'New Melones': [3.5, 1405.0], 'Race Track': [7.0, 2547.0], 'Racetrack': [7.0, 2547.0], 'Curtis': [10.8, 2392.0], 'Frogtown': [10.9, 175.0], 'Mi-Wuk': [18.4, 783.0]} | 380957 | 17027 | 0.04 | 363930 | 0.96 | 104580 | 0.27 |  |  | 232654 | 0.61 | 0.11 | 43919 | 0.12 | 14524 | 0.04 |  | 269389 | 0.71 | 33428 | 0.09 | 273510 | 0.72 | 107447 | 100558 | 0.26 | 280398 | 153176 | 0.4 | 227781 | 329175 | 0.86 | 51781 | 211964 | 0.56 | 168993 | 32955 | 0.09 | 348002
104 | Table Mountain | PGE NGBA | {'Thermalito': [2.9, 7222.0], 'Wyandotte': [7.1, 467.0], 'Palermo': [9.7, 361.0], 'Butte': [14.1, 266.0], 'Notre Dame': [14.6, 266.0], 'POE': [14.9, 193.0]} | 448169 | 37550 | 0.08 | 410620 | 0.92 | 53165 | 0.12 |  |  | 302942 | 0.68 | 0.13 | 143858 | 0.32 | 93341 | 0.21 |  | 108794 | 0.24 | 6354 | 0.01 | 238906 | 0.53 | 209264 | 93117 | 0.21 | 355052 | 222518 | 0.5 | 225652 | 358805 | 0.8 | 89364 | 92111 | 0.21 | 356059 | 50397 | 0.11 | 397773
105 | Sycamore Canyon | SDGE Imperial | {'Pomerado': [1.7, 503.0], 'Scripps': [4.7, 315.0], 'Chicarita': [5.3, 503.0], 'Artesian': [9.3, 503.0], 'Penasquitos': [10.9, 101.0], 'North City Metering': [11.3, 101.0], 'Creelman': [12.4, 382.0], 'Escondido': [15.3, 503.0], 'San Marcos': [17.5, 8.0]} | 117822 | 15128 | 0.13 | 102694 | 0.87 | 22764 | 0.19 |  |  | 48656 | 0.41 | 0.21 | 2212 | 0.02 | 802 | 0.01 |  | 20593 | 0.17 | 88388 | 0.75 | 53129 | 0.45 | 64693 | 33956 | 0.29 | 83866 | 48956 | 0.42 | 68866 | 79394 | 0.67 | 38429 | 50946 | 0.43 | 66876 | 5731 | 0.05 | 112091
106 | Ivanpah | SCE EOP | {'Mountain Pass': [5.5, 8.0], 'Primm': [9.5, 1084.0]} | 16953 | 7838 | 0.46 | 9115 | 0.54 | 3892 | 0.23 |  |  | 2404 | 0.14 | 0.03 | 0 | 0 | 0 | 0 |  | 0 | 0 | 0 | 0 | 1188 | 0.07 | 15765 | 1966 | 0.12 | 14988 | 788 | 0.05 | 16165 | 2005 | 0.12 | 14948 | 4810 | 0.28 | 12144 | 63 | 0 | 16890
107 | North Gila | SDGE Arizona | {} | 117284 | 11505 | 0.1 | 105779 | 0.9 | 44156 | 0.38 |  |  | 23689 | 0.2 | 0.04 | 2158 | 0.02 | 10991 | 0.09 |  | 0 | 0 | 0 | 0 | 358 | 0 | 116925 | 34305 | 0.29 | 82979 | 29012 | 0.25 | 88272 | 34360 | 0.29 | 82924 | 42600 | 0.36 | 74684 | 3339 | 0.03 | 113944
108 | Manteca | PGE GBA | {'Manteca': [0.0, 22509.0], 'Vierra': [2.7, 14224.0], 'Ripon': [5.2, 17426.0], 'French Camp': [6.7, 14336.0], 'Kasson': [7.4, 1586.0], 'Weber': [8.3, 17588.0], 'Avena': [9.6, 19591.0], 'Stockton A': [10.8, 9161.0], 'Stagg': [14.9, 2328.0], 'Lammers': [15.1, 16.0], 'Westley': [15.5, 485.0], 'Valley Home': [15.6, 8445.0], 'GWF Tracy': [15.8, 15.0], 'Riverbank': [17.3, 441.0], 'Bellota': [18.8, 866.0], 'New Sub - Westley - Quinto (Proposed)': [19.9, 4.0]} | 520072 | 58669 | 0.11 | 461403 | 0.89 | 67481 | 0.13 |  |  | 338566 | 0.65 | 0.16 | 104195 | 0.2 | 309753 | 0.6 |  | 82078 | 0.16 | 1385 | 0 | 186358 | 0.36 | 333714 | 65638 | 0.13 | 454435 | 88883 | 0.17 | 431189 | 227245 | 0.44 | 292827 | 37406 | 0.07 | 482666 | 24013 | 0.05 | 496059
109 | Dumbarton | PGE GBA | {'Fremont': [5.3, 632.0], 'Newark': [5.5, 632.0], 'Eastshore': [5.7, 132.0], 'Mt Eden': [5.7, 180.0], 'Mt. Eden': [5.7, 180.0], 'Ravenswood': [6.2, 136.0], 'Cooley Landing': [6.9, 100.0], 'Castro Valley': [9.4, 82.0], 'Grant': [9.7, 48.0], 'Dixon Landing': [10.2, 632.0], 'Whisman': [10.6, 19.0], 'Nortech': [10.9, 480.0], 'Los Esteros': [11.3, 595.0], 'Menlo': [11.7, 92.0], 'San Leandro U': [11.8, 48.0], 'Mountain View': [12.2, 9.0], 'Vineyard': [13.6, 627.0], 'Scott': [13.7, 6.0], 'Trimble': [14.1, 6.0], 'Jefferson': [14.2, 88.0], 'Edes': [14.6, 46.0], 'FMC': [16.4, 2.0], 'Oakland J': [16.7, 6.0], 'Burlingame': [16.8, 22.0]} | 96484 | 6903 | 0.07 | 89581 | 0.93 | 23410 | 0.24 |  |  | 59144 | 0.61 | 0.32 | 1537 | 0.02 | 344 | 0 |  | 71239 | 0.74 | 513 | 0.01 | 56333 | 0.58 | 40151 | 39450 | 0.41 | 57034 | 59980 | 0.62 | 36504 | 77205 | 0.8 | 19279 | 49764 | 0.52 | 46720 | 7367 | 0.08 | 89116
110 | Altamont | PGE GBA | {'Altamont Midway (Sandhill)': [0.0, 1693.0], 'Vasco': [3.3, 1451.0], 'Windmaster': [4.1, 1356.0], 'Los Positas': [4.5, 1451.0], 'Las Positas': [4.5, 1451.0], 'Delta Pumps': [4.7, 669.0], 'Delta PP': [4.7, 670.0], 'Midway Green Ridge Services': [5.1, 278.0], 'Cayetano': [5.1, 1451.0], 'Kelso': [5.3, 247.0], 'Tracy': [6.3, 247.0], 'Tesla': [6.6, 247.0], 'North Dublin': [9.8, 1451.0], 'GWF Tracy': [10.5, 247.0], 'Lammers': [11.1, 247.0], 'Vineyard': [11.1, 1451.0], 'Tassajara': [13.0, 1451.0], 'San Ramon': [14.0, 1451.0], 'Kasson': [18.2, 247.0]} | 357798 | 8286 | 0.02 | 349512 | 0.98 | 108311 | 0.3 |  |  | 211332 | 0.59 | 0.14 | 18293 | 0.05 | 114394 | 0.32 |  | 178891 | 0.5 | 26208 | 0.07 | 187019 | 0.52 | 170780 | 131128 | 0.37 | 226670 | 146179 | 0.41 | 211620 | 230987 | 0.65 | 126812 | 109318 | 0.31 | 248480 | 21718 | 0.06 | 336081
111 | Hoodoo Wash | SDGE Arizona | {} | 160942 | 118018 | 0.73 | 42924 | 0.27 | 0 | 0 |  |  | 0 | 0 | 0 | 0 | 0 | 0 | 0 |  | 0 | 0 | 0 | 0 | 0 | 0 | 160942 | 0 | 0 | 160942 | 0 | 0 | 160942 | 0 | 0 | 160942 | 0 | 0 | 160942 | 0 | 0 | 160942
112 | Wyandotte | PGE NGBA | {'Palermo': [2.9, 3273.0], 'Thermalito': [5.1, 1001.0], 'Table Mt.': [7.1, 467.0], 'Honcut': [12.3, 19.0], 'POE': [16.6, 629.0]} | 484048 | 43416 | 0.09 | 440633 | 0.91 | 46784 | 0.1 |  |  | 315744 | 0.65 | 0.15 | 149275 | 0.31 | 67736 | 0.14 |  | 143615 | 0.3 | 26437 | 0.05 | 303228 | 0.63 | 180820 | 84385 | 0.17 | 399663 | 204156 | 0.42 | 279892 | 404841 | 0.84 | 79207 | 101885 | 0.21 | 382163 | 48761 | 0.1 | 435287
113 | Laguna Bell | SCE Metro | {} | 8556 | 2442 | 0.29 | 6115 | 0.71 | 1141 | 0.13 |  |  | 5283 | 0.62 | 0.27 | 0 | 0 | 0 | 0 |  | 2122 | 0.25 | 12 | 0 | 1589 | 0.19 | 6967 | 684 | 0.08 | 7873 | 3596 | 0.42 | 4960 | 5187 | 0.61 | 3370 | 1487 | 0.17 | 7070 | 541 | 0.06 | 8016
114 | El Casco | SCE Eastern | {'San Bernardino': [12.1, 900.0], 'Vista (SCE)': [14.7, 77.0], 'Vista': [14.7, 77.0], 'Cardiff': [14.8, 92.0], 'Valley': [16.4, 1564.0]} | 173476 | 25963 | 0.15 | 147513 | 0.85 | 36607 | 0.21 |  |  | 85038 | 0.49 | 0.25 | 12004 | 0.07 | 3884 | 0.02 |  | 95710 | 0.55 | 63373 | 0.37 | 47541 | 0.27 | 125935 | 60971 | 0.35 | 112505 | 100460 | 0.58 | 73017 | 124634 | 0.72 | 48842 | 70104 | 0.4 | 103373 | 8854 | 0.05 | 164623
115 | Le Grand | PGE Fresno | {'Chowchilla': [4.7, 26384.0], 'Dairyland': [9.4, 25967.0], 'Wilson': [10.5, 8281.0], 'El Nido': [11.8, 18903.0], 'Merced': [13.2, 8223.0], 'Storey': [19.2, 168.0]} | 603815 | 89227 | 0.15 | 514587 | 0.85 | 175534 | 0.29 |  |  | 387142 | 0.64 | 0.08 | 241249 | 0.4 | 136572 | 0.23 |  | 254592 | 0.42 | 0 | 0 | 353818 | 0.59 | 249997 | 185076 | 0.31 | 418739 | 216340 | 0.36 | 387475 | 426715 | 0.71 | 177100 | 154849 | 0.26 | 448965 | 94194 | 0.16 | 509620
116 | Tupman | PGE Kern | {'Norco': [5.2, 3933.0], 'Rio Bravo': [6.1, 12760.0], 'Renfro': [6.4, 8602.0], 'Tevis': [8.3, 2009.0], '7th Standard': [9.8, 5322.0], 'Kern Power': [9.9, 2903.0], 'Midway': [10.7, 8827.0], 'Rosedale': [10.9, 2164.0], 'Shafter': [11.4, 12473.0], 'Stockdale': [11.7, 1150.0], 'Lerdo': [12.1, 5756.0], 'West Park': [13.0, 564.0], 'Old River': [13.9, 1070.0], 'Ganso': [14.3, 8353.0], 'Panama': [14.5, 986.0], 'Casaloma': [14.9, 171.0], 'Bakersfield': [15.1, 225.0], 'Kern Oil': [15.2, 585.0], 'Midway - Wheeler Ridge (Proposed)': [16.2, 312.0], 'Mt Poso': [17.0, 1293.0], 'Sycamore': [17.1, 126.0], 'Famoso': [17.8, 561.0], 'Charca': [17.9, 737.0], 'Semitropic': [19.5, 111.0]} | 530271 | 76582 | 0.14 | 453689 | 0.86 | 98576 | 0.19 |  |  | 397161 | 0.75 | 0.1 | 90069 | 0.17 | 278723 | 0.53 |  | 35600 | 0.07 | 0 | 0 | 119631 | 0.23 | 410640 | 114867 | 0.22 | 415404 | 240978 | 0.45 | 289293 | 293365 | 0.55 | 236906 | 4662 | 0.01 | 525609 | 26159 | 0.05 | 504112
117 | Henrietta | PGE Fresno | {'Mustang': [1.1, 54893.0], 'Leprino': [3.9, 53313.0], 'Lemoore': [7.5, 33980.0], 'Guernsey': [13.8, 25889.0], 'Gates': [14.2, 3815.0], 'GWF Hanford': [14.3, 20958.0], 'Schindler': [17.1, 2751.0], 'Waukena': [19.4, 726.0]} | 670605 | 293247 | 0.44 | 377358 | 0.56 | 160644 | 0.24 |  |  | 457574 | 0.68 | 0.09 | 312425 | 0.47 | 279003 | 0.42 |  | 7407 | 0.01 | 0 | 0 | 77374 | 0.12 | 593231 | 12631 | 0.02 | 657974 | 46249 | 0.07 | 624356 | 116311 | 0.17 | 554294 | 3234 | 0 | 667371 | 12763 | 0.02 | 657842
118 | Castro Valley | PGE GBA | {'Mt Eden': [4.7, 1296.0], 'Mt. Eden': [4.7, 1296.0], 'San Leandro U': [4.9, 1262.0], 'Grant': [5.5, 1262.0], 'Eastshore': [5.5, 1296.0], 'San Ramon': [7.8, 30.0], 'Edes': [7.9, 1260.0], 'Dumbarton': [9.4, 82.0], 'Oakland J': [9.7, 1220.0], 'Tassajara': [11.2, 30.0], 'Vineyard': [11.3, 63.0], 'North Dublin': [11.6, 30.0], 'Fremont': [11.8, 34.0], 'Moraga': [12.2, 630.0], 'Oakland X': [12.2, 1214.0], 'Newark': [13.9, 34.0], 'Oakland L': [14.1, 1206.0], 'Oakland C': [14.1, 1214.0], 'Ravenswood': [14.4, 42.0], 'Cooley Landing': [15.6, 6.0], 'Cayetano': [16.1, 4.0], 'Dixon Landing': [18.0, 33.0], 'SAN FRAN A (POTRERO PP)': [18.2, 587.0], 'Potrero': [18.2, 593.0], 'Martin': [18.9, 297.0]} | 98397 | 7904 | 0.08 | 90493 | 0.92 | 20206 | 0.21 |  |  | 64527 | 0.66 | 0.24 | 2197 | 0.02 | 232 | 0 |  | 81691 | 0.83 | 885 | 0.01 | 54258 | 0.55 | 44139 | 50264 | 0.51 | 48133 | 69920 | 0.71 | 28476 | 82503 | 0.84 | 15894 | 39834 | 0.4 | 58563 | 6910 | 0.07 | 91487
119 | Vineyard | PGE GBA | {'North Dublin': [5.2, 2540.0], 'Cayetano': [6.6, 2447.0], 'San Ramon': [6.8, 1596.0], 'Los Positas': [6.9, 3138.0], 'Las Positas': [6.9, 3141.0], 'Vasco': [8.1, 2476.0], 'Tassajara': [9.5, 1520.0], 'Fremont': [10.7, 2351.0], 'Altamont Midway (Sandhill)': [11.1, 1446.0], 'Altamont': [11.1, 1451.0], 'Castro Valley': [11.3, 63.0], 'Dumbarton': [13.6, 627.0], 'Mt Eden': [13.7, 111.0], 'Mt. Eden': [13.7, 111.0], 'Newark': [13.8, 966.0], 'Eastshore': [14.6, 34.0], 'Windmaster': [14.7, 1109.0], 'Midway Green Ridge Services': [15.0, 31.0], 'Dixon Landing': [15.2, 933.0], 'Delta Pumps': [15.6, 422.0], 'Delta PP': [15.6, 423.0], 'Kelso': [16.3, 0.0], 'Los Esteros': [17.4, 589.0], 'Nortech': [18.3, 474.0]} | 212096 | 7846 | 0.04 | 204250 | 0.96 | 59919 | 0.28 |  |  | 134305 | 0.63 | 0.12 | 7258 | 0.03 | 9201 | 0.04 |  | 171796 | 0.81 | 19521 | 0.09 | 143919 | 0.68 | 68176 | 119451 | 0.56 | 92644 | 139746 | 0.66 | 72350 | 186654 | 0.88 | 25441 | 98284 | 0.46 | 113812 | 13894 | 0.07 | 198201
120 | Trout Canyon | SCE EOP | {'Gamebird': [9.0, 8025.0], 'Sandy Valley': [9.4, 1332.0], 'Thousandaire': [10.9, 6831.0], 'Pahrump': [13.6, 5983.0]} | 116518 | 34764 | 0.3 | 81754 | 0.7 | 18548 | 0.16 |  |  | 5178 | 0.04 | 0.71 | 270 | 0 | 0 | 0 |  | 5 | 0 | 0 | 0 | 3107 | 0.03 | 113411 | 50 | 0 | 116468 | 21302 | 0.18 | 95215 | 22902 | 0.2 | 93615 | 16565 | 0.14 | 99953 | 95 | 0 | 116423
121 | Columbus | PGE Kern | {'Cal Water': [2.7, 13798.0], 'Magunden': [2.8, 8389.0], 'Bakersfield': [3.7, 11752.0], 'Sycamore': [4.7, 9951.0], 'Casaloma': [5.1, 6409.0], 'Kern Oil': [5.4, 9001.0], 'West Park': [5.9, 7754.0], 'Rosedale': [7.9, 5229.0], 'Unknown - 3327': [8.3, 8389.0], 'Lamont': [8.3, 8389.0], 'Panama': [8.5, 4276.0], 'Kern Power': [8.9, 3816.0], 'Stockdale': [9.1, 3177.0], '7th Standard': [11.1, 4978.0], 'Poso Mt.': [11.2, 6790.0], 'Grimmway-Malaga': [11.4, 8389.0], 'Tevis': [11.9, 1136.0], 'Renfro': [12.6, 502.0], 'Mt Poso': [12.9, 6795.0], 'Lerdo': [13.8, 5612.0], 'Old River': [16.0, 532.0], 'Rio Bravo': [18.2, 5.0]} | 512643 | 69407 | 0.14 | 443236 | 0.86 | 96158 | 0.19 |  |  | 384780 | 0.75 | 0.09 | 35055 | 0.07 | 197448 | 0.39 |  | 175972 | 0.34 | 11100 | 0.02 | 241796 | 0.47 | 270847 | 111999 | 0.22 | 400645 | 177132 | 0.35 | 335511 | 298534 | 0.58 | 214109 | 124638 | 0.24 | 388005 | 16889 | 0.03 | 495754
122 | Lewis | SCE Metro | {'Villa Park': [3.7, 127.0], 'Serrano': [6.4, 127.0], 'Johanna': [7.2, 125.0], 'Olinda': [9.6, 2.0], 'Santiago': [12.5, 125.0], 'Walnut': [14.1, 2.0], 'Viejo': [17.7, 1.0], 'Chino': [18.2, 1.0]} | 27503 | 4937 | 0.18 | 22566 | 0.82 | 3654 | 0.13 |  |  | 13192 | 0.48 | 0.48 | 119 | 0 | 450 | 0.02 |  | 9363 | 0.34 | 7621 | 0.28 | 7757 | 0.28 | 19746 | 4865 | 0.18 | 22639 | 12575 | 0.46 | 14928 | 19331 | 0.7 | 8172 | 9513 | 0.35 | 17990 | 2735 | 0.1 | 24768
123 | Standard Oil 2 | PGE GBA | {'Standard Oil': [0.0, 4668.0], 'Richmond R': [2.2, 4496.0], 'San Pablo': [4.0, 4009.0], 'El Cerrito G': [5.5, 4422.0], 'Sobrante': [10.6, 3018.0], 'Christie': [10.8, 2165.0], 'Ignacio': [11.8, 279.0], 'Oakland L': [11.8, 963.0], 'Oakland C': [12.3, 799.0], 'Carquinez': [12.6, 1996.0], 'Oakland X': [13.5, 384.0], 'Potrero': [13.5, 1215.0], 'SAN FRAN A (POTRERO PP)': [13.5, 1227.0], 'Moraga': [14.5, 324.0], 'Alhambra': [14.7, 1903.0], 'Martinez': [15.7, 1874.0], 'Oakland J': [16.3, 209.0], 'Parkway': [16.5, 1860.0], 'Bahia': [16.6, 1874.0], 'Martin': [17.2, 107.0], 'Edes': [18.3, 11.0]} | 95801 | 21454 | 0.22 | 74347 | 0.78 | 15276 | 0.16 |  |  | 49498 | 0.52 | 0.48 | 10062 | 0.11 | 3830 | 0.04 |  | 28896 | 0.3 | 0 | 0 | 33442 | 0.35 | 62358 | 30703 | 0.32 | 65098 | 46777 | 0.49 | 49024 | 67645 | 0.71 | 28156 | 15794 | 0.16 | 80006 | 8173 | 0.09 | 87628
124 | Mc Mullin | PGE Fresno | {'Kearney (New)': [9.7, 26712.0], 'Helm': [10.3, 30566.0], 'Crescent': [10.8, 26212.0], 'West Fresno': [12.8, 13780.0], 'New Sub - Los Banos - Midway (Proposed)': [14.9, 6226.0], 'California Ave': [15.2, 7826.0], 'Biola': [15.5, 7250.0], 'Schindler': [15.7, 7334.0], 'Malaga': [16.0, 5434.0], 'Ashlan': [16.5, 3447.0], 'Fig Garden': [17.4, 1501.0], 'Figarden': [17.4, 1512.0], 'Herndon': [17.9, 930.0], 'Gregg': [18.5, 604.0], 'Excelsior': [19.0, 2167.0], 'McCall': [19.3, 165.0]} | 638798 | 231185 | 0.36 | 407614 | 0.64 | 74693 | 0.12 |  |  | 465548 | 0.73 | 0.11 | 279630 | 0.44 | 314526 | 0.49 |  | 4611 | 0.01 | 0 | 0 | 101657 | 0.16 | 537142 | 39334 | 0.06 | 599465 | 44778 | 0.07 | 594020 | 127323 | 0.2 | 511475 | 694 | 0 | 638104 | 12391 | 0.02 | 626407
125 | Taft | PGE Kern | {'Sunrise': [7.7, 848.0], 'Elk Hills': [8.6, 946.0], 'Sunset': [10.5, 796.0], 'Copus': [11.8, 927.0], 'Midway - Wheeler Ridge (Proposed)': [12.0, 927.0]} | 328658 | 47277 | 0.14 | 281380 | 0.86 | 104332 | 0.32 |  |  | 216846 | 0.66 | 0.06 | 50617 | 0.15 | 103047 | 0.31 |  | 38528 | 0.12 | 0 | 0 | 66957 | 0.2 | 261701 | 120744 | 0.37 | 207914 | 202956 | 0.62 | 125702 | 222386 | 0.68 | 106272 | 43956 | 0.13 | 284702 | 15131 | 0.05 | 313527
126 | Pleasant Grove | PGE NGBA | {'Atlantic': [4.7, 10025.0], 'Lincoln': [5.5, 16145.0], 'Rio Oso': [11.6, 14223.0], 'East Nicolaus': [14.0, 12829.0], 'Bell': [14.4, 3861.0], 'Gold Hill': [14.6, 1434.0], 'Higgins': [19.3, 369.0]} | 335473 | 50636 | 0.15 | 284837 | 0.85 | 14192 | 0.04 |  |  | 214842 | 0.64 | 0.28 | 81316 | 0.24 | 77150 | 0.23 |  | 125693 | 0.37 | 2777 | 0.01 | 180599 | 0.54 | 154874 | 32525 | 0.1 | 302948 | 91936 | 0.27 | 243537 | 241325 | 0.72 | 94148 | 40274 | 0.12 | 295199 | 53027 | 0.16 | 282446
127 | Newark | PGE GBA | {'Fremont': [3.1, 1214.0], 'Dixon Landing': [4.6, 1184.0], 'Dumbarton': [5.5, 632.0], 'Nortech': [5.8, 730.0], 'Los Esteros': [5.9, 844.0], 'Cooley Landing': [7.9, 6.0], 'Whisman': [8.0, 6.0], 'Ravenswood': [8.3, 6.0], 'Scott': [8.8, 255.0], 'Trimble': [8.9, 255.0], 'Mountain View': [9.4, 6.0], 'Mt Eden': [11.1, 111.0], 'Mt. Eden': [11.1, 111.0], 'Eastshore': [11.2, 34.0], 'FMC': [11.3, 251.0], 'San Jose B': [12.0, 249.0], 'Menlo': [12.7, 4.0], 'San Jose A': [12.9, 249.0], 'Vineyard': [13.8, 966.0], 'Castro Valley': [13.9, 34.0], 'Stone': [15.2, 249.0], 'Evergreen': [15.9, 249.0], 'Swift': [16.1, 249.0], 'Los Positas': [19.6, 96.0], 'Las Positas': [19.6, 99.0]} | 107071 | 6721 | 0.06 | 100350 | 0.94 | 31356 | 0.29 |  |  | 63910 | 0.6 | 0.2 | 1602 | 0.01 | 343 | 0 |  | 84435 | 0.79 | 4691 | 0.04 | 68383 | 0.64 | 38688 | 40724 | 0.38 | 66347 | 56070 | 0.52 | 51001 | 86856 | 0.81 | 20215 | 63556 | 0.59 | 43515 | 7485 | 0.07 | 99586
128 | Dairyland | PGE Fresno | {'Chowchilla': [5.8, 45566.0], 'Le Grand': [9.4, 25967.0], 'El Nido': [9.7, 22576.0], 'Newhall': [13.1, 15981.0], 'Storey': [16.3, 3609.0], 'Madera': [17.0, 3653.0], 'Wilson': [17.3, 904.0], 'Merced': [17.8, 1592.0]} | 687004 | 163146 | 0.24 | 523858 | 0.76 | 148108 | 0.22 |  |  | 491358 | 0.72 | 0.09 | 339704 | 0.49 | 209213 | 0.3 |  | 187620 | 0.27 | 0 | 0 | 315610 | 0.46 | 371394 | 169024 | 0.25 | 517980 | 202242 | 0.29 | 484762 | 396936 | 0.58 | 290068 | 64871 | 0.09 | 622133 | 86882 | 0.13 | 600122
129 | Chino | SCE Metro | {'Mira Loma': [6.5, 3842.0], 'Padua': [8.7, 3355.0], 'Rancho Vista': [10.3, 3376.0], 'Etiwanda': [10.7, 3376.0], 'Wildlife': [13.1, 2324.0], 'Rerc': [13.1, 2336.0], 'Serrano': [13.4, 1080.0], 'Olinda': [14.4, 620.0], 'Villa Park': [15.5, 42.0], 'Walnut': [15.5, 295.0], 'Lewis': [18.2, 1.0]} | 29439 | 5490 | 0.19 | 23949 | 0.81 | 3994 | 0.14 |  |  | 14641 | 0.5 | 0.27 | 652 | 0.02 | 1374 | 0.05 |  | 11994 | 0.41 | 10758 | 0.37 | 12552 | 0.43 | 16887 | 6267 | 0.21 | 23172 | 10242 | 0.35 | 19197 | 19579 | 0.67 | 9860 | 12055 | 0.41 | 17384 | 3331 | 0.11 | 26108
130 | El Segundo | SCE Metro | {'Chevmain': [1.2, 60.0], 'El Nido': [3.0, 58.0], 'Redondo': [4.6, 55.0], 'La Fresa': [5.8, 54.0], 'La Cienega': [6.9, 21.0], 'Windsor': [7.1, 21.0], 'Arcogen': [12.0, 36.0]} | 10079 | 3965 | 0.39 | 6114 | 0.61 | 1074 | 0.11 |  |  | 3625 | 0.36 | 0.22 | 1 | 0 | 0 | 0 |  | 743 | 0.07 | 3962 | 0.39 | 1288 | 0.13 | 8790 | 2170 | 0.22 | 7909 | 4784 | 0.47 | 5294 | 5501 | 0.55 | 4577 | 480 | 0.05 | 9599 | 754 | 0.07 | 9325
131 | San Leandro U | PGE GBA | {'Grant': [2.8, 1568.0], 'Edes': [3.2, 1619.0], 'Castro Valley': [4.9, 1262.0], 'Oakland J': [5.1, 1579.0], 'Mt Eden': [6.0, 1340.0], 'Mt. Eden': [6.0, 1340.0], 'Eastshore': [6.2, 1384.0], 'Oakland X': [8.0, 1573.0], 'Oakland C': [9.5, 1573.0], 'Moraga': [9.6, 986.0], 'Oakland L': [9.6, 1565.0], 'Dumbarton': [11.8, 48.0], 'SAN FRAN A (POTRERO PP)': [13.3, 946.0], 'Potrero': [13.3, 952.0], 'Sobrante': [14.0, 94.0], 'Martin': [14.2, 601.0], 'Ravenswood': [15.2, 42.0], 'Cooley Landing': [16.5, 6.0], 'El Cerrito G': [16.6, 91.0]} | 77316 | 8624 | 0.11 | 68692 | 0.89 | 9798 | 0.13 |  |  | 51930 | 0.67 | 0.41 | 582 | 0.01 | 175 | 0 |  | 57908 | 0.75 | 746 | 0.01 | 34243 | 0.44 | 43073 | 32374 | 0.42 | 44942 | 53210 | 0.69 | 24106 | 62043 | 0.8 | 15274 | 24580 | 0.32 | 52736 | 4957 | 0.06 | 72359
132 | Ganso | PGE Kern | {'Midway': [6.8, 15287.0], 'Semitropic': [7.0, 12207.0], 'Shafter': [7.4, 15538.0], 'Goose Lake': [10.1, 9785.0], 'Charca': [10.2, 9661.0], 'Rio Bravo': [11.3, 9817.0], 'Tupman': [14.3, 8353.0], 'Smyrna': [15.1, 5486.0], 'Famoso': [15.5, 489.0], 'Temblor': [16.1, 107.0], 'Lerdo': [16.6, 2388.0], 'Kernridge': [16.8, 262.0], 'Norco': [16.9, 1986.0], 'Renfro': [17.8, 3477.0], '7th Standard': [18.3, 1468.0]} | 568192 | 73720 | 0.13 | 494472 | 0.87 | 98476 | 0.17 |  |  | 441663 | 0.78 | 0.09 | 87538 | 0.15 | 296631 | 0.52 |  | 43660 | 0.08 | 0 | 0 | 175922 | 0.31 | 392269 | 88792 | 0.16 | 479399 | 239753 | 0.42 | 328438 | 338098 | 0.6 | 230093 | 8433 | 0.01 | 559759 | 31924 | 0.06 | 536268
133 | Poso Mountain | PGE Kern | {'Mt Poso': [7.0, 32071.0], 'Sycamore': [7.7, 23125.0], 'Kern Oil': [9.0, 20718.0], 'Cal Water': [10.1, 6572.0], 'Columbus': [11.2, 6790.0], 'Lerdo': [11.6, 22905.0], 'Bakersfield': [12.2, 9980.0], '7th Standard': [12.8, 15520.0], 'West Park': [13.7, 6894.0], 'Famoso': [14.1, 13379.0], 'Rosedale': [14.3, 7119.0], 'Kern Power': [14.7, 6813.0], 'Casaloma': [15.0, 78.0], 'Renfro': [16.6, 3799.0], 'Rio Bravo': [18.8, 1058.0]} | 539307 | 91387 | 0.17 | 447920 | 0.83 | 133052 | 0.25 |  |  | 377503 | 0.7 | 0.08 | 34038 | 0.06 | 159726 | 0.3 |  | 272352 | 0.51 | 17891 | 0.03 | 273087 | 0.51 | 266220 | 68020 | 0.13 | 471287 | 117635 | 0.22 | 421672 | 293737 | 0.54 | 245571 | 194639 | 0.36 | 344669 | 7996 | 0.01 | 531312
134 | Avena | PGE GBA | {'Valley Home': [6.0, 26941.0], 'Ripon': [7.8, 17342.0], 'Riverbank': [9.4, 12732.0], 'Manteca': [9.6, 19590.0], 'Weber': [11.4, 18654.0], 'Bellota': [12.3, 9468.0], 'Vierra': [12.3, 12103.0], 'French Camp': [13.1, 12658.0], 'Cottle': [13.3, 11374.0], 'Stockton A': [14.7, 8399.0], 'Warnerville': [15.3, 11139.0], 'Kasson': [16.9, 200.0], 'Stagg': [19.1, 1097.0], 'Lockeford': [20.0, 1.0], 'Westley': [20.1, 4.0]} | 523252 | 74889 | 0.14 | 448363 | 0.86 | 61860 | 0.12 |  |  | 344041 | 0.66 | 0.16 | 149734 | 0.29 | 230758 | 0.44 |  | 107849 | 0.21 | 0 | 0 | 213434 | 0.41 | 309817 | 65975 | 0.13 | 457277 | 132245 | 0.25 | 391007 | 281313 | 0.54 | 241939 | 80717 | 0.15 | 442535 | 36913 | 0.07 | 486339
135 | Martin | PGE GBA | {'SAN FRAN A (POTRERO PP)': [3.9, 2966.0], 'Potrero': [3.9, 2968.0], 'Millbrae': [6.9, 272.0], 'Burlingame': [8.3, 195.0], 'Oakland C': [9.5, 2159.0], 'Oakland L': [10.6, 2159.0], 'Oakland J': [11.4, 1975.0], 'Edes': [12.0, 1893.0], 'Oakland X': [12.0, 2052.0], 'Grant': [13.8, 548.0], 'San Leandro U': [14.2, 601.0], 'Richmond R': [15.7, 1143.0], 'El Cerrito G': [15.9, 1507.0], 'Eastshore': [16.8, 419.0], 'Moraga': [16.8, 1575.0], 'Standard Oil 2': [17.2, 107.0], 'Standard Oil': [17.2, 111.0], 'Mt Eden': [17.4, 375.0], 'Mt. Eden': [17.4, 375.0], 'Sobrante': [17.8, 722.0], 'Jefferson': [18.4, 32.0], 'Castro Valley': [18.9, 297.0]} | 41310 | 8716 | 0.21 | 32594 | 0.79 | 5835 | 0.14 |  |  | 20419 | 0.49 | 0.5 | 536 | 0.01 | 206 | 0 |  | 8378 | 0.2 | 0 | 0 | 15904 | 0.38 | 25406 | 18684 | 0.45 | 22626 | 27311 | 0.66 | 13999 | 30530 | 0.74 | 10780 | 8363 | 0.2 | 32947 | 3635 | 0.09 | 37675
136 | Harry Allen | <Null> | {} | 605 | 587 | 0.97 | 18 | 0.03 | 0 | 0 |  |  | 0 | 0 | 0 | 0 | 0 | 0 | 0 |  | 0 | 0 | 0 | 0 | 0 | 0 | 605 | 0 | 0 | 605 | 0 | 0 | 605 | 0 | 0 | 605 | 0 | 0 | 605 | 0 | 0 | 605
137 | Rio Oso | PGE NGBA | {'East Nicolaus': [4.4, 22791.0], 'Lincoln': [9.5, 16284.0], 'Pleasant Grove': [11.6, 14223.0], 'Olivehurst': [11.7, 7041.0], 'Bogue': [14.0, 5811.0], 'Greenleaf 1': [14.5, 3261.0], 'Sutter Power': [14.5, 3289.0], 'Atlantic': [16.1, 3303.0], 'East Marysville': [16.7, 5123.0], 'Pease': [19.4, 199.0]} | 456915 | 58315 | 0.13 | 398600 | 0.87 | 24450 | 0.05 |  |  | 342717 | 0.75 | 0.16 | 116028 | 0.25 | 192606 | 0.42 |  | 97700 | 0.21 | 0 | 0 | 185370 | 0.41 | 271545 | 25480 | 0.06 | 431435 | 158525 | 0.35 | 298390 | 304014 | 0.67 | 152901 | 29573 | 0.06 | 427342 | 56635 | 0.12 | 400279
138 | Loveland | SDGE Imperial | {'Alpine': [2.1, 3784.0], 'Suncrest': [6.4, 3540.0], 'Los Coches': [7.6, 1661.0], 'El Cajon': [10.4, 1441.0], 'Santee': [10.9, 1171.0], 'Spring Valley': [12.8, 261.0], 'Salt Creek': [13.8, 261.0], 'Miguel': [13.8, 261.0], 'Creelman': [15.7, 4.0], 'Otay Mesa': [16.9, 257.0]} | 185096 | 18251 | 0.1 | 166845 | 0.9 | 41794 | 0.23 |  |  | 90717 | 0.49 | 0.16 | 1466 | 0.01 | 338 | 0 |  | 24268 | 0.13 | 158255 | 0.85 | 54505 | 0.29 | 130591 | 67193 | 0.36 | 117903 | 110060 | 0.59 | 75036 | 138701 | 0.75 | 46395 | 88682 | 0.48 | 96414 | 8316 | 0.04 | 176780
139 | Huntington Beach | SCE Metro | {'Ellis': [3.4, 48.0], 'Johanna': [8.6, 46.0], 'Alamitos': [10.8, 2.0], 'Barre': [11.3, 2.0], 'Santiago': [12.1, 37.0], 'Del Amo': [15.6, 2.0], 'Long Beach': [16.4, 2.0], 'Harborgen': [17.0, 2.0], 'Hinson': [18.5, 2.0]} | 12221 | 2942 | 0.24 | 9280 | 0.76 | 1149 | 0.09 |  |  | 3467 | 0.28 | 0.5 | 21 | 0 | 37 | 0 |  | 638 | 0.05 | 15 | 0 | 359 | 0.03 | 11862 | 2012 | 0.16 | 10210 | 8674 | 0.71 | 3548 | 9120 | 0.75 | 3101 | 174 | 0.01 | 12047 | 500 | 0.04 | 11721
140 | Rossmoor | PGE GBA | {'Lakewood': [3.3, 4.0], 'Meadow Lane': [7.0, 4.0], 'Sobrante': [7.5, 4.0], 'Alhambra': [9.4, 4.0], 'Martinez': [10.6, 4.0], 'Christie': [11.8, 4.0], 'Bahia': [15.4, 4.0], 'Carquinez': [18.2, 4.0]} | 115819 | 15631 | 0.13 | 100188 | 0.87 | 14059 | 0.12 |  |  | 76363 | 0.66 | 0.33 | 2500 | 0.02 | 130 | 0 |  | 69586 | 0.6 | 885 | 0.01 | 43765 | 0.38 | 72055 | 56857 | 0.49 | 58962 | 74717 | 0.65 | 41102 | 92913 | 0.8 | 22906 | 29372 | 0.25 | 86448 | 16377 | 0.14 | 99442
141 | Salado | PGE GBA | {'Stanislaus Resource Recovery Facility': [2.5, 9616.0], 'Crow Creek': [3.4, 8700.0], 'Fink (Proposed)': [3.7, 7355.0], 'Crows Landing': [4.6, 11317.0], 'New Sub - Westley - Quinto (Proposed)': [8.0, 2179.0], 'Westley': [11.4, 825.0], 'Miller': [11.9, 2972.0]} | 481205 | 56097 | 0.12 | 425107 | 0.88 | 122548 | 0.25 |  |  | 284522 | 0.59 | 0.12 | 62136 | 0.13 | 211022 | 0.44 |  | 138327 | 0.29 | 54250 | 0.11 | 223133 | 0.46 | 258072 | 72751 | 0.15 | 408453 | 99275 | 0.21 | 381929 | 260166 | 0.54 | 221039 | 154609 | 0.32 | 326596 | 16421 | 0.03 | 464784
142 | Lighthipe | SCE Metro | {'Del Amo': [5.0, 1775.0], 'Hinson': [5.0, 1814.0], 'Arcogen': [5.9, 1814.0], 'Harborgen': [7.7, 1814.0], 'Long Beach': [8.5, 1814.0], 'La Fresa': [9.0, 461.0], 'Alamitos': [9.1, 1814.0], 'Redondo': [12.4, 1.0]} | 9575 | 2391 | 0.25 | 7185 | 0.75 | 1084 | 0.11 |  |  | 3781 | 0.39 | 0.56 | 0 | 0 | 0 | 0 |  | 618 | 0.06 | 0 | 0 | 103 | 0.01 | 9472 | 947 | 0.1 | 8629 | 6158 | 0.64 | 3417 | 6262 | 0.65 | 3314 | 397 | 0.04 | 9178 | 313 | 0.03 | 9263
143 | Santee | SDGE Imperial | {'Los Coches': [4.0, 1171.0], 'El Cajon': [4.1, 1171.0], 'Alpine': [10.5, 1171.0], 'Loveland': [10.9, 1171.0], 'Creelman': [13.2, 4.0], 'Suncrest': [16.8, 1167.0]} | 127876 | 14274 | 0.11 | 113602 | 0.89 | 21807 | 0.17 |  |  | 56580 | 0.44 | 0.2 | 1909 | 0.01 | 638 | 0 |  | 26894 | 0.21 | 92074 | 0.72 | 45988 | 0.36 | 81888 | 44487 | 0.35 | 83389 | 68616 | 0.54 | 59260 | 89585 | 0.7 | 38291 | 54398 | 0.43 | 73478 | 4894 | 0.04 | 122983
144 | Cholame | PGE Fresno | {'Cal Flats': [12.8, 5102.0], 'Estrella': [15.1, 14430.0], 'Union (Estrella)': [15.1, 14430.0]} | 587848 | 111661 | 0.19 | 476187 | 0.81 | 207277 | 0.35 |  |  | 344872 | 0.59 | 0.07 | 60682 | 0.1 | 35669 | 0.06 |  | 320173 | 0.54 | 64971 | 0.11 | 237474 | 0.4 | 350374 | 40330 | 0.07 | 547517 | 98972 | 0.17 | 488876 | 301038 | 0.51 | 286810 | 284038 | 0.48 | 303810 | 8745 | 0.01 | 579103
145 | Grand Island | PGE NGBA | {'Shiloh III': [14.5, 8107.0], 'Lodi': [14.8, 19.0], 'Lambie': [14.9, 6817.0], 'Lambie Energy': [14.9, 6817.0], 'Birds Landing': [14.9, 8260.0], 'Live Oak': [15.2, 132.0], 'Collinsville': [16.9, 6334.0], 'Contra Costa PP': [17.7, 2598.0], 'Contra Costa': [19.2, 220.0]} | 496663 | 64051 | 0.13 | 432613 | 0.87 | 70959 | 0.14 |  |  | 365590 | 0.74 | 0.11 | 146250 | 0.29 | 224619 | 0.45 |  | 82484 | 0.17 | 0 | 0 | 57701 | 0.12 | 438963 | 120078 | 0.24 | 376585 | 140608 | 0.28 | 356056 | 178111 | 0.36 | 318552 | 5382 | 0.01 | 491282 | 57979 | 0.12 | 438684
146 | Long Beach | SCE Metro | {'Harborgen': [0.9, 2131.0], 'Arcogen': [3.7, 2125.0], 'Hinson': [3.7, 2127.0], 'Alamitos': [7.2, 2095.0], 'Lighthipe': [8.5, 1814.0], 'Del Amo': [9.3, 1888.0], 'La Fresa': [9.5, 475.0], 'Redondo': [10.9, 10.0], 'Barre': [14.2, 2.0], 'Huntington Beach': [16.4, 2.0], 'Ellis': [17.1, 2.0]} | 9595 | 2211 | 0.23 | 7384 | 0.77 | 1096 | 0.11 |  |  | 2926 | 0.3 | 0.49 | 0 | 0 | 0 | 0 |  | 0 | 0 | 0 | 0 | 10 | 0 | 9585 | 1506 | 0.16 | 8089 | 7317 | 0.76 | 2278 | 7327 | 0.76 | 2268 | 0 | 0 | 9595 | 333 | 0.03 | 9262
147 | Coyote | PGE GBA | {'Metcalf 1': [0.3, 1769.0], 'Santa Teresa': [2.7, 976.0], 'Edenvale': [3.1, 944.0], 'Piercy': [4.0, 746.0], 'Swift': [7.6, 746.0], 'Evergreen': [7.7, 746.0], 'Morgan Hill': [8.2, 1064.0], 'Hicks': [8.5, 108.0], 'Stone': [8.8, 746.0], 'San Jose A': [11.3, 746.0], 'El Patio': [11.4, 95.0], 'San Jose B': [11.9, 746.0], 'FMC': [13.0, 631.0], 'Trimble': [14.9, 499.0], 'Scott': [15.7, 120.0], 'Los Esteros': [17.6, 136.0], 'Llagas': [18.2, 708.0]} | 199588 | 13977 | 0.07 | 185611 | 0.93 | 54134 | 0.27 |  |  | 91359 | 0.46 | 0.15 | 4137 | 0.02 | 5658 | 0.03 |  | 89100 | 0.45 | 52903 | 0.27 | 131846 | 0.66 | 67743 | 50235 | 0.25 | 149353 | 89820 | 0.45 | 109768 | 162705 | 0.82 | 36883 | 119293 | 0.6 | 80296 | 6589 | 0.03 | 193000
148 | New Sub - Los Banos - Midway (Proposed) | PGE Fresno | {'Crescent': [4.5, 75605.0], 'Excelsior': [5.8, 67836.0], 'Schindler': [7.2, 67736.0], 'Cantua': [7.6, 43370.0], 'Helm': [7.9, 48972.0], 'Tranquility': [12.6, 18535.0], 'Mc Mullin': [14.9, 6226.0]} | 656437 | 218426 | 0.33 | 438011 | 0.67 | 155435 | 0.24 |  |  | 480962 | 0.73 | 0.07 | 275139 | 0.42 | 263940 | 0.4 |  | 52449 | 0.08 | 2142 | 0 | 176598 | 0.27 | 479839 | 56562 | 0.09 | 599874 | 87616 | 0.13 | 568820 | 216256 | 0.33 | 440180 | 45655 | 0.07 | 610782 | 11453 | 0.02 | 644984
149 | Vista (SCE) | SCE Eastern | {'Vista (SCE)': [0.0, 434.0], 'Cardiff': [4.8, 358.0], 'San Bernardino': [5.3, 434.0], 'Wildlife': [9.4, 234.0], 'Rerc': [9.4, 234.0], 'El Casco': [14.7, 77.0]} | 115621 | 14420 | 0.12 | 101201 | 0.88 | 20515 | 0.18 |  |  | 52616 | 0.46 | 0.27 | 6577 | 0.06 | 2580 | 0.02 |  | 64438 | 0.56 | 39785 | 0.34 | 53947 | 0.47 | 61674 | 46595 | 0.4 | 69026 | 65213 | 0.56 | 50408 | 91327 | 0.79 | 24294 | 39486 | 0.34 | 76135 | 8070 | 0.07 | 107551
150 | Fairway | PGE Kern | {'Divide': [5.7, 12613.0], 'Mesa': [6.8, 22737.0], 'Sisquoc': [6.9, 19297.0], 'Callender': [12.3, 8777.0], 'Oceano': [15.3, 4194.0], 'Cabrillo': [18.6, 1170.0]} | 350296 | 70624 | 0.2 | 279672 | 0.8 | 155756 | 0.44 |  |  | 175711 | 0.5 | 0.08 | 27032 | 0.08 | 52479 | 0.15 |  | 118659 | 0.34 | 39136 | 0.11 | 81769 | 0.23 | 268528 | 22991 | 0.07 | 327305 | 122259 | 0.35 | 228037 | 159915 | 0.46 | 190381 | 135200 | 0.39 | 215096 | 17310 | 0.05 | 332987
151 | Pisgah | SCE NOL | {} | 104555 | 30578 | 0.29 | 73977 | 0.71 | 40444 | 0.39 |  |  | 35713 | 0.34 | 0.14 | 742 | 0.01 | 594 | 0.01 |  | 0 | 0 | 0 | 0 | 30314 | 0.29 | 74240 | 15015 | 0.14 | 89539 | 16047 | 0.15 | 88508 | 35965 | 0.34 | 68590 | 59554 | 0.57 | 45001 | 1638 | 0.02 | 102916
152 | Sloan Canyon | SCE EOP | {'Eldorado': [5.3, 23518.0], 'Mead': [11.1, 10609.0]} | 103906 | 33330 | 0.32 | 70575 | 0.68 | 0 | 0 |  |  | 0 | 0 | 0 | 0 | 0 | 0 | 0 |  | 211 | 0 | 0 | 0 | 0 | 0 | 103906 | 0 | 0 | 103906 | 0 | 0 | 103906 | 0 | 0 | 103906 | 0 | 0 | 103906 | 0 | 0 | 103906
153 | Templeton | PGE Kern | {'Estrella': [7.3, 40079.0], 'Union (Estrella)': [7.3, 40079.0], 'Morro Bay': [16.0, 356.0]} | 495607 | 122472 | 0.25 | 373135 | 0.75 | 105768 | 0.21 |  |  | 334323 | 0.67 | 0.11 | 56783 | 0.11 | 29118 | 0.06 |  | 296378 | 0.6 | 46512 | 0.09 | 134522 | 0.27 | 361085 | 75944 | 0.15 | 419664 | 142488 | 0.29 | 353120 | 225518 | 0.46 | 270089 | 202495 | 0.41 | 293113 | 17872 | 0.04 | 477735
154 | Palomar Energy | SDGE Imperial | {'Cannon': [2.8, 300.0], 'Encina': [2.9, 241.0], 'Shadowridge': [3.1, 679.0], 'San Marcos': [5.2, 665.0], 'Ocean Ranch': [6.1, 136.0], 'Melrose': [6.1, 507.0], 'San Luis Rey': [6.7, 135.0], 'Escondido': [9.9, 651.0], 'Artesian': [11.3, 555.0], 'North City Metering': [12.0, 377.0], 'Pendleton': [13.2, 49.0], 'Monserate': [14.6, 104.0], 'Penasquitos': [14.7, 3.0], 'Lilac': [14.7, 104.0], 'Chicarita': [15.4, 448.0], 'Valley Center': [17.2, 38.0], 'Avocado': [18.4, 4.0], 'Pala': [19.1, 15.0]} | 79204 | 27674 | 0.35 | 51529 | 0.65 | 202 | 0 |  |  | 18042 | 0.23 | 0.37 | 15062 | 0.19 | 3910 | 0.05 |  | 41830 | 0.53 | 14014 | 0.18 | 34037 | 0.43 | 45167 | 14320 | 0.18 | 64884 | 23817 | 0.3 | 55387 | 42416 | 0.54 | 36788 | 7721 | 0.1 | 71483 | 5634 | 0.07 | 73570
155 | Sisquoc | PGE Kern | {'Fairway': [6.9, 19297.0], 'Divide': [7.5, 12694.0], 'Mesa': [11.4, 14373.0], 'Cabrillo': [17.4, 1600.0], 'Callender': [18.5, 608.0]} | 399596 | 88634 | 0.22 | 310962 | 0.78 | 187183 | 0.47 |  |  | 195454 | 0.49 | 0.07 | 29031 | 0.07 | 55239 | 0.14 |  | 138047 | 0.35 | 48879 | 0.12 | 96823 | 0.24 | 302773 | 21594 | 0.05 | 378002 | 130234 | 0.33 | 269362 | 178458 | 0.45 | 221138 | 153162 | 0.38 | 246434 | 18290 | 0.05 | 381306
156 | Alberhill | SCE Eastern | {'Lee Lake (Proposed)': [2.4, 5263.0], 'Valley': [14.7, 2075.0], 'Wildlife': [16.0, 47.0], 'Rerc': [16.0, 47.0]} | 108529 | 23016 | 0.21 | 85512 | 0.79 | 9645 | 0.09 |  |  | 40232 | 0.37 | 0.27 | 10319 | 0.1 | 1694 | 0.02 |  | 49838 | 0.46 | 45506 | 0.42 | 31922 | 0.29 | 76607 | 45768 | 0.42 | 62761 | 60176 | 0.55 | 48353 | 78555 | 0.72 | 29974 | 29982 | 0.28 | 78546 | 7006 | 0.06 | 101523
157 | Sanger | PGE Fresno | {'Malaga': [6.4, 17905.0], 'McCall': [6.9, 18490.0], 'California Ave': [8.5, 13953.0], 'Clovis': [9.1, 13799.0], 'Wahtoke': [10.8, 8553.0], 'West Fresno': [11.5, 5596.0], 'Bullard': [11.9, 4591.0], 'Ashlan': [13.3, 396.0], 'Reedley': [14.8, 3242.0], 'Kearney (New)': [15.0, 1332.0], 'Woodward': [15.2, 659.0], 'Kingsburg': [15.3, 2771.0]} | 532454 | 114391 | 0.21 | 418063 | 0.79 | 32738 | 0.06 |  |  | 318414 | 0.6 | 0.21 | 121599 | 0.23 | 234200 | 0.44 |  | 119039 | 0.22 | 0 | 0 | 159910 | 0.3 | 372544 | 85011 | 0.16 | 447443 | 99703 | 0.19 | 432751 | 194310 | 0.36 | 338144 | 97832 | 0.18 | 434622 | 31031 | 0.06 | 501423
158 | Lammers | PGE GBA | {'GWF Tracy': [0.7, 2190.0], 'Tesla': [4.7, 1761.0], 'Midway Green Ridge Services': [6.0, 1703.0], 'Kasson': [7.7, 2279.0], 'Tracy': [8.1, 1703.0], 'Kelso': [9.0, 1646.0], 'Delta PP': [9.9, 993.0], 'Delta Pumps': [9.9, 995.0], 'Windmaster': [10.8, 404.0], 'Altamont': [11.1, 247.0], 'Altamont Midway (Sandhill)': [11.1, 255.0], 'Vierra': [12.5, 127.0], 'Manteca': [15.1, 16.0], 'Westley': [17.4, 405.0], 'Ripon': [18.2, 0.0], 'New Sub - Westley - Quinto (Proposed)': [19.2, 1.0]} | 454476 | 10268 | 0.02 | 444208 | 0.98 | 127224 | 0.28 |  |  | 273985 | 0.6 | 0.13 | 29828 | 0.07 | 197114 | 0.43 |  | 152814 | 0.34 | 50468 | 0.11 | 239295 | 0.53 | 215181 | 142336 | 0.31 | 312140 | 155307 | 0.34 | 299169 | 280157 | 0.62 | 174319 | 124040 | 0.27 | 330436 | 22209 | 0.05 | 432267
159 | Chevmain | SCE Metro | {'El Segundo': [1.2, 60.0], 'El Nido': [1.8, 60.0], 'Redondo': [3.9, 57.0], 'La Fresa': [4.6, 57.0], 'Windsor': [7.0, 21.0], 'La Cienega': [7.0, 21.0], 'Arcogen': [10.8, 36.0]} | 8779 | 3312 | 0.38 | 5468 | 0.62 | 1074 | 0.12 |  |  | 3523 | 0.4 | 0.26 | 0 | 0 | 0 | 0 |  | 281 | 0.03 | 3045 | 0.35 | 1177 | 0.13 | 7602 | 1567 | 0.18 | 7212 | 4302 | 0.49 | 4477 | 4990 | 0.57 | 3790 | 373 | 0.04 | 8406 | 593 | 0.07 | 8186
160 | Telegraph Canyon | SDGE Imperial | {'Salt Creek': [3.4, 173.0], 'Miguel': [3.4, 185.0], 'Otay': [3.8, 211.0], 'Bay Boulevard': [5.0, 171.0], 'San Ysidro': [5.3, 201.0], 'Imperial Beach': [6.0, 171.0], 'Otay Mesa': [7.5, 49.0], 'Silvergate': [8.4, 164.0], 'Vine': [11.7, 161.0], 'Mission': [12.3, 158.0], 'Old Town': [13.5, 158.0], 'Point Loma': [14.5, 158.0]} | 49508 | 3833 | 0.08 | 45675 | 0.92 | 6141 | 0.12 |  |  | 19916 | 0.4 | 0.21 | 213 | 0 | 102 | 0 |  | 15193 | 0.31 | 26107 | 0.53 | 11861 | 0.24 | 37647 | 28269 | 0.57 | 21239 | 40522 | 0.82 | 8985 | 43358 | 0.88 | 6150 | 15817 | 0.32 | 33691 | 1922 | 0.04 | 47586
161 | Grant | PGE GBA | {'San Leandro U': [2.8, 1568.0], 'Eastshore': [4.0, 1576.0], 'Mt Eden': [4.2, 1341.0], 'Mt. Eden': [4.2, 1341.0], 'Edes': [5.0, 1566.0], 'Castro Valley': [5.5, 1262.0], 'Oakland J': [7.0, 1526.0], 'Dumbarton': [9.7, 48.0], 'Oakland X': [10.1, 1520.0], 'Oakland C': [11.0, 1520.0], 'Oakland L': [11.4, 1512.0], 'Moraga': [12.3, 932.0], 'Burlingame': [12.4, 222.0], 'Ravenswood': [12.5, 264.0], 'Millbrae': [13.4, 222.0], 'SAN FRAN A (POTRERO PP)': [13.7, 893.0], 'Potrero': [13.7, 899.0], 'Martin': [13.8, 548.0], 'Cooley Landing': [13.9, 6.0], 'Jefferson': [16.4, 222.0], 'Sobrante': [16.5, 67.0], 'Menlo': [16.8, 33.0], 'El Cerrito G': [18.7, 40.0]} | 72143 | 7554 | 0.1 | 64589 | 0.9 | 10443 | 0.14 |  |  | 47118 | 0.65 | 0.38 | 411 | 0.01 | 197 | 0 |  | 47507 | 0.66 | 202 | 0 | 38439 | 0.53 | 33704 | 26866 | 0.37 | 45277 | 47556 | 0.66 | 24587 | 58978 | 0.82 | 13165 | 26329 | 0.36 | 45815 | 5189 | 0.07 | 66954
162 | East Marysville | PGE NGBA | {'Olivehurst': [5.1, 15077.0], 'Pease': [5.4, 8779.0], 'Bogue': [5.8, 15946.0], 'Greenleaf 1': [10.4, 5739.0], 'Sutter Power': [10.4, 5778.0], 'Honcut': [11.1, 3131.0], 'Rio Oso': [16.7, 5123.0], 'East Nicolaus': [17.7, 2015.0], 'Meridian': [18.6, 255.0]} | 534035 | 45149 | 0.08 | 488886 | 0.92 | 28846 | 0.05 |  |  | 395019 | 0.74 | 0.13 | 131524 | 0.25 | 205112 | 0.38 |  | 154841 | 0.29 | 0 | 0 | 307870 | 0.58 | 226165 | 46678 | 0.09 | 487357 | 153327 | 0.29 | 380708 | 398253 | 0.75 | 135783 | 64073 | 0.12 | 469962 | 51045 | 0.1 | 482990
163 | Caribou 2 | PGE NGBA | {'Caribou': [0.0, 17358.0], 'Belden': [7.7, 4100.0], 'Bucks Creek': [9.9, 1399.0], 'Grizzly': [15.4, 13.0], 'Rock Creek': [16.3, 13.0], 'Rock Creek 1': [16.3, 13.0]} | 345443 | 119278 | 0.35 | 226166 | 0.65 | 229881 | 0.67 |  |  | 99709 | 0.29 | 0.09 | 12450 | 0.04 | 0 | 0 |  | 179009 | 0.52 | 77007 | 0.22 | 69259 | 0.2 | 276185 | 129549 | 0.38 | 215894 | 116382 | 0.34 | 229061 | 186707 | 0.54 | 158737 | 100673 | 0.29 | 244771 | 31036 | 0.09 | 314408
164 | Dixon Landing | PGE GBA | {'Los Esteros': [2.2, 1493.0], 'Nortech': [3.3, 1115.0], 'Newark': [4.6, 1184.0], 'Trimble': [5.3, 905.0], 'Scott': [5.9, 904.0], 'Fremont': [6.2, 1181.0], 'FMC': [7.7, 901.0], 'San Jose B': [8.2, 899.0], 'Whisman': [8.8, 6.0], 'San Jose A': [9.1, 899.0], 'Mountain View': [9.6, 6.0], 'Dumbarton': [10.2, 632.0], 'Stone': [11.1, 899.0], 'Cooley Landing': [11.3, 6.0], 'El Patio': [11.6, 112.0], 'Evergreen': [11.6, 899.0], 'Swift': [11.6, 899.0], 'Ravenswood': [12.0, 6.0], 'Piercy': [15.0, 264.0], 'Vineyard': [15.2, 933.0], 'Menlo': [15.4, 4.0], 'Mt Eden': [15.6, 110.0], 'Mt. Eden': [15.6, 110.0], 'Eastshore': [15.8, 33.0], 'Edenvale': [16.3, 264.0], 'Santa Teresa': [16.8, 264.0], 'Castro Valley': [18.0, 33.0], 'Metcalf 1': [19.0, 23.0], 'Los Positas': [19.8, 65.0], 'Las Positas': [19.8, 67.0]} | 119698 | 5593 | 0.05 | 114105 | 0.95 | 46592 | 0.39 |  |  | 61041 | 0.51 | 0.16 | 1255 | 0.01 | 362 | 0 |  | 94426 | 0.79 | 12124 | 0.1 | 79760 | 0.67 | 39938 | 48621 | 0.41 | 71077 | 61027 | 0.51 | 58671 | 99131 | 0.83 | 20567 | 78725 | 0.66 | 40973 | 7415 | 0.06 | 112283
165 | New Sub - Gates - Templeton (Proposed) | PGE Kern | {'New Sub - Gates - Templeton (Proposed)': [0.0, 20113.0], 'Avenal': [6.9, 17775.0], 'Gates': [8.5, 14598.0], 'Cal Flats': [13.3, 402.0]} | 542018 | 90616 | 0.17 | 451402 | 0.83 | 194753 | 0.36 |  |  | 338323 | 0.62 | 0.06 | 79283 | 0.15 | 159847 | 0.29 |  | 155993 | 0.29 | 44760 | 0.08 | 217715 | 0.4 | 324304 | 27323 | 0.05 | 514695 | 116917 | 0.22 | 425101 | 280273 | 0.52 | 261745 | 159632 | 0.29 | 382386 | 4804 | 0.01 | 537215
166 | Westley | PGE Fresno | {'New Sub - Westley - Quinto (Proposed)': [0.1, 3285.0], 'Westley': [4.6, 1783.0], 'Salado': [8.0, 2147.0], 'Stanislaus Resource Recovery Facility': [10.4, 1933.0], 'Crow Creek': [11.2, 1882.0], 'Fink (Proposed)': [11.4, 1864.0], 'Crows Landing': [12.5, 1889.0], 'Kasson': [17.0, 45.0], 'Ripon': [17.3, 37.0], 'Lammers': [19.1, 6.0], 'Miller': [19.4, 168.0], 'GWF Tracy': [19.5, 6.0], 'Vierra': [19.7, 1.0], 'Manteca': [19.8, 4.0]} | 492937 | 35097 | 0.07 | 457841 | 0.93 | 124274 | 0.25 |  |  | 294323 | 0.6 | 0.13 | 42771 | 0.09 | 217709 | 0.44 |  | 132777 | 0.27 | 83589 | 0.17 | 271929 | 0.55 | 221008 | 98230 | 0.2 | 394707 | 125193 | 0.25 | 367744 | 302049 | 0.61 | 190888 | 175018 | 0.36 | 317919 | 14790 | 0.03 | 478147
167 | Antelope | SCE Northern | {'Rosamond': [12.8, 23229.0], 'Neenach': [12.9, 11315.0], 'Whirlwind': [14.2, 14655.0], 'Vincent': [17.4, 2596.0]} | 382983 | 156933 | 0.41 | 226051 | 0.59 | 35010 | 0.09 |  |  | 92678 | 0.24 | 0.44 | 6927 | 0.02 | 14597 | 0.04 |  | 59019 | 0.15 | 51431 | 0.13 | 46923 | 0.12 | 336061 | 110335 | 0.29 | 272648 | 73063 | 0.19 | 309921 | 165764 | 0.43 | 217220 | 81743 | 0.21 | 301240 | 12778 | 0.03 | 370205
168 | Atwater | PGE Fresno | {'Cressey': [4.9, 16784.0], 'Merced': [9.2, 833.0], 'Wilson': [12.2, 564.0], 'El Nido': [18.4, 341.0]} | 518665 | 106463 | 0.21 | 412201 | 0.79 | 97573 | 0.19 |  |  | 344604 | 0.66 | 0.1 | 204180 | 0.39 | 200665 | 0.39 |  | 91010 | 0.18 | 0 | 0 | 196227 | 0.38 | 322437 | 160404 | 0.31 | 358261 | 192655 | 0.37 | 326010 | 274266 | 0.53 | 244399 | 52054 | 0.1 | 466611 | 59471 | 0.11 | 459194
169 | Pine Flat | PGE Fresno | {'Balch': [14.1, 14.0], 'Balch 2': [14.2, 14.0], 'Balch 1': [14.6, 14.0]} | 429629 | 44141 | 0.1 | 385488 | 0.9 | 95802 | 0.22 |  |  | 211789 | 0.49 | 0.19 | 47711 | 0.11 | 62623 | 0.15 |  | 234806 | 0.55 | 9601 | 0.02 | 207902 | 0.48 | 221727 | 125484 | 0.29 | 304145 | 146434 | 0.34 | 283195 | 302479 | 0.7 | 127150 | 190586 | 0.44 | 239043 | 27721 | 0.06 | 401908
170 | Murray | SDGE Imperial | {'Spring Valley': [3.8, 2.0], 'Elliot': [4.1, 3.0], 'Elliott': [4.2, 3.0], 'Mission': [6.6, 3.0], 'Kearny': [6.9, 3.0], 'Mesa Heights': [8.2, 3.0], 'Silvergate': [9.6, 3.0], 'Vine': [9.7, 3.0], 'Old Town': [9.9, 3.0], 'Point Loma': [12.6, 3.0], 'Bay Boulevard': [13.3, 3.0], 'Imperial Beach': [15.0, 0.0]} | 89502 | 7732 | 0.09 | 81770 | 0.91 | 13593 | 0.15 |  |  | 33920 | 0.38 | 0.21 | 1525 | 0.02 | 329 | 0 |  | 23970 | 0.27 | 55792 | 0.62 | 33478 | 0.37 | 56024 | 39605 | 0.44 | 49897 | 62378 | 0.7 | 27124 | 73977 | 0.83 | 15525 | 30367 | 0.34 | 59135 | 3223 | 0.04 | 86279
171 | Lathrop | SCE EOP | {'Jackass (DOE)': [9.0, 8298.0], 'Valley Switch': [9.4, 40509.0], 'Valley (VEA)': [11.3, 43177.0]} | 359946 | 141307 | 0.39 | 218639 | 0.61 | 2858 | 0.01 |  |  | 0 | 0 | 0.01 | 0 | 0 | 0 | 0 |  | 0 | 0 | 0 | 0 | 0 | 0 | 359946 | 0 | 0 | 359946 | 0 | 0 | 359946 | 0 | 0 | 359946 | 2866 | 0.01 | 357080 | 45 | 0 | 359902
172 | Semitropic | PGE Kern | {'Charca': [6.3, 14043.0], 'Ganso': [7.0, 12207.0], 'Goose Lake': [7.9, 9309.0], 'Smyrna': [8.2, 12342.0], 'Shafter': [9.0, 7050.0], 'Famoso': [13.1, 532.0], 'Midway': [13.7, 3372.0], 'Rio Bravo': [14.8, 1597.0], 'Lerdo': [17.4, 239.0], 'Tupman': [19.5, 111.0]} | 590060 | 96450 | 0.16 | 493610 | 0.84 | 69786 | 0.12 |  |  | 483226 | 0.82 | 0.09 | 125571 | 0.21 | 346913 | 0.59 |  | 78723 | 0.13 | 0 | 0 | 163453 | 0.28 | 426607 | 52155 | 0.09 | 537905 | 188541 | 0.32 | 401519 | 299297 | 0.51 | 290763 | 4210 | 0.01 | 585850 | 26870 | 0.05 | 563190
173 | Hopland | PGE NGBA | {'Hartley': [10.8, 5996.0], 'Ukiah': [13.2, 2967.0], 'Calpella': [16.7, 1595.0], 'Eagle Rock': [17.6, 24.0], 'Konocti': [18.4, 82.0]} | 302312 | 41067 | 0.14 | 261244 | 0.86 | 19277 | 0.06 |  |  | 242492 | 0.8 | 0.09 | 13527 | 0.04 | 16903 | 0.06 |  | 141782 | 0.47 | 94837 | 0.31 | 142631 | 0.47 | 159680 | 97119 | 0.32 | 205192 | 141351 | 0.47 | 160961 | 221542 | 0.73 | 80769 | 130968 | 0.43 | 171343 | 4905 | 0.02 | 297407
174 | Point Loma | SDGE Imperial | {'Old Town': [2.9, 1060.0], 'Vine': [3.2, 1060.0], 'Silvergate': [6.1, 1017.0], 'Mission': [6.3, 1059.0], 'Mesa Heights': [7.5, 833.0], 'Kearny': [8.6, 832.0], 'Elliott': [9.8, 760.0], 'Elliot': [9.9, 758.0], 'Bay Boulevard': [12.2, 695.0], 'Penasquitos': [12.3, 56.0], 'Murray': [12.6, 3.0], 'Spring Valley': [13.4, 69.0], 'Imperial Beach': [13.5, 408.0], 'Otay': [14.4, 167.0], 'Telegraph Canyon': [14.5, 158.0], 'North City Metering': [15.1, 42.0], 'Miguel': [15.1, 140.0], 'Salt Creek': [15.2, 127.0], 'San Ysidro': [17.3, 145.0]} | 12565 | 1150 | 0.09 | 11415 | 0.91 | 3006 | 0.24 |  |  | 4443 | 0.35 | 0.21 | 12 | 0 | 11 | 0 |  | 4158 | 0.33 | 495 | 0.04 | 1855 | 0.15 | 10710 | 7611 | 0.61 | 4953 | 9506 | 0.76 | 3059 | 11306 | 0.9 | 1259 | 1914 | 0.15 | 10651 | 672 | 0.05 | 11893
175 | Whirlwind | SCE Northern | {'Neenach': [6.9, 39706.0], 'Rosamond': [11.2, 22046.0], 'Antelope': [14.2, 14655.0], 'Windhub': [15.0, 2622.0], 'Highwind': [17.0, 352.0]} | 389443 | 131376 | 0.34 | 258067 | 0.66 | 48478 | 0.12 |  |  | 124371 | 0.32 | 0.38 | 6279 | 0.02 | 6437 | 0.02 |  | 86611 | 0.22 | 46637 | 0.12 | 98002 | 0.25 | 291441 | 137650 | 0.35 | 251793 | 129180 | 0.33 | 260263 | 227095 | 0.58 | 162348 | 97082 | 0.25 | 292361 | 9840 | 0.03 | 379603
176 | Gould | SCE Metro | {'Eagle Rock': [4.9, 200.0], 'Windsor': [18.5, 3.0], 'La Cienega': [18.8, 3.0]} | 24700 | 11960 | 0.48 | 12740 | 0.52 | 119 | 0 |  |  | 6796 | 0.28 | 0.31 | 21 | 0 | 57 | 0 |  | 13197 | 0.53 | 336 | 0.01 | 7340 | 0.3 | 17360 | 22 | 0 | 24678 | 36 | 0 | 24664 | 7377 | 0.3 | 17322 | 6880 | 0.28 | 17820 | 1238 | 0.05 | 23462
177 | Burney Forest | PGE NGBA | {'Burney Forest Power': [0.0, 45596.0], 'Carberry': [2.4, 41458.0], 'New Sub - Pit 1 - Cottonwood (Proposed)': [6.7, 26316.0], 'Pit 3': [8.5, 18857.0], 'Pit 4': [10.3, 11729.0], 'Cove Road': [11.1, 10395.0], 'Round Mt.': [12.5, 6166.0], 'Pit 1': [13.7, 10578.0], 'James B Black': [15.7, 554.0]} | 450086 | 126007 | 0.28 | 324079 | 0.72 | 263819 | 0.59 |  |  | 173018 | 0.38 | 0.05 | 19540 | 0.04 | 292 | 0 |  | 212305 | 0.47 | 38000 | 0.08 | 171384 | 0.38 | 278702 | 79217 | 0.18 | 370869 | 83883 | 0.19 | 366203 | 226016 | 0.5 | 224070 | 159846 | 0.36 | 290240 | 28359 | 0.06 | 421727
178 | GWF Hanford | PGE Fresno | {'Guernsey': [3.1, 78569.0], 'Lemoore': [8.8, 37040.0], 'Waukena': [9.9, 44055.0], 'Leprino': [10.5, 41511.0], 'Corcoran': [12.2, 27747.0], 'Henrietta': [14.3, 20958.0], 'Mustang': [15.3, 16860.0], 'Kingsburg': [15.6, 7568.0]} | 636070 | 275534 | 0.43 | 360536 | 0.57 | 111917 | 0.18 |  |  | 447797 | 0.7 | 0.11 | 303183 | 0.48 | 267142 | 0.42 |  | 3204 | 0.01 | 0 | 0 | 57000 | 0.09 | 579070 | 30880 | 0.05 | 605190 | 56032 | 0.09 | 580038 | 106744 | 0.17 | 529326 | 1220 | 0 | 634850 | 19344 | 0.03 | 616726
179 | San Ramon | PGE GBA | {'Tassajara': [4.1, 1520.0], 'North Dublin': [4.2, 1596.0], 'Vineyard': [6.8, 1596.0], 'Castro Valley': [7.8, 30.0], 'Cayetano': [8.9, 1569.0], 'Los Positas': [11.4, 1566.0], 'Las Positas': [11.4, 1566.0], 'Vasco': [12.2, 1557.0], 'Altamont Midway (Sandhill)': [14.0, 1446.0], 'Altamont': [14.0, 1451.0], 'Fremont': [14.2, 75.0], 'Windmaster': [16.4, 1109.0], 'Delta Pumps': [17.5, 422.0], 'Delta PP': [17.5, 423.0], 'Kelso': [18.4, 0.0], 'Midway Green Ridge Services': [19.0, 31.0]} | 158390 | 7972 | 0.05 | 150418 | 0.95 | 29431 | 0.19 |  |  | 112162 | 0.71 | 0.16 | 5037 | 0.03 | 5911 | 0.04 |  | 138619 | 0.88 | 2046 | 0.01 | 98713 | 0.62 | 59677 | 87934 | 0.56 | 70456 | 112426 | 0.71 | 45964 | 138676 | 0.88 | 19714 | 57276 | 0.36 | 101114 | 11415 | 0.07 | 146974
180 | Stanislaus | PGE Fresno | {'Crow Creek': [0.9, 10915.0], 'Fink (Proposed)': [1.1, 9477.0], 'Salado': [2.5, 9616.0], 'Crows Landing': [3.0, 11782.0], 'Miller': [9.3, 4538.0], 'New Sub - Westley - Quinto (Proposed)': [10.3, 1965.0], 'Westley': [13.9, 426.0], 'Quinto': [18.9, 24.0]} | 466841 | 58866 | 0.13 | 407975 | 0.87 | 120986 | 0.26 |  |  | 278971 | 0.6 | 0.11 | 64430 | 0.14 | 196695 | 0.42 |  | 134622 | 0.29 | 55442 | 0.12 | 212110 | 0.45 | 254732 | 61037 | 0.13 | 405804 | 88733 | 0.19 | 378108 | 246246 | 0.53 | 220596 | 152201 | 0.33 | 314640 | 18882 | 0.04 | 447960
181 | Magunden | SCE Northern | {'Columbus': [2.8, 8389.0], 'Cal Water': [4.4, 8078.0], 'Casaloma': [4.8, 7846.0], 'Bakersfield': [5.0, 6036.0], 'Unknown - 3327': [5.5, 10582.0], 'Lamont': [5.6, 10581.0], 'West Park': [6.7, 4414.0], 'Panama': [7.2, 6127.0], 'Sycamore': [7.4, 3156.0], 'Kern Oil': [7.8, 2206.0], 'Grimmway-Malaga': [8.6, 10587.0], 'Stockdale': [8.7, 4564.0], 'Rosedale': [8.8, 2510.0], 'Kern Power': [9.9, 1497.0], 'Tevis': [12.0, 1254.0], 'Renfro': [13.7, 6.0], 'Old River': [14.6, 1923.0], 'Wheeler Ridge': [19.2, 879.0]} | 499118 | 69333 | 0.14 | 429786 | 0.86 | 93165 | 0.19 |  |  | 372093 | 0.75 | 0.09 | 36419 | 0.07 | 196499 | 0.39 |  | 158727 | 0.32 | 10429 | 0.02 | 222895 | 0.45 | 276224 | 111773 | 0.22 | 387346 | 172711 | 0.35 | 326407 | 284658 | 0.57 | 214461 | 115160 | 0.23 | 383958 | 16787 | 0.03 | 482331
182 | Alamitos | SCE Metro | {'Del Amo': [5.8, 1888.0], 'Long Beach': [7.2, 2095.0], 'Barre': [7.4, 2.0], 'Harborgen': [7.4, 2095.0], 'Hinson': [8.0, 2095.0], 'Arcogen': [9.0, 2093.0], 'Lighthipe': [9.1, 1814.0], 'Ellis': [10.5, 2.0], 'Huntington Beach': [10.8, 2.0], 'La Fresa': [15.2, 464.0], 'Redondo': [17.5, 1.0]} | 11311 | 2356 | 0.21 | 8955 | 0.79 | 1162 | 0.1 |  |  | 3766 | 0.33 | 0.49 | 0 | 0 | 0 | 0 |  | 598 | 0.05 | 0 | 0 | 166 | 0.01 | 11145 | 1470 | 0.13 | 9841 | 7870 | 0.7 | 3441 | 8036 | 0.71 | 3275 | 397 | 0.04 | 10914 | 562 | 0.05 | 10749
183 | Valley Springs | PGE GBA | {'Clay': [12.7, 163.0], 'Rancho Seco - Bellota (Proposed)': [13.8, 35.0], 'Camanche': [14.0, 52.0]} | 397968 | 26609 | 0.07 | 371359 | 0.93 | 50129 | 0.13 |  |  | 254549 | 0.64 | 0.15 | 28646 | 0.07 | 14729 | 0.04 |  | 227825 | 0.57 | 28588 | 0.07 | 306402 | 0.77 | 91566 | 83068 | 0.21 | 314900 | 151899 | 0.38 | 246069 | 347006 | 0.87 | 50962 | 193270 | 0.49 | 204698 | 38815 | 0.1 | 359153
184 | Blythe | SCE Eastern | {'Colorado River': [12.5, 10949.0]} | 320358 | 78478 | 0.24 | 241880 | 0.76 | 83311 | 0.26 |  |  | 142115 | 0.44 | 0.09 | 22105 | 0.07 | 66077 | 0.21 |  | 0 | 0 | 0 | 0 | 83468 | 0.26 | 236889 | 90140 | 0.28 | 230217 | 67435 | 0.21 | 252922 | 121451 | 0.38 | 198906 | 107753 | 0.34 | 212605 | 9588 | 0.03 | 310769
185 | Midway | PGE Kern | {'Ganso': [6.8, 15287.0], 'Tupman': [10.7, 8827.0], 'Shafter': [10.7, 10706.0], 'Rio Bravo': [11.0, 9874.0], 'Norco': [11.5, 2850.0], 'Temblor': [13.7, 25.0], 'Semitropic': [13.7, 3372.0], 'Goose Lake': [15.5, 2602.0], 'Charca': [15.9, 1816.0], 'Renfro': [16.2, 3951.0], 'Kernridge': [16.3, 32.0], '7th Standard': [18.1, 1353.0], 'Lerdo': [18.1, 1823.0], 'Famoso': [19.7, 9.0]} | 520392 | 63039 | 0.12 | 457353 | 0.88 | 109727 | 0.21 |  |  | 385711 | 0.74 | 0.09 | 83245 | 0.16 | 252264 | 0.48 |  | 34408 | 0.07 | 0 | 0 | 152666 | 0.29 | 367726 | 119577 | 0.23 | 400816 | 257925 | 0.5 | 262467 | 332140 | 0.64 | 188253 | 11127 | 0.02 | 509265 | 29403 | 0.06 | 490989
186 | Buena Vista | PGE GBA | {'Salinas': [2.3, 14790.0], 'Crazy Horse Canyon': [9.0, 9630.0], 'Moss Landing': [13.3, 6587.0]} | 320996 | 42845 | 0.13 | 278152 | 0.87 | 66905 | 0.21 |  |  | 203676 | 0.63 | 0.13 | 13918 | 0.04 | 92737 | 0.29 |  | 132513 | 0.41 | 35847 | 0.11 | 96983 | 0.3 | 224013 | 47192 | 0.15 | 273804 | 66484 | 0.21 | 254513 | 148290 | 0.46 | 172707 | 110874 | 0.35 | 210122 | 17235 | 0.05 | 303762
187 | Crows Landing | PGE Fresno | {'Crow Creek': [2.8, 11093.0], 'Stanislaus Resource Recovery Facility': [3.0, 11782.0], 'Fink (Proposed)': [3.1, 9529.0], 'Salado': [4.6, 11317.0], 'Miller': [8.8, 5085.0], 'New Sub - Westley - Quinto (Proposed)': [12.5, 1921.0], 'Westley': [15.5, 395.0], 'Quinto': [17.9, 45.0]} | 465417 | 71625 | 0.15 | 393792 | 0.85 | 108590 | 0.23 |  |  | 279208 | 0.6 | 0.12 | 76001 | 0.16 | 206316 | 0.44 |  | 127184 | 0.27 | 36515 | 0.08 | 186066 | 0.4 | 279352 | 45592 | 0.1 | 419825 | 68952 | 0.15 | 396465 | 217760 | 0.47 | 247657 | 128938 | 0.28 | 336479 | 20353 | 0.04 | 445064
188 | Villa Park | SCE Metro | {'Serrano': [2.7, 465.0], 'Lewis': [3.7, 127.0], 'Johanna': [7.2, 348.0], 'Olinda': [10.4, 89.0], 'Santiago': [11.1, 348.0], 'Walnut': [14.9, 81.0], 'Viejo': [15.1, 224.0], 'Chino': [15.5, 42.0]} | 30692 | 5782 | 0.19 | 24911 | 0.81 | 5032 | 0.16 |  |  | 11874 | 0.39 | 0.49 | 366 | 0.01 | 1299 | 0.04 |  | 9667 | 0.31 | 9490 | 0.31 | 9123 | 0.3 | 21570 | 4940 | 0.16 | 25753 | 13177 | 0.43 | 17515 | 20533 | 0.67 | 10159 | 11042 | 0.36 | 19651 | 3025 | 0.1 | 27667
189 | California Ave | PGE Fresno | {'Malaga': [2.8, 22792.0], 'West Fresno': [3.0, 18489.0], 'Ashlan': [6.2, 7021.0], 'Kearney (New)': [6.6, 13791.0], 'Bullard': [7.3, 6936.0], 'Sanger': [8.5, 13953.0], 'Clovis': [8.7, 9227.0], 'Fig Garden': [8.8, 4360.0], 'Figarden': [8.8, 4373.0], 'McCall': [10.2, 13471.0], 'Woodward': [12.3, 528.0], 'Herndon': [12.3, 2975.0], 'Gregg': [12.5, 2808.0], 'Mc Mullin': [15.2, 7826.0], 'Borden': [18.6, 282.0], 'Wahtoke': [18.6, 590.0], 'Kingsburg': [18.9, 331.0]} | 564174 | 140828 | 0.25 | 423346 | 0.75 | 41741 | 0.07 |  |  | 362834 | 0.64 | 0.2 | 145625 | 0.26 | 286569 | 0.51 |  | 101320 | 0.18 | 0 | 0 | 100141 | 0.18 | 464033 | 92516 | 0.16 | 471659 | 94190 | 0.17 | 469984 | 157838 | 0.28 | 406336 | 60297 | 0.11 | 503877 | 39009 | 0.07 | 525165
190 | Calpella | PGE NGBA | {'Mendocino': [3.7, 13018.0], 'Ukiah': [3.8, 11093.0], 'Hartley': [16.2, 269.0], 'Hopland': [16.7, 1595.0]} | 358903 | 66114 | 0.18 | 292789 | 0.82 | 33389 | 0.09 |  |  | 280292 | 0.78 | 0.1 | 10997 | 0.03 | 15952 | 0.04 |  | 146988 | 0.41 | 41908 | 0.12 | 124442 | 0.35 | 234460 | 92681 | 0.26 | 266222 | 160504 | 0.45 | 198399 | 241759 | 0.67 | 117144 | 141083 | 0.39 | 217820 | 6978 | 0.02 | 351924
191 | Tevis | PGE Kern | {'Stockdale': [3.4, 10650.0], 'Kern Power': [4.6, 6695.0], 'Rosedale': [4.9, 6835.0], 'Renfro': [5.1, 4478.0], 'West Park': [6.2, 5658.0], 'Panama': [6.2, 9262.0], 'Casaloma': [7.2, 6362.0], 'Old River': [7.9, 9772.0], 'Tupman': [8.3, 2009.0], '7th Standard': [8.4, 2019.0], 'Bakersfield': [8.4, 3941.0], 'Norco': [10.4, 2421.0], 'Kern Oil': [10.4, 2444.0], 'Rio Bravo': [11.3, 1983.0], 'Columbus': [11.9, 1136.0], 'Magunden': [12.0, 1254.0], 'Sycamore': [12.1, 2094.0], 'Lerdo': [12.6, 1983.0], 'Cal Water': [14.6, 1107.0], 'Unknown - 3327': [15.0, 1656.0], 'Lamont': [15.1, 1596.0], 'Grimmway-Malaga': [15.8, 1869.0], 'Midway - Wheeler Ridge (Proposed)': [15.8, 2713.0], 'Lakeview': [15.8, 4648.0], 'Mt Poso': [15.9, 1477.0], 'Shafter': [17.2, 856.0], 'Copus': [17.8, 1085.0], 'Wheeler Ridge': [18.2, 762.0]} | 576014 | 85717 | 0.15 | 490297 | 0.85 | 84241 | 0.15 |  |  | 453632 | 0.79 | 0.1 | 81414 | 0.14 | 303318 | 0.53 |  | 68107 | 0.12 | 0 | 0 | 125605 | 0.22 | 450409 | 122136 | 0.21 | 453878 | 225246 | 0.39 | 350768 | 285848 | 0.5 | 290166 | 17120 | 0.03 | 558894 | 24716 | 0.04 | 551297
192 | Cal Water | PGE Kern | {'Columbus': [2.7, 13798.0], 'Magunden': [4.4, 8078.0], 'Sycamore': [5.4, 9728.0], 'Bakersfield': [6.3, 10487.0], 'Kern Oil': [6.8, 8778.0], 'Casaloma': [7.9, 5909.0], 'West Park': [8.5, 6490.0], 'Unknown - 3327': [8.9, 8078.0], 'Lamont': [9.0, 8078.0], 'Poso Mt.': [10.1, 6572.0], 'Rosedale': [10.4, 4278.0], 'Panama': [11.1, 3856.0], 'Kern Power': [11.4, 2909.0], 'Stockdale': [11.9, 2823.0], 'Grimmway-Malaga': [12.4, 8078.0], '7th Standard': [12.9, 4174.0], 'Mt Poso': [13.2, 6572.0], 'Tevis': [14.6, 1107.0], 'Lerdo': [15.1, 5190.0], 'Old River': [18.6, 199.0]} | 484901 | 65970 | 0.14 | 418931 | 0.86 | 96460 | 0.2 |  |  | 358339 | 0.74 | 0.09 | 25878 | 0.05 | 163345 | 0.34 |  | 189971 | 0.39 | 20104 | 0.04 | 251231 | 0.52 | 233670 | 91232 | 0.19 | 393668 | 151698 | 0.31 | 333202 | 289529 | 0.6 | 195372 | 149668 | 0.31 | 335233 | 13155 | 0.03 | 471745
193 | Boulevard East | SDGE Imperial | {'Carrizo Gorge': [4.2, 25399.0], 'Crestwood': [5.4, 25673.0], 'East County': [9.3, 4708.0], 'Cameron': [12.5, 14313.0], 'Suncrest - Ocotillo (Proposed)': [13.7, 12905.0], 'Ocotillo Express': [14.4, 929.0]} | 166470 | 41732 | 0.25 | 124738 | 0.75 | 55798 | 0.34 |  |  | 86954 | 0.52 | 0.08 | 242 | 0 | 214 | 0 |  | 28029 | 0.17 | 106549 | 0.64 | 21419 | 0.13 | 145051 | 37384 | 0.22 | 129086 | 54423 | 0.33 | 112047 | 87784 | 0.53 | 78686 | 70091 | 0.42 | 96378 | 4210 | 0.03 | 162259
194 | Margarita | SDGE Imperial | {'Rancho Mission Viejo': [2.4, 1757.0], 'Trabuco': [2.7, 1451.0], 'Q1806': [3.0, 1637.0], 'Capistrano': [3.4, 1842.0], 'Talega': [7.5, 1741.0], 'North of SONGS': [7.6, 1730.0], 'Viejo': [8.2, 648.0], 'Santiago': [11.3, 190.0], 'San Onofre': [13.2, 355.0], 'Johanna': [17.1, 188.0]} | 60086 | 5705 | 0.09 | 54381 | 0.91 | 9735 | 0.16 |  |  | 27501 | 0.46 | 0.32 | 1451 | 0.02 | 155 | 0 |  | 8352 | 0.14 | 44380 | 0.74 | 27604 | 0.46 | 32481 | 27902 | 0.46 | 32184 | 33626 | 0.56 | 26459 | 50753 | 0.84 | 9332 | 25778 | 0.43 | 34307 | 4724 | 0.08 | 55362
195 | Escondido | SDGE Imperial | {'San Marcos': [4.6, 1457.0], 'Shadowridge': [7.1, 1397.0], 'Artesian': [7.3, 1053.0], 'Lilac': [9.0, 8681.0], 'Valley Center': [9.2, 8735.0], 'Melrose': [9.6, 1218.0], 'Palomar Airport': [9.9, 651.0], 'Chicarita': [11.6, 950.0], 'Ocean Ranch': [11.8, 685.0], 'Cannon': [12.5, 261.0], 'Encina': [12.6, 201.0], 'North City Metering': [13.1, 473.0], 'Pomerado': [13.7, 503.0], 'San Luis Rey': [13.9, 598.0], 'Scripps': [14.9, 315.0], 'Sycamore Canyon': [15.3, 503.0], 'Penasquitos': [15.5, 101.0], 'Monserate': [15.7, 636.0], 'Pala': [15.9, 3529.0], 'Creelman': [16.9, 382.0], 'Pendleton': [17.9, 307.0], 'Avocado': [19.2, 232.0]} | 168513 | 37225 | 0.22 | 131288 | 0.78 | 18100 | 0.11 |  |  | 60193 | 0.36 | 0.3 | 20159 | 0.12 | 5572 | 0.03 |  | 56779 | 0.34 | 87168 | 0.52 | 89150 | 0.53 | 79362 | 30950 | 0.18 | 137563 | 49426 | 0.29 | 119086 | 104687 | 0.62 | 63826 | 52353 | 0.31 | 116160 | 11812 | 0.07 | 156701
196 | Manning | PGE Fresno | {'Manning': [0.0, 16905.0], 'Panoche': [4.4, 16282.0], 'Cheney': [4.6, 16771.0], 'Hammonds': [9.0, 8490.0], 'Tranquility': [10.4, 14096.0], 'Mendota': [11.7, 12687.0], 'Cantua': [17.9, 19.0]} | 483796 | 127046 | 0.26 | 356750 | 0.74 | 102876 | 0.21 |  |  | 373002 | 0.77 | 0.06 | 143266 | 0.3 | 176548 | 0.36 |  | 89640 | 0.19 | 30885 | 0.06 | 178126 | 0.37 | 305671 | 46661 | 0.1 | 437135 | 107920 | 0.22 | 375876 | 216876 | 0.45 | 266920 | 110581 | 0.23 | 373215 | 7798 | 0.02 | 475998
197 | Oakland C | PGE GBA | {'Oakland L': [1.0, 3814.0], 'Oakland X': [2.8, 3351.0], 'Oakland J': [4.4, 3155.0], 'Edes': [6.3, 2875.0], 'SAN FRAN A (POTRERO PP)': [6.4, 2776.0], 'Potrero': [6.4, 2780.0], 'Moraga': [7.4, 2366.0], 'El Cerrito G': [8.3, 2214.0], 'Sobrante': [8.5, 1456.0], 'San Leandro U': [9.5, 1573.0], 'Martin': [9.5, 2159.0], 'Richmond R': [10.1, 1835.0], 'Grant': [11.0, 1520.0], 'Standard Oil': [12.2, 802.0], 'Standard Oil 2': [12.3, 799.0], 'San Pablo': [13.4, 691.0], 'Castro Valley': [14.1, 1214.0], 'Millbrae': [14.6, 75.0], 'Christie': [14.8, 169.0], 'Eastshore': [15.0, 1336.0], 'Burlingame': [15.1, 44.0], 'Mt Eden': [15.1, 1292.0], 'Mt. Eden': [15.1, 1292.0]} | 64261 | 12885 | 0.2 | 51376 | 0.8 | 6694 | 0.1 |  |  | 36722 | 0.57 | 0.54 | 202 | 0 | 26 | 0 |  | 30751 | 0.48 | 0 | 0 | 23537 | 0.37 | 40724 | 23841 | 0.37 | 40420 | 43388 | 0.68 | 20873 | 50424 | 0.78 | 13837 | 14285 | 0.22 | 49976 | 3926 | 0.06 | 60335
198 | Barre | SCE Metro | {'Del Amo': [7.1, 2.0], 'Alamitos': [7.4, 2.0], 'Ellis': [8.9, 2.0], 'Huntington Beach': [11.3, 2.0], 'Hinson': [13.8, 2.0], 'Long Beach': [14.2, 2.0], 'Harborgen': [14.2, 2.0]} | 22586 | 4278 | 0.19 | 18308 | 0.81 | 1705 | 0.08 |  |  | 12483 | 0.55 | 0.49 | 60 | 0 | 37 | 0 |  | 8171 | 0.36 | 2827 | 0.13 | 5924 | 0.26 | 16662 | 2476 | 0.11 | 20110 | 10854 | 0.48 | 11732 | 16275 | 0.72 | 6312 | 5729 | 0.25 | 16857 | 1704 | 0.08 | 20882
199 | Ransburg | SCE NOL | {} | 147839 | 32203 | 0.22 | 115636 | 0.78 | 27943 | 0.19 |  |  | 54199 | 0.37 | 0.57 | 314 | 0 | 4 | 0 |  | 0 | 0 | 0 | 0 | 63126 | 0.43 | 84713 | 38121 | 0.26 | 109718 | 6575 | 0.04 | 141264 | 90702 | 0.61 | 57137 | 77219 | 0.52 | 70620 | 914 | 0.01 | 146925
200 | Charca | PGE Kern | {'Semitropic': [6.3, 14043.0], 'Shafter': [6.6, 8164.0], 'Famoso': [6.8, 3197.0], 'Ganso': [10.2, 9661.0], 'Smyrna': [10.5, 10097.0], 'Rio Bravo': [12.1, 2871.0], 'Lerdo': [12.2, 1333.0], 'Goose Lake': [14.2, 6550.0], 'Mt Poso': [14.3, 756.0], 'Midway': [15.9, 1816.0], '7th Standard': [16.0, 820.0], 'Renfro': [17.8, 593.0], 'Tupman': [17.9, 737.0]} | 601599 | 114562 | 0.19 | 487037 | 0.81 | 51335 | 0.09 |  |  | 510828 | 0.85 | 0.1 | 118286 | 0.2 | 351977 | 0.59 |  | 113261 | 0.19 | 0 | 0 | 138047 | 0.23 | 463552 | 55278 | 0.09 | 546320 | 184711 | 0.31 | 416888 | 274564 | 0.46 | 327035 | 14966 | 0.02 | 586633 | 27593 | 0.05 | 574006
201 | Thermalito | PGE NGBA | {'Table Mt.': [2.9, 7222.0], 'Wyandotte': [5.1, 1001.0], 'Palermo': [7.4, 985.0], 'Honcut': [13.6, 127.0], 'POE': [16.9, 16.0]} | 475766 | 42088 | 0.09 | 433678 | 0.91 | 47429 | 0.1 |  |  | 325048 | 0.68 | 0.13 | 158868 | 0.33 | 99438 | 0.21 |  | 121026 | 0.25 | 8586 | 0.02 | 268723 | 0.56 | 207043 | 88085 | 0.19 | 387681 | 214476 | 0.45 | 261291 | 381128 | 0.8 | 94638 | 88905 | 0.19 | 386861 | 51897 | 0.11 | 423869
202 | Live Oak | PGE GBA | {'Cosumnes': [11.1, 9939.0], 'Rancho Seco': [11.3, 9355.0], 'Lodi': [13.6, 3612.0], 'Lockeford': [13.7, 9121.0], 'Grand Island': [15.2, 132.0], 'Eight Mile': [15.4, 1092.0], 'Camanche': [16.1, 5690.0], 'Granite': [18.8, 472.0], 'Stagg': [19.7, 23.0], 'Rancho Seco - Bellota (Proposed)': [19.7, 234.0]} | 495275 | 63052 | 0.13 | 432223 | 0.87 | 49963 | 0.1 |  |  | 324136 | 0.65 | 0.17 | 137205 | 0.28 | 190665 | 0.38 |  | 40680 | 0.08 | 0 | 0 | 145231 | 0.29 | 350043 | 109495 | 0.22 | 385779 | 164624 | 0.33 | 330650 | 231121 | 0.47 | 264154 | 45342 | 0.09 | 449933 | 79232 | 0.16 | 416043
203 | Hammonds | PGE Fresno | {'Panoche': [4.8, 20977.0], 'Cheney': [7.2, 16156.0], 'Mendota': [7.9, 34882.0], 'Manning': [9.0, 8502.0], 'Oro Loma': [11.9, 30068.0], 'Tranquility': [14.2, 9392.0], 'Newhall': [18.2, 5641.0], 'Dos Amigos': [18.9, 300.0], 'Mercy Springs': [19.2, 150.0]} | 569329 | 173664 | 0.31 | 395665 | 0.69 | 125545 | 0.22 |  |  | 429329 | 0.75 | 0.06 | 220446 | 0.39 | 181218 | 0.32 |  | 138967 | 0.24 | 6847 | 0.01 | 226160 | 0.4 | 343169 | 45701 | 0.08 | 523628 | 112432 | 0.2 | 456897 | 265238 | 0.47 | 304091 | 91804 | 0.16 | 477525 | 24741 | 0.04 | 544588
204 | Westley | PGE Fresno | {'New Sub - Westley - Quinto (Proposed)': [4.6, 1778.0], 'Westley': [4.6, 1783.0], 'Salado': [11.4, 825.0], 'Ripon': [12.7, 776.0], 'Kasson': [13.7, 553.0], 'Stanislaus Resource Recovery Facility': [13.9, 426.0], 'Crow Creek': [14.8, 375.0], 'Fink (Proposed)': [15.0, 356.0], 'Crows Landing': [15.5, 395.0], 'Manteca': [15.5, 484.0], 'Vierra': [15.6, 310.0], 'Lammers': [17.4, 405.0], 'GWF Tracy': [17.9, 316.0], 'Avena': [20.1, 4.0]} | 503641 | 44915 | 0.09 | 458726 | 0.91 | 103197 | 0.2 |  |  | 300214 | 0.6 | 0.15 | 58798 | 0.12 | 245580 | 0.49 |  | 121152 | 0.24 | 56674 | 0.11 | 262924 | 0.52 | 240717 | 83670 | 0.17 | 419971 | 105894 | 0.21 | 397747 | 287118 | 0.57 | 216523 | 140810 | 0.28 | 362831 | 15481 | 0.03 | 488160
205 | Smyrna | PGE Kern | {'Semitropic': [8.2, 12342.0], 'Charca': [10.5, 10097.0], 'Goose Lake': [10.7, 5911.0], 'Olive': [12.5, 15648.0], 'Ganso': [15.1, 5486.0], 'Famoso': [16.1, 240.0], 'Shafter': [16.1, 2202.0], 'Alpaugh': [17.1, 3478.0]} | 619468 | 144538 | 0.23 | 474930 | 0.77 | 106943 | 0.17 |  |  | 474590 | 0.77 | 0.09 | 187123 | 0.3 | 307020 | 0.5 |  | 84157 | 0.14 | 0 | 0 | 197611 | 0.32 | 421857 | 37692 | 0.06 | 581776 | 158224 | 0.26 | 461244 | 300347 | 0.48 | 319121 | 4744 | 0.01 | 614724 | 34109 | 0.06 | 585359
206 | Kem | SCE Eastern | {'Eagle Mountain': [4.0, 3426.0], 'Red Bluff': [15.1, 2568.0]} | 49604 | 7900 | 0.16 | 41705 | 0.84 | 23905 | 0.48 |  |  | 24693 | 0.5 | 0.04 | 949 | 0.02 | 0 | 0 |  | 0 | 0 | 0 | 0 | 12098 | 0.24 | 37506 | 7949 | 0.16 | 41656 | 1235 | 0.02 | 48369 | 18862 | 0.38 | 30742 | 29798 | 0.6 | 19806 | 873 | 0.02 | 48732
207 | Potrero | PGE GBA | {'SAN FRAN A (POTRERO PP)': [0.0, 4423.0], 'Martin': [3.9, 2968.0], 'Oakland C': [6.4, 2780.0], 'Oakland L': [7.3, 2780.0], 'Oakland X': [9.1, 2673.0], 'Oakland J': [9.3, 2534.0], 'Millbrae': [10.5, 209.0], 'Edes': [10.5, 2254.0], 'Burlingame': [11.6, 132.0], 'Richmond R': [11.9, 2251.0], 'El Cerrito G': [12.0, 2604.0], 'San Leandro U': [13.3, 952.0], 'Standard Oil 2': [13.5, 1215.0], 'Standard Oil': [13.5, 1219.0], 'Grant': [13.7, 899.0], 'Moraga': [13.8, 2017.0], 'Sobrante': [14.2, 1034.0], 'San Pablo': [16.2, 638.0], 'Eastshore': [17.3, 715.0], 'Mt Eden': [17.7, 671.0], 'Mt. Eden': [17.7, 671.0], 'Castro Valley': [18.2, 593.0], 'Christie': [19.7, 109.0]} | 51091 | 8130 | 0.16 | 42961 | 0.84 | 6382 | 0.12 |  |  | 27616 | 0.54 | 0.5 | 326 | 0.01 | 211 | 0 |  | 21063 | 0.41 | 0 | 0 | 19701 | 0.39 | 31390 | 26709 | 0.52 | 24382 | 37379 | 0.73 | 13712 | 42125 | 0.82 | 8966 | 10953 | 0.21 | 40138 | 3432 | 0.07 | 47659
208 | Palermo | PGE NGBA | {'Wyandotte': [2.9, 3273.0], 'Thermalito': [7.4, 985.0], 'Table Mt.': [9.7, 361.0], 'Honcut': [10.2, 337.0], 'POE': [18.9, 76.0]} | 485607 | 43270 | 0.09 | 442337 | 0.91 | 39819 | 0.08 |  |  | 323232 | 0.67 | 0.14 | 143912 | 0.3 | 66699 | 0.14 |  | 159491 | 0.33 | 31679 | 0.07 | 319073 | 0.66 | 166534 | 78782 | 0.16 | 406825 | 190334 | 0.39 | 295273 | 410628 | 0.85 | 74979 | 103074 | 0.21 | 382533 | 48850 | 0.1 | 436757
209 | Bogue | PGE NGBA | {'Olivehurst': [4.3, 16162.0], 'Greenleaf 1': [4.7, 7846.0], 'Sutter Power': [4.7, 7883.0], 'Pease': [5.5, 8916.0], 'East Marysville': [5.8, 15946.0], 'East Nicolaus': [13.7, 3076.0], 'Rio Oso': [14.0, 5811.0], 'Meridian': [15.6, 1103.0], 'Honcut': [15.7, 2107.0]} | 571391 | 51322 | 0.09 | 520069 | 0.91 | 37793 | 0.07 |  |  | 448453 | 0.78 | 0.11 | 130362 | 0.23 | 295316 | 0.52 |  | 99810 | 0.17 | 0 | 0 | 281805 | 0.49 | 289586 | 43909 | 0.08 | 527482 | 216601 | 0.38 | 354790 | 404620 | 0.71 | 166771 | 38779 | 0.07 | 532612 | 52509 | 0.09 | 518882
210 | Balch 1 | PGE Fresno | {'Balch': [0.8, 1195.0], 'Balch 2': [0.8, 1195.0], 'Haas': [3.5, 1171.0], 'Pine Flat': [14.6, 14.0]} | 212209 | 11532 | 0.05 | 200676 | 0.95 | 103189 | 0.49 |  |  | 74107 | 0.35 | 0.12 | 1083 | 0.01 | 706 | 0 |  | 151257 | 0.71 | 10120 | 0.05 | 75551 | 0.36 | 136658 | 85265 | 0.4 | 126944 | 74915 | 0.35 | 137294 | 155609 | 0.73 | 56600 | 133570 | 0.63 | 78639 | 10211 | 0.05 | 201998
211 | Pauba | SCE Eastern | {'Pala': [13.6, 130.0], 'Valley': [15.1, 4097.0], 'Avocado': [15.6, 1172.0]} | 288686 | 63805 | 0.22 | 224881 | 0.78 | 16925 | 0.06 |  |  | 105866 | 0.37 | 0.27 | 35752 | 0.12 | 8782 | 0.03 |  | 122884 | 0.43 | 135656 | 0.47 | 137629 | 0.48 | 151057 | 88775 | 0.31 | 199911 | 141342 | 0.49 | 147345 | 207917 | 0.72 | 80769 | 66435 | 0.23 | 222251 | 16738 | 0.06 | 271948
212 | Eastshore | PGE GBA | {'Mt Eden': [0.9, 1397.0], 'Mt. Eden': [0.9, 1397.0], 'Grant': [4.0, 1576.0], 'Castro Valley': [5.5, 1296.0], 'Dumbarton': [5.7, 132.0], 'San Leandro U': [6.2, 1384.0], 'Edes': [9.0, 1382.0], 'Ravenswood': [9.3, 284.0], 'Fremont': [10.2, 34.0], 'Cooley Landing': [10.6, 56.0], 'Oakland J': [11.0, 1343.0], 'Newark': [11.2, 34.0], 'Burlingame': [13.6, 196.0], 'Oakland X': [14.0, 1336.0], 'Menlo': [14.2, 83.0], 'Vineyard': [14.6, 34.0], 'Jefferson': [14.9, 242.0], 'Millbrae': [15.0, 192.0], 'Oakland C': [15.0, 1336.0], 'Oakland L': [15.4, 1328.0], 'Whisman': [15.5, 13.0], 'Moraga': [15.7, 749.0], 'Dixon Landing': [15.8, 33.0], 'Martin': [16.8, 419.0], 'Mountain View': [17.1, 3.0], 'SAN FRAN A (POTRERO PP)': [17.3, 709.0], 'Potrero': [17.3, 715.0]} | 80145 | 7700 | 0.1 | 72445 | 0.9 | 15687 | 0.2 |  |  | 51098 | 0.64 | 0.28 | 821 | 0.01 | 204 | 0 |  | 56206 | 0.7 | 212 | 0 | 44009 | 0.55 | 36136 | 29965 | 0.37 | 50179 | 50164 | 0.63 | 29981 | 64736 | 0.81 | 15409 | 34907 | 0.44 | 45238 | 6232 | 0.08 | 73913
213 | Cheney | PGE Fresno | {'Panoche': [3.1, 28303.0], 'Manning': [4.5, 16812.0], 'Hammonds': [7.2, 16156.0], 'Mendota': [7.3, 37332.0], 'Tranquility': [7.6, 35105.0], 'Cantua': [17.6, 23.0], 'Oro Loma': [18.9, 2127.0], 'Helm': [19.8, 0.0], 'Newhall': [19.8, 221.0]} | 558333 | 159105 | 0.28 | 399228 | 0.72 | 116094 | 0.21 |  |  | 431505 | 0.77 | 0.06 | 210636 | 0.38 | 206395 | 0.37 |  | 100383 | 0.18 | 7041 | 0.01 | 204228 | 0.37 | 354105 | 48475 | 0.09 | 509858 | 103882 | 0.19 | 454451 | 245899 | 0.44 | 312434 | 81765 | 0.15 | 476568 | 16072 | 0.03 | 542261
214 | Warnerville | PGE GBA | {'Cottle': [2.5, 25588.0], 'Riverbank': [6.0, 25013.0], 'Valley Home': [11.1, 14871.0], 'Avena': [15.3, 11139.0], 'Ripon': [18.7, 12.0]} | 566168 | 90110 | 0.16 | 476058 | 0.84 | 116593 | 0.21 |  |  | 342210 | 0.6 | 0.12 | 181054 | 0.32 | 170101 | 0.3 |  | 218594 | 0.39 | 0 | 0 | 302575 | 0.53 | 263593 | 98080 | 0.17 | 468088 | 164219 | 0.29 | 401949 | 360233 | 0.64 | 205935 | 140122 | 0.25 | 426046 | 38044 | 0.07 | 528124
215 | Corona | PGE NGBA | {'Penngrove': [3.7, 4692.0], 'Lakeville': [4.2, 4756.0], 'Bellevue': [8.5, 3816.0], 'Santa Rosa A': [12.3, 1919.0], 'Monroe': [13.9, 498.0], 'Ignacio': [14.5, 832.0], 'Rincon': [15.7, 1776.0], 'Fulton': [17.1, 105.0], 'Silverado': [19.5, 502.0]} | 267899 | 25432 | 0.09 | 242467 | 0.91 | 24972 | 0.09 |  |  | 158407 | 0.59 | 0.17 | 38359 | 0.14 | 28248 | 0.11 |  | 94993 | 0.35 | 0 | 0 | 160356 | 0.6 | 107543 | 83152 | 0.31 | 184747 | 154811 | 0.58 | 113088 | 224803 | 0.84 | 43096 | 79216 | 0.3 | 188683 | 18002 | 0.07 | 249898
216 | Goleta | SCE Northern | {} | 138340 | 38386 | 0.28 | 99953 | 0.72 | 59281 | 0.43 |  |  | 61709 | 0.45 | 0.09 | 8407 | 0.06 | 4169 | 0.03 |  | 78943 | 0.57 | 23584 | 0.17 | 24309 | 0.18 | 114030 | 5625 | 0.04 | 132715 | 5293 | 0.04 | 133046 | 32189 | 0.23 | 106150 | 74074 | 0.54 | 64265 | 6783 | 0.05 | 131557
217 | Midway Green Ridge Services | PGE GBA | {'Tesla': [1.6, 1703.0], 'Kelso': [5.0, 1647.0], 'Tracy': [5.0, 1703.0], 'Altamont': [5.1, 278.0], 'Altamont Midway (Sandhill)': [5.1, 286.0], 'GWF Tracy': [5.4, 1703.0], 'Delta PP': [5.5, 1013.0], 'Delta Pumps': [5.5, 1014.0], 'Windmaster': [6.0, 435.0], 'Lammers': [6.0, 1703.0], 'Vasco': [7.1, 31.0], 'Los Positas': [8.1, 31.0], 'Las Positas': [8.1, 31.0], 'Cayetano': [10.0, 31.0], 'Kasson': [13.4, 1703.0], 'North Dublin': [14.7, 31.0], 'Vineyard': [15.0, 31.0], 'Tassajara': [18.1, 31.0], 'San Ramon': [19.0, 31.0]} | 412772 | 8693 | 0.02 | 404079 | 0.98 | 124262 | 0.3 |  |  | 244883 | 0.59 | 0.13 | 22882 | 0.06 | 152745 | 0.37 |  | 174594 | 0.42 | 38508 | 0.09 | 216610 | 0.52 | 196162 | 144064 | 0.35 | 268708 | 155042 | 0.38 | 257730 | 257038 | 0.62 | 155733 | 120699 | 0.29 | 292073 | 24009 | 0.06 | 388763
218 | Lerdo | PGE Kern | {'7th Standard': [4.4, 22507.0], 'Mt Poso': [5.0, 26444.0], 'Rio Bravo': [7.3, 9097.0], 'Famoso': [7.8, 14681.0], 'Renfro': [7.9, 11103.0], 'Kern Oil': [8.4, 20283.0], 'Kern Power': [8.9, 10513.0], 'Shafter': [9.3, 6843.0], 'Rosedale': [9.5, 10189.0], 'Sycamore': [9.6, 20294.0], 'West Park': [10.8, 8452.0], 'Bakersfield': [11.4, 10722.0], 'Poso Mt.': [11.6, 22905.0], 'Tupman': [12.1, 5756.0], 'Charca': [12.2, 1333.0], 'Tevis': [12.6, 1983.0], 'Casaloma': [13.5, 757.0], 'Stockdale': [13.6, 693.0], 'Columbus': [13.8, 5612.0], 'Cal Water': [15.1, 5190.0], 'Ganso': [16.6, 2388.0], 'Norco': [17.3, 242.0], 'Semitropic': [17.4, 239.0], 'Midway': [18.1, 1823.0]} | 601323 | 97160 | 0.16 | 504163 | 0.84 | 89305 | 0.15 |  |  | 471121 | 0.78 | 0.11 | 70133 | 0.12 | 285509 | 0.47 |  | 169854 | 0.28 | 0 | 0 | 213668 | 0.36 | 387655 | 84678 | 0.14 | 516645 | 181368 | 0.3 | 419955 | 304636 | 0.51 | 296687 | 72536 | 0.12 | 528787 | 25285 | 0.04 | 576038
219 | Tulucay | PGE NGBA | {'Parkway': [8.3, 1498.0], 'Carquinez': [11.0, 357.0], 'Bahia': [13.6, 331.0], 'Peabody': [16.2, 2931.0], 'Lakeville': [16.9, 668.0], 'Christie': [17.4, 0.0], 'Monticello': [18.4, 590.0], 'San Pablo': [18.7, 0.0]} | 249672 | 28188 | 0.11 | 221483 | 0.89 | 19599 | 0.08 |  |  | 165879 | 0.66 | 0.25 | 25104 | 0.1 | 31937 | 0.13 |  | 97390 | 0.39 | 0 | 0 | 153868 | 0.62 | 95804 | 46774 | 0.19 | 202898 | 92206 | 0.37 | 157465 | 200263 | 0.8 | 49408 | 79119 | 0.32 | 170553 | 25603 | 0.1 | 224069
220 | McCall | PGE Fresno | {'Sanger': [6.9, 18490.0], 'Malaga': [7.5, 18506.0], 'Kingsburg': [9.1, 14614.0], 'California Ave': [10.2, 13471.0], 'Wahtoke': [10.3, 9819.0], 'West Fresno': [12.4, 7464.0], 'Reedley': [14.5, 3316.0], 'Kearney (New)': [14.9, 2845.0], 'Clovis': [15.2, 6841.0], 'Ashlan': [16.4, 394.0], 'Bullard': [16.4, 1706.0], 'Mc Mullin': [19.3, 165.0]} | 566934 | 155842 | 0.27 | 411092 | 0.73 | 21366 | 0.04 |  |  | 364856 | 0.64 | 0.19 | 165113 | 0.29 | 305228 | 0.54 |  | 46507 | 0.08 | 0 | 0 | 65917 | 0.12 | 501017 | 72298 | 0.13 | 494636 | 91440 | 0.16 | 475494 | 118313 | 0.21 | 448621 | 30752 | 0.05 | 536182 | 23032 | 0.04 | 543902
221 | Notre Dame | PGE NGBA | {'Butte': [1.5, 3192.0], 'Table Mt.': [14.6, 266.0], 'Glenn': [18.6, 8.0]} | 470473 | 31316 | 0.07 | 439157 | 0.93 | 92666 | 0.2 |  |  | 317274 | 0.67 | 0.1 | 106730 | 0.23 | 154387 | 0.33 |  | 118518 | 0.25 | 23689 | 0.05 | 252882 | 0.54 | 217591 | 81646 | 0.17 | 388827 | 193097 | 0.41 | 277376 | 333989 | 0.71 | 136484 | 108951 | 0.23 | 361522 | 61363 | 0.13 | 409111
222 | Martinez | PGE GBA | {'Alhambra': [1.6, 7488.0], 'Bahia': [4.7, 7493.0], 'Meadow Lane': [5.0, 4603.0], 'Christie': [5.0, 7483.0], 'Lakewood': [8.1, 519.0], 'Carquinez': [8.9, 7365.0], 'Sobrante': [9.1, 3585.0], 'Clayton': [9.4, 282.0], 'Parkway': [9.9, 7332.0], 'Rossmoor': [10.6, 4.0], 'Kirker': [11.4, 282.0], 'Moraga': [11.9, 2.0], 'Pittsburg': [12.0, 282.0], 'San Pablo': [12.1, 3989.0], 'El Cerrito G': [12.2, 3217.0], 'GWF 2': [13.8, 210.0], 'Richmond R': [15.0, 1711.0], 'Standard Oil 2': [15.7, 1874.0], 'Standard Oil': [15.7, 1884.0], 'Collinsville': [15.8, 159.0], 'Birds Landing': [17.2, 2.0], 'Shiloh III': [18.1, 2.0], 'Contra Costa': [18.1, 154.0], 'Contra Costa PP': [19.1, 147.0]} | 152026 | 30660 | 0.2 | 121366 | 0.8 | 21988 | 0.14 |  |  | 100743 | 0.66 | 0.28 | 20730 | 0.14 | 8542 | 0.06 |  | 79582 | 0.52 | 83 | 0 | 58227 | 0.38 | 93799 | 57768 | 0.38 | 94258 | 73483 | 0.48 | 78543 | 108852 | 0.72 | 43174 | 27274 | 0.18 | 124752 | 22433 | 0.15 | 129592
223 | San Bernardino | SCE Eastern | {'Cardiff': [2.7, 811.0], 'Vista': [5.3, 434.0], 'Vista (SCE)': [5.3, 438.0], 'El Casco': [12.1, 900.0], 'Wildlife': [14.7, 234.0], 'Rerc': [14.7, 234.0]} | 137892 | 12504 | 0.09 | 125388 | 0.91 | 32653 | 0.24 |  |  | 68433 | 0.5 | 0.21 | 6270 | 0.05 | 2554 | 0.02 |  | 72269 | 0.52 | 55879 | 0.41 | 65328 | 0.47 | 72564 | 54976 | 0.4 | 82916 | 84860 | 0.62 | 53032 | 112715 | 0.82 | 25177 | 59302 | 0.43 | 78590 | 8509 | 0.06 | 129383
224 | Las Positas | PGE GBA | {'Los Positas': [0.0, 3138.0], 'Vasco': [1.2, 2476.0], 'Cayetano': [3.3, 2443.0], 'Altamont Midway (Sandhill)': [4.5, 1446.0], 'Altamont': [4.5, 1451.0], 'Vineyard': [6.9, 3141.0], 'North Dublin': [7.4, 2510.0], 'Midway Green Ridge Services': [8.1, 31.0], 'Windmaster': [8.6, 1109.0], 'Delta Pumps': [9.2, 422.0], 'Delta PP': [9.2, 423.0], 'Kelso': [9.7, 0.0], 'San Ramon': [11.4, 1566.0], 'Tassajara': [11.7, 1491.0], 'Fremont': [16.7, 1484.0], 'Newark': [19.6, 99.0], 'Dixon Landing': [19.8, 67.0]} | 305975 | 8178 | 0.03 | 297798 | 0.97 | 103516 | 0.34 |  |  | 172962 | 0.57 | 0.12 | 14070 | 0.05 | 60409 | 0.2 |  | 193217 | 0.63 | 29817 | 0.1 | 187753 | 0.61 | 118222 | 132483 | 0.43 | 173492 | 151260 | 0.49 | 154715 | 230078 | 0.75 | 75897 | 125948 | 0.41 | 180027 | 17618 | 0.06 | 288357
225 | Pomerado | SDGE Imperial | {'Sycamore Canyon': [1.7, 503.0], 'Chicarita': [4.5, 503.0], 'Scripps': [5.1, 315.0], 'Artesian': [8.0, 503.0], 'Los Coches': [9.6, 35.0], 'North City Metering': [10.9, 101.0], 'Penasquitos': [10.9, 101.0], 'Creelman': [11.7, 423.0], 'Escondido': [13.7, 503.0], 'San Marcos': [16.1, 8.0]} | 124800 | 19641 | 0.16 | 105159 | 0.84 | 23804 | 0.19 |  |  | 49522 | 0.4 | 0.24 | 3568 | 0.03 | 1243 | 0.01 |  | 24139 | 0.19 | 92105 | 0.74 | 57877 | 0.46 | 66923 | 31718 | 0.25 | 93082 | 45123 | 0.36 | 79678 | 80437 | 0.64 | 44364 | 52515 | 0.42 | 72286 | 6562 | 0.05 | 118238
226 | Altamont Midway (Sandhill) | PGE GBA | {'Altamont': [0.0, 1693.0], 'Vasco': [3.3, 1446.0], 'Windmaster': [4.1, 1364.0], 'Los Positas': [4.5, 1446.0], 'Las Positas': [4.5, 1446.0], 'Delta Pumps': [4.7, 677.0], 'Delta PP': [4.7, 678.0], 'Midway Green Ridge Services': [5.1, 286.0], 'Cayetano': [5.2, 1446.0], 'Kelso': [5.3, 255.0], 'Tracy': [6.3, 255.0], 'Tesla': [6.6, 255.0], 'North Dublin': [9.8, 1446.0], 'GWF Tracy': [10.5, 255.0], 'Lammers': [11.1, 255.0], 'Vineyard': [11.1, 1446.0], 'Tassajara': [13.0, 1446.0], 'San Ramon': [14.0, 1446.0], 'Kasson': [18.2, 255.0]} | 357958 | 8285 | 0.02 | 349673 | 0.98 | 108340 | 0.3 |  |  | 211454 | 0.59 | 0.14 | 18308 | 0.05 | 114519 | 0.32 |  | 178878 | 0.5 | 26219 | 0.07 | 187059 | 0.52 | 170899 | 131153 | 0.37 | 226805 | 146189 | 0.41 | 211769 | 231031 | 0.65 | 126926 | 109309 | 0.31 | 248649 | 21725 | 0.06 | 336233
227 | Wheeler Ridge | PGE Kern | {'Tejon': [4.9, 5067.0], 'Lakeview': [7.0, 7970.0], 'Old River': [10.9, 11160.0], 'Grimmway-Malaga': [12.8, 9762.0], 'Pastoria': [13.0, 1533.0], 'Panama': [14.6, 7525.0], 'Lamont': [15.8, 6270.0], 'Unknown - 3327': [15.8, 6325.0], 'Midway - Wheeler Ridge (Proposed)': [16.6, 2718.0], 'Stockdale': [16.7, 3039.0], 'Copus': [17.0, 2486.0], 'Casaloma': [18.0, 2361.0], 'Tevis': [18.2, 762.0], 'Magunden': [19.2, 879.0], 'West Park': [20.2, 0.0]} | 428750 | 49134 | 0.11 | 379616 | 0.89 | 67494 | 0.16 |  |  | 328090 | 0.77 | 0.09 | 59721 | 0.14 | 236524 | 0.55 |  | 81771 | 0.19 | 5785 | 0.01 | 109956 | 0.26 | 318794 | 103324 | 0.24 | 325426 | 155345 | 0.36 | 273405 | 211169 | 0.49 | 217581 | 37774 | 0.09 | 390976 | 6881 | 0.02 | 421869
228 | El Cajon | SDGE Imperial | {'Santee': [4.1, 1171.0], 'Spring Valley': [4.3, 261.0], 'Los Coches': [6.1, 1180.0], 'Salt Creek': [8.1, 261.0], 'Miguel': [8.1, 261.0], 'Loveland': [10.4, 1441.0], 'Alpine': [10.8, 1441.0], 'Otay Mesa': [15.7, 223.0], 'Suncrest': [16.8, 1176.0], 'Creelman': [16.9, 4.0]} | 107299 | 9027 | 0.08 | 98271 | 0.92 | 18651 | 0.17 |  |  | 43794 | 0.41 | 0.21 | 1722 | 0.02 | 359 | 0 |  | 25601 | 0.24 | 72046 | 0.67 | 37153 | 0.35 | 70146 | 44185 | 0.41 | 63114 | 69339 | 0.65 | 37960 | 82320 | 0.77 | 24979 | 42106 | 0.39 | 65193 | 3823 | 0.04 | 103476
229 | Ellis | SCE Metro | {'Huntington Beach': [3.4, 48.0], 'Johanna': [5.5, 46.0], 'Barre': [8.9, 2.0], 'Santiago': [10.1, 37.0], 'Alamitos': [10.5, 2.0], 'Del Amo': [14.3, 2.0], 'Long Beach': [17.1, 2.0], 'Harborgen': [17.5, 2.0], 'Hinson': [18.5, 2.0]} | 19328 | 3018 | 0.16 | 16310 | 0.84 | 2171 | 0.11 |  |  | 7745 | 0.4 | 0.49 | 21 | 0 | 37 | 0 |  | 3220 | 0.17 | 4221 | 0.22 | 3644 | 0.19 | 15685 | 4469 | 0.23 | 14859 | 11780 | 0.61 | 7548 | 15045 | 0.78 | 4283 | 4873 | 0.25 | 14455 | 1483 | 0.08 | 17845
230 | French Camp | PGE GBA | {'Weber': [3.8, 15108.0], 'Stockton A': [4.6, 10589.0], 'Vierra': [5.9, 11352.0], 'Manteca': [6.7, 14345.0], 'Stagg': [8.3, 3272.0], 'Kasson': [9.9, 1064.0], 'Ripon': [11.8, 9308.0], 'Avena': [13.1, 12658.0], 'Eight Mile': [13.2, 95.0], 'Bellota': [17.6, 1165.0], 'Lockeford': [17.8, 422.0], 'Valley Home': [18.8, 1600.0]} | 544942 | 54950 | 0.1 | 489992 | 0.9 | 65008 | 0.12 |  |  | 352005 | 0.65 | 0.17 | 109053 | 0.2 | 327976 | 0.6 |  | 50621 | 0.09 | 0 | 0 | 146744 | 0.27 | 398199 | 94808 | 0.17 | 450134 | 128927 | 0.24 | 416016 | 221567 | 0.41 | 323375 | 16866 | 0.03 | 528076 | 35418 | 0.06 | 509524
231 | Exchequer | PGE Fresno | {} | 372578 | 13038 | 0.03 | 359540 | 0.97 | 131925 | 0.35 |  |  | 211896 | 0.57 | 0.08 | 41856 | 0.11 | 32604 | 0.09 |  | 246815 | 0.66 | 35486 | 0.1 | 255814 | 0.69 | 116764 | 158896 | 0.43 | 213682 | 171571 | 0.46 | 201007 | 322707 | 0.87 | 49871 | 195573 | 0.52 | 177005 | 45630 | 0.12 | 326948
232 | Higgins | PGE NGBA | {'Bell': [6.8, 7818.0], 'Brunswick': [13.4, 4070.0], 'Lincoln': [14.7, 4853.0], 'Pleasant Grove': [19.3, 369.0]} | 321441 | 43704 | 0.14 | 277737 | 0.86 | 13650 | 0.04 |  |  | 140915 | 0.44 | 0.28 | 19617 | 0.06 | 14287 | 0.04 |  | 227001 | 0.71 | 46043 | 0.14 | 237690 | 0.74 | 83750 | 33918 | 0.11 | 287523 | 45413 | 0.14 | 276028 | 262295 | 0.82 | 59146 | 61840 | 0.19 | 259601 | 29737 | 0.09 | 291704
233 | Mead | SCE EOP | {'Sloan Canyon': [11.1, 10609.0], 'Eldorado': [13.2, 8017.0]} | 100452 | 31939 | 0.32 | 68513 | 0.68 | 0 | 0 |  |  | 0 | 0 | 0 | 0 | 0 | 0 | 0 |  | 0 | 0 | 0 | 0 | 0 | 0 | 100452 | 0 | 0 | 100452 | 0 | 0 | 100452 | 0 | 0 | 100452 | 0 | 0 | 100452 | 0 | 0 | 100452
234 | Kearney | PGE Fresno | {'West Fresno': [3.6, 22232.0], 'California Ave': [6.6, 13791.0], 'Ashlan': [6.8, 9708.0], 'Fig Garden': [8.2, 7409.0], 'Figarden': [8.2, 7423.0], 'Malaga': [8.6, 9382.0], 'Mc Mullin': [9.7, 26712.0], 'Herndon': [9.9, 6338.0], 'Bullard': [10.4, 4391.0], 'Gregg': [10.4, 5914.0], 'Clovis': [13.9, 36.0], 'Biola': [14.1, 3239.0], 'McCall': [14.9, 2845.0], 'Sanger': [15.0, 1332.0], 'Borden': [16.1, 2051.0], 'Madera': [17.9, 373.0], 'Helm': [18.0, 3660.0], 'Crescent': [19.8, 102.0]} | 576546 | 160436 | 0.28 | 416110 | 0.72 | 37305 | 0.06 |  |  | 410200 | 0.71 | 0.17 | 207015 | 0.36 | 294864 | 0.51 |  | 52484 | 0.09 | 0 | 0 | 94281 | 0.16 | 482264 | 89988 | 0.16 | 486558 | 93680 | 0.16 | 482866 | 159365 | 0.28 | 417180 | 16089 | 0.03 | 560457 | 30103 | 0.05 | 546442
235 | Waukena | PGE Fresno | {'Corcoran': [2.3, 77764.0], 'Guernsey': [7.5, 60677.0], 'GWF Hanford': [9.9, 44055.0], 'Alpaugh': [13.9, 13242.0], 'Leprino': [15.8, 19845.0], 'Lemoore': [17.1, 11350.0], 'Olive': [18.3, 2456.0], 'Henrietta': [19.4, 726.0]} | 659495 | 291597 | 0.44 | 367898 | 0.56 | 175620 | 0.27 |  |  | 436255 | 0.66 | 0.09 | 332393 | 0.5 | 235720 | 0.36 |  | 20674 | 0.03 | 0 | 0 | 110350 | 0.17 | 549146 | 24544 | 0.04 | 634951 | 57473 | 0.09 | 602022 | 162213 | 0.25 | 497282 | 1517 | 0 | 657978 | 17883 | 0.03 | 641612
236 | Lamont | PGE Kern | {'Unknown - 3327': [0.1, 17599.0], 'Grimmway-Malaga': [3.4, 17599.0], 'Magunden': [5.6, 10581.0], 'Columbus': [8.3, 8389.0], 'Casaloma': [8.8, 9283.0], 'Cal Water': [9.0, 8078.0], 'Panama': [9.0, 10012.0], 'Bakersfield': [10.2, 5989.0], 'West Park': [11.4, 4509.0], 'Stockdale': [11.6, 6225.0], 'Sycamore': [13.0, 3156.0], 'Kern Oil': [13.4, 2206.0], 'Rosedale': [13.4, 2487.0], 'Kern Power': [14.4, 1449.0], 'Old River': [14.8, 5147.0], 'Tevis': [15.1, 1596.0], 'Wheeler Ridge': [15.8, 6270.0], 'Lakeview': [19.5, 159.0], 'Tejon': [20.0, 91.0]} | 451275 | 56734 | 0.13 | 394541 | 0.87 | 85117 | 0.19 |  |  | 325331 | 0.72 | 0.11 | 35426 | 0.08 | 187230 | 0.41 |  | 129890 | 0.29 | 17781 | 0.04 | 190422 | 0.42 | 260853 | 94989 | 0.21 | 356286 | 145602 | 0.32 | 305672 | 244854 | 0.54 | 206421 | 100762 | 0.22 | 350513 | 11791 | 0.03 | 439483
237 | Kramer | SCE NOL | {} | 143038 | 39536 | 0.28 | 103502 | 0.72 | 11828 | 0.08 |  |  | 61367 | 0.43 | 0.41 | 1 | 0 | 7 | 0 |  | 0 | 0 | 0 | 0 | 57907 | 0.4 | 85130 | 38047 | 0.27 | 104991 | 4308 | 0.03 | 138730 | 85869 | 0.6 | 57169 | 57153 | 0.4 | 85885 | 1178 | 0.01 | 141859
238 | New Colgate | PGE NGBA | {'Colgate': [0.1, 4748.0], 'Brunswick': [10.8, 644.0]} | 387278 | 62113 | 0.16 | 325165 | 0.84 | 23379 | 0.06 |  |  | 189694 | 0.49 | 0.2 | 16298 | 0.04 | 7670 | 0.02 |  | 205002 | 0.53 | 119733 | 0.31 | 264915 | 0.68 | 122363 | 51643 | 0.13 | 335635 | 72671 | 0.19 | 314607 | 304982 | 0.79 | 82297 | 87323 | 0.23 | 299955 | 21352 | 0.06 | 365926
239 | Weber | PGE GBA | {'Stockton A': [3.3, 12510.0], 'French Camp': [3.8, 15108.0], 'Stagg': [7.7, 4034.0], 'Manteca': [8.3, 17596.0], 'Vierra': [8.7, 12202.0], 'Avena': [11.4, 18654.0], 'Eight Mile': [12.2, 746.0], 'Ripon': [12.5, 12586.0], 'Kasson': [13.3, 417.0], 'Bellota': [13.9, 4585.0], 'Lodi': [14.2, 294.0], 'Lockeford': [14.4, 2025.0], 'Valley Home': [16.6, 6119.0], 'Rancho Seco - Bellota (Proposed)': [19.8, 4.0]} | 560025 | 67858 | 0.12 | 492167 | 0.88 | 72954 | 0.13 |  |  | 345453 | 0.62 | 0.17 | 121902 | 0.22 | 329643 | 0.59 |  | 46002 | 0.08 | 0 | 0 | 133627 | 0.24 | 426398 | 71155 | 0.13 | 488870 | 125056 | 0.22 | 434969 | 214718 | 0.38 | 345307 | 31456 | 0.06 | 528570 | 42089 | 0.08 | 517936
240 | Malaga | PGE Fresno | {'California Ave': [2.8, 22792.0], 'West Fresno': [5.4, 14061.0], 'Sanger': [6.4, 17905.0], 'McCall': [7.5, 18506.0], 'Kearney (New)': [8.6, 9382.0], 'Ashlan': [8.9, 4213.0], 'Bullard': [9.4, 5319.0], 'Clovis': [9.6, 10787.0], 'Fig Garden': [11.5, 2020.0], 'Figarden': [11.5, 2033.0], 'Woodward': [14.2, 586.0], 'Herndon': [15.1, 685.0], 'Gregg': [15.3, 520.0], 'Wahtoke': [16.0, 2529.0], 'Mc Mullin': [16.0, 5434.0], 'Kingsburg': [16.3, 2878.0]} | 565953 | 145457 | 0.26 | 420496 | 0.74 | 33877 | 0.06 |  |  | 359697 | 0.64 | 0.2 | 140761 | 0.25 | 297431 | 0.53 |  | 89398 | 0.16 | 0 | 0 | 101135 | 0.18 | 464818 | 71152 | 0.13 | 494801 | 75565 | 0.13 | 490388 | 136383 | 0.24 | 429570 | 56866 | 0.1 | 509088 | 33964 | 0.06 | 531989
241 | Old Town | SDGE Imperial | {'Vine': [2.0, 1060.0], 'Point Loma': [2.9, 1060.0], 'Mission': [3.4, 1059.0], 'Mesa Heights': [4.9, 833.0], 'Silvergate': [5.7, 1017.0], 'Kearny': [5.8, 832.0], 'Elliott': [6.9, 760.0], 'Elliot': [7.0, 758.0], 'Murray': [9.9, 3.0], 'Penasquitos': [10.7, 56.0], 'Spring Valley': [11.1, 69.0], 'Bay Boulevard': [12.3, 695.0], 'North City Metering': [13.5, 42.0], 'Miguel': [13.5, 140.0], 'Telegraph Canyon': [13.5, 158.0], 'Salt Creek': [13.6, 127.0], 'Imperial Beach': [13.8, 408.0], 'Otay': [14.2, 167.0], 'San Ysidro': [17.1, 145.0]} | 21362 | 1232 | 0.06 | 20130 | 0.94 | 3173 | 0.15 |  |  | 8167 | 0.38 | 0.21 | 58 | 0 | 11 | 0 |  | 7370 | 0.35 | 5554 | 0.26 | 6822 | 0.32 | 14539 | 12576 | 0.59 | 8786 | 15955 | 0.75 | 5407 | 20021 | 0.94 | 1341 | 4120 | 0.19 | 17241 | 1046 | 0.05 | 20316
242 | Viejo | SCE Metro | {'Santiago': [7.2, 646.0], 'Trabuco': [7.4, 883.0], 'Margarita': [8.2, 648.0], 'Q1806': [9.5, 639.0], 'Rancho Mission Viejo': [10.1, 461.0], 'Capistrano': [10.8, 544.0], 'Johanna': [12.5, 646.0], 'Serrano': [14.0, 224.0], 'Villa Park': [15.1, 224.0], 'Talega': [15.4, 448.0], 'North of SONGS': [15.6, 437.0], 'Lewis': [17.7, 1.0]} | 65360 | 7058 | 0.11 | 58302 | 0.89 | 9215 | 0.14 |  |  | 29480 | 0.45 | 0.36 | 926 | 0.01 | 449 | 0.01 |  | 22920 | 0.35 | 31914 | 0.49 | 22810 | 0.35 | 42550 | 28435 | 0.44 | 36925 | 37414 | 0.57 | 27946 | 53340 | 0.82 | 12020 | 26674 | 0.41 | 38686 | 5453 | 0.08 | 59907
243 | Shadowridge | SDGE Imperial | {'San Marcos': [2.5, 1411.0], 'Palomar Airport': [3.1, 679.0], 'Melrose': [4.6, 1812.0], 'Cannon': [5.4, 338.0], 'Encina': [5.6, 252.0], 'Ocean Ranch': [5.8, 1280.0], 'Escondido': [7.1, 1397.0], 'San Luis Rey': [7.3, 1192.0], 'Artesian': [10.3, 555.0], 'Lilac': [11.7, 996.0], 'North City Metering': [12.7, 377.0], 'Pendleton': [12.9, 896.0], 'Monserate': [13.0, 1211.0], 'Valley Center': [14.1, 689.0], 'Chicarita': [14.7, 448.0], 'Penasquitos': [15.5, 3.0], 'Pala': [16.5, 788.0], 'Avocado': [16.9, 807.0]} | 116997 | 31647 | 0.27 | 85350 | 0.73 | 4820 | 0.04 |  |  | 32615 | 0.28 | 0.36 | 19907 | 0.17 | 5544 | 0.05 |  | 55269 | 0.47 | 36906 | 0.32 | 56472 | 0.48 | 60525 | 23538 | 0.2 | 93459 | 34765 | 0.3 | 82232 | 68434 | 0.58 | 48563 | 20932 | 0.18 | 96065 | 8478 | 0.07 | 108519
244 | Chowchilla | PGE Fresno | {'Chowchilla': [0.0, 52001.0], 'Le Grand': [4.6, 26416.0], 'Dairyland': [5.8, 45568.0], 'El Nido': [12.1, 15877.0], 'Wilson': [14.7, 768.0], 'Storey': [15.3, 8075.0], 'Merced': [16.7, 422.0], 'Madera': [17.4, 3229.0], 'Newhall': [18.2, 5467.0]} | 642115 | 105041 | 0.16 | 537074 | 0.84 | 175380 | 0.27 |  |  | 428406 | 0.67 | 0.08 | 273818 | 0.43 | 161785 | 0.25 |  | 252584 | 0.39 | 0 | 0 | 344463 | 0.54 | 297653 | 194624 | 0.3 | 447492 | 227163 | 0.35 | 414952 | 437040 | 0.68 | 205075 | 129341 | 0.2 | 512774 | 103477 | 0.16 | 538639
245 | ECO | SDGE Imperial | {'Ocotillo Express': [9.1, 3291.0], 'Boulevard': [9.3, 4708.0], 'Carrizo Gorge': [10.6, 4076.0], 'Crestwood': [14.5, 3175.0]} | 107934 | 34900 | 0.32 | 73034 | 0.68 | 32077 | 0.3 |  |  | 60536 | 0.56 | 0.08 | 124 | 0 | 203 | 0 |  | 24865 | 0.23 | 45771 | 0.42 | 17212 | 0.16 | 90722 | 13922 | 0.13 | 94012 | 24053 | 0.22 | 83881 | 45530 | 0.42 | 62403 | 39784 | 0.37 | 68150 | 1402 | 0.01 | 106532
246 | Roadway | SCE NOL | {'New Sub - Kramer - Lugo (Proposed)': [0.0, 22653.0], 'Victor': [5.1, 16536.0], 'Lugo': [14.8, 3359.0]} | 299491 | 69322 | 0.23 | 230169 | 0.77 | 7745 | 0.03 |  |  | 75852 | 0.25 | 0.39 | 88 | 0 | 1757 | 0.01 |  | 29938 | 0.1 | 3424 | 0.01 | 130382 | 0.44 | 169109 | 140139 | 0.47 | 159353 | 63086 | 0.21 | 236406 | 205856 | 0.69 | 93636 | 72342 | 0.24 | 227150 | 4125 | 0.01 | 295367
247 | Miguel | SDGE Imperial | {'Salt Creek': [0.1, 432.0], 'Telegraph Canyon': [3.4, 185.0], 'Spring Valley': [4.3, 261.0], 'Otay': [7.2, 185.0], 'Bay Boulevard': [8.1, 146.0], 'El Cajon': [8.1, 261.0], 'Otay Mesa': [8.4, 268.0], 'San Ysidro': [8.5, 184.0], 'Silvergate': [9.3, 140.0], 'Imperial Beach': [9.4, 146.0], 'Mission': [11.5, 140.0], 'Vine': [12.0, 140.0], 'Old Town': [13.5, 140.0], 'Loveland': [13.8, 261.0], 'Point Loma': [15.1, 140.0], 'Alpine': [15.2, 261.0]} | 68790 | 5191 | 0.08 | 63599 | 0.92 | 9391 | 0.14 |  |  | 31119 | 0.45 | 0.21 | 308 | 0 | 105 | 0 |  | 16585 | 0.24 | 43913 | 0.64 | 17842 | 0.26 | 50948 | 33077 | 0.48 | 35714 | 52512 | 0.76 | 16278 | 57632 | 0.84 | 11159 | 25377 | 0.37 | 43414 | 2329 | 0.03 | 66461
248 | Moss Landing | PGE GBA | {'Crazy Horse Canyon': [9.9, 12374.0], 'Green Valley': [10.2, 6112.0], 'Salinas': [11.0, 7346.0], 'Buena Vista': [13.3, 6587.0], 'Llagas': [18.4, 576.0]} | 223560 | 41610 | 0.19 | 181951 | 0.81 | 28166 | 0.13 |  |  | 129150 | 0.58 | 0.21 | 17496 | 0.08 | 63250 | 0.28 |  | 72325 | 0.32 | 928 | 0 | 61225 | 0.27 | 162335 | 34562 | 0.15 | 188999 | 59799 | 0.27 | 163761 | 109932 | 0.49 | 113628 | 47272 | 0.21 | 176288 | 11490 | 0.05 | 212071
249 | Mendota | PGE Fresno | {'Cheney': [7.3, 37332.0], 'Hammonds': [7.9, 34882.0], 'Panoche': [8.2, 28391.0], 'Tranquility': [9.6, 39355.0], 'Manning': [11.7, 12728.0], 'Newhall': [12.5, 16656.0], 'Oro Loma': [15.8, 18273.0], 'Helm': [18.0, 3702.0]} | 652338 | 208876 | 0.32 | 443462 | 0.68 | 131208 | 0.2 |  |  | 500866 | 0.77 | 0.07 | 322416 | 0.49 | 225747 | 0.35 |  | 88513 | 0.14 | 0 | 0 | 228427 | 0.35 | 423911 | 69116 | 0.11 | 583222 | 128550 | 0.2 | 523788 | 289584 | 0.44 | 362754 | 37338 | 0.06 | 615000 | 38481 | 0.06 | 613857
250 | Coolwater | SCE NOL | {'Harvard': [13.1, 5692.0]} | 146534 | 37138 | 0.25 | 109396 | 0.75 | 16157 | 0.11 |  |  | 72159 | 0.49 | 0.23 | 858 | 0.01 | 631 | 0 |  | 0 | 0 | 0 | 0 | 75887 | 0.52 | 70647 | 42783 | 0.29 | 103751 | 27538 | 0.19 | 118996 | 86208 | 0.59 | 60326 | 66190 | 0.45 | 80344 | 4291 | 0.03 | 142243
251 | Innovation | SCE EOP | {'Mercury': [5.5, 6545.0], 'IS Tap': [15.2, 442.0]} | 167775 | 52817 | 0.31 | 114958 | 0.69 | 0 | 0 |  |  | 0 | 0 | 0 | 0 | 0 | 0 | 0 |  | 6312 | 0.04 | 0 | 0 | 0 | 0 | 167775 | 0 | 0 | 167775 | 0 | 0 | 167775 | 0 | 0 | 167775 | 0 | 0 | 167775 | 0 | 0 | 167775
252 | Inyo | SCE NOL | {'Control': [2.2, 1539.0]} | 71165 | 11788 | 0.17 | 59378 | 0.83 | 62520 | 0.88 |  |  | 7324 | 0.1 | 0.02 | 3 | 0 | 0 | 0 |  | 13904 | 0.2 | 0 | 0 | 0 | 0 | 71165 | 16762 | 0.24 | 54404 | 19420 | 0.27 | 51745 | 24157 | 0.34 | 47009 | 52035 | 0.73 | 19131 | 4809 | 0.07 | 66357
253 | Richmond | Northeast CA | {'Leavitt': [7.1, 5236.0]} | 401651 | 131443 | 0.33 | 270208 | 0.67 | 130808 | 0.33 |  |  | 251156 | 0.63 | 0.09 | 32684 | 0.08 | 0 | 0 |  | 258359 | 0.64 | 6041 | 0.02 | 106476 | 0.27 | 295175 | 84364 | 0.21 | 317287 | 91464 | 0.23 | 310187 | 200585 | 0.5 | 201066 | 137793 | 0.34 | 263858 | 45084 | 0.11 | 356567
254 | Salinas | PGE GBA | {'Buena Vista': [2.3, 14790.0], 'Crazy Horse Canyon': [7.4, 10061.0], 'Moss Landing': [11.0, 7346.0]} | 306963 | 43759 | 0.14 | 263204 | 0.86 | 62054 | 0.2 |  |  | 193942 | 0.63 | 0.14 | 16313 | 0.05 | 89624 | 0.29 |  | 124793 | 0.41 | 25694 | 0.08 | 90298 | 0.29 | 216666 | 41248 | 0.13 | 265715 | 59892 | 0.2 | 247071 | 139161 | 0.45 | 167802 | 100922 | 0.33 | 206041 | 15928 | 0.05 | 291035
255 | Cloverdale | PGE NGBA | {'Eagle Rock': [10.9, 2789.0], 'Lake View': [12.4, 1831.0], 'Geysers Tap 1': [14.0, 2418.0], 'Fitch Mountain': [15.7, 3057.0]} | 349003 | 26969 | 0.08 | 322035 | 0.92 | 36782 | 0.11 |  |  | 267537 | 0.77 | 0.09 | 18498 | 0.05 | 21476 | 0.06 |  | 110174 | 0.32 | 80569 | 0.23 | 178335 | 0.51 | 170669 | 124550 | 0.36 | 224454 | 221353 | 0.63 | 127651 | 298224 | 0.85 | 50780 | 148182 | 0.42 | 200822 | 5606 | 0.02 | 343398
256 | Colgate | PGE NGBA | {'New Colgate': [0.1, 4748.0], 'Brunswick': [10.8, 644.0]} | 387389 | 62490 | 0.16 | 324899 | 0.84 | 23529 | 0.06 |  |  | 189459 | 0.49 | 0.2 | 15904 | 0.04 | 7470 | 0.02 |  | 205030 | 0.53 | 120472 | 0.31 | 264280 | 0.68 | 123109 | 51885 | 0.13 | 335504 | 72720 | 0.19 | 314669 | 304624 | 0.79 | 82765 | 87457 | 0.23 | 299932 | 21209 | 0.05 | 366180
257 | New Sub - Suncrest - Ocotillo (Proposed) | SDGE Imperial | {'Crestwood': [8.6, 16049.0], 'Cameron': [10.2, 13639.0], 'Carrizo Gorge': [11.9, 13732.0], 'Suncrest': [13.7, 1936.0], 'Boulevard': [13.7, 12905.0]} | 219594 | 41266 | 0.19 | 178328 | 0.81 | 63850 | 0.29 |  |  | 115127 | 0.52 | 0.1 | 536 | 0 | 254 | 0 |  | 35724 | 0.16 | 173010 | 0.79 | 25908 | 0.12 | 193686 | 53903 | 0.25 | 165691 | 102064 | 0.46 | 117530 | 127617 | 0.58 | 91977 | 101563 | 0.46 | 118031 | 7936 | 0.04 | 211657
258 | East Nicolaus | PGE NGBA | {'Rio Oso': [4.4, 22791.0], 'Sutter Power': [12.7, 2985.0], 'Olivehurst': [12.7, 3263.0], 'Greenleaf 1': [12.8, 2975.0], 'Knights Landing': [12.9, 55.0], 'Lincoln': [13.3, 14495.0], 'Bogue': [13.7, 3076.0], 'Pleasant Grove': [14.0, 12829.0], 'East Marysville': [17.7, 2015.0], 'Atlantic': [18.0, 1704.0], 'Pease': [19.2, 354.0], 'Woodland': [19.9, 1.0]} | 496419 | 51971 | 0.1 | 444448 | 0.9 | 37932 | 0.08 |  |  | 385734 | 0.78 | 0.14 | 126274 | 0.25 | 255815 | 0.52 |  | 58858 | 0.12 | 0 | 0 | 206706 | 0.42 | 289713 | 37176 | 0.07 | 459243 | 211479 | 0.43 | 284940 | 337614 | 0.68 | 158805 | 16078 | 0.03 | 480341 | 57190 | 0.12 | 439229
259 | Renfro | PGE Kern | {'Kern Power': [3.8, 9844.0], '7th Standard': [4.1, 10805.0], 'Rosedale': [4.9, 9062.0], 'Tevis': [5.1, 4478.0], 'Tupman': [6.4, 8602.0], 'Rio Bravo': [6.6, 10626.0], 'West Park': [7.0, 6396.0], 'Stockdale': [7.3, 3188.0], 'Lerdo': [7.9, 11103.0], 'Kern Oil': [8.8, 5768.0], 'Bakersfield': [8.9, 5612.0], 'Casaloma': [9.4, 2486.0], 'Panama': [10.2, 2495.0], 'Sycamore': [10.7, 5276.0], 'Norco': [10.8, 2691.0], 'Mt Poso': [11.9, 6769.0], 'Shafter': [12.3, 8371.0], 'Columbus': [12.6, 502.0], 'Old River': [13.0, 2495.0], 'Magunden': [13.7, 6.0], 'Famoso': [15.3, 3456.0], 'Midway': [16.2, 3951.0], 'Poso Mt.': [16.6, 3799.0], 'Charca': [17.8, 593.0], 'Ganso': [17.8, 3477.0], 'Midway - Wheeler Ridge (Proposed)': [19.4, 31.0]} | 584433 | 93636 | 0.16 | 490797 | 0.84 | 103709 | 0.18 |  |  | 442351 | 0.76 | 0.1 | 90031 | 0.15 | 282458 | 0.48 |  | 99952 | 0.17 | 0 | 0 | 157135 | 0.27 | 427298 | 124299 | 0.21 | 460134 | 230454 | 0.39 | 353979 | 314595 | 0.54 | 269838 | 24003 | 0.04 | 560431 | 25506 | 0.04 | 558927
260 | Julian Hinds | SCE Eastern | {} | 37928 | 7894 | 0.21 | 30033 | 0.79 | 12761 | 0.34 |  |  | 23864 | 0.63 | 0.06 | 345 | 0.01 | 0 | 0 |  | 0 | 0 | 0 | 0 | 3511 | 0.09 | 34417 | 8362 | 0.22 | 29565 | 2533 | 0.07 | 35394 | 12252 | 0.32 | 25675 | 22366 | 0.59 | 15561 | 224 | 0.01 | 37704
261 | Old River | PGE Kern | {'Panama': [7.5, 15154.0], 'Stockdale': [7.8, 12099.0], 'Tevis': [7.9, 9772.0], 'Lakeview': [7.9, 17161.0], 'Wheeler Ridge': [10.9, 11160.0], 'Casaloma': [11.0, 7463.0], 'Midway - Wheeler Ridge (Proposed)': [11.2, 11363.0], 'Rosedale': [11.8, 4028.0], 'Kern Power': [11.9, 3794.0], 'West Park': [12.0, 3736.0], 'Copus': [12.8, 9539.0], 'Norco': [12.9, 2391.0], 'Renfro': [13.0, 2495.0], 'Bakersfield': [13.6, 2222.0], 'Grimmway-Malaga': [13.7, 8324.0], 'Tupman': [13.9, 1070.0], 'Magunden': [14.6, 1923.0], 'Unknown - 3327': [14.7, 5235.0], 'Lamont': [14.8, 5147.0], 'Elk Hills': [15.5, 211.0], 'Tejon': [15.5, 2228.0], 'Columbus': [16.0, 532.0], '7th Standard': [16.2, 36.0], 'Kern Oil': [16.8, 85.0], 'Sycamore': [18.0, 43.0], 'Cal Water': [18.6, 199.0]} | 511486 | 58653 | 0.11 | 452833 | 0.89 | 78122 | 0.15 |  |  | 400471 | 0.78 | 0.09 | 71102 | 0.14 | 280512 | 0.55 |  | 40075 | 0.08 | 0 | 0 | 113541 | 0.22 | 397945 | 138762 | 0.27 | 372724 | 215986 | 0.42 | 295500 | 257512 | 0.5 | 253974 | 12659 | 0.02 | 498827 | 21638 | 0.04 | 489847
262 | Bellevue | PGE NGBA | {'Santa Rosa A': [4.0, 5118.0], 'Penngrove': [4.7, 6378.0], 'Monroe': [5.4, 2639.0], 'Rincon': [8.1, 3341.0], 'Corona': [8.5, 3816.0], 'Fulton': [8.7, 808.0], 'Lakeville': [11.4, 3786.0], 'Silverado': [16.0, 2081.0]} | 323684 | 25930 | 0.08 | 297754 | 0.92 | 25346 | 0.08 |  |  | 201076 | 0.62 | 0.16 | 36874 | 0.11 | 29420 | 0.09 |  | 101955 | 0.31 | 0 | 0 | 190409 | 0.59 | 133274 | 129800 | 0.4 | 193884 | 213655 | 0.66 | 110029 | 282280 | 0.87 | 41404 | 105960 | 0.33 | 217724 | 18077 | 0.06 | 305607
263 | Highline | SDGE Imperial | {'North Gila - IV (Proposed)': [4.2, 3867.0], 'Drop 4': [5.5, 3870.0], 'El Centro': [15.4, 3246.0]} | 251764 | 49027 | 0.19 | 202737 | 0.81 | 39622 | 0.16 |  |  | 205375 | 0.82 | 0.09 | 36321 | 0.14 | 156550 | 0.62 |  | 0 | 0 | 0 | 0 | 11445 | 0.05 | 240320 | 29318 | 0.12 | 222446 | 29399 | 0.12 | 222365 | 40634 | 0.16 | 211130 | 26420 | 0.1 | 225345 | 14203 | 0.06 | 237561
264 | Clayton | PGE GBA | {'Meadow Lane': [4.7, 711.0], 'Lakewood': [5.4, 701.0], 'Kirker': [6.3, 1258.0], 'Pittsburg': [7.5, 1257.0], 'GWF 2': [7.7, 1225.0], 'Alhambra': [9.4, 126.0], 'Martinez': [9.4, 282.0], 'Tassajara': [10.6, 39.0], 'Contra Costa': [10.8, 1169.0], 'Lone Tree': [11.3, 964.0], 'Collinsville': [11.9, 945.0], 'Contra Costa PP': [12.2, 1162.0], 'Bahia': [13.2, 128.0], 'Christie': [13.5, 118.0], 'Birds Landing': [14.6, 2.0], 'Brentwood': [15.9, 586.0], 'Shiloh III': [17.0, 2.0]} | 181283 | 35283 | 0.19 | 146000 | 0.81 | 27951 | 0.15 |  |  | 124764 | 0.69 | 0.25 | 32117 | 0.18 | 7874 | 0.04 |  | 113426 | 0.63 | 885 | 0 | 54681 | 0.3 | 126602 | 81975 | 0.45 | 99307 | 102404 | 0.56 | 78878 | 127862 | 0.71 | 53421 | 32088 | 0.18 | 149195 | 23816 | 0.13 | 157467
265 | Hilltop | Northeast CA | {} | 624701 | 56539 | 0.09 | 568162 | 0.91 | 0 | 0 |  |  | 0 | 0 | 0 | 32694 | 0.05 | 24197 | 0.04 |  | 212522 | 0.34 | 6065 | 0.01 | 329566 | 0.53 | 295135 | 130243 | 0.21 | 494457 | 76754 | 0.12 | 547947 | 413547 | 0.66 | 211153 | 426511 | 0.68 | 198190 | 69026 | 0.11 | 555675
266 | Lakeville | PGE NGBA | {'Corona': [4.2, 4756.0], 'Penngrove': [7.0, 4492.0], 'Bellevue': [11.4, 3786.0], 'Ignacio': [12.3, 2680.0], 'Santa Rosa A': [14.7, 2404.0], 'Monroe': [16.6, 393.0], 'Tulucay': [16.9, 668.0], 'Rincon': [17.3, 2379.0], 'Silverado': [18.5, 1261.0]} | 248707 | 19945 | 0.08 | 228762 | 0.92 | 22668 | 0.09 |  |  | 154393 | 0.62 | 0.17 | 38414 | 0.15 | 27661 | 0.11 |  | 97175 | 0.39 | 0 | 0 | 156226 | 0.63 | 92481 | 66446 | 0.27 | 182261 | 138316 | 0.56 | 110392 | 209662 | 0.84 | 39046 | 75957 | 0.31 | 172751 | 18359 | 0.07 | 230348
267 | Fig Garden | PGE Fresno | {'Figarden': [0.0, 19790.0], 'Ashlan': [2.6, 16506.0], 'Gregg': [3.8, 17850.0], 'Herndon': [3.8, 18055.0], 'Bullard': [5.0, 10796.0], 'West Fresno': [7.5, 7059.0], 'Woodward': [7.9, 7588.0], 'Kearney (New)': [8.2, 7409.0], 'California Ave': [8.8, 4360.0], 'Clovis': [9.8, 343.0], 'Borden': [9.8, 14088.0], 'Malaga': [11.5, 2020.0], 'Madera': [12.9, 9458.0], 'Biola': [14.2, 3925.0], 'Storey': [14.8, 7943.0], 'Mc Mullin': [17.4, 1501.0]} | 551948 | 109534 | 0.2 | 442414 | 0.8 | 64998 | 0.12 |  |  | 355116 | 0.64 | 0.18 | 149531 | 0.27 | 227999 | 0.41 |  | 167598 | 0.3 | 0 | 0 | 155090 | 0.28 | 396858 | 150824 | 0.27 | 401123 | 148867 | 0.27 | 403080 | 243871 | 0.44 | 308077 | 91274 | 0.17 | 460673 | 65795 | 0.12 | 486153
268 | GWF Tracy | PGE GBA | {'Lammers': [0.7, 2190.0], 'Tesla': [4.1, 1761.0], 'Midway Green Ridge Services': [5.4, 1703.0], 'Tracy': [7.8, 1703.0], 'Kasson': [8.4, 2190.0], 'Kelso': [8.6, 1646.0], 'Delta PP': [9.5, 993.0], 'Delta Pumps': [9.5, 995.0], 'Windmaster': [10.4, 404.0], 'Altamont': [10.5, 247.0], 'Altamont Midway (Sandhill)': [10.5, 255.0], 'Vierra': [13.2, 38.0], 'Manteca': [15.8, 15.0], 'Westley': [17.9, 316.0], 'New Sub - Westley - Quinto (Proposed)': [19.5, 1.0]} | 450173 | 9124 | 0.02 | 441049 | 0.98 | 129473 | 0.29 |  |  | 269829 | 0.6 | 0.13 | 28390 | 0.06 | 190460 | 0.42 |  | 156508 | 0.35 | 50911 | 0.11 | 237685 | 0.53 | 212488 | 142563 | 0.32 | 307610 | 155595 | 0.35 | 294578 | 279550 | 0.62 | 170623 | 127164 | 0.28 | 323009 | 22208 | 0.05 | 427965
269 | Pahrump | SCE EOP | {'Gamebird': [4.5, 20980.0], 'Thousandaire': [4.6, 18881.0], 'Charleston': [8.1, 18314.0], 'Vista 2': [8.7, 19076.0], 'Crazy Eyes': [13.6, 5983.0]} | 134052 | 49101 | 0.37 | 84951 | 0.63 | 18204 | 0.14 |  |  | 4462 | 0.03 | 0.47 | 0 | 0 | 0 | 0 |  | 0 | 0 | 0 | 0 | 3107 | 0.02 | 130945 | 806 | 0.01 | 133246 | 22815 | 0.17 | 111237 | 24415 | 0.18 | 109637 | 16076 | 0.12 | 117976 | 158 | 0 | 133894
270 | Curtis | PGE GBA | {'Race Track': [5.1, 7775.0], 'Racetrack': [5.1, 7775.0], 'Mi-Wuk': [7.8, 5710.0], 'Peoria': [10.8, 2392.0], 'Chinese Station': [11.0, 2976.0], 'New Melones': [11.5, 846.0], 'Stanislaus': [11.7, 1707.0], 'Collierville': [12.3, 1707.0], 'Frogtown': [12.9, 269.0]} | 339732 | 53119 | 0.16 | 286613 | 0.84 | 96683 | 0.28 |  |  | 197537 | 0.58 | 0.15 | 842 | 0 | 210 | 0 |  | 197086 | 0.58 | 107539 | 0.32 | 167803 | 0.49 | 171929 | 86012 | 0.25 | 253720 | 118291 | 0.35 | 221441 | 233376 | 0.69 | 106356 | 164492 | 0.48 | 175239 | 12181 | 0.04 | 327551
271 | Quinto | PGE Fresno | {'Los Banos': [5.3, 14254.0], 'Padre Flats SW STA': [9.4, 10041.0], 'Miller': [9.7, 8512.0], 'Fink (Proposed)': [17.8, 32.0], 'Crows Landing': [17.9, 45.0], 'Crow Creek': [18.1, 32.0], 'Mercy Springs': [18.7, 332.0], 'Dos Amigos': [18.8, 138.0], 'Stanislaus Resource Recovery Facility': [18.9, 24.0]} | 415145 | 42896 | 0.1 | 372249 | 0.9 | 168442 | 0.41 |  |  | 225679 | 0.54 | 0.06 | 59907 | 0.14 | 93381 | 0.22 |  | 219614 | 0.53 | 26110 | 0.06 | 235591 | 0.57 | 179554 | 59738 | 0.14 | 355407 | 97203 | 0.23 | 317943 | 266697 | 0.64 | 148448 | 189507 | 0.46 | 225638 | 26927 | 0.06 | 388218
272 | Melrose | SDGE Imperial | {'Ocean Ranch': [2.4, 1444.0], 'Shadowridge': [4.6, 1812.0], 'San Luis Rey': [4.7, 1356.0], 'Palomar Airport': [6.1, 507.0], 'San Marcos': [6.3, 1226.0], 'Cannon': [6.6, 349.0], 'Encina': [6.8, 264.0], 'Pendleton': [8.5, 1061.0], 'Monserate': [8.6, 1583.0], 'Escondido': [9.6, 1218.0], 'Lilac': [10.1, 1228.0], 'Avocado': [12.4, 1179.0], 'Pala': [13.1, 1152.0], 'Valley Center': [13.6, 912.0], 'Artesian': [14.6, 372.0], 'North City Metering': [17.3, 248.0], 'Chicarita': [19.1, 269.0]} | 136287 | 35688 | 0.26 | 100599 | 0.74 | 4286 | 0.03 |  |  | 37063 | 0.27 | 0.35 | 29313 | 0.22 | 5895 | 0.04 |  | 61658 | 0.45 | 49319 | 0.36 | 72934 | 0.54 | 63353 | 23436 | 0.17 | 112850 | 41914 | 0.31 | 94373 | 85536 | 0.63 | 50751 | 22366 | 0.16 | 113921 | 10419 | 0.08 | 125868
273 | Valley (VEA) | SCE EOP | {'Valley Switch': [4.9, 77671.0], 'Lathrop': [11.3, 43177.0]} | 219411 | 132304 | 0.6 | 87107 | 0.4 | 2990 | 0.01 |  |  | 112 | 0 | 0.01 | 0 | 0 | 0 | 0 |  | 0 | 0 | 0 | 0 | 0 | 0 | 219411 | 0 | 0 | 219411 | 245 | 0 | 219166 | 245 | 0 | 219166 | 3111 | 0.01 | 216300 | 48 | 0 | 219363
274 | Avocado | SDGE Imperial | {'Monserate': [3.9, 6260.0], 'Pala': [7.4, 5960.0], 'Pendleton': [7.7, 1102.0], 'Melrose': [12.4, 1179.0], 'Ocean Ranch': [12.5, 955.0], 'Lilac': [12.6, 4015.0], 'San Luis Rey': [13.3, 955.0], 'Pauba': [15.6, 1172.0], 'Valley Center': [16.5, 2780.0], 'Shadowridge': [16.9, 807.0], 'San Marcos': [17.9, 236.0], 'Cannon': [18.0, 53.0], 'Encina': [18.1, 27.0], 'Palomar Airport': [18.4, 4.0], 'Escondido': [19.2, 232.0]} | 188425 | 48675 | 0.26 | 139751 | 0.74 | 7272 | 0.04 |  |  | 55269 | 0.29 | 0.35 | 32135 | 0.17 | 7187 | 0.04 |  | 82519 | 0.44 | 72698 | 0.39 | 94982 | 0.5 | 93444 | 59848 | 0.32 | 128577 | 81576 | 0.43 | 106850 | 128313 | 0.68 | 60112 | 34517 | 0.18 | 153908 | 12170 | 0.06 | 176255
275 | New Sub - North Gila - IV (Proposed) | SDGE Imperial | {'North Gila - IV (Proposed)': [2.1, 6170.0], 'Highline': [5.5, 3870.0]} | 174857 | 26809 | 0.15 | 148048 | 0.85 | 30345 | 0.17 |  |  | 139201 | 0.8 | 0.09 | 18572 | 0.11 | 115777 | 0.66 |  | 0 | 0 | 0 | 0 | 7370 | 0.04 | 167487 | 27663 | 0.16 | 147194 | 27600 | 0.16 | 147257 | 34970 | 0.2 | 139887 | 16783 | 0.1 | 158074 | 9155 | 0.05 | 165702
276 | Caliente | PGE Kern | {'Carrizo Plains': [6.9, 6622.0], 'Topaz': [8.0, 5650.0], 'Solar': [8.0, 5650.0], 'Kernridge': [10.9, 8631.0], 'Temblor': [12.4, 7526.0], 'Sunset': [19.2, 103.0]} | 425255 | 54030 | 0.13 | 371225 | 0.87 | 153913 | 0.36 |  |  | 250070 | 0.59 | 0.07 | 22936 | 0.05 | 55471 | 0.13 |  | 126774 | 0.3 | 35915 | 0.08 | 227356 | 0.53 | 197899 | 61172 | 0.14 | 364083 | 106364 | 0.25 | 318891 | 300187 | 0.71 | 125068 | 171811 | 0.4 | 253445 | 8876 | 0.02 | 416379
277 | San Luis Obispo | PGE Kern | {'Oceano': [11.5, 8388.0], 'Diablo Canyon': [12.3, 1027.0], 'Morro Bay': [14.7, 30.0], 'Callender': [15.2, 5090.0]} | 300992 | 69086 | 0.23 | 231907 | 0.77 | 56325 | 0.19 |  |  | 214159 | 0.71 | 0.1 | 14441 | 0.05 | 17467 | 0.06 |  | 154320 | 0.51 | 91686 | 0.3 | 73232 | 0.24 | 227761 | 51835 | 0.17 | 249157 | 123491 | 0.41 | 177501 | 155605 | 0.52 | 145387 | 140177 | 0.47 | 160815 | 19144 | 0.06 | 281848
278 | Valley Home | PGE GBA | {'Avena': [6.0, 26941.0], 'Riverbank': [6.4, 16129.0], 'Cottle': [8.7, 15106.0], 'Warnerville': [11.1, 14871.0], 'Bellota': [11.7, 8224.0], 'Ripon': [13.0, 9775.0], 'Manteca': [15.6, 8440.0], 'Weber': [16.6, 6119.0], 'Vierra': [18.3, 3172.0], 'French Camp': [18.8, 1600.0]} | 529598 | 70451 | 0.13 | 459147 | 0.87 | 82389 | 0.16 |  |  | 328904 | 0.62 | 0.15 | 156615 | 0.3 | 175896 | 0.33 |  | 157868 | 0.3 | 194 | 0 | 259778 | 0.49 | 269820 | 77334 | 0.15 | 452264 | 163103 | 0.31 | 366495 | 335330 | 0.63 | 194268 | 128815 | 0.24 | 400783 | 42019 | 0.08 | 487579
279 | Big Creek | PGE Fresno | {} | 258803 | 24791 | 0.1 | 234013 | 0.9 | 158124 | 0.61 |  |  | 65218 | 0.25 | 0.11 | 42 | 0 | 0 | 0 |  | 118963 | 0.46 | 25827 | 0.1 | 44856 | 0.17 | 213947 | 122821 | 0.47 | 135982 | 101745 | 0.39 | 157058 | 163045 | 0.63 | 95758 | 138337 | 0.53 | 120466 | 11020 | 0.04 | 247783
280 | West Fresno | PGE Fresno | {'California Ave': [3.0, 18489.0], 'Kearney (New)': [3.6, 22232.0], 'Ashlan': [5.2, 9684.0], 'Malaga': [5.4, 14061.0], 'Fig Garden': [7.5, 7059.0], 'Figarden': [7.5, 7073.0], 'Bullard': [7.9, 5442.0], 'Herndon': [10.5, 5703.0], 'Clovis': [10.7, 2804.0], 'Gregg': [10.8, 5473.0], 'Sanger': [11.5, 5596.0], 'McCall': [12.4, 7464.0], 'Mc Mullin': [12.8, 13780.0], 'Woodward': [12.9, 13.0], 'Borden': [16.9, 1942.0], 'Biola': [17.0, 1860.0], 'Madera': [19.3, 303.0]} | 576018 | 145550 | 0.25 | 430468 | 0.75 | 39838 | 0.07 |  |  | 392213 | 0.68 | 0.18 | 167012 | 0.29 | 300361 | 0.52 |  | 85521 | 0.15 | 0 | 0 | 90845 | 0.16 | 485173 | 105795 | 0.18 | 470223 | 108355 | 0.19 | 467663 | 160484 | 0.28 | 415534 | 40338 | 0.07 | 535680 | 39629 | 0.07 | 536389
281 | Sylmar | SCE Northern | {'Saugus': [9.2, 1140.0], 'Pardee': [10.4, 998.0], 'Elizabeth Lake': [14.5, 97.0]} | 133150 | 23735 | 0.18 | 109415 | 0.82 | 40472 | 0.3 |  |  | 58276 | 0.44 | 0.24 | 974 | 0.01 | 3897 | 0.03 |  | 72457 | 0.54 | 42023 | 0.32 | 64991 | 0.49 | 68159 | 4858 | 0.04 | 128292 | 13033 | 0.1 | 120116 | 74400 | 0.56 | 58750 | 54631 | 0.41 | 78519 | 14298 | 0.11 | 118852
282 | Tracy | PGE GBA | {'Kelso': [1.2, 1646.0], 'Delta PP': [2.2, 993.0], 'Delta Pumps': [2.2, 995.0], 'Windmaster': [3.3, 404.0], 'Midway Green Ridge Services': [5.0, 1703.0], 'Tesla': [6.0, 1703.0], 'Altamont': [6.3, 247.0], 'Altamont Midway (Sandhill)': [6.3, 255.0], 'GWF Tracy': [7.8, 1703.0], 'Lammers': [8.1, 1703.0], 'Kasson': [13.5, 1703.0]} | 405608 | 8895 | 0.02 | 396713 | 0.98 | 111660 | 0.28 |  |  | 243148 | 0.6 | 0.14 | 27392 | 0.07 | 167822 | 0.41 |  | 153994 | 0.38 | 18557 | 0.05 | 181450 | 0.45 | 224158 | 146919 | 0.36 | 258689 | 153229 | 0.38 | 252379 | 235963 | 0.58 | 169645 | 84531 | 0.21 | 321077 | 28173 | 0.07 | 377435
283 | Pease | PGE NGBA | {'East Marysville': [5.4, 8779.0], 'Bogue': [5.5, 8916.0], 'Olivehurst': [8.3, 7086.0], 'Sutter Power': [8.4, 5024.0], 'Greenleaf 1': [8.4, 5027.0], 'Honcut': [11.0, 4747.0], 'Meridian': [13.4, 2642.0], 'East Nicolaus': [19.2, 354.0], 'Rio Oso': [19.4, 199.0]} | 549658 | 48630 | 0.09 | 501028 | 0.91 | 34723 | 0.06 |  |  | 422059 | 0.77 | 0.12 | 160468 | 0.29 | 252285 | 0.46 |  | 96793 | 0.18 | 0 | 0 | 279921 | 0.51 | 269737 | 58768 | 0.11 | 490889 | 211012 | 0.38 | 338646 | 394259 | 0.72 | 155399 | 37286 | 0.07 | 512372 | 46772 | 0.09 | 502886
284 | Spring Valley | SDGE Imperial | {'Murray': [3.8, 2.0], 'El Cajon': [4.3, 261.0], 'Miguel': [4.3, 261.0], 'Salt Creek': [4.4, 261.0], 'Elliot': [7.3, 69.0], 'Elliott': [7.3, 69.0], 'Mission': [8.4, 69.0], 'Silvergate': [8.7, 69.0], 'Kearny': [9.9, 69.0], 'Vine': [10.2, 69.0], 'Bay Boulevard': [10.5, 69.0], 'Mesa Heights': [10.9, 69.0], 'Old Town': [11.1, 69.0], 'Imperial Beach': [12.1, 52.0], 'Otay Mesa': [12.6, 223.0], 'Loveland': [12.8, 261.0], 'Point Loma': [13.4, 69.0], 'Alpine': [13.8, 261.0]} | 82960 | 6051 | 0.07 | 76909 | 0.93 | 12118 | 0.15 |  |  | 35759 | 0.43 | 0.21 | 761 | 0.01 | 109 | 0 |  | 18839 | 0.23 | 55618 | 0.67 | 28066 | 0.34 | 54894 | 37325 | 0.45 | 45635 | 60406 | 0.73 | 22555 | 69115 | 0.83 | 13845 | 29667 | 0.36 | 53293 | 2832 | 0.03 | 80128
285 | Honcut | PGE NGBA | {'Palermo': [10.2, 337.0], 'Pease': [11.0, 4747.0], 'East Marysville': [11.1, 3131.0], 'Wyandotte': [12.3, 19.0], 'Thermalito': [13.6, 127.0], 'Bogue': [15.7, 2107.0], 'Olivehurst': [16.2, 1900.0], 'Greenleaf 1': [19.4, 142.0], 'Sutter Power': [19.4, 145.0]} | 481375 | 55495 | 0.12 | 425879 | 0.88 | 36493 | 0.08 |  |  | 335680 | 0.7 | 0.13 | 170061 | 0.35 | 104620 | 0.22 |  | 164430 | 0.34 | 8943 | 0.02 | 276330 | 0.57 | 205044 | 62743 | 0.13 | 418631 | 154309 | 0.32 | 327066 | 372907 | 0.77 | 108468 | 70049 | 0.15 | 411325 | 45894 | 0.1 | 435480
286 | Rancho Mission Viejo | SDGE Imperial | {'Margarita': [2.4, 1757.0], 'Capistrano': [3.9, 1758.0], 'Q1806': [4.5, 1457.0], 'Trabuco': [5.0, 1261.0], 'Talega': [5.3, 1744.0], 'North of SONGS': [5.5, 1733.0], 'Viejo': [10.1, 461.0], 'San Onofre': [11.2, 358.0]} | 63323 | 6348 | 0.1 | 56975 | 0.9 | 9703 | 0.15 |  |  | 26169 | 0.41 | 0.31 | 3794 | 0.06 | 229 | 0 |  | 9486 | 0.15 | 47055 | 0.74 | 31190 | 0.49 | 32133 | 29432 | 0.46 | 33891 | 33830 | 0.53 | 29494 | 53826 | 0.85 | 9497 | 24079 | 0.38 | 39244 | 4720 | 0.07 | 58603
287 | Encina | SDGE Imperial | {'Cannon': [0.2, 269.0], 'Palomar Airport': [2.9, 241.0], 'San Luis Rey': [5.2, 121.0], 'Shadowridge': [5.6, 252.0], 'Ocean Ranch': [5.7, 122.0], 'Melrose': [6.8, 264.0], 'San Marcos': [8.0, 215.0], 'Pendleton': [11.9, 64.0], 'Escondido': [12.6, 201.0], 'North City Metering': [14.0, 148.0], 'Artesian': [14.1, 147.0], 'Monserate': [14.5, 85.0], 'Lilac': [16.5, 62.0], 'Penasquitos': [16.6, 3.0], 'Chicarita': [18.0, 131.0], 'Avocado': [18.1, 27.0], 'Valley Center': [19.4, 8.0], 'Pala': [19.9, 2.0]} | 53028 | 17201 | 0.32 | 35826 | 0.68 | 179 | 0 |  |  | 7710 | 0.15 | 0.37 | 11968 | 0.23 | 2720 | 0.05 |  | 27873 | 0.53 | 3244 | 0.06 | 23351 | 0.44 | 29677 | 9783 | 0.18 | 43245 | 18726 | 0.35 | 34302 | 29765 | 0.56 | 23263 | 2216 | 0.04 | 50812 | 3823 | 0.07 | 49205
288 | Bullard | PGE Fresno | {'Ashlan': [3.9, 10767.0], 'Clovis': [4.8, 4897.0], 'Figarden': [5.0, 10796.0], 'Fig Garden': [5.0, 10796.0], 'Woodward': [5.1, 6997.0], 'California Ave': [7.3, 6936.0], 'West Fresno': [7.9, 5442.0], 'Gregg': [8.4, 10009.0], 'Herndon': [8.6, 10100.0], 'Malaga': [9.4, 5319.0], 'Kearney (New)': [10.4, 4391.0], 'Sanger': [11.9, 4591.0], 'Borden': [13.7, 7817.0], 'McCall': [16.4, 1706.0], 'Madera': [17.2, 3507.0], 'Storey': [18.3, 2260.0], 'Biola': [19.1, 765.0]} | 534091 | 83590 | 0.16 | 450501 | 0.84 | 56621 | 0.11 |  |  | 331825 | 0.62 | 0.2 | 99693 | 0.19 | 215993 | 0.4 |  | 199356 | 0.37 | 0 | 0 | 180610 | 0.34 | 353481 | 127795 | 0.24 | 406296 | 129871 | 0.24 | 404219 | 252875 | 0.47 | 281216 | 125707 | 0.24 | 408384 | 61700 | 0.12 | 472391
289 | Hicks | PGE GBA | {'Vasona': [3.8, 868.0], 'El Patio': [4.5, 495.0], 'Stone': [5.2, 108.0], 'Edenvale': [5.8, 108.0], 'Evergreen': [5.8, 108.0], 'Santa Teresa': [6.0, 108.0], 'San Jose A': [6.6, 108.0], 'Piercy': [6.7, 108.0], 'Saratoga': [7.0, 560.0], 'San Jose B': [7.5, 108.0], 'FMC': [8.0, 53.0], 'Swift': [8.4, 108.0], 'Metcalf Energy Center': [8.5, 108.0], 'Metcalf 1': [8.7, 108.0], 'Monta Vista': [11.3, 560.0], 'Paul Sweet': [17.4, 213.0]} | 147051 | 11955 | 0.08 | 135096 | 0.92 | 31133 | 0.21 |  |  | 61412 | 0.42 | 0.19 | 2812 | 0.02 | 1680 | 0.01 |  | 68748 | 0.47 | 6997 | 0.05 | 89257 | 0.61 | 57794 | 31806 | 0.22 | 115244 | 78058 | 0.53 | 68993 | 121055 | 0.82 | 25995 | 63809 | 0.43 | 83242 | 5115 | 0.03 | 141936
290 | Olivehurst | PGE NGBA | {'Bogue': [4.3, 16162.0], 'East Marysville': [5.1, 15077.0], 'Pease': [8.3, 7086.0], 'Greenleaf 1': [8.4, 6885.0], 'Sutter Power': [8.4, 6926.0], 'Rio Oso': [11.7, 7041.0], 'East Nicolaus': [12.7, 3263.0], 'Honcut': [16.2, 1900.0], 'Lincoln': [18.8, 18.0]} | 553416 | 52238 | 0.09 | 501177 | 0.91 | 29068 | 0.05 |  |  | 424616 | 0.77 | 0.12 | 122227 | 0.22 | 240744 | 0.44 |  | 140427 | 0.25 | 0 | 0 | 292498 | 0.53 | 260917 | 35208 | 0.06 | 518208 | 169976 | 0.31 | 383440 | 403285 | 0.73 | 150131 | 57975 | 0.1 | 495441 | 55040 | 0.1 | 498375
291 | Temblor | PGE Kern | {'Kernridge': [4.8, 24663.0], 'Sunset': [11.4, 12367.0], 'Caliente': [12.4, 7526.0], 'Sunrise': [13.6, 7203.0], 'Midway': [13.7, 25.0], 'Ganso': [16.1, 107.0], 'Goose Lake': [16.6, 346.0], 'Carrizo Plains': [19.3, 342.0]} | 441811 | 58588 | 0.13 | 383223 | 0.87 | 96647 | 0.22 |  |  | 319125 | 0.72 | 0.09 | 45384 | 0.1 | 123350 | 0.28 |  | 62725 | 0.14 | 0 | 0 | 181472 | 0.41 | 260339 | 76075 | 0.17 | 365736 | 199542 | 0.45 | 242269 | 318163 | 0.72 | 123648 | 76881 | 0.17 | 364930 | 19132 | 0.04 | 422679
292 | Olinda | SCE Metro | {'Walnut': [4.6, 370.0], 'Lewis': [9.6, 2.0], 'Villa Park': [10.4, 89.0], 'Serrano': [11.1, 495.0], 'Chino': [14.4, 620.0]} | 19429 | 5084 | 0.26 | 14344 | 0.74 | 857 | 0.04 |  |  | 10591 | 0.55 | 0.52 | 307 | 0.02 | 1179 | 0.06 |  | 8354 | 0.43 | 3596 | 0.19 | 5780 | 0.3 | 13648 | 1620 | 0.08 | 17808 | 5510 | 0.28 | 13919 | 10767 | 0.55 | 8661 | 6324 | 0.33 | 13105 | 1532 | 0.08 | 17897
293 | Mt. Eden | PGE GBA | {'Eastshore': [0.9, 1397.0], 'Grant': [4.2, 1341.0], 'Castro Valley': [4.7, 1296.0], 'Dumbarton': [5.7, 180.0], 'San Leandro U': [6.0, 1340.0], 'Edes': [8.9, 1338.0], 'Ravenswood': [9.9, 65.0], 'Fremont': [9.9, 111.0], 'Oakland J': [11.0, 1298.0], 'Cooley Landing': [11.1, 27.0], 'Newark': [11.1, 111.0], 'Vineyard': [13.7, 111.0], 'Oakland X': [14.0, 1292.0], 'Burlingame': [14.5, 1.0], 'Menlo': [14.9, 22.0], 'Oakland C': [15.1, 1292.0], 'Moraga': [15.4, 704.0], 'Oakland L': [15.5, 1284.0], 'Dixon Landing': [15.6, 110.0], 'Jefferson': [15.8, 23.0], 'Millbrae': [15.9, 1.0], 'Whisman': [15.9, 7.0], 'Nortech': [16.6, 3.0], 'Los Esteros': [17.0, 73.0], 'Martin': [17.4, 375.0], 'SAN FRAN A (POTRERO PP)': [17.7, 665.0], 'Potrero': [17.7, 671.0]} | 84229 | 7933 | 0.09 | 76296 | 0.91 | 17190 | 0.2 |  |  | 53774 | 0.64 | 0.28 | 1504 | 0.02 | 188 | 0 |  | 62778 | 0.75 | 740 | 0.01 | 44869 | 0.53 | 39360 | 34852 | 0.41 | 49377 | 55004 | 0.65 | 29225 | 68176 | 0.81 | 16053 | 35465 | 0.42 | 48763 | 6563 | 0.08 | 77666
294 | Woodland | PGE NGBA | {'Knights Landing': [9.1, 4375.0], 'Davis': [9.4, 3520.0], 'Madison': [11.2, 7891.0], 'Putah Creek': [16.6, 4309.0], 'East Nicolaus': [19.9, 1.0]} | 536438 | 31118 | 0.06 | 505320 | 0.94 | 56947 | 0.11 |  |  | 442700 | 0.83 | 0.09 | 104162 | 0.19 | 318869 | 0.59 |  | 91777 | 0.17 | 71 | 0 | 245179 | 0.46 | 291258 | 57277 | 0.11 | 479161 | 208078 | 0.39 | 328359 | 364021 | 0.68 | 172416 | 38791 | 0.07 | 497647 | 26916 | 0.05 | 509521
295 | Trabuco | SDGE Imperial | {'Q1806': [2.1, 1456.0], 'Margarita': [2.7, 1451.0], 'Capistrano': [3.5, 1360.0], 'Rancho Mission Viejo': [5.0, 1261.0], 'Viejo': [7.4, 883.0], 'Santiago': [8.9, 438.0], 'Talega': [9.6, 1245.0], 'North of SONGS': [9.7, 1234.0], 'Johanna': [14.6, 422.0], 'San Onofre': [15.1, 208.0]} | 48884 | 2737 | 0.06 | 46147 | 0.94 | 9759 | 0.2 |  |  | 24486 | 0.5 | 0.46 | 228 | 0 | 40 | 0 |  | 7302 | 0.15 | 33713 | 0.69 | 22481 | 0.46 | 26403 | 22934 | 0.47 | 25950 | 29203 | 0.6 | 19681 | 42684 | 0.87 | 6201 | 25342 | 0.52 | 23542 | 3912 | 0.08 | 44973
296 | Cantua | PGE Fresno | {'Excelsior': [6.4, 37862.0], 'New Sub - Los Banos - Midway (Proposed)': [7.6, 43370.0], 'Schindler': [11.4, 32996.0], 'Tranquility': [11.7, 10569.0], 'Crescent': [11.9, 32394.0], 'Helm': [14.5, 19838.0], 'Cheney': [17.6, 23.0], 'Manning': [17.9, 19.0]} | 592489 | 176584 | 0.3 | 415905 | 0.7 | 162077 | 0.27 |  |  | 421489 | 0.71 | 0.06 | 211295 | 0.36 | 212460 | 0.36 |  | 87061 | 0.15 | 13384 | 0.02 | 207582 | 0.35 | 384907 | 33131 | 0.06 | 559359 | 87719 | 0.15 | 504770 | 234760 | 0.4 | 357730 | 87729 | 0.15 | 504761 | 5566 | 0.01 | 586924
297 | Rancho Vista | SCE Metro | {'Etiwanda': [0.4, 3376.0], 'Mira Loma': [5.8, 3376.0], 'Padua': [6.4, 3355.0], 'Wildlife': [9.9, 2091.0], 'Rerc': [9.9, 2102.0], 'Chino': [10.3, 3376.0]} | 65691 | 5677 | 0.09 | 60013 | 0.91 | 8397 | 0.13 |  |  | 35439 | 0.54 | 0.27 | 754 | 0.01 | 1447 | 0.02 |  | 35851 | 0.55 | 19768 | 0.3 | 33381 | 0.51 | 32309 | 34708 | 0.53 | 30982 | 39468 | 0.6 | 26223 | 56157 | 0.85 | 9533 | 23151 | 0.35 | 42540 | 4511 | 0.07 | 61179
298 | Los Esteros | PGE GBA | {'Nortech': [1.5, 1115.0], 'Dixon Landing': [2.2, 1493.0], 'Trimble': [3.2, 1131.0], 'Scott': [3.7, 1076.0], 'FMC': [5.6, 1127.0], 'Newark': [5.9, 844.0], 'San Jose B': [6.3, 1125.0], 'San Jose A': [7.1, 1125.0], 'Whisman': [7.6, 6.0], 'Mountain View': [8.1, 6.0], 'Fremont': [8.1, 837.0], 'Stone': [9.3, 1125.0], 'El Patio': [9.4, 178.0], 'Evergreen': [10.0, 1125.0], 'Swift': [10.4, 1125.0], 'Cooley Landing': [11.1, 6.0], 'Dumbarton': [11.3, 595.0], 'Ravenswood': [12.1, 6.0], 'Piercy': [13.6, 491.0], 'Menlo': [14.7, 4.0], 'Edenvale': [14.8, 491.0], 'Santa Teresa': [15.3, 491.0], 'Mt Eden': [17.0, 73.0], 'Mt. Eden': [17.0, 73.0], 'Vineyard': [17.4, 589.0], 'Metcalf Energy Center': [17.6, 136.0], 'Metcalf 1': [17.6, 214.0]} | 119667 | 5245 | 0.04 | 114421 | 0.96 | 44039 | 0.37 |  |  | 60172 | 0.5 | 0.14 | 1580 | 0.01 | 625 | 0.01 |  | 86310 | 0.72 | 9269 | 0.08 | 86083 | 0.72 | 33583 | 42414 | 0.35 | 77252 | 59816 | 0.5 | 59851 | 99977 | 0.84 | 19690 | 74928 | 0.63 | 44738 | 6693 | 0.06 | 112973
299 | Humboldt Bay | PGE NGBA | {'Harris': [4.9, 11708.0], 'Humboldt': [5.9, 10848.0], 'Arcata': [10.8, 3668.0]} | 206530 | 52936 | 0.26 | 153594 | 0.74 | 55209 | 0.27 |  |  | 119997 | 0.58 | 0.09 | 0 | 0 | 0 | 0 |  | 0 | 0 | 0 | 0 | 9083 | 0.04 | 197447 | 75215 | 0.36 | 131315 | 84415 | 0.41 | 122115 | 88840 | 0.43 | 117690 | 69141 | 0.33 | 137389 | 34646 | 0.17 | 171884
300 | Shiloh III | PGE GBA | {'Birds Landing': [3.3, 31452.0], 'Lambie': [3.8, 28396.0], 'Lambie Energy': [3.8, 28396.0], 'Collinsville': [6.2, 28961.0], 'Pittsburg': [9.6, 15012.0], 'Peabody': [10.5, 1165.0], 'GWF 2': [10.7, 14707.0], 'Kirker': [10.8, 12903.0], 'Contra Costa PP': [11.7, 18358.0], 'Contra Costa': [12.3, 13742.0], 'Grand Island': [14.5, 8107.0], 'Lone Tree': [16.2, 1239.0], 'Bahia': [16.8, 2.0], 'Clayton': [17.0, 2.0], 'Meadow Lane': [18.1, 2.0], 'Martinez': [18.1, 2.0]} | 362628 | 54070 | 0.15 | 308558 | 0.85 | 64431 | 0.18 |  |  | 253072 | 0.7 | 0.13 | 92722 | 0.26 | 120477 | 0.33 |  | 121916 | 0.34 | 0 | 0 | 63366 | 0.17 | 299262 | 88257 | 0.24 | 274371 | 93746 | 0.26 | 268882 | 147244 | 0.41 | 215384 | 24272 | 0.07 | 338356 | 52558 | 0.14 | 310070
301 | Westpark | PGE Kern | {'Rosedale': [2.1, 12952.0], 'Bakersfield': [2.2, 13842.0], 'Casaloma': [2.7, 8128.0], 'Kern Power': [3.2, 11196.0], 'Stockdale': [4.2, 7070.0], 'Kern Oil': [4.8, 10376.0], 'Panama': [5.5, 6880.0], 'Columbus': [5.9, 7754.0], 'Sycamore': [6.1, 10174.0], 'Tevis': [6.2, 5658.0], 'Magunden': [6.7, 4414.0], '7th Standard': [6.8, 8488.0], 'Renfro': [7.0, 6396.0], 'Cal Water': [8.5, 6490.0], 'Lerdo': [10.8, 8452.0], 'Unknown - 3327': [11.3, 4547.0], 'Lamont': [11.4, 4509.0], 'Old River': [12.0, 3736.0], 'Mt Poso': [12.1, 8392.0], 'Tupman': [13.0, 564.0], 'Rio Bravo': [13.2, 2401.0], 'Grimmway-Malaga': [13.4, 4651.0], 'Poso Mt.': [13.7, 6894.0], 'Norco': [16.2, 26.0], 'Shafter': [18.3, 366.0], 'Famoso': [18.5, 1865.0], 'Lakeview': [19.8, 302.0], 'Wheeler Ridge': [20.2, 0.0]} | 572451 | 85939 | 0.15 | 486512 | 0.85 | 98709 | 0.17 |  |  | 438063 | 0.77 | 0.1 | 64499 | 0.11 | 264687 | 0.46 |  | 138057 | 0.24 | 0 | 0 | 196748 | 0.34 | 375703 | 130977 | 0.23 | 441473 | 210363 | 0.37 | 362087 | 307302 | 0.54 | 265148 | 75154 | 0.13 | 497296 | 24094 | 0.04 | 548357
302 | Pendleton | SDGE Imperial | {'Monserate': [5.9, 1178.0], 'San Luis Rey': [6.8, 1061.0], 'Ocean Ranch': [7.2, 1061.0], 'Avocado': [7.7, 1102.0], 'Melrose': [8.5, 1061.0], 'Encina': [11.9, 64.0], 'Cannon': [11.9, 90.0], 'Shadowridge': [12.9, 896.0], 'Palomar Airport': [13.2, 49.0], 'Pala': [13.2, 829.0], 'San Marcos': [14.8, 310.0], 'Lilac': [14.8, 465.0], 'Escondido': [17.9, 307.0], 'Valley Center': [19.0, 193.0]} | 133294 | 31751 | 0.24 | 101543 | 0.76 | 3242 | 0.02 |  |  | 36805 | 0.28 | 0.37 | 27739 | 0.21 | 4737 | 0.04 |  | 54369 | 0.41 | 54026 | 0.41 | 70575 | 0.53 | 62719 | 35209 | 0.26 | 98085 | 55309 | 0.41 | 77985 | 92486 | 0.69 | 40808 | 20972 | 0.16 | 112322 | 8471 | 0.06 | 124823
303 | Burney Forest Power | PGE NGBA | {'Burney Forest': [0.0, 45596.0], 'Carberry': [2.4, 41462.0], 'New Sub - Pit 1 - Cottonwood (Proposed)': [6.7, 26321.0], 'Pit 3': [8.5, 18861.0], 'Pit 4': [10.3, 11733.0], 'Cove Road': [11.1, 10400.0], 'Round Mt.': [12.5, 6170.0], 'Pit 1': [13.8, 10576.0], 'James B Black': [15.7, 559.0]} | 450063 | 125983 | 0.28 | 324080 | 0.72 | 263794 | 0.59 |  |  | 173021 | 0.38 | 0.05 | 19537 | 0.04 | 292 | 0 |  | 212310 | 0.47 | 38021 | 0.08 | 171409 | 0.38 | 278654 | 79226 | 0.18 | 370837 | 83900 | 0.19 | 366163 | 226045 | 0.5 | 224018 | 159835 | 0.36 | 290228 | 28353 | 0.06 | 421710
304 | Llagas | PGE GBA | {'Morgan Hill': [10.0, 6645.0], 'Green Valley': [11.8, 3816.0], 'Hollister': [13.0, 8739.0], 'Crazy Horse Canyon': [16.0, 1511.0], 'Metcalf 1': [18.2, 667.0], 'Metcalf Energy Center': [18.2, 708.0], 'Moss Landing': [18.4, 576.0]} | 309234 | 41504 | 0.13 | 267730 | 0.87 | 80194 | 0.26 |  |  | 159849 | 0.52 | 0.15 | 24572 | 0.08 | 41221 | 0.13 |  | 165796 | 0.54 | 28361 | 0.09 | 162532 | 0.53 | 146702 | 47459 | 0.15 | 261775 | 72063 | 0.23 | 237171 | 206144 | 0.67 | 103090 | 146430 | 0.47 | 162804 | 13715 | 0.04 | 295519
305 | Los Banos | PGE Fresno | {'Padre Flats SW STA': [4.2, 13400.0], 'Quinto': [5.3, 14254.0], 'Mercy Springs': [13.7, 2212.0], 'Dos Amigos': [13.8, 1954.0], 'Miller': [14.9, 4340.0]} | 439277 | 49254 | 0.11 | 390023 | 0.89 | 183306 | 0.42 |  |  | 238806 | 0.54 | 0.06 | 67623 | 0.15 | 84374 | 0.19 |  | 240463 | 0.55 | 27064 | 0.06 | 273593 | 0.62 | 165684 | 55146 | 0.13 | 384131 | 92221 | 0.21 | 347056 | 296768 | 0.68 | 142509 | 207132 | 0.47 | 232145 | 27887 | 0.06 | 411390
306 | Peabody | PGE NGBA | {'Lambie': [7.1, 2513.0], 'Lambie Energy': [7.1, 2514.0], 'Vaca-Dixon & Gc Yard': [8.5, 7622.0], 'Shiloh III': [10.5, 1165.0], 'Birds Landing': [13.5, 1165.0], 'Collinsville': [16.0, 1108.0], 'Tulucay': [16.2, 2931.0], 'Parkway': [16.4, 895.0], 'Putah Creek': [16.6, 3485.0], 'Bahia': [16.8, 0.0]} | 379654 | 58719 | 0.15 | 320935 | 0.85 | 45270 | 0.12 |  |  | 284029 | 0.75 | 0.15 | 72841 | 0.19 | 127105 | 0.33 |  | 156505 | 0.41 | 0 | 0 | 116517 | 0.31 | 263137 | 63924 | 0.17 | 315729 | 78269 | 0.21 | 301384 | 181542 | 0.48 | 198112 | 53379 | 0.14 | 326275 | 50139 | 0.13 | 329515
307 | Silvergate | SDGE Imperial | {'Vine': [3.7, 1020.0], 'Old Town': [5.7, 1017.0], 'Point Loma': [6.1, 1017.0], 'Mission': [6.2, 1016.0], 'Bay Boulevard': [6.6, 701.0], 'Imperial Beach': [8.2, 415.0], 'Telegraph Canyon': [8.4, 164.0], 'Otay': [8.5, 174.0], 'Spring Valley': [8.7, 69.0], 'Elliot': [9.0, 758.0], 'Elliott': [9.0, 760.0], 'Miguel': [9.3, 140.0], 'Salt Creek': [9.4, 127.0], 'Mesa Heights': [9.4, 791.0], 'Murray': [9.6, 3.0], 'Kearny': [9.6, 789.0], 'San Ysidro': [11.4, 151.0], 'Penasquitos': [16.1, 13.0]} | 24044 | 2040 | 0.08 | 22003 | 0.92 | 4367 | 0.18 |  |  | 8938 | 0.37 | 0.21 | 53 | 0 | 3 | 0 |  | 11004 | 0.46 | 5005 | 0.21 | 6474 | 0.27 | 17569 | 15949 | 0.66 | 8094 | 19612 | 0.82 | 4432 | 21845 | 0.91 | 2199 | 6392 | 0.27 | 17652 | 1367 | 0.06 | 22677
308 | Kelso | PGE GBA | {'Delta PP': [1.0, 993.0], 'Delta Pumps': [1.0, 995.0], 'Tracy': [1.2, 1646.0], 'Windmaster': [2.1, 404.0], 'Midway Green Ridge Services': [5.0, 1647.0], 'Altamont': [5.3, 247.0], 'Altamont Midway (Sandhill)': [5.3, 255.0], 'Tesla': [6.3, 1646.0], 'Vasco': [8.6, 0.0], 'GWF Tracy': [8.6, 1646.0], 'Lammers': [9.0, 1646.0], 'Los Positas': [9.7, 0.0], 'Las Positas': [9.7, 0.0], 'Cayetano': [10.0, 0.0], 'North Dublin': [14.3, 0.0], 'Kasson': [14.7, 1646.0], 'Vineyard': [16.3, 0.0], 'Tassajara': [16.5, 0.0], 'San Ramon': [18.4, 0.0]} | 393931 | 8637 | 0.02 | 385295 | 0.98 | 111180 | 0.28 |  |  | 235367 | 0.6 | 0.13 | 25590 | 0.06 | 159157 | 0.4 |  | 154614 | 0.39 | 18384 | 0.05 | 175114 | 0.44 | 218817 | 141828 | 0.36 | 252104 | 148645 | 0.38 | 245287 | 230267 | 0.58 | 163665 | 83986 | 0.21 | 309946 | 27720 | 0.07 | 366211
309 | Desert View | SCE EOP | {} | 29243 | 18035 | 0.62 | 11208 | 0.38 | 0 | 0 |  |  | 0 | 0 | 0 | 0 | 0 | 0 | 0 |  | 8451 | 0.29 | 0 | 0 | 0 | 0 | 29243 | 0 | 0 | 29243 | 0 | 0 | 29243 | 0 | 0 | 29243 | 0 | 0 | 29243 | 0 | 0 | 29243
310 | Clay | PGE GBA | {'Camanche': [10.2, 248.0], 'Valley Springs': [12.7, 163.0], 'Rancho Seco - Bellota (Proposed)': [14.9, 212.0]} | 447127 | 41191 | 0.09 | 405935 | 0.91 | 39988 | 0.09 |  |  | 279614 | 0.63 | 0.17 | 65409 | 0.15 | 34157 | 0.08 |  | 206477 | 0.46 | 7986 | 0.02 | 336975 | 0.75 | 110151 | 88724 | 0.2 | 358403 | 150184 | 0.34 | 296943 | 373948 | 0.84 | 73178 | 167073 | 0.37 | 280053 | 67744 | 0.15 | 379382
311 | Calcite | SCE NOL | {} | 194797 | 43732 | 0.22 | 151065 | 0.78 | 55434 | 0.28 |  |  | 43327 | 0.22 | 0.29 | 32 | 0 | 49 | 0 |  | 8684 | 0.04 | 19527 | 0.1 | 57580 | 0.3 | 137217 | 52214 | 0.27 | 142583 | 53570 | 0.28 | 141227 | 102858 | 0.53 | 91939 | 80797 | 0.41 | 114001 | 906 | 0 | 193891
312 | Biola | PGE Fresno | {'Madera': [9.7, 12469.0], 'Herndon': [11.2, 5336.0], 'Borden': [11.5, 8318.0], 'Gregg': [11.6, 4993.0], 'Newhall': [12.8, 12447.0], 'Storey': [14.0, 6249.0], 'Kearney (New)': [14.1, 3239.0], 'Fig Garden': [14.2, 3925.0], 'Figarden': [14.2, 3927.0], 'Helm': [14.4, 11691.0], 'Mc Mullin': [15.5, 7250.0], 'Ashlan': [15.7, 2416.0], 'West Fresno': [17.0, 1860.0], 'Crescent': [18.5, 4911.0], 'Bullard': [19.1, 765.0]} | 633176 | 200564 | 0.32 | 432612 | 0.68 | 104840 | 0.17 |  |  | 460548 | 0.73 | 0.11 | 331435 | 0.52 | 220317 | 0.35 |  | 110934 | 0.18 | 0 | 0 | 199490 | 0.32 | 433685 | 112289 | 0.18 | 520887 | 131748 | 0.21 | 501428 | 277624 | 0.44 | 355552 | 19493 | 0.03 | 613682 | 53505 | 0.08 | 579671
313 | New Sub - Pit 1 - Cottonwood (Proposed) | PGE NGBA | {'Carberry': [4.4, 30157.0], 'Round Mt.': [6.1, 9918.0], 'Burney Forest': [6.7, 26316.0], 'Burney Forest Power': [6.7, 26321.0], 'Cove Road': [6.8, 13900.0], 'Pit 4': [11.5, 12836.0], 'Pit 3': [12.7, 12330.0], 'Fern Road': [14.0, 2438.0], 'James B Black': [14.2, 4059.0]} | 436888 | 99262 | 0.23 | 337625 | 0.77 | 246128 | 0.56 |  |  | 176307 | 0.4 | 0.05 | 10497 | 0.02 | 819 | 0 |  | 259814 | 0.59 | 48752 | 0.11 | 217083 | 0.5 | 219805 | 89605 | 0.21 | 347282 | 99259 | 0.23 | 337629 | 264981 | 0.61 | 171907 | 165526 | 0.38 | 271362 | 28619 | 0.07 | 408268
314 | Olive | PGE Fresno | {'Alpaugh': [4.6, 46848.0], 'Smyrna': [12.5, 15648.0], 'Corcoran': [16.0, 10385.0], 'Waukena': [18.3, 2456.0]} | 644757 | 193437 | 0.3 | 451319 | 0.7 | 147034 | 0.23 |  |  | 463553 | 0.72 | 0.09 | 237093 | 0.37 | 283422 | 0.44 |  | 53467 | 0.08 | 0 | 0 | 193977 | 0.3 | 450779 | 37009 | 0.06 | 607748 | 105120 | 0.16 | 539637 | 266046 | 0.41 | 378710 | 5209 | 0.01 | 639547 | 32360 | 0.05 | 612397
315 | Lugo | SCE Metro | {'Victor': [9.7, 6746.0], 'New Sub - Kramer - Lugo (Proposed)': [14.8, 3351.0], 'Roadway': [14.8, 3359.0]} | 229768 | 49758 | 0.22 | 180011 | 0.78 | 28232 | 0.12 |  |  | 55173 | 0.24 | 0.39 | 107 | 0 | 49 | 0 |  | 39635 | 0.17 | 36185 | 0.16 | 102395 | 0.45 | 127373 | 117667 | 0.51 | 112101 | 82661 | 0.36 | 147107 | 170464 | 0.74 | 59304 | 51024 | 0.22 | 178744 | 4862 | 0.02 | 224906
316 | Eagle Rock (PGE) | PGE NGBA | {'Lake View': [1.6, 2111.0], 'Geysers Tap 1': [6.0, 1991.0], 'Konocti': [8.1, 1255.0], 'Cloverdale': [10.9, 2789.0], 'Fitch Mountain': [15.7, 925.0], 'Redbud': [15.9, 63.0], 'Hopland': [17.6, 24.0], 'Hartley': [18.5, 1192.0]} | 356229 | 31858 | 0.09 | 324372 | 0.91 | 37826 | 0.11 |  |  | 259590 | 0.73 | 0.11 | 22649 | 0.06 | 23847 | 0.07 |  | 126046 | 0.35 | 117264 | 0.33 | 203315 | 0.57 | 152914 | 138479 | 0.39 | 217750 | 234746 | 0.66 | 121483 | 307793 | 0.86 | 48436 | 126704 | 0.36 | 229525 | 6891 | 0.02 | 349338
317 | Cosumnes | PGE GBA | {'Rancho Seco': [0.4, 15266.0], 'Camanche': [10.3, 5234.0], 'Live Oak': [11.1, 9939.0], 'Lockeford': [15.5, 5463.0], 'Rancho Seco - Bellota (Proposed)': [15.9, 1052.0], 'Granite': [18.1, 1997.0]} | 434971 | 67695 | 0.16 | 367276 | 0.84 | 38233 | 0.09 |  |  | 272741 | 0.63 | 0.21 | 97827 | 0.22 | 80111 | 0.18 |  | 119403 | 0.27 | 0 | 0 | 230902 | 0.53 | 204070 | 99651 | 0.23 | 335320 | 146719 | 0.34 | 288252 | 278789 | 0.64 | 156182 | 116480 | 0.27 | 318491 | 77169 | 0.18 | 357802
318 | Imperial Valley | SDGE Imperial | {'El Centro': [11.9, 5600.0]} | 220221 | 42072 | 0.19 | 178149 | 0.81 | 30532 | 0.14 |  |  | 180237 | 0.82 | 0.1 | 26031 | 0.12 | 122722 | 0.56 |  | 0 | 0 | 0 | 0 | 11475 | 0.05 | 20874600% | 17676 | 0.08 | 20254500% | 19099 | 0.09 | 20112200% | 32407 | 0.15 | 18781400% | 32975 | 0.15 | 18724600% | 14664 | 0.07 | 205557
319 | Swift | PGE GBA | {'Evergreen': [2.8, 1747.0], 'Piercy': [3.8, 1112.0], 'Stone': [4.1, 1747.0], 'Edenvale': [5.4, 1112.0], 'San Jose A': [5.7, 1747.0], 'Santa Teresa': [5.8, 1112.0], 'San Jose B': [5.9, 1747.0], 'FMC': [7.0, 1632.0], 'Metcalf 1': [7.5, 835.0], 'Metcalf Energy Center': [7.6, 746.0], 'El Patio': [7.9, 220.0], 'Trimble': [8.2, 1500.0], 'Hicks': [8.4, 108.0], 'Scott': [9.4, 1097.0], 'Los Esteros': [10.4, 1125.0], 'Nortech': [11.2, 635.0], 'Dixon Landing': [11.6, 899.0], 'Newark': [16.1, 249.0], 'Fremont': [17.7, 242.0]} | 188379 | 8375 | 0.04 | 180004 | 0.96 | 66389 | 0.35 |  |  | 93809 | 0.5 | 0.09 | 1798 | 0.01 | 892 | 0 |  | 95957 | 0.51 | 65986 | 0.35 | 140358 | 0.75 | 4802200% | 63898 | 0.34 | 12448100% | 100242 | 0.53 | 8813700% | 162747 | 0.86 | 2563200% | 129453 | 0.69 | 5892600% | 7642 | 0.04 | 180737
320 | Windhub | SCE Northern | {'Highwind': [7.1, 10400.0], 'Rosamond': [12.1, 16385.0], 'Whirlwind': [15.0, 2622.0]} | 384120 | 129653 | 0.34 | 254466 | 0.66 | 58356 | 0.15 |  |  | 115259 | 0.3 | 0.38 | 2418 | 0.01 | 5471 | 0.01 |  | 58604 | 0.15 | 41935 | 0.11 | 132638 | 0.35 | 25148100% | 86484 | 0.23 | 29763500% | 92287 | 0.24 | 29183200% | 216920 | 0.56 | 16720000% | 117491 | 0.31 | 26662900% | 4952 | 0.01 | 379167
321 | Elliott | SDGE Imperial | {'Elliot': [0.0, 758.0], 'Kearny': [2.8, 760.0], 'Mission': [3.6, 760.0], 'Mesa Heights': [4.1, 760.0], 'Murray': [4.2, 3.0], 'Old Town': [6.9, 760.0], 'Spring Valley': [7.3, 69.0], 'Vine': [7.5, 760.0], 'Silvergate': [9.0, 760.0], 'Point Loma': [9.8, 760.0], 'Penasquitos': [10.4, 13.0], 'Bay Boulevard': [14.4, 509.0], 'Otay': [15.4, 9.0], 'Imperial Beach': [16.1, 242.0]} | 67659 | 6137 | 0.09 | 61521 | 0.91 | 7239 | 0.11 |  |  | 23913 | 0.35 | 0.22 | 1465 | 0.02 | 328 | 0 |  | 21888 | 0.32 | 35046 | 0.52 | 30887 | 0.46 | 3677200% | 34634 | 0.51 | 3302500% | 49029 | 0.72 | 1863000% | 59355 | 0.88 | 830300% | 15972 | 0.24 | 5168600% | 2739 | 0.04 | 64920
322 | Gates | PGE Fresno | {'New Sub - Gates - Templeton (Proposed)': [8.5, 14604.0], 'Avenal': [11.3, 13627.0], 'Mustang': [13.1, 4237.0], 'Henrietta': [14.2, 3815.0], 'Leprino': [17.6, 2379.0], 'Schindler': [18.2, 687.0], 'Excelsior': [19.0, 57.0]} | 604011 | 155513 | 0.26 | 448498 | 0.74 | 215551 | 0.36 |  |  | 374920 | 0.62 | 0.07 | 168540 | 0.28 | 204798 | 0.34 |  | 123411 | 0.2 | 3848 | 0.01 | 211016 | 0.35 | 39299500% | 25231 | 0.04 | 57878000% | 97296 | 0.16 | 50671500% | 260369 | 0.43 | 34364100% | 99752 | 0.17 | 50425900% | 5747 | 0.01 | 598264
323 | Madeline | Northeast CA | {} | 383881 | 18905 | 0.05 | 364976 | 0.95 | 124329 | 0.32 |  |  | 217232 | 0.57 | 0.06 | 24226 | 0.06 | 2116 | 0.01 |  | 252703 | 0.66 | 84678 | 0.22 | 138573 | 0.36 | 24530800% | 57757 | 0.15 | 32612400% | 66933 | 0.17 | 31694800% | 189510 | 0.49 | 19437100% | 303218 | 0.79 | 8066400% | 72928 | 0.19 | 310953
324 | Putah Creek | PGE NGBA | {'Vaca-Dixon & Gc Yard': [9.4, 8766.0], 'Madison': [10.4, 5115.0], 'Monticello': [11.8, 309.0], 'Davis': [14.1, 3058.0], 'Peabody': [16.6, 3485.0], 'Woodland': [16.6, 4309.0]} | 446168 | 34268 | 0.08 | 411901 | 0.92 | 39873 | 0.09 |  |  | 364797 | 0.82 | 0.09 | 57894 | 0.13 | 199895 | 0.45 |  | 170899 | 0.38 | 7334 | 0.02 | 230499 | 0.52 | 21566900% | 55093 | 0.12 | 39107500% | 76211 | 0.17 | 36995800% | 273394 | 0.61 | 17277500% | 104974 | 0.24 | 34119400% | 24361 | 0.05 | 421807
325 | San Onofre | SCE Metro | {'North of SONGS': [5.6, 368.0], 'Talega': [5.9, 368.0], 'Rancho Mission Viejo': [11.2, 358.0], 'Capistrano': [11.8, 357.0], 'Margarita': [13.2, 355.0], 'Q1806': [13.3, 252.0], 'Trabuco': [15.1, 208.0]} | 52804 | 5915 | 0.11 | 46890 | 0.89 | 3795 | 0.07 |  |  | 20419 | 0.39 | 0.37 | 7860 | 0.15 | 527 | 0.01 |  | 10785 | 0.2 | 36362 | 0.69 | 28333 | 0.54 | 2447100% | 25663 | 0.49 | 2714100% | 26229 | 0.5 | 2657500% | 44878 | 0.85 | 792600% | 14254 | 0.27 | 3855000% | 3375 | 0.06 | 49429
326 | Gregg | PGE Fresno | {'Herndon': [0.6, 20194.0], 'Fig Garden': [3.8, 17850.0], 'Figarden': [3.8, 17852.0], 'Borden': [6.1, 16411.0], 'Ashlan': [6.4, 14566.0], 'Bullard': [8.4, 10009.0], 'Madera': [9.0, 11785.0], 'Woodward': [9.6, 7244.0], 'Kearney (New)': [10.4, 5914.0], 'West Fresno': [10.8, 5473.0], 'Storey': [11.1, 10172.0], 'Biola': [11.6, 4993.0], 'California Ave': [12.5, 2808.0], 'Malaga': [15.3, 520.0], 'Mc Mullin': [18.5, 604.0]} | 563052 | 114157 | 0.2 | 448896 | 0.8 | 86215 | 0.15 |  |  | 372673 | 0.66 | 0.16 | 178526 | 0.32 | 205444 | 0.36 |  | 186484 | 0.33 | 0 | 0 | 174565 | 0.31 | 38848700% | 169213 | 0.3 | 39383900% | 171074 | 0.3 | 39197800% | 279003 | 0.5 | 28404900% | 98442 | 0.17 | 46461000% | 78542 | 0.14 | 484510
327 | Gondor | <Null> | {} | 0 | 0 | 0 | 0 | 0 | 0 | 0 |  |  | 0 | 0 | 0 | 0 | 0 | 0 | 0 |  | 0 | 0 | 0 | 0 | 0 | 0 | 0% | 0 | 0 | 0% | 0 | 0 | 0% | 0 | 0 | 0% | 0 | 0 | 0% | 0 | 0 | 0
328 | Cabrillo | PGE Kern | {'Divide': [12.9, 2162.0], 'Sisquoc': [17.4, 1600.0], 'Fairway': [18.6, 1170.0]} | 265497 | 50223 | 0.19 | 215274 | 0.81 | 128905 | 0.49 |  |  | 126319 | 0.48 | 0.07 | 20709 | 0.08 | 28782 | 0.11 |  | 102011 | 0.38 | 76 | 0 | 109185 | 0.41 | 15631100% | 15492 | 0.06 | 25000500% | 105269 | 0.4 | 16022800% | 172450 | 0.65 | 9304700% | 90215 | 0.34 | 17528100% | 9496 | 0.04 | 256001
329 | Mesa (PGE) | PGE Kern | {'Fairway': [6.8, 22737.0], 'Callender': [7.9, 20042.0], 'Oceano': [9.7, 17930.0], 'Sisquoc': [11.4, 14373.0], 'Divide': [12.6, 8247.0]} | 328644 | 72503 | 0.22 | 256141 | 0.78 | 129191 | 0.39 |  |  | 179387 | 0.55 | 0.07 | 25018 | 0.08 | 47585 | 0.14 |  | 104133 | 0.32 | 60614 | 0.18 | 55849 | 0.17 | 27279600% | 22538 | 0.07 | 30610600% | 101784 | 0.31 | 22686100% | 129159 | 0.39 | 19948500% | 132696 | 0.4 | 19594800% | 18889 | 0.06 | 309755
330 | Schulte | PGE GBA | {'Trimble': [1.5, 1102.0], 'FMC': [2.7, 1098.0], 'Nortech': [3.1, 641.0], 'Los Esteros': [3.7, 1076.0], 'San Jose B': [3.8, 1097.0], 'San Jose A': [4.4, 1097.0], 'Dixon Landing': [5.9, 904.0], 'El Patio': [6.0, 203.0], 'Mountain View': [6.3, 6.0], 'Whisman': [6.5, 6.0], 'Stone': [6.9, 1097.0], 'Evergreen': [8.0, 1097.0], 'Newark': [8.8, 255.0], 'Swift': [9.4, 1097.0], 'Fremont': [11.4, 248.0], 'Cooley Landing': [11.6, 6.0], 'Piercy': [11.8, 462.0], 'Edenvale': [12.7, 462.0], 'Ravenswood': [12.9, 6.0], 'Santa Teresa': [13.1, 462.0], 'Dumbarton': [13.7, 6.0], 'Menlo': [14.1, 4.0], 'Metcalf Energy Center': [15.7, 120.0], 'Metcalf 1': [15.7, 188.0]} | 127900 | 6837 | 0.05 | 121063 | 0.95 | 40755 | 0.32 |  |  | 57986 | 0.45 | 0.16 | 1735 | 0.01 | 819 | 0.01 |  | 78008 | 0.61 | 4694 | 0.04 | 88101 | 0.69 | 3979900% | 37961 | 0.3 | 8993900% | 69331 | 0.54 | 5856900% | 107368 | 0.84 | 2053200% | 68135 | 0.53 | 5976500% | 5940 | 0.05 | 121960
331 | Davis | PGE NGBA | {'Woodland': [9.4, 3520.0], 'Putah Creek': [14.1, 3058.0], 'Vaca-Dixon & Gc Yard': [14.2, 1619.0], 'Madison': [15.3, 2565.0], 'Brighton': [17.5, 4.0], 'Knights Landing': [18.4, 112.0]} | 460013 | 29161 | 0.06 | 430852 | 0.94 | 38358 | 0.08 |  |  | 378694 | 0.82 | 0.1 | 100567 | 0.22 | 258636 | 0.56 |  | 76382 | 0.17 | 0 | 0 | 158787 | 0.35 | 30122600% | 73440 | 0.16 | 38657200% | 124889 | 0.27 | 33512400% | 249884 | 0.54 | 21012900% | 17838 | 0.04 | 44217400% | 30839 | 0.07 | 429174
332 | Arco | PGE Kern | {'Gates-Midway (Proposed)': [8.6, 17631.0]} | 648479 | 120518 | 0.19 | 527961 | 0.81 | 213123 | 0.33 |  |  | 418368 | 0.65 | 0.07 | 149099 | 0.23 | 98443 | 0.15 |  | 205471 | 0.32 | 0 | 0 | 422780 | 0.65 | 22569900% | 29786 | 0.05 | 61869300% | 91321 | 0.14 | 55715800% | 461647 | 0.71 | 18683200% | 131876 | 0.2 | 51660300% | 19590 | 0.03 | 628889
333 | Goodrich | SCE Metro | {} | 1997 | 678 | 0.34 | 1319 | 0.66 | 11 | 0.01 |  |  | 1644 | 0.82 | 0.14 | 2 | 0 | 25 | 0.01 |  | 906 | 0.45 | 112 | 0.06 | 254 | 0.13 | 174300% | 22 | 0.01 | 197500% | 36 | 0.02 | 196100% | 291 | 0.15 | 170600% | 664 | 0.33 | 133300% | 391 | 0.2 | 1606
334 | Newhall | PGE Fresno | {'Mendota': [12.5, 16656.0], 'Biola': [12.8, 12447.0], 'Dairyland': [13.1, 15981.0], 'Madera': [15.5, 5733.0], 'Oro Loma': [18.0, 5486.0], 'Storey': [18.1, 342.0], 'Chowchilla': [18.2, 5488.0], 'Hammonds': [18.2, 5641.0], 'Borden': [19.2, 252.0], 'El Nido': [19.4, 25.0], 'Tranquility': [19.8, 12.0], 'Cheney': [19.8, 221.0]} | 712389 | 244377 | 0.34 | 468012 | 0.66 | 106397 | 0.15 |  |  | 555285 | 0.78 | 0.09 | 379347 | 0.53 | 258746 | 0.36 |  | 107124 | 0.15 | 0 | 0 | 213605 | 0.3 | 49878400% | 76609 | 0.11 | 63578000% | 115557 | 0.16 | 59683200% | 290856 | 0.41 | 42153300% | 12286 | 0.02 | 70010300% | 45750 | 0.06 | 666639
335 | Brentwood | PGE GBA | {'Lone Tree': [4.9, 2032.0], 'Contra Costa': [8.0, 2032.0], 'Contra Costa PP': [8.1, 2032.0], 'Windmaster': [8.4, 116.0], 'GWF 2': [12.0, 2029.0], 'Collinsville': [14.2, 791.0], 'Kirker': [14.3, 1073.0], 'Pittsburg': [14.4, 983.0], 'Tassajara': [15.0, 285.0], 'Clayton': [15.9, 586.0], 'Birds Landing': [16.5, 377.0]} | 391670 | 34116 | 0.09 | 357555 | 0.91 | 93534 | 0.24 |  |  | 252600 | 0.64 | 0.12 | 54156 | 0.14 | 168053 | 0.43 |  | 131417 | 0.34 | 885 | 0 | 116943 | 0.3 | 27472700% | 136520 | 0.35 | 25515000% | 142988 | 0.37 | 24868300% | 193329 | 0.49 | 19834100% | 30627 | 0.08 | 36104300% | 35035 | 0.09 | 356635
336 | Neenach | SCE Northern | {'Whirlwind': [6.9, 39706.0], 'Antelope': [12.9, 11315.0], 'Bailey': [15.4, 1644.0], 'Rosamond': [16.1, 8627.0], 'Warne': [17.4, 135.0]} | 390528 | 112837 | 0.29 | 277691 | 0.71 | 85971 | 0.22 |  |  | 123754 | 0.32 | 0.34 | 5955 | 0.02 | 4524 | 0.01 |  | 81720 | 0.21 | 88087 | 0.23 | 118441 | 0.3 | 27208700% | 130981 | 0.34 | 25954700% | 109261 | 0.28 | 28126700% | 233192 | 0.6 | 15733600% | 130388 | 0.33 | 26014000% | 13694 | 0.04 | 376834
337 | Bahia | PGE NGBA | {'Martinez': [4.7, 7493.0], 'Parkway': [5.6, 7664.0], 'Carquinez': [6.0, 7698.0], 'Alhambra': [6.1, 7488.0], 'Christie': [6.6, 7484.0], 'Meadow Lane': [9.4, 4449.0], 'San Pablo': [12.7, 3991.0], 'Lakewood': [12.8, 365.0], 'Sobrante': [12.8, 3585.0], 'Kirker': [13.2, 128.0], 'Clayton': [13.2, 128.0], 'Pittsburg': [13.4, 128.0], 'Tulucay': [13.6, 331.0], 'El Cerrito G': [14.6, 3217.0], 'Rossmoor': [15.4, 4.0], 'GWF 2': [15.6, 57.0], 'Moraga': [16.3, 2.0], 'Collinsville': [16.3, 6.0], 'Richmond R': [16.5, 1711.0], 'Standard Oil 2': [16.6, 1874.0], 'Standard Oil': [16.6, 1884.0], 'Peabody': [16.8, 0.0], 'Shiloh III': [16.8, 2.0], 'Birds Landing': [16.9, 2.0]} | 178748 | 33133 | 0.19 | 145615 | 0.81 | 25463 | 0.14 |  |  | 119973 | 0.67 | 0.28 | 29317 | 0.16 | 13944 | 0.08 |  | 87630 | 0.49 | 0 | 0 | 71358 | 0.4 | 10739000% | 54375 | 0.3 | 12437300% | 73692 | 0.41 | 10505500% | 129253 | 0.72 | 4949500% | 36402 | 0.2 | 14234600% | 28222 | 0.16 | 150526
338 | Vaca Dixon | PGE NGBA | {'Peabody': [8.5, 7622.0], 'Putah Creek': [9.4, 8766.0], 'Lambie': [12.8, 1348.0], 'Lambie Energy': [12.8, 1349.0], 'Davis': [14.2, 1619.0], 'Monticello': [17.4, 157.0], 'Madison': [19.0, 113.0]} | 436180 | 48867 | 0.11 | 387313 | 0.89 | 43961 | 0.1 |  |  | 350667 | 0.8 | 0.09 | 79372 | 0.18 | 191588 | 0.44 |  | 159086 | 0.36 | 0 | 0 | 147202 | 0.34 | 28897800% | 61860 | 0.14 | 37432000% | 89090 | 0.2 | 34709000% | 216038 | 0.5 | 22014300% | 63343 | 0.15 | 37283700% | 40419 | 0.09 | 395761
339 | Carrizo Plains | PGE Kern | {'Topaz': [1.1, 9919.0], 'Solar': [1.1, 9919.0], 'Caliente': [6.9, 6622.0], 'Kernridge': [17.4, 1923.0], 'Temblor': [19.3, 342.0]} | 416886 | 45778 | 0.11 | 371108 | 0.89 | 167063 | 0.4 |  |  | 230237 | 0.55 | 0.07 | 20850 | 0.05 | 18253 | 0.04 |  | 140003 | 0.34 | 71536 | 0.17 | 229856 | 0.55 | 18703100% | 56386 | 0.14 | 36050000% | 99466 | 0.24 | 31742000% | 300598 | 0.72 | 11628800% | 209406 | 0.5 | 20748000% | 10099 | 0.02 | 406787
340 | Vista (VEA) | SCE EOP | {'Pahrump': [8.7, 19076.0], 'Charleston': [9.7, 13739.0], 'Gamebird': [12.5, 7645.0], 'Thousandaire': [13.3, 5593.0]} | 105334 | 54072 | 0.51 | 51262 | 0.49 | 4568 | 0.04 |  |  | 32 | 0 | 0.01 | 0 | 0 | 0 | 0 |  | 1358 | 0.01 | 0 | 0 | 626 | 0.01 | 10470800% | 806 | 0.01 | 10452800% | 1600 | 0.02 | 10373400% | 2225 | 0.02 | 10310900% | 4102 | 0.04 | 10123200% | 115 | 0 | 105219
341 | Merced | PGE Fresno | {'Wilson': [4.6, 11505.0], 'Atwater': [9.2, 833.0], 'El Nido': [10.7, 10420.0], 'Le Grand': [13.2, 8223.0], 'Cressey': [13.6, 269.0], 'Chowchilla': [16.7, 395.0], 'Dairyland': [17.8, 1592.0]} | 557478 | 93521 | 0.17 | 463957 | 0.83 | 124078 | 0.22 |  |  | 379211 | 0.68 | 0.09 | 211937 | 0.38 | 209385 | 0.38 |  | 115890 | 0.21 | 0 | 0 | 240038 | 0.43 | 31743900% | 171211 | 0.31 | 38626700% | 201446 | 0.36 | 35603200% | 324499 | 0.58 | 23297800% | 74293 | 0.13 | 48318500% | 68993 | 0.12 | 488485
342 | Otay Mesa | SDGE Imperial | {'San Ysidro': [6.7, 49.0], 'Telegraph Canyon': [7.5, 49.0], 'Salt Creek': [8.3, 269.0], 'Miguel': [8.4, 268.0], 'Otay': [8.6, 46.0], 'Imperial Beach': [10.8, 6.0], 'Bay Boulevard': [10.9, 6.0], 'Spring Valley': [12.6, 223.0], 'El Cajon': [15.7, 223.0], 'Loveland': [16.9, 257.0], 'Alpine': [18.9, 223.0]} | 62373 | 6648 | 0.11 | 55726 | 0.89 | 8600 | 0.14 |  |  | 28872 | 0.46 | 0.2 | 248 | 0 | 64 | 0 |  | 14799 | 0.24 | 40046 | 0.64 | 8996 | 0.14 | 5337700% | 25743 | 0.41 | 3663000% | 49311 | 0.79 | 1306200% | 49949 | 0.8 | 1242500% | 23393 | 0.38 | 3898000% | 2289 | 0.04 | 60084
343 | Leavitt | Northeast CA | {'Richmond': [7.1, 5236.0]} | 332276 | 78976 | 0.24 | 253300 | 0.76 | 136034 | 0.41 |  |  | 176864 | 0.53 | 0.09 | 30797 | 0.09 | 0 | 0 |  | 241966 | 0.73 | 2568 | 0.01 | 115007 | 0.35 | 21726900% | 84474 | 0.25 | 24780200% | 75947 | 0.23 | 25633000% | 190767 | 0.57 | 14151000% | 139869 | 0.42 | 19240700% | 39957 | 0.12 | 292319
344 | Primm | SCE EOP | {'Ivanpah': [9.5, 1084.0], 'Mountain Pass': [14.9, 8.0]} | 34735 | 15697 | 0.45 | 19038 | 0.55 | 1551 | 0.04 |  |  | 1395 | 0.04 | 0.02 | 0 | 0 | 0 | 0 |  | 172 | 0 | 0 | 0 | 939 | 0.03 | 3379500% | 1581 | 0.05 | 3315400% | 724 | 0.02 | 3401100% | 1620 | 0.05 | 3311500% | 1641 | 0.05 | 3309400% | 63 | 0 | 34672
345 | Granite | PGE NGBA | {'Brighton': [4.1, 5174.0], 'Gold Hill': [13.1, 302.0], 'Rancho Seco': [17.8, 2004.0], 'Cosumnes': [18.1, 1997.0], 'Live Oak': [18.8, 472.0]} | 299285 | 46513 | 0.16 | 252773 | 0.84 | 28288 | 0.09 |  |  | 199922 | 0.67 | 0.3 | 94091 | 0.31 | 56217 | 0.19 |  | 62471 | 0.21 | 0 | 0 | 138458 | 0.46 | 16082700% | 71056 | 0.24 | 22822900% | 107782 | 0.36 | 19150300% | 194744 | 0.65 | 10454200% | 50587 | 0.17 | 24869800% | 62259 | 0.21 | 237026
346 | Lake View | PGE NGBA | {'Eagle Rock': [1.6, 2111.0], 'Geysers Tap 1': [5.1, 1681.0], 'Konocti': [7.9, 375.0], 'Cloverdale': [12.4, 1831.0], 'Redbud': [15.5, 159.0], 'Fitch Mountain': [15.6, 631.0], 'Hartley': [19.4, 217.0]} | 354052 | 31040 | 0.09 | 323011 | 0.91 | 36040 | 0.1 |  |  | 258972 | 0.73 | 0.11 | 23402 | 0.07 | 22749 | 0.06 |  | 121578 | 0.34 | 120163 | 0.34 | 204452 | 0.58 | 14960000% | 139894 | 0.4 | 21415800% | 234229 | 0.66 | 11982300% | 307210 | 0.87 | 4684100% | 127653 | 0.36 | 22639800% | 7024 | 0.02 | 347028
347 | Birds Landing | PGE GBA | {'Collinsville': [3.1, 29590.0], 'Shiloh III': [3.3, 31452.0], 'Lambie': [7.0, 28396.0], 'Lambie Energy': [7.0, 28396.0], 'Pittsburg': [7.1, 15143.0], 'GWF 2': [7.7, 15081.0], 'Kirker': [8.3, 12908.0], 'Contra Costa PP': [8.5, 19059.0], 'Contra Costa': [9.1, 14349.0], 'Lone Tree': [13.0, 1619.0], 'Peabody': [13.5, 1165.0], 'Clayton': [14.6, 2.0], 'Grand Island': [14.9, 8260.0], 'Meadow Lane': [16.4, 2.0], 'Brentwood': [16.5, 377.0], 'Bahia': [16.9, 2.0], 'Martinez': [17.2, 2.0]} | 342886 | 48015 | 0.14 | 294871 | 0.86 | 67779 | 0.2 |  |  | 236194 | 0.69 | 0.12 | 85978 | 0.25 | 116452 | 0.34 |  | 107510 | 0.31 | 0 | 0 | 61170 | 0.18 | 28171600% | 97684 | 0.28 | 24520200% | 100607 | 0.29 | 24227900% | 142866 | 0.42 | 20002000% | 19017 | 0.06 | 32386900% | 52969 | 0.15 | 289917
348 | Highwind | SCE Northern | {'Windhub': [7.1, 10400.0], 'Whirlwind': [17.0, 352.0], 'Rosamond': [18.2, 1704.0]} | 347668 | 102333 | 0.29 | 245335 | 0.71 | 66598 | 0.19 |  |  | 120862 | 0.35 | 0.3 | 1340 | 0 | 4927 | 0.01 |  | 86015 | 0.25 | 60519 | 0.17 | 140492 | 0.4 | 20717500% | 66725 | 0.19 | 28094200% | 88803 | 0.26 | 25886500% | 206868 | 0.6 | 14080000% | 125715 | 0.36 | 22195300% | 4027 | 0.01 | 343641
349 | Santiago | SCE Metro | {'Johanna': [5.9, 808.0], 'Viejo': [7.2, 646.0], 'Trabuco': [8.9, 438.0], 'Ellis': [10.1, 37.0], 'Q1806': [10.5, 195.0], 'Villa Park': [11.1, 348.0], 'Margarita': [11.3, 190.0], 'Serrano': [11.4, 348.0], 'Huntington Beach': [12.1, 37.0], 'Capistrano': [12.1, 99.0], 'Lewis': [12.5, 125.0]} | 42249 | 3563 | 0.08 | 38686 | 0.92 | 7634 | 0.18 |  |  | 22336 | 0.53 | 0.48 | 260 | 0.01 | 62 | 0 |  | 11947 | 0.28 | 20590 | 0.49 | 16461 | 0.39 | 2578800% | 14858 | 0.35 | 2739100% | 24723 | 0.59 | 1752600% | 34834 | 0.82 | 741500% | 21227 | 0.5 | 2102200% | 3807 | 0.09 | 38442
350 | Red Bluff | SCE Eastern | {'Eagle Mountain': [11.2, 6799.0], 'Kem': [15.1, 2568.0]} | 62022 | 7821 | 0.13 | 54202 | 0.87 | 31055 | 0.5 |  |  | 30437 | 0.49 | 0.04 | 949 | 0.02 | 0 | 0 |  | 0 | 0 | 0 | 0 | 23633 | 0.38 | 3839000% | 16647 | 0.27 | 4537600% | 10215 | 0.16 | 5180700% | 31400 | 0.51 | 3062300% | 38213 | 0.62 | 2380900% | 929 | 0.01 | 61093
351 | Beatty | SCE EOP | {} | 141022 | 102989 | 0.73 | 38033 | 0.27 | 0 | 0 |  |  | 0 | 0 | 0 | 0 | 0 | 0 | 0 |  | 0 | 0 | 0 | 0 | 0 | 0 | 14102200% | 0 | 0 | 14102200% | 0 | 0 | 14102200% | 0 | 0 | 14102200% | 1 | 0 | 14102100% | 1 | 0 | 141021
352 | Mirage | SCE Eastern | {'Devers': [14.4, 3624.0]} | 106430 | 24872 | 0.23 | 81557 | 0.77 | 5805 | 0.05 |  |  | 53735 | 0.5 | 0.25 | 2615 | 0.02 | 11135 | 0.1 |  | 2487 | 0.02 | 8311 | 0.08 | 17734 | 0.17 | 8869600% | 41220 | 0.39 | 6521000% | 34447 | 0.32 | 7198300% | 53101 | 0.5 | 5332900% | 41684 | 0.39 | 6474600% | 727 | 0.01 | 105702
353 | Sutter Power | PGE NGBA | {'Greenleaf 1': [0.0, 9092.0], 'Bogue': [4.7, 7883.0], 'Pease': [8.4, 5024.0], 'Olivehurst': [8.4, 6926.0], 'East Marysville': [10.4, 5778.0], 'East Nicolaus': [12.7, 2985.0], 'Meridian': [13.3, 1906.0], 'Rio Oso': [14.5, 3289.0], 'Honcut': [19.4, 145.0]} | 603669 | 51335 | 0.09 | 552334 | 0.91 | 50118 | 0.08 |  |  | 486116 | 0.81 | 0.1 | 138103 | 0.23 | 359046 | 0.59 |  | 56863 | 0.09 | 0 | 0 | 257758 | 0.43 | 34591000% | 56598 | 0.09 | 54707100% | 272129 | 0.45 | 33154000% | 411275 | 0.68 | 19239400% | 22362 | 0.04 | 58130600% | 45119 | 0.07 | 558549
354 | Manteca | PGE GBA | {'Manteca': [0.0, 22509.0], 'Vierra': [2.7, 14224.0], 'Ripon': [5.3, 17416.0], 'French Camp': [6.7, 14345.0], 'Kasson': [7.4, 1585.0], 'Weber': [8.3, 17596.0], 'Avena': [9.6, 19590.0], 'Stockton A': [10.8, 9170.0], 'Stagg': [14.9, 2332.0], 'Lammers': [15.1, 16.0], 'Westley': [15.5, 484.0], 'Valley Home': [15.6, 8440.0], 'GWF Tracy': [15.8, 15.0], 'Riverbank': [17.3, 436.0], 'Bellota': [18.8, 870.0], 'New Sub - Westley - Quinto (Proposed)': [19.9, 4.0]} | 520147 | 58675 | 0.11 | 461472 | 0.89 | 67491 | 0.13 |  |  | 338582 | 0.65 | 0.16 | 104202 | 0.2 | 309787 | 0.6 |  | 82046 | 0.16 | 1377 | 0 | 186347 | 0.36 | 33380000% | 65666 | 0.13 | 45448100% | 88930 | 0.17 | 43121700% | 227256 | 0.44 | 29289100% | 37384 | 0.07 | 48276300% | 24031 | 0.05 | 496116
355 | El Patio | PGE GBA | {'San Jose A': [3.1, 220.0], 'Vasona': [3.1, 495.0], 'Stone': [3.8, 220.0], 'San Jose B': [3.9, 220.0], 'FMC': [3.9, 220.0], 'Saratoga': [4.4, 495.0], 'Hicks': [4.5, 495.0], 'Evergreen': [5.2, 220.0], 'Scott': [6.0, 203.0], 'Trimble': [6.3, 220.0], 'Monta Vista': [7.8, 495.0], 'Swift': [7.9, 220.0], 'Piercy': [8.3, 220.0], 'Edenvale': [8.4, 220.0], 'Santa Teresa': [8.7, 220.0], 'Nortech': [9.1, 0.0], 'Los Esteros': [9.4, 178.0], 'Metcalf Energy Center': [11.4, 95.0], 'Dixon Landing': [11.6, 112.0], 'Metcalf 1': [11.6, 131.0]} | 138062 | 7909 | 0.06 | 130153 | 0.94 | 33675 | 0.24 |  |  | 61091 | 0.44 | 0.18 | 1907 | 0.01 | 875 | 0.01 |  | 69983 | 0.51 | 4099 | 0.03 | 92099 | 0.67 | 4596300% | 36007 | 0.26 | 10205500% | 78958 | 0.57 | 5910400% | 119042 | 0.86 | 1902000% | 65035 | 0.47 | 7302600% | 5121 | 0.04 | 132941
356 | Pardee | SCE Northern | {'Saugus': [1.3, 12593.0], 'Elizabeth Lake': [4.1, 10649.0], 'Sylmar-Pac Intertie': [10.4, 998.0]} | 184765 | 30158 | 0.16 | 154607 | 0.84 | 63569 | 0.34 |  |  | 85686 | 0.46 | 0.2 | 1642 | 0.01 | 6783 | 0.04 |  | 78640 | 0.43 | 73158 | 0.4 | 90966 | 0.49 | 9379800% | 9040 | 0.05 | 17572400% | 19474 | 0.11 | 16529100% | 107266 | 0.58 | 7749800% | 79951 | 0.43 | 10481400% | 19295 | 0.1 | 165469
357 | Los Coches | SDGE Imperial | {'Santee': [4.0, 1171.0], 'El Cajon': [6.1, 1180.0], 'Alpine': [6.7, 1662.0], 'Loveland': [7.6, 1661.0], 'Pomerado': [9.6, 35.0], 'Creelman': [11.3, 508.0], 'Suncrest': [13.0, 1657.0]} | 157097 | 14910 | 0.09 | 142187 | 0.91 | 26870 | 0.17 |  |  | 77790 | 0.5 | 0.21 | 2082 | 0.01 | 628 | 0 |  | 27339 | 0.17 | 125402 | 0.8 | 58746 | 0.37 | 9835100% | 54794 | 0.35 | 10230300% | 84867 | 0.54 | 7223000% | 112367 | 0.72 | 4473000% | 74048 | 0.47 | 8304900% | 6573 | 0.04 | 150524
358 | Serrano | SCE Metro | {'Villa Park': [2.7, 465.0], 'Lewis': [6.4, 127.0], 'Johanna': [8.8, 348.0], 'Olinda': [11.1, 495.0], 'Santiago': [11.4, 348.0], 'Chino': [13.4, 1080.0], 'Viejo': [14.0, 224.0], 'Walnut': [15.4, 171.0], 'Mira Loma': [17.9, 105.0]} | 32932 | 5995 | 0.18 | 26937 | 0.82 | 5673 | 0.17 |  |  | 12825 | 0.39 | 0.49 | 389 | 0.01 | 1326 | 0.04 |  | 11165 | 0.34 | 9667 | 0.29 | 10353 | 0.31 | 2257900% | 6158 | 0.19 | 2677400% | 14165 | 0.43 | 1876700% | 22530 | 0.68 | 1040200% | 11771 | 0.36 | 2116100% | 3361 | 0.1 | 29571
359 | Miller | PGE GBA | {'Fink (Proposed)': [8.2, 4574.0], 'Crow Creek': [8.5, 4572.0], 'Crows Landing': [8.8, 5085.0], 'Stanislaus Resource Recovery Facility': [9.3, 4538.0], 'Quinto': [9.7, 8512.0], 'Salado': [11.9, 2972.0], 'Los Banos': [14.9, 4340.0], 'Padre Flats SW STA': [18.7, 321.0], 'New Sub - Westley - Quinto (Proposed)': [19.3, 197.0], 'Westley': [19.4, 168.0]} | 427761 | 64092 | 0.15 | 363669 | 0.85 | 133951 | 0.31 |  |  | 247984 | 0.58 | 0.09 | 75724 | 0.18 | 126108 | 0.29 |  | 159120 | 0.37 | 50083 | 0.12 | 199670 | 0.47 | 22809100% | 47111 | 0.11 | 38065000% | 78481 | 0.18 | 34928000% | 230576 | 0.54 | 19718500% | 161229 | 0.38 | 26653200% | 23710 | 0.06 | 404051
360 | Carberry | PGE NGBA | {'Burney Forest': [2.4, 41458.0], 'Burney Forest Power': [2.4, 41462.0], 'New Sub - Pit 1 - Cottonwood (Proposed)': [4.4, 30157.0], 'Cove Road': [9.2, 12545.0], 'Pit 3': [9.6, 18624.0], 'Round Mt.': [10.2, 8119.0], 'Pit 4': [10.2, 13788.0], 'James B Black': [14.8, 2704.0], 'Pit 1': [16.1, 8337.0]} | 447273 | 115344 | 0.26 | 331929 | 0.74 | 260293 | 0.58 |  |  | 173173 | 0.39 | 0.05 | 12832 | 0.03 | 434 | 0 |  | 228123 | 0.51 | 43593 | 0.1 | 189403 | 0.42 | 25787000% | 84160 | 0.19 | 36311300% | 91218 | 0.2 | 35605500% | 240401 | 0.54 | 20687200% | 164727 | 0.37 | 28254600% | 27048 | 0.06 | 420224
361 | Wahtoke | PGE Fresno | {'Reedley': [4.3, 26274.0], 'McCall': [10.3, 9819.0], 'Sanger': [10.8, 8553.0], 'Kingsburg': [11.4, 12896.0], 'Orosi': [12.1, 12423.0], 'Malaga': [16.0, 2529.0], 'California Ave': [18.6, 590.0], 'Clovis': [19.3, 72.0]} | 563130 | 121967 | 0.22 | 441163 | 0.78 | 41695 | 0.07 |  |  | 342713 | 0.61 | 0.18 | 153342 | 0.27 | 224636 | 0.4 |  | 110685 | 0.2 | 0 | 0 | 159934 | 0.28 | 40319500% | 104456 | 0.19 | 45867400% | 139524 | 0.25 | 42360600% | 235689 | 0.42 | 32744000% | 102648 | 0.18 | 46048200% | 23375 | 0.04 | 539754
362 | Dos Amigos | PGE Fresno | {'Mercy Springs': [1.0, 25699.0], 'Padre Flats SW STA': [9.6, 5428.0], 'Oro Loma': [10.0, 20266.0], 'Los Banos': [13.8, 1954.0], 'Quinto': [18.8, 138.0], 'Hammonds': [18.9, 300.0]} | 548375 | 126124 | 0.23 | 422251 | 0.77 | 151936 | 0.28 |  |  | 373512 | 0.68 | 0.07 | 144433 | 0.26 | 164747 | 0.3 |  | 193325 | 0.35 | 18072 | 0.03 | 265635 | 0.48 | 28274000% | 57957 | 0.11 | 49041800% | 101819 | 0.19 | 44655600% | 281610 | 0.51 | 26676500% | 150841 | 0.28 | 39753400% | 25606 | 0.05 | 522769
363 | Guernsey | PGE Fresno | {'GWF Hanford': [3.1, 78569.0], 'Waukena': [7.5, 60677.0], 'Lemoore': [9.8, 38797.0], 'Corcoran': [9.8, 42094.0], 'Leprino': [9.9, 51008.0], 'Henrietta': [13.8, 25889.0], 'Mustang': [14.6, 21576.0], 'Kingsburg': [18.7, 1266.0]} | 650871 | 296080 | 0.45 | 354791 | 0.55 | 151685 | 0.23 |  |  | 437325 | 0.67 | 0.1 | 333489 | 0.51 | 249566 | 0.38 |  | 6535 | 0.01 | 0 | 0 | 76268 | 0.12 | 57460300% | 25875 | 0.04 | 62499500% | 49741 | 0.08 | 60112900% | 119721 | 0.18 | 53115000% | 1220 | 0 | 64965100% | 18834 | 0.03 | 632036
364 | Santa Clara | SCE Northern | {'Mandalay': [7.5, 9458.0], 'Wakefield': [8.2, 9591.0], 'Ormond Beach': [12.0, 1991.0], 'Moorpark': [16.1, 3853.0]} | 172290 | 42950 | 0.25 | 129340 | 0.75 | 30218 | 0.18 |  |  | 117277 | 0.68 | 0.13 | 17405 | 0.1 | 42032 | 0.24 |  | 6830 | 0.04 | 1118 | 0.01 | 53815 | 0.31 | 11847500% | 13401 | 0.08 | 15888900% | 23579 | 0.14 | 14871100% | 71123 | 0.41 | 10116700% | 47284 | 0.27 | 12500600% | 13073 | 0.08 | 159217
365 | Glenn | PGE NGBA | {'Logan Creek': [17.8, 1201.0], 'Butte': [18.0, 45.0], 'Notre Dame': [18.6, 8.0]} | 614275 | 80142 | 0.13 | 534133 | 0.87 | 173614 | 0.28 |  |  | 367389 | 0.6 | 0.09 | 98035 | 0.16 | 231068 | 0.38 |  | 265542 | 0.43 | 2326 | 0 | 284065 | 0.46 | 33021000% | 27916 | 0.05 | 58635900% | 50130 | 0.08 | 56414500% | 316444 | 0.52 | 29783100% | 153614 | 0.25 | 46066100% | 88599 | 0.14 | 525676
366 | Kerchoff 1 | PGE Fresno | {} | 454858 | 22654 | 0.05 | 432204 | 0.95 | 118534 | 0.26 |  |  | 236280 | 0.52 | 0.19 | 13019 | 0.03 | 3817 | 0.01 |  | 325377 | 0.72 | 31360 | 0.07 | 271813 | 0.6 | 18304500% | 192358 | 0.42 | 26250100% | 153382 | 0.34 | 30147600% | 389753 | 0.86 | 6510600% | 245560 | 0.54 | 20929900% | 54673 | 0.12 | 400185
367 | Brunswick | PGE NGBA | {'New Colgate': [10.8, 644.0], 'Colgate': [10.8, 644.0], 'Higgins': [13.4, 4070.0], 'Drum 1': [14.4, 3044.0]} | 331408 | 70859 | 0.21 | 260550 | 0.79 | 18506 | 0.06 |  |  | 156385 | 0.47 | 0.23 | 4608 | 0.01 | 1347 | 0 |  | 194902 | 0.59 | 122569 | 0.37 | 216138 | 0.65 | 11527100% | 32316 | 0.1 | 29909200% | 52646 | 0.16 | 27876200% | 241610 | 0.73 | 8979800% | 67541 | 0.2 | 26386700% | 10950 | 0.03 | 320459
368 | Tejon | PGE Kern | {'Wheeler Ridge': [4.9, 5067.0], 'Pastoria': [8.6, 1533.0], 'Lakeview': [9.7, 2942.0], 'Old River': [15.5, 2228.0], 'Grimmway-Malaga': [16.7, 2148.0], 'Copus': [18.9, 76.0], 'Midway - Wheeler Ridge (Proposed)': [19.0, 76.0], 'Panama': [19.5, 383.0], 'Lamont': [20.0, 91.0], 'Unknown - 3327': [20.0, 97.0]} | 392571 | 41628 | 0.11 | 350943 | 0.89 | 68195 | 0.17 |  |  | 295885 | 0.75 | 0.09 | 44103 | 0.11 | 205504 | 0.52 |  | 92128 | 0.23 | 11677 | 0.03 | 112379 | 0.29 | 28019200% | 93152 | 0.24 | 29941900% | 142562 | 0.36 | 25000900% | 199466 | 0.51 | 19310500% | 51579 | 0.13 | 34099200% | 6550 | 0.02 | 386022
369 | Bakersfield | PGE Kern | {'West Park': [2.2, 13842.0], 'Casaloma': [2.8, 8306.0], 'Columbus': [3.7, 11752.0], 'Kern Oil': [3.8, 13377.0], 'Rosedale': [4.2, 11619.0], 'Sycamore': [4.6, 14327.0], 'Magunden': [5.0, 6036.0], 'Kern Power': [5.2, 10151.0], 'Stockdale': [6.0, 5556.0], 'Cal Water': [6.3, 10487.0], 'Panama': [6.4, 5553.0], '7th Standard': [8.0, 10335.0], 'Tevis': [8.4, 3941.0], 'Renfro': [8.9, 5612.0], 'Unknown - 3327': [10.1, 5995.0], 'Lamont': [10.2, 5989.0], 'Lerdo': [11.4, 10722.0], 'Mt Poso': [11.8, 11171.0], 'Poso Mt.': [12.2, 9980.0], 'Grimmway-Malaga': [12.6, 6010.0], 'Old River': [13.6, 2222.0], 'Rio Bravo': [14.8, 1951.0], 'Tupman': [15.1, 225.0], 'Norco': [18.5, 18.0], 'Famoso': [18.8, 2035.0], 'Shafter': [19.6, 16.0]} | 553439 | 80149 | 0.14 | 473290 | 0.86 | 97910 | 0.18 |  |  | 420751 | 0.76 | 0.09 | 47819 | 0.09 | 243031 | 0.44 |  | 158383 | 0.29 | 1505 | 0 | 220612 | 0.4 | 33282700% | 122417 | 0.22 | 43102200% | 196298 | 0.35 | 35714100% | 305778 | 0.55 | 24766100% | 96768 | 0.17 | 45667200% | 23151 | 0.04 | 530288
370 | Drum | PGE NGBA | {'Brunswick': [14.4, 3044.0]} | 258550 | 87489 | 0.34 | 171061 | 0.66 | 76407 | 0.3 |  |  | 95587 | 0.37 | 0.15 | 295 | 0 | 130 | 0 |  | 95539 | 0.37 | 127894 | 0.49 | 72912 | 0.28 | 18563800% | 32619 | 0.13 | 22593100% | 50016 | 0.19 | 20853400% | 120513 | 0.47 | 13803700% | 63680 | 0.25 | 19487000% | 8100 | 0.03 | 250450
371 | El Nido (SCE) | SCE Metro | {'Chevmain': [1.8, 60.0], 'La Fresa': [2.9, 62.0], 'El Segundo': [3.0, 58.0], 'Redondo': [3.4, 63.0], 'Windsor': [7.0, 19.0], 'La Cienega': [7.3, 19.0], 'Arcogen': [9.2, 36.0]} | 8030 | 3264 | 0.41 | 4766 | 0.59 | 1073 | 0.13 |  |  | 3470 | 0.43 | 0.27 | 0 | 0 | 0 | 0 |  | 202 | 0.03 | 2076 | 0.26 | 744 | 0.09 | 728600% | 927 | 0.12 | 710300% | 3840 | 0.48 | 419000% | 4301 | 0.54 | 372900% | 255 | 0.03 | 777500% | 451 | 0.06 | 7580
372 | Monserate | SDGE Imperial | {'Avocado': [3.9, 6260.0], 'Pendleton': [5.9, 1178.0], 'Pala': [7.3, 8415.0], 'Melrose': [8.6, 1583.0], 'Ocean Ranch': [8.9, 1359.0], 'San Luis Rey': [10.0, 1320.0], 'Lilac': [10.1, 6945.0], 'Shadowridge': [13.0, 1211.0], 'San Marcos': [14.1, 640.0], 'Valley Center': [14.2, 5644.0], 'Cannon': [14.4, 128.0], 'Encina': [14.5, 85.0], 'Palomar Airport': [14.6, 104.0], 'Escondido': [15.7, 636.0]} | 172014 | 42651 | 0.25 | 129364 | 0.75 | 6856 | 0.04 |  |  | 48318 | 0.28 | 0.37 | 31174 | 0.18 | 7159 | 0.04 |  | 68927 | 0.4 | 70956 | 0.41 | 92679 | 0.54 | 7933600% | 48555 | 0.28 | 12346000% | 68888 | 0.4 | 10312600% | 117734 | 0.68 | 5428000% | 28714 | 0.17 | 14330100% | 11374 | 0.07 | 160640
373 | Richmond R | PGE GBA | {'Standard Oil 2': [2.2, 4496.0], 'Standard Oil': [2.2, 4502.0], 'El Cerrito G': [3.7, 5285.0], 'San Pablo': [4.5, 3846.0], 'Sobrante': [8.9, 3561.0], 'Oakland L': [9.7, 1999.0], 'Oakland C': [10.1, 1835.0], 'Christie': [10.2, 2002.0], 'Oakland X': [11.3, 1367.0], 'Potrero': [11.9, 2251.0], 'SAN FRAN A (POTRERO PP)': [11.9, 2263.0], 'Moraga': [12.5, 1145.0], 'Carquinez': [13.2, 1833.0], 'Alhambra': [13.8, 1740.0], 'Ignacio': [14.0, 279.0], 'Oakland J': [14.1, 1170.0], 'Martinez': [15.0, 1711.0], 'Martin': [15.7, 1143.0], 'Edes': [16.2, 954.0], 'Bahia': [16.5, 1711.0], 'Parkway': [17.1, 1697.0]} | 85672 | 20087 | 0.23 | 65585 | 0.77 | 13287 | 0.16 |  |  | 42586 | 0.5 | 0.5 | 8016 | 0.09 | 628 | 0.01 |  | 26562 | 0.31 | 0 | 0 | 28108 | 0.33 | 5756400% | 29819 | 0.35 | 5585400% | 46271 | 0.54 | 3940100% | 61703 | 0.72 | 2396900% | 12706 | 0.15 | 7296600% | 7827 | 0.09 | 77845
374 | Storey | PGE Fresno | {'Madera': [4.3, 18118.0], 'Borden': [5.0, 14083.0], 'Gregg': [11.1, 10172.0], 'Herndon': [11.4, 10114.0], 'Biola': [14.0, 6249.0], 'Fig Garden': [14.8, 7943.0], 'Figarden': [14.8, 7944.0], 'Chowchilla': [15.3, 8112.0], 'Dairyland': [16.3, 3609.0], 'Woodward': [16.6, 3354.0], 'Ashlan': [17.4, 5273.0], 'Newhall': [18.1, 342.0], 'Bullard': [18.3, 2260.0], 'Le Grand': [19.2, 168.0]} | 622408 | 99643 | 0.16 | 522765 | 0.84 | 129845 | 0.21 |  |  | 422416 | 0.68 | 0.13 | 220749 | 0.35 | 169034 | 0.27 |  | 274364 | 0.44 | 0 | 0 | 291616 | 0.47 | 33079200% | 210056 | 0.34 | 41235200% | 207163 | 0.33 | 41524500% | 397025 | 0.64 | 22538300% | 142664 | 0.23 | 47974400% | 107431 | 0.17 | 514977
375 | Alpine | SDGE Imperial | {'Loveland': [2.1, 3784.0], 'Suncrest': [6.3, 3908.0], 'Los Coches': [6.7, 1662.0], 'Santee': [10.5, 1171.0], 'El Cajon': [10.8, 1441.0], 'Creelman': [13.7, 10.0], 'Spring Valley': [13.8, 261.0], 'Salt Creek': [15.2, 261.0], 'Miguel': [15.2, 261.0], 'Otay Mesa': [18.9, 223.0]} | 199961 | 18233 | 0.09 | 181728 | 0.91 | 42734 | 0.21 |  |  | 98041 | 0.49 | 0.16 | 1936 | 0.01 | 444 | 0 |  | 26827 | 0.13 | 170789 | 0.85 | 67261 | 0.34 | 13270000% | 76886 | 0.38 | 12307500% | 118534 | 0.59 | 8142700% | 151436 | 0.76 | 4852500% | 94497 | 0.47 | 10546400% | 9547 | 0.05 | 190414
376 | Sobrante | PGE GBA | {'Moraga': [4.8, 1050.0], 'El Cerrito G': [5.2, 4805.0], 'Christie': [6.8, 3876.0], 'Oakland X': [7.1, 1092.0], 'Rossmoor': [7.5, 4.0], 'Oakland L': [7.5, 1620.0], 'Alhambra': [7.5, 3614.0], 'Lakewood': [8.2, 248.0], 'Oakland C': [8.5, 1456.0], 'Richmond R': [8.9, 3561.0], 'San Pablo': [8.9, 4692.0], 'Martinez': [9.1, 3585.0], 'Meadow Lane': [9.3, 1263.0], 'Oakland J': [9.9, 973.0], 'Standard Oil 2': [10.6, 3018.0], 'Standard Oil': [10.6, 3026.0], 'Edes': [11.6, 775.0], 'Bahia': [12.8, 3585.0], 'Carquinez': [13.1, 3707.0], 'San Leandro U': [14.0, 94.0], 'Potrero': [14.2, 1034.0], 'SAN FRAN A (POTRERO PP)': [14.2, 1036.0], 'Parkway': [16.2, 3552.0], 'Grant': [16.5, 67.0], 'Martin': [17.8, 722.0]} | 86481 | 15360 | 0.18 | 71121 | 0.82 | 12996 | 0.15 |  |  | 47693 | 0.55 | 0.5 | 1171 | 0.01 | 26 | 0 |  | 39961 | 0.46 | 2 | 0 | 31958 | 0.37 | 5452300% | 36130 | 0.42 | 5035100% | 51254 | 0.59 | 3522700% | 67869 | 0.78 | 1861200% | 17917 | 0.21 | 6856300% | 11570 | 0.13 | 74911
377 | San Marcos | SDGE Imperial | {'Shadowridge': [2.5, 1411.0], 'Escondido': [4.6, 1457.0], 'Palomar Airport': [5.2, 665.0], 'Melrose': [6.3, 1226.0], 'Cannon': [7.8, 274.0], 'Encina': [8.0, 215.0], 'Ocean Ranch': [8.0, 694.0], 'Artesian': [8.3, 563.0], 'San Luis Rey': [9.8, 606.0], 'Lilac': [10.8, 902.0], 'North City Metering': [11.9, 385.0], 'Valley Center': [12.5, 740.0], 'Chicarita': [12.9, 456.0], 'Monserate': [14.1, 640.0], 'Penasquitos': [14.6, 11.0], 'Pendleton': [14.8, 310.0], 'Scripps': [15.9, 8.0], 'Pomerado': [16.1, 8.0], 'Pala': [16.5, 550.0], 'Sycamore Canyon': [17.5, 8.0], 'Avocado': [17.9, 236.0]} | 132893 | 32968 | 0.25 | 99924 | 0.75 | 11498 | 0.09 |  |  | 38829 | 0.29 | 0.33 | 20021 | 0.15 | 5482 | 0.04 |  | 55801 | 0.42 | 52429 | 0.39 | 65228 | 0.49 | 6766500% | 28371 | 0.21 | 10452100% | 38418 | 0.29 | 9447400% | 78520 | 0.59 | 5437300% | 32676 | 0.25 | 10021600% | 9746 | 0.07 | 123146
378 | Fink | PGE Fresno | {'Crow Creek': [0.4, 9527.0], 'Stanislaus Resource Recovery Facility': [1.1, 9477.0], 'Crows Landing': [3.1, 9529.0], 'Salado': [3.7, 7355.0], 'Miller': [8.2, 4574.0], 'New Sub - Westley - Quinto (Proposed)': [11.3, 1896.0], 'Westley': [15.0, 356.0], 'Quinto': [17.8, 32.0]} | 458032 | 59705 | 0.13 | 398326 | 0.87 | 119459 | 0.26 |  |  | 277969 | 0.61 | 0.11 | 65039 | 0.14 | 186815 | 0.41 |  | 131680 | 0.29 | 57619 | 0.13 | 207342 | 0.45 | 25068900% | 56570 | 0.12 | 40146100% | 84651 | 0.18 | 37338000% | 240631 | 0.53 | 21740100% | 152536 | 0.33 | 30549600% | 19424 | 0.04 | 438607
379 | La Cienega | SCE Metro | {'Windsor': [1.1, 64.0], 'El Segundo': [6.9, 21.0], 'Chevmain': [7.0, 21.0], 'El Nido': [7.3, 19.0], 'La Fresa': [9.5, 15.0], 'Redondo': [10.6, 15.0], 'Arcogen': [14.9, 10.0], 'Eagle Rock': [15.2, 3.0], 'Gould': [18.8, 3.0]} | 10153 | 3418 | 0.34 | 6735 | 0.66 | 251 | 0.02 |  |  | 3510 | 0.35 | 0.22 | 1 | 0 | 0 | 0 |  | 1885 | 0.19 | 4171 | 0.41 | 1288 | 0.13 | 886500% | 2821 | 0.28 | 733200% | 4845 | 0.48 | 530700% | 5562 | 0.55 | 459000% | 1057 | 0.1 | 909500% | 942 | 0.09 | 9210
380 | Pittsburg | PGE GBA | {'Kirker': [1.2, 14470.0], 'GWF 2': [2.4, 16286.0], 'Collinsville': [4.5, 16143.0], 'Contra Costa': [6.7, 14820.0], 'Birds Landing': [7.1, 15143.0], 'Contra Costa PP': [7.4, 16346.0], 'Clayton': [7.5, 1257.0], 'Shiloh III': [9.6, 15012.0], 'Lone Tree': [9.7, 2595.0], 'Meadow Lane': [9.8, 711.0], 'Martinez': [12.0, 282.0], 'Lakewood': [12.5, 701.0], 'Alhambra': [13.0, 126.0], 'Lambie Energy': [13.0, 13269.0], 'Lambie': [13.0, 13270.0], 'Bahia': [13.4, 128.0], 'Brentwood': [14.4, 983.0], 'Christie': [17.0, 118.0]} | 261728 | 44352 | 0.17 | 217376 | 0.83 | 55412 | 0.21 |  |  | 170405 | 0.65 | 0.18 | 57636 | 0.22 | 52470 | 0.2 |  | 122777 | 0.47 | 885 | 0 | 54790 | 0.21 | 20693800% | 103033 | 0.39 | 15869500% | 113198 | 0.43 | 14853000% | 148191 | 0.57 | 11353700% | 26018 | 0.1 | 23571000% | 43492 | 0.17 | 218235
381 | Morro Bay | PGE Kern | {'Diablo Canyon': [11.0, 217.0], 'San Luis Obispo': [14.7, 30.0], 'Templeton': [16.0, 356.0]} | 242509 | 44780 | 0.18 | 197729 | 0.82 | 36356 | 0.15 |  |  | 181961 | 0.75 | 0.11 | 20861 | 0.09 | 7766 | 0.03 |  | 177655 | 0.73 | 16727 | 0.07 | 85477 | 0.35 | 15703200% | 55274 | 0.23 | 18723500% | 100400 | 0.41 | 14210900% | 147461 | 0.61 | 9504800% | 116325 | 0.48 | 12618400% | 14760 | 0.06 | 227749
382 | Contra Costa | PGE GBA | {'Contra Costa PP': [1.6, 16709.0], 'Lone Tree': [3.9, 3653.0], 'GWF 2': [4.4, 15908.0], 'Collinsville': [6.3, 15317.0], 'Pittsburg': [6.7, 14820.0], 'Kirker': [6.8, 13781.0], 'Brentwood': [8.0, 2032.0], 'Birds Landing': [9.1, 14349.0], 'Clayton': [10.8, 1169.0], 'Shiloh III': [12.3, 13742.0], 'Meadow Lane': [14.8, 583.0], 'Tassajara': [15.5, 285.0], 'Windmaster': [15.8, 116.0], 'Lakewood': [16.1, 583.0], 'Lambie Energy': [16.1, 11875.0], 'Lambie': [16.1, 11876.0], 'Martinez': [18.1, 154.0], 'Grand Island': [19.2, 220.0]} | 341028 | 38739 | 0.11 | 302290 | 0.89 | 95322 | 0.28 |  |  | 211647 | 0.62 | 0.09 | 65004 | 0.19 | 120584 | 0.35 |  | 121626 | 0.36 | 885 | 0 | 84991 | 0.25 | 25603700% | 114188 | 0.33 | 22684000% | 119125 | 0.35 | 22190400% | 169573 | 0.5 | 17145500% | 21852 | 0.06 | 31917700% | 48748 | 0.14 | 292280
383 | New Sub - Gates - Templeton (Proposed) | PGE Kern | {'New Sub - Gates - Templeton (Proposed)': [0.0, 20113.0], 'Avenal': [6.9, 17789.0], 'Gates': [8.5, 14604.0], 'Cal Flats': [13.3, 402.0]} | 542070 | 90692 | 0.17 | 451378 | 0.83 | 194793 | 0.36 |  |  | 338326 | 0.62 | 0.06 | 79350 | 0.15 | 159876 | 0.29 |  | 155981 | 0.29 | 44714 | 0.08 | 217702 | 0.4 | 32436800% | 27323 | 0.05 | 51474700% | 116897 | 0.22 | 42517300% | 280246 | 0.52 | 26182400% | 159568 | 0.29 | 38250200% | 4802 | 0.01 | 537268
384 | Hinson | SCE Metro | {'Arcogen': [1.2, 2125.0], 'Harborgen': [2.8, 2127.0], 'Long Beach': [3.7, 2127.0], 'Lighthipe': [5.0, 1814.0], 'La Fresa': [7.2, 466.0], 'Del Amo': [7.4, 1888.0], 'Alamitos': [8.0, 2095.0], 'Redondo': [9.7, 1.0], 'Barre': [13.8, 2.0], 'Huntington Beach': [18.5, 2.0], 'Ellis': [18.5, 2.0]} | 9001 | 2214 | 0.25 | 6787 | 0.75 | 1095 | 0.12 |  |  | 2919 | 0.32 | 0.57 | 0 | 0 | 0 | 0 |  | 0 | 0 | 0 | 0 | 10 | 0 | 899100% | 1505 | 0.17 | 749700% | 6720 | 0.75 | 228100% | 6730 | 0.75 | 227100% | 0 | 0 | 900100% | 258 | 0.03 | 8743
385 | Chicarita | SDGE Imperial | {'Scripps': [3.3, 315.0], 'Pomerado': [4.5, 503.0], 'Artesian': [4.6, 952.0], 'Sycamore Canyon': [5.3, 503.0], 'North City Metering': [6.5, 457.0], 'Penasquitos': [6.9, 103.0], 'Escondido': [11.6, 950.0], 'San Marcos': [12.9, 456.0], 'Shadowridge': [14.7, 448.0], 'Creelman': [15.3, 382.0], 'Palomar Airport': [15.4, 448.0], 'Cannon': [17.9, 162.0], 'Encina': [18.0, 131.0], 'Melrose': [19.1, 269.0]} | 96515 | 16838 | 0.17 | 79677 | 0.83 | 13488 | 0.14 |  |  | 36724 | 0.38 | 0.24 | 4227 | 0.04 | 1272 | 0.01 |  | 25340 | 0.26 | 60681 | 0.63 | 48872 | 0.51 | 4764300% | 24436 | 0.25 | 7207900% | 36058 | 0.37 | 6045700% | 63766 | 0.66 | 3274900% | 33233 | 0.34 | 6328200% | 5380 | 0.06 | 91135
386 | Mendocino | PGE NGBA | {'Calpella': [3.7, 13018.0], 'Ukiah': [7.5, 9346.0]} | 351442 | 59084 | 0.17 | 292358 | 0.83 | 43744 | 0.12 |  |  | 261019 | 0.74 | 0.1 | 10028 | 0.03 | 14895 | 0.04 |  | 155352 | 0.44 | 26537 | 0.08 | 124614 | 0.35 | 22682800% | 94815 | 0.27 | 25662700% | 161752 | 0.46 | 18969000% | 243746 | 0.69 | 10769600% | 141043 | 0.4 | 21039900% | 7072 | 0.02 | 344370
387 | Delevan | PGE NGBA | {'Logan Creek': [11.9, 9509.0], 'Cortina': [17.4, 728.0]} | 622300 | 86698 | 0.14 | 535602 | 0.86 | 200477 | 0.32 |  |  | 393282 | 0.63 | 0.07 | 157973 | 0.25 | 178220 | 0.29 |  | 144846 | 0.23 | 142316 | 0.23 | 185857 | 0.3 | 43644300% | 80053 | 0.13 | 54224700% | 194240 | 0.31 | 42805900% | 336251 | 0.54 | 28604900% | 230540 | 0.37 | 39176000% | 25960 | 0.04 | 596340
388 | Pastoria | SCE Northern | {'Tejon': [8.6, 1533.0], 'Wheeler Ridge': [13.0, 1533.0], 'Lakeview': [18.2, 201.0]} | 352807 | 27095 | 0.08 | 325713 | 0.92 | 91135 | 0.26 |  |  | 217417 | 0.62 | 0.11 | 19428 | 0.06 | 113483 | 0.32 |  | 125191 | 0.35 | 39933 | 0.11 | 155490 | 0.44 | 19731700% | 119754 | 0.34 | 23305300% | 133482 | 0.38 | 21932500% | 234625 | 0.67 | 11818200% | 96947 | 0.27 | 25586000% | 7628 | 0.02 | 345180
389 | Tortilla | SCE NOL | {'Sandlot': [17.9, 3345.0]} | 138652 | 20465 | 0.15 | 118186 | 0.85 | 12196 | 0.09 |  |  | 68613 | 0.49 | 0.25 | 338 | 0 | 60 | 0 |  | 0 | 0 | 0 | 0 | 81964 | 0.59 | 5668700% | 58491 | 0.42 | 8016000% | 25619 | 0.18 | 11303200% | 104648 | 0.75 | 3400400% | 62844 | 0.45 | 7580800% | 5018 | 0.04 | 133633
390 | Cooley Landing | PGE GBA | {'Ravenswood': [1.5, 158.0], 'Menlo': [5.0, 150.0], 'Whisman': [5.8, 60.0], 'Dumbarton': [6.9, 100.0], 'Mountain View': [7.1, 49.0], 'Newark': [7.9, 6.0], 'Jefferson': [8.7, 146.0], 'Nortech': [9.9, 6.0], 'Fremont': [10.2, 6.0], 'Eastshore': [10.6, 56.0], 'Monta Vista': [10.8, 40.0], 'Los Esteros': [11.1, 6.0], 'Mt Eden': [11.1, 27.0], 'Mt. Eden': [11.1, 27.0], 'Dixon Landing': [11.3, 6.0], 'Scott': [11.6, 6.0], 'Trimble': [12.7, 6.0], 'Grant': [13.9, 6.0], 'FMC': [14.3, 2.0], 'Burlingame': [15.2, 40.0], 'Castro Valley': [15.6, 6.0], 'San Leandro U': [16.5, 6.0], 'Millbrae': [17.1, 18.0], 'Edes': [18.8, 4.0]} | 95266 | 7962 | 0.08 | 87304 | 0.92 | 13752 | 0.14 |  |  | 65101 | 0.68 | 0.29 | 1745 | 0.02 | 455 | 0 |  | 35346 | 0.37 | 0 | 0 | 49380 | 0.52 | 4588600% | 41455 | 0.44 | 5381000% | 60705 | 0.64 | 3456100% | 75793 | 0.8 | 1947300% | 44707 | 0.47 | 5055900% | 8599 | 0.09 | 86667
391 | Cielo Azul | SCE Arizona | {} | 276341 | 157694 | 0.57 | 118648 | 0.43 | 0 | 0 |  |  | 0 | 0 | 0 | 0 | 0 | 0 | 0 |  | 0 | 0 | 0 | 0 | 0 | 0 | 27634100% | 0 | 0 | 27634100% | 0 | 0 | 27634100% | 0 | 0 | 27634100% | 0 | 0 | 27634100% | 0 | 0 | 276341
392 | Sycamore | PGE Kern | {'Kern Oil': [1.9, 24282.0], 'Bakersfield': [4.6, 14327.0], 'Columbus': [4.7, 9951.0], 'Cal Water': [5.4, 9728.0], 'West Park': [6.1, 10174.0], 'Rosedale': [7.2, 9711.0], 'Magunden': [7.4, 3156.0], 'Casaloma': [7.4, 3913.0], 'Poso Mt.': [7.7, 23125.0], 'Kern Power': [7.8, 9405.0], '7th Standard': [7.9, 16955.0], 'Mt Poso': [8.2, 24602.0], 'Lerdo': [9.6, 20294.0], 'Stockdale': [10.3, 1979.0], 'Renfro': [10.7, 5276.0], 'Panama': [11.0, 1527.0], 'Tevis': [12.1, 2094.0], 'Unknown - 3327': [12.9, 3156.0], 'Lamont': [13.0, 3156.0], 'Rio Bravo': [15.1, 2535.0], 'Grimmway-Malaga': [16.0, 3156.0], 'Famoso': [16.0, 8688.0], 'Tupman': [17.1, 126.0], 'Old River': [18.0, 43.0], 'Shafter': [18.8, 280.0]} | 552800 | 78023 | 0.14 | 474777 | 0.86 | 102433 | 0.19 |  |  | 415377 | 0.75 | 0.1 | 33594 | 0.06 | 216986 | 0.39 |  | 212390 | 0.38 | 5749 | 0.01 | 256591 | 0.46 | 29620900% | 97873 | 0.18 | 45492700% | 168980 | 0.31 | 38381900% | 306215 | 0.55 | 24658500% | 139702 | 0.25 | 41309700% | 18905 | 0.03 | 533895
393 | Valley Switch | SCE EOP | {'Valley (VEA)': [4.9, 77671.0], 'Lathrop': [9.4, 40509.0], 'Jackass (DOE)': [17.7, 368.0]} | 243792 | 131051 | 0.54 | 112741 | 0.46 | 2858 | 0.01 |  |  | 0 | 0 | 0.01 | 0 | 0 | 0 | 0 |  | 0 | 0 | 0 | 0 | 0 | 0 | 24379200% | 0 | 0 | 24379200% | 0 | 0 | 24379200% | 0 | 0 | 24379200% | 2866 | 0.01 | 24092500% | 48 | 0 | 243744
394 | Hartley | PGE NGBA | {'Hopland': [10.8, 5996.0], 'Konocti': [14.4, 3099.0], 'Ukiah': [14.5, 269.0], 'Redbud': [14.8, 687.0], 'Calpella': [16.2, 269.0], 'Eagle Rock': [18.5, 1192.0], 'Lake View': [19.4, 217.0]} | 289024 | 40029 | 0.14 | 248995 | 0.86 | 28018 | 0.1 |  |  | 214368 | 0.74 | 0.1 | 13636 | 0.05 | 18421 | 0.06 |  | 131266 | 0.45 | 108302 | 0.37 | 153865 | 0.53 | 13515900% | 84545 | 0.29 | 20447900% | 116322 | 0.4 | 17270200% | 212239 | 0.73 | 7678500% | 106291 | 0.37 | 18273300% | 5106 | 0.02 | 283918
395 | Copus | PGE Kern | {'Midway - Wheeler Ridge (Proposed)': [2.0, 17945.0], 'Lakeview': [10.0, 12101.0], 'Elk Hills': [10.7, 5846.0], 'Taft': [11.8, 927.0], 'Old River': [12.8, 9539.0], 'Norco': [13.5, 2496.0], 'Wheeler Ridge': [17.0, 2486.0], 'Tevis': [17.8, 1085.0], 'Tejon': [18.9, 76.0], 'Stockdale': [19.6, 476.0]} | 377759 | 45390 | 0.12 | 332368 | 0.88 | 93766 | 0.25 |  |  | 265418 | 0.7 | 0.08 | 59071 | 0.16 | 160201 | 0.42 |  | 42100 | 0.11 | 873 | 0 | 85801 | 0.23 | 29195800% | 120775 | 0.32 | 25698400% | 202670 | 0.54 | 17508900% | 227987 | 0.6 | 14977100% | 32013 | 0.08 | 34574500% | 20003 | 0.05 | 357755
396 | Bay Boulevard | SDGE Imperial | {'Imperial Beach': [1.7, 421.0], 'Otay': [2.3, 180.0], 'Telegraph Canyon': [5.0, 171.0], 'San Ysidro': [5.1, 158.0], 'Silvergate': [6.6, 701.0], 'Salt Creek': [8.1, 132.0], 'Miguel': [8.1, 146.0], 'Vine': [10.3, 698.0], 'Spring Valley': [10.5, 69.0], 'Otay Mesa': [10.9, 6.0], 'Point Loma': [12.2, 695.0], 'Old Town': [12.3, 695.0], 'Mission': [12.4, 694.0], 'Murray': [13.3, 3.0], 'Elliot': [14.4, 506.0], 'Elliott': [14.4, 509.0], 'Kearny': [15.7, 516.0], 'Mesa Heights': [15.8, 516.0]} | 25627 | 1801 | 0.07 | 23826 | 0.93 | 4359 | 0.17 |  |  | 9487 | 0.37 | 0.21 | 79 | 0 | 14 | 0 |  | 10019 | 0.39 | 7608 | 0.3 | 6326 | 0.25 | 1930200% | 16804 | 0.66 | 882300% | 22458 | 0.88 | 316900% | 23579 | 0.92 | 204800% | 7040 | 0.27 | 1858700% | 1387 | 0.05 | 24241
397 | Mission | SDGE Imperial | {'Kearny': [3.4, 832.0], 'Mesa Heights': [3.4, 833.0], 'Old Town': [3.4, 1059.0], 'Elliot': [3.6, 758.0], 'Elliott': [3.6, 760.0], 'Vine': [4.0, 1059.0], 'Silvergate': [6.2, 1016.0], 'Point Loma': [6.3, 1059.0], 'Murray': [6.6, 3.0], 'Spring Valley': [8.4, 69.0], 'Penasquitos': [10.5, 56.0], 'Miguel': [11.5, 140.0], 'Salt Creek': [11.6, 127.0], 'Telegraph Canyon': [12.3, 158.0], 'Bay Boulevard': [12.4, 694.0], 'North City Metering': [13.0, 42.0], 'Otay': [13.9, 167.0], 'Imperial Beach': [14.1, 408.0], 'San Ysidro': [16.7, 145.0]} | 43744 | 3001 | 0.07 | 40743 | 0.93 | 4648 | 0.11 |  |  | 15442 | 0.35 | 0.22 | 645 | 0.01 | 106 | 0 |  | 16091 | 0.37 | 18348 | 0.42 | 19878 | 0.45 | 2386600% | 24823 | 0.57 | 1892100% | 32822 | 0.75 | 1092300% | 40468 | 0.93 | 327600% | 8190 | 0.19 | 3555400% | 1961 | 0.04 | 41784
398 | Eight Mile | PGE GBA | {'Lodi': [2.1, 4799.0], 'Stagg': [4.9, 3763.0], 'Stockton A': [9.1, 2319.0], 'Weber': [12.2, 746.0], 'Lockeford': [12.4, 3595.0], 'French Camp': [13.2, 95.0], 'Live Oak': [15.4, 1092.0]} | 535608 | 64330 | 0.12 | 471278 | 0.88 | 78996 | 0.15 |  |  | 338168 | 0.63 | 0.14 | 129789 | 0.24 | 304833 | 0.57 |  | 10986 | 0.02 | 0 | 0 | 64020 | 0.12 | 47158800% | 75006 | 0.14 | 46060200% | 120550 | 0.23 | 41505800% | 166898 | 0.31 | 36870900% | 6526 | 0.01 | 52908100% | 47641 | 0.09 | 487967
399 | Valley Center | SDGE Imperial | {'Lilac': [4.2, 28274.0], 'Escondido': [9.2, 8735.0], 'Pala': [10.2, 18778.0], 'San Marcos': [12.5, 740.0], 'Melrose': [13.6, 912.0], 'Shadowridge': [14.1, 689.0], 'Monserate': [14.2, 5644.0], 'Ocean Ranch': [15.9, 527.0], 'Avocado': [16.5, 2780.0], 'Palomar Airport': [17.2, 38.0], 'Creelman': [17.6, 144.0], 'San Luis Rey': [18.2, 439.0], 'Pendleton': [19.0, 193.0], 'Cannon': [19.2, 24.0], 'Encina': [19.4, 8.0]} | 254581 | 40173 | 0.16 | 214408 | 0.84 | 39315 | 0.15 |  |  | 104852 | 0.41 | 0.26 | 25217 | 0.1 | 6657 | 0.03 |  | 72657 | 0.29 | 156263 | 0.61 | 169636 | 0.67 | 8494500% | 60700 | 0.24 | 19388200% | 97202 | 0.38 | 15737900% | 186028 | 0.73 | 6855300% | 93198 | 0.37 | 16138400% | 20003 | 0.08 | 234578
400 | Wilson | PGE Fresno | {'Merced': [4.6, 11505.0], 'Le Grand': [10.5, 8281.0], 'Atwater': [12.2, 564.0], 'El Nido': [12.6, 8498.0], 'Chowchilla': [14.8, 744.0], 'Dairyland': [17.3, 904.0]} | 552124 | 77863 | 0.14 | 474260 | 0.86 | 145038 | 0.26 |  |  | 360865 | 0.65 | 0.08 | 197242 | 0.36 | 166865 | 0.3 |  | 177541 | 0.32 | 0 | 0 | 285228 | 0.52 | 26689600% | 180338 | 0.33 | 37178600% | 208228 | 0.38 | 34389500% | 363565 | 0.66 | 18855900% | 123745 | 0.22 | 42837800% | 74678 | 0.14 | 477445
401 | Donnells-Curtis | PGE GBA | {'Mi-Wuk': [16.7, 1534.0], 'Stanislaus': [19.6, 58.0]} | 290079 | 119315 | 0.41 | 170764 | 0.59 | 169389 | 0.58 |  |  | 102283 | 0.35 | 0.1 | 29 | 0 | 0 | 0 |  | 66517 | 0.23 | 166159 | 0.57 | 34876 | 0.12 | 25520300% | 28088 | 0.1 | 26199100% | 55609 | 0.19 | 23446900% | 85311 | 0.29 | 20476800% | 107096 | 0.37 | 18298300% | 7210 | 0.02 | 282869
402 | Lee Lake (Proposed) | SCE Eastern | {'Alberhill': [2.4, 5263.0], 'Wildlife': [14.7, 47.0], 'Rerc': [14.7, 47.0], 'Valley': [16.8, 1441.0]} | 90575 | 17570 | 0.19 | 73006 | 0.81 | 9113 | 0.1 |  |  | 35303 | 0.39 | 0.27 | 4892 | 0.05 | 1596 | 0.02 |  | 36365 | 0.4 | 40859 | 0.45 | 26234 | 0.29 | 6434200% | 38368 | 0.42 | 5220700% | 49736 | 0.55 | 4083900% | 66039 | 0.73 | 2453700% | 28592 | 0.32 | 6198300% | 5973 | 0.07 | 84602
403 | Orosi | PGE Fresno | {'Reedley': [8.0, 20382.0], 'Wahtoke': [12.1, 12423.0], 'Rector': [16.7, 6791.0], 'Kingsburg': [18.7, 945.0]} | 503800 | 99961 | 0.2 | 403839 | 0.8 | 64691 | 0.13 |  |  | 290377 | 0.58 | 0.17 | 130596 | 0.26 | 157972 | 0.31 |  | 127187 | 0.25 | 14841 | 0.03 | 155740 | 0.31 | 34805900% | 97074 | 0.19 | 40672600% | 138173 | 0.27 | 36562600% | 239872 | 0.48 | 26392700% | 132808 | 0.26 | 37099200% | 21012 | 0.04 | 482787
404 | Ukiah | PGE NGBA | {'Calpella': [3.8, 11093.0], 'Mendocino': [7.5, 9346.0], 'Hopland': [13.2, 2967.0], 'Hartley': [14.5, 269.0]} | 355108 | 67534 | 0.19 | 287574 | 0.81 | 21186 | 0.06 |  |  | 287336 | 0.81 | 0.1 | 10100 | 0.03 | 17387 | 0.05 |  | 139805 | 0.39 | 52900 | 0.15 | 130536 | 0.37 | 22457200% | 86733 | 0.24 | 26837500% | 155106 | 0.44 | 20000200% | 234062 | 0.66 | 12104600% | 145333 | 0.41 | 20977500% | 6281 | 0.02 | 348827
405 | New Sub - Gates - Midway (Proposed) | PGE Kern | {'Arco': [8.6, 17631.0], 'Goose Lake': [15.8, 3292.0]} | 645413 | 184059 | 0.29 | 461354 | 0.71 | 213320 | 0.33 |  |  | 407767 | 0.63 | 0.07 | 232129 | 0.36 | 120316 | 0.19 |  | 133459 | 0.21 | 0 | 0 | 353866 | 0.55 | 29154700% | 29307 | 0.05 | 61610600% | 108369 | 0.17 | 53704400% | 407669 | 0.63 | 23774300% | 54974 | 0.09 | 59043900% | 24570 | 0.04 | 620843
406 | Humboldt | PGE NGBA | {'Harris': [1.0, 19708.0], 'Humboldt Bay': [5.9, 10848.0], 'Arcata': [6.0, 7776.0]} | 245779 | 88664 | 0.36 | 157115 | 0.64 | 78942 | 0.32 |  |  | 133493 | 0.54 | 0.08 | 0 | 0 | 0 | 0 |  | 1071 | 0 | 0 | 0 | 10090 | 0.04 | 23568900% | 77931 | 0.32 | 16784800% | 88111 | 0.36 | 15766800% | 93716 | 0.38 | 15206300% | 68309 | 0.28 | 17747000% | 33838 | 0.14 | 211941
407 | Chowchilla | PGE Fresno | {'Chowchilla': [0.0, 52001.0], 'Le Grand': [4.7, 26384.0], 'Dairyland': [5.8, 45566.0], 'El Nido': [12.1, 15826.0], 'Wilson': [14.8, 744.0], 'Storey': [15.3, 8112.0], 'Merced': [16.7, 395.0], 'Madera': [17.4, 3263.0], 'Newhall': [18.2, 5488.0]} | 642269 | 105015 | 0.16 | 537254 | 0.84 | 175456 | 0.27 |  |  | 428476 | 0.67 | 0.08 | 273801 | 0.43 | 161762 | 0.25 |  | 252771 | 0.39 | 0 | 0 | 344453 | 0.54 | 29781600% | 194775 | 0.3 | 44749400% | 227247 | 0.35 | 41502200% | 437200 | 0.68 | 20506900% | 129454 | 0.2 | 51281500% | 103575 | 0.16 | 538694
408 | Mesa (SCE) | SCE Metro | {} | 5754 | 1191 | 0.21 | 4562 | 0.79 | 147 | 0.03 |  |  | 4357 | 0.76 | 0.52 | 0 | 0 | 0 | 0 |  | 3926 | 0.68 | 112 | 0.02 | 2540 | 0.44 | 321400% | 112 | 0.02 | 564100% | 373 | 0.06 | 538100% | 2914 | 0.51 | 283900% | 2402 | 0.42 | 335100% | 875 | 0.15 | 4879
409 | Colorado River | SCE Eastern | {'Blythe': [12.5, 10949.0]} | 251985 | 29549 | 0.12 | 222436 | 0.88 | 83806 | 0.33 |  |  | 147546 | 0.59 | 0.08 | 21908 | 0.09 | 65877 | 0.26 |  | 0 | 0 | 0 | 0 | 95106 | 0.38 | 15688000% | 94692 | 0.38 | 15729400% | 74052 | 0.29 | 17793300% | 132221 | 0.52 | 11976400% | 111867 | 0.44 | 14011800% | 5289 | 0.02 | 246697
410 | Placerville | PGE NGBA | {'El Dorado PH': [9.8, 3607.0]} | 394085 | 36197 | 0.09 | 357889 | 0.91 | 79794 | 0.2 |  |  | 172817 | 0.44 | 0.26 | 3339 | 0.01 | 4356 | 0.01 |  | 230242 | 0.58 | 125621 | 0.32 | 293076 | 0.74 | 10101000% | 80362 | 0.2 | 31372400% | 91343 | 0.23 | 30274200% | 331495 | 0.84 | 6259100% | 137179 | 0.35 | 25690600% | 13890 | 0.04 | 380196
411 | Inyokern | SCE NOL | {} | 39853 | 10259 | 0.26 | 29594 | 0.74 | 1490 | 0.04 |  |  | 18097 | 0.45 | 0.25 | 17 | 0 | 0 | 0 |  | 2268 | 0.06 | 0 | 0 | 23403 | 0.59 | 1645000% | 13466 | 0.34 | 2638700% | 3642 | 0.09 | 3621200% | 26775 | 0.67 | 1307800% | 13249 | 0.33 | 2660400% | 152 | 0 | 39701
412 | Mandalay | SCE Northern | {'Ormond Beach': [7.1, 2413.0], 'Santa Clara': [7.5, 9458.0], 'Wakefield': [15.1, 2493.0]} | 147617 | 39052 | 0.26 | 108565 | 0.74 | 25250 | 0.17 |  |  | 102391 | 0.69 | 0.13 | 15289 | 0.1 | 36089 | 0.24 |  | 451 | 0 | 0 | 0 | 40859 | 0.28 | 10675800% | 8527 | 0.06 | 13909000% | 19170 | 0.13 | 12844700% | 55433 | 0.38 | 9218400% | 39165 | 0.27 | 10845100% | 10313 | 0.07 | 137303
413 | Creelman | SDGE Imperial | {'Los Coches': [11.3, 508.0], 'Pomerado': [11.7, 423.0], 'Sycamore Canyon': [12.4, 382.0], 'Santee': [13.2, 4.0], 'Alpine': [13.7, 10.0], 'Chicarita': [15.3, 382.0], 'Loveland': [15.7, 4.0], 'Artesian': [16.2, 382.0], 'Scripps': [16.7, 212.0], 'El Cajon': [16.9, 4.0], 'Escondido': [16.9, 382.0], 'Suncrest': [17.5, 3.0], 'Valley Center': [17.6, 144.0]} | 234088 | 28466 | 0.12 | 205622 | 0.88 | 52774 | 0.23 |  |  | 111245 | 0.48 | 0.19 | 5136 | 0.02 | 1728 | 0.01 |  | 33808 | 0.14 | 195123 | 0.83 | 136548 | 0.58 | 9753900% | 52213 | 0.22 | 18187500% | 86374 | 0.37 | 14771400% | 168854 | 0.72 | 6523400% | 113203 | 0.48 | 12088500% | 20074 | 0.09 | 214014
414 | Harborgen | SCE Metro | {'Long Beach': [0.9, 2131.0], 'Arcogen': [2.8, 2125.0], 'Hinson': [2.8, 2127.0], 'Alamitos': [7.4, 2095.0], 'Lighthipe': [7.7, 1814.0], 'La Fresa': [8.7, 470.0], 'Del Amo': [8.9, 1888.0], 'Redondo': [10.4, 6.0], 'Barre': [14.2, 2.0], 'Huntington Beach': [17.0, 2.0], 'Ellis': [17.5, 2.0]} | 9350 | 2212 | 0.24 | 7137 | 0.76 | 1095 | 0.12 |  |  | 2925 | 0.31 | 0.49 | 0 | 0 | 0 | 0 |  | 0 | 0 | 0 | 0 | 10 | 0 | 934000% | 1507 | 0.16 | 784300% | 7070 | 0.76 | 227900% | 7080 | 0.76 | 226900% | 0 | 0 | 935000% | 333 | 0.04 | 9017
415 | Capistrano | SDGE Imperial | {'Q1806': [1.6, 1556.0], 'Margarita': [3.4, 1842.0], 'Trabuco': [3.5, 1360.0], 'Rancho Mission Viejo': [3.9, 1758.0], 'North of SONGS': [6.8, 1731.0], 'Talega': [6.8, 1742.0], 'Viejo': [10.8, 544.0], 'San Onofre': [11.8, 357.0], 'Santiago': [12.1, 99.0], 'Johanna': [17.6, 83.0]} | 45448 | 2728 | 0.06 | 42720 | 0.94 | 8612 | 0.19 |  |  | 22738 | 0.5 | 0.43 | 684 | 0.02 | 74 | 0 |  | 6596 | 0.15 | 32052 | 0.71 | 22383 | 0.49 | 2306500% | 22540 | 0.5 | 2290800% | 26901 | 0.59 | 1854700% | 40386 | 0.89 | 506300% | 21759 | 0.48 | 2368900% | 3505 | 0.08 | 41943
416 | Red Bluff | PGE NGBA | {'Cottonwood': [15.0, 9618.0]} | 542103 | 87899 | 0.16 | 454204 | 0.84 | 146632 | 0.27 |  |  | 292398 | 0.54 | 0.13 | 26100 | 0.05 | 55289 | 0.1 |  | 277378 | 0.51 | 180379 | 0.33 | 186784 | 0.34 | 35531900% | 34066 | 0.06 | 50803700% | 40354 | 0.07 | 50174900% | 222862 | 0.41 | 31924200% | 285927 | 0.53 | 25617600% | 72468 | 0.13 | 469635
417 | Scripps | SDGE Imperial | {'Chicarita': [3.3, 315.0], 'Sycamore Canyon': [4.7, 315.0], 'Pomerado': [5.1, 315.0], 'Penasquitos': [6.2, 101.0], 'North City Metering': [7.1, 101.0], 'Artesian': [7.7, 315.0], 'Escondido': [14.9, 315.0], 'San Marcos': [15.9, 8.0], 'Creelman': [16.7, 212.0]} | 67742 | 7588 | 0.11 | 60154 | 0.89 | 8686 | 0.13 |  |  | 27301 | 0.4 | 0.22 | 2015 | 0.03 | 662 | 0.01 |  | 18015 | 0.27 | 40048 | 0.59 | 36190 | 0.53 | 3155300% | 27095 | 0.4 | 4064700% | 37337 | 0.55 | 3040600% | 52654 | 0.78 | 1508800% | 20685 | 0.31 | 4705800% | 3154 | 0.05 | 64588
418 | Johanna | SCE Metro | {'Ellis': [5.5, 46.0], 'Santiago': [5.9, 808.0], 'Lewis': [7.2, 125.0], 'Villa Park': [7.2, 348.0], 'Huntington Beach': [8.6, 46.0], 'Serrano': [8.8, 348.0], 'Viejo': [12.5, 646.0], 'Trabuco': [14.6, 422.0], 'Q1806': [16.1, 179.0], 'Margarita': [17.1, 188.0], 'Capistrano': [17.6, 83.0]} | 30446 | 3230 | 0.11 | 27216 | 0.89 | 5476 | 0.18 |  |  | 13271 | 0.44 | 0.49 | 69 | 0 | 80 | 0 |  | 12107 | 0.4 | 9752 | 0.32 | 10404 | 0.34 | 2004200% | 7605 | 0.25 | 2284100% | 16404 | 0.54 | 1404200% | 23943 | 0.79 | 650300% | 12245 | 0.4 | 1820100% | 3417 | 0.11 | 27029
419 | Cottle | PGE GBA | {'Warnerville': [2.5, 25588.0], 'Riverbank': [4.4, 25248.0], 'Valley Home': [8.7, 15106.0], 'Avena': [13.3, 11374.0], 'Ripon': [17.4, 82.0]} | 564710 | 84840 | 0.15 | 479870 | 0.85 | 113730 | 0.2 |  |  | 346088 | 0.61 | 0.12 | 176500 | 0.31 | 166378 | 0.29 |  | 216683 | 0.38 | 0 | 0 | 297312 | 0.53 | 26739800% | 99299 | 0.18 | 46541000% | 170295 | 0.3 | 39441400% | 363999 | 0.64 | 20071000% | 149911 | 0.27 | 41479800% | 42253 | 0.07 | 522457
420 | Kingsburg | PGE Fresno | {'McCall': [9.1, 14614.0], 'Wahtoke': [11.4, 12896.0], 'Reedley': [13.9, 7739.0], 'Sanger': [15.3, 2771.0], 'GWF Hanford': [15.6, 7568.0], 'Malaga': [16.3, 2878.0], 'Lemoore': [17.2, 917.0], 'Orosi': [18.7, 945.0], 'Guernsey': [18.7, 1266.0], 'California Ave': [18.9, 331.0]} | 619092 | 186131 | 0.3 | 432962 | 0.7 | 5593 | 0.01 |  |  | 426663 | 0.69 | 0.17 | 200086 | 0.32 | 353111 | 0.57 |  | 4685 | 0.01 | 0 | 0 | 26049 | 0.04 | 59304300% | 64070 | 0.1 | 55502200% | 91769 | 0.15 | 52732400% | 100328 | 0.16 | 51876400% | 3430 | 0.01 | 61566300% | 14387 | 0.02 | 604705
421 | Panoche | PGE Fresno | {'Cheney': [3.1, 28303.0], 'Manning': [4.4, 16318.0], 'Hammonds': [4.8, 20977.0], 'Mendota': [8.2, 28391.0], 'Tranquility': [10.7, 22228.0], 'Oro Loma': [16.7, 7309.0]} | 543697 | 161671 | 0.3 | 382026 | 0.7 | 107356 | 0.2 |  |  | 425266 | 0.78 | 0.06 | 193902 | 0.36 | 188394 | 0.35 |  | 109492 | 0.2 | 13836 | 0.03 | 203172 | 0.37 | 34052500% | 46165 | 0.08 | 49753200% | 105096 | 0.19 | 43860200% | 241909 | 0.44 | 30178800% | 96553 | 0.18 | 44714400% | 14665 | 0.03 | 529033
422 | Fulton | PGE NGBA | {'Monroe': [3.2, 4067.0], 'Santa Rosa A': [5.0, 1103.0], 'Rincon': [5.1, 870.0], 'Bellevue': [8.7, 808.0], 'Fitch Mountain': [9.0, 825.0], 'Penngrove': [13.4, 213.0], 'Silverado': [16.2, 230.0], 'Corona': [17.1, 105.0], 'Geysers Tap 1': [17.9, 62.0]} | 342489 | 28287 | 0.08 | 314202 | 0.92 | 19069 | 0.06 |  |  | 222701 | 0.65 | 0.15 | 34596 | 0.1 | 29310 | 0.09 |  | 96106 | 0.28 | 19 | 0 | 187146 | 0.55 | 15534300% | 147393 | 0.43 | 19509600% | 243018 | 0.71 | 9947100% | 300013 | 0.88 | 4247500% | 114510 | 0.33 | 22797900% | 15830 | 0.05 | 326659
423 | Ripon | PGE GBA | {'Manteca': [5.3, 17416.0], 'Vierra': [7.5, 11808.0], 'Avena': [7.8, 17342.0], 'Kasson': [10.6, 1445.0], 'French Camp': [11.8, 9308.0], 'Weber': [12.5, 12586.0], 'Westley': [12.7, 776.0], 'Riverbank': [13.0, 1275.0], 'Valley Home': [13.0, 9775.0], 'Stockton A': [15.4, 4132.0], 'New Sub - Westley - Quinto (Proposed)': [17.3, 37.0], 'Cottle': [17.4, 82.0], 'Lammers': [18.2, 0.0], 'Warnerville': [18.7, 12.0], 'Bellota': [19.5, 646.0], 'Stagg': [19.8, 144.0]} | 517872 | 68614 | 0.13 | 449258 | 0.87 | 41688 | 0.08 |  |  | 350259 | 0.68 | 0.16 | 123316 | 0.24 | 291480 | 0.56 |  | 84823 | 0.16 | 3145 | 0.01 | 207151 | 0.4 | 31072200% | 53347 | 0.1 | 46452600% | 82245 | 0.16 | 43562800% | 244092 | 0.47 | 27378000% | 38586 | 0.07 | 47928600% | 22925 | 0.04 | 494947
424 | Shafter | PGE Kern | {'Rio Bravo': [5.9, 14891.0], 'Charca': [6.6, 8164.0], 'Ganso': [7.4, 15538.0], 'Famoso': [9.0, 2023.0], 'Semitropic': [9.0, 7050.0], 'Lerdo': [9.3, 6843.0], 'Midway': [10.7, 10706.0], 'Tupman': [11.4, 12473.0], '7th Standard': [11.6, 6073.0], 'Renfro': [12.3, 8371.0], 'Mt Poso': [13.4, 1931.0], 'Kern Power': [15.4, 2503.0], 'Norco': [15.9, 2789.0], 'Goose Lake': [15.9, 3455.0], 'Smyrna': [16.1, 2202.0], 'Rosedale': [16.4, 1874.0], 'Tevis': [17.2, 856.0], 'Kern Oil': [17.4, 773.0], 'West Park': [18.3, 366.0], 'Sycamore': [18.8, 280.0], 'Stockdale': [19.6, 0.0], 'Bakersfield': [19.6, 16.0]} | 573295 | 81199 | 0.14 | 492096 | 0.86 | 78972 | 0.14 |  |  | 458462 | 0.8 | 0.1 | 90055 | 0.16 | 311821 | 0.54 |  | 79523 | 0.14 | 0 | 0 | 159894 | 0.28 | 41340100% | 80989 | 0.14 | 49230600% | 219873 | 0.38 | 35342100% | 308635 | 0.54 | 26466000% | 10737 | 0.02 | 56255800% | 32513 | 0.06 | 540781
425 | San Luis Rey | SDGE Imperial | {'Ocean Ranch': [2.3, 1356.0], 'Melrose': [4.7, 1356.0], 'Cannon': [5.1, 164.0], 'Encina': [5.2, 121.0], 'Palomar Airport': [6.7, 135.0], 'Pendleton': [6.8, 1061.0], 'Shadowridge': [7.3, 1192.0], 'San Marcos': [9.8, 606.0], 'Monserate': [10.0, 1320.0], 'Avocado': [13.3, 955.0], 'Escondido': [13.9, 598.0], 'Lilac': [14.6, 756.0], 'Pala': [16.2, 889.0], 'Valley Center': [18.2, 439.0], 'North City Metering': [18.7, 0.0]} | 95369 | 26892 | 0.28 | 68478 | 0.72 | 797 | 0.01 |  |  | 19748 | 0.21 | 0.37 | 24168 | 0.25 | 4227 | 0.04 |  | 47156 | 0.49 | 23944 | 0.25 | 52918 | 0.55 | 4245100% | 14231 | 0.15 | 8113900% | 30176 | 0.32 | 6519400% | 60704 | 0.64 | 3466500% | 7751 | 0.08 | 8761900% | 7152 | 0.07 | 88217
426 | Woodward | PGE Fresno | {'Bullard': [5.1, 6997.0], 'Clovis': [6.2, 1072.0], 'Figarden': [7.9, 7588.0], 'Fig Garden': [7.9, 7588.0], 'Ashlan': [8.4, 6797.0], 'Gregg': [9.6, 7244.0], 'Herndon': [10.0, 7244.0], 'California Ave': [12.3, 528.0], 'West Fresno': [12.9, 13.0], 'Borden': [12.9, 7244.0], 'Malaga': [14.2, 586.0], 'Sanger': [15.2, 659.0], 'Storey': [16.6, 3354.0], 'Madera': [16.8, 4291.0]} | 503033 | 62932 | 0.13 | 440101 | 0.87 | 64953 | 0.13 |  |  | 311553 | 0.62 | 0.19 | 79414 | 0.16 | 143784 | 0.29 |  | 260008 | 0.52 | 3985 | 0.01 | 230070 | 0.46 | 27296300% | 148844 | 0.3 | 35418900% | 144369 | 0.29 | 35866400% | 308042 | 0.61 | 19499100% | 160113 | 0.32 | 34292000% | 68447 | 0.14 | 434586
427 | Helm | PGE Fresno | {'Crescent': [4.2, 71139.0], 'New Sub - Los Banos - Midway (Proposed)': [7.9, 48972.0], 'Mc Mullin': [10.3, 30566.0], 'Tranquility': [12.6, 27102.0], 'Schindler': [13.3, 29092.0], 'Excelsior': [13.7, 29211.0], 'Biola': [14.4, 11691.0], 'Cantua': [14.5, 19838.0], 'Kearney (New)': [18.0, 3660.0], 'Mendota': [18.0, 3702.0], 'Cheney': [19.8, 0.0]} | 718118 | 251205 | 0.35 | 466913 | 0.65 | 119567 | 0.17 |  |  | 546660 | 0.76 | 0.08 | 324770 | 0.45 | 319005 | 0.44 |  | 31740 | 0.04 | 0 | 0 | 161400 | 0.22 | 55671800% | 51772 | 0.07 | 66634600% | 74778 | 0.1 | 64334000% | 204202 | 0.28 | 51391600% | 18523 | 0.03 | 69959500% | 17035 | 0.02 | 701083
428 | FMC | PGE GBA | {'San Jose B': [1.2, 1632.0], 'San Jose A': [1.7, 1632.0], 'Trimble': [2.4, 1502.0], 'Scott': [2.7, 1098.0], 'El Patio': [3.9, 220.0], 'Stone': [4.2, 1632.0], 'Evergreen': [5.4, 1632.0], 'Nortech': [5.5, 637.0], 'Los Esteros': [5.6, 1127.0], 'Swift': [7.0, 1632.0], 'Dixon Landing': [7.7, 901.0], 'Hicks': [8.0, 53.0], 'Mountain View': [8.4, 2.0], 'Whisman': [8.9, 2.0], 'Piercy': [9.2, 998.0], 'Edenvale': [10.0, 998.0], 'Santa Teresa': [10.4, 998.0], 'Newark': [11.3, 251.0], 'Metcalf Energy Center': [13.0, 631.0], 'Metcalf 1': [13.0, 721.0], 'Fremont': [13.7, 244.0], 'Cooley Landing': [14.3, 2.0], 'Ravenswood': [15.5, 2.0], 'Dumbarton': [16.4, 2.0]} | 142347 | 7170 | 0.05 | 135177 | 0.95 | 49010 | 0.34 |  |  | 59571 | 0.42 | 0.15 | 1749 | 0.01 | 848 | 0.01 |  | 86917 | 0.61 | 10234 | 0.07 | 99647 | 0.7 | 4270000% | 42083 | 0.3 | 10026400% | 75581 | 0.53 | 6676600% | 120755 | 0.85 | 2159200% | 78615 | 0.55 | 6373200% | 6356 | 0.04 | 135991
429 | Mohave | SCE EOP | {} | 160138 | 62407 | 0.39 | 97730 | 0.61 | 7713 | 0.05 |  |  | 3284 | 0.02 | 0.05 | 3931 | 0.02 | 0 | 0 |  | 0 | 0 | 0 | 0 | 4139 | 0.03 | 15599800% | 10217 | 0.06 | 14992000% | 0 | 0 | 16013800% | 10816 | 0.07 | 14932100% | 2416 | 0.02 | 15772100% | 2497 | 0.02 | 157641
430 | Wakefield | SCE Northern | {'Santa Clara': [8.2, 9591.0], 'Moorpark': [10.1, 15353.0], 'Mandalay': [15.1, 2493.0], 'Ormond Beach': [16.9, 343.0]} | 202289 | 41425 | 0.2 | 160864 | 0.8 | 40754 | 0.2 |  |  | 134728 | 0.67 | 0.12 | 17114 | 0.08 | 45578 | 0.23 |  | 33169 | 0.16 | 6037 | 0.03 | 80984 | 0.4 | 12130500% | 13732 | 0.07 | 18855700% | 25376 | 0.13 | 17691300% | 99848 | 0.49 | 10244000% | 57236 | 0.28 | 14505300% | 18650 | 0.09 | 183639
431 | Kern PP | PGE Kern | {'Rosedale': [1.1, 14570.0], 'West Park': [3.2, 11196.0], 'Renfro': [3.8, 9844.0], 'Tevis': [4.6, 6695.0], '7th Standard': [4.6, 10549.0], 'Stockdale': [4.7, 5729.0], 'Bakersfield': [5.2, 10151.0], 'Casaloma': [5.7, 4940.0], 'Kern Oil': [6.0, 9977.0], 'Panama': [7.2, 5036.0], 'Sycamore': [7.8, 9405.0], 'Columbus': [8.9, 3816.0], 'Lerdo': [8.9, 10513.0], 'Magunden': [9.9, 1497.0], 'Tupman': [9.9, 2903.0], 'Rio Bravo': [10.1, 4758.0], 'Cal Water': [11.4, 2909.0], 'Mt Poso': [11.5, 9465.0], 'Old River': [11.9, 3794.0], 'Norco': [13.5, 735.0], 'Unknown - 3327': [14.3, 1449.0], 'Lamont': [14.4, 1449.0], 'Poso Mt.': [14.7, 6813.0], 'Shafter': [15.4, 2503.0], 'Grimmway-Malaga': [16.1, 1455.0], 'Famoso': [16.7, 3614.0], 'Lakeview': [19.9, 180.0]} | 586200 | 90124 | 0.15 | 496077 | 0.85 | 104230 | 0.18 |  |  | 444867 | 0.76 | 0.1 | 79074 | 0.13 | 279733 | 0.48 |  | 124389 | 0.21 | 0 | 0 | 175985 | 0.3 | 41021600% | 126711 | 0.22 | 45948900% | 224922 | 0.38 | 36127800% | 311115 | 0.53 | 27508500% | 50385 | 0.09 | 53581500% | 25500 | 0.04 | 560700
432 | Diablo Canyon | PGE Kern | {'Morro Bay': [11.0, 217.0], 'San Luis Obispo': [12.3, 1027.0], 'Oceano': [16.9, 35.0], 'Callender': [18.8, 4.0]} | 118991 | 14809 | 0.12 | 104182 | 0.88 | 25576 | 0.21 |  |  | 78539 | 0.66 | 0.1 | 4443 | 0.04 | 7356 | 0.06 |  | 93740 | 0.79 | 3443 | 0.03 | 43645 | 0.37 | 7534600% | 28091 | 0.24 | 9090000% | 58583 | 0.49 | 6040800% | 77796 | 0.65 | 4119500% | 58212 | 0.49 | 6077900% | 11275 | 0.09 | 107716
433 | Reedley | PGE Fresno | {'Wahtoke': [4.3, 26274.0], 'Orosi': [8.0, 20382.0], 'Kingsburg': [13.9, 7739.0], 'McCall': [14.5, 3316.0], 'Sanger': [14.8, 3242.0]} | 558863 | 116454 | 0.21 | 442409 | 0.79 | 59329 | 0.11 |  |  | 328946 | 0.59 | 0.18 | 147267 | 0.26 | 197077 | 0.35 |  | 142023 | 0.25 | 1257 | 0 | 169113 | 0.3 | 38975100% | 106587 | 0.19 | 45227600% | 148962 | 0.27 | 40990100% | 253838 | 0.45 | 30502500% | 128510 | 0.23 | 43035300% | 21843 | 0.04 | 537020
434 | Oakland J | PGE GBA | {'Edes': [2.0, 2882.0], 'Oakland X': [3.1, 3155.0], 'Oakland C': [4.4, 3155.0], 'Oakland L': [4.5, 3147.0], 'San Leandro U': [5.1, 1579.0], 'Moraga': [6.6, 2254.0], 'Grant': [7.0, 1526.0], 'SAN FRAN A (POTRERO PP)': [9.3, 2528.0], 'Potrero': [9.3, 2534.0], 'Castro Valley': [9.7, 1220.0], 'Sobrante': [9.9, 973.0], 'Mt Eden': [11.0, 1298.0], 'Mt. Eden': [11.0, 1298.0], 'Eastshore': [11.0, 1343.0], 'Martin': [11.4, 1975.0], 'El Cerrito G': [11.7, 1558.0], 'Richmond R': [14.1, 1170.0], 'Burlingame': [14.5, 40.0], 'Millbrae': [14.6, 72.0], 'Standard Oil': [16.3, 209.0], 'Standard Oil 2': [16.3, 209.0], 'Dumbarton': [16.7, 6.0], 'Christie': [16.7, 52.0], 'San Pablo': [16.8, 207.0]} | 66155 | 11282 | 0.17 | 54874 | 0.83 | 6671 | 0.1 |  |  | 40720 | 0.62 | 0.45 | 263 | 0 | 72 | 0 |  | 37364 | 0.56 | 32 | 0 | 25197 | 0.38 | 4095800% | 27439 | 0.41 | 3871600% | 45349 | 0.69 | 2080700% | 53258 | 0.81 | 1289700% | 16990 | 0.26 | 4916600% | 3929 | 0.06 | 62227
435 | Sandy | SCE EOP | {'Crazy Eyes': [9.4, 1332.0], 'Gamebird': [18.3, 126.0], 'Thousandaire': [19.6, 24.0]} | 97314 | 25184 | 0.26 | 72131 | 0.74 | 17686 | 0.18 |  |  | 6255 | 0.06 | 0.51 | 428 | 0 | 0 | 0 |  | 216 | 0 | 0 | 0 | 3107 | 0.03 | 9420700% | 16 | 0 | 9729800% | 21070 | 0.22 | 7624400% | 22670 | 0.23 | 7464400% | 15852 | 0.16 | 8146200% | 167 | 0 | 97147
436 | Cayetano | PGE GBA | {'Las Positas': [3.3, 2443.0], 'Los Positas': [3.4, 2443.0], 'Vasco': [3.5, 2335.0], 'North Dublin': [4.7, 2391.0], 'Altamont': [5.1, 1451.0], 'Altamont Midway (Sandhill)': [5.2, 1446.0], 'Vineyard': [6.6, 2447.0], 'Windmaster': [8.2, 1109.0], 'Tassajara': [8.6, 1495.0], 'San Ramon': [8.9, 1569.0], 'Delta Pumps': [9.2, 422.0], 'Delta PP': [9.2, 423.0], 'Kelso': [10.0, 0.0], 'Midway Green Ridge Services': [10.0, 31.0], 'Castro Valley': [16.1, 4.0], 'Fremont': [17.2, 787.0]} | 275024 | 7939 | 0.03 | 267085 | 0.97 | 87730 | 0.32 |  |  | 159102 | 0.58 | 0.12 | 14238 | 0.05 | 54324 | 0.2 |  | 175625 | 0.64 | 20787 | 0.08 | 164702 | 0.6 | 11032100% | 127056 | 0.46 | 14796800% | 147172 | 0.54 | 12785200% | 209040 | 0.76 | 6598400% | 99425 | 0.36 | 17559900% | 17214 | 0.06 | 257810
437 | Pit 1 | PGE NGBA | {'Pit 3': [13.0, 6996.0], 'Burney Forest': [13.7, 10578.0], 'Burney Forest Power': [13.8, 10576.0], 'Carberry': [16.1, 8337.0], 'Pit 4': [18.2, 10.0]} | 464460 | 148813 | 0.32 | 315647 | 0.68 | 226658 | 0.49 |  |  | 202518 | 0.44 | 0.06 | 37373 | 0.08 | 408 | 0 |  | 154254 | 0.33 | 79 | 0 | 164349 | 0.35 | 30011100% | 64025 | 0.14 | 40043600% | 53806 | 0.12 | 41065400% | 211355 | 0.46 | 25310500% | 173004 | 0.37 | 29145600% | 29999 | 0.06 | 434461
438 | Metcalf | PGE GBA | {'Metcalf Energy Center': [0.3, 1769.0], 'Santa Teresa': [2.8, 1065.0], 'Edenvale': [3.2, 1034.0], 'Piercy': [4.0, 835.0], 'Swift': [7.5, 835.0], 'Evergreen': [7.7, 835.0], 'Morgan Hill': [8.2, 1023.0], 'Hicks': [8.7, 108.0], 'Stone': [8.8, 835.0], 'San Jose A': [11.3, 835.0], 'El Patio': [11.6, 131.0], 'San Jose B': [11.9, 835.0], 'FMC': [13.0, 721.0], 'Trimble': [14.9, 588.0], 'Scott': [15.7, 188.0], 'Los Esteros': [17.6, 214.0], 'Llagas': [18.2, 667.0], 'Dixon Landing': [19.0, 23.0]} | 199575 | 13948 | 0.07 | 185628 | 0.93 | 54573 | 0.27 |  |  | 91850 | 0.46 | 0.14 | 4117 | 0.02 | 5527 | 0.03 |  | 89009 | 0.45 | 54710 | 0.27 | 131888 | 0.66 | 6768800% | 50835 | 0.25 | 14874000% | 89268 | 0.45 | 11030800% | 162330 | 0.81 | 3724500% | 120362 | 0.6 | 7921300% | 6609 | 0.03 | 192966
439 | Delaney | SCE Arizona | {'Palo Verde': [12.1, 7617.0], 'Hassayampa': [14.1, 5127.0]} | 336292 | 203086 | 0.6 | 133206 | 0.4 | 0 | 0 |  |  | 0 | 0 | 0 | 0 | 0 | 0 | 0 |  | 0 | 0 | 0 | 0 | 0 | 0 | 33629200% | 0 | 0 | 33629200% | 0 | 0 | 33629200% | 0 | 0 | 33629200% | 0 | 0 | 33629200% | 0 | 0 | 336292
440 | Oakland L | PGE GBA | {'Oakland C': [1.0, 3814.0], 'Oakland X': [2.2, 3343.0], 'Oakland J': [4.5, 3147.0], 'Moraga': [6.5, 2366.0], 'Edes': [6.5, 2867.0], 'SAN FRAN A (POTRERO PP)': [7.3, 2776.0], 'Potrero': [7.3, 2780.0], 'Sobrante': [7.5, 1620.0], 'El Cerrito G': [7.6, 2378.0], 'San Leandro U': [9.6, 1565.0], 'Richmond R': [9.7, 1999.0], 'Martin': [10.6, 2159.0], 'Grant': [11.4, 1512.0], 'Standard Oil 2': [11.8, 963.0], 'Standard Oil': [11.8, 967.0], 'San Pablo': [12.7, 855.0], 'Christie': [13.8, 169.0], 'Castro Valley': [14.1, 1206.0], 'Eastshore': [15.4, 1328.0], 'Mt Eden': [15.5, 1284.0], 'Mt. Eden': [15.5, 1284.0], 'Millbrae': [15.7, 75.0], 'Burlingame': [16.1, 43.0]} | 67151 | 13856 | 0.21 | 53295 | 0.79 | 6959 | 0.1 |  |  | 36743 | 0.55 | 0.54 | 199 | 0 | 26 | 0 |  | 30755 | 0.46 | 0 | 0 | 23562 | 0.35 | 4358900% | 24342 | 0.36 | 4280800% | 44827 | 0.67 | 2232300% | 52322 | 0.78 | 1482800% | 14085 | 0.21 | 5306600% | 4275 | 0.06 | 62876
441 | Lemoore | PGE Fresno | {'Leprino': [5.2, 47368.0], 'Henrietta': [7.5, 33980.0], 'Mustang': [8.6, 29418.0], 'GWF Hanford': [8.8, 37040.0], 'Guernsey': [9.8, 38797.0], 'Waukena': [17.1, 11350.0], 'Kingsburg': [17.2, 917.0], 'Corcoran': [19.3, 1496.0]} | 680561 | 284455 | 0.42 | 396106 | 0.58 | 120316 | 0.18 |  |  | 481218 | 0.71 | 0.1 | 304880 | 0.45 | 314882 | 0.46 |  | 4789 | 0.01 | 0 | 0 | 54571 | 0.08 | 62599000% | 20606 | 0.03 | 65995500% | 47360 | 0.07 | 63320100% | 97048 | 0.14 | 58351300% | 674 | 0 | 67988700% | 13789 | 0.02 | 666772
442 | Tesla | PGE GBA | {'Midway Green Ridge Services': [1.6, 1703.0], 'GWF Tracy': [4.1, 1761.0], 'Lammers': [4.7, 1761.0], 'Tracy': [6.0, 1703.0], 'Kelso': [6.3, 1646.0], 'Altamont': [6.6, 247.0], 'Altamont Midway (Sandhill)': [6.6, 255.0], 'Delta PP': [6.9, 993.0], 'Delta Pumps': [6.9, 995.0], 'Windmaster': [7.5, 404.0], 'Kasson': [12.4, 1761.0]} | 426123 | 8780 | 0.02 | 417343 | 0.98 | 132763 | 0.31 |  |  | 248557 | 0.58 | 0.13 | 23591 | 0.06 | 159324 | 0.37 |  | 175323 | 0.41 | 45393 | 0.11 | 225890 | 0.53 | 20023300% | 144874 | 0.34 | 28124900% | 157870 | 0.37 | 26825300% | 268266 | 0.63 | 15785700% | 129690 | 0.3 | 29643400% | 23051 | 0.05 | 403072
443 | Camanche | PGE GBA | {'Rancho Seco - Bellota (Proposed)': [5.8, 9698.0], 'Lockeford': [9.9, 14864.0], 'Clay': [10.2, 248.0], 'Cosumnes': [10.3, 5234.0], 'Rancho Seco': [10.6, 4509.0], 'Bellota': [13.8, 5343.0], 'Valley Springs': [14.0, 52.0], 'Live Oak': [16.1, 5690.0]} | 469357 | 53607 | 0.11 | 415751 | 0.89 | 55325 | 0.12 |  |  | 282730 | 0.6 | 0.16 | 96298 | 0.21 | 104032 | 0.22 |  | 150125 | 0.32 | 1040 | 0 | 247410 | 0.53 | 22194700% | 106450 | 0.23 | 36290800% | 199003 | 0.42 | 27035400% | 319787 | 0.68 | 14957100% | 143762 | 0.31 | 32559500% | 73228 | 0.16 | 396129
444 | Solar | PGE Kern | {'Carrizo Plains': [1.1, 9919.0], 'Caliente': [8.0, 5650.0], 'Kernridge': [18.4, 1117.0]} | 422270 | 40330 | 0.1 | 381940 | 0.9 | 171882 | 0.41 |  |  | 230913 | 0.55 | 0.07 | 21117 | 0.05 | 14129 | 0.03 |  | 147976 | 0.35 | 80295 | 0.19 | 231208 | 0.55 | 19106200% | 58114 | 0.14 | 36415600% | 108416 | 0.26 | 31385400% | 307826 | 0.73 | 11444300% | 221346 | 0.52 | 20092400% | 10644 | 0.03 | 411626
445 | Mesa Heights | SDGE Imperial | {'Kearny': [1.5, 832.0], 'Mission': [3.4, 833.0], 'Elliot': [4.1, 758.0], 'Elliott': [4.1, 760.0], 'Old Town': [4.9, 833.0], 'Vine': [6.4, 833.0], 'Penasquitos': [7.1, 56.0], 'Point Loma': [7.5, 833.0], 'Murray': [8.2, 3.0], 'Silvergate': [9.4, 791.0], 'North City Metering': [9.7, 42.0], 'Spring Valley': [10.9, 69.0], 'Bay Boulevard': [15.8, 516.0], 'Otay': [17.2, 9.0], 'Imperial Beach': [17.4, 245.0]} | 43479 | 3392 | 0.08 | 40087 | 0.92 | 4367 | 0.1 |  |  | 14326 | 0.33 | 0.23 | 1350 | 0.03 | 321 | 0.01 |  | 17860 | 0.41 | 16171 | 0.37 | 22327 | 0.51 | 2115200% | 23756 | 0.55 | 1972400% | 30358 | 0.7 | 1312100% | 38814 | 0.89 | 466500% | 6861 | 0.16 | 3661800% | 1972 | 0.05 | 41507
446 | Cove Road | PGE NGBA | {'Round Mt.': [4.9, 10077.0], 'New Sub - Pit 1 - Cottonwood (Proposed)': [6.8, 13900.0], 'James B Black': [8.3, 7067.0], 'Pit 4': [8.7, 11653.0], 'Carberry': [9.2, 12545.0], 'Burney Forest': [11.1, 10395.0], 'Burney Forest Power': [11.1, 10400.0], 'Pit 3': [12.6, 7060.0]} | 389976 | 94037 | 0.24 | 295939 | 0.76 | 213986 | 0.55 |  |  | 161354 | 0.41 | 0.05 | 8169 | 0.02 | 582 | 0 |  | 240612 | 0.62 | 60916 | 0.16 | 184092 | 0.47 | 20588500% | 74913 | 0.19 | 31506300% | 87248 | 0.22 | 30272800% | 230833 | 0.59 | 15914400% | 140246 | 0.36 | 24973100% | 26030 | 0.07 | 363947
447 | Gold Hill | PGE NGBA | {'Atlantic': [10.1, 1710.0], 'Granite': [13.1, 302.0], 'Pleasant Grove': [14.6, 1434.0], 'Lincoln': [18.9, 347.0]} | 264116 | 46964 | 0.18 | 217152 | 0.82 | 18438 | 0.07 |  |  | 129900 | 0.49 | 0.42 | 26024 | 0.1 | 8370 | 0.03 |  | 163202 | 0.62 | 5518 | 0.02 | 174684 | 0.66 | 8943300% | 41814 | 0.16 | 22230200% | 45849 | 0.17 | 21826700% | 189360 | 0.72 | 7475600% | 84085 | 0.32 | 18003100% | 55720 | 0.21 | 208397
448 | Control | SCE NOL | {'Inyo': [2.2, 1539.0]} | 69881 | 13211 | 0.19 | 56670 | 0.81 | 60677 | 0.87 |  |  | 7912 | 0.11 | 0.02 | 48 | 0 | 0 | 0 |  | 15928 | 0.23 | 0 | 0 | 0 | 0 | 6988100% | 15194 | 0.22 | 5468700% | 17568 | 0.25 | 5231300% | 21770 | 0.31 | 4811100% | 49080 | 0.7 | 2080100% | 4801 | 0.07 | 65080
449 | Lambie | PGE NGBA | {'Lambie': [0.0, 29743.0], 'Shiloh III': [3.8, 28396.0], 'Birds Landing': [7.0, 28396.0], 'Peabody': [7.1, 2514.0], 'Collinsville': [9.9, 25957.0], 'Vaca-Dixon & Gc Yard': [12.8, 1349.0], 'Pittsburg': [13.0, 13269.0], 'Kirker': [14.1, 11169.0], 'GWF 2': [14.3, 12950.0], 'Grand Island': [14.9, 6817.0], 'Contra Costa PP': [15.4, 15446.0], 'Contra Costa': [16.1, 11875.0], 'Lone Tree': [20.0, 104.0]} | 394726 | 57057 | 0.14 | 337669 | 0.86 | 54886 | 0.14 |  |  | 295565 | 0.75 | 0.12 | 96841 | 0.25 | 136278 | 0.35 |  | 137123 | 0.35 | 0 | 0 | 78580 | 0.2 | 31614600% | 81588 | 0.21 | 31313800% | 90805 | 0.23 | 30392100% | 163485 | 0.41 | 23124100% | 36748 | 0.09 | 35797800% | 50528 | 0.13 | 344198
450 | Summit | PGE NGBA | {} | 294496 | 71585 | 0.24 | 222910 | 0.76 | 104786 | 0.36 |  |  | 77563 | 0.26 | 0.26 | 1208 | 0 | 228 | 0 |  | 123725 | 0.42 | 61844 | 0.21 | 103441 | 0.35 | 19105500% | 32036 | 0.11 | 26246000% | 63787 | 0.22 | 23070900% | 151701 | 0.52 | 14279500% | 124305 | 0.42 | 17019100% | 25985 | 0.09 | 268511
451 | Pauda | SCE Metro | {'Rancho Vista': [6.4, 3355.0], 'Etiwanda': [6.7, 3355.0], 'Chino': [8.7, 3355.0], 'Mira Loma': [8.9, 3355.0], 'Wildlife': [15.3, 2071.0], 'Rerc': [15.3, 2082.0]} | 53076 | 5194 | 0.1 | 47882 | 0.9 | 6319 | 0.12 |  |  | 30425 | 0.57 | 0.27 | 434 | 0.01 | 1289 | 0.02 |  | 26410 | 0.5 | 15370 | 0.29 | 28266 | 0.53 | 2481000% | 30777 | 0.58 | 2229900% | 32337 | 0.61 | 2073900% | 44316 | 0.83 | 876000% | 16959 | 0.32 | 3611700% | 3368 | 0.06 | 49709
452 | Ocotillo Express | SDGE Imperial | {'East County': [9.1, 3291.0], 'Carrizo Gorge': [12.8, 321.0], 'Boulevard': [14.4, 929.0]} | 127177 | 32190 | 0.25 | 94987 | 0.75 | 46374 | 0.36 |  |  | 67110 | 0.53 | 0.08 | 1824 | 0.01 | 10899 | 0.09 |  | 23671 | 0.19 | 23846 | 0.19 | 14157 | 0.11 | 11302000% | 19497 | 0.15 | 10768000% | 33543 | 0.26 | 9363400% | 49995 | 0.39 | 7718200% | 51925 | 0.41 | 7525200% | 4751 | 0.04 | 122426
453 | Corcoran | PGE Fresno | {'Waukena': [2.3, 77764.0], 'Guernsey': [9.8, 42094.0], 'Alpaugh': [11.6, 24330.0], 'GWF Hanford': [12.2, 27747.0], 'Olive': [16.0, 10385.0], 'Leprino': [17.8, 7727.0], 'Lemoore': [19.3, 1496.0]} | 661213 | 283678 | 0.43 | 377535 | 0.57 | 176660 | 0.27 |  |  | 440134 | 0.67 | 0.09 | 320906 | 0.49 | 234202 | 0.35 |  | 25891 | 0.04 | 0 | 0 | 129989 | 0.2 | 53122400% | 26822 | 0.04 | 63439100% | 66307 | 0.1 | 59490600% | 181893 | 0.28 | 47932000% | 1931 | 0 | 65928200% | 23643 | 0.04 | 637569
454 | Penasquitos | SDGE Imperial | {'North City Metering': [2.8, 148.0], 'Scripps': [6.2, 101.0], 'Chicarita': [6.9, 103.0], 'Mesa Heights': [7.1, 56.0], 'Kearny': [7.8, 56.0], 'Artesian': [8.6, 106.0], 'Elliot': [10.4, 13.0], 'Elliott': [10.4, 13.0], 'Mission': [10.5, 56.0], 'Old Town': [10.7, 56.0], 'Sycamore Canyon': [10.9, 101.0], 'Pomerado': [10.9, 101.0], 'Point Loma': [12.3, 56.0], 'Vine': [12.7, 56.0], 'San Marcos': [14.6, 11.0], 'Palomar Airport': [14.7, 3.0], 'Shadowridge': [15.5, 3.0], 'Escondido': [15.5, 101.0], 'Silvergate': [16.1, 13.0], 'Cannon': [16.5, 3.0], 'Encina': [16.6, 3.0]} | 34145 | 2305 | 0.07 | 31840 | 0.93 | 3010 | 0.09 |  |  | 9197 | 0.27 | 0.24 | 1557 | 0.05 | 554 | 0.02 |  | 11292 | 0.33 | 13115 | 0.38 | 19101 | 0.56 | 1504500% | 18281 | 0.54 | 1586400% | 22452 | 0.66 | 1169400% | 30636 | 0.9 | 350900% | 4196 | 0.12 | 2995000% | 1383 | 0.04 | 32762
455 | Sonora | SCE Eastern | {'Arkansas': [2.7, 28692.0], 'Bannister': [7.6, 18172.0]} | 326967 | 63435 | 0.19 | 263533 | 0.81 | 51613 | 0.16 |  |  | 268856 | 0.82 | 0.08 | 63038 | 0.19 | 166147 | 0.51 |  | 0 | 0 | 0 | 0 | 18264 | 0.06 | 30870300% | 83592 | 0.26 | 24337600% | 101382 | 0.31 | 22558600% | 116776 | 0.36 | 21019200% | 47656 | 0.15 | 27931200% | 20683 | 0.06 | 306284
456 | Tranquility | PGE Fresno | {'Cheney': [7.6, 35105.0], 'Mendota': [9.6, 39355.0], 'Manning': [10.4, 14139.0], 'Panoche': [10.7, 22228.0], 'Cantua': [11.7, 10569.0], 'New Sub - Los Banos - Midway (Proposed)': [12.6, 18535.0], 'Helm': [12.6, 27102.0], 'Crescent': [13.8, 19461.0], 'Hammonds': [14.2, 9392.0], 'Excelsior': [16.3, 2804.0], 'Schindler': [19.7, 20.0], 'Newhall': [19.8, 12.0]} | 605896 | 203558 | 0.34 | 402338 | 0.66 | 138008 | 0.23 |  |  | 454041 | 0.75 | 0.06 | 281670 | 0.46 | 207599 | 0.34 |  | 76017 | 0.13 | 1989 | 0 | 201896 | 0.33 | 40400000% | 58610 | 0.1 | 54728600% | 100915 | 0.17 | 50498100% | 253180 | 0.42 | 35271600% | 60068 | 0.1 | 54582800% | 15476 | 0.03 | 590420
457 | Manning | PGE Fresno | {'Manning': [0.0, 16905.0], 'Panoche': [4.4, 16318.0], 'Cheney': [4.5, 16812.0], 'Hammonds': [9.0, 8502.0], 'Tranquility': [10.4, 14139.0], 'Mendota': [11.7, 12728.0], 'Cantua': [17.9, 19.0]} | 483891 | 127085 | 0.26 | 356806 | 0.74 | 102896 | 0.21 |  |  | 373068 | 0.77 | 0.06 | 143339 | 0.3 | 176632 | 0.37 |  | 89621 | 0.19 | 30828 | 0.06 | 178127 | 0.37 | 30576400% | 46653 | 0.1 | 43723900% | 107904 | 0.22 | 37598700% | 216877 | 0.45 | 26701400% | 110514 | 0.23 | 37337700% | 7811 | 0.02 | 476081
458 | Rerc | SCE Eastern | {'Wildlife': [0.0, 2605.0], 'Mira Loma': [7.1, 2336.0], 'Vista (SCE)': [9.4, 234.0], 'Vista': [9.4, 234.0], 'Etiwanda': [9.8, 2102.0], 'Rancho Vista': [9.9, 2102.0], 'Chino': [13.1, 2336.0], 'Cardiff': [13.9, 234.0], 'Lee Lake (Proposed)': [14.7, 47.0], 'San Bernardino': [14.7, 234.0], 'Padua': [15.3, 2082.0], 'Alberhill': [16.0, 47.0]} | 76595 | 12982 | 0.17 | 63612 | 0.83 | 5959 | 0.08 |  |  | 30872 | 0.4 | 0.27 | 4331 | 0.06 | 1545 | 0.02 |  | 48058 | 0.63 | 16614 | 0.22 | 29111 | 0.38 | 4748400% | 29046 | 0.38 | 4754900% | 39343 | 0.51 | 3725200% | 57104 | 0.75 | 1949100% | 23361 | 0.3 | 5323400% | 5851 | 0.08 | 70744
459 | Valley Center | SDGE Imperial | {'Lilac': [4.2, 28274.0], 'Escondido': [9.2, 8735.0], 'Pala': [10.2, 18778.0], 'San Marcos': [12.5, 740.0], 'Melrose': [13.6, 912.0], 'Shadowridge': [14.1, 689.0], 'Monserate': [14.2, 5644.0], 'Ocean Ranch': [15.9, 527.0], 'Avocado': [16.5, 2780.0], 'Palomar Airport': [17.2, 38.0], 'Creelman': [17.6, 144.0], 'San Luis Rey': [18.2, 439.0], 'Pendleton': [19.0, 193.0], 'Cannon': [19.2, 24.0], 'Encina': [19.4, 8.0]} | 254581 | 40173 | 0.16 | 214408 | 0.84 | 39315 | 0.15 |  |  | 104852 | 0.41 | 0.26 | 25217 | 0.1 | 6657 | 0.03 |  | 72657 | 0.29 | 156263 | 0.61 | 169636 | 0.67 | 8494500% | 60700 | 0.24 | 19388200% | 97202 | 0.38 | 15737900% | 186028 | 0.73 | 6855300% | 93198 | 0.37 | 16138400% | 20003 | 0.08 | 234578
460 | Bannister | SCE Eastern | {'Sonora': [7.6, 18172.0], 'Arkansas': [7.8, 18282.0]} | 318687 | 60681 | 0.19 | 258006 | 0.81 | 50660 | 0.16 |  |  | 256410 | 0.8 | 0.08 | 57117 | 0.18 | 143190 | 0.45 |  | 0 | 0 | 0 | 0 | 12293 | 0.04 | 30639300% | 83433 | 0.26 | 23525300% | 103576 | 0.33 | 21511100% | 115789 | 0.36 | 20289700% | 65483 | 0.21 | 25320400% | 20236 | 0.06 | 298451
461 | Talega | SDGE Imperial | {'North of SONGS': [0.3, 1742.0], 'Rancho Mission Viejo': [5.3, 1744.0], 'San Onofre': [5.9, 368.0], 'Capistrano': [6.8, 1742.0], 'Margarita': [7.5, 1741.0], 'Q1806': [8.2, 1441.0], 'Trabuco': [9.6, 1245.0], 'Viejo': [15.4, 448.0]} | 64248 | 6714 | 0.1 | 57534 | 0.9 | 7159 | 0.11 |  |  | 24963 | 0.39 | 0.31 | 7405 | 0.12 | 349 | 0.01 |  | 12819 | 0.2 | 45387 | 0.71 | 32913 | 0.51 | 3133500% | 28655 | 0.45 | 3559300% | 32978 | 0.51 | 3126900% | 55173 | 0.86 | 907500% | 20985 | 0.33 | 4326200% | 4589 | 0.07 | 59659
462 | Arkansas | SCE Eastern | {'Sonora': [2.7, 28692.0], 'Bannister': [7.8, 18282.0]} | 363789 | 71239 | 0.2 | 292550 | 0.8 | 56003 | 0.15 |  |  | 301419 | 0.83 | 0.08 | 68344 | 0.19 | 189969 | 0.52 |  | 0 | 0 | 0 | 0 | 22591 | 0.06 | 34119700% | 81745 | 0.22 | 28204400% | 98461 | 0.27 | 26532800% | 118298 | 0.33 | 24549000% | 51027 | 0.14 | 31276200% | 22302 | 0.06 | 341487
463 | Bailey | SCE Northern | {'Warne': [6.4, 176.0], 'Neenach': [15.4, 1644.0]} | 258568 | 30791 | 0.12 | 227778 | 0.88 | 83055 | 0.32 |  |  | 121324 | 0.47 | 0.1 | 6214 | 0.02 | 21367 | 0.08 |  | 93538 | 0.36 | 61172 | 0.24 | 136135 | 0.53 | 12243300% | 96468 | 0.37 | 16210000% | 88458 | 0.34 | 17011000% | 194468 | 0.75 | 6410100% | 103027 | 0.4 | 15554100% | 7357 | 0.03 | 251211
464 | Kasson | PGE GBA | {'Vierra': [5.1, 1730.0], 'Manteca': [7.4, 1585.0], 'Lammers': [7.7, 2279.0], 'GWF Tracy': [8.4, 2190.0], 'French Camp': [9.9, 1064.0], 'Ripon': [10.6, 1445.0], 'Tesla': [12.4, 1761.0], 'Weber': [13.3, 417.0], 'Midway Green Ridge Services': [13.4, 1703.0], 'Tracy': [13.5, 1703.0], 'Westley': [13.7, 553.0], 'Stockton A': [14.3, 400.0], 'Kelso': [14.7, 1646.0], 'Delta PP': [15.6, 993.0], 'Delta Pumps': [15.6, 995.0], 'Windmaster': [16.8, 404.0], 'Avena': [16.9, 200.0], 'New Sub - Westley - Quinto (Proposed)': [17.1, 41.0], 'Stagg': [17.2, 167.0], 'Altamont': [18.2, 247.0], 'Altamont Midway (Sandhill)': [18.2, 255.0]} | 508204 | 32305 | 0.06 | 475899 | 0.94 | 103603 | 0.2 |  |  | 324776 | 0.64 | 0.14 | 56574 | 0.11 | 271646 | 0.53 |  | 119900 | 0.24 | 29330 | 0.06 | 248397 | 0.49 | 25980700% | 112168 | 0.22 | 39603600% | 123268 | 0.24 | 38493600% | 278095 | 0.55 | 23010900% | 87198 | 0.17 | 42100600% | 21465 | 0.04 | 486740
465 | Bellota | PGE GBA | {'Rancho Seco - Bellota (Proposed)': [8.2, 10170.0], 'Lockeford': [10.7, 10793.0], 'Valley Home': [11.7, 8224.0], 'Avena': [12.3, 9468.0], 'Camanche': [13.8, 5343.0], 'Weber': [13.9, 4585.0], 'Stockton A': [15.6, 2407.0], 'French Camp': [17.6, 1165.0], 'Riverbank': [18.1, 164.0], 'Stagg': [18.2, 229.0], 'Manteca': [18.8, 870.0], 'Ripon': [19.5, 646.0]} | 499536 | 77748 | 0.16 | 421788 | 0.84 | 70276 | 0.14 |  |  | 292184 | 0.58 | 0.16 | 136014 | 0.27 | 145607 | 0.29 |  | 144425 | 0.29 | 1074 | 0 | 222093 | 0.44 | 27744400% | 76825 | 0.15 | 42271200% | 176876 | 0.35 | 32266000% | 299015 | 0.6 | 20052200% | 127181 | 0.25 | 37235600% | 48715 | 0.1 | 450821
466 | Geysers Tap 12 | PGE NGBA | {'Lake View': [5.1, 1681.0], 'Eagle Rock': [6.0, 1991.0], 'Fitch Mountain': [11.6, 1366.0], 'Cloverdale': [14.0, 2418.0], 'Fulton': [17.9, 62.0]} | 365677 | 21326 | 0.06 | 344352 | 0.94 | 35257 | 0.1 |  |  | 263050 | 0.72 | 0.11 | 24504 | 0.07 | 26532 | 0.07 |  | 106391 | 0.29 | 107438 | 0.29 | 214242 | 0.59 | 15143600% | 158547 | 0.43 | 20713000% | 270509 | 0.74 | 9516800% | 334442 | 0.91 | 3123500% | 133458 | 0.36 | 23221900% | 8566 | 0.02 | 357111
467 | Paul Sweet | PGE GBA | {'Green Valley': [12.5, 1592.0], 'Hicks': [17.4, 213.0], 'Vasona': [18.2, 213.0]} | 136796 | 15465 | 0.11 | 121331 | 0.89 | 11956 | 0.09 |  |  | 59618 | 0.44 | 0.21 | 5784 | 0.04 | 15612 | 0.11 |  | 29243 | 0.21 | 0 | 0 | 63740 | 0.47 | 7305600% | 26729 | 0.2 | 11006700% | 75170 | 0.55 | 6162600% | 109309 | 0.8 | 2748700% | 31730 | 0.23 | 10506600% | 5716 | 0.04 | 131080
468 | Carquinez | PGE NGBA | {'Parkway': [3.9, 7690.0], 'Bahia': [6.0, 7698.0], 'Christie': [6.5, 7489.0], 'San Pablo': [8.8, 4112.0], 'Martinez': [8.9, 7365.0], 'Alhambra': [9.3, 7390.0], 'Tulucay': [11.0, 357.0], 'El Cerrito G': [12.5, 3339.0], 'Standard Oil 2': [12.6, 1996.0], 'Standard Oil': [12.6, 2006.0], 'Sobrante': [13.1, 3707.0], 'Richmond R': [13.2, 1833.0], 'Meadow Lane': [13.8, 4321.0], 'Ignacio': [15.8, 570.0], 'Lakewood': [16.4, 248.0], 'Moraga': [17.6, 2.0], 'Rossmoor': [18.2, 4.0]} | 162722 | 24119 | 0.15 | 138602 | 0.85 | 18727 | 0.12 |  |  | 99503 | 0.61 | 0.29 | 18423 | 0.11 | 18854 | 0.12 |  | 50688 | 0.31 | 0 | 0 | 78470 | 0.48 | 8425200% | 38515 | 0.24 | 12420700% | 65094 | 0.4 | 9762700% | 122171 | 0.75 | 4055000% | 39012 | 0.24 | 12370900% | 20392 | 0.13 | 142330
469 | El Centro | SDGE Imperial | {'Imperial Valley': [11.9, 5600.0], 'Highline': [15.4, 3246.0], 'North Gila - IV (Proposed)': [19.3, 29.0]} | 369950 | 64293 | 0.17 | 305657 | 0.83 | 23477 | 0.06 |  |  | 336644 | 0.91 | 0.09 | 56076 | 0.15 | 254917 | 0.69 |  | 0 | 0 | 0 | 0 | 3821 | 0.01 | 36612900% | 52892 | 0.14 | 31705800% | 48978 | 0.13 | 32097200% | 59846 | 0.16 | 31010500% | 20821 | 0.06 | 34912900% | 21301 | 0.06 | 348650
470 | Riverbank | PGE GBA | {'Cottle': [4.4, 25248.0], 'Warnerville': [6.0, 25013.0], 'Valley Home': [6.4, 16129.0], 'Avena': [9.4, 12732.0], 'Ripon': [13.0, 1275.0], 'Manteca': [17.3, 436.0], 'Bellota': [18.1, 164.0]} | 561622 | 87587 | 0.16 | 474036 | 0.84 | 88213 | 0.16 |  |  | 356132 | 0.63 | 0.14 | 177668 | 0.32 | 203420 | 0.36 |  | 165080 | 0.29 | 0 | 0 | 275295 | 0.49 | 28632800% | 86045 | 0.15 | 47557800% | 155778 | 0.28 | 40584400% | 336723 | 0.6 | 22489900% | 114064 | 0.2 | 44755900% | 40487 | 0.07 | 521136
471 | Valley | SCE Eastern | {'Alberhill': [14.7, 2075.0], 'Pauba': [15.1, 4097.0], 'El Casco': [16.4, 1564.0], 'Lee Lake (Proposed)': [16.8, 1441.0]} | 218353 | 53553 | 0.25 | 164800 | 0.75 | 11558 | 0.05 |  |  | 82325 | 0.38 | 0.27 | 24264 | 0.11 | 6412 | 0.03 |  | 134766 | 0.62 | 57907 | 0.27 | 54600 | 0.25 | 16375300% | 82143 | 0.38 | 13621000% | 123239 | 0.56 | 9511400% | 148544 | 0.68 | 6980900% | 52077 | 0.24 | 16627600% | 11810 | 0.05 | 206543
472 | Madera | PGE Fresno | {'Borden': [3.9, 16426.0], 'Storey': [4.3, 18118.0], 'Gregg': [9.0, 11785.0], 'Herndon': [9.1, 11738.0], 'Biola': [9.7, 12469.0], 'Figarden': [12.9, 9458.0], 'Fig Garden': [12.9, 9458.0], 'Ashlan': [15.4, 6686.0], 'Newhall': [15.5, 5733.0], 'Woodward': [16.8, 4291.0], 'Dairyland': [17.0, 3653.0], 'Bullard': [17.2, 3507.0], 'Chowchilla': [17.4, 3263.0], 'Kearney (New)': [17.9, 373.0], 'West Fresno': [19.3, 303.0]} | 621333 | 118980 | 0.19 | 502353 | 0.81 | 130076 | 0.21 |  |  | 424046 | 0.68 | 0.13 | 250633 | 0.4 | 189176 | 0.3 |  | 229348 | 0.37 | 0 | 0 | 255383 | 0.41 | 36595000% | 189424 | 0.3 | 43190900% | 200374 | 0.32 | 42095900% | 364453 | 0.59 | 25688000% | 100467 | 0.16 | 52086600% | 101849 | 0.16 | 519484
473 | Rio Bravo | PGE Kern | {'Shafter': [5.9, 14891.0], 'Tupman': [6.1, 12760.0], 'Renfro': [6.6, 10626.0], '7th Standard': [7.2, 8328.0], 'Lerdo': [7.3, 9097.0], 'Kern Power': [10.1, 4758.0], 'Midway': [11.0, 9874.0], 'Norco': [11.2, 2983.0], 'Rosedale': [11.2, 4128.0], 'Tevis': [11.3, 1983.0], 'Ganso': [11.3, 9817.0], 'Famoso': [11.8, 2864.0], 'Charca': [12.1, 2871.0], 'Mt Poso': [12.3, 4185.0], 'West Park': [13.2, 2401.0], 'Kern Oil': [13.4, 3027.0], 'Stockdale': [13.9, 693.0], 'Semitropic': [14.8, 1597.0], 'Bakersfield': [14.8, 1951.0], 'Sycamore': [15.1, 2535.0], 'Casaloma': [15.8, 679.0], 'Columbus': [18.2, 5.0], 'Poso Mt.': [18.8, 1058.0]} | 580591 | 78531 | 0.14 | 502060 | 0.86 | 95489 | 0.16 |  |  | 451463 | 0.78 | 0.1 | 85582 | 0.15 | 308129 | 0.53 |  | 79869 | 0.14 | 0 | 0 | 161336 | 0.28 | 41925500% | 106599 | 0.18 | 47399200% | 227124 | 0.39 | 35346700% | 318182 | 0.55 | 26240900% | 13554 | 0.02 | 56703700% | 28057 | 0.05 | 552534
474 | New Sub - Lugo - Pisgah (Proposed) | SCE NOL | {} | 213736 | 50682 | 0.24 | 163055 | 0.76 | 77080 | 0.36 |  |  | 49359 | 0.23 | 0.36 | 27 | 0 | 49 | 0 |  | 14040 | 0.07 | 11953 | 0.06 | 54285 | 0.25 | 15945100% | 36339 | 0.17 | 17739700% | 48121 | 0.23 | 16561600% | 94274 | 0.44 | 11946300% | 112753 | 0.53 | 10098300% | 935 | 0 | 212801
475 | Kern Oil | PGE Kern | {'Sycamore': [1.9, 24282.0], 'Bakersfield': [3.8, 13377.0], 'West Park': [4.8, 10376.0], 'Columbus': [5.4, 9001.0], 'Rosedale': [5.5, 10298.0], 'Kern Power': [6.0, 9977.0], '7th Standard': [6.2, 17449.0], 'Casaloma': [6.6, 2962.0], 'Cal Water': [6.8, 8778.0], 'Magunden': [7.8, 2206.0], 'Mt Poso': [8.0, 22687.0], 'Lerdo': [8.4, 20283.0], 'Renfro': [8.8, 5768.0], 'Stockdale': [9.0, 2025.0], 'Poso Mt.': [9.0, 20718.0], 'Panama': [10.1, 1525.0], 'Tevis': [10.4, 2444.0], 'Unknown - 3327': [13.3, 2206.0], 'Lamont': [13.4, 2206.0], 'Rio Bravo': [13.4, 3027.0], 'Tupman': [15.2, 585.0], 'Famoso': [15.3, 8279.0], 'Grimmway-Malaga': [16.2, 2206.0], 'Old River': [16.8, 85.0], 'Shafter': [17.4, 773.0]} | 567197 | 82232 | 0.14 | 484965 | 0.86 | 99276 | 0.18 |  |  | 432317 | 0.76 | 0.1 | 40733 | 0.07 | 237501 | 0.42 |  | 197165 | 0.35 | 1980 | 0 | 244448 | 0.43 | 32274900% | 105253 | 0.19 | 46194400% | 181943 | 0.32 | 38525400% | 307927 | 0.54 | 25927000% | 118760 | 0.21 | 44843700% | 22027 | 0.04 | 545170
476 | IS Tap | SCE EOP | {'Innovation': [15.2, 442.0], 'Mercury': [19.1, 9.0]} | 42194 | 23095 | 0.55 | 19099 | 0.45 | 0 | 0 |  |  | 0 | 0 | 0 | 0 | 0 | 0 | 0 |  | 7222 | 0.17 | 0 | 0 | 0 | 0 | 4219400% | 0 | 0 | 4219400% | 0 | 0 | 4219400% | 0 | 0 | 4219400% | 0 | 0 | 4219400% | 0 | 0 | 42194
477 | Q1806 | SDGE Imperial | {'Capistrano': [1.6, 1556.0], 'Trabuco': [2.1, 1456.0], 'Margarita': [3.0, 1637.0], 'Rancho Mission Viejo': [4.5, 1457.0], 'Talega': [8.2, 1441.0], 'North of SONGS': [8.3, 1430.0], 'Viejo': [9.5, 639.0], 'Santiago': [10.5, 195.0], 'San Onofre': [13.3, 252.0], 'Johanna': [16.1, 179.0]} | 45088 | 2725 | 0.06 | 42363 | 0.94 | 9413 | 0.21 |  |  | 22443 | 0.5 | 0.44 | 231 | 0.01 | 40 | 0 |  | 6652 | 0.15 | 31119 | 0.69 | 21788 | 0.48 | 2330000% | 21543 | 0.48 | 2354400% | 27091 | 0.6 | 1799700% | 39389 | 0.87 | 569800% | 23388 | 0.52 | 2170000% | 3640 | 0.08 | 41448
478 | Casaloma | PGE Kern | {'West Park': [2.7, 8128.0], 'Bakersfield': [2.8, 8306.0], 'Panama': [3.7, 11337.0], 'Stockdale': [4.1, 10695.0], 'Rosedale': [4.6, 6314.0], 'Magunden': [4.8, 7846.0], 'Columbus': [5.1, 6409.0], 'Kern Power': [5.7, 4940.0], 'Kern Oil': [6.6, 2962.0], 'Tevis': [7.2, 6362.0], 'Sycamore': [7.4, 3913.0], 'Cal Water': [7.9, 5909.0], 'Unknown - 3327': [8.7, 9343.0], 'Lamont': [8.8, 9283.0], 'Renfro': [9.4, 2486.0], '7th Standard': [9.6, 793.0], 'Grimmway-Malaga': [10.6, 9572.0], 'Old River': [11.0, 7463.0], 'Lerdo': [13.5, 757.0], 'Mt Poso': [14.4, 757.0], 'Tupman': [14.9, 171.0], 'Poso Mt.': [15.0, 78.0], 'Rio Bravo': [15.8, 679.0], 'Norco': [17.5, 25.0], 'Wheeler Ridge': [18.0, 2361.0], 'Lakeview': [18.4, 1310.0]} | 551042 | 82344 | 0.15 | 468698 | 0.85 | 95866 | 0.17 |  |  | 421013 | 0.76 | 0.09 | 58834 | 0.11 | 251171 | 0.46 |  | 134749 | 0.24 | 236 | 0 | 193733 | 0.35 | 35730900% | 128990 | 0.23 | 42205200% | 197981 | 0.36 | 35306100% | 295079 | 0.54 | 25596300% | 83460 | 0.15 | 46758200% | 23911 | 0.04 | 527132
479 | Fern Road | PGE NGBA | {'Round Mt.': [11.5, 461.0], 'New Sub - Pit 1 - Cottonwood (Proposed)': [14.0, 2438.0]} | 526148 | 59520 | 0.11 | 466628 | 0.89 | 198842 | 0.38 |  |  | 252416 | 0.48 | 0.1 | 6999 | 0.01 | 2643 | 0.01 |  | 433628 | 0.82 | 25100 | 0.05 | 375365 | 0.71 | 15078300% | 88099 | 0.17 | 43804900% | 135709 | 0.26 | 39043900% | 420040 | 0.8 | 10610800% | 207591 | 0.39 | 31855700% | 50295 | 0.1 | 475852
480 | North of SONGS | SCE Metro | {'Talega': [0.3, 1742.0], 'Rancho Mission Viejo': [5.5, 1733.0], 'San Onofre': [5.6, 368.0], 'Capistrano': [6.8, 1731.0], 'Margarita': [7.6, 1730.0], 'Q1806': [8.3, 1430.0], 'Trabuco': [9.7, 1234.0], 'Viejo': [15.6, 437.0]} | 62885 | 6648 | 0.11 | 56236 | 0.89 | 7126 | 0.11 |  |  | 24620 | 0.39 | 0.32 | 7081 | 0.11 | 321 | 0.01 |  | 12033 | 0.19 | 45172 | 0.72 | 32086 | 0.51 | 3079900% | 28394 | 0.45 | 3449100% | 32300 | 0.51 | 3058500% | 53936 | 0.86 | 894900% | 20782 | 0.33 | 4210300% | 4395 | 0.07 | 58490
481 | Vine | SDGE Imperial | {'Old Town': [2.0, 1060.0], 'Point Loma': [3.2, 1060.0], 'Silvergate': [3.7, 1020.0], 'Mission': [4.0, 1059.0], 'Mesa Heights': [6.4, 833.0], 'Kearny': [7.1, 832.0], 'Elliot': [7.5, 758.0], 'Elliott': [7.5, 760.0], 'Murray': [9.7, 3.0], 'Spring Valley': [10.2, 69.0], 'Bay Boulevard': [10.3, 698.0], 'Telegraph Canyon': [11.7, 161.0], 'Imperial Beach': [11.8, 411.0], 'Miguel': [12.0, 140.0], 'Salt Creek': [12.1, 127.0], 'Otay': [12.2, 170.0], 'Penasquitos': [12.7, 56.0], 'San Ysidro': [15.1, 148.0], 'North City Metering': [15.4, 42.0]} | 21101 | 1426 | 0.07 | 19675 | 0.93 | 3173 | 0.15 |  |  | 8416 | 0.4 | 0.21 | 51 | 0 | 11 | 0 |  | 8650 | 0.41 | 4179 | 0.2 | 6853 | 0.32 | 1424800% | 13573 | 0.64 | 752800% | 16344 | 0.77 | 475600% | 19528 | 0.93 | 157300% | 4064 | 0.19 | 1703700% | 1276 | 0.06 | 19824
482 | Belden | PGE NGBA | {'Bucks Creek': [2.3, 2281.0], 'Caribou': [7.7, 4078.0], 'Caribou 2': [7.7, 4100.0], 'Grizzly': [7.8, 745.0], 'Rock Creek': [8.7, 745.0], 'Rock Creek 1': [8.7, 745.0], 'Cresta': [15.1, 732.0]} | 327950 | 65149 | 0.2 | 262801 | 0.8 | 242964 | 0.74 |  |  | 74322 | 0.23 | 0.06 | 2987 | 0.01 | 0 | 0 |  | 117998 | 0.36 | 115437 | 0.35 | 97808 | 0.3 | 23014100% | 144605 | 0.44 | 18334400% | 154044 | 0.47 | 17390600% | 234312 | 0.71 | 9363700% | 117431 | 0.36 | 21051900% | 19976 | 0.06 | 307974
483 | Standard Oil | PGE GBA | {'Standard Oil 2': [0.0, 4668.0], 'Richmond R': [2.2, 4502.0], 'San Pablo': [4.0, 4019.0], 'El Cerrito G': [5.5, 4436.0], 'Sobrante': [10.6, 3026.0], 'Christie': [10.7, 2175.0], 'Ignacio': [11.8, 279.0], 'Oakland L': [11.8, 967.0], 'Oakland C': [12.2, 802.0], 'Carquinez': [12.6, 2006.0], 'Oakland X': [13.4, 386.0], 'Potrero': [13.5, 1219.0], 'SAN FRAN A (POTRERO PP)': [13.5, 1231.0], 'Moraga': [14.5, 324.0], 'Alhambra': [14.6, 1913.0], 'Martinez': [15.7, 1884.0], 'Oakland J': [16.3, 209.0], 'Parkway': [16.5, 1870.0], 'Bahia': [16.6, 1884.0], 'Martin': [17.2, 111.0], 'Edes': [18.3, 11.0]} | 95704 | 21443 | 0.22 | 74261 | 0.78 | 15266 | 0.16 |  |  | 49432 | 0.52 | 0.48 | 10039 | 0.1 | 3804 | 0.04 |  | 28866 | 0.3 | 0 | 0 | 33398 | 0.35 | 6230600% | 30669 | 0.32 | 6503500% | 46737 | 0.49 | 4896700% | 67570 | 0.71 | 2813400% | 15762 | 0.16 | 7994100% | 8175 | 0.09 | 87529
484 | Panama | PGE Kern | {'Stockdale': [3.0, 13949.0], 'Casaloma': [3.7, 11337.0], 'West Park': [5.5, 6880.0], 'Tevis': [6.2, 9262.0], 'Bakersfield': [6.4, 5553.0], 'Rosedale': [6.5, 6218.0], 'Kern Power': [7.2, 5036.0], 'Magunden': [7.2, 6127.0], 'Old River': [7.5, 15154.0], 'Columbus': [8.5, 4276.0], 'Unknown - 3327': [8.9, 10097.0], 'Lamont': [9.0, 10012.0], 'Grimmway-Malaga': [9.6, 11879.0], 'Kern Oil': [10.1, 1525.0], 'Renfro': [10.2, 2495.0], 'Sycamore': [11.0, 1527.0], 'Cal Water': [11.1, 3856.0], '7th Standard': [11.7, 36.0], 'Tupman': [14.5, 986.0], 'Wheeler Ridge': [14.6, 7525.0], 'Lakeview': [14.7, 5811.0], 'Norco': [16.1, 1492.0], 'Midway - Wheeler Ridge (Proposed)': [18.4, 1381.0], 'Tejon': [19.5, 383.0]} | 561167 | 77698 | 0.14 | 483470 | 0.86 | 86880 | 0.15 |  |  | 438976 | 0.78 | 0.09 | 69029 | 0.12 | 273854 | 0.49 |  | 103335 | 0.18 | 0 | 0 | 169656 | 0.3 | 39151100% | 138779 | 0.25 | 42238800% | 212094 | 0.38 | 34907300% | 291609 | 0.52 | 26955900% | 59253 | 0.11 | 50191400% | 23868 | 0.04 | 537299
485 | Oakland X | PGE GBA | {'Oakland L': [2.2, 3343.0], 'Oakland C': [2.8, 3351.0], 'Oakland J': [3.1, 3155.0], 'Moraga': [4.8, 2366.0], 'Edes': [5.1, 2875.0], 'Sobrante': [7.1, 1092.0], 'San Leandro U': [8.0, 1573.0], 'El Cerrito G': [8.6, 1754.0], 'SAN FRAN A (POTRERO PP)': [9.1, 2669.0], 'Potrero': [9.1, 2673.0], 'Grant': [10.1, 1520.0], 'Richmond R': [11.3, 1367.0], 'Martin': [12.0, 2052.0], 'Castro Valley': [12.2, 1214.0], 'Standard Oil': [13.4, 386.0], 'Standard Oil 2': [13.5, 384.0], 'Christie': [13.8, 164.0], 'San Pablo': [13.8, 326.0], 'Mt Eden': [14.0, 1292.0], 'Mt. Eden': [14.0, 1292.0], 'Eastshore': [14.0, 1336.0], 'Millbrae': [16.4, 72.0], 'Burlingame': [16.6, 40.0]} | 71705 | 14224 | 0.2 | 57481 | 0.8 | 7342 | 0.1 |  |  | 39843 | 0.56 | 0.55 | 198 | 0 | 26 | 0 |  | 34758 | 0.48 | 0 | 0 | 24736 | 0.34 | 4696900% | 26730 | 0.37 | 4497400% | 47976 | 0.67 | 2372900% | 56236 | 0.78 | 1546900% | 16185 | 0.23 | 5551900% | 4439 | 0.06 | 67265
486 | Butte | PGE NGBA | {'Notre Dame': [1.5, 3192.0], 'Table Mt.': [14.1, 266.0], 'Glenn': [18.0, 45.0]} | 484477 | 34444 | 0.07 | 450033 | 0.93 | 84374 | 0.17 |  |  | 335744 | 0.69 | 0.11 | 119914 | 0.25 | 168801 | 0.35 |  | 115226 | 0.24 | 14046 | 0.03 | 253122 | 0.52 | 23135500% | 85862 | 0.18 | 39861400% | 199623 | 0.41 | 28485400% | 340743 | 0.7 | 14373400% | 103010 | 0.21 | 38146700% | 61969 | 0.13 | 422508
487 | Nortech | PGE GBA | {'Los Esteros': [1.5, 1115.0], 'Scott': [3.1, 641.0], 'Trimble': [3.2, 641.0], 'Dixon Landing': [3.3, 1115.0], 'FMC': [5.5, 637.0], 'Newark': [5.8, 730.0], 'Whisman': [6.0, 6.0], 'San Jose B': [6.4, 635.0], 'Mountain View': [6.5, 6.0], 'San Jose A': [7.2, 635.0], 'Fremont': [8.4, 723.0], 'El Patio': [9.1, 0.0], 'Stone': [9.6, 635.0], 'Cooley Landing': [9.9, 6.0], 'Evergreen': [10.4, 635.0], 'Ravenswood': [10.9, 6.0], 'Dumbarton': [10.9, 480.0], 'Swift': [11.2, 635.0], 'Menlo': [13.3, 4.0], 'Piercy': [14.2, 0.0], 'Edenvale': [15.2, 0.0], 'Santa Teresa': [15.7, 0.0], 'Mt Eden': [16.6, 3.0], 'Mt. Eden': [16.6, 3.0], 'Vineyard': [18.3, 474.0]} | 113518 | 5912 | 0.05 | 107607 | 0.95 | 37869 | 0.33 |  |  | 56843 | 0.5 | 0.18 | 1105 | 0.01 | 378 | 0 |  | 77465 | 0.68 | 4790 | 0.04 | 80608 | 0.71 | 3291000% | 37769 | 0.33 | 7574900% | 59266 | 0.52 | 5425200% | 93591 | 0.82 | 1992700% | 67263 | 0.59 | 4625500% | 6024 | 0.05 | 107495
488 | Windsor | SCE Metro | {'La Cienega': [1.1, 64.0], 'El Nido': [7.0, 19.0], 'Chevmain': [7.0, 21.0], 'El Segundo': [7.1, 21.0], 'La Fresa': [8.9, 15.0], 'Redondo': [10.4, 15.0], 'Arcogen': [14.0, 10.0], 'Eagle Rock': [14.7, 3.0], 'Gould': [18.5, 3.0]} | 9601 | 3750 | 0.39 | 5851 | 0.61 | 758 | 0.08 |  |  | 3577 | 0.37 | 0.22 | 0 | 0 | 0 | 0 |  | 658 | 0.07 | 3902 | 0.41 | 1213 | 0.13 | 838800% | 1796 | 0.19 | 780500% | 4369 | 0.46 | 523300% | 5086 | 0.53 | 451600% | 572 | 0.06 | 903000% | 794 | 0.08 | 8807
489 | Haas | PGE Fresno | {'Balch 1': [3.5, 1171.0], 'Balch': [3.9, 1171.0], 'Balch 2': [3.9, 1171.0]} | 163963 | 11149 | 0.07 | 152814 | 0.93 | 87277 | 0.53 |  |  | 49289 | 0.3 | 0.12 | 5 | 0 | 0 | 0 |  | 124671 | 0.76 | 10057 | 0.06 | 39687 | 0.24 | 12427600% | 66586 | 0.41 | 9737700% | 54032 | 0.33 | 10993100% | 108907 | 0.66 | 5505600% | 102092 | 0.62 | 6187100% | 7266 | 0.04 | 156696
490 | Stone | PGE GBA | {'Evergreen': [1.5, 1747.0], 'San Jose A': [2.5, 1747.0], 'San Jose B': [3.2, 1747.0], 'El Patio': [3.8, 220.0], 'Swift': [4.1, 1747.0], 'FMC': [4.2, 1632.0], 'Piercy': [5.0, 1112.0], 'Hicks': [5.2, 108.0], 'Edenvale': [5.7, 1112.0], 'Santa Teresa': [6.2, 1112.0], 'Trimble': [6.3, 1500.0], 'Scott': [6.9, 1097.0], 'Metcalf Energy Center': [8.8, 746.0], 'Metcalf 1': [8.8, 835.0], 'Los Esteros': [9.3, 1125.0], 'Nortech': [9.6, 635.0], 'Dixon Landing': [11.1, 899.0], 'Newark': [15.2, 249.0], 'Fremont': [17.3, 242.0]} | 162642 | 9716 | 0.06 | 152927 | 0.94 | 50755 | 0.31 |  |  | 73149 | 0.45 | 0.13 | 1803 | 0.01 | 956 | 0.01 |  | 86241 | 0.53 | 28909 | 0.18 | 115262 | 0.71 | 4738100% | 44168 | 0.27 | 11847400% | 80750 | 0.5 | 8189200% | 139141 | 0.86 | 2350100% | 95816 | 0.59 | 6682600% | 6408 | 0.04 | 156234
491 | El Cerrito G | PGE GBA | {'Richmond R': [3.7, 5285.0], 'Sobrante': [5.2, 4805.0], 'San Pablo': [5.2, 5175.0], 'Standard Oil 2': [5.5, 4422.0], 'Standard Oil': [5.5, 4436.0], 'Oakland L': [7.6, 2378.0], 'Christie': [7.9, 3508.0], 'Oakland C': [8.3, 2214.0], 'Oakland X': [8.6, 1754.0], 'Moraga': [9.0, 1474.0], 'Alhambra': [10.8, 3246.0], 'Oakland J': [11.7, 1558.0], 'Potrero': [12.0, 2604.0], 'SAN FRAN A (POTRERO PP)': [12.0, 2617.0], 'Martinez': [12.2, 3217.0], 'Carquinez': [12.5, 3339.0], 'Lakewood': [13.3, 85.0], 'Edes': [13.7, 1344.0], 'Meadow Lane': [14.0, 556.0], 'Bahia': [14.6, 3217.0], 'Martin': [15.9, 1507.0], 'Parkway': [16.3, 3203.0], 'San Leandro U': [16.6, 91.0], 'Ignacio': [17.0, 99.0], 'Grant': [18.7, 40.0]} | 78337 | 18062 | 0.23 | 60275 | 0.77 | 11123 | 0.14 |  |  | 41249 | 0.53 | 0.51 | 4705 | 0.06 | 131 | 0 |  | 28606 | 0.37 | 0 | 0 | 24848 | 0.32 | 5348900% | 28098 | 0.36 | 5023900% | 43682 | 0.56 | 3465500% | 57063 | 0.73 | 2127400% | 13631 | 0.17 | 6470700% | 7822 | 0.1 | 70515
492 | Elizabeth Lake | SCE Northern | {'Pardee': [4.1, 10649.0], 'Saugus': [5.3, 10608.0], 'Sylmar-Pac Intertie': [14.5, 97.0]} | 221728 | 29590 | 0.13 | 192138 | 0.87 | 75333 | 0.34 |  |  | 102791 | 0.46 | 0.2 | 2333 | 0.01 | 7969 | 0.04 |  | 83031 | 0.37 | 92356 | 0.42 | 106119 | 0.48 | 11560900% | 33140 | 0.15 | 18858800% | 34366 | 0.15 | 18736200% | 145246 | 0.66 | 7648200% | 97099 | 0.44 | 12462900% | 20162 | 0.09 | 201566
493 | Ashlan | PGE Fresno | {'Fig Garden': [2.6, 16506.0], 'Figarden': [2.6, 16519.0], 'Bullard': [3.9, 10767.0], 'West Fresno': [5.2, 9684.0], 'California Ave': [6.2, 7021.0], 'Herndon': [6.3, 14771.0], 'Gregg': [6.4, 14566.0], 'Kearney (New)': [6.8, 9708.0], 'Clovis': [8.4, 491.0], 'Woodward': [8.4, 6797.0], 'Malaga': [8.9, 4213.0], 'Borden': [12.4, 11034.0], 'Sanger': [13.3, 396.0], 'Madera': [15.4, 6686.0], 'Biola': [15.7, 2416.0], 'McCall': [16.4, 394.0], 'Mc Mullin': [16.5, 3447.0], 'Storey': [17.4, 5273.0]} | 553987 | 117160 | 0.21 | 436828 | 0.79 | 58770 | 0.11 |  |  | 355080 | 0.64 | 0.19 | 141749 | 0.26 | 248007 | 0.45 |  | 149307 | 0.27 | 0 | 0 | 130374 | 0.24 | 42361300% | 123773 | 0.22 | 43021400% | 129004 | 0.23 | 42498300% | 210740 | 0.38 | 34324800% | 86943 | 0.16 | 46704500% | 59372 | 0.11 | 494616
494 | Meadow Lane | PGE GBA | {'Lakewood': [3.8, 948.0], 'Clayton': [4.7, 711.0], 'Alhambra': [4.7, 4447.0], 'Martinez': [5.0, 4603.0], 'Rossmoor': [7.0, 4.0], 'Kirker': [8.9, 711.0], 'Christie': [8.9, 4439.0], 'Sobrante': [9.3, 1263.0], 'Bahia': [9.4, 4449.0], 'Pittsburg': [9.8, 711.0], 'GWF 2': [11.0, 640.0], 'Carquinez': [13.8, 4321.0], 'El Cerrito G': [14.0, 556.0], 'Collinsville': [14.3, 589.0], 'Contra Costa': [14.8, 583.0], 'Parkway': [14.8, 4302.0], 'San Pablo': [15.5, 1182.0], 'Lone Tree': [15.9, 378.0], 'Contra Costa PP': [16.1, 576.0], 'Birds Landing': [16.4, 2.0], 'Shiloh III': [18.1, 2.0]} | 154501 | 31190 | 0.2 | 123311 | 0.8 | 24642 | 0.16 |  |  | 103109 | 0.67 | 0.3 | 20439 | 0.13 | 2360 | 0.02 |  | 91458 | 0.59 | 885 | 0.01 | 52174 | 0.34 | 10232700% | 68488 | 0.44 | 8601300% | 85968 | 0.56 | 6853300% | 113574 | 0.74 | 4092700% | 29107 | 0.19 | 12539400% | 21451 | 0.14 | 133050
495 | Bucks Creek | PGE NGBA | {'Belden': [2.3, 2281.0], 'Grizzly': [5.7, 1707.0], 'Rock Creek': [6.5, 1707.0], 'Rock Creek 1': [6.5, 1707.0], 'Caribou 2': [9.9, 1399.0], 'Caribou': [10.0, 1396.0], 'Cresta': [13.0, 1694.0]} | 328565 | 56021 | 0.17 | 272545 | 0.83 | 246547 | 0.75 |  |  | 72644 | 0.22 | 0.05 | 1168 | 0 | 0 | 0 |  | 105431 | 0.32 | 121455 | 0.37 | 107345 | 0.33 | 22122100% | 151975 | 0.46 | 17659100% | 165806 | 0.5 | 16276000% | 247283 | 0.75 | 8128200% | 122529 | 0.37 | 20603700% | 18095 | 0.06 | 310471
496 | Dunn Siding | SCE NOL | {'Harvard': [13.6, 1404.0]} | 87062 | 32801 | 0.38 | 54260 | 0.62 | 22236 | 0.26 |  |  | 35887 | 0.41 | 0.16 | 737 | 0.01 | 594 | 0.01 |  | 0 | 0 | 0 | 0 | 26735 | 0.31 | 6032700% | 17179 | 0.2 | 6988300% | 18156 | 0.21 | 6890600% | 30952 | 0.36 | 5611000% | 39682 | 0.46 | 4738000% | 2294 | 0.03 | 84768
497 | Pit 4 | PGE NGBA | {'Pit 3': [5.3, 25982.0], 'James B Black': [6.5, 16505.0], 'Cove Road': [8.7, 11653.0], 'Carberry': [10.2, 13788.0], 'Burney Forest': [10.3, 11729.0], 'Burney Forest Power': [10.3, 11733.0], 'New Sub - Pit 1 - Cottonwood (Proposed)': [11.5, 12836.0], 'Round Mt.': [13.3, 4851.0], 'Pit 1': [18.2, 10.0]} | 427978 | 145777 | 0.34 | 282201 | 0.66 | 274830 | 0.64 |  |  | 142436 | 0.33 | 0.05 | 12431 | 0.03 | 139 | 0 |  | 172754 | 0.4 | 60314 | 0.14 | 134893 | 0.32 | 29308500% | 78812 | 0.18 | 34916600% | 82084 | 0.19 | 34589300% | 203065 | 0.47 | 22491300% | 116466 | 0.27 | 31151200% | 26656 | 0.06 | 401322
498 | SAN FRAN A (POTRERO PP) | PGE GBA | {'Potrero': [0.0, 4423.0], 'Martin': [3.9, 2966.0], 'Oakland C': [6.4, 2776.0], 'Oakland L': [7.3, 2776.0], 'Oakland X': [9.1, 2669.0], 'Oakland J': [9.3, 2528.0], 'Millbrae': [10.5, 207.0], 'Edes': [10.5, 2248.0], 'Burlingame': [11.7, 131.0], 'Richmond R': [11.9, 2263.0], 'El Cerrito G': [12.0, 2617.0], 'San Leandro U': [13.3, 946.0], 'Standard Oil 2': [13.5, 1227.0], 'Standard Oil': [13.5, 1231.0], 'Grant': [13.7, 893.0], 'Moraga': [13.8, 2017.0], 'Sobrante': [14.2, 1036.0], 'San Pablo': [16.2, 648.0], 'Eastshore': [17.3, 709.0], 'Mt Eden': [17.7, 665.0], 'Mt. Eden': [17.7, 665.0], 'Castro Valley': [18.2, 587.0], 'Christie': [19.7, 111.0]} | 51103 | 8138 | 0.16 | 42966 | 0.84 | 6382 | 0.12 |  |  | 27611 | 0.54 | 0.5 | 326 | 0.01 | 211 | 0 |  | 21054 | 0.41 | 0 | 0 | 19683 | 0.39 | 3142000% | 26727 | 0.52 | 2437700% | 37396 | 0.73 | 1370800% | 42130 | 0.82 | 897300% | 10946 | 0.21 | 4015800% | 3434 | 0.07 | 47670
499 | Frogtown | PGE GBA | {'New Melones': [7.7, 175.0], 'Racetrack': [8.4, 608.0], 'Race Track': [8.4, 609.0], 'Collierville': [10.3, 1515.0], 'Stanislaus': [10.5, 1456.0], 'Peoria': [10.9, 175.0], 'Curtis': [12.9, 269.0], 'Chinese Station': [13.1, 175.0], 'Mi-Wuk': [17.1, 269.0]} | 353760 | 31714 | 0.09 | 322046 | 0.91 | 87206 | 0.25 |  |  | 202409 | 0.57 | 0.16 | 7565 | 0.02 | 2335 | 0.01 |  | 230252 | 0.65 | 65643 | 0.19 | 232468 | 0.66 | 12129200% | 73419 | 0.21 | 28034200% | 121178 | 0.34 | 23258200% | 281445 | 0.8 | 7231500% | 210143 | 0.59 | 14361800% | 21924 | 0.06 | 331836
500 | Knights Landing | PGE NGBA | {'Woodland': [9.1, 4375.0], 'East Nicolaus': [12.9, 55.0], 'Madison': [15.4, 1649.0], 'Davis': [18.4, 112.0]} | 610345 | 44115 | 0.07 | 566230 | 0.93 | 65177 | 0.11 |  |  | 492626 | 0.81 | 0.11 | 128013 | 0.21 | 369180 | 0.6 |  | 72275 | 0.12 | 7653 | 0.01 | 259655 | 0.43 | 35069000% | 60110 | 0.1 | 55023500% | 255835 | 0.42 | 35451000% | 410468 | 0.67 | 19987800% | 30020 | 0.05 | 58032600% | 37177 | 0.06 | 573169
501 | Sandlot | SCE NOL | {'Tortilla': [17.9, 3345.0]} | 102734 | 10220 | 0.1 | 92515 | 0.9 | 7496 | 0.07 |  |  | 50973 | 0.5 | 0.25 | 5 | 0 | 45 | 0 |  | 0 | 0 | 0 | 0 | 58945 | 0.57 | 4378900% | 50989 | 0.5 | 5174500% | 16962 | 0.17 | 8577300% | 82558 | 0.8 | 2017600% | 47253 | 0.46 | 5548100% | 3403 | 0.03 | 99331
502 | Sunrise | PGE Kern | {'Sunset': [2.9, 8126.0], 'Taft': [7.7, 848.0], 'Elk Hills': [11.6, 52.0], 'Temblor': [13.6, 7203.0], 'Kernridge': [18.4, 3020.0]} | 309076 | 51052 | 0.17 | 258024 | 0.83 | 91301 | 0.3 |  |  | 202190 | 0.65 | 0.08 | 44635 | 0.14 | 83282 | 0.27 |  | 20269 | 0.07 | 0 | 0 | 78084 | 0.25 | 23099200% | 105264 | 0.34 | 20381300% | 194335 | 0.63 | 11474200% | 219387 | 0.71 | 8968900% | 25376 | 0.08 | 28370000% | 14155 | 0.05 | 294921
503 | Lilac | SDGE Imperial | {'Valley Center': [4.2, 28274.0], 'Pala': [7.3, 20021.0], 'Escondido': [9.0, 8681.0], 'Melrose': [10.1, 1228.0], 'Monserate': [10.1, 6945.0], 'San Marcos': [10.8, 902.0], 'Shadowridge': [11.7, 996.0], 'Ocean Ranch': [12.3, 844.0], 'Avocado': [12.6, 4015.0], 'San Luis Rey': [14.6, 756.0], 'Palomar Airport': [14.7, 104.0], 'Pendleton': [14.8, 465.0], 'Cannon': [16.3, 78.0], 'Encina': [16.5, 62.0]} | 231458 | 42483 | 0.18 | 188975 | 0.82 | 23581 | 0.1 |  |  | 87157 | 0.38 | 0.31 | 31571 | 0.14 | 7736 | 0.03 |  | 80817 | 0.35 | 119979 | 0.52 | 140962 | 0.61 | 9049600% | 55754 | 0.24 | 17570400% | 91602 | 0.4 | 13985700% | 160695 | 0.69 | 7076300% | 74730 | 0.32 | 15672900% | 17588 | 0.08 | 213870
504 | Alhambra | PGE GBA | {'Martinez': [1.6, 7488.0], 'Christie': [4.3, 7507.0], 'Meadow Lane': [4.7, 4447.0], 'Bahia': [6.1, 7488.0], 'Lakewood': [7.1, 365.0], 'Sobrante': [7.5, 3614.0], 'Carquinez': [9.3, 7390.0], 'Rossmoor': [9.4, 4.0], 'Clayton': [9.4, 126.0], 'Moraga': [10.3, 2.0], 'El Cerrito G': [10.8, 3246.0], 'Parkway': [10.9, 7328.0], 'San Pablo': [11.2, 4014.0], 'Kirker': [12.3, 126.0], 'Pittsburg': [13.0, 126.0], 'Richmond R': [13.8, 1740.0], 'GWF 2': [14.6, 55.0], 'Standard Oil': [14.6, 1913.0], 'Standard Oil 2': [14.7, 1903.0], 'Collinsville': [17.0, 4.0]} | 138299 | 25881 | 0.19 | 112418 | 0.81 | 18889 | 0.14 |  |  | 89627 | 0.65 | 0.31 | 15217 | 0.11 | 6249 | 0.05 |  | 68934 | 0.5 | 153 | 0 | 53282 | 0.39 | 8501600% | 55763 | 0.4 | 8253600% | 70640 | 0.51 | 6765900% | 102363 | 0.74 | 3593500% | 25824 | 0.19 | 11247500% | 20207 | 0.15 | 118092
505 | Charleston | SCE EOP | {'Pahrump': [8.1, 18314.0], 'Vista 2': [9.7, 13739.0], 'Thousandaire': [10.4, 10205.0], 'Gamebird': [12.2, 10367.0]} | 118806 | 47317 | 0.4 | 71489 | 0.6 | 14318 | 0.12 |  |  | 2858 | 0.02 | 0.33 | 0 | 0 | 0 | 0 |  | 0 | 0 | 0 | 0 | 3107 | 0.03 | 11570000% | 806 | 0.01 | 11800100% | 12856 | 0.11 | 10595100% | 14456 | 0.12 | 10435000% | 12780 | 0.11 | 10602700% | 133 | 0 | 118673
506 | Vasco | PGE GBA | {'Los Positas': [1.2, 2476.0], 'Las Positas': [1.2, 2476.0], 'Altamont Midway (Sandhill)': [3.3, 1446.0], 'Altamont': [3.3, 1451.0], 'Cayetano': [3.5, 2335.0], 'Midway Green Ridge Services': [7.1, 31.0], 'Windmaster': [7.4, 1109.0], 'Delta Pumps': [8.1, 422.0], 'Delta PP': [8.1, 423.0], 'North Dublin': [8.1, 2293.0], 'Vineyard': [8.1, 2476.0], 'Kelso': [8.6, 0.0], 'Tassajara': [12.1, 1491.0], 'San Ramon': [12.2, 1557.0], 'Fremont': [17.8, 819.0]} | 319619 | 7684 | 0.02 | 311935 | 0.98 | 109081 | 0.34 |  |  | 179019 | 0.56 | 0.12 | 14570 | 0.05 | 75497 | 0.24 |  | 189404 | 0.59 | 29796 | 0.09 | 189739 | 0.59 | 12988000% | 132096 | 0.41 | 18752300% | 149381 | 0.47 | 17023800% | 232122 | 0.73 | 8749600% | 123662 | 0.39 | 19595600% | 18265 | 0.06 | 301354
507 | Harris | PGE NGBA | {'Humboldt': [1.0, 19708.0], 'Humboldt Bay': [4.9, 11708.0], 'Arcata': [6.4, 7723.0]} | 239229 | 84210 | 0.35 | 155019 | 0.65 | 74724 | 0.31 |  |  | 131205 | 0.55 | 0.08 | 0 | 0 | 0 | 0 |  | 437 | 0 | 0 | 0 | 9784 | 0.04 | 22944500% | 76852 | 0.32 | 16237700% | 86901 | 0.36 | 15232800% | 92492 | 0.39 | 14673700% | 67257 | 0.28 | 17197200% | 33921 | 0.14 | 205308
508 | Grizzly | PGE NGBA | {'Rock Creek 1': [1.0, 3966.0], 'Rock Creek': [1.0, 3968.0], 'Bucks Creek': [5.7, 1707.0], 'Cresta': [7.3, 3843.0], 'Belden': [7.8, 745.0], 'POE': [15.0, 869.0], 'Caribou': [15.4, 13.0], 'Caribou 2': [15.4, 13.0]} | 332046 | 45956 | 0.14 | 286090 | 0.86 | 238225 | 0.72 |  |  | 70447 | 0.21 | 0.06 | 435 | 0 | 81 | 0 |  | 73237 | 0.22 | 114266 | 0.34 | 113831 | 0.34 | 21821500% | 153952 | 0.46 | 17809300% | 185757 | 0.56 | 14628800% | 261640 | 0.79 | 7040600% | 129181 | 0.39 | 20286500% | 16415 | 0.05 | 315631
509 | Jackass (DOE) | SCE EOP | {'Lathrop': [9.0, 8298.0], 'Mercury': [15.8, 966.0], 'Valley Switch': [17.7, 368.0]} | 347230 | 92100 | 0.27 | 255130 | 0.73 | 0 | 0 |  |  | 0 | 0 | 0 | 0 | 0 | 0 | 0 |  | 0 | 0 | 0 | 0 | 0 | 0 | 34723000% | 0 | 0 | 34723000% | 0 | 0 | 34723000% | 0 | 0 | 34723000% | 0 | 0 | 34723000% | 0 | 0 | 347230
510 | North City Metering | SDGE Imperial | {'Penasquitos': [2.8, 148.0], 'Chicarita': [6.5, 457.0], 'Artesian': [6.6, 479.0], 'Scripps': [7.1, 101.0], 'Mesa Heights': [9.7, 42.0], 'Kearny': [10.1, 42.0], 'Pomerado': [10.9, 101.0], 'Sycamore Canyon': [11.3, 101.0], 'San Marcos': [11.9, 385.0], 'Palomar Airport': [12.0, 377.0], 'Shadowridge': [12.7, 377.0], 'Mission': [13.0, 42.0], 'Escondido': [13.1, 473.0], 'Old Town': [13.5, 42.0], 'Encina': [14.0, 148.0], 'Cannon': [14.0, 183.0], 'Point Loma': [15.1, 42.0], 'Vine': [15.4, 42.0], 'Melrose': [17.3, 248.0], 'Ocean Ranch': [18.0, 1.0], 'San Luis Rey': [18.7, 0.0]} | 41663 | 3709 | 0.09 | 37953 | 0.91 | 2736 | 0.07 |  |  | 13201 | 0.32 | 0.24 | 2331 | 0.06 | 605 | 0.01 |  | 13283 | 0.32 | 17616 | 0.42 | 23685 | 0.57 | 1797800% | 19449 | 0.47 | 2221400% | 24011 | 0.58 | 1765200% | 35466 | 0.85 | 619700% | 7187 | 0.17 | 3447600% | 1715 | 0.04 | 39948
511 | Ormond Beach | SCE Northern | {'Mandalay': [7.1, 2413.0], 'Santa Clara': [12.0, 1991.0], 'Wakefield': [16.9, 343.0], 'Moorpark': [18.3, 129.0]} | 125773 | 34194 | 0.27 | 91579 | 0.73 | 22016 | 0.18 |  |  | 85765 | 0.68 | 0.15 | 12846 | 0.1 | 33907 | 0.27 |  | 2806 | 0.02 | 0 | 0 | 28037 | 0.22 | 9773600% | 8351 | 0.07 | 11742200% | 24070 | 0.19 | 10170300% | 45301 | 0.36 | 8047200% | 32471 | 0.26 | 9330200% | 8650 | 0.07 | 117123
512 | Warne | SCE Northern | {'Bailey': [6.4, 176.0], 'Neenach': [17.4, 135.0]} | 226087 | 21890 | 0.1 | 204197 | 0.9 | 75008 | 0.33 |  |  | 104406 | 0.46 | 0.14 | 3188 | 0.01 | 6065 | 0.03 |  | 94232 | 0.42 | 71422 | 0.32 | 120894 | 0.53 | 10519400% | 76617 | 0.34 | 14947100% | 75180 | 0.33 | 15090700% | 178593 | 0.79 | 4749500% | 101156 | 0.45 | 12493100% | 11590 | 0.05 | 214497
513 | POE | PGE NGBA | {'Cresta': [7.8, 1298.0], 'Rock Creek 1': [14.2, 869.0], 'Rock Creek': [14.3, 869.0], 'Table Mt.': [14.9, 193.0], 'Grizzly': [15.0, 869.0], 'Wyandotte': [16.6, 629.0], 'Thermalito': [16.9, 16.0], 'Palermo': [18.9, 76.0]} | 361815 | 32063 | 0.09 | 329752 | 0.91 | 132631 | 0.37 |  |  | 164106 | 0.45 | 0.12 | 26191 | 0.07 | 13307 | 0.04 |  | 108720 | 0.3 | 60510 | 0.17 | 196467 | 0.54 | 16534800% | 118838 | 0.33 | 24297700% | 204124 | 0.56 | 15769100% | 303508 | 0.84 | 5830700% | 143064 | 0.4 | 21875200% | 32472 | 0.09 | 329343
514 | Pit 3 | PGE NGBA | {'Pit 4': [5.3, 25982.0], 'Burney Forest': [8.5, 18857.0], 'Burney Forest Power': [8.5, 18861.0], 'Carberry': [9.6, 18624.0], 'James B Black': [11.8, 9722.0], 'Cove Road': [12.6, 7060.0], 'New Sub - Pit 1 - Cottonwood (Proposed)': [12.7, 12330.0], 'Pit 1': [13.0, 6996.0], 'Round Mt.': [16.4, 1838.0]} | 437481 | 149893 | 0.34 | 287588 | 0.66 | 280628 | 0.64 |  |  | 144630 | 0.33 | 0.05 | 21359 | 0.05 | 94 | 0 |  | 158197 | 0.36 | 37170 | 0.08 | 138632 | 0.32 | 29885000% | 74853 | 0.17 | 36262800% | 71878 | 0.16 | 36560400% | 197979 | 0.45 | 23950300% | 121248 | 0.28 | 31623300% | 27535 | 0.06 | 409946
515 | Evergreen | PGE GBA | {'Stone': [1.5, 1747.0], 'Swift': [2.8, 1747.0], 'Piercy': [3.8, 1112.0], 'San Jose A': [3.8, 1747.0], 'San Jose B': [4.2, 1747.0], 'Edenvale': [4.8, 1112.0], 'El Patio': [5.2, 220.0], 'Santa Teresa': [5.3, 1112.0], 'FMC': [5.4, 1632.0], 'Hicks': [5.8, 108.0], 'Trimble': [7.2, 1500.0], 'Metcalf Energy Center': [7.7, 746.0], 'Metcalf 1': [7.7, 835.0], 'Scott': [8.0, 1097.0], 'Los Esteros': [10.0, 1125.0], 'Nortech': [10.4, 635.0], 'Dixon Landing': [11.6, 899.0], 'Newark': [15.9, 249.0], 'Fremont': [17.8, 242.0]} | 176618 | 9855 | 0.06 | 166763 | 0.94 | 55750 | 0.32 |  |  | 82806 | 0.47 | 0.12 | 1871 | 0.01 | 937 | 0.01 |  | 88925 | 0.5 | 43134 | 0.24 | 127392 | 0.72 | 4922600% | 50446 | 0.29 | 12617200% | 88709 | 0.5 | 8790800% | 151719 | 0.86 | 2489900% | 110042 | 0.62 | 6657600% | 6735 | 0.04 | 169883
516 | Rincon | PGE NGBA | {'Santa Rosa A': [4.5, 3382.0], 'Monroe': [4.9, 1285.0], 'Fulton': [5.1, 870.0], 'Bellevue': [8.1, 3341.0], 'Silverado': [11.1, 2343.0], 'Penngrove': [12.2, 2961.0], 'Fitch Mountain': [12.9, 530.0], 'Corona': [15.7, 1776.0], 'Lakeville': [17.3, 2379.0]} | 353079 | 23363 | 0.07 | 329716 | 0.93 | 17851 | 0.05 |  |  | 234262 | 0.66 | 0.15 | 36824 | 0.1 | 37531 | 0.11 |  | 124552 | 0.35 | 5927 | 0.02 | 205927 | 0.58 | 14715200% | 151544 | 0.43 | 20153600% | 251027 | 0.71 | 10205300% | 316560 | 0.9 | 3652000% | 114436 | 0.32 | 23864300% | 17191 | 0.05 | 335888
517 | Whisman | PGE GBA | {'Mountain View': [1.6, 49.0], 'Monta Vista': [5.6, 40.0], 'Cooley Landing': [5.8, 60.0], 'Nortech': [6.0, 6.0], 'Scott': [6.5, 6.0], 'Ravenswood': [7.2, 60.0], 'Los Esteros': [7.6, 6.0], 'Menlo': [7.6, 58.0], 'Trimble': [7.9, 6.0], 'Newark': [8.0, 6.0], 'Dixon Landing': [8.8, 6.0], 'FMC': [8.9, 2.0], 'Dumbarton': [10.6, 19.0], 'Fremont': [11.1, 6.0], 'Jefferson': [12.4, 54.0], 'Eastshore': [15.5, 13.0], 'Mt Eden': [15.9, 7.0], 'Mt. Eden': [15.9, 7.0]} | 108331 | 8321 | 0.08 | 100010 | 0.92 | 16399 | 0.15 |  |  | 67087 | 0.62 | 0.2 | 1935 | 0.02 | 522 | 0 |  | 38839 | 0.36 | 0 | 0 | 55029 | 0.51 | 5330100% | 41428 | 0.38 | 6690200% | 70875 | 0.65 | 3745500% | 86603 | 0.8 | 2172800% | 50804 | 0.47 | 5752600% | 8442 | 0.08 | 99889
518 | Brighton | PGE NGBA | {'Granite': [4.1, 5174.0], 'Davis': [17.5, 4.0]} | 325696 | 40413 | 0.12 | 285283 | 0.88 | 33740 | 0.1 |  |  | 236926 | 0.73 | 0.25 | 110741 | 0.34 | 94171 | 0.29 |  | 47312 | 0.15 | 0 | 0 | 131173 | 0.4 | 19452400% | 77107 | 0.24 | 24858900% | 120885 | 0.37 | 20481100% | 205209 | 0.63 | 12048700% | 32261 | 0.1 | 29343500% | 60398 | 0.19 | 265298
519 | Mi-Wuk | PGE GBA | {'Curtis': [7.8, 5710.0], 'Stanislaus': [10.2, 1771.0], 'Collierville': [10.9, 1771.0], 'Race Track': [11.8, 5708.0], 'Racetrack': [11.8, 5708.0], 'Donnells-Curtis': [16.7, 1534.0], 'Frogtown': [17.1, 269.0], 'Peoria': [18.4, 783.0], 'New Melones': [18.5, 137.0], 'Chinese Station': [18.8, 1020.0]} | 320560 | 87677 | 0.27 | 232883 | 0.73 | 122832 | 0.38 |  |  | 159035 | 0.5 | 0.15 | 661 | 0 | 194 | 0 |  | 134445 | 0.42 | 154481 | 0.48 | 105495 | 0.33 | 21506500% | 62220 | 0.19 | 25834000% | 87600 | 0.27 | 23296000% | 169107 | 0.53 | 15145200% | 124132 | 0.39 | 19642800% | 7378 | 0.02 | 313182
520 | San Ysidro | SDGE Imperial | {'Otay': [2.9, 198.0], 'Imperial Beach': [4.3, 158.0], 'Bay Boulevard': [5.1, 158.0], 'Telegraph Canyon': [5.3, 201.0], 'Otay Mesa': [6.7, 49.0], 'Salt Creek': [8.4, 173.0], 'Miguel': [8.5, 184.0], 'Silvergate': [11.4, 151.0], 'Vine': [15.1, 148.0], 'Mission': [16.7, 145.0], 'Old Town': [17.1, 145.0], 'Point Loma': [17.3, 145.0]} | 35670 | 2216 | 0.06 | 33454 | 0.94 | 5302 | 0.15 |  |  | 13706 | 0.38 | 0.21 | 94 | 0 | 24 | 0 |  | 9973 | 0.28 | 17607 | 0.49 | 8226 | 0.23 | 2744400% | 21463 | 0.6 | 1420700% | 31473 | 0.88 | 419700% | 31843 | 0.89 | 382700% | 11008 | 0.31 | 2466200% | 1584 | 0.04 | 34086
521 | Lincoln | PGE NGBA | {'Pleasant Grove': [5.5, 16145.0], 'Rio Oso': [9.5, 16284.0], 'Atlantic': [9.7, 5373.0], 'Bell': [11.3, 8374.0], 'East Nicolaus': [13.3, 14495.0], 'Higgins': [14.7, 4853.0], 'Olivehurst': [18.8, 18.0], 'Gold Hill': [18.9, 347.0]} | 367091 | 60090 | 0.16 | 307001 | 0.84 | 14330 | 0.04 |  |  | 229199 | 0.62 | 0.23 | 84833 | 0.23 | 79558 | 0.22 |  | 163520 | 0.45 | 2205 | 0.01 | 201419 | 0.55 | 16567200% | 27136 | 0.07 | 33995500% | 83230 | 0.23 | 28386100% | 258142 | 0.7 | 10895000% | 42442 | 0.12 | 32464900% | 52835 | 0.14 | 314257
522 | Jefferson | PGE GBA | {'Menlo': [4.9, 286.0], 'Ravenswood': [8.4, 440.0], 'Cooley Landing': [8.7, 146.0], 'Burlingame': [10.1, 396.0], 'Millbrae': [11.8, 374.0], 'Whisman': [12.4, 54.0], 'Mountain View': [12.9, 43.0], 'Dumbarton': [14.2, 88.0], 'Monta Vista': [14.9, 40.0], 'Eastshore': [14.9, 242.0], 'Mt Eden': [15.8, 23.0], 'Mt. Eden': [15.8, 23.0], 'Grant': [16.4, 222.0], 'Martin': [18.4, 32.0]} | 66260 | 4489 | 0.07 | 61771 | 0.93 | 4601 | 0.07 |  |  | 47048 | 0.71 | 0.32 | 2007 | 0.03 | 876 | 0.01 |  | 876 | 0.01 | 0 | 0 | 26791 | 0.4 | 3947000% | 37577 | 0.57 | 2868300% | 49726 | 0.75 | 1653400% | 58076 | 0.88 | 818500% | 25856 | 0.39 | 4040400% | 7280 | 0.11 | 58980
523 | Lakewood | PGE GBA | {'Rossmoor': [3.3, 4.0], 'Meadow Lane': [3.8, 948.0], 'Clayton': [5.4, 701.0], 'Alhambra': [7.1, 365.0], 'Martinez': [8.1, 519.0], 'Sobrante': [8.2, 248.0], 'Christie': [10.5, 365.0], 'Kirker': [11.3, 701.0], 'Pittsburg': [12.5, 701.0], 'Bahia': [12.8, 365.0], 'GWF 2': [13.0, 629.0], 'El Cerrito G': [13.3, 85.0], 'San Pablo': [16.0, 170.0], 'Contra Costa': [16.1, 583.0], 'Lone Tree': [16.3, 378.0], 'Carquinez': [16.4, 248.0], 'Collinsville': [17.0, 583.0], 'Contra Costa PP': [17.6, 576.0], 'Parkway': [18.0, 229.0]} | 132518 | 23240 | 0.18 | 109278 | 0.82 | 17302 | 0.13 |  |  | 88855 | 0.67 | 0.3 | 9245 | 0.07 | 773 | 0.01 |  | 80249 | 0.61 | 885 | 0.01 | 45075 | 0.34 | 8744300% | 63374 | 0.48 | 6914400% | 79809 | 0.6 | 5270800% | 100176 | 0.76 | 3234200% | 28374 | 0.21 | 10414400% | 19037 | 0.14 | 113481
524 | Windmaster | PGE GBA | {'Delta Pumps': [1.1, 826.0], 'Delta PP': [1.1, 827.0], 'Kelso': [2.1, 404.0], 'Tracy': [3.3, 404.0], 'Altamont': [4.1, 1356.0], 'Altamont Midway (Sandhill)': [4.1, 1364.0], 'Midway Green Ridge Services': [6.0, 435.0], 'Vasco': [7.4, 1109.0], 'Tesla': [7.5, 404.0], 'Cayetano': [8.2, 1109.0], 'Brentwood': [8.4, 116.0], 'Los Positas': [8.6, 1109.0], 'Las Positas': [8.6, 1109.0], 'GWF Tracy': [10.4, 404.0], 'Lammers': [10.8, 404.0], 'Lone Tree': [11.9, 116.0], 'North Dublin': [12.3, 1109.0], 'Tassajara': [14.4, 1134.0], 'Vineyard': [14.7, 1109.0], 'Contra Costa': [15.8, 116.0], 'Contra Costa PP': [16.3, 116.0], 'San Ramon': [16.4, 1109.0], 'Kasson': [16.8, 404.0], 'GWF 2': [19.1, 116.0]} | 376865 | 8627 | 0.02 | 368238 | 0.98 | 106365 | 0.28 |  |  | 225491 | 0.6 | 0.14 | 23618 | 0.06 | 147790 | 0.39 |  | 152777 | 0.41 | 17118 | 0.05 | 166388 | 0.44 | 21047700% | 138598 | 0.37 | 23826700% | 146785 | 0.39 | 23008000% | 222429 | 0.59 | 15443600% | 81086 | 0.22 | 29577900% | 26910 | 0.07 | 349955
525 | Rosamond | SCE Northern | {'Whirlwind': [11.2, 22046.0], 'Windhub': [12.1, 16385.0], 'Antelope': [12.8, 23229.0], 'Neenach': [16.1, 8627.0], 'Highwind': [18.2, 1704.0]} | 399908 | 159125 | 0.4 | 240783 | 0.6 | 22390 | 0.06 |  |  | 116721 | 0.29 | 0.42 | 5862 | 0.01 | 12191 | 0.03 |  | 49419 | 0.12 | 18114 | 0.05 | 89520 | 0.22 | 31038800% | 123456 | 0.31 | 27645200% | 99201 | 0.25 | 30070700% | 203354 | 0.51 | 19655400% | 78379 | 0.2 | 32152900% | 7319 | 0.02 | 392589
526 | Los Positas | PGE GBA | {'Las Positas': [0.0, 3138.0], 'Vasco': [1.2, 2476.0], 'Cayetano': [3.4, 2443.0], 'Altamont Midway (Sandhill)': [4.5, 1446.0], 'Altamont': [4.5, 1451.0], 'Vineyard': [6.9, 3138.0], 'North Dublin': [7.4, 2510.0], 'Midway Green Ridge Services': [8.1, 31.0], 'Windmaster': [8.6, 1109.0], 'Delta Pumps': [9.2, 422.0], 'Delta PP': [9.2, 423.0], 'Kelso': [9.7, 0.0], 'San Ramon': [11.4, 1566.0], 'Tassajara': [11.7, 1491.0], 'Fremont': [16.7, 1482.0], 'Newark': [19.6, 96.0], 'Dixon Landing': [19.8, 65.0]} | 306171 | 8178 | 0.03 | 297992 | 0.97 | 103588 | 0.34 |  |  | 173064 | 0.57 | 0.12 | 14071 | 0.05 | 60538 | 0.2 |  | 193246 | 0.63 | 29855 | 0.1 | 187842 | 0.61 | 11832900% | 132503 | 0.43 | 17366800% | 151250 | 0.49 | 15492100% | 230165 | 0.75 | 7600600% | 126033 | 0.41 | 18013800% | 17618 | 0.06 | 288553
527 | Oregon Trail | PGE NGBA | {'Jessup': [10.9, 429.0], 'Cottonwood': [15.7, 0.0]} | 310976 | 31233 | 0.1 | 279744 | 0.9 | 46578 | 0.15 |  |  | 165493 | 0.53 | 0.19 | 9274 | 0.03 | 8635 | 0.03 |  | 248956 | 0.8 | 48055 | 0.15 | 201923 | 0.65 | 10905400% | 48531 | 0.16 | 26244600% | 65924 | 0.21 | 24505200% | 228313 | 0.73 | 8266400% | 158000 | 0.51 | 15297600% | 33784 | 0.11 | 277192
528 | Burlingame | PGE GBA | {'Millbrae': [1.9, 605.0], 'Martin': [8.3, 195.0], 'Jefferson': [10.1, 396.0], 'Potrero': [11.6, 132.0], 'SAN FRAN A (POTRERO PP)': [11.7, 131.0], 'Grant': [12.4, 222.0], 'Eastshore': [13.6, 196.0], 'Edes': [13.9, 36.0], 'Menlo': [14.0, 103.0], 'Ravenswood': [14.0, 334.0], 'Mt Eden': [14.5, 1.0], 'Mt. Eden': [14.5, 1.0], 'Oakland J': [14.5, 40.0], 'Oakland C': [15.1, 44.0], 'Cooley Landing': [15.2, 40.0], 'Oakland L': [16.1, 43.0], 'Oakland X': [16.6, 40.0], 'Dumbarton': [16.8, 22.0]} | 46267 | 6779 | 0.15 | 39488 | 0.85 | 4023 | 0.09 |  |  | 28311 | 0.61 | 0.45 | 1452 | 0.03 | 304 | 0.01 |  | 1686 | 0.04 | 0 | 0 | 17426 | 0.38 | 2884000% | 26195 | 0.57 | 2007200% | 32247 | 0.7 | 1401900% | 37206 | 0.8 | 906000% | 15090 | 0.33 | 3117700% | 4680 | 0.1 | 41587
529 | Fremont | PGE GBA | {'Newark': [3.1, 1214.0], 'Dumbarton': [5.3, 632.0], 'Dixon Landing': [6.2, 1181.0], 'Los Esteros': [8.1, 837.0], 'Nortech': [8.4, 723.0], 'Mt Eden': [9.9, 111.0], 'Mt. Eden': [9.9, 111.0], 'Ravenswood': [10.1, 6.0], 'Cooley Landing': [10.2, 6.0], 'Eastshore': [10.2, 34.0], 'Vineyard': [10.7, 2351.0], 'Whisman': [11.1, 6.0], 'Trimble': [11.3, 248.0], 'Scott': [11.4, 248.0], 'Castro Valley': [11.8, 34.0], 'Mountain View': [12.5, 6.0], 'FMC': [13.7, 244.0], 'San Ramon': [14.2, 75.0], 'San Jose B': [14.3, 242.0], 'Menlo': [15.1, 4.0], 'San Jose A': [15.2, 242.0], 'North Dublin': [15.3, 853.0], 'Los Positas': [16.7, 1482.0], 'Las Positas': [16.7, 1484.0], 'Cayetano': [17.2, 787.0], 'Stone': [17.3, 242.0], 'Swift': [17.7, 242.0], 'Evergreen': [17.8, 242.0], 'Vasco': [17.8, 819.0]} | 127648 | 7573 | 0.06 | 120075 | 0.94 | 37313 | 0.29 |  |  | 77173 | 0.6 | 0.19 | 2523 | 0.02 | 391 | 0 |  | 107077 | 0.84 | 6684 | 0.05 | 77581 | 0.61 | 5006700% | 55008 | 0.43 | 7264100% | 71577 | 0.56 | 5607200% | 104935 | 0.82 | 2271300% | 69034 | 0.54 | 5861400% | 9125 | 0.07 | 118523
530 | Callender | PGE Kern | {'Oceano': [3.8, 22110.0], 'Mesa': [7.9, 20042.0], 'Fairway': [12.3, 8777.0], 'San Luis Obispo': [15.2, 5090.0], 'Divide': [17.1, 1839.0], 'Sisquoc': [18.5, 608.0], 'Diablo Canyon': [18.8, 4.0]} | 263333 | 61092 | 0.23 | 202242 | 0.77 | 85780 | 0.33 |  |  | 157189 | 0.6 | 0.08 | 20943 | 0.08 | 41363 | 0.16 |  | 101060 | 0.38 | 41297 | 0.16 | 34156 | 0.13 | 22917700% | 20370 | 0.08 | 24296400% | 82754 | 0.31 | 18057900% | 97531 | 0.37 | 16580200% | 105712 | 0.4 | 15762200% | 18851 | 0.07 | 244482
531 | Delta PP | PGE GBA | {'Delta Pumps': [0.0, 1415.0], 'Kelso': [1.0, 993.0], 'Windmaster': [1.1, 827.0], 'Tracy': [2.2, 993.0], 'Altamont': [4.7, 670.0], 'Altamont Midway (Sandhill)': [4.7, 678.0], 'Midway Green Ridge Services': [5.5, 1013.0], 'Tesla': [6.9, 993.0], 'Vasco': [8.1, 423.0], 'Los Positas': [9.2, 423.0], 'Las Positas': [9.2, 423.0], 'Cayetano': [9.2, 423.0], 'GWF Tracy': [9.5, 993.0], 'Lammers': [9.9, 993.0], 'North Dublin': [13.4, 423.0], 'Tassajara': [15.6, 423.0], 'Vineyard': [15.6, 423.0], 'Kasson': [15.6, 993.0], 'San Ramon': [17.5, 423.0]} | 385172 | 8374 | 0.02 | 376798 | 0.98 | 109265 | 0.28 |  |  | 229837 | 0.6 | 0.14 | 24592 | 0.06 | 153689 | 0.4 |  | 152743 | 0.4 | 17619 | 0.05 | 169258 | 0.44 | 21591400% | 140146 | 0.36 | 24502600% | 147117 | 0.38 | 23805500% | 225515 | 0.59 | 15965700% | 81718 | 0.21 | 30345400% | 27422 | 0.07 | 357750
532 | Moraga | PGE GBA | {'Sobrante': [4.8, 1050.0], 'Oakland X': [4.8, 2366.0], 'Oakland L': [6.5, 2366.0], 'Oakland J': [6.6, 2254.0], 'Oakland C': [7.4, 2366.0], 'Edes': [7.8, 2055.0], 'El Cerrito G': [9.0, 1474.0], 'San Leandro U': [9.6, 986.0], 'Alhambra': [10.3, 2.0], 'Christie': [11.1, 162.0], 'Martinez': [11.9, 2.0], 'Castro Valley': [12.2, 630.0], 'Grant': [12.3, 932.0], 'Richmond R': [12.5, 1145.0], 'San Pablo': [13.5, 322.0], 'SAN FRAN A (POTRERO PP)': [13.8, 2017.0], 'Potrero': [13.8, 2017.0], 'Standard Oil': [14.5, 324.0], 'Standard Oil 2': [14.5, 324.0], 'Mt Eden': [15.4, 704.0], 'Mt. Eden': [15.4, 704.0], 'Eastshore': [15.7, 749.0], 'Bahia': [16.3, 2.0], 'Martin': [16.8, 1575.0], 'Carquinez': [17.6, 2.0]} | 96436 | 14823 | 0.15 | 81613 | 0.85 | 11622 | 0.12 |  |  | 57083 | 0.59 | 0.47 | 324 | 0 | 72 | 0 |  | 52893 | 0.55 | 740 | 0.01 | 32589 | 0.34 | 6384800% | 42806 | 0.44 | 5363100% | 62717 | 0.65 | 3371900% | 76867 | 0.8 | 1957000% | 23899 | 0.25 | 7253700% | 9814 | 0.1 | 86622
533 | Collierville | PGE GBA | {'Stanislaus': [0.8, 13778.0], 'Frogtown': [10.3, 1515.0], 'Mi-Wuk': [10.9, 1771.0], 'Racetrack': [11.6, 1891.0], 'Race Track': [11.6, 1892.0], 'Curtis': [12.3, 1707.0]} | 353803 | 108152 | 0.31 | 245651 | 0.69 | 92239 | 0.26 |  |  | 199546 | 0.56 | 0.16 | 1375 | 0 | 292 | 0 |  | 135403 | 0.38 | 180538 | 0.51 | 143436 | 0.41 | 21036700% | 38806 | 0.11 | 31499700% | 90799 | 0.26 | 26300400% | 193904 | 0.55 | 15989900% | 130663 | 0.37 | 22314000% | 9352 | 0.03 | 344451
534 | Rock Creek | PGE NGBA | {'Rock Creek 1': [0.0, 4123.0], 'Grizzly': [1.0, 3968.0], 'Bucks Creek': [6.5, 1707.0], 'Cresta': [6.5, 4001.0], 'Belden': [8.7, 745.0], 'POE': [14.3, 869.0], 'Caribou': [16.3, 13.0], 'Caribou 2': [16.3, 13.0]} | 333895 | 45157 | 0.14 | 288738 | 0.86 | 233712 | 0.7 |  |  | 72969 | 0.22 | 0.06 | 403 | 0 | 81 | 0 |  | 70685 | 0.21 | 117352 | 0.35 | 120798 | 0.36 | 21309700% | 150008 | 0.45 | 18388700% | 185950 | 0.56 | 14794500% | 264082 | 0.79 | 6981300% | 131841 | 0.39 | 20205400% | 16122 | 0.05 | 317773
535 | Homestake | PGE NGBA | {} | 379968 | 14616 | 0.04 | 365353 | 0.96 | 96230 | 0.25 |  |  | 256004 | 0.67 | 0.08 | 22221 | 0.06 | 44195 | 0.12 |  | 161183 | 0.42 | 181094 | 0.48 | 252197 | 0.66 | 12777100% | 81002 | 0.21 | 29896600% | 136591 | 0.36 | 24337700% | 306698 | 0.81 | 7327100% | 222875 | 0.59 | 15709300% | 7658 | 0.02 | 372310
536 | James B Black | PGE NGBA | {'Pit 4': [6.5, 16505.0], 'Cove Road': [8.3, 7067.0], 'Pit 3': [11.8, 9722.0], 'Round Mt.': [13.0, 4085.0], 'New Sub - Pit 1 - Cottonwood (Proposed)': [14.2, 4059.0], 'Carberry': [14.8, 2704.0], 'Burney Forest': [15.7, 554.0], 'Burney Forest Power': [15.7, 559.0]} | 353031 | 118911 | 0.34 | 234120 | 0.66 | 234578 | 0.66 |  |  | 110324 | 0.31 | 0.04 | 7573 | 0.02 | 124 | 0 |  | 163555 | 0.46 | 73832 | 0.21 | 104583 | 0.3 | 24844800% | 69162 | 0.2 | 28386900% | 68851 | 0.2 | 28418000% | 164915 | 0.47 | 18811600% | 99749 | 0.28 | 25328200% | 23027 | 0.07 | 330004
537 | Harvard | SCE NOL | {'Cool Water': [13.1, 5692.0], 'Dunn Siding': [13.6, 1404.0]} | 115994 | 32748 | 0.28 | 83246 | 0.72 | 19932 | 0.17 |  |  | 56884 | 0.49 | 0.18 | 855 | 0.01 | 597 | 0.01 |  | 0 | 0 | 0 | 0 | 59459 | 0.51 | 5653500% | 28562 | 0.25 | 8743200% | 23065 | 0.2 | 9292800% | 62734 | 0.54 | 5326000% | 51672 | 0.45 | 6432100% | 3221 | 0.03 | 112772
538 | San Jose B | PGE GBA | {'San Jose A': [0.9, 1747.0], 'FMC': [1.2, 1632.0], 'Trimble': [3.2, 1500.0], 'Stone': [3.2, 1747.0], 'Scott': [3.8, 1097.0], 'El Patio': [3.9, 220.0], 'Evergreen': [4.2, 1747.0], 'Swift': [5.9, 1747.0], 'Los Esteros': [6.3, 1125.0], 'Nortech': [6.4, 635.0], 'Hicks': [7.5, 108.0], 'Piercy': [8.0, 1112.0], 'Dixon Landing': [8.2, 899.0], 'Edenvale': [8.9, 1112.0], 'Santa Teresa': [9.4, 1112.0], 'Metcalf Energy Center': [11.9, 746.0], 'Metcalf 1': [11.9, 835.0], 'Newark': [12.0, 249.0], 'Fremont': [14.3, 242.0]} | 150083 | 7374 | 0.05 | 142709 | 0.95 | 52899 | 0.35 |  |  | 63750 | 0.42 | 0.13 | 1745 | 0.01 | 848 | 0.01 |  | 89715 | 0.6 | 16527 | 0.11 | 106382 | 0.71 | 4370100% | 43727 | 0.29 | 10635600% | 78341 | 0.52 | 7174200% | 127961 | 0.85 | 2212200% | 86220 | 0.57 | 6386300% | 6689 | 0.04 | 143394
539 | Edenvale | PGE GBA | {'Santa Teresa': [0.5, 1310.0], 'Piercy': [1.8, 1112.0], 'Metcalf Energy Center': [3.1, 944.0], 'Metcalf 1': [3.2, 1034.0], 'Evergreen': [4.8, 1112.0], 'Swift': [5.4, 1112.0], 'Stone': [5.7, 1112.0], 'Hicks': [5.8, 108.0], 'San Jose A': [8.2, 1112.0], 'El Patio': [8.4, 220.0], 'San Jose B': [8.9, 1112.0], 'FMC': [10.0, 998.0], 'Morgan Hill': [11.1, 199.0], 'Trimble': [12.0, 865.0], 'Scott': [12.7, 462.0], 'Los Esteros': [14.8, 491.0], 'Nortech': [15.2, 0.0], 'Dixon Landing': [16.3, 264.0]} | 186642 | 12709 | 0.07 | 173932 | 0.93 | 48483 | 0.26 |  |  | 86500 | 0.46 | 0.15 | 3464 | 0.02 | 2715 | 0.01 |  | 82732 | 0.44 | 49024 | 0.26 | 124090 | 0.66 | 6255100% | 47462 | 0.25 | 13917900% | 91046 | 0.49 | 9559600% | 154862 | 0.83 | 3178000% | 110629 | 0.59 | 7601300% | 6615 | 0.04 | 180027
540 | Mt Poso | PGE Kern | {'Lerdo': [5.0, 26444.0], 'Poso Mt.': [7.0, 32071.0], '7th Standard': [7.8, 18647.0], 'Famoso': [8.0, 16659.0], 'Kern Oil': [8.0, 22687.0], 'Sycamore': [8.2, 24602.0], 'Kern Power': [11.5, 9465.0], 'Rosedale': [11.7, 9749.0], 'Bakersfield': [11.8, 11171.0], 'Renfro': [11.9, 6769.0], 'West Park': [12.1, 8392.0], 'Rio Bravo': [12.3, 4185.0], 'Columbus': [12.9, 6795.0], 'Cal Water': [13.2, 6572.0], 'Shafter': [13.4, 1931.0], 'Charca': [14.3, 756.0], 'Casaloma': [14.4, 757.0], 'Stockdale': [15.9, 693.0], 'Tevis': [15.9, 1477.0], 'Tupman': [17.0, 1293.0]} | 592163 | 101426 | 0.17 | 490736 | 0.83 | 106569 | 0.18 |  |  | 448937 | 0.76 | 0.1 | 52791 | 0.09 | 247098 | 0.42 |  | 226602 | 0.38 | 15 | 0 | 256743 | 0.43 | 33541900% | 79694 | 0.13 | 51246800% | 151324 | 0.26 | 44083800% | 306267 | 0.52 | 28589500% | 125545 | 0.21 | 46661700% | 18819 | 0.03 | 573343
541 | Rock Creek 1 | PGE NGBA | {'Rock Creek': [0.0, 4123.0], 'Grizzly': [1.0, 3966.0], 'Cresta': [6.4, 4019.0], 'Bucks Creek': [6.5, 1707.0], 'Belden': [8.7, 745.0], 'POE': [14.2, 869.0], 'Caribou': [16.3, 13.0], 'Caribou 2': [16.3, 13.0]} | 333935 | 45127 | 0.14 | 288808 | 0.86 | 233606 | 0.7 |  |  | 73040 | 0.22 | 0.06 | 400 | 0 | 81 | 0 |  | 70694 | 0.21 | 117426 | 0.35 | 121015 | 0.36 | 21292000% | 149961 | 0.45 | 18397400% | 185990 | 0.56 | 14794500% | 264153 | 0.79 | 6978200% | 131921 | 0.4 | 20201400% | 16118 | 0.05 | 317817
542 | New Sub - Kramer - Lugo (Proposed) | SCE NOL | {'Roadway': [0.0, 22653.0], 'Victor': [5.1, 16528.0], 'Lugo': [14.8, 3351.0]} | 299412 | 69293 | 0.23 | 230118 | 0.77 | 7743 | 0.03 |  |  | 75850 | 0.25 | 0.39 | 88 | 0 | 1757 | 0.01 |  | 29922 | 0.1 | 3418 | 0.01 | 130361 | 0.44 | 16905000% | 140086 | 0.47 | 15932500% | 63064 | 0.21 | 23634700% | 205812 | 0.69 | 9359900% | 72321 | 0.24 | 22709000% | 4125 | 0.01 | 295287
543 | Baker | SCE NOL | {} | 23059 | 2772 | 0.12 | 20288 | 0.88 | 19445 | 0.84 |  |  | 2740 | 0.12 | 0.02 | 0 | 0 | 0 | 0 |  | 0 | 0 | 0 | 0 | 11958 | 0.52 | 1110100% | 9130 | 0.4 | 1393000% | 9129 | 0.4 | 1393000% | 14314 | 0.62 | 874500% | 15288 | 0.66 | 777100% | 537 | 0.02 | 22523
544 | Mountain View | PGE GBA | {'Whisman': [1.6, 49.0], 'Monta Vista': [4.1, 40.0], 'Scott': [6.3, 6.0], 'Nortech': [6.5, 6.0], 'Cooley Landing': [7.1, 49.0], 'Trimble': [7.8, 6.0], 'Menlo': [8.0, 47.0], 'Los Esteros': [8.1, 6.0], 'FMC': [8.4, 2.0], 'Ravenswood': [8.5, 49.0], 'Newark': [9.4, 6.0], 'Dixon Landing': [9.6, 6.0], 'Dumbarton': [12.2, 9.0], 'Fremont': [12.5, 6.0], 'Jefferson': [12.9, 43.0], 'Eastshore': [17.1, 3.0]} | 110573 | 7734 | 0.07 | 102839 | 0.93 | 14475 | 0.13 |  |  | 67570 | 0.61 | 0.21 | 2158 | 0.02 | 671 | 0.01 |  | 33514 | 0.3 | 0 | 0 | 54551 | 0.49 | 5602200% | 43027 | 0.39 | 6754600% | 76345 | 0.69 | 3422800% | 91418 | 0.83 | 1915600% | 48500 | 0.44 | 6207300% | 8506 | 0.08 | 102068
545 | Stanislaus | PGE GBA | {'Collierville': [0.8, 13778.0], 'Mi-Wuk': [10.2, 1771.0], 'Frogtown': [10.5, 1456.0], 'Race Track': [11.2, 1892.0], 'Racetrack': [11.3, 1891.0], 'Curtis': [11.7, 1707.0], 'Donnells-Curtis': [19.6, 58.0]} | 353930 | 109445 | 0.31 | 244486 | 0.69 | 95267 | 0.27 |  |  | 198284 | 0.56 | 0.16 | 1114 | 0 | 262 | 0 |  | 135394 | 0.38 | 181045 | 0.51 | 140928 | 0.4 | 21300200% | 40122 | 0.11 | 31380800% | 90557 | 0.26 | 26337400% | 191697 | 0.54 | 16223400% | 131185 | 0.37 | 22274600% | 8578 | 0.02 | 345353
546 | Eagle Mountain | SCE Eastern | {'Kem': [4.0, 3426.0], 'Red Bluff': [11.2, 6799.0]} | 52465 | 7900 | 0.15 | 44566 | 0.85 | 26719 | 0.51 |  |  | 24817 | 0.47 | 0.04 | 949 | 0.02 | 0 | 0 |  | 0 | 0 | 0 | 0 | 15018 | 0.29 | 3744700% | 7836 | 0.15 | 4462900% | 1123 | 0.02 | 5134300% | 21725 | 0.41 | 3074100% | 31848 | 0.61 | 2061700% | 886 | 0.02 | 51580
547 | Contra Costa PP | PGE GBA | {'Contra Costa': [1.6, 16709.0], 'Lone Tree': [4.8, 3653.0], 'GWF 2': [5.3, 17178.0], 'Collinsville': [6.1, 19976.0], 'Pittsburg': [7.4, 16346.0], 'Kirker': [7.8, 14418.0], 'Brentwood': [8.1, 2032.0], 'Birds Landing': [8.5, 19059.0], 'Shiloh III': [11.7, 18358.0], 'Clayton': [12.2, 1162.0], 'Lambie': [15.4, 15446.0], 'Lambie Energy': [15.4, 15446.0], 'Meadow Lane': [16.1, 576.0], 'Windmaster': [16.3, 116.0], 'Tassajara': [16.9, 285.0], 'Lakewood': [17.6, 576.0], 'Grand Island': [17.7, 2598.0], 'Martinez': [19.1, 147.0]} | 360398 | 37324 | 0.1 | 323075 | 0.9 | 101437 | 0.28 |  |  | 225960 | 0.63 | 0.08 | 69230 | 0.19 | 139841 | 0.39 |  | 117213 | 0.33 | 885 | 0 | 82248 | 0.23 | 27815000% | 116950 | 0.32 | 24344900% | 118530 | 0.33 | 24186800% | 167982 | 0.47 | 19241600% | 20083 | 0.06 | 34031500% | 50558 | 0.14 | 309840
548 | Padre Flats SW STA | PGE Fresno | {'Los Banos': [4.2, 13400.0], 'Quinto': [9.4, 10041.0], 'Dos Amigos': [9.6, 5428.0], 'Mercy Springs': [9.6, 5843.0], 'Miller': [18.7, 321.0], 'Oro Loma': [19.1, 115.0]} | 465866 | 63182 | 0.14 | 402684 | 0.86 | 174918 | 0.38 |  |  | 271146 | 0.58 | 0.06 | 77464 | 0.17 | 113194 | 0.24 |  | 224639 | 0.48 | 25755 | 0.06 | 280948 | 0.6 | 18491800% | 56624 | 0.12 | 40924200% | 99799 | 0.21 | 36606600% | 298298 | 0.64 | 16756800% | 190601 | 0.41 | 27526400% | 27639 | 0.06 | 438226
549 | Bliss | SCE Northern | {'Rector': [9.8, 19351.0], 'Springville': [15.4, 10107.0]} | 589284 | 119853 | 0.2 | 469431 | 0.8 | 63894 | 0.11 |  |  | 421778 | 0.72 | 0.12 | 131705 | 0.22 | 312885 | 0.53 |  | 55652 | 0.09 | 0 | 0 | 168893 | 0.29 | 42039100% | 48788 | 0.08 | 54049600% | 78156 | 0.13 | 51112800% | 222819 | 0.38 | 36646500% | 73145 | 0.12 | 51613800% | 18807 | 0.03 | 570477
550 | Divide | PGE Kern | {'Fairway': [5.7, 12613.0], 'Sisquoc': [7.5, 12694.0], 'Mesa': [12.6, 8247.0], 'Cabrillo': [12.9, 2162.0], 'Callender': [17.1, 1839.0]} | 344988 | 67735 | 0.2 | 277253 | 0.8 | 159367 | 0.46 |  |  | 172165 | 0.5 | 0.07 | 28150 | 0.08 | 55045 | 0.16 |  | 121120 | 0.35 | 10585 | 0.03 | 101933 | 0.3 | 24305500% | 17221 | 0.05 | 32776700% | 121367 | 0.35 | 22362100% | 173807 | 0.5 | 17118100% | 123209 | 0.36 | 22177900% | 16117 | 0.05 | 328871
551 | Cresta | PGE NGBA | {'Rock Creek 1': [6.4, 4019.0], 'Rock Creek': [6.5, 4001.0], 'Grizzly': [7.3, 3843.0], 'POE': [7.8, 1298.0], 'Bucks Creek': [13.0, 1694.0], 'Belden': [15.1, 732.0]} | 339326 | 35691 | 0.11 | 303635 | 0.89 | 184652 | 0.54 |  |  | 114015 | 0.34 | 0.09 | 708 | 0 | 339 | 0 |  | 82081 | 0.24 | 88159 | 0.26 | 163042 | 0.48 | 17628400% | 136528 | 0.4 | 20279800% | 207799 | 0.61 | 13152800% | 281585 | 0.83 | 5774200% | 154527 | 0.46 | 18479900% | 18949 | 0.06 | 320377
552 | Race Track | PGE GBA | {'Racetrack': [0.0, 8115.0], 'Curtis': [5.1, 7775.0], 'New Melones': [6.7, 1001.0], 'Peoria': [7.0, 2547.0], 'Chinese Station': [8.1, 3131.0], 'Frogtown': [8.4, 609.0], 'Stanislaus': [11.2, 1892.0], 'Collierville': [11.6, 1892.0], 'Mi-Wuk': [11.8, 5708.0]} | 351497 | 36460 | 0.1 | 315037 | 0.9 | 88957 | 0.25 |  |  | 208379 | 0.59 | 0.15 | 3596 | 0.01 | 810 | 0 |  | 229679 | 0.65 | 83911 | 0.24 | 209914 | 0.6 | 14158300% | 81643 | 0.23 | 26985400% | 122296 | 0.35 | 22920200% | 266682 | 0.76 | 8481500% | 196632 | 0.56 | 15486500% | 20840 | 0.06 | 330657
553 | Lodi | PGE GBA | {'Eight Mile': [2.1, 4799.0], 'Stagg': [7.0, 3295.0], 'Stockton A': [11.2, 1851.0], 'Lockeford': [12.5, 3792.0], 'Live Oak': [13.6, 3612.0], 'Weber': [14.2, 294.0], 'Grand Island': [14.8, 19.0]} | 539065 | 66668 | 0.12 | 472397 | 0.88 | 79921 | 0.15 |  |  | 341377 | 0.63 | 0.13 | 139645 | 0.26 | 295621 | 0.55 |  | 11320 | 0.02 | 0 | 0 | 69629 | 0.13 | 46943700% | 81532 | 0.15 | 45753300% | 125945 | 0.23 | 41312000% | 170705 | 0.32 | 36836100% | 5716 | 0.01 | 53334900% | 49259 | 0.09 | 489806
554 | Rancho Seco | PGE GBA | {'Cosumnes': [0.4, 15266.0], 'Camanche': [10.6, 4509.0], 'Live Oak': [11.3, 9355.0], 'Lockeford': [15.9, 4681.0], 'Rancho Seco - Bellota (Proposed)': [16.2, 859.0], 'Granite': [17.8, 2004.0]} | 431716 | 68255 | 0.16 | 363461 | 0.84 | 38207 | 0.09 |  |  | 269499 | 0.62 | 0.22 | 96283 | 0.22 | 77121 | 0.18 |  | 121357 | 0.28 | 0 | 0 | 231681 | 0.54 | 20003500% | 98603 | 0.23 | 33311300% | 144179 | 0.33 | 28753700% | 278142 | 0.64 | 15357400% | 116982 | 0.27 | 31473400% | 76910 | 0.18 | 354806
555 | Monticello | PGE NGBA | {'Putah Creek': [11.8, 309.0], 'Silverado': [13.2, 546.0], 'Vaca-Dixon & Gc Yard': [17.4, 157.0], 'Tulucay': [18.4, 590.0]} | 373693 | 26625 | 0.07 | 347068 | 0.93 | 33332 | 0.09 |  |  | 281245 | 0.75 | 0.11 | 30786 | 0.08 | 95879 | 0.26 |  | 168783 | 0.45 | 22372 | 0.06 | 256532 | 0.69 | 11716000% | 53034 | 0.14 | 32065800% | 91016 | 0.24 | 28267600% | 280393 | 0.75 | 9330000% | 157122 | 0.42 | 21657100% | 20335 | 0.05 | 353358
556 | New Sub - Westley - Quinto (Proposed) | PGE Fresno | {'Westley': [4.6, 1778.0], 'Salado': [8.0, 2179.0], 'Stanislaus Resource Recovery Facility': [10.3, 1965.0], 'Crow Creek': [11.2, 1914.0], 'Fink (Proposed)': [11.3, 1896.0], 'Crows Landing': [12.5, 1921.0], 'Kasson': [17.1, 41.0], 'Ripon': [17.3, 37.0], 'Lammers': [19.2, 1.0], 'Miller': [19.3, 197.0], 'GWF Tracy': [19.5, 1.0], 'Vierra': [19.8, 1.0], 'Manteca': [19.9, 4.0]} | 493160 | 35145 | 0.07 | 458015 | 0.93 | 124450 | 0.25 |  |  | 294584 | 0.6 | 0.13 | 42853 | 0.09 | 217560 | 0.44 |  | 132978 | 0.27 | 83702 | 0.17 | 271779 | 0.55 | 22138100% | 98287 | 0.2 | 39487400% | 125288 | 0.25 | 36787200% | 302005 | 0.61 | 19115500% | 175281 | 0.36 | 31788000% | 14795 | 0.03 | 478365
557 | North Dublin | PGE GBA | {'San Ramon': [4.2, 1596.0], 'Tassajara': [4.7, 1520.0], 'Cayetano': [4.7, 2391.0], 'Vineyard': [5.2, 2540.0], 'Los Positas': [7.4, 2510.0], 'Las Positas': [7.4, 2510.0], 'Vasco': [8.1, 2293.0], 'Altamont Midway (Sandhill)': [9.8, 1446.0], 'Altamont': [9.8, 1451.0], 'Castro Valley': [11.6, 30.0], 'Windmaster': [12.3, 1109.0], 'Delta Pumps': [13.4, 422.0], 'Delta PP': [13.4, 423.0], 'Kelso': [14.3, 0.0], 'Midway Green Ridge Services': [14.7, 31.0], 'Fremont': [15.3, 853.0]} | 205747 | 7677 | 0.04 | 198070 | 0.96 | 50905 | 0.25 |  |  | 133056 | 0.65 | 0.13 | 9672 | 0.05 | 23648 | 0.11 |  | 155596 | 0.76 | 8607 | 0.04 | 123303 | 0.6 | 8244400% | 111030 | 0.54 | 9471700% | 131073 | 0.64 | 7467300% | 167855 | 0.82 | 3789200% | 73780 | 0.36 | 13196700% | 13115 | 0.06 | 192632
558 | Wildlife | SCE Eastern | {'Rerc': [0.0, 2605.0], 'Mira Loma': [7.1, 2324.0], 'Vista (SCE)': [9.4, 234.0], 'Vista': [9.4, 234.0], 'Etiwanda': [9.8, 2091.0], 'Rancho Vista': [9.9, 2091.0], 'Chino': [13.1, 2324.0], 'Cardiff': [13.9, 234.0], 'Lee Lake (Proposed)': [14.7, 47.0], 'San Bernardino': [14.7, 234.0], 'Padua': [15.3, 2071.0], 'Alberhill': [16.0, 47.0]} | 76639 | 12986 | 0.17 | 63653 | 0.83 | 5961 | 0.08 |  |  | 30894 | 0.4 | 0.27 | 4347 | 0.06 | 1545 | 0.02 |  | 48098 | 0.63 | 16615 | 0.22 | 29109 | 0.38 | 4753000% | 29055 | 0.38 | 4758400% | 39374 | 0.51 | 3726500% | 57131 | 0.75 | 1950800% | 23380 | 0.31 | 5325900% | 5856 | 0.08 | 70783
559 | Clovis | PGE Fresno | {'Bullard': [4.8, 4897.0], 'Woodward': [6.2, 1072.0], 'Ashlan': [8.4, 491.0], 'California Ave': [8.7, 9227.0], 'Sanger': [9.1, 13799.0], 'Malaga': [9.6, 10787.0], 'Figarden': [9.8, 343.0], 'Fig Garden': [9.8, 343.0], 'West Fresno': [10.7, 2804.0], 'Kearney (New)': [13.9, 36.0], 'McCall': [15.2, 6841.0], 'Wahtoke': [19.3, 72.0]} | 508459 | 76786 | 0.15 | 431673 | 0.85 | 51664 | 0.1 |  |  | 309403 | 0.61 | 0.2 | 85213 | 0.17 | 177515 | 0.35 |  | 217178 | 0.43 | 0 | 0 | 189461 | 0.37 | 31899800% | 126559 | 0.25 | 38190100% | 131210 | 0.26 | 37724900% | 261972 | 0.52 | 24648700% | 141459 | 0.28 | 36700000% | 58633 | 0.12 | 449826
560 | Greenleaf 1 | PGE NGBA | {'Sutter Power': [0.0, 9092.0], 'Bogue': [4.7, 7846.0], 'Pease': [8.4, 5027.0], 'Olivehurst': [8.4, 6885.0], 'East Marysville': [10.4, 5739.0], 'East Nicolaus': [12.8, 2975.0], 'Meridian': [13.3, 1919.0], 'Rio Oso': [14.5, 3261.0], 'Honcut': [19.4, 142.0]} | 603765 | 51332 | 0.09 | 552433 | 0.91 | 50116 | 0.08 |  |  | 486197 | 0.81 | 0.1 | 138096 | 0.23 | 359270 | 0.6 |  | 56801 | 0.09 | 0 | 0 | 257713 | 0.43 | 34605200% | 56631 | 0.09 | 54713400% | 272291 | 0.45 | 33147400% | 411290 | 0.68 | 19247500% | 22286 | 0.04 | 58147900% | 45062 | 0.07 | 558703
561 | Atlantic | PGE NGBA | {'Pleasant Grove': [4.7, 10025.0], 'Lincoln': [9.7, 5373.0], 'Gold Hill': [10.1, 1710.0], 'Bell': [15.7, 2032.0], 'Rio Oso': [16.1, 3303.0], 'East Nicolaus': [18.0, 1704.0]} | 318807 | 56615 | 0.18 | 262192 | 0.82 | 14534 | 0.05 |  |  | 192883 | 0.61 | 0.32 | 62891 | 0.2 | 60059 | 0.19 |  | 134827 | 0.42 | 3171 | 0.01 | 157966 | 0.5 | 16084100% | 34124 | 0.11 | 28468300% | 80302 | 0.25 | 23850500% | 216913 | 0.68 | 10189400% | 55151 | 0.17 | 26365600% | 54341 | 0.17 | 264466
562 | Vasona | PGE GBA | {'El Patio': [3.1, 495.0], 'Saratoga': [3.3, 604.0], 'Hicks': [3.8, 868.0], 'Monta Vista': [7.6, 604.0], 'Paul Sweet': [18.2, 213.0]} | 132296 | 8259 | 0.06 | 124036 | 0.94 | 20741 | 0.16 |  |  | 62979 | 0.48 | 0.19 | 2141 | 0.02 | 1002 | 0.01 |  | 50663 | 0.38 | 1447 | 0.01 | 80344 | 0.61 | 5195100% | 33590 | 0.25 | 9870600% | 81630 | 0.62 | 5066600% | 113027 | 0.85 | 1926900% | 53634 | 0.41 | 7866200% | 4713 | 0.04 | 127583
563 | Mercury | SCE EOP | {'Innovation': [5.5, 6545.0], 'Jackass (DOE)': [15.8, 966.0], 'IS Tap': [19.1, 9.0]} | 207485 | 40926 | 0.2 | 166558 | 0.8 | 0 | 0 |  |  | 0 | 0 | 0 | 0 | 0 | 0 | 0 |  | 0 | 0 | 0 | 0 | 0 | 0 | 20748500% | 0 | 0 | 20748500% | 0 | 0 | 20748500% | 0 | 0 | 20748500% | 0 | 0 | 20748500% | 0 | 0 | 207485
564 | Monta Vista | PGE GBA | {'Mountain View': [4.1, 40.0], 'Saratoga': [4.4, 759.0], 'Whisman': [5.6, 40.0], 'Vasona': [7.6, 604.0], 'El Patio': [7.8, 495.0], 'Menlo': [10.4, 40.0], 'Cooley Landing': [10.8, 40.0], 'Hicks': [11.3, 560.0], 'Ravenswood': [12.3, 40.0], 'Jefferson': [14.9, 40.0]} | 120908 | 6552 | 0.05 | 114356 | 0.95 | 13289 | 0.11 |  |  | 69076 | 0.57 | 0.21 | 2440 | 0.02 | 832 | 0.01 |  | 24196 | 0.2 | 0 | 0 | 55308 | 0.46 | 6560000% | 48815 | 0.4 | 7209300% | 90389 | 0.75 | 3051900% | 103536 | 0.86 | 1737200% | 48010 | 0.4 | 7289800% | 7840 | 0.06 | 113068
565 | Topaz | PGE Kern | {'Carrizo Plains': [1.1, 9919.0], 'Caliente': [8.0, 5650.0], 'Kernridge': [18.4, 1117.0]} | 422270 | 40330 | 0.1 | 381940 | 0.9 | 171882 | 0.41 |  |  | 230913 | 0.55 | 0.07 | 21117 | 0.05 | 14129 | 0.03 |  | 147976 | 0.35 | 80295 | 0.19 | 231208 | 0.55 | 19106200% | 58114 | 0.14 | 36415600% | 108416 | 0.26 | 31385400% | 307826 | 0.73 | 11444300% | 221346 | 0.52 | 20092400% | 10644 | 0.03 | 411626
566 | Balch | PGE Fresno | {'Balch 2': [0.0, 1201.0], 'Balch 1': [0.8, 1195.0], 'Haas': [3.9, 1171.0], 'Pine Flat': [14.1, 14.0]} | 221309 | 12059 | 0.05 | 209250 | 0.95 | 103973 | 0.47 |  |  | 81926 | 0.37 | 0.12 | 1934 | 0.01 | 1749 | 0.01 |  | 156557 | 0.71 | 11140 | 0.05 | 84270 | 0.38 | 13703900% | 85076 | 0.38 | 13623300% | 77163 | 0.35 | 14414600% | 162042 | 0.73 | 5926700% | 140482 | 0.63 | 8082700% | 10665 | 0.05 | 210644
567 | El Dorado PH | PGE NGBA | {'Placerville': [9.8, 3607.0]} | 418421 | 73350 | 0.18 | 345071 | 0.82 | 163200 | 0.39 |  |  | 154171 | 0.37 | 0.15 | 1561 | 0 | 2351 | 0.01 |  | 211357 | 0.51 | 183416 | 0.44 | 231004 | 0.55 | 18741700% | 84697 | 0.2 | 33372400% | 99355 | 0.24 | 31906600% | 294627 | 0.7 | 12379400% | 131504 | 0.31 | 28691700% | 10924 | 0.03 | 407497
568 | Bell | PGE NGBA | {'Higgins': [6.8, 7818.0], 'Lincoln': [11.3, 8374.0], 'Pleasant Grove': [14.4, 3861.0], 'Atlantic': [15.7, 2032.0]} | 319700 | 43274 | 0.14 | 276426 | 0.86 | 14701 | 0.05 |  |  | 133822 | 0.42 | 0.34 | 26712 | 0.08 | 16053 | 0.05 |  | 219215 | 0.69 | 42925 | 0.13 | 241532 | 0.76 | 7816800% | 51316 | 0.16 | 26838400% | 51062 | 0.16 | 26863800% | 257188 | 0.8 | 6251200% | 58270 | 0.18 | 26143000% | 35777 | 0.11 | 283923
569 | San Pablo | PGE GBA | {'Standard Oil 2': [4.0, 4009.0], 'Standard Oil': [4.0, 4019.0], 'Richmond R': [4.5, 3846.0], 'El Cerrito G': [5.2, 5175.0], 'Christie': [7.1, 4282.0], 'Carquinez': [8.8, 4112.0], 'Sobrante': [8.9, 4692.0], 'Alhambra': [11.2, 4014.0], 'Martinez': [12.1, 3989.0], 'Ignacio': [12.7, 276.0], 'Oakland L': [12.7, 855.0], 'Parkway': [12.7, 3976.0], 'Bahia': [12.7, 3991.0], 'Oakland C': [13.4, 691.0], 'Moraga': [13.5, 322.0], 'Oakland X': [13.8, 326.0], 'Meadow Lane': [15.5, 1182.0], 'Lakewood': [16.0, 170.0], 'Potrero': [16.2, 638.0], 'SAN FRAN A (POTRERO PP)': [16.2, 648.0], 'Oakland J': [16.8, 207.0], 'Tulucay': [18.7, 0.0], 'Edes': [18.8, 9.0]} | 113774 | 21413 | 0.19 | 92361 | 0.81 | 16100 | 0.14 |  |  | 64344 | 0.57 | 0.46 | 13339 | 0.12 | 8694 | 0.08 |  | 33942 | 0.3 | 0 | 0 | 46967 | 0.41 | 6680700% | 30803 | 0.27 | 8297200% | 53303 | 0.47 | 6047100% | 84477 | 0.74 | 2929700% | 19142 | 0.17 | 9463200% | 10141 | 0.09 | 103633
570 | Lambie (old) | PGE NGBA | {'Lambie Energy': [0.0, 29743.0], 'Shiloh III': [3.8, 28396.0], 'Birds Landing': [7.0, 28396.0], 'Peabody': [7.1, 2513.0], 'Collinsville': [9.9, 25958.0], 'Vaca-Dixon & Gc Yard': [12.8, 1348.0], 'Pittsburg': [13.0, 13270.0], 'Kirker': [14.1, 11170.0], 'GWF 2': [14.3, 12952.0], 'Grand Island': [14.9, 6817.0], 'Contra Costa PP': [15.4, 15446.0], 'Contra Costa': [16.1, 11876.0], 'Lone Tree': [20.0, 105.0]} | 394676 | 57058 | 0.14 | 337618 | 0.86 | 54881 | 0.14 |  |  | 295518 | 0.75 | 0.12 | 96827 | 0.25 | 136232 | 0.35 |  | 137127 | 0.35 | 0 | 0 | 78591 | 0.2 | 31608500% | 81561 | 0.21 | 31311500% | 90788 | 0.23 | 30388700% | 163475 | 0.41 | 23120100% | 36757 | 0.09 | 35791900% | 50523 | 0.13 | 344152
571 | Figarden | PGE Fresno | {'Fig Garden': [0.0, 19790.0], 'Ashlan': [2.6, 16519.0], 'Gregg': [3.8, 17852.0], 'Herndon': [3.8, 18057.0], 'Bullard': [5.0, 10796.0], 'West Fresno': [7.5, 7073.0], 'Woodward': [7.9, 7588.0], 'Kearney (New)': [8.2, 7423.0], 'California Ave': [8.8, 4373.0], 'Clovis': [9.8, 343.0], 'Borden': [9.8, 14088.0], 'Malaga': [11.5, 2033.0], 'Madera': [12.9, 9458.0], 'Biola': [14.2, 3927.0], 'Storey': [14.8, 7944.0], 'Mc Mullin': [17.4, 1512.0]} | 551996 | 109597 | 0.2 | 442399 | 0.8 | 65022 | 0.12 |  |  | 355133 | 0.64 | 0.18 | 149620 | 0.27 | 228060 | 0.41 |  | 167509 | 0.3 | 0 | 0 | 154999 | 0.28 | 39699800% | 150806 | 0.27 | 40119000% | 148875 | 0.27 | 40312100% | 243800 | 0.44 | 30819600% | 91197 | 0.17 | 46079900% | 65795 | 0.12 | 486201
572 | Trimble | PGE GBA | {'Scott': [1.5, 1102.0], 'FMC': [2.4, 1502.0], 'Nortech': [3.2, 641.0], 'Los Esteros': [3.2, 1131.0], 'San Jose B': [3.2, 1500.0], 'San Jose A': [4.0, 1500.0], 'Dixon Landing': [5.3, 905.0], 'El Patio': [6.3, 220.0], 'Stone': [6.3, 1500.0], 'Evergreen': [7.2, 1500.0], 'Mountain View': [7.8, 6.0], 'Whisman': [7.9, 6.0], 'Swift': [8.2, 1500.0], 'Newark': [8.9, 255.0], 'Piercy': [11.0, 865.0], 'Fremont': [11.3, 248.0], 'Edenvale': [12.0, 865.0], 'Santa Teresa': [12.5, 865.0], 'Cooley Landing': [12.7, 6.0], 'Ravenswood': [13.8, 6.0], 'Dumbarton': [14.1, 6.0], 'Metcalf Energy Center': [14.9, 499.0], 'Metcalf 1': [14.9, 588.0], 'Menlo': [15.4, 4.0]} | 133309 | 6535 | 0.05 | 126774 | 0.95 | 47978 | 0.36 |  |  | 59046 | 0.44 | 0.13 | 1764 | 0.01 | 859 | 0.01 |  | 84763 | 0.64 | 10447 | 0.08 | 95462 | 0.72 | 3784700% | 41252 | 0.31 | 9205700% | 69617 | 0.52 | 6369200% | 112416 | 0.84 | 2089300% | 77297 | 0.58 | 5601100% | 6353 | 0.05 | 126955
573 | Tassajara | PGE GBA | {'San Ramon': [4.1, 1520.0], 'North Dublin': [4.7, 1520.0], 'Cayetano': [8.6, 1495.0], 'Vineyard': [9.5, 1520.0], 'Clayton': [10.6, 39.0], 'Castro Valley': [11.2, 30.0], 'Los Positas': [11.7, 1491.0], 'Las Positas': [11.7, 1491.0], 'Vasco': [12.1, 1491.0], 'Lone Tree': [13.0, 285.0], 'Altamont Midway (Sandhill)': [13.0, 1446.0], 'Altamont': [13.0, 1451.0], 'Windmaster': [14.4, 1134.0], 'Brentwood': [15.0, 285.0], 'GWF 2': [15.3, 285.0], 'Contra Costa': [15.5, 285.0], 'Delta Pumps': [15.6, 422.0], 'Delta PP': [15.6, 423.0], 'Kelso': [16.5, 0.0], 'Contra Costa PP': [16.9, 285.0], 'Midway Green Ridge Services': [18.1, 31.0]} | 185443 | 8480 | 0.05 | 176963 | 0.95 | 35954 | 0.19 |  |  | 127934 | 0.69 | 0.16 | 9577 | 0.05 | 15211 | 0.08 |  | 143178 | 0.77 | 1204 | 0.01 | 106231 | 0.57 | 7921200% | 99885 | 0.54 | 8555900% | 121175 | 0.65 | 6426800% | 151939 | 0.82 | 3350500% | 55093 | 0.3 | 13035100% | 17468 | 0.09 | 167975
574 | Santa Rosa A | PGE NGBA | {'Monroe': [2.0, 2859.0], 'Bellevue': [4.0, 5118.0], 'Rincon': [4.5, 3382.0], 'Fulton': [5.0, 1103.0], 'Penngrove': [8.6, 3929.0], 'Corona': [12.3, 1919.0], 'Fitch Mountain': [14.0, 126.0], 'Silverado': [14.3, 1912.0], 'Lakeville': [14.7, 2404.0]} | 334552 | 23699 | 0.07 | 310854 | 0.93 | 20443 | 0.06 |  |  | 213966 | 0.64 | 0.16 | 36551 | 0.11 | 32277 | 0.1 |  | 102455 | 0.31 | 243 | 0 | 198231 | 0.59 | 13632100% | 141674 | 0.42 | 19287800% | 229141 | 0.68 | 10541100% | 297955 | 0.89 | 3659800% | 108652 | 0.32 | 22590100% | 17375 | 0.05 | 317178
575 | Piercy | PGE GBA | {'Edenvale': [1.8, 1112.0], 'Santa Teresa': [2.1, 1112.0], 'Evergreen': [3.8, 1112.0], 'Swift': [3.8, 1112.0], 'Metcalf Energy Center': [4.0, 746.0], 'Metcalf 1': [4.0, 835.0], 'Stone': [5.0, 1112.0], 'Hicks': [6.7, 108.0], 'San Jose A': [7.5, 1112.0], 'San Jose B': [8.0, 1112.0], 'El Patio': [8.3, 220.0], 'FMC': [9.2, 998.0], 'Trimble': [11.0, 865.0], 'Scott': [11.8, 462.0], 'Los Esteros': [13.6, 491.0], 'Nortech': [14.2, 0.0], 'Dixon Landing': [15.0, 264.0]} | 187969 | 12009 | 0.06 | 175960 | 0.94 | 52806 | 0.28 |  |  | 89217 | 0.47 | 0.13 | 3170 | 0.02 | 1936 | 0.01 |  | 85271 | 0.45 | 55656 | 0.3 | 128615 | 0.68 | 5935400% | 51975 | 0.28 | 13599400% | 93039 | 0.49 | 9493000% | 157293 | 0.84 | 3067600% | 116968 | 0.62 | 7100100% | 6890 | 0.04 | 181079
576 | Caribou | PGE NGBA | {'Caribou 2': [0.0, 17358.0], 'Belden': [7.7, 4078.0], 'Bucks Creek': [10.0, 1396.0], 'Grizzly': [15.4, 13.0], 'Rock Creek': [16.3, 13.0], 'Rock Creek 1': [16.3, 13.0]} | 345065 | 119187 | 0.35 | 225878 | 0.65 | 229618 | 0.67 |  |  | 99609 | 0.29 | 0.09 | 12452 | 0.04 | 0 | 0 |  | 178927 | 0.52 | 76680 | 0.22 | 68997 | 0.2 | 27606800% | 129416 | 0.38 | 21564900% | 116290 | 0.34 | 22877500% | 186403 | 0.54 | 15866300% | 100590 | 0.29 | 24447500% | 31019 | 0.09 | 314046
577 | Vista (SCE) | SCE Eastern | {'Vista': [0.0, 434.0], 'Cardiff': [4.8, 361.0], 'San Bernardino': [5.3, 438.0], 'Wildlife': [9.4, 234.0], 'Rerc': [9.4, 234.0], 'El Casco': [14.7, 77.0]} | 115730 | 14429 | 0.12 | 101301 | 0.88 | 20547 | 0.18 |  |  | 52689 | 0.46 | 0.27 | 6581 | 0.06 | 2582 | 0.02 |  | 64480 | 0.56 | 39850 | 0.34 | 53994 | 0.47 | 6173600% | 46624 | 0.4 | 6910600% | 65314 | 0.56 | 5041600% | 91423 | 0.79 | 2430700% | 39533 | 0.34 | 7619700% | 8073 | 0.07 | 107657
578 | Cardiff | SCE Eastern | {'San Bernardino': [2.7, 811.0], 'Vista': [4.8, 358.0], 'Vista (SCE)': [4.8, 361.0], 'Wildlife': [13.9, 234.0], 'Rerc': [13.9, 234.0], 'El Casco': [14.8, 92.0]} | 124664 | 10451 | 0.08 | 114213 | 0.92 | 31994 | 0.26 |  |  | 57679 | 0.46 | 0.26 | 2707 | 0.02 | 918 | 0.01 |  | 61146 | 0.49 | 54209 | 0.43 | 66135 | 0.53 | 5853000% | 54602 | 0.44 | 7006200% | 75094 | 0.6 | 4957100% | 103688 | 0.83 | 2097600% | 52915 | 0.42 | 7175000% | 6666 | 0.05 | 117999
579 | Cannon | SDGE Imperial | {'Encina': [0.2, 269.0], 'Palomar Airport': [2.8, 300.0], 'San Luis Rey': [5.1, 164.0], 'Shadowridge': [5.4, 338.0], 'Ocean Ranch': [5.6, 164.0], 'Melrose': [6.6, 349.0], 'San Marcos': [7.8, 274.0], 'Pendleton': [11.9, 90.0], 'Escondido': [12.5, 261.0], 'North City Metering': [14.0, 183.0], 'Artesian': [14.0, 191.0], 'Monserate': [14.4, 128.0], 'Lilac': [16.3, 78.0], 'Penasquitos': [16.5, 3.0], 'Chicarita': [17.9, 162.0], 'Avocado': [18.0, 53.0], 'Valley Center': [19.2, 24.0], 'Pala': [19.8, 2.0]} | 54756 | 17906 | 0.33 | 36850 | 0.67 | 179 | 0 |  |  | 8325 | 0.15 | 0.37 | 12376 | 0.23 | 2793 | 0.05 |  | 28812 | 0.53 | 3849 | 0.07 | 24103 | 0.44 | 3065400% | 9962 | 0.18 | 4479400% | 18905 | 0.35 | 3585100% | 30608 | 0.56 | 2414800% | 2551 | 0.05 | 5220600% | 3933 | 0.07 | 50823
580 | Mt Eden | PGE GBA | {'Eastshore': [0.9, 1397.0], 'Grant': [4.2, 1341.0], 'Castro Valley': [4.7, 1296.0], 'Dumbarton': [5.7, 180.0], 'San Leandro U': [6.0, 1340.0], 'Edes': [8.9, 1338.0], 'Ravenswood': [9.9, 65.0], 'Fremont': [9.9, 111.0], 'Oakland J': [11.0, 1298.0], 'Cooley Landing': [11.1, 27.0], 'Newark': [11.1, 111.0], 'Vineyard': [13.7, 111.0], 'Oakland X': [14.0, 1292.0], 'Burlingame': [14.5, 1.0], 'Menlo': [14.9, 22.0], 'Oakland C': [15.1, 1292.0], 'Moraga': [15.4, 704.0], 'Oakland L': [15.5, 1284.0], 'Dixon Landing': [15.6, 110.0], 'Jefferson': [15.8, 23.0], 'Millbrae': [15.9, 1.0], 'Whisman': [15.9, 7.0], 'Nortech': [16.6, 3.0], 'Los Esteros': [17.0, 73.0], 'Martin': [17.4, 375.0], 'SAN FRAN A (POTRERO PP)': [17.7, 665.0], 'Potrero': [17.7, 671.0]} | 84229 | 7933 | 0.09 | 76296 | 0.91 | 17190 | 0.2 |  |  | 53774 | 0.64 | 0.28 | 1504 | 0.02 | 188 | 0 |  | 62778 | 0.75 | 740 | 0.01 | 44869 | 0.53 | 3936000% | 34852 | 0.41 | 4937700% | 55004 | 0.65 | 2922500% | 68176 | 0.81 | 1605300% | 35465 | 0.42 | 4876300% | 6563 | 0.08 | 77666
581 | Fitch Mountain | PGE NGBA | {'Fulton': [9.0, 825.0], 'Geysers Tap 1': [11.6, 1366.0], 'Monroe': [12.2, 530.0], 'Rincon': [12.9, 530.0], 'Santa Rosa A': [14.0, 126.0], 'Lake View': [15.6, 631.0], 'Eagle Rock': [15.7, 925.0], 'Cloverdale': [15.7, 3057.0]} | 338018 | 22302 | 0.07 | 315716 | 0.93 | 38443 | 0.11 |  |  | 215728 | 0.64 | 0.13 | 20461 | 0.06 | 23993 | 0.07 |  | 86191 | 0.25 | 20498 | 0.06 | 186293 | 0.55 | 15172500% | 155949 | 0.46 | 18206900% | 250101 | 0.74 | 8791700% | 305296 | 0.9 | 3272200% | 126892 | 0.38 | 21112600% | 10137 | 0.03 | 327880
582 | Stockton A | PGE GBA | {'Weber': [3.3, 12510.0], 'Stagg': [4.5, 5620.0], 'French Camp': [4.6, 10589.0], 'Eight Mile': [9.1, 2319.0], 'Vierra': [10.4, 6520.0], 'Manteca': [10.8, 9170.0], 'Lodi': [11.2, 1851.0], 'Lockeford': [13.7, 3302.0], 'Kasson': [14.3, 400.0], 'Avena': [14.7, 8399.0], 'Ripon': [15.4, 4132.0], 'Bellota': [15.6, 2407.0]} | 556273 | 64411 | 0.12 | 491862 | 0.88 | 71354 | 0.13 |  |  | 349283 | 0.63 | 0.17 | 120394 | 0.22 | 331117 | 0.6 |  | 27409 | 0.05 | 0 | 0 | 110520 | 0.2 | 44575200% | 72321 | 0.13 | 48395100% | 125734 | 0.23 | 43053900% | 202055 | 0.36 | 35421700% | 17821 | 0.03 | 53845200% | 44952 | 0.08 | 511321
583 | Saratoga | PGE GBA | {'Vasona': [3.3, 604.0], 'El Patio': [4.4, 495.0], 'Monta Vista': [4.4, 759.0], 'Hicks': [7.0, 560.0]} | 129479 | 6428 | 0.05 | 123051 | 0.95 | 16557 | 0.13 |  |  | 68349 | 0.53 | 0.17 | 2559 | 0.02 | 1255 | 0.01 |  | 38033 | 0.29 | 0 | 0 | 71192 | 0.55 | 5828700% | 43010 | 0.33 | 8646900% | 91485 | 0.71 | 3799400% | 113199 | 0.87 | 1628000% | 50473 | 0.39 | 7900600% | 6032 | 0.05 | 123447
584 | Christie | PGE GBA | {'Alhambra': [4.3, 7507.0], 'Martinez': [5.0, 7483.0], 'Carquinez': [6.5, 7489.0], 'Bahia': [6.6, 7484.0], 'Sobrante': [6.8, 3876.0], 'San Pablo': [7.1, 4282.0], 'El Cerrito G': [7.9, 3508.0], 'Meadow Lane': [8.9, 4439.0], 'Parkway': [9.4, 7333.0], 'Richmond R': [10.2, 2002.0], 'Lakewood': [10.5, 365.0], 'Standard Oil': [10.7, 2175.0], 'Standard Oil 2': [10.8, 2165.0], 'Moraga': [11.1, 162.0], 'Rossmoor': [11.8, 4.0], 'Clayton': [13.5, 118.0], 'Oakland X': [13.8, 164.0], 'Oakland L': [13.8, 169.0], 'Oakland C': [14.8, 169.0], 'Kirker': [16.4, 118.0], 'Oakland J': [16.7, 52.0], 'Pittsburg': [17.0, 118.0], 'Tulucay': [17.4, 0.0], 'GWF 2': [18.8, 46.0], 'Potrero': [19.7, 109.0], 'SAN FRAN A (POTRERO PP)': [19.7, 111.0]} | 126890 | 20208 | 0.16 | 106682 | 0.84 | 18077 | 0.14 |  |  | 76085 | 0.6 | 0.4 | 12084 | 0.1 | 10396 | 0.08 |  | 43033 | 0.34 | 0 | 0 | 56409 | 0.44 | 7048200% | 40079 | 0.32 | 8681100% | 57575 | 0.45 | 6931600% | 95807 | 0.76 | 3108300% | 22737 | 0.18 | 10415300% | 18844 | 0.15 | 108046
585 | Las Aguilas | PGE Fresno | {} | 469692 | 25388 | 0.05 | 444305 | 0.95 | 211479 | 0.45 |  |  | 255655 | 0.54 | 0.05 | 27998 | 0.06 | 85131 | 0.18 |  | 214886 | 0.46 | 115658 | 0.25 | 295407 | 0.63 | 17428600% | 77670 | 0.17 | 39202200% | 140039 | 0.3 | 32965400% | 338685 | 0.72 | 13100700% | 270237 | 0.58 | 19945500% | 8509 | 0.02 | 461184
586 | Monroe | PGE NGBA | {'Santa Rosa A': [2.0, 2859.0], 'Fulton': [3.2, 4067.0], 'Rincon': [4.9, 1285.0], 'Bellevue': [5.4, 2639.0], 'Penngrove': [10.2, 1496.0], 'Fitch Mountain': [12.2, 530.0], 'Corona': [13.9, 498.0], 'Silverado': [15.6, 251.0], 'Lakeville': [16.6, 393.0]} | 331759 | 24206 | 0.07 | 307553 | 0.93 | 20309 | 0.06 |  |  | 212259 | 0.64 | 0.16 | 35213 | 0.11 | 29691 | 0.09 |  | 95246 | 0.29 | 0 | 0 | 191356 | 0.58 | 14040300% | 137098 | 0.41 | 19466100% | 229809 | 0.69 | 10195000% | 295166 | 0.89 | 3659300% | 110226 | 0.33 | 22153300% | 16335 | 0.05 | 315424
587 | Elliot | SDGE Imperial | {'Elliott': [0.0, 758.0], 'Kearny': [2.8, 758.0], 'Mission': [3.6, 758.0], 'Murray': [4.1, 3.0], 'Mesa Heights': [4.1, 758.0], 'Old Town': [7.0, 758.0], 'Spring Valley': [7.3, 69.0], 'Vine': [7.5, 758.0], 'Silvergate': [9.0, 758.0], 'Point Loma': [9.9, 758.0], 'Penasquitos': [10.4, 13.0], 'Bay Boulevard': [14.4, 506.0], 'Otay': [15.4, 9.0], 'Imperial Beach': [16.1, 241.0]} | 67827 | 6147 | 0.09 | 61680 | 0.91 | 7280 | 0.11 |  |  | 23976 | 0.35 | 0.22 | 1467 | 0.02 | 328 | 0 |  | 21929 | 0.32 | 35172 | 0.52 | 30929 | 0.46 | 3689800% | 34701 | 0.51 | 3312600% | 49151 | 0.72 | 1867700% | 59492 | 0.88 | 833500% | 16067 | 0.24 | 5176100% | 2741 | 0.04 | 65086
588 | Sunset | PGE Kern | {'Sunrise': [2.9, 8126.0], 'Taft': [10.5, 796.0], 'Temblor': [11.4, 12367.0], 'Kernridge': [16.2, 8185.0], 'Caliente': [19.2, 103.0]} | 292188 | 47679 | 0.16 | 244510 | 0.84 | 90593 | 0.31 |  |  | 180750 | 0.62 | 0.09 | 36765 | 0.13 | 68174 | 0.23 |  | 23549 | 0.08 | 24 | 0 | 83419 | 0.29 | 20877000% | 89012 | 0.3 | 20317700% | 177678 | 0.61 | 11451000% | 210655 | 0.72 | 8153300% | 31151 | 0.11 | 26103800% | 15022 | 0.05 | 277166
589 | Herndon | PGE Fresno | {'Gregg': [0.6, 20194.0], 'Fig Garden': [3.8, 18055.0], 'Figarden': [3.8, 18057.0], 'Ashlan': [6.3, 14771.0], 'Borden': [6.4, 16353.0], 'Bullard': [8.6, 10100.0], 'Madera': [9.1, 11738.0], 'Kearney (New)': [9.9, 6338.0], 'Woodward': [10.0, 7244.0], 'West Fresno': [10.5, 5703.0], 'Biola': [11.2, 5336.0], 'Storey': [11.4, 10114.0], 'California Ave': [12.3, 2975.0], 'Malaga': [15.1, 685.0], 'Mc Mullin': [17.9, 930.0]} | 566623 | 117181 | 0.21 | 449442 | 0.79 | 88226 | 0.16 |  |  | 374080 | 0.66 | 0.16 | 184787 | 0.33 | 210186 | 0.37 |  | 178279 | 0.31 | 0 | 0 | 169352 | 0.3 | 39727100% | 167901 | 0.3 | 39872300% | 172362 | 0.3 | 39426100% | 275077 | 0.49 | 29154600% | 92080 | 0.16 | 47454300% | 77539 | 0.14 | 489084
590 | Menlo | PGE GBA | {'Jefferson': [4.9, 286.0], 'Cooley Landing': [5.0, 150.0], 'Ravenswood': [5.5, 213.0], 'Whisman': [7.6, 58.0], 'Mountain View': [8.0, 47.0], 'Monta Vista': [10.4, 40.0], 'Dumbarton': [11.7, 92.0], 'Newark': [12.7, 4.0], 'Nortech': [13.3, 4.0], 'Burlingame': [14.0, 103.0], 'Scott': [14.1, 4.0], 'Eastshore': [14.2, 83.0], 'Los Esteros': [14.7, 4.0], 'Mt Eden': [14.9, 22.0], 'Mt. Eden': [14.9, 22.0], 'Fremont': [15.1, 4.0], 'Trimble': [15.4, 4.0], 'Dixon Landing': [15.4, 4.0], 'Millbrae': [15.8, 81.0], 'Grant': [16.8, 33.0]} | 82107 | 6983 | 0.09 | 75124 | 0.91 | 5122 | 0.06 |  |  | 56373 | 0.69 | 0.26 | 2143 | 0.03 | 880 | 0.01 |  | 9915 | 0.12 | 0 | 0 | 36975 | 0.45 | 4513300% | 41275 | 0.5 | 4083200% | 60136 | 0.73 | 2197200% | 70928 | 0.86 | 1118000% | 32132 | 0.39 | 4997500% | 7579 | 0.09 | 74528
591 | Mountain Pass | SCE EOP | {'Ivanpah': [5.5, 8.0], 'Primm': [14.9, 8.0]} | 15156 | 5867 | 0.39 | 9289 | 0.61 | 3941 | 0.26 |  |  | 3637 | 0.24 | 0.03 | 0 | 0 | 0 | 0 |  | 0 | 0 | 0 | 0 | 1188 | 0.08 | 1396800% | 1977 | 0.13 | 1318000% | 788 | 0.05 | 1436800% | 2016 | 0.13 | 1314000% | 5445 | 0.36 | 971100% | 62 | 0 | 15094
592 | San Jose A | PGE GBA | {'San Jose B': [0.9, 1747.0], 'FMC': [1.7, 1632.0], 'Stone': [2.5, 1747.0], 'El Patio': [3.1, 220.0], 'Evergreen': [3.8, 1747.0], 'Trimble': [4.0, 1500.0], 'Scott': [4.4, 1097.0], 'Swift': [5.7, 1747.0], 'Hicks': [6.6, 108.0], 'Los Esteros': [7.1, 1125.0], 'Nortech': [7.2, 635.0], 'Piercy': [7.5, 1112.0], 'Edenvale': [8.2, 1112.0], 'Santa Teresa': [8.7, 1112.0], 'Dixon Landing': [9.1, 899.0], 'Metcalf Energy Center': [11.3, 746.0], 'Metcalf 1': [11.3, 835.0], 'Newark': [12.9, 249.0], 'Fremont': [15.2, 242.0]} | 148328 | 7852 | 0.05 | 140476 | 0.95 | 49727 | 0.34 |  |  | 63733 | 0.43 | 0.14 | 1782 | 0.01 | 848 | 0.01 |  | 87195 | 0.59 | 15445 | 0.1 | 105194 | 0.71 | 4313400% | 41884 | 0.28 | 10644400% | 76941 | 0.52 | 7138700% | 126814 | 0.85 | 2151400% | 84062 | 0.57 | 6426600% | 6399 | 0.04 | 141929
593 | Artesian | SDGE Imperial | {'Chicarita': [4.6, 952.0], 'North City Metering': [6.6, 479.0], 'Escondido': [7.3, 1053.0], 'Scripps': [7.7, 315.0], 'Pomerado': [8.0, 503.0], 'San Marcos': [8.3, 563.0], 'Penasquitos': [8.6, 106.0], 'Sycamore Canyon': [9.3, 503.0], 'Shadowridge': [10.3, 555.0], 'Palomar Airport': [11.3, 555.0], 'Cannon': [14.0, 191.0], 'Encina': [14.1, 147.0], 'Melrose': [14.6, 372.0], 'Creelman': [16.2, 382.0]} | 122884 | 29252 | 0.24 | 93632 | 0.76 | 13542 | 0.11 |  |  | 36786 | 0.3 | 0.31 | 12220 | 0.1 | 3674 | 0.03 |  | 40061 | 0.33 | 61598 | 0.5 | 59270 | 0.48 | 6361400% | 26808 | 0.22 | 9607600% | 40468 | 0.33 | 8241700% | 72942 | 0.59 | 4994200% | 35509 | 0.29 | 8737500% | 7342 | 0.06 | 115542
594 | Thousandaire | SCE EOP | {'Gamebird': [3.4, 19753.0], 'Pahrump': [4.6, 18881.0], 'Charleston': [10.4, 10205.0], 'Crazy Eyes': [10.9, 6831.0], 'Vista 2': [13.3, 5593.0], 'Sandy Valley': [19.6, 24.0]} | 134344 | 49340 | 0.37 | 85004 | 0.63 | 18582 | 0.14 |  |  | 4462 | 0.03 | 0.46 | 0 | 0 | 0 | 0 |  | 4 | 0 | 0 | 0 | 3107 | 0.02 | 13123700% | 806 | 0.01 | 13353800% | 23170 | 0.17 | 11117400% | 24770 | 0.18 | 10957400% | 16543 | 0.12 | 11780100% | 157 | 0 | 134187

## LandEnv_Wind_Data_10mi
CEC provided land-use and environmental data criteria for in-state substations at a 10 mile radius for onshore wind resource potential. Note these are based on a techno-economic resource potential base using a 20% CF factor.
[9 empty] | Parcel info not applied for onshore wind mapping |  |  |  |  | Cropland Index not applied for onshore wind mappping
|  |  |  | Res. Potential Base (after techno-economic & protected areas exclusions) | Res. Potential after Core Land Use Screen (Lower Implications Land) | Percentage of Base Potential w/ Lower Implications | Res. Potential excluded by Core screen (Higher Implications Land) | Percentage of Base Potential w/ Higher Implications | [5 empty] | Base Res. Potential w/ Low Cropland Index Values | Percentage of Base Potential w/ Low Cropland Index Values | Base Res. Potential w/ High Cropland Index Values | Percentage of Base Potential w/ High Cropland Index Values |  | Base Res. Potential w/ Tier 2 Fire Threat | Percentage of Base Potential w/ Tier 2 Fire Threat | Base Res. Potential w/ Tier 3 Fire Threat | Percentage of Base Potential w/ Tier 3 Fire Threat | Base Res. Potential w/ ACE Terrestrial Connectivity, 4 or 5, (High Implications) | Percentage of Base Potential w/ Terrestrial Connectivity High Implications | Base Res. Potential w/ Terrestrial Connectivity Low Implications | Base Res. Potential w/ ACE Biodiversity, 5, (High Implications) | Percentage of Base Potential w/ Biodiversity High Implications | Base Res. Potential w/ Biodiversity Low Implications | Base Res. Potential w/ ACE Irreplaceability, 4 or 5, (High Implications) | Percentage of Base Potential w/ Irreplaceability High Implications | Base Res. Potential w/ Irreplaceability Low Implications | Base Res. Potential w/ Any of the three ACE datasets High Implications | Percentage of Base Potential w/ Any of the three ACE datasets High Implications | Base Res. Potential w/ Any of the three ACE datasets Low Implications | Base Res. Potential w/ High Terrestrial Landscape Intactness | Percentage of Base Potential w/ High Terrestrial Landscape Intactness | Base Res. Potential w/ Low Terrestrial Landscape Intactness | Base Res. Potential w/ Classified as Wetlands | Percentage of Base Potential w/ Classified as Wetlands | Base Res. Potential w/ Not Classified as Wetlands
Blue columns indicate additional data calculate/added by CPUC staff in dashboard.
Distance in miles to nearby substations
OBJECTID | IRP_Substation_Name | RESOLVE_Name | Overlaps | RPB_Acres | TRP_Acres | Perc_TRP | High_Implication_Acres | Perc_HighImplication | Parcels_LT_6 | Perc_ParcLT6 | Parcels_LT_30_GT6 | Perc_ParcLT30GT6 | 10th Percentile Parcelization | LowCrop_Acres | Perc_LowCrop | HighCrop_Acres | Perc_HighCrop | Critically overdrafted basin | FT_Tier2_Acres | Perc_FT_Tier2 | FT_Tier3_Acres | Perc_FT_Tier3 | Conn45_Acres | Perc_Conn45 | Low Conn Acres | Bio5_Acres | Perc_Bio5 | Low Bio Acres | Irr45_Acres | Perc_Irr45 | Low Irr Acres | ACE_All_Acres | Perc_AllACE | Low AllACE Acres | High_Intact_Acres | Perc_HighIntact | LowIntact Acres | Wetlands_Acres | Perc_Wetlands | Not Wetlands Acres
1 | Cal Flats | PGE Fresno | {'Cholame': [12.8, 71.0], 'Avenal': [13.7, 38.0]} | 1725 | 108 | 0.06 | 1617 | 0.94 | [5 empty] | 0 | 0 | 0 | 0 |  | 1701 | 0.99 | 2 | 0 | 1367 | 0.79 | 358 | 129 | 0.07 | 1596 | 677 | 0.39 | 1048 | 1367 | 0.79 | 358 | 1326 | 0.77 | 399 | 0 | 0 | 1725
2 | Collinsville | PGE GBA | {'Birds Landing': [3.1, 7117.0], 'Pittsburg': [4.5, 1354.0], 'GWF 2': [4.7, 1443.0], 'Kirker': [5.6, 1021.0], 'Contra Costa PP': [6.1, 2947.0], 'Shiloh III': [6.2, 6754.0], 'Contra Costa': [6.3, 1715.0], 'Lambie': [9.9, 5042.0], 'Lambie Energy': [9.9, 5042.0], 'Lone Tree': [10.2, 277.0], 'Clayton': [11.9, 6.0], 'Brentwood': [14.2, 64.0], 'Meadow Lane': [14.3, 6.0], 'Martinez': [15.8, 6.0], 'Peabody': [16.0, 1108.0], 'Bahia': [16.3, 6.0], 'Grand Island': [16.9, 1914.0], 'Alhambra': [17.0, 4.0]} | 31326 | 7090 | 0.23 | 24236 | 0.77 | [5 empty] | 7678 | 0.25 | 1016 | 0.03 |  | 12829 | 0.41 | 0 | 0 | 7308 | 0.23 | 24018 | 16794 | 0.54 | 14532 | 13068 | 0.42 | 18258 | 20271 | 0.65 | 11054 | 1629 | 0.05 | 29697 | 12488 | 0.4 | 18838
3 | Santa Teresa | PGE GBA | {} | 69 | 0 | 0 | 69 | 1 | [5 empty] | 0 | 0 | 0 | 0 |  | 69 | 1 | 0 | 0 | 69 | 1 | 0 | 0 | 0 | 69 | 12 | 0.18 | 57 | 69 | 1 | 0 | 38 | 0.54 | 31 | 1 | 0.02 | 68
4 | Carrizo Gorge | SDGE Imperial | {'Boulevard': [4.2, 11376.0], 'Crestwood': [5.5, 11361.0], 'East County': [10.6, 2020.0], 'Suncrest - Ocotillo (Proposed)': [11.9, 4733.0], 'Cameron': [13.9, 4878.0]} | 32781 | 11373 | 0.35 | 21408 | 0.65 | [5 empty] | 1 | 0 | 0 | 0 |  | 16344 | 0.5 | 12862 | 0.39 | 2831 | 0.09 | 29950 | 4700 | 0.14 | 28081 | 11857 | 0.36 | 20924 | 15360 | 0.47 | 17421 | 8678 | 0.26 | 24103 | 489 | 0.01 | 32291
5 | Avenal | PGE Kern | {'Cal Flats': [13.7, 38.0]} | 274 | 36 | 0.13 | 238 | 0.87 | [5 empty] | 0 | 0 | 0 | 0 |  | 274 | 1 | 0 | 0 | 164 | 0.6 | 110 | 0 | 0 | 274 | 0 | 0 | 274 | 164 | 0.6 | 110 | 238 | 0.87 | 36 | 0 | 0 | 274
6 | Crazy Horse Canyon | PGE GBA | {} | 8 | 0 | 0 | 8 | 1 | [5 empty] | 0 | 0.06 | 0 | 0 |  | 0 | 0 | 0 | 0 | 0 | 0 | 8 | 8 | 1 | 0 | 8 | 1 | 0 | 8 | 1 | 0 | 0 | 0 | 8 | 7 | 0.96 | 0
7 | Estrella | PGE Kern | {'Templeton': [7.3, 138.0]} | 198 | 138 | 0.7 | 60 | 0.3 | [5 empty] | 2 | 0.01 | 0 | 0 |  | 198 | 1 | 0 | 0 | 0 | 0 | 198 | 0 | 0 | 198 | 0 | 0 | 198 | 0 | 0 | 198 | 60 | 0.3 | 138 | 0 | 0 | 198
8 | Ocean Ranch | SDGE Imperial | {'San Luis Rey': [2.3, 29.0], 'Melrose': [2.4, 29.0], 'Cannon': [5.6, 30.0], 'Encina': [5.7, 30.0], 'Shadowridge': [5.8, 17.0], 'Palomar Airport': [6.1, 24.0], 'Pendleton': [7.2, 27.0], 'San Marcos': [8.0, 3.0], 'North City Metering': [18.0, 1.0]} | 186 | 28 | 0.15 | 158 | 0.85 | [5 empty] | 0 | 0 | 0 | 0 |  | 0 | 0 | 0 | 0 | 34 | 0.18 | 153 | 148 | 0.8 | 38 | 148 | 0.8 | 38 | 148 | 0.8 | 38 | 0 | 0 | 186 | 31 | 0.16 | 156
9 | Green Valley | PGE GBA | {'Moss Landing': [10.2, 5.0]} | 115 | 5 | 0.04 | 110 | 0.96 | [5 empty] | 1 | 0.01 | 2 | 0.02 |  | 0 | 0 | 0 | 0 | 0 | 0 | 115 | 109 | 0.95 | 6 | 110 | 0.96 | 5 | 110 | 0.96 | 5 | 0 | 0 | 115 | 41 | 0.36 | 74
10 | Union (Estrella) | PGE Kern | {'Templeton': [7.3, 138.0]} | 198 | 138 | 0.7 | 60 | 0.3 | [5 empty] | 2 | 0.01 | 0 | 0 |  | 198 | 1 | 0 | 0 | 0 | 0 | 198 | 0 | 0 | 198 | 0 | 0 | 198 | 0 | 0 | 198 | 60 | 0.3 | 138 | 0 | 0 | 198
11 | Crescent | PGE Fresno | {} | 0 | 0 | 0 | 0 | 0 | [5 empty] | 0 | 0 | 0 | 0 |  | 0 | 0 | 0 | 0 | 0 | 0 | 0 | 0 | 0 | 0 | 0 | 0 | 0 | 0 | 0 | 0 | 0 | 0 | 0 | 0 | 0 | 0
12 | Vincent | SCE Northern | {'Antelope': [17.4, 1654.0]} | 12972 | 5818 | 0.45 | 7154 | 0.55 | [5 empty] | 0 | 0 | 0 | 0 |  | 6294 | 0.49 | 1393 | 0.11 | 250 | 0.02 | 12722 | 2971 | 0.23 | 10001 | 1416 | 0.11 | 11556 | 3222 | 0.25 | 9750 | 4700 | 0.36 | 8272 | 107 | 0.01 | 12865
13 | El Nido (PGE) | PGE Fresno | {} | 0 | 0 | 0 | 0 | 0 | [5 empty] | 0 | 0 | 0 | 0 |  | 0 | 0 | 0 | 0 | 0 | 0 | 0 | 0 | 0 | 0 | 0 | 0 | 0 | 0 | 0 | 0 | 0 | 0 | 0 | 0 | 0 | 0
14 | Cortina | PGE NGBA | {} | 2618 | 38 | 0.01 | 2581 | 0.99 | [5 empty] | 0 | 0 | 0 | 0 |  | 174 | 0.07 | 2444 | 0.93 | 308 | 0.12 | 2310 | 400 | 0.15 | 2219 | 436 | 0.17 | 2183 | 580 | 0.22 | 2039 | 2560 | 0.98 | 58 | 0 | 0 | 2618
15 | Delta Pumps | PGE GBA | {} | 22451 | 0 | 0 | 22451 | 1 | [5 empty] | 793 | 0.04 | 1026 | 0.05 |  | 19791 | 0.88 | 69 | 0 | 19514 | 0.87 | 2936 | 19483 | 0.87 | 2968 | 21823 | 0.97 | 628 | 22450 | 1 | 0 | 6205 | 0.28 | 16246 | 743 | 0.03 | 21708
16 | Morgan Hill | PGE GBA | {} | 39 | 0 | 0 | 39 | 1 | [5 empty] | 0 | 0 | 0 | 0 |  | 38 | 0.99 | 1 | 0.01 | 39 | 1 | 0 | 1 | 0.01 | 38 | 1 | 0.01 | 38 | 39 | 1 | 0 | 16 | 0.42 | 22 | 1 | 0.03 | 38
17 | Jessup | PGE NGBA | {} | 0 | 0 | 0 | 0 | 0 | [5 empty] | 0 | 0 | 0 | 0 |  | 0 | 0 | 0 | 0 | 0 | 0 | 0 | 0 | 0 | 0 | 0 | 0 | 0 | 0 | 0 | 0 | 0 | 0 | 0 | 0 | 0 | 0
18 | Elk Hills | PGE Kern | {} | 0 | 0 | 0 | 0 | 0 | [5 empty] | 0 | 0 | 0 | 0 |  | 0 | 0 | 0 | 0 | 0 | 0 | 0 | 0 | 0 | 0 | 0 | 0 | 0 | 0 | 0 | 0 | 0 | 0 | 0 | 0 | 0 | 0
19 | Ignacio | PGE NGBA | {'Standard Oil': [11.8, 41.0], 'Standard Oil 2': [11.8, 41.0], 'Lakeville': [12.3, 37.0], 'San Pablo': [12.7, 41.0], 'Richmond R': [14.0, 41.0], 'El Cerrito G': [17.0, 15.0]} | 2171 | 182 | 0.08 | 1989 | 0.92 | [5 empty] | 14 | 0.01 | 0 | 0 |  | 1782 | 0.82 | 0 | 0 | 1530 | 0.7 | 641 | 749 | 0.35 | 1422 | 1000 | 0.46 | 1171 | 1673 | 0.77 | 499 | 1584 | 0.73 | 588 | 117 | 0.05 | 2054
20 | Malin | <Null> | {} | 23350 | 3721 | 0.16 | 19630 | 0.84 | [5 empty] | 610 | 0.03 | 1098 | 0.05 |  | 3615 | 0.15 | 0 | 0 | 19333 | 0.83 | 4017 | 0 | 0 | 23350 | 0 | 0 | 23350 | 19333 | 0.83 | 4017 | 14891 | 0.64 | 8459 | 170 | 0.01 | 23180
21 | Redbud | PGE NGBA | {'Konocti': [7.8, 57.0]} | 393 | 57 | 0.14 | 336 | 0.86 | [5 empty] | 10 | 0.03 | 0 | 0 |  | 63 | 0.16 | 329 | 0.84 | 45 | 0.11 | 347 | 46 | 0.12 | 347 | 121 | 0.31 | 271 | 164 | 0.42 | 229 | 258 | 0.66 | 135 | 0 | 0 | 393
22 | Arcata | PGE NGBA | {'Humboldt': [6.0, 110.0], 'Harris': [6.4, 110.0], 'Humboldt Bay': [10.8, 110.0]} | 271 | 109 | 0.4 | 162 | 0.6 | [5 empty] | 0 | 0 | 0 | 0 |  | 0 | 0 | 0 | 0 | 56 | 0.21 | 215 | 25 | 0.09 | 246 | 60 | 0.22 | 211 | 116 | 0.43 | 155 | 0 | 0 | 271 | 85 | 0.31 | 186
23 | Suncrest | SDGE Imperial | {} | 0 | 0 | 0 | 0 | 0 | [5 empty] | 0 | 0 | 0 | 0 |  | 0 | 0 | 0 | 0 | 0 | 0 | 0 | 0 | 0 | 0 | 0 | 0 | 0 | 0 | 0 | 0 | 0 | 0 | 0 | 0 | 0 | 0
24 | Cressey | PGE Fresno | {} | 0 | 0 | 0 | 0 | 0 | [5 empty] | 0 | 0 | 0 | 0 |  | 0 | 0 | 0 | 0 | 0 | 0 | 0 | 0 | 0 | 0 | 0 | 0 | 0 | 0 | 0 | 0 | 0 | 0 | 0 | 0 | 0 | 0
25 | Kearny | SDGE Imperial | {'Mesa Heights': [1.5, 155.0], 'Elliot': [2.8, 121.0], 'Elliott': [2.8, 122.0], 'Mission': [3.4, 155.0], 'Old Town': [5.8, 155.0], 'Murray': [6.9, 2.0], 'Vine': [7.1, 155.0], 'Penasquitos': [7.8, 23.0], 'Point Loma': [8.6, 155.0], 'Silvergate': [9.6, 132.0], 'Spring Valley': [9.9, 1.0], 'North City Metering': [10.1, 23.0], 'Bay Boulevard': [15.7, 83.0], 'Otay': [17.0, 1.0], 'Imperial Beach': [17.4, 23.0]} | 266 | 148 | 0.56 | 118 | 0.44 | [5 empty] | 0 | 0 | 0 | 0 |  | 0 | 0 | 0 | 0 | 0 | 0 | 266 | 14 | 0.05 | 252 | 105 | 0.39 | 162 | 105 | 0.39 | 162 | 0 | 0 | 266 | 1 | 0 | 266
26 | Victor | SCE NOL | {'New Sub - Kramer - Lugo (Proposed)': [5.1, 25.0], 'Roadway': [5.1, 25.0], 'Lugo': [9.7, 442.0]} | 4495 | 480 | 0.11 | 4016 | 0.89 | [5 empty] | 0 | 0 | 0 | 0 |  | 0 | 0 | 0 | 0 | 3143 | 0.7 | 1352 | 4015 | 0.89 | 480 | 2745 | 0.61 | 1751 | 4015 | 0.89 | 480 | 2167 | 0.48 | 2328 | 0 | 0 | 4495
27 | Millbrae | PGE GBA | {'Burlingame': [1.9, 123.0], 'Martin': [6.9, 102.0], 'SAN FRAN A (POTRERO PP)': [10.5, 68.0], 'Potrero': [10.5, 68.0], 'Jefferson': [11.8, 60.0], 'Grant': [13.4, 15.0], 'Edes': [14.2, 16.0], 'Oakland C': [14.6, 27.0], 'Oakland J': [14.6, 27.0], 'Eastshore': [15.0, 8.0], 'Oakland L': [15.7, 27.0], 'Menlo': [15.8, 8.0], 'Mt Eden': [15.9, 1.0], 'Mt. Eden': [15.9, 1.0], 'Ravenswood': [15.9, 25.0], 'Oakland X': [16.4, 27.0], 'Cooley Landing': [17.1, 4.0]} | 678 | 142 | 0.21 | 536 | 0.79 | [5 empty] | 0 | 0 | 0 | 0 |  | 0 | 0 | 0 | 0 | 133 | 0.2 | 544 | 196 | 0.29 | 482 | 453 | 0.67 | 225 | 489 | 0.72 | 188 | 147 | 0.22 | 531 | 27 | 0.04 | 650
28 | Arcogen | SCE Metro | {'Hinson': [1.2, 397.0], 'Harborgen': [2.8, 397.0], 'Long Beach': [3.7, 397.0], 'Lighthipe': [5.9, 309.0], 'La Fresa': [6.3, 66.0], 'Redondo': [8.5, 11.0], 'Del Amo': [8.6, 328.0], 'Alamitos': [9.0, 371.0], 'El Nido': [9.2, 11.0], 'Chevmain': [10.8, 11.0], 'El Segundo': [12.0, 11.0]} | 799 | 378 | 0.47 | 420 | 0.53 | [5 empty] | 0 | 0 | 0 | 0 |  | 0 | 0 | 0 | 0 | 0 | 0 | 799 | 30 | 0.04 | 768 | 387 | 0.49 | 411 | 387 | 0.49 | 411 | 0 | 0 | 799 | 0 | 0 | 799
29 | Soledad | PGE GBA | {'Coburn': [15.4, 95.0]} | 7878 | 5190 | 0.66 | 2688 | 0.34 | [5 empty] | 251 | 0.03 | 4786 | 0.61 |  | 903 | 0.11 | 663 | 0.08 | 1281 | 0.16 | 6596 | 436 | 0.06 | 7442 | 1208 | 0.15 | 6670 | 2014 | 0.26 | 5864 | 1620 | 0.21 | 6258 | 512 | 0.06 | 7366
30 | Vierra | PGE GBA | {} | 0 | 0 | 0 | 0 | 0 | [5 empty] | 0 | 0 | 0 | 0 |  | 0 | 0 | 0 | 0 | 0 | 0 | 0 | 0 | 0 | 0 | 0 | 0 | 0 | 0 | 0 | 0 | 0 | 0 | 0 | 0 | 0 | 0
31 | Walnut | SCE Metro | {} | 0 | 0 | 0 | 0 | 0 | [5 empty] | 0 | 0 | 0 | 0 |  | 0 | 0 | 0 | 0 | 0 | 0 | 0 | 0 | 0 | 0 | 0 | 0 | 0 | 0 | 0 | 0 | 0 | 0 | 0 | 0 | 0 | 0
32 | Coburn | PGE GBA | {'Soledad': [15.4, 95.0]} | 3905 | 1020 | 0.26 | 2884 | 0.74 | [5 empty] | 6 | 0 | 323 | 0.08 |  | 1344 | 0.34 | 1956 | 0.5 | 2064 | 0.53 | 1841 | 0 | 0 | 3905 | 266 | 0.07 | 3638 | 2064 | 0.53 | 1841 | 1896 | 0.49 | 2008 | 2 | 0 | 3903
33 | Madison | PGE NGBA | {} | 12543 | 143 | 0.01 | 12401 | 0.99 | [5 empty] | 1627 | 0.13 | 924 | 0.07 |  | 12247 | 0.98 | 0 | 0 | 11616 | 0.93 | 927 | 296 | 0.02 | 12248 | 294 | 0.02 | 12250 | 11616 | 0.93 | 927 | 9087 | 0.72 | 3456 | 68 | 0.01 | 12476
34 | Lone Tree | PGE GBA | {'Contra Costa': [3.9, 352.0], 'Contra Costa PP': [4.8, 352.0], 'Brentwood': [4.9, 139.0], 'GWF 2': [7.3, 346.0], 'Kirker': [9.5, 202.0], 'Pittsburg': [9.7, 217.0], 'Collinsville': [10.2, 277.0], 'Clayton': [11.3, 1.0], 'Tassajara': [13.0, 75.0], 'Birds Landing': [13.0, 277.0], 'Shiloh III': [16.2, 210.0], 'Lambie': [20.0, 8.0], 'Lambie Energy': [20.0, 8.0]} | 8847 | 333 | 0.04 | 8515 | 0.96 | [5 empty] | 1037 | 0.12 | 18 | 0 |  | 5561 | 0.63 | 45 | 0.01 | 3467 | 0.39 | 5380 | 6961 | 0.79 | 1886 | 6867 | 0.78 | 1980 | 7221 | 0.82 | 1626 | 2746 | 0.31 | 6102 | 1625 | 0.18 | 7222
35 | Eldorado | SCE EOP | {'Sloan Canyon': [5.3, 237.0], 'Mead': [13.2, 120.0]} | 1699 | 237 | 0.14 | 1462 | 0.86 | [5 empty] | 0 | 0 | 0 | 0 |  | 0 | 0 | 0 | 0 | 0 | 0 | 1699 | 0 | 0 | 1699 | 0 | 0 | 1699 | 0 | 0 | 1699 | 0 | 0 | 1699 | 0 | 0 | 1699
36 | Mercy Springs | PGE Fresno | {} | 0 | 0 | 0 | 0 | 0 | [5 empty] | 0 | 0 | 0 | 0 |  | 0 | 0 | 0 | 0 | 0 | 0 | 0 | 0 | 0 | 0 | 0 | 0 | 0 | 0 | 0 | 0 | 0 | 0 | 0 | 0 | 0 | 0
37 | Meridian | PGE NGBA | {} | 1559 | 0 | 0 | 1559 | 1 | [5 empty] | 0 | 0 | 0 | 0 |  | 1559 | 1 | 0 | 0 | 1506 | 0.97 | 53 | 1034 | 0.66 | 525 | 1034 | 0.66 | 525 | 1526 | 0.98 | 33 | 1274 | 0.82 | 286 | 5 | 0 | 1554
38 | Excelsior | PGE Fresno | {} | 108 | 0 | 0 | 108 | 1 | [5 empty] | 0 | 0 | 0 | 0 |  | 90 | 0.83 | 0 | 0 | 108 | 1 | 0 | 0 | 0 | 108 | 27 | 0.25 | 82 | 108 | 1 | 0 | 37 | 0.34 | 71 | 0 | 0 | 108
39 | Hassayampa | SDGE Arizona | {} | 0 | 0 | 0 | 0 | 0 | [5 empty] | 0 | 0 | 0 | 0 |  | 0 | 0 | 0 | 0 | 0 | 0 | 0 | 0 | 0 | 0 | 0 | 0 | 0 | 0 | 0 | 0 | 0 | 0 | 0 | 0 | 0 | 0
40 | Center | SCE Metro | {} | 0 | 0 | 0 | 0 | 0 | [5 empty] | 0 | 0 | 0 | 0 |  | 0 | 0 | 0 | 0 | 0 | 0 | 0 | 0 | 0 | 0 | 0 | 0 | 0 | 0 | 0 | 0 | 0 | 0 | 0 | 0 | 0 | 0
41 | Leprino | PGE Fresno | {} | 0 | 0 | 0 | 0 | 0 | [5 empty] | 0 | 0 | 0 | 0 |  | 0 | 0 | 0 | 0 | 0 | 0 | 0 | 0 | 0 | 0 | 0 | 0 | 0 | 0 | 0 | 0 | 0 | 0 | 0 | 0 | 0 | 0
42 | Springville | SCE Northern | {} | 0 | 0 | 0 | 0 | 0 | [5 empty] | 0 | 0 | 0 | 0 |  | 0 | 0 | 0 | 0 | 0 | 0 | 0 | 0 | 0 | 0 | 0 | 0 | 0 | 0 | 0 | 0 | 0 | 0 | 0 | 0 | 0 | 0
43 | Mustang | PGE Fresno | {} | 0 | 0 | 0 | 0 | 0 | [5 empty] | 0 | 0 | 0 | 0 |  | 0 | 0 | 0 | 0 | 0 | 0 | 0 | 0 | 0 | 0 | 0 | 0 | 0 | 0 | 0 | 0 | 0 | 0 | 0 | 0 | 0 | 0
44 | Parkway | PGE NGBA | {'Carquinez': [3.9, 1153.0], 'Bahia': [5.6, 1153.0], 'Tulucay': [8.3, 149.0], 'Christie': [9.4, 1153.0], 'Martinez': [9.9, 1153.0], 'Alhambra': [10.9, 1150.0], 'San Pablo': [12.7, 796.0], 'Meadow Lane': [14.8, 1031.0], 'Sobrante': [16.2, 721.0], 'El Cerrito G': [16.3, 533.0], 'Peabody': [16.4, 149.0], 'Standard Oil': [16.5, 26.0], 'Standard Oil 2': [16.5, 26.0], 'Richmond R': [17.1, 23.0], 'Lakewood': [18.0, 104.0]} | 10179 | 1290 | 0.13 | 8889 | 0.87 | [5 empty] | 43 | 0 | 0 | 0 |  | 6333 | 0.62 | 0 | 0 | 5231 | 0.51 | 4948 | 2710 | 0.27 | 7469 | 2979 | 0.29 | 7200 | 8354 | 0.82 | 1825 | 4688 | 0.46 | 5492 | 1116 | 0.11 | 9064
45 | Carpenter Canyon (fka Gamebird) | SCE EOP | {'Thousandaire': [3.4, 2.0], 'Pahrump': [4.5, 2.0], 'Charleston': [12.2, 1.0]} | 4468 | 2 | 0 | 4466 | 1 | [5 empty] | 0 | 0 | 0 | 0 |  | 0 | 0 | 0 | 0 | 1604 | 0.36 | 2864 | 50 | 0.01 | 4418 | 504 | 0.11 | 3965 | 1654 | 0.37 | 2814 | 4298 | 0.96 | 170 | 0 | 0 | 4468
46 | Stagg | PGE GBA | {} | 0 | 0 | 0 | 0 | 0 | [5 empty] | 0 | 0 | 0 | 0 |  | 0 | 0 | 0 | 0 | 0 | 0 | 0 | 0 | 0 | 0 | 0 | 0 | 0 | 0 | 0 | 0 | 0 | 0 | 0 | 0 | 0 | 0
47 | Lakeview | PGE Kern | {} | 0 | 0 | 0 | 0 | 0 | [5 empty] | 0 | 0 | 0 | 0 |  | 0 | 0 | 0 | 0 | 0 | 0 | 0 | 0 | 0 | 0 | 0 | 0 | 0 | 0 | 0 | 0 | 0 | 0 | 0 | 0 | 0 | 0
48 | Balch 2 | PGE Fresno | {} | 0 | 0 | 0 | 0 | 0 | [5 empty] | 0 | 0 | 0 | 0 |  | 0 | 0 | 0 | 0 | 0 | 0 | 0 | 0 | 0 | 0 | 0 | 0 | 0 | 0 | 0 | 0 | 0 | 0 | 0 | 0 | 0 | 0
49 | Racetrack | PGE GBA | {} | 0 | 0 | 0 | 0 | 0 | [5 empty] | 0 | 0 | 0 | 0 |  | 0 | 0 | 0 | 0 | 0 | 0 | 0 | 0 | 0 | 0 | 0 | 0 | 0 | 0 | 0 | 0 | 0 | 0 | 0 | 0 | 0 | 0
50 | Schindler | PGE Fresno | {} | 0 | 0 | 0 | 0 | 0 | [5 empty] | 0 | 0 | 0 | 0 |  | 0 | 0 | 0 | 0 | 0 | 0 | 0 | 0 | 0 | 0 | 0 | 0 | 0 | 0 | 0 | 0 | 0 | 0 | 0 | 0 | 0 | 0
51 | Cameron | SDGE Imperial | {'Crestwood': [8.4, 4923.0], 'Suncrest - Ocotillo (Proposed)': [10.2, 2832.0], 'Boulevard': [12.5, 4920.0], 'Carrizo Gorge': [13.9, 4878.0]} | 7907 | 4994 | 0.63 | 2914 | 0.37 | [5 empty] | 1 | 0 | 0 | 0 |  | 1229 | 0.16 | 6189 | 0.78 | 16 | 0 | 7892 | 119 | 0.02 | 7788 | 509 | 0.06 | 7399 | 626 | 0.08 | 7282 | 2380 | 0.3 | 5528 | 2 | 0 | 7905
52 | Konocti | PGE NGBA | {'Redbud': [7.8, 57.0]} | 4505 | 57 | 0.01 | 4448 | 0.99 | [5 empty] | 74 | 0.02 | 0 | 0 |  | 1894 | 0.42 | 2470 | 0.55 | 3648 | 0.81 | 857 | 2340 | 0.52 | 2165 | 3272 | 0.73 | 1232 | 4295 | 0.95 | 210 | 966 | 0.21 | 3538 | 0 | 0 | 4505
53 | North Gila - IV (Proposed) | SDGE Imperial | {'Drop 4': [2.1, 1036.0], 'Highline': [4.2, 844.0]} | 6306 | 1028 | 0.16 | 5278 | 0.84 | [5 empty] | 0 | 0 | 0 | 0 |  | 0 | 0 | 0 | 0 | 0 | 0 | 6306 | 4502 | 0.71 | 1804 | 4502 | 0.71 | 1804 | 4502 | 0.71 | 1804 | 3973 | 0.63 | 2333 | 158 | 0.03 | 6147
54 | Rector | SCE Northern | {} | 0 | 0 | 0 | 0 | 0 | [5 empty] | 0 | 0 | 0 | 0 |  | 0 | 0 | 0 | 0 | 0 | 0 | 0 | 0 | 0 | 0 | 0 | 0 | 0 | 0 | 0 | 0 | 0 | 0 | 0 | 0 | 0 | 0
55 | Round Mountain | PGE NGBA | {'Cove Road': [4.9, 537.0], 'New Sub - Pit 1 - Cottonwood (Proposed)': [6.1, 594.0], 'Carberry': [10.2, 537.0], 'Fern Road': [11.5, 57.0], 'Burney Forest': [12.5, 537.0], 'Burney Forest Power': [12.5, 537.0], 'Pit 4': [13.3, 172.0]} | 4282 | 592 | 0.14 | 3690 | 0.86 | [5 empty] | 0 | 0 | 0 | 0 |  | 3636 | 0.85 | 129 | 0.03 | 3133 | 0.73 | 1149 | 92 | 0.02 | 4190 | 119 | 0.03 | 4163 | 3217 | 0.75 | 1065 | 1669 | 0.39 | 2613 | 45 | 0.01 | 4238
56 | Vestal | SCE Northern | {} | 0 | 0 | 0 | 0 | 0 | [5 empty] | 0 | 0 | 0 | 0 |  | 0 | 0 | 0 | 0 | 0 | 0 | 0 | 0 | 0 | 0 | 0 | 0 | 0 | 0 | 0 | 0 | 0 | 0 | 0 | 0 | 0 | 0
57 | Silverado | PGE NGBA | {} | 1357 | 0 | 0 | 1357 | 1 | [5 empty] | 44 | 0.03 | 0 | 0 |  | 775 | 0.57 | 67 | 0.05 | 1186 | 0.87 | 171 | 46 | 0.03 | 1312 | 382 | 0.28 | 975 | 1186 | 0.87 | 171 | 1300 | 0.96 | 57 | 2 | 0 | 1355
58 | Penngrove | PGE NGBA | {'Corona': [3.7, 58.0], 'Lakeville': [7.0, 58.0]} | 1487 | 58 | 0.04 | 1429 | 0.96 | [5 empty] | 1 | 0 | 0 | 0 |  | 1487 | 1 | 0 | 0 | 1215 | 0.82 | 272 | 774 | 0.52 | 713 | 911 | 0.61 | 576 | 1289 | 0.87 | 198 | 1142 | 0.77 | 345 | 8 | 0.01 | 1479
59 | Bridgeville | PGE NGBA | {} | 5491 | 710 | 0.13 | 4781 | 0.87 | [5 empty] | 0 | 0 | 0 | 0 |  | 0 | 0 | 0 | 0 | 467 | 0.09 | 5024 | 613 | 0.11 | 4877 | 613 | 0.11 | 4877 | 975 | 0.18 | 4516 | 4391 | 0.8 | 1100 | 10 | 0 | 5481
60 | Logan Creek | PGE NGBA | {} | 0 | 0 | 0 | 0 | 0 | [5 empty] | 0 | 0 | 0 | 0 |  | 0 | 0 | 0 | 0 | 0 | 0 | 0 | 0 | 0 | 0 | 0 | 0 | 0 | 0 | 0 | 0 | 0 | 0 | 0 | 0 | 0 | 0
61 | Famoso | PGE Kern | {} | 0 | 0 | 0 | 0 | 0 | [5 empty] | 0 | 0 | 0 | 0 |  | 0 | 0 | 0 | 0 | 0 | 0 | 0 | 0 | 0 | 0 | 0 | 0 | 0 | 0 | 0 | 0 | 0 | 0 | 0 | 0 | 0 | 0
62 | New Sub - Los Banos - Midway (Proposed) | PGE Fresno | {} | 0 | 0 | 0 | 0 | 0 | [5 empty] | 0 | 0 | 0 | 0 |  | 0 | 0 | 0 | 0 | 0 | 0 | 0 | 0 | 0 | 0 | 0 | 0 | 0 | 0 | 0 | 0 | 0 | 0 | 0 | 0 | 0 | 0
63 | Lockeford | PGE GBA | {} | 0 | 0 | 0 | 0 | 0 | [5 empty] | 0 | 0 | 0 | 0 |  | 0 | 0 | 0 | 0 | 0 | 0 | 0 | 0 | 0 | 0 | 0 | 0 | 0 | 0 | 0 | 0 | 0 | 0 | 0 | 0 | 0 | 0
64 | Etiwanda | SCE Eastern | {} | 299 | 0 | 0 | 299 | 1 | [5 empty] | 0 | 0 | 0 | 0 |  | 0 | 0 | 299 | 1 | 299 | 1 | 0 | 0 | 0 | 299 | 28 | 0.09 | 271 | 299 | 1 | 0 | 205 | 0.69 | 94 | 1 | 0 | 299
65 | Edes | PGE GBA | {'Oakland J': [2.0, 303.0], 'San Leandro U': [3.2, 166.0], 'Grant': [5.0, 139.0], 'Oakland X': [5.1, 303.0], 'Oakland C': [6.3, 303.0], 'Oakland L': [6.5, 303.0], 'Moraga': [7.8, 182.0], 'Castro Valley': [7.9, 74.0], 'Mt Eden': [8.9, 81.0], 'Mt. Eden': [8.9, 81.0], 'Eastshore': [9.0, 83.0], 'SAN FRAN A (POTRERO PP)': [10.5, 257.0], 'Potrero': [10.5, 258.0], 'Sobrante': [11.6, 122.0], 'Martin': [12.0, 222.0], 'El Cerrito G': [13.7, 178.0], 'Burlingame': [13.9, 14.0], 'Millbrae': [14.2, 16.0], 'Dumbarton': [14.6, 17.0], 'Richmond R': [16.2, 120.0], 'Ravenswood': [17.4, 17.0], 'Standard Oil': [18.3, 7.0], 'Standard Oil 2': [18.3, 7.0], 'Cooley Landing': [18.8, 4.0], 'San Pablo': [18.8, 6.0]} | 542 | 306 | 0.56 | 236 | 0.44 | [5 empty] | 0 | 0 | 0 | 0 |  | 1 | 0 | 0 | 0 | 0 | 0 | 542 | 79 | 0.15 | 463 | 154 | 0.28 | 387 | 154 | 0.28 | 387 | 0 | 0 | 542 | 49 | 0.09 | 493
66 | GWF 2 | PGE GBA | {'Pittsburg': [2.4, 1359.0], 'Kirker': [2.5, 1026.0], 'Contra Costa': [4.4, 1400.0], 'Collinsville': [4.7, 1443.0], 'Contra Costa PP': [5.3, 1400.0], 'Lone Tree': [7.3, 346.0], 'Clayton': [7.7, 11.0], 'Birds Landing': [7.7, 1439.0], 'Shiloh III': [10.7, 1377.0], 'Meadow Lane': [11.0, 10.0], 'Brentwood': [12.0, 136.0], 'Martinez': [13.8, 10.0], 'Lambie': [14.3, 1166.0], 'Lambie Energy': [14.3, 1166.0], 'Alhambra': [14.6, 9.0], 'Tassajara': [15.3, 75.0], 'Bahia': [15.6, 10.0]} | 18186 | 1501 | 0.08 | 16685 | 0.92 | [5 empty] | 1903 | 0.1 | 14 | 0 |  | 6460 | 0.36 | 0 | 0 | 9226 | 0.51 | 8960 | 12882 | 0.71 | 5303 | 8785 | 0.48 | 9401 | 14517 | 0.8 | 3669 | 2116 | 0.12 | 16069 | 9485 | 0.52 | 8701
67 | Goose Lake | PGE Kern | {} | 0 | 0 | 0 | 0 | 0 | [5 empty] | 0 | 0 | 0 | 0 |  | 0 | 0 | 0 | 0 | 0 | 0 | 0 | 0 | 0 | 0 | 0 | 0 | 0 | 0 | 0 | 0 | 0 | 0 | 0 | 0 | 0 | 0
68 | Unknown - 3327 | PGE Kern | {} | 0 | 0 | 0 | 0 | 0 | [5 empty] | 0 | 0 | 0 | 0 |  | 0 | 0 | 0 | 0 | 0 | 0 | 0 | 0 | 0 | 0 | 0 | 0 | 0 | 0 | 0 | 0 | 0 | 0 | 0 | 0 | 0 | 0
69 | Mira Loma | SCE Metro | {} | 0 | 0 | 0 | 0 | 0 | [5 empty] | 0 | 0 | 0 | 0 |  | 0 | 0 | 0 | 0 | 0 | 0 | 0 | 0 | 0 | 0 | 0 | 0 | 0 | 0 | 0 | 0 | 0 | 0 | 0 | 0 | 0 | 0
70 | Ravenswood | PGE GBA | {'Cooley Landing': [1.5, 23.0], 'Menlo': [5.5, 20.0], 'Dumbarton': [6.2, 31.0], 'Whisman': [7.2, 1.0], 'Jefferson': [8.4, 38.0], 'Eastshore': [9.3, 36.0], 'Mt Eden': [9.9, 22.0], 'Mt. Eden': [9.9, 22.0], 'Grant': [12.5, 33.0], 'Burlingame': [14.0, 28.0], 'Castro Valley': [14.4, 18.0], 'San Leandro U': [15.2, 18.0], 'Millbrae': [15.9, 25.0], 'Edes': [17.4, 17.0]} | 158 | 51 | 0.33 | 106 | 0.67 | [5 empty] | 0 | 0 | 0 | 0 |  | 0 | 0 | 0 | 0 | 0 | 0 | 158 | 14 | 0.09 | 144 | 37 | 0.23 | 121 | 37 | 0.23 | 121 | 0 | 0 | 158 | 81 | 0.51 | 77
71 | Rio Hondo | SCE Metro | {} | 0 | 0 | 0 | 0 | 0 | [5 empty] | 0 | 0 | 0 | 0 |  | 0 | 0 | 0 | 0 | 0 | 0 | 0 | 0 | 0 | 0 | 0 | 0 | 0 | 0 | 0 | 0 | 0 | 0 | 0 | 0 | 0 | 0
72 | Redondo | SCE Metro | {'El Nido': [3.4, 15.0], 'La Fresa': [3.5, 20.0], 'Chevmain': [3.9, 13.0], 'El Segundo': [4.6, 11.0], 'Arcogen': [8.5, 11.0], 'Hinson': [9.7, 1.0], 'Harborgen': [10.4, 3.0], 'Long Beach': [10.9, 3.0], 'Lighthipe': [12.4, 1.0], 'Alamitos': [17.5, 1.0]} | 171 | 18 | 0.11 | 152 | 0.89 | [5 empty] | 0 | 0 | 0 | 0 |  | 0 | 0 | 0 | 0 | 0 | 0 | 171 | 76 | 0.45 | 94 | 139 | 0.82 | 31 | 139 | 0.82 | 31 | 0 | 0 | 171 | 0 | 0 | 171
73 | Otay | SDGE Imperial | {'Bay Boulevard': [2.3, 38.0], 'Imperial Beach': [2.4, 38.0], 'San Ysidro': [2.9, 35.0], 'Telegraph Canyon': [3.8, 40.0], 'Salt Creek': [7.2, 27.0], 'Miguel': [7.2, 30.0], 'Silvergate': [8.5, 36.0], 'Otay Mesa': [8.6, 5.0], 'Vine': [12.2, 33.0], 'Mission': [13.9, 33.0], 'Old Town': [14.2, 33.0], 'Point Loma': [14.4, 33.0], 'Elliot': [15.4, 1.0], 'Elliott': [15.4, 1.0], 'Kearny': [17.0, 1.0], 'Mesa Heights': [17.2, 1.0]} | 423 | 33 | 0.08 | 391 | 0.92 | [5 empty] | 0 | 0 | 0 | 0 |  | 0 | 0 | 0 | 0 | 46 | 0.11 | 377 | 192 | 0.45 | 232 | 358 | 0.84 | 66 | 358 | 0.84 | 66 | 0 | 0 | 423 | 47 | 0.11 | 377
74 | Kirker | PGE GBA | {'Pittsburg': [1.2, 1026.0], 'GWF 2': [2.5, 1026.0], 'Collinsville': [5.6, 1021.0], 'Clayton': [6.3, 10.0], 'Contra Costa': [6.8, 904.0], 'Contra Costa PP': [7.8, 904.0], 'Birds Landing': [8.3, 1018.0], 'Meadow Lane': [8.9, 10.0], 'Lone Tree': [9.5, 202.0], 'Shiloh III': [10.8, 1013.0], 'Martinez': [11.4, 10.0], 'Alhambra': [12.3, 9.0], 'Bahia': [13.2, 10.0], 'Lambie': [14.1, 822.0], 'Lambie Energy': [14.1, 822.0], 'Brentwood': [14.3, 5.0]} | 16328 | 1018 | 0.06 | 15310 | 0.94 | [5 empty] | 1479 | 0.09 | 0 | 0 |  | 5372 | 0.33 | 0 | 0 | 8954 | 0.55 | 7374 | 11757 | 0.72 | 4572 | 7176 | 0.44 | 9153 | 13376 | 0.82 | 2952 | 1805 | 0.11 | 14523 | 9192 | 0.56 | 7136
75 | Saugus | SCE Northern | {'Pardee': [1.3, 306.0], 'Elizabeth Lake': [5.3, 79.0], 'Sylmar-Pac Intertie': [9.2, 226.0]} | 2218 | 305 | 0.14 | 1913 | 0.86 | [5 empty] | 0 | 0 | 0 | 0 |  | 1258 | 0.57 | 919 | 0.41 | 1558 | 0.7 | 661 | 0 | 0 | 2218 | 120 | 0.05 | 2098 | 1593 | 0.72 | 625 | 1242 | 0.56 | 976 | 53 | 0.02 | 2165
76 | Chinese Station | PGE GBA | {} | 0 | 0 | 0 | 0 | 0 | [5 empty] | 0 | 0 | 0 | 0 |  | 0 | 0 | 0 | 0 | 0 | 0 | 0 | 0 | 0 | 0 | 0 | 0 | 0 | 0 | 0 | 0 | 0 | 0 | 0 | 0 | 0 | 0
77 | Devers | SCE Eastern | {'Mirage': [14.4, 1701.0]} | 10379 | 1812 | 0.17 | 8567 | 0.83 | [5 empty] | 23 | 0 | 0 | 0 |  | 2602 | 0.25 | 283 | 0.03 | 5084 | 0.49 | 5295 | 4604 | 0.44 | 5774 | 4214 | 0.41 | 6165 | 6509 | 0.63 | 3870 | 4392 | 0.42 | 5986 | 17 | 0 | 10362
78 | New Sub - Midway - Wheeler Ridge (Proposed) | PGE Kern | {} | 0 | 0 | 0 | 0 | 0 | [5 empty] | 0 | 0 | 0 | 0 |  | 0 | 0 | 0 | 0 | 0 | 0 | 0 | 0 | 0 | 0 | 0 | 0 | 0 | 0 | 0 | 0 | 0 | 0 | 0 | 0 | 0 | 0
79 | Del Amo | SCE Metro | {'Lighthipe': [5.0, 294.0], 'Alamitos': [5.8, 330.0], 'Barre': [7.1, 2.0], 'Hinson': [7.4, 330.0], 'Arcogen': [8.6, 328.0], 'Harborgen': [8.9, 330.0], 'Long Beach': [9.3, 330.0], 'La Fresa': [13.6, 47.0], 'Ellis': [14.3, 2.0], 'Huntington Beach': [15.6, 2.0]} | 490 | 318 | 0.65 | 172 | 0.35 | [5 empty] | 0 | 0 | 0 | 0 |  | 0 | 0 | 0 | 0 | 0 | 0 | 490 | 126 | 0.26 | 364 | 161 | 0.33 | 329 | 161 | 0.33 | 329 | 0 | 0 | 490 | 5 | 0.01 | 485
80 | Alpaugh | PGE Fresno | {} | 0 | 0 | 0 | 0 | 0 | [5 empty] | 0 | 0 | 0 | 0 |  | 0 | 0 | 0 | 0 | 0 | 0 | 0 | 0 | 0 | 0 | 0 | 0 | 0 | 0 | 0 | 0 | 0 | 0 | 0 | 0 | 0 | 0
81 | Palo Verde | SDGE Arizona | {} | 0 | 0 | 0 | 0 | 0 | [5 empty] | 0 | 0 | 0 | 0 |  | 0 | 0 | 0 | 0 | 0 | 0 | 0 | 0 | 0 | 0 | 0 | 0 | 0 | 0 | 0 | 0 | 0 | 0 | 0 | 0 | 0 | 0
82 | Grimmway-Malaga | PGE Kern | {} | 0 | 0 | 0 | 0 | 0 | [5 empty] | 0 | 0 | 0 | 0 |  | 0 | 0 | 0 | 0 | 0 | 0 | 0 | 0 | 0 | 0 | 0 | 0 | 0 | 0 | 0 | 0 | 0 | 0 | 0 | 0 | 0 | 0
83 | Kernridge | PGE Kern | {'Temblor': [4.8, 29.0], 'Caliente': [10.9, 65.0], 'Carrizo Plains': [17.4, 36.0], 'Topaz': [18.4, 36.0], 'Solar': [18.4, 36.0]} | 258 | 65 | 0.25 | 194 | 0.75 | [5 empty] | 0 | 0 | 0 | 0 |  | 160 | 0.62 | 0 | 0 | 51 | 0.2 | 207 | 0 | 0 | 258 | 0 | 0 | 258 | 51 | 0.2 | 207 | 171 | 0.66 | 87 | 0 | 0 | 258
84 | Crestwood | SDGE Imperial | {'Boulevard': [5.4, 11398.0], 'Carrizo Gorge': [5.5, 11361.0], 'Cameron': [8.4, 4923.0], 'Suncrest - Ocotillo (Proposed)': [8.6, 4733.0], 'East County': [14.5, 1999.0]} | 34670 | 11398 | 0.33 | 23272 | 0.67 | [5 empty] | 1 | 0 | 0 | 0 |  | 16344 | 0.47 | 15092 | 0.44 | 2831 | 0.08 | 31839 | 4562 | 0.13 | 30108 | 11872 | 0.34 | 22798 | 15471 | 0.45 | 19199 | 10662 | 0.31 | 24009 | 489 | 0.01 | 34182
85 | Salt Creek | SDGE Imperial | {'Miguel': [0.1, 27.0], 'Telegraph Canyon': [3.4, 27.0], 'Otay': [7.2, 27.0], 'Bay Boulevard': [8.1, 24.0], 'Otay Mesa': [8.3, 4.0], 'San Ysidro': [8.4, 27.0], 'Imperial Beach': [9.3, 24.0], 'Silvergate': [9.4, 23.0], 'Mission': [11.6, 23.0], 'Vine': [12.1, 23.0], 'Old Town': [13.6, 23.0], 'Point Loma': [15.2, 23.0]} | 239 | 22 | 0.09 | 217 | 0.91 | [5 empty] | 0 | 0 | 0 | 0 |  | 0 | 0 | 0 | 0 | 19 | 0.08 | 220 | 107 | 0.45 | 132 | 201 | 0.84 | 38 | 201 | 0.84 | 38 | 0 | 0 | 239 | 19 | 0.08 | 221
86 | Eagle Rock (SCE) | SCE Metro | {} | 0 | 0 | 0 | 0 | 0 | [5 empty] | 0 | 0 | 0 | 0 |  | 0 | 0 | 0 | 0 | 0 | 0 | 0 | 0 | 0 | 0 | 0 | 0 | 0 | 0 | 0 | 0 | 0 | 0 | 0 | 0 | 0 | 0
87 | Melones | PGE GBA | {} | 0 | 0 | 0 | 0 | 0 | [5 empty] | 0 | 0 | 0 | 0 |  | 0 | 0 | 0 | 0 | 0 | 0 | 0 | 0 | 0 | 0 | 0 | 0 | 0 | 0 | 0 | 0 | 0 | 0 | 0 | 0 | 0 | 0
88 | Imperial Beach | SDGE Imperial | {'Bay Boulevard': [1.7, 64.0], 'Otay': [2.4, 38.0], 'San Ysidro': [4.3, 32.0], 'Telegraph Canyon': [6.0, 37.0], 'Silvergate': [8.2, 62.0], 'Salt Creek': [9.3, 24.0], 'Miguel': [9.4, 28.0], 'Otay Mesa': [10.8, 2.0], 'Vine': [11.8, 58.0], 'Point Loma': [13.5, 58.0], 'Old Town': [13.8, 58.0], 'Mission': [14.1, 58.0], 'Elliot': [16.1, 23.0], 'Elliott': [16.1, 23.0], 'Kearny': [17.4, 23.0], 'Mesa Heights': [17.4, 23.0]} | 449 | 55 | 0.12 | 394 | 0.88 | [5 empty] | 0 | 0 | 0 | 0 |  | 0 | 0 | 0 | 0 | 42 | 0.09 | 408 | 181 | 0.4 | 268 | 353 | 0.79 | 96 | 358 | 0.8 | 91 | 0 | 0 | 449 | 45 | 0.1 | 404
89 | Pala | SDGE Imperial | {} | 0 | 0 | 0 | 0 | 0 | [5 empty] | 0 | 0 | 0 | 0 |  | 0 | 0 | 0 | 0 | 0 | 0 | 0 | 0 | 0 | 0 | 0 | 0 | 0 | 0 | 0 | 0 | 0 | 0 | 0 | 0 | 0 | 0
90 | 7th Standard | PGE Kern | {} | 0 | 0 | 0 | 0 | 0 | [5 empty] | 0 | 0 | 0 | 0 |  | 0 | 0 | 0 | 0 | 0 | 0 | 0 | 0 | 0 | 0 | 0 | 0 | 0 | 0 | 0 | 0 | 0 | 0 | 0 | 0 | 0 | 0
91 | Rosedale | PGE Kern | {} | 0 | 0 | 0 | 0 | 0 | [5 empty] | 0 | 0 | 0 | 0 |  | 0 | 0 | 0 | 0 | 0 | 0 | 0 | 0 | 0 | 0 | 0 | 0 | 0 | 0 | 0 | 0 | 0 | 0 | 0 | 0 | 0 | 0
92 | Moorpark | SCE Northern | {} | 826 | 7 | 0.01 | 819 | 0.99 | [5 empty] | 0 | 0 | 0 | 0 |  | 826 | 1 | 0 | 0 | 161 | 0.2 | 665 | 0 | 0 | 826 | 0 | 0 | 826 | 161 | 0.2 | 665 | 437 | 0.53 | 389 | 56 | 0.07 | 770
93 | Norco | PGE Kern | {} | 0 | 0 | 0 | 0 | 0 | [5 empty] | 0 | 0 | 0 | 0 |  | 0 | 0 | 0 | 0 | 0 | 0 | 0 | 0 | 0 | 0 | 0 | 0 | 0 | 0 | 0 | 0 | 0 | 0 | 0 | 0 | 0 | 0
94 | La Fresa | SCE Metro | {'El Nido': [2.9, 15.0], 'Redondo': [3.5, 20.0], 'Chevmain': [4.6, 13.0], 'El Segundo': [5.8, 11.0], 'Arcogen': [6.3, 66.0], 'Hinson': [7.2, 55.0], 'Harborgen': [8.7, 57.0], 'Lighthipe': [9.0, 50.0], 'Long Beach': [9.5, 57.0], 'Del Amo': [13.6, 47.0], 'Alamitos': [15.2, 54.0]} | 216 | 64 | 0.3 | 151 | 0.7 | [5 empty] | 0 | 0 | 0 | 0 |  | 0 | 0 | 0 | 0 | 0 | 0 | 216 | 33 | 0.15 | 183 | 137 | 0.63 | 79 | 137 | 0.63 | 79 | 0 | 0 | 216 | 0 | 0 | 216
95 | Cottonwood | PGE NGBA | {} | 0 | 0 | 0 | 0 | 0 | [5 empty] | 0 | 0 | 0 | 0 |  | 0 | 0 | 0 | 0 | 0 | 0 | 0 | 0 | 0 | 0 | 0 | 0 | 0 | 0 | 0 | 0 | 0 | 0 | 0 | 0 | 0 | 0
96 | Borden | PGE Fresno | {} | 0 | 0 | 0 | 0 | 0 | [5 empty] | 0 | 0 | 0 | 0 |  | 0 | 0 | 0 | 0 | 0 | 0 | 0 | 0 | 0 | 0 | 0 | 0 | 0 | 0 | 0 | 0 | 0 | 0 | 0 | 0 | 0 | 0
97 | Oceano | PGE Kern | {'Callender': [3.8, 84.0], 'Mesa': [9.7, 43.0], 'San Luis Obispo': [11.5, 21.0], 'Diablo Canyon': [16.9, 11.0]} | 895 | 106 | 0.12 | 789 | 0.88 | [5 empty] | 0 | 0 | 0 | 0 |  | 786 | 0.88 | 0 | 0 | 28 | 0.03 | 867 | 20 | 0.02 | 875 | 75 | 0.08 | 820 | 75 | 0.08 | 820 | 727 | 0.81 | 168 | 56 | 0.06 | 839
98 | Hollister | PGE GBA | {} | 59 | 0 | 0 | 59 | 1 | [5 empty] | 0 | 0 | 0 | 0 |  | 20 | 0.34 | 39 | 0.66 | 5 | 0.08 | 54 | 0 | 0 | 59 | 0 | 0 | 59 | 5 | 0.08 | 54 | 59 | 1 | 0 | 0 | 0 | 59
99 | Crow Creek | PGE Fresno | {} | 525 | 0 | 0 | 525 | 1 | [5 empty] | 0 | 0 | 0 | 0 |  | 299 | 0.57 | 226 | 0.43 | 495 | 0.94 | 30 | 133 | 0.25 | 393 | 328 | 0.62 | 197 | 511 | 0.97 | 15 | 525 | 1 | 0 | 0 | 0 | 525
100 | Stockdale | PGE Kern | {} | 0 | 0 | 0 | 0 | 0 | [5 empty] | 0 | 0 | 0 | 0 |  | 0 | 0 | 0 | 0 | 0 | 0 | 0 | 0 | 0 | 0 | 0 | 0 | 0 | 0 | 0 | 0 | 0 | 0 | 0 | 0 | 0 | 0
101 | New Sub - Rancho Seco - Bellota (Proposed) | PGE GBA | {} | 0 | 0 | 0 | 0 | 0 | [5 empty] | 0 | 0 | 0 | 0 |  | 0 | 0 | 0 | 0 | 0 | 0 | 0 | 0 | 0 | 0 | 0 | 0 | 0 | 0 | 0 | 0 | 0 | 0 | 0 | 0 | 0 | 0
102 | Oro Loma | PGE Fresno | {} | 0 | 0 | 0 | 0 | 0 | [5 empty] | 0 | 0 | 0 | 0 |  | 0 | 0 | 0 | 0 | 0 | 0 | 0 | 0 | 0 | 0 | 0 | 0 | 0 | 0 | 0 | 0 | 0 | 0 | 0 | 0 | 0 | 0
103 | Peoria | PGE GBA | {} | 0 | 0 | 0 | 0 | 0 | [5 empty] | 0 | 0 | 0 | 0 |  | 0 | 0 | 0 | 0 | 0 | 0 | 0 | 0 | 0 | 0 | 0 | 0 | 0 | 0 | 0 | 0 | 0 | 0 | 0 | 0 | 0 | 0
104 | Table Mountain | PGE NGBA | {} | 0 | 0 | 0 | 0 | 0 | [5 empty] | 0 | 0 | 0 | 0 |  | 0 | 0 | 0 | 0 | 0 | 0 | 0 | 0 | 0 | 0 | 0 | 0 | 0 | 0 | 0 | 0 | 0 | 0 | 0 | 0 | 0 | 0
105 | Sycamore Canyon | SDGE Imperial | {} | 0 | 0 | 0 | 0 | 0 | [5 empty] | 0 | 0 | 0 | 0 |  | 0 | 0 | 0 | 0 | 0 | 0 | 0 | 0 | 0 | 0 | 0 | 0 | 0 | 0 | 0 | 0 | 0 | 0 | 0 | 0 | 0 | 0
106 | Ivanpah | SCE EOP | {'Mountain Pass': [5.5, 18.0], 'Primm': [9.5, 18.0]} | 4578 | 18 | 0 | 4559 | 1 | [5 empty] | 0 | 0 | 0 | 0 |  | 0 | 0 | 0 | 0 | 4008 | 0.88 | 570 | 3614 | 0.79 | 963 | 543 | 0.12 | 4035 | 4539 | 0.99 | 38 | 774 | 0.17 | 3804 | 0 | 0 | 4578
107 | North Gila | SDGE Arizona | {} | 8379 | 0 | 0 | 8379 | 1 | [5 empty] | 0 | 0 | 0 | 0 |  | 0 | 0 | 0 | 0 | 279 | 0.03 | 8099 | 5295 | 0.63 | 3083 | 5321 | 0.64 | 3057 | 5321 | 0.64 | 3057 | 8211 | 0.98 | 168 | 106 | 0.01 | 8273
108 | Manteca | PGE GBA | {} | 0 | 0 | 0 | 0 | 0 | [5 empty] | 0 | 0 | 0 | 0 |  | 0 | 0 | 0 | 0 | 0 | 0 | 0 | 0 | 0 | 0 | 0 | 0 | 0 | 0 | 0 | 0 | 0 | 0 | 0 | 0 | 0 | 0
109 | Dumbarton | PGE GBA | {'Mt Eden': [5.7, 20.0], 'Mt. Eden': [5.7, 20.0], 'Eastshore': [5.7, 28.0], 'Ravenswood': [6.2, 31.0], 'Cooley Landing': [6.9, 19.0], 'Castro Valley': [9.4, 18.0], 'Grant': [9.7, 18.0], 'Whisman': [10.6, 1.0], 'Menlo': [11.7, 13.0], 'San Leandro U': [11.8, 18.0], 'Jefferson': [14.2, 13.0], 'Edes': [14.6, 17.0], 'Burlingame': [16.8, 3.0]} | 110 | 28 | 0.25 | 83 | 0.75 | [5 empty] | 0 | 0 | 0 | 0 |  | 0 | 0 | 0 | 0 | 0 | 0 | 110 | 1 | 0.01 | 109 | 24 | 0.21 | 87 | 24 | 0.21 | 87 | 0 | 0 | 110 | 72 | 0.65 | 38
110 | Altamont | PGE GBA | {'Altamont Midway (Sandhill)': [0.0, 21.0], 'Vasco': [3.3, 21.0], 'Windmaster': [4.1, 21.0], 'Los Positas': [4.5, 21.0], 'Las Positas': [4.5, 21.0], 'Cayetano': [5.1, 21.0], 'North Dublin': [9.8, 21.0], 'Vineyard': [11.1, 21.0], 'Tassajara': [13.0, 21.0], 'San Ramon': [14.0, 21.0]} | 24913 | 21 | 0 | 24892 | 1 | [5 empty] | 793 | 0.03 | 1026 | 0.04 |  | 22221 | 0.89 | 102 | 0 | 21954 | 0.88 | 2959 | 21923 | 0.88 | 2990 | 24262 | 0.97 | 651 | 24890 | 1 | 23 | 8294 | 0.33 | 16619 | 825 | 0.03 | 24088
111 | Hoodoo Wash | SDGE Arizona | {} | 13 | 13 | 1 | 0 | 0 | [5 empty] | 0 | 0 | 0 | 0 |  | 0 | 0 | 0 | 0 | 0 | 0 | 13 | 0 | 0 | 13 | 0 | 0 | 13 | 0 | 0 | 13 | 0 | 0 | 13 | 0 | 0 | 13
112 | Wyandotte | PGE NGBA | {} | 0 | 0 | 0 | 0 | 0 | [5 empty] | 0 | 0 | 0 | 0 |  | 0 | 0 | 0 | 0 | 0 | 0 | 0 | 0 | 0 | 0 | 0 | 0 | 0 | 0 | 0 | 0 | 0 | 0 | 0 | 0 | 0 | 0
113 | Laguna Bell | SCE Metro | {} | 0 | 0 | 0 | 0 | 0 | [5 empty] | 0 | 0 | 0 | 0 |  | 0 | 0 | 0 | 0 | 0 | 0 | 0 | 0 | 0 | 0 | 0 | 0 | 0 | 0 | 0 | 0 | 0 | 0 | 0 | 0 | 0 | 0
114 | El Casco | SCE Eastern | {} | 1 | 0 | 0 | 1 | 1 | [5 empty] | 0 | 0 | 0 | 0 |  | 1 | 1 | 0 | 0 | 0 | 0 | 1 | 0 | 0 | 1 | 1 | 1 | 0 | 1 | 1 | 0 | 0 | 0 | 1 | 0 | 0 | 1
115 | Le Grand | PGE Fresno | {} | 0 | 0 | 0 | 0 | 0 | [5 empty] | 0 | 0 | 0 | 0 |  | 0 | 0 | 0 | 0 | 0 | 0 | 0 | 0 | 0 | 0 | 0 | 0 | 0 | 0 | 0 | 0 | 0 | 0 | 0 | 0 | 0 | 0
116 | Tupman | PGE Kern | {} | 0 | 0 | 0 | 0 | 0 | [5 empty] | 0 | 0 | 0 | 0 |  | 0 | 0 | 0 | 0 | 0 | 0 | 0 | 0 | 0 | 0 | 0 | 0 | 0 | 0 | 0 | 0 | 0 | 0 | 0 | 0 | 0 | 0
117 | Henrietta | PGE Fresno | {} | 0 | 0 | 0 | 0 | 0 | [5 empty] | 0 | 0 | 0 | 0 |  | 0 | 0 | 0 | 0 | 0 | 0 | 0 | 0 | 0 | 0 | 0 | 0 | 0 | 0 | 0 | 0 | 0 | 0 | 0 | 0 | 0 | 0
118 | Castro Valley | PGE GBA | {'Mt Eden': [4.7, 76.0], 'Mt. Eden': [4.7, 76.0], 'San Leandro U': [4.9, 76.0], 'Grant': [5.5, 76.0], 'Eastshore': [5.5, 76.0], 'Edes': [7.9, 74.0], 'Dumbarton': [9.4, 18.0], 'Oakland J': [9.7, 58.0], 'Moraga': [12.2, 6.0], 'Oakland X': [12.2, 58.0], 'Oakland L': [14.1, 57.0], 'Oakland C': [14.1, 58.0], 'Ravenswood': [14.4, 18.0], 'Cooley Landing': [15.6, 6.0], 'SAN FRAN A (POTRERO PP)': [18.2, 12.0], 'Potrero': [18.2, 12.0], 'Martin': [18.9, 4.0]} | 174 | 71 | 0.41 | 104 | 0.59 | [5 empty] | 0 | 0 | 0 | 0 |  | 58 | 0.34 | 0 | 0 | 58 | 0.34 | 116 | 1 | 0 | 174 | 14 | 0.08 | 161 | 72 | 0.41 | 102 | 58 | 0.34 | 116 | 26 | 0.15 | 148
119 | Vineyard | PGE GBA | {'North Dublin': [5.2, 21.0], 'Cayetano': [6.6, 21.0], 'San Ramon': [6.8, 21.0], 'Los Positas': [6.9, 21.0], 'Las Positas': [6.9, 21.0], 'Vasco': [8.1, 21.0], 'Tassajara': [9.5, 21.0], 'Altamont': [11.1, 21.0], 'Altamont Midway (Sandhill)': [11.1, 21.0], 'Windmaster': [14.7, 21.0]} | 1331 | 21 | 0.02 | 1310 | 0.98 | [5 empty] | 0 | 0 | 0 | 0 |  | 1240 | 0.93 | 91 | 0.07 | 1014 | 0.76 | 317 | 1250 | 0.94 | 81 | 1250 | 0.94 | 81 | 1308 | 0.98 | 23 | 514 | 0.39 | 817 | 43 | 0.03 | 1288
120 | Trout Canyon | SCE EOP | {} | 0 | 0 | 0 | 0 | 0 | [5 empty] | 0 | 0 | 0 | 0 |  | 0 | 0 | 0 | 0 | 0 | 0 | 0 | 0 | 0 | 0 | 0 | 0 | 0 | 0 | 0 | 0 | 0 | 0 | 0 | 0 | 0 | 0
121 | Columbus | PGE Kern | {} | 0 | 0 | 0 | 0 | 0 | [5 empty] | 0 | 0 | 0 | 0 |  | 0 | 0 | 0 | 0 | 0 | 0 | 0 | 0 | 0 | 0 | 0 | 0 | 0 | 0 | 0 | 0 | 0 | 0 | 0 | 0 | 0 | 0
122 | Lewis | SCE Metro | {} | 0 | 0 | 0 | 0 | 0 | [5 empty] | 0 | 0 | 0 | 0 |  | 0 | 0 | 0 | 0 | 0 | 0 | 0 | 0 | 0 | 0 | 0 | 0 | 0 | 0 | 0 | 0 | 0 | 0 | 0 | 0 | 0 | 0
123 | Standard Oil 2 | PGE GBA | {'Standard Oil': [0.0, 347.0], 'Richmond R': [2.2, 344.0], 'San Pablo': [4.0, 262.0], 'El Cerrito G': [5.5, 303.0], 'Sobrante': [10.6, 160.0], 'Christie': [10.8, 49.0], 'Ignacio': [11.8, 41.0], 'Oakland L': [11.8, 152.0], 'Oakland C': [12.3, 140.0], 'Carquinez': [12.6, 30.0], 'Oakland X': [13.5, 68.0], 'Potrero': [13.5, 138.0], 'SAN FRAN A (POTRERO PP)': [13.5, 141.0], 'Moraga': [14.5, 60.0], 'Alhambra': [14.7, 27.0], 'Martinez': [15.7, 26.0], 'Oakland J': [16.3, 41.0], 'Parkway': [16.5, 26.0], 'Bahia': [16.6, 26.0], 'Martin': [17.2, 21.0], 'Edes': [18.3, 7.0]} | 770 | 334 | 0.43 | 436 | 0.57 | [5 empty] | 0 | 0 | 0 | 0 |  | 1 | 0 | 0 | 0 | 32 | 0.04 | 738 | 231 | 0.3 | 539 | 352 | 0.46 | 418 | 352 | 0.46 | 418 | 0 | 0 | 770 | 110 | 0.14 | 660
124 | Mc Mullin | PGE Fresno | {} | 0 | 0 | 0 | 0 | 0 | [5 empty] | 0 | 0 | 0 | 0 |  | 0 | 0 | 0 | 0 | 0 | 0 | 0 | 0 | 0 | 0 | 0 | 0 | 0 | 0 | 0 | 0 | 0 | 0 | 0 | 0 | 0 | 0
125 | Taft | PGE Kern | {} | 0 | 0 | 0 | 0 | 0 | [5 empty] | 0 | 0 | 0 | 0 |  | 0 | 0 | 0 | 0 | 0 | 0 | 0 | 0 | 0 | 0 | 0 | 0 | 0 | 0 | 0 | 0 | 0 | 0 | 0 | 0 | 0 | 0
126 | Pleasant Grove | PGE NGBA | {} | 0 | 0 | 0 | 0 | 0 | [5 empty] | 0 | 0 | 0 | 0 |  | 0 | 0 | 0 | 0 | 0 | 0 | 0 | 0 | 0 | 0 | 0 | 0 | 0 | 0 | 0 | 0 | 0 | 0 | 0 | 0 | 0 | 0
127 | Newark | PGE GBA | {} | 79 | 0 | 0 | 79 | 1 | [5 empty] | 0 | 0 | 0 | 0 |  | 20 | 0.25 | 0 | 0 | 20 | 0.25 | 59 | 20 | 0.25 | 59 | 42 | 0.54 | 36 | 42 | 0.54 | 36 | 20 | 0.25 | 59 | 54 | 0.68 | 25
128 | Dairyland | PGE Fresno | {} | 0 | 0 | 0 | 0 | 0 | [5 empty] | 0 | 0 | 0 | 0 |  | 0 | 0 | 0 | 0 | 0 | 0 | 0 | 0 | 0 | 0 | 0 | 0 | 0 | 0 | 0 | 0 | 0 | 0 | 0 | 0 | 0 | 0
129 | Chino | SCE Metro | {} | 0 | 0 | 0 | 0 | 0 | [5 empty] | 0 | 0 | 0 | 0 |  | 0 | 0 | 0 | 0 | 0 | 0 | 0 | 0 | 0 | 0 | 0 | 0 | 0 | 0 | 0 | 0 | 0 | 0 | 0 | 0 | 0 | 0
130 | El Segundo | SCE Metro | {'Chevmain': [1.2, 15.0], 'El Nido': [3.0, 15.0], 'Redondo': [4.6, 11.0], 'La Fresa': [5.8, 11.0], 'La Cienega': [6.9, 4.0], 'Windsor': [7.1, 4.0], 'Arcogen': [12.0, 11.0]} | 95 | 15 | 0.15 | 80 | 0.85 | [5 empty] | 0 | 0 | 0 | 0 |  | 0 | 0 | 0 | 0 | 0 | 0 | 95 | 74 | 0.77 | 21 | 77 | 0.81 | 18 | 77 | 0.81 | 18 | 0 | 0 | 95 | 0 | 0 | 95
131 | San Leandro U | PGE GBA | {'Grant': [2.8, 140.0], 'Edes': [3.2, 166.0], 'Castro Valley': [4.9, 76.0], 'Oakland J': [5.1, 149.0], 'Mt Eden': [6.0, 82.0], 'Mt. Eden': [6.0, 82.0], 'Eastshore': [6.2, 84.0], 'Oakland X': [8.0, 149.0], 'Oakland C': [9.5, 149.0], 'Moraga': [9.6, 97.0], 'Oakland L': [9.6, 149.0], 'Dumbarton': [11.8, 18.0], 'SAN FRAN A (POTRERO PP)': [13.3, 103.0], 'Potrero': [13.3, 104.0], 'Sobrante': [14.0, 35.0], 'Martin': [14.2, 76.0], 'Ravenswood': [15.2, 18.0], 'Cooley Landing': [16.5, 6.0], 'El Cerrito G': [16.6, 41.0]} | 351 | 159 | 0.45 | 192 | 0.55 | [5 empty] | 0 | 0 | 0 | 0 |  | 59 | 0.17 | 0 | 0 | 58 | 0.17 | 293 | 71 | 0.2 | 280 | 81 | 0.23 | 270 | 140 | 0.4 | 211 | 58 | 0.17 | 293 | 31 | 0.09 | 320
132 | Ganso | PGE Kern | {} | 0 | 0 | 0 | 0 | 0 | [5 empty] | 0 | 0 | 0 | 0 |  | 0 | 0 | 0 | 0 | 0 | 0 | 0 | 0 | 0 | 0 | 0 | 0 | 0 | 0 | 0 | 0 | 0 | 0 | 0 | 0 | 0 | 0
133 | Poso Mountain | PGE Kern | {} | 0 | 0 | 0 | 0 | 0 | [5 empty] | 0 | 0 | 0 | 0 |  | 0 | 0 | 0 | 0 | 0 | 0 | 0 | 0 | 0 | 0 | 0 | 0 | 0 | 0 | 0 | 0 | 0 | 0 | 0 | 0 | 0 | 0
134 | Avena | PGE GBA | {} | 0 | 0 | 0 | 0 | 0 | [5 empty] | 0 | 0 | 0 | 0 |  | 0 | 0 | 0 | 0 | 0 | 0 | 0 | 0 | 0 | 0 | 0 | 0 | 0 | 0 | 0 | 0 | 0 | 0 | 0 | 0 | 0 | 0
135 | Martin | PGE GBA | {'SAN FRAN A (POTRERO PP)': [3.9, 321.0], 'Potrero': [3.9, 321.0], 'Millbrae': [6.9, 102.0], 'Burlingame': [8.3, 67.0], 'Oakland C': [9.5, 273.0], 'Oakland L': [10.6, 272.0], 'Oakland J': [11.4, 251.0], 'Edes': [12.0, 222.0], 'Oakland X': [12.0, 256.0], 'Grant': [13.8, 49.0], 'San Leandro U': [14.2, 76.0], 'Richmond R': [15.7, 142.0], 'El Cerrito G': [15.9, 191.0], 'Eastshore': [16.8, 12.0], 'Moraga': [16.8, 149.0], 'Standard Oil': [17.2, 21.0], 'Standard Oil 2': [17.2, 21.0], 'Mt Eden': [17.4, 10.0], 'Mt. Eden': [17.4, 10.0], 'Sobrante': [17.8, 96.0], 'Jefferson': [18.4, 27.0], 'Castro Valley': [18.9, 4.0]} | 759 | 334 | 0.44 | 425 | 0.56 | [5 empty] | 0 | 0 | 0 | 0 |  | 0 | 0 | 0 | 0 | 36 | 0.05 | 723 | 96 | 0.13 | 663 | 320 | 0.42 | 440 | 356 | 0.47 | 403 | 0 | 0 | 759 | 37 | 0.05 | 722
136 | Harry Allen | <Null> | {} | 0 | 0 | 0 | 0 | 0 | [5 empty] | 0 | 0 | 0 | 0 |  | 0 | 0 | 0 | 0 | 0 | 0 | 0 | 0 | 0 | 0 | 0 | 0 | 0 | 0 | 0 | 0 | 0 | 0 | 0 | 0 | 0 | 0
137 | Rio Oso | PGE NGBA | {} | 0 | 0 | 0 | 0 | 0 | [5 empty] | 0 | 0 | 0 | 0 |  | 0 | 0 | 0 | 0 | 0 | 0 | 0 | 0 | 0 | 0 | 0 | 0 | 0 | 0 | 0 | 0 | 0 | 0 | 0 | 0 | 0 | 0
138 | Loveland | SDGE Imperial | {} | 0 | 0 | 0 | 0 | 0 | [5 empty] | 0 | 0 | 0 | 0 |  | 0 | 0 | 0 | 0 | 0 | 0 | 0 | 0 | 0 | 0 | 0 | 0 | 0 | 0 | 0 | 0 | 0 | 0 | 0 | 0 | 0 | 0
139 | Huntington Beach | SCE Metro | {'Ellis': [3.4, 19.0], 'Johanna': [8.6, 18.0], 'Alamitos': [10.8, 2.0], 'Barre': [11.3, 2.0], 'Santiago': [12.1, 18.0], 'Del Amo': [15.6, 2.0], 'Long Beach': [16.4, 2.0], 'Harborgen': [17.0, 2.0], 'Hinson': [18.5, 2.0]} | 363 | 17 | 0.05 | 345 | 0.95 | [5 empty] | 0 | 0 | 0 | 0 |  | 0 | 0 | 0 | 0 | 9 | 0.02 | 354 | 158 | 0.43 | 205 | 324 | 0.89 | 39 | 333 | 0.92 | 30 | 0 | 0 | 363 | 31 | 0.09 | 331
140 | Rossmoor | PGE GBA | {} | 680 | 0 | 0 | 680 | 1 | [5 empty] | 0 | 0 | 0 | 0 |  | 680 | 1 | 0 | 0 | 42 | 0.06 | 638 | 613 | 0.9 | 67 | 671 | 0.99 | 9 | 680 | 1 | 0 | 112 | 0.16 | 568 | 0 | 0 | 680
141 | Salado | PGE GBA | {} | 1322 | 0 | 0 | 1322 | 1 | [5 empty] | 0 | 0 | 0 | 0 |  | 794 | 0.6 | 528 | 0.4 | 1306 | 0.99 | 16 | 273 | 0.21 | 1049 | 1092 | 0.83 | 230 | 1322 | 1 | 0 | 1322 | 1 | 0 | 1 | 0 | 1321
142 | Lighthipe | SCE Metro | {'Del Amo': [5.0, 294.0], 'Hinson': [5.0, 309.0], 'Arcogen': [5.9, 309.0], 'Harborgen': [7.7, 309.0], 'Long Beach': [8.5, 309.0], 'La Fresa': [9.0, 50.0], 'Alamitos': [9.1, 309.0], 'Redondo': [12.4, 1.0]} | 408 | 293 | 0.72 | 115 | 0.28 | [5 empty] | 0 | 0 | 0 | 0 |  | 0 | 0 | 0 | 0 | 0 | 0 | 408 | 23 | 0.06 | 385 | 106 | 0.26 | 302 | 106 | 0.26 | 302 | 0 | 0 | 408 | 0 | 0 | 408
143 | Santee | SDGE Imperial | {} | 0 | 0 | 0 | 0 | 0 | [5 empty] | 0 | 0 | 0 | 0 |  | 0 | 0 | 0 | 0 | 0 | 0 | 0 | 0 | 0 | 0 | 0 | 0 | 0 | 0 | 0 | 0 | 0 | 0 | 0 | 0 | 0 | 0
144 | Cholame | PGE Fresno | {'Cal Flats': [12.8, 71.0]} | 4497 | 214 | 0.05 | 4283 | 0.95 | [5 empty] | 954 | 0.21 | 0 | 0 |  | 4295 | 0.96 | 0 | 0 | 2724 | 0.61 | 1772 | 390 | 0.09 | 4107 | 1244 | 0.28 | 3253 | 3097 | 0.69 | 1400 | 2511 | 0.56 | 1986 | 68 | 0.02 | 4428
145 | Grand Island | PGE NGBA | {'Shiloh III': [14.5, 2818.0], 'Lambie': [14.9, 794.0], 'Lambie Energy': [14.9, 794.0], 'Birds Landing': [14.9, 3082.0], 'Collinsville': [16.9, 1914.0], 'Contra Costa PP': [17.7, 1672.0], 'Contra Costa': [19.2, 151.0]} | 46438 | 3782 | 0.08 | 42656 | 0.92 | [5 empty] | 12406 | 0.27 | 19583 | 0.42 |  | 4279 | 0.09 | 0 | 0 | 8593 | 0.19 | 37845 | 4880 | 0.11 | 41558 | 5312 | 0.11 | 41126 | 13463 | 0.29 | 32976 | 431 | 0.01 | 46008 | 7712 | 0.17 | 38727
146 | Long Beach | SCE Metro | {'Harborgen': [0.9, 400.0], 'Arcogen': [3.7, 397.0], 'Hinson': [3.7, 398.0], 'Alamitos': [7.2, 373.0], 'Lighthipe': [8.5, 309.0], 'Del Amo': [9.3, 330.0], 'La Fresa': [9.5, 57.0], 'Redondo': [10.9, 3.0], 'Barre': [14.2, 2.0], 'Huntington Beach': [16.4, 2.0], 'Ellis': [17.1, 2.0]} | 867 | 372 | 0.43 | 495 | 0.57 | [5 empty] | 0 | 0 | 0 | 0 |  | 0 | 0 | 0 | 0 | 0 | 0 | 867 | 105 | 0.12 | 762 | 459 | 0.53 | 408 | 459 | 0.53 | 408 | 0 | 0 | 867 | 5 | 0.01 | 862
147 | Coyote | PGE GBA | {} | 86 | 0 | 0 | 86 | 1 | [5 empty] | 0 | 0 | 0 | 0 |  | 85 | 0.99 | 1 | 0.01 | 71 | 0.83 | 15 | 18 | 0.21 | 68 | 18 | 0.21 | 68 | 86 | 1 | 0 | 37 | 0.43 | 49 | 1 | 0.01 | 85
148 | New Sub - Los Banos - Midway (Proposed) | PGE Fresno | {} | 0 | 0 | 0 | 0 | 0 | [5 empty] | 0 | 0 | 0 | 0 |  | 0 | 0 | 0 | 0 | 0 | 0 | 0 | 0 | 0 | 0 | 0 | 0 | 0 | 0 | 0 | 0 | 0 | 0 | 0 | 0 | 0 | 0
149 | Vista (SCE) | SCE Eastern | {} | 0 | 0 | 0 | 0 | 0 | [5 empty] | 0 | 0 | 0 | 0 |  | 0 | 0 | 0 | 0 | 0 | 0 | 0 | 0 | 0 | 0 | 0 | 0 | 0 | 0 | 0 | 0 | 0 | 0 | 0 | 0 | 0 | 0
150 | Fairway | PGE Kern | {} | 48 | 0 | 0 | 48 | 1 | [5 empty] | 0 | 0 | 0 | 0 |  | 47 | 0.98 | 0 | 0 | 1 | 0.02 | 47 | 0 | 0 | 48 | 0 | 0 | 48 | 1 | 0.02 | 47 | 47 | 0.98 | 1 | 0 | 0 | 48
151 | Pisgah | SCE NOL | {} | 10919 | 1072 | 0.1 | 9847 | 0.9 | [5 empty] | 0 | 0 | 0 | 0 |  | 0 | 0 | 0 | 0 | 5945 | 0.54 | 4974 | 7892 | 0.72 | 3027 | 8824 | 0.81 | 2095 | 9351 | 0.86 | 1568 | 5910 | 0.54 | 5009 | 58 | 0.01 | 10862
152 | Sloan Canyon | SCE EOP | {'Eldorado': [5.3, 237.0], 'Mead': [11.1, 120.0]} | 507 | 237 | 0.47 | 270 | 0.53 | [5 empty] | 0 | 0 | 0 | 0 |  | 0 | 0 | 0 | 0 | 0 | 0 | 507 | 0 | 0 | 507 | 0 | 0 | 507 | 0 | 0 | 507 | 0 | 0 | 507 | 0 | 0 | 507
153 | Templeton | PGE Kern | {'Estrella': [7.3, 138.0], 'Union (Estrella)': [7.3, 138.0], 'Morro Bay': [16.0, 35.0]} | 2610 | 358 | 0.14 | 2252 | 0.86 | [5 empty] | 36 | 0.01 | 0 | 0 |  | 2561 | 0.98 | 50 | 0.02 | 1949 | 0.75 | 662 | 883 | 0.34 | 1728 | 883 | 0.34 | 1728 | 1949 | 0.75 | 662 | 1328 | 0.51 | 1283 | 75 | 0.03 | 2536
154 | Palomar Energy | SDGE Imperial | {'Cannon': [2.8, 29.0], 'Encina': [2.9, 29.0], 'Shadowridge': [3.1, 22.0], 'San Marcos': [5.2, 8.0], 'Ocean Ranch': [6.1, 24.0], 'Melrose': [6.1, 24.0], 'San Luis Rey': [6.7, 24.0], 'Artesian': [11.3, 4.0], 'North City Metering': [12.0, 5.0], 'Pendleton': [13.2, 21.0], 'Penasquitos': [14.7, 3.0]} | 134 | 24 | 0.18 | 110 | 0.82 | [5 empty] | 0 | 0 | 0 | 0 |  | 0 | 0 | 0 | 0 | 34 | 0.25 | 100 | 93 | 0.7 | 40 | 99 | 0.74 | 35 | 99 | 0.74 | 35 | 0 | 0 | 134 | 4 | 0.03 | 130
155 | Sisquoc | PGE Kern | {} | 152 | 5 | 0.03 | 147 | 0.97 | [5 empty] | 0 | 0 | 0 | 0 |  | 120 | 0.79 | 5 | 0.03 | 0 | 0 | 152 | 0 | 0 | 152 | 0 | 0 | 152 | 0 | 0 | 152 | 147 | 0.97 | 5 | 0 | 0 | 152
156 | Alberhill | SCE Eastern | {} | 0 | 0 | 0 | 0 | 0 | [5 empty] | 0 | 0 | 0 | 0 |  | 0 | 0 | 0 | 0 | 0 | 0 | 0 | 0 | 0 | 0 | 0 | 0 | 0 | 0 | 0 | 0 | 0 | 0 | 0 | 0 | 0 | 0
157 | Sanger | PGE Fresno | {} | 0 | 0 | 0 | 0 | 0 | [5 empty] | 0 | 0 | 0 | 0 |  | 0 | 0 | 0 | 0 | 0 | 0 | 0 | 0 | 0 | 0 | 0 | 0 | 0 | 0 | 0 | 0 | 0 | 0 | 0 | 0 | 0 | 0
158 | Lammers | PGE GBA | {} | 26400 | 0 | 0 | 26400 | 1 | [5 empty] | 793 | 0.03 | 1026 | 0.04 |  | 22973 | 0.87 | 837 | 0.03 | 23757 | 0.9 | 2642 | 23428 | 0.89 | 2972 | 25492 | 0.97 | 908 | 26399 | 1 | 0 | 11080 | 0.42 | 15319 | 791 | 0.03 | 25609
159 | Chevmain | SCE Metro | {'El Segundo': [1.2, 15.0], 'El Nido': [1.8, 16.0], 'Redondo': [3.9, 13.0], 'La Fresa': [4.6, 13.0], 'Windsor': [7.0, 4.0], 'La Cienega': [7.0, 4.0], 'Arcogen': [10.8, 11.0]} | 97 | 16 | 0.17 | 80 | 0.83 | [5 empty] | 0 | 0 | 0 | 0 |  | 0 | 0 | 0 | 0 | 0 | 0 | 97 | 74 | 0.76 | 23 | 77 | 0.8 | 19 | 77 | 0.8 | 19 | 0 | 0 | 97 | 0 | 0 | 97
160 | Telegraph Canyon | SDGE Imperial | {'Salt Creek': [3.4, 27.0], 'Miguel': [3.4, 30.0], 'Otay': [3.8, 40.0], 'Bay Boulevard': [5.0, 37.0], 'San Ysidro': [5.3, 37.0], 'Imperial Beach': [6.0, 37.0], 'Otay Mesa': [7.5, 6.0], 'Silvergate': [8.4, 35.0], 'Vine': [11.7, 32.0], 'Mission': [12.3, 32.0], 'Old Town': [13.5, 32.0], 'Point Loma': [14.5, 32.0]} | 423 | 33 | 0.08 | 390 | 0.92 | [5 empty] | 0 | 0 | 0 | 0 |  | 0 | 0 | 0 | 0 | 49 | 0.12 | 374 | 194 | 0.46 | 229 | 357 | 0.84 | 66 | 357 | 0.84 | 66 | 0 | 0 | 423 | 46 | 0.11 | 377
161 | Grant | PGE GBA | {'San Leandro U': [2.8, 140.0], 'Eastshore': [4.0, 92.0], 'Mt Eden': [4.2, 83.0], 'Mt. Eden': [4.2, 83.0], 'Edes': [5.0, 139.0], 'Castro Valley': [5.5, 76.0], 'Oakland J': [7.0, 122.0], 'Dumbarton': [9.7, 18.0], 'Oakland X': [10.1, 122.0], 'Oakland C': [11.0, 122.0], 'Oakland L': [11.4, 122.0], 'Moraga': [12.3, 70.0], 'Burlingame': [12.4, 15.0], 'Ravenswood': [12.5, 33.0], 'Millbrae': [13.4, 15.0], 'SAN FRAN A (POTRERO PP)': [13.7, 76.0], 'Potrero': [13.7, 77.0], 'Martin': [13.8, 49.0], 'Cooley Landing': [13.9, 6.0], 'Jefferson': [16.4, 15.0], 'Sobrante': [16.5, 26.0], 'El Cerrito G': [18.7, 14.0]} | 309 | 146 | 0.47 | 162 | 0.53 | [5 empty] | 0 | 0 | 0 | 0 |  | 9 | 0.03 | 0 | 0 | 9 | 0.03 | 300 | 83 | 0.27 | 226 | 95 | 0.31 | 213 | 105 | 0.34 | 204 | 9 | 0.03 | 300 | 43 | 0.14 | 266
162 | East Marysville | PGE NGBA | {} | 0 | 0 | 0 | 0 | 0 | [5 empty] | 0 | 0 | 0 | 0 |  | 0 | 0 | 0 | 0 | 0 | 0 | 0 | 0 | 0 | 0 | 0 | 0 | 0 | 0 | 0 | 0 | 0 | 0 | 0 | 0 | 0 | 0
163 | Caribou 2 | PGE NGBA | {} | 193 | 0 | 0 | 193 | 1 | [5 empty] | 0 | 0 | 0 | 0 |  | 193 | 1 | 0 | 0 | 0 | 0 | 193 | 161 | 0.83 | 32 | 132 | 0.68 | 61 | 193 | 1 | 1 | 192 | 1 | 1 | 15 | 0.08 | 178
164 | Dixon Landing | PGE GBA | {} | 71 | 0 | 0 | 71 | 1 | [5 empty] | 0 | 0 | 0 | 0 |  | 31 | 0.44 | 0 | 0 | 31 | 0.44 | 40 | 31 | 0.44 | 40 | 37 | 0.52 | 34 | 37 | 0.52 | 34 | 31 | 0.44 | 40 | 39 | 0.55 | 32
165 | New Sub - Gates - Templeton (Proposed) | PGE Kern | {} | 128 | 0 | 0 | 128 | 1 | [5 empty] | 0 | 0 | 0 | 0 |  | 128 | 1 | 0 | 0 | 128 | 1 | 0 | 0 | 0 | 128 | 0 | 0 | 128 | 128 | 1 | 0 | 128 | 1 | 0 | 0 | 0 | 128
166 | Westley | PGE Fresno | {} | 2738 | 0 | 0 | 2738 | 1 | [5 empty] | 0 | 0 | 0 | 0 |  | 1247 | 0.46 | 1491 | 0.54 | 2738 | 1 | 0 | 396 | 0.14 | 2342 | 1542 | 0.56 | 1196 | 2738 | 1 | 0 | 2738 | 1 | 0 | 1 | 0 | 2737
167 | Antelope | SCE Northern | {'Rosamond': [12.8, 7025.0], 'Neenach': [12.9, 11140.0], 'Whirlwind': [14.2, 9553.0], 'Vincent': [17.4, 1654.0]} | 58441 | 22749 | 0.39 | 35693 | 0.61 | [5 empty] | 2297 | 0.04 | 476 | 0.01 |  | 11717 | 0.2 | 11083 | 0.19 | 1318 | 0.02 | 57123 | 22096 | 0.38 | 36345 | 22497 | 0.38 | 35944 | 25893 | 0.44 | 32548 | 16530 | 0.28 | 41911 | 1457 | 0.02 | 56984
168 | Atwater | PGE Fresno | {} | 0 | 0 | 0 | 0 | 0 | [5 empty] | 0 | 0 | 0 | 0 |  | 0 | 0 | 0 | 0 | 0 | 0 | 0 | 0 | 0 | 0 | 0 | 0 | 0 | 0 | 0 | 0 | 0 | 0 | 0 | 0 | 0 | 0
169 | Pine Flat | PGE Fresno | {} | 0 | 0 | 0 | 0 | 0 | [5 empty] | 0 | 0 | 0 | 0 |  | 0 | 0 | 0 | 0 | 0 | 0 | 0 | 0 | 0 | 0 | 0 | 0 | 0 | 0 | 0 | 0 | 0 | 0 | 0 | 0 | 0 | 0
170 | Murray | SDGE Imperial | {'Spring Valley': [3.8, 1.0], 'Elliot': [4.1, 2.0], 'Elliott': [4.2, 2.0], 'Mission': [6.6, 2.0], 'Kearny': [6.9, 2.0], 'Mesa Heights': [8.2, 2.0], 'Silvergate': [9.6, 2.0], 'Vine': [9.7, 2.0], 'Old Town': [9.9, 2.0], 'Point Loma': [12.6, 2.0], 'Bay Boulevard': [13.3, 2.0]} | 38 | 2 | 0.04 | 37 | 0.96 | [5 empty] | 0 | 0 | 0 | 0 |  | 0 | 0 | 0 | 0 | 0 | 0 | 38 | 3 | 0.09 | 35 | 35 | 0.93 | 3 | 35 | 0.93 | 3 | 0 | 0 | 38 | 0 | 0 | 38
171 | Lathrop | SCE EOP | {'Jackass (DOE)': [9.0, 3724.0], 'Valley Switch': [9.4, 5.0]} | 30542 | 3724 | 0.12 | 26818 | 0.88 | [5 empty] | 0 | 0 | 0 | 0 |  | 0 | 0 | 0 | 0 | 0 | 0 | 30542 | 0 | 0 | 30542 | 0 | 0 | 30542 | 0 | 0 | 30542 | 0 | 0 | 30542 | 0 | 0 | 30542
172 | Semitropic | PGE Kern | {} | 0 | 0 | 0 | 0 | 0 | [5 empty] | 0 | 0 | 0 | 0 |  | 0 | 0 | 0 | 0 | 0 | 0 | 0 | 0 | 0 | 0 | 0 | 0 | 0 | 0 | 0 | 0 | 0 | 0 | 0 | 0 | 0 | 0
173 | Hopland | PGE NGBA | {} | 3634 | 219 | 0.06 | 3415 | 0.94 | [5 empty] | 58 | 0.02 | 10 | 0 |  | 585 | 0.16 | 3043 | 0.84 | 2936 | 0.81 | 698 | 323 | 0.09 | 3311 | 546 | 0.15 | 3088 | 2996 | 0.82 | 638 | 2898 | 0.8 | 736 | 8 | 0 | 3626
174 | Point Loma | SDGE Imperial | {'Old Town': [2.9, 212.0], 'Vine': [3.2, 212.0], 'Silvergate': [6.1, 189.0], 'Mission': [6.3, 211.0], 'Mesa Heights': [7.5, 156.0], 'Kearny': [8.6, 155.0], 'Elliott': [9.8, 122.0], 'Elliot': [9.9, 121.0], 'Bay Boulevard': [12.2, 124.0], 'Penasquitos': [12.3, 23.0], 'Murray': [12.6, 2.0], 'Spring Valley': [13.4, 1.0], 'Imperial Beach': [13.5, 58.0], 'Otay': [14.4, 33.0], 'Telegraph Canyon': [14.5, 32.0], 'North City Metering': [15.1, 23.0], 'Miguel': [15.1, 26.0], 'Salt Creek': [15.2, 23.0], 'San Ysidro': [17.3, 27.0]} | 510 | 195 | 0.38 | 315 | 0.62 | [5 empty] | 0 | 0 | 0 | 0 |  | 0 | 0 | 0 | 0 | 14 | 0.03 | 496 | 94 | 0.18 | 417 | 261 | 0.51 | 249 | 267 | 0.52 | 244 | 0 | 0 | 510 | 26 | 0.05 | 484
175 | Whirlwind | SCE Northern | {'Neenach': [6.9, 29580.0], 'Rosamond': [11.2, 8895.0], 'Antelope': [14.2, 9553.0], 'Windhub': [15.0, 383.0], 'Highwind': [17.0, 352.0]} | 105950 | 34824 | 0.33 | 71126 | 0.67 | [5 empty] | 2111 | 0.02 | 1113 | 0.01 |  | 12564 | 0.12 | 181 | 0 | 32898 | 0.31 | 73053 | 42104 | 0.4 | 63846 | 25977 | 0.25 | 79973 | 64279 | 0.61 | 41672 | 26453 | 0.25 | 79497 | 413 | 0 | 105537
176 | Gould | SCE Metro | {} | 0 | 0 | 0 | 0 | 0 | [5 empty] | 0 | 0 | 0 | 0 |  | 0 | 0 | 0 | 0 | 0 | 0 | 0 | 0 | 0 | 0 | 0 | 0 | 0 | 0 | 0 | 0 | 0 | 0 | 0 | 0 | 0 | 0
177 | Burney Forest | PGE NGBA | {'Burney Forest Power': [0.0, 559.0], 'Carberry': [2.4, 559.0], 'New Sub - Pit 1 - Cottonwood (Proposed)': [6.7, 559.0], 'Pit 3': [8.5, 22.0], 'Pit 4': [10.3, 194.0], 'Cove Road': [11.1, 559.0], 'Round Mt.': [12.5, 537.0]} | 4366 | 557 | 0.13 | 3809 | 0.87 | [5 empty] | 0 | 0 | 0 | 0 |  | 3764 | 0.86 | 0 | 0 | 2528 | 0.58 | 1838 | 649 | 0.15 | 3717 | 649 | 0.15 | 3717 | 3121 | 0.71 | 1246 | 2030 | 0.46 | 2337 | 45 | 0.01 | 4321
178 | GWF Hanford | PGE Fresno | {} | 0 | 0 | 0 | 0 | 0 | [5 empty] | 0 | 0 | 0 | 0 |  | 0 | 0 | 0 | 0 | 0 | 0 | 0 | 0 | 0 | 0 | 0 | 0 | 0 | 0 | 0 | 0 | 0 | 0 | 0 | 0 | 0 | 0
179 | San Ramon | PGE GBA | {'Tassajara': [4.1, 21.0], 'North Dublin': [4.2, 21.0], 'Vineyard': [6.8, 21.0], 'Cayetano': [8.9, 21.0], 'Los Positas': [11.4, 21.0], 'Las Positas': [11.4, 21.0], 'Vasco': [12.2, 21.0], 'Altamont': [14.0, 21.0], 'Altamont Midway (Sandhill)': [14.0, 21.0], 'Windmaster': [16.4, 21.0]} | 1355 | 21 | 0.02 | 1334 | 0.98 | [5 empty] | 0 | 0 | 0 | 0 |  | 1253 | 0.93 | 102 | 0.07 | 1014 | 0.75 | 341 | 1060 | 0.78 | 295 | 1060 | 0.78 | 295 | 1332 | 0.98 | 23 | 446 | 0.33 | 908 | 33 | 0.02 | 1322
180 | Stanislaus | PGE Fresno | {} | 871 | 0 | 0 | 871 | 1 | [5 empty] | 0 | 0 | 0 | 0 |  | 524 | 0.6 | 347 | 0.4 | 840 | 0.97 | 30 | 222 | 0.25 | 649 | 662 | 0.76 | 208 | 856 | 0.98 | 15 | 871 | 1 | 0 | 0 | 0 | 871
181 | Magunden | SCE Northern | {} | 0 | 0 | 0 | 0 | 0 | [5 empty] | 0 | 0 | 0 | 0 |  | 0 | 0 | 0 | 0 | 0 | 0 | 0 | 0 | 0 | 0 | 0 | 0 | 0 | 0 | 0 | 0 | 0 | 0 | 0 | 0 | 0 | 0
182 | Alamitos | SCE Metro | {'Del Amo': [5.8, 330.0], 'Long Beach': [7.2, 373.0], 'Barre': [7.4, 2.0], 'Harborgen': [7.4, 373.0], 'Hinson': [8.0, 373.0], 'Arcogen': [9.0, 371.0], 'Lighthipe': [9.1, 309.0], 'Ellis': [10.5, 2.0], 'Huntington Beach': [10.8, 2.0], 'La Fresa': [15.2, 54.0], 'Redondo': [17.5, 1.0]} | 776 | 348 | 0.45 | 428 | 0.55 | [5 empty] | 0 | 0 | 0 | 0 |  | 0 | 0 | 0 | 0 | 0 | 0 | 776 | 126 | 0.16 | 650 | 405 | 0.52 | 371 | 405 | 0.52 | 371 | 0 | 0 | 776 | 5 | 0.01 | 771
183 | Valley Springs | PGE GBA | {} | 0 | 0 | 0 | 0 | 0 | [5 empty] | 0 | 0 | 0 | 0 |  | 0 | 0 | 0 | 0 | 0 | 0 | 0 | 0 | 0 | 0 | 0 | 0 | 0 | 0 | 0 | 0 | 0 | 0 | 0 | 0 | 0 | 0
184 | Blythe | SCE Eastern | {'Colorado River': [12.5, 4198.0]} | 24289 | 4809 | 0.2 | 19480 | 0.8 | [5 empty] | 5 | 0 | 3 | 0 |  | 0 | 0 | 0 | 0 | 5350 | 0.22 | 18939 | 6236 | 0.26 | 18053 | 4498 | 0.19 | 19791 | 10006 | 0.41 | 14283 | 15282 | 0.63 | 9007 | 59 | 0 | 24230
185 | Midway | PGE Kern | {} | 0 | 0 | 0 | 0 | 0 | [5 empty] | 0 | 0 | 0 | 0 |  | 0 | 0 | 0 | 0 | 0 | 0 | 0 | 0 | 0 | 0 | 0 | 0 | 0 | 0 | 0 | 0 | 0 | 0 | 0 | 0 | 0 | 0
186 | Buena Vista | PGE GBA | {} | 0 | 0 | 0 | 0 | 0 | [5 empty] | 0 | 0 | 0 | 0 |  | 0 | 0 | 0 | 0 | 0 | 0 | 0 | 0 | 0 | 0 | 0 | 0 | 0 | 0 | 0 | 0 | 0 | 0 | 0 | 0 | 0 | 0
187 | Crows Landing | PGE Fresno | {} | 166 | 0 | 0 | 166 | 1 | [5 empty] | 0 | 0 | 0 | 0 |  | 166 | 1 | 0 | 0 | 150 | 0.9 | 16 | 124 | 0.74 | 43 | 166 | 1 | 0 | 166 | 1 | 0 | 166 | 1 | 0 | 0 | 0 | 166
188 | Villa Park | SCE Metro | {} | 0 | 0 | 0 | 0 | 0 | [5 empty] | 0 | 0 | 0 | 0 |  | 0 | 0 | 0 | 0 | 0 | 0 | 0 | 0 | 0 | 0 | 0 | 0 | 0 | 0 | 0 | 0 | 0 | 0 | 0 | 0 | 0 | 0
189 | California Ave | PGE Fresno | {} | 0 | 0 | 0 | 0 | 0 | [5 empty] | 0 | 0 | 0 | 0 |  | 0 | 0 | 0 | 0 | 0 | 0 | 0 | 0 | 0 | 0 | 0 | 0 | 0 | 0 | 0 | 0 | 0 | 0 | 0 | 0 | 0 | 0
190 | Calpella | PGE NGBA | {} | 71 | 0 | 0 | 71 | 1 | [5 empty] | 0 | 0 | 0 | 0 |  | 71 | 1 | 0 | 0 | 0 | 0 | 71 | 28 | 0.4 | 43 | 65 | 0.93 | 5 | 65 | 0.93 | 5 | 71 | 1 | 0 | 0 | 0 | 71
191 | Tevis | PGE Kern | {} | 0 | 0 | 0 | 0 | 0 | [5 empty] | 0 | 0 | 0 | 0 |  | 0 | 0 | 0 | 0 | 0 | 0 | 0 | 0 | 0 | 0 | 0 | 0 | 0 | 0 | 0 | 0 | 0 | 0 | 0 | 0 | 0 | 0
192 | Cal Water | PGE Kern | {} | 0 | 0 | 0 | 0 | 0 | [5 empty] | 0 | 0 | 0 | 0 |  | 0 | 0 | 0 | 0 | 0 | 0 | 0 | 0 | 0 | 0 | 0 | 0 | 0 | 0 | 0 | 0 | 0 | 0 | 0 | 0 | 0 | 0
193 | Boulevard East | SDGE Imperial | {'Carrizo Gorge': [4.2, 11376.0], 'Crestwood': [5.4, 11398.0], 'East County': [9.3, 2032.0], 'Cameron': [12.5, 4920.0], 'Suncrest - Ocotillo (Proposed)': [13.7, 4728.0], 'Ocotillo Express': [14.4, 5.0]} | 32481 | 11421 | 0.35 | 21059 | 0.65 | [5 empty] | 1 | 0 | 0 | 0 |  | 16344 | 0.5 | 12281 | 0.38 | 2831 | 0.09 | 29649 | 4694 | 0.14 | 27787 | 11964 | 0.37 | 20517 | 15466 | 0.48 | 17014 | 8087 | 0.25 | 24394 | 489 | 0.02 | 31991
194 | Margarita | SDGE Imperial | {'Rancho Mission Viejo': [2.4, 39.0], 'Trabuco': [2.7, 37.0], 'Q1806': [3.0, 39.0], 'Capistrano': [3.4, 39.0], 'Talega': [7.5, 38.0], 'North of SONGS': [7.6, 38.0], 'Santiago': [11.3, 1.0], 'San Onofre': [13.2, 13.0]} | 78 | 34 | 0.44 | 44 | 0.56 | [5 empty] | 0 | 0 | 0 | 0 |  | 0 | 0 | 0 | 0 | 0 | 0 | 78 | 19 | 0.24 | 59 | 38 | 0.49 | 39 | 38 | 0.49 | 39 | 0 | 0 | 78 | 0 | 0 | 78
195 | Escondido | SDGE Imperial | {} | 0 | 0 | 0 | 0 | 0 | [5 empty] | 0 | 0 | 0 | 0 |  | 0 | 0 | 0 | 0 | 0 | 0 | 0 | 0 | 0 | 0 | 0 | 0 | 0 | 0 | 0 | 0 | 0 | 0 | 0 | 0 | 0 | 0
196 | Manning | PGE Fresno | {} | 0 | 0 | 0 | 0 | 0 | [5 empty] | 0 | 0 | 0 | 0 |  | 0 | 0 | 0 | 0 | 0 | 0 | 0 | 0 | 0 | 0 | 0 | 0 | 0 | 0 | 0 | 0 | 0 | 0 | 0 | 0 | 0 | 0
197 | Oakland C | PGE GBA | {'Oakland L': [1.0, 465.0], 'Oakland X': [2.8, 392.0], 'Oakland J': [4.4, 366.0], 'Edes': [6.3, 303.0], 'SAN FRAN A (POTRERO PP)': [6.4, 354.0], 'Potrero': [6.4, 354.0], 'Moraga': [7.4, 235.0], 'El Cerrito G': [8.3, 317.0], 'Sobrante': [8.5, 234.0], 'San Leandro U': [9.5, 149.0], 'Martin': [9.5, 273.0], 'Richmond R': [10.1, 261.0], 'Grant': [11.0, 122.0], 'Standard Oil': [12.2, 140.0], 'Standard Oil 2': [12.3, 140.0], 'San Pablo': [13.4, 118.0], 'Castro Valley': [14.1, 58.0], 'Millbrae': [14.6, 27.0], 'Christie': [14.8, 20.0], 'Eastshore': [15.0, 66.0], 'Burlingame': [15.1, 17.0], 'Mt Eden': [15.1, 64.0], 'Mt. Eden': [15.1, 64.0]} | 741 | 448 | 0.6 | 293 | 0.4 | [5 empty] | 0 | 0 | 0 | 0 |  | 0 | 0 | 0 | 0 | 32 | 0.04 | 709 | 122 | 0.16 | 619 | 202 | 0.27 | 539 | 202 | 0.27 | 539 | 0 | 0 | 741 | 45 | 0.06 | 696
198 | Barre | SCE Metro | {'Del Amo': [7.1, 2.0], 'Alamitos': [7.4, 2.0], 'Ellis': [8.9, 2.0], 'Huntington Beach': [11.3, 2.0], 'Hinson': [13.8, 2.0], 'Long Beach': [14.2, 2.0], 'Harborgen': [14.2, 2.0]} | 161 | 2 | 0.01 | 159 | 0.99 | [5 empty] | 0 | 0 | 0 | 0 |  | 0 | 0 | 0 | 0 | 0 | 0 | 161 | 126 | 0.78 | 35 | 156 | 0.97 | 5 | 156 | 0.97 | 5 | 0 | 0 | 161 | 5 | 0.03 | 156
199 | Ransburg | SCE NOL | {} | 4344 | 1828 | 0.42 | 2516 | 0.58 | [5 empty] | 0 | 0 | 0 | 0 |  | 0 | 0 | 0 | 0 | 2025 | 0.47 | 2318 | 1 | 0 | 4343 | 0 | 0 | 4344 | 2026 | 0.47 | 2318 | 1535 | 0.35 | 2809 | 0 | 0 | 4344
200 | Charca | PGE Kern | {} | 0 | 0 | 0 | 0 | 0 | [5 empty] | 0 | 0 | 0 | 0 |  | 0 | 0 | 0 | 0 | 0 | 0 | 0 | 0 | 0 | 0 | 0 | 0 | 0 | 0 | 0 | 0 | 0 | 0 | 0 | 0 | 0 | 0
201 | Thermalito | PGE NGBA | {} | 0 | 0 | 0 | 0 | 0 | [5 empty] | 0 | 0 | 0 | 0 |  | 0 | 0 | 0 | 0 | 0 | 0 | 0 | 0 | 0 | 0 | 0 | 0 | 0 | 0 | 0 | 0 | 0 | 0 | 0 | 0 | 0 | 0
202 | Live Oak | PGE GBA | {} | 0 | 0 | 0 | 0 | 0 | [5 empty] | 0 | 0 | 0 | 0 |  | 0 | 0 | 0 | 0 | 0 | 0 | 0 | 0 | 0 | 0 | 0 | 0 | 0 | 0 | 0 | 0 | 0 | 0 | 0 | 0 | 0 | 0
203 | Hammonds | PGE Fresno | {} | 0 | 0 | 0 | 0 | 0 | [5 empty] | 0 | 0 | 0 | 0 |  | 0 | 0 | 0 | 0 | 0 | 0 | 0 | 0 | 0 | 0 | 0 | 0 | 0 | 0 | 0 | 0 | 0 | 0 | 0 | 0 | 0 | 0
204 | Westley | PGE Fresno | {} | 1745 | 0 | 0 | 1745 | 1 | [5 empty] | 0 | 0 | 0 | 0 |  | 1197 | 0.69 | 547 | 0.31 | 1745 | 1 | 0 | 273 | 0.16 | 1472 | 847 | 0.49 | 897 | 1745 | 1 | 0 | 1745 | 1 | 0 | 1 | 0 | 1744
205 | Smyrna | PGE Kern | {} | 0 | 0 | 0 | 0 | 0 | [5 empty] | 0 | 0 | 0 | 0 |  | 0 | 0 | 0 | 0 | 0 | 0 | 0 | 0 | 0 | 0 | 0 | 0 | 0 | 0 | 0 | 0 | 0 | 0 | 0 | 0 | 0 | 0
206 | Kem | SCE Eastern | {'Eagle Mountain': [4.0, 5986.0], 'Red Bluff': [15.1, 4214.0]} | 20807 | 5972 | 0.29 | 14835 | 0.71 | [5 empty] | 0 | 0 | 0 | 0 |  | 0 | 0 | 0 | 0 | 1664 | 0.08 | 19142 | 6534 | 0.31 | 14273 | 0 | 0 | 20807 | 8178 | 0.39 | 12628 | 11266 | 0.54 | 9540 | 0 | 0 | 20807
207 | Potrero | PGE GBA | {'SAN FRAN A (POTRERO PP)': [0.0, 469.0], 'Martin': [3.9, 321.0], 'Oakland C': [6.4, 354.0], 'Oakland L': [7.3, 354.0], 'Oakland X': [9.1, 337.0], 'Oakland J': [9.3, 320.0], 'Millbrae': [10.5, 68.0], 'Edes': [10.5, 258.0], 'Burlingame': [11.6, 33.0], 'Richmond R': [11.9, 259.0], 'El Cerrito G': [12.0, 309.0], 'San Leandro U': [13.3, 104.0], 'Standard Oil': [13.5, 138.0], 'Standard Oil 2': [13.5, 138.0], 'Grant': [13.7, 77.0], 'Moraga': [13.8, 221.0], 'Sobrante': [14.2, 168.0], 'San Pablo': [16.2, 65.0], 'Eastshore': [17.3, 21.0], 'Mt Eden': [17.7, 19.0], 'Mt. Eden': [17.7, 19.0], 'Castro Valley': [18.2, 12.0], 'Christie': [19.7, 10.0]} | 907 | 448 | 0.49 | 459 | 0.51 | [5 empty] | 0 | 0 | 0 | 0 |  | 0 | 0 | 0 | 0 | 36 | 0.04 | 870 | 123 | 0.14 | 784 | 333 | 0.37 | 574 | 369 | 0.41 | 537 | 0 | 0 | 907 | 44 | 0.05 | 863
208 | Palermo | PGE NGBA | {} | 0 | 0 | 0 | 0 | 0 | [5 empty] | 0 | 0 | 0 | 0 |  | 0 | 0 | 0 | 0 | 0 | 0 | 0 | 0 | 0 | 0 | 0 | 0 | 0 | 0 | 0 | 0 | 0 | 0 | 0 | 0 | 0 | 0
209 | Bogue | PGE NGBA | {} | 0 | 0 | 0 | 0 | 0 | [5 empty] | 0 | 0 | 0 | 0 |  | 0 | 0 | 0 | 0 | 0 | 0 | 0 | 0 | 0 | 0 | 0 | 0 | 0 | 0 | 0 | 0 | 0 | 0 | 0 | 0 | 0 | 0
210 | Balch 1 | PGE Fresno | {} | 0 | 0 | 0 | 0 | 0 | [5 empty] | 0 | 0 | 0 | 0 |  | 0 | 0 | 0 | 0 | 0 | 0 | 0 | 0 | 0 | 0 | 0 | 0 | 0 | 0 | 0 | 0 | 0 | 0 | 0 | 0 | 0 | 0
211 | Pauba | SCE Eastern | {} | 0 | 0 | 0 | 0 | 0 | [5 empty] | 0 | 0 | 0 | 0 |  | 0 | 0 | 0 | 0 | 0 | 0 | 0 | 0 | 0 | 0 | 0 | 0 | 0 | 0 | 0 | 0 | 0 | 0 | 0 | 0 | 0 | 0
212 | Eastshore | PGE GBA | {'Mt Eden': [0.9, 86.0], 'Mt. Eden': [0.9, 86.0], 'Grant': [4.0, 92.0], 'Castro Valley': [5.5, 76.0], 'Dumbarton': [5.7, 28.0], 'San Leandro U': [6.2, 84.0], 'Edes': [9.0, 83.0], 'Ravenswood': [9.3, 36.0], 'Cooley Landing': [10.6, 16.0], 'Oakland J': [11.0, 66.0], 'Burlingame': [13.6, 9.0], 'Oakland X': [14.0, 66.0], 'Menlo': [14.2, 10.0], 'Jefferson': [14.9, 18.0], 'Millbrae': [15.0, 8.0], 'Oakland C': [15.0, 66.0], 'Oakland L': [15.4, 66.0], 'Whisman': [15.5, 1.0], 'Moraga': [15.7, 14.0], 'Martin': [16.8, 12.0], 'SAN FRAN A (POTRERO PP)': [17.3, 20.0], 'Potrero': [17.3, 21.0]} | 201 | 95 | 0.47 | 107 | 0.53 | [5 empty] | 0 | 0 | 0 | 0 |  | 0 | 0 | 0 | 0 | 0 | 0 | 201 | 14 | 0.07 | 187 | 41 | 0.2 | 161 | 41 | 0.2 | 161 | 0 | 0 | 201 | 65 | 0.32 | 137
213 | Cheney | PGE Fresno | {} | 0 | 0 | 0 | 0 | 0 | [5 empty] | 0 | 0 | 0 | 0 |  | 0 | 0 | 0 | 0 | 0 | 0 | 0 | 0 | 0 | 0 | 0 | 0 | 0 | 0 | 0 | 0 | 0 | 0 | 0 | 0 | 0 | 0
214 | Warnerville | PGE GBA | {} | 0 | 0 | 0 | 0 | 0 | [5 empty] | 0 | 0 | 0 | 0 |  | 0 | 0 | 0 | 0 | 0 | 0 | 0 | 0 | 0 | 0 | 0 | 0 | 0 | 0 | 0 | 0 | 0 | 0 | 0 | 0 | 0 | 0
215 | Corona | PGE NGBA | {'Penngrove': [3.7, 58.0], 'Lakeville': [4.2, 58.0]} | 3394 | 58 | 0.02 | 3336 | 0.98 | [5 empty] | 1 | 0 | 0 | 0 |  | 3389 | 1 | 0 | 0 | 2653 | 0.78 | 741 | 1282 | 0.38 | 2113 | 2408 | 0.71 | 986 | 3154 | 0.93 | 240 | 2945 | 0.87 | 449 | 23 | 0.01 | 3372
216 | Goleta | SCE Northern | {} | 286 | 227 | 0.8 | 58 | 0.2 | [5 empty] | 24 | 0.09 | 0 | 0 |  | 118 | 0.41 | 0 | 0 | 25 | 0.09 | 260 | 0 | 0 | 286 | 9 | 0.03 | 277 | 35 | 0.12 | 251 | 25 | 0.09 | 260 | 5 | 0.02 | 280
217 | Midway Green Ridge Services | PGE GBA | {} | 27669 | 0 | 0 | 27669 | 1 | [5 empty] | 793 | 0.03 | 1026 | 0.04 |  | 24431 | 0.88 | 647 | 0.02 | 24965 | 0.9 | 2704 | 24558 | 0.89 | 3111 | 26926 | 0.97 | 743 | 27669 | 1 | 0 | 11341 | 0.41 | 16328 | 832 | 0.03 | 26837
218 | Lerdo | PGE Kern | {} | 0 | 0 | 0 | 0 | 0 | [5 empty] | 0 | 0 | 0 | 0 |  | 0 | 0 | 0 | 0 | 0 | 0 | 0 | 0 | 0 | 0 | 0 | 0 | 0 | 0 | 0 | 0 | 0 | 0 | 0 | 0 | 0 | 0
219 | Tulucay | PGE NGBA | {'Parkway': [8.3, 149.0], 'Peabody': [16.2, 192.0]} | 8114 | 192 | 0.02 | 7922 | 0.98 | [5 empty] | 154 | 0.02 | 0 | 0 |  | 6905 | 0.85 | 0 | 0 | 7650 | 0.94 | 465 | 141 | 0.02 | 7973 | 1695 | 0.21 | 6419 | 7686 | 0.95 | 428 | 5959 | 0.73 | 2156 | 355 | 0.04 | 7759
220 | McCall | PGE Fresno | {} | 0 | 0 | 0 | 0 | 0 | [5 empty] | 0 | 0 | 0 | 0 |  | 0 | 0 | 0 | 0 | 0 | 0 | 0 | 0 | 0 | 0 | 0 | 0 | 0 | 0 | 0 | 0 | 0 | 0 | 0 | 0 | 0 | 0
221 | Notre Dame | PGE NGBA | {} | 0 | 0 | 0 | 0 | 0 | [5 empty] | 0 | 0 | 0 | 0 |  | 0 | 0 | 0 | 0 | 0 | 0 | 0 | 0 | 0 | 0 | 0 | 0 | 0 | 0 | 0 | 0 | 0 | 0 | 0 | 0 | 0 | 0
222 | Martinez | PGE GBA | {'Alhambra': [1.6, 1159.0], 'Bahia': [4.7, 1163.0], 'Meadow Lane': [5.0, 1041.0], 'Christie': [5.0, 1153.0], 'Lakewood': [8.1, 104.0], 'Carquinez': [8.9, 1153.0], 'Sobrante': [9.1, 721.0], 'Clayton': [9.4, 10.0], 'Parkway': [9.9, 1153.0], 'Kirker': [11.4, 10.0], 'Pittsburg': [12.0, 10.0], 'San Pablo': [12.1, 796.0], 'El Cerrito G': [12.2, 533.0], 'GWF 2': [13.8, 10.0], 'Richmond R': [15.0, 23.0], 'Standard Oil': [15.7, 26.0], 'Standard Oil 2': [15.7, 26.0], 'Collinsville': [15.8, 6.0], 'Birds Landing': [17.2, 2.0], 'Shiloh III': [18.1, 2.0]} | 9314 | 1150 | 0.12 | 8164 | 0.88 | [5 empty] | 4 | 0 | 0 | 0 |  | 3295 | 0.35 | 0 | 0 | 3083 | 0.33 | 6231 | 4767 | 0.51 | 4547 | 2958 | 0.32 | 6356 | 7395 | 0.79 | 1919 | 2040 | 0.22 | 7274 | 3392 | 0.36 | 5922
223 | San Bernardino | SCE Eastern | {} | 93 | 0 | 0 | 93 | 1 | [5 empty] | 0 | 0 | 0 | 0 |  | 1 | 0.01 | 92 | 0.99 | 93 | 1 | 0 | 87 | 0.93 | 6 | 93 | 1 | 0 | 93 | 1 | 0 | 9 | 0.1 | 84 | 0 | 0 | 93
224 | Las Positas | PGE GBA | {'Los Positas': [0.0, 21.0], 'Vasco': [1.2, 21.0], 'Cayetano': [3.3, 21.0], 'Altamont': [4.5, 21.0], 'Altamont Midway (Sandhill)': [4.5, 21.0], 'Vineyard': [6.9, 21.0], 'North Dublin': [7.4, 21.0], 'Windmaster': [8.6, 21.0], 'San Ramon': [11.4, 21.0], 'Tassajara': [11.7, 21.0]} | 18129 | 21 | 0 | 18108 | 1 | [5 empty] | 165 | 0.01 | 114 | 0.01 |  | 17894 | 0.99 | 102 | 0.01 | 17612 | 0.97 | 517 | 15139 | 0.84 | 2990 | 17785 | 0.98 | 344 | 18106 | 1 | 23 | 6051 | 0.33 | 12078 | 672 | 0.04 | 17457
225 | Pomerado | SDGE Imperial | {} | 0 | 0 | 0 | 0 | 0 | [5 empty] | 0 | 0 | 0 | 0 |  | 0 | 0 | 0 | 0 | 0 | 0 | 0 | 0 | 0 | 0 | 0 | 0 | 0 | 0 | 0 | 0 | 0 | 0 | 0 | 0 | 0 | 0
226 | Altamont Midway (Sandhill) | PGE GBA | {'Altamont': [0.0, 21.0], 'Vasco': [3.3, 21.0], 'Windmaster': [4.1, 21.0], 'Los Positas': [4.5, 21.0], 'Las Positas': [4.5, 21.0], 'Cayetano': [5.2, 21.0], 'North Dublin': [9.8, 21.0], 'Vineyard': [11.1, 21.0], 'Tassajara': [13.0, 21.0], 'San Ramon': [14.0, 21.0]} | 24924 | 21 | 0 | 24903 | 1 | [5 empty] | 793 | 0.03 | 1026 | 0.04 |  | 22232 | 0.89 | 102 | 0 | 21965 | 0.88 | 2959 | 21934 | 0.88 | 2990 | 24274 | 0.97 | 651 | 24901 | 1 | 23 | 8304 | 0.33 | 16620 | 825 | 0.03 | 24099
227 | Wheeler Ridge | PGE Kern | {} | 0 | 0 | 0 | 0 | 0 | [5 empty] | 0 | 0 | 0 | 0 |  | 0 | 0 | 0 | 0 | 0 | 0 | 0 | 0 | 0 | 0 | 0 | 0 | 0 | 0 | 0 | 0 | 0 | 0 | 0 | 0 | 0 | 0
228 | El Cajon | SDGE Imperial | {} | 0 | 0 | 0 | 0 | 0 | [5 empty] | 0 | 0 | 0 | 0 |  | 0 | 0 | 0 | 0 | 0 | 0 | 0 | 0 | 0 | 0 | 0 | 0 | 0 | 0 | 0 | 0 | 0 | 0 | 0 | 0 | 0 | 0
229 | Ellis | SCE Metro | {'Huntington Beach': [3.4, 19.0], 'Johanna': [5.5, 18.0], 'Barre': [8.9, 2.0], 'Santiago': [10.1, 18.0], 'Alamitos': [10.5, 2.0], 'Del Amo': [14.3, 2.0], 'Long Beach': [17.1, 2.0], 'Harborgen': [17.5, 2.0], 'Hinson': [18.5, 2.0]} | 362 | 17 | 0.05 | 345 | 0.95 | [5 empty] | 0 | 0 | 0 | 0 |  | 0 | 0 | 0 | 0 | 9 | 0.02 | 353 | 158 | 0.44 | 205 | 323 | 0.89 | 39 | 332 | 0.92 | 30 | 0 | 0 | 362 | 31 | 0.09 | 331
230 | French Camp | PGE GBA | {} | 0 | 0 | 0 | 0 | 0 | [5 empty] | 0 | 0 | 0 | 0 |  | 0 | 0 | 0 | 0 | 0 | 0 | 0 | 0 | 0 | 0 | 0 | 0 | 0 | 0 | 0 | 0 | 0 | 0 | 0 | 0 | 0 | 0
231 | Exchequer | PGE Fresno | {} | 0 | 0 | 0 | 0 | 0 | [5 empty] | 0 | 0 | 0 | 0 |  | 0 | 0 | 0 | 0 | 0 | 0 | 0 | 0 | 0 | 0 | 0 | 0 | 0 | 0 | 0 | 0 | 0 | 0 | 0 | 0 | 0 | 0
232 | Higgins | PGE NGBA | {} | 0 | 0 | 0 | 0 | 0 | [5 empty] | 0 | 0 | 0 | 0 |  | 0 | 0 | 0 | 0 | 0 | 0 | 0 | 0 | 0 | 0 | 0 | 0 | 0 | 0 | 0 | 0 | 0 | 0 | 0 | 0 | 0 | 0
233 | Mead | SCE EOP | {'Sloan Canyon': [11.1, 120.0], 'Eldorado': [13.2, 120.0]} | 8182 | 233 | 0.03 | 7949 | 0.97 | [5 empty] | 0 | 0 | 0 | 0 |  | 0 | 0 | 0 | 0 | 0 | 0 | 8182 | 0 | 0 | 8182 | 0 | 0 | 8182 | 0 | 0 | 8182 | 0 | 0 | 8182 | 0 | 0 | 8182
234 | Kearney | PGE Fresno | {} | 0 | 0 | 0 | 0 | 0 | [5 empty] | 0 | 0 | 0 | 0 |  | 0 | 0 | 0 | 0 | 0 | 0 | 0 | 0 | 0 | 0 | 0 | 0 | 0 | 0 | 0 | 0 | 0 | 0 | 0 | 0 | 0 | 0
235 | Waukena | PGE Fresno | {} | 0 | 0 | 0 | 0 | 0 | [5 empty] | 0 | 0 | 0 | 0 |  | 0 | 0 | 0 | 0 | 0 | 0 | 0 | 0 | 0 | 0 | 0 | 0 | 0 | 0 | 0 | 0 | 0 | 0 | 0 | 0 | 0 | 0
236 | Lamont | PGE Kern | {} | 0 | 0 | 0 | 0 | 0 | [5 empty] | 0 | 0 | 0 | 0 |  | 0 | 0 | 0 | 0 | 0 | 0 | 0 | 0 | 0 | 0 | 0 | 0 | 0 | 0 | 0 | 0 | 0 | 0 | 0 | 0 | 0 | 0
237 | Kramer | SCE NOL | {} | 14439 | 374 | 0.03 | 14065 | 0.97 | [5 empty] | 0 | 0 | 0 | 0 |  | 0 | 0 | 0 | 0 | 13991 | 0.97 | 448 | 1560 | 0.11 | 12879 | 0 | 0 | 14439 | 13991 | 0.97 | 448 | 8768 | 0.61 | 5672 | 0 | 0 | 14439
238 | New Colgate | PGE NGBA | {} | 0 | 0 | 0 | 0 | 0 | [5 empty] | 0 | 0 | 0 | 0 |  | 0 | 0 | 0 | 0 | 0 | 0 | 0 | 0 | 0 | 0 | 0 | 0 | 0 | 0 | 0 | 0 | 0 | 0 | 0 | 0 | 0 | 0
239 | Weber | PGE GBA | {} | 0 | 0 | 0 | 0 | 0 | [5 empty] | 0 | 0 | 0 | 0 |  | 0 | 0 | 0 | 0 | 0 | 0 | 0 | 0 | 0 | 0 | 0 | 0 | 0 | 0 | 0 | 0 | 0 | 0 | 0 | 0 | 0 | 0
240 | Malaga | PGE Fresno | {} | 0 | 0 | 0 | 0 | 0 | [5 empty] | 0 | 0 | 0 | 0 |  | 0 | 0 | 0 | 0 | 0 | 0 | 0 | 0 | 0 | 0 | 0 | 0 | 0 | 0 | 0 | 0 | 0 | 0 | 0 | 0 | 0 | 0
241 | Old Town | SDGE Imperial | {'Vine': [2.0, 212.0], 'Point Loma': [2.9, 212.0], 'Mission': [3.4, 211.0], 'Mesa Heights': [4.9, 156.0], 'Silvergate': [5.7, 189.0], 'Kearny': [5.8, 155.0], 'Elliott': [6.9, 122.0], 'Elliot': [7.0, 121.0], 'Murray': [9.9, 2.0], 'Penasquitos': [10.7, 23.0], 'Spring Valley': [11.1, 1.0], 'Bay Boulevard': [12.3, 124.0], 'North City Metering': [13.5, 23.0], 'Miguel': [13.5, 26.0], 'Telegraph Canyon': [13.5, 32.0], 'Salt Creek': [13.6, 23.0], 'Imperial Beach': [13.8, 58.0], 'Otay': [14.2, 33.0], 'San Ysidro': [17.1, 27.0]} | 492 | 195 | 0.4 | 297 | 0.6 | [5 empty] | 0 | 0 | 0 | 0 |  | 0 | 0 | 0 | 0 | 14 | 0.03 | 478 | 78 | 0.16 | 414 | 243 | 0.49 | 249 | 248 | 0.5 | 244 | 0 | 0 | 492 | 26 | 0.05 | 466
242 | Viejo | SCE Metro | {} | 0 | 0 | 0 | 0 | 0 | [5 empty] | 0 | 0 | 0 | 0 |  | 0 | 0 | 0 | 0 | 0 | 0 | 0 | 0 | 0 | 0 | 0 | 0 | 0 | 0 | 0 | 0 | 0 | 0 | 0 | 0 | 0 | 0
243 | Shadowridge | SDGE Imperial | {'San Marcos': [2.5, 8.0], 'Palomar Airport': [3.1, 22.0], 'Melrose': [4.6, 17.0], 'Cannon': [5.4, 22.0], 'Encina': [5.6, 22.0], 'Ocean Ranch': [5.8, 17.0], 'San Luis Rey': [7.3, 17.0], 'Artesian': [10.3, 4.0], 'North City Metering': [12.7, 5.0], 'Pendleton': [12.9, 14.0], 'Penasquitos': [15.5, 3.0]} | 82 | 17 | 0.2 | 66 | 0.8 | [5 empty] | 0 | 0 | 0 | 0 |  | 0 | 0 | 0 | 0 | 20 | 0.24 | 62 | 51 | 0.62 | 31 | 57 | 0.69 | 26 | 57 | 0.69 | 26 | 0 | 0 | 82 | 4 | 0.05 | 78
244 | Chowchilla | PGE Fresno | {} | 0 | 0 | 0 | 0 | 0 | [5 empty] | 0 | 0 | 0 | 0 |  | 0 | 0 | 0 | 0 | 0 | 0 | 0 | 0 | 0 | 0 | 0 | 0 | 0 | 0 | 0 | 0 | 0 | 0 | 0 | 0 | 0 | 0
245 | ECO | SDGE Imperial | {'Ocotillo Express': [9.1, 45.0], 'Boulevard': [9.3, 2032.0], 'Carrizo Gorge': [10.6, 2020.0], 'Crestwood': [14.5, 1999.0]} | 9728 | 2064 | 0.21 | 7663 | 0.79 | [5 empty] | 0 | 0 | 0 | 0 |  | 6177 | 0.63 | 0 | 0 | 1537 | 0.16 | 8191 | 3283 | 0.34 | 6445 | 4301 | 0.44 | 5426 | 6512 | 0.67 | 3216 | 2566 | 0.26 | 7162 | 184 | 0.02 | 9544
246 | Roadway | SCE NOL | {'New Sub - Kramer - Lugo (Proposed)': [0.0, 400.0], 'Victor': [5.1, 25.0]} | 6496 | 399 | 0.06 | 6097 | 0.94 | [5 empty] | 0 | 0 | 0 | 0 |  | 0 | 0 | 0 | 0 | 5451 | 0.84 | 1044 | 4882 | 0.75 | 1614 | 3284 | 0.51 | 3211 | 5932 | 0.91 | 564 | 3180 | 0.49 | 3315 | 17 | 0 | 6479
247 | Miguel | SDGE Imperial | {'Salt Creek': [0.1, 27.0], 'Telegraph Canyon': [3.4, 30.0], 'Otay': [7.2, 30.0], 'Bay Boulevard': [8.1, 28.0], 'Otay Mesa': [8.4, 4.0], 'San Ysidro': [8.5, 29.0], 'Silvergate': [9.3, 26.0], 'Imperial Beach': [9.4, 28.0], 'Mission': [11.5, 26.0], 'Vine': [12.0, 26.0], 'Old Town': [13.5, 26.0], 'Point Loma': [15.1, 26.0]} | 242 | 25 | 0.1 | 217 | 0.9 | [5 empty] | 0 | 0 | 0 | 0 |  | 0 | 0 | 0 | 0 | 13 | 0.05 | 229 | 98 | 0.4 | 144 | 198 | 0.82 | 44 | 198 | 0.82 | 44 | 0 | 0 | 242 | 20 | 0.08 | 222
248 | Moss Landing | PGE GBA | {'Green Valley': [10.2, 5.0], 'Salinas': [11.0, 29.0]} | 216 | 38 | 0.18 | 178 | 0.82 | [5 empty] | 1 | 0 | 2 | 0.01 |  | 0 | 0 | 0 | 0 | 22 | 0.1 | 194 | 138 | 0.64 | 78 | 141 | 0.65 | 75 | 163 | 0.75 | 53 | 0 | 0 | 216 | 61 | 0.28 | 156
249 | Mendota | PGE Fresno | {} | 0 | 0 | 0 | 0 | 0 | [5 empty] | 0 | 0 | 0 | 0 |  | 0 | 0 | 0 | 0 | 0 | 0 | 0 | 0 | 0 | 0 | 0 | 0 | 0 | 0 | 0 | 0 | 0 | 0 | 0 | 0 | 0 | 0
250 | Coolwater | SCE NOL | {'Harvard': [13.1, 5269.0]} | 33789 | 5614 | 0.17 | 28175 | 0.83 | [5 empty] | 223 | 0.01 | 12 | 0 |  | 0 | 0 | 0 | 0 | 26362 | 0.78 | 7427 | 7796 | 0.23 | 25993 | 4536 | 0.13 | 29253 | 27099 | 0.8 | 6690 | 18557 | 0.55 | 15233 | 948 | 0.03 | 32841
251 | Innovation | SCE EOP | {'Mercury': [5.5, 707.0]} | 7447 | 706 | 0.09 | 6742 | 0.91 | [5 empty] | 0 | 0 | 0 | 0 |  | 0 | 0 | 0 | 0 | 0 | 0 | 7447 | 0 | 0 | 7447 | 0 | 0 | 7447 | 0 | 0 | 7447 | 0 | 0 | 7447 | 0 | 0 | 7447
252 | Inyo | SCE NOL | {'Control': [2.2, 157.0]} | 1906 | 157 | 0.08 | 1749 | 0.92 | [5 empty] | 0 | 0 | 0 | 0 |  | 0 | 0 | 0 | 0 | 0 | 0 | 1906 | 0 | 0 | 1906 | 461 | 0.24 | 1444 | 461 | 0.24 | 1444 | 1691 | 0.89 | 214 | 407 | 0.21 | 1499
253 | Richmond | Northeast CA | {'Leavitt': [7.1, 331.0]} | 16492 | 6109 | 0.37 | 10383 | 0.63 | [5 empty] | 2485 | 0.15 | 0 | 0 |  | 9775 | 0.59 | 0 | 0 | 7325 | 0.44 | 9167 | 4076 | 0.25 | 12416 | 3317 | 0.2 | 13176 | 7984 | 0.48 | 8509 | 7021 | 0.43 | 9472 | 1947 | 0.12 | 14545
254 | Salinas | PGE GBA | {'Moss Landing': [11.0, 29.0]} | 56 | 29 | 0.52 | 27 | 0.48 | [5 empty] | 0 | 0 | 0 | 0 |  | 0 | 0 | 0 | 0 | 22 | 0.39 | 34 | 0 | 0 | 56 | 3 | 0.06 | 53 | 25 | 0.45 | 31 | 0 | 0 | 56 | 2 | 0.04 | 54
255 | Cloverdale | PGE NGBA | {} | 4205 | 9 | 0 | 4196 | 1 | [5 empty] | 90 | 0.02 | 22 | 0.01 |  | 1514 | 0.36 | 2431 | 0.58 | 4009 | 0.95 | 196 | 895 | 0.21 | 3310 | 1293 | 0.31 | 2912 | 4173 | 0.99 | 32 | 2314 | 0.55 | 1891 | 9 | 0 | 4196
256 | Colgate | PGE NGBA | {} | 0 | 0 | 0 | 0 | 0 | [5 empty] | 0 | 0 | 0 | 0 |  | 0 | 0 | 0 | 0 | 0 | 0 | 0 | 0 | 0 | 0 | 0 | 0 | 0 | 0 | 0 | 0 | 0 | 0 | 0 | 0 | 0 | 0
257 | New Sub - Suncrest - Ocotillo (Proposed) | SDGE Imperial | {'Crestwood': [8.6, 4733.0], 'Cameron': [10.2, 2832.0], 'Carrizo Gorge': [11.9, 4733.0], 'Boulevard': [13.7, 4728.0]} | 18201 | 4732 | 0.26 | 13468 | 0.74 | [5 empty] | 0 | 0 | 0 | 0 |  | 1388 | 0.08 | 16597 | 0.91 | 0 | 0 | 18201 | 2863 | 0.16 | 15338 | 6714 | 0.37 | 11487 | 6816 | 0.37 | 11384 | 9039 | 0.5 | 9162 | 227 | 0.01 | 17974
258 | East Nicolaus | PGE NGBA | {} | 0 | 0 | 0 | 0 | 0 | [5 empty] | 0 | 0 | 0 | 0 |  | 0 | 0 | 0 | 0 | 0 | 0 | 0 | 0 | 0 | 0 | 0 | 0 | 0 | 0 | 0 | 0 | 0 | 0 | 0 | 0 | 0 | 0
259 | Renfro | PGE Kern | {} | 0 | 0 | 0 | 0 | 0 | [5 empty] | 0 | 0 | 0 | 0 |  | 0 | 0 | 0 | 0 | 0 | 0 | 0 | 0 | 0 | 0 | 0 | 0 | 0 | 0 | 0 | 0 | 0 | 0 | 0 | 0 | 0 | 0
260 | Julian Hinds | SCE Eastern | {} | 434 | 0 | 0 | 434 | 1 | [5 empty] | 0 | 0 | 0 | 0 |  | 0 | 0 | 0 | 0 | 434 | 1 | 0 | 0 | 0 | 434 | 0 | 0 | 434 | 434 | 1 | 0 | 198 | 0.45 | 237 | 0 | 0 | 434
261 | Old River | PGE Kern | {} | 0 | 0 | 0 | 0 | 0 | [5 empty] | 0 | 0 | 0 | 0 |  | 0 | 0 | 0 | 0 | 0 | 0 | 0 | 0 | 0 | 0 | 0 | 0 | 0 | 0 | 0 | 0 | 0 | 0 | 0 | 0 | 0 | 0
262 | Bellevue | PGE NGBA | {} | 342 | 0 | 0 | 342 | 1 | [5 empty] | 0 | 0 | 0 | 0 |  | 342 | 1 | 0 | 0 | 342 | 1 | 0 | 338 | 0.99 | 4 | 338 | 0.99 | 4 | 342 | 1 | 0 | 329 | 0.96 | 13 | 1 | 0 | 341
263 | Highline | SDGE Imperial | {'North Gila - IV (Proposed)': [4.2, 844.0], 'Drop 4': [5.5, 844.0]} | 6118 | 836 | 0.14 | 5282 | 0.86 | [5 empty] | 0 | 0 | 0 | 0 |  | 0 | 0 | 0 | 0 | 0 | 0 | 6118 | 4508 | 0.74 | 1610 | 4508 | 0.74 | 1610 | 4508 | 0.74 | 1610 | 3973 | 0.65 | 2145 | 161 | 0.03 | 5957
264 | Clayton | PGE GBA | {'Meadow Lane': [4.7, 10.0], 'Kirker': [6.3, 10.0], 'Pittsburg': [7.5, 10.0], 'GWF 2': [7.7, 11.0], 'Alhambra': [9.4, 9.0], 'Martinez': [9.4, 10.0], 'Tassajara': [10.6, 1.0], 'Contra Costa': [10.8, 1.0], 'Lone Tree': [11.3, 1.0], 'Collinsville': [11.9, 6.0], 'Contra Costa PP': [12.2, 1.0], 'Bahia': [13.2, 10.0], 'Birds Landing': [14.6, 2.0], 'Brentwood': [15.9, 1.0], 'Shiloh III': [17.0, 2.0]} | 6970 | 9 | 0 | 6961 | 1 | [5 empty] | 0 | 0 | 0 | 0 |  | 4041 | 0.58 | 0 | 0 | 4811 | 0.69 | 2159 | 5942 | 0.85 | 1028 | 4594 | 0.66 | 2376 | 6302 | 0.9 | 668 | 1961 | 0.28 | 5009 | 2938 | 0.42 | 4032
265 | Hilltop | Northeast CA | {} | 67795 | 4799 | 0.07 | 62996 | 0.93 | [5 empty] | 7841 | 0.12 | 3964 | 0.06 |  | 3422 | 0.05 | 0 | 0 | 32305 | 0.48 | 35490 | 21304 | 0.31 | 46491 | 11875 | 0.18 | 55920 | 49438 | 0.73 | 18358 | 41226 | 0.61 | 26569 | 7091 | 0.1 | 60704
266 | Lakeville | PGE NGBA | {'Corona': [4.2, 58.0], 'Penngrove': [7.0, 58.0], 'Ignacio': [12.3, 37.0]} | 2453 | 95 | 0.04 | 2358 | 0.96 | [5 empty] | 5 | 0 | 0 | 0 |  | 2386 | 0.97 | 0 | 0 | 2249 | 0.92 | 204 | 1184 | 0.48 | 1270 | 1638 | 0.67 | 816 | 2288 | 0.93 | 165 | 1954 | 0.8 | 499 | 31 | 0.01 | 2422
267 | Fig Garden | PGE Fresno | {} | 0 | 0 | 0 | 0 | 0 | [5 empty] | 0 | 0 | 0 | 0 |  | 0 | 0 | 0 | 0 | 0 | 0 | 0 | 0 | 0 | 0 | 0 | 0 | 0 | 0 | 0 | 0 | 0 | 0 | 0 | 0 | 0 | 0
268 | GWF Tracy | PGE GBA | {} | 27028 | 0 | 0 | 27028 | 1 | [5 empty] | 793 | 0.03 | 1026 | 0.04 |  | 23575 | 0.87 | 862 | 0.03 | 24385 | 0.9 | 2642 | 23592 | 0.87 | 3435 | 26027 | 0.96 | 1001 | 27028 | 1 | 0 | 11171 | 0.41 | 15857 | 799 | 0.03 | 26229
269 | Pahrump | SCE EOP | {'Gamebird': [4.5, 2.0], 'Thousandaire': [4.6, 33.0], 'Charleston': [8.1, 32.0]} | 1849 | 33 | 0.02 | 1816 | 0.98 | [5 empty] | 0 | 0 | 0 | 0 |  | 0 | 0 | 0 | 0 | 0 | 0 | 1849 | 631 | 0.34 | 1218 | 727 | 0.39 | 1122 | 727 | 0.39 | 1122 | 1416 | 0.77 | 433 | 110 | 0.06 | 1739
270 | Curtis | PGE GBA | {} | 0 | 0 | 0 | 0 | 0 | [5 empty] | 0 | 0 | 0 | 0 |  | 0 | 0 | 0 | 0 | 0 | 0 | 0 | 0 | 0 | 0 | 0 | 0 | 0 | 0 | 0 | 0 | 0 | 0 | 0 | 0 | 0 | 0
271 | Quinto | PGE Fresno | {} | 2399 | 0 | 0 | 2399 | 1 | [5 empty] | 3 | 0 | 0 | 0 |  | 1996 | 0.83 | 397 | 0.17 | 2381 | 0.99 | 18 | 202 | 0.08 | 2197 | 390 | 0.16 | 2009 | 2399 | 1 | 0 | 2167 | 0.9 | 232 | 1 | 0 | 2398
272 | Melrose | SDGE Imperial | {'Ocean Ranch': [2.4, 29.0], 'Shadowridge': [4.6, 17.0], 'San Luis Rey': [4.7, 29.0], 'Palomar Airport': [6.1, 24.0], 'San Marcos': [6.3, 3.0], 'Cannon': [6.6, 29.0], 'Encina': [6.8, 29.0], 'Pendleton': [8.5, 27.0], 'North City Metering': [17.3, 0.0]} | 167 | 28 | 0.17 | 139 | 0.83 | [5 empty] | 0 | 0 | 0 | 0 |  | 0 | 0 | 0 | 0 | 34 | 0.2 | 133 | 130 | 0.78 | 37 | 130 | 0.78 | 37 | 130 | 0.78 | 37 | 0 | 0 | 167 | 30 | 0.18 | 137
273 | Valley (VEA) | SCE EOP | {'Valley Switch': [4.9, 1.0]} | 2880 | 1 | 0 | 2880 | 1 | [5 empty] | 0 | 0 | 0 | 0 |  | 0 | 0 | 0 | 0 | 0 | 0 | 2880 | 0 | 0 | 2880 | 0 | 0 | 2880 | 0 | 0 | 2880 | 2867 | 1 | 13 | 12 | 0 | 2869
274 | Avocado | SDGE Imperial | {} | 0 | 0 | 0 | 0 | 0 | [5 empty] | 0 | 0 | 0 | 0 |  | 0 | 0 | 0 | 0 | 0 | 0 | 0 | 0 | 0 | 0 | 0 | 0 | 0 | 0 | 0 | 0 | 0 | 0 | 0 | 0 | 0 | 0
275 | New Sub - North Gila - IV (Proposed) | SDGE Imperial | {'North Gila - IV (Proposed)': [2.1, 1036.0], 'Highline': [5.5, 844.0]} | 6308 | 1031 | 0.16 | 5278 | 0.84 | [5 empty] | 0 | 0 | 0 | 0 |  | 0 | 0 | 0 | 0 | 0 | 0 | 6308 | 4502 | 0.71 | 1806 | 4502 | 0.71 | 1806 | 4502 | 0.71 | 1806 | 3973 | 0.63 | 2335 | 158 | 0.03 | 6150
276 | Caliente | PGE Kern | {'Carrizo Plains': [6.9, 135.0], 'Topaz': [8.0, 135.0], 'Solar': [8.0, 135.0], 'Kernridge': [10.9, 65.0], 'Temblor': [12.4, 29.0]} | 1159 | 163 | 0.14 | 996 | 0.86 | [5 empty] | 0 | 0 | 0 | 0 |  | 829 | 0.72 | 0 | 0 | 755 | 0.65 | 404 | 0 | 0 | 1159 | 277 | 0.24 | 882 | 755 | 0.65 | 404 | 670 | 0.58 | 489 | 0 | 0 | 1159
277 | San Luis Obispo | PGE Kern | {'Oceano': [11.5, 21.0], 'Diablo Canyon': [12.3, 82.0], 'Callender': [15.2, 11.0]} | 2836 | 90 | 0.03 | 2746 | 0.97 | [5 empty] | 0 | 0 | 0 | 0 |  | 2526 | 0.89 | 41 | 0.01 | 1547 | 0.55 | 1289 | 269 | 0.09 | 2567 | 1071 | 0.38 | 1764 | 1839 | 0.65 | 997 | 2516 | 0.89 | 319 | 73 | 0.03 | 2763
278 | Valley Home | PGE GBA | {} | 0 | 0 | 0 | 0 | 0 | [5 empty] | 0 | 0 | 0 | 0 |  | 0 | 0 | 0 | 0 | 0 | 0 | 0 | 0 | 0 | 0 | 0 | 0 | 0 | 0 | 0 | 0 | 0 | 0 | 0 | 0 | 0 | 0
279 | Big Creek | PGE Fresno | {} | 9 | 0 | 0 | 9 | 1 | [5 empty] | 0 | 0 | 0 | 0 |  | 9 | 1 | 0 | 0 | 0 | 0 | 9 | 0 | 0 | 9 | 9 | 1 | 0 | 9 | 1 | 0 | 9 | 1 | 0 | 0 | 0 | 9
280 | West Fresno | PGE Fresno | {} | 0 | 0 | 0 | 0 | 0 | [5 empty] | 0 | 0 | 0 | 0 |  | 0 | 0 | 0 | 0 | 0 | 0 | 0 | 0 | 0 | 0 | 0 | 0 | 0 | 0 | 0 | 0 | 0 | 0 | 0 | 0 | 0 | 0
281 | Sylmar | SCE Northern | {'Saugus': [9.2, 226.0], 'Pardee': [10.4, 226.0]} | 1125 | 225 | 0.2 | 900 | 0.8 | [5 empty] | 0 | 0 | 0 | 0 |  | 348 | 0.31 | 735 | 0.65 | 563 | 0.5 | 561 | 0 | 0 | 1125 | 35 | 0.03 | 1089 | 599 | 0.53 | 526 | 835 | 0.74 | 289 | 40 | 0.04 | 1084
282 | Tracy | PGE GBA | {} | 23633 | 0 | 0 | 23633 | 1 | [5 empty] | 793 | 0.03 | 1026 | 0.04 |  | 21042 | 0.89 | 0 | 0 | 20990 | 0.89 | 2642 | 20665 | 0.87 | 2968 | 23005 | 0.97 | 628 | 23632 | 1 | 0 | 7853 | 0.33 | 15780 | 769 | 0.03 | 22863
283 | Pease | PGE NGBA | {} | 1124 | 0 | 0 | 1124 | 1 | [5 empty] | 0 | 0 | 0 | 0 |  | 1124 | 1 | 0 | 0 | 1086 | 0.97 | 37 | 820 | 0.73 | 304 | 820 | 0.73 | 304 | 1090 | 0.97 | 33 | 1086 | 0.97 | 37 | 3 | 0 | 1121
284 | Spring Valley | SDGE Imperial | {'Murray': [3.8, 1.0], 'Elliot': [7.3, 1.0], 'Elliott': [7.3, 1.0], 'Mission': [8.4, 1.0], 'Silvergate': [8.7, 1.0], 'Kearny': [9.9, 1.0], 'Vine': [10.2, 1.0], 'Bay Boulevard': [10.5, 1.0], 'Mesa Heights': [10.9, 1.0], 'Old Town': [11.1, 1.0], 'Point Loma': [13.4, 1.0]} | 76 | 1 | 0.02 | 75 | 0.98 | [5 empty] | 0 | 0 | 0 | 0 |  | 0 | 0 | 0 | 0 | 9 | 0.12 | 67 | 9 | 0.12 | 67 | 74 | 0.98 | 1 | 74 | 0.98 | 1 | 0 | 0 | 76 | 3 | 0.03 | 73
285 | Honcut | PGE NGBA | {} | 0 | 0 | 0 | 0 | 0 | [5 empty] | 0 | 0 | 0 | 0 |  | 0 | 0 | 0 | 0 | 0 | 0 | 0 | 0 | 0 | 0 | 0 | 0 | 0 | 0 | 0 | 0 | 0 | 0 | 0 | 0 | 0 | 0
286 | Rancho Mission Viejo | SDGE Imperial | {'Margarita': [2.4, 39.0], 'Capistrano': [3.9, 40.0], 'Q1806': [4.5, 39.0], 'Trabuco': [5.0, 37.0], 'Talega': [5.3, 40.0], 'North of SONGS': [5.5, 40.0], 'San Onofre': [11.2, 14.0]} | 84 | 34 | 0.41 | 49 | 0.59 | [5 empty] | 0 | 0 | 0 | 0 |  | 0 | 0 | 0 | 0 | 0 | 0 | 84 | 24 | 0.29 | 59 | 44 | 0.53 | 40 | 44 | 0.53 | 40 | 0 | 0 | 84 | 0 | 0 | 84
287 | Encina | SDGE Imperial | {'Cannon': [0.2, 34.0], 'Palomar Airport': [2.9, 29.0], 'San Luis Rey': [5.2, 29.0], 'Shadowridge': [5.6, 22.0], 'Ocean Ranch': [5.7, 30.0], 'Melrose': [6.8, 29.0], 'San Marcos': [8.0, 8.0], 'Pendleton': [11.9, 27.0], 'North City Metering': [14.0, 5.0], 'Artesian': [14.1, 4.0], 'Penasquitos': [16.6, 3.0]} | 193 | 29 | 0.15 | 164 | 0.85 | [5 empty] | 0 | 0 | 0 | 0 |  | 0 | 0 | 0 | 0 | 34 | 0.17 | 159 | 148 | 0.77 | 45 | 154 | 0.8 | 39 | 154 | 0.8 | 39 | 0 | 0 | 193 | 32 | 0.17 | 161
288 | Bullard | PGE Fresno | {} | 0 | 0 | 0 | 0 | 0 | [5 empty] | 0 | 0 | 0 | 0 |  | 0 | 0 | 0 | 0 | 0 | 0 | 0 | 0 | 0 | 0 | 0 | 0 | 0 | 0 | 0 | 0 | 0 | 0 | 0 | 0 | 0 | 0
289 | Hicks | PGE GBA | {'Vasona': [3.8, 33.0], 'El Patio': [4.5, 33.0], 'Saratoga': [7.0, 33.0], 'Monta Vista': [11.3, 33.0]} | 96 | 33 | 0.34 | 63 | 0.66 | [5 empty] | 0 | 0 | 0 | 0 |  | 63 | 0.66 | 0 | 0 | 63 | 0.66 | 33 | 0 | 0 | 96 | 12 | 0.13 | 84 | 63 | 0.66 | 33 | 32 | 0.33 | 64 | 1 | 0.01 | 95
290 | Olivehurst | PGE NGBA | {} | 0 | 0 | 0 | 0 | 0 | [5 empty] | 0 | 0 | 0 | 0 |  | 0 | 0 | 0 | 0 | 0 | 0 | 0 | 0 | 0 | 0 | 0 | 0 | 0 | 0 | 0 | 0 | 0 | 0 | 0 | 0 | 0 | 0
291 | Temblor | PGE Kern | {'Kernridge': [4.8, 29.0], 'Caliente': [12.4, 29.0]} | 29 | 29 | 1 | 0 | 0 | [5 empty] | 0 | 0 | 0 | 0 |  | 23 | 0.8 | 0 | 0 | 0 | 0 | 29 | 0 | 0 | 29 | 0 | 0 | 29 | 0 | 0 | 29 | 0 | 0 | 29 | 0 | 0 | 29
292 | Olinda | SCE Metro | {} | 0 | 0 | 0 | 0 | 0 | [5 empty] | 0 | 0 | 0 | 0 |  | 0 | 0 | 0 | 0 | 0 | 0 | 0 | 0 | 0 | 0 | 0 | 0 | 0 | 0 | 0 | 0 | 0 | 0 | 0 | 0 | 0 | 0
293 | Mt. Eden | PGE GBA | {'Eastshore': [0.9, 86.0], 'Grant': [4.2, 83.0], 'Castro Valley': [4.7, 76.0], 'Dumbarton': [5.7, 20.0], 'San Leandro U': [6.0, 82.0], 'Edes': [8.9, 81.0], 'Ravenswood': [9.9, 22.0], 'Oakland J': [11.0, 64.0], 'Cooley Landing': [11.1, 8.0], 'Oakland X': [14.0, 64.0], 'Burlingame': [14.5, 1.0], 'Menlo': [14.9, 2.0], 'Oakland C': [15.1, 64.0], 'Moraga': [15.4, 12.0], 'Oakland L': [15.5, 64.0], 'Jefferson': [15.8, 4.0], 'Millbrae': [15.9, 1.0], 'Martin': [17.4, 10.0], 'SAN FRAN A (POTRERO PP)': [17.7, 18.0], 'Potrero': [17.7, 19.0]} | 222 | 81 | 0.36 | 141 | 0.64 | [5 empty] | 0 | 0 | 0 | 0 |  | 58 | 0.26 | 0 | 0 | 58 | 0.26 | 163 | 10 | 0.05 | 212 | 37 | 0.16 | 185 | 95 | 0.43 | 127 | 58 | 0.26 | 163 | 49 | 0.22 | 173
294 | Woodland | PGE NGBA | {} | 0 | 0 | 0 | 0 | 0 | [5 empty] | 0 | 0 | 0 | 0 |  | 0 | 0 | 0 | 0 | 0 | 0 | 0 | 0 | 0 | 0 | 0 | 0 | 0 | 0 | 0 | 0 | 0 | 0 | 0 | 0 | 0 | 0
295 | Trabuco | SDGE Imperial | {'Q1806': [2.1, 43.0], 'Margarita': [2.7, 37.0], 'Capistrano': [3.5, 43.0], 'Rancho Mission Viejo': [5.0, 37.0], 'Santiago': [8.9, 7.0], 'Talega': [9.6, 36.0], 'North of SONGS': [9.7, 36.0], 'San Onofre': [15.1, 11.0]} | 77 | 38 | 0.5 | 39 | 0.5 | [5 empty] | 0 | 0 | 0 | 0 |  | 0 | 0 | 0 | 0 | 0 | 0 | 77 | 15 | 0.2 | 61 | 35 | 0.46 | 42 | 35 | 0.46 | 42 | 0 | 0 | 77 | 0 | 0 | 77
296 | Cantua | PGE Fresno | {} | 140 | 0 | 0 | 140 | 1 | [5 empty] | 0 | 0 | 0 | 0 |  | 58 | 0.41 | 76 | 0.54 | 140 | 1 | 0 | 0 | 0 | 140 | 0 | 0 | 140 | 140 | 1 | 0 | 90 | 0.64 | 50 | 0 | 0 | 140
297 | Rancho Vista | SCE Metro | {} | 299 | 0 | 0 | 299 | 1 | [5 empty] | 0 | 0 | 0 | 0 |  | 0 | 0 | 299 | 1 | 299 | 1 | 0 | 0 | 0 | 299 | 28 | 0.09 | 271 | 299 | 1 | 0 | 205 | 0.69 | 94 | 1 | 0 | 299
298 | Los Esteros | PGE GBA | {} | 40 | 0 | 0 | 40 | 1 | [5 empty] | 0 | 0 | 0 | 0 |  | 0 | 0 | 0 | 0 | 0 | 0 | 40 | 0 | 0 | 40 | 5 | 0.13 | 34 | 5 | 0.13 | 34 | 0 | 0 | 40 | 39 | 0.99 | 0
299 | Humboldt Bay | PGE NGBA | {'Harris': [4.9, 139.0], 'Humboldt': [5.9, 139.0], 'Arcata': [10.8, 110.0]} | 794 | 286 | 0.36 | 508 | 0.64 | [5 empty] | 0 | 0 | 0 | 0 |  | 0 | 0 | 0 | 0 | 262 | 0.33 | 532 | 115 | 0.14 | 679 | 147 | 0.19 | 647 | 319 | 0.4 | 475 | 0 | 0 | 794 | 240 | 0.3 | 554
300 | Shiloh III | PGE GBA | {'Birds Landing': [3.3, 8422.0], 'Lambie': [3.8, 6177.0], 'Lambie Energy': [3.8, 6178.0], 'Collinsville': [6.2, 6754.0], 'Pittsburg': [9.6, 1337.0], 'Peabody': [10.5, 1165.0], 'GWF 2': [10.7, 1377.0], 'Kirker': [10.8, 1013.0], 'Contra Costa PP': [11.7, 2586.0], 'Contra Costa': [12.3, 1450.0], 'Grand Island': [14.5, 2818.0], 'Lone Tree': [16.2, 210.0], 'Bahia': [16.8, 2.0], 'Clayton': [17.0, 2.0], 'Meadow Lane': [18.1, 2.0], 'Martinez': [18.1, 2.0]} | 46704 | 8405 | 0.18 | 38299 | 0.82 | [5 empty] | 12117 | 0.26 | 4131 | 0.09 |  | 25404 | 0.54 | 0 | 0 | 11872 | 0.25 | 34832 | 21204 | 0.45 | 25500 | 18009 | 0.39 | 28695 | 29536 | 0.63 | 17168 | 3814 | 0.08 | 42890 | 20503 | 0.44 | 26201
301 | Westpark | PGE Kern | {} | 0 | 0 | 0 | 0 | 0 | [5 empty] | 0 | 0 | 0 | 0 |  | 0 | 0 | 0 | 0 | 0 | 0 | 0 | 0 | 0 | 0 | 0 | 0 | 0 | 0 | 0 | 0 | 0 | 0 | 0 | 0 | 0 | 0
302 | Pendleton | SDGE Imperial | {'San Luis Rey': [6.8, 27.0], 'Ocean Ranch': [7.2, 27.0], 'Melrose': [8.5, 27.0], 'Cannon': [11.9, 27.0], 'Encina': [11.9, 27.0], 'Shadowridge': [12.9, 14.0], 'Palomar Airport': [13.2, 21.0]} | 167 | 25 | 0.15 | 142 | 0.85 | [5 empty] | 0 | 0 | 0 | 0 |  | 3 | 0.02 | 0 | 0 | 34 | 0.2 | 134 | 132 | 0.79 | 35 | 134 | 0.8 | 33 | 134 | 0.8 | 33 | 0 | 0 | 167 | 30 | 0.18 | 137
303 | Burney Forest Power | PGE NGBA | {'Burney Forest': [0.0, 559.0], 'Carberry': [2.4, 559.0], 'New Sub - Pit 1 - Cottonwood (Proposed)': [6.7, 559.0], 'Pit 3': [8.5, 22.0], 'Pit 4': [10.3, 194.0], 'Cove Road': [11.1, 559.0], 'Round Mt.': [12.5, 537.0]} | 4370 | 557 | 0.13 | 3813 | 0.87 | [5 empty] | 0 | 0 | 0 | 0 |  | 3768 | 0.86 | 0 | 0 | 2531 | 0.58 | 1839 | 650 | 0.15 | 3720 | 650 | 0.15 | 3720 | 3125 | 0.72 | 1245 | 2031 | 0.46 | 2339 | 46 | 0.01 | 4324
304 | Llagas | PGE GBA | {} | 0 | 0 | 0 | 0 | 0 | [5 empty] | 0 | 0 | 0 | 0 |  | 0 | 0 | 0 | 0 | 0 | 0 | 0 | 0 | 0 | 0 | 0 | 0 | 0 | 0 | 0 | 0 | 0 | 0 | 0 | 0 | 0 | 0
305 | Los Banos | PGE Fresno | {} | 1613 | 0 | 0 | 1613 | 1 | [5 empty] | 3 | 0 | 0 | 0 |  | 1290 | 0.8 | 317 | 0.2 | 1613 | 1 | 0 | 0 | 0 | 1613 | 171 | 0.11 | 1443 | 1613 | 1 | 0 | 1464 | 0.91 | 149 | 1 | 0 | 1612
306 | Peabody | PGE NGBA | {'Lambie': [7.1, 2254.0], 'Lambie Energy': [7.1, 2254.0], 'Vaca-Dixon & Gc Yard': [8.5, 1442.0], 'Shiloh III': [10.5, 1165.0], 'Birds Landing': [13.5, 1165.0], 'Collinsville': [16.0, 1108.0], 'Tulucay': [16.2, 192.0], 'Parkway': [16.4, 149.0], 'Putah Creek': [16.6, 353.0]} | 20754 | 2797 | 0.13 | 17957 | 0.87 | [5 empty] | 3464 | 0.17 | 2105 | 0.1 |  | 15648 | 0.75 | 0 | 0 | 2650 | 0.13 | 18104 | 13053 | 0.63 | 7700 | 12822 | 0.62 | 7932 | 16950 | 0.82 | 3804 | 3929 | 0.19 | 16824 | 7681 | 0.37 | 13073
307 | Silvergate | SDGE Imperial | {'Vine': [3.7, 189.0], 'Old Town': [5.7, 189.0], 'Point Loma': [6.1, 189.0], 'Mission': [6.2, 188.0], 'Bay Boulevard': [6.6, 127.0], 'Imperial Beach': [8.2, 62.0], 'Telegraph Canyon': [8.4, 35.0], 'Otay': [8.5, 36.0], 'Spring Valley': [8.7, 1.0], 'Elliot': [9.0, 121.0], 'Elliott': [9.0, 122.0], 'Miguel': [9.3, 26.0], 'Salt Creek': [9.4, 23.0], 'Mesa Heights': [9.4, 133.0], 'Murray': [9.6, 2.0], 'Kearny': [9.6, 132.0], 'San Ysidro': [11.4, 30.0]} | 528 | 178 | 0.34 | 350 | 0.66 | [5 empty] | 0 | 0 | 0 | 0 |  | 0 | 0 | 0 | 0 | 14 | 0.03 | 514 | 113 | 0.21 | 415 | 295 | 0.56 | 233 | 301 | 0.57 | 227 | 0 | 0 | 528 | 29 | 0.05 | 500
308 | Kelso | PGE GBA | {} | 23456 | 0 | 0 | 23456 | 1 | [5 empty] | 793 | 0.03 | 1026 | 0.04 |  | 20866 | 0.89 | 0 | 0 | 20762 | 0.89 | 2694 | 20489 | 0.87 | 2968 | 22829 | 0.97 | 628 | 23456 | 1 | 0 | 7515 | 0.32 | 15941 | 780 | 0.03 | 22676
309 | Desert View | SCE EOP | {} | 3275 | 1882 | 0.57 | 1393 | 0.43 | [5 empty] | 0 | 0 | 0 | 0 |  | 841 | 0.26 | 0 | 0 | 0 | 0 | 3275 | 0 | 0 | 3275 | 0 | 0 | 3275 | 0 | 0 | 3275 | 0 | 0 | 3275 | 0 | 0 | 3275
310 | Clay | PGE GBA | {} | 0 | 0 | 0 | 0 | 0 | [5 empty] | 0 | 0 | 0 | 0 |  | 0 | 0 | 0 | 0 | 0 | 0 | 0 | 0 | 0 | 0 | 0 | 0 | 0 | 0 | 0 | 0 | 0 | 0 | 0 | 0 | 0 | 0
311 | Calcite | SCE NOL | {} | 11519 | 998 | 0.09 | 10521 | 0.91 | [5 empty] | 0 | 0 | 0 | 0 |  | 0 | 0 | 0 | 0 | 7412 | 0.64 | 4107 | 5627 | 0.49 | 5892 | 3873 | 0.34 | 7646 | 10191 | 0.88 | 1328 | 4485 | 0.39 | 7034 | 0 | 0 | 11519
312 | Biola | PGE Fresno | {} | 0 | 0 | 0 | 0 | 0 | [5 empty] | 0 | 0 | 0 | 0 |  | 0 | 0 | 0 | 0 | 0 | 0 | 0 | 0 | 0 | 0 | 0 | 0 | 0 | 0 | 0 | 0 | 0 | 0 | 0 | 0 | 0 | 0
313 | New Sub - Pit 1 - Cottonwood (Proposed) | PGE NGBA | {'Carberry': [4.4, 559.0], 'Round Mt.': [6.1, 594.0], 'Burney Forest': [6.7, 559.0], 'Burney Forest Power': [6.7, 559.0], 'Cove Road': [6.8, 559.0], 'Pit 4': [11.5, 194.0], 'Pit 3': [12.7, 22.0], 'Fern Road': [14.0, 105.0]} | 5289 | 662 | 0.13 | 4627 | 0.87 | [5 empty] | 0 | 0 | 0 | 0 |  | 4402 | 0.83 | 65 | 0.01 | 3410 | 0.64 | 1878 | 676 | 0.13 | 4613 | 666 | 0.13 | 4622 | 4041 | 0.76 | 1247 | 2162 | 0.41 | 3127 | 61 | 0.01 | 5227
314 | Olive | PGE Fresno | {} | 0 | 0 | 0 | 0 | 0 | [5 empty] | 0 | 0 | 0 | 0 |  | 0 | 0 | 0 | 0 | 0 | 0 | 0 | 0 | 0 | 0 | 0 | 0 | 0 | 0 | 0 | 0 | 0 | 0 | 0 | 0 | 0 | 0
315 | Lugo | SCE Metro | {'Victor': [9.7, 442.0]} | 8864 | 442 | 0.05 | 8423 | 0.95 | [5 empty] | 0 | 0 | 0 | 0 |  | 4257 | 0.48 | 2504 | 0.28 | 4900 | 0.55 | 3964 | 5099 | 0.58 | 3766 | 5048 | 0.57 | 3816 | 8290 | 0.94 | 574 | 4123 | 0.47 | 4741 | 63 | 0.01 | 8801
316 | Eagle Rock (PGE) | PGE NGBA | {} | 7699 | 0 | 0 | 7699 | 1 | [5 empty] | 127 | 0.02 | 0 | 0 |  | 3489 | 0.45 | 3169 | 0.41 | 7119 | 0.92 | 580 | 4057 | 0.53 | 3642 | 5380 | 0.7 | 2318 | 7699 | 1 | 0 | 2650 | 0.34 | 5049 | 1 | 0 | 7698
317 | Cosumnes | PGE GBA | {} | 0 | 0 | 0% | 0 | 0 | [5 empty] | 0 | 0 | 0 | 0 |  | 0 | 0 | 0 | 0 | 0 | 0 | 0 | 0 | 0 | 0 | 0 | 0 | 0 | 0 | 0 | 0 | 0 | 0 | 0 | 0 | 0% | 0
318 | Imperial Valley | SDGE Imperial | {'El Centro': [11.9, 2.0]} | 2401 | 982 | 41% | 1419 | 0.59 | [5 empty] | 2 | 0 | 15 | 0.01 |  | 0 | 0 | 0 | 0 | 0 | 0 | 2401 | 74 | 0.03 | 2327 | 74 | 0.03 | 2327 | 74 | 0.03 | 2327 | 1215 | 0.51 | 1186 | 236 | 10% | 2165
319 | Swift | PGE GBA | {} | 563 | 0 | 0% | 563 | 1 | [5 empty] | 0 | 0 | 0 | 0 |  | 562 | 1 | 1 | 0 | 548 | 0.97 | 15 | 361 | 0.64 | 201 | 361 | 0.64 | 201 | 563 | 1 | 0 | 528 | 0.94 | 35 | 4 | 1% | 559
320 | Windhub | SCE Northern | {'Highwind': [7.1, 1324.0], 'Rosamond': [12.1, 4222.0], 'Whirlwind': [15.0, 383.0]} | 32381 | 7251 | 22% | 25130 | 0.78 | [5 empty] | 0 | 0 | 0 | 0 |  | 7195 | 0.22 | 865 | 0.03 | 14526 | 0.45 | 17854 | 7294 | 0.23 | 25087 | 10535 | 0.33 | 21846 | 22798 | 0.7 | 9583 | 11737 | 0.36 | 20643 | 109 | 0% | 32272
321 | Elliott | SDGE Imperial | {'Elliot': [0.0, 121.0], 'Kearny': [2.8, 122.0], 'Mission': [3.6, 122.0], 'Mesa Heights': [4.1, 122.0], 'Murray': [4.2, 2.0], 'Old Town': [6.9, 122.0], 'Spring Valley': [7.3, 1.0], 'Vine': [7.5, 122.0], 'Silvergate': [9.0, 122.0], 'Point Loma': [9.8, 122.0], 'Bay Boulevard': [14.4, 81.0], 'Otay': [15.4, 1.0], 'Imperial Beach': [16.1, 23.0]} | 220 | 121 | 55% | 99 | 0.45 | [5 empty] | 0 | 0 | 0 | 0 |  | 0 | 0 | 0 | 0 | 0 | 0 | 220 | 5 | 0.02 | 215 | 89 | 0.41 | 131 | 89 | 0.41 | 131 | 0 | 0 | 220 | 1 | 0% | 219
322 | Gates | PGE Fresno | {} | 0 | 0 | 0% | 0 | 0 | [5 empty] | 0 | 0 | 0 | 0 |  | 0 | 0 | 0 | 0 | 0 | 0 | 0 | 0 | 0 | 0 | 0 | 0 | 0 | 0 | 0 | 0 | 0 | 0 | 0 | 0 | 0% | 0
323 | Madeline | Northeast CA | {} | 76522 | 5283 | 7% | 71239 | 0.93 | [5 empty] | 11025 | 0.14 | 0 | 0 |  | 53128 | 0.69 | 14428 | 0.19 | 10182 | 0.13 | 66340 | 3740 | 0.05 | 72782 | 5792 | 0.08 | 70730 | 16654 | 0.22 | 59869 | 56865 | 0.74 | 19657 | 24342 | 32% | 52181
324 | Putah Creek | PGE NGBA | {'Vaca-Dixon & Gc Yard': [9.4, 890.0], 'Peabody': [16.6, 353.0]} | 13306 | 1042 | 8% | 12264 | 0.92 | [5 empty] | 842 | 0.06 | 1020 | 0.08 |  | 11897 | 0.89 | 0 | 0 | 11610 | 0.87 | 1696 | 963 | 0.07 | 12343 | 0 | 0 | 13306 | 11663 | 0.88 | 1643 | 8052 | 0.61 | 5253 | 155 | 1% | 13151
325 | San Onofre | SCE Metro | {'North of SONGS': [5.6, 20.0], 'Talega': [5.9, 20.0], 'Rancho Mission Viejo': [11.2, 14.0], 'Capistrano': [11.8, 14.0], 'Margarita': [13.2, 13.0], 'Q1806': [13.3, 13.0], 'Trabuco': [15.1, 11.0]} | 49 | 18 | 36% | 31 | 0.64 | [5 empty] | 0 | 0 | 0 | 0 |  | 3 | 0.06 | 0 | 0 | 0 | 0 | 49 | 25 | 0.5 | 25 | 27 | 0.54 | 23 | 27 | 0.54 | 23 | 0 | 0 | 49 | 0 | 1% | 49
326 | Gregg | PGE Fresno | {} | 0 | 0 | 0% | 0 | 0 | [5 empty] | 0 | 0 | 0 | 0 |  | 0 | 0 | 0 | 0 | 0 | 0 | 0 | 0 | 0 | 0 | 0 | 0 | 0 | 0 | 0 | 0 | 0 | 0 | 0 | 0 | 0% | 0
327 | Gondor | <Null> | {} | 0 | 0 | 0% | 0 | 0 | [5 empty] | 0 | 0 | 0 | 0 |  | 0 | 0 | 0 | 0 | 0 | 0 | 0 | 0 | 0 | 0 | 0 | 0 | 0 | 0 | 0 | 0 | 0 | 0 | 0 | 0 | 0% | 0
328 | Cabrillo | PGE Kern | {} | 6294 | 666 | 11% | 5628 | 0.89 | [5 empty] | 124 | 0.02 | 1 | 0 |  | 5250 | 0.83 | 0 | 0 | 3187 | 0.51 | 3108 | 31 | 0 | 6263 | 47 | 0.01 | 6247 | 3202 | 0.51 | 3092 | 5295 | 0.84 | 999 | 347 | 6% | 5947
329 | Mesa (PGE) | PGE Kern | {'Callender': [7.9, 43.0], 'Oceano': [9.7, 43.0]} | 328 | 43 | 13% | 285 | 0.87 | [5 empty] | 0 | 0 | 0 | 0 |  | 290 | 0.88 | 1 | 0 | 0 | 0 | 328 | 0 | 0 | 328 | 0 | 0 | 328 | 0 | 0 | 328 | 283 | 0.86 | 46 | 0 | 0% | 328
330 | Schulte | PGE GBA | {} | 40 | 0 | 0% | 40 | 1 | [5 empty] | 0 | 0 | 0 | 0 |  | 0 | 0 | 0 | 0 | 0 | 0 | 40 | 0 | 0 | 40 | 5 | 0.13 | 34 | 5 | 0.13 | 34 | 0 | 0 | 40 | 39 | 99% | 0
331 | Davis | PGE NGBA | {'Vaca-Dixon & Gc Yard': [14.2, 20.0]} | 900 | 20 | 2% | 880 | 0.98 | [5 empty] | 99 | 0.11 | 722 | 0.8 |  | 237 | 0.26 | 0 | 0 | 0 | 0 | 900 | 113 | 0.13 | 787 | 113 | 0.13 | 787 | 113 | 0.13 | 787 | 0 | 0 | 900 | 4 | 0% | 896
332 | Arco | PGE Kern | {} | 0 | 0 | 0% | 0 | 0 | [5 empty] | 0 | 0 | 0 | 0 |  | 0 | 0 | 0 | 0 | 0 | 0 | 0 | 0 | 0 | 0 | 0 | 0 | 0 | 0 | 0 | 0 | 0 | 0 | 0 | 0 | 0% | 0
333 | Goodrich | SCE Metro | {} | 0 | 0 | 0% | 0 | 0 | [5 empty] | 0 | 0 | 0 | 0 |  | 0 | 0 | 0 | 0 | 0 | 0 | 0 | 0 | 0 | 0 | 0 | 0 | 0 | 0 | 0 | 0 | 0 | 0 | 0 | 0 | 0% | 0
334 | Newhall | PGE Fresno | {} | 0 | 0 | 0% | 0 | 0 | [5 empty] | 0 | 0 | 0 | 0 |  | 0 | 0 | 0 | 0 | 0 | 0 | 0 | 0 | 0 | 0 | 0 | 0 | 0 | 0 | 0 | 0 | 0 | 0 | 0 | 0 | 0% | 0
335 | Brentwood | PGE GBA | {'Lone Tree': [4.9, 139.0], 'Contra Costa': [8.0, 139.0], 'Contra Costa PP': [8.1, 139.0], 'GWF 2': [12.0, 136.0], 'Collinsville': [14.2, 64.0], 'Kirker': [14.3, 5.0], 'Pittsburg': [14.4, 13.0], 'Tassajara': [15.0, 75.0], 'Clayton': [15.9, 1.0], 'Birds Landing': [16.5, 64.0]} | 5487 | 128 | 2% | 5359 | 0.98 | [5 empty] | 560 | 0.1 | 53 | 0.01 |  | 4405 | 0.8 | 9 | 0 | 3309 | 0.6 | 2177 | 4853 | 0.88 | 633 | 4820 | 0.88 | 667 | 5138 | 0.94 | 348 | 2325 | 0.42 | 3162 | 403 | 7% | 5083
336 | Neenach | SCE Northern | {'Whirlwind': [6.9, 29580.0], 'Antelope': [12.9, 11140.0], 'Bailey': [15.4, 1511.0], 'Rosamond': [16.1, 4203.0], 'Warne': [17.4, 2.0]} | 115774 | 36364 | 31% | 79411 | 0.69 | [5 empty] | 4016 | 0.03 | 1538 | 0.01 |  | 14579 | 0.13 | 5725 | 0.05 | 21241 | 0.18 | 94534 | 50263 | 0.43 | 65511 | 32579 | 0.28 | 83195 | 68002 | 0.59 | 47773 | 26481 | 0.23 | 89294 | 1151 | 1% | 114623
337 | Bahia | PGE NGBA | {'Martinez': [4.7, 1163.0], 'Parkway': [5.6, 1153.0], 'Carquinez': [6.0, 1153.0], 'Alhambra': [6.1, 1159.0], 'Christie': [6.6, 1153.0], 'Meadow Lane': [9.4, 1041.0], 'San Pablo': [12.7, 796.0], 'Lakewood': [12.8, 104.0], 'Sobrante': [12.8, 721.0], 'Kirker': [13.2, 10.0], 'Clayton': [13.2, 10.0], 'Pittsburg': [13.4, 10.0], 'El Cerrito G': [14.6, 533.0], 'GWF 2': [15.6, 10.0], 'Collinsville': [16.3, 6.0], 'Richmond R': [16.5, 23.0], 'Standard Oil': [16.6, 26.0], 'Standard Oil 2': [16.6, 26.0], 'Shiloh III': [16.8, 2.0], 'Birds Landing': [16.9, 2.0]} | 11657 | 1150 | 10% | 10508 | 0.9 | [5 empty] | 6 | 0 | 0 | 0 |  | 4965 | 0.43 | 0 | 0 | 5199 | 0.45 | 6459 | 4919 | 0.42 | 6739 | 3024 | 0.26 | 8634 | 9579 | 0.82 | 2079 | 2727 | 0.23 | 8930 | 4083 | 35% | 7575
338 | Vaca Dixon | PGE NGBA | {'Peabody': [8.5, 1442.0], 'Putah Creek': [9.4, 890.0], 'Lambie': [12.8, 1089.0], 'Lambie Energy': [12.8, 1089.0], 'Davis': [14.2, 20.0]} | 11060 | 1997 | 18% | 9063 | 0.82 | [5 empty] | 1932 | 0.17 | 3706 | 0.34 |  | 6003 | 0.54 | 0 | 0 | 2943 | 0.27 | 8116 | 5952 | 0.54 | 5108 | 5527 | 0.5 | 5532 | 8496 | 0.77 | 2564 | 2328 | 0.21 | 8732 | 1766 | 16% | 9294
339 | Carrizo Plains | PGE Kern | {'Topaz': [1.1, 135.0], 'Solar': [1.1, 135.0], 'Caliente': [6.9, 135.0], 'Kernridge': [17.4, 36.0]} | 1671 | 135 | 8% | 1537 | 0.92 | [5 empty] | 0 | 0 | 0 | 0 |  | 1040 | 0.62 | 0 | 0 | 1296 | 0.78 | 375 | 0 | 0 | 1671 | 277 | 0.17 | 1394 | 1296 | 0.78 | 375 | 1020 | 0.61 | 651 | 0 | 0% | 1671
340 | Vista (VEA) | SCE EOP | {} | 59 | 12 | 21% | 46 | 0.79 | [5 empty] | 0 | 0 | 0 | 0 |  | 0 | 0 | 0 | 0 | 0 | 0 | 59 | 0 | 0 | 59 | 0 | 0 | 59 | 0 | 0 | 59 | 0 | 0 | 59 | 0 | 0% | 59
341 | Merced | PGE Fresno | {} | 0 | 0 | 0% | 0 | 0 | [5 empty] | 0 | 0 | 0 | 0 |  | 0 | 0 | 0 | 0 | 0 | 0 | 0 | 0 | 0 | 0 | 0 | 0 | 0 | 0 | 0 | 0 | 0 | 0 | 0 | 0 | 0% | 0
342 | Otay Mesa | SDGE Imperial | {'San Ysidro': [6.7, 6.0], 'Telegraph Canyon': [7.5, 6.0], 'Salt Creek': [8.3, 4.0], 'Miguel': [8.4, 4.0], 'Otay': [8.6, 5.0], 'Imperial Beach': [10.8, 2.0], 'Bay Boulevard': [10.9, 2.0]} | 196 | 5 | 3% | 191 | 0.97 | [5 empty] | 0 | 0 | 0 | 0 |  | 0 | 0 | 0 | 0 | 40 | 0.21 | 156 | 149 | 0.76 | 47 | 185 | 0.94 | 11 | 185 | 0.94 | 11 | 3 | 0.01 | 194 | 37 | 19% | 159
343 | Leavitt | Northeast CA | {'Richmond': [7.1, 331.0]} | 14091 | 1508 | 11% | 12583 | 0.89 | [5 empty] | 818 | 0.06 | 0 | 0 |  | 13601 | 0.97 | 310 | 0.02 | 6485 | 0.46 | 7606 | 2617 | 0.19 | 11474 | 2177 | 0.15 | 11914 | 7261 | 0.52 | 6830 | 11602 | 0.82 | 2489 | 997 | 7% | 13094
344 | Primm | SCE EOP | {'Ivanpah': [9.5, 18.0], 'Mountain Pass': [14.9, 18.0]} | 4539 | 18 | 0% | 4520 | 1 | [5 empty] | 0 | 0 | 0 | 0 |  | 0 | 0 | 0 | 0 | 3976 | 0.88 | 563 | 3586 | 0.79 | 952 | 536 | 0.12 | 4003 | 4507 | 0.99 | 31 | 752 | 0.17 | 3787 | 0 | 0% | 4539
345 | Granite | PGE NGBA | {} | 0 | 0 | 0% | 0 | 0 | [5 empty] | 0 | 0 | 0 | 0 |  | 0 | 0 | 0 | 0 | 0 | 0 | 0 | 0 | 0 | 0 | 0 | 0 | 0 | 0 | 0 | 0 | 0 | 0 | 0 | 0 | 0% | 0
346 | Lake View | PGE NGBA | {} | 7517 | 0 | 0% | 7517 | 1 | [5 empty] | 84 | 0.01 | 0 | 0 |  | 3440 | 0.46 | 3037 | 0.4 | 6938 | 0.92 | 580 | 4075 | 0.54 | 3442 | 5462 | 0.73 | 2055 | 7517 | 1 | 0 | 2671 | 0.36 | 4847 | 1 | 0% | 7517
347 | Birds Landing | PGE GBA | {'Collinsville': [3.1, 7117.0], 'Shiloh III': [3.3, 8422.0], 'Lambie': [7.0, 6177.0], 'Lambie Energy': [7.0, 6178.0], 'Pittsburg': [7.1, 1350.0], 'GWF 2': [7.7, 1439.0], 'Kirker': [8.3, 1018.0], 'Contra Costa PP': [8.5, 3038.0], 'Contra Costa': [9.1, 1745.0], 'Lone Tree': [13.0, 277.0], 'Peabody': [13.5, 1165.0], 'Clayton': [14.6, 2.0], 'Grand Island': [14.9, 3082.0], 'Meadow Lane': [16.4, 2.0], 'Brentwood': [16.5, 64.0], 'Bahia': [16.9, 2.0], 'Martinez': [17.2, 2.0]} | 42376 | 8924 | 21% | 33452 | 0.79 | [5 empty] | 10987 | 0.26 | 2265 | 0.05 |  | 21342 | 0.5 | 0 | 0 | 8188 | 0.19 | 34188 | 20951 | 0.49 | 21425 | 17482 | 0.41 | 24894 | 25523 | 0.6 | 16853 | 2600 | 0.06 | 39775 | 19126 | 45% | 23250
348 | Highwind | SCE Northern | {'Windhub': [7.1, 1324.0], 'Whirlwind': [17.0, 352.0], 'Rosamond': [18.2, 703.0]} | 27013 | 2996 | 11% | 24017 | 0.89 | [5 empty] | 3 | 0 | 0 | 0 |  | 7607 | 0.28 | 9083 | 0.34 | 15604 | 0.58 | 11409 | 2452 | 0.09 | 24561 | 9575 | 0.35 | 17438 | 20761 | 0.77 | 6252 | 13993 | 0.52 | 13020 | 171 | 1% | 26842
349 | Santiago | SCE Metro | {'Johanna': [5.9, 18.0], 'Trabuco': [8.9, 7.0], 'Ellis': [10.1, 18.0], 'Q1806': [10.5, 7.0], 'Margarita': [11.3, 1.0], 'Capistrano': [12.1, 7.0], 'Huntington Beach': [12.1, 18.0]} | 208 | 22 | 11% | 186 | 0.89 | [5 empty] | 0 | 0 | 0 | 0 |  | 0 | 0 | 0 | 0 | 9 | 0.04 | 199 | 30 | 0.15 | 178 | 167 | 0.8 | 41 | 176 | 0.85 | 32 | 0 | 0 | 208 | 6 | 3% | 202
350 | Red Bluff | SCE Eastern | {'Eagle Mountain': [11.2, 7992.0], 'Kem': [15.1, 4214.0]} | 37079 | 9868 | 27% | 27211 | 0.73 | [5 empty] | 11 | 0 | 0 | 0 |  | 0 | 0 | 0 | 0 | 13913 | 0.38 | 23166 | 52 | 0 | 37027 | 0 | 0 | 37079 | 13964 | 0.38 | 23115 | 17971 | 0.48 | 19108 | 531 | 1% | 36548
351 | Beatty | SCE EOP | {} | 4600 | 1569 | 34% | 3031 | 0.66 | [5 empty] | 0 | 0 | 0 | 0 |  | 0 | 0 | 0 | 0 | 0 | 0 | 4600 | 0 | 0 | 4600 | 0 | 0 | 4600 | 0 | 0 | 4600 | 0 | 0 | 4600 | 0 | 0% | 4600
352 | Mirage | SCE Eastern | {'Devers': [14.4, 1701.0]} | 21373 | 8070 | 38% | 13303 | 0.62 | [5 empty] | 138 | 0.01 | 0 | 0 |  | 0 | 0 | 0 | 0 | 2129 | 0.1 | 19244 | 4160 | 0.19 | 17213 | 3713 | 0.17 | 17660 | 6281 | 0.29 | 15092 | 10180 | 0.48 | 11193 | 3 | 0% | 21370
353 | Sutter Power | PGE NGBA | {} | 0 | 0 | 0% | 0 | 0 | [5 empty] | 0 | 0 | 0 | 0 |  | 0 | 0 | 0 | 0 | 0 | 0 | 0 | 0 | 0 | 0 | 0 | 0 | 0 | 0 | 0 | 0 | 0 | 0 | 0 | 0 | 0% | 0
354 | Manteca | PGE GBA | {} | 0 | 0 | 0% | 0 | 0 | [5 empty] | 0 | 0 | 0 | 0 |  | 0 | 0 | 0 | 0 | 0 | 0 | 0 | 0 | 0 | 0 | 0 | 0 | 0 | 0 | 0 | 0 | 0 | 0 | 0 | 0 | 0% | 0
355 | El Patio | PGE GBA | {'Vasona': [3.1, 33.0], 'Saratoga': [4.4, 33.0], 'Hicks': [4.5, 33.0], 'Monta Vista': [7.8, 33.0]} | 55 | 33 | 60% | 22 | 0.4 | [5 empty] | 0 | 0 | 0 | 0 |  | 22 | 0.4 | 0 | 0 | 22 | 0.4 | 33 | 0 | 0 | 55 | 12 | 0.22 | 43 | 22 | 0.4 | 33 | 22 | 0.4 | 33 | 0 | 0% | 55
356 | Pardee | SCE Northern | {'Saugus': [1.3, 306.0], 'Elizabeth Lake': [4.1, 79.0], 'Sylmar-Pac Intertie': [10.4, 226.0]} | 2725 | 305 | 11% | 2420 | 0.89 | [5 empty] | 0 | 0 | 0 | 0 |  | 1164 | 0.43 | 1520 | 0.56 | 1878 | 0.69 | 846 | 94 | 0.03 | 2631 | 120 | 0.04 | 2605 | 1914 | 0.7 | 811 | 1750 | 0.64 | 974 | 57 | 2% | 2668
357 | Los Coches | SDGE Imperial | {} | 0 | 0 | 0% | 0 | 0 | [5 empty] | 0 | 0 | 0 | 0 |  | 0 | 0 | 0 | 0 | 0 | 0 | 0 | 0 | 0 | 0 | 0 | 0 | 0 | 0 | 0 | 0 | 0 | 0 | 0 | 0 | 0% | 0
358 | Serrano | SCE Metro | {} | 0 | 0 | 0% | 0 | 0 | [5 empty] | 0 | 0 | 0 | 0 |  | 0 | 0 | 0 | 0 | 0 | 0 | 0 | 0 | 0 | 0 | 0 | 0 | 0 | 0 | 0 | 0 | 0 | 0 | 0 | 0 | 0% | 0
359 | Miller | PGE GBA | {} | 1063 | 0 | 0% | 1063 | 1 | [5 empty] | 0 | 0 | 0 | 0 |  | 1063 | 1 | 0 | 0 | 931 | 0.88 | 133 | 269 | 0.25 | 794 | 303 | 0.28 | 760 | 1031 | 0.97 | 32 | 1063 | 1 | 0 | 0 | 0% | 1063
360 | Carberry | PGE NGBA | {'Burney Forest': [2.4, 559.0], 'Burney Forest Power': [2.4, 559.0], 'New Sub - Pit 1 - Cottonwood (Proposed)': [4.4, 559.0], 'Cove Road': [9.2, 559.0], 'Pit 3': [9.6, 22.0], 'Pit 4': [10.2, 194.0], 'Round Mt.': [10.2, 537.0]} | 5370 | 557 | 10% | 4813 | 0.9 | [5 empty] | 0 | 0 | 0 | 0 |  | 4421 | 0.82 | 4 | 0 | 3452 | 0.64 | 1919 | 843 | 0.16 | 4528 | 787 | 0.15 | 4583 | 4153 | 0.77 | 1218 | 2292 | 0.43 | 3078 | 67 | 1% | 5303
361 | Wahtoke | PGE Fresno | {} | 0 | 0 | 0% | 0 | 0 | [5 empty] | 0 | 0 | 0 | 0 |  | 0 | 0 | 0 | 0 | 0 | 0 | 0 | 0 | 0 | 0 | 0 | 0 | 0 | 0 | 0 | 0 | 0 | 0 | 0 | 0 | 0% | 0
362 | Dos Amigos | PGE Fresno | {} | 0 | 0 | 0% | 0 | 0 | [5 empty] | 0 | 0 | 0 | 0 |  | 0 | 0 | 0 | 0 | 0 | 0 | 0 | 0 | 0 | 0 | 0 | 0 | 0 | 0 | 0 | 0 | 0 | 0 | 0 | 0 | 0% | 0
363 | Guernsey | PGE Fresno | {} | 0 | 0 | 0% | 0 | 0 | [5 empty] | 0 | 0 | 0 | 0 |  | 0 | 0 | 0 | 0 | 0 | 0 | 0 | 0 | 0 | 0 | 0 | 0 | 0 | 0 | 0 | 0 | 0 | 0 | 0 | 0 | 0% | 0
364 | Santa Clara | SCE Northern | {'Mandalay': [7.5, 11.0], 'Ormond Beach': [12.0, 9.0]} | 69 | 11 | 16% | 58 | 0.84 | [5 empty] | 0 | 0 | 0 | 0 |  | 0 | 0 | 0 | 0 | 0 | 0 | 69 | 0 | 0 | 69 | 56 | 0.81 | 13 | 56 | 0.81 | 13 | 0 | 0 | 69 | 0 | 0% | 69
365 | Glenn | PGE NGBA | {} | 5 | 0 | 0% | 5 | 1 | [5 empty] | 0 | 0 | 0 | 0 |  | 5 | 1 | 0 | 0 | 5 | 1 | 0 | 0 | 0 | 5 | 0 | 0 | 5 | 5 | 1 | 0 | 5 | 1 | 0 | 0 | 0% | 5
366 | Kerchoff 1 | PGE Fresno | {} | 0 | 0 | 0% | 0 | 0 | [5 empty] | 0 | 0 | 0 | 0 |  | 0 | 0 | 0 | 0 | 0 | 0 | 0 | 0 | 0 | 0 | 0 | 0 | 0 | 0 | 0 | 0 | 0 | 0 | 0 | 0 | 0% | 0
367 | Brunswick | PGE NGBA | {} | 0 | 0 | 0% | 0 | 0 | [5 empty] | 0 | 0 | 0 | 0 |  | 0 | 0 | 0 | 0 | 0 | 0 | 0 | 0 | 0 | 0 | 0 | 0 | 0 | 0 | 0 | 0 | 0 | 0 | 0 | 0 | 0% | 0
368 | Tejon | PGE Kern | {} | 238 | 0 | 0% | 238 | 1 | [5 empty] | 0 | 0 | 0 | 0 |  | 237 | 0.99 | 2 | 0.01 | 238 | 1 | 0 | 217 | 0.91 | 21 | 217 | 0.91 | 21 | 238 | 1 | 0 | 205 | 0.86 | 34 | 1 | 0% | 238
369 | Bakersfield | PGE Kern | {} | 0 | 0 | 0% | 0 | 0 | [5 empty] | 0 | 0 | 0 | 0 |  | 0 | 0 | 0 | 0 | 0 | 0 | 0 | 0 | 0 | 0 | 0 | 0 | 0 | 0 | 0 | 0 | 0 | 0 | 0 | 0 | 0% | 0
370 | Drum | PGE NGBA | {} | 189 | 35 | 19% | 154 | 0.81 | [5 empty] | 0 | 0 | 0 | 0 |  | 93 | 0.49 | 97 | 0.51 | 5 | 0.03 | 184 | 0 | 0 | 189 | 0 | 0 | 189 | 5 | 0.03 | 184 | 154 | 0.81 | 36 | 0 | 0% | 189
371 | El Nido (SCE) | SCE Metro | {'Chevmain': [1.8, 16.0], 'La Fresa': [2.9, 15.0], 'El Segundo': [3.0, 15.0], 'Redondo': [3.4, 15.0], 'Windsor': [7.0, 3.0], 'La Cienega': [7.3, 3.0], 'Arcogen': [9.2, 11.0]} | 98 | 17 | 18% | 80 | 0.82 | [5 empty] | 0 | 0 | 0 | 0 |  | 0 | 0 | 0 | 0 | 0 | 0 | 98 | 74 | 0.75 | 24 | 77 | 0.79 | 21 | 77 | 0.79 | 21 | 0 | 0 | 98 | 0 | 0% | 98
372 | Monserate | SDGE Imperial | {} | 0 | 0 | 0% | 0 | 0 | [5 empty] | 0 | 0 | 0 | 0 |  | 0 | 0 | 0 | 0 | 0 | 0 | 0 | 0 | 0 | 0 | 0 | 0 | 0 | 0 | 0 | 0 | 0 | 0 | 0 | 0 | 0% | 0
373 | Richmond R | PGE GBA | {'Standard Oil': [2.2, 344.0], 'Standard Oil 2': [2.2, 344.0], 'El Cerrito G': [3.7, 419.0], 'San Pablo': [4.5, 259.0], 'Sobrante': [8.9, 236.0], 'Oakland L': [9.7, 273.0], 'Oakland C': [10.1, 261.0], 'Christie': [10.2, 46.0], 'Oakland X': [11.3, 188.0], 'Potrero': [11.9, 259.0], 'SAN FRAN A (POTRERO PP)': [11.9, 261.0], 'Moraga': [12.5, 132.0], 'Carquinez': [13.2, 27.0], 'Alhambra': [13.8, 24.0], 'Ignacio': [14.0, 41.0], 'Oakland J': [14.1, 162.0], 'Martinez': [15.0, 23.0], 'Martin': [15.7, 142.0], 'Edes': [16.2, 120.0], 'Bahia': [16.5, 23.0], 'Parkway': [17.1, 23.0]} | 1095 | 451 | 41% | 643 | 0.59 | [5 empty] | 0 | 0 | 0 | 0 |  | 166 | 0.15 | 0 | 0 | 32 | 0.03 | 1062 | 406 | 0.37 | 688 | 553 | 0.51 | 542 | 553 | 0.51 | 542 | 124 | 0.11 | 971 | 109 | 10% | 986
374 | Storey | PGE Fresno | {} | 0 | 0 | 0% | 0 | 0 | [5 empty] | 0 | 0 | 0 | 0 |  | 0 | 0 | 0 | 0 | 0 | 0 | 0 | 0 | 0 | 0 | 0 | 0 | 0 | 0 | 0 | 0 | 0 | 0 | 0 | 0 | 0% | 0
375 | Alpine | SDGE Imperial | {} | 0 | 0 | 0% | 0 | 0 | [5 empty] | 0 | 0 | 0 | 0 |  | 0 | 0 | 0 | 0 | 0 | 0 | 0 | 0 | 0 | 0 | 0 | 0 | 0 | 0 | 0 | 0 | 0 | 0 | 0 | 0 | 0% | 0
376 | Sobrante | PGE GBA | {'Moraga': [4.8, 168.0], 'El Cerrito G': [5.2, 737.0], 'Christie': [6.8, 744.0], 'Oakland X': [7.1, 178.0], 'Oakland L': [7.5, 246.0], 'Alhambra': [7.5, 722.0], 'Lakewood': [8.2, 104.0], 'Oakland C': [8.5, 234.0], 'Richmond R': [8.9, 236.0], 'San Pablo': [8.9, 853.0], 'Martinez': [9.1, 721.0], 'Meadow Lane': [9.3, 692.0], 'Oakland J': [9.9, 156.0], 'Standard Oil': [10.6, 160.0], 'Standard Oil 2': [10.6, 160.0], 'Edes': [11.6, 122.0], 'Bahia': [12.8, 721.0], 'Carquinez': [13.1, 725.0], 'San Leandro U': [14.0, 35.0], 'SAN FRAN A (POTRERO PP)': [14.2, 168.0], 'Potrero': [14.2, 168.0], 'Parkway': [16.2, 721.0], 'Grant': [16.5, 26.0], 'Martin': [17.8, 96.0]} | 3027 | 962 | 32% | 2065 | 0.68 | [5 empty] | 4 | 0 | 0 | 0 |  | 2012 | 0.66 | 0 | 0 | 32 | 0.01 | 2995 | 1299 | 0.43 | 1728 | 1969 | 0.65 | 1058 | 1969 | 0.65 | 1058 | 609 | 0.2 | 2418 | 39 | 1% | 2988
377 | San Marcos | SDGE Imperial | {'Shadowridge': [2.5, 8.0], 'Palomar Airport': [5.2, 8.0], 'Melrose': [6.3, 3.0], 'Cannon': [7.8, 8.0], 'Ocean Ranch': [8.0, 3.0], 'Encina': [8.0, 8.0], 'Artesian': [8.3, 4.0], 'San Luis Rey': [9.8, 3.0], 'North City Metering': [11.9, 5.0], 'Penasquitos': [14.6, 3.0]} | 41 | 4 | 10% | 37 | 0.9 | [5 empty] | 0 | 0 | 0 | 0 |  | 0 | 0 | 0 | 0 | 0 | 0 | 41 | 29 | 0.7 | 12 | 35 | 0.84 | 7 | 35 | 0.84 | 7 | 0 | 0 | 41 | 2 | 5% | 39
378 | Fink | PGE Fresno | {} | 605 | 0 | 0% | 605 | 1 | [5 empty] | 0 | 0 | 0 | 0 |  | 317 | 0.52 | 288 | 0.48 | 574 | 0.95 | 30 | 133 | 0.22 | 472 | 339 | 0.56 | 266 | 590 | 0.98 | 15 | 605 | 1 | 0 | 0 | 0% | 605
379 | La Cienega | SCE Metro | {'Windsor': [1.1, 4.0], 'El Segundo': [6.9, 4.0], 'Chevmain': [7.0, 4.0], 'El Nido': [7.3, 3.0]} | 78 | 4 | 5% | 74 | 0.95 | [5 empty] | 0 | 0 | 0 | 0 |  | 0 | 0 | 0 | 0 | 0 | 0 | 78 | 74 | 0.94 | 5 | 74 | 0.94 | 5 | 74 | 0.94 | 5 | 0 | 0 | 78 | 0 | 0% | 78
380 | Pittsburg | PGE GBA | {'Kirker': [1.2, 1026.0], 'GWF 2': [2.4, 1359.0], 'Collinsville': [4.5, 1354.0], 'Contra Costa': [6.7, 1237.0], 'Birds Landing': [7.1, 1350.0], 'Contra Costa PP': [7.4, 1237.0], 'Clayton': [7.5, 10.0], 'Shiloh III': [9.6, 1337.0], 'Lone Tree': [9.7, 217.0], 'Meadow Lane': [9.8, 10.0], 'Martinez': [12.0, 10.0], 'Alhambra': [13.0, 9.0], 'Lambie': [13.0, 1140.0], 'Lambie Energy': [13.0, 1140.0], 'Bahia': [13.4, 10.0], 'Brentwood': [14.4, 13.0]} | 16553 | 1345 | 8% | 15207 | 0.92 | [5 empty] | 1929 | 0.12 | 3 | 0 |  | 5266 | 0.32 | 0 | 0 | 8509 | 0.51 | 8043 | 11601 | 0.7 | 4951 | 6848 | 0.41 | 9705 | 13250 | 0.8 | 3303 | 1565 | 0.09 | 14987 | 9278 | 56% | 7274
381 | Morro Bay | PGE Kern | {'Diablo Canyon': [11.0, 13.0], 'Templeton': [16.0, 35.0]} | 4631 | 57 | 1% | 4575 | 0.99 | [5 empty] | 6 | 0 | 0 | 0 |  | 3967 | 0.86 | 243 | 0.05 | 3289 | 0.71 | 1343 | 950 | 0.21 | 3681 | 1901 | 0.41 | 2730 | 4023 | 0.87 | 608 | 3022 | 0.65 | 1610 | 112 | 2% | 4519
382 | Contra Costa | PGE GBA | {'Contra Costa PP': [1.6, 1948.0], 'Lone Tree': [3.9, 352.0], 'GWF 2': [4.4, 1400.0], 'Collinsville': [6.3, 1715.0], 'Pittsburg': [6.7, 1237.0], 'Kirker': [6.8, 904.0], 'Brentwood': [8.0, 139.0], 'Birds Landing': [9.1, 1745.0], 'Clayton': [10.8, 1.0], 'Shiloh III': [12.3, 1450.0], 'Tassajara': [15.5, 75.0], 'Lambie': [16.1, 1120.0], 'Lambie Energy': [16.1, 1120.0], 'Grand Island': [19.2, 151.0]} | 19140 | 1925 | 10% | 17215 | 0.9 | [5 empty] | 3595 | 0.19 | 804 | 0.04 |  | 6890 | 0.36 | 0 | 0 | 7066 | 0.37 | 12073 | 15415 | 0.81 | 3725 | 13319 | 0.7 | 5820 | 15605 | 0.82 | 3535 | 2734 | 0.14 | 16406 | 6117 | 32% | 13022
383 | New Sub - Gates - Templeton (Proposed) | PGE Kern | {} | 128 | 0 | 0% | 128 | 1 | [5 empty] | 0 | 0 | 0 | 0 |  | 128 | 1 | 0 | 0 | 128 | 1 | 0 | 0 | 0 | 128 | 0 | 0 | 128 | 128 | 1 | 0 | 128 | 1 | 0 | 0 | 0% | 128
384 | Hinson | SCE Metro | {'Arcogen': [1.2, 397.0], 'Harborgen': [2.8, 398.0], 'Long Beach': [3.7, 398.0], 'Lighthipe': [5.0, 309.0], 'La Fresa': [7.2, 55.0], 'Del Amo': [7.4, 330.0], 'Alamitos': [8.0, 373.0], 'Redondo': [9.7, 1.0], 'Barre': [13.8, 2.0], 'Huntington Beach': [18.5, 2.0], 'Ellis': [18.5, 2.0]} | 824 | 370 | 45% | 454 | 0.55 | [5 empty] | 0 | 0 | 0 | 0 |  | 0 | 0 | 0 | 0 | 0 | 0 | 824 | 70 | 0.08 | 754 | 424 | 0.51 | 400 | 424 | 0.51 | 400 | 0 | 0 | 824 | 3 | 0% | 821
385 | Chicarita | SDGE Imperial | {} | 8 | 0 | 0% | 8 | 1 | [5 empty] | 0 | 0 | 0 | 0 |  | 0 | 0 | 0 | 0 | 0 | 0 | 8 | 7 | 0.95 | 0 | 7 | 0.95 | 0 | 7 | 0.95 | 0 | 0 | 0 | 8 | 0 | 0% | 8
386 | Mendocino | PGE NGBA | {} | 58 | 0 | 0% | 58 | 1 | [5 empty] | 0 | 0 | 0 | 0 |  | 58 | 1 | 0 | 0 | 0 | 0 | 58 | 28 | 0.48 | 30 | 53 | 0.91 | 5 | 53 | 0.91 | 5 | 58 | 1 | 0 | 0 | 0% | 58
387 | Delevan | PGE NGBA | {} | 260 | 0 | 0% | 260 | 1 | [5 empty] | 0 | 0 | 0 | 0 |  | 33 | 0.13 | 227 | 0.87 | 5 | 0.02 | 255 | 28 | 0.11 | 232 | 56 | 0.21 | 204 | 61 | 0.23 | 199 | 260 | 1 | 0 | 0 | 0% | 260
388 | Pastoria | SCE Northern | {} | 15846 | 0 | 0% | 15846 | 1 | [5 empty] | 0 | 0 | 0 | 0 |  | 11978 | 0.76 | 3434 | 0.22 | 13086 | 0.83 | 2760 | 10530 | 0.66 | 5317 | 12926 | 0.82 | 2920 | 15846 | 1 | 0 | 10671 | 0.67 | 5175 | 411 | 3% | 15435
389 | Tortilla | SCE NOL | {} | 13767 | 51 | 0% | 13716 | 1 | [5 empty] | 0 | 0 | 0 | 0 |  | 0 | 0 | 0 | 0 | 11648 | 0.85 | 2118 | 6268 | 0.46 | 7498 | 3616 | 0.26 | 10150 | 12271 | 0.89 | 1495 | 8960 | 0.65 | 4807 | 207 | 2% | 13560
390 | Cooley Landing | PGE GBA | {'Ravenswood': [1.5, 23.0], 'Menlo': [5.0, 17.0], 'Whisman': [5.8, 1.0], 'Dumbarton': [6.9, 19.0], 'Jefferson': [8.7, 17.0], 'Eastshore': [10.6, 16.0], 'Mt Eden': [11.1, 8.0], 'Mt. Eden': [11.1, 8.0], 'Grant': [13.9, 6.0], 'Burlingame': [15.2, 7.0], 'Castro Valley': [15.6, 6.0], 'San Leandro U': [16.5, 6.0], 'Millbrae': [17.1, 4.0], 'Edes': [18.8, 4.0]} | 103 | 19 | 19% | 83 | 0.81 | [5 empty] | 0 | 0 | 0 | 0 |  | 0 | 0 | 0 | 0 | 0 | 0 | 103 | 3 | 0.03 | 99 | 26 | 0.25 | 77 | 26 | 0.25 | 77 | 0 | 0 | 103 | 71 | 69% | 32
391 | Cielo Azul | SCE Arizona | {} | 0 | 0 | 0% | 0 | 0 | [5 empty] | 0 | 0 | 0 | 0 |  | 0 | 0 | 0 | 0 | 0 | 0 | 0 | 0 | 0 | 0 | 0 | 0 | 0 | 0 | 0 | 0 | 0 | 0 | 0 | 0 | 0% | 0
392 | Sycamore | PGE Kern | {} | 0 | 0 | 0% | 0 | 0 | [5 empty] | 0 | 0 | 0 | 0 |  | 0 | 0 | 0 | 0 | 0 | 0 | 0 | 0 | 0 | 0 | 0 | 0 | 0 | 0 | 0 | 0 | 0 | 0 | 0 | 0 | 0% | 0
393 | Valley Switch | SCE EOP | {'Valley (VEA)': [4.9, 1.0], 'Lathrop': [9.4, 5.0], 'Jackass (DOE)': [17.7, 5.0]} | 2888 | 6 | 0% | 2883 | 1 | [5 empty] | 0 | 0 | 0 | 0 |  | 0 | 0 | 0 | 0 | 0 | 0 | 2888 | 0 | 0 | 2888 | 0 | 0 | 2888 | 0 | 0 | 2888 | 2867 | 0.99 | 21 | 12 | 0% | 2877
394 | Hartley | PGE NGBA | {} | 30 | 0 | 0% | 30 | 1 | [5 empty] | 0 | 0 | 0 | 0 |  | 4 | 0.15 | 25 | 0.85 | 25 | 0.85 | 4 | 0 | 0 | 30 | 0 | 0 | 30 | 25 | 0.85 | 4 | 4 | 0.14 | 25 | 0 | 0% | 30
395 | Copus | PGE Kern | {} | 0 | 0 | 0% | 0 | 0 | [5 empty] | 0 | 0 | 0 | 0 |  | 0 | 0 | 0 | 0 | 0 | 0 | 0 | 0 | 0 | 0 | 0 | 0 | 0 | 0 | 0 | 0 | 0 | 0 | 0 | 0 | 0% | 0
396 | Bay Boulevard | SDGE Imperial | {'Imperial Beach': [1.7, 64.0], 'Otay': [2.3, 38.0], 'Telegraph Canyon': [5.0, 37.0], 'San Ysidro': [5.1, 32.0], 'Silvergate': [6.6, 127.0], 'Salt Creek': [8.1, 24.0], 'Miguel': [8.1, 28.0], 'Vine': [10.3, 124.0], 'Spring Valley': [10.5, 1.0], 'Otay Mesa': [10.9, 2.0], 'Point Loma': [12.2, 124.0], 'Old Town': [12.3, 124.0], 'Mission': [12.4, 123.0], 'Murray': [13.3, 2.0], 'Elliot': [14.4, 80.0], 'Elliott': [14.4, 81.0], 'Kearny': [15.7, 83.0], 'Mesa Heights': [15.8, 83.0]} | 578 | 119 | 21% | 459 | 0.79 | [5 empty] | 0 | 0 | 0 | 0 |  | 0 | 0 | 0 | 0 | 42 | 0.07 | 536 | 207 | 0.36 | 371 | 411 | 0.71 | 167 | 416 | 0.72 | 162 | 0 | 0 | 578 | 47 | 8% | 531
397 | Mission | SDGE Imperial | {'Kearny': [3.4, 155.0], 'Mesa Heights': [3.4, 156.0], 'Old Town': [3.4, 211.0], 'Elliot': [3.6, 121.0], 'Elliott': [3.6, 122.0], 'Vine': [4.0, 211.0], 'Silvergate': [6.2, 188.0], 'Point Loma': [6.3, 211.0], 'Murray': [6.6, 2.0], 'Spring Valley': [8.4, 1.0], 'Penasquitos': [10.5, 23.0], 'Miguel': [11.5, 26.0], 'Salt Creek': [11.6, 23.0], 'Telegraph Canyon': [12.3, 32.0], 'Bay Boulevard': [12.4, 123.0], 'North City Metering': [13.0, 23.0], 'Otay': [13.9, 33.0], 'Imperial Beach': [14.1, 58.0], 'San Ysidro': [16.7, 27.0]} | 486 | 195 | 40% | 290 | 0.6 | [5 empty] | 0 | 0 | 0 | 0 |  | 0 | 0 | 0 | 0 | 14 | 0.03 | 471 | 72 | 0.15 | 413 | 237 | 0.49 | 248 | 243 | 0.5 | 243 | 0 | 0 | 486 | 24 | 5% | 461
398 | Eight Mile | PGE GBA | {'Lodi': [2.1, 167.0]} | 353 | 164 | 46% | 189 | 0.54 | [5 empty] | 0 | 0 | 4 | 0.01 |  | 0 | 0 | 0 | 0 | 18 | 0.05 | 335 | 0 | 0 | 353 | 0 | 0 | 353 | 18 | 0.05 | 335 | 0 | 0 | 353 | 17 | 5% | 336
399 | Valley Center | SDGE Imperial | {} | 0 | 0 | 0% | 0 | 0 | [5 empty] | 0 | 0 | 0 | 0 |  | 0 | 0 | 0 | 0 | 0 | 0 | 0 | 0 | 0 | 0 | 0 | 0 | 0 | 0 | 0 | 0 | 0 | 0 | 0 | 0 | 0% | 0
400 | Wilson | PGE Fresno | {} | 0 | 0 | 0% | 0 | 0 | [5 empty] | 0 | 0 | 0 | 0 |  | 0 | 0 | 0 | 0 | 0 | 0 | 0 | 0 | 0 | 0 | 0 | 0 | 0 | 0 | 0 | 0 | 0 | 0 | 0 | 0 | 0% | 0
401 | Donnells-Curtis | PGE GBA | {} | 1911 | 125 | 7% | 1786 | 0.93 | [5 empty] | 0 | 0 | 0 | 0 |  | 958 | 0.5 | 0 | 0 | 0 | 0 | 1911 | 0 | 0 | 1911 | 460 | 0.24 | 1452 | 460 | 0.24 | 1452 | 1526 | 0.8 | 385 | 217 | 11% | 1695
402 | Lee Lake (Proposed) | SCE Eastern | {} | 0 | 0 | 0% | 0 | 0 | [5 empty] | 0 | 0 | 0 | 0 |  | 0 | 0 | 0 | 0 | 0 | 0 | 0 | 0 | 0 | 0 | 0 | 0 | 0 | 0 | 0 | 0 | 0 | 0 | 0 | 0 | 0% | 0
403 | Orosi | PGE Fresno | {} | 0 | 0 | 0% | 0 | 0 | [5 empty] | 0 | 0 | 0 | 0 |  | 0 | 0 | 0 | 0 | 0 | 0 | 0 | 0 | 0 | 0 | 0 | 0 | 0 | 0 | 0 | 0 | 0 | 0 | 0 | 0 | 0% | 0
404 | Ukiah | PGE NGBA | {} | 192 | 0 | 0% | 192 | 1 | [5 empty] | 0 | 0 | 0 | 0 |  | 137 | 0.72 | 55 | 0.28 | 16 | 0.08 | 176 | 76 | 0.4 | 115 | 114 | 0.59 | 78 | 130 | 0.68 | 62 | 192 | 1 | 0 | 0 | 0% | 192
405 | New Sub - Gates - Midway (Proposed) | PGE Kern | {} | 0 | 0 | 0% | 0 | 0 | [5 empty] | 0 | 0 | 0 | 0 |  | 0 | 0 | 0 | 0 | 0 | 0 | 0 | 0 | 0 | 0 | 0 | 0 | 0 | 0 | 0 | 0 | 0 | 0 | 0 | 0 | 0% | 0
406 | Humboldt | PGE NGBA | {'Harris': [1.0, 140.0], 'Humboldt Bay': [5.9, 139.0], 'Arcata': [6.0, 110.0]} | 375 | 129 | 34% | 246 | 0.66 | [5 empty] | 0 | 0 | 0 | 0 |  | 0 | 0 | 0 | 0 | 117 | 0.31 | 259 | 96 | 0.25 | 280 | 130 | 0.35 | 245 | 176 | 0.47 | 199 | 0 | 0 | 375 | 134 | 36% | 241
407 | Chowchilla | PGE Fresno | {} | 0 | 0 | 0% | 0 | 0 | [5 empty] | 0 | 0 | 0 | 0 |  | 0 | 0 | 0 | 0 | 0 | 0 | 0 | 0 | 0 | 0 | 0 | 0 | 0 | 0 | 0 | 0 | 0 | 0 | 0 | 0 | 0% | 0
408 | Mesa (SCE) | SCE Metro | {} | 0 | 0 | 0% | 0 | 0 | [5 empty] | 0 | 0 | 0 | 0 |  | 0 | 0 | 0 | 0 | 0 | 0 | 0 | 0 | 0 | 0 | 0 | 0 | 0 | 0 | 0 | 0 | 0 | 0 | 0 | 0 | 0% | 0
409 | Colorado River | SCE Eastern | {'Blythe': [12.5, 4198.0]} | 55855 | 7786 | 14% | 48069 | 0.86 | [5 empty] | 12 | 0 | 4 | 0 |  | 0 | 0 | 0 | 0 | 30875 | 0.55 | 24980 | 28964 | 0.52 | 26891 | 27148 | 0.49 | 28707 | 38847 | 0.7 | 17008 | 38927 | 0.7 | 16929 | 137 | 0% | 55718
410 | Placerville | PGE NGBA | {} | 0 | 0 | 0% | 0 | 0 | [5 empty] | 0 | 0 | 0 | 0 |  | 0 | 0 | 0 | 0 | 0 | 0 | 0 | 0 | 0 | 0 | 0 | 0 | 0 | 0 | 0 | 0 | 0 | 0 | 0 | 0 | 0% | 0
411 | Inyokern | SCE NOL | {} | 9893 | 2442 | 25% | 7452 | 0.75 | [5 empty] | 0 | 0 | 0 | 0 |  | 0 | 0 | 0 | 0 | 5782 | 0.58 | 4111 | 2438 | 0.25 | 7455 | 1008 | 0.1 | 8885 | 6249 | 0.63 | 3644 | 4519 | 0.46 | 5374 | 0 | 0% | 9893
412 | Mandalay | SCE Northern | {'Ormond Beach': [7.1, 84.0], 'Santa Clara': [7.5, 11.0]} | 175 | 78 | 45% | 97 | 0.55 | [5 empty] | 0 | 0 | 0 | 0 |  | 0 | 0 | 0 | 0 | 10 | 0.05 | 166 | 32 | 0.18 | 144 | 87 | 0.5 | 88 | 87 | 0.5 | 88 | 0 | 0 | 175 | 8 | 5% | 167
413 | Creelman | SDGE Imperial | {} | 0 | 0 | 0% | 0 | 0 | [5 empty] | 0 | 0 | 0 | 0 |  | 0 | 0 | 0 | 0 | 0 | 0 | 0 | 0 | 0 | 0 | 0 | 0 | 0 | 0 | 0 | 0 | 0 | 0 | 0 | 0 | 0% | 0
414 | Harborgen | SCE Metro | {'Long Beach': [0.9, 400.0], 'Arcogen': [2.8, 397.0], 'Hinson': [2.8, 398.0], 'Alamitos': [7.4, 373.0], 'Lighthipe': [7.7, 309.0], 'La Fresa': [8.7, 57.0], 'Del Amo': [8.9, 330.0], 'Redondo': [10.4, 3.0], 'Barre': [14.2, 2.0], 'Huntington Beach': [17.0, 2.0], 'Ellis': [17.5, 2.0]} | 853 | 372 | 44% | 481 | 0.56 | [5 empty] | 0 | 0 | 0 | 0 |  | 0 | 0 | 0 | 0 | 0 | 0 | 853 | 91 | 0.11 | 762 | 444 | 0.52 | 408 | 444 | 0.52 | 408 | 0 | 0 | 853 | 5 | 1% | 848
415 | Capistrano | SDGE Imperial | {'Q1806': [1.6, 45.0], 'Margarita': [3.4, 39.0], 'Trabuco': [3.5, 43.0], 'Rancho Mission Viejo': [3.9, 40.0], 'North of SONGS': [6.8, 39.0], 'Talega': [6.8, 39.0], 'San Onofre': [11.8, 14.0], 'Santiago': [12.1, 7.0]} | 93 | 40 | 44% | 52 | 0.56 | [5 empty] | 0 | 0 | 0 | 0 |  | 0 | 0 | 0 | 0 | 0 | 0 | 93 | 27 | 0.29 | 66 | 46 | 0.5 | 46 | 46 | 0.5 | 46 | 0 | 0 | 93 | 0 | 0% | 93
416 | Red Bluff | PGE NGBA | {} | 382 | 106 | 28% | 276 | 0.72 | [5 empty] | 0 | 0 | 0 | 0 |  | 382 | 1 | 0 | 0 | 177 | 0.46 | 205 | 0 | 0 | 382 | 0 | 0 | 382 | 177 | 0.46 | 205 | 68 | 0.18 | 314 | 60 | 16% | 323
417 | Scripps | SDGE Imperial | {} | 2 | 0 | 0% | 2 | 1 | [5 empty] | 0 | 0 | 0 | 0 |  | 0 | 0 | 0 | 0 | 0 | 0 | 2 | 1 | 0.65 | 1 | 2 | 0.97 | 0 | 2 | 0.97 | 0 | 0 | 0 | 2 | 0 | 0% | 2
418 | Johanna | SCE Metro | {'Ellis': [5.5, 18.0], 'Santiago': [5.9, 18.0], 'Huntington Beach': [8.6, 18.0]} | 247 | 15 | 6% | 232 | 0.94 | [5 empty] | 0 | 0 | 0 | 0 |  | 0 | 0 | 0 | 0 | 9 | 0.04 | 238 | 55 | 0.22 | 193 | 213 | 0.86 | 34 | 222 | 0.9 | 25 | 0 | 0 | 247 | 26 | 11% | 221
419 | Cottle | PGE GBA | {} | 0 | 0 | 0% | 0 | 0 | [5 empty] | 0 | 0 | 0 | 0 |  | 0 | 0 | 0 | 0 | 0 | 0 | 0 | 0 | 0 | 0 | 0 | 0 | 0 | 0 | 0 | 0 | 0 | 0 | 0 | 0 | 0% | 0
420 | Kingsburg | PGE Fresno | {} | 0 | 0 | 0% | 0 | 0 | [5 empty] | 0 | 0 | 0 | 0 |  | 0 | 0 | 0 | 0 | 0 | 0 | 0 | 0 | 0 | 0 | 0 | 0 | 0 | 0 | 0 | 0 | 0 | 0 | 0 | 0 | 0% | 0
421 | Panoche | PGE Fresno | {} | 0 | 0 | 0% | 0 | 0 | [5 empty] | 0 | 0 | 0 | 0 |  | 0 | 0 | 0 | 0 | 0 | 0 | 0 | 0 | 0 | 0 | 0 | 0 | 0 | 0 | 0 | 0 | 0 | 0 | 0 | 0 | 0% | 0
422 | Fulton | PGE NGBA | {} | 0 | 0 | 0% | 0 | 0 | [5 empty] | 0 | 0 | 0 | 0 |  | 0 | 0 | 0 | 0 | 0 | 0 | 0 | 0 | 0 | 0 | 0 | 0 | 0 | 0 | 0 | 0 | 0 | 0 | 0 | 0 | 0% | 0
423 | Ripon | PGE GBA | {} | 0 | 0 | 0% | 0 | 0 | [5 empty] | 0 | 0 | 0 | 0 |  | 0 | 0 | 0 | 0 | 0 | 0 | 0 | 0 | 0 | 0 | 0 | 0 | 0 | 0 | 0 | 0 | 0 | 0 | 0 | 0 | 0% | 0
424 | Shafter | PGE Kern | {} | 0 | 0 | 0% | 0 | 0 | [5 empty] | 0 | 0 | 0 | 0 |  | 0 | 0 | 0 | 0 | 0 | 0 | 0 | 0 | 0 | 0 | 0 | 0 | 0 | 0 | 0 | 0 | 0 | 0 | 0 | 0 | 0% | 0
425 | San Luis Rey | SDGE Imperial | {'Ocean Ranch': [2.3, 29.0], 'Melrose': [4.7, 29.0], 'Cannon': [5.1, 29.0], 'Encina': [5.2, 29.0], 'Palomar Airport': [6.7, 24.0], 'Pendleton': [6.8, 27.0], 'Shadowridge': [7.3, 17.0], 'San Marcos': [9.8, 3.0], 'North City Metering': [18.7, 0.0]} | 186 | 28 | 15% | 159 | 0.85 | [5 empty] | 0 | 0 | 0 | 0 |  | 0 | 0 | 0 | 0 | 34 | 0.18 | 153 | 149 | 0.8 | 37 | 149 | 0.8 | 37 | 149 | 0.8 | 37 | 0 | 0 | 186 | 31 | 16% | 156
426 | Woodward | PGE Fresno | {} | 0 | 0 | 0% | 0 | 0 | [5 empty] | 0 | 0 | 0 | 0 |  | 0 | 0 | 0 | 0 | 0 | 0 | 0 | 0 | 0 | 0 | 0 | 0 | 0 | 0 | 0 | 0 | 0 | 0 | 0 | 0 | 0% | 0
427 | Helm | PGE Fresno | {} | 0 | 0 | 0% | 0 | 0 | [5 empty] | 0 | 0 | 0 | 0 |  | 0 | 0 | 0 | 0 | 0 | 0 | 0 | 0 | 0 | 0 | 0 | 0 | 0 | 0 | 0 | 0 | 0 | 0 | 0 | 0 | 0% | 0
428 | FMC | PGE GBA | {} | 1 | 0 | 0% | 1 | 1 | [5 empty] | 0 | 0 | 0 | 0 |  | 0 | 0 | 0 | 0 | 0 | 0 | 1 | 0 | 0 | 1 | 0 | 0 | 1 | 0 | 0 | 1 | 0 | 0 | 1 | 1 | 100% | 0
429 | Mohave | SCE EOP | {} | 7543 | 4533 | 60% | 3009 | 0.4 | [5 empty] | 0 | 0 | 0 | 0 |  | 0 | 0 | 0 | 0 | 0 | 0 | 7543 | 0 | 0 | 7543 | 0 | 0 | 7543 | 0 | 0 | 7543 | 0 | 0 | 7543 | 0 | 0% | 7543
430 | Wakefield | SCE Northern | {} | 4 | 0 | 0% | 4 | 1 | [5 empty] | 0 | 0 | 0 | 0 |  | 4 | 1 | 0 | 0 | 4 | 1 | 0 | 0 | 0 | 4 | 0 | 0 | 4 | 4 | 1 | 0 | 4 | 1 | 0 | 0 | 0% | 4
431 | Kern PP | PGE Kern | {} | 0 | 0 | 0% | 0 | 0 | [5 empty] | 0 | 0 | 0 | 0 |  | 0 | 0 | 0 | 0 | 0 | 0 | 0 | 0 | 0 | 0 | 0 | 0 | 0 | 0 | 0 | 0 | 0 | 0 | 0 | 0 | 0% | 0
432 | Diablo Canyon | PGE Kern | {'Morro Bay': [11.0, 13.0], 'San Luis Obispo': [12.3, 82.0], 'Oceano': [16.9, 11.0], 'Callender': [18.8, 1.0]} | 2311 | 261 | 11% | 2050 | 0.89 | [5 empty] | 1 | 0 | 0 | 0 |  | 1446 | 0.63 | 0 | 0 | 0 | 0 | 2311 | 51 | 0.02 | 2260 | 1371 | 0.59 | 939 | 1371 | 0.59 | 939 | 1348 | 0.58 | 962 | 55 | 2% | 2255
433 | Reedley | PGE Fresno | {} | 0 | 0 | 0% | 0 | 0 | [5 empty] | 0 | 0 | 0 | 0 |  | 0 | 0 | 0 | 0 | 0 | 0 | 0 | 0 | 0 | 0 | 0 | 0 | 0 | 0 | 0 | 0 | 0 | 0 | 0 | 0 | 0% | 0
434 | Oakland J | PGE GBA | {'Edes': [2.0, 303.0], 'Oakland X': [3.1, 366.0], 'Oakland C': [4.4, 366.0], 'Oakland L': [4.5, 365.0], 'San Leandro U': [5.1, 149.0], 'Moraga': [6.6, 215.0], 'Grant': [7.0, 122.0], 'SAN FRAN A (POTRERO PP)': [9.3, 320.0], 'Potrero': [9.3, 320.0], 'Castro Valley': [9.7, 58.0], 'Sobrante': [9.9, 156.0], 'Mt Eden': [11.0, 64.0], 'Mt. Eden': [11.0, 64.0], 'Eastshore': [11.0, 66.0], 'Martin': [11.4, 251.0], 'El Cerrito G': [11.7, 219.0], 'Richmond R': [14.1, 162.0], 'Burlingame': [14.5, 17.0], 'Millbrae': [14.6, 27.0], 'Standard Oil': [16.3, 41.0], 'Standard Oil 2': [16.3, 41.0], 'San Pablo': [16.8, 40.0]} | 593 | 352 | 59% | 241 | 0.41 | [5 empty] | 0 | 0 | 0 | 0 |  | 1 | 0 | 0 | 0 | 0 | 0 | 593 | 79 | 0.13 | 514 | 154 | 0.26 | 439 | 154 | 0.26 | 439 | 0 | 0 | 593 | 50 | 8% | 544
435 | Sandy | SCE EOP | {} | 0 | 0 | 0% | 0 | 0 | [5 empty] | 0 | 0 | 0 | 0 |  | 0 | 0 | 0 | 0 | 0 | 0 | 0 | 0 | 0 | 0 | 0 | 0 | 0 | 0 | 0 | 0 | 0 | 0 | 0 | 0 | 0% | 0
436 | Cayetano | PGE GBA | {'Las Positas': [3.3, 21.0], 'Los Positas': [3.4, 21.0], 'Vasco': [3.5, 21.0], 'North Dublin': [4.7, 21.0], 'Altamont': [5.1, 21.0], 'Altamont Midway (Sandhill)': [5.2, 21.0], 'Vineyard': [6.6, 21.0], 'Windmaster': [8.2, 21.0], 'Tassajara': [8.6, 21.0], 'San Ramon': [8.9, 21.0]} | 8872 | 21 | 0% | 8851 | 1 | [5 empty] | 0 | 0 | 0 | 0 |  | 8769 | 0.99 | 102 | 0.01 | 8440 | 0.95 | 432 | 5626 | 0.63 | 3246 | 8272 | 0.93 | 600 | 8849 | 1 | 23 | 2681 | 0.3 | 6191 | 305 | 3% | 8567
437 | Pit 1 | PGE NGBA | {} | 81 | 0 | 0% | 81 | 1 | [5 empty] | 0 | 0 | 0 | 0 |  | 0 | 0 | 0 | 0 | 21 | 0.25 | 61 | 21 | 0.25 | 61 | 21 | 0.25 | 61 | 21 | 0.25 | 61 | 81 | 1 | 0 | 0 | 0% | 81
438 | Metcalf | PGE GBA | {} | 223 | 0 | 0% | 223 | 1 | [5 empty] | 0 | 0 | 0 | 0 |  | 176 | 0.79 | 47 | 0.21 | 208 | 0.93 | 15 | 28 | 0.12 | 195 | 28 | 0.12 | 195 | 223 | 1 | 0 | 164 | 0.74 | 59 | 1 | 1% | 222
439 | Delaney | SCE Arizona | {} | 0 | 0 | 0% | 0 | 0 | [5 empty] | 0 | 0 | 0 | 0 |  | 0 | 0 | 0 | 0 | 0 | 0 | 0 | 0 | 0 | 0 | 0 | 0 | 0 | 0 | 0 | 0 | 0 | 0 | 0 | 0 | 0% | 0
440 | Oakland L | PGE GBA | {'Oakland C': [1.0, 465.0], 'Oakland X': [2.2, 392.0], 'Oakland J': [4.5, 365.0], 'Moraga': [6.5, 235.0], 'Edes': [6.5, 303.0], 'SAN FRAN A (POTRERO PP)': [7.3, 353.0], 'Potrero': [7.3, 354.0], 'Sobrante': [7.5, 246.0], 'El Cerrito G': [7.6, 329.0], 'San Leandro U': [9.6, 149.0], 'Richmond R': [9.7, 273.0], 'Martin': [10.6, 272.0], 'Grant': [11.4, 122.0], 'Standard Oil': [11.8, 152.0], 'Standard Oil 2': [11.8, 152.0], 'San Pablo': [12.7, 130.0], 'Christie': [13.8, 20.0], 'Castro Valley': [14.1, 57.0], 'Eastshore': [15.4, 66.0], 'Mt Eden': [15.5, 64.0], 'Mt. Eden': [15.5, 64.0], 'Millbrae': [15.7, 27.0], 'Burlingame': [16.1, 17.0]} | 750 | 460 | 61% | 290 | 0.39 | [5 empty] | 0 | 0 | 0 | 0 |  | 0 | 0 | 0 | 0 | 32 | 0.04 | 717 | 119 | 0.16 | 630 | 199 | 0.27 | 550 | 199 | 0.27 | 550 | 0 | 0 | 750 | 45 | 6% | 704
441 | Lemoore | PGE Fresno | {} | 0 | 0 | 0% | 0 | 0 | [5 empty] | 0 | 0 | 0 | 0 |  | 0 | 0 | 0 | 0 | 0 | 0 | 0 | 0 | 0 | 0 | 0 | 0 | 0 | 0 | 0 | 0 | 0 | 0 | 0 | 0 | 0% | 0
442 | Tesla | PGE GBA | {} | 28018 | 0 | 0% | 28018 | 1 | [5 empty] | 793 | 0.03 | 1026 | 0.04 |  | 24456 | 0.87 | 972 | 0.03 | 25263 | 0.9 | 2756 | 24575 | 0.88 | 3444 | 27009 | 0.96 | 1009 | 28018 | 1 | 0 | 11707 | 0.42 | 16312 | 838 | 3% | 27180
443 | Camanche | PGE GBA | {} | 0 | 0 | 0% | 0 | 0 | [5 empty] | 0 | 0 | 0 | 0 |  | 0 | 0 | 0 | 0 | 0 | 0 | 0 | 0 | 0 | 0 | 0 | 0 | 0 | 0 | 0 | 0 | 0 | 0 | 0 | 0 | 0% | 0
444 | Solar | PGE Kern | {'Carrizo Plains': [1.1, 135.0], 'Caliente': [8.0, 135.0], 'Kernridge': [18.4, 36.0]} | 1604 | 135 | 8% | 1470 | 0.92 | [5 empty] | 0 | 0 | 0 | 0 |  | 1006 | 0.63 | 0 | 0 | 1329 | 0.83 | 276 | 0 | 0 | 1604 | 277 | 0.17 | 1327 | 1329 | 0.83 | 276 | 921 | 0.57 | 684 | 0 | 0% | 1604
445 | Mesa Heights | SDGE Imperial | {'Kearny': [1.5, 155.0], 'Mission': [3.4, 156.0], 'Elliot': [4.1, 121.0], 'Elliott': [4.1, 122.0], 'Old Town': [4.9, 156.0], 'Vine': [6.4, 156.0], 'Penasquitos': [7.1, 23.0], 'Point Loma': [7.5, 156.0], 'Murray': [8.2, 2.0], 'Silvergate': [9.4, 133.0], 'North City Metering': [9.7, 23.0], 'Spring Valley': [10.9, 1.0], 'Bay Boulevard': [15.8, 83.0], 'Otay': [17.2, 1.0], 'Imperial Beach': [17.4, 23.0]} | 304 | 149 | 49% | 154 | 0.51 | [5 empty] | 0 | 0 | 0 | 0 |  | 0 | 0 | 0 | 0 | 0 | 0 | 304 | 39 | 0.13 | 265 | 141 | 0.46 | 163 | 141 | 0.46 | 163 | 0 | 0 | 304 | 1 | 0% | 303
446 | Cove Road | PGE NGBA | {'Round Mt.': [4.9, 537.0], 'New Sub - Pit 1 - Cottonwood (Proposed)': [6.8, 559.0], 'Pit 4': [8.7, 194.0], 'Carberry': [9.2, 559.0], 'Burney Forest': [11.1, 559.0], 'Burney Forest Power': [11.1, 559.0], 'Pit 3': [12.6, 22.0]} | 4803 | 557 | 12% | 4246 | 0.88 | [5 empty] | 0 | 0 | 0 | 0 |  | 4452 | 0.93 | 200 | 0.04 | 2888 | 0.6 | 1915 | 801 | 0.17 | 4001 | 885 | 0.18 | 3918 | 3704 | 0.77 | 1099 | 2042 | 0.43 | 2761 | 67 | 1% | 4735
447 | Gold Hill | PGE NGBA | {} | 0 | 0 | 0% | 0 | 0 | [5 empty] | 0 | 0 | 0 | 0 |  | 0 | 0 | 0 | 0 | 0 | 0 | 0 | 0 | 0 | 0 | 0 | 0 | 0 | 0 | 0 | 0 | 0 | 0 | 0 | 0 | 0% | 0
448 | Control | SCE NOL | {'Inyo': [2.2, 157.0]} | 2564 | 157 | 6% | 2407 | 0.94 | [5 empty] | 0 | 0 | 0 | 0 |  | 0 | 0 | 0 | 0 | 0 | 0 | 2564 | 0 | 0 | 2564 | 949 | 0.37 | 1615 | 949 | 0.37 | 1615 | 2317 | 0.9 | 247 | 523 | 20% | 2041
449 | Lambie | PGE NGBA | {'Lambie': [0.0, 7266.0], 'Shiloh III': [3.8, 6178.0], 'Birds Landing': [7.0, 6178.0], 'Peabody': [7.1, 2254.0], 'Collinsville': [9.9, 5042.0], 'Vaca-Dixon & Gc Yard': [12.8, 1089.0], 'Pittsburg': [13.0, 1140.0], 'Kirker': [14.1, 822.0], 'GWF 2': [14.3, 1166.0], 'Grand Island': [14.9, 794.0], 'Contra Costa PP': [15.4, 1123.0], 'Contra Costa': [16.1, 1120.0], 'Lone Tree': [20.0, 8.0]} | 46528 | 7266 | 16% | 39262 | 0.84 | [5 empty] | 13750 | 0.3 | 7716 | 0.17 |  | 28167 | 0.61 | 0 | 0 | 9091 | 0.2 | 37437 | 20481 | 0.44 | 26046 | 19873 | 0.43 | 26655 | 29187 | 0.63 | 17341 | 3814 | 0.08 | 42714 | 15671 | 34% | 30857
450 | Summit | PGE NGBA | {} | 14228 | 1121 | 8% | 13108 | 0.92 | [5 empty] | 0 | 0 | 0 | 0 |  | 1103 | 0.08 | 0 | 0 | 808 | 0.06 | 13421 | 2283 | 0.16 | 11945 | 9532 | 0.67 | 4696 | 9826 | 0.69 | 4403 | 8904 | 0.63 | 5324 | 1175 | 8% | 13054
451 | Pauda | SCE Metro | {} | 208 | 0 | 0% | 208 | 1 | [5 empty] | 0 | 0 | 0 | 0 |  | 0 | 0 | 208 | 1 | 208 | 1 | 0 | 0 | 0 | 208 | 28 | 0.14 | 180 | 208 | 1 | 0 | 137 | 0.66 | 70 | 1 | 0% | 207
452 | Ocotillo Express | SDGE Imperial | {'East County': [9.1, 45.0], 'Boulevard': [14.4, 5.0]} | 10457 | 1141 | 11% | 9316 | 0.89 | [5 empty] | 0 | 0 | 0 | 0 |  | 0 | 0 | 0 | 0 | 5346 | 0.51 | 5112 | 399 | 0.04 | 10058 | 836 | 0.08 | 9621 | 6182 | 0.59 | 4275 | 7274 | 0.7 | 3184 | 0 | 0% | 10457
453 | Corcoran | PGE Fresno | {} | 0 | 0 | 0% | 0 | 0 | [5 empty] | 0 | 0 | 0 | 0 |  | 0 | 0 | 0 | 0 | 0 | 0 | 0 | 0 | 0 | 0 | 0 | 0 | 0 | 0 | 0 | 0 | 0 | 0 | 0 | 0 | 0% | 0
454 | Penasquitos | SDGE Imperial | {'North City Metering': [2.8, 26.0], 'Mesa Heights': [7.1, 23.0], 'Kearny': [7.8, 23.0], 'Artesian': [8.6, 3.0], 'Mission': [10.5, 23.0], 'Old Town': [10.7, 23.0], 'Point Loma': [12.3, 23.0], 'Vine': [12.7, 23.0], 'San Marcos': [14.6, 3.0], 'Palomar Airport': [14.7, 3.0], 'Shadowridge': [15.5, 3.0], 'Cannon': [16.5, 3.0], 'Encina': [16.6, 3.0]} | 58 | 19 | 33% | 39 | 0.67 | [5 empty] | 0 | 0 | 0 | 0 |  | 0 | 0 | 0 | 0 | 0 | 0 | 58 | 16 | 0.27 | 43 | 35 | 0.6 | 24 | 35 | 0.6 | 24 | 0 | 0 | 58 | 2 | 3% | 57
455 | Sonora | SCE Eastern | {} | 2175 | 0 | 0% | 2175 | 1 | [5 empty] | 3 | 0 | 3 | 0 |  | 0 | 0 | 0 | 0 | 1434 | 0.66 | 741 | 687 | 0.32 | 1489 | 1348 | 0.62 | 828 | 1855 | 0.85 | 320 | 1610 | 0.74 | 566 | 561 | 26% | 1615
456 | Tranquility | PGE Fresno | {} | 0 | 0 | 0% | 0 | 0 | [5 empty] | 0 | 0 | 0 | 0 |  | 0 | 0 | 0 | 0 | 0 | 0 | 0 | 0 | 0 | 0 | 0 | 0 | 0 | 0 | 0 | 0 | 0 | 0 | 0 | 0 | 0% | 0
457 | Manning | PGE Fresno | {} | 0 | 0 | 0% | 0 | 0 | [5 empty] | 0 | 0 | 0 | 0 |  | 0 | 0 | 0 | 0 | 0 | 0 | 0 | 0 | 0 | 0 | 0 | 0 | 0 | 0 | 0 | 0 | 0 | 0 | 0 | 0 | 0% | 0
458 | Rerc | SCE Eastern | {} | 0 | 0 | 0% | 0 | 0 | [5 empty] | 0 | 0 | 0 | 0 |  | 0 | 0 | 0 | 0 | 0 | 0 | 0 | 0 | 0 | 0 | 0 | 0 | 0 | 0 | 0 | 0 | 0 | 0 | 0 | 0 | 0% | 0
459 | Valley Center | SDGE Imperial | {} | 0 | 0 | 0% | 0 | 0 | [5 empty] | 0 | 0 | 0 | 0 |  | 0 | 0 | 0 | 0 | 0 | 0 | 0 | 0 | 0 | 0 | 0 | 0 | 0 | 0 | 0 | 0 | 0 | 0 | 0 | 0 | 0% | 0
460 | Bannister | SCE Eastern | {} | 9054 | 6777 | 75% | 2277 | 0.25 | [5 empty] | 0 | 0 | 0 | 0 |  | 0 | 0 | 0 | 0 | 0 | 0 | 9054 | 1357 | 0.15 | 7697 | 2171 | 0.24 | 6882 | 2171 | 0.24 | 6882 | 76 | 0.01 | 8978 | 129 | 1% | 8925
461 | Talega | SDGE Imperial | {'North of SONGS': [0.3, 45.0], 'Rancho Mission Viejo': [5.3, 40.0], 'San Onofre': [5.9, 20.0], 'Capistrano': [6.8, 39.0], 'Margarita': [7.5, 38.0], 'Q1806': [8.2, 38.0], 'Trabuco': [9.6, 36.0]} | 90 | 38 | 42% | 52 | 0.58 | [5 empty] | 0 | 0 | 0 | 0 |  | 1 | 0.01 | 0 | 0 | 0 | 0 | 90 | 24 | 0.27 | 66 | 46 | 0.51 | 44 | 46 | 0.51 | 44 | 0 | 0 | 90 | 0 | 0% | 90
462 | Arkansas | SCE Eastern | {} | 1565 | 0 | 0% | 1565 | 1 | [5 empty] | 3 | 0 | 3 | 0 |  | 0 | 0 | 0 | 0 | 986 | 0.63 | 579 | 544 | 0.35 | 1021 | 1205 | 0.77 | 360 | 1264 | 0.81 | 301 | 1137 | 0.73 | 428 | 491 | 31% | 1074
463 | Bailey | SCE Northern | {'Warne': [6.4, 2.0], 'Neenach': [15.4, 1511.0]} | 42230 | 1510 | 4% | 40720 | 0.96 | [5 empty] | 1102 | 0.03 | 711 | 0.02 |  | 21512 | 0.51 | 13106 | 0.31 | 22497 | 0.53 | 19734 | 25276 | 0.6 | 16954 | 21528 | 0.51 | 20703 | 39158 | 0.93 | 3073 | 22922 | 0.54 | 19308 | 787 | 2% | 41443
464 | Kasson | PGE GBA | {} | 85 | 0 | 0% | 85 | 1 | [5 empty] | 3 | 0.04 | 0 | 0 |  | 79 | 0.93 | 0 | 0 | 79 | 0.93 | 6 | 85 | 1 | 0 | 85 | 1 | 0 | 85 | 1 | 0 | 79 | 0.93 | 6 | 0 | 0% | 85
465 | Bellota | PGE GBA | {} | 0 | 0 | 0% | 0 | 0 | [5 empty] | 0 | 0 | 0 | 0 |  | 0 | 0 | 0 | 0 | 0 | 0 | 0 | 0 | 0 | 0 | 0 | 0 | 0 | 0 | 0 | 0 | 0 | 0 | 0 | 0 | 0% | 0
466 | Geysers Tap 12 | PGE NGBA | {} | 6507 | 0 | 0% | 6507 | 1 | [5 empty] | 48 | 0.01 | 0 | 0 |  | 3542 | 0.54 | 1940 | 0.3 | 5957 | 0.92 | 550 | 4059 | 0.62 | 2448 | 5256 | 0.81 | 1251 | 6507 | 1 | 0 | 2679 | 0.41 | 3829 | 0 | 0% | 6507
467 | Paul Sweet | PGE GBA | {} | 88 | 42 | 48% | 46 | 0.52 | [5 empty] | 1 | 0.01 | 5 | 0.05 |  | 0 | 0 | 0 | 0 | 0 | 0 | 88 | 23 | 0.26 | 65 | 33 | 0.38 | 55 | 33 | 0.38 | 55 | 0 | 0 | 88 | 0 | 0% | 88
468 | Carquinez | PGE NGBA | {'Parkway': [3.9, 1153.0], 'Bahia': [6.0, 1153.0], 'Christie': [6.5, 1156.0], 'San Pablo': [8.8, 799.0], 'Martinez': [8.9, 1153.0], 'Alhambra': [9.3, 1151.0], 'El Cerrito G': [12.5, 537.0], 'Standard Oil': [12.6, 30.0], 'Standard Oil 2': [12.6, 30.0], 'Sobrante': [13.1, 725.0], 'Richmond R': [13.2, 27.0], 'Meadow Lane': [13.8, 1031.0], 'Lakewood': [16.4, 104.0]} | 8928 | 1145 | 13% | 7783 | 0.87 | [5 empty] | 7 | 0 | 0 | 0 |  | 5330 | 0.6 | 0 | 0 | 3247 | 0.36 | 5681 | 3426 | 0.38 | 5502 | 2995 | 0.34 | 5933 | 7247 | 0.81 | 1681 | 3031 | 0.34 | 5896 | 1011 | 11% | 7917
469 | El Centro | SDGE Imperial | {'Imperial Valley': [11.9, 2.0]} | 1137 | 164 | 14% | 972 | 0.86 | [5 empty] | 30 | 0.03 | 7 | 0.01 |  | 0 | 0 | 0 | 0 | 837 | 0.74 | 300 | 0 | 0 | 1137 | 0 | 0 | 1137 | 837 | 0.74 | 300 | 399 | 0.35 | 738 | 92 | 8% | 1044
470 | Riverbank | PGE GBA | {} | 0 | 0 | 0% | 0 | 0 | [5 empty] | 0 | 0 | 0 | 0 |  | 0 | 0 | 0 | 0 | 0 | 0 | 0 | 0 | 0 | 0 | 0 | 0 | 0 | 0 | 0 | 0 | 0 | 0 | 0 | 0 | 0% | 0
471 | Valley | SCE Eastern | {} | 0 | 0 | 0% | 0 | 0 | [5 empty] | 0 | 0 | 0 | 0 |  | 0 | 0 | 0 | 0 | 0 | 0 | 0 | 0 | 0 | 0 | 0 | 0 | 0 | 0 | 0 | 0 | 0 | 0 | 0 | 0 | 0% | 0
472 | Madera | PGE Fresno | {} | 0 | 0 | 0% | 0 | 0 | [5 empty] | 0 | 0 | 0 | 0 |  | 0 | 0 | 0 | 0 | 0 | 0 | 0 | 0 | 0 | 0 | 0 | 0 | 0 | 0 | 0 | 0 | 0 | 0 | 0 | 0 | 0% | 0
473 | Rio Bravo | PGE Kern | {} | 0 | 0 | 0% | 0 | 0 | [5 empty] | 0 | 0 | 0 | 0 |  | 0 | 0 | 0 | 0 | 0 | 0 | 0 | 0 | 0 | 0 | 0 | 0 | 0 | 0 | 0 | 0 | 0 | 0 | 0 | 0 | 0% | 0
474 | New Sub - Lugo - Pisgah (Proposed) | SCE NOL | {} | 42029 | 4659 | 11% | 37369 | 0.89 | [5 empty] | 0 | 0 | 0 | 0 |  | 0 | 0 | 0 | 0 | 4722 | 0.11 | 37307 | 1562 | 0.04 | 40466 | 3644 | 0.09 | 38384 | 8396 | 0.2 | 33632 | 34672 | 0.82 | 7357 | 14 | 0% | 42015
475 | Kern Oil | PGE Kern | {} | 0 | 0 | 0% | 0 | 0 | [5 empty] | 0 | 0 | 0 | 0 |  | 0 | 0 | 0 | 0 | 0 | 0 | 0 | 0 | 0 | 0 | 0 | 0 | 0 | 0 | 0 | 0 | 0 | 0 | 0 | 0 | 0% | 0
476 | IS Tap | SCE EOP | {} | 0 | 0 | 0% | 0 | 0 | [5 empty] | 0 | 0 | 0 | 0 |  | 0 | 0 | 0 | 0 | 0 | 0 | 0 | 0 | 0 | 0 | 0 | 0 | 0 | 0 | 0 | 0 | 0 | 0 | 0 | 0 | 0% | 0
477 | Q1806 | SDGE Imperial | {'Capistrano': [1.6, 45.0], 'Trabuco': [2.1, 43.0], 'Margarita': [3.0, 39.0], 'Rancho Mission Viejo': [4.5, 39.0], 'Talega': [8.2, 38.0], 'North of SONGS': [8.3, 38.0], 'Santiago': [10.5, 7.0], 'San Onofre': [13.3, 13.0]} | 85 | 40 | 47% | 45 | 0.53 | [5 empty] | 0 | 0 | 0 | 0 |  | 0 | 0 | 0 | 0 | 0 | 0 | 85 | 19 | 0.23 | 65 | 39 | 0.46 | 46 | 39 | 0.46 | 46 | 0 | 0 | 85 | 0 | 0% | 85
478 | Casaloma | PGE Kern | {} | 0 | 0 | 0% | 0 | 0 | [5 empty] | 0 | 0 | 0 | 0 |  | 0 | 0 | 0 | 0 | 0 | 0 | 0 | 0 | 0 | 0 | 0 | 0 | 0 | 0 | 0 | 0 | 0 | 0 | 0 | 0 | 0% | 0
479 | Fern Road | PGE NGBA | {'Round Mt.': [11.5, 57.0], 'New Sub - Pit 1 - Cottonwood (Proposed)': [14.0, 105.0]} | 641 | 166 | 26% | 475 | 0.74 | [5 empty] | 0 | 0 | 0 | 0 |  | 590 | 0.92 | 0 | 0 | 442 | 0.69 | 200 | 49 | 0.08 | 592 | 0 | 0 | 641 | 442 | 0.69 | 200 | 73 | 0.11 | 569 | 9 | 1% | 632
480 | North of SONGS | SCE Metro | {'Talega': [0.3, 45.0], 'Rancho Mission Viejo': [5.5, 40.0], 'San Onofre': [5.6, 20.0], 'Capistrano': [6.8, 39.0], 'Margarita': [7.6, 38.0], 'Q1806': [8.3, 38.0], 'Trabuco': [9.7, 36.0]} | 90 | 38 | 42% | 52 | 0.58 | [5 empty] | 0 | 0 | 0 | 0 |  | 1 | 0.01 | 0 | 0 | 0 | 0 | 90 | 24 | 0.27 | 66 | 46 | 0.51 | 44 | 46 | 0.51 | 44 | 0 | 0 | 90 | 0 | 0% | 90
481 | Vine | SDGE Imperial | {'Old Town': [2.0, 212.0], 'Point Loma': [3.2, 212.0], 'Silvergate': [3.7, 189.0], 'Mission': [4.0, 211.0], 'Mesa Heights': [6.4, 156.0], 'Kearny': [7.1, 155.0], 'Elliot': [7.5, 121.0], 'Elliott': [7.5, 122.0], 'Murray': [9.7, 2.0], 'Spring Valley': [10.2, 1.0], 'Bay Boulevard': [10.3, 124.0], 'Telegraph Canyon': [11.7, 32.0], 'Imperial Beach': [11.8, 58.0], 'Miguel': [12.0, 26.0], 'Salt Creek': [12.1, 23.0], 'Otay': [12.2, 33.0], 'Penasquitos': [12.7, 23.0], 'San Ysidro': [15.1, 27.0], 'North City Metering': [15.4, 23.0]} | 548 | 195 | 36% | 353 | 0.64 | [5 empty] | 0 | 0 | 0 | 0 |  | 0 | 0 | 0 | 0 | 14 | 0.03 | 534 | 108 | 0.2 | 441 | 299 | 0.55 | 249 | 305 | 0.56 | 244 | 0 | 0 | 548 | 29 | 5% | 520
482 | Belden | PGE NGBA | {} | 3903 | 0 | 0% | 3903 | 1 | [5 empty] | 0 | 0 | 0 | 0 |  | 2089 | 0.54 | 341 | 0.09 | 2159 | 0.55 | 1745 | 3275 | 0.84 | 628 | 2803 | 0.72 | 1100 | 3903 | 1 | 1 | 3207 | 0.82 | 697 | 253 | 6% | 3651
483 | Standard Oil | PGE GBA | {'Standard Oil 2': [0.0, 347.0], 'Richmond R': [2.2, 344.0], 'San Pablo': [4.0, 262.0], 'El Cerrito G': [5.5, 303.0], 'Sobrante': [10.6, 160.0], 'Christie': [10.7, 49.0], 'Ignacio': [11.8, 41.0], 'Oakland L': [11.8, 152.0], 'Oakland C': [12.2, 140.0], 'Carquinez': [12.6, 30.0], 'Oakland X': [13.4, 68.0], 'Potrero': [13.5, 138.0], 'SAN FRAN A (POTRERO PP)': [13.5, 141.0], 'Moraga': [14.5, 60.0], 'Alhambra': [14.6, 27.0], 'Martinez': [15.7, 26.0], 'Oakland J': [16.3, 41.0], 'Parkway': [16.5, 26.0], 'Bahia': [16.6, 26.0], 'Martin': [17.2, 21.0], 'Edes': [18.3, 7.0]} | 772 | 334 | 43% | 437 | 0.57 | [5 empty] | 0 | 0 | 0 | 0 |  | 3 | 0 | 0 | 0 | 32 | 0.04 | 739 | 233 | 0.3 | 539 | 354 | 0.46 | 418 | 354 | 0.46 | 418 | 2 | 0 | 770 | 110 | 14% | 661
484 | Panama | PGE Kern | {} | 0 | 0 | 0% | 0 | 0 | [5 empty] | 0 | 0 | 0 | 0 |  | 0 | 0 | 0 | 0 | 0 | 0 | 0 | 0 | 0 | 0 | 0 | 0 | 0 | 0 | 0 | 0 | 0 | 0 | 0 | 0 | 0% | 0
485 | Oakland X | PGE GBA | {'Oakland L': [2.2, 392.0], 'Oakland C': [2.8, 392.0], 'Oakland J': [3.1, 366.0], 'Moraga': [4.8, 235.0], 'Edes': [5.1, 303.0], 'Sobrante': [7.1, 178.0], 'San Leandro U': [8.0, 149.0], 'El Cerrito G': [8.6, 245.0], 'SAN FRAN A (POTRERO PP)': [9.1, 336.0], 'Potrero': [9.1, 337.0], 'Grant': [10.1, 122.0], 'Richmond R': [11.3, 188.0], 'Martin': [12.0, 256.0], 'Castro Valley': [12.2, 58.0], 'Standard Oil': [13.4, 68.0], 'Standard Oil 2': [13.5, 68.0], 'Christie': [13.8, 17.0], 'San Pablo': [13.8, 62.0], 'Mt Eden': [14.0, 64.0], 'Mt. Eden': [14.0, 64.0], 'Eastshore': [14.0, 66.0], 'Millbrae': [16.4, 27.0], 'Burlingame': [16.6, 17.0]} | 659 | 378 | 57% | 281 | 0.43 | [5 empty] | 0 | 0 | 0 | 0 |  | 1 | 0 | 0 | 0 | 32 | 0.05 | 627 | 113 | 0.17 | 546 | 188 | 0.29 | 471 | 188 | 0.29 | 471 | 0 | 0 | 659 | 50 | 8% | 609
486 | Butte | PGE NGBA | {} | 0 | 0 | 0% | 0 | 0 | [5 empty] | 0 | 0 | 0 | 0 |  | 0 | 0 | 0 | 0 | 0 | 0 | 0 | 0 | 0 | 0 | 0 | 0 | 0 | 0 | 0 | 0 | 0 | 0 | 0 | 0 | 0% | 0
487 | Nortech | PGE GBA | {} | 40 | 0 | 0% | 40 | 1 | [5 empty] | 0 | 0 | 0 | 0 |  | 0 | 0 | 0 | 0 | 0 | 0 | 40 | 0 | 0 | 40 | 6 | 0.15 | 34 | 6 | 0.15 | 34 | 0 | 0 | 40 | 40 | 99% | 0
488 | Windsor | SCE Metro | {'La Cienega': [1.1, 4.0], 'El Nido': [7.0, 3.0], 'Chevmain': [7.0, 4.0], 'El Segundo': [7.1, 4.0]} | 78 | 4 | 5% | 74 | 0.95 | [5 empty] | 0 | 0 | 0 | 0 |  | 0 | 0 | 0 | 0 | 0 | 0 | 78 | 74 | 0.94 | 5 | 74 | 0.94 | 5 | 74 | 0.94 | 5 | 0 | 0 | 78 | 0 | 0% | 78
489 | Haas | PGE Fresno | {} | 0 | 0 | 0% | 0 | 0 | [5 empty] | 0 | 0 | 0 | 0 |  | 0 | 0 | 0 | 0 | 0 | 0 | 0 | 0 | 0 | 0 | 0 | 0 | 0 | 0 | 0 | 0 | 0 | 0 | 0 | 0 | 0% | 0
490 | Stone | PGE GBA | {} | 0 | 0 | 0% | 0 | 0 | [5 empty] | 0 | 0 | 0 | 0 |  | 0 | 0 | 0 | 0 | 0 | 0 | 0 | 0 | 0 | 0 | 0 | 0 | 0 | 0 | 0 | 0 | 0 | 0 | 0 | 0 | 0% | 0
491 | El Cerrito G | PGE GBA | {'Richmond R': [3.7, 419.0], 'Sobrante': [5.2, 737.0], 'San Pablo': [5.2, 742.0], 'Standard Oil': [5.5, 303.0], 'Standard Oil 2': [5.5, 303.0], 'Oakland L': [7.6, 329.0], 'Christie': [7.9, 556.0], 'Oakland C': [8.3, 317.0], 'Oakland X': [8.6, 245.0], 'Moraga': [9.0, 179.0], 'Alhambra': [10.8, 534.0], 'Oakland J': [11.7, 219.0], 'Potrero': [12.0, 309.0], 'SAN FRAN A (POTRERO PP)': [12.0, 311.0], 'Martinez': [12.2, 533.0], 'Carquinez': [12.5, 537.0], 'Lakewood': [13.3, 59.0], 'Edes': [13.7, 178.0], 'Meadow Lane': [14.0, 469.0], 'Bahia': [14.6, 533.0], 'Martin': [15.9, 191.0], 'Parkway': [16.3, 533.0], 'San Leandro U': [16.6, 41.0], 'Ignacio': [17.0, 15.0], 'Grant': [18.7, 14.0]} | 3224 | 970 | 30% | 2255 | 0.7 | [5 empty] | 4 | 0 | 0 | 0 |  | 1949 | 0.6 | 0 | 0 | 32 | 0.01 | 3192 | 1465 | 0.45 | 1759 | 2123 | 0.66 | 1101 | 2123 | 0.66 | 1101 | 609 | 0.19 | 2615 | 103 | 3% | 3121
492 | Elizabeth Lake | SCE Northern | {'Pardee': [4.1, 79.0], 'Saugus': [5.3, 79.0]} | 3781 | 141 | 4% | 3640 | 0.96 | [5 empty] | 0 | 0 | 0 | 0 |  | 586 | 0.15 | 3195 | 0.85 | 2586 | 0.68 | 1196 | 168 | 0.04 | 3613 | 91 | 0.02 | 3690 | 2592 | 0.69 | 1189 | 2608 | 0.69 | 1173 | 32 | 1% | 3749
493 | Ashlan | PGE Fresno | {} | 0 | 0 | 0% | 0 | 0 | [5 empty] | 0 | 0 | 0 | 0 |  | 0 | 0 | 0 | 0 | 0 | 0 | 0 | 0 | 0 | 0 | 0 | 0 | 0 | 0 | 0 | 0 | 0 | 0 | 0 | 0 | 0% | 0
494 | Meadow Lane | PGE GBA | {'Lakewood': [3.8, 104.0], 'Clayton': [4.7, 10.0], 'Alhambra': [4.7, 1039.0], 'Martinez': [5.0, 1041.0], 'Kirker': [8.9, 10.0], 'Christie': [8.9, 1031.0], 'Sobrante': [9.3, 692.0], 'Bahia': [9.4, 1041.0], 'Pittsburg': [9.8, 10.0], 'GWF 2': [11.0, 10.0], 'Carquinez': [13.8, 1031.0], 'El Cerrito G': [14.0, 469.0], 'Collinsville': [14.3, 6.0], 'Parkway': [14.8, 1031.0], 'San Pablo': [15.5, 689.0], 'Birds Landing': [16.4, 2.0], 'Shiloh III': [18.1, 2.0]} | 6436 | 1035 | 16% | 5401 | 0.84 | [5 empty] | 4 | 0 | 0 | 0 |  | 2654 | 0.41 | 0 | 0 | 1020 | 0.16 | 5416 | 3957 | 0.61 | 2479 | 2609 | 0.41 | 3827 | 4808 | 0.75 | 1628 | 948 | 0.15 | 5488 | 2144 | 33% | 4292
495 | Bucks Creek | PGE NGBA | {} | 5976 | 0 | 0% | 5976 | 1 | [5 empty] | 0 | 0 | 0 | 0 |  | 2193 | 0.37 | 726 | 0.12 | 3069 | 0.51 | 2907 | 5080 | 0.85 | 896 | 4717 | 0.79 | 1259 | 5975 | 1 | 1 | 4728 | 0.79 | 1248 | 351 | 6% | 5625
496 | Dunn Siding | SCE NOL | {'Harvard': [13.6, 17.0]} | 6348 | 329 | 5% | 6019 | 0.95 | [5 empty] | 0 | 0 | 0 | 0 |  | 0 | 0 | 0 | 0 | 2428 | 0.38 | 3920 | 607 | 0.1 | 5741 | 722 | 0.11 | 5626 | 2664 | 0.42 | 3684 | 5532 | 0.87 | 816 | 432 | 7% | 5916
497 | Pit 4 | PGE NGBA | {'Pit 3': [5.3, 66.0], 'James B Black': [6.5, 15.0], 'Cove Road': [8.7, 194.0], 'Carberry': [10.2, 194.0], 'Burney Forest': [10.3, 194.0], 'Burney Forest Power': [10.3, 194.0], 'New Sub - Pit 1 - Cottonwood (Proposed)': [11.5, 194.0], 'Round Mt.': [13.3, 172.0]} | 3173 | 236 | 7% | 2937 | 0.93 | [5 empty] | 0 | 0 | 0 | 0 |  | 3130 | 0.99 | 43 | 0.01 | 1393 | 0.44 | 1780 | 1166 | 0.37 | 2006 | 760 | 0.24 | 2413 | 2502 | 0.79 | 671 | 1418 | 0.45 | 1754 | 31 | 1% | 3142
498 | SAN FRAN A (POTRERO PP) | PGE GBA | {'Potrero': [0.0, 469.0], 'Martin': [3.9, 321.0], 'Oakland C': [6.4, 354.0], 'Oakland L': [7.3, 353.0], 'Oakland X': [9.1, 336.0], 'Oakland J': [9.3, 320.0], 'Millbrae': [10.5, 68.0], 'Edes': [10.5, 257.0], 'Burlingame': [11.7, 33.0], 'Richmond R': [11.9, 261.0], 'El Cerrito G': [12.0, 311.0], 'San Leandro U': [13.3, 103.0], 'Standard Oil': [13.5, 141.0], 'Standard Oil 2': [13.5, 141.0], 'Grant': [13.7, 76.0], 'Moraga': [13.8, 222.0], 'Sobrante': [14.2, 168.0], 'San Pablo': [16.2, 67.0], 'Eastshore': [17.3, 20.0], 'Mt Eden': [17.7, 18.0], 'Mt. Eden': [17.7, 18.0], 'Castro Valley': [18.2, 12.0], 'Christie': [19.7, 10.0]} | 908 | 450 | 49% | 459 | 0.51 | [5 empty] | 0 | 0 | 0 | 0 |  | 0 | 0 | 0 | 0 | 36 | 0.04 | 872 | 123 | 0.14 | 785 | 333 | 0.37 | 575 | 369 | 0.41 | 539 | 0 | 0 | 908 | 44 | 5% | 864
499 | Frogtown | PGE GBA | {} | 0 | 0 | 0% | 0 | 0 | [5 empty] | 0 | 0 | 0 | 0 |  | 0 | 0 | 0 | 0 | 0 | 0 | 0 | 0 | 0 | 0 | 0 | 0 | 0 | 0 | 0 | 0 | 0 | 0 | 0 | 0 | 0% | 0
500 | Knights Landing | PGE NGBA | {} | 0 | 0 | 0% | 0 | 0 | [5 empty] | 0 | 0 | 0 | 0 |  | 0 | 0 | 0 | 0 | 0 | 0 | 0 | 0 | 0 | 0 | 0 | 0 | 0 | 0 | 0 | 0 | 0 | 0 | 0 | 0 | 0% | 0
501 | Sandlot | SCE NOL | {} | 1995 | 201 | 10% | 1794 | 0.9 | [5 empty] | 0 | 0 | 0 | 0 |  | 0 | 0 | 0 | 0 | 282 | 0.14 | 1712 | 1330 | 0.67 | 665 | 828 | 0.42 | 1167 | 1330 | 0.67 | 665 | 1341 | 0.67 | 653 | 22 | 1% | 1973
502 | Sunrise | PGE Kern | {} | 0 | 0 | 0% | 0 | 0 | [5 empty] | 0 | 0 | 0 | 0 |  | 0 | 0 | 0 | 0 | 0 | 0 | 0 | 0 | 0 | 0 | 0 | 0 | 0 | 0 | 0 | 0 | 0 | 0 | 0 | 0 | 0% | 0
503 | Lilac | SDGE Imperial | {} | 0 | 0 | 0% | 0 | 0 | [5 empty] | 0 | 0 | 0 | 0 |  | 0 | 0 | 0 | 0 | 0 | 0 | 0 | 0 | 0 | 0 | 0 | 0 | 0 | 0 | 0 | 0 | 0 | 0 | 0 | 0 | 0% | 0
504 | Alhambra | PGE GBA | {'Martinez': [1.6, 1159.0], 'Christie': [4.3, 1151.0], 'Meadow Lane': [4.7, 1039.0], 'Bahia': [6.1, 1159.0], 'Lakewood': [7.1, 104.0], 'Sobrante': [7.5, 722.0], 'Carquinez': [9.3, 1151.0], 'Clayton': [9.4, 9.0], 'El Cerrito G': [10.8, 534.0], 'Parkway': [10.9, 1150.0], 'San Pablo': [11.2, 794.0], 'Kirker': [12.3, 9.0], 'Pittsburg': [13.0, 9.0], 'Richmond R': [13.8, 24.0], 'GWF 2': [14.6, 9.0], 'Standard Oil': [14.6, 27.0], 'Standard Oil 2': [14.7, 27.0], 'Collinsville': [17.0, 4.0]} | 6424 | 1147 | 18% | 5277 | 0.82 | [5 empty] | 4 | 0 | 0 | 0 |  | 2982 | 0.46 | 0 | 0 | 793 | 0.12 | 5631 | 3266 | 0.51 | 3158 | 2586 | 0.4 | 3838 | 4902 | 0.76 | 1522 | 1709 | 0.27 | 4715 | 1034 | 16% | 5390
505 | Charleston | SCE EOP | {'Pahrump': [8.1, 32.0], 'Thousandaire': [10.4, 32.0], 'Gamebird': [12.2, 1.0]} | 1476 | 32 | 2% | 1444 | 0.98 | [5 empty] | 0 | 0 | 0 | 0 |  | 0 | 0 | 0 | 0 | 0 | 0 | 1476 | 589 | 0.4 | 886 | 1357 | 0.92 | 119 | 1357 | 0.92 | 119 | 536 | 0.36 | 940 | 110 | 7% | 1366
506 | Vasco | PGE GBA | {'Los Positas': [1.2, 21.0], 'Las Positas': [1.2, 21.0], 'Altamont': [3.3, 21.0], 'Altamont Midway (Sandhill)': [3.3, 21.0], 'Cayetano': [3.5, 21.0], 'Windmaster': [7.4, 21.0], 'North Dublin': [8.1, 21.0], 'Vineyard': [8.1, 21.0], 'Tassajara': [12.1, 21.0], 'San Ramon': [12.2, 21.0]} | 22608 | 21 | 0% | 22587 | 1 | [5 empty] | 565 | 0.02 | 828 | 0.04 |  | 21008 | 0.93 | 110 | 0 | 20465 | 0.91 | 2143 | 19618 | 0.87 | 2990 | 22231 | 0.98 | 377 | 22586 | 1 | 23 | 7307 | 0.32 | 15301 | 781 | 3% | 21827
507 | Harris | PGE NGBA | {'Humboldt': [1.0, 140.0], 'Humboldt Bay': [4.9, 139.0], 'Arcata': [6.4, 110.0]} | 394 | 129 | 33% | 265 | 0.67 | [5 empty] | 0 | 0 | 0 | 0 |  | 0 | 0 | 0 | 0 | 136 | 0.34 | 259 | 115 | 0.29 | 280 | 149 | 0.38 | 245 | 195 | 0.5 | 199 | 0 | 0 | 394 | 140 | 35% | 255
508 | Grizzly | PGE NGBA | {'Rock Creek': [1.0, 3.0], 'Rock Creek 1': [1.0, 3.0], 'Cresta': [7.3, 3.0]} | 6193 | 3 | 0% | 6190 | 1 | [5 empty] | 0 | 0 | 0 | 0 |  | 2550 | 0.41 | 1068 | 0.17 | 2454 | 0.4 | 3739 | 5124 | 0.83 | 1069 | 5111 | 0.83 | 1082 | 6157 | 0.99 | 36 | 4549 | 0.73 | 1644 | 404 | 7% | 5789
509 | Jackass (DOE) | SCE EOP | {'Lathrop': [9.0, 3724.0], 'Mercury': [15.8, 922.0], 'Valley Switch': [17.7, 5.0]} | 94240 | 7289 | 8% | 86951 | 0.92 | [5 empty] | 0 | 0 | 0 | 0 |  | 0 | 0 | 0 | 0 | 0 | 0 | 94240 | 0 | 0 | 94240 | 0 | 0 | 94240 | 0 | 0 | 94240 | 0 | 0 | 94240 | 0 | 0% | 94240
510 | North City Metering | SDGE Imperial | {'Penasquitos': [2.8, 26.0], 'Artesian': [6.6, 4.0], 'Mesa Heights': [9.7, 23.0], 'Kearny': [10.1, 23.0], 'San Marcos': [11.9, 5.0], 'Palomar Airport': [12.0, 5.0], 'Shadowridge': [12.7, 5.0], 'Mission': [13.0, 23.0], 'Old Town': [13.5, 23.0], 'Cannon': [14.0, 5.0], 'Encina': [14.0, 5.0], 'Point Loma': [15.1, 23.0], 'Vine': [15.4, 23.0], 'Melrose': [17.3, 0.0], 'Ocean Ranch': [18.0, 1.0], 'San Luis Rey': [18.7, 0.0]} | 49 | 20 | 41% | 29 | 0.59 | [5 empty] | 0 | 0 | 0 | 0 |  | 0 | 0 | 0 | 0 | 0 | 0 | 49 | 20 | 0.41 | 29 | 27 | 0.55 | 22 | 27 | 0.55 | 22 | 0 | 0 | 49 | 2 | 5% | 47
511 | Ormond Beach | SCE Northern | {'Mandalay': [7.1, 84.0], 'Santa Clara': [12.0, 9.0]} | 381 | 90 | 24% | 291 | 0.76 | [5 empty] | 0 | 0 | 0 | 0 |  | 0 | 0 | 0 | 0 | 51 | 0.13 | 329 | 226 | 0.59 | 154 | 281 | 0.74 | 100 | 282 | 0.74 | 99 | 0 | 0 | 381 | 71 | 19% | 310
512 | Warne | SCE Northern | {'Bailey': [6.4, 2.0], 'Neenach': [17.4, 2.0]} | 19949 | 2 | 0% | 19947 | 1 | [5 empty] | 0 | 0 | 0 | 0 |  | 7529 | 0.38 | 11410 | 0.57 | 15446 | 0.77 | 4504 | 7718 | 0.39 | 12231 | 7219 | 0.36 | 12731 | 18526 | 0.93 | 1424 | 12500 | 0.63 | 7449 | 389 | 2% | 19561
513 | POE | PGE NGBA | {} | 3123 | 0 | 0% | 3123 | 1 | [5 empty] | 0 | 0 | 0 | 0 |  | 880 | 0.28 | 0 | 0 | 982 | 0.31 | 2141 | 1875 | 0.6 | 1248 | 3100 | 0.99 | 23 | 3123 | 1 | 0 | 2377 | 0.76 | 746 | 39 | 1% | 3084
514 | Pit 3 | PGE NGBA | {'Pit 4': [5.3, 66.0], 'Burney Forest': [8.5, 22.0], 'Burney Forest Power': [8.5, 22.0], 'Carberry': [9.6, 22.0], 'James B Black': [11.8, 15.0], 'Cove Road': [12.6, 22.0], 'New Sub - Pit 1 - Cottonwood (Proposed)': [12.7, 22.0]} | 2456 | 72 | 3% | 2384 | 0.97 | [5 empty] | 0 | 0 | 0 | 0 |  | 2414 | 0.98 | 0 | 0 | 1040 | 0.42 | 1416 | 1166 | 0.47 | 1290 | 760 | 0.31 | 1696 | 2150 | 0.88 | 306 | 1090 | 0.44 | 1366 | 31 | 1% | 2425
515 | Evergreen | PGE GBA | {} | 0 | 0 | 0% | 0 | 0 | [5 empty] | 0 | 0 | 0 | 0 |  | 0 | 0 | 0 | 0 | 0 | 0 | 0 | 0 | 0 | 0 | 0 | 0 | 0 | 0 | 0 | 0 | 0 | 0 | 0 | 0 | 0% | 0
516 | Rincon | PGE NGBA | {} | 134 | 0 | 0% | 134 | 1 | [5 empty] | 0 | 0 | 0 | 0 |  | 0 | 0 | 0 | 0 | 134 | 1 | 0 | 0 | 0 | 134 | 0 | 0 | 134 | 134 | 1 | 0 | 129 | 0.96 | 6 | 0 | 0% | 134
517 | Whisman | PGE GBA | {'Cooley Landing': [5.8, 1.0], 'Ravenswood': [7.2, 1.0], 'Menlo': [7.6, 1.0], 'Dumbarton': [10.6, 1.0], 'Jefferson': [12.4, 1.0], 'Eastshore': [15.5, 1.0]} | 59 | 0 | 0% | 59 | 1 | [5 empty] | 0 | 0 | 0 | 0 |  | 0 | 0 | 0 | 0 | 0 | 0 | 59 | 0 | 0 | 59 | 19 | 0.32 | 40 | 19 | 0.32 | 40 | 0 | 0 | 59 | 55 | 93% | 4
518 | Brighton | PGE NGBA | {} | 0 | 0 | 0% | 0 | 0 | [5 empty] | 0 | 0 | 0 | 0 |  | 0 | 0 | 0 | 0 | 0 | 0 | 0 | 0 | 0 | 0 | 0 | 0 | 0 | 0 | 0 | 0 | 0 | 0 | 0 | 0 | 0% | 0
519 | Mi-Wuk | PGE GBA | {} | 0 | 0 | 0% | 0 | 0 | [5 empty] | 0 | 0 | 0 | 0 |  | 0 | 0 | 0 | 0 | 0 | 0 | 0 | 0 | 0 | 0 | 0 | 0 | 0 | 0 | 0 | 0 | 0 | 0 | 0 | 0 | 0% | 0
520 | San Ysidro | SDGE Imperial | {'Otay': [2.9, 35.0], 'Imperial Beach': [4.3, 32.0], 'Bay Boulevard': [5.1, 32.0], 'Telegraph Canyon': [5.3, 37.0], 'Otay Mesa': [6.7, 6.0], 'Salt Creek': [8.4, 27.0], 'Miguel': [8.5, 29.0], 'Silvergate': [11.4, 30.0], 'Vine': [15.1, 27.0], 'Mission': [16.7, 27.0], 'Old Town': [17.1, 27.0], 'Point Loma': [17.3, 27.0]} | 321 | 29 | 9% | 291 | 0.91 | [5 empty] | 0 | 0 | 0 | 0 |  | 0 | 0 | 0 | 0 | 49 | 0.15 | 272 | 194 | 0.61 | 126 | 264 | 0.82 | 57 | 264 | 0.82 | 57 | 0 | 0 | 321 | 40 | 13% | 280
521 | Lincoln | PGE NGBA | {} | 0 | 0 | 0% | 0 | 0 | [5 empty] | 0 | 0 | 0 | 0 |  | 0 | 0 | 0 | 0 | 0 | 0 | 0 | 0 | 0 | 0 | 0 | 0 | 0 | 0 | 0 | 0 | 0 | 0 | 0 | 0 | 0% | 0
522 | Jefferson | PGE GBA | {'Menlo': [4.9, 20.0], 'Ravenswood': [8.4, 38.0], 'Cooley Landing': [8.7, 17.0], 'Burlingame': [10.1, 63.0], 'Millbrae': [11.8, 60.0], 'Whisman': [12.4, 1.0], 'Dumbarton': [14.2, 13.0], 'Eastshore': [14.9, 18.0], 'Mt Eden': [15.8, 4.0], 'Mt. Eden': [15.8, 4.0], 'Grant': [16.4, 15.0], 'Martin': [18.4, 27.0]} | 290 | 101 | 35% | 189 | 0.65 | [5 empty] | 1 | 0 | 0 | 0 |  | 0 | 0 | 0 | 0 | 97 | 0.33 | 193 | 131 | 0.45 | 159 | 148 | 0.51 | 141 | 148 | 0.51 | 141 | 57 | 0.2 | 233 | 38 | 13% | 252
523 | Lakewood | PGE GBA | {'Meadow Lane': [3.8, 104.0], 'Alhambra': [7.1, 104.0], 'Martinez': [8.1, 104.0], 'Sobrante': [8.2, 104.0], 'Christie': [10.5, 104.0], 'Bahia': [12.8, 104.0], 'El Cerrito G': [13.3, 59.0], 'San Pablo': [16.0, 102.0], 'Carquinez': [16.4, 104.0], 'Parkway': [18.0, 104.0]} | 1971 | 102 | 5% | 1869 | 0.95 | [5 empty] | 1 | 0 | 0 | 0 |  | 1926 | 0.98 | 0 | 0 | 139 | 0.07 | 1832 | 1351 | 0.69 | 620 | 1803 | 0.92 | 167 | 1826 | 0.93 | 144 | 716 | 0.36 | 1255 | 48 | 2% | 1923
524 | Windmaster | PGE GBA | {'Altamont': [4.1, 21.0], 'Altamont Midway (Sandhill)': [4.1, 21.0], 'Vasco': [7.4, 21.0], 'Cayetano': [8.2, 21.0], 'Los Positas': [8.6, 21.0], 'Las Positas': [8.6, 21.0], 'North Dublin': [12.3, 21.0], 'Tassajara': [14.4, 21.0], 'Vineyard': [14.7, 21.0], 'San Ramon': [16.4, 21.0]} | 21387 | 21 | 0% | 21366 | 1 | [5 empty] | 793 | 0.04 | 1026 | 0.05 |  | 18695 | 0.87 | 102 | 0 | 18397 | 0.86 | 2989 | 18396 | 0.86 | 2990 | 20736 | 0.97 | 651 | 21364 | 1 | 23 | 5460 | 0.26 | 15927 | 707 | 3% | 20680
525 | Rosamond | SCE Northern | {'Whirlwind': [11.2, 8895.0], 'Windhub': [12.1, 4222.0], 'Antelope': [12.8, 7025.0], 'Neenach': [16.1, 4203.0], 'Highwind': [18.2, 703.0]} | 34748 | 16678 | 48% | 18070 | 0.52 | [5 empty] | 170 | 0 | 454 | 0.01 |  | 700 | 0.02 | 0 | 0 | 6312 | 0.18 | 28437 | 9131 | 0.26 | 25617 | 8072 | 0.23 | 26677 | 15714 | 0.45 | 19035 | 4321 | 0.12 | 30427 | 522 | 2% | 34226
526 | Los Positas | PGE GBA | {'Las Positas': [0.0, 21.0], 'Vasco': [1.2, 21.0], 'Cayetano': [3.4, 21.0], 'Altamont': [4.5, 21.0], 'Altamont Midway (Sandhill)': [4.5, 21.0], 'Vineyard': [6.9, 21.0], 'North Dublin': [7.4, 21.0], 'Windmaster': [8.6, 21.0], 'San Ramon': [11.4, 21.0], 'Tassajara': [11.7, 21.0]} | 18200 | 21 | 0% | 18179 | 1 | [5 empty] | 173 | 0.01 | 120 | 0.01 |  | 17962 | 0.99 | 102 | 0.01 | 17675 | 0.97 | 525 | 15210 | 0.84 | 2990 | 17856 | 0.98 | 344 | 18177 | 1 | 23 | 6077 | 0.33 | 12123 | 674 | 4% | 17526
527 | Oregon Trail | PGE NGBA | {} | 432 | 46 | 11% | 386 | 0.89 | [5 empty] | 0 | 0 | 0 | 0 |  | 325 | 0.75 | 0 | 0 | 297 | 0.69 | 136 | 93 | 0.22 | 339 | 335 | 0.77 | 98 | 335 | 0.77 | 98 | 305 | 0.71 | 127 | 0 | 0% | 432
528 | Burlingame | PGE GBA | {'Millbrae': [1.9, 123.0], 'Martin': [8.3, 67.0], 'Jefferson': [10.1, 63.0], 'Potrero': [11.6, 33.0], 'SAN FRAN A (POTRERO PP)': [11.7, 33.0], 'Grant': [12.4, 15.0], 'Eastshore': [13.6, 9.0], 'Edes': [13.9, 14.0], 'Menlo': [14.0, 10.0], 'Ravenswood': [14.0, 28.0], 'Mt Eden': [14.5, 1.0], 'Mt. Eden': [14.5, 1.0], 'Oakland J': [14.5, 17.0], 'Oakland C': [15.1, 17.0], 'Cooley Landing': [15.2, 7.0], 'Oakland L': [16.1, 17.0], 'Oakland X': [16.6, 17.0], 'Dumbarton': [16.8, 3.0]} | 611 | 117 | 19% | 494 | 0.81 | [5 empty] | 0 | 0 | 0 | 0 |  | 0 | 0 | 0 | 0 | 97 | 0.16 | 514 | 196 | 0.32 | 415 | 453 | 0.74 | 158 | 453 | 0.74 | 158 | 147 | 0.24 | 464 | 26 | 4% | 585
529 | Fremont | PGE GBA | {} | 77 | 0 | 0% | 77 | 1 | [5 empty] | 0 | 0 | 0 | 0 |  | 21 | 0.27 | 0 | 0 | 21 | 0.27 | 56 | 21 | 0.27 | 56 | 42 | 0.55 | 35 | 42 | 0.55 | 35 | 21 | 0.27 | 56 | 52 | 68% | 25
530 | Callender | PGE Kern | {'Oceano': [3.8, 84.0], 'Mesa': [7.9, 43.0], 'San Luis Obispo': [15.2, 11.0], 'Diablo Canyon': [18.8, 1.0]} | 380 | 104 | 27% | 276 | 0.73 | [5 empty] | 0 | 0 | 0 | 0 |  | 222 | 0.58 | 0 | 0 | 27 | 0.07 | 353 | 3 | 0.01 | 378 | 75 | 0.2 | 305 | 75 | 0.2 | 305 | 205 | 0.54 | 176 | 58 | 15% | 322
531 | Delta PP | PGE GBA | {} | 22446 | 0 | 0% | 22446 | 1 | [5 empty] | 793 | 0.04 | 1026 | 0.05 |  | 19787 | 0.88 | 69 | 0 | 19510 | 0.87 | 2936 | 19479 | 0.87 | 2968 | 21818 | 0.97 | 628 | 22446 | 1 | 0 | 6201 | 0.28 | 16245 | 742 | 3% | 21704
532 | Moraga | PGE GBA | {'Sobrante': [4.8, 168.0], 'Oakland X': [4.8, 235.0], 'Oakland L': [6.5, 235.0], 'Oakland J': [6.6, 215.0], 'Oakland C': [7.4, 235.0], 'Edes': [7.8, 182.0], 'El Cerrito G': [9.0, 179.0], 'San Leandro U': [9.6, 97.0], 'Christie': [11.1, 17.0], 'Castro Valley': [12.2, 6.0], 'Grant': [12.3, 70.0], 'Richmond R': [12.5, 132.0], 'San Pablo': [13.5, 59.0], 'Potrero': [13.8, 221.0], 'SAN FRAN A (POTRERO PP)': [13.8, 222.0], 'Standard Oil': [14.5, 60.0], 'Standard Oil 2': [14.5, 60.0], 'Mt Eden': [15.4, 12.0], 'Mt. Eden': [15.4, 12.0], 'Eastshore': [15.7, 14.0], 'Martin': [16.8, 149.0]} | 1335 | 228 | 17% | 1108 | 0.83 | [5 empty] | 1 | 0 | 0 | 0 |  | 871 | 0.65 | 0 | 0 | 32 | 0.02 | 1303 | 875 | 0.66 | 460 | 1058 | 0.79 | 277 | 1058 | 0.79 | 277 | 212 | 0.16 | 1124 | 28 | 2% | 1308
533 | Collierville | PGE GBA | {} | 0 | 0 | 0% | 0 | 0 | [5 empty] | 0 | 0 | 0 | 0 |  | 0 | 0 | 0 | 0 | 0 | 0 | 0 | 0 | 0 | 0 | 0 | 0 | 0 | 0 | 0 | 0 | 0 | 0 | 0 | 0 | 0% | 0
534 | Rock Creek | PGE NGBA | {'Rock Creek 1': [0.0, 3.0], 'Grizzly': [1.0, 3.0], 'Cresta': [6.5, 3.0]} | 6524 | 3 | 0% | 6521 | 1 | [5 empty] | 0 | 0 | 0 | 0 |  | 2825 | 0.43 | 1090 | 0.17 | 2485 | 0.38 | 4039 | 5194 | 0.8 | 1330 | 5436 | 0.83 | 1088 | 6488 | 0.99 | 36 | 4849 | 0.74 | 1675 | 401 | 6% | 6123
535 | Homestake | PGE NGBA | {} | 14550 | 69 | 0% | 14481 | 1 | [5 empty] | 40 | 0 | 7 | 0 |  | 2993 | 0.21 | 11545 | 0.79 | 8803 | 0.61 | 5747 | 3601 | 0.25 | 10950 | 7006 | 0.48 | 7544 | 10657 | 0.73 | 3894 | 12168 | 0.84 | 2382 | 188 | 1% | 14362
536 | James B Black | PGE NGBA | {'Pit 4': [6.5, 15.0], 'Pit 3': [11.8, 15.0]} | 2135 | 53 | 2% | 2082 | 0.98 | [5 empty] | 0 | 0 | 0 | 0 |  | 1817 | 0.85 | 318 | 0.15 | 1019 | 0.48 | 1116 | 807 | 0.38 | 1328 | 907 | 0.42 | 1228 | 1863 | 0.87 | 272 | 1272 | 0.6 | 863 | 28 | 1% | 2107
537 | Harvard | SCE NOL | {'Cool Water': [13.1, 5269.0], 'Dunn Siding': [13.6, 17.0]} | 54900 | 23038 | 42% | 31863 | 0.58 | [5 empty] | 706 | 0.01 | 582 | 0.01 |  | 0 | 0 | 0 | 0 | 17447 | 0.32 | 37454 | 3744 | 0.07 | 51156 | 4214 | 0.08 | 50686 | 17526 | 0.32 | 37375 | 24786 | 0.45 | 30114 | 1154 | 2% | 53746
538 | San Jose B | PGE GBA | {} | 0 | 0 | 0% | 0 | 0 | [5 empty] | 0 | 0 | 0 | 0 |  | 0 | 0 | 0 | 0 | 0 | 0 | 0 | 0 | 0 | 0 | 0 | 0 | 0 | 0 | 0 | 0 | 0 | 0 | 0 | 0 | 0% | 0
539 | Edenvale | PGE GBA | {} | 69 | 0 | 0% | 69 | 1 | [5 empty] | 0 | 0 | 0 | 0 |  | 69 | 1 | 0 | 0 | 69 | 1 | 0 | 0 | 0 | 69 | 12 | 0.18 | 57 | 69 | 1 | 0 | 38 | 0.54 | 31 | 1 | 2% | 68
540 | Mt Poso | PGE Kern | {} | 0 | 0 | 0% | 0 | 0 | [5 empty] | 0 | 0 | 0 | 0 |  | 0 | 0 | 0 | 0 | 0 | 0 | 0 | 0 | 0 | 0 | 0 | 0 | 0 | 0 | 0 | 0 | 0 | 0 | 0 | 0 | 0% | 0
541 | Rock Creek 1 | PGE NGBA | {'Rock Creek': [0.0, 3.0], 'Grizzly': [1.0, 3.0], 'Cresta': [6.4, 3.0]} | 6544 | 3 | 0% | 6540 | 1 | [5 empty] | 0 | 0 | 0 | 0 |  | 2835 | 0.43 | 1092 | 0.17 | 2497 | 0.38 | 4046 | 5205 | 0.8 | 1339 | 5454 | 0.83 | 1090 | 6508 | 0.99 | 36 | 4867 | 0.74 | 1677 | 401 | 6% | 6143
542 | New Sub - Kramer - Lugo (Proposed) | SCE NOL | {'Roadway': [0.0, 400.0], 'Victor': [5.1, 25.0]} | 6505 | 399 | 6% | 6106 | 0.94 | [5 empty] | 0 | 0 | 0 | 0 |  | 0 | 0 | 0 | 0 | 5460 | 0.84 | 1044 | 4889 | 0.75 | 1616 | 3285 | 0.5 | 3220 | 5941 | 0.91 | 564 | 3186 | 0.49 | 3319 | 17 | 0% | 6488
543 | Baker | SCE NOL | {} | 6604 | 1140 | 17% | 5464 | 0.83 | [5 empty] | 0 | 0 | 0 | 0 |  | 0 | 0 | 0 | 0 | 2485 | 0.38 | 4119 | 2985 | 0.45 | 3619 | 2985 | 0.45 | 3619 | 3029 | 0.46 | 3575 | 4105 | 0.62 | 2499 | 3 | 0% | 6601
544 | Mountain View | PGE GBA | {} | 65 | 0 | 0% | 65 | 1 | [5 empty] | 0 | 0 | 0 | 0 |  | 0 | 0 | 0 | 0 | 8 | 0.12 | 57 | 0 | 0 | 65 | 19 | 0.29 | 46 | 27 | 0.42 | 38 | 0 | 0 | 65 | 53 | 82% | 12
545 | Stanislaus | PGE GBA | {} | 0 | 0 | 0% | 0 | 0 | [5 empty] | 0 | 0 | 0 | 0 |  | 0 | 0 | 0 | 0 | 0 | 0 | 0 | 0 | 0 | 0 | 0 | 0 | 0 | 0 | 0 | 0 | 0 | 0 | 0 | 0 | 0% | 0
546 | Eagle Mountain | SCE Eastern | {'Kem': [4.0, 5986.0], 'Red Bluff': [11.2, 7992.0]} | 28146 | 9749 | 35% | 18397 | 0.65 | [5 empty] | 5 | 0 | 0 | 0 |  | 0 | 0 | 0 | 0 | 2332 | 0.08 | 25815 | 6585 | 0.23 | 21561 | 0 | 0 | 28146 | 8897 | 0.32 | 19249 | 13615 | 0.48 | 14531 | 5 | 0% | 28141
547 | Contra Costa PP | PGE GBA | {'Contra Costa': [1.6, 1948.0], 'Lone Tree': [4.8, 352.0], 'GWF 2': [5.3, 1400.0], 'Collinsville': [6.1, 2947.0], 'Pittsburg': [7.4, 1237.0], 'Kirker': [7.8, 904.0], 'Brentwood': [8.1, 139.0], 'Birds Landing': [8.5, 3038.0], 'Shiloh III': [11.7, 2586.0], 'Clayton': [12.2, 1.0], 'Lambie': [15.4, 1123.0], 'Lambie Energy': [15.4, 1123.0], 'Tassajara': [16.9, 75.0], 'Grand Island': [17.7, 1672.0]} | 22904 | 3476 | 15% | 19428 | 0.85 | [5 empty] | 5333 | 0.23 | 2221 | 0.1 |  | 5759 | 0.25 | 0 | 0 | 6277 | 0.27 | 16627 | 17229 | 0.75 | 5675 | 15141 | 0.66 | 7764 | 17295 | 0.76 | 5609 | 2288 | 0.1 | 20617 | 6290 | 27% | 16615
548 | Padre Flats SW STA | PGE Fresno | {} | 521 | 0 | 0% | 521 | 1 | [5 empty] | 3 | 0.01 | 0 | 0 |  | 515 | 0.99 | 0 | 0 | 521 | 1 | 0 | 0 | 0 | 521 | 171 | 0.33 | 350 | 521 | 1 | 0 | 498 | 0.96 | 23 | 0 | 0% | 521
549 | Bliss | SCE Northern | {} | 0 | 0 | 0% | 0 | 0 | [5 empty] | 0 | 0 | 0 | 0 |  | 0 | 0 | 0 | 0 | 0 | 0 | 0 | 0 | 0 | 0 | 0 | 0 | 0 | 0 | 0 | 0 | 0 | 0 | 0 | 0 | 0% | 0
550 | Divide | PGE Kern | {} | 7 | 0 | 0% | 7 | 1 | [5 empty] | 0 | 0 | 0 | 0 |  | 0 | 0 | 0 | 0 | 7 | 0.92 | 1 | 0 | 0 | 7 | 2 | 0.23 | 6 | 7 | 0.92 | 1 | 3 | 0.36 | 5 | 1 | 7% | 7
551 | Cresta | PGE NGBA | {'Rock Creek 1': [6.4, 3.0], 'Rock Creek': [6.5, 3.0], 'Grizzly': [7.3, 3.0]} | 5404 | 3 | 0% | 5401 | 1 | [5 empty] | 0 | 0 | 0 | 0 |  | 1124 | 0.21 | 773 | 0.14 | 2007 | 0.37 | 3397 | 3730 | 0.69 | 1674 | 5303 | 0.98 | 101 | 5369 | 0.99 | 35 | 3832 | 0.71 | 1572 | 156 | 3% | 5248
552 | Race Track | PGE GBA | {} | 0 | 0 | 0% | 0 | 0 | [5 empty] | 0 | 0 | 0 | 0 |  | 0 | 0 | 0 | 0 | 0 | 0 | 0 | 0 | 0 | 0 | 0 | 0 | 0 | 0 | 0 | 0 | 0 | 0 | 0 | 0 | 0% | 0
553 | Lodi | PGE GBA | {'Eight Mile': [2.1, 167.0]} | 880 | 262 | 30% | 617 | 0.7 | [5 empty] | 1 | 0 | 5 | 0.01 |  | 0 | 0 | 0 | 0 | 51 | 0.06 | 829 | 410 | 0.47 | 470 | 410 | 0.47 | 470 | 428 | 0.49 | 452 | 0 | 0 | 880 | 90 | 10% | 790
554 | Rancho Seco | PGE GBA | {} | 0 | 0 | 0% | 0 | 0 | [5 empty] | 0 | 0 | 0 | 0 |  | 0 | 0 | 0 | 0 | 0 | 0 | 0 | 0 | 0 | 0 | 0 | 0 | 0 | 0 | 0 | 0 | 0 | 0 | 0 | 0 | 0% | 0
555 | Monticello | PGE NGBA | {} | 9713 | 1 | 0% | 9712 | 1 | [5 empty] | 105 | 0.01 | 53 | 0.01 |  | 7840 | 0.81 | 67 | 0.01 | 9001 | 0.93 | 711 | 1824 | 0.19 | 7888 | 1933 | 0.2 | 7779 | 9064 | 0.93 | 649 | 7977 | 0.82 | 1736 | 147 | 2% | 9565
556 | New Sub - Westley - Quinto (Proposed) | PGE Fresno | {} | 2744 | 0 | 0% | 2744 | 1 | [5 empty] | 0 | 0 | 0 | 0 |  | 1247 | 0.45 | 1497 | 0.55 | 2744 | 1 | 0 | 401 | 0.15 | 2343 | 1548 | 0.56 | 1196 | 2744 | 1 | 0 | 2744 | 1 | 0 | 1 | 0% | 2743
557 | North Dublin | PGE GBA | {'San Ramon': [4.2, 21.0], 'Tassajara': [4.7, 21.0], 'Cayetano': [4.7, 21.0], 'Vineyard': [5.2, 21.0], 'Los Positas': [7.4, 21.0], 'Las Positas': [7.4, 21.0], 'Vasco': [8.1, 21.0], 'Altamont': [9.8, 21.0], 'Altamont Midway (Sandhill)': [9.8, 21.0], 'Windmaster': [12.3, 21.0]} | 3417 | 21 | 1% | 3396 | 0.99 | [5 empty] | 0 | 0 | 0 | 0 |  | 3316 | 0.97 | 102 | 0.03 | 2546 | 0.75 | 871 | 3080 | 0.9 | 337 | 3080 | 0.9 | 337 | 3395 | 0.99 | 23 | 1452 | 0.43 | 1965 | 77 | 2% | 3341
558 | Wildlife | SCE Eastern | {} | 0 | 0 | 0% | 0 | 0 | [5 empty] | 0 | 0 | 0 | 0 |  | 0 | 0 | 0 | 0 | 0 | 0 | 0 | 0 | 0 | 0 | 0 | 0 | 0 | 0 | 0 | 0 | 0 | 0 | 0 | 0 | 0% | 0
559 | Clovis | PGE Fresno | {} | 0 | 0 | 0% | 0 | 0 | [5 empty] | 0 | 0 | 0 | 0 |  | 0 | 0 | 0 | 0 | 0 | 0 | 0 | 0 | 0 | 0 | 0 | 0 | 0 | 0 | 0 | 0 | 0 | 0 | 0 | 0 | 0% | 0
560 | Greenleaf 1 | PGE NGBA | {} | 0 | 0 | 0% | 0 | 0 | [5 empty] | 0 | 0 | 0 | 0 |  | 0 | 0 | 0 | 0 | 0 | 0 | 0 | 0 | 0 | 0 | 0 | 0 | 0 | 0 | 0 | 0 | 0 | 0 | 0 | 0 | 0% | 0
561 | Atlantic | PGE NGBA | {} | 0 | 0 | 0% | 0 | 0 | [5 empty] | 0 | 0 | 0 | 0 |  | 0 | 0 | 0 | 0 | 0 | 0 | 0 | 0 | 0 | 0 | 0 | 0 | 0 | 0 | 0 | 0 | 0 | 0 | 0 | 0 | 0% | 0
562 | Vasona | PGE GBA | {'El Patio': [3.1, 33.0], 'Saratoga': [3.3, 33.0], 'Hicks': [3.8, 33.0], 'Monta Vista': [7.6, 33.0]} | 55 | 33 | 60% | 22 | 0.4 | [5 empty] | 0 | 0 | 0 | 0 |  | 22 | 0.4 | 0 | 0 | 22 | 0.4 | 33 | 0 | 0 | 55 | 12 | 0.22 | 43 | 22 | 0.4 | 33 | 22 | 0.4 | 33 | 0 | 0% | 55
563 | Mercury | SCE EOP | {'Innovation': [5.5, 707.0], 'Jackass (DOE)': [15.8, 922.0]} | 30615 | 1936 | 6% | 28679 | 0.94 | [5 empty] | 0 | 0 | 0 | 0 |  | 0 | 0 | 0 | 0 | 0 | 0 | 30615 | 0 | 0 | 30615 | 0 | 0 | 30615 | 0 | 0 | 30615 | 0 | 0 | 30615 | 0 | 0% | 30615
564 | Monta Vista | PGE GBA | {'Saratoga': [4.4, 33.0], 'Vasona': [7.6, 33.0], 'El Patio': [7.8, 33.0], 'Hicks': [11.3, 33.0]} | 56 | 33 | 59% | 23 | 0.41 | [5 empty] | 0 | 0 | 0 | 0 |  | 0 | 0 | 0 | 0 | 8 | 0.14 | 48 | 0 | 0 | 56 | 5 | 0.09 | 51 | 13 | 0.24 | 43 | 0 | 0 | 56 | 15 | 27% | 41
565 | Topaz | PGE Kern | {'Carrizo Plains': [1.1, 135.0], 'Caliente': [8.0, 135.0], 'Kernridge': [18.4, 36.0]} | 1604 | 135 | 8% | 1470 | 0.92 | [5 empty] | 0 | 0 | 0 | 0 |  | 1006 | 0.63 | 0 | 0 | 1329 | 0.83 | 276 | 0 | 0 | 1604 | 277 | 0.17 | 1327 | 1329 | 0.83 | 276 | 921 | 0.57 | 684 | 0 | 0% | 1604
566 | Balch | PGE Fresno | {} | 0 | 0 | 0% | 0 | 0 | [5 empty] | 0 | 0 | 0 | 0 |  | 0 | 0 | 0 | 0 | 0 | 0 | 0 | 0 | 0 | 0 | 0 | 0 | 0 | 0 | 0 | 0 | 0 | 0 | 0 | 0 | 0% | 0
567 | El Dorado PH | PGE NGBA | {} | 0 | 0 | 0% | 0 | 0 | [5 empty] | 0 | 0 | 0 | 0 |  | 0 | 0 | 0 | 0 | 0 | 0 | 0 | 0 | 0 | 0 | 0 | 0 | 0 | 0 | 0 | 0 | 0 | 0 | 0 | 0 | 0% | 0
568 | Bell | PGE NGBA | {} | 0 | 0 | 0% | 0 | 0 | [5 empty] | 0 | 0 | 0 | 0 |  | 0 | 0 | 0 | 0 | 0 | 0 | 0 | 0 | 0 | 0 | 0 | 0 | 0 | 0 | 0 | 0 | 0 | 0 | 0 | 0 | 0% | 0
569 | San Pablo | PGE GBA | {'Standard Oil': [4.0, 262.0], 'Standard Oil 2': [4.0, 262.0], 'Richmond R': [4.5, 259.0], 'El Cerrito G': [5.2, 742.0], 'Christie': [7.1, 819.0], 'Carquinez': [8.8, 799.0], 'Sobrante': [8.9, 853.0], 'Alhambra': [11.2, 794.0], 'Martinez': [12.1, 796.0], 'Ignacio': [12.7, 41.0], 'Oakland L': [12.7, 130.0], 'Parkway': [12.7, 796.0], 'Bahia': [12.7, 796.0], 'Oakland C': [13.4, 118.0], 'Moraga': [13.5, 59.0], 'Oakland X': [13.8, 62.0], 'Meadow Lane': [15.5, 689.0], 'Lakewood': [16.0, 102.0], 'Potrero': [16.2, 65.0], 'SAN FRAN A (POTRERO PP)': [16.2, 67.0], 'Oakland J': [16.8, 40.0], 'Edes': [18.8, 6.0]} | 3505 | 1016 | 29% | 2489 | 0.71 | [5 empty] | 4 | 0 | 0 | 0 |  | 1997 | 0.57 | 0 | 0 | 32 | 0.01 | 3473 | 1446 | 0.41 | 2060 | 2370 | 0.68 | 1135 | 2370 | 0.68 | 1135 | 611 | 0.17 | 2894 | 218 | 6% | 3288
570 | Lambie (old) | PGE NGBA | {'Lambie Energy': [0.0, 7266.0], 'Shiloh III': [3.8, 6177.0], 'Birds Landing': [7.0, 6177.0], 'Peabody': [7.1, 2254.0], 'Collinsville': [9.9, 5042.0], 'Vaca-Dixon & Gc Yard': [12.8, 1089.0], 'Pittsburg': [13.0, 1140.0], 'Kirker': [14.1, 822.0], 'GWF 2': [14.3, 1166.0], 'Grand Island': [14.9, 794.0], 'Contra Costa PP': [15.4, 1123.0], 'Contra Costa': [16.1, 1120.0], 'Lone Tree': [20.0, 8.0]} | 46536 | 7266 | 16% | 39270 | 0.84 | [5 empty] | 13751 | 0.3 | 7714 | 0.17 |  | 28164 | 0.61 | 0 | 0 | 9105 | 0.2 | 37431 | 20488 | 0.44 | 26047 | 19877 | 0.43 | 26659 | 29201 | 0.63 | 17335 | 3814 | 0.08 | 42722 | 15680 | 34% | 30855
571 | Figarden | PGE Fresno | {} | 0 | 0 | 0% | 0 | 0 | [5 empty] | 0 | 0 | 0 | 0 |  | 0 | 0 | 0 | 0 | 0 | 0 | 0 | 0 | 0 | 0 | 0 | 0 | 0 | 0 | 0 | 0 | 0 | 0 | 0 | 0 | 0% | 0
572 | Trimble | PGE GBA | {} | 22 | 0 | 0% | 22 | 1 | [5 empty] | 0 | 0 | 0 | 0 |  | 0 | 0 | 0 | 0 | 0 | 0 | 22 | 0 | 0 | 22 | 0 | 0 | 22 | 0 | 0 | 22 | 0 | 0 | 22 | 21 | 98% | 0
573 | Tassajara | PGE GBA | {'San Ramon': [4.1, 21.0], 'North Dublin': [4.7, 21.0], 'Cayetano': [8.6, 21.0], 'Vineyard': [9.5, 21.0], 'Clayton': [10.6, 1.0], 'Los Positas': [11.7, 21.0], 'Las Positas': [11.7, 21.0], 'Vasco': [12.1, 21.0], 'Altamont': [13.0, 21.0], 'Altamont Midway (Sandhill)': [13.0, 21.0], 'Lone Tree': [13.0, 75.0], 'Windmaster': [14.4, 21.0], 'Brentwood': [15.0, 75.0], 'GWF 2': [15.3, 75.0], 'Contra Costa': [15.5, 75.0], 'Contra Costa PP': [16.9, 75.0]} | 5032 | 96 | 2% | 4936 | 0.98 | [5 empty] | 0 | 0 | 0 | 0 |  | 4929 | 0.98 | 102 | 0.02 | 3821 | 0.76 | 1211 | 4587 | 0.91 | 445 | 4587 | 0.91 | 445 | 4902 | 0.97 | 130 | 2548 | 0.51 | 2484 | 95 | 2% | 4937
574 | Santa Rosa A | PGE NGBA | {} | 12 | 0 | 0% | 12 | 1 | [5 empty] | 0 | 0 | 0 | 0 |  | 0 | 0 | 0 | 0 | 12 | 1 | 0 | 0 | 0 | 12 | 0 | 0 | 12 | 12 | 1 | 0 | 12 | 1 | 0 | 0 | 0% | 12
575 | Piercy | PGE GBA | {} | 58 | 0 | 0% | 58 | 1 | [5 empty] | 0 | 0 | 0 | 0 |  | 57 | 0.98 | 1 | 0.02 | 44 | 0.75 | 15 | 28 | 0.47 | 31 | 28 | 0.47 | 31 | 58 | 1 | 0 | 31 | 0.53 | 28 | 0 | 0% | 58
576 | Caribou | PGE NGBA | {} | 193 | 0 | 0% | 193 | 1 | [5 empty] | 0 | 0 | 0 | 0 |  | 193 | 1 | 0 | 0 | 0 | 0 | 193 | 161 | 0.83 | 32 | 132 | 0.68 | 61 | 193 | 1 | 1 | 192 | 1 | 1 | 15 | 8% | 178
577 | Vista (SCE) | SCE Eastern | {} | 0 | 0 | 0% | 0 | 0 | [5 empty] | 0 | 0 | 0 | 0 |  | 0 | 0 | 0 | 0 | 0 | 0 | 0 | 0 | 0 | 0 | 0 | 0 | 0 | 0 | 0 | 0 | 0 | 0 | 0 | 0 | 0% | 0
578 | Cardiff | SCE Eastern | {} | 107 | 0 | 0% | 107 | 1 | [5 empty] | 0 | 0 | 0 | 0 |  | 1 | 0.01 | 107 | 0.99 | 107 | 1 | 0 | 101 | 0.94 | 6 | 107 | 1 | 0 | 107 | 1 | 0 | 22 | 0.21 | 85 | 0 | 0% | 107
579 | Cannon | SDGE Imperial | {'Encina': [0.2, 34.0], 'Palomar Airport': [2.8, 29.0], 'San Luis Rey': [5.1, 29.0], 'Shadowridge': [5.4, 22.0], 'Ocean Ranch': [5.6, 30.0], 'Melrose': [6.6, 29.0], 'San Marcos': [7.8, 8.0], 'Pendleton': [11.9, 27.0], 'Artesian': [14.0, 4.0], 'North City Metering': [14.0, 5.0], 'Penasquitos': [16.5, 3.0]} | 193 | 29 | 15% | 164 | 0.85 | [5 empty] | 0 | 0 | 0 | 0 |  | 0 | 0 | 0 | 0 | 34 | 0.17 | 159 | 148 | 0.77 | 45 | 154 | 0.8 | 39 | 154 | 0.8 | 39 | 0 | 0 | 193 | 32 | 17% | 161
580 | Mt Eden | PGE GBA | {'Eastshore': [0.9, 86.0], 'Grant': [4.2, 83.0], 'Castro Valley': [4.7, 76.0], 'Dumbarton': [5.7, 20.0], 'San Leandro U': [6.0, 82.0], 'Edes': [8.9, 81.0], 'Ravenswood': [9.9, 22.0], 'Oakland J': [11.0, 64.0], 'Cooley Landing': [11.1, 8.0], 'Oakland X': [14.0, 64.0], 'Burlingame': [14.5, 1.0], 'Menlo': [14.9, 2.0], 'Oakland C': [15.1, 64.0], 'Moraga': [15.4, 12.0], 'Oakland L': [15.5, 64.0], 'Jefferson': [15.8, 4.0], 'Millbrae': [15.9, 1.0], 'Martin': [17.4, 10.0], 'SAN FRAN A (POTRERO PP)': [17.7, 18.0], 'Potrero': [17.7, 19.0]} | 222 | 81 | 36% | 141 | 0.64 | [5 empty] | 0 | 0 | 0 | 0 |  | 58 | 0.26 | 0 | 0 | 58 | 0.26 | 163 | 10 | 0.05 | 212 | 37 | 0.16 | 185 | 95 | 0.43 | 127 | 58 | 0.26 | 163 | 49 | 22% | 173
581 | Fitch Mountain | PGE NGBA | {} | 594 | 0 | 0% | 594 | 1 | [5 empty] | 1 | 0 | 0 | 0 |  | 38 | 0.06 | 0 | 0 | 519 | 0.87 | 74 | 156 | 0.26 | 438 | 594 | 1 | 0 | 594 | 1 | 0 | 552 | 0.93 | 41 | 0 | 0% | 594
582 | Stockton A | PGE GBA | {} | 0 | 0 | 0% | 0 | 0 | [5 empty] | 0 | 0 | 0 | 0 |  | 0 | 0 | 0 | 0 | 0 | 0 | 0 | 0 | 0 | 0 | 0 | 0 | 0 | 0 | 0 | 0 | 0 | 0 | 0 | 0 | 0% | 0
583 | Saratoga | PGE GBA | {'Vasona': [3.3, 33.0], 'Monta Vista': [4.4, 33.0], 'El Patio': [4.4, 33.0], 'Hicks': [7.0, 33.0]} | 53 | 33 | 63% | 20 | 0.37 | [5 empty] | 0 | 0 | 0 | 0 |  | 12 | 0.22 | 0 | 0 | 20 | 0.37 | 33 | 0 | 0 | 53 | 11 | 0.21 | 41 | 20 | 0.37 | 33 | 12 | 0.22 | 41 | 0 | 0% | 53
584 | Christie | PGE GBA | {'Alhambra': [4.3, 1151.0], 'Martinez': [5.0, 1153.0], 'Carquinez': [6.5, 1156.0], 'Bahia': [6.6, 1153.0], 'Sobrante': [6.8, 744.0], 'San Pablo': [7.1, 819.0], 'El Cerrito G': [7.9, 556.0], 'Meadow Lane': [8.9, 1031.0], 'Parkway': [9.4, 1153.0], 'Richmond R': [10.2, 46.0], 'Lakewood': [10.5, 104.0], 'Standard Oil': [10.7, 49.0], 'Standard Oil 2': [10.8, 49.0], 'Moraga': [11.1, 17.0], 'Oakland X': [13.8, 17.0], 'Oakland L': [13.8, 20.0], 'Oakland C': [14.8, 20.0], 'SAN FRAN A (POTRERO PP)': [19.7, 10.0], 'Potrero': [19.7, 10.0]} | 5940 | 1164 | 20% | 4777 | 0.8 | [5 empty] | 4 | 0 | 0 | 0 |  | 2775 | 0.47 | 0 | 0 | 570 | 0.1 | 5371 | 2751 | 0.46 | 3189 | 2482 | 0.42 | 3458 | 4438 | 0.75 | 1502 | 1516 | 0.26 | 4424 | 741 | 12% | 5199
585 | Las Aguilas | PGE Fresno | {} | 1952 | 0 | 0% | 1952 | 1 | [5 empty] | 0 | 0 | 0 | 0 |  | 433 | 0.22 | 1519 | 0.78 | 1840 | 0.94 | 113 | 8 | 0 | 1945 | 232 | 0.12 | 1720 | 1840 | 0.94 | 113 | 1952 | 1 | 0 | 0 | 0% | 1952
586 | Monroe | PGE NGBA | {} | 0 | 0 | 0% | 0 | 0 | [5 empty] | 0 | 0 | 0 | 0 |  | 0 | 0 | 0 | 0 | 0 | 0 | 0 | 0 | 0 | 0 | 0 | 0 | 0 | 0 | 0 | 0 | 0 | 0 | 0 | 0 | 0% | 0
587 | Elliot | SDGE Imperial | {'Elliott': [0.0, 121.0], 'Kearny': [2.8, 121.0], 'Mission': [3.6, 121.0], 'Murray': [4.1, 2.0], 'Mesa Heights': [4.1, 121.0], 'Old Town': [7.0, 121.0], 'Spring Valley': [7.3, 1.0], 'Vine': [7.5, 121.0], 'Silvergate': [9.0, 121.0], 'Point Loma': [9.9, 121.0], 'Bay Boulevard': [14.4, 80.0], 'Otay': [15.4, 1.0], 'Imperial Beach': [16.1, 23.0]} | 219 | 121 | 55% | 99 | 0.45 | [5 empty] | 0 | 0 | 0 | 0 |  | 0 | 0 | 0 | 0 | 0 | 0 | 219 | 5 | 0.02 | 214 | 89 | 0.41 | 130 | 89 | 0.41 | 130 | 0 | 0 | 219 | 1 | 0% | 219
588 | Sunset | PGE Kern | {} | 0 | 0 | 0% | 0 | 0 | [5 empty] | 0 | 0 | 0 | 0 |  | 0 | 0 | 0 | 0 | 0 | 0 | 0 | 0 | 0 | 0 | 0 | 0 | 0 | 0 | 0 | 0 | 0 | 0 | 0 | 0 | 0% | 0
589 | Herndon | PGE Fresno | {} | 0 | 0 | 0% | 0 | 0 | [5 empty] | 0 | 0 | 0 | 0 |  | 0 | 0 | 0 | 0 | 0 | 0 | 0 | 0 | 0 | 0 | 0 | 0 | 0 | 0 | 0 | 0 | 0 | 0 | 0 | 0 | 0% | 0
590 | Menlo | PGE GBA | {'Jefferson': [4.9, 20.0], 'Cooley Landing': [5.0, 17.0], 'Ravenswood': [5.5, 20.0], 'Whisman': [7.6, 1.0], 'Dumbarton': [11.7, 13.0], 'Burlingame': [14.0, 10.0], 'Eastshore': [14.2, 10.0], 'Mt Eden': [14.9, 2.0], 'Mt. Eden': [14.9, 2.0], 'Millbrae': [15.8, 8.0]} | 149 | 19 | 13% | 129 | 0.87 | [5 empty] | 0 | 0 | 0 | 0 |  | 0 | 0 | 0 | 0 | 55 | 0.37 | 94 | 58 | 0.39 | 91 | 79 | 0.53 | 70 | 79 | 0.53 | 70 | 15 | 0.1 | 134 | 66 | 45% | 82
591 | Mountain Pass | SCE EOP | {'Ivanpah': [5.5, 18.0], 'Primm': [14.9, 18.0]} | 4602 | 18 | 0% | 4583 | 1 | [5 empty] | 0 | 0 | 0 | 0 |  | 0 | 0 | 0 | 0 | 4018 | 0.87 | 583 | 3651 | 0.79 | 951 | 583 | 0.13 | 4019 | 4576 | 0.99 | 26 | 781 | 0.17 | 3821 | 0 | 0% | 4602
592 | San Jose A | PGE GBA | {} | 0 | 0 | 0% | 0 | 0 | [5 empty] | 0 | 0 | 0 | 0 |  | 0 | 0 | 0 | 0 | 0 | 0 | 0 | 0 | 0 | 0 | 0 | 0 | 0 | 0 | 0 | 0 | 0 | 0 | 0 | 0 | 0% | 0
593 | Artesian | SDGE Imperial | {'North City Metering': [6.6, 4.0], 'San Marcos': [8.3, 4.0], 'Penasquitos': [8.6, 3.0], 'Shadowridge': [10.3, 4.0], 'Palomar Airport': [11.3, 4.0], 'Cannon': [14.0, 4.0], 'Encina': [14.1, 4.0]} | 21 | 1 | 5% | 20 | 0.95 | [5 empty] | 0 | 0 | 0 | 0 |  | 0 | 0 | 0 | 0 | 0 | 0 | 21 | 14 | 0.65 | 7 | 20 | 0.92 | 2 | 20 | 0.92 | 2 | 0 | 0 | 21 | 2 | 8% | 20
594 | Thousandaire | SCE EOP | {'Gamebird': [3.4, 2.0], 'Pahrump': [4.6, 33.0], 'Charleston': [10.4, 32.0]} | 10058 | 218 | 2% | 9840 | 0.98 | [5 empty] | 0 | 0 | 0 | 0 |  | 0 | 0 | 0 | 0 | 3071 | 0.31 | 6987 | 164 | 0.02 | 9894 | 2353 | 0.23 | 7705 | 3953 | 0.39 | 6105 | 8469 | 0.84 | 1589 | 0 | 0% | 10058

## LandEnv_Wind_Data_15mi
CEC provided land-use and environmental data criteria for in-state substations at a 15 mile radius for onshore wind resource potential. Note these are based on a techno-economic resource potential base using a 20% CF factor.
[9 empty] | Parcel info not applied for onshore wind mapping |  |  |  |  | Cropland Index not applied for onshore wind mappping
|  |  |  | Res. Potential Base (after techno-economic & protected areas exclusions) | Res. Potential after Core Land Use Screen (Lower Implications Land) | Percentage of Base Potential w/ Lower Implications | Res. Potential excluded by Core screen (Higher Implications Land) | Percentage of Base Potential w/ Higher Implications | [5 empty] | Base Res. Potential w/ Low Cropland Index Values | Percentage of Base Potential w/ Low Cropland Index Values | Base Res. Potential w/ High Cropland Index Values | Percentage of Base Potential w/ High Cropland Index Values |  | Base Res. Potential w/ Tier 2 Fire Threat | Percentage of Base Potential w/ Tier 2 Fire Threat | Base Res. Potential w/ Tier 3 Fire Threat | Percentage of Base Potential w/ Tier 3 Fire Threat | Base Res. Potential w/ ACE Terrestrial Connectivity, 4 or 5, (High Implications) | Percentage of Base Potential w/ Terrestrial Connectivity High Implications | Base Res. Potential w/ Terrestrial Connectivity Low Implications | Base Res. Potential w/ ACE Biodiversity, 5, (High Implications) | Percentage of Base Potential w/ Biodiversity High Implications | Base Res. Potential w/ Biodiversity Low Implications | Base Res. Potential w/ ACE Irreplaceability, 4 or 5, (High Implications) | Percentage of Base Potential w/ Irreplaceability High Implications | Base Res. Potential w/ Irreplaceability Low Implications | Base Res. Potential w/ Any of the three ACE datasets High Implications | Percentage of Base Potential w/ Any of the three ACE datasets High Implications | Base Res. Potential w/ Any of the three ACE datasets Low Implications | Base Res. Potential w/ High Terrestrial Landscape Intactness | Percentage of Base Potential w/ High Terrestrial Landscape Intactness | Base Res. Potential w/ Low Terrestrial Landscape Intactness | Base Res. Potential w/ Classified as Wetlands | Percentage of Base Potential w/ Classified as Wetlands | Base Res. Potential w/ Not Classified as Wetlands
Blue columns indicate additional data calculate/added by CPUC staff in dashboard.
Distance in miles to nearby substations
OBJECTID | IRP_Substation_Name | RESOLVE_Name | Overlaps | RPB_Acres | TRP_Acres | Perc_TRP | High_Implication_Acres | Perc_HighImplication | Parcels_LT_6 | Perc_ParcLT6 | Parcels_LT_30_GT6 | Perc_ParcLT30GT6 | 10th Percentile Parcelization | LowCrop_Acres | Perc_LowCrop | HighCrop_Acres | Perc_HighCrop | Critically overdrafted basin | FT_Tier2_Acres | Perc_FT_Tier2 | FT_Tier3_Acres | Perc_FT_Tier3 | Conn45_Acres | Perc_Conn45 | Low Conn Acres | Bio5_Acres | Perc_Bio5 | Low Bio Acres | Irr45_Acres | Perc_Irr45 | Low Irr Acres | ACE_All_Acres | Perc_AllACE | Low AllACE Acres | High_Intact_Acres | Perc_HighIntact | LowIntact Acres | Wetlands_Acres | Perc_Wetlands | Not Wetlands Acres
1 | Cal Flats | PGE Fresno | {'Cholame': [12.8, 71.0], 'Avenal': [13.7, 38.0]} | 3913 | 164 | 0.04 | 3749 | 0.96 | [5 empty] | 36 | 0.01 | 0 | 0 |  | 3775 | 0.96 | 67 | 0.02 | 2417 | 0.62 | 1496 | 390 | 0.1 | 3523 | 1002 | 0.26 | 2911 | 2571 | 0.66 | 1342 | 3194 | 0.82 | 719 | 9 | 0 | 3904
2 | Collinsville | PGE GBA | {'Birds Landing': [3.1, 7117.0], 'Pittsburg': [4.5, 1354.0], 'GWF 2': [4.7, 1443.0], 'Kirker': [5.6, 1021.0], 'Contra Costa PP': [6.1, 2947.0], 'Shiloh III': [6.2, 6754.0], 'Contra Costa': [6.3, 1715.0], 'Lambie': [9.9, 5042.0], 'Lambie Energy': [9.9, 5042.0], 'Lone Tree': [10.2, 277.0], 'Clayton': [11.9, 6.0], 'Brentwood': [14.2, 64.0], 'Meadow Lane': [14.3, 6.0], 'Martinez': [15.8, 6.0], 'Peabody': [16.0, 1108.0], 'Bahia': [16.3, 6.0], 'Grand Island': [16.9, 1914.0], 'Alhambra': [17.0, 4.0]} | 69638 | 9926 | 0.14 | 59713 | 0.86 | [5 empty] | 16559 | 0.24 | 10645 | 0.15 |  | 28874 | 0.41 | 0 | 0 | 15122 | 0.22 | 54517 | 33239 | 0.48 | 36400 | 29071 | 0.42 | 40568 | 42087 | 0.6 | 27551 | 5683 | 0.08 | 63956 | 22898 | 0.33 | 46740
3 | Santa Teresa | PGE GBA | {} | 1165 | 0 | 0 | 1165 | 1 | [5 empty] | 0 | 0 | 0 | 0 |  | 1032 | 0.89 | 133 | 0.11 | 915 | 0.78 | 251 | 436 | 0.37 | 729 | 448 | 0.38 | 717 | 978 | 0.84 | 187 | 1095 | 0.94 | 71 | 9 | 0.01 | 1157
4 | Carrizo Gorge | SDGE Imperial | {'Boulevard': [4.2, 11376.0], 'Crestwood': [5.5, 11361.0], 'East County': [10.6, 2020.0], 'Suncrest - Ocotillo (Proposed)': [11.9, 4733.0], 'Cameron': [13.9, 4878.0]} | 37922 | 11430 | 0.3 | 26492 | 0.7 | [5 empty] | 1 | 0 | 0 | 0 |  | 16779 | 0.44 | 16522 | 0.44 | 2862 | 0.08 | 35060 | 5685 | 0.15 | 32238 | 14513 | 0.38 | 23409 | 18197 | 0.48 | 19725 | 12040 | 0.32 | 25882 | 491 | 0.01 | 37431
5 | Avenal | PGE Kern | {'Cal Flats': [13.7, 38.0]} | 1658 | 108 | 0.07 | 1550 | 0.93 | [5 empty] | 0 | 0 | 0 | 0 |  | 1634 | 0.99 | 2 | 0 | 1337 | 0.81 | 321 | 0 | 0 | 1658 | 530 | 0.32 | 1128 | 1337 | 0.81 | 321 | 1255 | 0.76 | 403 | 0 | 0 | 1658
6 | Crazy Horse Canyon | PGE GBA | {} | 209 | 38 | 0.18 | 171 | 0.82 | [5 empty] | 0 | 0 | 1 | 0.01 |  | 0 | 0 | 0 | 0 | 22 | 0.11 | 187 | 131 | 0.63 | 78 | 134 | 0.64 | 75 | 156 | 0.75 | 53 | 0 | 0 | 209 | 61 | 0.29 | 149
7 | Estrella | PGE Kern | {'Templeton': [7.3, 138.0]} | 1693 | 358 | 0.21 | 1334 | 0.79 | [5 empty] | 49 | 0.03 | 0 | 0 |  | 1559 | 0.92 | 133 | 0.08 | 973 | 0.57 | 720 | 506 | 0.3 | 1187 | 623 | 0.37 | 1069 | 984 | 0.58 | 709 | 510 | 0.3 | 1183 | 28 | 0.02 | 1665
8 | Ocean Ranch | SDGE Imperial | {'San Luis Rey': [2.3, 29.0], 'Melrose': [2.4, 29.0], 'Cannon': [5.6, 30.0], 'Encina': [5.7, 30.0], 'Shadowridge': [5.8, 17.0], 'Palomar Airport': [6.1, 24.0], 'Pendleton': [7.2, 27.0], 'San Marcos': [8.0, 3.0], 'North City Metering': [18.0, 1.0]} | 209 | 29 | 0.14 | 180 | 0.86 | [5 empty] | 0 | 0 | 0 | 0 |  | 3 | 0.01 | 0 | 0 | 34 | 0.16 | 176 | 163 | 0.78 | 46 | 170 | 0.81 | 39 | 170 | 0.81 | 39 | 0 | 0 | 209 | 32 | 0.15 | 177
9 | Green Valley | PGE GBA | {'Moss Landing': [10.2, 5.0]} | 274 | 32 | 0.12 | 242 | 0.88 | [5 empty] | 1 | 0 | 2 | 0.01 |  | 47 | 0.17 | 0 | 0 | 63 | 0.23 | 211 | 154 | 0.56 | 120 | 155 | 0.57 | 119 | 218 | 0.8 | 56 | 16 | 0.06 | 258 | 62 | 0.23 | 212
10 | Union (Estrella) | PGE Kern | {'Templeton': [7.3, 138.0]} | 1693 | 358 | 0.21 | 1334 | 0.79 | [5 empty] | 49 | 0.03 | 0 | 0 |  | 1559 | 0.92 | 133 | 0.08 | 973 | 0.57 | 720 | 506 | 0.3 | 1187 | 623 | 0.37 | 1069 | 984 | 0.58 | 709 | 510 | 0.3 | 1183 | 28 | 0.02 | 1665
11 | Crescent | PGE Fresno | {} | 0 | 0 | 0 | 0 | 0 | [5 empty] | 0 | 0 | 0 | 0 |  | 0 | 0 | 0 | 0 | 0 | 0 | 0 | 0 | 0 | 0 | 0 | 0 | 0 | 0 | 0 | 0 | 0 | 0 | 0 | 0 | 0 | 0
12 | Vincent | SCE Northern | {'Antelope': [17.4, 1654.0]} | 20338 | 9697 | 0.48 | 10641 | 0.52 | [5 empty] | 4 | 0 | 9 | 0 |  | 8902 | 0.44 | 5830 | 0.29 | 1626 | 0.08 | 18712 | 3309 | 0.16 | 17029 | 1599 | 0.08 | 18739 | 4936 | 0.24 | 15403 | 7017 | 0.35 | 13321 | 465 | 0.02 | 19873
13 | El Nido (PGE) | PGE Fresno | {} | 0 | 0 | 0 | 0 | 0 | [5 empty] | 0 | 0 | 0 | 0 |  | 0 | 0 | 0 | 0 | 0 | 0 | 0 | 0 | 0 | 0 | 0 | 0 | 0 | 0 | 0 | 0 | 0 | 0 | 0 | 0 | 0 | 0
14 | Cortina | PGE NGBA | {} | 8399 | 41 | 0 | 8358 | 1 | [5 empty] | 0 | 0 | 0 | 0 |  | 233 | 0.03 | 8166 | 0.97 | 2954 | 0.35 | 5445 | 1947 | 0.23 | 6452 | 1737 | 0.21 | 6662 | 4545 | 0.54 | 3854 | 8173 | 0.97 | 226 | 33 | 0 | 8366
15 | Delta Pumps | PGE GBA | {} | 32380 | 96 | 0 | 32284 | 1 | [5 empty] | 793 | 0.02 | 1026 | 0.03 |  | 29076 | 0.9 | 712 | 0.02 | 28463 | 0.88 | 3917 | 28808 | 0.89 | 3572 | 31160 | 0.96 | 1220 | 32121 | 0.99 | 258 | 13722 | 0.42 | 18658 | 925 | 0.03 | 31454
16 | Morgan Hill | PGE GBA | {} | 398 | 0 | 0 | 398 | 1 | [5 empty] | 0 | 0 | 0 | 0 |  | 186 | 0.47 | 212 | 0.53 | 280 | 0.7 | 118 | 155 | 0.39 | 243 | 155 | 0.39 | 243 | 398 | 1 | 0 | 339 | 0.85 | 59 | 3 | 0.01 | 395
17 | Jessup | PGE NGBA | {} | 204 | 46 | 0.23 | 158 | 0.77 | [5 empty] | 0 | 0 | 0 | 0 |  | 50 | 0.24 | 0 | 0 | 69 | 0.34 | 136 | 38 | 0.19 | 166 | 38 | 0.19 | 166 | 107 | 0.52 | 98 | 124 | 0.61 | 80 | 0 | 0 | 204
18 | Elk Hills | PGE Kern | {} | 0 | 0 | 0 | 0 | 0 | [5 empty] | 0 | 0 | 0 | 0 |  | 0 | 0 | 0 | 0 | 0 | 0 | 0 | 0 | 0 | 0 | 0 | 0 | 0 | 0 | 0 | 0 | 0 | 0 | 0 | 0 | 0 | 0
19 | Ignacio | PGE NGBA | {'Standard Oil': [11.8, 41.0], 'Standard Oil 2': [11.8, 41.0], 'Lakeville': [12.3, 37.0], 'San Pablo': [12.7, 41.0], 'Richmond R': [14.0, 41.0], 'El Cerrito G': [17.0, 15.0]} | 4813 | 418 | 0.09 | 4395 | 0.91 | [5 empty] | 43 | 0.01 | 0 | 0 |  | 3488 | 0.72 | 0 | 0 | 3192 | 0.66 | 1622 | 1588 | 0.33 | 3226 | 2649 | 0.55 | 2165 | 3964 | 0.82 | 850 | 3049 | 0.63 | 1765 | 470 | 0.1 | 4343
20 | Malin | <Null> | {} | 51168 | 7890 | 0.15 | 43277 | 0.85 | [5 empty] | 896 | 0.02 | 2120 | 0.04 |  | 3871 | 0.08 | 0 | 0 | 38365 | 0.75 | 12802 | 97 | 0 | 51071 | 15 | 0 | 51152 | 38369 | 0.75 | 12799 | 34890 | 0.68 | 16277 | 557 | 0.01 | 50610
21 | Redbud | PGE NGBA | {'Konocti': [7.8, 57.0]} | 8901 | 393 | 0.04 | 8508 | 0.96 | [5 empty] | 89 | 0.01 | 0 | 0 |  | 1001 | 0.11 | 7192 | 0.81 | 5200 | 0.58 | 3701 | 1840 | 0.21 | 7061 | 7509 | 0.84 | 1392 | 7711 | 0.87 | 1190 | 4873 | 0.55 | 4028 | 121 | 0.01 | 8780
22 | Arcata | PGE NGBA | {'Humboldt': [6.0, 110.0], 'Harris': [6.4, 110.0], 'Humboldt Bay': [10.8, 110.0]} | 410 | 140 | 0.34 | 270 | 0.66 | [5 empty] | 0 | 0 | 0 | 0 |  | 0 | 0 | 0 | 0 | 120 | 0.29 | 291 | 89 | 0.22 | 321 | 137 | 0.33 | 273 | 196 | 0.48 | 214 | 0 | 0 | 410 | 146 | 0.36 | 264
23 | Suncrest | SDGE Imperial | {} | 2395 | 0 | 0 | 2395 | 1 | [5 empty] | 0 | 0 | 0 | 0 |  | 76 | 0.03 | 2285 | 0.95 | 243 | 0.1 | 2153 | 2063 | 0.86 | 332 | 2046 | 0.85 | 349 | 2149 | 0.9 | 246 | 968 | 0.4 | 1427 | 134 | 0.06 | 2261
24 | Cressey | PGE Fresno | {} | 0 | 0 | 0 | 0 | 0 | [5 empty] | 0 | 0 | 0 | 0 |  | 0 | 0 | 0 | 0 | 0 | 0 | 0 | 0 | 0 | 0 | 0 | 0 | 0 | 0 | 0 | 0 | 0 | 0 | 0 | 0 | 0 | 0
25 | Kearny | SDGE Imperial | {'Mesa Heights': [1.5, 155.0], 'Elliot': [2.8, 121.0], 'Elliott': [2.8, 122.0], 'Mission': [3.4, 155.0], 'Old Town': [5.8, 155.0], 'Murray': [6.9, 2.0], 'Vine': [7.1, 155.0], 'Penasquitos': [7.8, 23.0], 'Point Loma': [8.6, 155.0], 'Silvergate': [9.6, 132.0], 'Spring Valley': [9.9, 1.0], 'North City Metering': [10.1, 23.0], 'Bay Boulevard': [15.7, 83.0], 'Otay': [17.0, 1.0], 'Imperial Beach': [17.4, 23.0]} | 553 | 195 | 0.35 | 358 | 0.65 | [5 empty] | 0 | 0 | 0 | 0 |  | 0 | 0 | 0 | 0 | 14 | 0.03 | 539 | 116 | 0.21 | 438 | 304 | 0.55 | 250 | 309 | 0.56 | 244 | 0 | 0 | 553 | 28 | 0.05 | 526
26 | Victor | SCE NOL | {'New Sub - Kramer - Lugo (Proposed)': [5.1, 25.0], 'Roadway': [5.1, 25.0], 'Lugo': [9.7, 442.0]} | 15504 | 1038 | 0.07 | 14466 | 0.93 | [5 empty] | 0 | 0 | 0 | 0 |  | 2909 | 0.19 | 1229 | 0.08 | 8977 | 0.58 | 6527 | 10925 | 0.7 | 4579 | 7150 | 0.46 | 8353 | 13632 | 0.88 | 1872 | 6725 | 0.43 | 8779 | 22 | 0 | 15482
27 | Millbrae | PGE GBA | {'Burlingame': [1.9, 123.0], 'Martin': [6.9, 102.0], 'SAN FRAN A (POTRERO PP)': [10.5, 68.0], 'Potrero': [10.5, 68.0], 'Jefferson': [11.8, 60.0], 'Grant': [13.4, 15.0], 'Edes': [14.2, 16.0], 'Oakland C': [14.6, 27.0], 'Oakland J': [14.6, 27.0], 'Eastshore': [15.0, 8.0], 'Oakland L': [15.7, 27.0], 'Menlo': [15.8, 8.0], 'Mt Eden': [15.9, 1.0], 'Mt. Eden': [15.9, 1.0], 'Ravenswood': [15.9, 25.0], 'Oakland X': [16.4, 27.0], 'Cooley Landing': [17.1, 4.0]} | 1376 | 499 | 0.36 | 877 | 0.64 | [5 empty] | 0 | 0 | 0 | 0 |  | 0 | 0 | 0 | 0 | 133 | 0.1 | 1243 | 285 | 0.21 | 1091 | 700 | 0.51 | 676 | 737 | 0.54 | 640 | 147 | 0.11 | 1229 | 90 | 0.07 | 1286
28 | Arcogen | SCE Metro | {'Hinson': [1.2, 397.0], 'Harborgen': [2.8, 397.0], 'Long Beach': [3.7, 397.0], 'Lighthipe': [5.9, 309.0], 'La Fresa': [6.3, 66.0], 'Redondo': [8.5, 11.0], 'Del Amo': [8.6, 328.0], 'Alamitos': [9.0, 371.0], 'El Nido': [9.2, 11.0], 'Chevmain': [10.8, 11.0], 'El Segundo': [12.0, 11.0]} | 913 | 388 | 0.43 | 525 | 0.57 | [5 empty] | 0 | 0 | 0 | 0 |  | 0 | 0 | 0 | 0 | 0 | 0 | 913 | 129 | 0.14 | 784 | 486 | 0.53 | 427 | 486 | 0.53 | 427 | 0 | 0 | 913 | 5 | 0.01 | 908
29 | Soledad | PGE GBA | {'Coburn': [15.4, 95.0]} | 10652 | 6680 | 0.63 | 3972 | 0.37 | [5 empty] | 303 | 0.03 | 6141 | 0.58 |  | 1333 | 0.13 | 1575 | 0.15 | 2216 | 0.21 | 8437 | 770 | 0.07 | 9883 | 1582 | 0.15 | 9070 | 3120 | 0.29 | 7532 | 2470 | 0.23 | 8183 | 532 | 0.05 | 10120
30 | Vierra | PGE GBA | {} | 1067 | 0 | 0 | 1067 | 1 | [5 empty] | 249 | 0.23 | 53 | 0.05 |  | 135 | 0.13 | 0 | 0 | 257 | 0.24 | 810 | 1067 | 1 | 0 | 957 | 0.9 | 110 | 1067 | 1 | 0 | 42 | 0.04 | 1025 | 21 | 0.02 | 1046
31 | Walnut | SCE Metro | {} | 0 | 0 | 0 | 0 | 0 | [5 empty] | 0 | 0 | 0 | 0 |  | 0 | 0 | 0 | 0 | 0 | 0 | 0 | 0 | 0 | 0 | 0 | 0 | 0 | 0 | 0 | 0 | 0 | 0 | 0 | 0 | 0 | 0
32 | Coburn | PGE GBA | {'Soledad': [15.4, 95.0]} | 5619 | 1720 | 0.31 | 3899 | 0.69 | [5 empty] | 52 | 0.01 | 1159 | 0.21 |  | 1695 | 0.3 | 2168 | 0.39 | 2516 | 0.45 | 3103 | 70 | 0.01 | 5549 | 794 | 0.14 | 4825 | 2985 | 0.53 | 2634 | 2287 | 0.41 | 3333 | 139 | 0.02 | 5480
33 | Madison | PGE NGBA | {} | 34690 | 1243 | 0.04 | 33447 | 0.96 | [5 empty] | 3990 | 0.12 | 2123 | 0.06 |  | 27736 | 0.8 | 6174 | 0.18 | 30827 | 0.89 | 3863 | 719 | 0.02 | 33971 | 364 | 0.01 | 34326 | 30827 | 0.89 | 3863 | 25916 | 0.75 | 8774 | 305 | 0.01 | 34385
34 | Lone Tree | PGE GBA | {'Contra Costa': [3.9, 352.0], 'Contra Costa PP': [4.8, 352.0], 'Brentwood': [4.9, 139.0], 'GWF 2': [7.3, 346.0], 'Kirker': [9.5, 202.0], 'Pittsburg': [9.7, 217.0], 'Collinsville': [10.2, 277.0], 'Clayton': [11.3, 1.0], 'Tassajara': [13.0, 75.0], 'Birds Landing': [13.0, 277.0], 'Shiloh III': [16.2, 210.0], 'Lambie': [20.0, 8.0], 'Lambie Energy': [20.0, 8.0]} | 34666 | 4768 | 0.14 | 29897 | 0.86 | [5 empty] | 6629 | 0.19 | 3768 | 0.11 |  | 10537 | 0.3 | 102 | 0 | 11286 | 0.33 | 23380 | 23564 | 0.68 | 11102 | 21769 | 0.63 | 12897 | 25065 | 0.72 | 9600 | 3654 | 0.11 | 31012 | 8736 | 0.25 | 25930
35 | Eldorado | SCE EOP | {'Sloan Canyon': [5.3, 237.0], 'Mead': [13.2, 120.0]} | 7503 | 428 | 0.06 | 7075 | 0.94 | [5 empty] | 0 | 0 | 0 | 0 |  | 0 | 0 | 0 | 0 | 0 | 0 | 7503 | 0 | 0 | 7503 | 0 | 0 | 7503 | 0 | 0 | 7503 | 0 | 0 | 7503 | 0 | 0 | 7503
36 | Mercy Springs | PGE Fresno | {} | 1103 | 0 | 0 | 1103 | 1 | [5 empty] | 0 | 0 | 0 | 0 |  | 603 | 0.55 | 493 | 0.45 | 978 | 0.89 | 124 | 3 | 0 | 1100 | 76 | 0.07 | 1027 | 978 | 0.89 | 124 | 1087 | 0.99 | 15 | 1 | 0 | 1101
37 | Meridian | PGE NGBA | {} | 1591 | 0 | 0 | 1591 | 1 | [5 empty] | 0 | 0 | 0 | 0 |  | 1591 | 1 | 0 | 0 | 1538 | 0.97 | 53 | 1034 | 0.65 | 556 | 1034 | 0.65 | 556 | 1557 | 0.98 | 33 | 1304 | 0.82 | 286 | 5 | 0 | 1585
38 | Excelsior | PGE Fresno | {} | 264 | 0 | 0 | 264 | 1 | [5 empty] | 0 | 0 | 0 | 0 |  | 171 | 0.65 | 76 | 0.29 | 264 | 1 | 0 | 0 | 0 | 264 | 27 | 0.1 | 237 | 264 | 1 | 0 | 193 | 0.73 | 71 | 0 | 0 | 264
39 | Hassayampa | SDGE Arizona | {} | 0 | 0 | 0 | 0 | 0 | [5 empty] | 0 | 0 | 0 | 0 |  | 0 | 0 | 0 | 0 | 0 | 0 | 0 | 0 | 0 | 0 | 0 | 0 | 0 | 0 | 0 | 0 | 0 | 0 | 0 | 0 | 0 | 0
40 | Center | SCE Metro | {} | 580 | 330 | 0.57 | 250 | 0.43 | [5 empty] | 0 | 0 | 0 | 0 |  | 0 | 0 | 0 | 0 | 0 | 0 | 580 | 123 | 0.21 | 457 | 234 | 0.4 | 346 | 234 | 0.4 | 346 | 0 | 0 | 580 | 5 | 0.01 | 575
41 | Leprino | PGE Fresno | {} | 0 | 0 | 0 | 0 | 0 | [5 empty] | 0 | 0 | 0 | 0 |  | 0 | 0 | 0 | 0 | 0 | 0 | 0 | 0 | 0 | 0 | 0 | 0 | 0 | 0 | 0 | 0 | 0 | 0 | 0 | 0 | 0 | 0
42 | Springville | SCE Northern | {} | 0 | 0 | 0 | 0 | 0 | [5 empty] | 0 | 0 | 0 | 0 |  | 0 | 0 | 0 | 0 | 0 | 0 | 0 | 0 | 0 | 0 | 0 | 0 | 0 | 0 | 0 | 0 | 0 | 0 | 0 | 0 | 0 | 0
43 | Mustang | PGE Fresno | {} | 0 | 0 | 0 | 0 | 0 | [5 empty] | 0 | 0 | 0 | 0 |  | 0 | 0 | 0 | 0 | 0 | 0 | 0 | 0 | 0 | 0 | 0 | 0 | 0 | 0 | 0 | 0 | 0 | 0 | 0 | 0 | 0 | 0
44 | Parkway | PGE NGBA | {'Carquinez': [3.9, 1153.0], 'Bahia': [5.6, 1153.0], 'Tulucay': [8.3, 149.0], 'Christie': [9.4, 1153.0], 'Martinez': [9.9, 1153.0], 'Alhambra': [10.9, 1150.0], 'San Pablo': [12.7, 796.0], 'Meadow Lane': [14.8, 1031.0], 'Sobrante': [16.2, 721.0], 'El Cerrito G': [16.3, 533.0], 'Peabody': [16.4, 149.0], 'Standard Oil': [16.5, 26.0], 'Standard Oil 2': [16.5, 26.0], 'Richmond R': [17.1, 23.0], 'Lakewood': [18.0, 104.0]} | 18719 | 1346 | 0.07 | 17374 | 0.93 | [5 empty] | 160 | 0.01 | 0 | 0 |  | 9766 | 0.52 | 0 | 0 | 11331 | 0.61 | 7388 | 5134 | 0.27 | 13586 | 5030 | 0.27 | 13689 | 16145 | 0.86 | 2574 | 8063 | 0.43 | 10656 | 5011 | 0.27 | 13709
45 | Carpenter Canyon (fka Gamebird) | SCE EOP | {'Thousandaire': [3.4, 2.0], 'Pahrump': [4.5, 2.0], 'Charleston': [12.2, 1.0]} | 14167 | 273 | 0.02 | 13894 | 0.98 | [5 empty] | 0 | 0 | 0 | 0 |  | 0 | 0 | 0 | 0 | 3071 | 0.22 | 11096 | 639 | 0.05 | 13527 | 5993 | 0.42 | 8174 | 7593 | 0.54 | 6574 | 11439 | 0.81 | 2728 | 110 | 0.01 | 14057
46 | Stagg | PGE GBA | {} | 1638 | 332 | 0.2 | 1306 | 0.8 | [5 empty] | 4 | 0 | 8 | 0.01 |  | 0 | 0 | 0 | 0 | 51 | 0.03 | 1586 | 1086 | 0.66 | 552 | 1086 | 0.66 | 552 | 1103 | 0.67 | 534 | 0 | 0 | 1638 | 202 | 0.12 | 1436
47 | Lakeview | PGE Kern | {} | 0 | 0 | 0 | 0 | 0 | [5 empty] | 0 | 0 | 0 | 0 |  | 0 | 0 | 0 | 0 | 0 | 0 | 0 | 0 | 0 | 0 | 0 | 0 | 0 | 0 | 0 | 0 | 0 | 0 | 0 | 0 | 0 | 0
48 | Balch 2 | PGE Fresno | {} | 0 | 0 | 0 | 0 | 0 | [5 empty] | 0 | 0 | 0 | 0 |  | 0 | 0 | 0 | 0 | 0 | 0 | 0 | 0 | 0 | 0 | 0 | 0 | 0 | 0 | 0 | 0 | 0 | 0 | 0 | 0 | 0 | 0
49 | Racetrack | PGE GBA | {} | 0 | 0 | 0 | 0 | 0 | [5 empty] | 0 | 0 | 0 | 0 |  | 0 | 0 | 0 | 0 | 0 | 0 | 0 | 0 | 0 | 0 | 0 | 0 | 0 | 0 | 0 | 0 | 0 | 0 | 0 | 0 | 0 | 0
50 | Schindler | PGE Fresno | {} | 155 | 0 | 0 | 155 | 1 | [5 empty] | 0 | 0 | 0 | 0 |  | 137 | 0.88 | 0 | 0 | 155 | 1 | 0 | 0 | 0 | 155 | 27 | 0.17 | 128 | 155 | 1 | 0 | 84 | 0.54 | 71 | 0 | 0 | 155
51 | Cameron | SDGE Imperial | {'Crestwood': [8.4, 4923.0], 'Suncrest - Ocotillo (Proposed)': [10.2, 2832.0], 'Boulevard': [12.5, 4920.0], 'Carrizo Gorge': [13.9, 4878.0]} | 34488 | 11125 | 0.32 | 23364 | 0.68 | [5 empty] | 1 | 0 | 0 | 0 |  | 16307 | 0.47 | 15820 | 0.46 | 2843 | 0.08 | 31645 | 4307 | 0.12 | 30181 | 12696 | 0.37 | 21793 | 15934 | 0.46 | 18554 | 10477 | 0.3 | 24011 | 490 | 0.01 | 33998
52 | Konocti | PGE NGBA | {'Redbud': [7.8, 57.0]} | 12165 | 57 | 0 | 12109 | 1 | [5 empty] | 157 | 0.01 | 10 | 0 |  | 3634 | 0.3 | 7480 | 0.61 | 10777 | 0.89 | 1388 | 4550 | 0.37 | 7615 | 8707 | 0.72 | 3459 | 11588 | 0.95 | 577 | 5005 | 0.41 | 7160 | 70 | 0.01 | 12095
53 | North Gila - IV (Proposed) | SDGE Imperial | {'Drop 4': [2.1, 1036.0], 'Highline': [4.2, 844.0]} | 6392 | 1097 | 0.17 | 5294 | 0.83 | [5 empty] | 11 | 0 | 2 | 0 |  | 0 | 0 | 0 | 0 | 0 | 0 | 6392 | 4518 | 0.71 | 1874 | 4518 | 0.71 | 1874 | 4518 | 0.71 | 1874 | 3974 | 0.62 | 2417 | 161 | 0.03 | 6230
54 | Rector | SCE Northern | {} | 0 | 0 | 0 | 0 | 0 | [5 empty] | 0 | 0 | 0 | 0 |  | 0 | 0 | 0 | 0 | 0 | 0 | 0 | 0 | 0 | 0 | 0 | 0 | 0 | 0 | 0 | 0 | 0 | 0 | 0 | 0 | 0 | 0
55 | Round Mountain | PGE NGBA | {'Cove Road': [4.9, 537.0], 'New Sub - Pit 1 - Cottonwood (Proposed)': [6.1, 594.0], 'Carberry': [10.2, 537.0], 'Fern Road': [11.5, 57.0], 'Burney Forest': [12.5, 537.0], 'Burney Forest Power': [12.5, 537.0], 'Pit 4': [13.3, 172.0]} | 6293 | 723 | 0.11 | 5569 | 0.89 | [5 empty] | 0 | 0 | 0 | 0 |  | 4988 | 0.79 | 591 | 0.09 | 3783 | 0.6 | 2510 | 1175 | 0.19 | 5118 | 1304 | 0.21 | 4989 | 4954 | 0.79 | 1339 | 2978 | 0.47 | 3315 | 67 | 0.01 | 6225
56 | Vestal | SCE Northern | {} | 0 | 0 | 0 | 0 | 0 | [5 empty] | 0 | 0 | 0 | 0 |  | 0 | 0 | 0 | 0 | 0 | 0 | 0 | 0 | 0 | 0 | 0 | 0 | 0 | 0 | 0 | 0 | 0 | 0 | 0 | 0 | 0 | 0
57 | Silverado | PGE NGBA | {} | 3537 | 0 | 0 | 3537 | 1 | [5 empty] | 75 | 0.02 | 21 | 0.01 |  | 2794 | 0.79 | 67 | 0.02 | 3273 | 0.93 | 265 | 975 | 0.28 | 2562 | 1733 | 0.49 | 1804 | 3336 | 0.94 | 202 | 3312 | 0.94 | 226 | 21 | 0.01 | 3517
58 | Penngrove | PGE NGBA | {'Corona': [3.7, 58.0], 'Lakeville': [7.0, 58.0]} | 7258 | 76 | 0.01 | 7182 | 0.99 | [5 empty] | 129 | 0.02 | 0 | 0 |  | 5495 | 0.76 | 0 | 0 | 6177 | 0.85 | 1081 | 2386 | 0.33 | 4872 | 4172 | 0.57 | 3086 | 6808 | 0.94 | 450 | 6250 | 0.86 | 1008 | 69 | 0.01 | 7188
59 | Bridgeville | PGE NGBA | {} | 11906 | 2515 | 0.21 | 9391 | 0.79 | [5 empty] | 2 | 0 | 0 | 0 |  | 1258 | 0.11 | 0 | 0 | 1715 | 0.14 | 10191 | 1645 | 0.14 | 10261 | 2708 | 0.23 | 9198 | 3642 | 0.31 | 8264 | 6798 | 0.57 | 5108 | 12 | 0 | 11894
60 | Logan Creek | PGE NGBA | {} | 251 | 0 | 0 | 251 | 1 | [5 empty] | 0 | 0 | 0 | 0 |  | 80 | 0.32 | 171 | 0.68 | 80 | 0.32 | 171 | 0 | 0 | 251 | 0 | 0 | 251 | 80 | 0.32 | 171 | 251 | 1 | 0 | 0 | 0 | 251
61 | Famoso | PGE Kern | {} | 0 | 0 | 0 | 0 | 0 | [5 empty] | 0 | 0 | 0 | 0 |  | 0 | 0 | 0 | 0 | 0 | 0 | 0 | 0 | 0 | 0 | 0 | 0 | 0 | 0 | 0 | 0 | 0 | 0 | 0 | 0 | 0 | 0
62 | New Sub - Los Banos - Midway (Proposed) | PGE Fresno | {} | 60 | 0 | 0 | 60 | 1 | [5 empty] | 0 | 0 | 0 | 0 |  | 48 | 0.81 | 0 | 0 | 60 | 1 | 0 | 0 | 0 | 60 | 0 | 0 | 60 | 60 | 1 | 0 | 6 | 0.11 | 53 | 0 | 0 | 60
63 | Lockeford | PGE GBA | {} | 0 | 0 | 0 | 0 | 0 | [5 empty] | 0 | 0 | 0 | 0 |  | 0 | 0 | 0 | 0 | 0 | 0 | 0 | 0 | 0 | 0 | 0 | 0 | 0 | 0 | 0 | 0 | 0 | 0 | 0 | 0 | 0 | 0
64 | Etiwanda | SCE Eastern | {} | 1617 | 0 | 0 | 1617 | 1 | [5 empty] | 0 | 0 | 0 | 0 |  | 356 | 0.22 | 1231 | 0.76 | 1617 | 1 | 0 | 645 | 0.4 | 972 | 470 | 0.29 | 1147 | 1617 | 1 | 0 | 781 | 0.48 | 836 | 3 | 0 | 1614
65 | Edes | PGE GBA | {'Oakland J': [2.0, 303.0], 'San Leandro U': [3.2, 166.0], 'Grant': [5.0, 139.0], 'Oakland X': [5.1, 303.0], 'Oakland C': [6.3, 303.0], 'Oakland L': [6.5, 303.0], 'Moraga': [7.8, 182.0], 'Castro Valley': [7.9, 74.0], 'Mt Eden': [8.9, 81.0], 'Mt. Eden': [8.9, 81.0], 'Eastshore': [9.0, 83.0], 'SAN FRAN A (POTRERO PP)': [10.5, 257.0], 'Potrero': [10.5, 258.0], 'Sobrante': [11.6, 122.0], 'Martin': [12.0, 222.0], 'El Cerrito G': [13.7, 178.0], 'Burlingame': [13.9, 14.0], 'Millbrae': [14.2, 16.0], 'Dumbarton': [14.6, 17.0], 'Richmond R': [16.2, 120.0], 'Ravenswood': [17.4, 17.0], 'Standard Oil': [18.3, 7.0], 'Standard Oil 2': [18.3, 7.0], 'Cooley Landing': [18.8, 4.0], 'San Pablo': [18.8, 6.0]} | 934 | 501 | 0.54 | 432 | 0.46 | [5 empty] | 0 | 0 | 0 | 0 |  | 59 | 0.06 | 0 | 0 | 91 | 0.1 | 843 | 152 | 0.16 | 782 | 251 | 0.27 | 683 | 310 | 0.33 | 624 | 58 | 0.06 | 875 | 79 | 0.08 | 855
66 | GWF 2 | PGE GBA | {'Pittsburg': [2.4, 1359.0], 'Kirker': [2.5, 1026.0], 'Contra Costa': [4.4, 1400.0], 'Collinsville': [4.7, 1443.0], 'Contra Costa PP': [5.3, 1400.0], 'Lone Tree': [7.3, 346.0], 'Clayton': [7.7, 11.0], 'Birds Landing': [7.7, 1439.0], 'Shiloh III': [10.7, 1377.0], 'Meadow Lane': [11.0, 10.0], 'Brentwood': [12.0, 136.0], 'Martinez': [13.8, 10.0], 'Lambie': [14.3, 1166.0], 'Lambie Energy': [14.3, 1166.0], 'Alhambra': [14.6, 9.0], 'Tassajara': [15.3, 75.0], 'Bahia': [15.6, 10.0]} | 46380 | 8741 | 0.19 | 37639 | 0.81 | [5 empty] | 10063 | 0.22 | 3847 | 0.08 |  | 18963 | 0.41 | 70 | 0 | 10730 | 0.23 | 35649 | 26609 | 0.57 | 19771 | 22012 | 0.47 | 24367 | 30674 | 0.66 | 15706 | 4434 | 0.1 | 41945 | 15152 | 0.33 | 31228
67 | Goose Lake | PGE Kern | {} | 0 | 0 | 0 | 0 | 0 | [5 empty] | 0 | 0 | 0 | 0 |  | 0 | 0 | 0 | 0 | 0 | 0 | 0 | 0 | 0 | 0 | 0 | 0 | 0 | 0 | 0 | 0 | 0 | 0 | 0 | 0 | 0 | 0
68 | Unknown - 3327 | PGE Kern | {} | 1 | 0 | 0 | 1 | 1 | [5 empty] | 0 | 0 | 0 | 0 |  | 1 | 1 | 0 | 0 | 1 | 1 | 0 | 0 | 0 | 1 | 0 | 0 | 1 | 1 | 1 | 0 | 0 | 0 | 1 | 0 | 0 | 1
69 | Mira Loma | SCE Metro | {} | 299 | 0 | 0 | 299 | 1 | [5 empty] | 0 | 0 | 0 | 0 |  | 0 | 0 | 299 | 1 | 299 | 1 | 0 | 0 | 0 | 299 | 28 | 0.09 | 271 | 299 | 1 | 0 | 205 | 0.69 | 94 | 1 | 0 | 299
70 | Ravenswood | PGE GBA | {'Cooley Landing': [1.5, 23.0], 'Menlo': [5.5, 20.0], 'Dumbarton': [6.2, 31.0], 'Whisman': [7.2, 1.0], 'Jefferson': [8.4, 38.0], 'Eastshore': [9.3, 36.0], 'Mt Eden': [9.9, 22.0], 'Mt. Eden': [9.9, 22.0], 'Grant': [12.5, 33.0], 'Burlingame': [14.0, 28.0], 'Castro Valley': [14.4, 18.0], 'San Leandro U': [15.2, 18.0], 'Millbrae': [15.9, 25.0], 'Edes': [17.4, 17.0]} | 323 | 123 | 0.38 | 200 | 0.62 | [5 empty] | 0 | 0 | 0 | 0 |  | 0 | 0 | 0 | 0 | 68 | 0.21 | 254 | 79 | 0.25 | 243 | 112 | 0.35 | 211 | 120 | 0.37 | 203 | 20 | 0.06 | 302 | 91 | 0.28 | 231
71 | Rio Hondo | SCE Metro | {} | 0 | 0 | 0 | 0 | 0 | [5 empty] | 0 | 0 | 0 | 0 |  | 0 | 0 | 0 | 0 | 0 | 0 | 0 | 0 | 0 | 0 | 0 | 0 | 0 | 0 | 0 | 0 | 0 | 0 | 0 | 0 | 0 | 0
72 | Redondo | SCE Metro | {'El Nido': [3.4, 15.0], 'La Fresa': [3.5, 20.0], 'Chevmain': [3.9, 13.0], 'El Segundo': [4.6, 11.0], 'Arcogen': [8.5, 11.0], 'Hinson': [9.7, 1.0], 'Harborgen': [10.4, 3.0], 'Long Beach': [10.9, 3.0], 'Lighthipe': [12.4, 1.0], 'Alamitos': [17.5, 1.0]} | 837 | 391 | 0.47 | 446 | 0.53 | [5 empty] | 0 | 0 | 0 | 0 |  | 0 | 0 | 0 | 0 | 0 | 0 | 837 | 77 | 0.09 | 760 | 410 | 0.49 | 427 | 410 | 0.49 | 427 | 0 | 0 | 837 | 0 | 0 | 837
73 | Otay | SDGE Imperial | {'Bay Boulevard': [2.3, 38.0], 'Imperial Beach': [2.4, 38.0], 'San Ysidro': [2.9, 35.0], 'Telegraph Canyon': [3.8, 40.0], 'Salt Creek': [7.2, 27.0], 'Miguel': [7.2, 30.0], 'Silvergate': [8.5, 36.0], 'Otay Mesa': [8.6, 5.0], 'Vine': [12.2, 33.0], 'Mission': [13.9, 33.0], 'Old Town': [14.2, 33.0], 'Point Loma': [14.4, 33.0], 'Elliot': [15.4, 1.0], 'Elliott': [15.4, 1.0], 'Kearny': [17.0, 1.0], 'Mesa Heights': [17.2, 1.0]} | 708 | 177 | 0.25 | 531 | 0.75 | [5 empty] | 0 | 0 | 0 | 0 |  | 0 | 0 | 0 | 0 | 54 | 0.08 | 653 | 259 | 0.37 | 449 | 472 | 0.67 | 236 | 478 | 0.67 | 230 | 0 | 0 | 708 | 50 | 0.07 | 658
74 | Kirker | PGE GBA | {'Pittsburg': [1.2, 1026.0], 'GWF 2': [2.5, 1026.0], 'Collinsville': [5.6, 1021.0], 'Clayton': [6.3, 10.0], 'Contra Costa': [6.8, 904.0], 'Contra Costa PP': [7.8, 904.0], 'Birds Landing': [8.3, 1018.0], 'Meadow Lane': [8.9, 10.0], 'Lone Tree': [9.5, 202.0], 'Shiloh III': [10.8, 1013.0], 'Martinez': [11.4, 10.0], 'Alhambra': [12.3, 9.0], 'Bahia': [13.2, 10.0], 'Lambie': [14.1, 822.0], 'Lambie Energy': [14.1, 822.0], 'Brentwood': [14.3, 5.0]} | 41637 | 7024 | 0.17 | 34613 | 0.83 | [5 empty] | 7650 | 0.18 | 1033 | 0.02 |  | 19631 | 0.47 | 0 | 0 | 11581 | 0.28 | 30057 | 25129 | 0.6 | 16509 | 20844 | 0.5 | 20793 | 30267 | 0.73 | 11371 | 5584 | 0.13 | 36053 | 14349 | 0.34 | 27288
75 | Saugus | SCE Northern | {'Pardee': [1.3, 306.0], 'Elizabeth Lake': [5.3, 79.0], 'Sylmar-Pac Intertie': [9.2, 226.0]} | 7404 | 377 | 0.05 | 7027 | 0.95 | [5 empty] | 0 | 0 | 0 | 0 |  | 2491 | 0.34 | 4809 | 0.65 | 4310 | 0.58 | 3095 | 168 | 0.02 | 7236 | 141 | 0.02 | 7263 | 4357 | 0.59 | 3047 | 4981 | 0.67 | 2423 | 151 | 0.02 | 7253
76 | Chinese Station | PGE GBA | {} | 0 | 0 | 0 | 0 | 0 | [5 empty] | 0 | 0 | 0 | 0 |  | 0 | 0 | 0 | 0 | 0 | 0 | 0 | 0 | 0 | 0 | 0 | 0 | 0 | 0 | 0 | 0 | 0 | 0 | 0 | 0 | 0 | 0
77 | Devers | SCE Eastern | {'Mirage': [14.4, 1701.0]} | 28290 | 7423 | 0.26 | 20867 | 0.74 | [5 empty] | 109 | 0 | 0 | 0 |  | 6843 | 0.24 | 3459 | 0.12 | 8423 | 0.3 | 19868 | 8834 | 0.31 | 19456 | 9868 | 0.35 | 18422 | 13561 | 0.48 | 14729 | 12742 | 0.45 | 15548 | 81 | 0 | 28210
78 | New Sub - Midway - Wheeler Ridge (Proposed) | PGE Kern | {} | 0 | 0 | 0 | 0 | 0 | [5 empty] | 0 | 0 | 0 | 0 |  | 0 | 0 | 0 | 0 | 0 | 0 | 0 | 0 | 0 | 0 | 0 | 0 | 0 | 0 | 0 | 0 | 0 | 0 | 0 | 0 | 0 | 0
79 | Del Amo | SCE Metro | {'Lighthipe': [5.0, 294.0], 'Alamitos': [5.8, 330.0], 'Barre': [7.1, 2.0], 'Hinson': [7.4, 330.0], 'Arcogen': [8.6, 328.0], 'Harborgen': [8.9, 330.0], 'Long Beach': [9.3, 330.0], 'La Fresa': [13.6, 47.0], 'Ellis': [14.3, 2.0], 'Huntington Beach': [15.6, 2.0]} | 876 | 368 | 0.42 | 508 | 0.58 | [5 empty] | 0 | 0 | 0 | 0 |  | 0 | 0 | 0 | 0 | 0 | 0 | 876 | 126 | 0.14 | 751 | 483 | 0.55 | 394 | 483 | 0.55 | 394 | 0 | 0 | 876 | 5 | 0.01 | 871
80 | Alpaugh | PGE Fresno | {} | 0 | 0 | 0 | 0 | 0 | [5 empty] | 0 | 0 | 0 | 0 |  | 0 | 0 | 0 | 0 | 0 | 0 | 0 | 0 | 0 | 0 | 0 | 0 | 0 | 0 | 0 | 0 | 0 | 0 | 0 | 0 | 0 | 0
81 | Palo Verde | SDGE Arizona | {} | 0 | 0 | 0 | 0 | 0 | [5 empty] | 0 | 0 | 0 | 0 |  | 0 | 0 | 0 | 0 | 0 | 0 | 0 | 0 | 0 | 0 | 0 | 0 | 0 | 0 | 0 | 0 | 0 | 0 | 0 | 0 | 0 | 0
82 | Grimmway-Malaga | PGE Kern | {} | 164 | 0 | 0 | 164 | 1 | [5 empty] | 0 | 0 | 0 | 0 |  | 160 | 0.98 | 4 | 0.02 | 164 | 1 | 0 | 0 | 0 | 164 | 0 | 0 | 164 | 164 | 1 | 0 | 33 | 0.2 | 131 | 0 | 0 | 164
83 | Kernridge | PGE Kern | {'Temblor': [4.8, 29.0], 'Caliente': [10.9, 65.0], 'Carrizo Plains': [17.4, 36.0], 'Topaz': [18.4, 36.0], 'Solar': [18.4, 36.0]} | 914 | 163 | 0.18 | 750 | 0.82 | [5 empty] | 0 | 0 | 0 | 0 |  | 753 | 0.82 | 0 | 0 | 510 | 0.56 | 404 | 0 | 0 | 914 | 277 | 0.3 | 636 | 510 | 0.56 | 404 | 534 | 0.58 | 379 | 0 | 0 | 914
84 | Crestwood | SDGE Imperial | {'Boulevard': [5.4, 11398.0], 'Carrizo Gorge': [5.5, 11361.0], 'Cameron': [8.4, 4923.0], 'Suncrest - Ocotillo (Proposed)': [8.6, 4733.0], 'East County': [14.5, 1999.0]} | 38165 | 11462 | 0.3 | 26703 | 0.7 | [5 empty] | 1 | 0 | 0 | 0 |  | 16831 | 0.44 | 17444 | 0.46 | 2843 | 0.07 | 35322 | 6500 | 0.17 | 31665 | 15125 | 0.4 | 23040 | 18744 | 0.49 | 19421 | 11934 | 0.31 | 26231 | 506 | 0.01 | 37659
85 | Salt Creek | SDGE Imperial | {'Miguel': [0.1, 27.0], 'Telegraph Canyon': [3.4, 27.0], 'Otay': [7.2, 27.0], 'Bay Boulevard': [8.1, 24.0], 'Otay Mesa': [8.3, 4.0], 'San Ysidro': [8.4, 27.0], 'Imperial Beach': [9.3, 24.0], 'Silvergate': [9.4, 23.0], 'Mission': [11.6, 23.0], 'Vine': [12.1, 23.0], 'Old Town': [13.6, 23.0], 'Point Loma': [15.2, 23.0]} | 690 | 164 | 0.24 | 526 | 0.76 | [5 empty] | 0 | 0 | 0 | 0 |  | 0 | 0 | 0 | 0 | 54 | 0.08 | 636 | 257 | 0.37 | 433 | 470 | 0.68 | 221 | 475 | 0.69 | 215 | 3 | 0 | 688 | 53 | 0.08 | 637
86 | Eagle Rock (SCE) | SCE Metro | {} | 0 | 0 | 0 | 0 | 0 | [5 empty] | 0 | 0 | 0 | 0 |  | 0 | 0 | 0 | 0 | 0 | 0 | 0 | 0 | 0 | 0 | 0 | 0 | 0 | 0 | 0 | 0 | 0 | 0 | 0 | 0 | 0 | 0
87 | Melones | PGE GBA | {} | 0 | 0 | 0 | 0 | 0 | [5 empty] | 0 | 0 | 0 | 0 |  | 0 | 0 | 0 | 0 | 0 | 0 | 0 | 0 | 0 | 0 | 0 | 0 | 0 | 0 | 0 | 0 | 0 | 0 | 0 | 0 | 0 | 0
88 | Imperial Beach | SDGE Imperial | {'Bay Boulevard': [1.7, 64.0], 'Otay': [2.4, 38.0], 'San Ysidro': [4.3, 32.0], 'Telegraph Canyon': [6.0, 37.0], 'Silvergate': [8.2, 62.0], 'Salt Creek': [9.3, 24.0], 'Miguel': [9.4, 28.0], 'Otay Mesa': [10.8, 2.0], 'Vine': [11.8, 58.0], 'Point Loma': [13.5, 58.0], 'Old Town': [13.8, 58.0], 'Mission': [14.1, 58.0], 'Elliot': [16.1, 23.0], 'Elliott': [16.1, 23.0], 'Kearny': [17.4, 23.0], 'Mesa Heights': [17.4, 23.0]} | 704 | 177 | 0.25 | 528 | 0.75 | [5 empty] | 0 | 0 | 0 | 0 |  | 0 | 0 | 0 | 0 | 54 | 0.08 | 650 | 257 | 0.36 | 447 | 469 | 0.67 | 235 | 474 | 0.67 | 230 | 0 | 0 | 704 | 49 | 0.07 | 655
89 | Pala | SDGE Imperial | {} | 0 | 0 | 0 | 0 | 0 | [5 empty] | 0 | 0 | 0 | 0 |  | 0 | 0 | 0 | 0 | 0 | 0 | 0 | 0 | 0 | 0 | 0 | 0 | 0 | 0 | 0 | 0 | 0 | 0 | 0 | 0 | 0 | 0
90 | 7th Standard | PGE Kern | {} | 0 | 0 | 0 | 0 | 0 | [5 empty] | 0 | 0 | 0 | 0 |  | 0 | 0 | 0 | 0 | 0 | 0 | 0 | 0 | 0 | 0 | 0 | 0 | 0 | 0 | 0 | 0 | 0 | 0 | 0 | 0 | 0 | 0
91 | Rosedale | PGE Kern | {} | 0 | 0 | 0 | 0 | 0 | [5 empty] | 0 | 0 | 0 | 0 |  | 0 | 0 | 0 | 0 | 0 | 0 | 0 | 0 | 0 | 0 | 0 | 0 | 0 | 0 | 0 | 0 | 0 | 0 | 0 | 0 | 0 | 0
92 | Moorpark | SCE Northern | {} | 2093 | 20 | 0.01 | 2073 | 0.99 | [5 empty] | 5 | 0 | 0 | 0 |  | 1750 | 0.84 | 158 | 0.08 | 1413 | 0.68 | 680 | 0 | 0 | 2093 | 0 | 0 | 2093 | 1413 | 0.68 | 680 | 805 | 0.38 | 1288 | 70 | 0.03 | 2023
93 | Norco | PGE Kern | {} | 0 | 0 | 0 | 0 | 0 | [5 empty] | 0 | 0 | 0 | 0 |  | 0 | 0 | 0 | 0 | 0 | 0 | 0 | 0 | 0 | 0 | 0 | 0 | 0 | 0 | 0 | 0 | 0 | 0 | 0 | 0 | 0 | 0
94 | La Fresa | SCE Metro | {'El Nido': [2.9, 15.0], 'Redondo': [3.5, 20.0], 'Chevmain': [4.6, 13.0], 'El Segundo': [5.8, 11.0], 'Arcogen': [6.3, 66.0], 'Hinson': [7.2, 55.0], 'Harborgen': [8.7, 57.0], 'Lighthipe': [9.0, 50.0], 'Long Beach': [9.5, 57.0], 'Del Amo': [13.6, 47.0], 'Alamitos': [15.2, 54.0]} | 873 | 391 | 0.45 | 482 | 0.55 | [5 empty] | 0 | 0 | 0 | 0 |  | 0 | 0 | 0 | 0 | 0 | 0 | 873 | 99 | 0.11 | 774 | 446 | 0.51 | 427 | 446 | 0.51 | 427 | 0 | 0 | 873 | 0 | 0 | 873
95 | Cottonwood | PGE NGBA | {} | 0 | 0 | 0 | 0 | 0 | [5 empty] | 0 | 0 | 0 | 0 |  | 0 | 0 | 0 | 0 | 0 | 0 | 0 | 0 | 0 | 0 | 0 | 0 | 0 | 0 | 0 | 0 | 0 | 0 | 0 | 0 | 0 | 0
96 | Borden | PGE Fresno | {} | 0 | 0 | 0 | 0 | 0 | [5 empty] | 0 | 0 | 0 | 0 |  | 0 | 0 | 0 | 0 | 0 | 0 | 0 | 0 | 0 | 0 | 0 | 0 | 0 | 0 | 0 | 0 | 0 | 0 | 0 | 0 | 0 | 0
97 | Oceano | PGE Kern | {'Callender': [3.8, 84.0], 'Mesa': [9.7, 43.0], 'San Luis Obispo': [11.5, 21.0], 'Diablo Canyon': [16.9, 11.0]} | 3116 | 309 | 0.1 | 2807 | 0.9 | [5 empty] | 1 | 0 | 0 | 0 |  | 2526 | 0.81 | 21 | 0.01 | 1112 | 0.36 | 2005 | 57 | 0.02 | 3059 | 643 | 0.21 | 2473 | 1408 | 0.45 | 1708 | 2608 | 0.84 | 509 | 133 | 0.04 | 2984
98 | Hollister | PGE GBA | {} | 2558 | 0 | 0 | 2558 | 1 | [5 empty] | 0 | 0 | 0 | 0 |  | 676 | 0.26 | 1881 | 0.74 | 2439 | 0.95 | 119 | 0 | 0 | 2558 | 0 | 0 | 2558 | 2439 | 0.95 | 119 | 2556 | 1 | 3 | 11 | 0 | 2547
99 | Crow Creek | PGE Fresno | {} | 4174 | 0 | 0 | 4174 | 1 | [5 empty] | 0 | 0 | 0 | 0 |  | 1935 | 0.46 | 2239 | 0.54 | 3990 | 0.96 | 184 | 798 | 0.19 | 3376 | 1801 | 0.43 | 2373 | 4090 | 0.98 | 84 | 4174 | 1 | 0 | 1 | 0 | 4173
100 | Stockdale | PGE Kern | {} | 0 | 0 | 0 | 0 | 0 | [5 empty] | 0 | 0 | 0 | 0 |  | 0 | 0 | 0 | 0 | 0 | 0 | 0 | 0 | 0 | 0 | 0 | 0 | 0 | 0 | 0 | 0 | 0 | 0 | 0 | 0 | 0 | 0
101 | New Sub - Rancho Seco - Bellota (Proposed) | PGE GBA | {} | 0 | 0 | 0 | 0 | 0 | [5 empty] | 0 | 0 | 0 | 0 |  | 0 | 0 | 0 | 0 | 0 | 0 | 0 | 0 | 0 | 0 | 0 | 0 | 0 | 0 | 0 | 0 | 0 | 0 | 0 | 0 | 0 | 0
102 | Oro Loma | PGE Fresno | {} | 0 | 0 | 0 | 0 | 0 | [5 empty] | 0 | 0 | 0 | 0 |  | 0 | 0 | 0 | 0 | 0 | 0 | 0 | 0 | 0 | 0 | 0 | 0 | 0 | 0 | 0 | 0 | 0 | 0 | 0 | 0 | 0 | 0
103 | Peoria | PGE GBA | {} | 0 | 0 | 0 | 0 | 0 | [5 empty] | 0 | 0 | 0 | 0 |  | 0 | 0 | 0 | 0 | 0 | 0 | 0 | 0 | 0 | 0 | 0 | 0 | 0 | 0 | 0 | 0 | 0 | 0 | 0 | 0 | 0 | 0
104 | Table Mountain | PGE NGBA | {} | 0 | 0 | 0 | 0 | 0 | [5 empty] | 0 | 0 | 0 | 0 |  | 0 | 0 | 0 | 0 | 0 | 0 | 0 | 0 | 0 | 0 | 0 | 0 | 0 | 0 | 0 | 0 | 0 | 0 | 0 | 0 | 0 | 0
105 | Sycamore Canyon | SDGE Imperial | {} | 11 | 2 | 0.16 | 9 | 0.84 | [5 empty] | 0 | 0 | 0 | 0 |  | 0 | 0 | 0 | 0 | 0 | 0 | 11 | 8 | 0.7 | 3 | 9 | 0.77 | 3 | 9 | 0.77 | 3 | 0 | 0 | 11 | 0 | 0 | 11
106 | Ivanpah | SCE EOP | {'Mountain Pass': [5.5, 18.0], 'Primm': [9.5, 18.0]} | 4621 | 18 | 0 | 4602 | 1 | [5 empty] | 0 | 0 | 0 | 0 |  | 0 | 0 | 0 | 0 | 4022 | 0.87 | 599 | 3658 | 0.79 | 963 | 586 | 0.13 | 4035 | 4582 | 0.99 | 38 | 789 | 0.17 | 3831 | 0 | 0 | 4621
107 | North Gila | SDGE Arizona | {} | 24868 | 436 | 0.02 | 24432 | 0.98 | [5 empty] | 0 | 0 | 0 | 0 |  | 0 | 0 | 0 | 0 | 308 | 0.01 | 24560 | 7309 | 0.29 | 17560 | 7335 | 0.29 | 17533 | 7364 | 0.3 | 17505 | 23957 | 0.96 | 911 | 106 | 0 | 24762
108 | Manteca | PGE GBA | {} | 0 | 0 | 0 | 0 | 0 | [5 empty] | 0 | 0 | 0 | 0 |  | 0 | 0 | 0 | 0 | 0 | 0 | 0 | 0 | 0 | 0 | 0 | 0 | 0 | 0 | 0 | 0 | 0 | 0 | 0 | 0 | 0 | 0
109 | Dumbarton | PGE GBA | {'Mt Eden': [5.7, 20.0], 'Mt. Eden': [5.7, 20.0], 'Eastshore': [5.7, 28.0], 'Ravenswood': [6.2, 31.0], 'Cooley Landing': [6.9, 19.0], 'Castro Valley': [9.4, 18.0], 'Grant': [9.7, 18.0], 'Whisman': [10.6, 1.0], 'Menlo': [11.7, 13.0], 'San Leandro U': [11.8, 18.0], 'Jefferson': [14.2, 13.0], 'Edes': [14.6, 17.0], 'Burlingame': [16.8, 3.0]} | 362 | 141 | 0.39 | 221 | 0.61 | [5 empty] | 0 | 0 | 0 | 0 |  | 79 | 0.22 | 0 | 0 | 79 | 0.22 | 283 | 35 | 0.1 | 327 | 65 | 0.18 | 297 | 123 | 0.34 | 239 | 79 | 0.22 | 283 | 102 | 0.28 | 260
110 | Altamont | PGE GBA | {'Altamont Midway (Sandhill)': [0.0, 21.0], 'Vasco': [3.3, 21.0], 'Windmaster': [4.1, 21.0], 'Los Positas': [4.5, 21.0], 'Las Positas': [4.5, 21.0], 'Cayetano': [5.1, 21.0], 'North Dublin': [9.8, 21.0], 'Vineyard': [11.1, 21.0], 'Tassajara': [13.0, 21.0], 'San Ramon': [14.0, 21.0]} | 32755 | 96 | 0 | 32659 | 1 | [5 empty] | 793 | 0.02 | 1026 | 0.03 |  | 29002 | 0.89 | 1161 | 0.04 | 28771 | 0.88 | 3985 | 28780 | 0.88 | 3975 | 31185 | 0.95 | 1570 | 32497 | 0.99 | 258 | 14064 | 0.43 | 18691 | 926 | 0.03 | 31829
111 | Hoodoo Wash | SDGE Arizona | {} | 13 | 13 | 1 | 0 | 0 | [5 empty] | 0 | 0 | 0 | 0 |  | 0 | 0 | 0 | 0 | 0 | 0 | 13 | 0 | 0 | 13 | 0 | 0 | 13 | 0 | 0 | 13 | 0 | 0 | 13 | 0 | 0 | 13
112 | Wyandotte | PGE NGBA | {} | 0 | 0 | 0 | 0 | 0 | [5 empty] | 0 | 0 | 0 | 0 |  | 0 | 0 | 0 | 0 | 0 | 0 | 0 | 0 | 0 | 0 | 0 | 0 | 0 | 0 | 0 | 0 | 0 | 0 | 0 | 0 | 0 | 0
113 | Laguna Bell | SCE Metro | {} | 49 | 31 | 0.62 | 18 | 0.38 | [5 empty] | 0 | 0 | 0 | 0 |  | 0 | 0 | 0 | 0 | 0 | 0 | 49 | 15 | 0.31 | 34 | 18 | 0.38 | 31 | 18 | 0.38 | 31 | 0 | 0 | 49 | 0 | 0 | 49
114 | El Casco | SCE Eastern | {} | 1678 | 573 | 0.34 | 1105 | 0.66 | [5 empty] | 0 | 0 | 0 | 0 |  | 381 | 0.23 | 1240 | 0.74 | 669 | 0.4 | 1010 | 353 | 0.21 | 1325 | 470 | 0.28 | 1209 | 828 | 0.49 | 850 | 798 | 0.48 | 880 | 17 | 0.01 | 1661
115 | Le Grand | PGE Fresno | {} | 0 | 0 | 0 | 0 | 0 | [5 empty] | 0 | 0 | 0 | 0 |  | 0 | 0 | 0 | 0 | 0 | 0 | 0 | 0 | 0 | 0 | 0 | 0 | 0 | 0 | 0 | 0 | 0 | 0 | 0 | 0 | 0 | 0
116 | Tupman | PGE Kern | {} | 0 | 0 | 0 | 0 | 0 | [5 empty] | 0 | 0 | 0 | 0 |  | 0 | 0 | 0 | 0 | 0 | 0 | 0 | 0 | 0 | 0 | 0 | 0 | 0 | 0 | 0 | 0 | 0 | 0 | 0 | 0 | 0 | 0
117 | Henrietta | PGE Fresno | {} | 0 | 0 | 0 | 0 | 0 | [5 empty] | 0 | 0 | 0 | 0 |  | 0 | 0 | 0 | 0 | 0 | 0 | 0 | 0 | 0 | 0 | 0 | 0 | 0 | 0 | 0 | 0 | 0 | 0 | 0 | 0 | 0 | 0
118 | Castro Valley | PGE GBA | {'Mt Eden': [4.7, 76.0], 'Mt. Eden': [4.7, 76.0], 'San Leandro U': [4.9, 76.0], 'Grant': [5.5, 76.0], 'Eastshore': [5.5, 76.0], 'Edes': [7.9, 74.0], 'Dumbarton': [9.4, 18.0], 'Oakland J': [9.7, 58.0], 'Moraga': [12.2, 6.0], 'Oakland X': [12.2, 58.0], 'Oakland L': [14.1, 57.0], 'Oakland C': [14.1, 58.0], 'Ravenswood': [14.4, 18.0], 'Cooley Landing': [15.6, 6.0], 'SAN FRAN A (POTRERO PP)': [18.2, 12.0], 'Potrero': [18.2, 12.0], 'Martin': [18.9, 4.0]} | 461 | 183 | 0.4 | 278 | 0.6 | [5 empty] | 0 | 0 | 0 | 0 |  | 59 | 0.13 | 0 | 0 | 58 | 0.13 | 402 | 88 | 0.19 | 373 | 114 | 0.25 | 347 | 172 | 0.37 | 288 | 58 | 0.13 | 402 | 96 | 0.21 | 365
119 | Vineyard | PGE GBA | {'North Dublin': [5.2, 21.0], 'Cayetano': [6.6, 21.0], 'San Ramon': [6.8, 21.0], 'Los Positas': [6.9, 21.0], 'Las Positas': [6.9, 21.0], 'Vasco': [8.1, 21.0], 'Tassajara': [9.5, 21.0], 'Altamont': [11.1, 21.0], 'Altamont Midway (Sandhill)': [11.1, 21.0], 'Windmaster': [14.7, 21.0]} | 11564 | 21 | 0 | 11543 | 1 | [5 empty] | 0 | 0 | 0 | 0 |  | 11439 | 0.99 | 124 | 0.01 | 10648 | 0.92 | 916 | 8243 | 0.71 | 3321 | 10890 | 0.94 | 675 | 11542 | 1 | 23 | 4296 | 0.37 | 7269 | 401 | 0.03 | 11163
120 | Trout Canyon | SCE EOP | {} | 12911 | 210 | 0.02 | 12701 | 0.98 | [5 empty] | 0 | 0 | 0 | 0 |  | 0 | 0 | 0 | 0 | 3071 | 0.24 | 9840 | 50 | 0 | 12861 | 4931 | 0.38 | 7980 | 6531 | 0.51 | 6380 | 10997 | 0.85 | 1914 | 0 | 0 | 12911
121 | Columbus | PGE Kern | {} | 0 | 0 | 0 | 0 | 0 | [5 empty] | 0 | 0 | 0 | 0 |  | 0 | 0 | 0 | 0 | 0 | 0 | 0 | 0 | 0 | 0 | 0 | 0 | 0 | 0 | 0 | 0 | 0 | 0 | 0 | 0 | 0 | 0
122 | Lewis | SCE Metro | {} | 400 | 13 | 0.03 | 387 | 0.97 | [5 empty] | 0 | 0 | 0 | 0 |  | 0 | 0 | 0 | 0 | 5 | 0.01 | 395 | 181 | 0.45 | 219 | 370 | 0.92 | 31 | 375 | 0.94 | 25 | 0 | 0 | 400 | 31 | 0.08 | 369
123 | Standard Oil 2 | PGE GBA | {'Standard Oil': [0.0, 347.0], 'Richmond R': [2.2, 344.0], 'San Pablo': [4.0, 262.0], 'El Cerrito G': [5.5, 303.0], 'Sobrante': [10.6, 160.0], 'Christie': [10.8, 49.0], 'Ignacio': [11.8, 41.0], 'Oakland L': [11.8, 152.0], 'Oakland C': [12.3, 140.0], 'Carquinez': [12.6, 30.0], 'Oakland X': [13.5, 68.0], 'Potrero': [13.5, 138.0], 'SAN FRAN A (POTRERO PP)': [13.5, 141.0], 'Moraga': [14.5, 60.0], 'Alhambra': [14.7, 27.0], 'Martinez': [15.7, 26.0], 'Oakland J': [16.3, 41.0], 'Parkway': [16.5, 26.0], 'Bahia': [16.6, 26.0], 'Martin': [17.2, 21.0], 'Edes': [18.3, 7.0]} | 4905 | 1492 | 0.3 | 3413 | 0.7 | [5 empty] | 10 | 0 | 0 | 0 |  | 2261 | 0.46 | 0 | 0 | 203 | 0.04 | 4702 | 1703 | 0.35 | 3201 | 2913 | 0.59 | 1991 | 3026 | 0.62 | 1878 | 818 | 0.17 | 4086 | 372 | 0.08 | 4532
124 | Mc Mullin | PGE Fresno | {} | 0 | 0 | 0 | 0 | 0 | [5 empty] | 0 | 0 | 0 | 0 |  | 0 | 0 | 0 | 0 | 0 | 0 | 0 | 0 | 0 | 0 | 0 | 0 | 0 | 0 | 0 | 0 | 0 | 0 | 0 | 0 | 0 | 0
125 | Taft | PGE Kern | {} | 0 | 0 | 0 | 0 | 0 | [5 empty] | 0 | 0 | 0 | 0 |  | 0 | 0 | 0 | 0 | 0 | 0 | 0 | 0 | 0 | 0 | 0 | 0 | 0 | 0 | 0 | 0 | 0 | 0 | 0 | 0 | 0 | 0
126 | Pleasant Grove | PGE NGBA | {} | 0 | 0 | 0 | 0 | 0 | [5 empty] | 0 | 0 | 0 | 0 |  | 0 | 0 | 0 | 0 | 0 | 0 | 0 | 0 | 0 | 0 | 0 | 0 | 0 | 0 | 0 | 0 | 0 | 0 | 0 | 0 | 0 | 0
127 | Newark | PGE GBA | {} | 237 | 29 | 0.12 | 208 | 0.88 | [5 empty] | 0 | 0 | 0 | 0 |  | 127 | 0.54 | 0 | 0 | 127 | 0.54 | 110 | 128 | 0.54 | 109 | 151 | 0.64 | 87 | 151 | 0.64 | 87 | 127 | 0.53 | 111 | 70 | 0.3 | 167
128 | Dairyland | PGE Fresno | {} | 0 | 0 | 0 | 0 | 0 | [5 empty] | 0 | 0 | 0 | 0 |  | 0 | 0 | 0 | 0 | 0 | 0 | 0 | 0 | 0 | 0 | 0 | 0 | 0 | 0 | 0 | 0 | 0 | 0 | 0 | 0 | 0 | 0
129 | Chino | SCE Metro | {} | 0 | 0 | 0 | 0 | 0 | [5 empty] | 0 | 0 | 0 | 0 |  | 0 | 0 | 0 | 0 | 0 | 0 | 0 | 0 | 0 | 0 | 0 | 0 | 0 | 0 | 0 | 0 | 0 | 0 | 0 | 0 | 0 | 0
130 | El Segundo | SCE Metro | {'Chevmain': [1.2, 15.0], 'El Nido': [3.0, 15.0], 'Redondo': [4.6, 11.0], 'La Fresa': [5.8, 11.0], 'La Cienega': [6.9, 4.0], 'Windsor': [7.1, 4.0], 'Arcogen': [12.0, 11.0]} | 234 | 49 | 0.21 | 185 | 0.79 | [5 empty] | 0 | 0 | 0 | 0 |  | 0 | 0 | 0 | 0 | 0 | 0 | 234 | 77 | 0.33 | 157 | 169 | 0.72 | 65 | 169 | 0.72 | 65 | 0 | 0 | 234 | 0 | 0 | 234
131 | San Leandro U | PGE GBA | {'Grant': [2.8, 140.0], 'Edes': [3.2, 166.0], 'Castro Valley': [4.9, 76.0], 'Oakland J': [5.1, 149.0], 'Mt Eden': [6.0, 82.0], 'Mt. Eden': [6.0, 82.0], 'Eastshore': [6.2, 84.0], 'Oakland X': [8.0, 149.0], 'Oakland C': [9.5, 149.0], 'Moraga': [9.6, 97.0], 'Oakland L': [9.6, 149.0], 'Dumbarton': [11.8, 18.0], 'SAN FRAN A (POTRERO PP)': [13.3, 103.0], 'Potrero': [13.3, 104.0], 'Sobrante': [14.0, 35.0], 'Martin': [14.2, 76.0], 'Ravenswood': [15.2, 18.0], 'Cooley Landing': [16.5, 6.0], 'El Cerrito G': [16.6, 41.0]} | 854 | 451 | 0.53 | 403 | 0.47 | [5 empty] | 0 | 0 | 0 | 0 |  | 59 | 0.07 | 0 | 0 | 58 | 0.07 | 796 | 111 | 0.13 | 743 | 215 | 0.25 | 639 | 274 | 0.32 | 580 | 58 | 0.07 | 796 | 97 | 0.11 | 757
132 | Ganso | PGE Kern | {} | 0 | 0 | 0 | 0 | 0 | [5 empty] | 0 | 0 | 0 | 0 |  | 0 | 0 | 0 | 0 | 0 | 0 | 0 | 0 | 0 | 0 | 0 | 0 | 0 | 0 | 0 | 0 | 0 | 0 | 0 | 0 | 0 | 0
133 | Poso Mountain | PGE Kern | {} | 0 | 0 | 0 | 0 | 0 | [5 empty] | 0 | 0 | 0 | 0 |  | 0 | 0 | 0 | 0 | 0 | 0 | 0 | 0 | 0 | 0 | 0 | 0 | 0 | 0 | 0 | 0 | 0 | 0 | 0 | 0 | 0 | 0
134 | Avena | PGE GBA | {} | 0 | 0 | 0 | 0 | 0 | [5 empty] | 0 | 0 | 0 | 0 |  | 0 | 0 | 0 | 0 | 0 | 0 | 0 | 0 | 0 | 0 | 0 | 0 | 0 | 0 | 0 | 0 | 0 | 0 | 0 | 0 | 0 | 0
135 | Martin | PGE GBA | {'SAN FRAN A (POTRERO PP)': [3.9, 321.0], 'Potrero': [3.9, 321.0], 'Millbrae': [6.9, 102.0], 'Burlingame': [8.3, 67.0], 'Oakland C': [9.5, 273.0], 'Oakland L': [10.6, 272.0], 'Oakland J': [11.4, 251.0], 'Edes': [12.0, 222.0], 'Oakland X': [12.0, 256.0], 'Grant': [13.8, 49.0], 'San Leandro U': [14.2, 76.0], 'Richmond R': [15.7, 142.0], 'El Cerrito G': [15.9, 191.0], 'Eastshore': [16.8, 12.0], 'Moraga': [16.8, 149.0], 'Standard Oil': [17.2, 21.0], 'Standard Oil 2': [17.2, 21.0], 'Mt Eden': [17.4, 10.0], 'Mt. Eden': [17.4, 10.0], 'Sobrante': [17.8, 96.0], 'Jefferson': [18.4, 27.0], 'Castro Valley': [18.9, 4.0]} | 1691 | 661 | 0.39 | 1030 | 0.61 | [5 empty] | 0 | 0 | 0 | 0 |  | 0 | 0 | 0 | 0 | 120 | 0.07 | 1571 | 334 | 0.2 | 1357 | 841 | 0.5 | 850 | 877 | 0.52 | 814 | 132 | 0.08 | 1559 | 94 | 0.06 | 1597
136 | Harry Allen | <Null> | {} | 0 | 0 | 0 | 0 | 0 | [5 empty] | 0 | 0 | 0 | 0 |  | 0 | 0 | 0 | 0 | 0 | 0 | 0 | 0 | 0 | 0 | 0 | 0 | 0 | 0 | 0 | 0 | 0 | 0 | 0 | 0 | 0 | 0
137 | Rio Oso | PGE NGBA | {} | 0 | 0 | 0 | 0 | 0 | [5 empty] | 0 | 0 | 0 | 0 |  | 0 | 0 | 0 | 0 | 0 | 0 | 0 | 0 | 0 | 0 | 0 | 0 | 0 | 0 | 0 | 0 | 0 | 0 | 0 | 0 | 0 | 0
138 | Loveland | SDGE Imperial | {} | 0 | 0 | 0 | 0 | 0 | [5 empty] | 0 | 0 | 0 | 0 |  | 0 | 0 | 0 | 0 | 0 | 0 | 0 | 0 | 0 | 0 | 0 | 0 | 0 | 0 | 0 | 0 | 0 | 0 | 0 | 0 | 0 | 0
139 | Huntington Beach | SCE Metro | {'Ellis': [3.4, 19.0], 'Johanna': [8.6, 18.0], 'Alamitos': [10.8, 2.0], 'Barre': [11.3, 2.0], 'Santiago': [12.1, 18.0], 'Del Amo': [15.6, 2.0], 'Long Beach': [16.4, 2.0], 'Harborgen': [17.0, 2.0], 'Hinson': [18.5, 2.0]} | 591 | 190 | 0.32 | 401 | 0.68 | [5 empty] | 0 | 0 | 0 | 0 |  | 0 | 0 | 0 | 0 | 9 | 0.02 | 582 | 184 | 0.31 | 406 | 373 | 0.63 | 218 | 382 | 0.65 | 209 | 0 | 0 | 591 | 31 | 0.05 | 560
140 | Rossmoor | PGE GBA | {} | 7969 | 1354 | 0.17 | 6615 | 0.83 | [5 empty] | 4 | 0 | 0 | 0 |  | 6170 | 0.77 | 0 | 0 | 2776 | 0.35 | 5193 | 5243 | 0.66 | 2726 | 6089 | 0.76 | 1880 | 6461 | 0.81 | 1508 | 2699 | 0.34 | 5270 | 228 | 0.03 | 7741
141 | Salado | PGE GBA | {} | 4096 | 0 | 0 | 4096 | 1 | [5 empty] | 0 | 0 | 0 | 0 |  | 1385 | 0.34 | 2712 | 0.66 | 4011 | 0.98 | 86 | 859 | 0.21 | 3237 | 2086 | 0.51 | 2010 | 4027 | 0.98 | 70 | 4096 | 1 | 0 | 1 | 0 | 4096
142 | Lighthipe | SCE Metro | {'Del Amo': [5.0, 294.0], 'Hinson': [5.0, 309.0], 'Arcogen': [5.9, 309.0], 'Harborgen': [7.7, 309.0], 'Long Beach': [8.5, 309.0], 'La Fresa': [9.0, 50.0], 'Alamitos': [9.1, 309.0], 'Redondo': [12.4, 1.0]} | 898 | 380 | 0.42 | 518 | 0.58 | [5 empty] | 0 | 0 | 0 | 0 |  | 0 | 0 | 0 | 0 | 0 | 0 | 898 | 129 | 0.14 | 769 | 486 | 0.54 | 412 | 486 | 0.54 | 412 | 0 | 0 | 898 | 5 | 0.01 | 893
143 | Santee | SDGE Imperial | {} | 2 | 0 | 0 | 2 | 1 | [5 empty] | 0 | 0 | 0 | 0 |  | 0 | 0 | 0 | 0 | 0 | 0 | 2 | 1 | 0.64 | 1 | 2 | 1 | 0 | 2 | 1 | 0 | 0 | 0 | 2 | 0 | 0 | 2
144 | Cholame | PGE Fresno | {'Cal Flats': [12.8, 71.0]} | 7646 | 323 | 0.04 | 7322 | 0.96 | [5 empty] | 1067 | 0.14 | 0 | 0 |  | 7208 | 0.94 | 0 | 0 | 5357 | 0.7 | 2288 | 390 | 0.05 | 7256 | 1576 | 0.21 | 6069 | 5730 | 0.75 | 1916 | 5044 | 0.66 | 2602 | 69 | 0.01 | 7577
145 | Grand Island | PGE NGBA | {'Shiloh III': [14.5, 2818.0], 'Lambie': [14.9, 794.0], 'Lambie Energy': [14.9, 794.0], 'Birds Landing': [14.9, 3082.0], 'Collinsville': [16.9, 1914.0], 'Contra Costa PP': [17.7, 1672.0], 'Contra Costa': [19.2, 151.0]} | 86680 | 9044 | 0.1 | 77636 | 0.9 | [5 empty] | 24241 | 0.28 | 29563 | 0.34 |  | 32361 | 0.37 | 0 | 0 | 9034 | 0.1 | 77646 | 22124 | 0.26 | 64556 | 26180 | 0.3 | 60500 | 34380 | 0.4 | 52300 | 2737 | 0.03 | 83943 | 18343 | 0.21 | 68337
146 | Long Beach | SCE Metro | {'Harborgen': [0.9, 400.0], 'Arcogen': [3.7, 397.0], 'Hinson': [3.7, 398.0], 'Alamitos': [7.2, 373.0], 'Lighthipe': [8.5, 309.0], 'Del Amo': [9.3, 330.0], 'La Fresa': [9.5, 57.0], 'Redondo': [10.9, 3.0], 'Barre': [14.2, 2.0], 'Huntington Beach': [16.4, 2.0], 'Ellis': [17.1, 2.0]} | 921 | 388 | 0.42 | 532 | 0.58 | [5 empty] | 0 | 0 | 0 | 0 |  | 0 | 0 | 0 | 0 | 0 | 0 | 921 | 129 | 0.14 | 792 | 494 | 0.54 | 427 | 494 | 0.54 | 427 | 0 | 0 | 921 | 5 | 0.01 | 916
147 | Coyote | PGE GBA | {} | 1237 | 0 | 0 | 1237 | 1 | [5 empty] | 0 | 0 | 0 | 0 |  | 976 | 0.79 | 261 | 0.21 | 886 | 0.72 | 351 | 499 | 0.4 | 738 | 511 | 0.41 | 726 | 1004 | 0.81 | 232 | 1166 | 0.94 | 71 | 8 | 0.01 | 1228
148 | New Sub - Los Banos - Midway (Proposed) | PGE Fresno | {} | 60 | 0 | 0 | 60 | 1 | [5 empty] | 0 | 0 | 0 | 0 |  | 48 | 0.81 | 0 | 0 | 60 | 1 | 0 | 0 | 0 | 60 | 0 | 0 | 60 | 60 | 1 | 0 | 6 | 0.11 | 53 | 0 | 0 | 60
149 | Vista (SCE) | SCE Eastern | {} | 385 | 0 | 0 | 385 | 1 | [5 empty] | 0 | 0 | 0 | 0 |  | 2 | 0 | 383 | 1 | 385 | 1 | 0 | 101 | 0.26 | 284 | 339 | 0.88 | 46 | 385 | 1 | 0 | 144 | 0.37 | 241 | 0 | 0 | 385
150 | Fairway | PGE Kern | {} | 611 | 80 | 0.13 | 531 | 0.87 | [5 empty] | 0 | 0 | 0 | 0 |  | 349 | 0.57 | 54 | 0.09 | 53 | 0.09 | 557 | 3 | 0 | 608 | 94 | 0.15 | 517 | 102 | 0.17 | 509 | 443 | 0.73 | 167 | 60 | 0.1 | 551
151 | Pisgah | SCE NOL | {} | 34750 | 7580 | 0.22 | 27170 | 0.78 | [5 empty] | 181 | 0.01 | 1 | 0 |  | 0 | 0 | 0 | 0 | 9193 | 0.26 | 25556 | 7917 | 0.23 | 26833 | 8964 | 0.26 | 25786 | 12600 | 0.36 | 22150 | 22995 | 0.66 | 11755 | 261 | 0.01 | 34489
152 | Sloan Canyon | SCE EOP | {'Eldorado': [5.3, 237.0], 'Mead': [11.1, 120.0]} | 8404 | 431 | 0.05 | 7973 | 0.95 | [5 empty] | 0 | 0 | 0 | 0 |  | 0 | 0 | 0 | 0 | 0 | 0 | 8404 | 0 | 0 | 8404 | 0 | 0 | 8404 | 0 | 0 | 8404 | 0 | 0 | 8404 | 0 | 0 | 8404
153 | Templeton | PGE Kern | {'Estrella': [7.3, 138.0], 'Union (Estrella)': [7.3, 138.0], 'Morro Bay': [16.0, 35.0]} | 6077 | 409 | 0.07 | 5668 | 0.93 | [5 empty] | 51 | 0.01 | 0 | 0 |  | 5618 | 0.92 | 442 | 0.07 | 4540 | 0.75 | 1537 | 1323 | 0.22 | 4755 | 1926 | 0.32 | 4151 | 4706 | 0.77 | 1371 | 4115 | 0.68 | 1962 | 117 | 0.02 | 5960
154 | Palomar Energy | SDGE Imperial | {'Cannon': [2.8, 29.0], 'Encina': [2.9, 29.0], 'Shadowridge': [3.1, 22.0], 'San Marcos': [5.2, 8.0], 'Ocean Ranch': [6.1, 24.0], 'Melrose': [6.1, 24.0], 'San Luis Rey': [6.7, 24.0], 'Artesian': [11.3, 4.0], 'North City Metering': [12.0, 5.0], 'Pendleton': [13.2, 21.0], 'Penasquitos': [14.7, 3.0]} | 212 | 29 | 0.14 | 183 | 0.86 | [5 empty] | 0 | 0 | 0 | 0 |  | 0 | 0 | 0 | 0 | 34 | 0.16 | 178 | 167 | 0.79 | 45 | 172 | 0.81 | 39 | 172 | 0.81 | 39 | 0 | 0 | 212 | 32 | 0.15 | 180
155 | Sisquoc | PGE Kern | {} | 1506 | 198 | 0.13 | 1307 | 0.87 | [5 empty] | 0 | 0 | 0 | 0 |  | 487 | 0.32 | 991 | 0.66 | 196 | 0.13 | 1310 | 0 | 0 | 1506 | 322 | 0.21 | 1184 | 518 | 0.34 | 988 | 1276 | 0.85 | 230 | 12 | 0.01 | 1493
156 | Alberhill | SCE Eastern | {} | 0 | 0 | 0 | 0 | 0 | [5 empty] | 0 | 0 | 0 | 0 |  | 0 | 0 | 0 | 0 | 0 | 0 | 0 | 0 | 0 | 0 | 0 | 0 | 0 | 0 | 0 | 0 | 0 | 0 | 0 | 0 | 0 | 0
157 | Sanger | PGE Fresno | {} | 0 | 0 | 0 | 0 | 0 | [5 empty] | 0 | 0 | 0 | 0 |  | 0 | 0 | 0 | 0 | 0 | 0 | 0 | 0 | 0 | 0 | 0 | 0 | 0 | 0 | 0 | 0 | 0 | 0 | 0 | 0 | 0 | 0
158 | Lammers | PGE GBA | {} | 30048 | 0 | 0 | 30048 | 1 | [5 empty] | 793 | 0.03 | 1026 | 0.03 |  | 25653 | 0.85 | 1805 | 0.06 | 27276 | 0.91 | 2772 | 24979 | 0.83 | 5069 | 27560 | 0.92 | 2488 | 30048 | 1 | 0 | 13723 | 0.46 | 16325 | 845 | 0.03 | 29203
159 | Chevmain | SCE Metro | {'El Segundo': [1.2, 15.0], 'El Nido': [1.8, 16.0], 'Redondo': [3.9, 13.0], 'La Fresa': [4.6, 13.0], 'Windsor': [7.0, 4.0], 'La Cienega': [7.0, 4.0], 'Arcogen': [10.8, 11.0]} | 571 | 164 | 0.29 | 407 | 0.71 | [5 empty] | 0 | 0 | 0 | 0 |  | 0 | 0 | 0 | 0 | 0 | 0 | 571 | 77 | 0.13 | 494 | 382 | 0.67 | 188 | 382 | 0.67 | 188 | 0 | 0 | 571 | 0 | 0 | 571
160 | Telegraph Canyon | SDGE Imperial | {'Salt Creek': [3.4, 27.0], 'Miguel': [3.4, 30.0], 'Otay': [3.8, 40.0], 'Bay Boulevard': [5.0, 37.0], 'San Ysidro': [5.3, 37.0], 'Imperial Beach': [6.0, 37.0], 'Otay Mesa': [7.5, 6.0], 'Silvergate': [8.4, 35.0], 'Vine': [11.7, 32.0], 'Mission': [12.3, 32.0], 'Old Town': [13.5, 32.0], 'Point Loma': [14.5, 32.0]} | 717 | 176 | 0.25 | 541 | 0.75 | [5 empty] | 0 | 0 | 0 | 0 |  | 0 | 0 | 0 | 0 | 54 | 0.08 | 663 | 268 | 0.37 | 449 | 481 | 0.67 | 237 | 486 | 0.68 | 231 | 3 | 0 | 715 | 54 | 0.08 | 663
161 | Grant | PGE GBA | {'San Leandro U': [2.8, 140.0], 'Eastshore': [4.0, 92.0], 'Mt Eden': [4.2, 83.0], 'Mt. Eden': [4.2, 83.0], 'Edes': [5.0, 139.0], 'Castro Valley': [5.5, 76.0], 'Oakland J': [7.0, 122.0], 'Dumbarton': [9.7, 18.0], 'Oakland X': [10.1, 122.0], 'Oakland C': [11.0, 122.0], 'Oakland L': [11.4, 122.0], 'Moraga': [12.3, 70.0], 'Burlingame': [12.4, 15.0], 'Ravenswood': [12.5, 33.0], 'Millbrae': [13.4, 15.0], 'SAN FRAN A (POTRERO PP)': [13.7, 76.0], 'Potrero': [13.7, 77.0], 'Martin': [13.8, 49.0], 'Cooley Landing': [13.9, 6.0], 'Jefferson': [16.4, 15.0], 'Sobrante': [16.5, 26.0], 'El Cerrito G': [18.7, 14.0]} | 847 | 419 | 0.49 | 428 | 0.51 | [5 empty] | 0 | 0 | 0 | 0 |  | 59 | 0.07 | 0 | 0 | 58 | 0.07 | 789 | 111 | 0.13 | 736 | 222 | 0.26 | 625 | 281 | 0.33 | 566 | 58 | 0.07 | 789 | 126 | 0.15 | 721
162 | East Marysville | PGE NGBA | {} | 1038 | 0 | 0 | 1038 | 1 | [5 empty] | 0 | 0 | 0 | 0 |  | 1038 | 1 | 0 | 0 | 1001 | 0.96 | 37 | 764 | 0.74 | 274 | 764 | 0.74 | 274 | 1005 | 0.97 | 33 | 1031 | 0.99 | 7 | 3 | 0 | 1035
163 | Caribou 2 | PGE NGBA | {} | 4844 | 317 | 0.07 | 4527 | 0.93 | [5 empty] | 0 | 0 | 0 | 0 |  | 2083 | 0.43 | 393 | 0.08 | 1964 | 0.41 | 2880 | 3473 | 0.72 | 1371 | 3050 | 0.63 | 1794 | 4333 | 0.89 | 511 | 4194 | 0.87 | 650 | 213 | 0.04 | 4631
164 | Dixon Landing | PGE GBA | {} | 1123 | 1 | 0 | 1122 | 1 | [5 empty] | 0 | 0 | 0 | 0 |  | 917 | 0.82 | 143 | 0.13 | 1059 | 0.94 | 63 | 638 | 0.57 | 485 | 660 | 0.59 | 462 | 1082 | 0.96 | 41 | 1059 | 0.94 | 64 | 70 | 0.06 | 1053
165 | New Sub - Gates - Templeton (Proposed) | PGE Kern | {} | 718 | 37 | 0.05 | 682 | 0.95 | [5 empty] | 0 | 0 | 0 | 0 |  | 679 | 0.94 | 23 | 0.03 | 496 | 0.69 | 222 | 0 | 0 | 718 | 33 | 0.05 | 685 | 517 | 0.72 | 201 | 656 | 0.91 | 62 | 0 | 0 | 718
166 | Westley | PGE Fresno | {} | 6238 | 0 | 0 | 6238 | 1 | [5 empty] | 0 | 0 | 0 | 0 |  | 2457 | 0.39 | 3781 | 0.61 | 6160 | 0.99 | 79 | 1332 | 0.21 | 4907 | 2868 | 0.46 | 3370 | 6194 | 0.99 | 44 | 6238 | 1 | 0 | 2 | 0 | 6237
167 | Antelope | SCE Northern | {'Rosamond': [12.8, 7025.0], 'Neenach': [12.9, 11140.0], 'Whirlwind': [14.2, 9553.0], 'Vincent': [17.4, 1654.0]} | 99081 | 41314 | 0.42 | 57768 | 0.58 | [5 empty] | 2504 | 0.03 | 795 | 0.01 |  | 18808 | 0.19 | 13320 | 0.13 | 10810 | 0.11 | 88271 | 30494 | 0.31 | 68587 | 24242 | 0.24 | 74839 | 43194 | 0.44 | 55887 | 23896 | 0.24 | 75185 | 2274 | 0.02 | 96807
168 | Atwater | PGE Fresno | {} | 0 | 0 | 0 | 0 | 0 | [5 empty] | 0 | 0 | 0 | 0 |  | 0 | 0 | 0 | 0 | 0 | 0 | 0 | 0 | 0 | 0 | 0 | 0 | 0 | 0 | 0 | 0 | 0 | 0 | 0 | 0 | 0 | 0
169 | Pine Flat | PGE Fresno | {} | 0 | 0 | 0 | 0 | 0 | [5 empty] | 0 | 0 | 0 | 0 |  | 0 | 0 | 0 | 0 | 0 | 0 | 0 | 0 | 0 | 0 | 0 | 0 | 0 | 0 | 0 | 0 | 0 | 0 | 0 | 0 | 0 | 0
170 | Murray | SDGE Imperial | {'Spring Valley': [3.8, 1.0], 'Elliot': [4.1, 2.0], 'Elliott': [4.2, 2.0], 'Mission': [6.6, 2.0], 'Kearny': [6.9, 2.0], 'Mesa Heights': [8.2, 2.0], 'Silvergate': [9.6, 2.0], 'Vine': [9.7, 2.0], 'Old Town': [9.9, 2.0], 'Point Loma': [12.6, 2.0], 'Bay Boulevard': [13.3, 2.0]} | 512 | 167 | 0.33 | 345 | 0.67 | [5 empty] | 0 | 0 | 0 | 0 |  | 0 | 0 | 0 | 0 | 14 | 0.03 | 498 | 104 | 0.2 | 408 | 294 | 0.57 | 218 | 300 | 0.59 | 213 | 0 | 0 | 512 | 27 | 0.05 | 485
171 | Lathrop | SCE EOP | {'Jackass (DOE)': [9.0, 3724.0], 'Valley Switch': [9.4, 5.0]} | 70556 | 6676 | 0.09 | 63880 | 0.91 | [5 empty] | 0 | 0 | 0 | 0 |  | 0 | 0 | 0 | 0 | 0 | 0 | 70556 | 0 | 0 | 70556 | 0 | 0 | 70556 | 0 | 0 | 70556 | 0 | 0 | 70556 | 0 | 0 | 70556
172 | Semitropic | PGE Kern | {} | 0 | 0 | 0 | 0 | 0 | [5 empty] | 0 | 0 | 0 | 0 |  | 0 | 0 | 0 | 0 | 0 | 0 | 0 | 0 | 0 | 0 | 0 | 0 | 0 | 0 | 0 | 0 | 0 | 0 | 0 | 0 | 0 | 0
173 | Hopland | PGE NGBA | {} | 7383 | 696 | 0.09 | 6687 | 0.91 | [5 empty] | 94 | 0.01 | 10 | 0 |  | 2292 | 0.31 | 4814 | 0.65 | 4993 | 0.68 | 2390 | 1021 | 0.14 | 6362 | 1481 | 0.2 | 5902 | 5770 | 0.78 | 1613 | 4801 | 0.65 | 2582 | 11 | 0 | 7372
174 | Point Loma | SDGE Imperial | {'Old Town': [2.9, 212.0], 'Vine': [3.2, 212.0], 'Silvergate': [6.1, 189.0], 'Mission': [6.3, 211.0], 'Mesa Heights': [7.5, 156.0], 'Kearny': [8.6, 155.0], 'Elliott': [9.8, 122.0], 'Elliot': [9.9, 121.0], 'Bay Boulevard': [12.2, 124.0], 'Penasquitos': [12.3, 23.0], 'Murray': [12.6, 2.0], 'Spring Valley': [13.4, 1.0], 'Imperial Beach': [13.5, 58.0], 'Otay': [14.4, 33.0], 'Telegraph Canyon': [14.5, 32.0], 'North City Metering': [15.1, 23.0], 'Miguel': [15.1, 26.0], 'Salt Creek': [15.2, 23.0], 'San Ysidro': [17.3, 27.0]} | 560 | 197 | 0.35 | 363 | 0.65 | [5 empty] | 0 | 0 | 0 | 0 |  | 0 | 0 | 0 | 0 | 14 | 0.03 | 546 | 114 | 0.2 | 447 | 305 | 0.54 | 255 | 311 | 0.55 | 250 | 0 | 0 | 560 | 29 | 0.05 | 532
175 | Whirlwind | SCE Northern | {'Neenach': [6.9, 29580.0], 'Rosamond': [11.2, 8895.0], 'Antelope': [14.2, 9553.0], 'Windhub': [15.0, 383.0], 'Highwind': [17.0, 352.0]} | 176198 | 50021 | 0.28 | 126178 | 0.72 | [5 empty] | 4216 | 0.02 | 2225 | 0.01 |  | 34747 | 0.2 | 9081 | 0.05 | 50501 | 0.29 | 125697 | 74643 | 0.42 | 101555 | 53373 | 0.3 | 122825 | 113602 | 0.64 | 62596 | 51329 | 0.29 | 124869 | 2069 | 0.01 | 174129
176 | Gould | SCE Metro | {} | 5 | 0 | 0 | 5 | 1 | [5 empty] | 0 | 0 | 0 | 0 |  | 5 | 1 | 0 | 0 | 5 | 1 | 0 | 0 | 0 | 5 | 0 | 0 | 5 | 5 | 1 | 0 | 5 | 1 | 0 | 0 | 0 | 5
177 | Burney Forest | PGE NGBA | {'Burney Forest Power': [0.0, 559.0], 'Carberry': [2.4, 559.0], 'New Sub - Pit 1 - Cottonwood (Proposed)': [6.7, 559.0], 'Pit 3': [8.5, 22.0], 'Pit 4': [10.3, 194.0], 'Cove Road': [11.1, 559.0], 'Round Mt.': [12.5, 537.0]} | 6686 | 893 | 0.13 | 5793 | 0.87 | [5 empty] | 0 | 0 | 0 | 0 |  | 5211 | 0.78 | 83 | 0.01 | 3746 | 0.56 | 2941 | 1130 | 0.17 | 5556 | 856 | 0.13 | 5830 | 4753 | 0.71 | 1933 | 2894 | 0.43 | 3793 | 68 | 0.01 | 6619
178 | GWF Hanford | PGE Fresno | {} | 0 | 0 | 0 | 0 | 0 | [5 empty] | 0 | 0 | 0 | 0 |  | 0 | 0 | 0 | 0 | 0 | 0 | 0 | 0 | 0 | 0 | 0 | 0 | 0 | 0 | 0 | 0 | 0 | 0 | 0 | 0 | 0 | 0
179 | San Ramon | PGE GBA | {'Tassajara': [4.1, 21.0], 'North Dublin': [4.2, 21.0], 'Vineyard': [6.8, 21.0], 'Cayetano': [8.9, 21.0], 'Los Positas': [11.4, 21.0], 'Las Positas': [11.4, 21.0], 'Vasco': [12.2, 21.0], 'Altamont': [14.0, 21.0], 'Altamont Midway (Sandhill)': [14.0, 21.0], 'Windmaster': [16.4, 21.0]} | 6306 | 139 | 0.02 | 6167 | 0.98 | [5 empty] | 0 | 0 | 0 | 0 |  | 6151 | 0.98 | 102 | 0.02 | 4659 | 0.74 | 1647 | 5593 | 0.89 | 713 | 5655 | 0.9 | 651 | 5998 | 0.95 | 308 | 3295 | 0.52 | 3011 | 145 | 0.02 | 6161
180 | Stanislaus | PGE Fresno | {} | 4200 | 0 | 0 | 4200 | 1 | [5 empty] | 0 | 0 | 0 | 0 |  | 1767 | 0.42 | 2433 | 0.58 | 4016 | 0.96 | 184 | 764 | 0.18 | 3437 | 1845 | 0.44 | 2355 | 4117 | 0.98 | 84 | 4200 | 1 | 0 | 1 | 0 | 4199
181 | Magunden | SCE Northern | {} | 0 | 0 | 0 | 0 | 0 | [5 empty] | 0 | 0 | 0 | 0 |  | 0 | 0 | 0 | 0 | 0 | 0 | 0 | 0 | 0 | 0 | 0 | 0 | 0 | 0 | 0 | 0 | 0 | 0 | 0 | 0 | 0 | 0
182 | Alamitos | SCE Metro | {'Del Amo': [5.8, 330.0], 'Long Beach': [7.2, 373.0], 'Barre': [7.4, 2.0], 'Harborgen': [7.4, 373.0], 'Hinson': [8.0, 373.0], 'Arcogen': [9.0, 371.0], 'Lighthipe': [9.1, 309.0], 'Ellis': [10.5, 2.0], 'Huntington Beach': [10.8, 2.0], 'La Fresa': [15.2, 54.0], 'Redondo': [17.5, 1.0]} | 991 | 371 | 0.37 | 620 | 0.63 | [5 empty] | 0 | 0 | 0 | 0 |  | 0 | 0 | 0 | 0 | 0 | 0 | 991 | 156 | 0.16 | 834 | 590 | 0.6 | 401 | 590 | 0.6 | 401 | 0 | 0 | 991 | 26 | 0.03 | 965
183 | Valley Springs | PGE GBA | {} | 0 | 0 | 0 | 0 | 0 | [5 empty] | 0 | 0 | 0 | 0 |  | 0 | 0 | 0 | 0 | 0 | 0 | 0 | 0 | 0 | 0 | 0 | 0 | 0 | 0 | 0 | 0 | 0 | 0 | 0 | 0 | 0 | 0
184 | Blythe | SCE Eastern | {'Colorado River': [12.5, 4198.0]} | 72373 | 10568 | 0.15 | 61805 | 0.85 | [5 empty] | 14 | 0 | 6 | 0 |  | 0 | 0 | 0 | 0 | 29887 | 0.41 | 42486 | 21357 | 0.3 | 51017 | 18987 | 0.26 | 53387 | 35352 | 0.49 | 37021 | 52958 | 0.73 | 19415 | 148 | 0 | 72225
185 | Midway | PGE Kern | {} | 0 | 0 | 0 | 0 | 0 | [5 empty] | 0 | 0 | 0 | 0 |  | 0 | 0 | 0 | 0 | 0 | 0 | 0 | 0 | 0 | 0 | 0 | 0 | 0 | 0 | 0 | 0 | 0 | 0 | 0 | 0 | 0 | 0
186 | Buena Vista | PGE GBA | {} | 2208 | 1871 | 0.85 | 337 | 0.15 | [5 empty] | 58 | 0.03 | 1710 | 0.77 |  | 182 | 0.08 | 0 | 0 | 184 | 0.08 | 2024 | 97 | 0.04 | 2112 | 100 | 0.05 | 2108 | 284 | 0.13 | 1924 | 140 | 0.06 | 2068 | 71 | 0.03 | 2137
187 | Crows Landing | PGE Fresno | {} | 2497 | 0 | 0 | 2497 | 1 | [5 empty] | 0 | 0 | 0 | 0 |  | 1417 | 0.57 | 1080 | 0.43 | 2382 | 0.95 | 115 | 377 | 0.15 | 2121 | 1338 | 0.54 | 1160 | 2428 | 0.97 | 70 | 2497 | 1 | 0 | 1 | 0 | 2497
188 | Villa Park | SCE Metro | {} | 213 | 0 | 0 | 213 | 1 | [5 empty] | 0 | 0 | 0 | 0 |  | 0 | 0 | 0 | 0 | 0 | 0 | 213 | 93 | 0.44 | 120 | 213 | 1 | 0 | 213 | 1 | 0 | 0 | 0 | 213 | 27 | 0.12 | 186
189 | California Ave | PGE Fresno | {} | 0 | 0 | 0 | 0 | 0 | [5 empty] | 0 | 0 | 0 | 0 |  | 0 | 0 | 0 | 0 | 0 | 0 | 0 | 0 | 0 | 0 | 0 | 0 | 0 | 0 | 0 | 0 | 0 | 0 | 0 | 0 | 0 | 0
190 | Calpella | PGE NGBA | {} | 335 | 7 | 0.02 | 328 | 0.98 | [5 empty] | 0 | 0 | 0 | 0 |  | 186 | 0.55 | 92 | 0.27 | 96 | 0.29 | 239 | 85 | 0.25 | 250 | 153 | 0.46 | 182 | 218 | 0.65 | 117 | 295 | 0.88 | 40 | 0 | 0 | 335
191 | Tevis | PGE Kern | {} | 0 | 0 | 0 | 0 | 0 | [5 empty] | 0 | 0 | 0 | 0 |  | 0 | 0 | 0 | 0 | 0 | 0 | 0 | 0 | 0 | 0 | 0 | 0 | 0 | 0 | 0 | 0 | 0 | 0 | 0 | 0 | 0 | 0
192 | Cal Water | PGE Kern | {} | 0 | 0 | 0 | 0 | 0 | [5 empty] | 0 | 0 | 0 | 0 |  | 0 | 0 | 0 | 0 | 0 | 0 | 0 | 0 | 0 | 0 | 0 | 0 | 0 | 0 | 0 | 0 | 0 | 0 | 0 | 0 | 0 | 0
193 | Boulevard East | SDGE Imperial | {'Carrizo Gorge': [4.2, 11376.0], 'Crestwood': [5.4, 11398.0], 'East County': [9.3, 2032.0], 'Cameron': [12.5, 4920.0], 'Suncrest - Ocotillo (Proposed)': [13.7, 4728.0], 'Ocotillo Express': [14.4, 5.0]} | 36351 | 11431 | 0.31 | 24920 | 0.69 | [5 empty] | 1 | 0 | 0 | 0 |  | 16344 | 0.45 | 15465 | 0.43 | 2832 | 0.08 | 33519 | 4985 | 0.14 | 31366 | 13111 | 0.36 | 23240 | 16719 | 0.46 | 19632 | 11676 | 0.32 | 24675 | 489 | 0.01 | 35862
194 | Margarita | SDGE Imperial | {'Rancho Mission Viejo': [2.4, 39.0], 'Trabuco': [2.7, 37.0], 'Q1806': [3.0, 39.0], 'Capistrano': [3.4, 39.0], 'Talega': [7.5, 38.0], 'North of SONGS': [7.6, 38.0], 'Santiago': [11.3, 1.0], 'San Onofre': [13.2, 13.0]} | 118 | 50 | 0.42 | 68 | 0.58 | [5 empty] | 0 | 0 | 0 | 0 |  | 0 | 0 | 0 | 0 | 9 | 0.08 | 109 | 29 | 0.25 | 89 | 50 | 0.42 | 68 | 59 | 0.5 | 59 | 0 | 0 | 118 | 0 | 0 | 118
195 | Escondido | SDGE Imperial | {} | 53 | 4 | 0.08 | 49 | 0.92 | [5 empty] | 0 | 0 | 0 | 0 |  | 0 | 0 | 0 | 0 | 0 | 0 | 53 | 40 | 0.76 | 13 | 46 | 0.87 | 7 | 46 | 0.87 | 7 | 0 | 0 | 53 | 2 | 0.04 | 51
196 | Manning | PGE Fresno | {} | 0 | 0 | 0 | 0 | 0 | [5 empty] | 0 | 0 | 0 | 0 |  | 0 | 0 | 0 | 0 | 0 | 0 | 0 | 0 | 0 | 0 | 0 | 0 | 0 | 0 | 0 | 0 | 0 | 0 | 0 | 0 | 0 | 0
197 | Oakland C | PGE GBA | {'Oakland L': [1.0, 465.0], 'Oakland X': [2.8, 392.0], 'Oakland J': [4.4, 366.0], 'Edes': [6.3, 303.0], 'SAN FRAN A (POTRERO PP)': [6.4, 354.0], 'Potrero': [6.4, 354.0], 'Moraga': [7.4, 235.0], 'El Cerrito G': [8.3, 317.0], 'Sobrante': [8.5, 234.0], 'San Leandro U': [9.5, 149.0], 'Martin': [9.5, 273.0], 'Richmond R': [10.1, 261.0], 'Grant': [11.0, 122.0], 'Standard Oil': [12.2, 140.0], 'Standard Oil 2': [12.3, 140.0], 'San Pablo': [13.4, 118.0], 'Castro Valley': [14.1, 58.0], 'Millbrae': [14.6, 27.0], 'Christie': [14.8, 20.0], 'Eastshore': [15.0, 66.0], 'Burlingame': [15.1, 17.0], 'Mt Eden': [15.1, 64.0], 'Mt. Eden': [15.1, 64.0]} | 2464 | 680 | 0.28 | 1784 | 0.72 | [5 empty] | 1 | 0 | 0 | 0 |  | 985 | 0.4 | 0 | 0 | 69 | 0.03 | 2395 | 1153 | 0.47 | 1311 | 1602 | 0.65 | 862 | 1639 | 0.67 | 825 | 263 | 0.11 | 2202 | 141 | 0.06 | 2323
198 | Barre | SCE Metro | {'Del Amo': [7.1, 2.0], 'Alamitos': [7.4, 2.0], 'Ellis': [8.9, 2.0], 'Huntington Beach': [11.3, 2.0], 'Hinson': [13.8, 2.0], 'Long Beach': [14.2, 2.0], 'Harborgen': [14.2, 2.0]} | 701 | 328 | 0.47 | 372 | 0.53 | [5 empty] | 0 | 0 | 0 | 0 |  | 0 | 0 | 0 | 0 | 0 | 0 | 701 | 181 | 0.26 | 520 | 357 | 0.51 | 343 | 357 | 0.51 | 343 | 0 | 0 | 701 | 31 | 0.04 | 670
199 | Ransburg | SCE NOL | {} | 27798 | 3165 | 0.11 | 24633 | 0.89 | [5 empty] | 0 | 0 | 0 | 0 |  | 0 | 0 | 0 | 0 | 13478 | 0.48 | 14320 | 4086 | 0.15 | 23712 | 1779 | 0.06 | 26018 | 16536 | 0.59 | 11262 | 19554 | 0.7 | 8243 | 13 | 0 | 27785
200 | Charca | PGE Kern | {} | 0 | 0 | 0 | 0 | 0 | [5 empty] | 0 | 0 | 0 | 0 |  | 0 | 0 | 0 | 0 | 0 | 0 | 0 | 0 | 0 | 0 | 0 | 0 | 0 | 0 | 0 | 0 | 0 | 0 | 0 | 0 | 0 | 0
201 | Thermalito | PGE NGBA | {} | 0 | 0 | 0 | 0 | 0 | [5 empty] | 0 | 0 | 0 | 0 |  | 0 | 0 | 0 | 0 | 0 | 0 | 0 | 0 | 0 | 0 | 0 | 0 | 0 | 0 | 0 | 0 | 0 | 0 | 0 | 0 | 0 | 0
202 | Live Oak | PGE GBA | {} | 0 | 0 | 0 | 0 | 0 | [5 empty] | 0 | 0 | 0 | 0 |  | 0 | 0 | 0 | 0 | 0 | 0 | 0 | 0 | 0 | 0 | 0 | 0 | 0 | 0 | 0 | 0 | 0 | 0 | 0 | 0 | 0 | 0
203 | Hammonds | PGE Fresno | {} | 0 | 0 | 0 | 0 | 0 | [5 empty] | 0 | 0 | 0 | 0 |  | 0 | 0 | 0 | 0 | 0 | 0 | 0 | 0 | 0 | 0 | 0 | 0 | 0 | 0 | 0 | 0 | 0 | 0 | 0 | 0 | 0 | 0
204 | Westley | PGE Fresno | {} | 4389 | 0 | 0 | 4389 | 1 | [5 empty] | 0 | 0 | 0 | 0 |  | 2226 | 0.51 | 2163 | 0.49 | 4389 | 1 | 0 | 950 | 0.22 | 3439 | 2429 | 0.55 | 1959 | 4389 | 1 | 0 | 4389 | 1 | 0 | 1 | 0 | 4388
205 | Smyrna | PGE Kern | {} | 0 | 0 | 0 | 0 | 0 | [5 empty] | 0 | 0 | 0 | 0 |  | 0 | 0 | 0 | 0 | 0 | 0 | 0 | 0 | 0 | 0 | 0 | 0 | 0 | 0 | 0 | 0 | 0 | 0 | 0 | 0 | 0 | 0
206 | Kem | SCE Eastern | {'Eagle Mountain': [4.0, 5986.0], 'Red Bluff': [15.1, 4214.0]} | 32596 | 10139 | 0.31 | 22457 | 0.69 | [5 empty] | 5 | 0 | 0 | 0 |  | 0 | 0 | 0 | 0 | 2553 | 0.08 | 30043 | 6585 | 0.2 | 26011 | 0 | 0 | 32596 | 9119 | 0.28 | 23477 | 17095 | 0.52 | 15501 | 157 | 0 | 32439
207 | Potrero | PGE GBA | {'SAN FRAN A (POTRERO PP)': [0.0, 469.0], 'Martin': [3.9, 321.0], 'Oakland C': [6.4, 354.0], 'Oakland L': [7.3, 354.0], 'Oakland X': [9.1, 337.0], 'Oakland J': [9.3, 320.0], 'Millbrae': [10.5, 68.0], 'Edes': [10.5, 258.0], 'Burlingame': [11.6, 33.0], 'Richmond R': [11.9, 259.0], 'El Cerrito G': [12.0, 309.0], 'San Leandro U': [13.3, 104.0], 'Standard Oil': [13.5, 138.0], 'Standard Oil 2': [13.5, 138.0], 'Grant': [13.7, 77.0], 'Moraga': [13.8, 221.0], 'Sobrante': [14.2, 168.0], 'San Pablo': [16.2, 65.0], 'Eastshore': [17.3, 21.0], 'Mt Eden': [17.7, 19.0], 'Mt. Eden': [17.7, 19.0], 'Castro Valley': [18.2, 12.0], 'Christie': [19.7, 10.0]} | 1836 | 698 | 0.38 | 1138 | 0.62 | [5 empty] | 0 | 0 | 0 | 0 |  | 0 | 0 | 0 | 0 | 107 | 0.06 | 1729 | 404 | 0.22 | 1431 | 941 | 0.51 | 895 | 978 | 0.53 | 858 | 90 | 0.05 | 1746 | 133 | 0.07 | 1703
208 | Palermo | PGE NGBA | {} | 0 | 0 | 0 | 0 | 0 | [5 empty] | 0 | 0 | 0 | 0 |  | 0 | 0 | 0 | 0 | 0 | 0 | 0 | 0 | 0 | 0 | 0 | 0 | 0 | 0 | 0 | 0 | 0 | 0 | 0 | 0 | 0 | 0
209 | Bogue | PGE NGBA | {} | 1591 | 0 | 0 | 1591 | 1 | [5 empty] | 0 | 0 | 0 | 0 |  | 1591 | 1 | 0 | 0 | 1538 | 0.97 | 53 | 1034 | 0.65 | 556 | 1034 | 0.65 | 556 | 1557 | 0.98 | 33 | 1304 | 0.82 | 286 | 5 | 0 | 1585
210 | Balch 1 | PGE Fresno | {} | 0 | 0 | 0 | 0 | 0 | [5 empty] | 0 | 0 | 0 | 0 |  | 0 | 0 | 0 | 0 | 0 | 0 | 0 | 0 | 0 | 0 | 0 | 0 | 0 | 0 | 0 | 0 | 0 | 0 | 0 | 0 | 0 | 0
211 | Pauba | SCE Eastern | {} | 0 | 0 | 0 | 0 | 0 | [5 empty] | 0 | 0 | 0 | 0 |  | 0 | 0 | 0 | 0 | 0 | 0 | 0 | 0 | 0 | 0 | 0 | 0 | 0 | 0 | 0 | 0 | 0 | 0 | 0 | 0 | 0 | 0
212 | Eastshore | PGE GBA | {'Mt Eden': [0.9, 86.0], 'Mt. Eden': [0.9, 86.0], 'Grant': [4.0, 92.0], 'Castro Valley': [5.5, 76.0], 'Dumbarton': [5.7, 28.0], 'San Leandro U': [6.2, 84.0], 'Edes': [9.0, 83.0], 'Ravenswood': [9.3, 36.0], 'Cooley Landing': [10.6, 16.0], 'Oakland J': [11.0, 66.0], 'Burlingame': [13.6, 9.0], 'Oakland X': [14.0, 66.0], 'Menlo': [14.2, 10.0], 'Jefferson': [14.9, 18.0], 'Millbrae': [15.0, 8.0], 'Oakland C': [15.0, 66.0], 'Oakland L': [15.4, 66.0], 'Whisman': [15.5, 1.0], 'Moraga': [15.7, 14.0], 'Martin': [16.8, 12.0], 'SAN FRAN A (POTRERO PP)': [17.3, 20.0], 'Potrero': [17.3, 21.0]} | 568 | 248 | 0.44 | 321 | 0.56 | [5 empty] | 0 | 0 | 0 | 0 |  | 58 | 0.1 | 0 | 0 | 58 | 0.1 | 510 | 92 | 0.16 | 476 | 134 | 0.24 | 434 | 193 | 0.34 | 375 | 58 | 0.1 | 510 | 117 | 0.21 | 451
213 | Cheney | PGE Fresno | {} | 0 | 0 | 0 | 0 | 0 | [5 empty] | 0 | 0 | 0 | 0 |  | 0 | 0 | 0 | 0 | 0 | 0 | 0 | 0 | 0 | 0 | 0 | 0 | 0 | 0 | 0 | 0 | 0 | 0 | 0 | 0 | 0 | 0
214 | Warnerville | PGE GBA | {} | 0 | 0 | 0 | 0 | 0 | [5 empty] | 0 | 0 | 0 | 0 |  | 0 | 0 | 0 | 0 | 0 | 0 | 0 | 0 | 0 | 0 | 0 | 0 | 0 | 0 | 0 | 0 | 0 | 0 | 0 | 0 | 0 | 0
215 | Corona | PGE NGBA | {'Penngrove': [3.7, 58.0], 'Lakeville': [4.2, 58.0]} | 7734 | 177 | 0.02 | 7557 | 0.98 | [5 empty] | 124 | 0.02 | 0 | 0 |  | 5991 | 0.77 | 0 | 0 | 6336 | 0.82 | 1398 | 2332 | 0.3 | 5402 | 4131 | 0.53 | 3603 | 7054 | 0.91 | 680 | 6643 | 0.86 | 1091 | 198 | 0.03 | 7536
216 | Goleta | SCE Northern | {} | 1851 | 261 | 0.14 | 1590 | 0.86 | [5 empty] | 29 | 0.02 | 0 | 0 |  | 1352 | 0.73 | 41 | 0.02 | 1508 | 0.81 | 343 | 0 | 0 | 1851 | 10 | 0.01 | 1841 | 1518 | 0.82 | 333 | 649 | 0.35 | 1202 | 57 | 0.03 | 1793
217 | Midway Green Ridge Services | PGE GBA | {} | 30124 | 21 | 0 | 30103 | 1 | [5 empty] | 793 | 0.03 | 1026 | 0.03 |  | 26198 | 0.87 | 1336 | 0.04 | 27035 | 0.9 | 3089 | 25791 | 0.86 | 4333 | 28347 | 0.94 | 1777 | 30101 | 1 | 23 | 13150 | 0.44 | 16974 | 868 | 0.03 | 29256
218 | Lerdo | PGE Kern | {} | 0 | 0 | 0 | 0 | 0 | [5 empty] | 0 | 0 | 0 | 0 |  | 0 | 0 | 0 | 0 | 0 | 0 | 0 | 0 | 0 | 0 | 0 | 0 | 0 | 0 | 0 | 0 | 0 | 0 | 0 | 0 | 0 | 0
219 | Tulucay | PGE NGBA | {'Parkway': [8.3, 149.0], 'Peabody': [16.2, 192.0]} | 17341 | 634 | 0.04 | 16707 | 0.96 | [5 empty] | 264 | 0.02 | 21 | 0 |  | 10967 | 0.63 | 0 | 0 | 13253 | 0.76 | 4089 | 3958 | 0.23 | 13383 | 4127 | 0.24 | 13214 | 15728 | 0.91 | 1613 | 11101 | 0.64 | 6240 | 1420 | 0.08 | 15921
220 | McCall | PGE Fresno | {} | 0 | 0 | 0 | 0 | 0 | [5 empty] | 0 | 0 | 0 | 0 |  | 0 | 0 | 0 | 0 | 0 | 0 | 0 | 0 | 0 | 0 | 0 | 0 | 0 | 0 | 0 | 0 | 0 | 0 | 0 | 0 | 0 | 0
221 | Notre Dame | PGE NGBA | {} | 844 | 0 | 0 | 844 | 1 | [5 empty] | 0 | 0 | 0 | 0 |  | 0 | 0 | 0 | 0 | 480 | 0.57 | 364 | 549 | 0.65 | 294 | 844 | 1 | 0 | 844 | 1 | 0 | 772 | 0.92 | 71 | 17 | 0.02 | 826
222 | Martinez | PGE GBA | {'Alhambra': [1.6, 1159.0], 'Bahia': [4.7, 1163.0], 'Meadow Lane': [5.0, 1041.0], 'Christie': [5.0, 1153.0], 'Lakewood': [8.1, 104.0], 'Carquinez': [8.9, 1153.0], 'Sobrante': [9.1, 721.0], 'Clayton': [9.4, 10.0], 'Parkway': [9.9, 1153.0], 'Kirker': [11.4, 10.0], 'Pittsburg': [12.0, 10.0], 'San Pablo': [12.1, 796.0], 'El Cerrito G': [12.2, 533.0], 'GWF 2': [13.8, 10.0], 'Richmond R': [15.0, 23.0], 'Standard Oil': [15.7, 26.0], 'Standard Oil 2': [15.7, 26.0], 'Collinsville': [15.8, 6.0], 'Birds Landing': [17.2, 2.0], 'Shiloh III': [18.1, 2.0]} | 18855 | 1331 | 0.07 | 17524 | 0.93 | [5 empty] | 86 | 0 | 0 | 0 |  | 6604 | 0.35 | 0 | 0 | 9786 | 0.52 | 9069 | 10842 | 0.58 | 8013 | 7354 | 0.39 | 11501 | 16295 | 0.86 | 2560 | 3777 | 0.2 | 15077 | 8652 | 0.46 | 10202
223 | San Bernardino | SCE Eastern | {} | 1634 | 56 | 0.03 | 1578 | 0.97 | [5 empty] | 0 | 0 | 0 | 0 |  | 771 | 0.47 | 855 | 0.52 | 1522 | 0.93 | 112 | 101 | 0.06 | 1532 | 1027 | 0.63 | 606 | 1578 | 0.97 | 56 | 1141 | 0.7 | 493 | 56 | 0.03 | 1577
224 | Las Positas | PGE GBA | {'Los Positas': [0.0, 21.0], 'Vasco': [1.2, 21.0], 'Cayetano': [3.3, 21.0], 'Altamont': [4.5, 21.0], 'Altamont Midway (Sandhill)': [4.5, 21.0], 'Vineyard': [6.9, 21.0], 'North Dublin': [7.4, 21.0], 'Windmaster': [8.6, 21.0], 'San Ramon': [11.4, 21.0], 'Tassajara': [11.7, 21.0]} | 31813 | 96 | 0 | 31717 | 1 | [5 empty] | 793 | 0.02 | 1026 | 0.03 |  | 28025 | 0.88 | 1196 | 0.04 | 27830 | 0.87 | 3983 | 27799 | 0.87 | 4014 | 30139 | 0.95 | 1674 | 31555 | 0.99 | 258 | 13343 | 0.42 | 18471 | 902 | 0.03 | 30911
225 | Pomerado | SDGE Imperial | {} | 14 | 0 | 0 | 14 | 1 | [5 empty] | 0 | 0 | 0 | 0 |  | 0 | 0 | 0 | 0 | 0 | 0 | 14 | 13 | 0.93 | 1 | 14 | 0.97 | 0 | 14 | 0.97 | 0 | 0 | 0 | 14 | 1 | 0.1 | 13
226 | Altamont Midway (Sandhill) | PGE GBA | {'Altamont': [0.0, 21.0], 'Vasco': [3.3, 21.0], 'Windmaster': [4.1, 21.0], 'Los Positas': [4.5, 21.0], 'Las Positas': [4.5, 21.0], 'Cayetano': [5.2, 21.0], 'North Dublin': [9.8, 21.0], 'Vineyard': [11.1, 21.0], 'Tassajara': [13.0, 21.0], 'San Ramon': [14.0, 21.0]} | 32751 | 96 | 0 | 32655 | 1 | [5 empty] | 793 | 0.02 | 1026 | 0.03 |  | 28998 | 0.89 | 1161 | 0.04 | 28767 | 0.88 | 3985 | 28776 | 0.88 | 3976 | 31181 | 0.95 | 1570 | 32493 | 0.99 | 258 | 14062 | 0.43 | 18690 | 926 | 0.03 | 31825
227 | Wheeler Ridge | PGE Kern | {} | 341 | 0 | 0 | 341 | 1 | [5 empty] | 0 | 0 | 0 | 0 |  | 329 | 0.97 | 11 | 0.03 | 341 | 1 | 0 | 280 | 0.82 | 61 | 280 | 0.82 | 61 | 341 | 1 | 0 | 289 | 0.85 | 52 | 1 | 0 | 340
228 | El Cajon | SDGE Imperial | {} | 346 | 145 | 0.42 | 201 | 0.58 | [5 empty] | 0 | 0 | 0 | 0 |  | 0 | 0 | 0 | 0 | 9 | 0.03 | 337 | 40 | 0.11 | 306 | 167 | 0.48 | 179 | 167 | 0.48 | 179 | 0 | 0 | 346 | 26 | 0.07 | 321
229 | Ellis | SCE Metro | {'Huntington Beach': [3.4, 19.0], 'Johanna': [5.5, 18.0], 'Barre': [8.9, 2.0], 'Santiago': [10.1, 18.0], 'Alamitos': [10.5, 2.0], 'Del Amo': [14.3, 2.0], 'Long Beach': [17.1, 2.0], 'Harborgen': [17.5, 2.0], 'Hinson': [18.5, 2.0]} | 492 | 94 | 0.19 | 398 | 0.81 | [5 empty] | 0 | 0 | 0 | 0 |  | 0 | 0 | 0 | 0 | 9 | 0.02 | 483 | 183 | 0.37 | 309 | 372 | 0.76 | 120 | 381 | 0.77 | 111 | 0 | 0 | 492 | 31 | 0.06 | 461
230 | French Camp | PGE GBA | {} | 0 | 0 | 0 | 0 | 0 | [5 empty] | 0 | 0 | 0 | 0 |  | 0 | 0 | 0 | 0 | 0 | 0 | 0 | 0 | 0 | 0 | 0 | 0 | 0 | 0 | 0 | 0 | 0 | 0 | 0 | 0 | 0 | 0
231 | Exchequer | PGE Fresno | {} | 0 | 0 | 0 | 0 | 0 | [5 empty] | 0 | 0 | 0 | 0 |  | 0 | 0 | 0 | 0 | 0 | 0 | 0 | 0 | 0 | 0 | 0 | 0 | 0 | 0 | 0 | 0 | 0 | 0 | 0 | 0 | 0 | 0
232 | Higgins | PGE NGBA | {} | 0 | 0 | 0 | 0 | 0 | [5 empty] | 0 | 0 | 0 | 0 |  | 0 | 0 | 0 | 0 | 0 | 0 | 0 | 0 | 0 | 0 | 0 | 0 | 0 | 0 | 0 | 0 | 0 | 0 | 0 | 0 | 0 | 0
233 | Mead | SCE EOP | {'Sloan Canyon': [11.1, 120.0], 'Eldorado': [13.2, 120.0]} | 8298 | 349 | 0.04 | 7949 | 0.96 | [5 empty] | 0 | 0 | 0 | 0 |  | 0 | 0 | 0 | 0 | 0 | 0 | 8298 | 0 | 0 | 8298 | 0 | 0 | 8298 | 0 | 0 | 8298 | 0 | 0 | 8298 | 0 | 0 | 8298
234 | Kearney | PGE Fresno | {} | 0 | 0 | 0 | 0 | 0 | [5 empty] | 0 | 0 | 0 | 0 |  | 0 | 0 | 0 | 0 | 0 | 0 | 0 | 0 | 0 | 0 | 0 | 0 | 0 | 0 | 0 | 0 | 0 | 0 | 0 | 0 | 0 | 0
235 | Waukena | PGE Fresno | {} | 0 | 0 | 0 | 0 | 0 | [5 empty] | 0 | 0 | 0 | 0 |  | 0 | 0 | 0 | 0 | 0 | 0 | 0 | 0 | 0 | 0 | 0 | 0 | 0 | 0 | 0 | 0 | 0 | 0 | 0 | 0 | 0 | 0
236 | Lamont | PGE Kern | {} | 1 | 0 | 0 | 1 | 1 | [5 empty] | 0 | 0 | 0 | 0 |  | 1 | 1 | 0 | 0 | 1 | 1 | 0 | 0 | 0 | 1 | 0 | 0 | 1 | 1 | 1 | 0 | 0 | 0 | 1 | 0 | 0 | 1
237 | Kramer | SCE NOL | {} | 30811 | 2382 | 0.08 | 28430 | 0.92 | [5 empty] | 0 | 0 | 0 | 0 |  | 0 | 0 | 0 | 0 | 25339 | 0.82 | 5473 | 2551 | 0.08 | 28261 | 11 | 0 | 30800 | 25821 | 0.84 | 4990 | 20883 | 0.68 | 9928 | 25 | 0 | 30787
238 | New Colgate | PGE NGBA | {} | 0 | 0 | 0 | 0 | 0 | [5 empty] | 0 | 0 | 0 | 0 |  | 0 | 0 | 0 | 0 | 0 | 0 | 0 | 0 | 0 | 0 | 0 | 0 | 0 | 0 | 0 | 0 | 0 | 0 | 0 | 0 | 0 | 0
239 | Weber | PGE GBA | {} | 0 | 0 | 0 | 0 | 0 | [5 empty] | 0 | 0 | 0 | 0 |  | 0 | 0 | 0 | 0 | 0 | 0 | 0 | 0 | 0 | 0 | 0 | 0 | 0 | 0 | 0 | 0 | 0 | 0 | 0 | 0 | 0 | 0
240 | Malaga | PGE Fresno | {} | 0 | 0 | 0 | 0 | 0 | [5 empty] | 0 | 0 | 0 | 0 |  | 0 | 0 | 0 | 0 | 0 | 0 | 0 | 0 | 0 | 0 | 0 | 0 | 0 | 0 | 0 | 0 | 0 | 0 | 0 | 0 | 0 | 0
241 | Old Town | SDGE Imperial | {'Vine': [2.0, 212.0], 'Point Loma': [2.9, 212.0], 'Mission': [3.4, 211.0], 'Mesa Heights': [4.9, 156.0], 'Silvergate': [5.7, 189.0], 'Kearny': [5.8, 155.0], 'Elliott': [6.9, 122.0], 'Elliot': [7.0, 121.0], 'Murray': [9.9, 2.0], 'Penasquitos': [10.7, 23.0], 'Spring Valley': [11.1, 1.0], 'Bay Boulevard': [12.3, 124.0], 'North City Metering': [13.5, 23.0], 'Miguel': [13.5, 26.0], 'Telegraph Canyon': [13.5, 32.0], 'Salt Creek': [13.6, 23.0], 'Imperial Beach': [13.8, 58.0], 'Otay': [14.2, 33.0], 'San Ysidro': [17.1, 27.0]} | 561 | 197 | 0.35 | 364 | 0.65 | [5 empty] | 0 | 0 | 0 | 0 |  | 0 | 0 | 0 | 0 | 14 | 0.03 | 547 | 114 | 0.2 | 447 | 306 | 0.55 | 255 | 311 | 0.55 | 250 | 0 | 0 | 561 | 29 | 0.05 | 532
242 | Viejo | SCE Metro | {} | 117 | 34 | 0.29 | 83 | 0.71 | [5 empty] | 0 | 0 | 0 | 0 |  | 0 | 0 | 0 | 0 | 9 | 0.08 | 108 | 35 | 0.3 | 82 | 68 | 0.58 | 49 | 77 | 0.66 | 40 | 0 | 0 | 117 | 3 | 0.03 | 114
243 | Shadowridge | SDGE Imperial | {'San Marcos': [2.5, 8.0], 'Palomar Airport': [3.1, 22.0], 'Melrose': [4.6, 17.0], 'Cannon': [5.4, 22.0], 'Encina': [5.6, 22.0], 'Ocean Ranch': [5.8, 17.0], 'San Luis Rey': [7.3, 17.0], 'Artesian': [10.3, 4.0], 'North City Metering': [12.7, 5.0], 'Pendleton': [12.9, 14.0], 'Penasquitos': [15.5, 3.0]} | 207 | 29 | 0.14 | 178 | 0.86 | [5 empty] | 0 | 0 | 0 | 0 |  | 0 | 0 | 0 | 0 | 34 | 0.16 | 174 | 162 | 0.78 | 45 | 168 | 0.81 | 39 | 168 | 0.81 | 39 | 0 | 0 | 207 | 32 | 0.16 | 175
244 | Chowchilla | PGE Fresno | {} | 0 | 0 | 0 | 0 | 0 | [5 empty] | 0 | 0 | 0 | 0 |  | 0 | 0 | 0 | 0 | 0 | 0 | 0 | 0 | 0 | 0 | 0 | 0 | 0 | 0 | 0 | 0 | 0 | 0 | 0 | 0 | 0 | 0
245 | ECO | SDGE Imperial | {'Ocotillo Express': [9.1, 45.0], 'Boulevard': [9.3, 2032.0], 'Carrizo Gorge': [10.6, 2020.0], 'Crestwood': [14.5, 1999.0]} | 34377 | 9484 | 0.28 | 24893 | 0.72 | [5 empty] | 1 | 0 | 0 | 0 |  | 16204 | 0.47 | 7190 | 0.21 | 7800 | 0.23 | 26577 | 4866 | 0.14 | 29511 | 12295 | 0.36 | 22082 | 20767 | 0.6 | 13610 | 10290 | 0.3 | 24087 | 445 | 0.01 | 33932
246 | Roadway | SCE NOL | {'New Sub - Kramer - Lugo (Proposed)': [0.0, 400.0], 'Victor': [5.1, 25.0]} | 12496 | 1128 | 0.09 | 11367 | 0.91 | [5 empty] | 0 | 0 | 0 | 0 |  | 17 | 0 | 0 | 0 | 7263 | 0.58 | 5233 | 7980 | 0.64 | 4516 | 4067 | 0.33 | 8429 | 9775 | 0.78 | 2721 | 6144 | 0.49 | 6352 | 33 | 0 | 12463
247 | Miguel | SDGE Imperial | {'Salt Creek': [0.1, 27.0], 'Telegraph Canyon': [3.4, 30.0], 'Otay': [7.2, 30.0], 'Bay Boulevard': [8.1, 28.0], 'Otay Mesa': [8.4, 4.0], 'San Ysidro': [8.5, 29.0], 'Silvergate': [9.3, 26.0], 'Imperial Beach': [9.4, 28.0], 'Mission': [11.5, 26.0], 'Vine': [12.0, 26.0], 'Old Town': [13.5, 26.0], 'Point Loma': [15.1, 26.0]} | 693 | 164 | 0.24 | 530 | 0.76 | [5 empty] | 0 | 0 | 0 | 0 |  | 0 | 0 | 0 | 0 | 54 | 0.08 | 639 | 260 | 0.38 | 433 | 473 | 0.68 | 221 | 478 | 0.69 | 215 | 3 | 0 | 691 | 53 | 0.08 | 641
248 | Moss Landing | PGE GBA | {'Green Valley': [10.2, 5.0], 'Salinas': [11.0, 29.0]} | 279 | 57 | 0.2 | 222 | 0.8 | [5 empty] | 1 | 0 | 2 | 0.01 |  | 0 | 0 | 0 | 0 | 22 | 0.08 | 257 | 169 | 0.6 | 110 | 173 | 0.62 | 106 | 195 | 0.7 | 84 | 0 | 0 | 279 | 61 | 0.22 | 218
249 | Mendota | PGE Fresno | {} | 0 | 0 | 0 | 0 | 0 | [5 empty] | 0 | 0 | 0 | 0 |  | 0 | 0 | 0 | 0 | 0 | 0 | 0 | 0 | 0 | 0 | 0 | 0 | 0 | 0 | 0 | 0 | 0 | 0 | 0 | 0 | 0 | 0
250 | Coolwater | SCE NOL | {'Harvard': [13.1, 5269.0]} | 58713 | 22097 | 0.38 | 36615 | 0.62 | [5 empty] | 706 | 0.01 | 581 | 0.01 |  | 0 | 0 | 0 | 0 | 32219 | 0.55 | 26493 | 12208 | 0.21 | 46505 | 5864 | 0.1 | 52848 | 33349 | 0.57 | 25363 | 22763 | 0.39 | 35949 | 1128 | 0.02 | 57585
251 | Innovation | SCE EOP | {'Mercury': [5.5, 707.0]} | 30507 | 1920 | 0.06 | 28587 | 0.94 | [5 empty] | 0 | 0 | 0 | 0 |  | 0 | 0 | 0 | 0 | 0 | 0 | 30507 | 0 | 0 | 30507 | 0 | 0 | 30507 | 0 | 0 | 30507 | 0 | 0 | 30507 | 0 | 0 | 30507
252 | Inyo | SCE NOL | {'Control': [2.2, 157.0]} | 3686 | 157 | 0.04 | 3529 | 0.96 | [5 empty] | 0 | 0 | 0 | 0 |  | 28 | 0.01 | 0 | 0 | 0 | 0 | 3686 | 91 | 0.02 | 3595 | 1983 | 0.54 | 1703 | 1983 | 0.54 | 1703 | 3417 | 0.93 | 269 | 911 | 0.25 | 2775
253 | Richmond | Northeast CA | {'Leavitt': [7.1, 331.0]} | 37579 | 8775 | 0.23 | 28804 | 0.77 | [5 empty] | 4179 | 0.11 | 0 | 0 |  | 29772 | 0.79 | 614 | 0.02 | 17117 | 0.46 | 20462 | 5860 | 0.16 | 31719 | 4702 | 0.13 | 32877 | 19629 | 0.52 | 17951 | 22903 | 0.61 | 14676 | 3016 | 0.08 | 34563
254 | Salinas | PGE GBA | {'Moss Landing': [11.0, 29.0]} | 1646 | 1267 | 0.77 | 379 | 0.23 | [5 empty] | 55 | 0.03 | 1124 | 0.68 |  | 182 | 0.11 | 0 | 0 | 184 | 0.11 | 1462 | 135 | 0.08 | 1511 | 138 | 0.08 | 1508 | 322 | 0.2 | 1324 | 140 | 0.09 | 1506 | 80 | 0.05 | 1566
255 | Cloverdale | PGE NGBA | {} | 12240 | 358 | 0.03 | 11882 | 0.97 | [5 empty] | 152 | 0.01 | 28 | 0 |  | 5131 | 0.42 | 4697 | 0.38 | 10358 | 0.85 | 1882 | 3613 | 0.3 | 8627 | 6693 | 0.55 | 5548 | 11028 | 0.9 | 1212 | 7299 | 0.6 | 4942 | 11 | 0 | 12229
256 | Colgate | PGE NGBA | {} | 0 | 0 | 0 | 0 | 0 | [5 empty] | 0 | 0 | 0 | 0 |  | 0 | 0 | 0 | 0 | 0 | 0 | 0 | 0 | 0 | 0 | 0 | 0 | 0 | 0 | 0 | 0 | 0 | 0 | 0 | 0 | 0 | 0
257 | New Sub - Suncrest - Ocotillo (Proposed) | SDGE Imperial | {'Crestwood': [8.6, 4733.0], 'Cameron': [10.2, 2832.0], 'Carrizo Gorge': [11.9, 4733.0], 'Boulevard': [13.7, 4728.0]} | 34304 | 9291 | 0.27 | 25013 | 0.73 | [5 empty] | 1 | 0 | 0 | 0 |  | 14065 | 0.41 | 18664 | 0.54 | 2057 | 0.06 | 32248 | 6764 | 0.2 | 27540 | 15831 | 0.46 | 18473 | 18009 | 0.52 | 16295 | 10899 | 0.32 | 23405 | 491 | 0.01 | 33813
258 | East Nicolaus | PGE NGBA | {} | 0 | 0 | 0 | 0 | 0 | [5 empty] | 0 | 0 | 0 | 0 |  | 0 | 0 | 0 | 0 | 0 | 0 | 0 | 0 | 0 | 0 | 0 | 0 | 0 | 0 | 0 | 0 | 0 | 0 | 0 | 0 | 0 | 0
259 | Renfro | PGE Kern | {} | 0 | 0 | 0 | 0 | 0 | [5 empty] | 0 | 0 | 0 | 0 |  | 0 | 0 | 0 | 0 | 0 | 0 | 0 | 0 | 0 | 0 | 0 | 0 | 0 | 0 | 0 | 0 | 0 | 0 | 0 | 0 | 0 | 0
260 | Julian Hinds | SCE Eastern | {} | 16432 | 3430 | 0.21 | 13002 | 0.79 | [5 empty] | 5 | 0 | 0 | 0 |  | 0 | 0 | 0 | 0 | 1758 | 0.11 | 14674 | 6132 | 0.37 | 10300 | 0 | 0 | 16431 | 7870 | 0.48 | 8562 | 9070 | 0.55 | 7362 | 0 | 0 | 16432
261 | Old River | PGE Kern | {} | 0 | 0 | 0 | 0 | 0 | [5 empty] | 0 | 0 | 0 | 0 |  | 0 | 0 | 0 | 0 | 0 | 0 | 0 | 0 | 0 | 0 | 0 | 0 | 0 | 0 | 0 | 0 | 0 | 0 | 0 | 0 | 0 | 0
262 | Bellevue | PGE NGBA | {} | 4609 | 58 | 0.01 | 4550 | 0.99 | [5 empty] | 181 | 0.04 | 0 | 0 |  | 3302 | 0.72 | 0 | 0 | 3706 | 0.8 | 902 | 1316 | 0.29 | 3293 | 2882 | 0.63 | 1727 | 4325 | 0.94 | 284 | 3732 | 0.81 | 877 | 32 | 0.01 | 4576
263 | Highline | SDGE Imperial | {'North Gila - IV (Proposed)': [4.2, 844.0], 'Drop 4': [5.5, 844.0]} | 8195 | 1401 | 0.17 | 6794 | 0.83 | [5 empty] | 20 | 0 | 5 | 0 |  | 0 | 0 | 0 | 0 | 796 | 0.1 | 7399 | 4518 | 0.55 | 3677 | 4518 | 0.55 | 3677 | 5313 | 0.65 | 2882 | 5345 | 0.65 | 2849 | 164 | 0.02 | 8031
264 | Clayton | PGE GBA | {'Meadow Lane': [4.7, 10.0], 'Kirker': [6.3, 10.0], 'Pittsburg': [7.5, 10.0], 'GWF 2': [7.7, 11.0], 'Alhambra': [9.4, 9.0], 'Martinez': [9.4, 10.0], 'Tassajara': [10.6, 1.0], 'Contra Costa': [10.8, 1.0], 'Lone Tree': [11.3, 1.0], 'Collinsville': [11.9, 6.0], 'Contra Costa PP': [12.2, 1.0], 'Bahia': [13.2, 10.0], 'Birds Landing': [14.6, 2.0], 'Brentwood': [15.9, 1.0], 'Shiloh III': [17.0, 2.0]} | 23361 | 2056 | 0.09 | 21305 | 0.91 | [5 empty] | 1333 | 0.06 | 2 | 0 |  | 9616 | 0.41 | 102 | 0 | 10975 | 0.47 | 12386 | 16419 | 0.7 | 6942 | 11409 | 0.49 | 11953 | 19134 | 0.82 | 4228 | 4054 | 0.17 | 19308 | 10019 | 0.43 | 13343
265 | Hilltop | Northeast CA | {} | 138054 | 10906 | 0.08 | 127149 | 0.92 | [5 empty] | 12746 | 0.09 | 9273 | 0.07 |  | 18602 | 0.13 | 0 | 0 | 73879 | 0.54 | 64175 | 34796 | 0.25 | 103259 | 15133 | 0.11 | 122921 | 102066 | 0.74 | 35988 | 91681 | 0.66 | 46374 | 12924 | 0.09 | 125131
266 | Lakeville | PGE NGBA | {'Corona': [4.2, 58.0], 'Penngrove': [7.0, 58.0], 'Ignacio': [12.3, 37.0]} | 5809 | 201 | 0.03 | 5608 | 0.97 | [5 empty] | 88 | 0.02 | 0 | 0 |  | 4969 | 0.86 | 0 | 0 | 4428 | 0.76 | 1381 | 1885 | 0.32 | 3924 | 3210 | 0.55 | 2599 | 5056 | 0.87 | 753 | 4788 | 0.82 | 1021 | 265 | 0.05 | 5544
267 | Fig Garden | PGE Fresno | {} | 0 | 0 | 0 | 0 | 0 | [5 empty] | 0 | 0 | 0 | 0 |  | 0 | 0 | 0 | 0 | 0 | 0 | 0 | 0 | 0 | 0 | 0 | 0 | 0 | 0 | 0 | 0 | 0 | 0 | 0 | 0 | 0 | 0
268 | GWF Tracy | PGE GBA | {} | 29987 | 0 | 0 | 29987 | 1 | [5 empty] | 793 | 0.03 | 1026 | 0.03 |  | 25611 | 0.85 | 1785 | 0.06 | 27215 | 0.91 | 2772 | 24990 | 0.83 | 4997 | 27562 | 0.92 | 2425 | 29987 | 1 | 0 | 13659 | 0.46 | 16328 | 845 | 0.03 | 29142
269 | Pahrump | SCE EOP | {'Gamebird': [4.5, 2.0], 'Thousandaire': [4.6, 33.0], 'Charleston': [8.1, 32.0]} | 12348 | 286 | 0.02 | 12062 | 0.98 | [5 empty] | 0 | 0 | 0 | 0 |  | 0 | 0 | 0 | 0 | 3071 | 0.25 | 9276 | 639 | 0.05 | 11708 | 4161 | 0.34 | 8187 | 5761 | 0.47 | 6587 | 9827 | 0.8 | 2521 | 110 | 0.01 | 12238
270 | Curtis | PGE GBA | {} | 0 | 0 | 0 | 0 | 0 | [5 empty] | 0 | 0 | 0 | 0 |  | 0 | 0 | 0 | 0 | 0 | 0 | 0 | 0 | 0 | 0 | 0 | 0 | 0 | 0 | 0 | 0 | 0 | 0 | 0 | 0 | 0 | 0
271 | Quinto | PGE Fresno | {} | 4364 | 0 | 0 | 4364 | 1 | [5 empty] | 3 | 0 | 0 | 0 |  | 2558 | 0.59 | 1800 | 0.41 | 4261 | 0.98 | 103 | 269 | 0.06 | 4094 | 458 | 0.1 | 3906 | 4346 | 1 | 18 | 4131 | 0.95 | 233 | 13 | 0 | 4351
272 | Melrose | SDGE Imperial | {'Ocean Ranch': [2.4, 29.0], 'Shadowridge': [4.6, 17.0], 'San Luis Rey': [4.7, 29.0], 'Palomar Airport': [6.1, 24.0], 'San Marcos': [6.3, 3.0], 'Cannon': [6.6, 29.0], 'Encina': [6.8, 29.0], 'Pendleton': [8.5, 27.0], 'North City Metering': [17.3, 0.0]} | 208 | 29 | 0.14 | 178 | 0.86 | [5 empty] | 0 | 0 | 0 | 0 |  | 2 | 0.01 | 0 | 0 | 34 | 0.16 | 174 | 163 | 0.78 | 45 | 169 | 0.81 | 39 | 169 | 0.81 | 39 | 0 | 0 | 208 | 32 | 0.16 | 175
273 | Valley (VEA) | SCE EOP | {'Valley Switch': [4.9, 1.0]} | 6068 | 6 | 0 | 6063 | 1 | [5 empty] | 0 | 0 | 0 | 0 |  | 0 | 0 | 0 | 0 | 0 | 0 | 6068 | 0 | 0 | 6068 | 0 | 0 | 6068 | 0 | 0 | 6068 | 2867 | 0.47 | 3201 | 12 | 0 | 6057
274 | Avocado | SDGE Imperial | {} | 82 | 5 | 0.06 | 77 | 0.94 | [5 empty] | 0 | 0 | 0 | 0 |  | 1 | 0.01 | 0 | 0 | 0 | 0 | 82 | 78 | 0.95 | 4 | 78 | 0.95 | 4 | 78 | 0.95 | 4 | 0 | 0 | 82 | 28 | 0.34 | 54
275 | New Sub - North Gila - IV (Proposed) | SDGE Imperial | {'North Gila - IV (Proposed)': [2.1, 1036.0], 'Highline': [5.5, 844.0]} | 6400 | 1105 | 0.17 | 5294 | 0.83 | [5 empty] | 14 | 0 | 5 | 0 |  | 0 | 0 | 0 | 0 | 0 | 0 | 6400 | 4518 | 0.71 | 1882 | 4518 | 0.71 | 1882 | 4518 | 0.71 | 1882 | 3974 | 0.62 | 2426 | 162 | 0.03 | 6238
276 | Caliente | PGE Kern | {'Carrizo Plains': [6.9, 135.0], 'Topaz': [8.0, 135.0], 'Solar': [8.0, 135.0], 'Kernridge': [10.9, 65.0], 'Temblor': [12.4, 29.0]} | 1843 | 163 | 0.09 | 1680 | 0.91 | [5 empty] | 0 | 0 | 0 | 0 |  | 1089 | 0.59 | 0 | 0 | 1373 | 0.74 | 470 | 0 | 0 | 1843 | 277 | 0.15 | 1566 | 1373 | 0.74 | 470 | 1093 | 0.59 | 750 | 0 | 0 | 1843
277 | San Luis Obispo | PGE Kern | {'Oceano': [11.5, 21.0], 'Diablo Canyon': [12.3, 82.0], 'Callender': [15.2, 11.0]} | 6655 | 939 | 0.14 | 5716 | 0.86 | [5 empty] | 1 | 0 | 0 | 0 |  | 4663 | 0.7 | 1045 | 0.16 | 2548 | 0.38 | 4107 | 704 | 0.11 | 5951 | 3164 | 0.48 | 3490 | 4224 | 0.63 | 2431 | 4395 | 0.66 | 2260 | 130 | 0.02 | 6525
278 | Valley Home | PGE GBA | {} | 0 | 0 | 0 | 0 | 0 | [5 empty] | 0 | 0 | 0 | 0 |  | 0 | 0 | 0 | 0 | 0 | 0 | 0 | 0 | 0 | 0 | 0 | 0 | 0 | 0 | 0 | 0 | 0 | 0 | 0 | 0 | 0 | 0
279 | Big Creek | PGE Fresno | {} | 9 | 0 | 0 | 9 | 1 | [5 empty] | 0 | 0 | 0 | 0 |  | 9 | 1 | 0 | 0 | 0 | 0 | 9 | 0 | 0 | 9 | 9 | 1 | 0 | 9 | 1 | 0 | 9 | 1 | 0 | 0 | 0 | 9
280 | West Fresno | PGE Fresno | {} | 0 | 0 | 0 | 0 | 0 | [5 empty] | 0 | 0 | 0 | 0 |  | 0 | 0 | 0 | 0 | 0 | 0 | 0 | 0 | 0 | 0 | 0 | 0 | 0 | 0 | 0 | 0 | 0 | 0 | 0 | 0 | 0 | 0
281 | Sylmar | SCE Northern | {'Saugus': [9.2, 226.0], 'Pardee': [10.4, 226.0]} | 2648 | 255 | 0.1 | 2393 | 0.9 | [5 empty] | 0 | 0 | 0 | 0 |  | 1561 | 0.59 | 1011 | 0.38 | 1693 | 0.64 | 955 | 0 | 0 | 2648 | 120 | 0.05 | 2528 | 1729 | 0.65 | 920 | 1368 | 0.52 | 1280 | 88 | 0.03 | 2560
282 | Tracy | PGE GBA | {} | 30496 | 96 | 0 | 30400 | 1 | [5 empty] | 793 | 0.03 | 1026 | 0.03 |  | 27142 | 0.89 | 764 | 0.03 | 27065 | 0.89 | 3431 | 26790 | 0.88 | 3706 | 29224 | 0.96 | 1272 | 30238 | 0.99 | 258 | 12808 | 0.42 | 17688 | 882 | 0.03 | 29614
283 | Pease | PGE NGBA | {} | 1591 | 0 | 0 | 1591 | 1 | [5 empty] | 0 | 0 | 0 | 0 |  | 1591 | 1 | 0 | 0 | 1538 | 0.97 | 53 | 1034 | 0.65 | 556 | 1034 | 0.65 | 556 | 1557 | 0.98 | 33 | 1304 | 0.82 | 286 | 5 | 0 | 1585
284 | Spring Valley | SDGE Imperial | {'Murray': [3.8, 1.0], 'Elliot': [7.3, 1.0], 'Elliott': [7.3, 1.0], 'Mission': [8.4, 1.0], 'Silvergate': [8.7, 1.0], 'Kearny': [9.9, 1.0], 'Vine': [10.2, 1.0], 'Bay Boulevard': [10.5, 1.0], 'Mesa Heights': [10.9, 1.0], 'Old Town': [11.1, 1.0], 'Point Loma': [13.4, 1.0]} | 700 | 184 | 0.26 | 517 | 0.74 | [5 empty] | 0 | 0 | 0 | 0 |  | 0 | 0 | 0 | 0 | 54 | 0.08 | 646 | 245 | 0.35 | 455 | 458 | 0.65 | 242 | 464 | 0.66 | 237 | 0 | 0 | 700 | 49 | 0.07 | 652
285 | Honcut | PGE NGBA | {} | 1123 | 0 | 0 | 1123 | 1 | [5 empty] | 0 | 0 | 0 | 0 |  | 1123 | 1 | 0 | 0 | 1086 | 0.97 | 37 | 850 | 0.76 | 274 | 850 | 0.76 | 274 | 1090 | 0.97 | 33 | 1116 | 0.99 | 7 | 3 | 0 | 1121
286 | Rancho Mission Viejo | SDGE Imperial | {'Margarita': [2.4, 39.0], 'Capistrano': [3.9, 40.0], 'Q1806': [4.5, 39.0], 'Trabuco': [5.0, 37.0], 'Talega': [5.3, 40.0], 'North of SONGS': [5.5, 40.0], 'San Onofre': [11.2, 14.0]} | 103 | 45 | 0.44 | 58 | 0.56 | [5 empty] | 0 | 0 | 0 | 0 |  | 0 | 0 | 0 | 0 | 0 | 0 | 103 | 29 | 0.28 | 74 | 50 | 0.48 | 53 | 50 | 0.48 | 53 | 0 | 0 | 103 | 0 | 0 | 103
287 | Encina | SDGE Imperial | {'Cannon': [0.2, 34.0], 'Palomar Airport': [2.9, 29.0], 'San Luis Rey': [5.2, 29.0], 'Shadowridge': [5.6, 22.0], 'Ocean Ranch': [5.7, 30.0], 'Melrose': [6.8, 29.0], 'San Marcos': [8.0, 8.0], 'Pendleton': [11.9, 27.0], 'North City Metering': [14.0, 5.0], 'Artesian': [14.1, 4.0], 'Penasquitos': [16.6, 3.0]} | 215 | 29 | 0.14 | 186 | 0.86 | [5 empty] | 0 | 0 | 0 | 0 |  | 2 | 0.01 | 0 | 0 | 34 | 0.16 | 182 | 170 | 0.79 | 45 | 176 | 0.82 | 39 | 176 | 0.82 | 39 | 0 | 0 | 215 | 32 | 0.15 | 183
288 | Bullard | PGE Fresno | {} | 0 | 0 | 0 | 0 | 0 | [5 empty] | 0 | 0 | 0 | 0 |  | 0 | 0 | 0 | 0 | 0 | 0 | 0 | 0 | 0 | 0 | 0 | 0 | 0 | 0 | 0 | 0 | 0 | 0 | 0 | 0 | 0 | 0
289 | Hicks | PGE GBA | {'Vasona': [3.8, 33.0], 'El Patio': [4.5, 33.0], 'Saratoga': [7.0, 33.0], 'Monta Vista': [11.3, 33.0]} | 102 | 33 | 0.32 | 69 | 0.68 | [5 empty] | 0 | 0 | 0 | 0 |  | 69 | 0.68 | 0 | 0 | 69 | 0.68 | 33 | 0 | 0 | 102 | 12 | 0.12 | 90 | 69 | 0.68 | 33 | 38 | 0.37 | 64 | 1 | 0.01 | 101
290 | Olivehurst | PGE NGBA | {} | 201 | 0 | 0 | 201 | 1 | [5 empty] | 0 | 0 | 0 | 0 |  | 201 | 1 | 0 | 0 | 168 | 0.83 | 33 | 119 | 0.59 | 81 | 119 | 0.59 | 81 | 168 | 0.83 | 33 | 200 | 1 | 1 | 0 | 0 | 201
291 | Temblor | PGE Kern | {'Kernridge': [4.8, 29.0], 'Caliente': [12.4, 29.0]} | 639 | 163 | 0.26 | 476 | 0.74 | [5 empty] | 0 | 0 | 0 | 0 |  | 498 | 0.78 | 0 | 0 | 330 | 0.52 | 310 | 0 | 0 | 639 | 213 | 0.33 | 426 | 330 | 0.52 | 310 | 278 | 0.43 | 361 | 0 | 0 | 639
292 | Olinda | SCE Metro | {} | 0 | 0 | 0 | 0 | 0 | [5 empty] | 0 | 0 | 0 | 0 |  | 0 | 0 | 0 | 0 | 0 | 0 | 0 | 0 | 0 | 0 | 0 | 0 | 0 | 0 | 0 | 0 | 0 | 0 | 0 | 0 | 0 | 0
293 | Mt. Eden | PGE GBA | {'Eastshore': [0.9, 86.0], 'Grant': [4.2, 83.0], 'Castro Valley': [4.7, 76.0], 'Dumbarton': [5.7, 20.0], 'San Leandro U': [6.0, 82.0], 'Edes': [8.9, 81.0], 'Ravenswood': [9.9, 22.0], 'Oakland J': [11.0, 64.0], 'Cooley Landing': [11.1, 8.0], 'Oakland X': [14.0, 64.0], 'Burlingame': [14.5, 1.0], 'Menlo': [14.9, 2.0], 'Oakland C': [15.1, 64.0], 'Moraga': [15.4, 12.0], 'Oakland L': [15.5, 64.0], 'Jefferson': [15.8, 4.0], 'Millbrae': [15.9, 1.0], 'Martin': [17.4, 10.0], 'SAN FRAN A (POTRERO PP)': [17.7, 18.0], 'Potrero': [17.7, 19.0]} | 539 | 232 | 0.43 | 307 | 0.57 | [5 empty] | 0 | 0 | 0 | 0 |  | 59 | 0.11 | 0 | 0 | 58 | 0.11 | 481 | 91 | 0.17 | 448 | 133 | 0.25 | 406 | 191 | 0.35 | 348 | 58 | 0.11 | 481 | 110 | 0.2 | 429
294 | Woodland | PGE NGBA | {} | 62 | 0 | 0 | 62 | 1 | [5 empty] | 7 | 0.12 | 0 | 0 |  | 62 | 1 | 0 | 0 | 62 | 1 | 0 | 0 | 0 | 62 | 0 | 0 | 62 | 62 | 1 | 0 | 44 | 0.71 | 18 | 0 | 0 | 62
295 | Trabuco | SDGE Imperial | {'Q1806': [2.1, 43.0], 'Margarita': [2.7, 37.0], 'Capistrano': [3.5, 43.0], 'Rancho Mission Viejo': [5.0, 37.0], 'Santiago': [8.9, 7.0], 'Talega': [9.6, 36.0], 'North of SONGS': [9.7, 36.0], 'San Onofre': [15.1, 11.0]} | 278 | 61 | 0.22 | 218 | 0.78 | [5 empty] | 0 | 0 | 0 | 0 |  | 0 | 0 | 0 | 0 | 9 | 0.03 | 269 | 55 | 0.2 | 224 | 192 | 0.69 | 86 | 201 | 0.72 | 77 | 0 | 0 | 278 | 6 | 0.02 | 273
296 | Cantua | PGE Fresno | {} | 264 | 0 | 0 | 264 | 1 | [5 empty] | 0 | 0 | 0 | 0 |  | 171 | 0.65 | 76 | 0.29 | 264 | 1 | 0 | 0 | 0 | 264 | 27 | 0.1 | 237 | 264 | 1 | 0 | 193 | 0.73 | 71 | 0 | 0 | 264
297 | Rancho Vista | SCE Metro | {} | 1413 | 0 | 0 | 1413 | 1 | [5 empty] | 0 | 0 | 0 | 0 |  | 331 | 0.23 | 1053 | 0.75 | 1413 | 1 | 0 | 612 | 0.43 | 802 | 284 | 0.2 | 1129 | 1413 | 1 | 0 | 691 | 0.49 | 722 | 2 | 0 | 1411
298 | Los Esteros | PGE GBA | {} | 980 | 0 | 0 | 980 | 1 | [5 empty] | 0 | 0 | 0 | 0 |  | 878 | 0.9 | 43 | 0.04 | 921 | 0.94 | 59 | 638 | 0.65 | 343 | 659 | 0.67 | 321 | 942 | 0.96 | 38 | 920 | 0.94 | 60 | 69 | 0.07 | 911
299 | Humboldt Bay | PGE NGBA | {'Harris': [4.9, 139.0], 'Humboldt': [5.9, 139.0], 'Arcata': [10.8, 110.0]} | 1424 | 331 | 0.23 | 1094 | 0.77 | [5 empty] | 0 | 0 | 0 | 0 |  | 0 | 0 | 0 | 0 | 282 | 0.2 | 1142 | 128 | 0.09 | 1296 | 162 | 0.11 | 1262 | 355 | 0.25 | 1069 | 500 | 0.35 | 924 | 267 | 0.19 | 1157
300 | Shiloh III | PGE GBA | {'Birds Landing': [3.3, 8422.0], 'Lambie': [3.8, 6177.0], 'Lambie Energy': [3.8, 6178.0], 'Collinsville': [6.2, 6754.0], 'Pittsburg': [9.6, 1337.0], 'Peabody': [10.5, 1165.0], 'GWF 2': [10.7, 1377.0], 'Kirker': [10.8, 1013.0], 'Contra Costa PP': [11.7, 2586.0], 'Contra Costa': [12.3, 1450.0], 'Grand Island': [14.5, 2818.0], 'Lone Tree': [16.2, 210.0], 'Bahia': [16.8, 2.0], 'Clayton': [17.0, 2.0], 'Meadow Lane': [18.1, 2.0], 'Martinez': [18.1, 2.0]} | 88956 | 10836 | 0.12 | 78121 | 0.88 | [5 empty] | 22029 | 0.25 | 22541 | 0.25 |  | 31428 | 0.35 | 0 | 0 | 14834 | 0.17 | 74123 | 35125 | 0.39 | 53831 | 31068 | 0.35 | 57889 | 46118 | 0.52 | 42838 | 4196 | 0.05 | 84760 | 27152 | 0.31 | 61804
301 | Westpark | PGE Kern | {} | 0 | 0 | 0 | 0 | 0 | [5 empty] | 0 | 0 | 0 | 0 |  | 0 | 0 | 0 | 0 | 0 | 0 | 0 | 0 | 0 | 0 | 0 | 0 | 0 | 0 | 0 | 0 | 0 | 0 | 0 | 0 | 0 | 0
302 | Pendleton | SDGE Imperial | {'San Luis Rey': [6.8, 27.0], 'Ocean Ranch': [7.2, 27.0], 'Melrose': [8.5, 27.0], 'Cannon': [11.9, 27.0], 'Encina': [11.9, 27.0], 'Shadowridge': [12.9, 14.0], 'Palomar Airport': [13.2, 21.0]} | 197 | 32 | 0.16 | 166 | 0.84 | [5 empty] | 0 | 0 | 0 | 0 |  | 3 | 0.01 | 0 | 0 | 34 | 0.17 | 164 | 152 | 0.77 | 45 | 154 | 0.78 | 43 | 154 | 0.78 | 43 | 0 | 0 | 197 | 30 | 0.15 | 167
303 | Burney Forest Power | PGE NGBA | {'Burney Forest': [0.0, 559.0], 'Carberry': [2.4, 559.0], 'New Sub - Pit 1 - Cottonwood (Proposed)': [6.7, 559.0], 'Pit 3': [8.5, 22.0], 'Pit 4': [10.3, 194.0], 'Cove Road': [11.1, 559.0], 'Round Mt.': [12.5, 537.0]} | 6686 | 893 | 0.13 | 5793 | 0.87 | [5 empty] | 0 | 0 | 0 | 0 |  | 5212 | 0.78 | 83 | 0.01 | 3746 | 0.56 | 2941 | 1130 | 0.17 | 5556 | 856 | 0.13 | 5830 | 4753 | 0.71 | 1933 | 2894 | 0.43 | 3793 | 68 | 0.01 | 6619
304 | Llagas | PGE GBA | {} | 242 | 0 | 0 | 242 | 1 | [5 empty] | 0 | 0 | 0 | 0 |  | 189 | 0.78 | 53 | 0.22 | 242 | 1 | 0 | 19 | 0.08 | 223 | 19 | 0.08 | 223 | 242 | 1 | 0 | 242 | 1 | 0 | 4 | 0.02 | 238
305 | Los Banos | PGE Fresno | {} | 4635 | 0 | 0 | 4635 | 1 | [5 empty] | 3 | 0 | 0 | 0 |  | 2312 | 0.5 | 2317 | 0.5 | 4617 | 1 | 18 | 202 | 0.04 | 4433 | 390 | 0.08 | 4245 | 4635 | 1 | 0 | 4402 | 0.95 | 233 | 9 | 0 | 4625
306 | Peabody | PGE NGBA | {'Lambie': [7.1, 2254.0], 'Lambie Energy': [7.1, 2254.0], 'Vaca-Dixon & Gc Yard': [8.5, 1442.0], 'Shiloh III': [10.5, 1165.0], 'Birds Landing': [13.5, 1165.0], 'Collinsville': [16.0, 1108.0], 'Tulucay': [16.2, 192.0], 'Parkway': [16.4, 149.0], 'Putah Creek': [16.6, 353.0]} | 66238 | 6855 | 0.1 | 59383 | 0.9 | [5 empty] | 14060 | 0.21 | 9420 | 0.14 |  | 40170 | 0.61 | 0 | 0 | 23186 | 0.35 | 43052 | 24163 | 0.36 | 42075 | 22415 | 0.34 | 43823 | 44496 | 0.67 | 21742 | 13140 | 0.2 | 53098 | 20018 | 0.3 | 46220
307 | Silvergate | SDGE Imperial | {'Vine': [3.7, 189.0], 'Old Town': [5.7, 189.0], 'Point Loma': [6.1, 189.0], 'Mission': [6.2, 188.0], 'Bay Boulevard': [6.6, 127.0], 'Imperial Beach': [8.2, 62.0], 'Telegraph Canyon': [8.4, 35.0], 'Otay': [8.5, 36.0], 'Spring Valley': [8.7, 1.0], 'Elliot': [9.0, 121.0], 'Elliott': [9.0, 122.0], 'Miguel': [9.3, 26.0], 'Salt Creek': [9.4, 23.0], 'Mesa Heights': [9.4, 133.0], 'Murray': [9.6, 2.0], 'Kearny': [9.6, 132.0], 'San Ysidro': [11.4, 30.0]} | 713 | 198 | 0.28 | 515 | 0.72 | [5 empty] | 0 | 0 | 0 | 0 |  | 0 | 0 | 0 | 0 | 42 | 0.06 | 671 | 245 | 0.34 | 467 | 457 | 0.64 | 256 | 462 | 0.65 | 251 | 0 | 0 | 713 | 47 | 0.07 | 665
308 | Kelso | PGE GBA | {} | 31478 | 96 | 0 | 31382 | 1 | [5 empty] | 793 | 0.03 | 1026 | 0.03 |  | 28134 | 0.89 | 753 | 0.02 | 27609 | 0.88 | 3869 | 27783 | 0.88 | 3695 | 30217 | 0.96 | 1261 | 31220 | 0.99 | 258 | 13124 | 0.42 | 18354 | 889 | 0.03 | 30590
309 | Desert View | SCE EOP | {} | 3275 | 1882 | 0.57 | 1393 | 0.43 | [5 empty] | 0 | 0 | 0 | 0 |  | 841 | 0.26 | 0 | 0 | 0 | 0 | 3275 | 0 | 0 | 3275 | 0 | 0 | 3275 | 0 | 0 | 3275 | 0 | 0 | 3275 | 0 | 0 | 3275
310 | Clay | PGE GBA | {} | 0 | 0 | 0 | 0 | 0 | [5 empty] | 0 | 0 | 0 | 0 |  | 0 | 0 | 0 | 0 | 0 | 0 | 0 | 0 | 0 | 0 | 0 | 0 | 0 | 0 | 0 | 0 | 0 | 0 | 0 | 0 | 0 | 0
311 | Calcite | SCE NOL | {} | 40891 | 2934 | 0.07 | 37957 | 0.93 | [5 empty] | 0 | 0 | 0 | 0 |  | 2449 | 0.06 | 2043 | 0.05 | 17282 | 0.42 | 23609 | 13596 | 0.33 | 27295 | 13383 | 0.33 | 27508 | 27302 | 0.67 | 13589 | 21628 | 0.53 | 19263 | 44 | 0 | 40847
312 | Biola | PGE Fresno | {} | 0 | 0 | 0 | 0 | 0 | [5 empty] | 0 | 0 | 0 | 0 |  | 0 | 0 | 0 | 0 | 0 | 0 | 0 | 0 | 0 | 0 | 0 | 0 | 0 | 0 | 0 | 0 | 0 | 0 | 0 | 0 | 0 | 0
313 | New Sub - Pit 1 - Cottonwood (Proposed) | PGE NGBA | {'Carberry': [4.4, 559.0], 'Round Mt.': [6.1, 594.0], 'Burney Forest': [6.7, 559.0], 'Burney Forest Power': [6.7, 559.0], 'Cove Road': [6.8, 559.0], 'Pit 4': [11.5, 194.0], 'Pit 3': [12.7, 22.0], 'Fern Road': [14.0, 105.0]} | 6464 | 863 | 0.13 | 5601 | 0.87 | [5 empty] | 0 | 0 | 0 | 0 |  | 4915 | 0.76 | 200 | 0.03 | 3750 | 0.58 | 2714 | 897 | 0.14 | 5567 | 909 | 0.14 | 5555 | 4583 | 0.71 | 1881 | 2954 | 0.46 | 3510 | 68 | 0.01 | 6396
314 | Olive | PGE Fresno | {} | 0 | 0 | 0 | 0 | 0 | [5 empty] | 0 | 0 | 0 | 0 |  | 0 | 0 | 0 | 0 | 0 | 0 | 0 | 0 | 0 | 0 | 0 | 0 | 0 | 0 | 0 | 0 | 0 | 0 | 0 | 0 | 0 | 0
315 | Lugo | SCE Metro | {'Victor': [9.7, 442.0]} | 12886 | 455 | 0.04 | 12431 | 0.96 | [5 empty] | 0 | 0 | 0 | 0 |  | 4320 | 0.34 | 3386 | 0.26 | 8695 | 0.67 | 4192 | 6768 | 0.53 | 6119 | 6576 | 0.51 | 6310 | 12225 | 0.95 | 661 | 5093 | 0.4 | 7793 | 64 | 0 | 12823
316 | Eagle Rock (PGE) | PGE NGBA | {} | 8623 | 1 | 0 | 8622 | 1 | [5 empty] | 139 | 0.02 | 10 | 0 |  | 3783 | 0.44 | 3798 | 0.44 | 7973 | 0.92 | 649 | 4176 | 0.48 | 4447 | 5681 | 0.66 | 2941 | 8622 | 1 | 1 | 3222 | 0.37 | 5401 | 9 | 0 | 8613
317 | Cosumnes | PGE GBA | {} | 0 | 0 | 0 | 0 | 0 | [5 empty] | 0 | 0 | 0 | 0 |  | 0 | 0 | 0 | 0 | 0 | 0 | 0 | 0 | 0 | 0 | 0 | 0 | 0 | 0 | 0 | 0 | 0 | 0 | 0 | 0 | 0 | 0
318 | Imperial Valley | SDGE Imperial | {'El Centro': [11.9, 2.0]} | 12551 | 1944 | 0.15 | 10607 | 0.85 | [5 empty] | 41 | 0 | 24 | 0 |  | 0 | 0 | 0 | 0 | 3712 | 30% | 8839 | 74 | 1% | 12477 | 74 | 0.01 | 12477 | 3786 | 30% | 8765 | 8598 | 0.69 | 3953 | 331 | 0.03 | 12220
319 | Swift | PGE GBA | {} | 2415 | 0 | 0 | 2415 | 1 | [5 empty] | 0 | 0 | 0 | 0 |  | 2019 | 0.84 | 396 | 0.16 | 2119 | 88% | 296 | 811 | 34% | 1604 | 823 | 0.34 | 1592 | 2183 | 90% | 232 | 2343 | 0.97 | 72 | 22 | 0.01 | 2393
320 | Windhub | SCE Northern | {'Highwind': [7.1, 1324.0], 'Rosamond': [12.1, 4222.0], 'Whirlwind': [15.0, 383.0]} | 77253 | 20749 | 0.27 | 56504 | 0.73 | [5 empty] | 16 | 0 | 399 | 0.01 |  | 14194 | 0.18 | 9365 | 0.12 | 33180 | 43% | 44073 | 16546 | 21% | 60707 | 18847 | 0.24 | 58406 | 49536 | 64% | 27717 | 31222 | 0.4 | 46030 | 527 | 0.01 | 76726
321 | Elliott | SDGE Imperial | {'Elliot': [0.0, 121.0], 'Kearny': [2.8, 122.0], 'Mission': [3.6, 122.0], 'Mesa Heights': [4.1, 122.0], 'Murray': [4.2, 2.0], 'Old Town': [6.9, 122.0], 'Spring Valley': [7.3, 1.0], 'Vine': [7.5, 122.0], 'Silvergate': [9.0, 122.0], 'Point Loma': [9.8, 122.0], 'Bay Boulevard': [14.4, 81.0], 'Otay': [15.4, 1.0], 'Imperial Beach': [16.1, 23.0]} | 549 | 195 | 0.36 | 354 | 0.64 | [5 empty] | 0 | 0 | 0 | 0 |  | 0 | 0 | 0 | 0 | 14 | 3% | 535 | 109 | 20% | 441 | 300 | 0.55 | 249 | 306 | 56% | 244 | 0 | 0 | 549 | 29 | 0.05 | 521
322 | Gates | PGE Fresno | {} | 36 | 0 | 0 | 36 | 1 | [5 empty] | 0 | 0 | 0 | 0 |  | 28 | 0.8 | 0 | 0 | 36 | 100% | 0 | 0 | 0% | 36 | 13 | 0.36 | 23 | 36 | 100% | 0 | 23 | 0.66 | 12 | 0 | 0 | 36
323 | Madeline | Northeast CA | {} | 135424 | 8052 | 0.06 | 127372 | 0.94 | [5 empty] | 12905 | 0.1 | 0 | 0 |  | 87899 | 0.65 | 32197 | 0.24 | 25379 | 19% | 110045 | 8826 | 7% | 126598 | 16107 | 0.12 | 119317 | 40140 | 30% | 95283 | 110414 | 0.82 | 25009 | 31411 | 0.23 | 104012
324 | Putah Creek | PGE NGBA | {'Vaca-Dixon & Gc Yard': [9.4, 890.0], 'Peabody': [16.6, 353.0]} | 20125 | 2049 | 0.1 | 18076 | 0.9 | [5 empty] | 1383 | 0.07 | 2147 | 0.11 |  | 16047 | 0.8 | 0 | 0 | 16139 | 80% | 3986 | 2900 | 14% | 17226 | 1672 | 0.08 | 18453 | 16996 | 84% | 3129 | 12334 | 0.61 | 7791 | 273 | 0.01 | 19853
325 | San Onofre | SCE Metro | {'North of SONGS': [5.6, 20.0], 'Talega': [5.9, 20.0], 'Rancho Mission Viejo': [11.2, 14.0], 'Capistrano': [11.8, 14.0], 'Margarita': [13.2, 13.0], 'Q1806': [13.3, 13.0], 'Trabuco': [15.1, 11.0]} | 229 | 51 | 0.22 | 178 | 0.78 | [5 empty] | 0 | 0 | 0 | 0 |  | 3 | 0.01 | 0 | 0 | 29 | 13% | 200 | 148 | 65% | 81 | 169 | 0.74 | 60 | 169 | 74% | 60 | 0 | 0 | 229 | 30 | 0.13 | 199
326 | Gregg | PGE Fresno | {} | 0 | 0 | 0 | 0 | 0 | [5 empty] | 0 | 0 | 0 | 0 |  | 0 | 0 | 0 | 0 | 0 | 0% | 0 | 0 | 0% | 0 | 0 | 0 | 0 | 0 | 0% | 0 | 0 | 0 | 0 | 0 | 0 | 0
327 | Gondor | <Null> | {} | 0 | 0 | 0 | 0 | 0 | [5 empty] | 0 | 0 | 0 | 0 |  | 0 | 0 | 0 | 0 | 0 | 0% | 0 | 0 | 0% | 0 | 0 | 0 | 0 | 0 | 0% | 0 | 0 | 0 | 0 | 0 | 0 | 0
328 | Cabrillo | PGE Kern | {} | 22532 | 901 | 0.04 | 21631 | 0.96 | [5 empty] | 181 | 0.01 | 4 | 0 |  | 18891 | 0.84 | 0 | 0 | 17614 | 78% | 4917 | 336 | 1% | 22196 | 1314 | 0.06 | 21218 | 18643 | 83% | 3889 | 11293 | 0.5 | 11239 | 1549 | 0.07 | 20983
329 | Mesa (PGE) | PGE Kern | {'Callender': [7.9, 43.0], 'Oceano': [9.7, 43.0]} | 2263 | 307 | 0.14 | 1956 | 0.86 | [5 empty] | 0 | 0 | 0 | 0 |  | 556 | 0.25 | 1514 | 0.67 | 100 | 4% | 2164 | 37 | 2% | 2226 | 450 | 0.2 | 1813 | 482 | 21% | 1781 | 1868 | 0.83 | 395 | 81 | 0.04 | 2182
330 | Schulte | PGE GBA | {} | 539 | 33 | 0.06 | 506 | 0.94 | [5 empty] | 0 | 0 | 0 | 0 |  | 441 | 0.82 | 0 | 0 | 449 | 83% | 90 | 387 | 72% | 152 | 405 | 0.75 | 133 | 468 | 87% | 71 | 440 | 0.82 | 98 | 59 | 0.11 | 480
331 | Davis | PGE NGBA | {'Vaca-Dixon & Gc Yard': [14.2, 20.0]} | 18154 | 139 | 0.01 | 18015 | 0.99 | [5 empty] | 6478 | 0.36 | 7398 | 0.41 |  | 10531 | 0.58 | 0 | 0 | 3128 | 17% | 15026 | 270 | 1% | 17884 | 2595 | 0.14 | 15559 | 5016 | 28% | 13138 | 160 | 0.01 | 17994 | 2885 | 0.16 | 15269
332 | Arco | PGE Kern | {} | 1057 | 0 | 0 | 1057 | 1 | [5 empty] | 0 | 0 | 0 | 0 |  | 1052 | 0.99 | 0 | 0 | 827 | 78% | 230 | 0 | 0% | 1057 | 0 | 0 | 1057 | 827 | 78% | 230 | 1038 | 0.98 | 20 | 0 | 0 | 1057
333 | Goodrich | SCE Metro | {} | 0 | 0 | 0 | 0 | 0 | [5 empty] | 0 | 0 | 0 | 0 |  | 0 | 0 | 0 | 0 | 0 | 0% | 0 | 0 | 0% | 0 | 0 | 0 | 0 | 0 | 0% | 0 | 0 | 0 | 0 | 0 | 0 | 0
334 | Newhall | PGE Fresno | {} | 0 | 0 | 0 | 0 | 0 | [5 empty] | 0 | 0 | 0 | 0 |  | 0 | 0 | 0 | 0 | 0 | 0% | 0 | 0 | 0% | 0 | 0 | 0 | 0 | 0 | 0% | 0 | 0 | 0 | 0 | 0 | 0 | 0
335 | Brentwood | PGE GBA | {'Lone Tree': [4.9, 139.0], 'Contra Costa': [8.0, 139.0], 'Contra Costa PP': [8.1, 139.0], 'GWF 2': [12.0, 136.0], 'Collinsville': [14.2, 64.0], 'Kirker': [14.3, 5.0], 'Pittsburg': [14.4, 13.0], 'Tassajara': [15.0, 75.0], 'Clayton': [15.9, 1.0], 'Birds Landing': [16.5, 64.0]} | 35790 | 3528 | 0.1 | 32262 | 0.9 | [5 empty] | 6085 | 0.17 | 3504 | 0.1 |  | 16754 | 0.47 | 102 | 0 | 14314 | 40% | 21476 | 26632 | 74% | 9158 | 27207 | 0.76 | 8582 | 29096 | 81% | 6694 | 4377 | 0.12 | 31412 | 4511 | 0.13 | 31279
336 | Neenach | SCE Northern | {'Whirlwind': [6.9, 29580.0], 'Antelope': [12.9, 11140.0], 'Bailey': [15.4, 1511.0], 'Rosamond': [16.1, 4203.0], 'Warne': [17.4, 2.0]} | 164549 | 46202 | 0.28 | 118347 | 0.72 | [5 empty] | 4170 | 0.03 | 2059 | 0.01 |  | 34284 | 0.21 | 15201 | 0.09 | 40225 | 24% | 124324 | 73499 | 45% | 91050 | 51536 | 0.31 | 113013 | 101776 | 62% | 62773 | 51527 | 0.31 | 113022 | 1942 | 0.01 | 162607
337 | Bahia | PGE NGBA | {'Martinez': [4.7, 1163.0], 'Parkway': [5.6, 1153.0], 'Carquinez': [6.0, 1153.0], 'Alhambra': [6.1, 1159.0], 'Christie': [6.6, 1153.0], 'Meadow Lane': [9.4, 1041.0], 'San Pablo': [12.7, 796.0], 'Lakewood': [12.8, 104.0], 'Sobrante': [12.8, 721.0], 'Kirker': [13.2, 10.0], 'Clayton': [13.2, 10.0], 'Pittsburg': [13.4, 10.0], 'El Cerrito G': [14.6, 533.0], 'GWF 2': [15.6, 10.0], 'Collinsville': [16.3, 6.0], 'Richmond R': [16.5, 23.0], 'Standard Oil': [16.6, 26.0], 'Standard Oil 2': [16.6, 26.0], 'Shiloh III': [16.8, 2.0], 'Birds Landing': [16.9, 2.0]} | 22275 | 1420 | 0.06 | 20856 | 0.94 | [5 empty] | 429 | 0.02 | 0 | 0 |  | 9703 | 0.44 | 0 | 0 | 12461 | 56% | 9814 | 10889 | 49% | 11386 | 7962 | 0.36 | 14313 | 19639 | 88% | 2636 | 6359 | 0.29 | 15916 | 8658 | 0.39 | 13617
338 | Vaca Dixon | PGE NGBA | {'Peabody': [8.5, 1442.0], 'Putah Creek': [9.4, 890.0], 'Lambie': [12.8, 1089.0], 'Lambie Energy': [12.8, 1089.0], 'Davis': [14.2, 20.0]} | 63839 | 4751 | 0.07 | 59088 | 0.93 | [5 empty] | 17090 | 0.27 | 13812 | 0.22 |  | 42104 | 0.66 | 0 | 0 | 19373 | 30% | 44466 | 17578 | 28% | 46261 | 19341 | 0.3 | 44498 | 38477 | 60% | 25362 | 11816 | 0.19 | 52023 | 14989 | 0.23 | 48850
339 | Carrizo Plains | PGE Kern | {'Topaz': [1.1, 135.0], 'Solar': [1.1, 135.0], 'Caliente': [6.9, 135.0], 'Kernridge': [17.4, 36.0]} | 3681 | 431 | 0.12 | 3251 | 0.88 | [5 empty] | 7 | 0 | 0 | 0 |  | 1258 | 0.34 | 1247 | 0.34 | 2047 | 56% | 1635 | 12 | 0% | 3669 | 290 | 0.08 | 3392 | 2059 | 56% | 1622 | 2459 | 0.67 | 1222 | 7 | 0 | 3674
340 | Vista (VEA) | SCE EOP | {} | 1351 | 121 | 0.09 | 1230 | 0.91 | [5 empty] | 0 | 0 | 0 | 0 |  | 0 | 0 | 0 | 0 | 0 | 0% | 1351 | 589 | 44% | 761 | 821 | 0.61 | 529 | 821 | 61% | 529 | 399 | 0.3 | 951 | 110 | 0.08 | 1241
341 | Merced | PGE Fresno | {} | 0 | 0 | 0 | 0 | 0 | [5 empty] | 0 | 0 | 0 | 0 |  | 0 | 0 | 0 | 0 | 0 | 0% | 0 | 0 | 0% | 0 | 0 | 0 | 0 | 0 | 0% | 0 | 0 | 0 | 0 | 0 | 0 | 0
342 | Otay Mesa | SDGE Imperial | {'San Ysidro': [6.7, 6.0], 'Telegraph Canyon': [7.5, 6.0], 'Salt Creek': [8.3, 4.0], 'Miguel': [8.4, 4.0], 'Otay': [8.6, 5.0], 'Imperial Beach': [10.8, 2.0], 'Bay Boulevard': [10.9, 2.0]} | 405 | 22 | 0.06 | 383 | 0.94 | [5 empty] | 0 | 0 | 0 | 0 |  | 0 | 0 | 0 | 0 | 49 | 12% | 356 | 244 | 60% | 161 | 370 | 0.91 | 35 | 370 | 91% | 35 | 34 | 0.08 | 371 | 42 | 0.1 | 363
343 | Leavitt | Northeast CA | {'Richmond': [7.1, 331.0]} | 35252 | 5938 | 0.17 | 29314 | 0.83 | [5 empty] | 4178 | 0.12 | 0 | 0 |  | 29157 | 0.83 | 650 | 0.02 | 18134 | 51% | 17118 | 7402 | 21% | 27850 | 7266 | 0.21 | 27986 | 21438 | 61% | 13814 | 22963 | 0.65 | 12289 | 4126 | 0.12 | 31126
344 | Primm | SCE EOP | {'Ivanpah': [9.5, 18.0], 'Mountain Pass': [14.9, 18.0]} | 4591 | 38 | 0.01 | 4553 | 0.99 | [5 empty] | 0 | 0 | 0 | 0 |  | 0 | 0 | 0 | 0 | 3989 | 87% | 602 | 3596 | 78% | 995 | 536 | 0.12 | 4055 | 4521 | 98% | 70 | 761 | 0.17 | 3830 | 0 | 0 | 4591
345 | Granite | PGE NGBA | {} | 0 | 0 | 0 | 0 | 0 | [5 empty] | 0 | 0 | 0 | 0 |  | 0 | 0 | 0 | 0 | 0 | 0% | 0 | 0 | 0% | 0 | 0 | 0 | 0 | 0 | 0% | 0 | 0 | 0 | 0 | 0 | 0 | 0
346 | Lake View | PGE NGBA | {} | 8841 | 15 | 0 | 8825 | 1 | [5 empty] | 148 | 0.02 | 10 | 0 |  | 3802 | 0.43 | 3997 | 0.45 | 8053 | 91% | 787 | 4271 | 48% | 4569 | 5869 | 0.66 | 2971 | 8825 | 100% | 15 | 3333 | 0.38 | 5507 | 9 | 0 | 8831
347 | Birds Landing | PGE GBA | {'Collinsville': [3.1, 7117.0], 'Shiloh III': [3.3, 8422.0], 'Lambie': [7.0, 6177.0], 'Lambie Energy': [7.0, 6178.0], 'Pittsburg': [7.1, 1350.0], 'GWF 2': [7.7, 1439.0], 'Kirker': [8.3, 1018.0], 'Contra Costa PP': [8.5, 3038.0], 'Contra Costa': [9.1, 1745.0], 'Lone Tree': [13.0, 277.0], 'Peabody': [13.5, 1165.0], 'Clayton': [14.6, 2.0], 'Grand Island': [14.9, 3082.0], 'Meadow Lane': [16.4, 2.0], 'Brentwood': [16.5, 64.0], 'Bahia': [16.9, 2.0], 'Martinez': [17.2, 2.0]} | 81663 | 10109 | 0.12 | 71554 | 0.88 | [5 empty] | 19882 | 0.24 | 17811 | 0.22 |  | 30410 | 0.37 | 0 | 0 | 14142 | 17% | 67521 | 36744 | 45% | 44919 | 32718 | 0.4 | 48945 | 46479 | 57% | 35184 | 4828 | 0.06 | 76835 | 25832 | 0.32 | 55831
348 | Highwind | SCE Northern | {'Windhub': [7.1, 1324.0], 'Whirlwind': [17.0, 352.0], 'Rosamond': [18.2, 703.0]} | 65469 | 12805 | 0.2 | 52664 | 0.8 | [5 empty] | 3 | 0 | 0 | 0 |  | 17690 | 0.27 | 13077 | 0.2 | 30952 | 47% | 34517 | 14603 | 22% | 50866 | 21206 | 0.32 | 44262 | 45894 | 70% | 19575 | 33137 | 0.51 | 32332 | 413 | 0.01 | 65055
349 | Santiago | SCE Metro | {'Johanna': [5.9, 18.0], 'Trabuco': [8.9, 7.0], 'Ellis': [10.1, 18.0], 'Q1806': [10.5, 7.0], 'Margarita': [11.3, 1.0], 'Capistrano': [12.1, 7.0], 'Huntington Beach': [12.1, 18.0]} | 316 | 44 | 0.14 | 272 | 0.86 | [5 empty] | 0 | 0 | 0 | 0 |  | 0 | 0 | 0 | 0 | 9 | 3% | 307 | 70 | 22% | 246 | 250 | 0.79 | 66 | 259 | 82% | 57 | 0 | 0 | 316 | 26 | 0.08 | 290
350 | Red Bluff | SCE Eastern | {'Eagle Mountain': [11.2, 7992.0], 'Kem': [15.1, 4214.0]} | 46137 | 10778 | 0.23 | 35359 | 0.77 | [5 empty] | 11 | 0 | 0 | 0 |  | 0 | 0 | 0 | 0 | 21391 | 46% | 24746 | 4927 | 11% | 41210 | 4852 | 0.11 | 41285 | 21475 | 47% | 24662 | 23487 | 0.51 | 22650 | 531 | 0.01 | 45606
351 | Beatty | SCE EOP | {} | 6446 | 2798 | 0.43 | 3648 | 0.57 | [5 empty] | 0 | 0 | 0 | 0 |  | 0 | 0 | 0 | 0 | 0 | 0% | 6446 | 0 | 0% | 6446 | 0 | 0 | 6446 | 0 | 0% | 6446 | 0 | 0 | 6446 | 0 | 0 | 6446
352 | Mirage | SCE Eastern | {'Devers': [14.4, 1701.0]} | 30587 | 8470 | 0.28 | 22117 | 0.72 | [5 empty] | 155 | 0.01 | 0 | 0 |  | 4 | 0 | 0 | 0 | 2958 | 10% | 27629 | 9135 | 30% | 21452 | 6730 | 0.22 | 23857 | 11349 | 37% | 19238 | 16732 | 0.55 | 13856 | 3 | 0 | 30585
353 | Sutter Power | PGE NGBA | {} | 1591 | 0 | 0 | 1591 | 1 | [5 empty] | 0 | 0 | 0 | 0 |  | 1591 | 1 | 0 | 0 | 1538 | 97% | 53 | 1034 | 65% | 556 | 1034 | 0.65 | 556 | 1557 | 98% | 33 | 1304 | 0.82 | 286 | 5 | 0 | 1585
354 | Manteca | PGE GBA | {} | 0 | 0 | 0 | 0 | 0 | [5 empty] | 0 | 0 | 0 | 0 |  | 0 | 0 | 0 | 0 | 0 | 0% | 0 | 0 | 0% | 0 | 0 | 0 | 0 | 0 | 0% | 0 | 0 | 0 | 0 | 0 | 0 | 0
355 | El Patio | PGE GBA | {'Vasona': [3.1, 33.0], 'Saratoga': [4.4, 33.0], 'Hicks': [4.5, 33.0], 'Monta Vista': [7.8, 33.0]} | 147 | 33 | 0.22 | 114 | 0.78 | [5 empty] | 0 | 0 | 0 | 0 |  | 69 | 0.47 | 0 | 0 | 77 | 52% | 70 | 0 | 0% | 147 | 17 | 0.12 | 130 | 82 | 56% | 65 | 38 | 0.25 | 110 | 38 | 0.26 | 109
356 | Pardee | SCE Northern | {'Saugus': [1.3, 306.0], 'Elizabeth Lake': [4.1, 79.0], 'Sylmar-Pac Intertie': [10.4, 226.0]} | 7882 | 393 | 0.05 | 7489 | 0.95 | [5 empty] | 0 | 0 | 0 | 0 |  | 2632 | 0.33 | 5082 | 0.64 | 4421 | 56% | 3461 | 168 | 2% | 7715 | 141 | 0.02 | 7741 | 4469 | 57% | 3413 | 5360 | 0.68 | 2523 | 167 | 0.02 | 7715
357 | Los Coches | SDGE Imperial | {} | 0 | 0 | 0 | 0 | 0 | [5 empty] | 0 | 0 | 0 | 0 |  | 0 | 0 | 0 | 0 | 0 | 0% | 0 | 0 | 0% | 0 | 0 | 0 | 0 | 0 | 0% | 0 | 0 | 0 | 0 | 0 | 0 | 0
358 | Serrano | SCE Metro | {} | 4 | 0 | 0 | 4 | 1 | [5 empty] | 0 | 0 | 0 | 0 |  | 0 | 0 | 0 | 0 | 0 | 0% | 4 | 4 | 100% | 0 | 4 | 1 | 0 | 4 | 100% | 0 | 0 | 0 | 4 | 3 | 0.64 | 1
359 | Miller | PGE GBA | {} | 1857 | 0 | 0 | 1857 | 1 | [5 empty] | 3 | 0 | 0 | 0 |  | 1235 | 0.67 | 622 | 0.33 | 1673 | 90% | 184 | 391 | 21% | 1466 | 446 | 0.24 | 1411 | 1774 | 96% | 84 | 1750 | 0.94 | 107 | 0 | 0 | 1857
360 | Carberry | PGE NGBA | {'Burney Forest': [2.4, 559.0], 'Burney Forest Power': [2.4, 559.0], 'New Sub - Pit 1 - Cottonwood (Proposed)': [4.4, 559.0], 'Cove Road': [9.2, 559.0], 'Pit 3': [9.6, 22.0], 'Pit 4': [10.2, 194.0], 'Round Mt.': [10.2, 537.0]} | 6415 | 893 | 0.14 | 5522 | 0.86 | [5 empty] | 0 | 0 | 0 | 0 |  | 4995 | 0.78 | 86 | 0.01 | 3727 | 58% | 2689 | 891 | 14% | 5524 | 835 | 0.13 | 5580 | 4516 | 70% | 1899 | 2841 | 0.44 | 3574 | 68 | 0.01 | 6348
361 | Wahtoke | PGE Fresno | {} | 0 | 0 | 0 | 0 | 0 | [5 empty] | 0 | 0 | 0 | 0 |  | 0 | 0 | 0 | 0 | 0 | 0% | 0 | 0 | 0% | 0 | 0 | 0 | 0 | 0 | 0% | 0 | 0 | 0 | 0 | 0 | 0 | 0
362 | Dos Amigos | PGE Fresno | {} | 1249 | 0 | 0 | 1249 | 1 | [5 empty] | 0 | 0 | 0 | 0 |  | 603 | 0.48 | 639 | 0.51 | 1125 | 90% | 124 | 3 | 0% | 1246 | 76 | 0.06 | 1173 | 1125 | 90% | 124 | 1234 | 0.99 | 15 | 1 | 0 | 1247
363 | Guernsey | PGE Fresno | {} | 0 | 0 | 0 | 0 | 0 | [5 empty] | 0 | 0 | 0 | 0 |  | 0 | 0 | 0 | 0 | 0 | 0% | 0 | 0 | 0% | 0 | 0 | 0 | 0 | 0 | 0% | 0 | 0 | 0 | 0 | 0 | 0 | 0
364 | Santa Clara | SCE Northern | {'Mandalay': [7.5, 11.0], 'Ormond Beach': [12.0, 9.0]} | 388 | 97 | 0.25 | 291 | 0.75 | [5 empty] | 0 | 0 | 0 | 0 |  | 4 | 0.01 | 0 | 0 | 54 | 14% | 335 | 224 | 58% | 164 | 280 | 0.72 | 108 | 284 | 73% | 105 | 4 | 0.01 | 385 | 70 | 0.18 | 319
365 | Glenn | PGE NGBA | {} | 3016 | 457 | 0.15 | 2559 | 0.85 | [5 empty] | 205 | 0.07 | 30 | 0.01 |  | 2983 | 0.99 | 0 | 0 | 1934 | 64% | 1082 | 0 | 0% | 3016 | 537 | 0.18 | 2478 | 2264 | 75% | 752 | 1128 | 0.37 | 1888 | 998 | 0.33 | 2018
366 | Kerchoff 1 | PGE Fresno | {} | 0 | 0 | 0 | 0 | 0 | [5 empty] | 0 | 0 | 0 | 0 |  | 0 | 0 | 0 | 0 | 0 | 0% | 0 | 0 | 0% | 0 | 0 | 0 | 0 | 0 | 0% | 0 | 0 | 0 | 0 | 0 | 0 | 0
367 | Brunswick | PGE NGBA | {} | 0 | 0 | 0 | 0 | 0 | [5 empty] | 0 | 0 | 0 | 0 |  | 0 | 0 | 0 | 0 | 0 | 0% | 0 | 0 | 0% | 0 | 0 | 0 | 0 | 0 | 0% | 0 | 0 | 0 | 0 | 0 | 0 | 0
368 | Tejon | PGE Kern | {} | 8392 | 0 | 0 | 8392 | 1 | [5 empty] | 0 | 0 | 0 | 0 |  | 5811 | 0.69 | 2282 | 0.27 | 6707 | 80% | 1685 | 4699 | 56% | 3693 | 5604 | 0.67 | 2788 | 8392 | 100% | 0 | 5203 | 0.62 | 3188 | 257 | 0.03 | 8135
369 | Bakersfield | PGE Kern | {} | 0 | 0 | 0 | 0 | 0 | [5 empty] | 0 | 0 | 0 | 0 |  | 0 | 0 | 0 | 0 | 0 | 0% | 0 | 0 | 0% | 0 | 0 | 0 | 0 | 0 | 0% | 0 | 0 | 0 | 0 | 0 | 0 | 0
370 | Drum | PGE NGBA | {} | 2105 | 324 | 0.15 | 1781 | 0.85 | [5 empty] | 0 | 0 | 0 | 0 |  | 1216 | 0.58 | 136 | 0.06 | 786 | 37% | 1320 | 215 | 10% | 1891 | 223 | 0.11 | 1882 | 1000 | 48% | 1105 | 1300 | 0.62 | 805 | 88 | 0.04 | 2017
371 | El Nido (SCE) | SCE Metro | {'Chevmain': [1.8, 16.0], 'La Fresa': [2.9, 15.0], 'El Segundo': [3.0, 15.0], 'Redondo': [3.4, 15.0], 'Windsor': [7.0, 3.0], 'La Cienega': [7.3, 3.0], 'Arcogen': [9.2, 11.0]} | 788 | 344 | 0.44 | 444 | 0.56 | [5 empty] | 0 | 0 | 0 | 0 |  | 0 | 0 | 0 | 0 | 0 | 0% | 788 | 77 | 10% | 712 | 410 | 0.52 | 378 | 410 | 52% | 378 | 0 | 0 | 788 | 0 | 0 | 788
372 | Monserate | SDGE Imperial | {} | 186 | 28 | 0.15 | 158 | 0.85 | [5 empty] | 0 | 0 | 0 | 0 |  | 2 | 0.01 | 0 | 0 | 34 | 18% | 152 | 149 | 80% | 37 | 149 | 0.8 | 37 | 149 | 80% | 37 | 0 | 0 | 186 | 30 | 0.16 | 156
373 | Richmond R | PGE GBA | {'Standard Oil': [2.2, 344.0], 'Standard Oil 2': [2.2, 344.0], 'El Cerrito G': [3.7, 419.0], 'San Pablo': [4.5, 259.0], 'Sobrante': [8.9, 236.0], 'Oakland L': [9.7, 273.0], 'Oakland C': [10.1, 261.0], 'Christie': [10.2, 46.0], 'Oakland X': [11.3, 188.0], 'Potrero': [11.9, 259.0], 'SAN FRAN A (POTRERO PP)': [11.9, 261.0], 'Moraga': [12.5, 132.0], 'Carquinez': [13.2, 27.0], 'Alhambra': [13.8, 24.0], 'Ignacio': [14.0, 41.0], 'Oakland J': [14.1, 162.0], 'Martinez': [15.0, 23.0], 'Martin': [15.7, 142.0], 'Edes': [16.2, 120.0], 'Bahia': [16.5, 23.0], 'Parkway': [17.1, 23.0]} | 4767 | 1543 | 0.32 | 3224 | 0.68 | [5 empty] | 10 | 0 | 0 | 0 |  | 2020 | 0.42 | 0 | 0 | 81 | 2% | 4686 | 1627 | 34% | 3141 | 2857 | 0.6 | 1911 | 2857 | 60% | 1911 | 621 | 0.13 | 4146 | 337 | 0.07 | 4430
374 | Storey | PGE Fresno | {} | 0 | 0 | 0 | 0 | 0 | [5 empty] | 0 | 0 | 0 | 0 |  | 0 | 0 | 0 | 0 | 0 | 0% | 0 | 0 | 0% | 0 | 0 | 0 | 0 | 0 | 0% | 0 | 0 | 0 | 0 | 0 | 0 | 0
375 | Alpine | SDGE Imperial | {} | 0 | 0 | 0 | 0 | 0 | [5 empty] | 0 | 0 | 0 | 0 |  | 0 | 0 | 0 | 0 | 0 | 0% | 0 | 0 | 0% | 0 | 0 | 0 | 0 | 0 | 0% | 0 | 0 | 0 | 0 | 0 | 0 | 0
376 | Sobrante | PGE GBA | {'Moraga': [4.8, 168.0], 'El Cerrito G': [5.2, 737.0], 'Christie': [6.8, 744.0], 'Oakland X': [7.1, 178.0], 'Oakland L': [7.5, 246.0], 'Alhambra': [7.5, 722.0], 'Lakewood': [8.2, 104.0], 'Oakland C': [8.5, 234.0], 'Richmond R': [8.9, 236.0], 'San Pablo': [8.9, 853.0], 'Martinez': [9.1, 721.0], 'Meadow Lane': [9.3, 692.0], 'Oakland J': [9.9, 156.0], 'Standard Oil': [10.6, 160.0], 'Standard Oil 2': [10.6, 160.0], 'Edes': [11.6, 122.0], 'Bahia': [12.8, 721.0], 'Carquinez': [13.1, 725.0], 'San Leandro U': [14.0, 35.0], 'SAN FRAN A (POTRERO PP)': [14.2, 168.0], 'Potrero': [14.2, 168.0], 'Parkway': [16.2, 721.0], 'Grant': [16.5, 26.0], 'Martin': [17.8, 96.0]} | 5976 | 1702 | 0.28 | 4275 | 0.72 | [5 empty] | 4 | 0 | 0 | 0 |  | 2095 | 0.35 | 0 | 0 | 88 | 1% | 5888 | 2727 | 46% | 3249 | 2873 | 0.48 | 3104 | 4028 | 67% | 1949 | 977 | 0.16 | 5000 | 521 | 0.09 | 5455
377 | San Marcos | SDGE Imperial | {'Shadowridge': [2.5, 8.0], 'Palomar Airport': [5.2, 8.0], 'Melrose': [6.3, 3.0], 'Cannon': [7.8, 8.0], 'Ocean Ranch': [8.0, 3.0], 'Encina': [8.0, 8.0], 'Artesian': [8.3, 4.0], 'San Luis Rey': [9.8, 3.0], 'North City Metering': [11.9, 5.0], 'Penasquitos': [14.6, 3.0]} | 194 | 29 | 0.15 | 165 | 0.85 | [5 empty] | 0 | 0 | 0 | 0 |  | 0 | 0 | 0 | 0 | 34 | 17% | 160 | 149 | 77% | 45 | 154 | 0.8 | 39 | 154 | 80% | 39 | 0 | 0 | 194 | 32 | 0.16 | 162
378 | Fink | PGE Fresno | {} | 4369 | 0 | 0 | 4369 | 1 | [5 empty] | 0 | 0 | 0 | 0 |  | 2008 | 0.46 | 2361 | 0.54 | 4185 | 96% | 184 | 811 | 19% | 3558 | 1818 | 0.42 | 2551 | 4285 | 98% | 84 | 4369 | 1 | 0 | 1 | 0 | 4368
379 | La Cienega | SCE Metro | {'Windsor': [1.1, 4.0], 'El Segundo': [6.9, 4.0], 'Chevmain': [7.0, 4.0], 'El Nido': [7.3, 3.0]} | 96 | 17 | 0.17 | 80 | 0.83 | [5 empty] | 0 | 0 | 0 | 0 |  | 0 | 0 | 0 | 0 | 0 | 0% | 96 | 74 | 76% | 23 | 77 | 0.8 | 19 | 77 | 80% | 19 | 0 | 0 | 96 | 0 | 0 | 96
380 | Pittsburg | PGE GBA | {'Kirker': [1.2, 1026.0], 'GWF 2': [2.4, 1359.0], 'Collinsville': [4.5, 1354.0], 'Contra Costa': [6.7, 1237.0], 'Birds Landing': [7.1, 1350.0], 'Contra Costa PP': [7.4, 1237.0], 'Clayton': [7.5, 10.0], 'Shiloh III': [9.6, 1337.0], 'Lone Tree': [9.7, 217.0], 'Meadow Lane': [9.8, 10.0], 'Martinez': [12.0, 10.0], 'Alhambra': [13.0, 9.0], 'Lambie': [13.0, 1140.0], 'Lambie Energy': [13.0, 1140.0], 'Bahia': [13.4, 10.0], 'Brentwood': [14.4, 13.0]} | 48641 | 9462 | 0.19 | 39179 | 0.81 | [5 empty] | 9818 | 0.2 | 2432 | 0.05 |  | 23242 | 0.48 | 0 | 0 | 11626 | 24% | 37015 | 28472 | 59% | 20169 | 23974 | 0.49 | 24667 | 33465 | 69% | 15175 | 5620 | 0.12 | 43021 | 17211 | 0.35 | 31430
381 | Morro Bay | PGE Kern | {'Diablo Canyon': [11.0, 13.0], 'Templeton': [16.0, 35.0]} | 8262 | 389 | 0.05 | 7873 | 0.95 | [5 empty] | 7 | 0 | 0 | 0 |  | 6928 | 0.84 | 312 | 0.04 | 4669 | 57% | 3593 | 1425 | 17% | 6837 | 3339 | 0.4 | 4923 | 6230 | 75% | 2031 | 5555 | 0.67 | 2707 | 175 | 0.02 | 8087
382 | Contra Costa | PGE GBA | {'Contra Costa PP': [1.6, 1948.0], 'Lone Tree': [3.9, 352.0], 'GWF 2': [4.4, 1400.0], 'Collinsville': [6.3, 1715.0], 'Pittsburg': [6.7, 1237.0], 'Kirker': [6.8, 904.0], 'Brentwood': [8.0, 139.0], 'Birds Landing': [9.1, 1745.0], 'Clayton': [10.8, 1.0], 'Shiloh III': [12.3, 1450.0], 'Tassajara': [15.5, 75.0], 'Lambie': [16.1, 1120.0], 'Lambie Energy': [16.1, 1120.0], 'Grand Island': [19.2, 151.0]} | 45009 | 8317 | 0.18 | 36692 | 0.82 | [5 empty] | 9675 | 0.21 | 5269 | 0.12 |  | 15163 | 0.34 | 102 | 0 | 10956 | 24% | 34052 | 24506 | 54% | 20502 | 20898 | 0.46 | 24111 | 28108 | 62% | 16901 | 3522 | 0.08 | 41487 | 12676 | 0.28 | 32332
383 | New Sub - Gates - Templeton (Proposed) | PGE Kern | {} | 718 | 37 | 0.05 | 681 | 0.95 | [5 empty] | 0 | 0 | 0 | 0 |  | 679 | 0.95 | 23 | 0.03 | 496 | 69% | 222 | 0 | 0% | 718 | 33 | 0.05 | 685 | 517 | 72% | 201 | 656 | 0.91 | 62 | 0 | 0 | 718
384 | Hinson | SCE Metro | {'Arcogen': [1.2, 397.0], 'Harborgen': [2.8, 398.0], 'Long Beach': [3.7, 398.0], 'Lighthipe': [5.0, 309.0], 'La Fresa': [7.2, 55.0], 'Del Amo': [7.4, 330.0], 'Alamitos': [8.0, 373.0], 'Redondo': [9.7, 1.0], 'Barre': [13.8, 2.0], 'Huntington Beach': [18.5, 2.0], 'Ellis': [18.5, 2.0]} | 918 | 388 | 0.42 | 529 | 0.58 | [5 empty] | 0 | 0 | 0 | 0 |  | 0 | 0 | 0 | 0 | 0 | 0% | 918 | 129 | 14% | 789 | 491 | 0.53 | 427 | 491 | 53% | 427 | 0 | 0 | 918 | 5 | 0.01 | 913
385 | Chicarita | SDGE Imperial | {} | 67 | 20 | 0.3 | 47 | 0.7 | [5 empty] | 0 | 0 | 0 | 0 |  | 0 | 0 | 0 | 0 | 0 | 0% | 67 | 22 | 33% | 45 | 43 | 0.63 | 25 | 43 | 63% | 25 | 0 | 0 | 67 | 2 | 0.03 | 65
386 | Mendocino | PGE NGBA | {} | 241 | 7 | 0.03 | 234 | 0.97 | [5 empty] | 0 | 0 | 0 | 0 |  | 104 | 0.43 | 79 | 0.33 | 75 | 31% | 166 | 57 | 24% | 184 | 125 | 0.52 | 116 | 170 | 70% | 71 | 201 | 0.83 | 40 | 0 | 0 | 241
387 | Delevan | PGE NGBA | {} | 616 | 0 | 0 | 616 | 1 | [5 empty] | 0 | 0 | 0 | 0 |  | 62 | 0.1 | 554 | 0.9 | 311 | 50% | 306 | 30 | 5% | 586 | 70 | 0.11 | 546 | 379 | 61% | 238 | 616 | 1 | 0 | 0 | 0 | 616
388 | Pastoria | SCE Northern | {} | 34134 | 852 | 0.02 | 33282 | 0.98 | [5 empty] | 365 | 0.01 | 519 | 0.02 |  | 22062 | 0.65 | 5538 | 0.16 | 21482 | 63% | 12652 | 24750 | 73% | 9384 | 23558 | 0.69 | 10576 | 33281 | 98% | 853 | 19068 | 0.56 | 15066 | 726 | 0.02 | 33408
389 | Tortilla | SCE NOL | {} | 39781 | 1603 | 0.04 | 38179 | 0.96 | [5 empty] | 0 | 0 | 0 | 0 |  | 0 | 0 | 0 | 0 | 28556 | 72% | 11225 | 13653 | 34% | 26128 | 4267 | 0.11 | 35515 | 32241 | 81% | 7540 | 27433 | 0.69 | 12348 | 314 | 0.01 | 39467
390 | Cooley Landing | PGE GBA | {'Ravenswood': [1.5, 23.0], 'Menlo': [5.0, 17.0], 'Whisman': [5.8, 1.0], 'Dumbarton': [6.9, 19.0], 'Jefferson': [8.7, 17.0], 'Eastshore': [10.6, 16.0], 'Mt Eden': [11.1, 8.0], 'Mt. Eden': [11.1, 8.0], 'Grant': [13.9, 6.0], 'Burlingame': [15.2, 7.0], 'Castro Valley': [15.6, 6.0], 'San Leandro U': [16.5, 6.0], 'Millbrae': [17.1, 4.0], 'Edes': [18.8, 4.0]} | 282 | 90 | 0.32 | 192 | 0.68 | [5 empty] | 0 | 0 | 0 | 0 |  | 0 | 0 | 0 | 0 | 68 | 24% | 214 | 74 | 26% | 208 | 104 | 0.37 | 177 | 112 | 40% | 169 | 20 | 0.07 | 262 | 89 | 0.32 | 192
391 | Cielo Azul | SCE Arizona | {} | 0 | 0 | 0 | 0 | 0 | [5 empty] | 0 | 0 | 0 | 0 |  | 0 | 0 | 0 | 0 | 0 | 0% | 0 | 0 | 0% | 0 | 0 | 0 | 0 | 0 | 0% | 0 | 0 | 0 | 0 | 0 | 0 | 0
392 | Sycamore | PGE Kern | {} | 0 | 0 | 0 | 0 | 0 | [5 empty] | 0 | 0 | 0 | 0 |  | 0 | 0 | 0 | 0 | 0 | 0% | 0 | 0 | 0% | 0 | 0 | 0 | 0 | 0 | 0% | 0 | 0 | 0 | 0 | 0 | 0 | 0
393 | Valley Switch | SCE EOP | {'Valley (VEA)': [4.9, 1.0], 'Lathrop': [9.4, 5.0], 'Jackass (DOE)': [17.7, 5.0]} | 19026 | 57 | 0 | 18969 | 1 | [5 empty] | 0 | 0 | 0 | 0 |  | 0 | 0 | 0 | 0 | 0 | 0% | 19026 | 0 | 0% | 19026 | 0 | 0 | 19026 | 0 | 0% | 19026 | 2867 | 0.15 | 16159 | 12 | 0 | 19015
394 | Hartley | PGE NGBA | {} | 1159 | 30 | 0.03 | 1128 | 0.97 | [5 empty] | 53 | 0.05 | 0 | 0 |  | 128 | 0.11 | 1007 | 0.87 | 953 | 82% | 206 | 52 | 4% | 1107 | 107 | 0.09 | 1052 | 985 | 85% | 174 | 536 | 0.46 | 622 | 0 | 0 | 1159
395 | Copus | PGE Kern | {} | 0 | 0 | 0 | 0 | 0 | [5 empty] | 0 | 0 | 0 | 0 |  | 0 | 0 | 0 | 0 | 0 | 0% | 0 | 0 | 0% | 0 | 0 | 0 | 0 | 0 | 0% | 0 | 0 | 0 | 0 | 0 | 0 | 0
396 | Bay Boulevard | SDGE Imperial | {'Imperial Beach': [1.7, 64.0], 'Otay': [2.3, 38.0], 'Telegraph Canyon': [5.0, 37.0], 'San Ysidro': [5.1, 32.0], 'Silvergate': [6.6, 127.0], 'Salt Creek': [8.1, 24.0], 'Miguel': [8.1, 28.0], 'Vine': [10.3, 124.0], 'Spring Valley': [10.5, 1.0], 'Otay Mesa': [10.9, 2.0], 'Point Loma': [12.2, 124.0], 'Old Town': [12.3, 124.0], 'Mission': [12.4, 123.0], 'Murray': [13.3, 2.0], 'Elliot': [14.4, 80.0], 'Elliott': [14.4, 81.0], 'Kearny': [15.7, 83.0], 'Mesa Heights': [15.8, 83.0]} | 713 | 184 | 0.26 | 529 | 0.74 | [5 empty] | 0 | 0 | 0 | 0 |  | 0 | 0 | 0 | 0 | 54 | 8% | 658 | 258 | 36% | 454 | 470 | 0.66 | 242 | 476 | 67% | 237 | 0 | 0 | 713 | 49 | 0.07 | 664
397 | Mission | SDGE Imperial | {'Kearny': [3.4, 155.0], 'Mesa Heights': [3.4, 156.0], 'Old Town': [3.4, 211.0], 'Elliot': [3.6, 121.0], 'Elliott': [3.6, 122.0], 'Vine': [4.0, 211.0], 'Silvergate': [6.2, 188.0], 'Point Loma': [6.3, 211.0], 'Murray': [6.6, 2.0], 'Spring Valley': [8.4, 1.0], 'Penasquitos': [10.5, 23.0], 'Miguel': [11.5, 26.0], 'Salt Creek': [11.6, 23.0], 'Telegraph Canyon': [12.3, 32.0], 'Bay Boulevard': [12.4, 123.0], 'North City Metering': [13.0, 23.0], 'Otay': [13.9, 33.0], 'Imperial Beach': [14.1, 58.0], 'San Ysidro': [16.7, 27.0]} | 561 | 197 | 0.35 | 364 | 0.65 | [5 empty] | 0 | 0 | 0 | 0 |  | 0 | 0 | 0 | 0 | 14 | 3% | 547 | 114 | 20% | 447 | 306 | 0.55 | 255 | 311 | 55% | 250 | 0 | 0 | 561 | 29 | 0.05 | 532
398 | Eight Mile | PGE GBA | {'Lodi': [2.1, 167.0]} | 6037 | 1095 | 0.18 | 4942 | 0.82 | [5 empty] | 654 | 0.11 | 1311 | 0.22 |  | 0 | 0 | 0 | 0 | 51 | 1% | 5985 | 3653 | 61% | 2384 | 3653 | 0.61 | 2384 | 3670 | 61% | 2366 | 0 | 0 | 6037 | 684 | 0.11 | 5352
399 | Valley Center | SDGE Imperial | {} | 0 | 0 | 0 | 0 | 0 | [5 empty] | 0 | 0 | 0 | 0 |  | 0 | 0 | 0 | 0 | 0 | 0% | 0 | 0 | 0% | 0 | 0 | 0 | 0 | 0 | 0% | 0 | 0 | 0 | 0 | 0 | 0 | 0
400 | Wilson | PGE Fresno | {} | 0 | 0 | 0 | 0 | 0 | [5 empty] | 0 | 0 | 0 | 0 |  | 0 | 0 | 0 | 0 | 0 | 0% | 0 | 0 | 0% | 0 | 0 | 0 | 0 | 0 | 0% | 0 | 0 | 0 | 0 | 0 | 0 | 0
401 | Donnells-Curtis | PGE GBA | {} | 2144 | 255 | 0.12 | 1888 | 0.88 | [5 empty] | 0 | 0 | 0 | 0 |  | 963 | 0.45 | 0 | 0 | 0 | 0% | 2144 | 9 | 0% | 2134 | 460 | 0.21 | 1684 | 469 | 22% | 1674 | 1629 | 0.76 | 515 | 218 | 0.1 | 1926
402 | Lee Lake (Proposed) | SCE Eastern | {} | 0 | 0 | 0 | 0 | 0 | [5 empty] | 0 | 0 | 0 | 0 |  | 0 | 0 | 0 | 0 | 0 | 0% | 0 | 0 | 0% | 0 | 0 | 0 | 0 | 0 | 0% | 0 | 0 | 0 | 0 | 0 | 0 | 0
403 | Orosi | PGE Fresno | {} | 0 | 0 | 0 | 0 | 0 | [5 empty] | 0 | 0 | 0 | 0 |  | 0 | 0 | 0 | 0 | 0 | 0% | 0 | 0 | 0% | 0 | 0 | 0 | 0 | 0 | 0% | 0 | 0 | 0 | 0 | 0 | 0 | 0
404 | Ukiah | PGE NGBA | {} | 3254 | 439 | 0.13 | 2815 | 0.87 | [5 empty] | 14 | 0 | 0 | 0 |  | 1027 | 0.32 | 2222 | 0.68 | 1642 | 50% | 1612 | 612 | 19% | 2642 | 869 | 0.27 | 2386 | 2247 | 69% | 1008 | 2685 | 0.83 | 569 | 0 | 0 | 3254
405 | New Sub - Gates - Midway (Proposed) | PGE Kern | {} | 0 | 0 | 0 | 0 | 0 | [5 empty] | 0 | 0 | 0 | 0 |  | 0 | 0 | 0 | 0 | 0 | 0% | 0 | 0 | 0% | 0 | 0 | 0 | 0 | 0 | 0% | 0 | 0 | 0 | 0 | 0 | 0 | 0
406 | Humboldt | PGE NGBA | {'Harris': [1.0, 140.0], 'Humboldt Bay': [5.9, 139.0], 'Arcata': [6.0, 110.0]} | 1734 | 504 | 0.29 | 1230 | 0.71 | [5 empty] | 0 | 0 | 0 | 0 |  | 0 | 0 | 0 | 0 | 272 | 16% | 1462 | 128 | 7% | 1605 | 162 | 0.09 | 1571 | 345 | 20% | 1389 | 654 | 0.38 | 1079 | 241 | 0.14 | 1493
407 | Chowchilla | PGE Fresno | {} | 0 | 0 | 0 | 0 | 0 | [5 empty] | 0 | 0 | 0 | 0 |  | 0 | 0 | 0 | 0 | 0 | 0% | 0 | 0 | 0% | 0 | 0 | 0 | 0 | 0 | 0% | 0 | 0 | 0 | 0 | 0 | 0 | 0
408 | Mesa (SCE) | SCE Metro | {} | 0 | 0 | 0 | 0 | 0 | [5 empty] | 0 | 0 | 0 | 0 |  | 0 | 0 | 0 | 0 | 0 | 0% | 0 | 0 | 0% | 0 | 0 | 0 | 0 | 0 | 0% | 0 | 0 | 0 | 0 | 0 | 0 | 0
409 | Colorado River | SCE Eastern | {'Blythe': [12.5, 4198.0]} | 86064 | 9433 | 0.11 | 76631 | 0.89 | [5 empty] | 14 | 0 | 4 | 0 |  | 0 | 0 | 0 | 0 | 44325 | 52% | 41739 | 33952 | 39% | 52112 | 32135 | 0.37 | 53928 | 54118 | 63% | 31946 | 63485 | 0.74 | 22579 | 187 | 0 | 85877
410 | Placerville | PGE NGBA | {} | 0 | 0 | 0 | 0 | 0 | [5 empty] | 0 | 0 | 0 | 0 |  | 0 | 0 | 0 | 0 | 0 | 0% | 0 | 0 | 0% | 0 | 0 | 0 | 0 | 0 | 0% | 0 | 0 | 0 | 0 | 0 | 0 | 0
411 | Inyokern | SCE NOL | {} | 11029 | 2577 | 0.23 | 8452 | 0.77 | [5 empty] | 0 | 0 | 0 | 0 |  | 105 | 0.01 | 0 | 0 | 6609 | 60% | 4420 | 2531 | 23% | 8499 | 1153 | 0.1 | 9876 | 7221 | 65% | 3808 | 4782 | 0.43 | 6248 | 0 | 0 | 11029
412 | Mandalay | SCE Northern | {'Ormond Beach': [7.1, 84.0], 'Santa Clara': [7.5, 11.0]} | 389 | 100 | 0.26 | 289 | 0.74 | [5 empty] | 0 | 0 | 0 | 0 |  | 0 | 0 | 0 | 0 | 50 | 13% | 339 | 225 | 58% | 164 | 281 | 0.72 | 108 | 281 | 72% | 108 | 0 | 0 | 389 | 71 | 0.18 | 318
413 | Creelman | SDGE Imperial | {} | 46 | 0 | 0 | 46 | 1 | [5 empty] | 0 | 0 | 0 | 0 |  | 1 | 0.02 | 45 | 0.98 | 46 | 100% | 0 | 10 | 21% | 36 | 37 | 0.81 | 9 | 46 | 100% | 0 | 36 | 0.78 | 10 | 0 | 0 | 46
414 | Harborgen | SCE Metro | {'Long Beach': [0.9, 400.0], 'Arcogen': [2.8, 397.0], 'Hinson': [2.8, 398.0], 'Alamitos': [7.4, 373.0], 'Lighthipe': [7.7, 309.0], 'La Fresa': [8.7, 57.0], 'Del Amo': [8.9, 330.0], 'Redondo': [10.4, 3.0], 'Barre': [14.2, 2.0], 'Huntington Beach': [17.0, 2.0], 'Ellis': [17.5, 2.0]} | 920 | 388 | 0.42 | 532 | 0.58 | [5 empty] | 0 | 0 | 0 | 0 |  | 0 | 0 | 0 | 0 | 0 | 0% | 920 | 129 | 14% | 791 | 493 | 0.54 | 427 | 493 | 54% | 427 | 0 | 0 | 920 | 5 | 0.01 | 915
415 | Capistrano | SDGE Imperial | {'Q1806': [1.6, 45.0], 'Margarita': [3.4, 39.0], 'Trabuco': [3.5, 43.0], 'Rancho Mission Viejo': [3.9, 40.0], 'North of SONGS': [6.8, 39.0], 'Talega': [6.8, 39.0], 'San Onofre': [11.8, 14.0], 'Santiago': [12.1, 7.0]} | 167 | 53 | 0.32 | 114 | 0.68 | [5 empty] | 0 | 0 | 0 | 0 |  | 0 | 0 | 0 | 0 | 9 | 5% | 158 | 32 | 19% | 135 | 90 | 0.54 | 77 | 99 | 59% | 68 | 0 | 0 | 167 | 2 | 0.01 | 165
416 | Red Bluff | PGE NGBA | {} | 3128 | 118 | 0.04 | 3010 | 0.96 | [5 empty] | 135 | 0.04 | 3 | 0 |  | 3059 | 0.98 | 0 | 0 | 764 | 24% | 2364 | 45 | 1% | 3083 | 471 | 0.15 | 2657 | 1235 | 39% | 1893 | 1682 | 0.54 | 1446 | 688 | 0.22 | 2440
417 | Scripps | SDGE Imperial | {} | 258 | 150 | 0.58 | 109 | 0.42 | [5 empty] | 0 | 0 | 0 | 0 |  | 0 | 0 | 0 | 0 | 0 | 0% | 258 | 28 | 11% | 230 | 95 | 0.37 | 163 | 95 | 37% | 163 | 0 | 0 | 258 | 2 | 0.01 | 256
418 | Johanna | SCE Metro | {'Ellis': [5.5, 18.0], 'Santiago': [5.9, 18.0], 'Huntington Beach': [8.6, 18.0]} | 376 | 24 | 0.07 | 352 | 0.93 | [5 empty] | 0 | 0 | 0 | 0 |  | 0 | 0 | 0 | 0 | 9 | 2% | 367 | 162 | 43% | 214 | 329 | 0.87 | 47 | 338 | 90% | 38 | 0 | 0 | 376 | 31 | 0.08 | 345
419 | Cottle | PGE GBA | {} | 0 | 0 | 0 | 0 | 0 | [5 empty] | 0 | 0 | 0 | 0 |  | 0 | 0 | 0 | 0 | 0 | 0% | 0 | 0 | 0% | 0 | 0 | 0 | 0 | 0 | 0% | 0 | 0 | 0 | 0 | 0 | 0 | 0
420 | Kingsburg | PGE Fresno | {} | 0 | 0 | 0 | 0 | 0 | [5 empty] | 0 | 0 | 0 | 0 |  | 0 | 0 | 0 | 0 | 0 | 0% | 0 | 0 | 0% | 0 | 0 | 0 | 0 | 0 | 0% | 0 | 0 | 0 | 0 | 0 | 0 | 0
421 | Panoche | PGE Fresno | {} | 0 | 0 | 0 | 0 | 0 | [5 empty] | 0 | 0 | 0 | 0 |  | 0 | 0 | 0 | 0 | 0 | 0% | 0 | 0 | 0% | 0 | 0 | 0 | 0 | 0 | 0% | 0 | 0 | 0 | 0 | 0 | 0 | 0
422 | Fulton | PGE NGBA | {} | 512 | 0 | 0 | 512 | 1 | [5 empty] | 1 | 0 | 0 | 0 |  | 149 | 0.29 | 0 | 0 | 438 | 85% | 74 | 25 | 5% | 487 | 256 | 0.5 | 256 | 512 | 100% | 0 | 465 | 0.91 | 47 | 0 | 0 | 512
423 | Ripon | PGE GBA | {} | 0 | 0 | 0 | 0 | 0 | [5 empty] | 0 | 0 | 0 | 0 |  | 0 | 0 | 0 | 0 | 0 | 0% | 0 | 0 | 0% | 0 | 0 | 0 | 0 | 0 | 0% | 0 | 0 | 0 | 0 | 0 | 0 | 0
424 | Shafter | PGE Kern | {} | 0 | 0 | 0 | 0 | 0 | [5 empty] | 0 | 0 | 0 | 0 |  | 0 | 0 | 0 | 0 | 0 | 0% | 0 | 0 | 0% | 0 | 0 | 0 | 0 | 0 | 0% | 0 | 0 | 0 | 0 | 0 | 0 | 0
425 | San Luis Rey | SDGE Imperial | {'Ocean Ranch': [2.3, 29.0], 'Melrose': [4.7, 29.0], 'Cannon': [5.1, 29.0], 'Encina': [5.2, 29.0], 'Palomar Airport': [6.7, 24.0], 'Pendleton': [6.8, 27.0], 'Shadowridge': [7.3, 17.0], 'San Marcos': [9.8, 3.0], 'North City Metering': [18.7, 0.0]} | 205 | 29 | 0.14 | 176 | 0.86 | [5 empty] | 0 | 0 | 0 | 0 |  | 3 | 0.01 | 0 | 0 | 34 | 16% | 172 | 159 | 77% | 46 | 166 | 0.81 | 39 | 166 | 81% | 39 | 0 | 0 | 205 | 32 | 0.16 | 173
426 | Woodward | PGE Fresno | {} | 0 | 0 | 0 | 0 | 0 | [5 empty] | 0 | 0 | 0 | 0 |  | 0 | 0 | 0 | 0 | 0 | 0% | 0 | 0 | 0% | 0 | 0 | 0 | 0 | 0 | 0% | 0 | 0 | 0 | 0 | 0 | 0 | 0
427 | Helm | PGE Fresno | {} | 0 | 0 | 0 | 0 | 0 | [5 empty] | 0 | 0 | 0 | 0 |  | 0 | 0 | 0 | 0 | 0 | 0% | 0 | 0 | 0% | 0 | 0 | 0 | 0 | 0 | 0% | 0 | 0 | 0 | 0 | 0 | 0 | 0
428 | FMC | PGE GBA | {} | 596 | 33 | 0.06 | 563 | 0.94 | [5 empty] | 0 | 0 | 0 | 0 |  | 511 | 0.86 | 0 | 0 | 504 | 85% | 92 | 392 | 66% | 204 | 414 | 0.7 | 182 | 528 | 89% | 67 | 495 | 0.83 | 101 | 50 | 0.08 | 546
429 | Mohave | SCE EOP | {} | 8499 | 5320 | 0.63 | 3179 | 0.37 | [5 empty] | 0 | 0 | 0 | 0 |  | 0 | 0 | 0 | 0 | 0 | 0% | 8499 | 0 | 0% | 8499 | 0 | 0 | 8499 | 0 | 0% | 8499 | 9 | 0 | 8490 | 0 | 0 | 8499
430 | Wakefield | SCE Northern | {} | 104 | 4 | 0.04 | 100 | 0.96 | [5 empty] | 0 | 0 | 0 | 0 |  | 83 | 0.8 | 0 | 0 | 79 | 76% | 25 | 0 | 0% | 104 | 21 | 0.2 | 83 | 100 | 96% | 4 | 45 | 0.43 | 59 | 0 | 0 | 104
431 | Kern PP | PGE Kern | {} | 0 | 0 | 0 | 0 | 0 | [5 empty] | 0 | 0 | 0 | 0 |  | 0 | 0 | 0 | 0 | 0 | 0% | 0 | 0 | 0% | 0 | 0 | 0 | 0 | 0 | 0% | 0 | 0 | 0 | 0 | 0 | 0 | 0
432 | Diablo Canyon | PGE Kern | {'Morro Bay': [11.0, 13.0], 'San Luis Obispo': [12.3, 82.0], 'Oceano': [16.9, 11.0], 'Callender': [18.8, 1.0]} | 3081 | 277 | 0.09 | 2804 | 0.91 | [5 empty] | 1 | 0 | 0 | 0 |  | 1954 | 0.63 | 199 | 0.06 | 485 | 16% | 2596 | 125 | 4% | 2956 | 1804 | 0.59 | 1277 | 1944 | 63% | 1137 | 1946 | 0.63 | 1135 | 80 | 0.03 | 3001
433 | Reedley | PGE Fresno | {} | 0 | 0 | 0 | 0 | 0 | [5 empty] | 0 | 0 | 0 | 0 |  | 0 | 0 | 0 | 0 | 0 | 0% | 0 | 0 | 0% | 0 | 0 | 0 | 0 | 0 | 0% | 0 | 0 | 0 | 0 | 0 | 0 | 0
434 | Oakland J | PGE GBA | {'Edes': [2.0, 303.0], 'Oakland X': [3.1, 366.0], 'Oakland C': [4.4, 366.0], 'Oakland L': [4.5, 365.0], 'San Leandro U': [5.1, 149.0], 'Moraga': [6.6, 215.0], 'Grant': [7.0, 122.0], 'SAN FRAN A (POTRERO PP)': [9.3, 320.0], 'Potrero': [9.3, 320.0], 'Castro Valley': [9.7, 58.0], 'Sobrante': [9.9, 156.0], 'Mt Eden': [11.0, 64.0], 'Mt. Eden': [11.0, 64.0], 'Eastshore': [11.0, 66.0], 'Martin': [11.4, 251.0], 'El Cerrito G': [11.7, 219.0], 'Richmond R': [14.1, 162.0], 'Burlingame': [14.5, 17.0], 'Millbrae': [14.6, 27.0], 'Standard Oil': [16.3, 41.0], 'Standard Oil 2': [16.3, 41.0], 'San Pablo': [16.8, 40.0]} | 1396 | 556 | 0.4 | 840 | 0.6 | [5 empty] | 0 | 0 | 0 | 0 |  | 455 | 0.33 | 0 | 0 | 91 | 6% | 1306 | 558 | 40% | 838 | 657 | 0.47 | 739 | 715 | 51% | 681 | 114 | 0.08 | 1282 | 81 | 0.06 | 1315
435 | Sandy | SCE EOP | {} | 1703 | 677 | 0.4 | 1026 | 0.6 | [5 empty] | 0 | 0 | 0 | 0 |  | 0 | 0 | 0 | 0 | 0 | 0% | 1703 | 0 | 0% | 1703 | 35 | 0.02 | 1668 | 35 | 2% | 1668 | 996 | 0.58 | 707 | 19 | 0.01 | 1684
436 | Cayetano | PGE GBA | {'Las Positas': [3.3, 21.0], 'Los Positas': [3.4, 21.0], 'Vasco': [3.5, 21.0], 'North Dublin': [4.7, 21.0], 'Altamont': [5.1, 21.0], 'Altamont Midway (Sandhill)': [5.2, 21.0], 'Vineyard': [6.6, 21.0], 'Windmaster': [8.2, 21.0], 'Tassajara': [8.6, 21.0], 'San Ramon': [8.9, 21.0]} | 31380 | 96 | 0 | 31283 | 1 | [5 empty] | 793 | 0.03 | 1026 | 0.03 |  | 28224 | 0.9 | 564 | 0.02 | 27205 | 87% | 4174 | 27797 | 89% | 3582 | 30137 | 0.96 | 1243 | 31121 | 99% | 258 | 12598 | 0.4 | 18782 | 922 | 0.03 | 30457
437 | Pit 1 | PGE NGBA | {} | 545 | 0 | 0 | 545 | 1 | [5 empty] | 0 | 0 | 0 | 0 |  | 16 | 0.03 | 0 | 0 | 332 | 61% | 213 | 21 | 4% | 525 | 21 | 0.04 | 525 | 332 | 61% | 213 | 494 | 0.91 | 51 | 0 | 0 | 545
438 | Metcalf | PGE GBA | {} | 1323 | 0 | 0 | 1323 | 1 | [5 empty] | 0 | 0 | 0 | 0 |  | 1062 | 0.8 | 261 | 0.2 | 972 | 73% | 351 | 558 | 42% | 765 | 570 | 0.43 | 753 | 1090 | 82% | 232 | 1252 | 0.95 | 71 | 9 | 0.01 | 1314
439 | Delaney | SCE Arizona | {} | 0 | 0 | 0 | 0 | 0 | [5 empty] | 0 | 0 | 0 | 0 |  | 0 | 0 | 0 | 0 | 0 | 0% | 0 | 0 | 0% | 0 | 0 | 0 | 0 | 0 | 0% | 0 | 0 | 0 | 0 | 0 | 0 | 0
440 | Oakland L | PGE GBA | {'Oakland C': [1.0, 465.0], 'Oakland X': [2.2, 392.0], 'Oakland J': [4.5, 365.0], 'Moraga': [6.5, 235.0], 'Edes': [6.5, 303.0], 'SAN FRAN A (POTRERO PP)': [7.3, 353.0], 'Potrero': [7.3, 354.0], 'Sobrante': [7.5, 246.0], 'El Cerrito G': [7.6, 329.0], 'San Leandro U': [9.6, 149.0], 'Richmond R': [9.7, 273.0], 'Martin': [10.6, 272.0], 'Grant': [11.4, 122.0], 'Standard Oil': [11.8, 152.0], 'Standard Oil 2': [11.8, 152.0], 'San Pablo': [12.7, 130.0], 'Christie': [13.8, 20.0], 'Castro Valley': [14.1, 57.0], 'Eastshore': [15.4, 66.0], 'Mt Eden': [15.5, 64.0], 'Mt. Eden': [15.5, 64.0], 'Millbrae': [15.7, 27.0], 'Burlingame': [16.1, 17.0]} | 3135 | 671 | 0.21 | 2464 | 0.79 | [5 empty] | 1 | 0 | 0 | 0 |  | 1678 | 0.54 | 0 | 0 | 69 | 2% | 3066 | 1496 | 48% | 1639 | 2240 | 0.71 | 895 | 2276 | 73% | 859 | 602 | 0.19 | 2533 | 147 | 0.05 | 2987
441 | Lemoore | PGE Fresno | {} | 0 | 0 | 0 | 0 | 0 | [5 empty] | 0 | 0 | 0 | 0 |  | 0 | 0 | 0 | 0 | 0 | 0% | 0 | 0 | 0% | 0 | 0 | 0 | 0 | 0 | 0% | 0 | 0 | 0 | 0 | 0 | 0 | 0
442 | Tesla | PGE GBA | {} | 30546 | 21 | 0 | 30525 | 1 | [5 empty] | 793 | 0.03 | 1026 | 0.03 |  | 26336 | 0.86 | 1619 | 0.05 | 27457 | 90% | 3088 | 25718 | 84% | 4828 | 28274 | 0.93 | 2272 | 30523 | 100% | 23 | 13572 | 0.44 | 16974 | 864 | 0.03 | 29682
443 | Camanche | PGE GBA | {} | 0 | 0 | 0 | 0 | 0 | [5 empty] | 0 | 0 | 0 | 0 |  | 0 | 0 | 0 | 0 | 0 | 0% | 0 | 0 | 0% | 0 | 0 | 0 | 0 | 0 | 0% | 0 | 0 | 0 | 0 | 0 | 0 | 0
444 | Solar | PGE Kern | {'Carrizo Plains': [1.1, 135.0], 'Caliente': [8.0, 135.0], 'Kernridge': [18.4, 36.0]} | 3808 | 446 | 0.12 | 3362 | 0.88 | [5 empty] | 76 | 0.02 | 0 | 0 |  | 1365 | 0.36 | 1264 | 0.33 | 2155 | 57% | 1653 | 14 | 0% | 3794 | 292 | 0.08 | 3516 | 2170 | 57% | 1638 | 2460 | 0.65 | 1348 | 8 | 0 | 3800
445 | Mesa Heights | SDGE Imperial | {'Kearny': [1.5, 155.0], 'Mission': [3.4, 156.0], 'Elliot': [4.1, 121.0], 'Elliott': [4.1, 122.0], 'Old Town': [4.9, 156.0], 'Vine': [6.4, 156.0], 'Penasquitos': [7.1, 23.0], 'Point Loma': [7.5, 156.0], 'Murray': [8.2, 2.0], 'Silvergate': [9.4, 133.0], 'North City Metering': [9.7, 23.0], 'Spring Valley': [10.9, 1.0], 'Bay Boulevard': [15.8, 83.0], 'Otay': [17.2, 1.0], 'Imperial Beach': [17.4, 23.0]} | 554 | 195 | 0.35 | 359 | 0.65 | [5 empty] | 0 | 0 | 0 | 0 |  | 0 | 0 | 0 | 0 | 14 | 3% | 540 | 116 | 21% | 438 | 304 | 0.55 | 250 | 310 | 56% | 244 | 0 | 0 | 554 | 28 | 0.05 | 526
446 | Cove Road | PGE NGBA | {'Round Mt.': [4.9, 537.0], 'New Sub - Pit 1 - Cottonwood (Proposed)': [6.8, 559.0], 'Pit 4': [8.7, 194.0], 'Carberry': [9.2, 559.0], 'Burney Forest': [11.1, 559.0], 'Burney Forest Power': [11.1, 559.0], 'Pit 3': [12.6, 22.0]} | 6626 | 700 | 0.11 | 5926 | 0.89 | [5 empty] | 0 | 0 | 0 | 0 |  | 5170 | 0.78 | 743 | 0.11 | 3945 | 60% | 2682 | 1197 | 18% | 5430 | 1309 | 0.2 | 5317 | 5152 | 78% | 1475 | 3258 | 0.49 | 3368 | 67 | 0.01 | 6559
447 | Gold Hill | PGE NGBA | {} | 0 | 0 | 0 | 0 | 0 | [5 empty] | 0 | 0 | 0 | 0 |  | 0 | 0 | 0 | 0 | 0 | 0% | 0 | 0 | 0% | 0 | 0 | 0 | 0 | 0 | 0% | 0 | 0 | 0 | 0 | 0 | 0 | 0
448 | Control | SCE NOL | {'Inyo': [2.2, 157.0]} | 3532 | 157 | 0.04 | 3374 | 0.96 | [5 empty] | 0 | 0 | 0 | 0 |  | 0 | 0 | 0 | 0 | 0 | 0% | 3532 | 0 | 0% | 3532 | 1893 | 0.54 | 1639 | 1893 | 54% | 1639 | 3282 | 0.93 | 250 | 911 | 0.26 | 2621
449 | Lambie | PGE NGBA | {'Lambie': [0.0, 7266.0], 'Shiloh III': [3.8, 6178.0], 'Birds Landing': [7.0, 6178.0], 'Peabody': [7.1, 2254.0], 'Collinsville': [9.9, 5042.0], 'Vaca-Dixon & Gc Yard': [12.8, 1089.0], 'Pittsburg': [13.0, 1140.0], 'Kirker': [14.1, 822.0], 'GWF 2': [14.3, 1166.0], 'Grand Island': [14.9, 794.0], 'Contra Costa PP': [15.4, 1123.0], 'Contra Costa': [16.1, 1120.0], 'Lone Tree': [20.0, 8.0]} | 94858 | 10435 | 0.11 | 84423 | 0.89 | [5 empty] | 23534 | 0.25 | 26762 | 0.28 |  | 35905 | 0.38 | 0 | 0 | 16691 | 18% | 78167 | 31699 | 33% | 63159 | 27531 | 0.29 | 67328 | 44301 | 47% | 50557 | 4764 | 0.05 | 90094 | 28339 | 0.3 | 66519
450 | Summit | PGE NGBA | {} | 23119 | 4138 | 0.18 | 18981 | 0.82 | [5 empty] | 0 | 0 | 0 | 0 |  | 2456 | 0.11 | 17 | 0 | 2968 | 13% | 20151 | 4067 | 18% | 19053 | 12460 | 0.54 | 10660 | 14314 | 62% | 8806 | 12674 | 0.55 | 10446 | 1578 | 0.07 | 21541
451 | Pauda | SCE Metro | {} | 1129 | 0 | 0 | 1129 | 1 | [5 empty] | 0 | 0 | 0 | 0 |  | 232 | 0.21 | 875 | 0.78 | 1129 | 100% | 0 | 512 | 45% | 616 | 238 | 0.21 | 891 | 1129 | 100% | 0 | 638 | 0.57 | 491 | 1 | 0 | 1128
452 | Ocotillo Express | SDGE Imperial | {'East County': [9.1, 45.0], 'Boulevard': [14.4, 5.0]} | 28224 | 2879 | 0.1 | 25345 | 0.9 | [5 empty] | 0 | 0 | 0 | 0 |  | 6679 | 0.24 | 0 | 0 | 5740 | 20% | 22484 | 4849 | 17% | 23375 | 6666 | 0.24 | 21558 | 13080 | 46% | 15144 | 17875 | 0.63 | 10349 | 223 | 0.01 | 28001
453 | Corcoran | PGE Fresno | {} | 0 | 0 | 0 | 0 | 0 | [5 empty] | 0 | 0 | 0 | 0 |  | 0 | 0 | 0 | 0 | 0 | 0% | 0 | 0 | 0% | 0 | 0 | 0 | 0 | 0 | 0% | 0 | 0 | 0 | 0 | 0 | 0 | 0
454 | Penasquitos | SDGE Imperial | {'North City Metering': [2.8, 26.0], 'Mesa Heights': [7.1, 23.0], 'Kearny': [7.8, 23.0], 'Artesian': [8.6, 3.0], 'Mission': [10.5, 23.0], 'Old Town': [10.7, 23.0], 'Point Loma': [12.3, 23.0], 'Vine': [12.7, 23.0], 'San Marcos': [14.6, 3.0], 'Palomar Airport': [14.7, 3.0], 'Shadowridge': [15.5, 3.0], 'Cannon': [16.5, 3.0], 'Encina': [16.6, 3.0]} | 273 | 147 | 0.54 | 126 | 0.46 | [5 empty] | 0 | 0 | 0 | 0 |  | 0 | 0 | 0 | 0 | 0 | 0% | 273 | 56 | 21% | 217 | 112 | 0.41 | 160 | 112 | 41% | 160 | 0 | 0 | 273 | 2 | 0.01 | 271
455 | Sonora | SCE Eastern | {} | 7760 | 2480 | 0.32 | 5280 | 0.68 | [5 empty] | 3 | 0 | 3 | 0 |  | 0 | 0 | 0 | 0 | 1986 | 26% | 5774 | 1708 | 22% | 6052 | 3319 | 0.43 | 4441 | 4230 | 55% | 3530 | 2860 | 0.37 | 4900 | 706 | 0.09 | 7054
456 | Tranquility | PGE Fresno | {} | 0 | 0 | 0 | 0 | 0 | [5 empty] | 0 | 0 | 0 | 0 |  | 0 | 0 | 0 | 0 | 0 | 0% | 0 | 0 | 0% | 0 | 0 | 0 | 0 | 0 | 0% | 0 | 0 | 0 | 0 | 0 | 0 | 0
457 | Manning | PGE Fresno | {} | 0 | 0 | 0 | 0 | 0 | [5 empty] | 0 | 0 | 0 | 0 |  | 0 | 0 | 0 | 0 | 0 | 0% | 0 | 0 | 0% | 0 | 0 | 0 | 0 | 0 | 0% | 0 | 0 | 0 | 0 | 0 | 0 | 0
458 | Rerc | SCE Eastern | {} | 0 | 0 | 0 | 0 | 0 | [5 empty] | 0 | 0 | 0 | 0 |  | 0 | 0 | 0 | 0 | 0 | 0% | 0 | 0 | 0% | 0 | 0 | 0 | 0 | 0 | 0% | 0 | 0 | 0 | 0 | 0 | 0 | 0
459 | Valley Center | SDGE Imperial | {} | 0 | 0 | 0 | 0 | 0 | [5 empty] | 0 | 0 | 0 | 0 |  | 0 | 0 | 0 | 0 | 0 | 0% | 0 | 0 | 0% | 0 | 0 | 0 | 0 | 0 | 0% | 0 | 0 | 0 | 0 | 0 | 0 | 0
460 | Bannister | SCE Eastern | {} | 17711 | 9405 | 0.53 | 8306 | 0.47 | [5 empty] | 6 | 0 | 9 | 0 |  | 0 | 0 | 0 | 0 | 927 | 5% | 16784 | 2302 | 13% | 15409 | 4659 | 0.26 | 13052 | 4659 | 26% | 13052 | 4414 | 0.25 | 13297 | 949 | 0.05 | 16762
461 | Talega | SDGE Imperial | {'North of SONGS': [0.3, 45.0], 'Rancho Mission Viejo': [5.3, 40.0], 'San Onofre': [5.9, 20.0], 'Capistrano': [6.8, 39.0], 'Margarita': [7.5, 38.0], 'Q1806': [8.2, 38.0], 'Trabuco': [9.6, 36.0]} | 109 | 39 | 0.36 | 69 | 0.64 | [5 empty] | 0 | 0 | 0 | 0 |  | 3 | 0.03 | 0 | 0 | 0 | 0% | 109 | 40 | 37% | 68 | 61 | 0.56 | 47 | 61 | 56% | 47 | 0 | 0 | 109 | 0 | 0 | 108
462 | Arkansas | SCE Eastern | {} | 7922 | 2034 | 0.26 | 5888 | 0.74 | [5 empty] | 3 | 0 | 3 | 0 |  | 0 | 0 | 0 | 0 | 2399 | 30% | 5522 | 1264 | 16% | 6658 | 2874 | 0.36 | 5048 | 4199 | 53% | 3722 | 3912 | 0.49 | 4009 | 711 | 0.09 | 7211
463 | Bailey | SCE Northern | {'Warne': [6.4, 2.0], 'Neenach': [15.4, 1511.0]} | 82391 | 7684 | 0.09 | 74707 | 0.91 | [5 empty] | 1852 | 0.02 | 1474 | 0.02 |  | 29552 | 0.36 | 20082 | 0.24 | 39974 | 49% | 42417 | 45873 | 56% | 36518 | 32508 | 0.39 | 49883 | 70174 | 85% | 12217 | 35266 | 0.43 | 47125 | 1144 | 0.01 | 81247
464 | Kasson | PGE GBA | {} | 22412 | 0 | 0 | 22412 | 1 | [5 empty] | 793 | 0.04 | 1026 | 0.05 |  | 19289 | 0.86 | 533 | 0.02 | 19769 | 88% | 2642 | 21341 | 95% | 1071 | 21356 | 0.95 | 1055 | 22412 | 100% | 0 | 9996 | 0.45 | 12416 | 653 | 0.03 | 21759
465 | Bellota | PGE GBA | {} | 0 | 0 | 0 | 0 | 0 | [5 empty] | 0 | 0 | 0 | 0 |  | 0 | 0 | 0 | 0 | 0 | 0% | 0 | 0 | 0% | 0 | 0 | 0 | 0 | 0 | 0% | 0 | 0 | 0 | 0 | 0 | 0 | 0
466 | Geysers Tap 12 | PGE NGBA | {} | 8363 | 0 | 0 | 8363 | 1 | [5 empty] | 138 | 0.02 | 10 | 0 |  | 3865 | 0.46 | 3456 | 0.41 | 7746 | 93% | 617 | 4192 | 50% | 4171 | 5716 | 0.68 | 2647 | 8363 | 100% | 0 | 3043 | 0.36 | 5320 | 9 | 0 | 8354
467 | Paul Sweet | PGE GBA | {} | 247 | 55 | 0.22 | 192 | 0.78 | [5 empty] | 5 | 0.02 | 8 | 0.03 |  | 69 | 0.28 | 0 | 0 | 97 | 39% | 149 | 59 | 24% | 187 | 83 | 0.34 | 163 | 167 | 68% | 80 | 38 | 0.15 | 209 | 10 | 0.04 | 237
468 | Carquinez | PGE NGBA | {'Parkway': [3.9, 1153.0], 'Bahia': [6.0, 1153.0], 'Christie': [6.5, 1156.0], 'San Pablo': [8.8, 799.0], 'Martinez': [8.9, 1153.0], 'Alhambra': [9.3, 1151.0], 'El Cerrito G': [12.5, 537.0], 'Standard Oil': [12.6, 30.0], 'Standard Oil 2': [12.6, 30.0], 'Sobrante': [13.1, 725.0], 'Richmond R': [13.2, 27.0], 'Meadow Lane': [13.8, 1031.0], 'Lakewood': [16.4, 104.0]} | 14620 | 1549 | 0.11 | 13070 | 0.89 | [5 empty] | 110 | 0.01 | 0 | 0 |  | 8160 | 0.56 | 0 | 0 | 7769 | 53% | 6850 | 4861 | 33% | 9759 | 4128 | 0.28 | 10491 | 12316 | 84% | 2303 | 5544 | 0.38 | 9076 | 3150 | 0.22 | 11469
469 | El Centro | SDGE Imperial | {'Imperial Valley': [11.9, 2.0]} | 3555 | 1113 | 0.31 | 2442 | 0.69 | [5 empty] | 53 | 0.01 | 27 | 0.01 |  | 0 | 0 | 0 | 0 | 1075 | 30% | 2481 | 104 | 3% | 3452 | 104 | 0.03 | 3452 | 1178 | 33% | 2377 | 1535 | 0.43 | 2020 | 340 | 0.1 | 3215
470 | Riverbank | PGE GBA | {} | 0 | 0 | 0 | 0 | 0 | [5 empty] | 0 | 0 | 0 | 0 |  | 0 | 0 | 0 | 0 | 0 | 0% | 0 | 0 | 0% | 0 | 0 | 0 | 0 | 0 | 0% | 0 | 0 | 0 | 0 | 0 | 0 | 0
471 | Valley | SCE Eastern | {} | 0 | 0 | 0 | 0 | 0 | [5 empty] | 0 | 0 | 0 | 0 |  | 0 | 0 | 0 | 0 | 0 | 0% | 0 | 0 | 0% | 0 | 0 | 0 | 0 | 0 | 0% | 0 | 0 | 0 | 0 | 0 | 0 | 0
472 | Madera | PGE Fresno | {} | 0 | 0 | 0 | 0 | 0 | [5 empty] | 0 | 0 | 0 | 0 |  | 0 | 0 | 0 | 0 | 0 | 0% | 0 | 0 | 0% | 0 | 0 | 0 | 0 | 0 | 0% | 0 | 0 | 0 | 0 | 0 | 0 | 0
473 | Rio Bravo | PGE Kern | {} | 0 | 0 | 0 | 0 | 0 | [5 empty] | 0 | 0 | 0 | 0 |  | 0 | 0 | 0 | 0 | 0 | 0% | 0 | 0 | 0% | 0 | 0 | 0 | 0 | 0 | 0% | 0 | 0 | 0 | 0 | 0 | 0 | 0
474 | New Sub - Lugo - Pisgah (Proposed) | SCE NOL | {} | 87329 | 9727 | 0.11 | 77602 | 0.89 | [5 empty] | 0 | 0 | 0 | 0 |  | 2916 | 0.03 | 241 | 0 | 19324 | 22% | 68005 | 4613 | 5% | 82716 | 8457 | 0.1 | 78872 | 26086 | 30% | 61243 | 67460 | 0.77 | 19869 | 35 | 0 | 87294
475 | Kern Oil | PGE Kern | {} | 0 | 0 | 0 | 0 | 0 | [5 empty] | 0 | 0 | 0 | 0 |  | 0 | 0 | 0 | 0 | 0 | 0% | 0 | 0 | 0% | 0 | 0 | 0 | 0 | 0 | 0% | 0 | 0 | 0 | 0 | 0 | 0 | 0
476 | IS Tap | SCE EOP | {} | 8 | 8 | 1 | 0 | 0 | [5 empty] | 0 | 0 | 0 | 0 |  | 0 | 0 | 0 | 0 | 0 | 0% | 8 | 0 | 0% | 8 | 0 | 0 | 8 | 0 | 0% | 8 | 0 | 0 | 8 | 0 | 0 | 8
477 | Q1806 | SDGE Imperial | {'Capistrano': [1.6, 45.0], 'Trabuco': [2.1, 43.0], 'Margarita': [3.0, 39.0], 'Rancho Mission Viejo': [4.5, 39.0], 'Talega': [8.2, 38.0], 'North of SONGS': [8.3, 38.0], 'Santiago': [10.5, 7.0], 'San Onofre': [13.3, 13.0]} | 254 | 60 | 0.24 | 194 | 0.76 | [5 empty] | 0 | 0 | 0 | 0 |  | 0 | 0 | 0 | 0 | 9 | 4% | 245 | 56 | 22% | 198 | 168 | 0.66 | 86 | 177 | 70% | 77 | 0 | 0 | 254 | 6 | 0.02 | 248
478 | Casaloma | PGE Kern | {} | 0 | 0 | 0 | 0 | 0 | [5 empty] | 0 | 0 | 0 | 0 |  | 0 | 0 | 0 | 0 | 0 | 0% | 0 | 0 | 0% | 0 | 0 | 0 | 0 | 0 | 0% | 0 | 0 | 0 | 0 | 0 | 0 | 0
479 | Fern Road | PGE NGBA | {'Round Mt.': [11.5, 57.0], 'New Sub - Pit 1 - Cottonwood (Proposed)': [14.0, 105.0]} | 3814 | 715 | 0.19 | 3099 | 0.81 | [5 empty] | 0 | 0 | 0 | 0 |  | 2784 | 0.73 | 0 | 0 | 2617 | 69% | 1197 | 101 | 3% | 3712 | 55 | 0.01 | 3759 | 2633 | 69% | 1181 | 1447 | 0.38 | 2367 | 37 | 0.01 | 3777
480 | North of SONGS | SCE Metro | {'Talega': [0.3, 45.0], 'Rancho Mission Viejo': [5.5, 40.0], 'San Onofre': [5.6, 20.0], 'Capistrano': [6.8, 39.0], 'Margarita': [7.6, 38.0], 'Q1806': [8.3, 38.0], 'Trabuco': [9.7, 36.0]} | 109 | 39 | 0.36 | 69 | 0.64 | [5 empty] | 0 | 0 | 0 | 0 |  | 3 | 0.03 | 0 | 0 | 0 | 0% | 109 | 40 | 37% | 68 | 61 | 0.56 | 47 | 61 | 56% | 47 | 0 | 0 | 109 | 0 | 0 | 108
481 | Vine | SDGE Imperial | {'Old Town': [2.0, 212.0], 'Point Loma': [3.2, 212.0], 'Silvergate': [3.7, 189.0], 'Mission': [4.0, 211.0], 'Mesa Heights': [6.4, 156.0], 'Kearny': [7.1, 155.0], 'Elliot': [7.5, 121.0], 'Elliott': [7.5, 122.0], 'Murray': [9.7, 2.0], 'Spring Valley': [10.2, 1.0], 'Bay Boulevard': [10.3, 124.0], 'Telegraph Canyon': [11.7, 32.0], 'Imperial Beach': [11.8, 58.0], 'Miguel': [12.0, 26.0], 'Salt Creek': [12.1, 23.0], 'Otay': [12.2, 33.0], 'Penasquitos': [12.7, 23.0], 'San Ysidro': [15.1, 27.0], 'North City Metering': [15.4, 23.0]} | 591 | 197 | 0.33 | 394 | 0.67 | [5 empty] | 0 | 0 | 0 | 0 |  | 0 | 0 | 0 | 0 | 14 | 2% | 576 | 144 | 24% | 447 | 336 | 0.57 | 255 | 341 | 58% | 250 | 0 | 0 | 591 | 29 | 0.05 | 562
482 | Belden | PGE NGBA | {} | 10346 | 3 | 0 | 10342 | 1 | [5 empty] | 0 | 0 | 0 | 0 |  | 3027 | 0.29 | 1642 | 0.16 | 5501 | 53% | 4845 | 8406 | 81% | 1939 | 8243 | 0.8 | 2103 | 10255 | 99% | 90 | 8437 | 0.82 | 1909 | 417 | 0.04 | 9928
483 | Standard Oil | PGE GBA | {'Standard Oil 2': [0.0, 347.0], 'Richmond R': [2.2, 344.0], 'San Pablo': [4.0, 262.0], 'El Cerrito G': [5.5, 303.0], 'Sobrante': [10.6, 160.0], 'Christie': [10.7, 49.0], 'Ignacio': [11.8, 41.0], 'Oakland L': [11.8, 152.0], 'Oakland C': [12.2, 140.0], 'Carquinez': [12.6, 30.0], 'Oakland X': [13.4, 68.0], 'Potrero': [13.5, 138.0], 'SAN FRAN A (POTRERO PP)': [13.5, 141.0], 'Moraga': [14.5, 60.0], 'Alhambra': [14.6, 27.0], 'Martinez': [15.7, 26.0], 'Oakland J': [16.3, 41.0], 'Parkway': [16.5, 26.0], 'Bahia': [16.6, 26.0], 'Martin': [17.2, 21.0], 'Edes': [18.3, 7.0]} | 4906 | 1494 | 0.3 | 3413 | 0.7 | [5 empty] | 10 | 0 | 0 | 0 |  | 2258 | 0.46 | 0 | 0 | 200 | 4% | 4707 | 1703 | 35% | 3203 | 2916 | 0.59 | 1990 | 3026 | 62% | 1880 | 816 | 0.17 | 4090 | 372 | 0.08 | 4534
484 | Panama | PGE Kern | {} | 0 | 0 | 0 | 0 | 0 | [5 empty] | 0 | 0 | 0 | 0 |  | 0 | 0 | 0 | 0 | 0 | 0% | 0 | 0 | 0% | 0 | 0 | 0 | 0 | 0 | 0% | 0 | 0 | 0 | 0 | 0 | 0 | 0
485 | Oakland X | PGE GBA | {'Oakland L': [2.2, 392.0], 'Oakland C': [2.8, 392.0], 'Oakland J': [3.1, 366.0], 'Moraga': [4.8, 235.0], 'Edes': [5.1, 303.0], 'Sobrante': [7.1, 178.0], 'San Leandro U': [8.0, 149.0], 'El Cerrito G': [8.6, 245.0], 'SAN FRAN A (POTRERO PP)': [9.1, 336.0], 'Potrero': [9.1, 337.0], 'Grant': [10.1, 122.0], 'Richmond R': [11.3, 188.0], 'Martin': [12.0, 256.0], 'Castro Valley': [12.2, 58.0], 'Standard Oil': [13.4, 68.0], 'Standard Oil 2': [13.5, 68.0], 'Christie': [13.8, 17.0], 'San Pablo': [13.8, 62.0], 'Mt Eden': [14.0, 64.0], 'Mt. Eden': [14.0, 64.0], 'Eastshore': [14.0, 66.0], 'Millbrae': [16.4, 27.0], 'Burlingame': [16.6, 17.0]} | 3007 | 720 | 0.24 | 2287 | 0.76 | [5 empty] | 1 | 0 | 0 | 0 |  | 1844 | 0.61 | 0 | 0 | 74 | 2% | 2932 | 1494 | 50% | 1512 | 2078 | 0.69 | 928 | 2120 | 71% | 886 | 643 | 0.21 | 2363 | 125 | 0.04 | 2882
486 | Butte | PGE NGBA | {} | 5 | 0 | 0 | 5 | 1 | [5 empty] | 0 | 0 | 0 | 0 |  | 0 | 0 | 0 | 0 | 5 | 100% | 0 | 0 | 0% | 5 | 5 | 1 | 0 | 5 | 100% | 0 | 5 | 1 | 0 | 0 | 0 | 5
487 | Nortech | PGE GBA | {} | 552 | 3 | 0 | 549 | 1 | [5 empty] | 0 | 0 | 0 | 0 |  | 470 | 0.85 | 0 | 0 | 476 | 86% | 76 | 416 | 75% | 136 | 438 | 0.79 | 114 | 498 | 90% | 54 | 469 | 0.85 | 83 | 71 | 0.13 | 480
488 | Windsor | SCE Metro | {'La Cienega': [1.1, 4.0], 'El Nido': [7.0, 3.0], 'Chevmain': [7.0, 4.0], 'El Segundo': [7.1, 4.0]} | 96 | 17 | 0.17 | 80 | 0.83 | [5 empty] | 0 | 0 | 0 | 0 |  | 0 | 0 | 0 | 0 | 0 | 0% | 96 | 74 | 76% | 23 | 77 | 0.8 | 19 | 77 | 80% | 19 | 0 | 0 | 96 | 0 | 0 | 96
489 | Haas | PGE Fresno | {} | 0 | 0 | 0 | 0 | 0 | [5 empty] | 0 | 0 | 0 | 0 |  | 0 | 0 | 0 | 0 | 0 | 0% | 0 | 0 | 0% | 0 | 0 | 0 | 0 | 0 | 0% | 0 | 0 | 0 | 0 | 0 | 0 | 0
490 | Stone | PGE GBA | {} | 1161 | 33 | 0.03 | 1128 | 0.97 | [5 empty] | 0 | 0 | 0 | 0 |  | 1061 | 0.91 | 66 | 0.06 | 1030 | 89% | 131 | 469 | 40% | 692 | 481 | 0.41 | 680 | 1045 | 90% | 116 | 1055 | 0.91 | 106 | 12 | 0.01 | 1149
491 | El Cerrito G | PGE GBA | {'Richmond R': [3.7, 419.0], 'Sobrante': [5.2, 737.0], 'San Pablo': [5.2, 742.0], 'Standard Oil': [5.5, 303.0], 'Standard Oil 2': [5.5, 303.0], 'Oakland L': [7.6, 329.0], 'Christie': [7.9, 556.0], 'Oakland C': [8.3, 317.0], 'Oakland X': [8.6, 245.0], 'Moraga': [9.0, 179.0], 'Alhambra': [10.8, 534.0], 'Oakland J': [11.7, 219.0], 'Potrero': [12.0, 309.0], 'SAN FRAN A (POTRERO PP)': [12.0, 311.0], 'Martinez': [12.2, 533.0], 'Carquinez': [12.5, 537.0], 'Lakewood': [13.3, 59.0], 'Edes': [13.7, 178.0], 'Meadow Lane': [14.0, 469.0], 'Bahia': [14.6, 533.0], 'Martin': [15.9, 191.0], 'Parkway': [16.3, 533.0], 'San Leandro U': [16.6, 41.0], 'Ignacio': [17.0, 15.0], 'Grant': [18.7, 14.0]} | 4940 | 1690 | 0.34 | 3250 | 0.66 | [5 empty] | 4 | 0 | 0 | 0 |  | 2012 | 0.41 | 0 | 0 | 45 | 1% | 4895 | 1571 | 32% | 3368 | 3014 | 0.61 | 1926 | 3027 | 61% | 1913 | 611 | 0.12 | 4329 | 303 | 0.06 | 4637
492 | Elizabeth Lake | SCE Northern | {'Pardee': [4.1, 79.0], 'Saugus': [5.3, 79.0]} | 12239 | 497 | 0.04 | 11741 | 0.96 | [5 empty] | 0 | 0 | 0 | 0 |  | 3225 | 0.26 | 6963 | 0.57 | 7017 | 57% | 5221 | 168 | 1% | 12071 | 201 | 0.02 | 12037 | 7126 | 58% | 5113 | 8186 | 0.67 | 4052 | 266 | 0.02 | 11973
493 | Ashlan | PGE Fresno | {} | 0 | 0 | 0 | 0 | 0 | [5 empty] | 0 | 0 | 0 | 0 |  | 0 | 0 | 0 | 0 | 0 | 0% | 0 | 0 | 0% | 0 | 0 | 0 | 0 | 0 | 0% | 0 | 0 | 0 | 0 | 0 | 0 | 0
494 | Meadow Lane | PGE GBA | {'Lakewood': [3.8, 104.0], 'Clayton': [4.7, 10.0], 'Alhambra': [4.7, 1039.0], 'Martinez': [5.0, 1041.0], 'Kirker': [8.9, 10.0], 'Christie': [8.9, 1031.0], 'Sobrante': [9.3, 692.0], 'Bahia': [9.4, 1041.0], 'Pittsburg': [9.8, 10.0], 'GWF 2': [11.0, 10.0], 'Carquinez': [13.8, 1031.0], 'El Cerrito G': [14.0, 469.0], 'Collinsville': [14.3, 6.0], 'Parkway': [14.8, 1031.0], 'San Pablo': [15.5, 689.0], 'Birds Landing': [16.4, 2.0], 'Shiloh III': [18.1, 2.0]} | 21464 | 1597 | 0.07 | 19867 | 0.93 | [5 empty] | 751 | 0.03 | 0 | 0 |  | 8826 | 0.41 | 0 | 0 | 11298 | 53% | 10166 | 14470 | 67% | 6994 | 10281 | 0.48 | 11183 | 18118 | 84% | 3346 | 4414 | 0.21 | 17050 | 9161 | 0.43 | 12303
495 | Bucks Creek | PGE NGBA | {} | 11192 | 3 | 0 | 11188 | 1 | [5 empty] | 0 | 0 | 0 | 0 |  | 3379 | 0.3 | 1911 | 0.17 | 5782 | 52% | 5410 | 8971 | 80% | 2221 | 8827 | 0.79 | 2365 | 11102 | 99% | 90 | 8895 | 0.79 | 2297 | 455 | 0.04 | 10737
496 | Dunn Siding | SCE NOL | {'Harvard': [13.6, 17.0]} | 27533 | 5040 | 0.18 | 22493 | 0.82 | [5 empty] | 7 | 0 | 157 | 0.01 |  | 0 | 0 | 0 | 0 | 10097 | 37% | 17437 | 7672 | 28% | 19861 | 6651 | 0.24 | 20882 | 10958 | 40% | 16575 | 18631 | 0.68 | 8902 | 676 | 0.02 | 26857
497 | Pit 4 | PGE NGBA | {'Pit 3': [5.3, 66.0], 'James B Black': [6.5, 15.0], 'Cove Road': [8.7, 194.0], 'Carberry': [10.2, 194.0], 'Burney Forest': [10.3, 194.0], 'Burney Forest Power': [10.3, 194.0], 'New Sub - Pit 1 - Cottonwood (Proposed)': [11.5, 194.0], 'Round Mt.': [13.3, 172.0]} | 7013 | 1107 | 0.16 | 5906 | 0.84 | [5 empty] | 0 | 0 | 0 | 0 |  | 6002 | 0.86 | 358 | 0.05 | 3083 | 44% | 3930 | 1565 | 22% | 5448 | 909 | 0.13 | 6104 | 4640 | 66% | 2373 | 3068 | 0.44 | 3945 | 74 | 0.01 | 6939
498 | SAN FRAN A (POTRERO PP) | PGE GBA | {'Potrero': [0.0, 469.0], 'Martin': [3.9, 321.0], 'Oakland C': [6.4, 354.0], 'Oakland L': [7.3, 353.0], 'Oakland X': [9.1, 336.0], 'Oakland J': [9.3, 320.0], 'Millbrae': [10.5, 68.0], 'Edes': [10.5, 257.0], 'Burlingame': [11.7, 33.0], 'Richmond R': [11.9, 261.0], 'El Cerrito G': [12.0, 311.0], 'San Leandro U': [13.3, 103.0], 'Standard Oil': [13.5, 141.0], 'Standard Oil 2': [13.5, 141.0], 'Grant': [13.7, 76.0], 'Moraga': [13.8, 222.0], 'Sobrante': [14.2, 168.0], 'San Pablo': [16.2, 67.0], 'Eastshore': [17.3, 20.0], 'Mt Eden': [17.7, 18.0], 'Mt. Eden': [17.7, 18.0], 'Castro Valley': [18.2, 12.0], 'Christie': [19.7, 10.0]} | 1836 | 698 | 0.38 | 1138 | 0.62 | [5 empty] | 0 | 0 | 0 | 0 |  | 0 | 0 | 0 | 0 | 107 | 6% | 1728 | 404 | 22% | 1431 | 941 | 0.51 | 895 | 977 | 53% | 858 | 90 | 0.05 | 1745 | 133 | 0.07 | 1703
499 | Frogtown | PGE GBA | {} | 0 | 0 | 0 | 0 | 0 | [5 empty] | 0 | 0 | 0 | 0 |  | 0 | 0 | 0 | 0 | 0 | 0% | 0 | 0 | 0% | 0 | 0 | 0 | 0 | 0 | 0% | 0 | 0 | 0 | 0 | 0 | 0 | 0
500 | Knights Landing | PGE NGBA | {} | 913 | 0 | 0 | 913 | 1 | [5 empty] | 90 | 0.1 | 11 | 0.01 |  | 791 | 0.87 | 0 | 0 | 913 | 100% | 0 | 0 | 0% | 913 | 0 | 0 | 913 | 913 | 100% | 0 | 771 | 0.85 | 141 | 0 | 0 | 913
501 | Sandlot | SCE NOL | {} | 6231 | 201 | 0.03 | 6030 | 0.97 | [5 empty] | 0 | 0 | 0 | 0 |  | 0 | 0 | 0 | 0 | 4222 | 68% | 2008 | 3615 | 58% | 2615 | 1856 | 0.3 | 4375 | 5566 | 89% | 665 | 3799 | 0.61 | 2431 | 181 | 0.03 | 6049
502 | Sunrise | PGE Kern | {} | 0 | 0 | 0 | 0 | 0 | [5 empty] | 0 | 0 | 0 | 0 |  | 0 | 0 | 0 | 0 | 0 | 0% | 0 | 0 | 0% | 0 | 0 | 0 | 0 | 0 | 0% | 0 | 0 | 0 | 0 | 0 | 0 | 0
503 | Lilac | SDGE Imperial | {} | 0 | 0 | 0 | 0 | 0 | [5 empty] | 0 | 0 | 0 | 0 |  | 0 | 0 | 0 | 0 | 0 | 0% | 0 | 0 | 0% | 0 | 0 | 0 | 0 | 0 | 0% | 0 | 0 | 0 | 0 | 0 | 0 | 0
504 | Alhambra | PGE GBA | {'Martinez': [1.6, 1159.0], 'Christie': [4.3, 1151.0], 'Meadow Lane': [4.7, 1039.0], 'Bahia': [6.1, 1159.0], 'Lakewood': [7.1, 104.0], 'Sobrante': [7.5, 722.0], 'Carquinez': [9.3, 1151.0], 'Clayton': [9.4, 9.0], 'El Cerrito G': [10.8, 534.0], 'Parkway': [10.9, 1150.0], 'San Pablo': [11.2, 794.0], 'Kirker': [12.3, 9.0], 'Pittsburg': [13.0, 9.0], 'Richmond R': [13.8, 24.0], 'GWF 2': [14.6, 9.0], 'Standard Oil': [14.6, 27.0], 'Standard Oil 2': [14.7, 27.0], 'Collinsville': [17.0, 4.0]} | 15005 | 1279 | 0.09 | 13726 | 0.91 | [5 empty] | 6 | 0 | 0 | 0 |  | 5288 | 0.35 | 0 | 0 | 7362 | 49% | 7643 | 8006 | 53% | 6999 | 5134 | 0.34 | 9871 | 12525 | 83% | 2480 | 2911 | 0.19 | 12094 | 6842 | 0.46 | 8163
505 | Charleston | SCE EOP | {'Pahrump': [8.1, 32.0], 'Thousandaire': [10.4, 32.0], 'Gamebird': [12.2, 1.0]} | 6532 | 700 | 0.11 | 5832 | 0.89 | [5 empty] | 0 | 0 | 0 | 0 |  | 0 | 0 | 0 | 0 | 784 | 12% | 5749 | 639 | 10% | 5893 | 1407 | 0.22 | 5125 | 2191 | 34% | 4341 | 4839 | 0.74 | 1694 | 117 | 0.02 | 6415
506 | Vasco | PGE GBA | {'Los Positas': [1.2, 21.0], 'Las Positas': [1.2, 21.0], 'Altamont': [3.3, 21.0], 'Altamont Midway (Sandhill)': [3.3, 21.0], 'Cayetano': [3.5, 21.0], 'Windmaster': [7.4, 21.0], 'North Dublin': [8.1, 21.0], 'Vineyard': [8.1, 21.0], 'Tassajara': [12.1, 21.0], 'San Ramon': [12.2, 21.0]} | 32135 | 96 | 0 | 32038 | 1 | [5 empty] | 793 | 0.02 | 1026 | 0.03 |  | 28348 | 0.88 | 1195 | 0.04 | 28150 | 88% | 3985 | 28119 | 88% | 4016 | 30458 | 0.95 | 1676 | 31876 | 99% | 258 | 13638 | 0.42 | 18497 | 903 | 0.03 | 31231
507 | Harris | PGE NGBA | {'Humboldt': [1.0, 140.0], 'Humboldt Bay': [4.9, 139.0], 'Arcata': [6.4, 110.0]} | 1441 | 350 | 0.24 | 1091 | 0.76 | [5 empty] | 0 | 0 | 0 | 0 |  | 0 | 0 | 0 | 0 | 275 | 19% | 1166 | 128 | 9% | 1313 | 162 | 0.11 | 1279 | 348 | 24% | 1093 | 510 | 0.35 | 931 | 241 | 0.17 | 1200
508 | Grizzly | PGE NGBA | {'Rock Creek': [1.0, 3.0], 'Rock Creek 1': [1.0, 3.0], 'Cresta': [7.3, 3.0]} | 12863 | 68 | 0.01 | 12795 | 0.99 | [5 empty] | 0 | 0 | 0 | 0 |  | 3874 | 0.3 | 1586 | 0.12 | 5828 | 45% | 7035 | 9612 | 75% | 3250 | 10790 | 0.84 | 2072 | 12732 | 99% | 131 | 9807 | 0.76 | 3056 | 472 | 0.04 | 12391
509 | Jackass (DOE) | SCE EOP | {'Lathrop': [9.0, 3724.0], 'Mercury': [15.8, 922.0], 'Valley Switch': [17.7, 5.0]} | 122171 | 8271 | 0.07 | 113899 | 0.93 | [5 empty] | 0 | 0 | 0 | 0 |  | 0 | 0 | 0 | 0 | 0 | 0% | 122171 | 0 | 0% | 122171 | 0 | 0 | 122171 | 0 | 0% | 122171 | 0 | 0 | 122171 | 0 | 0 | 122171
510 | North City Metering | SDGE Imperial | {'Penasquitos': [2.8, 26.0], 'Artesian': [6.6, 4.0], 'Mesa Heights': [9.7, 23.0], 'Kearny': [10.1, 23.0], 'San Marcos': [11.9, 5.0], 'Palomar Airport': [12.0, 5.0], 'Shadowridge': [12.7, 5.0], 'Mission': [13.0, 23.0], 'Old Town': [13.5, 23.0], 'Cannon': [14.0, 5.0], 'Encina': [14.0, 5.0], 'Point Loma': [15.1, 23.0], 'Vine': [15.4, 23.0], 'Melrose': [17.3, 0.0], 'Ocean Ranch': [18.0, 1.0], 'San Luis Rey': [18.7, 0.0]} | 90 | 30 | 0.33 | 60 | 0.67 | [5 empty] | 0 | 0 | 0 | 0 |  | 0 | 0 | 0 | 0 | 0 | 0% | 90 | 34 | 38% | 56 | 55 | 0.61 | 35 | 55 | 61% | 35 | 0 | 0 | 90 | 2 | 0.03 | 88
511 | Ormond Beach | SCE Northern | {'Mandalay': [7.1, 84.0], 'Santa Clara': [12.0, 9.0]} | 596 | 109 | 0.18 | 487 | 0.82 | [5 empty] | 5 | 0.01 | 0 | 0 |  | 0 | 0 | 0 | 0 | 244 | 41% | 352 | 226 | 38% | 370 | 283 | 0.48 | 313 | 476 | 80% | 120 | 30 | 0.05 | 566 | 71 | 0.12 | 525
512 | Warne | SCE Northern | {'Bailey': [6.4, 2.0], 'Neenach': [17.4, 2.0]} | 59237 | 3699 | 0.06 | 55538 | 0.94 | [5 empty] | 1608 | 0.03 | 814 | 0.01 |  | 24412 | 0.41 | 21257 | 0.36 | 28451 | 48% | 30786 | 32088 | 54% | 27149 | 25829 | 0.44 | 33408 | 50979 | 86% | 8258 | 29702 | 0.5 | 29535 | 1121 | 0.02 | 58116
513 | POE | PGE NGBA | {} | 5295 | 0 | 0 | 5295 | 1 | [5 empty] | 0 | 0 | 0 | 0 |  | 1094 | 0.21 | 659 | 0.12 | 1927 | 36% | 3368 | 3648 | 69% | 1647 | 5271 | 1 | 24 | 5294 | 100% | 1 | 3687 | 0.7 | 1608 | 147 | 0.03 | 5148
514 | Pit 3 | PGE NGBA | {'Pit 4': [5.3, 66.0], 'Burney Forest': [8.5, 22.0], 'Burney Forest Power': [8.5, 22.0], 'Carberry': [9.6, 22.0], 'James B Black': [11.8, 15.0], 'Cove Road': [12.6, 22.0], 'New Sub - Pit 1 - Cottonwood (Proposed)': [12.7, 22.0]} | 6019 | 1025 | 0.17 | 4994 | 0.83 | [5 empty] | 0 | 0 | 0 | 0 |  | 5186 | 0.86 | 91 | 0.02 | 2276 | 38% | 3743 | 1549 | 26% | 4469 | 809 | 0.13 | 5209 | 3718 | 62% | 2300 | 2551 | 0.42 | 3468 | 61 | 0.01 | 5958
515 | Evergreen | PGE GBA | {} | 1734 | 33 | 0.02 | 1701 | 0.98 | [5 empty] | 0 | 0 | 0 | 0 |  | 1617 | 0.93 | 84 | 0.05 | 1454 | 84% | 280 | 685 | 40% | 1049 | 697 | 0.4 | 1037 | 1469 | 85% | 265 | 1630 | 0.94 | 105 | 20 | 0.01 | 1714
516 | Rincon | PGE NGBA | {} | 1287 | 0 | 0 | 1287 | 1 | [5 empty] | 35 | 0.03 | 0 | 0 |  | 835 | 0.65 | 0 | 0 | 1287 | 100% | 0 | 537 | 42% | 749 | 568 | 0.44 | 718 | 1287 | 100% | 0 | 1205 | 0.94 | 82 | 1 | 0 | 1286
517 | Whisman | PGE GBA | {'Cooley Landing': [5.8, 1.0], 'Ravenswood': [7.2, 1.0], 'Menlo': [7.6, 1.0], 'Dumbarton': [10.6, 1.0], 'Jefferson': [12.4, 1.0], 'Eastshore': [15.5, 1.0]} | 141 | 51 | 0.36 | 90 | 0.64 | [5 empty] | 0 | 0 | 0 | 0 |  | 0 | 0 | 0 | 0 | 8 | 6% | 133 | 2 | 2% | 139 | 25 | 0.18 | 116 | 33 | 23% | 108 | 0 | 0 | 141 | 71 | 0.5 | 70
518 | Brighton | PGE NGBA | {} | 0 | 0 | 0 | 0 | 0 | [5 empty] | 0 | 0 | 0 | 0 |  | 0 | 0 | 0 | 0 | 0 | 0% | 0 | 0 | 0% | 0 | 0 | 0 | 0 | 0 | 0% | 0 | 0 | 0 | 0 | 0 | 0 | 0
519 | Mi-Wuk | PGE GBA | {} | 0 | 0 | 0 | 0 | 0 | [5 empty] | 0 | 0 | 0 | 0 |  | 0 | 0 | 0 | 0 | 0 | 0% | 0 | 0 | 0% | 0 | 0 | 0 | 0 | 0 | 0% | 0 | 0 | 0 | 0 | 0 | 0 | 0
520 | San Ysidro | SDGE Imperial | {'Otay': [2.9, 35.0], 'Imperial Beach': [4.3, 32.0], 'Bay Boulevard': [5.1, 32.0], 'Telegraph Canyon': [5.3, 37.0], 'Otay Mesa': [6.7, 6.0], 'Salt Creek': [8.4, 27.0], 'Miguel': [8.5, 29.0], 'Silvergate': [11.4, 30.0], 'Vine': [15.1, 27.0], 'Mission': [16.7, 27.0], 'Old Town': [17.1, 27.0], 'Point Loma': [17.3, 27.0]} | 612 | 123 | 0.2 | 488 | 0.8 | [5 empty] | 0 | 0 | 0 | 0 |  | 0 | 0 | 0 | 0 | 54 | 9% | 557 | 232 | 38% | 380 | 433 | 0.71 | 179 | 439 | 72% | 173 | 3 | 0 | 609 | 54 | 0.09 | 558
521 | Lincoln | PGE NGBA | {} | 0 | 0 | 0 | 0 | 0 | [5 empty] | 0 | 0 | 0 | 0 |  | 0 | 0 | 0 | 0 | 0 | 0% | 0 | 0 | 0% | 0 | 0 | 0 | 0 | 0 | 0% | 0 | 0 | 0 | 0 | 0 | 0 | 0
522 | Jefferson | PGE GBA | {'Menlo': [4.9, 20.0], 'Ravenswood': [8.4, 38.0], 'Cooley Landing': [8.7, 17.0], 'Burlingame': [10.1, 63.0], 'Millbrae': [11.8, 60.0], 'Whisman': [12.4, 1.0], 'Dumbarton': [14.2, 13.0], 'Eastshore': [14.9, 18.0], 'Mt Eden': [15.8, 4.0], 'Mt. Eden': [15.8, 4.0], 'Grant': [16.4, 15.0], 'Martin': [18.4, 27.0]} | 660 | 152 | 0.23 | 508 | 0.77 | [5 empty] | 1 | 0 | 0 | 0 |  | 0 | 0 | 0 | 0 | 105 | 16% | 556 | 205 | 31% | 455 | 402 | 0.61 | 259 | 410 | 62% | 251 | 147 | 0.22 | 513 | 97 | 0.15 | 564
523 | Lakewood | PGE GBA | {'Meadow Lane': [3.8, 104.0], 'Alhambra': [7.1, 104.0], 'Martinez': [8.1, 104.0], 'Sobrante': [8.2, 104.0], 'Christie': [10.5, 104.0], 'Bahia': [12.8, 104.0], 'El Cerrito G': [13.3, 59.0], 'San Pablo': [16.0, 102.0], 'Carquinez': [16.4, 104.0], 'Parkway': [18.0, 104.0]} | 15617 | 1312 | 0.08 | 14305 | 0.92 | [5 empty] | 4 | 0 | 0 | 0 |  | 6772 | 0.43 | 0 | 0 | 7778 | 50% | 7839 | 10566 | 68% | 5051 | 7685 | 0.49 | 7933 | 13476 | 86% | 2142 | 3447 | 0.22 | 12171 | 6363 | 0.41 | 9254
524 | Windmaster | PGE GBA | {'Altamont': [4.1, 21.0], 'Altamont Midway (Sandhill)': [4.1, 21.0], 'Vasco': [7.4, 21.0], 'Cayetano': [8.2, 21.0], 'Los Positas': [8.6, 21.0], 'Las Positas': [8.6, 21.0], 'North Dublin': [12.3, 21.0], 'Tassajara': [14.4, 21.0], 'Vineyard': [14.7, 21.0], 'San Ramon': [16.4, 21.0]} | 32328 | 96 | 0 | 32232 | 1 | [5 empty] | 793 | 0.02 | 1026 | 0.03 |  | 29093 | 0.9 | 638 | 0.02 | 28406 | 88% | 3922 | 28787 | 89% | 3541 | 31127 | 0.96 | 1201 | 32065 | 99% | 263 | 13617 | 0.42 | 18711 | 931 | 0.03 | 31397
525 | Rosamond | SCE Northern | {'Whirlwind': [11.2, 8895.0], 'Windhub': [12.1, 4222.0], 'Antelope': [12.8, 7025.0], 'Neenach': [16.1, 4203.0], 'Highwind': [18.2, 703.0]} | 86323 | 39804 | 0.46 | 46519 | 0.54 | [5 empty] | 2174 | 0.03 | 751 | 0.01 |  | 6838 | 0.08 | 8 | 0 | 13803 | 16% | 72520 | 25789 | 30% | 60534 | 22779 | 0.26 | 63544 | 39816 | 46% | 46507 | 17349 | 0.2 | 68974 | 744 | 0.01 | 85579
526 | Los Positas | PGE GBA | {'Las Positas': [0.0, 21.0], 'Vasco': [1.2, 21.0], 'Cayetano': [3.4, 21.0], 'Altamont': [4.5, 21.0], 'Altamont Midway (Sandhill)': [4.5, 21.0], 'Vineyard': [6.9, 21.0], 'North Dublin': [7.4, 21.0], 'Windmaster': [8.6, 21.0], 'San Ramon': [11.4, 21.0], 'Tassajara': [11.7, 21.0]} | 31815 | 96 | 0 | 31719 | 1 | [5 empty] | 793 | 0.02 | 1026 | 0.03 |  | 28024 | 0.88 | 1199 | 0.04 | 27832 | 87% | 3983 | 27800 | 87% | 4015 | 30140 | 0.95 | 1675 | 31557 | 99% | 258 | 13346 | 0.42 | 18469 | 903 | 0.03 | 30912
527 | Oregon Trail | PGE NGBA | {} | 547 | 46 | 0.08 | 501 | 0.92 | [5 empty] | 0 | 0 | 0 | 0 |  | 392 | 0.72 | 0 | 0 | 391 | 71% | 156 | 93 | 17% | 454 | 360 | 0.66 | 187 | 429 | 78% | 118 | 420 | 0.77 | 127 | 0 | 0 | 547
528 | Burlingame | PGE GBA | {'Millbrae': [1.9, 123.0], 'Martin': [8.3, 67.0], 'Jefferson': [10.1, 63.0], 'Potrero': [11.6, 33.0], 'SAN FRAN A (POTRERO PP)': [11.7, 33.0], 'Grant': [12.4, 15.0], 'Eastshore': [13.6, 9.0], 'Edes': [13.9, 14.0], 'Menlo': [14.0, 10.0], 'Ravenswood': [14.0, 28.0], 'Mt Eden': [14.5, 1.0], 'Mt. Eden': [14.5, 1.0], 'Oakland J': [14.5, 17.0], 'Oakland C': [15.1, 17.0], 'Cooley Landing': [15.2, 7.0], 'Oakland L': [16.1, 17.0], 'Oakland X': [16.6, 17.0], 'Dumbarton': [16.8, 3.0]} | 1203 | 457 | 0.38 | 746 | 0.62 | [5 empty] | 1 | 0 | 0 | 0 |  | 0 | 0 | 0 | 0 | 133 | 11% | 1070 | 282 | 23% | 921 | 568 | 0.47 | 635 | 604 | 50% | 599 | 147 | 0.12 | 1056 | 101 | 0.08 | 1102
529 | Fremont | PGE GBA | {} | 301 | 28 | 0.09 | 273 | 0.91 | [5 empty] | 0 | 0 | 0 | 0 |  | 185 | 0.62 | 0 | 0 | 185 | 62% | 115 | 128 | 43% | 172 | 151 | 0.5 | 150 | 209 | 70% | 92 | 185 | 0.62 | 116 | 77 | 0.25 | 224
530 | Callender | PGE Kern | {'Oceano': [3.8, 84.0], 'Mesa': [7.9, 43.0], 'San Luis Obispo': [15.2, 11.0], 'Diablo Canyon': [18.8, 1.0]} | 1932 | 244 | 0.13 | 1688 | 0.87 | [5 empty] | 1 | 0 | 0 | 0 |  | 1409 | 0.73 | 0 | 0 | 407 | 21% | 1525 | 37 | 2% | 1895 | 204 | 0.11 | 1728 | 542 | 28% | 1389 | 1589 | 0.82 | 342 | 97 | 0.05 | 1835
531 | Delta PP | PGE GBA | {} | 32380 | 96 | 0 | 32284 | 1 | [5 empty] | 793 | 0.02 | 1026 | 0.03 |  | 29076 | 0.9 | 712 | 0.02 | 28463 | 88% | 3917 | 28809 | 89% | 3571 | 31160 | 0.96 | 1220 | 32122 | 99% | 258 | 13722 | 0.42 | 18658 | 925 | 0.03 | 31455
532 | Moraga | PGE GBA | {'Sobrante': [4.8, 168.0], 'Oakland X': [4.8, 235.0], 'Oakland L': [6.5, 235.0], 'Oakland J': [6.6, 215.0], 'Oakland C': [7.4, 235.0], 'Edes': [7.8, 182.0], 'El Cerrito G': [9.0, 179.0], 'San Leandro U': [9.6, 97.0], 'Christie': [11.1, 17.0], 'Castro Valley': [12.2, 6.0], 'Grant': [12.3, 70.0], 'Richmond R': [12.5, 132.0], 'San Pablo': [13.5, 59.0], 'Potrero': [13.8, 221.0], 'SAN FRAN A (POTRERO PP)': [13.8, 222.0], 'Standard Oil': [14.5, 60.0], 'Standard Oil 2': [14.5, 60.0], 'Mt Eden': [15.4, 12.0], 'Mt. Eden': [15.4, 12.0], 'Eastshore': [15.7, 14.0], 'Martin': [16.8, 149.0]} | 3932 | 1454 | 0.37 | 2478 | 0.63 | [5 empty] | 4 | 0 | 0 | 0 |  | 2104 | 0.53 | 0 | 0 | 138 | 3% | 3795 | 1479 | 38% | 2454 | 2218 | 0.56 | 1715 | 2291 | 58% | 1642 | 702 | 0.18 | 3230 | 147 | 0.04 | 3785
533 | Collierville | PGE GBA | {} | 62 | 57 | 0.92 | 5 | 0.08 | [5 empty] | 0 | 0 | 0 | 0 |  | 0 | 0 | 62 | 1 | 0 | 0% | 62 | 0 | 0% | 62 | 0 | 0 | 62 | 0 | 0% | 62 | 5 | 0.08 | 57 | 0 | 0 | 62
534 | Rock Creek | PGE NGBA | {'Rock Creek 1': [0.0, 3.0], 'Grizzly': [1.0, 3.0], 'Cresta': [6.5, 3.0]} | 12779 | 33 | 0 | 12746 | 1 | [5 empty] | 0 | 0 | 0 | 0 |  | 3861 | 0.3 | 1683 | 0.13 | 5926 | 46% | 6853 | 9524 | 75% | 3255 | 10683 | 0.84 | 2096 | 12692 | 99% | 87 | 9789 | 0.77 | 2990 | 482 | 0.04 | 12297
535 | Homestake | PGE NGBA | {} | 34088 | 218 | 0.01 | 33870 | 0.99 | [5 empty] | 131 | 0 | 59 | 0 |  | 8703 | 0.26 | 25368 | 0.74 | 24183 | 71% | 9905 | 4340 | 13% | 29748 | 7744 | 0.23 | 26344 | 26266 | 77% | 7822 | 30911 | 0.91 | 3176 | 269 | 0.01 | 33818
536 | James B Black | PGE NGBA | {'Pit 4': [6.5, 15.0], 'Pit 3': [11.8, 15.0]} | 6349 | 997 | 0.16 | 5352 | 0.84 | [5 empty] | 0 | 0 | 0 | 0 |  | 5134 | 0.81 | 1090 | 0.17 | 2309 | 36% | 4039 | 1610 | 25% | 4739 | 1412 | 0.22 | 4936 | 3954 | 62% | 2394 | 3426 | 0.54 | 2922 | 57 | 0.01 | 6292
537 | Harvard | SCE NOL | {'Cool Water': [13.1, 5269.0], 'Dunn Siding': [13.6, 17.0]} | 71317 | 25211 | 0.35 | 46105 | 0.65 | [5 empty] | 706 | 0.01 | 582 | 0.01 |  | 0 | 0 | 0 | 0 | 29273 | 41% | 42043 | 8875 | 12% | 62442 | 4717 | 0.07 | 66599 | 30148 | 42% | 41168 | 34997 | 0.49 | 36319 | 1299 | 0.02 | 70018
538 | San Jose B | PGE GBA | {} | 748 | 33 | 0.04 | 715 | 0.96 | [5 empty] | 0 | 0 | 0 | 0 |  | 675 | 0.9 | 0 | 0 | 661 | 88% | 87 | 462 | 62% | 286 | 480 | 0.64 | 268 | 681 | 91% | 67 | 647 | 0.87 | 101 | 45 | 0.06 | 703
539 | Edenvale | PGE GBA | {} | 1254 | 0 | 0 | 1254 | 1 | [5 empty] | 0 | 0 | 0 | 0 |  | 1121 | 0.89 | 133 | 0.11 | 965 | 77% | 289 | 436 | 35% | 818 | 448 | 0.36 | 805 | 1029 | 82% | 225 | 1183 | 0.94 | 71 | 11 | 0.01 | 1243
540 | Mt Poso | PGE Kern | {} | 0 | 0 | 0 | 0 | 0 | [5 empty] | 0 | 0 | 0 | 0 |  | 0 | 0 | 0 | 0 | 0 | 0% | 0 | 0 | 0% | 0 | 0 | 0 | 0 | 0 | 0% | 0 | 0 | 0 | 0 | 0 | 0 | 0
541 | Rock Creek 1 | PGE NGBA | {'Rock Creek': [0.0, 3.0], 'Grizzly': [1.0, 3.0], 'Cresta': [6.4, 3.0]} | 12774 | 32 | 0 | 12742 | 1 | [5 empty] | 0 | 0 | 0 | 0 |  | 3863 | 0.3 | 1684 | 0.13 | 5927 | 46% | 6847 | 9523 | 75% | 3251 | 10682 | 0.84 | 2093 | 12689 | 99% | 85 | 9792 | 0.77 | 2982 | 482 | 0.04 | 12292
542 | New Sub - Kramer - Lugo (Proposed) | SCE NOL | {'Roadway': [0.0, 400.0], 'Victor': [5.1, 25.0]} | 12495 | 1130 | 0.09 | 11365 | 0.91 | [5 empty] | 0 | 0 | 0 | 0 |  | 16 | 0 | 0 | 0 | 7257 | 58% | 5238 | 7977 | 64% | 4518 | 4063 | 0.33 | 8432 | 9764 | 78% | 2731 | 6149 | 0.49 | 6346 | 33 | 0 | 12461
543 | Baker | SCE NOL | {} | 14759 | 1739 | 0.12 | 13020 | 0.88 | [5 empty] | 0 | 0 | 0 | 0 |  | 0 | 0 | 0 | 0 | 8329 | 56% | 6430 | 6819 | 46% | 7941 | 6819 | 0.46 | 7941 | 9732 | 66% | 5027 | 10025 | 0.68 | 4734 | 11 | 0 | 14748
544 | Mountain View | PGE GBA | {} | 132 | 47 | 0.35 | 86 | 0.65 | [5 empty] | 0 | 0 | 0 | 0 |  | 0 | 0 | 0 | 0 | 8 | 6% | 124 | 1 | 1% | 131 | 24 | 0.18 | 109 | 32 | 24% | 101 | 0 | 0 | 132 | 68 | 0.51 | 65
545 | Stanislaus | PGE GBA | {} | 62 | 57 | 0.92 | 5 | 0.08 | [5 empty] | 0 | 0 | 0 | 0 |  | 0 | 0 | 62 | 1 | 0 | 0% | 62 | 0 | 0% | 62 | 0 | 0 | 62 | 0 | 0% | 62 | 5 | 0.08 | 57 | 0 | 0 | 62
546 | Eagle Mountain | SCE Eastern | {'Kem': [4.0, 5986.0], 'Red Bluff': [11.2, 7992.0]} | 42233 | 11631 | 0.28 | 30603 | 0.72 | [5 empty] | 11 | 0 | 0 | 0 |  | 0 | 0 | 0 | 0 | 6299 | 15% | 35934 | 6585 | 16% | 35648 | 0 | 0 | 42233 | 12865 | 30% | 29369 | 22214 | 0.53 | 20019 | 481 | 0.01 | 41752
547 | Contra Costa PP | PGE GBA | {'Contra Costa': [1.6, 1948.0], 'Lone Tree': [4.8, 352.0], 'GWF 2': [5.3, 1400.0], 'Collinsville': [6.1, 2947.0], 'Pittsburg': [7.4, 1237.0], 'Kirker': [7.8, 904.0], 'Brentwood': [8.1, 139.0], 'Birds Landing': [8.5, 3038.0], 'Shiloh III': [11.7, 2586.0], 'Clayton': [12.2, 1.0], 'Lambie': [15.4, 1123.0], 'Lambie Energy': [15.4, 1123.0], 'Tassajara': [16.9, 75.0], 'Grand Island': [17.7, 1672.0]} | 49984 | 9936 | 0.2 | 40047 | 0.8 | [5 empty] | 11415 | 0.23 | 5995 | 0.12 |  | 18698 | 0.37 | 92 | 0 | 10847 | 22% | 39136 | 25096 | 50% | 24888 | 21383 | 0.43 | 28601 | 28791 | 58% | 21192 | 3890 | 0.08 | 46093 | 14286 | 0.29 | 35698
548 | Padre Flats SW STA | PGE Fresno | {} | 4694 | 0 | 0 | 4694 | 1 | [5 empty] | 3 | 0 | 0 | 0 |  | 1772 | 0.38 | 2915 | 0.62 | 4570 | 97% | 124 | 0 | 0% | 4694 | 171 | 0.04 | 4524 | 4570 | 97% | 124 | 4459 | 0.95 | 235 | 8 | 0 | 4686
549 | Bliss | SCE Northern | {} | 0 | 0 | 0 | 0 | 0 | [5 empty] | 0 | 0 | 0 | 0 |  | 0 | 0 | 0 | 0 | 0 | 0% | 0 | 0 | 0% | 0 | 0 | 0 | 0 | 0 | 0% | 0 | 0 | 0 | 0 | 0 | 0 | 0
550 | Divide | PGE Kern | {} | 466 | 22 | 0.05 | 444 | 0.95 | [5 empty] | 0 | 0 | 0 | 0 |  | 245 | 0.53 | 0 | 0 | 199 | 43% | 267 | 0 | 0% | 466 | 114 | 0.25 | 351 | 233 | 50% | 233 | 322 | 0.69 | 144 | 53 | 0.11 | 413
551 | Cresta | PGE NGBA | {'Rock Creek 1': [6.4, 3.0], 'Rock Creek': [6.5, 3.0], 'Grizzly': [7.3, 3.0]} | 9649 | 70 | 0.01 | 9579 | 0.99 | [5 empty] | 0 | 0 | 0 | 0 |  | 3233 | 0.34 | 1221 | 0.13 | 3845 | 40% | 5804 | 7157 | 74% | 2492 | 8115 | 0.84 | 1534 | 9526 | 99% | 122 | 7049 | 0.73 | 2600 | 421 | 0.04 | 9228
552 | Race Track | PGE GBA | {} | 0 | 0 | 0 | 0 | 0 | [5 empty] | 0 | 0 | 0 | 0 |  | 0 | 0 | 0 | 0 | 0 | 0% | 0 | 0 | 0% | 0 | 0 | 0 | 0 | 0 | 0% | 0 | 0 | 0 | 0 | 0 | 0 | 0
553 | Lodi | PGE GBA | {'Eight Mile': [2.1, 167.0]} | 11702 | 1234 | 0.11 | 10468 | 0.89 | [5 empty] | 2687 | 0.23 | 3720 | 0.32 |  | 0 | 0 | 0 | 0 | 51 | 0% | 11651 | 5627 | 48% | 6075 | 5627 | 0.48 | 6075 | 5645 | 48% | 6058 | 0 | 0 | 11702 | 956 | 0.08 | 10746
554 | Rancho Seco | PGE GBA | {} | 0 | 0 | 0 | 0 | 0 | [5 empty] | 0 | 0 | 0 | 0 |  | 0 | 0 | 0 | 0 | 0 | 0% | 0 | 0 | 0% | 0 | 0 | 0 | 0 | 0 | 0% | 0 | 0 | 0 | 0 | 0 | 0 | 0
555 | Monticello | PGE NGBA | {} | 24203 | 1086 | 0.04 | 23117 | 0.96 | [5 empty] | 986 | 0.04 | 1041 | 0.04 |  | 20084 | 0.83 | 911 | 0.04 | 21675 | 90% | 2528 | 2433 | 10% | 21770 | 2415 | 0.1 | 21788 | 21791 | 90% | 2412 | 17775 | 0.73 | 6428 | 314 | 0.01 | 23889
556 | New Sub - Westley - Quinto (Proposed) | PGE Fresno | {} | 6275 | 0 | 0 | 6275 | 1 | [5 empty] | 0 | 0 | 0 | 0 |  | 2454 | 0.39 | 3821 | 0.61 | 6186 | 99% | 90 | 1336 | 21% | 4939 | 2873 | 0.46 | 3403 | 6222 | 99% | 53 | 6275 | 1 | 0 | 2 | 0 | 6274
557 | North Dublin | PGE GBA | {'San Ramon': [4.2, 21.0], 'Tassajara': [4.7, 21.0], 'Cayetano': [4.7, 21.0], 'Vineyard': [5.2, 21.0], 'Los Positas': [7.4, 21.0], 'Las Positas': [7.4, 21.0], 'Vasco': [8.1, 21.0], 'Altamont': [9.8, 21.0], 'Altamont Midway (Sandhill)': [9.8, 21.0], 'Windmaster': [12.3, 21.0]} | 13959 | 96 | 0.01 | 13863 | 0.99 | [5 empty] | 0 | 0 | 0 | 0 |  | 13844 | 0.99 | 102 | 0.01 | 12380 | 89% | 1580 | 10419 | 75% | 3540 | 13066 | 0.94 | 893 | 13701 | 98% | 258 | 5015 | 0.36 | 8944 | 459 | 0.03 | 13501
558 | Wildlife | SCE Eastern | {} | 0 | 0 | 0 | 0 | 0 | [5 empty] | 0 | 0 | 0 | 0 |  | 0 | 0 | 0 | 0 | 0 | 0% | 0 | 0 | 0% | 0 | 0 | 0 | 0 | 0 | 0% | 0 | 0 | 0 | 0 | 0 | 0 | 0
559 | Clovis | PGE Fresno | {} | 0 | 0 | 0 | 0 | 0 | [5 empty] | 0 | 0 | 0 | 0 |  | 0 | 0 | 0 | 0 | 0 | 0% | 0 | 0 | 0% | 0 | 0 | 0 | 0 | 0 | 0% | 0 | 0 | 0 | 0 | 0 | 0 | 0
560 | Greenleaf 1 | PGE NGBA | {} | 1591 | 0 | 0 | 1591 | 1 | [5 empty] | 0 | 0 | 0 | 0 |  | 1591 | 1 | 0 | 0 | 1538 | 97% | 53 | 1034 | 65% | 556 | 1034 | 0.65 | 556 | 1557 | 98% | 33 | 1304 | 0.82 | 286 | 5 | 0 | 1585
561 | Atlantic | PGE NGBA | {} | 0 | 0 | 0 | 0 | 0 | [5 empty] | 0 | 0 | 0 | 0 |  | 0 | 0 | 0 | 0 | 0 | 0% | 0 | 0 | 0% | 0 | 0 | 0 | 0 | 0 | 0% | 0 | 0 | 0 | 0 | 0 | 0 | 0
562 | Vasona | PGE GBA | {'El Patio': [3.1, 33.0], 'Saratoga': [3.3, 33.0], 'Hicks': [3.8, 33.0], 'Monta Vista': [7.6, 33.0]} | 110 | 33 | 0.3 | 77 | 0.7 | [5 empty] | 0 | 0 | 0 | 0 |  | 69 | 0.62 | 0 | 0 | 77 | 70% | 33 | 0 | 0% | 110 | 12 | 0.11 | 98 | 77 | 70% | 33 | 38 | 0.34 | 73 | 2 | 0.02 | 109
563 | Mercury | SCE EOP | {'Innovation': [5.5, 707.0], 'Jackass (DOE)': [15.8, 922.0]} | 64258 | 4536 | 0.07 | 59722 | 0.93 | [5 empty] | 0 | 0 | 0 | 0 |  | 0 | 0 | 0 | 0 | 0 | 0% | 64258 | 0 | 0% | 64258 | 0 | 0 | 64258 | 0 | 0% | 64258 | 0 | 0 | 64258 | 0 | 0 | 64258
564 | Monta Vista | PGE GBA | {'Saratoga': [4.4, 33.0], 'Vasona': [7.6, 33.0], 'El Patio': [7.8, 33.0], 'Hicks': [11.3, 33.0]} | 143 | 44 | 0.31 | 99 | 0.69 | [5 empty] | 0 | 0 | 0 | 0 |  | 22 | 0.15 | 0 | 0 | 30 | 21% | 113 | 0 | 0% | 143 | 31 | 0.22 | 112 | 49 | 34% | 95 | 22 | 0.15 | 121 | 63 | 0.44 | 80
565 | Topaz | PGE Kern | {'Carrizo Plains': [1.1, 135.0], 'Caliente': [8.0, 135.0], 'Kernridge': [18.4, 36.0]} | 3808 | 446 | 0.12 | 3362 | 0.88 | [5 empty] | 76 | 0.02 | 0 | 0 |  | 1365 | 0.36 | 1264 | 0.33 | 2155 | 57% | 1653 | 14 | 0% | 3794 | 292 | 0.08 | 3516 | 2170 | 57% | 1638 | 2460 | 0.65 | 1348 | 8 | 0 | 3800
566 | Balch | PGE Fresno | {} | 0 | 0 | 0 | 0 | 0 | [5 empty] | 0 | 0 | 0 | 0 |  | 0 | 0 | 0 | 0 | 0 | 0% | 0 | 0 | 0% | 0 | 0 | 0 | 0 | 0 | 0% | 0 | 0 | 0 | 0 | 0 | 0 | 0
567 | El Dorado PH | PGE NGBA | {} | 0 | 0 | 0 | 0 | 0 | [5 empty] | 0 | 0 | 0 | 0 |  | 0 | 0 | 0 | 0 | 0 | 0% | 0 | 0 | 0% | 0 | 0 | 0 | 0 | 0 | 0% | 0 | 0 | 0 | 0 | 0 | 0 | 0
568 | Bell | PGE NGBA | {} | 0 | 0 | 0 | 0 | 0 | [5 empty] | 0 | 0 | 0 | 0 |  | 0 | 0 | 0 | 0 | 0 | 0% | 0 | 0 | 0% | 0 | 0 | 0 | 0 | 0 | 0% | 0 | 0 | 0 | 0 | 0 | 0 | 0
569 | San Pablo | PGE GBA | {'Standard Oil': [4.0, 262.0], 'Standard Oil 2': [4.0, 262.0], 'Richmond R': [4.5, 259.0], 'El Cerrito G': [5.2, 742.0], 'Christie': [7.1, 819.0], 'Carquinez': [8.8, 799.0], 'Sobrante': [8.9, 853.0], 'Alhambra': [11.2, 794.0], 'Martinez': [12.1, 796.0], 'Ignacio': [12.7, 41.0], 'Oakland L': [12.7, 130.0], 'Parkway': [12.7, 796.0], 'Bahia': [12.7, 796.0], 'Oakland C': [13.4, 118.0], 'Moraga': [13.5, 59.0], 'Oakland X': [13.8, 62.0], 'Meadow Lane': [15.5, 689.0], 'Lakewood': [16.0, 102.0], 'Potrero': [16.2, 65.0], 'SAN FRAN A (POTRERO PP)': [16.2, 67.0], 'Oakland J': [16.8, 40.0], 'Edes': [18.8, 6.0]} | 6686 | 1763 | 0.26 | 4923 | 0.74 | [5 empty] | 12 | 0 | 0 | 0 |  | 2720 | 0.41 | 0 | 0 | 738 | 11% | 5949 | 2407 | 36% | 4280 | 2829 | 0.42 | 3857 | 4417 | 66% | 2270 | 1461 | 0.22 | 5225 | 502 | 0.08 | 6184
570 | Lambie (old) | PGE NGBA | {'Lambie Energy': [0.0, 7266.0], 'Shiloh III': [3.8, 6177.0], 'Birds Landing': [7.0, 6177.0], 'Peabody': [7.1, 2254.0], 'Collinsville': [9.9, 5042.0], 'Vaca-Dixon & Gc Yard': [12.8, 1089.0], 'Pittsburg': [13.0, 1140.0], 'Kirker': [14.1, 822.0], 'GWF 2': [14.3, 1166.0], 'Grand Island': [14.9, 794.0], 'Contra Costa PP': [15.4, 1123.0], 'Contra Costa': [16.1, 1120.0], 'Lone Tree': [20.0, 8.0]} | 94829 | 10435 | 0.11 | 84394 | 0.89 | [5 empty] | 23525 | 0.25 | 26746 | 0.28 |  | 35898 | 0.38 | 0 | 0 | 16694 | 18% | 78136 | 31698 | 33% | 63131 | 27527 | 0.29 | 67302 | 44299 | 47% | 50530 | 4767 | 0.05 | 90062 | 28339 | 0.3 | 66490
571 | Figarden | PGE Fresno | {} | 0 | 0 | 0 | 0 | 0 | [5 empty] | 0 | 0 | 0 | 0 |  | 0 | 0 | 0 | 0 | 0 | 0% | 0 | 0 | 0% | 0 | 0 | 0 | 0 | 0 | 0% | 0 | 0 | 0 | 0 | 0 | 0 | 0
572 | Trimble | PGE GBA | {} | 863 | 33 | 0.04 | 830 | 0.96 | [5 empty] | 0 | 0 | 0 | 0 |  | 770 | 0.89 | 0 | 0 | 775 | 90% | 87 | 629 | 73% | 233 | 648 | 0.75 | 214 | 794 | 92% | 68 | 769 | 0.89 | 94 | 62 | 0.07 | 801
573 | Tassajara | PGE GBA | {'San Ramon': [4.1, 21.0], 'North Dublin': [4.7, 21.0], 'Cayetano': [8.6, 21.0], 'Vineyard': [9.5, 21.0], 'Clayton': [10.6, 1.0], 'Los Positas': [11.7, 21.0], 'Las Positas': [11.7, 21.0], 'Vasco': [12.1, 21.0], 'Altamont': [13.0, 21.0], 'Altamont Midway (Sandhill)': [13.0, 21.0], 'Lone Tree': [13.0, 75.0], 'Windmaster': [14.4, 21.0], 'Brentwood': [15.0, 75.0], 'GWF 2': [15.3, 75.0], 'Contra Costa': [15.5, 75.0], 'Contra Costa PP': [16.9, 75.0]} | 7714 | 96 | 0.01 | 7618 | 0.99 | [5 empty] | 0 | 0 | 0 | 0 |  | 7610 | 0.99 | 102 | 0.01 | 5677 | 74% | 2036 | 6019 | 78% | 1695 | 7023 | 0.91 | 690 | 7456 | 97% | 258 | 3392 | 0.44 | 4322 | 171 | 0.02 | 7543
574 | Santa Rosa A | PGE NGBA | {} | 1064 | 0 | 0 | 1064 | 1 | [5 empty] | 25 | 0.02 | 0 | 0 |  | 734 | 0.69 | 0 | 0 | 1008 | 95% | 56 | 457 | 43% | 607 | 512 | 0.48 | 552 | 1064 | 100% | 0 | 924 | 0.87 | 140 | 7 | 0.01 | 1057
575 | Piercy | PGE GBA | {} | 1735 | 0 | 0 | 1735 | 1 | [5 empty] | 0 | 0 | 0 | 0 |  | 1553 | 0.89 | 182 | 0.11 | 1439 | 83% | 296 | 582 | 34% | 1153 | 595 | 0.34 | 1141 | 1503 | 87% | 232 | 1663 | 0.96 | 72 | 14 | 0.01 | 1721
576 | Caribou | PGE NGBA | {} | 4849 | 317 | 0.07 | 4532 | 0.93 | [5 empty] | 0 | 0 | 0 | 0 |  | 2082 | 0.43 | 409 | 0.08 | 1966 | 41% | 2883 | 3466 | 71% | 1383 | 3043 | 0.63 | 1806 | 4330 | 89% | 519 | 4201 | 0.87 | 648 | 213 | 0.04 | 4636
577 | Vista (SCE) | SCE Eastern | {} | 385 | 0 | 0 | 385 | 1 | [5 empty] | 0 | 0 | 0 | 0 |  | 2 | 0 | 383 | 1 | 385 | 100% | 0 | 101 | 26% | 284 | 339 | 0.88 | 46 | 385 | 100% | 0 | 143 | 0.37 | 242 | 0 | 0 | 385
578 | Cardiff | SCE Eastern | {} | 3604 | 0 | 0 | 3604 | 1 | [5 empty] | 0 | 0 | 0 | 0 |  | 1124 | 0.31 | 2383 | 0.66 | 3563 | 99% | 41 | 350 | 10% | 3254 | 1194 | 0.33 | 2410 | 3604 | 100% | 0 | 2488 | 0.69 | 1117 | 58 | 0.02 | 3546
579 | Cannon | SDGE Imperial | {'Encina': [0.2, 34.0], 'Palomar Airport': [2.8, 29.0], 'San Luis Rey': [5.1, 29.0], 'Shadowridge': [5.4, 22.0], 'Ocean Ranch': [5.6, 30.0], 'Melrose': [6.6, 29.0], 'San Marcos': [7.8, 8.0], 'Pendleton': [11.9, 27.0], 'Artesian': [14.0, 4.0], 'North City Metering': [14.0, 5.0], 'Penasquitos': [16.5, 3.0]} | 215 | 29 | 0.14 | 186 | 0.86 | [5 empty] | 0 | 0 | 0 | 0 |  | 2 | 0.01 | 0 | 0 | 34 | 16% | 182 | 170 | 79% | 45 | 176 | 0.82 | 39 | 176 | 82% | 39 | 0 | 0 | 215 | 32 | 0.15 | 183
580 | Mt Eden | PGE GBA | {'Eastshore': [0.9, 86.0], 'Grant': [4.2, 83.0], 'Castro Valley': [4.7, 76.0], 'Dumbarton': [5.7, 20.0], 'San Leandro U': [6.0, 82.0], 'Edes': [8.9, 81.0], 'Ravenswood': [9.9, 22.0], 'Oakland J': [11.0, 64.0], 'Cooley Landing': [11.1, 8.0], 'Oakland X': [14.0, 64.0], 'Burlingame': [14.5, 1.0], 'Menlo': [14.9, 2.0], 'Oakland C': [15.1, 64.0], 'Moraga': [15.4, 12.0], 'Oakland L': [15.5, 64.0], 'Jefferson': [15.8, 4.0], 'Millbrae': [15.9, 1.0], 'Martin': [17.4, 10.0], 'SAN FRAN A (POTRERO PP)': [17.7, 18.0], 'Potrero': [17.7, 19.0]} | 539 | 232 | 0.43 | 307 | 0.57 | [5 empty] | 0 | 0 | 0 | 0 |  | 59 | 0.11 | 0 | 0 | 58 | 11% | 481 | 91 | 17% | 448 | 133 | 0.25 | 406 | 191 | 35% | 348 | 58 | 0.11 | 481 | 110 | 0.2 | 429
581 | Fitch Mountain | PGE NGBA | {} | 5286 | 0 | 0 | 5286 | 1 | [5 empty] | 49 | 0.01 | 0 | 0 |  | 2735 | 0.52 | 144 | 0.03 | 4876 | 92% | 410 | 2753 | 52% | 2533 | 4862 | 0.92 | 424 | 5286 | 100% | 0 | 3434 | 0.65 | 1853 | 0 | 0 | 5286
582 | Stockton A | PGE GBA | {} | 0 | 0 | 0 | 0 | 0 | [5 empty] | 0 | 0 | 0 | 0 |  | 0 | 0 | 0 | 0 | 0 | 0% | 0 | 0 | 0% | 0 | 0 | 0 | 0 | 0 | 0% | 0 | 0 | 0 | 0 | 0 | 0 | 0
583 | Saratoga | PGE GBA | {'Vasona': [3.3, 33.0], 'Monta Vista': [4.4, 33.0], 'El Patio': [4.4, 33.0], 'Hicks': [7.0, 33.0]} | 105 | 33 | 0.32 | 72 | 0.68 | [5 empty] | 0 | 0 | 0 | 0 |  | 24 | 0.23 | 0 | 0 | 32 | 31% | 73 | 0 | 0% | 105 | 17 | 0.17 | 87 | 37 | 36% | 67 | 24 | 0.23 | 81 | 39 | 0.38 | 65
584 | Christie | PGE GBA | {'Alhambra': [4.3, 1151.0], 'Martinez': [5.0, 1153.0], 'Carquinez': [6.5, 1156.0], 'Bahia': [6.6, 1153.0], 'Sobrante': [6.8, 744.0], 'San Pablo': [7.1, 819.0], 'El Cerrito G': [7.9, 556.0], 'Meadow Lane': [8.9, 1031.0], 'Parkway': [9.4, 1153.0], 'Richmond R': [10.2, 46.0], 'Lakewood': [10.5, 104.0], 'Standard Oil': [10.7, 49.0], 'Standard Oil 2': [10.8, 49.0], 'Moraga': [11.1, 17.0], 'Oakland X': [13.8, 17.0], 'Oakland L': [13.8, 20.0], 'Oakland C': [14.8, 20.0], 'SAN FRAN A (POTRERO PP)': [19.7, 10.0], 'Potrero': [19.7, 10.0]} | 11930 | 1326 | 0.11 | 10604 | 0.89 | [5 empty] | 4 | 0 | 0 | 0 |  | 4851 | 0.41 | 0 | 0 | 4968 | 42% | 6963 | 5044 | 42% | 6886 | 3292 | 0.28 | 8639 | 9577 | 80% | 2353 | 2646 | 0.22 | 9284 | 4027 | 0.34 | 7903
585 | Las Aguilas | PGE Fresno | {} | 4314 | 0 | 0 | 4314 | 1 | [5 empty] | 0 | 0 | 0 | 0 |  | 1052 | 0.24 | 3263 | 0.76 | 3559 | 82% | 756 | 294 | 7% | 4020 | 888 | 0.21 | 3427 | 3976 | 92% | 339 | 4288 | 0.99 | 26 | 4 | 0 | 4311
586 | Monroe | PGE NGBA | {} | 650 | 0 | 0 | 650 | 1 | [5 empty] | 6 | 0.01 | 0 | 0 |  | 450 | 0.69 | 0 | 0 | 600 | 92% | 50 | 406 | 62% | 245 | 453 | 0.7 | 198 | 650 | 100% | 0 | 594 | 0.91 | 57 | 1 | 0 | 649
587 | Elliot | SDGE Imperial | {'Elliott': [0.0, 121.0], 'Kearny': [2.8, 121.0], 'Mission': [3.6, 121.0], 'Murray': [4.1, 2.0], 'Mesa Heights': [4.1, 121.0], 'Old Town': [7.0, 121.0], 'Spring Valley': [7.3, 1.0], 'Vine': [7.5, 121.0], 'Silvergate': [9.0, 121.0], 'Point Loma': [9.9, 121.0], 'Bay Boulevard': [14.4, 80.0], 'Otay': [15.4, 1.0], 'Imperial Beach': [16.1, 23.0]} | 549 | 195 | 0.36 | 354 | 0.64 | [5 empty] | 0 | 0 | 0 | 0 |  | 0 | 0 | 0 | 0 | 14 | 3% | 535 | 109 | 20% | 441 | 300 | 0.55 | 249 | 306 | 56% | 244 | 0 | 0 | 549 | 29 | 0.05 | 521
588 | Sunset | PGE Kern | {} | 0 | 0 | 0 | 0 | 0 | [5 empty] | 0 | 0 | 0 | 0 |  | 0 | 0 | 0 | 0 | 0 | 0% | 0 | 0 | 0% | 0 | 0 | 0 | 0 | 0 | 0% | 0 | 0 | 0 | 0 | 0 | 0 | 0
589 | Herndon | PGE Fresno | {} | 0 | 0 | 0 | 0 | 0 | [5 empty] | 0 | 0 | 0 | 0 |  | 0 | 0 | 0 | 0 | 0 | 0% | 0 | 0 | 0% | 0 | 0 | 0 | 0 | 0 | 0% | 0 | 0 | 0 | 0 | 0 | 0 | 0
590 | Menlo | PGE GBA | {'Jefferson': [4.9, 20.0], 'Cooley Landing': [5.0, 17.0], 'Ravenswood': [5.5, 20.0], 'Whisman': [7.6, 1.0], 'Dumbarton': [11.7, 13.0], 'Burlingame': [14.0, 10.0], 'Eastshore': [14.2, 10.0], 'Mt Eden': [14.9, 2.0], 'Mt. Eden': [14.9, 2.0], 'Millbrae': [15.8, 8.0]} | 377 | 119 | 0.32 | 258 | 0.68 | [5 empty] | 1 | 0 | 0 | 0 |  | 0 | 0 | 0 | 0 | 105 | 28% | 272 | 136 | 36% | 241 | 168 | 0.45 | 209 | 176 | 47% | 201 | 57 | 0.15 | 320 | 86 | 0.23 | 291
591 | Mountain Pass | SCE EOP | {'Ivanpah': [5.5, 18.0], 'Primm': [14.9, 18.0]} | 4883 | 18 | 0 | 4864 | 1 | [5 empty] | 0 | 0 | 0 | 0 |  | 0 | 0 | 0 | 0 | 4022 | 82% | 861 | 3658 | 75% | 1225 | 586 | 0.12 | 4297 | 4582 | 94% | 300 | 1051 | 0.22 | 3831 | 0 | 0 | 4883
592 | San Jose A | PGE GBA | {} | 643 | 33 | 0.05 | 610 | 0.95 | [5 empty] | 0 | 0 | 0 | 0 |  | 566 | 0.88 | 0 | 0 | 555 | 86% | 87 | 398 | 62% | 244 | 416 | 0.65 | 227 | 575 | 90% | 67 | 538 | 0.84 | 105 | 45 | 0.07 | 597
593 | Artesian | SDGE Imperial | {'North City Metering': [6.6, 4.0], 'San Marcos': [8.3, 4.0], 'Penasquitos': [8.6, 3.0], 'Shadowridge': [10.3, 4.0], 'Palomar Airport': [11.3, 4.0], 'Cannon': [14.0, 4.0], 'Encina': [14.1, 4.0]} | 53 | 12 | 0.22 | 41 | 0.78 | [5 empty] | 0 | 0 | 0 | 0 |  | 0 | 0 | 0 | 0 | 0 | 0% | 53 | 33 | 62% | 20 | 39 | 0.74 | 14 | 39 | 74% | 14 | 0 | 0 | 53 | 2 | 0.04 | 51
594 | Thousandaire | SCE EOP | {'Gamebird': [3.4, 2.0], 'Pahrump': [4.6, 33.0], 'Charleston': [10.4, 32.0]} | 15676 | 273 | 0.02 | 15403 | 0.98 | [5 empty] | 0 | 0 | 0 | 0 |  | 0 | 0 | 0 | 0 | 3071 | 20% | 12605 | 639 | 4% | 15037 | 7465 | 0.48 | 8212 | 9065 | 58% | 6612 | 12478 | 0.8 | 3199 | 110 | 0.01 | 15567

## LandEnv_Wind_Data_20mi
CEC provided land-use and environmental data criteria for in-state substations at a 20 mile radius for onshore wind resource potential. Note these are based on a techno-economic resource potential base using a 20% CF factor.
[9 empty] | Parcel info not applied for onshore wind mapping |  |  |  |  | Cropland Index not applied for onshore wind mappping
|  |  |  | Res. Potential Base (after techno-economic & protected areas exclusions) | Res. Potential after Core Land Use Screen (Lower Implications Land) | Percentage of Base Potential w/ Lower Implications | Res. Potential excluded by Core screen (Higher Implications Land) | Percentage of Base Potential w/ Higher Implications | [5 empty] | Base Res. Potential w/ Low Cropland Index Values | Percentage of Base Potential w/ Low Cropland Index Values | Base Res. Potential w/ High Cropland Index Values | Percentage of Base Potential w/ High Cropland Index Values |  | Base Res. Potential w/ Tier 2 Fire Threat | Percentage of Base Potential w/ Tier 2 Fire Threat | Base Res. Potential w/ Tier 3 Fire Threat | Percentage of Base Potential w/ Tier 3 Fire Threat | Base Res. Potential w/ ACE Terrestrial Connectivity, 4 or 5, (High Implications) | Percentage of Base Potential w/ Terrestrial Connectivity High Implications | Base Res. Potential w/ Terrestrial Connectivity Low Implications | Base Res. Potential w/ ACE Biodiversity, 5, (High Implications) | Percentage of Base Potential w/ Biodiversity High Implications | Base Res. Potential w/ Biodiversity Low Implications | Base Res. Potential w/ ACE Irreplaceability, 4 or 5, (High Implications) | Percentage of Base Potential w/ Irreplaceability High Implications | Base Res. Potential w/ Irreplaceability Low Implications | Base Res. Potential w/ Any of the three ACE datasets High Implications | Percentage of Base Potential w/ Any of the three ACE datasets High Implications | Base Res. Potential w/ Any of the three ACE datasets Low Implications | Base Res. Potential w/ High Terrestrial Landscape Intactness | Percentage of Base Potential w/ High Terrestrial Landscape Intactness | Base Res. Potential w/ Low Terrestrial Landscape Intactness | Base Res. Potential w/ Classified as Wetlands | Percentage of Base Potential w/ Classified as Wetlands | Base Res. Potential w/ Not Classified as Wetlands
Blue columns indicate additional data calculate/added by CPUC staff in dashboard.
Distance in miles to nearby substations
OBJECTID | IRP_Substation_Name | RESOLVE_Name | Overlaps | RPB_Acres | TRP_Acres | Perc_TRP | High_Implication_Acres | Perc_HighImplication | Parcels_LT_6 | Perc_ParcLT6 | Parcels_LT_30_GT6 | Perc_ParcLT30GT6 | 10th Percentile Parcelization | LowCrop_Acres | Perc_LowCrop | HighCrop_Acres | Perc_HighCrop | Critically overdrafted basin | FT_Tier2_Acres | Perc_FT_Tier2 | FT_Tier3_Acres | Perc_FT_Tier3 | Conn45_Acres | Perc_Conn45 | Low Conn Acres | Bio5_Acres | Perc_Bio5 | Low Bio Acres | Irr45_Acres | Perc_Irr45 | Low Irr Acres | ACE_All_Acres | Perc_AllACE | Low AllACE Acres | High_Intact_Acres | Perc_HighIntact | LowIntact Acres | Wetlands_Acres | Perc_Wetlands | Not Wetlands Acres
1 | Cal Flats | PGE Fresno | {'Cholame': [12.8, 71.0], 'Avenal': [13.7, 38.0]} | 6777 | 251 | 0.04 | 6526 | 0.96 | [5 empty] | 956 | 0.14 | 0 | 0 |  | 6482 | 0.96 | 67 | 0.01 | 4497 | 0.66 | 2281 | 390 | 0.06 | 6388 | 1653 | 0.24 | 5124 | 4934 | 0.73 | 1844 | 4537 | 0.67 | 2240 | 69 | 0.01 | 6709
2 | Collinsville | PGE GBA | {'Birds Landing': [3.1, 7117.0], 'Pittsburg': [4.5, 1354.0], 'GWF 2': [4.7, 1443.0], 'Kirker': [5.6, 1021.0], 'Contra Costa PP': [6.1, 2947.0], 'Shiloh III': [6.2, 6754.0], 'Contra Costa': [6.3, 1715.0], 'Lambie': [9.9, 5042.0], 'Lambie Energy': [9.9, 5042.0], 'Lone Tree': [10.2, 277.0], 'Clayton': [11.9, 6.0], 'Brentwood': [14.2, 64.0], 'Meadow Lane': [14.3, 6.0], 'Martinez': [15.8, 6.0], 'Peabody': [16.0, 1108.0], 'Bahia': [16.3, 6.0], 'Grand Island': [16.9, 1914.0], 'Alhambra': [17.0, 4.0]} | 102471 | 12179 | 0.12 | 90293 | 0.88 | [5 empty] | 22183 | 0.22 | 23720 | 0.23 |  | 39270 | 0.38 | 100 | 0 | 20144 | 0.2 | 82328 | 42548 | 0.42 | 59924 | 38382 | 0.37 | 64090 | 55931 | 0.55 | 46540 | 8976 | 0.09 | 93496 | 27746 | 0.27 | 74726
3 | Santa Teresa | PGE GBA | {} | 2575 | 34 | 0.01 | 2540 | 0.99 | [5 empty] | 0 | 0 | 0 | 0 |  | 1996 | 0.78 | 541 | 0.21 | 2187 | 0.85 | 388 | 921 | 0.36 | 1653 | 934 | 0.36 | 1641 | 2307 | 0.9 | 268 | 2465 | 0.96 | 109 | 24 | 0.01 | 2551
4 | Carrizo Gorge | SDGE Imperial | {'Boulevard': [4.2, 11376.0], 'Crestwood': [5.5, 11361.0], 'East County': [10.6, 2020.0], 'Suncrest - Ocotillo (Proposed)': [11.9, 4733.0], 'Cameron': [13.9, 4878.0]} | 49272 | 12493 | 0.25 | 36779 | 0.75 | [5 empty] | 1 | 0 | 0 | 0 |  | 16866 | 0.34 | 18604 | 0.38 | 8189 | 0.17 | 41083 | 7791 | 0.16 | 41481 | 16703 | 0.34 | 32570 | 25713 | 0.52 | 23559 | 19372 | 0.39 | 29900 | 507 | 0.01 | 48765
5 | Avenal | PGE Kern | {'Cal Flats': [13.7, 38.0]} | 3726 | 163 | 0.04 | 3563 | 0.96 | [5 empty] | 0 | 0 | 0 | 0 |  | 3669 | 0.98 | 2 | 0 | 2359 | 0.63 | 1367 | 390 | 0.1 | 3336 | 938 | 0.25 | 2788 | 2448 | 0.66 | 1278 | 3054 | 0.82 | 672 | 0 | 0 | 3726
6 | Crazy Horse Canyon | PGE GBA | {} | 2061 | 1610 | 0.78 | 451 | 0.22 | [5 empty] | 56 | 0.03 | 1464 | 0.71 |  | 243 | 0.12 | 0 | 0 | 244 | 0.12 | 1818 | 150 | 0.07 | 1911 | 154 | 0.07 | 1908 | 397 | 0.19 | 1664 | 201 | 0.1 | 1860 | 80 | 0.04 | 1981
7 | Estrella | PGE Kern | {'Templeton': [7.3, 138.0]} | 7831 | 963 | 0.12 | 6868 | 0.88 | [5 empty] | 74 | 0.01 | 0 | 0 |  | 6039 | 0.77 | 1722 | 0.22 | 5030 | 0.64 | 2802 | 1392 | 0.18 | 6439 | 2334 | 0.3 | 5497 | 5399 | 0.69 | 2432 | 5067 | 0.65 | 2764 | 118 | 0.02 | 7713
8 | Ocean Ranch | SDGE Imperial | {'San Luis Rey': [2.3, 29.0], 'Melrose': [2.4, 29.0], 'Cannon': [5.6, 30.0], 'Encina': [5.7, 30.0], 'Shadowridge': [5.8, 17.0], 'Palomar Airport': [6.1, 24.0], 'Pendleton': [7.2, 27.0], 'San Marcos': [8.0, 3.0], 'North City Metering': [18.0, 1.0]} | 224 | 31 | 0.14 | 192 | 0.86 | [5 empty] | 0 | 0 | 0 | 0 |  | 3 | 0.01 | 0 | 0 | 34 | 0.15 | 190 | 173 | 0.77 | 51 | 180 | 0.8 | 44 | 180 | 0.8 | 44 | 0 | 0 | 224 | 32 | 0.14 | 191
9 | Green Valley | PGE GBA | {'Moss Landing': [10.2, 5.0]} | 344 | 59 | 0.17 | 286 | 0.83 | [5 empty] | 1 | 0 | 6 | 0.02 |  | 69 | 0.2 | 0 | 0 | 91 | 0.26 | 253 | 154 | 0.45 | 190 | 180 | 0.52 | 164 | 259 | 0.75 | 86 | 38 | 0.11 | 307 | 62 | 0.18 | 282
10 | Union (Estrella) | PGE Kern | {'Templeton': [7.3, 138.0]} | 7831 | 963 | 0.12 | 6868 | 0.88 | [5 empty] | 74 | 0.01 | 0 | 0 |  | 6039 | 0.77 | 1722 | 0.22 | 5030 | 0.64 | 2802 | 1392 | 0.18 | 6439 | 2334 | 0.3 | 5497 | 5399 | 0.69 | 2432 | 5067 | 0.65 | 2764 | 118 | 0.02 | 7713
11 | Crescent | PGE Fresno | {} | 108 | 0 | 0 | 108 | 1 | [5 empty] | 0 | 0 | 0 | 0 |  | 91 | 0.84 | 0 | 0 | 108 | 1 | 0 | 0 | 0 | 108 | 27 | 0.25 | 82 | 108 | 1 | 0 | 37 | 0.34 | 71 | 0 | 0 | 108
12 | Vincent | SCE Northern | {'Antelope': [17.4, 1654.0]} | 31095 | 11673 | 0.38 | 19422 | 0.62 | [5 empty] | 115 | 0 | 244 | 0.01 |  | 12704 | 0.41 | 11357 | 0.37 | 2298 | 0.07 | 28797 | 7514 | 0.24 | 23581 | 5146 | 0.17 | 25949 | 10948 | 0.35 | 20147 | 12047 | 0.39 | 19048 | 813 | 0.03 | 30282
13 | El Nido (PGE) | PGE Fresno | {} | 0 | 0 | 0 | 0 | 0 | [5 empty] | 0 | 0 | 0 | 0 |  | 0 | 0 | 0 | 0 | 0 | 0 | 0 | 0 | 0 | 0 | 0 | 0 | 0 | 0 | 0 | 0 | 0 | 0 | 0 | 0 | 0 | 0
14 | Cortina | PGE NGBA | {} | 18814 | 43 | 0 | 18771 | 1 | [5 empty] | 0 | 0 | 2 | 0 |  | 724 | 0.04 | 18082 | 0.96 | 8939 | 0.48 | 9875 | 2995 | 0.16 | 15819 | 4256 | 0.23 | 14558 | 12206 | 0.65 | 6608 | 18341 | 0.97 | 473 | 66 | 0 | 18748
15 | Delta Pumps | PGE GBA | {} | 39631 | 503 | 0.01 | 39127 | 0.99 | [5 empty] | 1845 | 0.05 | 1618 | 0.04 |  | 31011 | 0.78 | 1319 | 0.03 | 29820 | 0.75 | 9811 | 34299 | 0.87 | 5331 | 36814 | 0.93 | 2816 | 38656 | 0.98 | 975 | 15389 | 0.39 | 24241 | 2209 | 0.06 | 37422
16 | Morgan Hill | PGE GBA | {} | 1636 | 8 | 0 | 1628 | 1 | [5 empty] | 0 | 0 | 1 | 0 |  | 873 | 0.53 | 729 | 0.45 | 1251 | 0.76 | 385 | 388 | 0.24 | 1248 | 401 | 0.24 | 1235 | 1391 | 0.85 | 244 | 1531 | 0.94 | 105 | 7 | 0 | 1628
17 | Jessup | PGE NGBA | {} | 721 | 46 | 0.06 | 674 | 0.94 | [5 empty] | 0 | 0 | 0 | 0 |  | 536 | 0.74 | 0 | 0 | 372 | 0.52 | 349 | 93 | 0.13 | 628 | 341 | 0.47 | 379 | 410 | 0.57 | 311 | 593 | 0.82 | 127 | 0 | 0 | 721
18 | Elk Hills | PGE Kern | {} | 0 | 0 | 0 | 0 | 0 | [5 empty] | 0 | 0 | 0 | 0 |  | 0 | 0 | 0 | 0 | 0 | 0 | 0 | 0 | 0 | 0 | 0 | 0 | 0 | 0 | 0 | 0 | 0 | 0 | 0 | 0 | 0 | 0
19 | Ignacio | PGE NGBA | {'Standard Oil': [11.8, 41.0], 'Standard Oil 2': [11.8, 41.0], 'Lakeville': [12.3, 37.0], 'San Pablo': [12.7, 41.0], 'Richmond R': [14.0, 41.0], 'El Cerrito G': [17.0, 15.0]} | 9272 | 1208 | 0.13 | 8064 | 0.87 | [5 empty] | 59 | 0.01 | 0 | 0 |  | 6591 | 0.71 | 0 | 0 | 5351 | 0.58 | 3921 | 3081 | 0.33 | 6191 | 4900 | 0.53 | 4372 | 7383 | 0.8 | 1889 | 5879 | 0.63 | 3393 | 577 | 0.06 | 8695
20 | Malin | <Null> | {} | 101796 | 10390 | 0.1 | 91406 | 0.9 | [5 empty] | 1780 | 0.02 | 2120 | 0.02 |  | 6840 | 0.07 | 0 | 0 | 79006 | 0.78 | 22790 | 7946 | 0.08 | 93850 | 8813 | 0.09 | 92983 | 79340 | 0.78 | 22456 | 79451 | 0.78 | 22345 | 1369 | 0.01 | 100427
21 | Redbud | PGE NGBA | {'Konocti': [7.8, 57.0]} | 20094 | 443 | 0.02 | 19652 | 0.98 | [5 empty] | 149 | 0.01 | 7 | 0 |  | 3425 | 0.17 | 15019 | 0.75 | 11771 | 0.59 | 8324 | 6325 | 0.31 | 13769 | 12373 | 0.62 | 7721 | 15473 | 0.77 | 4622 | 11757 | 0.59 | 8338 | 183 | 0.01 | 19912
22 | Arcata | PGE NGBA | {'Humboldt': [6.0, 110.0], 'Harris': [6.4, 110.0], 'Humboldt Bay': [10.8, 110.0]} | 3182 | 1095 | 0.34 | 2086 | 0.66 | [5 empty] | 0 | 0 | 0 | 0 |  | 597 | 0.19 | 82 | 0.03 | 640 | 0.2 | 2542 | 414 | 0.13 | 2767 | 478 | 0.15 | 2704 | 872 | 0.27 | 2310 | 1118 | 0.35 | 2063 | 267 | 0.08 | 2915
23 | Suncrest | SDGE Imperial | {} | 12124 | 1957 | 0.16 | 10167 | 0.84 | [5 empty] | 6 | 0 | 0 | 0 |  | 722 | 0.06 | 11082 | 0.91 | 1319 | 0.11 | 10805 | 4136 | 0.34 | 7988 | 6065 | 0.5 | 6060 | 6179 | 0.51 | 5945 | 6206 | 0.51 | 5919 | 344 | 0.03 | 11781
24 | Cressey | PGE Fresno | {} | 0 | 0 | 0 | 0 | 0 | [5 empty] | 0 | 0 | 0 | 0 |  | 0 | 0 | 0 | 0 | 0 | 0 | 0 | 0 | 0 | 0 | 0 | 0 | 0 | 0 | 0 | 0 | 0 | 0 | 0 | 0 | 0 | 0
25 | Kearny | SDGE Imperial | {'Mesa Heights': [1.5, 155.0], 'Elliot': [2.8, 121.0], 'Elliott': [2.8, 122.0], 'Mission': [3.4, 155.0], 'Old Town': [5.8, 155.0], 'Murray': [6.9, 2.0], 'Vine': [7.1, 155.0], 'Penasquitos': [7.8, 23.0], 'Point Loma': [8.6, 155.0], 'Silvergate': [9.6, 132.0], 'Spring Valley': [9.9, 1.0], 'North City Metering': [10.1, 23.0], 'Bay Boulevard': [15.7, 83.0], 'Otay': [17.0, 1.0], 'Imperial Beach': [17.4, 23.0]} | 587 | 199 | 0.34 | 388 | 0.66 | [5 empty] | 0 | 0 | 0 | 0 |  | 0 | 0 | 0 | 0 | 14 | 0.02 | 572 | 132 | 0.22 | 455 | 329 | 0.56 | 258 | 334 | 0.57 | 252 | 0 | 0 | 587 | 30 | 0.05 | 556
26 | Victor | SCE NOL | {'New Sub - Kramer - Lugo (Proposed)': [5.1, 25.0], 'Roadway': [5.1, 25.0], 'Lugo': [9.7, 442.0]} | 38839 | 3980 | 0.1 | 34859 | 0.9 | [5 empty] | 0 | 0 | 0 | 0 |  | 5077 | 0.13 | 3258 | 0.08 | 22103 | 0.57 | 16736 | 15635 | 0.4 | 23204 | 10822 | 0.28 | 28017 | 27681 | 0.71 | 11158 | 18099 | 0.47 | 20739 | 115 | 0 | 38724
27 | Millbrae | PGE GBA | {'Burlingame': [1.9, 123.0], 'Martin': [6.9, 102.0], 'SAN FRAN A (POTRERO PP)': [10.5, 68.0], 'Potrero': [10.5, 68.0], 'Jefferson': [11.8, 60.0], 'Grant': [13.4, 15.0], 'Edes': [14.2, 16.0], 'Oakland C': [14.6, 27.0], 'Oakland J': [14.6, 27.0], 'Eastshore': [15.0, 8.0], 'Oakland L': [15.7, 27.0], 'Menlo': [15.8, 8.0], 'Mt Eden': [15.9, 1.0], 'Mt. Eden': [15.9, 1.0], 'Ravenswood': [15.9, 25.0], 'Oakland X': [16.4, 27.0], 'Cooley Landing': [17.1, 4.0]} | 1680 | 656 | 0.39 | 1024 | 0.61 | [5 empty] | 1 | 0 | 0 | 0 |  | 0 | 0 | 0 | 0 | 133 | 0.08 | 1547 | 323 | 0.19 | 1357 | 810 | 0.48 | 870 | 846 | 0.5 | 834 | 147 | 0.09 | 1533 | 125 | 0.07 | 1555
28 | Arcogen | SCE Metro | {'Hinson': [1.2, 397.0], 'Harborgen': [2.8, 397.0], 'Long Beach': [3.7, 397.0], 'Lighthipe': [5.9, 309.0], 'La Fresa': [6.3, 66.0], 'Redondo': [8.5, 11.0], 'Del Amo': [8.6, 328.0], 'Alamitos': [9.0, 371.0], 'El Nido': [9.2, 11.0], 'Chevmain': [10.8, 11.0], 'El Segundo': [12.0, 11.0]} | 1001 | 392 | 0.39 | 609 | 0.61 | [5 empty] | 0 | 0 | 0 | 0 |  | 0 | 0 | 0 | 0 | 0 | 0 | 1001 | 203 | 0.2 | 798 | 569 | 0.57 | 432 | 569 | 0.57 | 432 | 0 | 0 | 1001 | 6 | 0.01 | 995
29 | Soledad | PGE GBA | {'Coburn': [15.4, 95.0]} | 13865 | 7159 | 0.52 | 6706 | 0.48 | [5 empty] | 303 | 0.02 | 6148 | 0.44 |  | 2383 | 0.17 | 3738 | 0.27 | 4154 | 0.3 | 9711 | 968 | 0.07 | 12897 | 2421 | 0.17 | 11444 | 5351 | 0.39 | 8514 | 4498 | 0.32 | 9367 | 535 | 0.04 | 13330
30 | Vierra | PGE GBA | {} | 23399 | 0 | 0 | 23399 | 1 | [5 empty] | 793 | 0.03 | 1026 | 0.04 |  | 20246 | 0.87 | 562 | 0.02 | 20756 | 0.89 | 2642 | 21781 | 0.93 | 1618 | 22179 | 0.95 | 1219 | 23398 | 1 | 0 | 10426 | 0.45 | 12972 | 681 | 0.03 | 22718
31 | Walnut | SCE Metro | {} | 24 | 0 | 0 | 24 | 1 | [5 empty] | 0 | 0 | 0 | 0 |  | 0 | 0 | 0 | 0 | 0 | 0 | 24 | 23 | 0.94 | 1 | 24 | 1 | 0 | 24 | 1 | 0 | 0 | 0 | 24 | 0 | 0 | 24
32 | Coburn | PGE GBA | {'Soledad': [15.4, 95.0]} | 9855 | 3880 | 0.39 | 5975 | 0.61 | [5 empty] | 149 | 0.02 | 3015 | 0.31 |  | 1970 | 0.2 | 3546 | 0.36 | 3566 | 0.36 | 6289 | 772 | 0.08 | 9083 | 1924 | 0.2 | 7931 | 4581 | 0.46 | 5274 | 3749 | 0.38 | 6107 | 509 | 0.05 | 9346
33 | Madison | PGE NGBA | {} | 47369 | 1630 | 0.03 | 45738 | 0.97 | [5 empty] | 4044 | 0.09 | 2123 | 0.04 |  | 31076 | 0.66 | 13981 | 0.3 | 39991 | 0.84 | 7378 | 3032 | 0.06 | 44337 | 1831 | 0.04 | 45538 | 40424 | 0.85 | 6945 | 36410 | 0.77 | 10959 | 373 | 0.01 | 46995
34 | Lone Tree | PGE GBA | {'Contra Costa': [3.9, 352.0], 'Contra Costa PP': [4.8, 352.0], 'Brentwood': [4.9, 139.0], 'GWF 2': [7.3, 346.0], 'Kirker': [9.5, 202.0], 'Pittsburg': [9.7, 217.0], 'Collinsville': [10.2, 277.0], 'Clayton': [11.3, 1.0], 'Tassajara': [13.0, 75.0], 'Birds Landing': [13.0, 277.0], 'Shiloh III': [16.2, 210.0], 'Lambie': [20.0, 8.0], 'Lambie Energy': [20.0, 8.0]} | 67868 | 10143 | 0.15 | 57725 | 0.85 | [5 empty] | 12525 | 0.18 | 7596 | 0.11 |  | 33194 | 0.49 | 102 | 0 | 23600 | 0.35 | 44268 | 38622 | 0.57 | 29247 | 37184 | 0.55 | 30685 | 45241 | 0.67 | 22627 | 6815 | 0.1 | 61053 | 15900 | 0.23 | 51969
35 | Eldorado | SCE EOP | {'Sloan Canyon': [5.3, 237.0], 'Mead': [13.2, 120.0]} | 8422 | 449 | 0.05 | 7973 | 0.95 | [5 empty] | 0 | 0 | 0 | 0 |  | 0 | 0 | 0 | 0 | 0 | 0 | 8422 | 0 | 0 | 8422 | 0 | 0 | 8422 | 0 | 0 | 8422 | 0 | 0 | 8422 | 0 | 0 | 8422
36 | Mercy Springs | PGE Fresno | {} | 4959 | 0 | 0 | 4959 | 1 | [5 empty] | 3 | 0 | 0 | 0 |  | 2569 | 0.52 | 2382 | 0.48 | 4745 | 0.96 | 214 | 3 | 0 | 4956 | 173 | 0.03 | 4786 | 4745 | 0.96 | 214 | 4933 | 0.99 | 26 | 1 | 0 | 4958
37 | Meridian | PGE NGBA | {} | 2052 | 38 | 0.02 | 2014 | 0.98 | [5 empty] | 0 | 0 | 0 | 0 |  | 1591 | 0.78 | 461 | 0.22 | 1918 | 0.93 | 134 | 1034 | 0.5 | 1018 | 1034 | 0.5 | 1018 | 1937 | 0.94 | 115 | 1723 | 0.84 | 329 | 5 | 0 | 2047
38 | Excelsior | PGE Fresno | {} | 264 | 0 | 0 | 264 | 1 | [5 empty] | 0 | 0 | 0 | 0 |  | 171 | 0.65 | 76 | 0.29 | 264 | 1 | 0 | 0 | 0 | 264 | 27 | 0.1 | 237 | 264 | 1 | 0 | 193 | 0.73 | 71 | 0 | 0 | 264
39 | Hassayampa | SDGE Arizona | {} | 0 | 0 | 0 | 0 | 0 | [5 empty] | 0 | 0 | 0 | 0 |  | 0 | 0 | 0 | 0 | 0 | 0 | 0 | 0 | 0 | 0 | 0 | 0 | 0 | 0 | 0 | 0 | 0 | 0 | 0 | 0 | 0 | 0
40 | Center | SCE Metro | {} | 921 | 380 | 0.41 | 541 | 0.59 | [5 empty] | 0 | 0 | 0 | 0 |  | 0 | 0 | 0 | 0 | 0 | 0 | 921 | 144 | 0.16 | 777 | 509 | 0.55 | 412 | 509 | 0.55 | 412 | 0 | 0 | 921 | 5 | 0.01 | 916
41 | Leprino | PGE Fresno | {} | 0 | 0 | 0 | 0 | 0 | [5 empty] | 0 | 0 | 0 | 0 |  | 0 | 0 | 0 | 0 | 0 | 0 | 0 | 0 | 0 | 0 | 0 | 0 | 0 | 0 | 0 | 0 | 0 | 0 | 0 | 0 | 0 | 0
42 | Springville | SCE Northern | {} | 0 | 0 | 0 | 0 | 0 | [5 empty] | 0 | 0 | 0 | 0 |  | 0 | 0 | 0 | 0 | 0 | 0 | 0 | 0 | 0 | 0 | 0 | 0 | 0 | 0 | 0 | 0 | 0 | 0 | 0 | 0 | 0 | 0
43 | Mustang | PGE Fresno | {} | 0 | 0 | 0 | 0 | 0 | [5 empty] | 0 | 0 | 0 | 0 |  | 0 | 0 | 0 | 0 | 0 | 0 | 0 | 0 | 0 | 0 | 0 | 0 | 0 | 0 | 0 | 0 | 0 | 0 | 0 | 0 | 0 | 0
44 | Parkway | PGE NGBA | {'Carquinez': [3.9, 1153.0], 'Bahia': [5.6, 1153.0], 'Tulucay': [8.3, 149.0], 'Christie': [9.4, 1153.0], 'Martinez': [9.9, 1153.0], 'Alhambra': [10.9, 1150.0], 'San Pablo': [12.7, 796.0], 'Meadow Lane': [14.8, 1031.0], 'Sobrante': [16.2, 721.0], 'El Cerrito G': [16.3, 533.0], 'Peabody': [16.4, 149.0], 'Standard Oil': [16.5, 26.0], 'Standard Oil 2': [16.5, 26.0], 'Richmond R': [17.1, 23.0], 'Lakewood': [18.0, 104.0]} | 32903 | 2130 | 0.06 | 30772 | 0.94 | [5 empty] | 1153 | 0.04 | 0 | 0 |  | 16361 | 0.5 | 0 | 0 | 19050 | 0.58 | 13852 | 14510 | 0.44 | 18393 | 10998 | 0.33 | 21905 | 28627 | 0.87 | 4276 | 12106 | 0.37 | 20797 | 10299 | 0.31 | 22604
45 | Carpenter Canyon (fka Gamebird) | SCE EOP | {'Thousandaire': [3.4, 2.0], 'Pahrump': [4.5, 2.0], 'Charleston': [12.2, 1.0]} | 15821 | 286 | 0.02 | 15536 | 0.98 | [5 empty] | 0 | 0 | 0 | 0 |  | 0 | 0 | 0 | 0 | 3071 | 0.19 | 12750 | 639 | 0.04 | 15182 | 7487 | 0.47 | 8335 | 9087 | 0.57 | 6735 | 12611 | 0.8 | 3211 | 110 | 0.01 | 15712
46 | Stagg | PGE GBA | {} | 17232 | 1634 | 0.09 | 15598 | 0.91 | [5 empty] | 4724 | 0.27 | 4930 | 0.29 |  | 1636 | 0.09 | 0 | 0 | 1011 | 0.06 | 16221 | 11174 | 0.65 | 6058 | 11010 | 0.64 | 6222 | 11192 | 0.65 | 6041 | 43 | 0 | 17189 | 1376 | 0.08 | 15856
47 | Lakeview | PGE Kern | {} | 1847 | 149 | 0.08 | 1697 | 0.92 | [5 empty] | 0 | 0 | 0 | 0 |  | 779 | 0.42 | 1066 | 0.58 | 1509 | 0.82 | 337 | 1091 | 0.59 | 755 | 1187 | 0.64 | 660 | 1595 | 0.86 | 252 | 1253 | 0.68 | 594 | 4 | 0 | 1843
48 | Balch 2 | PGE Fresno | {} | 0 | 0 | 0 | 0 | 0 | [5 empty] | 0 | 0 | 0 | 0 |  | 0 | 0 | 0 | 0 | 0 | 0 | 0 | 0 | 0 | 0 | 0 | 0 | 0 | 0 | 0 | 0 | 0 | 0 | 0 | 0 | 0 | 0
49 | Racetrack | PGE GBA | {} | 0 | 0 | 0 | 0 | 0 | [5 empty] | 0 | 0 | 0 | 0 |  | 0 | 0 | 0 | 0 | 0 | 0 | 0 | 0 | 0 | 0 | 0 | 0 | 0 | 0 | 0 | 0 | 0 | 0 | 0 | 0 | 0 | 0
50 | Schindler | PGE Fresno | {} | 264 | 0 | 0 | 264 | 1 | [5 empty] | 0 | 0 | 0 | 0 |  | 171 | 0.65 | 76 | 0.29 | 264 | 1 | 0 | 0 | 0 | 264 | 27 | 0.1 | 237 | 264 | 1 | 0 | 193 | 0.73 | 71 | 0 | 0 | 264
51 | Cameron | SDGE Imperial | {'Crestwood': [8.4, 4923.0], 'Suncrest - Ocotillo (Proposed)': [10.2, 2832.0], 'Boulevard': [12.5, 4920.0], 'Carrizo Gorge': [13.9, 4878.0]} | 39066 | 11494 | 0.29 | 27572 | 0.71 | [5 empty] | 1 | 0 | 0 | 0 |  | 16866 | 0.43 | 18604 | 0.48 | 2843 | 0.07 | 36223 | 7394 | 0.19 | 31672 | 15995 | 0.41 | 23071 | 19614 | 0.5 | 19452 | 12135 | 0.31 | 26931 | 523 | 0.01 | 38543
52 | Konocti | PGE NGBA | {'Redbud': [7.8, 57.0]} | 15335 | 57 | 0 | 15278 | 1 | [5 empty] | 165 | 0.01 | 17 | 0 |  | 3947 | 0.26 | 10335 | 0.67 | 12769 | 0.83 | 2566 | 5719 | 0.37 | 9616 | 11188 | 0.73 | 4147 | 14420 | 0.94 | 915 | 7456 | 0.49 | 7879 | 161 | 0.01 | 15174
53 | North Gila - IV (Proposed) | SDGE Imperial | {'Drop 4': [2.1, 1036.0], 'Highline': [4.2, 844.0]} | 11997 | 1450 | 0.12 | 10547 | 0.88 | [5 empty] | 20 | 0 | 5 | 0 |  | 0 | 0 | 0 | 0 | 2261 | 0.19 | 9737 | 4518 | 0.38 | 7480 | 4518 | 0.38 | 7480 | 6779 | 0.57 | 5219 | 9075 | 0.76 | 2922 | 190 | 0.02 | 11807
54 | Rector | SCE Northern | {} | 0 | 0 | 0 | 0 | 0 | [5 empty] | 0 | 0 | 0 | 0 |  | 0 | 0 | 0 | 0 | 0 | 0 | 0 | 0 | 0 | 0 | 0 | 0 | 0 | 0 | 0 | 0 | 0 | 0 | 0 | 0 | 0 | 0
55 | Round Mountain | PGE NGBA | {'Cove Road': [4.9, 537.0], 'New Sub - Pit 1 - Cottonwood (Proposed)': [6.1, 594.0], 'Carberry': [10.2, 537.0], 'Fern Road': [11.5, 57.0], 'Burney Forest': [12.5, 537.0], 'Burney Forest Power': [12.5, 537.0], 'Pit 4': [13.3, 172.0]} | 8136 | 940 | 0.12 | 7196 | 0.88 | [5 empty] | 0 | 0 | 0 | 0 |  | 5476 | 0.67 | 991 | 0.12 | 4238 | 0.52 | 3898 | 1519 | 0.19 | 6617 | 1671 | 0.21 | 6465 | 5665 | 0.7 | 2471 | 4398 | 0.54 | 3738 | 68 | 0.01 | 8068
56 | Vestal | SCE Northern | {} | 0 | 0 | 0 | 0 | 0 | [5 empty] | 0 | 0 | 0 | 0 |  | 0 | 0 | 0 | 0 | 0 | 0 | 0 | 0 | 0 | 0 | 0 | 0 | 0 | 0 | 0 | 0 | 0 | 0 | 0 | 0 | 0 | 0
57 | Silverado | PGE NGBA | {} | 11088 | 1 | 0 | 11087 | 1 | [5 empty] | 179 | 0.02 | 21 | 0 |  | 7553 | 0.68 | 909 | 0.08 | 10366 | 0.93 | 721 | 2508 | 0.23 | 8580 | 3042 | 0.27 | 8046 | 10429 | 0.94 | 659 | 9477 | 0.85 | 1611 | 131 | 0.01 | 10957
58 | Penngrove | PGE NGBA | {'Corona': [3.7, 58.0], 'Lakeville': [7.0, 58.0]} | 12979 | 220 | 0.02 | 12758 | 0.98 | [5 empty] | 291 | 0.02 | 0 | 0 |  | 6164 | 0.47 | 0 | 0 | 11092 | 0.85 | 1887 | 4168 | 0.32 | 8811 | 6791 | 0.52 | 6188 | 12151 | 0.94 | 828 | 9139 | 0.7 | 3840 | 678 | 0.05 | 12300
59 | Bridgeville | PGE NGBA | {} | 18878 | 4482 | 0.24 | 14396 | 0.76 | [5 empty] | 2 | 0 | 0 | 0 |  | 2433 | 0.13 | 154 | 0.01 | 2370 | 0.13 | 16508 | 2135 | 0.11 | 16743 | 4193 | 0.22 | 14685 | 5518 | 0.29 | 13360 | 10182 | 0.54 | 8696 | 42 | 0 | 18836
60 | Logan Creek | PGE NGBA | {} | 736 | 31 | 0.04 | 704 | 0.96 | [5 empty] | 0 | 0 | 0 | 0 |  | 524 | 0.71 | 209 | 0.28 | 481 | 0.65 | 255 | 28 | 0.04 | 708 | 38 | 0.05 | 698 | 518 | 0.7 | 218 | 656 | 0.89 | 80 | 0 | 0 | 736
61 | Famoso | PGE Kern | {} | 0 | 0 | 0 | 0 | 0 | [5 empty] | 0 | 0 | 0 | 0 |  | 0 | 0 | 0 | 0 | 0 | 0 | 0 | 0 | 0 | 0 | 0 | 0 | 0 | 0 | 0 | 0 | 0 | 0 | 0 | 0 | 0 | 0
62 | New Sub - Los Banos - Midway (Proposed) | PGE Fresno | {} | 264 | 0 | 0 | 264 | 1 | [5 empty] | 0 | 0 | 0 | 0 |  | 171 | 0.65 | 76 | 0.29 | 264 | 1 | 0 | 0 | 0 | 264 | 27 | 0.1 | 237 | 264 | 1 | 0 | 193 | 0.73 | 71 | 0 | 0 | 264
63 | Lockeford | PGE GBA | {} | 0 | 0 | 0 | 0 | 0 | [5 empty] | 0 | 0 | 0 | 0 |  | 0 | 0 | 0 | 0 | 0 | 0 | 0 | 0 | 0 | 0 | 0 | 0 | 0 | 0 | 0 | 0 | 0 | 0 | 0 | 0 | 0 | 0
64 | Etiwanda | SCE Eastern | {} | 7490 | 0 | 0 | 7490 | 1 | [5 empty] | 0 | 0 | 0 | 0 |  | 3733 | 0.5 | 2809 | 0.38 | 4654 | 0.62 | 2836 | 4693 | 0.63 | 2797 | 4476 | 0.6 | 3014 | 7394 | 0.99 | 96 | 3484 | 0.47 | 4006 | 47 | 0.01 | 7443
65 | Edes | PGE GBA | {'Oakland J': [2.0, 303.0], 'San Leandro U': [3.2, 166.0], 'Grant': [5.0, 139.0], 'Oakland X': [5.1, 303.0], 'Oakland C': [6.3, 303.0], 'Oakland L': [6.5, 303.0], 'Moraga': [7.8, 182.0], 'Castro Valley': [7.9, 74.0], 'Mt Eden': [8.9, 81.0], 'Mt. Eden': [8.9, 81.0], 'Eastshore': [9.0, 83.0], 'SAN FRAN A (POTRERO PP)': [10.5, 257.0], 'Potrero': [10.5, 258.0], 'Sobrante': [11.6, 122.0], 'Martin': [12.0, 222.0], 'El Cerrito G': [13.7, 178.0], 'Burlingame': [13.9, 14.0], 'Millbrae': [14.2, 16.0], 'Dumbarton': [14.6, 17.0], 'Richmond R': [16.2, 120.0], 'Ravenswood': [17.4, 17.0], 'Standard Oil': [18.3, 7.0], 'Standard Oil 2': [18.3, 7.0], 'Cooley Landing': [18.8, 4.0], 'San Pablo': [18.8, 6.0]} | 3995 | 1033 | 0.26 | 2962 | 0.74 | [5 empty] | 4 | 0 | 0 | 0 |  | 2249 | 0.56 | 0 | 0 | 397 | 0.1 | 3599 | 1847 | 0.46 | 2149 | 2626 | 0.66 | 1369 | 2721 | 0.68 | 1274 | 866 | 0.22 | 3129 | 211 | 0.05 | 3785
66 | GWF 2 | PGE GBA | {'Pittsburg': [2.4, 1359.0], 'Kirker': [2.5, 1026.0], 'Contra Costa': [4.4, 1400.0], 'Collinsville': [4.7, 1443.0], 'Contra Costa PP': [5.3, 1400.0], 'Lone Tree': [7.3, 346.0], 'Clayton': [7.7, 11.0], 'Birds Landing': [7.7, 1439.0], 'Shiloh III': [10.7, 1377.0], 'Meadow Lane': [11.0, 10.0], 'Brentwood': [12.0, 136.0], 'Martinez': [13.8, 10.0], 'Lambie': [14.3, 1166.0], 'Lambie Energy': [14.3, 1166.0], 'Alhambra': [14.6, 9.0], 'Tassajara': [15.3, 75.0], 'Bahia': [15.6, 10.0]} | 80586 | 11195 | 0.14 | 69390 | 0.86 | [5 empty] | 17107 | 0.21 | 12144 | 0.15 |  | 34838 | 0.43 | 102 | 0 | 18809 | 0.23 | 61777 | 38302 | 0.48 | 42284 | 34230 | 0.42 | 46355 | 49589 | 0.62 | 30997 | 8886 | 0.11 | 71700 | 23476 | 0.29 | 57110
67 | Goose Lake | PGE Kern | {} | 0 | 0 | 0 | 0 | 0 | [5 empty] | 0 | 0 | 0 | 0 |  | 0 | 0 | 0 | 0 | 0 | 0 | 0 | 0 | 0 | 0 | 0 | 0 | 0 | 0 | 0 | 0 | 0 | 0 | 0 | 0 | 0 | 0
68 | Unknown - 3327 | PGE Kern | {} | 1050 | 0 | 0 | 1050 | 1 | [5 empty] | 0 | 0 | 0 | 0 |  | 180 | 0.17 | 870 | 0.83 | 550 | 0.52 | 500 | 434 | 0.41 | 616 | 494 | 0.47 | 556 | 917 | 0.87 | 133 | 919 | 0.88 | 131 | 1 | 0 | 1048
69 | Mira Loma | SCE Metro | {} | 1051 | 0 | 0 | 1051 | 1 | [5 empty] | 0 | 0 | 0 | 0 |  | 215 | 0.2 | 812 | 0.77 | 1051 | 1 | 0 | 508 | 0.48 | 543 | 161 | 0.15 | 890 | 1051 | 1 | 0 | 597 | 0.57 | 454 | 1 | 0 | 1050
70 | Ravenswood | PGE GBA | {'Cooley Landing': [1.5, 23.0], 'Menlo': [5.5, 20.0], 'Dumbarton': [6.2, 31.0], 'Whisman': [7.2, 1.0], 'Jefferson': [8.4, 38.0], 'Eastshore': [9.3, 36.0], 'Mt Eden': [9.9, 22.0], 'Mt. Eden': [9.9, 22.0], 'Grant': [12.5, 33.0], 'Burlingame': [14.0, 28.0], 'Castro Valley': [14.4, 18.0], 'San Leandro U': [15.2, 18.0], 'Millbrae': [15.9, 25.0], 'Edes': [17.4, 17.0]} | 759 | 232 | 0.31 | 526 | 0.69 | [5 empty] | 1 | 0 | 0 | 0 |  | 79 | 0.1 | 0 | 0 | 184 | 0.24 | 575 | 264 | 0.35 | 495 | 325 | 0.43 | 434 | 391 | 0.52 | 368 | 150 | 0.2 | 609 | 120 | 0.16 | 639
71 | Rio Hondo | SCE Metro | {} | 0 | 0 | 0 | 0 | 0 | [5 empty] | 0 | 0 | 0 | 0 |  | 0 | 0 | 0 | 0 | 0 | 0 | 0 | 0 | 0 | 0 | 0 | 0 | 0 | 0 | 0 | 0 | 0 | 0 | 0 | 0 | 0 | 0
72 | Redondo | SCE Metro | {'El Nido': [3.4, 15.0], 'La Fresa': [3.5, 20.0], 'Chevmain': [3.9, 13.0], 'El Segundo': [4.6, 11.0], 'Arcogen': [8.5, 11.0], 'Hinson': [9.7, 1.0], 'Harborgen': [10.4, 3.0], 'Long Beach': [10.9, 3.0], 'Lighthipe': [12.4, 1.0], 'Alamitos': [17.5, 1.0]} | 959 | 404 | 0.42 | 555 | 0.58 | [5 empty] | 0 | 0 | 0 | 0 |  | 0 | 0 | 0 | 0 | 0 | 0 | 959 | 158 | 0.17 | 801 | 515 | 0.54 | 443 | 515 | 0.54 | 443 | 0 | 0 | 959 | 5 | 0 | 954
73 | Otay | SDGE Imperial | {'Bay Boulevard': [2.3, 38.0], 'Imperial Beach': [2.4, 38.0], 'San Ysidro': [2.9, 35.0], 'Telegraph Canyon': [3.8, 40.0], 'Salt Creek': [7.2, 27.0], 'Miguel': [7.2, 30.0], 'Silvergate': [8.5, 36.0], 'Otay Mesa': [8.6, 5.0], 'Vine': [12.2, 33.0], 'Mission': [13.9, 33.0], 'Old Town': [14.2, 33.0], 'Point Loma': [14.4, 33.0], 'Elliot': [15.4, 1.0], 'Elliott': [15.4, 1.0], 'Kearny': [17.0, 1.0], 'Mesa Heights': [17.2, 1.0]} | 794 | 184 | 0.23 | 611 | 0.77 | [5 empty] | 0 | 0 | 0 | 0 |  | 0 | 0 | 0 | 0 | 54 | 0.07 | 740 | 308 | 0.39 | 486 | 547 | 0.69 | 247 | 553 | 0.7 | 241 | 26 | 0.03 | 768 | 66 | 0.08 | 728
74 | Kirker | PGE GBA | {'Pittsburg': [1.2, 1026.0], 'GWF 2': [2.5, 1026.0], 'Collinsville': [5.6, 1021.0], 'Clayton': [6.3, 10.0], 'Contra Costa': [6.8, 904.0], 'Contra Costa PP': [7.8, 904.0], 'Birds Landing': [8.3, 1018.0], 'Meadow Lane': [8.9, 10.0], 'Lone Tree': [9.5, 202.0], 'Shiloh III': [10.8, 1013.0], 'Martinez': [11.4, 10.0], 'Alhambra': [12.3, 9.0], 'Bahia': [13.2, 10.0], 'Lambie': [14.1, 822.0], 'Lambie Energy': [14.1, 822.0], 'Brentwood': [14.3, 5.0]} | 76292 | 11305 | 0.15 | 64987 | 0.85 | [5 empty] | 15970 | 0.21 | 9274 | 0.12 |  | 35036 | 0.46 | 102 | 0 | 17798 | 0.23 | 58493 | 37123 | 0.49 | 39169 | 33257 | 0.44 | 43034 | 48200 | 0.63 | 28092 | 8899 | 0.12 | 67392 | 22930 | 0.3 | 53361
75 | Saugus | SCE Northern | {'Pardee': [1.3, 306.0], 'Elizabeth Lake': [5.3, 79.0], 'Sylmar-Pac Intertie': [9.2, 226.0]} | 25677 | 3810 | 0.15 | 21867 | 0.85 | [5 empty] | 25 | 0 | 2 | 0 |  | 6435 | 0.25 | 13697 | 0.53 | 8992 | 0.35 | 16685 | 2908 | 0.11 | 22768 | 4738 | 0.18 | 20938 | 13637 | 0.53 | 12039 | 13239 | 0.52 | 12437 | 991 | 0.04 | 24686
76 | Chinese Station | PGE GBA | {} | 0 | 0 | 0 | 0 | 0 | [5 empty] | 0 | 0 | 0 | 0 |  | 0 | 0 | 0 | 0 | 0 | 0 | 0 | 0 | 0 | 0 | 0 | 0 | 0 | 0 | 0 | 0 | 0 | 0 | 0 | 0 | 0 | 0
77 | Devers | SCE Eastern | {'Mirage': [14.4, 1701.0]} | 39672 | 9922 | 0.25 | 29750 | 0.75 | [5 empty] | 132 | 0 | 0 | 0 |  | 10524 | 0.27 | 5595 | 0.14 | 12066 | 0.3 | 27606 | 11200 | 0.28 | 28472 | 13803 | 0.35 | 25869 | 19839 | 0.5 | 19833 | 19692 | 0.5 | 19980 | 116 | 0 | 39556
78 | New Sub - Midway - Wheeler Ridge (Proposed) | PGE Kern | {} | 0 | 0 | 0 | 0 | 0 | [5 empty] | 0 | 0 | 0 | 0 |  | 0 | 0 | 0 | 0 | 0 | 0 | 0 | 0 | 0 | 0 | 0 | 0 | 0 | 0 | 0 | 0 | 0 | 0 | 0 | 0 | 0 | 0
79 | Del Amo | SCE Metro | {'Lighthipe': [5.0, 294.0], 'Alamitos': [5.8, 330.0], 'Barre': [7.1, 2.0], 'Hinson': [7.4, 330.0], 'Arcogen': [8.6, 328.0], 'Harborgen': [8.9, 330.0], 'Long Beach': [9.3, 330.0], 'La Fresa': [13.6, 47.0], 'Ellis': [14.3, 2.0], 'Huntington Beach': [15.6, 2.0]} | 1094 | 394 | 0.36 | 700 | 0.64 | [5 empty] | 0 | 0 | 0 | 0 |  | 0 | 0 | 0 | 0 | 0 | 0 | 1094 | 184 | 0.17 | 910 | 661 | 0.6 | 433 | 661 | 0.6 | 433 | 0 | 0 | 1094 | 31 | 0.03 | 1063
80 | Alpaugh | PGE Fresno | {} | 0 | 0 | 0 | 0 | 0 | [5 empty] | 0 | 0 | 0 | 0 |  | 0 | 0 | 0 | 0 | 0 | 0 | 0 | 0 | 0 | 0 | 0 | 0 | 0 | 0 | 0 | 0 | 0 | 0 | 0 | 0 | 0 | 0
81 | Palo Verde | SDGE Arizona | {} | 0 | 0 | 0 | 0 | 0 | [5 empty] | 0 | 0 | 0 | 0 |  | 0 | 0 | 0 | 0 | 0 | 0 | 0 | 0 | 0 | 0 | 0 | 0 | 0 | 0 | 0 | 0 | 0 | 0 | 0 | 0 | 0 | 0
82 | Grimmway-Malaga | PGE Kern | {} | 988 | 0 | 0 | 988 | 1 | [5 empty] | 0 | 0 | 0 | 0 |  | 187 | 0.19 | 801 | 0.81 | 553 | 0.56 | 435 | 30 | 0.03 | 958 | 89 | 0.09 | 899 | 553 | 0.56 | 435 | 857 | 0.87 | 131 | 0 | 0 | 988
83 | Kernridge | PGE Kern | {'Temblor': [4.8, 29.0], 'Caliente': [10.9, 65.0], 'Carrizo Plains': [17.4, 36.0], 'Topaz': [18.4, 36.0], 'Solar': [18.4, 36.0]} | 1723 | 163 | 0.09 | 1560 | 0.91 | [5 empty] | 0 | 0 | 0 | 0 |  | 1017 | 0.59 | 0 | 0 | 1253 | 0.73 | 470 | 0 | 0 | 1723 | 277 | 0.16 | 1446 | 1253 | 0.73 | 470 | 1090 | 0.63 | 633 | 0 | 0 | 1723
84 | Crestwood | SDGE Imperial | {'Boulevard': [5.4, 11398.0], 'Carrizo Gorge': [5.5, 11361.0], 'Cameron': [8.4, 4923.0], 'Suncrest - Ocotillo (Proposed)': [8.6, 4733.0], 'East County': [14.5, 1999.0]} | 40252 | 11505 | 0.29 | 28747 | 0.71 | [5 empty] | 1 | 0 | 0 | 0 |  | 16866 | 0.42 | 18604 | 0.46 | 2874 | 0.07 | 37378 | 7791 | 0.19 | 32461 | 16750 | 0.42 | 23502 | 20446 | 0.51 | 19806 | 12735 | 0.32 | 27517 | 507 | 0.01 | 39744
85 | Salt Creek | SDGE Imperial | {'Miguel': [0.1, 27.0], 'Telegraph Canyon': [3.4, 27.0], 'Otay': [7.2, 27.0], 'Bay Boulevard': [8.1, 24.0], 'Otay Mesa': [8.3, 4.0], 'San Ysidro': [8.4, 27.0], 'Imperial Beach': [9.3, 24.0], 'Silvergate': [9.4, 23.0], 'Mission': [11.6, 23.0], 'Vine': [12.1, 23.0], 'Old Town': [13.6, 23.0], 'Point Loma': [15.2, 23.0]} | 817 | 184 | 0.23 | 633 | 0.77 | [5 empty] | 0 | 0 | 0 | 0 |  | 0 | 0 | 0 | 0 | 54 | 0.07 | 763 | 308 | 0.38 | 509 | 569 | 0.7 | 249 | 574 | 0.7 | 243 | 34 | 0.04 | 783 | 66 | 0.08 | 752
86 | Eagle Rock (SCE) | SCE Metro | {} | 77 | 0 | 0 | 77 | 1 | [5 empty] | 0 | 0 | 0 | 0 |  | 5 | 0.07 | 0 | 0 | 5 | 0.07 | 72 | 72 | 0.93 | 5 | 72 | 0.93 | 5 | 77 | 1 | 0 | 5 | 0.07 | 72 | 0 | 0 | 77
87 | Melones | PGE GBA | {} | 0 | 0 | 0 | 0 | 0 | [5 empty] | 0 | 0 | 0 | 0 |  | 0 | 0 | 0 | 0 | 0 | 0 | 0 | 0 | 0 | 0 | 0 | 0 | 0 | 0 | 0 | 0 | 0 | 0 | 0 | 0 | 0 | 0
88 | Imperial Beach | SDGE Imperial | {'Bay Boulevard': [1.7, 64.0], 'Otay': [2.4, 38.0], 'San Ysidro': [4.3, 32.0], 'Telegraph Canyon': [6.0, 37.0], 'Silvergate': [8.2, 62.0], 'Salt Creek': [9.3, 24.0], 'Miguel': [9.4, 28.0], 'Otay Mesa': [10.8, 2.0], 'Vine': [11.8, 58.0], 'Point Loma': [13.5, 58.0], 'Old Town': [13.8, 58.0], 'Mission': [14.1, 58.0], 'Elliot': [16.1, 23.0], 'Elliott': [16.1, 23.0], 'Kearny': [17.4, 23.0], 'Mesa Heights': [17.4, 23.0]} | 754 | 184 | 0.24 | 571 | 0.76 | [5 empty] | 0 | 0 | 0 | 0 |  | 0 | 0 | 0 | 0 | 54 | 0.07 | 700 | 281 | 0.37 | 474 | 507 | 0.67 | 247 | 513 | 0.68 | 242 | 3 | 0 | 752 | 59 | 0.08 | 695
89 | Pala | SDGE Imperial | {} | 172 | 25 | 0.15 | 147 | 0.85 | [5 empty] | 0 | 0 | 0 | 0 |  | 0 | 0 | 0 | 0 | 34 | 0.2 | 139 | 138 | 0.8 | 35 | 138 | 0.8 | 35 | 138 | 0.8 | 35 | 0 | 0 | 172 | 30 | 0.17 | 143
90 | 7th Standard | PGE Kern | {} | 0 | 0 | 0 | 0 | 0 | [5 empty] | 0 | 0 | 0 | 0 |  | 0 | 0 | 0 | 0 | 0 | 0 | 0 | 0 | 0 | 0 | 0 | 0 | 0 | 0 | 0 | 0 | 0 | 0 | 0 | 0 | 0 | 0
91 | Rosedale | PGE Kern | {} | 0 | 0 | 0 | 0 | 0 | [5 empty] | 0 | 0 | 0 | 0 |  | 0 | 0 | 0 | 0 | 0 | 0 | 0 | 0 | 0 | 0 | 0 | 0 | 0 | 0 | 0 | 0 | 0 | 0 | 0 | 0 | 0 | 0
92 | Moorpark | SCE Northern | {} | 3974 | 391 | 0.1 | 3583 | 0.9 | [5 empty] | 5 | 0 | 0 | 0 |  | 2287 | 0.58 | 1116 | 0.28 | 2398 | 0.6 | 1576 | 394 | 0.1 | 3580 | 330 | 0.08 | 3644 | 2586 | 0.65 | 1388 | 1938 | 0.49 | 2036 | 186 | 0.05 | 3788
93 | Norco | PGE Kern | {} | 0 | 0 | 0 | 0 | 0 | [5 empty] | 0 | 0 | 0 | 0 |  | 0 | 0 | 0 | 0 | 0 | 0 | 0 | 0 | 0 | 0 | 0 | 0 | 0 | 0 | 0 | 0 | 0 | 0 | 0 | 0 | 0 | 0
94 | La Fresa | SCE Metro | {'El Nido': [2.9, 15.0], 'Redondo': [3.5, 20.0], 'Chevmain': [4.6, 13.0], 'El Segundo': [5.8, 11.0], 'Arcogen': [6.3, 66.0], 'Hinson': [7.2, 55.0], 'Harborgen': [8.7, 57.0], 'Lighthipe': [9.0, 50.0], 'Long Beach': [9.5, 57.0], 'Del Amo': [13.6, 47.0], 'Alamitos': [15.2, 54.0]} | 994 | 395 | 0.4 | 599 | 0.6 | [5 empty] | 0 | 0 | 0 | 0 |  | 0 | 0 | 0 | 0 | 0 | 0 | 994 | 202 | 0.2 | 792 | 560 | 0.56 | 435 | 560 | 0.56 | 435 | 0 | 0 | 994 | 5 | 0 | 990
95 | Cottonwood | PGE NGBA | {} | 293 | 46 | 0.16 | 247 | 0.84 | [5 empty] | 0 | 0 | 0 | 0 |  | 139 | 0.47 | 0 | 0 | 157 | 0.54 | 136 | 38 | 0.13 | 255 | 38 | 0.13 | 255 | 195 | 0.67 | 98 | 147 | 0.5 | 146 | 0 | 0 | 293
96 | Borden | PGE Fresno | {} | 0 | 0 | 0 | 0 | 0 | [5 empty] | 0 | 0 | 0 | 0 |  | 0 | 0 | 0 | 0 | 0 | 0 | 0 | 0 | 0 | 0 | 0 | 0 | 0 | 0 | 0 | 0 | 0 | 0 | 0 | 0 | 0 | 0
97 | Oceano | PGE Kern | {'Callender': [3.8, 84.0], 'Mesa': [9.7, 43.0], 'San Luis Obispo': [11.5, 21.0], 'Diablo Canyon': [16.9, 11.0]} | 6076 | 422 | 0.07 | 5654 | 0.93 | [5 empty] | 1 | 0 | 0 | 0 |  | 4062 | 0.67 | 1001 | 0.16 | 1592 | 0.26 | 4484 | 256 | 0.04 | 5820 | 2347 | 0.39 | 3729 | 3155 | 0.52 | 2921 | 4701 | 0.77 | 1375 | 167 | 0.03 | 5909
98 | Hollister | PGE GBA | {} | 5479 | 0 | 0 | 5479 | 1 | [5 empty] | 3 | 0 | 0 | 0 |  | 2656 | 0.48 | 2815 | 0.51 | 5353 | 0.98 | 126 | 7 | 0 | 5472 | 104 | 0.02 | 5375 | 5360 | 0.98 | 119 | 5228 | 0.95 | 251 | 19 | 0 | 5460
99 | Crow Creek | PGE Fresno | {} | 6512 | 0 | 0 | 6512 | 1 | [5 empty] | 3 | 0 | 0 | 0 |  | 2483 | 0.38 | 4029 | 0.62 | 6304 | 0.97 | 209 | 1439 | 0.22 | 5073 | 2899 | 0.45 | 3614 | 6428 | 0.99 | 84 | 6504 | 1 | 8 | 1 | 0 | 6511
100 | Stockdale | PGE Kern | {} | 0 | 0 | 0 | 0 | 0 | [5 empty] | 0 | 0 | 0 | 0 |  | 0 | 0 | 0 | 0 | 0 | 0 | 0 | 0 | 0 | 0 | 0 | 0 | 0 | 0 | 0 | 0 | 0 | 0 | 0 | 0 | 0 | 0
101 | New Sub - Rancho Seco - Bellota (Proposed) | PGE GBA | {} | 0 | 0 | 0 | 0 | 0 | [5 empty] | 0 | 0 | 0 | 0 |  | 0 | 0 | 0 | 0 | 0 | 0 | 0 | 0 | 0 | 0 | 0 | 0 | 0 | 0 | 0 | 0 | 0 | 0 | 0 | 0 | 0 | 0
102 | Oro Loma | PGE Fresno | {} | 840 | 0 | 0 | 840 | 1 | [5 empty] | 0 | 0 | 0 | 0 |  | 425 | 0.51 | 415 | 0.49 | 716 | 0.85 | 124 | 3 | 0 | 837 | 3 | 0 | 837 | 716 | 0.85 | 124 | 840 | 1 | 0 | 1 | 0 | 839
103 | Peoria | PGE GBA | {} | 0 | 0 | 0 | 0 | 0 | [5 empty] | 0 | 0 | 0 | 0 |  | 0 | 0 | 0 | 0 | 0 | 0 | 0 | 0 | 0 | 0 | 0 | 0 | 0 | 0 | 0 | 0 | 0 | 0 | 0 | 0 | 0 | 0
104 | Table Mountain | PGE NGBA | {} | 1931 | 0 | 0 | 1931 | 1 | [5 empty] | 0 | 0 | 0 | 0 |  | 326 | 0.17 | 0 | 0 | 944 | 0.49 | 987 | 1287 | 0.67 | 644 | 1931 | 1 | 0 | 1931 | 1 | 0 | 1515 | 0.78 | 415 | 17 | 0.01 | 1913
105 | Sycamore Canyon | SDGE Imperial | {} | 494 | 186 | 0.38 | 308 | 0.62 | [5 empty] | 0 | 0 | 0 | 0 |  | 0 | 0 | 0 | 0 | 14 | 0.03 | 480 | 87 | 0.18 | 408 | 257 | 0.52 | 237 | 263 | 0.53 | 232 | 0 | 0 | 494 | 26 | 0.05 | 468
106 | Ivanpah | SCE EOP | {'Mountain Pass': [5.5, 18.0], 'Primm': [9.5, 18.0]} | 6580 | 452 | 0.07 | 6129 | 0.93 | [5 empty] | 0 | 0 | 0 | 0 |  | 0 | 0 | 0 | 0 | 4022 | 0.61 | 2558 | 3838 | 0.58 | 2742 | 767 | 0.12 | 5814 | 4763 | 0.72 | 1817 | 2176 | 0.33 | 4405 | 41 | 0.01 | 6539
107 | North Gila | SDGE Arizona | {} | 36583 | 2786 | 0.08 | 33797 | 0.92 | [5 empty] | 0 | 0 | 0 | 0 |  | 0 | 0 | 0 | 0 | 320 | 0.01 | 36263 | 10505 | 0.29 | 26078 | 8173 | 0.22 | 28410 | 10560 | 0.29 | 26023 | 32197 | 0.88 | 4386 | 106 | 0 | 36477
108 | Manteca | PGE GBA | {} | 12296 | 0 | 0 | 12296 | 1 | [5 empty] | 793 | 0.06 | 1026 | 0.08 |  | 9615 | 0.78 | 100 | 0.01 | 9654 | 0.79 | 2642 | 11678 | 0.95 | 618 | 11466 | 0.93 | 830 | 12296 | 1 | 0 | 4705 | 0.38 | 7591 | 259 | 0.02 | 12037
109 | Dumbarton | PGE GBA | {'Mt Eden': [5.7, 20.0], 'Mt. Eden': [5.7, 20.0], 'Eastshore': [5.7, 28.0], 'Ravenswood': [6.2, 31.0], 'Cooley Landing': [6.9, 19.0], 'Castro Valley': [9.4, 18.0], 'Grant': [9.7, 18.0], 'Whisman': [10.6, 1.0], 'Menlo': [11.7, 13.0], 'San Leandro U': [11.8, 18.0], 'Jefferson': [14.2, 13.0], 'Edes': [14.6, 17.0], 'Burlingame': [16.8, 3.0]} | 760 | 233 | 0.31 | 526 | 0.69 | [5 empty] | 0 | 0 | 0 | 0 |  | 186 | 0.25 | 0 | 0 | 260 | 0.34 | 500 | 296 | 0.39 | 463 | 344 | 0.45 | 416 | 406 | 0.53 | 353 | 215 | 0.28 | 545 | 116 | 0.15 | 644
110 | Altamont | PGE GBA | {'Altamont Midway (Sandhill)': [0.0, 21.0], 'Vasco': [3.3, 21.0], 'Windmaster': [4.1, 21.0], 'Los Positas': [4.5, 21.0], 'Las Positas': [4.5, 21.0], 'Cayetano': [5.1, 21.0], 'North Dublin': [9.8, 21.0], 'Vineyard': [11.1, 21.0], 'Tassajara': [13.0, 21.0], 'San Ramon': [14.0, 21.0]} | 36401 | 132 | 0 | 36269 | 1 | [5 empty] | 816 | 0.02 | 1040 | 0.03 |  | 31889 | 0.88 | 1812 | 0.05 | 31489 | 0.87 | 4912 | 30578 | 0.84 | 5823 | 33136 | 0.91 | 3265 | 36077 | 0.99 | 325 | 17080 | 0.47 | 19321 | 1000 | 0.03 | 35401
111 | Hoodoo Wash | SDGE Arizona | {} | 13 | 13 | 1 | 0 | 0 | [5 empty] | 0 | 0 | 0 | 0 |  | 0 | 0 | 0 | 0 | 0 | 0 | 13 | 0 | 0 | 13 | 0 | 0 | 13 | 0 | 0 | 13 | 0 | 0 | 13 | 0 | 0 | 13
112 | Wyandotte | PGE NGBA | {} | 581 | 0 | 0 | 581 | 1 | [5 empty] | 0 | 0 | 0 | 0 |  | 0 | 0 | 0 | 0 | 374 | 0.64 | 207 | 196 | 0.34 | 385 | 558 | 0.96 | 23 | 581 | 1 | 0 | 380 | 0.65 | 201 | 0 | 0 | 581
113 | Laguna Bell | SCE Metro | {} | 958 | 380 | 0.4 | 578 | 0.6 | [5 empty] | 0 | 0 | 0 | 0 |  | 0 | 0 | 0 | 0 | 0 | 0 | 958 | 199 | 0.21 | 759 | 550 | 0.57 | 408 | 550 | 0.57 | 408 | 0 | 0 | 958 | 5 | 0 | 953
114 | El Casco | SCE Eastern | {} | 12676 | 1376 | 0.11 | 11299 | 0.89 | [5 empty] | 3 | 0 | 0 | 0 |  | 6578 | 0.52 | 5380 | 0.42 | 4128 | 0.33 | 8547 | 5271 | 0.42 | 7405 | 7080 | 0.56 | 5596 | 7780 | 0.61 | 4896 | 6563 | 0.52 | 6113 | 93 | 0.01 | 12583
115 | Le Grand | PGE Fresno | {} | 0 | 0 | 0 | 0 | 0 | [5 empty] | 0 | 0 | 0 | 0 |  | 0 | 0 | 0 | 0 | 0 | 0 | 0 | 0 | 0 | 0 | 0 | 0 | 0 | 0 | 0 | 0 | 0 | 0 | 0 | 0 | 0 | 0
116 | Tupman | PGE Kern | {} | 0 | 0 | 0 | 0 | 0 | [5 empty] | 0 | 0 | 0 | 0 |  | 0 | 0 | 0 | 0 | 0 | 0 | 0 | 0 | 0 | 0 | 0 | 0 | 0 | 0 | 0 | 0 | 0 | 0 | 0 | 0 | 0 | 0
117 | Henrietta | PGE Fresno | {} | 0 | 0 | 0 | 0 | 0 | [5 empty] | 0 | 0 | 0 | 0 |  | 0 | 0 | 0 | 0 | 0 | 0 | 0 | 0 | 0 | 0 | 0 | 0 | 0 | 0 | 0 | 0 | 0 | 0 | 0 | 0 | 0 | 0
118 | Castro Valley | PGE GBA | {'Mt Eden': [4.7, 76.0], 'Mt. Eden': [4.7, 76.0], 'San Leandro U': [4.9, 76.0], 'Grant': [5.5, 76.0], 'Eastshore': [5.5, 76.0], 'Edes': [7.9, 74.0], 'Dumbarton': [9.4, 18.0], 'Oakland J': [9.7, 58.0], 'Moraga': [12.2, 6.0], 'Oakland X': [12.2, 58.0], 'Oakland L': [14.1, 57.0], 'Oakland C': [14.1, 58.0], 'Ravenswood': [14.4, 18.0], 'Cooley Landing': [15.6, 6.0], 'SAN FRAN A (POTRERO PP)': [18.2, 12.0], 'Potrero': [18.2, 12.0], 'Martin': [18.9, 4.0]} | 6140 | 486 | 0.08 | 5654 | 0.92 | [5 empty] | 0 | 0 | 0 | 0 |  | 5151 | 0.84 | 102 | 0.02 | 4132 | 0.67 | 2008 | 5060 | 0.82 | 1080 | 5174 | 0.84 | 966 | 5488 | 0.89 | 652 | 2537 | 0.41 | 3603 | 250 | 0.04 | 5890
119 | Vineyard | PGE GBA | {'North Dublin': [5.2, 21.0], 'Cayetano': [6.6, 21.0], 'San Ramon': [6.8, 21.0], 'Los Positas': [6.9, 21.0], 'Las Positas': [6.9, 21.0], 'Vasco': [8.1, 21.0], 'Tassajara': [9.5, 21.0], 'Altamont': [11.1, 21.0], 'Altamont Midway (Sandhill)': [11.1, 21.0], 'Windmaster': [14.7, 21.0]} | 34247 | 154 | 0 | 34093 | 1 | [5 empty] | 793 | 0.02 | 1026 | 0.03 |  | 30165 | 0.88 | 1351 | 0.04 | 29778 | 0.87 | 4470 | 29532 | 0.86 | 4716 | 31898 | 0.93 | 2350 | 33875 | 0.99 | 372 | 15218 | 0.44 | 19029 | 1020 | 0.03 | 33227
120 | Trout Canyon | SCE EOP | {} | 15760 | 766 | 0.05 | 14995 | 0.95 | [5 empty] | 0 | 0 | 0 | 0 |  | 0 | 0 | 0 | 0 | 3071 | 0.19 | 12689 | 50 | 0 | 15710 | 6130 | 0.39 | 9630 | 7730 | 0.49 | 8030 | 12944 | 0.82 | 2816 | 19 | 0 | 15741
121 | Columbus | PGE Kern | {} | 286 | 0 | 0 | 286 | 1 | [5 empty] | 0 | 0 | 0 | 0 |  | 0 | 0 | 286 | 1 | 154 | 0.54 | 131 | 98 | 0.34 | 188 | 211 | 0.74 | 75 | 226 | 0.79 | 60 | 286 | 1 | 0 | 0 | 0 | 286
122 | Lewis | SCE Metro | {} | 770 | 350 | 0.45 | 420 | 0.55 | [5 empty] | 0 | 0 | 0 | 0 |  | 0 | 0 | 0 | 0 | 9 | 0.01 | 761 | 181 | 0.24 | 589 | 388 | 0.5 | 382 | 397 | 0.52 | 373 | 0 | 0 | 770 | 31 | 0.04 | 739
123 | Standard Oil 2 | PGE GBA | {'Standard Oil': [0.0, 347.0], 'Richmond R': [2.2, 344.0], 'San Pablo': [4.0, 262.0], 'El Cerrito G': [5.5, 303.0], 'Sobrante': [10.6, 160.0], 'Christie': [10.8, 49.0], 'Ignacio': [11.8, 41.0], 'Oakland L': [11.8, 152.0], 'Oakland C': [12.3, 140.0], 'Carquinez': [12.6, 30.0], 'Oakland X': [13.5, 68.0], 'Potrero': [13.5, 138.0], 'SAN FRAN A (POTRERO PP)': [13.5, 141.0], 'Moraga': [14.5, 60.0], 'Alhambra': [14.7, 27.0], 'Martinez': [15.7, 26.0], 'Oakland J': [16.3, 41.0], 'Parkway': [16.5, 26.0], 'Bahia': [16.6, 26.0], 'Martin': [17.2, 21.0], 'Edes': [18.3, 7.0]} | 9888 | 1932 | 0.2 | 7956 | 0.8 | [5 empty] | 47 | 0 | 0 | 0 |  | 4694 | 0.47 | 0 | 0 | 2640 | 0.27 | 7248 | 3809 | 0.39 | 6079 | 4162 | 0.42 | 5726 | 7226 | 0.73 | 2662 | 3230 | 0.33 | 6658 | 1052 | 0.11 | 8836
124 | Mc Mullin | PGE Fresno | {} | 0 | 0 | 0 | 0 | 0 | [5 empty] | 0 | 0 | 0 | 0 |  | 0 | 0 | 0 | 0 | 0 | 0 | 0 | 0 | 0 | 0 | 0 | 0 | 0 | 0 | 0 | 0 | 0 | 0 | 0 | 0 | 0 | 0
125 | Taft | PGE Kern | {} | 0 | 0 | 0 | 0 | 0 | [5 empty] | 0 | 0 | 0 | 0 |  | 0 | 0 | 0 | 0 | 0 | 0 | 0 | 0 | 0 | 0 | 0 | 0 | 0 | 0 | 0 | 0 | 0 | 0 | 0 | 0 | 0 | 0
126 | Pleasant Grove | PGE NGBA | {} | 0 | 0 | 0 | 0 | 0 | [5 empty] | 0 | 0 | 0 | 0 |  | 0 | 0 | 0 | 0 | 0 | 0 | 0 | 0 | 0 | 0 | 0 | 0 | 0 | 0 | 0 | 0 | 0 | 0 | 0 | 0 | 0 | 0
127 | Newark | PGE GBA | {} | 1621 | 141 | 0.09 | 1480 | 0.91 | [5 empty] | 0 | 0 | 0 | 0 |  | 1163 | 0.72 | 176 | 0.11 | 1347 | 0.83 | 274 | 652 | 0.4 | 969 | 677 | 0.42 | 943 | 1387 | 0.86 | 234 | 1338 | 0.83 | 282 | 117 | 0.07 | 1504
128 | Dairyland | PGE Fresno | {} | 0 | 0 | 0 | 0 | 0 | [5 empty] | 0 | 0 | 0 | 0 |  | 0 | 0 | 0 | 0 | 0 | 0 | 0 | 0 | 0 | 0 | 0 | 0 | 0 | 0 | 0 | 0 | 0 | 0 | 0 | 0 | 0 | 0
129 | Chino | SCE Metro | {} | 369 | 0 | 0 | 369 | 1 | [5 empty] | 0 | 0 | 0 | 0 |  | 0 | 0 | 369 | 1 | 369 | 1 | 0 | 0 | 0 | 369 | 29 | 0.08 | 341 | 369 | 1 | 0 | 275 | 0.74 | 94 | 1 | 0 | 369
130 | El Segundo | SCE Metro | {'Chevmain': [1.2, 15.0], 'El Nido': [3.0, 15.0], 'Redondo': [4.6, 11.0], 'La Fresa': [5.8, 11.0], 'La Cienega': [6.9, 4.0], 'Windsor': [7.1, 4.0], 'Arcogen': [12.0, 11.0]} | 870 | 408 | 0.47 | 462 | 0.53 | [5 empty] | 0 | 0 | 0 | 0 |  | 0 | 0 | 0 | 0 | 3 | 0 | 867 | 84 | 0.1 | 786 | 419 | 0.48 | 451 | 422 | 0.48 | 448 | 0 | 0 | 870 | 0 | 0 | 870
131 | San Leandro U | PGE GBA | {'Grant': [2.8, 140.0], 'Edes': [3.2, 166.0], 'Castro Valley': [4.9, 76.0], 'Oakland J': [5.1, 149.0], 'Mt Eden': [6.0, 82.0], 'Mt. Eden': [6.0, 82.0], 'Eastshore': [6.2, 84.0], 'Oakland X': [8.0, 149.0], 'Oakland C': [9.5, 149.0], 'Moraga': [9.6, 97.0], 'Oakland L': [9.6, 149.0], 'Dumbarton': [11.8, 18.0], 'SAN FRAN A (POTRERO PP)': [13.3, 103.0], 'Potrero': [13.3, 104.0], 'Sobrante': [14.0, 35.0], 'Martin': [14.2, 76.0], 'Ravenswood': [15.2, 18.0], 'Cooley Landing': [16.5, 6.0], 'El Cerrito G': [16.6, 41.0]} | 2598 | 619 | 0.24 | 1978 | 0.76 | [5 empty] | 1 | 0 | 0 | 0 |  | 1366 | 0.53 | 23 | 0.01 | 478 | 0.18 | 2120 | 1376 | 0.53 | 1221 | 1658 | 0.64 | 940 | 1799 | 0.69 | 799 | 500 | 0.19 | 2097 | 161 | 0.06 | 2437
132 | Ganso | PGE Kern | {} | 0 | 0 | 0 | 0 | 0 | [5 empty] | 0 | 0 | 0 | 0 |  | 0 | 0 | 0 | 0 | 0 | 0 | 0 | 0 | 0 | 0 | 0 | 0 | 0 | 0 | 0 | 0 | 0 | 0 | 0 | 0 | 0 | 0
133 | Poso Mountain | PGE Kern | {} | 508 | 137 | 0.27 | 371 | 0.73 | [5 empty] | 0 | 0 | 0 | 0 |  | 0 | 0 | 508 | 1 | 113 | 0.22 | 395 | 0 | 0 | 508 | 124 | 0.24 | 384 | 124 | 0.24 | 384 | 365 | 0.72 | 143 | 3 | 0.01 | 505
134 | Avena | PGE GBA | {} | 0 | 0 | 0 | 0 | 0 | [5 empty] | 0 | 0 | 0 | 0 |  | 0 | 0 | 0 | 0 | 0 | 0 | 0 | 0 | 0 | 0 | 0 | 0 | 0 | 0 | 0 | 0 | 0 | 0 | 0 | 0 | 0 | 0
135 | Martin | PGE GBA | {'SAN FRAN A (POTRERO PP)': [3.9, 321.0], 'Potrero': [3.9, 321.0], 'Millbrae': [6.9, 102.0], 'Burlingame': [8.3, 67.0], 'Oakland C': [9.5, 273.0], 'Oakland L': [10.6, 272.0], 'Oakland J': [11.4, 251.0], 'Edes': [12.0, 222.0], 'Oakland X': [12.0, 256.0], 'Grant': [13.8, 49.0], 'San Leandro U': [14.2, 76.0], 'Richmond R': [15.7, 142.0], 'El Cerrito G': [15.9, 191.0], 'Eastshore': [16.8, 12.0], 'Moraga': [16.8, 149.0], 'Standard Oil': [17.2, 21.0], 'Standard Oil 2': [17.2, 21.0], 'Mt Eden': [17.4, 10.0], 'Mt. Eden': [17.4, 10.0], 'Sobrante': [17.8, 96.0], 'Jefferson': [18.4, 27.0], 'Castro Valley': [18.9, 4.0]} | 2189 | 788 | 0.36 | 1401 | 0.64 | [5 empty] | 0 | 0 | 0 | 0 |  | 1 | 0 | 0 | 0 | 205 | 0.09 | 1985 | 580 | 0.26 | 1609 | 1142 | 0.52 | 1047 | 1178 | 0.54 | 1011 | 148 | 0.07 | 2042 | 184 | 0.08 | 2006
136 | Harry Allen | <Null> | {} | 0 | 0 | 0 | 0 | 0 | [5 empty] | 0 | 0 | 0 | 0 |  | 0 | 0 | 0 | 0 | 0 | 0 | 0 | 0 | 0 | 0 | 0 | 0 | 0 | 0 | 0 | 0 | 0 | 0 | 0 | 0 | 0 | 0
137 | Rio Oso | PGE NGBA | {} | 0 | 0 | 0 | 0 | 0 | [5 empty] | 0 | 0 | 0 | 0 |  | 0 | 0 | 0 | 0 | 0 | 0 | 0 | 0 | 0 | 0 | 0 | 0 | 0 | 0 | 0 | 0 | 0 | 0 | 0 | 0 | 0 | 0
138 | Loveland | SDGE Imperial | {} | 1907 | 65 | 0.03 | 1842 | 0.97 | [5 empty] | 0 | 0 | 0 | 0 |  | 38 | 0.02 | 1587 | 0.83 | 459 | 0.24 | 1448 | 1406 | 0.74 | 501 | 1595 | 0.84 | 312 | 1680 | 0.88 | 227 | 793 | 0.42 | 1114 | 211 | 0.11 | 1696
139 | Huntington Beach | SCE Metro | {'Ellis': [3.4, 19.0], 'Johanna': [8.6, 18.0], 'Alamitos': [10.8, 2.0], 'Barre': [11.3, 2.0], 'Santiago': [12.1, 18.0], 'Del Amo': [15.6, 2.0], 'Long Beach': [16.4, 2.0], 'Harborgen': [17.0, 2.0], 'Hinson': [18.5, 2.0]} | 1163 | 394 | 0.34 | 769 | 0.66 | [5 empty] | 0 | 0 | 0 | 0 |  | 0 | 0 | 0 | 0 | 9 | 0.01 | 1154 | 196 | 0.17 | 967 | 721 | 0.62 | 443 | 729 | 0.63 | 434 | 0 | 0 | 1163 | 31 | 0.03 | 1132
140 | Rossmoor | PGE GBA | {} | 22206 | 1763 | 0.08 | 20443 | 0.92 | [5 empty] | 151 | 0.01 | 0 | 0 |  | 9310 | 0.42 | 102 | 0 | 12276 | 0.55 | 9930 | 15100 | 0.68 | 7106 | 11294 | 0.51 | 10912 | 18914 | 0.85 | 3292 | 5225 | 0.24 | 16981 | 8752 | 0.39 | 13455
141 | Salado | PGE GBA | {} | 7585 | 0 | 0 | 7585 | 1 | [5 empty] | 0 | 0 | 0 | 0 |  | 3091 | 0.41 | 4494 | 0.59 | 7376 | 0.97 | 209 | 1553 | 0.2 | 6032 | 3012 | 0.4 | 4573 | 7501 | 0.99 | 84 | 7585 | 1 | 0 | 2 | 0 | 7583
142 | Lighthipe | SCE Metro | {'Del Amo': [5.0, 294.0], 'Hinson': [5.0, 309.0], 'Arcogen': [5.9, 309.0], 'Harborgen': [7.7, 309.0], 'Long Beach': [8.5, 309.0], 'La Fresa': [9.0, 50.0], 'Alamitos': [9.1, 309.0], 'Redondo': [12.4, 1.0]} | 1000 | 392 | 0.39 | 608 | 0.61 | [5 empty] | 0 | 0 | 0 | 0 |  | 0 | 0 | 0 | 0 | 0 | 0 | 1000 | 202 | 0.2 | 797 | 569 | 0.57 | 431 | 569 | 0.57 | 431 | 0 | 0 | 1000 | 5 | 0.01 | 994
143 | Santee | SDGE Imperial | {} | 543 | 187 | 0.34 | 356 | 0.66 | [5 empty] | 0 | 0 | 0 | 0 |  | 0 | 0 | 0 | 0 | 14 | 0.03 | 529 | 112 | 0.21 | 431 | 303 | 0.56 | 239 | 309 | 0.57 | 234 | 0 | 0 | 543 | 27 | 0.05 | 516
144 | Cholame | PGE Fresno | {'Cal Flats': [12.8, 71.0]} | 9743 | 732 | 0.08 | 9012 | 0.92 | [5 empty] | 1088 | 0.11 | 0 | 0 |  | 7885 | 0.81 | 1021 | 0.1 | 6224 | 0.64 | 3519 | 460 | 0.05 | 9284 | 1911 | 0.2 | 7832 | 6813 | 0.7 | 2930 | 6232 | 0.64 | 3511 | 69 | 0.01 | 9675
145 | Grand Island | PGE NGBA | {'Shiloh III': [14.5, 2818.0], 'Lambie': [14.9, 794.0], 'Lambie Energy': [14.9, 794.0], 'Birds Landing': [14.9, 3082.0], 'Collinsville': [16.9, 1914.0], 'Contra Costa PP': [17.7, 1672.0], 'Contra Costa': [19.2, 151.0]} | 100314 | 11157 | 0.11 | 89157 | 0.89 | [5 empty] | 26741 | 0.27 | 31129 | 0.31 |  | 37581 | 0.37 | 0 | 0 | 12215 | 0.12 | 88099 | 32099 | 0.32 | 68215 | 32599 | 0.32 | 67715 | 44586 | 0.44 | 55728 | 3721 | 0.04 | 96593 | 24048 | 0.24 | 76267
146 | Long Beach | SCE Metro | {'Harborgen': [0.9, 400.0], 'Arcogen': [3.7, 397.0], 'Hinson': [3.7, 398.0], 'Alamitos': [7.2, 373.0], 'Lighthipe': [8.5, 309.0], 'Del Amo': [9.3, 330.0], 'La Fresa': [9.5, 57.0], 'Redondo': [10.9, 3.0], 'Barre': [14.2, 2.0], 'Huntington Beach': [16.4, 2.0], 'Ellis': [17.1, 2.0]} | 1059 | 388 | 0.37 | 671 | 0.63 | [5 empty] | 0 | 0 | 0 | 0 |  | 0 | 0 | 0 | 0 | 0 | 0 | 1059 | 231 | 0.22 | 828 | 631 | 0.6 | 428 | 631 | 0.6 | 428 | 0 | 0 | 1059 | 25 | 0.02 | 1034
147 | Coyote | PGE GBA | {} | 2756 | 33 | 0.01 | 2723 | 0.99 | [5 empty] | 0 | 0 | 0 | 0 |  | 1996 | 0.72 | 720 | 0.26 | 2365 | 0.86 | 391 | 937 | 0.34 | 1819 | 950 | 0.34 | 1807 | 2491 | 0.9 | 265 | 2644 | 0.96 | 112 | 24 | 0.01 | 2732
148 | New Sub - Los Banos - Midway (Proposed) | PGE Fresno | {} | 264 | 0 | 0 | 264 | 1 | [5 empty] | 0 | 0 | 0 | 0 |  | 171 | 0.65 | 76 | 0.29 | 264 | 1 | 0 | 0 | 0 | 264 | 27 | 0.1 | 237 | 264 | 1 | 0 | 193 | 0.73 | 71 | 0 | 0 | 264
149 | Vista (SCE) | SCE Eastern | {} | 4851 | 56 | 0.01 | 4795 | 0.99 | [5 empty] | 0 | 0 | 0 | 0 |  | 1444 | 0.3 | 3280 | 0.68 | 4643 | 0.96 | 208 | 1036 | 0.21 | 3815 | 1571 | 0.32 | 3280 | 4699 | 0.97 | 152 | 3159 | 0.65 | 1692 | 59 | 0.01 | 4792
150 | Fairway | PGE Kern | {} | 3119 | 356 | 0.11 | 2763 | 0.89 | [5 empty] | 0 | 0 | 0 | 0 |  | 587 | 0.19 | 2259 | 0.72 | 302 | 0.1 | 2817 | 3 | 0 | 3116 | 466 | 0.15 | 2653 | 684 | 0.22 | 2435 | 2588 | 0.83 | 531 | 96 | 0.03 | 3023
151 | Pisgah | SCE NOL | {} | 76610 | 24120 | 0.31 | 52490 | 0.69 | [5 empty] | 705 | 0.01 | 582 | 0.01 |  | 0 | 0 | 0 | 0 | 19487 | 0.25 | 57123 | 11190 | 0.15 | 65420 | 10900 | 0.14 | 65710 | 22973 | 0.3 | 53637 | 43537 | 0.57 | 33073 | 699 | 0.01 | 75911
152 | Sloan Canyon | SCE EOP | {'Eldorado': [5.3, 237.0], 'Mead': [11.1, 120.0]} | 8422 | 449 | 0.05 | 7973 | 0.95 | [5 empty] | 0 | 0 | 0 | 0 |  | 0 | 0 | 0 | 0 | 0 | 0 | 8422 | 0 | 0 | 8422 | 0 | 0 | 8422 | 0 | 0 | 8422 | 0 | 0 | 8422 | 0 | 0 | 8422
153 | Templeton | PGE Kern | {'Estrella': [7.3, 138.0], 'Union (Estrella)': [7.3, 138.0], 'Morro Bay': [16.0, 35.0]} | 10037 | 1456 | 0.15 | 8581 | 0.85 | [5 empty] | 51 | 0.01 | 0 | 0 |  | 7437 | 0.74 | 2349 | 0.23 | 6060 | 0.6 | 3978 | 1449 | 0.14 | 8589 | 2901 | 0.29 | 7137 | 6739 | 0.67 | 3298 | 6398 | 0.64 | 3639 | 131 | 0.01 | 9907
154 | Palomar Energy | SDGE Imperial | {'Cannon': [2.8, 29.0], 'Encina': [2.9, 29.0], 'Shadowridge': [3.1, 22.0], 'San Marcos': [5.2, 8.0], 'Ocean Ranch': [6.1, 24.0], 'Melrose': [6.1, 24.0], 'San Luis Rey': [6.7, 24.0], 'Artesian': [11.3, 4.0], 'North City Metering': [12.0, 5.0], 'Pendleton': [13.2, 21.0], 'Penasquitos': [14.7, 3.0]} | 228 | 39 | 0.17 | 189 | 0.83 | [5 empty] | 0 | 0 | 0 | 0 |  | 3 | 0.01 | 0 | 0 | 34 | 0.15 | 194 | 170 | 0.75 | 58 | 178 | 0.78 | 50 | 178 | 0.78 | 50 | 0 | 0 | 228 | 32 | 0.14 | 196
155 | Sisquoc | PGE Kern | {} | 4980 | 570 | 0.11 | 4410 | 0.89 | [5 empty] | 0 | 0 | 0 | 0 |  | 559 | 0.11 | 4030 | 0.81 | 358 | 0.07 | 4622 | 33 | 0.01 | 4946 | 577 | 0.12 | 4403 | 825 | 0.17 | 4155 | 4199 | 0.84 | 781 | 136 | 0.03 | 4844
156 | Alberhill | SCE Eastern | {} | 0 | 0 | 0 | 0 | 0 | [5 empty] | 0 | 0 | 0 | 0 |  | 0 | 0 | 0 | 0 | 0 | 0 | 0 | 0 | 0 | 0 | 0 | 0 | 0 | 0 | 0 | 0 | 0 | 0 | 0 | 0 | 0 | 0
157 | Sanger | PGE Fresno | {} | 0 | 0 | 0 | 0 | 0 | [5 empty] | 0 | 0 | 0 | 0 |  | 0 | 0 | 0 | 0 | 0 | 0 | 0 | 0 | 0 | 0 | 0 | 0 | 0 | 0 | 0 | 0 | 0 | 0 | 0 | 0 | 0 | 0
158 | Lammers | PGE GBA | {} | 34921 | 21 | 0 | 34900 | 1 | [5 empty] | 793 | 0.02 | 1026 | 0.03 |  | 27950 | 0.8 | 4381 | 0.13 | 31820 | 0.91 | 3101 | 26675 | 0.76 | 8246 | 30380 | 0.87 | 4541 | 34896 | 1 | 25 | 17947 | 0.51 | 16974 | 875 | 0.03 | 34046
159 | Chevmain | SCE Metro | {'El Segundo': [1.2, 15.0], 'El Nido': [1.8, 16.0], 'Redondo': [3.9, 13.0], 'La Fresa': [4.6, 13.0], 'Windsor': [7.0, 4.0], 'La Cienega': [7.0, 4.0], 'Arcogen': [10.8, 11.0]} | 905 | 407 | 0.45 | 499 | 0.55 | [5 empty] | 0 | 0 | 0 | 0 |  | 0 | 0 | 0 | 0 | 3 | 0 | 903 | 100 | 0.11 | 806 | 456 | 0.5 | 449 | 459 | 0.51 | 447 | 0 | 0 | 905 | 0 | 0 | 905
160 | Telegraph Canyon | SDGE Imperial | {'Salt Creek': [3.4, 27.0], 'Miguel': [3.4, 30.0], 'Otay': [3.8, 40.0], 'Bay Boulevard': [5.0, 37.0], 'San Ysidro': [5.3, 37.0], 'Imperial Beach': [6.0, 37.0], 'Otay Mesa': [7.5, 6.0], 'Silvergate': [8.4, 35.0], 'Vine': [11.7, 32.0], 'Mission': [12.3, 32.0], 'Old Town': [13.5, 32.0], 'Point Loma': [14.5, 32.0]} | 813 | 184 | 0.23 | 629 | 0.77 | [5 empty] | 0 | 0 | 0 | 0 |  | 0 | 0 | 0 | 0 | 54 | 0.07 | 758 | 308 | 0.38 | 505 | 565 | 0.7 | 247 | 571 | 0.7 | 242 | 34 | 0.04 | 778 | 66 | 0.08 | 747
161 | Grant | PGE GBA | {'San Leandro U': [2.8, 140.0], 'Eastshore': [4.0, 92.0], 'Mt Eden': [4.2, 83.0], 'Mt. Eden': [4.2, 83.0], 'Edes': [5.0, 139.0], 'Castro Valley': [5.5, 76.0], 'Oakland J': [7.0, 122.0], 'Dumbarton': [9.7, 18.0], 'Oakland X': [10.1, 122.0], 'Oakland C': [11.0, 122.0], 'Oakland L': [11.4, 122.0], 'Moraga': [12.3, 70.0], 'Burlingame': [12.4, 15.0], 'Ravenswood': [12.5, 33.0], 'Millbrae': [13.4, 15.0], 'SAN FRAN A (POTRERO PP)': [13.7, 76.0], 'Potrero': [13.7, 77.0], 'Martin': [13.8, 49.0], 'Cooley Landing': [13.9, 6.0], 'Jefferson': [16.4, 15.0], 'Sobrante': [16.5, 26.0], 'El Cerrito G': [18.7, 14.0]} | 1269 | 545 | 0.43 | 724 | 0.57 | [5 empty] | 0 | 0 | 0 | 0 |  | 106 | 0.08 | 0 | 0 | 258 | 0.2 | 1011 | 310 | 0.24 | 959 | 450 | 0.35 | 819 | 545 | 0.43 | 724 | 163 | 0.13 | 1106 | 143 | 0.11 | 1126
162 | East Marysville | PGE NGBA | {} | 1591 | 0 | 0 | 1591 | 1 | [5 empty] | 0 | 0 | 0 | 0 |  | 1591 | 1 | 0 | 0 | 1538 | 0.97 | 53 | 1034 | 0.65 | 556 | 1034 | 0.65 | 556 | 1557 | 0.98 | 33 | 1304 | 0.82 | 286 | 5 | 0 | 1585
163 | Caribou 2 | PGE NGBA | {} | 12843 | 560 | 0.04 | 12283 | 0.96 | [5 empty] | 0 | 0 | 0 | 0 |  | 4555 | 0.35 | 1871 | 0.15 | 5644 | 0.44 | 7200 | 8625 | 0.67 | 4218 | 8184 | 0.64 | 4659 | 10901 | 0.85 | 1942 | 10411 | 0.81 | 2432 | 444 | 0.03 | 12399
164 | Dixon Landing | PGE GBA | {} | 2832 | 62 | 0.02 | 2770 | 0.98 | [5 empty] | 0 | 0 | 0 | 0 |  | 2378 | 0.84 | 298 | 0.11 | 2332 | 0.82 | 500 | 1150 | 0.41 | 1682 | 1173 | 0.41 | 1659 | 2478 | 0.88 | 354 | 2472 | 0.87 | 360 | 100 | 0.04 | 2732
165 | New Sub - Gates - Templeton (Proposed) | PGE Kern | {} | 2492 | 122 | 0.05 | 2370 | 0.95 | [5 empty] | 0 | 0 | 0 | 0 |  | 2385 | 0.96 | 67 | 0.03 | 1865 | 0.75 | 627 | 191 | 0.08 | 2301 | 830 | 0.33 | 1662 | 1930 | 0.77 | 562 | 1975 | 0.79 | 517 | 0 | 0 | 2492
166 | Westley | PGE Fresno | {} | 12235 | 0 | 0 | 12235 | 1 | [5 empty] | 0 | 0 | 0 | 0 |  | 6468 | 0.53 | 5767 | 0.47 | 12100 | 0.99 | 136 | 5751 | 0.47 | 6484 | 7412 | 0.61 | 4823 | 12163 | 0.99 | 72 | 11905 | 0.97 | 330 | 45 | 0 | 12190
167 | Antelope | SCE Northern | {'Rosamond': [12.8, 7025.0], 'Neenach': [12.9, 11140.0], 'Whirlwind': [14.2, 9553.0], 'Vincent': [17.4, 1654.0]} | 159626 | 58294 | 0.37 | 101332 | 0.63 | [5 empty] | 3832 | 0.02 | 1540 | 0.01 |  | 24484 | 0.15 | 17441 | 0.11 | 23203 | 0.15 | 136423 | 55928 | 0.35 | 103698 | 38565 | 0.24 | 121061 | 79914 | 0.5 | 79712 | 39015 | 0.24 | 120612 | 2382 | 0.01 | 157244
168 | Atwater | PGE Fresno | {} | 0 | 0 | 0 | 0 | 0 | [5 empty] | 0 | 0 | 0 | 0 |  | 0 | 0 | 0 | 0 | 0 | 0 | 0 | 0 | 0 | 0 | 0 | 0 | 0 | 0 | 0 | 0 | 0 | 0 | 0 | 0 | 0 | 0
169 | Pine Flat | PGE Fresno | {} | 0 | 0 | 0 | 0 | 0 | [5 empty] | 0 | 0 | 0 | 0 |  | 0 | 0 | 0 | 0 | 0 | 0 | 0 | 0 | 0 | 0 | 0 | 0 | 0 | 0 | 0 | 0 | 0 | 0 | 0 | 0 | 0 | 0
170 | Murray | SDGE Imperial | {'Spring Valley': [3.8, 1.0], 'Elliot': [4.1, 2.0], 'Elliott': [4.2, 2.0], 'Mission': [6.6, 2.0], 'Kearny': [6.9, 2.0], 'Mesa Heights': [8.2, 2.0], 'Silvergate': [9.6, 2.0], 'Vine': [9.7, 2.0], 'Old Town': [9.9, 2.0], 'Point Loma': [12.6, 2.0], 'Bay Boulevard': [13.3, 2.0]} | 760 | 202 | 0.27 | 557 | 0.73 | [5 empty] | 0 | 0 | 0 | 0 |  | 0 | 0 | 0 | 0 | 54 | 0.07 | 705 | 267 | 0.35 | 493 | 494 | 0.65 | 265 | 500 | 0.66 | 260 | 0 | 0 | 760 | 50 | 0.07 | 710
171 | Lathrop | SCE EOP | {'Jackass (DOE)': [9.0, 3724.0], 'Valley Switch': [9.4, 5.0]} | 123205 | 8355 | 0.07 | 114850 | 0.93 | [5 empty] | 0 | 0 | 0 | 0 |  | 0 | 0 | 0 | 0 | 0 | 0 | 123205 | 0 | 0 | 123205 | 0 | 0 | 123205 | 0 | 0 | 123205 | 2867 | 0.02 | 120338 | 12 | 0 | 123194
172 | Semitropic | PGE Kern | {} | 0 | 0 | 0 | 0 | 0 | [5 empty] | 0 | 0 | 0 | 0 |  | 0 | 0 | 0 | 0 | 0 | 0 | 0 | 0 | 0 | 0 | 0 | 0 | 0 | 0 | 0 | 0 | 0 | 0 | 0 | 0 | 0 | 0
173 | Hopland | PGE NGBA | {} | 12962 | 826 | 0.06 | 12136 | 0.94 | [5 empty] | 126 | 0.01 | 28 | 0 |  | 5232 | 0.4 | 6120 | 0.47 | 8397 | 0.65 | 4565 | 2761 | 0.21 | 10201 | 4712 | 0.36 | 8250 | 10061 | 0.78 | 2901 | 8467 | 0.65 | 4495 | 12 | 0 | 12950
174 | Point Loma | SDGE Imperial | {'Old Town': [2.9, 212.0], 'Vine': [3.2, 212.0], 'Silvergate': [6.1, 189.0], 'Mission': [6.3, 211.0], 'Mesa Heights': [7.5, 156.0], 'Kearny': [8.6, 155.0], 'Elliott': [9.8, 122.0], 'Elliot': [9.9, 121.0], 'Bay Boulevard': [12.2, 124.0], 'Penasquitos': [12.3, 23.0], 'Murray': [12.6, 2.0], 'Spring Valley': [13.4, 1.0], 'Imperial Beach': [13.5, 58.0], 'Otay': [14.4, 33.0], 'Telegraph Canyon': [14.5, 32.0], 'North City Metering': [15.1, 23.0], 'Miguel': [15.1, 26.0], 'Salt Creek': [15.2, 23.0], 'San Ysidro': [17.3, 27.0]} | 707 | 198 | 0.28 | 509 | 0.72 | [5 empty] | 0 | 0 | 0 | 0 |  | 0 | 0 | 0 | 0 | 42 | 0.06 | 665 | 259 | 0.37 | 448 | 450 | 0.64 | 256 | 456 | 0.64 | 251 | 0 | 0 | 707 | 49 | 0.07 | 658
175 | Whirlwind | SCE Northern | {'Neenach': [6.9, 29580.0], 'Rosamond': [11.2, 8895.0], 'Antelope': [14.2, 9553.0], 'Windhub': [15.0, 383.0], 'Highwind': [17.0, 352.0]} | 202296 | 56703 | 0.28 | 145592 | 0.72 | [5 empty] | 4241 | 0.02 | 2225 | 0.01 |  | 45383 | 0.22 | 20409 | 0.1 | 60474 | 0.3 | 141822 | 79195 | 0.39 | 123101 | 62807 | 0.31 | 139488 | 127501 | 0.63 | 74795 | 64235 | 0.32 | 138061 | 2818 | 0.01 | 199478
176 | Gould | SCE Metro | {} | 3768 | 2277 | 0.6 | 1492 | 0.4 | [5 empty] | 0 | 0 | 0 | 0 |  | 2111 | 0.56 | 0 | 0 | 107 | 0.03 | 3662 | 0 | 0 | 3768 | 0 | 0 | 3768 | 107 | 0.03 | 3662 | 1408 | 0.37 | 2360 | 8 | 0 | 3761
177 | Burney Forest | PGE NGBA | {'Burney Forest Power': [0.0, 559.0], 'Carberry': [2.4, 559.0], 'New Sub - Pit 1 - Cottonwood (Proposed)': [6.7, 559.0], 'Pit 3': [8.5, 22.0], 'Pit 4': [10.3, 194.0], 'Cove Road': [11.1, 559.0], 'Round Mt.': [12.5, 537.0]} | 7807 | 997 | 0.13 | 6810 | 0.87 | [5 empty] | 0 | 0 | 0 | 0 |  | 5669 | 0.73 | 212 | 0.03 | 3858 | 0.49 | 3949 | 1395 | 0.18 | 6412 | 929 | 0.12 | 6878 | 5167 | 0.66 | 2640 | 3798 | 0.49 | 4009 | 68 | 0.01 | 7740
178 | GWF Hanford | PGE Fresno | {} | 0 | 0 | 0 | 0 | 0 | [5 empty] | 0 | 0 | 0 | 0 |  | 0 | 0 | 0 | 0 | 0 | 0 | 0 | 0 | 0 | 0 | 0 | 0 | 0 | 0 | 0 | 0 | 0 | 0 | 0 | 0 | 0 | 0
179 | San Ramon | PGE GBA | {'Tassajara': [4.1, 21.0], 'North Dublin': [4.2, 21.0], 'Vineyard': [6.8, 21.0], 'Cayetano': [8.9, 21.0], 'Los Positas': [11.4, 21.0], 'Las Positas': [11.4, 21.0], 'Vasco': [12.2, 21.0], 'Altamont': [14.0, 21.0], 'Altamont Midway (Sandhill)': [14.0, 21.0], 'Windmaster': [16.4, 21.0]} | 19279 | 241 | 0.01 | 19038 | 0.99 | [5 empty] | 253 | 0.01 | 321 | 0.02 |  | 18589 | 0.96 | 102 | 0.01 | 16199 | 0.84 | 3081 | 15499 | 0.8 | 3781 | 18168 | 0.94 | 1112 | 18803 | 0.98 | 476 | 6760 | 0.35 | 12519 | 735 | 0.04 | 18544
180 | Stanislaus | PGE Fresno | {} | 6821 | 0 | 0 | 6821 | 1 | [5 empty] | 0 | 0 | 0 | 0 |  | 2609 | 0.38 | 4211 | 0.62 | 6612 | 0.97 | 209 | 1534 | 0.22 | 5287 | 2994 | 0.44 | 3827 | 6737 | 0.99 | 84 | 6817 | 1 | 4 | 1 | 0 | 6820
181 | Magunden | SCE Northern | {} | 511 | 0 | 0 | 511 | 1 | [5 empty] | 0 | 0 | 0 | 0 |  | 1 | 0 | 510 | 1 | 332 | 0.65 | 179 | 206 | 0.4 | 305 | 282 | 0.55 | 229 | 511 | 1 | 0 | 510 | 1 | 1 | 0 | 0 | 511
182 | Alamitos | SCE Metro | {'Del Amo': [5.8, 330.0], 'Long Beach': [7.2, 373.0], 'Barre': [7.4, 2.0], 'Harborgen': [7.4, 373.0], 'Hinson': [8.0, 373.0], 'Arcogen': [9.0, 371.0], 'Lighthipe': [9.1, 309.0], 'Ellis': [10.5, 2.0], 'Huntington Beach': [10.8, 2.0], 'La Fresa': [15.2, 54.0], 'Redondo': [17.5, 1.0]} | 1167 | 404 | 0.35 | 763 | 0.65 | [5 empty] | 0 | 0 | 0 | 0 |  | 0 | 0 | 0 | 0 | 9 | 0.01 | 1158 | 184 | 0.16 | 983 | 706 | 0.61 | 461 | 715 | 0.61 | 452 | 0 | 0 | 1167 | 31 | 0.03 | 1136
183 | Valley Springs | PGE GBA | {} | 0 | 0 | 0 | 0 | 0 | [5 empty] | 0 | 0 | 0 | 0 |  | 0 | 0 | 0 | 0 | 0 | 0 | 0 | 0 | 0 | 0 | 0 | 0 | 0 | 0 | 0 | 0 | 0 | 0 | 0 | 0 | 0 | 0
184 | Blythe | SCE Eastern | {'Colorado River': [12.5, 4198.0]} | 115020 | 12914 | 0.11 | 102106 | 0.89 | [5 empty] | 14 | 0 | 6 | 0 |  | 0 | 0 | 0 | 0 | 41155 | 0.36 | 73865 | 31719 | 0.28 | 83301 | 29255 | 0.25 | 85766 | 51467 | 0.45 | 63553 | 92677 | 0.81 | 22343 | 149 | 0 | 114872
185 | Midway | PGE Kern | {} | 0 | 0 | 0 | 0 | 0 | [5 empty] | 0 | 0 | 0 | 0 |  | 0 | 0 | 0 | 0 | 0 | 0 | 0 | 0 | 0 | 0 | 0 | 0 | 0 | 0 | 0 | 0 | 0 | 0 | 0 | 0 | 0 | 0
186 | Buena Vista | PGE GBA | {} | 4340 | 3515 | 0.81 | 825 | 0.19 | [5 empty] | 156 | 0.04 | 3159 | 0.73 |  | 326 | 0.08 | 157 | 0.04 | 401 | 0.09 | 3939 | 349 | 0.08 | 3991 | 354 | 0.08 | 3986 | 662 | 0.15 | 3678 | 444 | 0.1 | 3896 | 85 | 0.02 | 4255
187 | Crows Landing | PGE Fresno | {} | 5857 | 0 | 0 | 5857 | 1 | [5 empty] | 3 | 0 | 0 | 0 |  | 2319 | 0.4 | 3538 | 0.6 | 5660 | 0.97 | 197 | 1270 | 0.22 | 4587 | 2707 | 0.46 | 3150 | 5773 | 0.99 | 84 | 5849 | 1 | 8 | 1 | 0 | 5856
188 | Villa Park | SCE Metro | {} | 417 | 25 | 0.06 | 392 | 0.94 | [5 empty] | 0 | 0 | 0 | 0 |  | 0 | 0 | 0 | 0 | 9 | 0.02 | 408 | 181 | 0.43 | 236 | 370 | 0.89 | 47 | 379 | 0.91 | 38 | 0 | 0 | 417 | 31 | 0.07 | 386
189 | California Ave | PGE Fresno | {} | 0 | 0 | 0 | 0 | 0 | [5 empty] | 0 | 0 | 0 | 0 |  | 0 | 0 | 0 | 0 | 0 | 0 | 0 | 0 | 0 | 0 | 0 | 0 | 0 | 0 | 0 | 0 | 0 | 0 | 0 | 0 | 0 | 0
190 | Calpella | PGE NGBA | {} | 3923 | 463 | 0.12 | 3460 | 0.88 | [5 empty] | 14 | 0 | 0 | 0 |  | 1296 | 0.33 | 2535 | 0.65 | 2053 | 0.52 | 1869 | 952 | 0.24 | 2970 | 1258 | 0.32 | 2664 | 2865 | 0.73 | 1058 | 3118 | 0.79 | 805 | 0 | 0 | 3923
191 | Tevis | PGE Kern | {} | 0 | 0 | 0 | 0 | 0 | [5 empty] | 0 | 0 | 0 | 0 |  | 0 | 0 | 0 | 0 | 0 | 0 | 0 | 0 | 0 | 0 | 0 | 0 | 0 | 0 | 0 | 0 | 0 | 0 | 0 | 0 | 0 | 0
192 | Cal Water | PGE Kern | {} | 1216 | 85 | 0.07 | 1131 | 0.93 | [5 empty] | 0 | 0 | 0 | 0 |  | 0 | 0 | 1216 | 1 | 561 | 0.46 | 656 | 652 | 0.54 | 564 | 794 | 0.65 | 422 | 1035 | 0.85 | 182 | 1127 | 0.93 | 89 | 25 | 0.02 | 1192
193 | Boulevard East | SDGE Imperial | {'Carrizo Gorge': [4.2, 11376.0], 'Crestwood': [5.4, 11398.0], 'East County': [9.3, 2032.0], 'Cameron': [12.5, 4920.0], 'Suncrest - Ocotillo (Proposed)': [13.7, 4728.0], 'Ocotillo Express': [14.4, 5.0]} | 45836 | 12371 | 0.27 | 33465 | 0.73 | [5 empty] | 1 | 0 | 0 | 0 |  | 16844 | 0.37 | 17676 | 0.39 | 6927 | 0.15 | 38909 | 6918 | 0.15 | 38918 | 15760 | 0.34 | 30076 | 23509 | 0.51 | 22327 | 17118 | 0.37 | 28717 | 507 | 0.01 | 45329
194 | Margarita | SDGE Imperial | {'Rancho Mission Viejo': [2.4, 39.0], 'Trabuco': [2.7, 37.0], 'Q1806': [3.0, 39.0], 'Capistrano': [3.4, 39.0], 'Talega': [7.5, 38.0], 'North of SONGS': [7.6, 38.0], 'Santiago': [11.3, 1.0], 'San Onofre': [13.2, 13.0]} | 335 | 61 | 0.18 | 274 | 0.82 | [5 empty] | 0 | 0 | 0 | 0 |  | 3 | 0.01 | 0 | 0 | 9 | 0.03 | 326 | 70 | 0.21 | 265 | 248 | 0.74 | 87 | 257 | 0.77 | 78 | 0 | 0 | 335 | 15 | 0.05 | 319
195 | Escondido | SDGE Imperial | {} | 202 | 29 | 0.14 | 173 | 0.86 | [5 empty] | 0 | 0 | 0 | 0 |  | 0 | 0 | 0 | 0 | 34 | 0.17 | 168 | 157 | 0.78 | 45 | 162 | 0.8 | 39 | 162 | 0.8 | 39 | 0 | 0 | 202 | 32 | 0.16 | 170
196 | Manning | PGE Fresno | {} | 435 | 0 | 0 | 435 | 1 | [5 empty] | 0 | 0 | 0 | 0 |  | 45 | 0.1 | 390 | 0.9 | 387 | 0.89 | 49 | 49 | 0.11 | 387 | 68 | 0.16 | 367 | 435 | 1 | 0 | 435 | 1 | 0 | 0 | 0 | 435
197 | Oakland C | PGE GBA | {'Oakland L': [1.0, 465.0], 'Oakland X': [2.8, 392.0], 'Oakland J': [4.4, 366.0], 'Edes': [6.3, 303.0], 'SAN FRAN A (POTRERO PP)': [6.4, 354.0], 'Potrero': [6.4, 354.0], 'Moraga': [7.4, 235.0], 'El Cerrito G': [8.3, 317.0], 'Sobrante': [8.5, 234.0], 'San Leandro U': [9.5, 149.0], 'Martin': [9.5, 273.0], 'Richmond R': [10.1, 261.0], 'Grant': [11.0, 122.0], 'Standard Oil': [12.2, 140.0], 'Standard Oil 2': [12.3, 140.0], 'San Pablo': [13.4, 118.0], 'Castro Valley': [14.1, 58.0], 'Millbrae': [14.6, 27.0], 'Christie': [14.8, 20.0], 'Eastshore': [15.0, 66.0], 'Burlingame': [15.1, 17.0], 'Mt Eden': [15.1, 64.0], 'Mt. Eden': [15.1, 64.0]} | 5391 | 1835 | 0.34 | 3556 | 0.66 | [5 empty] | 4 | 0 | 0 | 0 |  | 2104 | 0.39 | 0 | 0 | 203 | 0.04 | 5188 | 1702 | 0.32 | 3689 | 3194 | 0.59 | 2197 | 3293 | 0.61 | 2098 | 790 | 0.15 | 4601 | 280 | 0.05 | 5111
198 | Barre | SCE Metro | {'Del Amo': [7.1, 2.0], 'Alamitos': [7.4, 2.0], 'Ellis': [8.9, 2.0], 'Huntington Beach': [11.3, 2.0], 'Hinson': [13.8, 2.0], 'Long Beach': [14.2, 2.0], 'Harborgen': [14.2, 2.0]} | 1129 | 387 | 0.34 | 742 | 0.66 | [5 empty] | 0 | 0 | 0 | 0 |  | 0 | 0 | 0 | 0 | 9 | 0.01 | 1120 | 181 | 0.16 | 948 | 696 | 0.62 | 433 | 705 | 0.62 | 424 | 0 | 0 | 1129 | 31 | 0.03 | 1098
199 | Ransburg | SCE NOL | {} | 60926 | 6394 | 0.1 | 54532 | 0.9 | [5 empty] | 49 | 0 | 0 | 0 |  | 0 | 0 | 0 | 0 | 30554 | 0.5 | 30372 | 16501 | 0.27 | 44425 | 5065 | 0.08 | 55861 | 43590 | 0.72 | 17336 | 38271 | 0.63 | 22655 | 244 | 0 | 60682
200 | Charca | PGE Kern | {} | 0 | 0 | 0 | 0 | 0 | [5 empty] | 0 | 0 | 0 | 0 |  | 0 | 0 | 0 | 0 | 0 | 0 | 0 | 0 | 0 | 0 | 0 | 0 | 0 | 0 | 0 | 0 | 0 | 0 | 0 | 0 | 0 | 0
201 | Thermalito | PGE NGBA | {} | 564 | 0 | 0 | 564 | 1 | [5 empty] | 0 | 0 | 0 | 0 |  | 0 | 0 | 0 | 0 | 393 | 0.7 | 171 | 132 | 0.23 | 432 | 564 | 1 | 0 | 564 | 1 | 0 | 364 | 0.65 | 200 | 0 | 0 | 564
202 | Live Oak | PGE GBA | {} | 24414 | 673 | 0.03 | 23741 | 0.97 | [5 empty] | 2564 | 0.11 | 13505 | 0.55 |  | 0 | 0 | 0 | 0 | 2882 | 0.12 | 21533 | 1178 | 0.05 | 23236 | 2071 | 0.08 | 22344 | 4212 | 0.17 | 20203 | 275 | 0.01 | 24139 | 3771 | 0.15 | 20644
203 | Hammonds | PGE Fresno | {} | 577 | 0 | 0 | 577 | 1 | [5 empty] | 0 | 0 | 0 | 0 |  | 363 | 0.63 | 214 | 0.37 | 577 | 1 | 0 | 3 | 0 | 574 | 3 | 0 | 574 | 577 | 1 | 0 | 577 | 1 | 0 | 0 | 0 | 577
204 | Westley | PGE Fresno | {} | 12394 | 0 | 0 | 12394 | 1 | [5 empty] | 2 | 0 | 22 | 0 |  | 7469 | 0.6 | 4888 | 0.39 | 12198 | 0.98 | 196 | 6603 | 0.53 | 5791 | 8169 | 0.66 | 4225 | 12330 | 0.99 | 64 | 11819 | 0.95 | 575 | 81 | 0.01 | 12313
205 | Smyrna | PGE Kern | {} | 0 | 0 | 0 | 0 | 0 | [5 empty] | 0 | 0 | 0 | 0 |  | 0 | 0 | 0 | 0 | 0 | 0 | 0 | 0 | 0 | 0 | 0 | 0 | 0 | 0 | 0 | 0 | 0 | 0 | 0 | 0 | 0 | 0
206 | Kem | SCE Eastern | {'Eagle Mountain': [4.0, 5986.0], 'Red Bluff': [15.1, 4214.0]} | 49074 | 11631 | 0.24 | 37443 | 0.76 | [5 empty] | 11 | 0 | 0 | 0 |  | 0 | 0 | 0 | 0 | 12039 | 0.25 | 37034 | 7131 | 0.15 | 41943 | 545 | 0.01 | 48529 | 18697 | 0.38 | 30377 | 25983 | 0.53 | 23091 | 519 | 0.01 | 48555
207 | Potrero | PGE GBA | {'SAN FRAN A (POTRERO PP)': [0.0, 469.0], 'Martin': [3.9, 321.0], 'Oakland C': [6.4, 354.0], 'Oakland L': [7.3, 354.0], 'Oakland X': [9.1, 337.0], 'Oakland J': [9.3, 320.0], 'Millbrae': [10.5, 68.0], 'Edes': [10.5, 258.0], 'Burlingame': [11.6, 33.0], 'Richmond R': [11.9, 259.0], 'El Cerrito G': [12.0, 309.0], 'San Leandro U': [13.3, 104.0], 'Standard Oil': [13.5, 138.0], 'Standard Oil 2': [13.5, 138.0], 'Grant': [13.7, 77.0], 'Moraga': [13.8, 221.0], 'Sobrante': [14.2, 168.0], 'San Pablo': [16.2, 65.0], 'Eastshore': [17.3, 21.0], 'Mt Eden': [17.7, 19.0], 'Mt. Eden': [17.7, 19.0], 'Castro Valley': [18.2, 12.0], 'Christie': [19.7, 10.0]} | 3217 | 811 | 0.25 | 2406 | 0.75 | [5 empty] | 1 | 0 | 0 | 0 |  | 922 | 0.29 | 0 | 0 | 205 | 0.06 | 3012 | 1447 | 0.45 | 1770 | 2133 | 0.66 | 1084 | 2170 | 0.67 | 1047 | 388 | 0.12 | 2829 | 197 | 0.06 | 3020
208 | Palermo | PGE NGBA | {} | 22 | 0 | 0 | 22 | 1 | [5 empty] | 0 | 0 | 0 | 0 |  | 0 | 0 | 0 | 0 | 0 | 0 | 22 | 22 | 1 | 0 | 22 | 1 | 0 | 22 | 1 | 0 | 22 | 1 | 0 | 0 | 0 | 22
209 | Bogue | PGE NGBA | {} | 1591 | 0 | 0 | 1591 | 1 | [5 empty] | 0 | 0 | 0 | 0 |  | 1591 | 1 | 0 | 0 | 1538 | 0.97 | 53 | 1034 | 0.65 | 556 | 1034 | 0.65 | 556 | 1557 | 0.98 | 33 | 1304 | 0.82 | 286 | 5 | 0 | 1585
210 | Balch 1 | PGE Fresno | {} | 0 | 0 | 0 | 0 | 0 | [5 empty] | 0 | 0 | 0 | 0 |  | 0 | 0 | 0 | 0 | 0 | 0 | 0 | 0 | 0 | 0 | 0 | 0 | 0 | 0 | 0 | 0 | 0 | 0 | 0 | 0 | 0 | 0
211 | Pauba | SCE Eastern | {} | 0 | 0 | 0 | 0 | 0 | [5 empty] | 0 | 0 | 0 | 0 |  | 0 | 0 | 0 | 0 | 0 | 0 | 0 | 0 | 0 | 0 | 0 | 0 | 0 | 0 | 0 | 0 | 0 | 0 | 0 | 0 | 0 | 0
212 | Eastshore | PGE GBA | {'Mt Eden': [0.9, 86.0], 'Mt. Eden': [0.9, 86.0], 'Grant': [4.0, 92.0], 'Castro Valley': [5.5, 76.0], 'Dumbarton': [5.7, 28.0], 'San Leandro U': [6.2, 84.0], 'Edes': [9.0, 83.0], 'Ravenswood': [9.3, 36.0], 'Cooley Landing': [10.6, 16.0], 'Oakland J': [11.0, 66.0], 'Burlingame': [13.6, 9.0], 'Oakland X': [14.0, 66.0], 'Menlo': [14.2, 10.0], 'Jefferson': [14.9, 18.0], 'Millbrae': [15.0, 8.0], 'Oakland C': [15.0, 66.0], 'Oakland L': [15.4, 66.0], 'Whisman': [15.5, 1.0], 'Moraga': [15.7, 14.0], 'Martin': [16.8, 12.0], 'SAN FRAN A (POTRERO PP)': [17.3, 20.0], 'Potrero': [17.3, 21.0]} | 1001 | 437 | 0.44 | 564 | 0.56 | [5 empty] | 0 | 0 | 0 | 0 |  | 80 | 0.08 | 0 | 0 | 176 | 0.18 | 825 | 229 | 0.23 | 772 | 342 | 0.34 | 659 | 401 | 0.4 | 600 | 136 | 0.14 | 865 | 140 | 0.14 | 861
213 | Cheney | PGE Fresno | {} | 0 | 0 | 0 | 0 | 0 | [5 empty] | 0 | 0 | 0 | 0 |  | 0 | 0 | 0 | 0 | 0 | 0 | 0 | 0 | 0 | 0 | 0 | 0 | 0 | 0 | 0 | 0 | 0 | 0 | 0 | 0 | 0 | 0
214 | Warnerville | PGE GBA | {} | 0 | 0 | 0 | 0 | 0 | [5 empty] | 0 | 0 | 0 | 0 |  | 0 | 0 | 0 | 0 | 0 | 0 | 0 | 0 | 0 | 0 | 0 | 0 | 0 | 0 | 0 | 0 | 0 | 0 | 0 | 0 | 0 | 0
215 | Corona | PGE NGBA | {'Penngrove': [3.7, 58.0], 'Lakeville': [4.2, 58.0]} | 11840 | 220 | 0.02 | 11619 | 0.98 | [5 empty] | 249 | 0.02 | 0 | 0 |  | 6182 | 0.52 | 0 | 0 | 10206 | 0.86 | 1634 | 3303 | 0.28 | 8537 | 5679 | 0.48 | 6161 | 11015 | 0.93 | 825 | 8641 | 0.73 | 3199 | 551 | 0.05 | 11289
216 | Goleta | SCE Northern | {} | 3156 | 340 | 0.11 | 2815 | 0.89 | [5 empty] | 29 | 0.01 | 0 | 0 |  | 2377 | 0.75 | 306 | 0.1 | 2535 | 0.8 | 620 | 0 | 0 | 3156 | 91 | 0.03 | 3065 | 2626 | 0.83 | 530 | 1784 | 0.57 | 1372 | 90 | 0.03 | 3066
217 | Midway Green Ridge Services | PGE GBA | {} | 36849 | 96 | 0 | 36753 | 1 | [5 empty] | 793 | 0.02 | 1026 | 0.03 |  | 31374 | 0.85 | 2883 | 0.08 | 32862 | 0.89 | 3987 | 29850 | 0.81 | 6999 | 32580 | 0.88 | 4269 | 36589 | 0.99 | 260 | 18141 | 0.49 | 18708 | 950 | 0.03 | 35899
218 | Lerdo | PGE Kern | {} | 0 | 0 | 0 | 0 | 0 | [5 empty] | 0 | 0 | 0 | 0 |  | 0 | 0 | 0 | 0 | 0 | 0 | 0 | 0 | 0 | 0 | 0 | 0 | 0 | 0 | 0 | 0 | 0 | 0 | 0 | 0 | 0 | 0
219 | Tulucay | PGE NGBA | {'Parkway': [8.3, 149.0], 'Peabody': [16.2, 192.0]} | 26640 | 1829 | 0.07 | 24811 | 0.93 | [5 empty] | 304 | 0.01 | 21 | 0 |  | 15396 | 0.58 | 0 | 0 | 18472 | 0.69 | 8169 | 7515 | 0.28 | 19125 | 7142 | 0.27 | 19498 | 23356 | 0.88 | 3285 | 13874 | 0.52 | 12767 | 4288 | 0.16 | 22352
220 | McCall | PGE Fresno | {} | 0 | 0 | 0 | 0 | 0 | [5 empty] | 0 | 0 | 0 | 0 |  | 0 | 0 | 0 | 0 | 0 | 0 | 0 | 0 | 0 | 0 | 0 | 0 | 0 | 0 | 0 | 0 | 0 | 0 | 0 | 0 | 0 | 0
221 | Notre Dame | PGE NGBA | {} | 2772 | 0 | 0 | 2772 | 1 | [5 empty] | 0 | 0 | 0 | 0 |  | 960 | 0.35 | 21 | 0.01 | 1073 | 0.39 | 1699 | 1594 | 0.57 | 1179 | 2772 | 1 | 0 | 2772 | 1 | 0 | 2002 | 0.72 | 771 | 34 | 0.01 | 2738
222 | Martinez | PGE GBA | {'Alhambra': [1.6, 1159.0], 'Bahia': [4.7, 1163.0], 'Meadow Lane': [5.0, 1041.0], 'Christie': [5.0, 1153.0], 'Lakewood': [8.1, 104.0], 'Carquinez': [8.9, 1153.0], 'Sobrante': [9.1, 721.0], 'Clayton': [9.4, 10.0], 'Parkway': [9.9, 1153.0], 'Kirker': [11.4, 10.0], 'Pittsburg': [12.0, 10.0], 'San Pablo': [12.1, 796.0], 'El Cerrito G': [12.2, 533.0], 'GWF 2': [13.8, 10.0], 'Richmond R': [15.0, 23.0], 'Standard Oil': [15.7, 26.0], 'Standard Oil 2': [15.7, 26.0], 'Collinsville': [15.8, 6.0], 'Birds Landing': [17.2, 2.0], 'Shiloh III': [18.1, 2.0]} | 34537 | 2955 | 0.09 | 31582 | 0.91 | [5 empty] | 2088 | 0.06 | 0 | 0 |  | 18045 | 0.52 | 0 | 0 | 16626 | 0.48 | 17911 | 18360 | 0.53 | 16177 | 14947 | 0.43 | 19590 | 28901 | 0.84 | 5636 | 9149 | 0.26 | 25387 | 11327 | 0.33 | 23210
223 | San Bernardino | SCE Eastern | {} | 7109 | 101 | 0.01 | 7008 | 0.99 | [5 empty] | 0 | 0 | 0 | 0 |  | 2288 | 0.32 | 4624 | 0.65 | 5770 | 0.81 | 1339 | 2189 | 0.31 | 4920 | 3306 | 0.47 | 3803 | 6583 | 0.93 | 526 | 4958 | 0.7 | 2151 | 62 | 0.01 | 7047
224 | Las Positas | PGE GBA | {'Los Positas': [0.0, 21.0], 'Vasco': [1.2, 21.0], 'Cayetano': [3.3, 21.0], 'Altamont': [4.5, 21.0], 'Altamont Midway (Sandhill)': [4.5, 21.0], 'Vineyard': [6.9, 21.0], 'North Dublin': [7.4, 21.0], 'Windmaster': [8.6, 21.0], 'San Ramon': [11.4, 21.0], 'Tassajara': [11.7, 21.0]} | 36508 | 96 | 0 | 36412 | 1 | [5 empty] | 793 | 0.02 | 1026 | 0.03 |  | 31992 | 0.88 | 1924 | 0.05 | 32174 | 0.88 | 4335 | 30306 | 0.83 | 6202 | 32865 | 0.9 | 3643 | 36248 | 0.99 | 260 | 17620 | 0.48 | 18888 | 960 | 0.03 | 35549
225 | Pomerado | SDGE Imperial | {} | 354 | 150 | 0.42 | 204 | 0.58 | [5 empty] | 0 | 0 | 0 | 0 |  | 0 | 0 | 0 | 0 | 0 | 0 | 354 | 46 | 0.13 | 309 | 190 | 0.54 | 164 | 190 | 0.54 | 164 | 0 | 0 | 354 | 3 | 0.01 | 351
226 | Altamont Midway (Sandhill) | PGE GBA | {'Altamont': [0.0, 21.0], 'Vasco': [3.3, 21.0], 'Windmaster': [4.1, 21.0], 'Los Positas': [4.5, 21.0], 'Las Positas': [4.5, 21.0], 'Cayetano': [5.2, 21.0], 'North Dublin': [9.8, 21.0], 'Vineyard': [11.1, 21.0], 'Tassajara': [13.0, 21.0], 'San Ramon': [14.0, 21.0]} | 36402 | 132 | 0 | 36270 | 1 | [5 empty] | 816 | 0.02 | 1040 | 0.03 |  | 31888 | 0.88 | 1814 | 0.05 | 31490 | 0.87 | 4912 | 30578 | 0.84 | 5824 | 33136 | 0.91 | 3265 | 36077 | 0.99 | 325 | 17082 | 0.47 | 19320 | 1000 | 0.03 | 35402
227 | Wheeler Ridge | PGE Kern | {} | 9865 | 49 | 0 | 9816 | 1 | [5 empty] | 0 | 0 | 0 | 0 |  | 6958 | 0.71 | 2608 | 0.26 | 7718 | 0.78 | 2148 | 5520 | 0.56 | 4346 | 6947 | 0.7 | 2918 | 9759 | 0.99 | 107 | 6291 | 0.64 | 3575 | 266 | 0.03 | 9599
228 | El Cajon | SDGE Imperial | {} | 769 | 202 | 0.26 | 567 | 0.74 | [5 empty] | 0 | 0 | 0 | 0 |  | 0 | 0 | 0 | 0 | 54 | 0.07 | 715 | 275 | 0.36 | 494 | 503 | 0.65 | 266 | 509 | 0.66 | 261 | 3 | 0 | 767 | 55 | 0.07 | 715
229 | Ellis | SCE Metro | {'Huntington Beach': [3.4, 19.0], 'Johanna': [5.5, 18.0], 'Barre': [8.9, 2.0], 'Santiago': [10.1, 18.0], 'Alamitos': [10.5, 2.0], 'Del Amo': [14.3, 2.0], 'Long Beach': [17.1, 2.0], 'Harborgen': [17.5, 2.0], 'Hinson': [18.5, 2.0]} | 1153 | 392 | 0.34 | 762 | 0.66 | [5 empty] | 0 | 0 | 0 | 0 |  | 0 | 0 | 0 | 0 | 9 | 0.01 | 1144 | 196 | 0.17 | 957 | 715 | 0.62 | 438 | 724 | 0.63 | 429 | 0 | 0 | 1153 | 31 | 0.03 | 1122
230 | French Camp | PGE GBA | {} | 14814 | 262 | 0.02 | 14552 | 0.98 | [5 empty] | 793 | 0.05 | 1030 | 0.07 |  | 11738 | 0.79 | 0 | 0 | 11703 | 0.79 | 3112 | 14118 | 0.95 | 696 | 14038 | 0.95 | 777 | 14362 | 0.97 | 452 | 4484 | 0.3 | 10330 | 446 | 0.03 | 14368
231 | Exchequer | PGE Fresno | {} | 0 | 0 | 0 | 0 | 0 | [5 empty] | 0 | 0 | 0 | 0 |  | 0 | 0 | 0 | 0 | 0 | 0 | 0 | 0 | 0 | 0 | 0 | 0 | 0 | 0 | 0 | 0 | 0 | 0 | 0 | 0 | 0 | 0
232 | Higgins | PGE NGBA | {} | 0 | 0 | 0 | 0 | 0 | [5 empty] | 0 | 0 | 0 | 0 |  | 0 | 0 | 0 | 0 | 0 | 0 | 0 | 0 | 0 | 0 | 0 | 0 | 0 | 0 | 0 | 0 | 0 | 0 | 0 | 0 | 0 | 0
233 | Mead | SCE EOP | {'Sloan Canyon': [11.1, 120.0], 'Eldorado': [13.2, 120.0]} | 8324 | 350 | 0.04 | 7973 | 0.96 | [5 empty] | 0 | 0 | 0 | 0 |  | 0 | 0 | 0 | 0 | 0 | 0 | 8324 | 0 | 0 | 8324 | 0 | 0 | 8324 | 0 | 0 | 8324 | 0 | 0 | 8324 | 0 | 0 | 8324
234 | Kearney | PGE Fresno | {} | 0 | 0 | 0 | 0 | 0 | [5 empty] | 0 | 0 | 0 | 0 |  | 0 | 0 | 0 | 0 | 0 | 0 | 0 | 0 | 0 | 0 | 0 | 0 | 0 | 0 | 0 | 0 | 0 | 0 | 0 | 0 | 0 | 0
235 | Waukena | PGE Fresno | {} | 0 | 0 | 0 | 0 | 0 | [5 empty] | 0 | 0 | 0 | 0 |  | 0 | 0 | 0 | 0 | 0 | 0 | 0 | 0 | 0 | 0 | 0 | 0 | 0 | 0 | 0 | 0 | 0 | 0 | 0 | 0 | 0 | 0
236 | Lamont | PGE Kern | {} | 1074 | 0 | 0 | 1074 | 1 | [5 empty] | 0 | 0 | 0 | 0 |  | 180 | 0.17 | 894 | 0.83 | 555 | 0.52 | 519 | 455 | 0.42 | 618 | 515 | 0.48 | 559 | 941 | 0.88 | 133 | 943 | 0.88 | 131 | 1 | 0 | 1072
237 | Kramer | SCE NOL | {} | 44358 | 5930 | 0.13 | 38429 | 0.87 | [5 empty] | 0 | 0 | 0 | 0 |  | 0 | 0 | 0 | 0 | 32541 | 0.73 | 11817 | 4816 | 0.11 | 39542 | 743 | 0.02 | 43615 | 34641 | 0.78 | 9718 | 27250 | 0.61 | 17108 | 76 | 0 | 44282
238 | New Colgate | PGE NGBA | {} | 0 | 0 | 0 | 0 | 0 | [5 empty] | 0 | 0 | 0 | 0 |  | 0 | 0 | 0 | 0 | 0 | 0 | 0 | 0 | 0 | 0 | 0 | 0 | 0 | 0 | 0 | 0 | 0 | 0 | 0 | 0 | 0 | 0
239 | Weber | PGE GBA | {} | 711 | 54 | 0.08 | 657 | 0.92 | [5 empty] | 50 | 0.07 | 250 | 0.35 |  | 2 | 0 | 0 | 0 | 120 | 0.17 | 591 | 470 | 0.66 | 240 | 327 | 0.46 | 384 | 488 | 0.69 | 223 | 0 | 0 | 711 | 17 | 0.02 | 693
240 | Malaga | PGE Fresno | {} | 0 | 0 | 0 | 0 | 0 | [5 empty] | 0 | 0 | 0 | 0 |  | 0 | 0 | 0 | 0 | 0 | 0 | 0 | 0 | 0 | 0 | 0 | 0 | 0 | 0 | 0 | 0 | 0 | 0 | 0 | 0 | 0 | 0
241 | Old Town | SDGE Imperial | {'Vine': [2.0, 212.0], 'Point Loma': [2.9, 212.0], 'Mission': [3.4, 211.0], 'Mesa Heights': [4.9, 156.0], 'Silvergate': [5.7, 189.0], 'Kearny': [5.8, 155.0], 'Elliott': [6.9, 122.0], 'Elliot': [7.0, 121.0], 'Murray': [9.9, 2.0], 'Penasquitos': [10.7, 23.0], 'Spring Valley': [11.1, 1.0], 'Bay Boulevard': [12.3, 124.0], 'North City Metering': [13.5, 23.0], 'Miguel': [13.5, 26.0], 'Telegraph Canyon': [13.5, 32.0], 'Salt Creek': [13.6, 23.0], 'Imperial Beach': [13.8, 58.0], 'Otay': [14.2, 33.0], 'San Ysidro': [17.1, 27.0]} | 716 | 198 | 0.28 | 517 | 0.72 | [5 empty] | 0 | 0 | 0 | 0 |  | 0 | 0 | 0 | 0 | 42 | 0.06 | 674 | 259 | 0.36 | 456 | 459 | 0.64 | 257 | 464 | 0.65 | 252 | 0 | 0 | 716 | 49 | 0.07 | 667
242 | Viejo | SCE Metro | {} | 338 | 56 | 0.17 | 282 | 0.83 | [5 empty] | 0 | 0 | 0 | 0 |  | 0 | 0 | 0 | 0 | 9 | 0.03 | 329 | 82 | 0.24 | 257 | 257 | 0.76 | 81 | 266 | 0.79 | 72 | 0 | 0 | 338 | 26 | 0.08 | 312
243 | Shadowridge | SDGE Imperial | {'San Marcos': [2.5, 8.0], 'Palomar Airport': [3.1, 22.0], 'Melrose': [4.6, 17.0], 'Cannon': [5.4, 22.0], 'Encina': [5.6, 22.0], 'Ocean Ranch': [5.8, 17.0], 'San Luis Rey': [7.3, 17.0], 'Artesian': [10.3, 4.0], 'North City Metering': [12.7, 5.0], 'Pendleton': [12.9, 14.0], 'Penasquitos': [15.5, 3.0]} | 216 | 29 | 0.13 | 187 | 0.87 | [5 empty] | 0 | 0 | 0 | 0 |  | 3 | 0.01 | 0 | 0 | 34 | 0.16 | 182 | 170 | 0.79 | 46 | 177 | 0.82 | 39 | 177 | 0.82 | 39 | 0 | 0 | 216 | 32 | 0.15 | 184
244 | Chowchilla | PGE Fresno | {} | 0 | 0 | 0 | 0 | 0 | [5 empty] | 0 | 0 | 0 | 0 |  | 0 | 0 | 0 | 0 | 0 | 0 | 0 | 0 | 0 | 0 | 0 | 0 | 0 | 0 | 0 | 0 | 0 | 0 | 0 | 0 | 0 | 0
245 | ECO | SDGE Imperial | {'Ocotillo Express': [9.1, 45.0], 'Boulevard': [9.3, 2032.0], 'Carrizo Gorge': [10.6, 2020.0], 'Crestwood': [14.5, 1999.0]} | 46505 | 12969 | 0.28 | 33536 | 0.72 | [5 empty] | 1 | 0 | 0 | 0 |  | 16344 | 0.35 | 12653 | 0.27 | 8177 | 0.18 | 38328 | 4870 | 0.1 | 41634 | 12425 | 0.27 | 34080 | 21278 | 0.46 | 25226 | 18868 | 0.41 | 27637 | 492 | 0.01 | 46013
246 | Roadway | SCE NOL | {'New Sub - Kramer - Lugo (Proposed)': [0.0, 400.0], 'Victor': [5.1, 25.0]} | 38789 | 3921 | 0.1 | 34867 | 0.9 | [5 empty] | 0 | 0 | 0 | 0 |  | 3037 | 0.08 | 1311 | 0.03 | 19567 | 0.5 | 19221 | 15403 | 0.4 | 23385 | 8697 | 0.22 | 30092 | 26053 | 0.67 | 12735 | 20275 | 0.52 | 18514 | 90 | 0 | 38698
247 | Miguel | SDGE Imperial | {'Salt Creek': [0.1, 27.0], 'Telegraph Canyon': [3.4, 30.0], 'Otay': [7.2, 30.0], 'Bay Boulevard': [8.1, 28.0], 'Otay Mesa': [8.4, 4.0], 'San Ysidro': [8.5, 29.0], 'Silvergate': [9.3, 26.0], 'Imperial Beach': [9.4, 28.0], 'Mission': [11.5, 26.0], 'Vine': [12.0, 26.0], 'Old Town': [13.5, 26.0], 'Point Loma': [15.1, 26.0]} | 815 | 184 | 0.23 | 631 | 0.77 | [5 empty] | 0 | 0 | 0 | 0 |  | 0 | 0 | 0 | 0 | 54 | 0.07 | 760 | 308 | 0.38 | 507 | 566 | 0.7 | 248 | 572 | 0.7 | 243 | 34 | 0.04 | 781 | 66 | 0.08 | 749
248 | Moss Landing | PGE GBA | {'Green Valley': [10.2, 5.0], 'Salinas': [11.0, 29.0]} | 463 | 101 | 0.22 | 363 | 0.78 | [5 empty] | 1 | 0 | 6 | 0.01 |  | 0 | 0 | 0 | 0 | 22 | 0.05 | 441 | 266 | 0.58 | 197 | 280 | 0.6 | 183 | 302 | 0.65 | 161 | 0 | 0 | 463 | 61 | 0.13 | 402
249 | Mendota | PGE Fresno | {} | 0 | 0 | 0 | 0 | 0 | [5 empty] | 0 | 0 | 0 | 0 |  | 0 | 0 | 0 | 0 | 0 | 0 | 0 | 0 | 0 | 0 | 0 | 0 | 0 | 0 | 0 | 0 | 0 | 0 | 0 | 0 | 0 | 0
250 | Coolwater | SCE NOL | {'Harvard': [13.1, 5269.0]} | 85361 | 25258 | 0.3 | 60103 | 0.7 | [5 empty] | 706 | 0.01 | 582 | 0.01 |  | 0 | 0 | 0 | 0 | 40673 | 0.48 | 44688 | 14549 | 0.17 | 70812 | 8046 | 0.09 | 77315 | 42171 | 0.49 | 43190 | 43872 | 0.51 | 41489 | 1493 | 0.02 | 83868
251 | Innovation | SCE EOP | {'Mercury': [5.5, 707.0]} | 64633 | 4411 | 0.07 | 60222 | 0.93 | [5 empty] | 0 | 0 | 0 | 0 |  | 0 | 0 | 0 | 0 | 0 | 0 | 64633 | 0 | 0 | 64633 | 0 | 0 | 64633 | 0 | 0 | 64633 | 0 | 0 | 64633 | 0 | 0 | 64633
252 | Inyo | SCE NOL | {'Control': [2.2, 157.0]} | 6701 | 157 | 0.02 | 6544 | 0.98 | [5 empty] | 0 | 0 | 0 | 0 |  | 274 | 0.04 | 0 | 0 | 0 | 0 | 6701 | 1474 | 0.22 | 5227 | 3408 | 0.51 | 3293 | 4422 | 0.66 | 2280 | 6362 | 0.95 | 339 | 1128 | 0.17 | 5573
253 | Richmond | Northeast CA | {'Leavitt': [7.1, 331.0]} | 50392 | 9269 | 0.18 | 41124 | 0.82 | [5 empty] | 4179 | 0.08 | 0 | 0 |  | 36755 | 0.73 | 2788 | 0.06 | 24407 | 0.48 | 25986 | 6679 | 0.13 | 43713 | 8652 | 0.17 | 41740 | 28111 | 0.56 | 22282 | 32605 | 0.65 | 17788 | 5444 | 0.11 | 44948
254 | Salinas | PGE GBA | {'Moss Landing': [11.0, 29.0]} | 4168 | 3477 | 0.83 | 690 | 0.17 | [5 empty] | 151 | 0.04 | 3135 | 0.75 |  | 326 | 0.08 | 26 | 0.01 | 271 | 0.07 | 3897 | 256 | 0.06 | 3912 | 260 | 0.06 | 3908 | 531 | 0.13 | 3637 | 307 | 0.07 | 3861 | 82 | 0.02 | 4085
255 | Cloverdale | PGE NGBA | {} | 17777 | 817 | 0.05 | 16960 | 0.95 | [5 empty] | 184 | 0.01 | 28 | 0 |  | 7835 | 0.44 | 6040 | 0.34 | 12696 | 0.71 | 5081 | 5462 | 0.31 | 12315 | 9818 | 0.55 | 7959 | 15306 | 0.86 | 2471 | 10843 | 0.61 | 6934 | 13 | 0 | 17764
256 | Colgate | PGE NGBA | {} | 0 | 0 | 0 | 0 | 0 | [5 empty] | 0 | 0 | 0 | 0 |  | 0 | 0 | 0 | 0 | 0 | 0 | 0 | 0 | 0 | 0 | 0 | 0 | 0 | 0 | 0 | 0 | 0 | 0 | 0 | 0 | 0 | 0
257 | New Sub - Suncrest - Ocotillo (Proposed) | SDGE Imperial | {'Crestwood': [8.6, 4733.0], 'Cameron': [10.2, 2832.0], 'Carrizo Gorge': [11.9, 4733.0], 'Boulevard': [13.7, 4728.0]} | 40361 | 11478 | 0.28 | 28883 | 0.72 | [5 empty] | 1 | 0 | 0 | 0 |  | 17084 | 0.42 | 19695 | 0.49 | 3947 | 0.1 | 36414 | 8397 | 0.21 | 31964 | 17229 | 0.43 | 23132 | 20893 | 0.52 | 19468 | 12653 | 0.31 | 27708 | 745 | 0.02 | 39616
258 | East Nicolaus | PGE NGBA | {} | 0 | 0 | 0 | 0 | 0 | [5 empty] | 0 | 0 | 0 | 0 |  | 0 | 0 | 0 | 0 | 0 | 0 | 0 | 0 | 0 | 0 | 0 | 0 | 0 | 0 | 0 | 0 | 0 | 0 | 0 | 0 | 0 | 0
259 | Renfro | PGE Kern | {} | 0 | 0 | 0 | 0 | 0 | [5 empty] | 0 | 0 | 0 | 0 |  | 0 | 0 | 0 | 0 | 0 | 0 | 0 | 0 | 0 | 0 | 0 | 0 | 0 | 0 | 0 | 0 | 0 | 0 | 0 | 0 | 0 | 0
260 | Julian Hinds | SCE Eastern | {} | 32647 | 10493 | 0.32 | 22154 | 0.68 | [5 empty] | 5 | 0 | 0 | 0 |  | 0 | 0 | 0 | 0 | 3147 | 0.1 | 29500 | 6576 | 0.2 | 26071 | 178 | 0.01 | 32468 | 9881 | 0.3 | 22766 | 16293 | 0.5 | 16354 | 35 | 0 | 32612
261 | Old River | PGE Kern | {} | 0 | 0 | 0 | 0 | 0 | [5 empty] | 0 | 0 | 0 | 0 |  | 0 | 0 | 0 | 0 | 0 | 0 | 0 | 0 | 0 | 0 | 0 | 0 | 0 | 0 | 0 | 0 | 0 | 0 | 0 | 0 | 0 | 0
262 | Bellevue | PGE NGBA | {} | 12546 | 114 | 0.01 | 12431 | 0.99 | [5 empty] | 253 | 0.02 | 0 | 0 |  | 5792 | 0.46 | 0 | 0 | 10937 | 0.87 | 1608 | 4212 | 0.34 | 8334 | 6940 | 0.55 | 5606 | 11990 | 0.96 | 556 | 8955 | 0.71 | 3591 | 474 | 0.04 | 12071
263 | Highline | SDGE Imperial | {'North Gila - IV (Proposed)': [4.2, 844.0], 'Drop 4': [5.5, 844.0]} | 12591 | 1470 | 0.12 | 11121 | 0.88 | [5 empty] | 20 | 0 | 5 | 0 |  | 0 | 0 | 0 | 0 | 2451 | 0.19 | 10140 | 4518 | 0.36 | 8073 | 4518 | 0.36 | 8073 | 6969 | 0.55 | 5622 | 9649 | 0.77 | 2942 | 219 | 0.02 | 12371
264 | Clayton | PGE GBA | {'Meadow Lane': [4.7, 10.0], 'Kirker': [6.3, 10.0], 'Pittsburg': [7.5, 10.0], 'GWF 2': [7.7, 11.0], 'Alhambra': [9.4, 9.0], 'Martinez': [9.4, 10.0], 'Tassajara': [10.6, 1.0], 'Contra Costa': [10.8, 1.0], 'Lone Tree': [11.3, 1.0], 'Collinsville': [11.9, 6.0], 'Contra Costa PP': [12.2, 1.0], 'Bahia': [13.2, 10.0], 'Birds Landing': [14.6, 2.0], 'Brentwood': [15.9, 1.0], 'Shiloh III': [17.0, 2.0]} | 39719 | 4763 | 0.12 | 34956 | 0.88 | [5 empty] | 5529 | 0.14 | 423 | 0.01 |  | 18397 | 0.46 | 102 | 0 | 13642 | 0.34 | 26077 | 24913 | 0.63 | 14806 | 21127 | 0.53 | 18592 | 31389 | 0.79 | 8330 | 7274 | 0.18 | 32445 | 12516 | 0.32 | 27203
265 | Hilltop | Northeast CA | {} | 209754 | 12525 | 0.06 | 197229 | 0.94 | [5 empty] | 17232 | 0.08 | 15042 | 0.07 |  | 46630 | 0.22 | 0 | 0 | 128200 | 0.61 | 81554 | 52713 | 0.25 | 157040 | 22324 | 0.11 | 187430 | 162965 | 0.78 | 46788 | 145032 | 0.69 | 64722 | 21825 | 0.1 | 187929
266 | Lakeville | PGE NGBA | {'Corona': [4.2, 58.0], 'Penngrove': [7.0, 58.0], 'Ignacio': [12.3, 37.0]} | 9140 | 227 | 0.02 | 8913 | 0.98 | [5 empty] | 164 | 0.02 | 0 | 0 |  | 6371 | 0.7 | 0 | 0 | 7448 | 0.81 | 1692 | 2852 | 0.31 | 6287 | 4830 | 0.53 | 4310 | 8320 | 0.91 | 820 | 7279 | 0.8 | 1861 | 435 | 0.05 | 8705
267 | Fig Garden | PGE Fresno | {} | 0 | 0 | 0 | 0 | 0 | [5 empty] | 0 | 0 | 0 | 0 |  | 0 | 0 | 0 | 0 | 0 | 0 | 0 | 0 | 0 | 0 | 0 | 0 | 0 | 0 | 0 | 0 | 0 | 0 | 0 | 0 | 0 | 0
268 | GWF Tracy | PGE GBA | {} | 35316 | 21 | 0 | 35295 | 1 | [5 empty] | 793 | 0.02 | 1026 | 0.03 |  | 28312 | 0.8 | 4413 | 0.12 | 32184 | 0.91 | 3132 | 26954 | 0.76 | 8362 | 30646 | 0.87 | 4670 | 35291 | 1 | 25 | 18312 | 0.52 | 17004 | 880 | 0.02 | 34436
269 | Pahrump | SCE EOP | {'Gamebird': [4.5, 2.0], 'Thousandaire': [4.6, 33.0], 'Charleston': [8.1, 32.0]} | 16256 | 579 | 0.04 | 15678 | 0.96 | [5 empty] | 0 | 0 | 0 | 0 |  | 0 | 0 | 0 | 0 | 3071 | 0.19 | 13185 | 639 | 0.04 | 15617 | 7481 | 0.46 | 8776 | 9081 | 0.56 | 7176 | 12674 | 0.78 | 3583 | 113 | 0.01 | 16143
270 | Curtis | PGE GBA | {} | 0 | 0 | 0 | 0 | 0 | [5 empty] | 0 | 0 | 0 | 0 |  | 0 | 0 | 0 | 0 | 0 | 0 | 0 | 0 | 0 | 0 | 0 | 0 | 0 | 0 | 0 | 0 | 0 | 0 | 0 | 0 | 0 | 0
271 | Quinto | PGE Fresno | {} | 5687 | 0 | 0 | 5687 | 1 | [5 empty] | 3 | 0 | 0 | 0 |  | 2881 | 0.51 | 2799 | 0.49 | 5397 | 0.95 | 290 | 269 | 0.05 | 5418 | 473 | 0.08 | 5213 | 5498 | 0.97 | 189 | 5452 | 0.96 | 235 | 13 | 0 | 5674
272 | Melrose | SDGE Imperial | {'Ocean Ranch': [2.4, 29.0], 'Shadowridge': [4.6, 17.0], 'San Luis Rey': [4.7, 29.0], 'Palomar Airport': [6.1, 24.0], 'San Marcos': [6.3, 3.0], 'Cannon': [6.6, 29.0], 'Encina': [6.8, 29.0], 'Pendleton': [8.5, 27.0], 'North City Metering': [17.3, 0.0]} | 217 | 29 | 0.13 | 188 | 0.87 | [5 empty] | 0 | 0 | 0 | 0 |  | 3 | 0.01 | 0 | 0 | 34 | 0.16 | 183 | 170 | 0.78 | 47 | 178 | 0.82 | 39 | 178 | 0.82 | 39 | 0 | 0 | 217 | 32 | 0.15 | 185
273 | Valley (VEA) | SCE EOP | {'Valley Switch': [4.9, 1.0]} | 30333 | 2357 | 0.08 | 27976 | 0.92 | [5 empty] | 0 | 0 | 0 | 0 |  | 0 | 0 | 0 | 0 | 0 | 0 | 30333 | 0 | 0 | 30333 | 0 | 0 | 30333 | 0 | 0 | 30333 | 2867 | 0.09 | 27466 | 12 | 0 | 30322
274 | Avocado | SDGE Imperial | {} | 197 | 32 | 0.16 | 166 | 0.84 | [5 empty] | 0 | 0 | 0 | 0 |  | 3 | 0.01 | 0 | 0 | 34 | 0.17 | 164 | 152 | 0.77 | 45 | 154 | 0.78 | 43 | 154 | 0.78 | 43 | 0 | 0 | 197 | 30 | 0.15 | 167
275 | New Sub - North Gila - IV (Proposed) | SDGE Imperial | {'North Gila - IV (Proposed)': [2.1, 1036.0], 'Highline': [5.5, 844.0]} | 9379 | 1452 | 0.15 | 7927 | 0.85 | [5 empty] | 20 | 0 | 5 | 0 |  | 0 | 0 | 0 | 0 | 1181 | 0.13 | 8198 | 4518 | 0.48 | 4861 | 4518 | 0.48 | 4861 | 5699 | 0.61 | 3680 | 6455 | 0.69 | 2924 | 180 | 0.02 | 9199
276 | Caliente | PGE Kern | {'Carrizo Plains': [6.9, 135.0], 'Topaz': [8.0, 135.0], 'Solar': [8.0, 135.0], 'Kernridge': [10.9, 65.0], 'Temblor': [12.4, 29.0]} | 3968 | 416 | 0.1 | 3552 | 0.9 | [5 empty] | 107 | 0.03 | 0 | 0 |  | 1401 | 0.35 | 1388 | 0.35 | 2299 | 0.58 | 1668 | 19 | 0 | 3949 | 296 | 0.07 | 3672 | 2318 | 0.58 | 1650 | 2616 | 0.66 | 1351 | 7 | 0 | 3960
277 | San Luis Obispo | PGE Kern | {'Oceano': [11.5, 21.0], 'Diablo Canyon': [12.3, 82.0], 'Callender': [15.2, 11.0]} | 10954 | 1538 | 0.14 | 9416 | 0.86 | [5 empty] | 19 | 0 | 0 | 0 |  | 7105 | 0.65 | 2783 | 0.25 | 4321 | 0.39 | 6633 | 1276 | 0.12 | 9678 | 4425 | 0.4 | 6529 | 6650 | 0.61 | 4304 | 6718 | 0.61 | 4236 | 215 | 0.02 | 10739
278 | Valley Home | PGE GBA | {} | 0 | 0 | 0 | 0 | 0 | [5 empty] | 0 | 0 | 0 | 0 |  | 0 | 0 | 0 | 0 | 0 | 0 | 0 | 0 | 0 | 0 | 0 | 0 | 0 | 0 | 0 | 0 | 0 | 0 | 0 | 0 | 0 | 0
279 | Big Creek | PGE Fresno | {} | 9 | 0 | 0 | 9 | 1 | [5 empty] | 0 | 0 | 0 | 0 |  | 9 | 1 | 0 | 0 | 0 | 0 | 9 | 0 | 0 | 9 | 9 | 1 | 0 | 9 | 1 | 0 | 9 | 1 | 0 | 0 | 0 | 9
280 | West Fresno | PGE Fresno | {} | 0 | 0 | 0 | 0 | 0 | [5 empty] | 0 | 0 | 0 | 0 |  | 0 | 0 | 0 | 0 | 0 | 0 | 0 | 0 | 0 | 0 | 0 | 0 | 0 | 0 | 0 | 0 | 0 | 0 | 0 | 0 | 0 | 0
281 | Sylmar | SCE Northern | {'Saugus': [9.2, 226.0], 'Pardee': [10.4, 226.0]} | 7106 | 1273 | 0.18 | 5833 | 0.82 | [5 empty] | 0 | 0 | 0 | 0 |  | 4017 | 0.57 | 2968 | 0.42 | 3100 | 0.44 | 4006 | 119 | 0.02 | 6987 | 120 | 0.02 | 6986 | 3136 | 0.44 | 3970 | 4402 | 0.62 | 2704 | 130 | 0.02 | 6976
282 | Tracy | PGE GBA | {} | 38488 | 414 | 0.01 | 38074 | 0.99 | [5 empty] | 1749 | 0.05 | 1486 | 0.04 |  | 31016 | 0.81 | 1394 | 0.04 | 30385 | 0.79 | 8103 | 32846 | 0.85 | 5641 | 35402 | 0.92 | 3085 | 37657 | 0.98 | 831 | 15800 | 0.41 | 22687 | 1708 | 0.04 | 36779
283 | Pease | PGE NGBA | {} | 1591 | 0 | 0 | 1591 | 1 | [5 empty] | 0 | 0 | 0 | 0 |  | 1591 | 1 | 0 | 0 | 1538 | 0.97 | 53 | 1034 | 0.65 | 556 | 1034 | 0.65 | 556 | 1557 | 0.98 | 33 | 1304 | 0.82 | 286 | 5 | 0 | 1585
284 | Spring Valley | SDGE Imperial | {'Murray': [3.8, 1.0], 'Elliot': [7.3, 1.0], 'Elliott': [7.3, 1.0], 'Mission': [8.4, 1.0], 'Silvergate': [8.7, 1.0], 'Kearny': [9.9, 1.0], 'Vine': [10.2, 1.0], 'Bay Boulevard': [10.5, 1.0], 'Mesa Heights': [10.9, 1.0], 'Old Town': [11.1, 1.0], 'Point Loma': [13.4, 1.0]} | 797 | 202 | 0.25 | 595 | 0.75 | [5 empty] | 0 | 0 | 0 | 0 |  | 0 | 0 | 0 | 0 | 54 | 0.07 | 743 | 303 | 0.38 | 494 | 531 | 0.67 | 266 | 537 | 0.67 | 261 | 8 | 0.01 | 789 | 66 | 0.08 | 732
285 | Honcut | PGE NGBA | {} | 1591 | 0 | 0 | 1591 | 1 | [5 empty] | 0 | 0 | 0 | 0 |  | 1591 | 1 | 0 | 0 | 1538 | 0.97 | 53 | 1034 | 0.65 | 556 | 1034 | 0.65 | 556 | 1557 | 0.98 | 33 | 1304 | 0.82 | 286 | 5 | 0 | 1585
286 | Rancho Mission Viejo | SDGE Imperial | {'Margarita': [2.4, 39.0], 'Capistrano': [3.9, 40.0], 'Q1806': [4.5, 39.0], 'Trabuco': [5.0, 37.0], 'Talega': [5.3, 40.0], 'North of SONGS': [5.5, 40.0], 'San Onofre': [11.2, 14.0]} | 295 | 61 | 0.21 | 234 | 0.79 | [5 empty] | 0 | 0 | 0 | 0 |  | 3 | 0.01 | 0 | 0 | 9 | 0.03 | 286 | 64 | 0.22 | 231 | 208 | 0.7 | 87 | 217 | 0.74 | 78 | 0 | 0 | 295 | 6 | 0.02 | 289
287 | Encina | SDGE Imperial | {'Cannon': [0.2, 34.0], 'Palomar Airport': [2.9, 29.0], 'San Luis Rey': [5.2, 29.0], 'Shadowridge': [5.6, 22.0], 'Ocean Ranch': [5.7, 30.0], 'Melrose': [6.8, 29.0], 'San Marcos': [8.0, 8.0], 'Pendleton': [11.9, 27.0], 'North City Metering': [14.0, 5.0], 'Artesian': [14.1, 4.0], 'Penasquitos': [16.6, 3.0]} | 217 | 29 | 0.13 | 188 | 0.87 | [5 empty] | 0 | 0 | 0 | 0 |  | 3 | 0.01 | 0 | 0 | 34 | 0.16 | 183 | 170 | 0.78 | 47 | 178 | 0.82 | 39 | 178 | 0.82 | 39 | 0 | 0 | 217 | 32 | 0.15 | 185
288 | Bullard | PGE Fresno | {} | 0 | 0 | 0 | 0 | 0 | [5 empty] | 0 | 0 | 0 | 0 |  | 0 | 0 | 0 | 0 | 0 | 0 | 0 | 0 | 0 | 0 | 0 | 0 | 0 | 0 | 0 | 0 | 0 | 0 | 0 | 0 | 0 | 0
289 | Hicks | PGE GBA | {'Vasona': [3.8, 33.0], 'El Patio': [4.5, 33.0], 'Saratoga': [7.0, 33.0], 'Monta Vista': [11.3, 33.0]} | 1468 | 49 | 0.03 | 1420 | 0.97 | [5 empty] | 0 | 0 | 0 | 0 |  | 1217 | 0.83 | 133 | 0.09 | 1063 | 0.72 | 406 | 532 | 0.36 | 936 | 550 | 0.37 | 918 | 1145 | 0.78 | 323 | 1279 | 0.87 | 189 | 50 | 0.03 | 1418
290 | Olivehurst | PGE NGBA | {} | 1591 | 0 | 0 | 1591 | 1 | [5 empty] | 0 | 0 | 0 | 0 |  | 1591 | 1 | 0 | 0 | 1538 | 0.97 | 53 | 1034 | 0.65 | 556 | 1034 | 0.65 | 556 | 1557 | 0.98 | 33 | 1304 | 0.82 | 286 | 5 | 0 | 1585
291 | Temblor | PGE Kern | {'Kernridge': [4.8, 29.0], 'Caliente': [12.4, 29.0]} | 1181 | 163 | 0.14 | 1017 | 0.86 | [5 empty] | 0 | 0 | 0 | 0 |  | 856 | 0.72 | 0 | 0 | 777 | 0.66 | 404 | 0 | 0 | 1181 | 277 | 0.23 | 903 | 777 | 0.66 | 404 | 671 | 0.57 | 510 | 0 | 0 | 1181
292 | Olinda | SCE Metro | {} | 165 | 6 | 0.04 | 159 | 0.96 | [5 empty] | 0 | 0 | 0 | 0 |  | 0 | 0 | 0 | 0 | 0 | 0 | 165 | 126 | 0.76 | 39 | 156 | 0.94 | 9 | 156 | 0.94 | 9 | 0 | 0 | 165 | 5 | 0.03 | 160
293 | Mt. Eden | PGE GBA | {'Eastshore': [0.9, 86.0], 'Grant': [4.2, 83.0], 'Castro Valley': [4.7, 76.0], 'Dumbarton': [5.7, 20.0], 'San Leandro U': [6.0, 82.0], 'Edes': [8.9, 81.0], 'Ravenswood': [9.9, 22.0], 'Oakland J': [11.0, 64.0], 'Cooley Landing': [11.1, 8.0], 'Oakland X': [14.0, 64.0], 'Burlingame': [14.5, 1.0], 'Menlo': [14.9, 2.0], 'Oakland C': [15.1, 64.0], 'Moraga': [15.4, 12.0], 'Oakland L': [15.5, 64.0], 'Jefferson': [15.8, 4.0], 'Millbrae': [15.9, 1.0], 'Martin': [17.4, 10.0], 'SAN FRAN A (POTRERO PP)': [17.7, 18.0], 'Potrero': [17.7, 19.0]} | 1260 | 456 | 0.36 | 804 | 0.64 | [5 empty] | 0 | 0 | 0 | 0 |  | 318 | 0.25 | 21 | 0.02 | 263 | 0.21 | 996 | 467 | 0.37 | 793 | 580 | 0.46 | 679 | 639 | 0.51 | 621 | 220 | 0.17 | 1039 | 147 | 0.12 | 1113
294 | Woodland | PGE NGBA | {} | 23125 | 1121 | 0.05 | 22003 | 0.95 | [5 empty] | 4277 | 0.18 | 3960 | 0.17 |  | 21512 | 0.93 | 55 | 0 | 17288 | 0.75 | 5837 | 581 | 0.03 | 22544 | 617 | 0.03 | 22508 | 17572 | 0.76 | 5552 | 12602 | 0.54 | 10522 | 225 | 0.01 | 22900
295 | Trabuco | SDGE Imperial | {'Q1806': [2.1, 43.0], 'Margarita': [2.7, 37.0], 'Capistrano': [3.5, 43.0], 'Rancho Mission Viejo': [5.0, 37.0], 'Santiago': [8.9, 7.0], 'Talega': [9.6, 36.0], 'North of SONGS': [9.7, 36.0], 'San Onofre': [15.1, 11.0]} | 350 | 61 | 0.17 | 289 | 0.83 | [5 empty] | 0 | 0 | 0 | 0 |  | 1 | 0 | 0 | 0 | 9 | 0.03 | 341 | 84 | 0.24 | 266 | 263 | 0.75 | 87 | 272 | 0.78 | 78 | 0 | 0 | 350 | 26 | 0.07 | 324
296 | Cantua | PGE Fresno | {} | 264 | 0 | 0 | 264 | 1 | [5 empty] | 0 | 0 | 0 | 0 |  | 171 | 0.65 | 76 | 0.29 | 264 | 1 | 0 | 0 | 0 | 264 | 27 | 0.1 | 237 | 264 | 1 | 0 | 193 | 0.73 | 71 | 0 | 0 | 264
297 | Rancho Vista | SCE Metro | {} | 7261 | 0 | 0 | 7261 | 1 | [5 empty] | 0 | 0 | 0 | 0 |  | 3548 | 0.49 | 2805 | 0.39 | 4464 | 0.61 | 2797 | 4652 | 0.64 | 2610 | 4411 | 0.61 | 2850 | 7165 | 0.99 | 96 | 3291 | 0.45 | 3971 | 10 | 0 | 7251
298 | Los Esteros | PGE GBA | {} | 2421 | 62 | 0.03 | 2359 | 0.97 | [5 empty] | 0 | 0 | 0 | 0 |  | 2028 | 0.84 | 240 | 0.1 | 2029 | 0.84 | 392 | 737 | 0.3 | 1684 | 771 | 0.32 | 1650 | 2069 | 0.85 | 352 | 2228 | 0.92 | 193 | 92 | 0.04 | 2329
299 | Humboldt Bay | PGE NGBA | {'Harris': [4.9, 139.0], 'Humboldt': [5.9, 139.0], 'Arcata': [10.8, 110.0]} | 9478 | 1357 | 0.14 | 8122 | 0.86 | [5 empty] | 0 | 0 | 0 | 0 |  | 0 | 0 | 0 | 0 | 333 | 0.04 | 9145 | 279 | 0.03 | 9199 | 368 | 0.04 | 9111 | 561 | 0.06 | 8918 | 7384 | 0.78 | 2094 | 1059 | 0.11 | 8419
300 | Shiloh III | PGE GBA | {'Birds Landing': [3.3, 8422.0], 'Lambie': [3.8, 6177.0], 'Lambie Energy': [3.8, 6178.0], 'Collinsville': [6.2, 6754.0], 'Pittsburg': [9.6, 1337.0], 'Peabody': [10.5, 1165.0], 'GWF 2': [10.7, 1377.0], 'Kirker': [10.8, 1013.0], 'Contra Costa PP': [11.7, 2586.0], 'Contra Costa': [12.3, 1450.0], 'Grand Island': [14.5, 2818.0], 'Lone Tree': [16.2, 210.0], 'Bahia': [16.8, 2.0], 'Clayton': [17.0, 2.0], 'Meadow Lane': [18.1, 2.0], 'Martinez': [18.1, 2.0]} | 120029 | 12138 | 0.1 | 107891 | 0.9 | [5 empty] | 26808 | 0.22 | 31129 | 0.26 |  | 48663 | 0.41 | 0 | 0 | 25874 | 0.22 | 94155 | 40693 | 0.34 | 79337 | 38575 | 0.32 | 81454 | 61971 | 0.52 | 58058 | 11537 | 0.1 | 108493 | 30141 | 0.25 | 89888
301 | Westpark | PGE Kern | {} | 0 | 0 | 0 | 0 | 0 | [5 empty] | 0 | 0 | 0 | 0 |  | 0 | 0 | 0 | 0 | 0 | 0 | 0 | 0 | 0 | 0 | 0 | 0 | 0 | 0 | 0 | 0 | 0 | 0 | 0 | 0 | 0 | 0
302 | Pendleton | SDGE Imperial | {'San Luis Rey': [6.8, 27.0], 'Ocean Ranch': [7.2, 27.0], 'Melrose': [8.5, 27.0], 'Cannon': [11.9, 27.0], 'Encina': [11.9, 27.0], 'Shadowridge': [12.9, 14.0], 'Palomar Airport': [13.2, 21.0]} | 236 | 45 | 0.19 | 192 | 0.81 | [5 empty] | 0 | 0 | 0 | 0 |  | 3 | 0.01 | 0 | 0 | 34 | 0.14 | 203 | 170 | 0.72 | 66 | 177 | 0.75 | 59 | 177 | 0.75 | 59 | 0 | 0 | 236 | 31 | 0.13 | 206
303 | Burney Forest Power | PGE NGBA | {'Burney Forest': [0.0, 559.0], 'Carberry': [2.4, 559.0], 'New Sub - Pit 1 - Cottonwood (Proposed)': [6.7, 559.0], 'Pit 3': [8.5, 22.0], 'Pit 4': [10.3, 194.0], 'Cove Road': [11.1, 559.0], 'Round Mt.': [12.5, 537.0]} | 7807 | 997 | 0.13 | 6810 | 0.87 | [5 empty] | 0 | 0 | 0 | 0 |  | 5669 | 0.73 | 212 | 0.03 | 3858 | 0.49 | 3949 | 1395 | 0.18 | 6412 | 929 | 0.12 | 6878 | 5167 | 0.66 | 2640 | 3798 | 0.49 | 4009 | 68 | 0.01 | 7740
304 | Llagas | PGE GBA | {} | 1679 | 8 | 0 | 1671 | 1 | [5 empty] | 1 | 0 | 2 | 0 |  | 506 | 0.3 | 1000 | 0.6 | 1402 | 0.84 | 277 | 279 | 0.17 | 1400 | 279 | 0.17 | 1400 | 1657 | 0.99 | 22 | 1401 | 0.83 | 278 | 72 | 0.04 | 1607
305 | Los Banos | PGE Fresno | {} | 7289 | 0 | 0 | 7289 | 1 | [5 empty] | 3 | 0 | 0 | 0 |  | 3961 | 0.54 | 3320 | 0.46 | 6943 | 0.95 | 346 | 269 | 0.04 | 7019 | 458 | 0.06 | 6831 | 7028 | 0.96 | 261 | 7053 | 0.97 | 235 | 14 | 0 | 7275
306 | Peabody | PGE NGBA | {'Lambie': [7.1, 2254.0], 'Lambie Energy': [7.1, 2254.0], 'Vaca-Dixon & Gc Yard': [8.5, 1442.0], 'Shiloh III': [10.5, 1165.0], 'Birds Landing': [13.5, 1165.0], 'Collinsville': [16.0, 1108.0], 'Tulucay': [16.2, 192.0], 'Parkway': [16.4, 149.0], 'Putah Creek': [16.6, 353.0]} | 115972 | 11348 | 0.1 | 104623 | 0.9 | [5 empty] | 24025 | 0.21 | 28603 | 0.25 |  | 55367 | 0.48 | 0 | 0 | 35572 | 0.31 | 80400 | 30904 | 0.27 | 85068 | 28949 | 0.25 | 87023 | 62002 | 0.53 | 53970 | 17880 | 0.15 | 98091 | 28803 | 0.25 | 87169
307 | Silvergate | SDGE Imperial | {'Vine': [3.7, 189.0], 'Old Town': [5.7, 189.0], 'Point Loma': [6.1, 189.0], 'Mission': [6.2, 188.0], 'Bay Boulevard': [6.6, 127.0], 'Imperial Beach': [8.2, 62.0], 'Telegraph Canyon': [8.4, 35.0], 'Otay': [8.5, 36.0], 'Spring Valley': [8.7, 1.0], 'Elliot': [9.0, 121.0], 'Elliott': [9.0, 122.0], 'Miguel': [9.3, 26.0], 'Salt Creek': [9.4, 23.0], 'Mesa Heights': [9.4, 133.0], 'Murray': [9.6, 2.0], 'Kearny': [9.6, 132.0], 'San Ysidro': [11.4, 30.0]} | 751 | 202 | 0.27 | 549 | 0.73 | [5 empty] | 0 | 0 | 0 | 0 |  | 0 | 0 | 0 | 0 | 54 | 0.07 | 697 | 259 | 0.35 | 492 | 486 | 0.65 | 265 | 492 | 0.66 | 259 | 0 | 0 | 751 | 49 | 0.07 | 702
308 | Kelso | PGE GBA | {} | 39209 | 416 | 0.01 | 38793 | 0.99 | [5 empty] | 1829 | 0.05 | 1534 | 0.04 |  | 31278 | 0.8 | 1336 | 0.03 | 30217 | 0.77 | 8992 | 33660 | 0.86 | 5550 | 36216 | 0.92 | 2993 | 38375 | 0.98 | 835 | 15745 | 0.4 | 23465 | 2028 | 0.05 | 37182
309 | Desert View | SCE EOP | {} | 3275 | 1882 | 0.57 | 1393 | 0.43 | [5 empty] | 0 | 0 | 0 | 0 |  | 841 | 0.26 | 0 | 0 | 0 | 0 | 3275 | 0 | 0 | 3275 | 0 | 0 | 3275 | 0 | 0 | 3275 | 0 | 0 | 3275 | 0 | 0 | 3275
310 | Clay | PGE GBA | {} | 0 | 0 | 0 | 0 | 0 | [5 empty] | 0 | 0 | 0 | 0 |  | 0 | 0 | 0 | 0 | 0 | 0 | 0 | 0 | 0 | 0 | 0 | 0 | 0 | 0 | 0 | 0 | 0 | 0 | 0 | 0 | 0 | 0
311 | Calcite | SCE NOL | {} | 81093 | 4608 | 0.06 | 76485 | 0.94 | [5 empty] | 0 | 0 | 0 | 0 |  | 3792 | 0.05 | 4323 | 0.05 | 20318 | 0.25 | 60775 | 16829 | 0.21 | 64263 | 18606 | 0.23 | 62486 | 35820 | 0.44 | 45273 | 57287 | 0.71 | 23806 | 44 | 0 | 81049
312 | Biola | PGE Fresno | {} | 0 | 0 | 0 | 0 | 0 | [5 empty] | 0 | 0 | 0 | 0 |  | 0 | 0 | 0 | 0 | 0 | 0 | 0 | 0 | 0 | 0 | 0 | 0 | 0 | 0 | 0 | 0 | 0 | 0 | 0 | 0 | 0 | 0
313 | New Sub - Pit 1 - Cottonwood (Proposed) | PGE NGBA | {'Carberry': [4.4, 559.0], 'Round Mt.': [6.1, 594.0], 'Burney Forest': [6.7, 559.0], 'Burney Forest Power': [6.7, 559.0], 'Cove Road': [6.8, 559.0], 'Pit 4': [11.5, 194.0], 'Pit 3': [12.7, 22.0], 'Fern Road': [14.0, 105.0]} | 8187 | 954 | 0.12 | 7233 | 0.88 | [5 empty] | 0 | 0 | 0 | 0 |  | 5763 | 0.7 | 631 | 0.08 | 3929 | 0.48 | 4258 | 1640 | 0.2 | 6547 | 1276 | 0.16 | 6911 | 5566 | 0.68 | 2622 | 4193 | 0.51 | 3994 | 68 | 0.01 | 8120
314 | Olive | PGE Fresno | {} | 0 | 0 | 0 | 0 | 0 | [5 empty] | 0 | 0 | 0 | 0 |  | 0 | 0 | 0 | 0 | 0 | 0 | 0 | 0 | 0 | 0 | 0 | 0 | 0 | 0 | 0 | 0 | 0 | 0 | 0 | 0 | 0 | 0
315 | Lugo | SCE Metro | {'Victor': [9.7, 442.0]} | 29326 | 1356 | 0.05 | 27970 | 0.95 | [5 empty] | 0 | 0 | 0 | 0 |  | 6060 | 0.21 | 5199 | 0.18 | 18567 | 0.63 | 10759 | 13612 | 0.46 | 15714 | 12300 | 0.42 | 17026 | 25325 | 0.86 | 4001 | 13875 | 0.47 | 15451 | 74 | 0 | 29252
316 | Eagle Rock (PGE) | PGE NGBA | {} | 15430 | 57 | 0 | 15373 | 1 | [5 empty] | 179 | 0.01 | 22 | 0 |  | 4581 | 0.3 | 8776 | 0.57 | 13649 | 0.88 | 1780 | 5141 | 0.33 | 10288 | 11165 | 0.72 | 4265 | 14692 | 0.95 | 737 | 7539 | 0.49 | 7891 | 117 | 0.01 | 15312
317 | Cosumnes | PGE GBA | {} | 0 | 0 | 0 | 0 | 0 | [5 empty] | 0 | 0 | 0 | 0 |  | 0 | 0 | 0 | 0 | 0 | 0 | 0 | 0 | 0 | 0 | 0 | 0 | 0 | 0 | 0 | 0 | 0 | 0 | 0 | 0 | 0 | 0
318 | Imperial Valley | SDGE Imperial | {'El Centro': [11.9, 2.0]} | 22355 | 2698 | 0.12 | 19656 | 0.88 | [5 empty] | 53 | 0 | 28 | 0 |  | 0 | 0 | 0 | 0 | 6299 | 28% | 16056 | 89 | 0% | 22265 | 172 | 0.01 | 22183 | 6471 | 29% | 15884 | 17271 | 0.77 | 5083 | 350 | 0.02 | 22005
319 | Swift | PGE GBA | {} | 2875 | 33 | 0.01 | 2842 | 0.99 | [5 empty] | 0 | 0 | 0 | 0 |  | 2075 | 0.72 | 727 | 0.25 | 2431 | 85% | 443 | 1143 | 40% | 1732 | 1162 | 0.4 | 1712 | 2573 | 89% | 302 | 2730 | 0.95 | 144 | 65 | 0.02 | 2810
320 | Windhub | SCE Northern | {'Highwind': [7.1, 1324.0], 'Rosamond': [12.1, 4222.0], 'Whirlwind': [15.0, 383.0]} | 152544 | 43725 | 0.29 | 108819 | 0.71 | [5 empty] | 427 | 0 | 488 | 0 |  | 23901 | 0.16 | 13799 | 0.09 | 68861 | 45% | 83684 | 31038 | 20% | 121506 | 35200 | 0.23 | 117345 | 94069 | 62% | 58475 | 64039 | 0.42 | 88505 | 1206 | 0.01 | 151338
321 | Elliott | SDGE Imperial | {'Elliot': [0.0, 121.0], 'Kearny': [2.8, 122.0], 'Mission': [3.6, 122.0], 'Mesa Heights': [4.1, 122.0], 'Murray': [4.2, 2.0], 'Old Town': [6.9, 122.0], 'Spring Valley': [7.3, 1.0], 'Vine': [7.5, 122.0], 'Silvergate': [9.0, 122.0], 'Point Loma': [9.8, 122.0], 'Bay Boulevard': [14.4, 81.0], 'Otay': [15.4, 1.0], 'Imperial Beach': [16.1, 23.0]} | 731 | 198 | 0.27 | 532 | 0.73 | [5 empty] | 0 | 0 | 0 | 0 |  | 0 | 0 | 0 | 0 | 42 | 6% | 689 | 259 | 36% | 471 | 473 | 0.65 | 257 | 479 | 66% | 252 | 0 | 0 | 731 | 49 | 0.07 | 682
322 | Gates | PGE Fresno | {} | 597 | 36 | 0.06 | 561 | 0.94 | [5 empty] | 0 | 0 | 0 | 0 |  | 502 | 0.84 | 78 | 0.13 | 462 | 77% | 135 | 0 | 0% | 597 | 39 | 0.07 | 558 | 462 | 77% | 135 | 490 | 0.82 | 108 | 0 | 0 | 597
323 | Madeline | Northeast CA | {} | 218059 | 12247 | 0.06 | 205812 | 0.94 | [5 empty] | 16655 | 0.08 | 1033 | 0 |  | 124504 | 0.57 | 68872 | 0.32 | 61866 | 28% | 156193 | 18249 | 8% | 199810 | 23794 | 0.11 | 194265 | 84171 | 39% | 133888 | 179764 | 0.82 | 38296 | 44750 | 0.21 | 173309
324 | Putah Creek | PGE NGBA | {'Vaca-Dixon & Gc Yard': [9.4, 890.0], 'Peabody': [16.6, 353.0]} | 55447 | 2728 | 0.05 | 52719 | 0.95 | [5 empty] | 8072 | 0.15 | 11903 | 0.21 |  | 42788 | 0.77 | 2196 | 0.04 | 31418 | 57% | 24029 | 10836 | 20% | 44611 | 11131 | 0.2 | 44315 | 39834 | 72% | 15613 | 26917 | 0.49 | 28530 | 3523 | 0.06 | 51924
325 | San Onofre | SCE Metro | {'North of SONGS': [5.6, 20.0], 'Talega': [5.9, 20.0], 'Rancho Mission Viejo': [11.2, 14.0], 'Capistrano': [11.8, 14.0], 'Margarita': [13.2, 13.0], 'Q1806': [13.3, 13.0], 'Trabuco': [15.1, 11.0]} | 279 | 69 | 0.25 | 210 | 0.75 | [5 empty] | 0 | 0 | 0 | 0 |  | 3 | 0.01 | 0 | 0 | 34 | 12% | 245 | 171 | 61% | 108 | 192 | 0.69 | 87 | 192 | 69% | 87 | 0 | 0 | 279 | 30 | 0.11 | 249
326 | Gregg | PGE Fresno | {} | 0 | 0 | 0 | 0 | 0 | [5 empty] | 0 | 0 | 0 | 0 |  | 0 | 0 | 0 | 0 | 0 | 0% | 0 | 0 | 0% | 0 | 0 | 0 | 0 | 0 | 0% | 0 | 0 | 0 | 0 | 0 | 0 | 0
327 | Gondor | <Null> | {} | 0 | 0 | 0 | 0 | 0 | [5 empty] | 0 | 0 | 0 | 0 |  | 0 | 0 | 0 | 0 | 0 | 0% | 0 | 0 | 0% | 0 | 0 | 0 | 0 | 0 | 0% | 0 | 0 | 0 | 0 | 0 | 0 | 0
328 | Cabrillo | PGE Kern | {} | 24393 | 941 | 0.04 | 23452 | 0.96 | [5 empty] | 181 | 0.01 | 4 | 0 |  | 20683 | 0.85 | 0 | 0 | 19415 | 80% | 4978 | 336 | 1% | 24057 | 1321 | 0.05 | 23073 | 20444 | 84% | 3949 | 12575 | 0.52 | 11818 | 1623 | 0.07 | 22770
329 | Mesa (PGE) | PGE Kern | {'Callender': [7.9, 43.0], 'Oceano': [9.7, 43.0]} | 5649 | 484 | 0.09 | 5165 | 0.91 | [5 empty] | 0 | 0 | 0 | 0 |  | 2003 | 0.35 | 3412 | 0.6 | 1028 | 18% | 4620 | 57 | 1% | 5592 | 642 | 0.11 | 5007 | 1507 | 27% | 4142 | 5060 | 0.9 | 589 | 153 | 0.03 | 5496
330 | Schulte | PGE GBA | {} | 2451 | 61 | 0.02 | 2390 | 0.98 | [5 empty] | 0 | 0 | 0 | 0 |  | 2075 | 0.85 | 225 | 0.09 | 2061 | 84% | 389 | 735 | 30% | 1716 | 770 | 0.31 | 1681 | 2100 | 86% | 351 | 2229 | 0.91 | 222 | 93 | 0.04 | 2358
331 | Davis | PGE NGBA | {'Vaca-Dixon & Gc Yard': [14.2, 20.0]} | 55146 | 2154 | 0.04 | 52993 | 0.96 | [5 empty] | 14239 | 0.26 | 20510 | 0.37 |  | 26126 | 0.47 | 0 | 0 | 15980 | 29% | 39166 | 9727 | 18% | 45419 | 11908 | 0.22 | 43238 | 27132 | 49% | 28014 | 7375 | 0.13 | 47771 | 8482 | 0.15 | 46664
332 | Arco | PGE Kern | {} | 6177 | 289 | 0.05 | 5889 | 0.95 | [5 empty] | 536 | 0.09 | 0 | 0 |  | 5432 | 0.88 | 0 | 0 | 4108 | 67% | 2069 | 390 | 6% | 5788 | 958 | 0.16 | 5220 | 4230 | 68% | 1947 | 4600 | 0.74 | 1577 | 64 | 0.01 | 6114
333 | Goodrich | SCE Metro | {} | 0 | 0 | 0 | 0 | 0 | [5 empty] | 0 | 0 | 0 | 0 |  | 0 | 0 | 0 | 0 | 0 | 0% | 0 | 0 | 0% | 0 | 0 | 0 | 0 | 0 | 0% | 0 | 0 | 0 | 0 | 0 | 0 | 0
334 | Newhall | PGE Fresno | {} | 0 | 0 | 0 | 0 | 0 | [5 empty] | 0 | 0 | 0 | 0 |  | 0 | 0 | 0 | 0 | 0 | 0% | 0 | 0 | 0% | 0 | 0 | 0 | 0 | 0 | 0% | 0 | 0 | 0 | 0 | 0 | 0 | 0
335 | Brentwood | PGE GBA | {'Lone Tree': [4.9, 139.0], 'Contra Costa': [8.0, 139.0], 'Contra Costa PP': [8.1, 139.0], 'GWF 2': [12.0, 136.0], 'Collinsville': [14.2, 64.0], 'Kirker': [14.3, 5.0], 'Pittsburg': [14.4, 13.0], 'Tassajara': [15.0, 75.0], 'Clayton': [15.9, 1.0], 'Birds Landing': [16.5, 64.0]} | 62754 | 5955 | 0.09 | 56798 | 0.91 | [5 empty] | 8993 | 0.14 | 7038 | 0.11 |  | 31651 | 0.5 | 102 | 0 | 31430 | 50% | 31324 | 43869 | 70% | 18884 | 43482 | 0.69 | 19272 | 47840 | 76% | 14914 | 12074 | 0.19 | 50680 | 10022 | 0.16 | 52732
336 | Neenach | SCE Northern | {'Whirlwind': [6.9, 29580.0], 'Antelope': [12.9, 11140.0], 'Bailey': [15.4, 1511.0], 'Rosamond': [16.1, 4203.0], 'Warne': [17.4, 2.0]} | 212720 | 54629 | 0.26 | 158091 | 0.74 | [5 empty] | 4239 | 0.02 | 2234 | 0.01 |  | 48810 | 0.23 | 31434 | 0.15 | 71589 | 34% | 141132 | 83880 | 39% | 128840 | 65144 | 0.31 | 147576 | 138561 | 65% | 74159 | 73565 | 0.35 | 139155 | 3161 | 0.01 | 209559
337 | Bahia | PGE NGBA | {'Martinez': [4.7, 1163.0], 'Parkway': [5.6, 1153.0], 'Carquinez': [6.0, 1153.0], 'Alhambra': [6.1, 1159.0], 'Christie': [6.6, 1153.0], 'Meadow Lane': [9.4, 1041.0], 'San Pablo': [12.7, 796.0], 'Lakewood': [12.8, 104.0], 'Sobrante': [12.8, 721.0], 'Kirker': [13.2, 10.0], 'Clayton': [13.2, 10.0], 'Pittsburg': [13.4, 10.0], 'El Cerrito G': [14.6, 533.0], 'GWF 2': [15.6, 10.0], 'Collinsville': [16.3, 6.0], 'Richmond R': [16.5, 23.0], 'Standard Oil': [16.6, 26.0], 'Standard Oil 2': [16.6, 26.0], 'Shiloh III': [16.8, 2.0], 'Birds Landing': [16.9, 2.0]} | 39567 | 3746 | 0.09 | 35821 | 0.91 | [5 empty] | 3092 | 0.08 | 0 | 0 |  | 22723 | 0.57 | 0 | 0 | 17916 | 45% | 21650 | 18550 | 47% | 21017 | 15875 | 0.4 | 23691 | 32351 | 82% | 7215 | 10819 | 0.27 | 28748 | 13984 | 0.35 | 25583
338 | Vaca Dixon | PGE NGBA | {'Peabody': [8.5, 1442.0], 'Putah Creek': [9.4, 890.0], 'Lambie': [12.8, 1089.0], 'Lambie Energy': [12.8, 1089.0], 'Davis': [14.2, 20.0]} | 97572 | 7401 | 0.08 | 90171 | 0.92 | [5 empty] | 20308 | 0.21 | 25499 | 0.26 |  | 56628 | 0.58 | 0 | 0 | 31399 | 32% | 66173 | 20258 | 21% | 77314 | 23208 | 0.24 | 74364 | 52971 | 54% | 44601 | 20976 | 0.21 | 76596 | 18661 | 0.19 | 78912
339 | Carrizo Plains | PGE Kern | {'Topaz': [1.1, 135.0], 'Solar': [1.1, 135.0], 'Caliente': [6.9, 135.0], 'Kernridge': [17.4, 36.0]} | 7073 | 560 | 0.08 | 6513 | 0.92 | [5 empty] | 481 | 0.07 | 0 | 0 |  | 3668 | 0.52 | 2165 | 0.31 | 4234 | 60% | 2838 | 179 | 3% | 6893 | 950 | 0.13 | 6123 | 4714 | 67% | 2359 | 4728 | 0.67 | 2345 | 27 | 0 | 7046
340 | Vista (VEA) | SCE EOP | {} | 6242 | 205 | 0.03 | 6036 | 0.97 | [5 empty] | 0 | 0 | 0 | 0 |  | 0 | 0 | 0 | 0 | 626 | 10% | 5616 | 639 | 10% | 5602 | 1407 | 0.23 | 4834 | 2033 | 33% | 4209 | 4026 | 0.64 | 2216 | 110 | 0.02 | 6132
341 | Merced | PGE Fresno | {} | 0 | 0 | 0 | 0 | 0 | [5 empty] | 0 | 0 | 0 | 0 |  | 0 | 0 | 0 | 0 | 0 | 0% | 0 | 0 | 0% | 0 | 0 | 0 | 0 | 0 | 0% | 0 | 0 | 0 | 0 | 0 | 0 | 0
342 | Otay Mesa | SDGE Imperial | {'San Ysidro': [6.7, 6.0], 'Telegraph Canyon': [7.5, 6.0], 'Salt Creek': [8.3, 4.0], 'Miguel': [8.4, 4.0], 'Otay': [8.6, 5.0], 'Imperial Beach': [10.8, 2.0], 'Bay Boulevard': [10.9, 2.0]} | 787 | 190 | 0.24 | 597 | 0.76 | [5 empty] | 0 | 0 | 0 | 0 |  | 0 | 0 | 0 | 0 | 54 | 7% | 732 | 255 | 32% | 531 | 534 | 0.68 | 252 | 540 | 69% | 247 | 34 | 0.04 | 753 | 64 | 0.08 | 723
343 | Leavitt | Northeast CA | {'Richmond': [7.1, 331.0]} | 56489 | 8753 | 0.15 | 47736 | 0.85 | [5 empty] | 4178 | 0.07 | 0 | 0 |  | 43611 | 0.77 | 2327 | 0.04 | 29576 | 52% | 26913 | 8605 | 15% | 47883 | 10119 | 0.18 | 46370 | 33985 | 60% | 22503 | 37897 | 0.67 | 18592 | 6647 | 0.12 | 49841
344 | Primm | SCE EOP | {'Ivanpah': [9.5, 18.0], 'Mountain Pass': [14.9, 18.0]} | 5734 | 553 | 0.1 | 5181 | 0.9 | [5 empty] | 0 | 0 | 0 | 0 |  | 0 | 0 | 0 | 0 | 4022 | 70% | 1712 | 3775 | 66% | 1959 | 703 | 0.12 | 5031 | 4699 | 82% | 1034 | 1280 | 0.22 | 4454 | 41 | 0.01 | 5693
345 | Granite | PGE NGBA | {} | 43 | 0 | 0 | 43 | 1 | [5 empty] | 0 | 0 | 5 | 0.11 |  | 0 | 0 | 0 | 0 | 43 | 100% | 0 | 0 | 0% | 43 | 43 | 1 | 0 | 43 | 100% | 0 | 0 | 0 | 43 | 8 | 0.19 | 35
346 | Lake View | PGE NGBA | {} | 15771 | 57 | 0 | 15715 | 1 | [5 empty] | 181 | 0.01 | 29 | 0 |  | 4456 | 0.28 | 9849 | 0.62 | 13527 | 86% | 2244 | 5933 | 38% | 9839 | 11532 | 0.73 | 4239 | 15014 | 95% | 758 | 7784 | 0.49 | 7988 | 154 | 0.01 | 15618
347 | Birds Landing | PGE GBA | {'Collinsville': [3.1, 7117.0], 'Shiloh III': [3.3, 8422.0], 'Lambie': [7.0, 6177.0], 'Lambie Energy': [7.0, 6178.0], 'Pittsburg': [7.1, 1350.0], 'GWF 2': [7.7, 1439.0], 'Kirker': [8.3, 1018.0], 'Contra Costa PP': [8.5, 3038.0], 'Contra Costa': [9.1, 1745.0], 'Lone Tree': [13.0, 277.0], 'Peabody': [13.5, 1165.0], 'Clayton': [14.6, 2.0], 'Grand Island': [14.9, 3082.0], 'Meadow Lane': [16.4, 2.0], 'Brentwood': [16.5, 64.0], 'Bahia': [16.9, 2.0], 'Martinez': [17.2, 2.0]} | 113849 | 11823 | 0.1 | 102026 | 0.9 | [5 empty] | 25456 | 0.22 | 29793 | 0.26 |  | 44124 | 0.39 | 0 | 0 | 22520 | 20% | 91329 | 41490 | 36% | 72359 | 38019 | 0.33 | 75830 | 57707 | 51% | 56143 | 9251 | 0.08 | 104598 | 29900 | 0.26 | 83949
348 | Highwind | SCE Northern | {'Windhub': [7.1, 1324.0], 'Whirlwind': [17.0, 352.0], 'Rosamond': [18.2, 703.0]} | 129519 | 30018 | 0.23 | 99501 | 0.77 | [5 empty] | 23 | 0 | 327 | 0 |  | 24696 | 0.19 | 16963 | 0.13 | 64760 | 50% | 64759 | 26319 | 20% | 103200 | 33828 | 0.26 | 95691 | 85496 | 66% | 44023 | 63603 | 0.49 | 65916 | 790 | 0.01 | 128729
349 | Santiago | SCE Metro | {'Johanna': [5.9, 18.0], 'Trabuco': [8.9, 7.0], 'Ellis': [10.1, 18.0], 'Q1806': [10.5, 7.0], 'Margarita': [11.3, 1.0], 'Capistrano': [12.1, 7.0], 'Huntington Beach': [12.1, 18.0]} | 444 | 57 | 0.13 | 386 | 0.87 | [5 empty] | 0 | 0 | 0 | 0 |  | 0 | 0 | 0 | 0 | 9 | 2% | 435 | 175 | 39% | 269 | 360 | 0.81 | 84 | 369 | 83% | 75 | 0 | 0 | 444 | 31 | 0.07 | 412
350 | Red Bluff | SCE Eastern | {'Eagle Mountain': [11.2, 7992.0], 'Kem': [15.1, 4214.0]} | 63492 | 11552 | 0.18 | 51940 | 0.82 | [5 empty] | 11 | 0 | 0 | 0 |  | 0 | 0 | 0 | 0 | 24932 | 39% | 38560 | 16124 | 25% | 47367 | 9821 | 0.15 | 53671 | 33017 | 52% | 30475 | 34310 | 0.54 | 29181 | 575 | 0.01 | 62917
351 | Beatty | SCE EOP | {} | 6899 | 3044 | 0.44 | 3856 | 0.56 | [5 empty] | 0 | 0 | 0 | 0 |  | 0 | 0 | 0 | 0 | 0 | 0% | 6899 | 0 | 0% | 6899 | 0 | 0 | 6899 | 0 | 0% | 6899 | 0 | 0 | 6899 | 0 | 0 | 6899
352 | Mirage | SCE Eastern | {'Devers': [14.4, 1701.0]} | 44902 | 10854 | 0.24 | 34048 | 0.76 | [5 empty] | 174 | 0 | 0 | 0 |  | 589 | 0.01 | 2965 | 0.07 | 6373 | 14% | 38528 | 12957 | 29% | 31945 | 11106 | 0.25 | 33796 | 18800 | 42% | 26101 | 26894 | 0.6 | 18007 | 10 | 0 | 44892
353 | Sutter Power | PGE NGBA | {} | 1591 | 0 | 0 | 1591 | 1 | [5 empty] | 0 | 0 | 0 | 0 |  | 1591 | 1 | 0 | 0 | 1538 | 97% | 53 | 1034 | 65% | 556 | 1034 | 0.65 | 556 | 1557 | 98% | 33 | 1304 | 0.82 | 286 | 5 | 0 | 1585
354 | Manteca | PGE GBA | {} | 12320 | 0 | 0 | 12320 | 1 | [5 empty] | 793 | 0.06 | 1026 | 0.08 |  | 9638 | 0.78 | 100 | 0.01 | 9677 | 79% | 2642 | 11702 | 95% | 618 | 11490 | 0.93 | 830 | 12319 | 100% | 0 | 4714 | 0.38 | 7606 | 260 | 0.02 | 12059
355 | El Patio | PGE GBA | {'Vasona': [3.1, 33.0], 'Saratoga': [4.4, 33.0], 'Hicks': [4.5, 33.0], 'Monta Vista': [7.8, 33.0]} | 2116 | 33 | 0.02 | 2083 | 0.98 | [5 empty] | 0 | 0 | 0 | 0 |  | 1904 | 0.9 | 114 | 0.05 | 1779 | 84% | 337 | 734 | 35% | 1382 | 765 | 0.36 | 1351 | 1813 | 86% | 303 | 1947 | 0.92 | 169 | 75 | 0.04 | 2041
356 | Pardee | SCE Northern | {'Saugus': [1.3, 306.0], 'Elizabeth Lake': [4.1, 79.0], 'Sylmar-Pac Intertie': [10.4, 226.0]} | 33351 | 5293 | 0.16 | 28059 | 0.84 | [5 empty] | 35 | 0 | 2 | 0 |  | 6999 | 0.21 | 18092 | 0.54 | 10651 | 32% | 22701 | 5104 | 15% | 28247 | 6894 | 0.21 | 26457 | 17573 | 53% | 15778 | 17857 | 0.54 | 15494 | 1214 | 0.04 | 32138
357 | Los Coches | SDGE Imperial | {} | 217 | 95 | 0.44 | 122 | 0.56 | [5 empty] | 0 | 0 | 0 | 0 |  | 0 | 0 | 0 | 0 | 9 | 4% | 209 | 13 | 6% | 205 | 113 | 0.52 | 104 | 113 | 52% | 104 | 0 | 0 | 217 | 3 | 0.01 | 214
358 | Serrano | SCE Metro | {} | 403 | 23 | 0.06 | 380 | 0.94 | [5 empty] | 0 | 0 | 0 | 0 |  | 0 | 0 | 0 | 0 | 9 | 2% | 394 | 178 | 44% | 225 | 358 | 0.89 | 45 | 367 | 91% | 36 | 0 | 0 | 403 | 31 | 0.08 | 372
359 | Miller | PGE GBA | {} | 6969 | 0 | 0 | 6969 | 1 | [5 empty] | 3 | 0 | 0 | 0 |  | 3298 | 0.47 | 3665 | 0.53 | 6772 | 97% | 197 | 852 | 12% | 6117 | 1984 | 0.28 | 4985 | 6885 | 99% | 84 | 6736 | 0.97 | 233 | 13 | 0 | 6956
360 | Carberry | PGE NGBA | {'Burney Forest': [2.4, 559.0], 'Burney Forest Power': [2.4, 559.0], 'New Sub - Pit 1 - Cottonwood (Proposed)': [4.4, 559.0], 'Cove Road': [9.2, 559.0], 'Pit 3': [9.6, 22.0], 'Pit 4': [10.2, 194.0], 'Round Mt.': [10.2, 537.0]} | 7864 | 985 | 0.13 | 6879 | 0.87 | [5 empty] | 0 | 0 | 0 | 0 |  | 5717 | 0.73 | 232 | 0.03 | 3887 | 49% | 3977 | 1415 | 18% | 6449 | 949 | 0.12 | 6915 | 5216 | 66% | 2648 | 3867 | 0.49 | 3997 | 68 | 0.01 | 7797
361 | Wahtoke | PGE Fresno | {} | 0 | 0 | 0 | 0 | 0 | [5 empty] | 0 | 0 | 0 | 0 |  | 0 | 0 | 0 | 0 | 0 | 0% | 0 | 0 | 0% | 0 | 0 | 0 | 0 | 0 | 0% | 0 | 0 | 0 | 0 | 0 | 0 | 0
362 | Dos Amigos | PGE Fresno | {} | 5461 | 0 | 0 | 5461 | 1 | [5 empty] | 3 | 0 | 0 | 0 |  | 2762 | 0.51 | 2691 | 0.49 | 5215 | 96% | 245 | 3 | 0% | 5458 | 173 | 0.03 | 5287 | 5215 | 96% | 245 | 5435 | 1 | 26 | 2 | 0 | 5458
363 | Guernsey | PGE Fresno | {} | 0 | 0 | 0 | 0 | 0 | [5 empty] | 0 | 0 | 0 | 0 |  | 0 | 0 | 0 | 0 | 0 | 0% | 0 | 0 | 0% | 0 | 0 | 0 | 0 | 0 | 0% | 0 | 0 | 0 | 0 | 0 | 0 | 0
364 | Santa Clara | SCE Northern | {'Mandalay': [7.5, 11.0], 'Ormond Beach': [12.0, 9.0]} | 616 | 132 | 0.21 | 483 | 0.79 | [5 empty] | 5 | 0.01 | 0 | 0 |  | 4 | 0.01 | 19 | 0.03 | 204 | 33% | 412 | 226 | 37% | 390 | 282 | 0.46 | 334 | 436 | 71% | 180 | 68 | 0.11 | 547 | 71 | 0.11 | 545
365 | Glenn | PGE NGBA | {} | 8415 | 537 | 0.06 | 7878 | 0.94 | [5 empty] | 417 | 0.05 | 46 | 0.01 |  | 8313 | 0.99 | 0 | 0 | 4047 | 48% | 4368 | 45 | 1% | 8370 | 1008 | 0.12 | 7407 | 4848 | 58% | 3567 | 4684 | 0.56 | 3731 | 2187 | 0.26 | 6228
366 | Kerchoff 1 | PGE Fresno | {} | 9 | 0 | 0 | 9 | 1 | [5 empty] | 0 | 0 | 0 | 0 |  | 9 | 1 | 0 | 0 | 0 | 0% | 9 | 0 | 0% | 9 | 9 | 1 | 0 | 9 | 100% | 0 | 9 | 1 | 0 | 0 | 0 | 9
367 | Brunswick | PGE NGBA | {} | 59 | 19 | 0.32 | 40 | 0.68 | [5 empty] | 0 | 0 | 0 | 0 |  | 0 | 0 | 59 | 1 | 0 | 0% | 59 | 0 | 0% | 59 | 0 | 0 | 59 | 0 | 0% | 59 | 40 | 0.68 | 19 | 0 | 0 | 59
368 | Tejon | PGE Kern | {} | 21322 | 149 | 0.01 | 21173 | 0.99 | [5 empty] | 0 | 0 | 0 | 0 |  | 14831 | 0.7 | 5191 | 0.24 | 17665 | 83% | 3657 | 14432 | 68% | 6890 | 16885 | 0.79 | 4437 | 21070 | 99% | 252 | 13507 | 0.63 | 7815 | 672 | 0.03 | 20650
369 | Bakersfield | PGE Kern | {} | 0 | 0 | 0 | 0 | 0 | [5 empty] | 0 | 0 | 0 | 0 |  | 0 | 0 | 0 | 0 | 0 | 0% | 0 | 0 | 0% | 0 | 0 | 0 | 0 | 0 | 0% | 0 | 0 | 0 | 0 | 0 | 0 | 0
370 | Drum | PGE NGBA | {} | 7947 | 1340 | 0.17 | 6608 | 0.83 | [5 empty] | 0 | 0 | 0 | 0 |  | 2717 | 0.34 | 192 | 0.02 | 949 | 12% | 6999 | 215 | 3% | 7733 | 2657 | 0.33 | 5290 | 3537 | 45% | 4411 | 4270 | 0.54 | 3678 | 353 | 0.04 | 7594
371 | El Nido (SCE) | SCE Metro | {'Chevmain': [1.8, 16.0], 'La Fresa': [2.9, 15.0], 'El Segundo': [3.0, 15.0], 'Redondo': [3.4, 15.0], 'Windsor': [7.0, 3.0], 'La Cienega': [7.3, 3.0], 'Arcogen': [9.2, 11.0]} | 945 | 406 | 0.43 | 539 | 0.57 | [5 empty] | 0 | 0 | 0 | 0 |  | 0 | 0 | 0 | 0 | 2 | 0% | 942 | 137 | 14% | 808 | 494 | 0.52 | 451 | 496 | 53% | 449 | 0 | 0 | 945 | 0 | 0 | 945
372 | Monserate | SDGE Imperial | {} | 205 | 31 | 0.15 | 174 | 0.85 | [5 empty] | 0 | 0 | 0 | 0 |  | 3 | 0.01 | 0 | 0 | 34 | 16% | 171 | 159 | 77% | 46 | 162 | 0.79 | 43 | 162 | 79% | 43 | 0 | 0 | 205 | 31 | 0.15 | 174
373 | Richmond R | PGE GBA | {'Standard Oil': [2.2, 344.0], 'Standard Oil 2': [2.2, 344.0], 'El Cerrito G': [3.7, 419.0], 'San Pablo': [4.5, 259.0], 'Sobrante': [8.9, 236.0], 'Oakland L': [9.7, 273.0], 'Oakland C': [10.1, 261.0], 'Christie': [10.2, 46.0], 'Oakland X': [11.3, 188.0], 'Potrero': [11.9, 259.0], 'SAN FRAN A (POTRERO PP)': [11.9, 261.0], 'Moraga': [12.5, 132.0], 'Carquinez': [13.2, 27.0], 'Alhambra': [13.8, 24.0], 'Ignacio': [14.0, 41.0], 'Oakland J': [14.1, 162.0], 'Martinez': [15.0, 23.0], 'Martin': [15.7, 142.0], 'Edes': [16.2, 120.0], 'Bahia': [16.5, 23.0], 'Parkway': [17.1, 23.0]} | 9049 | 1966 | 0.22 | 7083 | 0.78 | [5 empty] | 43 | 0 | 0 | 0 |  | 3776 | 0.42 | 0 | 0 | 1694 | 19% | 7355 | 3625 | 40% | 5424 | 3751 | 0.41 | 5299 | 6356 | 70% | 2693 | 2363 | 0.26 | 6687 | 1108 | 0.12 | 7941
374 | Storey | PGE Fresno | {} | 0 | 0 | 0 | 0 | 0 | [5 empty] | 0 | 0 | 0 | 0 |  | 0 | 0 | 0 | 0 | 0 | 0% | 0 | 0 | 0% | 0 | 0 | 0 | 0 | 0 | 0% | 0 | 0 | 0 | 0 | 0 | 0 | 0
375 | Alpine | SDGE Imperial | {} | 2898 | 28 | 0.01 | 2870 | 0.99 | [5 empty] | 0 | 0 | 0 | 0 |  | 47 | 0.02 | 2658 | 0.92 | 1000 | 34% | 1898 | 2448 | 84% | 450 | 2625 | 0.91 | 273 | 2710 | 94% | 187 | 1084 | 0.37 | 1813 | 265 | 0.09 | 2632
376 | Sobrante | PGE GBA | {'Moraga': [4.8, 168.0], 'El Cerrito G': [5.2, 737.0], 'Christie': [6.8, 744.0], 'Oakland X': [7.1, 178.0], 'Oakland L': [7.5, 246.0], 'Alhambra': [7.5, 722.0], 'Lakewood': [8.2, 104.0], 'Oakland C': [8.5, 234.0], 'Richmond R': [8.9, 236.0], 'San Pablo': [8.9, 853.0], 'Martinez': [9.1, 721.0], 'Meadow Lane': [9.3, 692.0], 'Oakland J': [9.9, 156.0], 'Standard Oil': [10.6, 160.0], 'Standard Oil 2': [10.6, 160.0], 'Edes': [11.6, 122.0], 'Bahia': [12.8, 721.0], 'Carquinez': [13.1, 725.0], 'San Leandro U': [14.0, 35.0], 'SAN FRAN A (POTRERO PP)': [14.2, 168.0], 'Potrero': [14.2, 168.0], 'Parkway': [16.2, 721.0], 'Grant': [16.5, 26.0], 'Martin': [17.8, 96.0]} | 15593 | 1794 | 0.12 | 13799 | 0.88 | [5 empty] | 6 | 0 | 0 | 0 |  | 6181 | 0.4 | 0 | 0 | 6409 | 41% | 9184 | 8099 | 52% | 7494 | 6372 | 0.41 | 9221 | 12467 | 80% | 3126 | 3467 | 0.22 | 12126 | 5556 | 0.36 | 10037
377 | San Marcos | SDGE Imperial | {'Shadowridge': [2.5, 8.0], 'Palomar Airport': [5.2, 8.0], 'Melrose': [6.3, 3.0], 'Cannon': [7.8, 8.0], 'Ocean Ranch': [8.0, 3.0], 'Encina': [8.0, 8.0], 'Artesian': [8.3, 4.0], 'San Luis Rey': [9.8, 3.0], 'North City Metering': [11.9, 5.0], 'Penasquitos': [14.6, 3.0]} | 219 | 33 | 0.15 | 185 | 0.85 | [5 empty] | 0 | 0 | 0 | 0 |  | 0 | 0 | 0 | 0 | 34 | 15% | 185 | 168 | 77% | 51 | 174 | 0.8 | 44 | 174 | 80% | 44 | 0 | 0 | 219 | 32 | 0.15 | 186
378 | Fink | PGE Fresno | {} | 6601 | 0 | 0 | 6601 | 1 | [5 empty] | 3 | 0 | 0 | 0 |  | 2504 | 0.38 | 4096 | 0.62 | 6392 | 97% | 209 | 1456 | 22% | 5145 | 2915 | 0.44 | 3685 | 6517 | 99% | 84 | 6583 | 1 | 18 | 1 | 0 | 6600
379 | La Cienega | SCE Metro | {'Windsor': [1.1, 4.0], 'El Segundo': [6.9, 4.0], 'Chevmain': [7.0, 4.0], 'El Nido': [7.3, 3.0]} | 591 | 247 | 0.42 | 344 | 0.58 | [5 empty] | 0 | 0 | 0 | 0 |  | 0 | 0 | 0 | 0 | 3 | 0% | 588 | 77 | 13% | 514 | 315 | 0.53 | 276 | 318 | 54% | 273 | 0 | 0 | 591 | 0 | 0 | 591
380 | Pittsburg | PGE GBA | {'Kirker': [1.2, 1026.0], 'GWF 2': [2.4, 1359.0], 'Collinsville': [4.5, 1354.0], 'Contra Costa': [6.7, 1237.0], 'Birds Landing': [7.1, 1350.0], 'Contra Costa PP': [7.4, 1237.0], 'Clayton': [7.5, 10.0], 'Shiloh III': [9.6, 1337.0], 'Lone Tree': [9.7, 217.0], 'Meadow Lane': [9.8, 10.0], 'Martinez': [12.0, 10.0], 'Alhambra': [13.0, 9.0], 'Lambie': [13.0, 1140.0], 'Lambie Energy': [13.0, 1140.0], 'Bahia': [13.4, 10.0], 'Brentwood': [14.4, 13.0]} | 85601 | 11414 | 0.13 | 74187 | 0.87 | [5 empty] | 18520 | 0.22 | 13068 | 0.15 |  | 37472 | 0.44 | 102 | 0 | 19835 | 23% | 65766 | 40741 | 48% | 44860 | 36865 | 0.43 | 48736 | 53955 | 63% | 31645 | 9468 | 0.11 | 76132 | 24448 | 0.29 | 61152
381 | Morro Bay | PGE Kern | {'Diablo Canyon': [11.0, 13.0], 'Templeton': [16.0, 35.0]} | 10872 | 837 | 0.08 | 10036 | 0.92 | [5 empty] | 39 | 0 | 0 | 0 |  | 9284 | 0.85 | 351 | 0.03 | 6133 | 56% | 4739 | 1436 | 13% | 9436 | 3978 | 0.37 | 6894 | 7864 | 72% | 3008 | 7607 | 0.7 | 3265 | 225 | 0.02 | 10647
382 | Contra Costa | PGE GBA | {'Contra Costa PP': [1.6, 1948.0], 'Lone Tree': [3.9, 352.0], 'GWF 2': [4.4, 1400.0], 'Collinsville': [6.3, 1715.0], 'Pittsburg': [6.7, 1237.0], 'Kirker': [6.8, 904.0], 'Brentwood': [8.0, 139.0], 'Birds Landing': [9.1, 1745.0], 'Clayton': [10.8, 1.0], 'Shiloh III': [12.3, 1450.0], 'Tassajara': [15.5, 75.0], 'Lambie': [16.1, 1120.0], 'Lambie Energy': [16.1, 1120.0], 'Grand Island': [19.2, 151.0]} | 81129 | 10208 | 0.13 | 70921 | 0.87 | [5 empty] | 17046 | 0.21 | 13960 | 0.17 |  | 34613 | 0.43 | 102 | 0 | 21940 | 27% | 59189 | 38611 | 48% | 42518 | 35271 | 0.43 | 45858 | 50103 | 62% | 31026 | 6773 | 0.08 | 74356 | 22980 | 0.28 | 58149
383 | New Sub - Gates - Templeton (Proposed) | PGE Kern | {} | 2493 | 122 | 0.05 | 2371 | 0.95 | [5 empty] | 0 | 0 | 0 | 0 |  | 2386 | 0.96 | 67 | 0.03 | 1866 | 75% | 627 | 191 | 8% | 2302 | 831 | 0.33 | 1662 | 1930 | 77% | 562 | 1976 | 0.79 | 517 | 0 | 0 | 2493
384 | Hinson | SCE Metro | {'Arcogen': [1.2, 397.0], 'Harborgen': [2.8, 398.0], 'Long Beach': [3.7, 398.0], 'Lighthipe': [5.0, 309.0], 'La Fresa': [7.2, 55.0], 'Del Amo': [7.4, 330.0], 'Alamitos': [8.0, 373.0], 'Redondo': [9.7, 1.0], 'Barre': [13.8, 2.0], 'Huntington Beach': [18.5, 2.0], 'Ellis': [18.5, 2.0]} | 1028 | 392 | 0.38 | 636 | 0.62 | [5 empty] | 0 | 0 | 0 | 0 |  | 0 | 0 | 0 | 0 | 0 | 0% | 1028 | 230 | 22% | 798 | 597 | 0.58 | 431 | 597 | 58% | 431 | 0 | 0 | 1028 | 23 | 0.02 | 1005
385 | Chicarita | SDGE Imperial | {} | 422 | 160 | 0.38 | 263 | 0.62 | [5 empty] | 0 | 0 | 0 | 0 |  | 0 | 0 | 0 | 0 | 5 | 1% | 417 | 88 | 21% | 335 | 235 | 0.56 | 187 | 241 | 57% | 182 | 0 | 0 | 422 | 3 | 0.01 | 419
386 | Mendocino | PGE NGBA | {} | 574 | 7 | 0.01 | 566 | 0.99 | [5 empty] | 0 | 0 | 0 | 0 |  | 229 | 0.4 | 287 | 0.5 | 230 | 40% | 344 | 185 | 32% | 389 | 253 | 0.44 | 321 | 452 | 79% | 122 | 533 | 0.93 | 40 | 0 | 0 | 574
387 | Delevan | PGE NGBA | {} | 3190 | 4 | 0 | 3186 | 1 | [5 empty] | 0 | 0 | 0 | 0 |  | 98 | 0.03 | 3091 | 0.97 | 997 | 31% | 2193 | 1057 | 33% | 2133 | 1872 | 0.59 | 1318 | 2694 | 84% | 496 | 3125 | 0.98 | 65 | 18 | 0.01 | 3172
388 | Pastoria | SCE Northern | {} | 89930 | 10188 | 0.11 | 79741 | 0.89 | [5 empty] | 1708 | 0.02 | 1255 | 0.01 |  | 35563 | 0.4 | 15941 | 0.18 | 47774 | 53% | 42156 | 48985 | 54% | 40945 | 36457 | 0.41 | 53472 | 75973 | 84% | 13957 | 41261 | 0.46 | 48668 | 1082 | 0.01 | 88848
389 | Tortilla | SCE NOL | {} | 61143 | 8189 | 0.13 | 52954 | 0.87 | [5 empty] | 221 | 0 | 13 | 0 |  | 0 | 0 | 0 | 0 | 39843 | 65% | 21299 | 15615 | 26% | 45527 | 6913 | 0.11 | 54230 | 43978 | 72% | 17165 | 37031 | 0.61 | 24112 | 1154 | 0.02 | 59989
390 | Cooley Landing | PGE GBA | {'Ravenswood': [1.5, 23.0], 'Menlo': [5.0, 17.0], 'Whisman': [5.8, 1.0], 'Dumbarton': [6.9, 19.0], 'Jefferson': [8.7, 17.0], 'Eastshore': [10.6, 16.0], 'Mt Eden': [11.1, 8.0], 'Mt. Eden': [11.1, 8.0], 'Grant': [13.9, 6.0], 'Burlingame': [15.2, 7.0], 'Castro Valley': [15.6, 6.0], 'San Leandro U': [16.5, 6.0], 'Millbrae': [17.1, 4.0], 'Edes': [18.8, 4.0]} | 725 | 241 | 0.33 | 485 | 0.67 | [5 empty] | 1 | 0 | 0 | 0 |  | 79 | 0.11 | 0 | 0 | 184 | 25% | 541 | 243 | 34% | 482 | 290 | 0.4 | 435 | 357 | 49% | 368 | 136 | 0.19 | 589 | 116 | 0.16 | 609
391 | Cielo Azul | SCE Arizona | {} | 0 | 0 | 0 | 0 | 0 | [5 empty] | 0 | 0 | 0 | 0 |  | 0 | 0 | 0 | 0 | 0 | 0% | 0 | 0 | 0% | 0 | 0 | 0 | 0 | 0 | 0% | 0 | 0 | 0 | 0 | 0 | 0 | 0
392 | Sycamore | PGE Kern | {} | 113 | 0 | 0 | 113 | 1 | [5 empty] | 0 | 0 | 0 | 0 |  | 0 | 0 | 113 | 1 | 113 | 100% | 0 | 0 | 0% | 113 | 113 | 1 | 0 | 113 | 100% | 0 | 113 | 1 | 0 | 0 | 0 | 113
393 | Valley Switch | SCE EOP | {'Valley (VEA)': [4.9, 1.0], 'Lathrop': [9.4, 5.0], 'Jackass (DOE)': [17.7, 5.0]} | 55447 | 6164 | 0.11 | 49284 | 0.89 | [5 empty] | 0 | 0 | 0 | 0 |  | 0 | 0 | 0 | 0 | 0 | 0% | 55447 | 0 | 0% | 55447 | 0 | 0 | 55447 | 0 | 0% | 55447 | 2867 | 0.05 | 52580 | 12 | 0 | 55436
394 | Hartley | PGE NGBA | {} | 9384 | 650 | 0.07 | 8734 | 0.93 | [5 empty] | 90 | 0.01 | 10 | 0 |  | 1723 | 0.18 | 6371 | 0.68 | 6615 | 70% | 2768 | 1967 | 21% | 7417 | 2882 | 0.31 | 6502 | 7312 | 78% | 2072 | 4661 | 0.5 | 4723 | 21 | 0 | 9362
395 | Copus | PGE Kern | {} | 110 | 25 | 0.23 | 86 | 0.77 | [5 empty] | 0 | 0 | 0 | 0 |  | 8 | 0.07 | 102 | 0.93 | 58 | 52% | 52 | 0 | 0% | 110 | 0 | 0 | 110 | 58 | 52% | 52 | 85 | 0.77 | 25 | 0 | 0 | 110
396 | Bay Boulevard | SDGE Imperial | {'Imperial Beach': [1.7, 64.0], 'Otay': [2.3, 38.0], 'Telegraph Canyon': [5.0, 37.0], 'San Ysidro': [5.1, 32.0], 'Silvergate': [6.6, 127.0], 'Salt Creek': [8.1, 24.0], 'Miguel': [8.1, 28.0], 'Vine': [10.3, 124.0], 'Spring Valley': [10.5, 1.0], 'Otay Mesa': [10.9, 2.0], 'Point Loma': [12.2, 124.0], 'Old Town': [12.3, 124.0], 'Mission': [12.4, 123.0], 'Murray': [13.3, 2.0], 'Elliot': [14.4, 80.0], 'Elliott': [14.4, 81.0], 'Kearny': [15.7, 83.0], 'Mesa Heights': [15.8, 83.0]} | 774 | 202 | 0.26 | 572 | 0.74 | [5 empty] | 0 | 0 | 0 | 0 |  | 0 | 0 | 0 | 0 | 54 | 7% | 720 | 280 | 36% | 494 | 508 | 0.66 | 266 | 514 | 66% | 261 | 3 | 0 | 772 | 59 | 0.08 | 715
397 | Mission | SDGE Imperial | {'Kearny': [3.4, 155.0], 'Mesa Heights': [3.4, 156.0], 'Old Town': [3.4, 211.0], 'Elliot': [3.6, 121.0], 'Elliott': [3.6, 122.0], 'Vine': [4.0, 211.0], 'Silvergate': [6.2, 188.0], 'Point Loma': [6.3, 211.0], 'Murray': [6.6, 2.0], 'Spring Valley': [8.4, 1.0], 'Penasquitos': [10.5, 23.0], 'Miguel': [11.5, 26.0], 'Salt Creek': [11.6, 23.0], 'Telegraph Canyon': [12.3, 32.0], 'Bay Boulevard': [12.4, 123.0], 'North City Metering': [13.0, 23.0], 'Otay': [13.9, 33.0], 'Imperial Beach': [14.1, 58.0], 'San Ysidro': [16.7, 27.0]} | 742 | 198 | 0.27 | 543 | 0.73 | [5 empty] | 0 | 0 | 0 | 0 |  | 0 | 0 | 0 | 0 | 42 | 6% | 700 | 259 | 35% | 482 | 485 | 0.65 | 257 | 490 | 66% | 252 | 0 | 0 | 742 | 49 | 0.07 | 693
398 | Eight Mile | PGE GBA | {'Lodi': [2.1, 167.0]} | 25235 | 3721 | 0.15 | 21514 | 0.85 | [5 empty] | 5987 | 0.24 | 10879 | 0.43 |  | 367 | 0.01 | 0 | 0 | 51 | 0% | 25184 | 9828 | 39% | 15407 | 9828 | 0.39 | 15407 | 9846 | 39% | 15389 | 0 | 0 | 25235 | 2116 | 0.08 | 23119
399 | Valley Center | SDGE Imperial | {} | 18 | 3 | 0.14 | 15 | 0.86 | [5 empty] | 0 | 0 | 0 | 0 |  | 0 | 0 | 0 | 0 | 0 | 0% | 18 | 15 | 82% | 3 | 15 | 0.82 | 3 | 15 | 82% | 3 | 0 | 0 | 18 | 1 | 0.04 | 17
400 | Wilson | PGE Fresno | {} | 0 | 0 | 0 | 0 | 0 | [5 empty] | 0 | 0 | 0 | 0 |  | 0 | 0 | 0 | 0 | 0 | 0% | 0 | 0 | 0% | 0 | 0 | 0 | 0 | 0 | 0% | 0 | 0 | 0 | 0 | 0 | 0 | 0
401 | Donnells-Curtis | PGE GBA | {} | 3072 | 372 | 0.12 | 2700 | 0.88 | [5 empty] | 0 | 0 | 0 | 0 |  | 1238 | 0.4 | 293 | 0.1 | 0 | 0% | 3072 | 581 | 19% | 2491 | 955 | 0.31 | 2117 | 1111 | 36% | 1961 | 1861 | 0.61 | 1211 | 239 | 0.08 | 2833
402 | Lee Lake (Proposed) | SCE Eastern | {} | 0 | 0 | 0 | 0 | 0 | [5 empty] | 0 | 0 | 0 | 0 |  | 0 | 0 | 0 | 0 | 0 | 0% | 0 | 0 | 0% | 0 | 0 | 0 | 0 | 0 | 0% | 0 | 0 | 0 | 0 | 0 | 0 | 0
403 | Orosi | PGE Fresno | {} | 0 | 0 | 0 | 0 | 0 | [5 empty] | 0 | 0 | 0 | 0 |  | 0 | 0 | 0 | 0 | 0 | 0% | 0 | 0 | 0% | 0 | 0 | 0 | 0 | 0 | 0% | 0 | 0 | 0 | 0 | 0 | 0 | 0
404 | Ukiah | PGE NGBA | {} | 4653 | 673 | 0.14 | 3980 | 0.86 | [5 empty] | 19 | 0 | 0 | 0 |  | 1467 | 0.32 | 2536 | 0.55 | 2278 | 49% | 2375 | 989 | 21% | 3664 | 1478 | 0.32 | 3175 | 3241 | 70% | 1412 | 3609 | 0.78 | 1044 | 1 | 0 | 4651
405 | New Sub - Gates - Midway (Proposed) | PGE Kern | {} | 0 | 0 | 0 | 0 | 0 | [5 empty] | 0 | 0 | 0 | 0 |  | 0 | 0 | 0 | 0 | 0 | 0% | 0 | 0 | 0% | 0 | 0 | 0 | 0 | 0 | 0% | 0 | 0 | 0 | 0 | 0 | 0 | 0
406 | Humboldt | PGE NGBA | {'Harris': [1.0, 140.0], 'Humboldt Bay': [5.9, 139.0], 'Arcata': [6.0, 110.0]} | 3973 | 1462 | 0.37 | 2511 | 0.63 | [5 empty] | 0 | 0 | 0 | 0 |  | 324 | 0.08 | 0 | 0 | 282 | 7% | 3690 | 234 | 6% | 3739 | 282 | 0.07 | 3691 | 475 | 12% | 3498 | 1790 | 0.45 | 2183 | 300 | 0.08 | 3673
407 | Chowchilla | PGE Fresno | {} | 0 | 0 | 0 | 0 | 0 | [5 empty] | 0 | 0 | 0 | 0 |  | 0 | 0 | 0 | 0 | 0 | 0% | 0 | 0 | 0% | 0 | 0 | 0 | 0 | 0 | 0% | 0 | 0 | 0 | 0 | 0 | 0 | 0
408 | Mesa (SCE) | SCE Metro | {} | 160 | 80 | 0.5 | 80 | 0.5 | [5 empty] | 0 | 0 | 0 | 0 |  | 0 | 0 | 0 | 0 | 0 | 0% | 160 | 54 | 34% | 106 | 78 | 0.49 | 82 | 78 | 49% | 82 | 0 | 0 | 160 | 0 | 0 | 160
409 | Colorado River | SCE Eastern | {'Blythe': [12.5, 4198.0]} | 123927 | 13442 | 0.11 | 110485 | 0.89 | [5 empty] | 14 | 0 | 6 | 0 |  | 0 | 0 | 0 | 0 | 55348 | 45% | 68579 | 39383 | 32% | 84544 | 37018 | 0.3 | 86909 | 65164 | 53% | 58763 | 95802 | 0.77 | 28125 | 204 | 0 | 123723
410 | Placerville | PGE NGBA | {} | 0 | 0 | 0 | 0 | 0 | [5 empty] | 0 | 0 | 0 | 0 |  | 0 | 0 | 0 | 0 | 0 | 0% | 0 | 0 | 0% | 0 | 0 | 0 | 0 | 0 | 0% | 0 | 0 | 0 | 0 | 0 | 0 | 0
411 | Inyokern | SCE NOL | {} | 12405 | 2579 | 0.21 | 9826 | 0.79 | [5 empty] | 0 | 0 | 0 | 0 |  | 109 | 0.01 | 0 | 0 | 7909 | 64% | 4496 | 3128 | 25% | 9277 | 1299 | 0.1 | 11106 | 8536 | 69% | 3870 | 5305 | 0.43 | 7100 | 2 | 0 | 12403
412 | Mandalay | SCE Northern | {'Ormond Beach': [7.1, 84.0], 'Santa Clara': [7.5, 11.0]} | 618 | 134 | 0.22 | 484 | 0.78 | [5 empty] | 5 | 0.01 | 0 | 0 |  | 0 | 0 | 0 | 0 | 241 | 39% | 377 | 226 | 37% | 392 | 282 | 0.46 | 336 | 473 | 76% | 145 | 27 | 0.04 | 591 | 71 | 0.11 | 547
413 | Creelman | SDGE Imperial | {} | 2368 | 0 | 0 | 2368 | 1 | [5 empty] | 6 | 0 | 0 | 0 |  | 115 | 0.05 | 2221 | 0.94 | 2146 | 91% | 222 | 1478 | 62% | 890 | 1782 | 0.75 | 586 | 2368 | 100% | 0 | 740 | 0.31 | 1628 | 856 | 0.36 | 1512
414 | Harborgen | SCE Metro | {'Long Beach': [0.9, 400.0], 'Arcogen': [2.8, 397.0], 'Hinson': [2.8, 398.0], 'Alamitos': [7.4, 373.0], 'Lighthipe': [7.7, 309.0], 'La Fresa': [8.7, 57.0], 'Del Amo': [8.9, 330.0], 'Redondo': [10.4, 3.0], 'Barre': [14.2, 2.0], 'Huntington Beach': [17.0, 2.0], 'Ellis': [17.5, 2.0]} | 1039 | 390 | 0.37 | 650 | 0.63 | [5 empty] | 0 | 0 | 0 | 0 |  | 0 | 0 | 0 | 0 | 0 | 0% | 1039 | 231 | 22% | 808 | 610 | 0.59 | 429 | 610 | 59% | 429 | 0 | 0 | 1039 | 25 | 0.02 | 1014
415 | Capistrano | SDGE Imperial | {'Q1806': [1.6, 45.0], 'Margarita': [3.4, 39.0], 'Trabuco': [3.5, 43.0], 'Rancho Mission Viejo': [3.9, 40.0], 'North of SONGS': [6.8, 39.0], 'Talega': [6.8, 39.0], 'San Onofre': [11.8, 14.0], 'Santiago': [12.1, 7.0]} | 354 | 61 | 0.17 | 293 | 0.83 | [5 empty] | 0 | 0 | 0 | 0 |  | 3 | 0.01 | 0 | 0 | 9 | 3% | 345 | 89 | 25% | 265 | 267 | 0.75 | 87 | 275 | 78% | 78 | 0 | 0 | 354 | 26 | 0.07 | 328
416 | Red Bluff | PGE NGBA | {} | 7648 | 490 | 0.06 | 7158 | 0.94 | [5 empty] | 318 | 0.04 | 45 | 0.01 |  | 7499 | 0.98 | 54 | 0.01 | 3473 | 45% | 4175 | 45 | 1% | 7603 | 801 | 0.1 | 6847 | 4274 | 56% | 3374 | 4268 | 0.56 | 3381 | 2113 | 0.28 | 5535
417 | Scripps | SDGE Imperial | {} | 565 | 197 | 0.35 | 368 | 0.65 | [5 empty] | 0 | 0 | 0 | 0 |  | 0 | 0 | 0 | 0 | 14 | 3% | 550 | 124 | 22% | 441 | 313 | 0.55 | 252 | 318 | 56% | 246 | 0 | 0 | 565 | 28 | 0.05 | 536
418 | Johanna | SCE Metro | {'Ellis': [5.5, 18.0], 'Santiago': [5.9, 18.0], 'Huntington Beach': [8.6, 18.0]} | 585 | 150 | 0.26 | 435 | 0.74 | [5 empty] | 0 | 0 | 0 | 0 |  | 0 | 0 | 0 | 0 | 9 | 2% | 576 | 196 | 33% | 389 | 405 | 0.69 | 181 | 414 | 71% | 172 | 0 | 0 | 585 | 31 | 0.05 | 554
419 | Cottle | PGE GBA | {} | 0 | 0 | 0 | 0 | 0 | [5 empty] | 0 | 0 | 0 | 0 |  | 0 | 0 | 0 | 0 | 0 | 0% | 0 | 0 | 0% | 0 | 0 | 0 | 0 | 0 | 0% | 0 | 0 | 0 | 0 | 0 | 0 | 0
420 | Kingsburg | PGE Fresno | {} | 0 | 0 | 0 | 0 | 0 | [5 empty] | 0 | 0 | 0 | 0 |  | 0 | 0 | 0 | 0 | 0 | 0% | 0 | 0 | 0% | 0 | 0 | 0 | 0 | 0 | 0% | 0 | 0 | 0 | 0 | 0 | 0 | 0
421 | Panoche | PGE Fresno | {} | 122 | 0 | 0 | 122 | 1 | [5 empty] | 0 | 0 | 0 | 0 |  | 94 | 0.77 | 28 | 0.23 | 122 | 100% | 0 | 3 | 2% | 120 | 3 | 0.02 | 120 | 122 | 100% | 0 | 122 | 1 | 0 | 0 | 0 | 122
422 | Fulton | PGE NGBA | {} | 9877 | 59 | 0.01 | 9818 | 0.99 | [5 empty] | 239 | 0.02 | 0 | 0 |  | 2867 | 0.29 | 0 | 0 | 8919 | 90% | 958 | 4308 | 44% | 5569 | 6593 | 0.67 | 3284 | 9594 | 97% | 283 | 6659 | 0.67 | 3218 | 301 | 0.03 | 9576
423 | Ripon | PGE GBA | {} | 1660 | 0 | 0 | 1660 | 1 | [5 empty] | 0 | 0 | 0 | 0 |  | 1392 | 0.84 | 268 | 0.16 | 1660 | 100% | 0 | 647 | 39% | 1013 | 895 | 0.54 | 765 | 1660 | 100% | 0 | 1660 | 1 | 0 | 1 | 0 | 1660
424 | Shafter | PGE Kern | {} | 0 | 0 | 0 | 0 | 0 | [5 empty] | 0 | 0 | 0 | 0 |  | 0 | 0 | 0 | 0 | 0 | 0% | 0 | 0 | 0% | 0 | 0 | 0 | 0 | 0 | 0% | 0 | 0 | 0 | 0 | 0 | 0 | 0
425 | San Luis Rey | SDGE Imperial | {'Ocean Ranch': [2.3, 29.0], 'Melrose': [4.7, 29.0], 'Cannon': [5.1, 29.0], 'Encina': [5.2, 29.0], 'Palomar Airport': [6.7, 24.0], 'Pendleton': [6.8, 27.0], 'Shadowridge': [7.3, 17.0], 'San Marcos': [9.8, 3.0], 'North City Metering': [18.7, 0.0]} | 234 | 34 | 0.15 | 200 | 0.85 | [5 empty] | 0 | 0 | 0 | 0 |  | 3 | 0.01 | 0 | 0 | 34 | 14% | 200 | 180 | 77% | 54 | 187 | 0.8 | 47 | 187 | 80% | 47 | 0 | 0 | 234 | 32 | 0.14 | 202
426 | Woodward | PGE Fresno | {} | 0 | 0 | 0 | 0 | 0 | [5 empty] | 0 | 0 | 0 | 0 |  | 0 | 0 | 0 | 0 | 0 | 0% | 0 | 0 | 0% | 0 | 0 | 0 | 0 | 0 | 0% | 0 | 0 | 0 | 0 | 0 | 0 | 0
427 | Helm | PGE Fresno | {} | 0 | 0 | 0 | 0 | 0 | [5 empty] | 0 | 0 | 0 | 0 |  | 0 | 0 | 0 | 0 | 0 | 0% | 0 | 0 | 0% | 0 | 0 | 0 | 0 | 0 | 0% | 0 | 0 | 0 | 0 | 0 | 0 | 0
428 | FMC | PGE GBA | {} | 2491 | 45 | 0.02 | 2446 | 0.98 | [5 empty] | 0 | 0 | 0 | 0 |  | 2075 | 0.83 | 289 | 0.12 | 2126 | 85% | 365 | 763 | 31% | 1728 | 797 | 0.32 | 1694 | 2163 | 87% | 328 | 2293 | 0.92 | 198 | 88 | 0.04 | 2403
429 | Mohave | SCE EOP | {} | 11356 | 5600 | 0.49 | 5756 | 0.51 | [5 empty] | 0 | 0 | 0 | 0 |  | 0 | 0 | 0 | 0 | 829 | 7% | 10527 | 237 | 2% | 11119 | 0 | 0 | 11356 | 835 | 7% | 10521 | 760 | 0.07 | 10596 | 0 | 0 | 11356
430 | Wakefield | SCE Northern | {} | 2197 | 120 | 0.05 | 2076 | 0.95 | [5 empty] | 5 | 0 | 0 | 0 |  | 1638 | 0.75 | 37 | 0.02 | 1143 | 52% | 1054 | 226 | 10% | 1970 | 282 | 0.13 | 1915 | 1375 | 63% | 822 | 731 | 0.33 | 1466 | 139 | 0.06 | 2058
431 | Kern PP | PGE Kern | {} | 0 | 0 | 0 | 0 | 0 | [5 empty] | 0 | 0 | 0 | 0 |  | 0 | 0 | 0 | 0 | 0 | 0% | 0 | 0 | 0% | 0 | 0 | 0 | 0 | 0 | 0% | 0 | 0 | 0 | 0 | 0 | 0 | 0
432 | Diablo Canyon | PGE Kern | {'Morro Bay': [11.0, 13.0], 'San Luis Obispo': [12.3, 82.0], 'Oceano': [16.9, 11.0], 'Callender': [18.8, 1.0]} | 8113 | 327 | 0.04 | 7786 | 0.96 | [5 empty] | 7 | 0 | 0 | 0 |  | 6758 | 0.83 | 315 | 0.04 | 4255 | 52% | 3859 | 964 | 12% | 7149 | 3257 | 0.4 | 4857 | 5823 | 72% | 2291 | 5818 | 0.72 | 2295 | 203 | 0.03 | 7910
433 | Reedley | PGE Fresno | {} | 0 | 0 | 0 | 0 | 0 | [5 empty] | 0 | 0 | 0 | 0 |  | 0 | 0 | 0 | 0 | 0 | 0% | 0 | 0 | 0% | 0 | 0 | 0 | 0 | 0 | 0% | 0 | 0 | 0 | 0 | 0 | 0 | 0
434 | Oakland J | PGE GBA | {'Edes': [2.0, 303.0], 'Oakland X': [3.1, 366.0], 'Oakland C': [4.4, 366.0], 'Oakland L': [4.5, 365.0], 'San Leandro U': [5.1, 149.0], 'Moraga': [6.6, 215.0], 'Grant': [7.0, 122.0], 'SAN FRAN A (POTRERO PP)': [9.3, 320.0], 'Potrero': [9.3, 320.0], 'Castro Valley': [9.7, 58.0], 'Sobrante': [9.9, 156.0], 'Mt Eden': [11.0, 64.0], 'Mt. Eden': [11.0, 64.0], 'Eastshore': [11.0, 66.0], 'Martin': [11.4, 251.0], 'El Cerrito G': [11.7, 219.0], 'Richmond R': [14.1, 162.0], 'Burlingame': [14.5, 17.0], 'Millbrae': [14.6, 27.0], 'Standard Oil': [16.3, 41.0], 'Standard Oil 2': [16.3, 41.0], 'San Pablo': [16.8, 40.0]} | 4546 | 1480 | 0.33 | 3066 | 0.67 | [5 empty] | 4 | 0 | 0 | 0 |  | 2246 | 0.49 | 0 | 0 | 316 | 7% | 4230 | 1774 | 39% | 2772 | 2709 | 0.6 | 1837 | 2804 | 62% | 1742 | 807 | 0.18 | 3739 | 220 | 0.05 | 4326
435 | Sandy | SCE EOP | {} | 15453 | 1333 | 0.09 | 14120 | 0.91 | [5 empty] | 0 | 0 | 0 | 0 |  | 0 | 0 | 0 | 0 | 3071 | 20% | 12381 | 16 | 0% | 15437 | 5900 | 0.38 | 9553 | 7500 | 49% | 7953 | 12204 | 0.79 | 3248 | 60 | 0 | 15393
436 | Cayetano | PGE GBA | {'Las Positas': [3.3, 21.0], 'Los Positas': [3.4, 21.0], 'Vasco': [3.5, 21.0], 'North Dublin': [4.7, 21.0], 'Altamont': [5.1, 21.0], 'Altamont Midway (Sandhill)': [5.2, 21.0], 'Vineyard': [6.6, 21.0], 'Windmaster': [8.2, 21.0], 'Tassajara': [8.6, 21.0], 'San Ramon': [8.9, 21.0]} | 35065 | 96 | 0 | 34969 | 1 | [5 empty] | 795 | 0.02 | 1028 | 0.03 |  | 30986 | 0.88 | 1453 | 0.04 | 30225 | 86% | 4840 | 30355 | 87% | 4710 | 32789 | 0.94 | 2276 | 34791 | 99% | 274 | 15812 | 0.45 | 19253 | 992 | 0.03 | 34073
437 | Pit 1 | PGE NGBA | {} | 5069 | 696 | 0.14 | 4373 | 0.86 | [5 empty] | 0 | 0 | 0 | 0 |  | 2882 | 0.57 | 0 | 0 | 2160 | 43% | 2908 | 1441 | 28% | 3627 | 780 | 0.15 | 4288 | 3524 | 70% | 1545 | 2522 | 0.5 | 2546 | 34 | 0.01 | 5034
438 | Metcalf | PGE GBA | {} | 2855 | 33 | 0.01 | 2822 | 0.99 | [5 empty] | 0 | 0 | 0 | 0 |  | 1996 | 0.7 | 823 | 0.29 | 2467 | 86% | 388 | 939 | 33% | 1915 | 952 | 0.33 | 1902 | 2589 | 91% | 265 | 2748 | 0.96 | 107 | 24 | 0.01 | 2831
439 | Delaney | SCE Arizona | {} | 0 | 0 | 0 | 0 | 0 | [5 empty] | 0 | 0 | 0 | 0 |  | 0 | 0 | 0 | 0 | 0 | 0% | 0 | 0 | 0% | 0 | 0 | 0 | 0 | 0 | 0% | 0 | 0 | 0 | 0 | 0 | 0 | 0
440 | Oakland L | PGE GBA | {'Oakland C': [1.0, 465.0], 'Oakland X': [2.2, 392.0], 'Oakland J': [4.5, 365.0], 'Moraga': [6.5, 235.0], 'Edes': [6.5, 303.0], 'SAN FRAN A (POTRERO PP)': [7.3, 353.0], 'Potrero': [7.3, 354.0], 'Sobrante': [7.5, 246.0], 'El Cerrito G': [7.6, 329.0], 'San Leandro U': [9.6, 149.0], 'Richmond R': [9.7, 273.0], 'Martin': [10.6, 272.0], 'Grant': [11.4, 122.0], 'Standard Oil': [11.8, 152.0], 'Standard Oil 2': [11.8, 152.0], 'San Pablo': [12.7, 130.0], 'Christie': [13.8, 20.0], 'Castro Valley': [14.1, 57.0], 'Eastshore': [15.4, 66.0], 'Mt Eden': [15.5, 64.0], 'Mt. Eden': [15.5, 64.0], 'Millbrae': [15.7, 27.0], 'Burlingame': [16.1, 17.0]} | 5389 | 1857 | 0.34 | 3533 | 0.66 | [5 empty] | 4 | 0 | 0 | 0 |  | 2104 | 0.39 | 0 | 0 | 212 | 4% | 5177 | 1716 | 32% | 3674 | 3156 | 0.59 | 2234 | 3265 | 61% | 2124 | 702 | 0.13 | 4687 | 306 | 0.06 | 5083
441 | Lemoore | PGE Fresno | {} | 0 | 0 | 0 | 0 | 0 | [5 empty] | 0 | 0 | 0 | 0 |  | 0 | 0 | 0 | 0 | 0 | 0% | 0 | 0 | 0% | 0 | 0 | 0 | 0 | 0 | 0% | 0 | 0 | 0 | 0 | 0 | 0 | 0
442 | Tesla | PGE GBA | {} | 36753 | 96 | 0 | 36657 | 1 | [5 empty] | 793 | 0.02 | 1026 | 0.03 |  | 30613 | 0.83 | 3548 | 0.1 | 32778 | 89% | 3975 | 28901 | 79% | 7852 | 31959 | 0.87 | 4795 | 36493 | 99% | 260 | 18357 | 0.5 | 18397 | 919 | 0.02 | 35834
443 | Camanche | PGE GBA | {} | 0 | 0 | 0 | 0 | 0 | [5 empty] | 0 | 0 | 0 | 0 |  | 0 | 0 | 0 | 0 | 0 | 0% | 0 | 0 | 0% | 0 | 0 | 0 | 0 | 0 | 0% | 0 | 0 | 0 | 0 | 0 | 0 | 0
444 | Solar | PGE Kern | {'Carrizo Plains': [1.1, 135.0], 'Caliente': [8.0, 135.0], 'Kernridge': [18.4, 36.0]} | 7937 | 595 | 0.08 | 7341 | 0.92 | [5 empty] | 735 | 0.09 | 0 | 0 |  | 4176 | 0.53 | 2499 | 0.31 | 4667 | 59% | 3270 | 176 | 2% | 7761 | 1313 | 0.17 | 6624 | 5333 | 67% | 2603 | 5152 | 0.65 | 2785 | 28 | 0 | 7909
445 | Mesa Heights | SDGE Imperial | {'Kearny': [1.5, 155.0], 'Mission': [3.4, 156.0], 'Elliot': [4.1, 121.0], 'Elliott': [4.1, 122.0], 'Old Town': [4.9, 156.0], 'Vine': [6.4, 156.0], 'Penasquitos': [7.1, 23.0], 'Point Loma': [7.5, 156.0], 'Murray': [8.2, 2.0], 'Silvergate': [9.4, 133.0], 'North City Metering': [9.7, 23.0], 'Spring Valley': [10.9, 1.0], 'Bay Boulevard': [15.8, 83.0], 'Otay': [17.2, 1.0], 'Imperial Beach': [17.4, 23.0]} | 588 | 199 | 0.34 | 390 | 0.66 | [5 empty] | 0 | 0 | 0 | 0 |  | 0 | 0 | 0 | 0 | 14 | 2% | 574 | 133 | 23% | 455 | 331 | 0.56 | 258 | 336 | 57% | 252 | 0 | 0 | 588 | 31 | 0.05 | 557
446 | Cove Road | PGE NGBA | {'Round Mt.': [4.9, 537.0], 'New Sub - Pit 1 - Cottonwood (Proposed)': [6.8, 559.0], 'Pit 4': [8.7, 194.0], 'Carberry': [9.2, 559.0], 'Burney Forest': [11.1, 559.0], 'Burney Forest Power': [11.1, 559.0], 'Pit 3': [12.6, 22.0]} | 8537 | 1026 | 0.12 | 7511 | 0.88 | [5 empty] | 0 | 0 | 0 | 0 |  | 5954 | 0.7 | 1239 | 0.15 | 4217 | 49% | 4320 | 1824 | 21% | 6713 | 1663 | 0.19 | 6874 | 5980 | 70% | 2557 | 4460 | 0.52 | 4077 | 71 | 0.01 | 8465
447 | Gold Hill | PGE NGBA | {} | 0 | 0 | 0 | 0 | 0 | [5 empty] | 0 | 0 | 0 | 0 |  | 0 | 0 | 0 | 0 | 0 | 0% | 0 | 0 | 0% | 0 | 0 | 0 | 0 | 0 | 0% | 0 | 0 | 0 | 0 | 0 | 0 | 0
448 | Control | SCE NOL | {'Inyo': [2.2, 157.0]} | 5149 | 157 | 0.03 | 4992 | 0.97 | [5 empty] | 0 | 0 | 0 | 0 |  | 119 | 0.02 | 0 | 0 | 0 | 0% | 5149 | 926 | 18% | 4224 | 2569 | 0.5 | 2580 | 3040 | 59% | 2109 | 4810 | 0.93 | 339 | 1037 | 0.2 | 4112
449 | Lambie | PGE NGBA | {'Lambie': [0.0, 7266.0], 'Shiloh III': [3.8, 6178.0], 'Birds Landing': [7.0, 6178.0], 'Peabody': [7.1, 2254.0], 'Collinsville': [9.9, 5042.0], 'Vaca-Dixon & Gc Yard': [12.8, 1089.0], 'Pittsburg': [13.0, 1140.0], 'Kirker': [14.1, 822.0], 'GWF 2': [14.3, 1166.0], 'Grand Island': [14.9, 794.0], 'Contra Costa PP': [15.4, 1123.0], 'Contra Costa': [16.1, 1120.0], 'Lone Tree': [20.0, 8.0]} | 121128 | 11999 | 0.1 | 109129 | 0.9 | [5 empty] | 26907 | 0.22 | 31129 | 0.26 |  | 48236 | 0.4 | 0 | 0 | 27601 | 23% | 93527 | 38709 | 32% | 82419 | 36968 | 0.31 | 84160 | 63334 | 52% | 57794 | 13053 | 0.11 | 108075 | 30169 | 0.25 | 90959
450 | Summit | PGE NGBA | {} | 38491 | 8867 | 0.23 | 29624 | 0.77 | [5 empty] | 0 | 0 | 0 | 0 |  | 6047 | 0.16 | 1583 | 0.04 | 7905 | 21% | 30586 | 4235 | 11% | 34257 | 12868 | 0.33 | 25623 | 19576 | 51% | 18915 | 19844 | 0.52 | 18647 | 2450 | 0.06 | 36041
451 | Pauda | SCE Metro | {} | 5900 | 0 | 0 | 5900 | 1 | [5 empty] | 0 | 0 | 0 | 0 |  | 2530 | 0.43 | 2490 | 0.42 | 3341 | 57% | 2558 | 3981 | 67% | 1918 | 3934 | 0.67 | 1966 | 5804 | 98% | 96 | 2317 | 0.39 | 3583 | 4 | 0 | 5896
452 | Ocotillo Express | SDGE Imperial | {'East County': [9.1, 45.0], 'Boulevard': [14.4, 5.0]} | 55129 | 13677 | 0.25 | 41451 | 0.75 | [5 empty] | 3 | 0 | 6 | 0 |  | 16344 | 0.3 | 12503 | 0.23 | 8177 | 15% | 46952 | 4986 | 9% | 50143 | 12612 | 0.23 | 42516 | 21507 | 39% | 33622 | 26547 | 0.48 | 28581 | 1489 | 0.03 | 53639
453 | Corcoran | PGE Fresno | {} | 0 | 0 | 0 | 0 | 0 | [5 empty] | 0 | 0 | 0 | 0 |  | 0 | 0 | 0 | 0 | 0 | 0% | 0 | 0 | 0% | 0 | 0 | 0 | 0 | 0 | 0% | 0 | 0 | 0 | 0 | 0 | 0 | 0
454 | Penasquitos | SDGE Imperial | {'North City Metering': [2.8, 26.0], 'Mesa Heights': [7.1, 23.0], 'Kearny': [7.8, 23.0], 'Artesian': [8.6, 3.0], 'Mission': [10.5, 23.0], 'Old Town': [10.7, 23.0], 'Point Loma': [12.3, 23.0], 'Vine': [12.7, 23.0], 'San Marcos': [14.6, 3.0], 'Palomar Airport': [14.7, 3.0], 'Shadowridge': [15.5, 3.0], 'Cannon': [16.5, 3.0], 'Encina': [16.6, 3.0]} | 542 | 199 | 0.37 | 343 | 0.63 | [5 empty] | 0 | 0 | 0 | 0 |  | 0 | 0 | 0 | 0 | 14 | 3% | 529 | 115 | 21% | 427 | 286 | 0.53 | 257 | 291 | 54% | 251 | 0 | 0 | 542 | 28 | 0.05 | 515
455 | Sonora | SCE Eastern | {} | 26475 | 8966 | 0.34 | 17508 | 0.66 | [5 empty] | 6 | 0 | 6 | 0 |  | 0 | 0 | 0 | 0 | 5164 | 20% | 21311 | 2307 | 9% | 24168 | 4811 | 0.18 | 21663 | 8901 | 34% | 17573 | 13631 | 0.51 | 12844 | 883 | 0.03 | 25591
456 | Tranquility | PGE Fresno | {} | 75 | 0 | 0 | 75 | 1 | [5 empty] | 0 | 0 | 0 | 0 |  | 0 | 0 | 75 | 1 | 75 | 100% | 0 | 0 | 0% | 75 | 0 | 0 | 75 | 75 | 100% | 0 | 75 | 1 | 0 | 0 | 0 | 75
457 | Manning | PGE Fresno | {} | 435 | 0 | 0 | 435 | 1 | [5 empty] | 0 | 0 | 0 | 0 |  | 45 | 0.1 | 389 | 0.9 | 386 | 89% | 48 | 48 | 11% | 386 | 68 | 0.16 | 367 | 435 | 100% | 0 | 435 | 1 | 0 | 0 | 0 | 435
458 | Rerc | SCE Eastern | {} | 693 | 0 | 0 | 693 | 1 | [5 empty] | 0 | 0 | 0 | 0 |  | 27 | 0.04 | 661 | 0.95 | 693 | 100% | 0 | 333 | 48% | 360 | 190 | 0.27 | 503 | 693 | 100% | 0 | 331 | 0.48 | 362 | 1 | 0 | 692
459 | Valley Center | SDGE Imperial | {} | 18 | 3 | 0.14 | 15 | 0.86 | [5 empty] | 0 | 0 | 0 | 0 |  | 0 | 0 | 0 | 0 | 0 | 0% | 18 | 15 | 82% | 3 | 15 | 0.82 | 3 | 15 | 82% | 3 | 0 | 0 | 18 | 1 | 0.04 | 17
460 | Bannister | SCE Eastern | {} | 29917 | 11841 | 0.4 | 18076 | 0.6 | [5 empty] | 12 | 0 | 19 | 0 |  | 0 | 0 | 0 | 0 | 2474 | 8% | 27443 | 2463 | 8% | 27453 | 4989 | 0.17 | 24927 | 6546 | 22% | 23371 | 13803 | 0.46 | 16114 | 1175 | 0.04 | 28741
461 | Talega | SDGE Imperial | {'North of SONGS': [0.3, 45.0], 'Rancho Mission Viejo': [5.3, 40.0], 'San Onofre': [5.9, 20.0], 'Capistrano': [6.8, 39.0], 'Margarita': [7.5, 38.0], 'Q1806': [8.2, 38.0], 'Trabuco': [9.6, 36.0]} | 230 | 58 | 0.25 | 172 | 0.75 | [5 empty] | 0 | 0 | 0 | 0 |  | 3 | 0.01 | 0 | 0 | 19 | 8% | 212 | 138 | 60% | 92 | 160 | 0.69 | 71 | 163 | 71% | 67 | 0 | 0 | 230 | 28 | 0.12 | 202
462 | Arkansas | SCE Eastern | {} | 29358 | 9649 | 0.33 | 19709 | 0.67 | [5 empty] | 15 | 0 | 13 | 0 |  | 0 | 0 | 0 | 0 | 6054 | 21% | 23304 | 2307 | 8% | 27051 | 4672 | 0.16 | 24686 | 9652 | 33% | 19706 | 15085 | 0.51 | 14273 | 1079 | 0.04 | 28279
463 | Bailey | SCE Northern | {'Warne': [6.4, 2.0], 'Neenach': [15.4, 1511.0]} | 136446 | 26943 | 0.2 | 109503 | 0.8 | [5 empty] | 2144 | 0.02 | 1536 | 0.01 |  | 37980 | 0.28 | 21921 | 0.16 | 60869 | 45% | 75577 | 58593 | 43% | 77853 | 40859 | 0.3 | 95587 | 98871 | 72% | 37575 | 52104 | 0.38 | 84342 | 1679 | 0.01 | 134767
464 | Kasson | PGE GBA | {} | 31896 | 0 | 0 | 31896 | 1 | [5 empty] | 793 | 0.02 | 1026 | 0.03 |  | 26066 | 0.82 | 3240 | 0.1 | 29124 | 91% | 2772 | 24445 | 77% | 7452 | 27875 | 0.87 | 4021 | 31896 | 100% | 0 | 15863 | 0.5 | 16033 | 820 | 0.03 | 31076
465 | Bellota | PGE GBA | {} | 0 | 0 | 0 | 0 | 0 | [5 empty] | 0 | 0 | 0 | 0 |  | 0 | 0 | 0 | 0 | 0 | 0% | 0 | 0 | 0% | 0 | 0 | 0 | 0 | 0 | 0% | 0 | 0 | 0 | 0 | 0 | 0 | 0
466 | Geysers Tap 12 | PGE NGBA | {} | 15721 | 22 | 0 | 15699 | 1 | [5 empty] | 177 | 0.01 | 29 | 0 |  | 4316 | 0.27 | 9009 | 0.57 | 14170 | 90% | 1552 | 5810 | 37% | 9912 | 11963 | 0.76 | 3758 | 15330 | 98% | 392 | 7729 | 0.49 | 7992 | 154 | 0.01 | 15568
467 | Paul Sweet | PGE GBA | {} | 460 | 97 | 0.21 | 363 | 0.79 | [5 empty] | 7 | 0.02 | 9 | 0.02 |  | 69 | 0.15 | 0 | 0 | 131 | 29% | 328 | 178 | 39% | 282 | 220 | 0.48 | 240 | 319 | 69% | 140 | 38 | 0.08 | 422 | 62 | 0.14 | 397
468 | Carquinez | PGE NGBA | {'Parkway': [3.9, 1153.0], 'Bahia': [6.0, 1153.0], 'Christie': [6.5, 1156.0], 'San Pablo': [8.8, 799.0], 'Martinez': [8.9, 1153.0], 'Alhambra': [9.3, 1151.0], 'El Cerrito G': [12.5, 537.0], 'Standard Oil': [12.6, 30.0], 'Standard Oil 2': [12.6, 30.0], 'Sobrante': [13.1, 725.0], 'Richmond R': [13.2, 27.0], 'Meadow Lane': [13.8, 1031.0], 'Lakewood': [16.4, 104.0]} | 24304 | 1871 | 0.08 | 22434 | 0.92 | [5 empty] | 458 | 0.02 | 0 | 0 |  | 12051 | 0.5 | 0 | 0 | 14222 | 59% | 10083 | 8693 | 36% | 15611 | 7123 | 0.29 | 17182 | 20833 | 86% | 3471 | 9286 | 0.38 | 15018 | 7145 | 0.29 | 17160
469 | El Centro | SDGE Imperial | {'Imperial Valley': [11.9, 2.0]} | 9687 | 1862 | 0.19 | 7826 | 0.81 | [5 empty] | 54 | 0.01 | 30 | 0 |  | 0 | 0 | 0 | 0 | 1075 | 11% | 8612 | 908 | 9% | 8779 | 964 | 0.1 | 8724 | 2038 | 21% | 7649 | 6719 | 0.69 | 2968 | 410 | 0.04 | 9277
470 | Riverbank | PGE GBA | {} | 0 | 0 | 0 | 0 | 0 | [5 empty] | 0 | 0 | 0 | 0 |  | 0 | 0 | 0 | 0 | 0 | 0% | 0 | 0 | 0% | 0 | 0 | 0 | 0 | 0 | 0% | 0 | 0 | 0 | 0 | 0 | 0 | 0
471 | Valley | SCE Eastern | {} | 772 | 515 | 0.67 | 258 | 0.33 | [5 empty] | 0 | 0 | 0 | 0 |  | 93 | 0.12 | 679 | 0.88 | 10 | 1% | 762 | 104 | 13% | 669 | 104 | 0.13 | 669 | 104 | 13% | 669 | 164 | 0.21 | 608 | 0 | 0 | 772
472 | Madera | PGE Fresno | {} | 0 | 0 | 0 | 0 | 0 | [5 empty] | 0 | 0 | 0 | 0 |  | 0 | 0 | 0 | 0 | 0 | 0% | 0 | 0 | 0% | 0 | 0 | 0 | 0 | 0 | 0% | 0 | 0 | 0 | 0 | 0 | 0 | 0
473 | Rio Bravo | PGE Kern | {} | 0 | 0 | 0 | 0 | 0 | [5 empty] | 0 | 0 | 0 | 0 |  | 0 | 0 | 0 | 0 | 0 | 0% | 0 | 0 | 0% | 0 | 0 | 0 | 0 | 0 | 0% | 0 | 0 | 0 | 0 | 0 | 0 | 0
474 | New Sub - Lugo - Pisgah (Proposed) | SCE NOL | {} | 109240 | 12721 | 0.12 | 96519 | 0.88 | [5 empty] | 0 | 0 | 0 | 0 |  | 4854 | 0.04 | 2027 | 0.02 | 26896 | 25% | 82345 | 9713 | 9% | 99528 | 15112 | 0.14 | 94128 | 39441 | 36% | 69799 | 80115 | 0.73 | 29126 | 54 | 0 | 109187
475 | Kern Oil | PGE Kern | {} | 0 | 0 | 0 | 0 | 0 | [5 empty] | 0 | 0 | 0 | 0 |  | 0 | 0 | 0 | 0 | 0 | 0% | 0 | 0 | 0% | 0 | 0 | 0 | 0 | 0 | 0% | 0 | 0 | 0 | 0 | 0 | 0 | 0
476 | IS Tap | SCE EOP | {} | 553 | 118 | 0.21 | 435 | 0.79 | [5 empty] | 0 | 0 | 0 | 0 |  | 0 | 0 | 0 | 0 | 0 | 0% | 553 | 0 | 0% | 553 | 0 | 0 | 553 | 0 | 0% | 553 | 0 | 0 | 553 | 0 | 0 | 553
477 | Q1806 | SDGE Imperial | {'Capistrano': [1.6, 45.0], 'Trabuco': [2.1, 43.0], 'Margarita': [3.0, 39.0], 'Rancho Mission Viejo': [4.5, 39.0], 'Talega': [8.2, 38.0], 'North of SONGS': [8.3, 38.0], 'Santiago': [10.5, 7.0], 'San Onofre': [13.3, 13.0]} | 353 | 61 | 0.17 | 292 | 0.83 | [5 empty] | 0 | 0 | 0 | 0 |  | 3 | 0.01 | 0 | 0 | 9 | 3% | 344 | 87 | 25% | 266 | 266 | 0.75 | 87 | 275 | 78% | 78 | 0 | 0 | 353 | 26 | 0.07 | 327
478 | Casaloma | PGE Kern | {} | 0 | 0 | 0 | 0 | 0 | [5 empty] | 0 | 0 | 0 | 0 |  | 0 | 0 | 0 | 0 | 0 | 0% | 0 | 0 | 0% | 0 | 0 | 0 | 0 | 0 | 0% | 0 | 0 | 0 | 0 | 0 | 0 | 0
479 | Fern Road | PGE NGBA | {'Round Mt.': [11.5, 57.0], 'New Sub - Pit 1 - Cottonwood (Proposed)': [14.0, 105.0]} | 5920 | 879 | 0.15 | 5041 | 0.85 | [5 empty] | 0 | 0 | 0 | 0 |  | 3819 | 0.65 | 198 | 0.03 | 3372 | 57% | 2548 | 251 | 4% | 5669 | 445 | 0.08 | 5474 | 3740 | 63% | 2180 | 2939 | 0.5 | 2980 | 43 | 0.01 | 5876
480 | North of SONGS | SCE Metro | {'Talega': [0.3, 45.0], 'Rancho Mission Viejo': [5.5, 40.0], 'San Onofre': [5.6, 20.0], 'Capistrano': [6.8, 39.0], 'Margarita': [7.6, 38.0], 'Q1806': [8.3, 38.0], 'Trabuco': [9.7, 36.0]} | 242 | 59 | 0.24 | 183 | 0.76 | [5 empty] | 0 | 0 | 0 | 0 |  | 3 | 0.01 | 0 | 0 | 29 | 12% | 213 | 148 | 61% | 93 | 170 | 0.7 | 72 | 173 | 72% | 68 | 0 | 0 | 242 | 30 | 0.12 | 212
481 | Vine | SDGE Imperial | {'Old Town': [2.0, 212.0], 'Point Loma': [3.2, 212.0], 'Silvergate': [3.7, 189.0], 'Mission': [4.0, 211.0], 'Mesa Heights': [6.4, 156.0], 'Kearny': [7.1, 155.0], 'Elliot': [7.5, 121.0], 'Elliott': [7.5, 122.0], 'Murray': [9.7, 2.0], 'Spring Valley': [10.2, 1.0], 'Bay Boulevard': [10.3, 124.0], 'Telegraph Canyon': [11.7, 32.0], 'Imperial Beach': [11.8, 58.0], 'Miguel': [12.0, 26.0], 'Salt Creek': [12.1, 23.0], 'Otay': [12.2, 33.0], 'Penasquitos': [12.7, 23.0], 'San Ysidro': [15.1, 27.0], 'North City Metering': [15.4, 23.0]} | 748 | 200 | 0.27 | 548 | 0.73 | [5 empty] | 0 | 0 | 0 | 0 |  | 0 | 0 | 0 | 0 | 42 | 6% | 706 | 259 | 35% | 489 | 486 | 0.65 | 261 | 492 | 66% | 256 | 0 | 0 | 748 | 51 | 0.07 | 697
482 | Belden | PGE NGBA | {} | 15981 | 620 | 0.04 | 15361 | 0.96 | [5 empty] | 0 | 0 | 0 | 0 |  | 5323 | 0.33 | 2304 | 0.14 | 6598 | 41% | 9383 | 10954 | 69% | 5027 | 11148 | 0.7 | 4833 | 14471 | 91% | 1510 | 12077 | 0.76 | 3904 | 506 | 0.03 | 15476
483 | Standard Oil | PGE GBA | {'Standard Oil 2': [0.0, 347.0], 'Richmond R': [2.2, 344.0], 'San Pablo': [4.0, 262.0], 'El Cerrito G': [5.5, 303.0], 'Sobrante': [10.6, 160.0], 'Christie': [10.7, 49.0], 'Ignacio': [11.8, 41.0], 'Oakland L': [11.8, 152.0], 'Oakland C': [12.2, 140.0], 'Carquinez': [12.6, 30.0], 'Oakland X': [13.4, 68.0], 'Potrero': [13.5, 138.0], 'SAN FRAN A (POTRERO PP)': [13.5, 141.0], 'Moraga': [14.5, 60.0], 'Alhambra': [14.6, 27.0], 'Martinez': [15.7, 26.0], 'Oakland J': [16.3, 41.0], 'Parkway': [16.5, 26.0], 'Bahia': [16.6, 26.0], 'Martin': [17.2, 21.0], 'Edes': [18.3, 7.0]} | 9886 | 1933 | 0.2 | 7954 | 0.8 | [5 empty] | 47 | 0 | 0 | 0 |  | 4685 | 0.47 | 0 | 0 | 2635 | 27% | 7251 | 3811 | 39% | 6075 | 4159 | 0.42 | 5727 | 7225 | 73% | 2661 | 3221 | 0.33 | 6665 | 1057 | 0.11 | 8829
484 | Panama | PGE Kern | {} | 0 | 0 | 0 | 0 | 0 | [5 empty] | 0 | 0 | 0 | 0 |  | 0 | 0 | 0 | 0 | 0 | 0% | 0 | 0 | 0% | 0 | 0 | 0 | 0 | 0 | 0% | 0 | 0 | 0 | 0 | 0 | 0 | 0
485 | Oakland X | PGE GBA | {'Oakland L': [2.2, 392.0], 'Oakland C': [2.8, 392.0], 'Oakland J': [3.1, 366.0], 'Moraga': [4.8, 235.0], 'Edes': [5.1, 303.0], 'Sobrante': [7.1, 178.0], 'San Leandro U': [8.0, 149.0], 'El Cerrito G': [8.6, 245.0], 'SAN FRAN A (POTRERO PP)': [9.1, 336.0], 'Potrero': [9.1, 337.0], 'Grant': [10.1, 122.0], 'Richmond R': [11.3, 188.0], 'Martin': [12.0, 256.0], 'Castro Valley': [12.2, 58.0], 'Standard Oil': [13.4, 68.0], 'Standard Oil 2': [13.5, 68.0], 'Christie': [13.8, 17.0], 'San Pablo': [13.8, 62.0], 'Mt Eden': [14.0, 64.0], 'Mt. Eden': [14.0, 64.0], 'Eastshore': [14.0, 66.0], 'Millbrae': [16.4, 27.0], 'Burlingame': [16.6, 17.0]} | 5472 | 1856 | 0.34 | 3617 | 0.66 | [5 empty] | 4 | 0 | 0 | 0 |  | 2228 | 0.41 | 0 | 0 | 324 | 6% | 5148 | 1841 | 34% | 3631 | 3224 | 0.59 | 2248 | 3353 | 61% | 2120 | 759 | 0.14 | 4713 | 307 | 0.06 | 5165
486 | Butte | PGE NGBA | {} | 2460 | 0 | 0 | 2460 | 1 | [5 empty] | 0 | 0 | 0 | 0 |  | 779 | 0.32 | 0 | 0 | 974 | 40% | 1486 | 1383 | 56% | 1077 | 2460 | 1 | 0 | 2460 | 100% | 0 | 1881 | 0.76 | 579 | 25 | 0.01 | 2435
487 | Nortech | PGE GBA | {} | 2320 | 66 | 0.03 | 2254 | 0.97 | [5 empty] | 0 | 0 | 0 | 0 |  | 1977 | 0.85 | 177 | 0.08 | 1915 | 83% | 405 | 735 | 32% | 1585 | 770 | 0.33 | 1551 | 1963 | 85% | 357 | 2114 | 0.91 | 206 | 93 | 0.04 | 2227
488 | Windsor | SCE Metro | {'La Cienega': [1.1, 4.0], 'El Nido': [7.0, 3.0], 'Chevmain': [7.0, 4.0], 'El Segundo': [7.1, 4.0]} | 775 | 335 | 0.43 | 441 | 0.57 | [5 empty] | 0 | 0 | 0 | 0 |  | 0 | 0 | 0 | 0 | 3 | 0% | 773 | 77 | 10% | 699 | 406 | 0.52 | 369 | 409 | 53% | 366 | 0 | 0 | 775 | 0 | 0 | 775
489 | Haas | PGE Fresno | {} | 0 | 0 | 0 | 0 | 0 | [5 empty] | 0 | 0 | 0 | 0 |  | 0 | 0 | 0 | 0 | 0 | 0% | 0 | 0 | 0% | 0 | 0 | 0 | 0 | 0 | 0% | 0 | 0 | 0 | 0 | 0 | 0 | 0
490 | Stone | PGE GBA | {} | 2577 | 33 | 0.01 | 2544 | 0.99 | [5 empty] | 0 | 0 | 0 | 0 |  | 2075 | 0.81 | 411 | 0.16 | 2199 | 85% | 379 | 832 | 32% | 1746 | 859 | 0.33 | 1718 | 2277 | 88% | 300 | 2415 | 0.94 | 163 | 68 | 0.03 | 2509
491 | El Cerrito G | PGE GBA | {'Richmond R': [3.7, 419.0], 'Sobrante': [5.2, 737.0], 'San Pablo': [5.2, 742.0], 'Standard Oil': [5.5, 303.0], 'Standard Oil 2': [5.5, 303.0], 'Oakland L': [7.6, 329.0], 'Christie': [7.9, 556.0], 'Oakland C': [8.3, 317.0], 'Oakland X': [8.6, 245.0], 'Moraga': [9.0, 179.0], 'Alhambra': [10.8, 534.0], 'Oakland J': [11.7, 219.0], 'Potrero': [12.0, 309.0], 'SAN FRAN A (POTRERO PP)': [12.0, 311.0], 'Martinez': [12.2, 533.0], 'Carquinez': [12.5, 537.0], 'Lakewood': [13.3, 59.0], 'Edes': [13.7, 178.0], 'Meadow Lane': [14.0, 469.0], 'Bahia': [14.6, 533.0], 'Martin': [15.9, 191.0], 'Parkway': [16.3, 533.0], 'San Leandro U': [16.6, 41.0], 'Ignacio': [17.0, 15.0], 'Grant': [18.7, 14.0]} | 9510 | 1948 | 0.2 | 7562 | 0.8 | [5 empty] | 12 | 0 | 0 | 0 |  | 3903 | 0.41 | 0 | 0 | 1926 | 20% | 7584 | 4041 | 42% | 5469 | 3878 | 0.41 | 5632 | 6745 | 71% | 2764 | 2487 | 0.26 | 7022 | 1336 | 0.14 | 8173
492 | Elizabeth Lake | SCE Northern | {'Pardee': [4.1, 79.0], 'Saugus': [5.3, 79.0]} | 59510 | 5713 | 0.1 | 53797 | 0.9 | [5 empty] | 608 | 0.01 | 140 | 0 |  | 13526 | 0.23 | 25537 | 0.43 | 17939 | 30% | 41571 | 23578 | 40% | 35932 | 17336 | 0.29 | 42174 | 42362 | 71% | 17148 | 28185 | 0.47 | 31325 | 1585 | 0.03 | 57925
493 | Ashlan | PGE Fresno | {} | 0 | 0 | 0 | 0 | 0 | [5 empty] | 0 | 0 | 0 | 0 |  | 0 | 0 | 0 | 0 | 0 | 0% | 0 | 0 | 0% | 0 | 0 | 0 | 0 | 0 | 0% | 0 | 0 | 0 | 0 | 0 | 0 | 0
494 | Meadow Lane | PGE GBA | {'Lakewood': [3.8, 104.0], 'Clayton': [4.7, 10.0], 'Alhambra': [4.7, 1039.0], 'Martinez': [5.0, 1041.0], 'Kirker': [8.9, 10.0], 'Christie': [8.9, 1031.0], 'Sobrante': [9.3, 692.0], 'Bahia': [9.4, 1041.0], 'Pittsburg': [9.8, 10.0], 'GWF 2': [11.0, 10.0], 'Carquinez': [13.8, 1031.0], 'El Cerrito G': [14.0, 469.0], 'Collinsville': [14.3, 6.0], 'Parkway': [14.8, 1031.0], 'San Pablo': [15.5, 689.0], 'Birds Landing': [16.4, 2.0], 'Shiloh III': [18.1, 2.0]} | 32744 | 3120 | 0.1 | 29623 | 0.9 | [5 empty] | 2225 | 0.07 | 12 | 0 |  | 15776 | 0.48 | 102 | 0 | 14631 | 45% | 18112 | 19470 | 59% | 13273 | 14892 | 0.45 | 17852 | 26858 | 82% | 5886 | 7446 | 0.23 | 25298 | 10902 | 0.33 | 21842
495 | Bucks Creek | PGE NGBA | {} | 16711 | 401 | 0.02 | 16311 | 0.98 | [5 empty] | 0 | 0 | 0 | 0 |  | 5069 | 0.3 | 2391 | 0.14 | 7222 | 43% | 9489 | 11695 | 70% | 5017 | 12085 | 0.72 | 4626 | 15583 | 93% | 1129 | 12805 | 0.77 | 3906 | 522 | 0.03 | 16190
496 | Dunn Siding | SCE NOL | {'Harvard': [13.6, 17.0]} | 66164 | 25386 | 0.38 | 40778 | 0.62 | [5 empty] | 700 | 0.01 | 582 | 0.01 |  | 0 | 0 | 0 | 0 | 19330 | 29% | 46834 | 13639 | 21% | 52525 | 13064 | 0.2 | 53100 | 21881 | 33% | 44283 | 31631 | 0.48 | 34533 | 1356 | 0.02 | 64808
497 | Pit 4 | PGE NGBA | {'Pit 3': [5.3, 66.0], 'James B Black': [6.5, 15.0], 'Cove Road': [8.7, 194.0], 'Carberry': [10.2, 194.0], 'Burney Forest': [10.3, 194.0], 'Burney Forest Power': [10.3, 194.0], 'New Sub - Pit 1 - Cottonwood (Proposed)': [11.5, 194.0], 'Round Mt.': [13.3, 172.0]} | 8820 | 1173 | 0.13 | 7647 | 0.87 | [5 empty] | 0 | 0 | 0 | 0 |  | 6312 | 0.72 | 1010 | 0.11 | 4034 | 46% | 4786 | 1970 | 22% | 6850 | 1379 | 0.16 | 7441 | 5966 | 68% | 2855 | 4268 | 0.48 | 4552 | 83 | 0.01 | 8737
498 | SAN FRAN A (POTRERO PP) | PGE GBA | {'Potrero': [0.0, 469.0], 'Martin': [3.9, 321.0], 'Oakland C': [6.4, 354.0], 'Oakland L': [7.3, 353.0], 'Oakland X': [9.1, 336.0], 'Oakland J': [9.3, 320.0], 'Millbrae': [10.5, 68.0], 'Edes': [10.5, 257.0], 'Burlingame': [11.7, 33.0], 'Richmond R': [11.9, 261.0], 'El Cerrito G': [12.0, 311.0], 'San Leandro U': [13.3, 103.0], 'Standard Oil': [13.5, 141.0], 'Standard Oil 2': [13.5, 141.0], 'Grant': [13.7, 76.0], 'Moraga': [13.8, 222.0], 'Sobrante': [14.2, 168.0], 'San Pablo': [16.2, 67.0], 'Eastshore': [17.3, 20.0], 'Mt Eden': [17.7, 18.0], 'Mt. Eden': [17.7, 18.0], 'Castro Valley': [18.2, 12.0], 'Christie': [19.7, 10.0]} | 3219 | 811 | 0.25 | 2408 | 0.75 | [5 empty] | 1 | 0 | 0 | 0 |  | 924 | 0.29 | 0 | 0 | 205 | 6% | 3014 | 1447 | 45% | 1771 | 2135 | 0.66 | 1083 | 2172 | 67% | 1047 | 389 | 0.12 | 2830 | 197 | 0.06 | 3022
499 | Frogtown | PGE GBA | {} | 0 | 0 | 0 | 0 | 0 | [5 empty] | 0 | 0 | 0 | 0 |  | 0 | 0 | 0 | 0 | 0 | 0% | 0 | 0 | 0% | 0 | 0 | 0 | 0 | 0 | 0% | 0 | 0 | 0 | 0 | 0 | 0 | 0
500 | Knights Landing | PGE NGBA | {} | 13382 | 408 | 0.03 | 12974 | 0.97 | [5 empty] | 3107 | 0.23 | 1051 | 0.08 |  | 9949 | 0.74 | 2684 | 0.2 | 11029 | 82% | 2354 | 223 | 2% | 13160 | 262 | 0.02 | 13120 | 11029 | 82% | 2354 | 8449 | 0.63 | 4934 | 109 | 0.01 | 13274
501 | Sandlot | SCE NOL | {} | 35035 | 1117 | 0.03 | 33918 | 0.97 | [5 empty] | 0 | 0 | 0 | 0 |  | 0 | 0 | 0 | 0 | 24313 | 69% | 10722 | 9506 | 27% | 25529 | 2441 | 0.07 | 32594 | 27722 | 79% | 7313 | 23913 | 0.68 | 11122 | 210 | 0.01 | 34825
502 | Sunrise | PGE Kern | {} | 66 | 29 | 0.44 | 37 | 0.56 | [5 empty] | 0 | 0 | 0 | 0 |  | 23 | 0.35 | 0 | 0 | 0 | 0% | 66 | 0 | 0% | 66 | 0 | 0 | 66 | 0 | 0% | 66 | 37 | 0.56 | 29 | 0 | 0 | 66
503 | Lilac | SDGE Imperial | {} | 188 | 29 | 0.16 | 159 | 0.84 | [5 empty] | 0 | 0 | 0 | 0 |  | 0 | 0 | 0 | 0 | 34 | 18% | 154 | 143 | 76% | 45 | 149 | 0.79 | 39 | 149 | 79% | 39 | 0 | 0 | 188 | 30 | 0.16 | 158
504 | Alhambra | PGE GBA | {'Martinez': [1.6, 1159.0], 'Christie': [4.3, 1151.0], 'Meadow Lane': [4.7, 1039.0], 'Bahia': [6.1, 1159.0], 'Lakewood': [7.1, 104.0], 'Sobrante': [7.5, 722.0], 'Carquinez': [9.3, 1151.0], 'Clayton': [9.4, 9.0], 'El Cerrito G': [10.8, 534.0], 'Parkway': [10.9, 1150.0], 'San Pablo': [11.2, 794.0], 'Kirker': [12.3, 9.0], 'Pittsburg': [13.0, 9.0], 'Richmond R': [13.8, 24.0], 'GWF 2': [14.6, 9.0], 'Standard Oil': [14.6, 27.0], 'Standard Oil 2': [14.7, 27.0], 'Collinsville': [17.0, 4.0]} | 31552 | 2646 | 0.08 | 28905 | 0.92 | [5 empty] | 1457 | 0.05 | 0 | 0 |  | 15092 | 0.48 | 0 | 0 | 15835 | 50% | 15716 | 17683 | 56% | 13869 | 13165 | 0.42 | 18386 | 26314 | 83% | 5237 | 8628 | 0.27 | 22923 | 10764 | 0.34 | 20787
505 | Charleston | SCE EOP | {'Pahrump': [8.1, 32.0], 'Thousandaire': [10.4, 32.0], 'Gamebird': [12.2, 1.0]} | 16127 | 960 | 0.06 | 15168 | 0.94 | [5 empty] | 0 | 0 | 0 | 0 |  | 0 | 0 | 0 | 0 | 3071 | 19% | 13056 | 639 | 4% | 15488 | 6498 | 0.4 | 9630 | 8098 | 50% | 8030 | 11720 | 0.73 | 4407 | 117 | 0.01 | 16010
506 | Vasco | PGE GBA | {'Los Positas': [1.2, 21.0], 'Las Positas': [1.2, 21.0], 'Altamont': [3.3, 21.0], 'Altamont Midway (Sandhill)': [3.3, 21.0], 'Cayetano': [3.5, 21.0], 'Windmaster': [7.4, 21.0], 'North Dublin': [8.1, 21.0], 'Vineyard': [8.1, 21.0], 'Tassajara': [12.1, 21.0], 'San Ramon': [12.2, 21.0]} | 36469 | 96 | 0 | 36373 | 1 | [5 empty] | 793 | 0.02 | 1026 | 0.03 |  | 31944 | 0.88 | 1933 | 0.05 | 32073 | 88% | 4396 | 30371 | 83% | 6098 | 32930 | 0.9 | 3539 | 36209 | 99% | 260 | 17558 | 0.48 | 18911 | 962 | 0.03 | 35507
507 | Harris | PGE NGBA | {'Humboldt': [1.0, 140.0], 'Humboldt Bay': [4.9, 139.0], 'Arcata': [6.4, 110.0]} | 3783 | 1248 | 0.33 | 2534 | 0.67 | [5 empty] | 0 | 0 | 0 | 0 |  | 160 | 0.04 | 0 | 0 | 282 | 7% | 3501 | 234 | 6% | 3549 | 282 | 0.07 | 3501 | 475 | 13% | 3308 | 1803 | 0.48 | 1979 | 350 | 0.09 | 3433
508 | Grizzly | PGE NGBA | {'Rock Creek': [1.0, 3.0], 'Rock Creek 1': [1.0, 3.0], 'Cresta': [7.3, 3.0]} | 16559 | 401 | 0.02 | 16159 | 0.98 | [5 empty] | 0 | 0 | 0 | 0 |  | 5008 | 0.3 | 2264 | 0.14 | 7180 | 43% | 9380 | 11631 | 70% | 4928 | 12162 | 0.73 | 4398 | 15459 | 93% | 1100 | 12562 | 0.76 | 3998 | 512 | 0.03 | 16047
509 | Jackass (DOE) | SCE EOP | {'Lathrop': [9.0, 3724.0], 'Mercury': [15.8, 922.0], 'Valley Switch': [17.7, 5.0]} | 125106 | 8398 | 0.07 | 116708 | 0.93 | [5 empty] | 0 | 0 | 0 | 0 |  | 0 | 0 | 0 | 0 | 0 | 0% | 125106 | 0 | 0% | 125106 | 0 | 0 | 125106 | 0 | 0% | 125106 | 0 | 0 | 125106 | 0 | 0 | 125106
510 | North City Metering | SDGE Imperial | {'Penasquitos': [2.8, 26.0], 'Artesian': [6.6, 4.0], 'Mesa Heights': [9.7, 23.0], 'Kearny': [10.1, 23.0], 'San Marcos': [11.9, 5.0], 'Palomar Airport': [12.0, 5.0], 'Shadowridge': [12.7, 5.0], 'Mission': [13.0, 23.0], 'Old Town': [13.5, 23.0], 'Cannon': [14.0, 5.0], 'Encina': [14.0, 5.0], 'Point Loma': [15.1, 23.0], 'Vine': [15.4, 23.0], 'Melrose': [17.3, 0.0], 'Ocean Ranch': [18.0, 1.0], 'San Luis Rey': [18.7, 0.0]} | 504 | 189 | 0.37 | 315 | 0.63 | [5 empty] | 0 | 0 | 0 | 0 |  | 0 | 0 | 0 | 0 | 34 | 7% | 470 | 133 | 26% | 371 | 277 | 0.55 | 227 | 282 | 56% | 221 | 0 | 0 | 504 | 5 | 0.01 | 498
511 | Ormond Beach | SCE Northern | {'Mandalay': [7.1, 84.0], 'Santa Clara': [12.0, 9.0]} | 624 | 124 | 0.2 | 500 | 0.8 | [5 empty] | 5 | 0.01 | 0 | 0 |  | 0 | 0 | 0 | 0 | 254 | 41% | 370 | 226 | 36% | 398 | 289 | 0.46 | 335 | 486 | 78% | 138 | 36 | 0.06 | 588 | 73 | 0.12 | 552
512 | Warne | SCE Northern | {'Bailey': [6.4, 2.0], 'Neenach': [17.4, 2.0]} | 106932 | 13699 | 0.13 | 93232 | 0.87 | [5 empty] | 2104 | 0.02 | 1536 | 0.01 |  | 31521 | 0.29 | 21766 | 0.2 | 48732 | 46% | 58199 | 51696 | 48% | 55235 | 35908 | 0.34 | 71024 | 85102 | 80% | 21829 | 41552 | 0.39 | 65379 | 1508 | 0.01 | 105424
513 | POE | PGE NGBA | {} | 8264 | 70 | 0.01 | 8194 | 0.99 | [5 empty] | 0 | 0 | 0 | 0 |  | 2532 | 0.31 | 1050 | 0.13 | 2366 | 29% | 5898 | 6113 | 74% | 2151 | 7514 | 0.91 | 750 | 8142 | 99% | 122 | 5810 | 0.7 | 2454 | 296 | 0.04 | 7968
514 | Pit 3 | PGE NGBA | {'Pit 4': [5.3, 66.0], 'Burney Forest': [8.5, 22.0], 'Burney Forest Power': [8.5, 22.0], 'Carberry': [9.6, 22.0], 'James B Black': [11.8, 15.0], 'Cove Road': [12.6, 22.0], 'New Sub - Pit 1 - Cottonwood (Proposed)': [12.7, 22.0]} | 8337 | 1152 | 0.14 | 7185 | 0.86 | [5 empty] | 0 | 0 | 0 | 0 |  | 6253 | 0.75 | 358 | 0.04 | 3954 | 47% | 4383 | 1642 | 20% | 6696 | 929 | 0.11 | 7408 | 5511 | 66% | 2827 | 3848 | 0.46 | 4489 | 83 | 0.01 | 8254
515 | Evergreen | PGE GBA | {} | 2748 | 33 | 0.01 | 2715 | 0.99 | [5 empty] | 0 | 0 | 0 | 0 |  | 2075 | 0.76 | 591 | 0.22 | 2322 | 84% | 426 | 1007 | 37% | 1741 | 1028 | 0.37 | 1720 | 2446 | 89% | 302 | 2595 | 0.94 | 153 | 64 | 0.02 | 2684
516 | Rincon | PGE NGBA | {} | 4142 | 58 | 0.01 | 4084 | 0.99 | [5 empty] | 47 | 0.01 | 0 | 0 |  | 2786 | 0.67 | 67 | 0.02 | 3584 | 87% | 558 | 1498 | 36% | 2644 | 2571 | 0.62 | 1571 | 3811 | 92% | 331 | 3439 | 0.83 | 704 | 8 | 0 | 4134
517 | Whisman | PGE GBA | {'Cooley Landing': [5.8, 1.0], 'Ravenswood': [7.2, 1.0], 'Menlo': [7.6, 1.0], 'Dumbarton': [10.6, 1.0], 'Jefferson': [12.4, 1.0], 'Eastshore': [15.5, 1.0]} | 499 | 143 | 0.29 | 356 | 0.71 | [5 empty] | 1 | 0 | 0 | 0 |  | 137 | 0.27 | 0 | 0 | 205 | 41% | 294 | 202 | 41% | 297 | 241 | 0.48 | 258 | 267 | 54% | 232 | 157 | 0.31 | 342 | 90 | 0.18 | 409
518 | Brighton | PGE NGBA | {} | 12076 | 0 | 0 | 12076 | 1 | [5 empty] | 3981 | 0.33 | 5332 | 0.44 |  | 4289 | 0.36 | 0 | 0 | 1404 | 12% | 10672 | 270 | 2% | 11806 | 2595 | 0.21 | 9481 | 3292 | 27% | 8784 | 1 | 0 | 12075 | 2006 | 0.17 | 10071
519 | Mi-Wuk | PGE GBA | {} | 716 | 125 | 0.17 | 591 | 0.83 | [5 empty] | 0 | 0 | 0 | 0 |  | 451 | 0.63 | 0 | 0 | 0 | 0% | 716 | 0 | 0% | 716 | 47 | 0.07 | 669 | 47 | 7% | 669 | 564 | 0.79 | 153 | 58 | 0.08 | 658
520 | San Ysidro | SDGE Imperial | {'Otay': [2.9, 35.0], 'Imperial Beach': [4.3, 32.0], 'Bay Boulevard': [5.1, 32.0], 'Telegraph Canyon': [5.3, 37.0], 'Otay Mesa': [6.7, 6.0], 'Salt Creek': [8.4, 27.0], 'Miguel': [8.5, 29.0], 'Silvergate': [11.4, 30.0], 'Vine': [15.1, 27.0], 'Mission': [16.7, 27.0], 'Old Town': [17.1, 27.0], 'Point Loma': [17.3, 27.0]} | 796 | 184 | 0.23 | 612 | 0.77 | [5 empty] | 0 | 0 | 0 | 0 |  | 0 | 0 | 0 | 0 | 54 | 7% | 741 | 308 | 39% | 488 | 551 | 0.69 | 245 | 557 | 70% | 239 | 34 | 0.04 | 762 | 66 | 0.08 | 730
521 | Lincoln | PGE NGBA | {} | 0 | 0 | 0 | 0 | 0 | [5 empty] | 0 | 0 | 0 | 0 |  | 0 | 0 | 0 | 0 | 0 | 0% | 0 | 0 | 0% | 0 | 0 | 0 | 0 | 0 | 0% | 0 | 0 | 0 | 0 | 0 | 0 | 0
522 | Jefferson | PGE GBA | {'Menlo': [4.9, 20.0], 'Ravenswood': [8.4, 38.0], 'Cooley Landing': [8.7, 17.0], 'Burlingame': [10.1, 63.0], 'Millbrae': [11.8, 60.0], 'Whisman': [12.4, 1.0], 'Dumbarton': [14.2, 13.0], 'Eastshore': [14.9, 18.0], 'Mt Eden': [15.8, 4.0], 'Mt. Eden': [15.8, 4.0], 'Grant': [16.4, 15.0], 'Martin': [18.4, 27.0]} | 987 | 249 | 0.25 | 738 | 0.75 | [5 empty] | 2 | 0 | 0 | 0 |  | 0 | 0 | 0 | 0 | 105 | 11% | 882 | 297 | 30% | 690 | 586 | 0.59 | 401 | 594 | 60% | 393 | 147 | 0.15 | 839 | 121 | 0.12 | 866
523 | Lakewood | PGE GBA | {'Meadow Lane': [3.8, 104.0], 'Alhambra': [7.1, 104.0], 'Martinez': [8.1, 104.0], 'Sobrante': [8.2, 104.0], 'Christie': [10.5, 104.0], 'Bahia': [12.8, 104.0], 'El Cerrito G': [13.3, 59.0], 'San Pablo': [16.0, 102.0], 'Carquinez': [16.4, 104.0], 'Parkway': [18.0, 104.0]} | 27436 | 2562 | 0.09 | 24874 | 0.91 | [5 empty] | 1436 | 0.05 | 0 | 0 |  | 12128 | 0.44 | 102 | 0 | 12740 | 46% | 14697 | 18049 | 66% | 9387 | 13003 | 0.47 | 14434 | 22196 | 81% | 5240 | 5637 | 0.21 | 21800 | 10324 | 0.38 | 17112
524 | Windmaster | PGE GBA | {'Altamont': [4.1, 21.0], 'Altamont Midway (Sandhill)': [4.1, 21.0], 'Vasco': [7.4, 21.0], 'Cayetano': [8.2, 21.0], 'Los Positas': [8.6, 21.0], 'Las Positas': [8.6, 21.0], 'North Dublin': [12.3, 21.0], 'Tassajara': [14.4, 21.0], 'Vineyard': [14.7, 21.0], 'San Ramon': [16.4, 21.0]} | 39988 | 662 | 0.02 | 39326 | 0.98 | [5 empty] | 1854 | 0.05 | 1617 | 0.04 |  | 31028 | 0.78 | 1277 | 0.03 | 29795 | 75% | 10193 | 34505 | 86% | 5483 | 36937 | 0.92 | 3051 | 38816 | 97% | 1172 | 15365 | 0.38 | 24623 | 2304 | 0.06 | 37684
525 | Rosamond | SCE Northern | {'Whirlwind': [11.2, 8895.0], 'Windhub': [12.1, 4222.0], 'Antelope': [12.8, 7025.0], 'Neenach': [16.1, 4203.0], 'Highwind': [18.2, 703.0]} | 179016 | 60452 | 0.34 | 118563 | 0.66 | [5 empty] | 2935 | 0.02 | 1522 | 0.01 |  | 28544 | 0.16 | 11820 | 0.07 | 50144 | 28% | 128871 | 58981 | 33% | 120035 | 43898 | 0.25 | 135118 | 101018 | 56% | 77997 | 49526 | 0.28 | 129490 | 2482 | 0.01 | 176533
526 | Los Positas | PGE GBA | {'Las Positas': [0.0, 21.0], 'Vasco': [1.2, 21.0], 'Cayetano': [3.4, 21.0], 'Altamont': [4.5, 21.0], 'Altamont Midway (Sandhill)': [4.5, 21.0], 'Vineyard': [6.9, 21.0], 'North Dublin': [7.4, 21.0], 'Windmaster': [8.6, 21.0], 'San Ramon': [11.4, 21.0], 'Tassajara': [11.7, 21.0]} | 36513 | 96 | 0 | 36417 | 1 | [5 empty] | 793 | 0.02 | 1026 | 0.03 |  | 31995 | 0.88 | 1927 | 0.05 | 32179 | 88% | 4334 | 30310 | 83% | 6203 | 32869 | 0.9 | 3644 | 36253 | 99% | 260 | 17625 | 0.48 | 18888 | 959 | 0.03 | 35554
527 | Oregon Trail | PGE NGBA | {} | 1338 | 46 | 0.03 | 1292 | 0.97 | [5 empty] | 0 | 0 | 0 | 0 |  | 738 | 0.55 | 384 | 0.29 | 484 | 36% | 854 | 388 | 29% | 950 | 694 | 0.52 | 644 | 763 | 57% | 575 | 1194 | 0.89 | 144 | 0 | 0 | 1338
528 | Burlingame | PGE GBA | {'Millbrae': [1.9, 123.0], 'Martin': [8.3, 67.0], 'Jefferson': [10.1, 63.0], 'Potrero': [11.6, 33.0], 'SAN FRAN A (POTRERO PP)': [11.7, 33.0], 'Grant': [12.4, 15.0], 'Eastshore': [13.6, 9.0], 'Edes': [13.9, 14.0], 'Menlo': [14.0, 10.0], 'Ravenswood': [14.0, 28.0], 'Mt Eden': [14.5, 1.0], 'Mt. Eden': [14.5, 1.0], 'Oakland J': [14.5, 17.0], 'Oakland C': [15.1, 17.0], 'Cooley Landing': [15.2, 7.0], 'Oakland L': [16.1, 17.0], 'Oakland X': [16.6, 17.0], 'Dumbarton': [16.8, 3.0]} | 1603 | 579 | 0.36 | 1025 | 0.64 | [5 empty] | 1 | 0 | 0 | 0 |  | 0 | 0 | 0 | 0 | 133 | 8% | 1470 | 308 | 19% | 1296 | 792 | 0.49 | 812 | 828 | 52% | 775 | 147 | 0.09 | 1456 | 146 | 0.09 | 1458
529 | Fremont | PGE GBA | {} | 2923 | 165 | 0.06 | 2758 | 0.94 | [5 empty] | 0 | 0 | 0 | 0 |  | 2383 | 0.82 | 248 | 0.08 | 2242 | 77% | 681 | 1878 | 64% | 1045 | 1909 | 0.65 | 1014 | 2656 | 91% | 267 | 1970 | 0.67 | 953 | 151 | 0.05 | 2772
530 | Callender | PGE Kern | {'Oceano': [3.8, 84.0], 'Mesa': [7.9, 43.0], 'San Luis Obispo': [15.2, 11.0], 'Diablo Canyon': [18.8, 1.0]} | 4910 | 417 | 0.08 | 4493 | 0.92 | [5 empty] | 1 | 0 | 0 | 0 |  | 3531 | 0.72 | 658 | 0.13 | 1235 | 25% | 3674 | 71 | 1% | 4839 | 1462 | 0.3 | 3448 | 2257 | 46% | 2653 | 3975 | 0.81 | 935 | 162 | 0.03 | 4748
531 | Delta PP | PGE GBA | {} | 39632 | 504 | 0.01 | 39129 | 0.99 | [5 empty] | 1845 | 0.05 | 1618 | 0.04 |  | 31011 | 0.78 | 1319 | 0.03 | 29819 | 75% | 9813 | 34301 | 87% | 5332 | 36815 | 0.93 | 2817 | 38657 | 98% | 975 | 15389 | 0.39 | 24243 | 2209 | 0.06 | 37423
532 | Moraga | PGE GBA | {'Sobrante': [4.8, 168.0], 'Oakland X': [4.8, 235.0], 'Oakland L': [6.5, 235.0], 'Oakland J': [6.6, 215.0], 'Oakland C': [7.4, 235.0], 'Edes': [7.8, 182.0], 'El Cerrito G': [9.0, 179.0], 'San Leandro U': [9.6, 97.0], 'Christie': [11.1, 17.0], 'Castro Valley': [12.2, 6.0], 'Grant': [12.3, 70.0], 'Richmond R': [12.5, 132.0], 'San Pablo': [13.5, 59.0], 'Potrero': [13.8, 221.0], 'SAN FRAN A (POTRERO PP)': [13.8, 222.0], 'Standard Oil': [14.5, 60.0], 'Standard Oil 2': [14.5, 60.0], 'Mt Eden': [15.4, 12.0], 'Mt. Eden': [15.4, 12.0], 'Eastshore': [15.7, 14.0], 'Martin': [16.8, 149.0]} | 14232 | 1849 | 0.13 | 12383 | 0.87 | [5 empty] | 4 | 0 | 0 | 0 |  | 7291 | 0.51 | 58 | 0 | 4866 | 34% | 9366 | 8719 | 61% | 5513 | 7273 | 0.51 | 6959 | 11269 | 79% | 2963 | 3921 | 0.28 | 10311 | 3261 | 0.23 | 10971
533 | Collierville | PGE GBA | {} | 62 | 57 | 0.92 | 5 | 0.08 | [5 empty] | 0 | 0 | 0 | 0 |  | 0 | 0 | 62 | 1 | 0 | 0% | 62 | 0 | 0% | 62 | 0 | 0 | 62 | 0 | 0% | 62 | 5 | 0.08 | 57 | 0 | 0 | 62
534 | Rock Creek | PGE NGBA | {'Rock Creek 1': [0.0, 3.0], 'Grizzly': [1.0, 3.0], 'Cresta': [6.5, 3.0]} | 16492 | 401 | 0.02 | 16091 | 0.98 | [5 empty] | 0 | 0 | 0 | 0 |  | 5018 | 0.3 | 2329 | 0.14 | 7256 | 44% | 9236 | 11502 | 70% | 4989 | 12030 | 0.73 | 4461 | 15391 | 93% | 1100 | 12555 | 0.76 | 3937 | 498 | 0.03 | 15993
535 | Homestake | PGE NGBA | {} | 49493 | 653 | 0.01 | 48840 | 0.99 | [5 empty] | 3229 | 0.07 | 1102 | 0.02 |  | 21007 | 0.42 | 27598 | 0.56 | 36049 | 73% | 13443 | 5902 | 12% | 43591 | 10202 | 0.21 | 39291 | 39188 | 79% | 10305 | 40291 | 0.81 | 9202 | 383 | 0.01 | 49110
536 | James B Black | PGE NGBA | {'Pit 4': [6.5, 15.0], 'Pit 3': [11.8, 15.0]} | 9799 | 1700 | 0.17 | 8099 | 0.83 | [5 empty] | 0 | 0 | 0 | 0 |  | 6457 | 0.66 | 2515 | 0.26 | 3845 | 39% | 5954 | 2226 | 23% | 7573 | 1711 | 0.17 | 8087 | 6034 | 62% | 3764 | 4813 | 0.49 | 4985 | 83 | 0.01 | 9715
537 | Harvard | SCE NOL | {'Cool Water': [13.1, 5269.0], 'Dunn Siding': [13.6, 17.0]} | 80705 | 25258 | 0.31 | 55447 | 0.69 | [5 empty] | 706 | 0.01 | 582 | 0.01 |  | 0 | 0 | 0 | 0 | 38067 | 47% | 42638 | 16682 | 21% | 64023 | 12198 | 0.15 | 68507 | 39483 | 49% | 41221 | 39572 | 0.49 | 41132 | 1403 | 0.02 | 79301
538 | San Jose B | PGE GBA | {} | 2543 | 34 | 0.01 | 2509 | 0.99 | [5 empty] | 0 | 0 | 0 | 0 |  | 2075 | 0.82 | 362 | 0.14 | 2199 | 86% | 344 | 783 | 31% | 1760 | 817 | 0.32 | 1726 | 2235 | 88% | 308 | 2366 | 0.93 | 177 | 80 | 0.03 | 2462
539 | Edenvale | PGE GBA | {} | 2615 | 33 | 0.01 | 2582 | 0.99 | [5 empty] | 0 | 0 | 0 | 0 |  | 2039 | 0.78 | 541 | 0.21 | 2229 | 85% | 386 | 937 | 36% | 1678 | 950 | 0.36 | 1665 | 2348 | 90% | 267 | 2508 | 0.96 | 107 | 25 | 0.01 | 2590
540 | Mt Poso | PGE Kern | {} | 0 | 0 | 0 | 0 | 0 | [5 empty] | 0 | 0 | 0 | 0 |  | 0 | 0 | 0 | 0 | 0 | 0% | 0 | 0 | 0% | 0 | 0 | 0 | 0 | 0 | 0% | 0 | 0 | 0 | 0 | 0 | 0 | 0
541 | Rock Creek 1 | PGE NGBA | {'Rock Creek': [0.0, 3.0], 'Grizzly': [1.0, 3.0], 'Cresta': [6.4, 3.0]} | 16498 | 401 | 0.02 | 16097 | 0.98 | [5 empty] | 0 | 0 | 0 | 0 |  | 5019 | 0.3 | 2335 | 0.14 | 7262 | 44% | 9236 | 11503 | 70% | 4994 | 12031 | 0.73 | 4466 | 15397 | 93% | 1100 | 12561 | 0.76 | 3937 | 498 | 0.03 | 15999
542 | New Sub - Kramer - Lugo (Proposed) | SCE NOL | {'Roadway': [0.0, 400.0], 'Victor': [5.1, 25.0]} | 38805 | 3919 | 0.1 | 34885 | 0.9 | [5 empty] | 0 | 0 | 0 | 0 |  | 3035 | 0.08 | 1311 | 0.03 | 19578 | 50% | 19226 | 15407 | 40% | 23398 | 8699 | 0.22 | 30106 | 26065 | 67% | 12740 | 20288 | 0.52 | 18517 | 90 | 0 | 38715
543 | Baker | SCE NOL | {} | 20523 | 2525 | 0.12 | 17999 | 0.88 | [5 empty] | 0 | 0 | 0 | 0 |  | 0 | 0 | 0 | 0 | 11318 | 55% | 9205 | 8807 | 43% | 11716 | 8807 | 0.43 | 11716 | 13591 | 66% | 6932 | 13563 | 0.66 | 6960 | 504 | 0.02 | 20020
544 | Mountain View | PGE GBA | {} | 508 | 142 | 0.28 | 366 | 0.72 | [5 empty] | 1 | 0 | 0 | 0 |  | 122 | 0.24 | 0 | 0 | 190 | 37% | 319 | 232 | 46% | 276 | 267 | 0.53 | 241 | 285 | 56% | 224 | 141 | 0.28 | 367 | 84 | 0.17 | 424
545 | Stanislaus | PGE GBA | {} | 62 | 57 | 0.92 | 5 | 0.08 | [5 empty] | 0 | 0 | 0 | 0 |  | 0 | 0 | 62 | 1 | 0 | 0% | 62 | 0 | 0% | 62 | 0 | 0 | 62 | 0 | 0% | 62 | 5 | 0.08 | 57 | 0 | 0 | 62
546 | Eagle Mountain | SCE Eastern | {'Kem': [4.0, 5986.0], 'Red Bluff': [11.2, 7992.0]} | 53109 | 11631 | 0.22 | 41479 | 0.78 | [5 empty] | 11 | 0 | 0 | 0 |  | 0 | 0 | 0 | 0 | 16050 | 30% | 37060 | 7075 | 13% | 46035 | 489 | 0.01 | 52620 | 22707 | 43% | 30402 | 28183 | 0.53 | 24926 | 531 | 0.01 | 52578
547 | Contra Costa PP | PGE GBA | {'Contra Costa': [1.6, 1948.0], 'Lone Tree': [4.8, 352.0], 'GWF 2': [5.3, 1400.0], 'Collinsville': [6.1, 2947.0], 'Pittsburg': [7.4, 1237.0], 'Kirker': [7.8, 904.0], 'Brentwood': [8.1, 139.0], 'Birds Landing': [8.5, 3038.0], 'Shiloh III': [11.7, 2586.0], 'Clayton': [12.2, 1.0], 'Lambie': [15.4, 1123.0], 'Lambie Energy': [15.4, 1123.0], 'Tassajara': [16.9, 75.0], 'Grand Island': [17.7, 1672.0]} | 84483 | 10150 | 0.12 | 74332 | 0.88 | [5 empty] | 18214 | 0.22 | 16401 | 0.19 |  | 34962 | 0.41 | 102 | 0 | 20875 | 25% | 63608 | 39333 | 47% | 45150 | 35747 | 0.42 | 48735 | 50331 | 60% | 34151 | 6785 | 0.08 | 77697 | 24040 | 0.28 | 60442
548 | Padre Flats SW STA | PGE Fresno | {} | 7914 | 0 | 0 | 7914 | 1 | [5 empty] | 3 | 0 | 0 | 0 |  | 4232 | 0.53 | 3675 | 0.46 | 7609 | 96% | 304 | 249 | 3% | 7665 | 437 | 0.06 | 7477 | 7671 | 97% | 243 | 7678 | 0.97 | 235 | 14 | 0 | 7900
549 | Bliss | SCE Northern | {} | 0 | 0 | 0 | 0 | 0 | [5 empty] | 0 | 0 | 0 | 0 |  | 0 | 0 | 0 | 0 | 0 | 0% | 0 | 0 | 0% | 0 | 0 | 0 | 0 | 0 | 0% | 0 | 0 | 0 | 0 | 0 | 0 | 0
550 | Divide | PGE Kern | {} | 3796 | 258 | 0.07 | 3538 | 0.93 | [5 empty] | 58 | 0.02 | 1 | 0 |  | 2311 | 0.61 | 54 | 0.01 | 1726 | 45% | 2071 | 338 | 9% | 3458 | 517 | 0.14 | 3279 | 2094 | 55% | 1702 | 2968 | 0.78 | 828 | 218 | 0.06 | 3578
551 | Cresta | PGE NGBA | {'Rock Creek 1': [6.4, 3.0], 'Rock Creek': [6.5, 3.0], 'Grizzly': [7.3, 3.0]} | 13548 | 70 | 0.01 | 13478 | 0.99 | [5 empty] | 0 | 0 | 0 | 0 |  | 3909 | 0.29 | 1874 | 0.14 | 6217 | 46% | 7331 | 10145 | 75% | 3403 | 11121 | 0.82 | 2427 | 13409 | 99% | 140 | 10047 | 0.74 | 3501 | 494 | 0.04 | 13054
552 | Race Track | PGE GBA | {} | 0 | 0 | 0 | 0 | 0 | [5 empty] | 0 | 0 | 0 | 0 |  | 0 | 0 | 0 | 0 | 0 | 0% | 0 | 0 | 0% | 0 | 0 | 0 | 0 | 0 | 0% | 0 | 0 | 0 | 0 | 0 | 0 | 0
553 | Lodi | PGE GBA | {'Eight Mile': [2.1, 167.0]} | 30008 | 3782 | 0.13 | 26225 | 0.87 | [5 empty] | 6127 | 0.2 | 13865 | 0.46 |  | 493 | 0.02 | 0 | 0 | 51 | 0% | 29956 | 9992 | 33% | 20016 | 9992 | 0.33 | 20016 | 10009 | 33% | 19998 | 0 | 0 | 30008 | 2863 | 0.1 | 27145
554 | Rancho Seco | PGE GBA | {} | 0 | 0 | 0 | 0 | 0 | [5 empty] | 0 | 0 | 0 | 0 |  | 0 | 0 | 0 | 0 | 0 | 0% | 0 | 0 | 0% | 0 | 0 | 0 | 0 | 0 | 0% | 0 | 0 | 0 | 0 | 0 | 0 | 0
555 | Monticello | PGE NGBA | {} | 38130 | 1323 | 0.03 | 36807 | 0.97 | [5 empty] | 1153 | 0.03 | 1095 | 0.03 |  | 31349 | 0.82 | 2830 | 0.07 | 34600 | 91% | 3530 | 4527 | 12% | 33603 | 5132 | 0.13 | 32997 | 35096 | 92% | 3034 | 30521 | 0.8 | 7609 | 477 | 0.01 | 37653
556 | New Sub - Westley - Quinto (Proposed) | PGE Fresno | {} | 12166 | 0 | 0 | 12166 | 1 | [5 empty] | 0 | 0 | 0 | 0 |  | 6412 | 0.53 | 5755 | 0.47 | 12031 | 99% | 136 | 5682 | 47% | 6484 | 7344 | 0.6 | 4823 | 12094 | 99% | 72 | 11837 | 0.97 | 330 | 45 | 0 | 12121
557 | North Dublin | PGE GBA | {'San Ramon': [4.2, 21.0], 'Tassajara': [4.7, 21.0], 'Cayetano': [4.7, 21.0], 'Vineyard': [5.2, 21.0], 'Los Positas': [7.4, 21.0], 'Las Positas': [7.4, 21.0], 'Vasco': [8.1, 21.0], 'Altamont': [9.8, 21.0], 'Altamont Midway (Sandhill)': [9.8, 21.0], 'Windmaster': [12.3, 21.0]} | 32776 | 160 | 0 | 32616 | 1 | [5 empty] | 793 | 0.02 | 1026 | 0.03 |  | 29319 | 0.89 | 734 | 0.02 | 27838 | 85% | 4938 | 28975 | 88% | 3801 | 31321 | 0.96 | 1456 | 32423 | 99% | 353 | 13442 | 0.41 | 19334 | 988 | 0.03 | 31788
558 | Wildlife | SCE Eastern | {} | 693 | 0 | 0 | 693 | 1 | [5 empty] | 0 | 0 | 0 | 0 |  | 27 | 0.04 | 661 | 0.95 | 693 | 100% | 0 | 333 | 48% | 360 | 190 | 0.27 | 503 | 693 | 100% | 0 | 331 | 0.48 | 362 | 1 | 0 | 692
559 | Clovis | PGE Fresno | {} | 0 | 0 | 0 | 0 | 0 | [5 empty] | 0 | 0 | 0 | 0 |  | 0 | 0 | 0 | 0 | 0 | 0% | 0 | 0 | 0% | 0 | 0 | 0 | 0 | 0 | 0% | 0 | 0 | 0 | 0 | 0 | 0 | 0
560 | Greenleaf 1 | PGE NGBA | {} | 1591 | 0 | 0 | 1591 | 1 | [5 empty] | 0 | 0 | 0 | 0 |  | 1591 | 1 | 0 | 0 | 1538 | 97% | 53 | 1034 | 65% | 556 | 1034 | 0.65 | 556 | 1557 | 98% | 33 | 1304 | 0.82 | 286 | 5 | 0 | 1585
561 | Atlantic | PGE NGBA | {} | 0 | 0 | 0 | 0 | 0 | [5 empty] | 0 | 0 | 0 | 0 |  | 0 | 0 | 0 | 0 | 0 | 0% | 0 | 0 | 0% | 0 | 0 | 0 | 0 | 0 | 0% | 0 | 0 | 0 | 0 | 0 | 0 | 0
562 | Vasona | PGE GBA | {'El Patio': [3.1, 33.0], 'Saratoga': [3.3, 33.0], 'Hicks': [3.8, 33.0], 'Monta Vista': [7.6, 33.0]} | 775 | 39 | 0.05 | 736 | 0.95 | [5 empty] | 0 | 0 | 0 | 0 |  | 633 | 0.82 | 1 | 0 | 627 | 81% | 148 | 433 | 56% | 342 | 465 | 0.6 | 310 | 696 | 90% | 78 | 574 | 0.74 | 201 | 57 | 0.07 | 717
563 | Mercury | SCE EOP | {'Innovation': [5.5, 707.0], 'Jackass (DOE)': [15.8, 922.0]} | 111016 | 8435 | 0.08 | 102581 | 0.92 | [5 empty] | 0 | 0 | 0 | 0 |  | 0 | 0 | 0 | 0 | 0 | 0% | 111016 | 0 | 0% | 111016 | 0 | 0 | 111016 | 0 | 0% | 111016 | 0 | 0 | 111016 | 0 | 0 | 111016
564 | Monta Vista | PGE GBA | {'Saratoga': [4.4, 33.0], 'Vasona': [7.6, 33.0], 'El Patio': [7.8, 33.0], 'Hicks': [11.3, 33.0]} | 413 | 80 | 0.19 | 333 | 0.81 | [5 empty] | 4 | 0.01 | 1 | 0 |  | 61 | 0.15 | 0 | 0 | 124 | 30% | 289 | 168 | 41% | 245 | 203 | 0.49 | 210 | 260 | 63% | 153 | 45 | 0.11 | 368 | 77 | 0.19 | 336
565 | Topaz | PGE Kern | {'Carrizo Plains': [1.1, 135.0], 'Caliente': [8.0, 135.0], 'Kernridge': [18.4, 36.0]} | 7937 | 595 | 0.08 | 7341 | 0.92 | [5 empty] | 735 | 0.09 | 0 | 0 |  | 4176 | 0.53 | 2499 | 0.31 | 4667 | 59% | 3270 | 176 | 2% | 7761 | 1313 | 0.17 | 6624 | 5333 | 67% | 2603 | 5152 | 0.65 | 2785 | 28 | 0 | 7909
566 | Balch | PGE Fresno | {} | 0 | 0 | 0 | 0 | 0 | [5 empty] | 0 | 0 | 0 | 0 |  | 0 | 0 | 0 | 0 | 0 | 0% | 0 | 0 | 0% | 0 | 0 | 0 | 0 | 0 | 0% | 0 | 0 | 0 | 0 | 0 | 0 | 0
567 | El Dorado PH | PGE NGBA | {} | 580 | 126 | 0.22 | 454 | 0.78 | [5 empty] | 0 | 0 | 0 | 0 |  | 485 | 0.84 | 0 | 0 | 14 | 2% | 566 | 0 | 0% | 580 | 0 | 0 | 580 | 14 | 2% | 566 | 452 | 0.78 | 128 | 45 | 0.08 | 535
568 | Bell | PGE NGBA | {} | 0 | 0 | 0 | 0 | 0 | [5 empty] | 0 | 0 | 0 | 0 |  | 0 | 0 | 0 | 0 | 0 | 0% | 0 | 0 | 0% | 0 | 0 | 0 | 0 | 0 | 0% | 0 | 0 | 0 | 0 | 0 | 0 | 0
569 | San Pablo | PGE GBA | {'Standard Oil': [4.0, 262.0], 'Standard Oil 2': [4.0, 262.0], 'Richmond R': [4.5, 259.0], 'El Cerrito G': [5.2, 742.0], 'Christie': [7.1, 819.0], 'Carquinez': [8.8, 799.0], 'Sobrante': [8.9, 853.0], 'Alhambra': [11.2, 794.0], 'Martinez': [12.1, 796.0], 'Ignacio': [12.7, 41.0], 'Oakland L': [12.7, 130.0], 'Parkway': [12.7, 796.0], 'Bahia': [12.7, 796.0], 'Oakland C': [13.4, 118.0], 'Moraga': [13.5, 59.0], 'Oakland X': [13.8, 62.0], 'Meadow Lane': [15.5, 689.0], 'Lakewood': [16.0, 102.0], 'Potrero': [16.2, 65.0], 'SAN FRAN A (POTRERO PP)': [16.2, 67.0], 'Oakland J': [16.8, 40.0], 'Edes': [18.8, 6.0]} | 13312 | 1864 | 0.14 | 11448 | 0.86 | [5 empty] | 56 | 0 | 0 | 0 |  | 7507 | 0.56 | 0 | 0 | 5495 | 41% | 7816 | 4487 | 34% | 8825 | 4901 | 0.37 | 8410 | 10564 | 79% | 2748 | 5002 | 0.38 | 8309 | 1600 | 0.12 | 11712
570 | Lambie (old) | PGE NGBA | {'Lambie Energy': [0.0, 7266.0], 'Shiloh III': [3.8, 6177.0], 'Birds Landing': [7.0, 6177.0], 'Peabody': [7.1, 2254.0], 'Collinsville': [9.9, 5042.0], 'Vaca-Dixon & Gc Yard': [12.8, 1089.0], 'Pittsburg': [13.0, 1140.0], 'Kirker': [14.1, 822.0], 'GWF 2': [14.3, 1166.0], 'Grand Island': [14.9, 794.0], 'Contra Costa PP': [15.4, 1123.0], 'Contra Costa': [16.1, 1120.0], 'Lone Tree': [20.0, 8.0]} | 121128 | 11998 | 0.1 | 109130 | 0.9 | [5 empty] | 26907 | 0.22 | 31129 | 0.26 |  | 48236 | 0.4 | 0 | 0 | 27602 | 23% | 93526 | 38710 | 32% | 82419 | 36968 | 0.31 | 84160 | 63335 | 52% | 57794 | 13053 | 0.11 | 108075 | 30169 | 0.25 | 90959
571 | Figarden | PGE Fresno | {} | 0 | 0 | 0 | 0 | 0 | [5 empty] | 0 | 0 | 0 | 0 |  | 0 | 0 | 0 | 0 | 0 | 0% | 0 | 0 | 0% | 0 | 0 | 0 | 0 | 0 | 0% | 0 | 0 | 0 | 0 | 0 | 0 | 0
572 | Trimble | PGE GBA | {} | 2482 | 47 | 0.02 | 2434 | 0.98 | [5 empty] | 0 | 0 | 0 | 0 |  | 2075 | 0.84 | 271 | 0.11 | 2107 | 85% | 375 | 734 | 30% | 1747 | 769 | 0.31 | 1712 | 2145 | 86% | 337 | 2274 | 0.92 | 207 | 92 | 0.04 | 2390
573 | Tassajara | PGE GBA | {'San Ramon': [4.1, 21.0], 'North Dublin': [4.7, 21.0], 'Cayetano': [8.6, 21.0], 'Vineyard': [9.5, 21.0], 'Clayton': [10.6, 1.0], 'Los Positas': [11.7, 21.0], 'Las Positas': [11.7, 21.0], 'Vasco': [12.1, 21.0], 'Altamont': [13.0, 21.0], 'Altamont Midway (Sandhill)': [13.0, 21.0], 'Lone Tree': [13.0, 75.0], 'Windmaster': [14.4, 21.0], 'Brentwood': [15.0, 75.0], 'GWF 2': [15.3, 75.0], 'Contra Costa': [15.5, 75.0], 'Contra Costa PP': [16.9, 75.0]} | 29461 | 410 | 0.01 | 29051 | 0.99 | [5 empty] | 1194 | 0.04 | 942 | 0.03 |  | 21484 | 0.73 | 102 | 0 | 22053 | 75% | 7408 | 23514 | 80% | 5947 | 24079 | 0.82 | 5382 | 27132 | 92% | 2329 | 6946 | 0.24 | 22515 | 5925 | 0.2 | 23536
574 | Santa Rosa A | PGE NGBA | {} | 11070 | 65 | 0.01 | 11004 | 0.99 | [5 empty] | 238 | 0.02 | 0 | 0 |  | 4605 | 0.42 | 27 | 0 | 9739 | 88% | 1331 | 3624 | 33% | 7446 | 6315 | 0.57 | 4755 | 10732 | 97% | 338 | 7802 | 0.7 | 3268 | 408 | 0.04 | 10661
575 | Piercy | PGE GBA | {} | 2733 | 33 | 0.01 | 2700 | 0.99 | [5 empty] | 0 | 0 | 0 | 0 |  | 2075 | 0.76 | 624 | 0.23 | 2346 | 86% | 387 | 1040 | 38% | 1694 | 1054 | 0.39 | 1679 | 2465 | 90% | 269 | 2627 | 0.96 | 106 | 25 | 0.01 | 2708
576 | Caribou | PGE NGBA | {} | 12798 | 547 | 0.04 | 12250 | 0.96 | [5 empty] | 0 | 0 | 0 | 0 |  | 4537 | 0.35 | 1846 | 0.14 | 5631 | 44% | 7167 | 8606 | 67% | 4192 | 8158 | 0.64 | 4639 | 10869 | 85% | 1929 | 10392 | 0.81 | 2406 | 441 | 0.03 | 12356
577 | Vista (SCE) | SCE Eastern | {} | 4855 | 56 | 0.01 | 4799 | 0.99 | [5 empty] | 0 | 0 | 0 | 0 |  | 1445 | 0.3 | 3282 | 0.68 | 4647 | 96% | 208 | 1038 | 21% | 3817 | 1572 | 0.32 | 3283 | 4702 | 97% | 153 | 3163 | 0.65 | 1693 | 59 | 0.01 | 4796
578 | Cardiff | SCE Eastern | {} | 8350 | 169 | 0.02 | 8180 | 0.98 | [5 empty] | 0 | 0 | 0 | 0 |  | 3595 | 0.43 | 4402 | 0.53 | 6333 | 76% | 2017 | 3318 | 40% | 5031 | 4349 | 0.52 | 4000 | 7692 | 92% | 658 | 4833 | 0.58 | 3517 | 64 | 0.01 | 8286
579 | Cannon | SDGE Imperial | {'Encina': [0.2, 34.0], 'Palomar Airport': [2.8, 29.0], 'San Luis Rey': [5.1, 29.0], 'Shadowridge': [5.4, 22.0], 'Ocean Ranch': [5.6, 30.0], 'Melrose': [6.6, 29.0], 'San Marcos': [7.8, 8.0], 'Pendleton': [11.9, 27.0], 'Artesian': [14.0, 4.0], 'North City Metering': [14.0, 5.0], 'Penasquitos': [16.5, 3.0]} | 217 | 29 | 0.13 | 188 | 0.87 | [5 empty] | 0 | 0 | 0 | 0 |  | 3 | 0.01 | 0 | 0 | 34 | 16% | 183 | 170 | 78% | 47 | 178 | 0.82 | 39 | 178 | 82% | 39 | 0 | 0 | 217 | 32 | 0.15 | 185
580 | Mt Eden | PGE GBA | {'Eastshore': [0.9, 86.0], 'Grant': [4.2, 83.0], 'Castro Valley': [4.7, 76.0], 'Dumbarton': [5.7, 20.0], 'San Leandro U': [6.0, 82.0], 'Edes': [8.9, 81.0], 'Ravenswood': [9.9, 22.0], 'Oakland J': [11.0, 64.0], 'Cooley Landing': [11.1, 8.0], 'Oakland X': [14.0, 64.0], 'Burlingame': [14.5, 1.0], 'Menlo': [14.9, 2.0], 'Oakland C': [15.1, 64.0], 'Moraga': [15.4, 12.0], 'Oakland L': [15.5, 64.0], 'Jefferson': [15.8, 4.0], 'Millbrae': [15.9, 1.0], 'Martin': [17.4, 10.0], 'SAN FRAN A (POTRERO PP)': [17.7, 18.0], 'Potrero': [17.7, 19.0]} | 1260 | 456 | 0.36 | 804 | 0.64 | [5 empty] | 0 | 0 | 0 | 0 |  | 318 | 0.25 | 21 | 0.02 | 263 | 21% | 996 | 467 | 37% | 793 | 580 | 0.46 | 679 | 639 | 51% | 621 | 220 | 0.17 | 1039 | 147 | 0.12 | 1113
581 | Fitch Mountain | PGE NGBA | {} | 12332 | 5 | 0 | 12327 | 1 | [5 empty] | 191 | 0.02 | 22 | 0 |  | 4821 | 0.39 | 3295 | 0.27 | 10487 | 85% | 1845 | 4778 | 39% | 7553 | 8872 | 0.72 | 3460 | 12226 | 99% | 105 | 6061 | 0.49 | 6271 | 47 | 0 | 12285
582 | Stockton A | PGE GBA | {} | 4801 | 495 | 0.1 | 4306 | 0.9 | [5 empty] | 696 | 0.14 | 985 | 0.21 |  | 1121 | 0.23 | 0 | 0 | 713 | 15% | 4087 | 4059 | 85% | 741 | 3895 | 0.81 | 905 | 4077 | 85% | 724 | 0 | 0 | 4801 | 308 | 0.06 | 4493
583 | Saratoga | PGE GBA | {'Vasona': [3.3, 33.0], 'Monta Vista': [4.4, 33.0], 'El Patio': [4.4, 33.0], 'Hicks': [7.0, 33.0]} | 431 | 46 | 0.11 | 385 | 0.89 | [5 empty] | 2 | 0 | 1 | 0 |  | 245 | 0.57 | 0 | 0 | 259 | 60% | 172 | 217 | 50% | 214 | 254 | 0.59 | 177 | 334 | 77% | 97 | 214 | 0.5 | 217 | 64 | 0.15 | 367
584 | Christie | PGE GBA | {'Alhambra': [4.3, 1151.0], 'Martinez': [5.0, 1153.0], 'Carquinez': [6.5, 1156.0], 'Bahia': [6.6, 1153.0], 'Sobrante': [6.8, 744.0], 'San Pablo': [7.1, 819.0], 'El Cerrito G': [7.9, 556.0], 'Meadow Lane': [8.9, 1031.0], 'Parkway': [9.4, 1153.0], 'Richmond R': [10.2, 46.0], 'Lakewood': [10.5, 104.0], 'Standard Oil': [10.7, 49.0], 'Standard Oil 2': [10.8, 49.0], 'Moraga': [11.1, 17.0], 'Oakland X': [13.8, 17.0], 'Oakland L': [13.8, 20.0], 'Oakland C': [14.8, 20.0], 'SAN FRAN A (POTRERO PP)': [19.7, 10.0], 'Potrero': [19.7, 10.0]} | 24242 | 2110 | 0.09 | 22132 | 0.91 | [5 empty] | 314 | 0.01 | 0 | 0 |  | 9964 | 0.41 | 0 | 0 | 12882 | 53% | 11361 | 11741 | 48% | 12502 | 9151 | 0.38 | 15091 | 20606 | 85% | 3637 | 6586 | 0.27 | 17657 | 9120 | 0.38 | 15122
585 | Las Aguilas | PGE Fresno | {} | 5883 | 0 | 0 | 5883 | 1 | [5 empty] | 0 | 0 | 0 | 0 |  | 2053 | 0.35 | 3830 | 0.65 | 5002 | 85% | 881 | 638 | 11% | 5245 | 1236 | 0.21 | 4647 | 5544 | 94% | 339 | 5788 | 0.98 | 95 | 5 | 0 | 5878
586 | Monroe | PGE NGBA | {} | 11126 | 70 | 0.01 | 11056 | 0.99 | [5 empty] | 238 | 0.02 | 0 | 0 |  | 4201 | 0.38 | 0 | 0 | 9732 | 87% | 1395 | 3468 | 31% | 7659 | 6485 | 0.58 | 4641 | 10783 | 97% | 343 | 7716 | 0.69 | 3411 | 413 | 0.04 | 10713
587 | Elliot | SDGE Imperial | {'Elliott': [0.0, 121.0], 'Kearny': [2.8, 121.0], 'Mission': [3.6, 121.0], 'Murray': [4.1, 2.0], 'Mesa Heights': [4.1, 121.0], 'Old Town': [7.0, 121.0], 'Spring Valley': [7.3, 1.0], 'Vine': [7.5, 121.0], 'Silvergate': [9.0, 121.0], 'Point Loma': [9.9, 121.0], 'Bay Boulevard': [14.4, 80.0], 'Otay': [15.4, 1.0], 'Imperial Beach': [16.1, 23.0]} | 732 | 198 | 0.27 | 533 | 0.73 | [5 empty] | 0 | 0 | 0 | 0 |  | 0 | 0 | 0 | 0 | 42 | 6% | 690 | 259 | 35% | 473 | 475 | 0.65 | 257 | 480 | 66% | 252 | 0 | 0 | 732 | 49 | 0.07 | 683
588 | Sunset | PGE Kern | {} | 326 | 97 | 0.3 | 229 | 0.7 | [5 empty] | 0 | 0 | 0 | 0 |  | 208 | 0.64 | 0 | 0 | 86 | 26% | 240 | 0 | 0% | 326 | 0 | 0 | 326 | 86 | 26% | 240 | 183 | 0.56 | 143 | 0 | 0 | 326
589 | Herndon | PGE Fresno | {} | 0 | 0 | 0 | 0 | 0 | [5 empty] | 0 | 0 | 0 | 0 |  | 0 | 0 | 0 | 0 | 0 | 0% | 0 | 0 | 0% | 0 | 0 | 0 | 0 | 0 | 0% | 0 | 0 | 0 | 0 | 0 | 0 | 0
590 | Menlo | PGE GBA | {'Jefferson': [4.9, 20.0], 'Cooley Landing': [5.0, 17.0], 'Ravenswood': [5.5, 20.0], 'Whisman': [7.6, 1.0], 'Dumbarton': [11.7, 13.0], 'Burlingame': [14.0, 10.0], 'Eastshore': [14.2, 10.0], 'Mt Eden': [14.9, 2.0], 'Mt. Eden': [14.9, 2.0], 'Millbrae': [15.8, 8.0]} | 907 | 255 | 0.28 | 652 | 0.72 | [5 empty] | 2 | 0 | 0 | 0 |  | 0 | 0 | 0 | 0 | 105 | 12% | 802 | 264 | 29% | 643 | 514 | 0.57 | 393 | 522 | 58% | 385 | 147 | 0.16 | 760 | 117 | 0.13 | 790
591 | Mountain Pass | SCE EOP | {'Ivanpah': [5.5, 18.0], 'Primm': [14.9, 18.0]} | 7150 | 450 | 0.06 | 6700 | 0.94 | [5 empty] | 0 | 0 | 0 | 0 |  | 0 | 0 | 0 | 0 | 4022 | 56% | 3128 | 3841 | 54% | 3309 | 769 | 0.11 | 6381 | 4766 | 67% | 2384 | 2469 | 0.35 | 4681 | 41 | 0.01 | 7109
592 | San Jose A | PGE GBA | {} | 2521 | 33 | 0.01 | 2488 | 0.99 | [5 empty] | 0 | 0 | 0 | 0 |  | 2075 | 0.82 | 346 | 0.14 | 2182 | 87% | 338 | 783 | 31% | 1738 | 814 | 0.32 | 1707 | 2216 | 88% | 305 | 2350 | 0.93 | 171 | 76 | 0.03 | 2444
593 | Artesian | SDGE Imperial | {'North City Metering': [6.6, 4.0], 'San Marcos': [8.3, 4.0], 'Penasquitos': [8.6, 3.0], 'Shadowridge': [10.3, 4.0], 'Palomar Airport': [11.3, 4.0], 'Cannon': [14.0, 4.0], 'Encina': [14.1, 4.0]} | 152 | 44 | 0.29 | 107 | 0.71 | [5 empty] | 0 | 0 | 0 | 0 |  | 0 | 0 | 0 | 0 | 30 | 19% | 122 | 73 | 48% | 78 | 94 | 0.62 | 58 | 94 | 62% | 58 | 0 | 0 | 152 | 4 | 0.03 | 147
594 | Thousandaire | SCE EOP | {'Gamebird': [3.4, 2.0], 'Pahrump': [4.6, 33.0], 'Charleston': [10.4, 32.0]} | 16519 | 494 | 0.03 | 16025 | 0.97 | [5 empty] | 0 | 0 | 0 | 0 |  | 0 | 0 | 0 | 0 | 3071 | 19% | 13448 | 639 | 4% | 15880 | 7811 | 0.47 | 8708 | 9411 | 57% | 7108 | 13075 | 0.79 | 3443 | 112 | 0.01 | 16407

## LandEnv_Wind_Data_30mi
CEC provided land-use and environmental data criteria for in-state substations at a 30 mile radius for onshore wind resource potential. Note these are based on a techno-economic resource potential base using a 20% CF factor.
[9 empty] | Parcel info not applied for onshore wind mapping |  |  |  |  | Cropland Index not applied for onshore wind mappping
|  |  |  | Res. Potential Base (after techno-economic & protected areas exclusions) | Res. Potential after Core Land Use Screen (Lower Implications Land) | Percentage of Base Potential w/ Lower Implications | Res. Potential excluded by Core screen (Higher Implications Land) | Percentage of Base Potential w/ Higher Implications | [5 empty] | Base Res. Potential w/ Low Cropland Index Values | Percentage of Base Potential w/ Low Cropland Index Values | Base Res. Potential w/ High Cropland Index Values | Percentage of Base Potential w/ High Cropland Index Values |  | Base Res. Potential w/ Tier 2 Fire Threat | Percentage of Base Potential w/ Tier 2 Fire Threat | Base Res. Potential w/ Tier 3 Fire Threat | Percentage of Base Potential w/ Tier 3 Fire Threat | Base Res. Potential w/ ACE Terrestrial Connectivity, 4 or 5, (High Implications) | Percentage of Base Potential w/ Terrestrial Connectivity High Implications | Base Res. Potential w/ Terrestrial Connectivity Low Implications | Base Res. Potential w/ ACE Biodiversity, 5, (High Implications) | Percentage of Base Potential w/ Biodiversity High Implications | Base Res. Potential w/ Biodiversity Low Implications | Base Res. Potential w/ ACE Irreplaceability, 4 or 5, (High Implications) | Percentage of Base Potential w/ Irreplaceability High Implications | Base Res. Potential w/ Irreplaceability Low Implications | Base Res. Potential w/ Any of the three ACE datasets High Implications | Percentage of Base Potential w/ Any of the three ACE datasets High Implications | Base Res. Potential w/ Any of the three ACE datasets Low Implications | Base Res. Potential w/ High Terrestrial Landscape Intactness | Percentage of Base Potential w/ High Terrestrial Landscape Intactness | Base Res. Potential w/ Low Terrestrial Landscape Intactness | Base Res. Potential w/ Classified as Wetlands | Percentage of Base Potential w/ Classified as Wetlands | Base Res. Potential w/ Not Classified as Wetlands
Blue columns indicate additional data calculate/added by CPUC staff in dashboard.
Distance in miles to nearby substations
OBJECTID | IRP_Substation_Name | RESOLVE_Name | Overlaps | RPB_Acres | TRP_Acres | Perc_TRP | High_Implication_Acres | Perc_HighImplication | Parcels_LT_6 | Perc_ParcLT6 | Parcels_LT_30_GT6 | Perc_ParcLT30GT6 | 10th Percentile Parcelization | LowCrop_Acres | Perc_LowCrop | HighCrop_Acres | Perc_HighCrop | Critically overdrafted basin | FT_Tier2_Acres | Perc_FT_Tier2 | FT_Tier3_Acres | Perc_FT_Tier3 | Conn45_Acres | Perc_Conn45 | Low Conn Acres | Bio5_Acres | Perc_Bio5 | Low Bio Acres | Irr45_Acres | Perc_Irr45 | Low Irr Acres | ACE_All_Acres | Perc_AllACE | Low AllACE Acres | High_Intact_Acres | Perc_HighIntact | LowIntact Acres | Wetlands_Acres | Perc_Wetlands | Not Wetlands Acres
1 | Cal Flats | PGE Fresno | {'Cholame': [12.8, 71.0], 'Avenal': [13.7, 38.0]} | 10247 | 676 | 0.07 | 9570 | 0.93 | [5 empty] | 1090 | 0.11 | 0 | 0 |  | 8616 | 0.84 | 679 | 0.07 | 6992 | 0.68 | 3254 | 452 | 0.04 | 9794 | 2041 | 0.2 | 8206 | 7567 | 0.74 | 2680 | 6404 | 0.63 | 3842 | 69 | 0.01 | 10178
2 | Collinsville | PGE GBA | {'Birds Landing': [3.1, 7117.0], 'Pittsburg': [4.5, 1354.0], 'GWF 2': [4.7, 1443.0], 'Kirker': [5.6, 1021.0], 'Contra Costa PP': [6.1, 2947.0], 'Shiloh III': [6.2, 6754.0], 'Contra Costa': [6.3, 1715.0], 'Lambie': [9.9, 5042.0], 'Lambie Energy': [9.9, 5042.0], 'Lone Tree': [10.2, 277.0], 'Clayton': [11.9, 6.0], 'Brentwood': [14.2, 64.0], 'Meadow Lane': [14.3, 6.0], 'Martinez': [15.8, 6.0], 'Peabody': [16.0, 1108.0], 'Bahia': [16.3, 6.0], 'Grand Island': [16.9, 1914.0], 'Alhambra': [17.0, 4.0]} | 145841 | 12996 | 0.09 | 132845 | 0.91 | [5 empty] | 27729 | 0.19 | 32111 | 0.22 |  | 68279 | 0.47 | 102 | 0 | 45036 | 0.31 | 100804 | 57161 | 0.39 | 88680 | 58329 | 0.4 | 87512 | 86412 | 0.59 | 59429 | 19423 | 0.13 | 126417 | 31067 | 0.21 | 114774
3 | Santa Teresa | PGE GBA | {} | 10312 | 101 | 0.01 | 10211 | 0.99 | [5 empty] | 7 | 0 | 9 | 0 |  | 4042 | 0.39 | 5816 | 0.56 | 9327 | 0.9 | 986 | 3583 | 0.35 | 6729 | 4573 | 0.44 | 5739 | 9816 | 0.95 | 497 | 9505 | 0.92 | 808 | 162 | 0.02 | 10151
4 | Carrizo Gorge | SDGE Imperial | {'Boulevard': [4.2, 11376.0], 'Crestwood': [5.5, 11361.0], 'East County': [10.6, 2020.0], 'Suncrest - Ocotillo (Proposed)': [11.9, 4733.0], 'Cameron': [13.9, 4878.0]} | 74103 | 14231 | 0.19 | 59872 | 0.81 | [5 empty] | 1 | 0 | 0 | 0 |  | 17092 | 0.23 | 19656 | 0.27 | 9260 | 0.12 | 64843 | 8823 | 0.12 | 65280 | 18273 | 0.25 | 55830 | 27284 | 0.37 | 46819 | 41399 | 0.56 | 32704 | 1682 | 0.02 | 72421
5 | Avenal | PGE Kern | {'Cal Flats': [13.7, 38.0]} | 8329 | 325 | 0.04 | 8004 | 0.96 | [5 empty] | 1074 | 0.13 | 0 | 0 |  | 7564 | 0.91 | 173 | 0.02 | 5975 | 0.72 | 2354 | 390 | 0.05 | 7940 | 1680 | 0.2 | 6650 | 6412 | 0.77 | 1917 | 5652 | 0.68 | 2677 | 69 | 0.01 | 8261
6 | Crazy Horse Canyon | PGE GBA | {} | 14562 | 6092 | 0.42 | 8470 | 0.58 | [5 empty] | 280 | 0.02 | 5629 | 0.39 |  | 3269 | 0.22 | 3807 | 0.26 | 6535 | 0.45 | 8027 | 854 | 0.06 | 13709 | 1736 | 0.12 | 12826 | 7671 | 0.53 | 6892 | 6767 | 0.46 | 7796 | 604 | 0.04 | 13958
7 | Estrella | PGE Kern | {'Templeton': [7.3, 138.0]} | 22509 | 2488 | 0.11 | 20021 | 0.89 | [5 empty] | 1126 | 0.05 | 0 | 0 |  | 17563 | 0.78 | 3784 | 0.17 | 14150 | 0.63 | 8359 | 1898 | 0.08 | 20611 | 5377 | 0.24 | 17131 | 15725 | 0.7 | 6783 | 14211 | 0.63 | 8298 | 251 | 0.01 | 22258
8 | Ocean Ranch | SDGE Imperial | {'San Luis Rey': [2.3, 29.0], 'Melrose': [2.4, 29.0], 'Cannon': [5.6, 30.0], 'Encina': [5.7, 30.0], 'Shadowridge': [5.8, 17.0], 'Palomar Airport': [6.1, 24.0], 'Pendleton': [7.2, 27.0], 'San Marcos': [8.0, 3.0], 'North City Metering': [18.0, 1.0]} | 324 | 85 | 0.26 | 240 | 0.74 | [5 empty] | 0 | 0 | 0 | 0 |  | 3 | 0.01 | 0 | 0 | 34 | 0.1 | 291 | 186 | 0.57 | 139 | 221 | 0.68 | 104 | 221 | 0.68 | 104 | 0 | 0 | 324 | 32 | 0.1 | 292
9 | Green Valley | PGE GBA | {'Moss Landing': [10.2, 5.0]} | 1629 | 164 | 0.1 | 1465 | 0.9 | [5 empty] | 5 | 0 | 8 | 0 |  | 759 | 0.47 | 272 | 0.17 | 911 | 0.56 | 718 | 498 | 0.31 | 1131 | 544 | 0.33 | 1085 | 1318 | 0.81 | 311 | 961 | 0.59 | 668 | 69 | 0.04 | 1560
10 | Union (Estrella) | PGE Kern | {'Templeton': [7.3, 138.0]} | 22509 | 2488 | 0.11 | 20021 | 0.89 | [5 empty] | 1126 | 0.05 | 0 | 0 |  | 17563 | 0.78 | 3784 | 0.17 | 14150 | 0.63 | 8359 | 1898 | 0.08 | 20611 | 5377 | 0.24 | 17131 | 15725 | 0.7 | 6783 | 14211 | 0.63 | 8298 | 251 | 0.01 | 22258
11 | Crescent | PGE Fresno | {} | 264 | 0 | 0 | 264 | 1 | [5 empty] | 0 | 0 | 0 | 0 |  | 171 | 0.65 | 76 | 0.29 | 264 | 1 | 0 | 0 | 0 | 264 | 27 | 0.1 | 237 | 264 | 1 | 0 | 193 | 0.73 | 71 | 0 | 0 | 264
12 | Vincent | SCE Northern | {'Antelope': [17.4, 1654.0]} | 103969 | 39588 | 0.38 | 64381 | 0.62 | [5 empty] | 2428 | 0.02 | 760 | 0.01 |  | 20423 | 0.2 | 14926 | 0.14 | 11111 | 0.11 | 92857 | 34033 | 0.33 | 69936 | 26846 | 0.26 | 77123 | 47000 | 0.45 | 56969 | 29276 | 0.28 | 74693 | 2334 | 0.02 | 101635
13 | El Nido (PGE) | PGE Fresno | {} | 0 | 0 | 0 | 0 | 0 | [5 empty] | 0 | 0 | 0 | 0 |  | 0 | 0 | 0 | 0 | 0 | 0 | 0 | 0 | 0 | 0 | 0 | 0 | 0 | 0 | 0 | 0 | 0 | 0 | 0 | 0 | 0 | 0
14 | Cortina | PGE NGBA | {} | 52470 | 1069 | 0.02 | 51401 | 0.98 | [5 empty] | 3277 | 0.06 | 1110 | 0.02 |  | 20269 | 0.39 | 30395 | 0.58 | 36098 | 0.69 | 16373 | 6758 | 0.13 | 45712 | 11453 | 0.22 | 41018 | 40439 | 0.77 | 12032 | 43138 | 0.82 | 9332 | 417 | 0.01 | 52054
15 | Delta Pumps | PGE GBA | {} | 81978 | 7943 | 0.1 | 74035 | 0.9 | [5 empty] | 10580 | 0.13 | 8915 | 0.11 |  | 42067 | 0.51 | 4617 | 0.06 | 43622 | 0.53 | 38357 | 50577 | 0.62 | 31401 | 50450 | 0.62 | 31528 | 62332 | 0.76 | 19646 | 22779 | 0.28 | 59199 | 12876 | 0.16 | 69102
16 | Morgan Hill | PGE GBA | {} | 11446 | 103 | 0.01 | 11343 | 0.99 | [5 empty] | 1 | 0 | 6 | 0 |  | 4985 | 0.44 | 6139 | 0.54 | 10485 | 0.92 | 962 | 2262 | 0.2 | 9184 | 3084 | 0.27 | 8362 | 10892 | 0.95 | 554 | 10842 | 0.95 | 604 | 102 | 0.01 | 11345
17 | Jessup | PGE NGBA | {} | 4048 | 1072 | 0.26 | 2977 | 0.74 | [5 empty] | 0 | 0 | 0 | 0 |  | 1710 | 0.42 | 1487 | 0.37 | 843 | 0.21 | 3205 | 270 | 0.07 | 3779 | 597 | 0.15 | 3451 | 1086 | 0.27 | 2962 | 2571 | 0.64 | 1477 | 74 | 0.02 | 3974
18 | Elk Hills | PGE Kern | {} | 142 | 54 | 0.38 | 88 | 0.62 | [5 empty] | 0 | 0 | 0 | 0 |  | 31 | 0.22 | 67 | 0.48 | 23 | 0.16 | 119 | 0 | 0 | 142 | 0 | 0 | 142 | 23 | 0.16 | 119 | 87 | 0.62 | 54 | 0 | 0 | 142
19 | Ignacio | PGE NGBA | {'Standard Oil': [11.8, 41.0], 'Standard Oil 2': [11.8, 41.0], 'Lakeville': [12.3, 37.0], 'San Pablo': [12.7, 41.0], 'Richmond R': [14.0, 41.0], 'El Cerrito G': [17.0, 15.0]} | 30192 | 2194 | 0.07 | 27998 | 0.93 | [5 empty] | 438 | 0.01 | 20 | 0 |  | 18011 | 0.6 | 0 | 0 | 20250 | 0.67 | 9943 | 8164 | 0.27 | 22028 | 11723 | 0.39 | 18469 | 26203 | 0.87 | 3989 | 18107 | 0.6 | 12085 | 2291 | 0.08 | 27901
20 | Malin | <Null> | {} | 167617 | 11491 | 0.07 | 156127 | 0.93 | [5 empty] | 2643 | 0.02 | 2120 | 0.01 |  | 11925 | 0.07 | 0 | 0 | 137016 | 0.82 | 30601 | 8806 | 0.05 | 158811 | 18432 | 0.11 | 149185 | 137810 | 0.82 | 29807 | 140641 | 0.84 | 26976 | 3563 | 0.02 | 164055
21 | Redbud | PGE NGBA | {'Konocti': [7.8, 57.0]} | 36727 | 572 | 0.02 | 36156 | 0.98 | [5 empty] | 193 | 0.01 | 17 | 0 |  | 7411 | 0.2 | 26925 | 0.73 | 22222 | 0.61 | 14505 | 9398 | 0.26 | 27330 | 15643 | 0.43 | 21085 | 27006 | 0.74 | 9721 | 27699 | 0.75 | 9028 | 222 | 0.01 | 36505
22 | Arcata | PGE NGBA | {'Humboldt': [6.0, 110.0], 'Harris': [6.4, 110.0], 'Humboldt Bay': [10.8, 110.0]} | 16258 | 2675 | 0.16 | 13583 | 0.84 | [5 empty] | 0 | 0 | 0 | 0 |  | 1648 | 0.1 | 695 | 0.04 | 1985 | 0.12 | 14272 | 1210 | 0.07 | 15047 | 1653 | 0.1 | 14605 | 2966 | 0.18 | 13292 | 11201 | 0.69 | 5056 | 1060 | 0.07 | 15198
23 | Suncrest | SDGE Imperial | {} | 45128 | 11554 | 0.26 | 33574 | 0.74 | [5 empty] | 7 | 0 | 0 | 0 |  | 18287 | 0.41 | 22526 | 0.5 | 7290 | 0.16 | 37839 | 9620 | 0.21 | 35508 | 21018 | 0.47 | 24110 | 25611 | 0.57 | 19518 | 13516 | 0.3 | 31613 | 1434 | 0.03 | 43694
24 | Cressey | PGE Fresno | {} | 0 | 0 | 0 | 0 | 0 | [5 empty] | 0 | 0 | 0 | 0 |  | 0 | 0 | 0 | 0 | 0 | 0 | 0 | 0 | 0 | 0 | 0 | 0 | 0 | 0 | 0 | 0 | 0 | 0 | 0 | 0 | 0 | 0
25 | Kearny | SDGE Imperial | {'Mesa Heights': [1.5, 155.0], 'Elliot': [2.8, 121.0], 'Elliott': [2.8, 122.0], 'Mission': [3.4, 155.0], 'Old Town': [5.8, 155.0], 'Murray': [6.9, 2.0], 'Vine': [7.1, 155.0], 'Penasquitos': [7.8, 23.0], 'Point Loma': [8.6, 155.0], 'Silvergate': [9.6, 132.0], 'Spring Valley': [9.9, 1.0], 'North City Metering': [10.1, 23.0], 'Bay Boulevard': [15.7, 83.0], 'Otay': [17.0, 1.0], 'Imperial Beach': [17.4, 23.0]} | 901 | 219 | 0.24 | 682 | 0.76 | [5 empty] | 0 | 0 | 0 | 0 |  | 0 | 0 | 0 | 0 | 78 | 0.09 | 822 | 374 | 0.42 | 527 | 608 | 0.67 | 293 | 613 | 0.68 | 287 | 12 | 0.01 | 888 | 70 | 0.08 | 831
26 | Victor | SCE NOL | {'New Sub - Kramer - Lugo (Proposed)': [5.1, 25.0], 'Roadway': [5.1, 25.0], 'Lugo': [9.7, 442.0]} | 74419 | 5904 | 0.08 | 68516 | 0.92 | [5 empty] | 0 | 0 | 0 | 0 |  | 7737 | 0.1 | 7900 | 0.11 | 38530 | 0.52 | 35889 | 29846 | 0.4 | 44573 | 24013 | 0.32 | 50406 | 56661 | 0.76 | 17758 | 37961 | 0.51 | 36458 | 274 | 0 | 74145
27 | Millbrae | PGE GBA | {'Burlingame': [1.9, 123.0], 'Martin': [6.9, 102.0], 'SAN FRAN A (POTRERO PP)': [10.5, 68.0], 'Potrero': [10.5, 68.0], 'Jefferson': [11.8, 60.0], 'Grant': [13.4, 15.0], 'Edes': [14.2, 16.0], 'Oakland C': [14.6, 27.0], 'Oakland J': [14.6, 27.0], 'Eastshore': [15.0, 8.0], 'Oakland L': [15.7, 27.0], 'Menlo': [15.8, 8.0], 'Mt Eden': [15.9, 1.0], 'Mt. Eden': [15.9, 1.0], 'Ravenswood': [15.9, 25.0], 'Oakland X': [16.4, 27.0], 'Cooley Landing': [17.1, 4.0]} | 3885 | 853 | 0.22 | 3032 | 0.78 | [5 empty] | 3 | 0 | 0 | 0 |  | 1370 | 0.35 | 0 | 0 | 280 | 0.07 | 3605 | 1743 | 0.45 | 2142 | 2641 | 0.68 | 1245 | 2744 | 0.71 | 1142 | 757 | 0.19 | 3128 | 257 | 0.07 | 3629
28 | Arcogen | SCE Metro | {'Hinson': [1.2, 397.0], 'Harborgen': [2.8, 397.0], 'Long Beach': [3.7, 397.0], 'Lighthipe': [5.9, 309.0], 'La Fresa': [6.3, 66.0], 'Redondo': [8.5, 11.0], 'Del Amo': [8.6, 328.0], 'Alamitos': [9.0, 371.0], 'El Nido': [9.2, 11.0], 'Chevmain': [10.8, 11.0], 'El Segundo': [12.0, 11.0]} | 1267 | 423 | 0.33 | 844 | 0.67 | [5 empty] | 0 | 0 | 0 | 0 |  | 0 | 0 | 0 | 0 | 12 | 0.01 | 1255 | 257 | 0.2 | 1010 | 780 | 0.62 | 487 | 791 | 0.62 | 476 | 0 | 0 | 1267 | 31 | 0.02 | 1236
29 | Soledad | PGE GBA | {'Coburn': [15.4, 95.0]} | 18756 | 7485 | 0.4 | 11271 | 0.6 | [5 empty] | 303 | 0.02 | 6148 | 0.33 |  | 3984 | 0.21 | 6218 | 0.33 | 7666 | 0.41 | 11090 | 1100 | 0.06 | 17656 | 2963 | 0.16 | 15792 | 9168 | 0.49 | 9588 | 8766 | 0.47 | 9990 | 560 | 0.03 | 18196
30 | Vierra | PGE GBA | {} | 45129 | 1493 | 0.03 | 43636 | 0.97 | [5 empty] | 2317 | 0.05 | 2469 | 0.05 |  | 28978 | 0.64 | 4962 | 0.11 | 32900 | 0.73 | 12229 | 34166 | 0.76 | 10963 | 38151 | 0.85 | 6978 | 42465 | 0.94 | 2665 | 19014 | 0.42 | 26115 | 2031 | 0.04 | 43099
31 | Walnut | SCE Metro | {} | 1971 | 437 | 0.22 | 1534 | 0.78 | [5 empty] | 0 | 0 | 0 | 0 |  | 0 | 0 | 514 | 0.26 | 519 | 0.26 | 1452 | 317 | 0.16 | 1655 | 968 | 0.49 | 1004 | 1364 | 0.69 | 607 | 580 | 0.29 | 1391 | 32 | 0.02 | 1939
32 | Coburn | PGE GBA | {'Soledad': [15.4, 95.0]} | 18313 | 8233 | 0.45 | 10079 | 0.55 | [5 empty] | 303 | 0.02 | 6148 | 0.34 |  | 2748 | 0.15 | 7535 | 0.41 | 6368 | 0.35 | 11945 | 1219 | 0.07 | 17093 | 3285 | 0.18 | 15028 | 8096 | 0.44 | 10217 | 6821 | 0.37 | 11492 | 551 | 0.03 | 17762
33 | Madison | PGE NGBA | {} | 98729 | 2901 | 0.03 | 95828 | 0.97 | [5 empty] | 15885 | 0.16 | 15540 | 0.16 |  | 54426 | 0.55 | 21253 | 0.22 | 54290 | 0.55 | 44439 | 16371 | 0.17 | 82358 | 18292 | 0.19 | 80437 | 67578 | 0.68 | 31151 | 52318 | 0.53 | 46411 | 8641 | 0.09 | 90088
34 | Lone Tree | PGE GBA | {'Contra Costa': [3.9, 352.0], 'Contra Costa PP': [4.8, 352.0], 'Brentwood': [4.9, 139.0], 'GWF 2': [7.3, 346.0], 'Kirker': [9.5, 202.0], 'Pittsburg': [9.7, 217.0], 'Collinsville': [10.2, 277.0], 'Clayton': [11.3, 1.0], 'Tassajara': [13.0, 75.0], 'Birds Landing': [13.0, 277.0], 'Shiloh III': [16.2, 210.0], 'Lambie': [20.0, 8.0], 'Lambie Energy': [20.0, 8.0]} | 142933 | 12598 | 0.09 | 130336 | 0.91 | [5 empty] | 25294 | 0.18 | 29055 | 0.2 |  | 68998 | 0.48 | 1161 | 0.01 | 48474 | 0.34 | 94459 | 68208 | 0.48 | 74725 | 67344 | 0.47 | 75589 | 88209 | 0.62 | 54725 | 21884 | 0.15 | 121050 | 30629 | 0.21 | 112304
35 | Eldorado | SCE EOP | {'Sloan Canyon': [5.3, 237.0], 'Mead': [13.2, 120.0]} | 10373 | 469 | 0.05 | 9904 | 0.95 | [5 empty] | 0 | 0 | 0 | 0 |  | 0 | 0 | 0 | 0 | 1692 | 0.16 | 8680 | 998 | 0.1 | 9375 | 211 | 0.02 | 10161 | 1904 | 0.18 | 8469 | 321 | 0.03 | 10052 | 0 | 0 | 10373
36 | Mercy Springs | PGE Fresno | {} | 9989 | 0 | 0 | 9989 | 1 | [5 empty] | 3 | 0 | 0 | 0 |  | 4602 | 0.46 | 5379 | 0.54 | 9304 | 0.93 | 684 | 454 | 0.05 | 9535 | 1069 | 0.11 | 8919 | 9591 | 0.96 | 397 | 9727 | 0.97 | 261 | 16 | 0 | 9972
37 | Meridian | PGE NGBA | {} | 34828 | 630 | 0.02 | 34199 | 0.98 | [5 empty] | 3151 | 0.09 | 1088 | 0.03 |  | 14720 | 0.42 | 19354 | 0.56 | 23540 | 0.68 | 11289 | 3053 | 0.09 | 31776 | 2671 | 0.08 | 32158 | 25139 | 0.72 | 9689 | 29022 | 0.83 | 5807 | 162 | 0 | 34666
38 | Excelsior | PGE Fresno | {} | 280 | 0 | 0 | 280 | 1 | [5 empty] | 0 | 0 | 0 | 0 |  | 171 | 0.61 | 91 | 0.33 | 280 | 1 | 0 | 0 | 0 | 280 | 27 | 0.1 | 253 | 280 | 1 | 0 | 208 | 0.75 | 71 | 0 | 0 | 280
39 | Hassayampa | SDGE Arizona | {} | 0 | 0 | 0 | 0 | 0 | [5 empty] | 0 | 0 | 0 | 0 |  | 0 | 0 | 0 | 0 | 0 | 0 | 0 | 0 | 0 | 0 | 0 | 0 | 0 | 0 | 0 | 0 | 0 | 0 | 0 | 0 | 0 | 0
40 | Center | SCE Metro | {} | 1248 | 411 | 0.33 | 838 | 0.67 | [5 empty] | 0 | 0 | 0 | 0 |  | 0 | 0 | 0 | 0 | 9 | 0.01 | 1239 | 257 | 0.21 | 991 | 780 | 0.62 | 469 | 789 | 0.63 | 460 | 0 | 0 | 1248 | 31 | 0.02 | 1217
41 | Leprino | PGE Fresno | {} | 196 | 0 | 0 | 196 | 1 | [5 empty] | 0 | 0 | 0 | 0 |  | 178 | 0.91 | 0 | 0 | 196 | 1 | 0 | 0 | 0 | 196 | 27 | 0.14 | 169 | 196 | 1 | 0 | 125 | 0.64 | 71 | 0 | 0 | 196
42 | Springville | SCE Northern | {} | 580 | 0 | 0 | 580 | 1 | [5 empty] | 0 | 0 | 0 | 0 |  | 223 | 0.38 | 357 | 0.62 | 0 | 0 | 580 | 217 | 0.37 | 363 | 396 | 0.68 | 184 | 396 | 0.68 | 184 | 529 | 0.91 | 51 | 25 | 0.04 | 555
43 | Mustang | PGE Fresno | {} | 407 | 0 | 0 | 407 | 1 | [5 empty] | 0 | 0 | 0 | 0 |  | 313 | 0.77 | 76 | 0.19 | 387 | 0.95 | 20 | 0 | 0 | 407 | 27 | 0.07 | 380 | 387 | 0.95 | 20 | 335 | 0.82 | 71 | 0 | 0 | 407
44 | Parkway | PGE NGBA | {'Carquinez': [3.9, 1153.0], 'Bahia': [5.6, 1153.0], 'Tulucay': [8.3, 149.0], 'Christie': [9.4, 1153.0], 'Martinez': [9.9, 1153.0], 'Alhambra': [10.9, 1150.0], 'San Pablo': [12.7, 796.0], 'Meadow Lane': [14.8, 1031.0], 'Sobrante': [16.2, 721.0], 'El Cerrito G': [16.3, 533.0], 'Peabody': [16.4, 149.0], 'Standard Oil': [16.5, 26.0], 'Standard Oil 2': [16.5, 26.0], 'Richmond R': [17.1, 23.0], 'Lakewood': [18.0, 104.0]} | 99476 | 13159 | 0.13 | 86317 | 0.87 | [5 empty] | 18327 | 0.18 | 10525 | 0.11 |  | 56564 | 0.57 | 54 | 0 | 37848 | 0.38 | 61628 | 41078 | 0.41 | 58398 | 39257 | 0.39 | 60219 | 69728 | 0.7 | 29748 | 23929 | 0.24 | 75547 | 25437 | 0.26 | 74039
45 | Carpenter Canyon (fka Gamebird) | SCE EOP | {'Thousandaire': [3.4, 2.0], 'Pahrump': [4.5, 2.0], 'Charleston': [12.2, 1.0]} | 20125 | 1761 | 0.09 | 18363 | 0.91 | [5 empty] | 0 | 0 | 0 | 0 |  | 0 | 0 | 0 | 0 | 3071 | 0.15 | 17053 | 639 | 0.03 | 19485 | 7881 | 0.39 | 12243 | 9481 | 0.47 | 10643 | 14281 | 0.71 | 5844 | 136 | 0.01 | 19988
46 | Stagg | PGE GBA | {} | 95290 | 9165 | 0.1 | 86124 | 0.9 | [5 empty] | 16363 | 0.17 | 20451 | 0.21 |  | 42363 | 0.44 | 898 | 0.01 | 39917 | 0.42 | 55373 | 43981 | 0.46 | 51309 | 45310 | 0.48 | 49980 | 56466 | 0.59 | 38824 | 15755 | 0.17 | 79535 | 14778 | 0.16 | 80512
47 | Lakeview | PGE Kern | {} | 23262 | 150 | 0.01 | 23113 | 0.99 | [5 empty] | 0 | 0 | 0 | 0 |  | 16060 | 0.69 | 5815 | 0.25 | 18883 | 0.81 | 4379 | 14963 | 0.64 | 8299 | 17533 | 0.75 | 5729 | 22759 | 0.98 | 503 | 14986 | 0.64 | 8277 | 692 | 0.03 | 22571
48 | Balch 2 | PGE Fresno | {} | 7 | 0 | 0 | 7 | 1 | [5 empty] | 0 | 0 | 0 | 0 |  | 7 | 1 | 0 | 0 | 0 | 0 | 7 | 0 | 0 | 7 | 7 | 1 | 0 | 7 | 1 | 0 | 7 | 1 | 0 | 0 | 0 | 7
49 | Racetrack | PGE GBA | {} | 146 | 57 | 0.39 | 89 | 0.61 | [5 empty] | 0 | 0 | 0 | 0 |  | 30 | 0.2 | 62 | 0.42 | 0 | 0 | 146 | 0 | 0 | 146 | 21 | 0.15 | 125 | 21 | 0.15 | 125 | 89 | 0.61 | 57 | 14 | 0.1 | 132
50 | Schindler | PGE Fresno | {} | 264 | 0 | 0 | 264 | 1 | [5 empty] | 0 | 0 | 0 | 0 |  | 171 | 0.65 | 76 | 0.29 | 264 | 1 | 0 | 0 | 0 | 264 | 27 | 0.1 | 237 | 264 | 1 | 0 | 193 | 0.73 | 71 | 0 | 0 | 264
51 | Cameron | SDGE Imperial | {'Crestwood': [8.4, 4923.0], 'Suncrest - Ocotillo (Proposed)': [10.2, 2832.0], 'Boulevard': [12.5, 4920.0], 'Carrizo Gorge': [13.9, 4878.0]} | 42707 | 11565 | 0.27 | 31142 | 0.73 | [5 empty] | 7 | 0 | 0 | 0 |  | 17127 | 0.4 | 19997 | 0.47 | 4570 | 0.11 | 38137 | 9202 | 0.22 | 33504 | 18549 | 0.43 | 24158 | 22620 | 0.53 | 20086 | 13781 | 0.32 | 28926 | 836 | 0.02 | 41871
52 | Konocti | PGE NGBA | {'Redbud': [7.8, 57.0]} | 39455 | 1295 | 0.03 | 38160 | 0.97 | [5 empty] | 281 | 0.01 | 34 | 0 |  | 10350 | 0.26 | 25015 | 0.63 | 23216 | 0.59 | 16239 | 10570 | 0.27 | 28885 | 19061 | 0.48 | 20394 | 29096 | 0.74 | 10359 | 29037 | 0.74 | 10418 | 220 | 0.01 | 39235
53 | North Gila - IV (Proposed) | SDGE Imperial | {'Drop 4': [2.1, 1036.0], 'Highline': [4.2, 844.0]} | 44803 | 7765 | 0.17 | 37038 | 0.83 | [5 empty] | 50 | 0 | 21 | 0 |  | 0 | 0 | 0 | 0 | 10479 | 0.23 | 34323 | 9495 | 0.21 | 35308 | 7341 | 0.16 | 37462 | 19441 | 0.43 | 25362 | 31877 | 0.71 | 12926 | 606 | 0.01 | 44197
54 | Rector | SCE Northern | {} | 0 | 0 | 0 | 0 | 0 | [5 empty] | 0 | 0 | 0 | 0 |  | 0 | 0 | 0 | 0 | 0 | 0 | 0 | 0 | 0 | 0 | 0 | 0 | 0 | 0 | 0 | 0 | 0 | 0 | 0 | 0 | 0 | 0
55 | Round Mountain | PGE NGBA | {'Cove Road': [4.9, 537.0], 'New Sub - Pit 1 - Cottonwood (Proposed)': [6.1, 594.0], 'Carberry': [10.2, 537.0], 'Fern Road': [11.5, 57.0], 'Burney Forest': [12.5, 537.0], 'Burney Forest Power': [12.5, 537.0], 'Pit 4': [13.3, 172.0]} | 13064 | 2064 | 0.16 | 11000 | 0.84 | [5 empty] | 0 | 0 | 0 | 0 |  | 7389 | 0.57 | 2663 | 0.2 | 4708 | 0.36 | 8356 | 2894 | 0.22 | 10170 | 2925 | 0.22 | 10138 | 7833 | 0.6 | 5231 | 7360 | 0.56 | 5704 | 96 | 0.01 | 12967
56 | Vestal | SCE Northern | {} | 979 | 95 | 0.1 | 884 | 0.9 | [5 empty] | 0 | 0 | 0 | 0 |  | 222 | 0.23 | 758 | 0.77 | 61 | 0.06 | 918 | 49 | 0.05 | 930 | 357 | 0.36 | 622 | 357 | 0.36 | 622 | 787 | 0.8 | 193 | 1 | 0 | 978
57 | Silverado | PGE NGBA | {} | 66799 | 2024 | 0.03 | 64775 | 0.97 | [5 empty] | 2449 | 0.04 | 1520 | 0.02 |  | 44826 | 0.67 | 15839 | 0.24 | 55161 | 0.83 | 11638 | 11534 | 0.17 | 55264 | 18652 | 0.28 | 48147 | 57956 | 0.87 | 8842 | 49488 | 0.74 | 17311 | 1012 | 0.02 | 65786
58 | Penngrove | PGE NGBA | {'Corona': [3.7, 58.0], 'Lakeville': [7.0, 58.0]} | 27120 | 383 | 0.01 | 26737 | 0.99 | [5 empty] | 487 | 0.02 | 21 | 0 |  | 16409 | 0.61 | 67 | 0 | 23335 | 0.86 | 3785 | 6098 | 0.22 | 21022 | 12513 | 0.46 | 14607 | 25226 | 0.93 | 1894 | 20006 | 0.74 | 7114 | 1183 | 0.04 | 25938
59 | Bridgeville | PGE NGBA | {} | 41435 | 8115 | 0.2 | 33320 | 0.8 | [5 empty] | 2 | 0 | 0 | 0 |  | 2622 | 0.06 | 1407 | 0.03 | 3161 | 0.08 | 38274 | 3747 | 0.09 | 37689 | 6176 | 0.15 | 35259 | 8085 | 0.2 | 33350 | 26778 | 0.65 | 14657 | 625 | 0.02 | 40810
60 | Logan Creek | PGE NGBA | {} | 9013 | 643 | 0.07 | 8370 | 0.93 | [5 empty] | 281 | 0.03 | 42 | 0 |  | 5538 | 0.61 | 2871 | 0.32 | 4168 | 0.46 | 4846 | 921 | 0.1 | 8093 | 2495 | 0.28 | 6518 | 6239 | 0.69 | 2774 | 5833 | 0.65 | 3180 | 1292 | 0.14 | 7722
61 | Famoso | PGE Kern | {} | 54 | 0 | 0 | 54 | 1 | [5 empty] | 0 | 0 | 0 | 0 |  | 0 | 0 | 54 | 1 | 54 | 1 | 0 | 0 | 0 | 54 | 54 | 1 | 0 | 54 | 1 | 0 | 54 | 1 | 0 | 0 | 0 | 54
62 | New Sub - Los Banos - Midway (Proposed) | PGE Fresno | {} | 264 | 0 | 0 | 264 | 1 | [5 empty] | 0 | 0 | 0 | 0 |  | 171 | 0.65 | 76 | 0.29 | 264 | 1 | 0 | 0 | 0 | 264 | 27 | 0.1 | 237 | 264 | 1 | 0 | 193 | 0.73 | 71 | 0 | 0 | 264
63 | Lockeford | PGE GBA | {} | 32260 | 3597 | 0.11 | 28664 | 0.89 | [5 empty] | 6082 | 0.19 | 16586 | 0.51 |  | 315 | 0.01 | 0 | 0 | 309 | 0.01 | 31952 | 8908 | 0.28 | 23352 | 8908 | 0.28 | 23352 | 9183 | 0.28 | 23077 | 0 | 0 | 32260 | 2608 | 0.08 | 29653
64 | Etiwanda | SCE Eastern | {} | 11652 | 503 | 0.04 | 11149 | 0.96 | [5 empty] | 0 | 0 | 0 | 0 |  | 4619 | 0.4 | 3995 | 0.34 | 6798 | 0.58 | 4854 | 5992 | 0.51 | 5660 | 6464 | 0.55 | 5188 | 10788 | 0.93 | 864 | 5690 | 0.49 | 5962 | 64 | 0.01 | 11588
65 | Edes | PGE GBA | {'Oakland J': [2.0, 303.0], 'San Leandro U': [3.2, 166.0], 'Grant': [5.0, 139.0], 'Oakland X': [5.1, 303.0], 'Oakland C': [6.3, 303.0], 'Oakland L': [6.5, 303.0], 'Moraga': [7.8, 182.0], 'Castro Valley': [7.9, 74.0], 'Mt Eden': [8.9, 81.0], 'Mt. Eden': [8.9, 81.0], 'Eastshore': [9.0, 83.0], 'SAN FRAN A (POTRERO PP)': [10.5, 257.0], 'Potrero': [10.5, 258.0], 'Sobrante': [11.6, 122.0], 'Martin': [12.0, 222.0], 'El Cerrito G': [13.7, 178.0], 'Burlingame': [13.9, 14.0], 'Millbrae': [14.2, 16.0], 'Dumbarton': [14.6, 17.0], 'Richmond R': [16.2, 120.0], 'Ravenswood': [17.4, 17.0], 'Standard Oil': [18.3, 7.0], 'Standard Oil 2': [18.3, 7.0], 'Cooley Landing': [18.8, 4.0], 'San Pablo': [18.8, 6.0]} | 24307 | 2184 | 0.09 | 22123 | 0.91 | [5 empty] | 14 | 0 | 0 | 0 |  | 10973 | 0.45 | 102 | 0 | 13234 | 0.54 | 11074 | 14970 | 0.62 | 9337 | 13201 | 0.54 | 11106 | 20492 | 0.84 | 3815 | 5650 | 0.23 | 18657 | 8186 | 0.34 | 16121
66 | GWF 2 | PGE GBA | {'Pittsburg': [2.4, 1359.0], 'Kirker': [2.5, 1026.0], 'Contra Costa': [4.4, 1400.0], 'Collinsville': [4.7, 1443.0], 'Contra Costa PP': [5.3, 1400.0], 'Lone Tree': [7.3, 346.0], 'Clayton': [7.7, 11.0], 'Birds Landing': [7.7, 1439.0], 'Shiloh III': [10.7, 1377.0], 'Meadow Lane': [11.0, 10.0], 'Brentwood': [12.0, 136.0], 'Martinez': [13.8, 10.0], 'Lambie': [14.3, 1166.0], 'Lambie Energy': [14.3, 1166.0], 'Alhambra': [14.6, 9.0], 'Tassajara': [15.3, 75.0], 'Bahia': [15.6, 10.0]} | 152803 | 13326 | 0.09 | 139477 | 0.91 | [5 empty] | 27680 | 0.18 | 32155 | 0.21 |  | 75814 | 0.5 | 102 | 0 | 51485 | 0.34 | 101318 | 64630 | 0.42 | 88174 | 66456 | 0.43 | 86347 | 93214 | 0.61 | 59589 | 23723 | 0.16 | 129080 | 31327 | 0.21 | 121476
67 | Goose Lake | PGE Kern | {} | 1765 | 163 | 0.09 | 1601 | 0.91 | [5 empty] | 0 | 0 | 0 | 0 |  | 1057 | 0.6 | 0 | 0 | 1294 | 0.73 | 470 | 0 | 0 | 1765 | 277 | 0.16 | 1487 | 1294 | 0.73 | 470 | 1090 | 0.62 | 675 | 0 | 0 | 1765
68 | Unknown - 3327 | PGE Kern | {} | 24475 | 1953 | 0.08 | 22522 | 0.92 | [5 empty] | 3 | 0 | 0 | 0 |  | 9753 | 0.4 | 14682 | 0.6 | 14677 | 0.6 | 9798 | 4284 | 0.18 | 20192 | 11302 | 0.46 | 13173 | 18810 | 0.77 | 5665 | 18794 | 0.77 | 5682 | 225 | 0.01 | 24250
69 | Mira Loma | SCE Metro | {} | 9881 | 442 | 0.04 | 9439 | 0.96 | [5 empty] | 0 | 0 | 0 | 0 |  | 4367 | 0.44 | 3576 | 0.36 | 6026 | 0.61 | 3854 | 5457 | 0.55 | 4424 | 5417 | 0.55 | 4464 | 9306 | 0.94 | 574 | 4707 | 0.48 | 5174 | 64 | 0.01 | 9816
70 | Ravenswood | PGE GBA | {'Cooley Landing': [1.5, 23.0], 'Menlo': [5.5, 20.0], 'Dumbarton': [6.2, 31.0], 'Whisman': [7.2, 1.0], 'Jefferson': [8.4, 38.0], 'Eastshore': [9.3, 36.0], 'Mt Eden': [9.9, 22.0], 'Mt. Eden': [9.9, 22.0], 'Grant': [12.5, 33.0], 'Burlingame': [14.0, 28.0], 'Castro Valley': [14.4, 18.0], 'San Leandro U': [15.2, 18.0], 'Millbrae': [15.9, 25.0], 'Edes': [17.4, 17.0]} | 5825 | 643 | 0.11 | 5183 | 0.89 | [5 empty] | 4 | 0 | 1 | 0 |  | 3750 | 0.64 | 322 | 0.06 | 3552 | 0.61 | 2273 | 3017 | 0.52 | 2808 | 3515 | 0.6 | 2310 | 4751 | 0.82 | 1074 | 3098 | 0.53 | 2728 | 226 | 0.04 | 5599
71 | Rio Hondo | SCE Metro | {} | 8891 | 2047 | 0.23 | 6844 | 0.77 | [5 empty] | 0 | 0 | 0 | 0 |  | 1477 | 0.17 | 713 | 0.08 | 1167 | 0.13 | 7725 | 3981 | 0.45 | 4910 | 3017 | 0.34 | 5874 | 5322 | 0.6 | 3570 | 3511 | 0.39 | 5380 | 64 | 0.01 | 8827
72 | Redondo | SCE Metro | {'El Nido': [3.4, 15.0], 'La Fresa': [3.5, 20.0], 'Chevmain': [3.9, 13.0], 'El Segundo': [4.6, 11.0], 'Arcogen': [8.5, 11.0], 'Hinson': [9.7, 1.0], 'Harborgen': [10.4, 3.0], 'Long Beach': [10.9, 3.0], 'Lighthipe': [12.4, 1.0], 'Alamitos': [17.5, 1.0]} | 1090 | 428 | 0.39 | 662 | 0.61 | [5 empty] | 0 | 0 | 0 | 0 |  | 0 | 0 | 0 | 0 | 6 | 0.01 | 1084 | 231 | 0.21 | 859 | 610 | 0.56 | 480 | 616 | 0.57 | 474 | 0 | 0 | 1090 | 27 | 0.03 | 1063
73 | Otay | SDGE Imperial | {'Bay Boulevard': [2.3, 38.0], 'Imperial Beach': [2.4, 38.0], 'San Ysidro': [2.9, 35.0], 'Telegraph Canyon': [3.8, 40.0], 'Salt Creek': [7.2, 27.0], 'Miguel': [7.2, 30.0], 'Silvergate': [8.5, 36.0], 'Otay Mesa': [8.6, 5.0], 'Vine': [12.2, 33.0], 'Mission': [13.9, 33.0], 'Old Town': [14.2, 33.0], 'Point Loma': [14.4, 33.0], 'Elliot': [15.4, 1.0], 'Elliott': [15.4, 1.0], 'Kearny': [17.0, 1.0], 'Mesa Heights': [17.2, 1.0]} | 965 | 272 | 0.28 | 693 | 0.72 | [5 empty] | 0 | 0 | 0 | 0 |  | 0 | 0 | 0 | 0 | 54 | 0.06 | 911 | 315 | 0.33 | 650 | 623 | 0.65 | 342 | 628 | 0.65 | 337 | 34 | 0.04 | 931 | 66 | 0.07 | 899
74 | Kirker | PGE GBA | {'Pittsburg': [1.2, 1026.0], 'GWF 2': [2.5, 1026.0], 'Collinsville': [5.6, 1021.0], 'Clayton': [6.3, 10.0], 'Contra Costa': [6.8, 904.0], 'Contra Costa PP': [7.8, 904.0], 'Birds Landing': [8.3, 1018.0], 'Meadow Lane': [8.9, 10.0], 'Lone Tree': [9.5, 202.0], 'Shiloh III': [10.8, 1013.0], 'Martinez': [11.4, 10.0], 'Alhambra': [12.3, 9.0], 'Bahia': [13.2, 10.0], 'Lambie': [14.1, 822.0], 'Lambie Energy': [14.1, 822.0], 'Brentwood': [14.3, 5.0]} | 149862 | 13367 | 0.09 | 136495 | 0.91 | [5 empty] | 27736 | 0.19 | 32152 | 0.21 |  | 72019 | 0.48 | 102 | 0 | 48207 | 0.32 | 101655 | 60632 | 0.4 | 89230 | 62470 | 0.42 | 87392 | 90017 | 0.6 | 59845 | 20885 | 0.14 | 128977 | 31356 | 0.21 | 118506
75 | Saugus | SCE Northern | {'Pardee': [1.3, 306.0], 'Elizabeth Lake': [5.3, 79.0], 'Sylmar-Pac Intertie': [9.2, 226.0]} | 147586 | 42926 | 0.29 | 104660 | 0.71 | [5 empty] | 4169 | 0.03 | 1780 | 0.01 |  | 37339 | 0.25 | 29721 | 0.2 | 32140 | 0.22 | 115446 | 56572 | 0.38 | 91014 | 37585 | 0.25 | 110002 | 85325 | 0.58 | 62262 | 44851 | 0.3 | 102735 | 2372 | 0.02 | 145214
76 | Chinese Station | PGE GBA | {} | 0 | 0 | 0 | 0 | 0 | [5 empty] | 0 | 0 | 0 | 0 |  | 0 | 0 | 0 | 0 | 0 | 0 | 0 | 0 | 0 | 0 | 0 | 0 | 0 | 0 | 0 | 0 | 0 | 0 | 0 | 0 | 0 | 0
77 | Devers | SCE Eastern | {'Mirage': [14.4, 1701.0]} | 107248 | 30770 | 0.29 | 76478 | 0.71 | [5 empty] | 177 | 0 | 0 | 0 |  | 11673 | 0.11 | 15541 | 0.14 | 25323 | 0.24 | 81925 | 21399 | 0.2 | 85849 | 26778 | 0.25 | 80469 | 47531 | 0.44 | 59717 | 54552 | 0.51 | 52696 | 153 | 0 | 107095
78 | New Sub - Midway - Wheeler Ridge (Proposed) | PGE Kern | {} | 5295 | 149 | 0.03 | 5146 | 0.97 | [5 empty] | 0 | 0 | 0 | 0 |  | 2335 | 0.44 | 2788 | 0.53 | 4342 | 0.82 | 953 | 3200 | 0.6 | 2095 | 3289 | 0.62 | 2006 | 4884 | 0.92 | 411 | 3430 | 0.65 | 1865 | 123 | 0.02 | 5172
79 | Del Amo | SCE Metro | {'Lighthipe': [5.0, 294.0], 'Alamitos': [5.8, 330.0], 'Barre': [7.1, 2.0], 'Hinson': [7.4, 330.0], 'Arcogen': [8.6, 328.0], 'Harborgen': [8.9, 330.0], 'Long Beach': [9.3, 330.0], 'La Fresa': [13.6, 47.0], 'Ellis': [14.3, 2.0], 'Huntington Beach': [15.6, 2.0]} | 1259 | 416 | 0.33 | 842 | 0.67 | [5 empty] | 0 | 0 | 0 | 0 |  | 0 | 0 | 0 | 0 | 9 | 0.01 | 1250 | 261 | 0.21 | 997 | 784 | 0.62 | 475 | 793 | 0.63 | 466 | 0 | 0 | 1259 | 31 | 0.02 | 1228
80 | Alpaugh | PGE Fresno | {} | 0 | 0 | 0 | 0 | 0 | [5 empty] | 0 | 0 | 0 | 0 |  | 0 | 0 | 0 | 0 | 0 | 0 | 0 | 0 | 0 | 0 | 0 | 0 | 0 | 0 | 0 | 0 | 0 | 0 | 0 | 0 | 0 | 0
81 | Palo Verde | SDGE Arizona | {} | 0 | 0 | 0 | 0 | 0 | [5 empty] | 0 | 0 | 0 | 0 |  | 0 | 0 | 0 | 0 | 0 | 0 | 0 | 0 | 0 | 0 | 0 | 0 | 0 | 0 | 0 | 0 | 0 | 0 | 0 | 0 | 0 | 0
82 | Grimmway-Malaga | PGE Kern | {} | 47376 | 2189 | 0.05 | 45187 | 0.95 | [5 empty] | 8 | 0 | 0 | 0 |  | 24979 | 0.53 | 17263 | 0.36 | 34484 | 0.73 | 12891 | 18548 | 0.39 | 28827 | 24896 | 0.53 | 22480 | 41546 | 0.88 | 5830 | 34151 | 0.72 | 13225 | 747 | 0.02 | 46628
83 | Kernridge | PGE Kern | {'Temblor': [4.8, 29.0], 'Caliente': [10.9, 65.0], 'Carrizo Plains': [17.4, 36.0], 'Topaz': [18.4, 36.0], 'Solar': [18.4, 36.0]} | 6011 | 503 | 0.08 | 5508 | 0.92 | [5 empty] | 487 | 0.08 | 0 | 0 |  | 3358 | 0.56 | 1388 | 0.23 | 3831 | 0.64 | 2180 | 19 | 0 | 5993 | 296 | 0.05 | 5715 | 3850 | 0.64 | 2161 | 4037 | 0.67 | 1974 | 22 | 0 | 5989
84 | Crestwood | SDGE Imperial | {'Boulevard': [5.4, 11398.0], 'Carrizo Gorge': [5.5, 11361.0], 'Cameron': [8.4, 4923.0], 'Suncrest - Ocotillo (Proposed)': [8.6, 4733.0], 'East County': [14.5, 1999.0]} | 61317 | 13030 | 0.21 | 48287 | 0.79 | [5 empty] | 7 | 0 | 0 | 0 |  | 17127 | 0.28 | 19997 | 0.33 | 9496 | 0.15 | 51821 | 9174 | 0.15 | 52143 | 18504 | 0.3 | 42813 | 27515 | 0.45 | 33802 | 29616 | 0.48 | 31701 | 835 | 0.01 | 60482
85 | Salt Creek | SDGE Imperial | {'Miguel': [0.1, 27.0], 'Telegraph Canyon': [3.4, 27.0], 'Otay': [7.2, 27.0], 'Bay Boulevard': [8.1, 24.0], 'Otay Mesa': [8.3, 4.0], 'San Ysidro': [8.4, 27.0], 'Imperial Beach': [9.3, 24.0], 'Silvergate': [9.4, 23.0], 'Mission': [11.6, 23.0], 'Vine': [12.1, 23.0], 'Old Town': [13.6, 23.0], 'Point Loma': [15.2, 23.0]} | 995 | 277 | 0.28 | 718 | 0.72 | [5 empty] | 0 | 0 | 0 | 0 |  | 0 | 0 | 0 | 0 | 66 | 0.07 | 929 | 326 | 0.33 | 669 | 634 | 0.64 | 362 | 651 | 0.65 | 345 | 34 | 0.03 | 961 | 68 | 0.07 | 928
86 | Eagle Rock (SCE) | SCE Metro | {} | 15945 | 5719 | 0.36 | 10226 | 0.64 | [5 empty] | 0 | 0 | 0 | 0 |  | 6095 | 0.38 | 2968 | 0.19 | 1559 | 0.1 | 14386 | 3472 | 0.22 | 12473 | 2465 | 0.15 | 13480 | 5706 | 0.36 | 10239 | 6892 | 0.43 | 9053 | 136 | 0.01 | 15809
87 | Melones | PGE GBA | {} | 62 | 57 | 0.92 | 5 | 0.08 | [5 empty] | 0 | 0 | 0 | 0 |  | 0 | 0 | 62 | 1 | 0 | 0 | 62 | 0 | 0 | 62 | 0 | 0 | 62 | 0 | 0 | 62 | 5 | 0.08 | 57 | 0 | 0 | 62
88 | Imperial Beach | SDGE Imperial | {'Bay Boulevard': [1.7, 64.0], 'Otay': [2.4, 38.0], 'San Ysidro': [4.3, 32.0], 'Telegraph Canyon': [6.0, 37.0], 'Silvergate': [8.2, 62.0], 'Salt Creek': [9.3, 24.0], 'Miguel': [9.4, 28.0], 'Otay Mesa': [10.8, 2.0], 'Vine': [11.8, 58.0], 'Point Loma': [13.5, 58.0], 'Old Town': [13.8, 58.0], 'Mission': [14.1, 58.0], 'Elliot': [16.1, 23.0], 'Elliott': [16.1, 23.0], 'Kearny': [17.4, 23.0], 'Mesa Heights': [17.4, 23.0]} | 928 | 235 | 0.25 | 693 | 0.75 | [5 empty] | 0 | 0 | 0 | 0 |  | 0 | 0 | 0 | 0 | 54 | 0.06 | 874 | 315 | 0.34 | 613 | 623 | 0.67 | 306 | 628 | 0.68 | 300 | 34 | 0.04 | 894 | 66 | 0.07 | 862
89 | Pala | SDGE Imperial | {} | 766 | 82 | 0.11 | 685 | 0.89 | [5 empty] | 0 | 0 | 0 | 0 |  | 6 | 0.01 | 521 | 0.68 | 309 | 0.4 | 457 | 184 | 0.24 | 582 | 384 | 0.5 | 383 | 658 | 0.86 | 108 | 379 | 0.49 | 388 | 32 | 0.04 | 734
90 | 7th Standard | PGE Kern | {} | 269 | 32 | 0.12 | 237 | 0.88 | [5 empty] | 0 | 0 | 0 | 0 |  | 0 | 0 | 269 | 1 | 154 | 0.58 | 114 | 38 | 0.14 | 230 | 151 | 0.56 | 117 | 166 | 0.62 | 102 | 237 | 0.88 | 32 | 0 | 0 | 268
91 | Rosedale | PGE Kern | {} | 1403 | 89 | 0.06 | 1314 | 0.94 | [5 empty] | 0 | 0 | 0 | 0 |  | 177 | 0.13 | 1226 | 0.87 | 715 | 0.51 | 688 | 645 | 0.46 | 758 | 760 | 0.54 | 643 | 1181 | 0.84 | 222 | 1178 | 0.84 | 225 | 25 | 0.02 | 1378
92 | Moorpark | SCE Northern | {} | 11324 | 534 | 0.05 | 10790 | 0.95 | [5 empty] | 5 | 0 | 0 | 0 |  | 2486 | 0.22 | 8122 | 0.72 | 8462 | 0.75 | 2862 | 394 | 0.03 | 10930 | 428 | 0.04 | 10896 | 8748 | 0.77 | 2576 | 6714 | 0.59 | 4610 | 249 | 0.02 | 11075
93 | Norco | PGE Kern | {} | 0 | 0 | 0 | 0 | 0 | [5 empty] | 0 | 0 | 0 | 0 |  | 0 | 0 | 0 | 0 | 0 | 0 | 0 | 0 | 0 | 0 | 0 | 0 | 0 | 0 | 0 | 0 | 0 | 0 | 0 | 0 | 0 | 0
94 | La Fresa | SCE Metro | {'El Nido': [2.9, 15.0], 'Redondo': [3.5, 20.0], 'Chevmain': [4.6, 13.0], 'El Segundo': [5.8, 11.0], 'Arcogen': [6.3, 66.0], 'Hinson': [7.2, 55.0], 'Harborgen': [8.7, 57.0], 'Lighthipe': [9.0, 50.0], 'Long Beach': [9.5, 57.0], 'Del Amo': [13.6, 47.0], 'Alamitos': [15.2, 54.0]} | 1150 | 429 | 0.37 | 721 | 0.63 | [5 empty] | 0 | 0 | 0 | 0 |  | 0 | 0 | 0 | 0 | 6 | 0.01 | 1144 | 231 | 0.2 | 919 | 669 | 0.58 | 481 | 675 | 0.59 | 475 | 0 | 0 | 1150 | 27 | 0.02 | 1123
95 | Cottonwood | PGE NGBA | {} | 6034 | 445 | 0.07 | 5589 | 0.93 | [5 empty] | 135 | 0.02 | 3 | 0 |  | 4980 | 0.83 | 797 | 0.13 | 1992 | 0.33 | 4042 | 187 | 0.03 | 5847 | 880 | 0.15 | 5154 | 2550 | 0.42 | 3484 | 4137 | 0.69 | 1897 | 1009 | 0.17 | 5025
96 | Borden | PGE Fresno | {} | 0 | 0 | 0 | 0 | 0 | [5 empty] | 0 | 0 | 0 | 0 |  | 0 | 0 | 0 | 0 | 0 | 0 | 0 | 0 | 0 | 0 | 0 | 0 | 0 | 0 | 0 | 0 | 0 | 0 | 0 | 0 | 0 | 0
97 | Oceano | PGE Kern | {'Callender': [3.8, 84.0], 'Mesa': [9.7, 43.0], 'San Luis Obispo': [11.5, 21.0], 'Diablo Canyon': [16.9, 11.0]} | 16081 | 2200 | 0.14 | 13880 | 0.86 | [5 empty] | 19 | 0 | 0 | 0 |  | 6662 | 0.41 | 8128 | 0.51 | 4127 | 0.26 | 11954 | 1270 | 0.08 | 14810 | 4864 | 0.3 | 11217 | 7044 | 0.44 | 9037 | 11080 | 0.69 | 5001 | 319 | 0.02 | 15762
98 | Hollister | PGE GBA | {} | 15465 | 3485 | 0.23 | 11980 | 0.77 | [5 empty] | 160 | 0.01 | 3159 | 0.2 |  | 5567 | 0.36 | 6202 | 0.4 | 10388 | 0.67 | 5077 | 1417 | 0.09 | 14048 | 2138 | 0.14 | 13327 | 11340 | 0.73 | 4125 | 11288 | 0.73 | 4177 | 111 | 0.01 | 15354
99 | Crow Creek | PGE Fresno | {} | 17921 | 0 | 0 | 17921 | 1 | [5 empty] | 3 | 0 | 0 | 0 |  | 9928 | 0.55 | 7987 | 0.45 | 17292 | 0.96 | 629 | 6365 | 0.36 | 11556 | 8214 | 0.46 | 9707 | 17602 | 0.98 | 318 | 17190 | 0.96 | 731 | 72 | 0 | 17849
100 | Stockdale | PGE Kern | {} | 1366 | 0 | 0 | 1366 | 1 | [5 empty] | 0 | 0 | 0 | 0 |  | 242 | 0.18 | 1124 | 0.82 | 726 | 0.53 | 640 | 631 | 0.46 | 735 | 744 | 0.54 | 622 | 1188 | 0.87 | 178 | 1233 | 0.9 | 133 | 21 | 0.02 | 1344
101 | New Sub - Rancho Seco - Bellota (Proposed) | PGE GBA | {} | 0 | 0 | 0 | 0 | 0 | [5 empty] | 0 | 0 | 0 | 0 |  | 0 | 0 | 0 | 0 | 0 | 0 | 0 | 0 | 0 | 0 | 0 | 0 | 0 | 0 | 0 | 0 | 0 | 0 | 0 | 0 | 0 | 0
102 | Oro Loma | PGE Fresno | {} | 6039 | 0 | 0 | 6039 | 1 | [5 empty] | 3 | 0 | 0 | 0 |  | 2806 | 0.46 | 3225 | 0.53 | 5790 | 0.96 | 249 | 8 | 0 | 6032 | 199 | 0.03 | 5840 | 5790 | 0.96 | 249 | 5987 | 0.99 | 52 | 2 | 0 | 6037
103 | Peoria | PGE GBA | {} | 0 | 0 | 0 | 0 | 0 | [5 empty] | 0 | 0 | 0 | 0 |  | 0 | 0 | 0 | 0 | 0 | 0 | 0 | 0 | 0 | 0 | 0 | 0 | 0 | 0 | 0 | 0 | 0 | 0 | 0 | 0 | 0 | 0
104 | Table Mountain | PGE NGBA | {} | 7429 | 70 | 0.01 | 7360 | 0.99 | [5 empty] | 0 | 0 | 0 | 0 |  | 2696 | 0.36 | 708 | 0.1 | 3479 | 0.47 | 3950 | 5072 | 0.68 | 2358 | 6574 | 0.88 | 856 | 7275 | 0.98 | 155 | 5344 | 0.72 | 2085 | 161 | 0.02 | 7268
105 | Sycamore Canyon | SDGE Imperial | {} | 3215 | 226 | 0.07 | 2989 | 0.93 | [5 empty] | 6 | 0 | 0 | 0 |  | 115 | 0.04 | 2132 | 0.66 | 2155 | 0.67 | 1060 | 1791 | 0.56 | 1424 | 2343 | 0.73 | 872 | 2919 | 0.91 | 296 | 674 | 0.21 | 2541 | 907 | 0.28 | 2308
106 | Ivanpah | SCE EOP | {'Mountain Pass': [5.5, 18.0], 'Primm': [9.5, 18.0]} | 15541 | 1378 | 0.09 | 14163 | 0.91 | [5 empty] | 0 | 0 | 0 | 0 |  | 0 | 0 | 0 | 0 | 4402 | 0.28 | 11139 | 6478 | 0.42 | 9063 | 2581 | 0.17 | 12960 | 8396 | 0.54 | 7145 | 9684 | 0.62 | 5858 | 62 | 0 | 15480
107 | North Gila | SDGE Arizona | {} | 36930 | 2929 | 0.08 | 34001 | 0.92 | [5 empty] | 0 | 0 | 0 | 0 |  | 0 | 0 | 0 | 0 | 391 | 0.01 | 36539 | 10576 | 0.29 | 26354 | 8206 | 0.22 | 28724 | 10631 | 0.29 | 26299 | 32400 | 0.88 | 4530 | 106 | 0 | 36824
108 | Manteca | PGE GBA | {} | 38057 | 800 | 0.02 | 37256 | 0.98 | [5 empty] | 895 | 0.02 | 1867 | 0.05 |  | 27100 | 0.71 | 4581 | 0.12 | 31514 | 0.83 | 6542 | 28728 | 0.75 | 9328 | 32713 | 0.86 | 5343 | 36879 | 0.97 | 1178 | 17903 | 0.47 | 20153 | 1399 | 0.04 | 36658
109 | Dumbarton | PGE GBA | {'Mt Eden': [5.7, 20.0], 'Mt. Eden': [5.7, 20.0], 'Eastshore': [5.7, 28.0], 'Ravenswood': [6.2, 31.0], 'Cooley Landing': [6.9, 19.0], 'Castro Valley': [9.4, 18.0], 'Grant': [9.7, 18.0], 'Whisman': [10.6, 1.0], 'Menlo': [11.7, 13.0], 'San Leandro U': [11.8, 18.0], 'Jefferson': [14.2, 13.0], 'Edes': [14.6, 17.0], 'Burlingame': [16.8, 3.0]} | 30924 | 744 | 0.02 | 30180 | 0.98 | [5 empty] | 1 | 0 | 4 | 0 |  | 27486 | 0.89 | 1579 | 0.05 | 26677 | 0.86 | 4247 | 23966 | 0.77 | 6958 | 27192 | 0.88 | 3732 | 29581 | 0.96 | 1343 | 14970 | 0.48 | 15954 | 949 | 0.03 | 29975
110 | Altamont | PGE GBA | {'Altamont Midway (Sandhill)': [0.0, 21.0], 'Vasco': [3.3, 21.0], 'Windmaster': [4.1, 21.0], 'Los Positas': [4.5, 21.0], 'Las Positas': [4.5, 21.0], 'Cayetano': [5.1, 21.0], 'North Dublin': [9.8, 21.0], 'Vineyard': [11.1, 21.0], 'Tassajara': [13.0, 21.0], 'San Ramon': [14.0, 21.0]} | 73632 | 5273 | 0.07 | 68360 | 0.93 | [5 empty] | 8036 | 0.11 | 6339 | 0.09 |  | 37228 | 0.51 | 4936 | 0.07 | 43961 | 0.6 | 29671 | 49614 | 0.67 | 24018 | 49890 | 0.68 | 23743 | 60580 | 0.82 | 13052 | 23020 | 0.31 | 50612 | 11603 | 0.16 | 62030
111 | Hoodoo Wash | SDGE Arizona | {} | 13 | 13 | 1 | 0 | 0 | [5 empty] | 0 | 0 | 0 | 0 |  | 0 | 0 | 0 | 0 | 0 | 0 | 13 | 0 | 0 | 13 | 0 | 0 | 13 | 0 | 0 | 13 | 0 | 0 | 13 | 0 | 0 | 13
112 | Wyandotte | PGE NGBA | {} | 7701 | 66 | 0.01 | 7634 | 0.99 | [5 empty] | 0 | 0 | 0 | 0 |  | 2599 | 0.34 | 592 | 0.08 | 3359 | 0.44 | 4341 | 5459 | 0.71 | 2242 | 6797 | 0.88 | 904 | 7581 | 0.98 | 120 | 5532 | 0.72 | 2169 | 163 | 0.02 | 7538
113 | Laguna Bell | SCE Metro | {} | 1236 | 415 | 0.34 | 821 | 0.66 | [5 empty] | 0 | 0 | 0 | 0 |  | 0 | 0 | 0 | 0 | 0 | 0 | 1236 | 257 | 0.21 | 979 | 776 | 0.63 | 460 | 776 | 0.63 | 460 | 0 | 0 | 1236 | 31 | 0.03 | 1205
114 | El Casco | SCE Eastern | {} | 35028 | 1836 | 0.05 | 33192 | 0.95 | [5 empty] | 22 | 0 | 0 | 0 |  | 15092 | 0.43 | 13897 | 0.4 | 13784 | 0.39 | 21244 | 15405 | 0.44 | 19623 | 24630 | 0.7 | 10398 | 29023 | 0.83 | 6005 | 18561 | 0.53 | 16467 | 187 | 0.01 | 34841
115 | Le Grand | PGE Fresno | {} | 0 | 0 | 0 | 0 | 0 | [5 empty] | 0 | 0 | 0 | 0 |  | 0 | 0 | 0 | 0 | 0 | 0 | 0 | 0 | 0 | 0 | 0 | 0 | 0 | 0 | 0 | 0 | 0 | 0 | 0 | 0 | 0 | 0
116 | Tupman | PGE Kern | {} | 0 | 0 | 0 | 0 | 0 | [5 empty] | 0 | 0 | 0 | 0 |  | 0 | 0 | 0 | 0 | 0 | 0 | 0 | 0 | 0 | 0 | 0 | 0 | 0 | 0 | 0 | 0 | 0 | 0 | 0 | 0 | 0 | 0
117 | Henrietta | PGE Fresno | {} | 332 | 0 | 0 | 332 | 1 | [5 empty] | 0 | 0 | 0 | 0 |  | 239 | 0.72 | 76 | 0.23 | 332 | 1 | 0 | 0 | 0 | 332 | 27 | 0.08 | 306 | 332 | 1 | 0 | 261 | 0.79 | 71 | 0 | 0 | 332
118 | Castro Valley | PGE GBA | {'Mt Eden': [4.7, 76.0], 'Mt. Eden': [4.7, 76.0], 'San Leandro U': [4.9, 76.0], 'Grant': [5.5, 76.0], 'Eastshore': [5.5, 76.0], 'Edes': [7.9, 74.0], 'Dumbarton': [9.4, 18.0], 'Oakland J': [9.7, 58.0], 'Moraga': [12.2, 6.0], 'Oakland X': [12.2, 58.0], 'Oakland L': [14.1, 57.0], 'Oakland C': [14.1, 58.0], 'Ravenswood': [14.4, 18.0], 'Cooley Landing': [15.6, 6.0], 'SAN FRAN A (POTRERO PP)': [18.2, 12.0], 'Potrero': [18.2, 12.0], 'Martin': [18.9, 4.0]} | 51332 | 2224 | 0.04 | 49108 | 0.96 | [5 empty] | 1592 | 0.03 | 1028 | 0.02 |  | 32686 | 0.64 | 1061 | 0.02 | 36102 | 0.7 | 15230 | 39342 | 0.77 | 11989 | 38355 | 0.75 | 12976 | 46745 | 0.91 | 4586 | 15706 | 0.31 | 35626 | 10321 | 0.2 | 41010
119 | Vineyard | PGE GBA | {'North Dublin': [5.2, 21.0], 'Cayetano': [6.6, 21.0], 'San Ramon': [6.8, 21.0], 'Los Positas': [6.9, 21.0], 'Las Positas': [6.9, 21.0], 'Vasco': [8.1, 21.0], 'Tassajara': [9.5, 21.0], 'Altamont': [11.1, 21.0], 'Altamont Midway (Sandhill)': [11.1, 21.0], 'Windmaster': [14.7, 21.0]} | 54446 | 1539 | 0.03 | 52907 | 0.97 | [5 empty] | 2531 | 0.05 | 1107 | 0.02 |  | 36695 | 0.67 | 3943 | 0.07 | 40791 | 0.75 | 13655 | 41240 | 0.76 | 13206 | 42133 | 0.77 | 12312 | 50322 | 0.92 | 4123 | 21593 | 0.4 | 32853 | 8589 | 0.16 | 45856
120 | Trout Canyon | SCE EOP | {} | 22396 | 3012 | 0.13 | 19385 | 0.87 | [5 empty] | 0 | 0 | 0 | 0 |  | 841 | 0.04 | 0 | 0 | 3071 | 0.14 | 19325 | 820 | 0.04 | 21576 | 8062 | 0.36 | 14334 | 9662 | 0.43 | 12734 | 15143 | 0.68 | 7254 | 170 | 0.01 | 22227
121 | Columbus | PGE Kern | {} | 4670 | 633 | 0.14 | 4037 | 0.86 | [5 empty] | 0 | 0 | 0 | 0 |  | 310 | 0.07 | 4359 | 0.93 | 1560 | 0.33 | 3110 | 888 | 0.19 | 3782 | 1960 | 0.42 | 2710 | 2781 | 0.6 | 1888 | 3452 | 0.74 | 1217 | 37 | 0.01 | 4633
122 | Lewis | SCE Metro | {} | 1236 | 435 | 0.35 | 801 | 0.65 | [5 empty] | 0 | 0 | 0 | 0 |  | 0 | 0 | 0 | 0 | 9 | 0.01 | 1227 | 199 | 0.16 | 1037 | 741 | 0.6 | 495 | 750 | 0.61 | 486 | 0 | 0 | 1236 | 31 | 0.03 | 1205
123 | Standard Oil 2 | PGE GBA | {'Standard Oil': [0.0, 347.0], 'Richmond R': [2.2, 344.0], 'San Pablo': [4.0, 262.0], 'El Cerrito G': [5.5, 303.0], 'Sobrante': [10.6, 160.0], 'Christie': [10.8, 49.0], 'Ignacio': [11.8, 41.0], 'Oakland L': [11.8, 152.0], 'Oakland C': [12.3, 140.0], 'Carquinez': [12.6, 30.0], 'Oakland X': [13.5, 68.0], 'Potrero': [13.5, 138.0], 'SAN FRAN A (POTRERO PP)': [13.5, 141.0], 'Moraga': [14.5, 60.0], 'Alhambra': [14.7, 27.0], 'Martinez': [15.7, 26.0], 'Oakland J': [16.3, 41.0], 'Parkway': [16.5, 26.0], 'Bahia': [16.6, 26.0], 'Martin': [17.2, 21.0], 'Edes': [18.3, 7.0]} | 31239 | 2352 | 0.08 | 28887 | 0.92 | [5 empty] | 192 | 0.01 | 0 | 0 |  | 16447 | 0.53 | 0 | 0 | 19327 | 0.62 | 11912 | 12405 | 0.4 | 18834 | 12738 | 0.41 | 18501 | 26962 | 0.86 | 4277 | 13743 | 0.44 | 17496 | 8141 | 0.26 | 23098
124 | Mc Mullin | PGE Fresno | {} | 157 | 0 | 0 | 157 | 1 | [5 empty] | 0 | 0 | 0 | 0 |  | 140 | 0.89 | 0 | 0 | 157 | 1 | 0 | 0 | 0 | 157 | 27 | 0.17 | 131 | 157 | 1 | 0 | 86 | 0.55 | 71 | 0 | 0 | 157
125 | Taft | PGE Kern | {} | 1067 | 94 | 0.09 | 973 | 0.91 | [5 empty] | 0 | 0 | 0 | 0 |  | 120 | 0.11 | 847 | 0.79 | 47 | 0.04 | 1020 | 45 | 0.04 | 1022 | 346 | 0.32 | 721 | 393 | 0.37 | 674 | 955 | 0.9 | 112 | 0 | 0 | 1067
126 | Pleasant Grove | PGE NGBA | {} | 0 | 0 | 0 | 0 | 0 | [5 empty] | 0 | 0 | 0 | 0 |  | 0 | 0 | 0 | 0 | 0 | 0 | 0 | 0 | 0 | 0 | 0 | 0 | 0 | 0 | 0 | 0 | 0 | 0 | 0 | 0 | 0 | 0
127 | Newark | PGE GBA | {} | 37777 | 607 | 0.02 | 37170 | 0.98 | [5 empty] | 687 | 0.02 | 503 | 0.01 |  | 31867 | 0.84 | 2734 | 0.07 | 33036 | 0.87 | 4741 | 29424 | 0.78 | 8353 | 32442 | 0.86 | 5335 | 36735 | 0.97 | 1042 | 18537 | 0.49 | 19240 | 1103 | 0.03 | 36674
128 | Dairyland | PGE Fresno | {} | 0 | 0 | 0 | 0 | 0 | [5 empty] | 0 | 0 | 0 | 0 |  | 0 | 0 | 0 | 0 | 0 | 0 | 0 | 0 | 0 | 0 | 0 | 0 | 0 | 0 | 0 | 0 | 0 | 0 | 0 | 0 | 0 | 0
129 | Chino | SCE Metro | {} | 8023 | 0 | 0 | 8023 | 1 | [5 empty] | 0 | 0 | 0 | 0 |  | 3637 | 0.45 | 2924 | 0.36 | 4671 | 0.58 | 3352 | 5310 | 0.66 | 2714 | 4863 | 0.61 | 3160 | 7927 | 0.99 | 96 | 3311 | 0.41 | 4713 | 40 | 0 | 7983
130 | El Segundo | SCE Metro | {'Chevmain': [1.2, 15.0], 'El Nido': [3.0, 15.0], 'Redondo': [4.6, 11.0], 'La Fresa': [5.8, 11.0], 'La Cienega': [6.9, 4.0], 'Windsor': [7.1, 4.0], 'Arcogen': [12.0, 11.0]} | 1441 | 587 | 0.41 | 854 | 0.59 | [5 empty] | 0 | 0 | 0 | 0 |  | 338 | 0.23 | 1 | 0 | 92 | 0.06 | 1349 | 202 | 0.14 | 1239 | 603 | 0.42 | 838 | 695 | 0.48 | 746 | 163 | 0.11 | 1278 | 32 | 0.02 | 1409
131 | San Leandro U | PGE GBA | {'Grant': [2.8, 140.0], 'Edes': [3.2, 166.0], 'Castro Valley': [4.9, 76.0], 'Oakland J': [5.1, 149.0], 'Mt Eden': [6.0, 82.0], 'Mt. Eden': [6.0, 82.0], 'Eastshore': [6.2, 84.0], 'Oakland X': [8.0, 149.0], 'Oakland C': [9.5, 149.0], 'Moraga': [9.6, 97.0], 'Oakland L': [9.6, 149.0], 'Dumbarton': [11.8, 18.0], 'SAN FRAN A (POTRERO PP)': [13.3, 103.0], 'Potrero': [13.3, 104.0], 'Sobrante': [14.0, 35.0], 'Martin': [14.2, 76.0], 'Ravenswood': [15.2, 18.0], 'Cooley Landing': [16.5, 6.0], 'El Cerrito G': [16.6, 41.0]} | 27740 | 2073 | 0.07 | 25667 | 0.93 | [5 empty] | 5 | 0 | 0 | 0 |  | 15335 | 0.55 | 144 | 0.01 | 17009 | 0.61 | 10731 | 16804 | 0.61 | 10937 | 16903 | 0.61 | 10838 | 24201 | 0.87 | 3539 | 6960 | 0.25 | 20780 | 7883 | 0.28 | 19858
132 | Ganso | PGE Kern | {} | 835 | 163 | 0.2 | 672 | 0.8 | [5 empty] | 0 | 0 | 0 | 0 |  | 684 | 0.82 | 0 | 0 | 479 | 0.57 | 357 | 0 | 0 | 835 | 277 | 0.33 | 558 | 479 | 0.57 | 357 | 456 | 0.55 | 379 | 0 | 0 | 835
133 | Poso Mountain | PGE Kern | {} | 4140 | 534 | 0.13 | 3606 | 0.87 | [5 empty] | 0 | 0 | 0 | 0 |  | 913 | 0.22 | 3226 | 0.78 | 689 | 0.17 | 3451 | 1199 | 0.29 | 2941 | 2593 | 0.63 | 1546 | 2843 | 0.69 | 1296 | 2576 | 0.62 | 1563 | 39 | 0.01 | 4101
134 | Avena | PGE GBA | {} | 16085 | 0 | 0 | 16085 | 1 | [5 empty] | 793 | 0.05 | 1026 | 0.06 |  | 12658 | 0.79 | 837 | 0.05 | 13442 | 0.84 | 2642 | 14224 | 0.88 | 1860 | 14779 | 0.92 | 1305 | 16084 | 1 | 0 | 7489 | 0.47 | 8596 | 343 | 0.02 | 15742
135 | Martin | PGE GBA | {'SAN FRAN A (POTRERO PP)': [3.9, 321.0], 'Potrero': [3.9, 321.0], 'Millbrae': [6.9, 102.0], 'Burlingame': [8.3, 67.0], 'Oakland C': [9.5, 273.0], 'Oakland L': [10.6, 272.0], 'Oakland J': [11.4, 251.0], 'Edes': [12.0, 222.0], 'Oakland X': [12.0, 256.0], 'Grant': [13.8, 49.0], 'San Leandro U': [14.2, 76.0], 'Richmond R': [15.7, 142.0], 'El Cerrito G': [15.9, 191.0], 'Eastshore': [16.8, 12.0], 'Moraga': [16.8, 149.0], 'Standard Oil': [17.2, 21.0], 'Standard Oil 2': [17.2, 21.0], 'Mt Eden': [17.4, 10.0], 'Mt. Eden': [17.4, 10.0], 'Sobrante': [17.8, 96.0], 'Jefferson': [18.4, 27.0], 'Castro Valley': [18.9, 4.0]} | 6845 | 2056 | 0.3 | 4789 | 0.7 | [5 empty] | 15 | 0 | 0 | 0 |  | 2517 | 0.37 | 0 | 0 | 611 | 0.09 | 6234 | 2126 | 0.31 | 4719 | 3899 | 0.57 | 2946 | 4257 | 0.62 | 2588 | 1234 | 0.18 | 5611 | 496 | 0.07 | 6349
136 | Harry Allen | <Null> | {} | 3275 | 1882 | 0.57 | 1393 | 0.43 | [5 empty] | 0 | 0 | 0 | 0 |  | 841 | 0.26 | 0 | 0 | 0 | 0 | 3275 | 0 | 0 | 3275 | 0 | 0 | 3275 | 0 | 0 | 3275 | 0 | 0 | 3275 | 0 | 0 | 3275
137 | Rio Oso | PGE NGBA | {} | 2063 | 0 | 0 | 2063 | 1 | [5 empty] | 0 | 0 | 0 | 0 |  | 2063 | 1 | 0 | 0 | 2010 | 0.97 | 53 | 1034 | 0.5 | 1028 | 1034 | 0.5 | 1028 | 2030 | 0.98 | 33 | 1777 | 0.86 | 286 | 5 | 0 | 2058
138 | Loveland | SDGE Imperial | {} | 28293 | 8224 | 0.29 | 20069 | 0.71 | [5 empty] | 7 | 0 | 0 | 0 |  | 5804 | 0.21 | 20828 | 0.74 | 2251 | 0.08 | 26042 | 4842 | 0.17 | 23452 | 12271 | 0.43 | 16022 | 12994 | 0.46 | 15300 | 10386 | 0.37 | 17907 | 1230 | 0.04 | 27063
139 | Huntington Beach | SCE Metro | {'Ellis': [3.4, 19.0], 'Johanna': [8.6, 18.0], 'Alamitos': [10.8, 2.0], 'Barre': [11.3, 2.0], 'Santiago': [12.1, 18.0], 'Del Amo': [15.6, 2.0], 'Long Beach': [16.4, 2.0], 'Harborgen': [17.0, 2.0], 'Hinson': [18.5, 2.0]} | 1266 | 448 | 0.35 | 818 | 0.65 | [5 empty] | 0 | 0 | 0 | 0 |  | 0 | 0 | 0 | 0 | 9 | 0.01 | 1257 | 212 | 0.17 | 1055 | 754 | 0.6 | 512 | 763 | 0.6 | 503 | 0 | 0 | 1266 | 31 | 0.02 | 1235
140 | Rossmoor | PGE GBA | {} | 74775 | 10838 | 0.14 | 63938 | 0.86 | [5 empty] | 10292 | 0.14 | 3612 | 0.05 |  | 43779 | 0.59 | 102 | 0 | 30495 | 0.41 | 44280 | 43297 | 0.58 | 31478 | 43284 | 0.58 | 31491 | 57499 | 0.77 | 17276 | 13557 | 0.18 | 61218 | 18648 | 0.25 | 56127
141 | Salado | PGE GBA | {} | 24685 | 0 | 0 | 24685 | 1 | [5 empty] | 61 | 0 | 44 | 0 |  | 16752 | 0.68 | 7458 | 0.3 | 23709 | 0.96 | 977 | 13591 | 0.55 | 11094 | 15279 | 0.62 | 9406 | 24367 | 0.99 | 318 | 20946 | 0.85 | 3739 | 237 | 0.01 | 24448
142 | Lighthipe | SCE Metro | {'Del Amo': [5.0, 294.0], 'Hinson': [5.0, 309.0], 'Arcogen': [5.9, 309.0], 'Harborgen': [7.7, 309.0], 'Long Beach': [8.5, 309.0], 'La Fresa': [9.0, 50.0], 'Alamitos': [9.1, 309.0], 'Redondo': [12.4, 1.0]} | 1258 | 420 | 0.33 | 838 | 0.67 | [5 empty] | 0 | 0 | 0 | 0 |  | 0 | 0 | 0 | 0 | 9 | 0.01 | 1249 | 257 | 0.2 | 1001 | 780 | 0.62 | 478 | 789 | 0.63 | 469 | 0 | 0 | 1258 | 31 | 0.02 | 1227
143 | Santee | SDGE Imperial | {} | 5069 | 259 | 0.05 | 4810 | 0.95 | [5 empty] | 6 | 0 | 0 | 0 |  | 151 | 0.03 | 3897 | 0.77 | 2184 | 0.43 | 2884 | 3312 | 0.65 | 1757 | 3958 | 0.78 | 1110 | 4602 | 0.91 | 467 | 1490 | 0.29 | 3579 | 940 | 0.19 | 4128
144 | Cholame | PGE Fresno | {'Cal Flats': [12.8, 71.0]} | 15379 | 1781 | 0.12 | 13598 | 0.88 | [5 empty] | 1124 | 0.07 | 0 | 0 |  | 11235 | 0.73 | 2780 | 0.18 | 9703 | 0.63 | 5676 | 1622 | 0.11 | 13757 | 4487 | 0.29 | 10892 | 10897 | 0.71 | 4482 | 8942 | 0.58 | 6437 | 145 | 0.01 | 15234
145 | Grand Island | PGE NGBA | {'Shiloh III': [14.5, 2818.0], 'Lambie': [14.9, 794.0], 'Lambie Energy': [14.9, 794.0], 'Birds Landing': [14.9, 3082.0], 'Collinsville': [16.9, 1914.0], 'Contra Costa PP': [17.7, 1672.0], 'Contra Costa': [19.2, 151.0]} | 115970 | 11893 | 0.1 | 104077 | 0.9 | [5 empty] | 26888 | 0.23 | 31832 | 0.27 |  | 45434 | 0.39 | 0 | 0 | 22964 | 0.2 | 93005 | 41470 | 0.36 | 74500 | 38939 | 0.34 | 77031 | 58513 | 0.5 | 57456 | 8478 | 0.07 | 107492 | 30029 | 0.26 | 85941
146 | Long Beach | SCE Metro | {'Harborgen': [0.9, 400.0], 'Arcogen': [3.7, 397.0], 'Hinson': [3.7, 398.0], 'Alamitos': [7.2, 373.0], 'Lighthipe': [8.5, 309.0], 'Del Amo': [9.3, 330.0], 'La Fresa': [9.5, 57.0], 'Redondo': [10.9, 3.0], 'Barre': [14.2, 2.0], 'Huntington Beach': [16.4, 2.0], 'Ellis': [17.1, 2.0]} | 1254 | 417 | 0.33 | 838 | 0.67 | [5 empty] | 0 | 0 | 0 | 0 |  | 0 | 0 | 0 | 0 | 9 | 0.01 | 1245 | 257 | 0.21 | 997 | 780 | 0.62 | 475 | 789 | 0.63 | 466 | 0 | 0 | 1254 | 31 | 0.02 | 1223
147 | Coyote | PGE GBA | {} | 11138 | 92 | 0.01 | 11047 | 0.99 | [5 empty] | 5 | 0 | 8 | 0 |  | 4656 | 0.42 | 6089 | 0.55 | 10105 | 0.91 | 1034 | 3819 | 0.34 | 7320 | 4969 | 0.45 | 6169 | 10652 | 0.96 | 487 | 10391 | 0.93 | 747 | 169 | 0.02 | 10970
148 | New Sub - Los Banos - Midway (Proposed) | PGE Fresno | {} | 264 | 0 | 0 | 264 | 1 | [5 empty] | 0 | 0 | 0 | 0 |  | 171 | 0.65 | 76 | 0.29 | 264 | 1 | 0 | 0 | 0 | 264 | 27 | 0.1 | 237 | 264 | 1 | 0 | 193 | 0.73 | 71 | 0 | 0 | 264
149 | Vista (SCE) | SCE Eastern | {} | 25039 | 1630 | 0.07 | 23409 | 0.93 | [5 empty] | 0 | 0 | 0 | 0 |  | 7407 | 0.3 | 9808 | 0.39 | 12851 | 0.51 | 12187 | 9989 | 0.4 | 15050 | 13287 | 0.53 | 11752 | 21563 | 0.86 | 3476 | 11228 | 0.45 | 13811 | 96 | 0 | 24943
150 | Fairway | PGE Kern | {} | 25962 | 1935 | 0.07 | 24027 | 0.93 | [5 empty] | 148 | 0.01 | 1 | 0 |  | 15594 | 0.6 | 6749 | 0.26 | 12169 | 0.47 | 13793 | 612 | 0.02 | 25350 | 3076 | 0.12 | 22886 | 14572 | 0.56 | 11390 | 19529 | 0.75 | 6433 | 1247 | 0.05 | 24715
151 | Pisgah | SCE NOL | {} | 150767 | 27616 | 0.18 | 123150 | 0.82 | [5 empty] | 706 | 0 | 582 | 0 |  | 0 | 0 | 0 | 0 | 51726 | 0.34 | 99041 | 20856 | 0.14 | 129911 | 21070 | 0.14 | 129697 | 59270 | 0.39 | 91497 | 104910 | 0.7 | 45857 | 1849 | 0.01 | 148918
152 | Sloan Canyon | SCE EOP | {'Eldorado': [5.3, 237.0], 'Mead': [11.1, 120.0]} | 8734 | 453 | 0.05 | 8281 | 0.95 | [5 empty] | 0 | 0 | 0 | 0 |  | 0 | 0 | 0 | 0 | 281 | 0.03 | 8453 | 212 | 0.02 | 8522 | 0 | 0 | 8734 | 281 | 0.03 | 8453 | 0 | 0 | 8733 | 0 | 0 | 8734
153 | Templeton | PGE Kern | {'Estrella': [7.3, 138.0], 'Union (Estrella)': [7.3, 138.0], 'Morro Bay': [16.0, 35.0]} | 20599 | 2102 | 0.1 | 18497 | 0.9 | [5 empty] | 1120 | 0.05 | 0 | 0 |  | 15965 | 0.78 | 3103 | 0.15 | 11308 | 0.55 | 9291 | 1964 | 0.1 | 18635 | 6133 | 0.3 | 14466 | 14168 | 0.69 | 6431 | 12815 | 0.62 | 7784 | 305 | 0.01 | 20294
154 | Palomar Energy | SDGE Imperial | {'Cannon': [2.8, 29.0], 'Encina': [2.9, 29.0], 'Shadowridge': [3.1, 22.0], 'San Marcos': [5.2, 8.0], 'Ocean Ranch': [6.1, 24.0], 'Melrose': [6.1, 24.0], 'San Luis Rey': [6.7, 24.0], 'Artesian': [11.3, 4.0], 'North City Metering': [12.0, 5.0], 'Pendleton': [13.2, 21.0], 'Penasquitos': [14.7, 3.0]} | 529 | 198 | 0.38 | 330 | 0.62 | [5 empty] | 0 | 0 | 0 | 0 |  | 3 | 0.01 | 0 | 0 | 34 | 0.06 | 495 | 234 | 0.44 | 295 | 301 | 0.57 | 228 | 301 | 0.57 | 228 | 0 | 0 | 529 | 33 | 0.06 | 496
155 | Sisquoc | PGE Kern | {} | 33887 | 1781 | 0.05 | 32106 | 0.95 | [5 empty] | 181 | 0.01 | 4 | 0 |  | 23048 | 0.68 | 6991 | 0.21 | 21038 | 0.62 | 12850 | 612 | 0.02 | 33276 | 2515 | 0.07 | 31372 | 23176 | 0.68 | 10712 | 20740 | 0.61 | 13148 | 1825 | 0.05 | 32062
156 | Alberhill | SCE Eastern | {} | 227 | 54 | 0.24 | 173 | 0.76 | [5 empty] | 0 | 0 | 0 | 0 |  | 3 | 0.01 | 0 | 0 | 9 | 0.04 | 218 | 58 | 0.26 | 169 | 149 | 0.66 | 78 | 158 | 0.7 | 69 | 0 | 0 | 227 | 6 | 0.03 | 221
157 | Sanger | PGE Fresno | {} | 0 | 0 | 0 | 0 | 0 | [5 empty] | 0 | 0 | 0 | 0 |  | 0 | 0 | 0 | 0 | 0 | 0 | 0 | 0 | 0 | 0 | 0 | 0 | 0 | 0 | 0 | 0 | 0 | 0 | 0 | 0 | 0 | 0
158 | Lammers | PGE GBA | {} | 56853 | 1685 | 0.03 | 55168 | 0.97 | [5 empty] | 3810 | 0.07 | 3107 | 0.05 |  | 35005 | 0.62 | 6357 | 0.11 | 38549 | 0.68 | 18304 | 42462 | 0.75 | 14391 | 46447 | 0.82 | 10406 | 53358 | 0.94 | 3495 | 24380 | 0.43 | 32472 | 3301 | 0.06 | 53552
159 | Chevmain | SCE Metro | {'El Segundo': [1.2, 15.0], 'El Nido': [1.8, 16.0], 'Redondo': [3.9, 13.0], 'La Fresa': [4.6, 13.0], 'Windsor': [7.0, 4.0], 'La Cienega': [7.0, 4.0], 'Arcogen': [10.8, 11.0]} | 1185 | 488 | 0.41 | 697 | 0.59 | [5 empty] | 0 | 0 | 0 | 0 |  | 86 | 0.07 | 0 | 0 | 41 | 0.03 | 1144 | 202 | 0.17 | 982 | 604 | 0.51 | 581 | 645 | 0.54 | 540 | 27 | 0.02 | 1158 | 10 | 0.01 | 1175
160 | Telegraph Canyon | SDGE Imperial | {'Salt Creek': [3.4, 27.0], 'Miguel': [3.4, 30.0], 'Otay': [3.8, 40.0], 'Bay Boulevard': [5.0, 37.0], 'San Ysidro': [5.3, 37.0], 'Imperial Beach': [6.0, 37.0], 'Otay Mesa': [7.5, 6.0], 'Silvergate': [8.4, 35.0], 'Vine': [11.7, 32.0], 'Mission': [12.3, 32.0], 'Old Town': [13.5, 32.0], 'Point Loma': [14.5, 32.0]} | 990 | 277 | 0.28 | 713 | 0.72 | [5 empty] | 0 | 0 | 0 | 0 |  | 0 | 0 | 0 | 0 | 66 | 0.07 | 924 | 321 | 0.32 | 669 | 629 | 0.63 | 362 | 646 | 0.65 | 344 | 34 | 0.03 | 956 | 68 | 0.07 | 923
161 | Grant | PGE GBA | {'San Leandro U': [2.8, 140.0], 'Eastshore': [4.0, 92.0], 'Mt Eden': [4.2, 83.0], 'Mt. Eden': [4.2, 83.0], 'Edes': [5.0, 139.0], 'Castro Valley': [5.5, 76.0], 'Oakland J': [7.0, 122.0], 'Dumbarton': [9.7, 18.0], 'Oakland X': [10.1, 122.0], 'Oakland C': [11.0, 122.0], 'Oakland L': [11.4, 122.0], 'Moraga': [12.3, 70.0], 'Burlingame': [12.4, 15.0], 'Ravenswood': [12.5, 33.0], 'Millbrae': [13.4, 15.0], 'SAN FRAN A (POTRERO PP)': [13.7, 76.0], 'Potrero': [13.7, 77.0], 'Martin': [13.8, 49.0], 'Cooley Landing': [13.9, 6.0], 'Jefferson': [16.4, 15.0], 'Sobrante': [16.5, 26.0], 'El Cerrito G': [18.7, 14.0]} | 17912 | 2056 | 0.11 | 15855 | 0.89 | [5 empty] | 5 | 0 | 0 | 0 |  | 12541 | 0.7 | 144 | 0.01 | 8954 | 0.5 | 8958 | 10358 | 0.58 | 7554 | 13044 | 0.73 | 4867 | 15263 | 0.85 | 2649 | 5766 | 0.32 | 12146 | 1088 | 0.06 | 16823
162 | East Marysville | PGE NGBA | {} | 1591 | 0 | 0 | 1591 | 1 | [5 empty] | 0 | 0 | 0 | 0 |  | 1591 | 1 | 0 | 0 | 1538 | 0.97 | 53 | 1034 | 0.65 | 556 | 1034 | 0.65 | 556 | 1557 | 0.98 | 33 | 1304 | 0.82 | 286 | 5 | 0 | 1585
163 | Caribou 2 | PGE NGBA | {} | 39381 | 3425 | 0.09 | 35956 | 0.91 | [5 empty] | 1 | 0 | 0 | 0 |  | 20791 | 0.53 | 3901 | 0.1 | 13457 | 0.34 | 25924 | 18459 | 0.47 | 20922 | 19649 | 0.5 | 19732 | 28267 | 0.72 | 11113 | 29387 | 0.75 | 9994 | 1013 | 0.03 | 38368
164 | Dixon Landing | PGE GBA | {} | 37675 | 313 | 0.01 | 37362 | 0.99 | [5 empty] | 793 | 0.02 | 718 | 0.02 |  | 30361 | 0.81 | 4312 | 0.11 | 33242 | 0.88 | 4433 | 29002 | 0.77 | 8674 | 32049 | 0.85 | 5626 | 36997 | 0.98 | 678 | 19330 | 0.51 | 18345 | 1031 | 0.03 | 36644
165 | New Sub - Gates - Templeton (Proposed) | PGE Kern | {} | 6419 | 251 | 0.04 | 6169 | 0.96 | [5 empty] | 956 | 0.15 | 0 | 0 |  | 6005 | 0.94 | 173 | 0.03 | 4144 | 0.65 | 2276 | 390 | 0.06 | 6030 | 1609 | 0.25 | 4811 | 4581 | 0.71 | 1839 | 4120 | 0.64 | 2300 | 69 | 0.01 | 6351
166 | Westley | PGE Fresno | {} | 38205 | 0 | 0 | 38205 | 1 | [5 empty] | 793 | 0.02 | 1026 | 0.03 |  | 29231 | 0.77 | 6383 | 0.17 | 34872 | 0.91 | 3333 | 26576 | 0.7 | 11629 | 30594 | 0.8 | 7611 | 37886 | 0.99 | 319 | 22182 | 0.58 | 16023 | 833 | 0.02 | 37372
167 | Antelope | SCE Northern | {'Rosamond': [12.8, 7025.0], 'Neenach': [12.9, 11140.0], 'Whirlwind': [14.2, 9553.0], 'Vincent': [17.4, 1654.0]} | 238380 | 65453 | 0.27 | 172926 | 0.73 | [5 empty] | 4239 | 0.02 | 2234 | 0.01 |  | 54885 | 0.23 | 32496 | 0.14 | 74788 | 0.31 | 163591 | 87788 | 0.37 | 150591 | 65512 | 0.27 | 172867 | 146749 | 0.62 | 91630 | 81730 | 0.34 | 156649 | 3404 | 0.01 | 234976
168 | Atwater | PGE Fresno | {} | 3 | 0 | 0 | 3 | 1 | [5 empty] | 3 | 0.99 | 0 | 0 |  | 3 | 1 | 0 | 0 | 3 | 1 | 0 | 0 | 0 | 3 | 0 | 0 | 3 | 3 | 1 | 0 | 0 | 0 | 3 | 0 | 0 | 3
169 | Pine Flat | PGE Fresno | {} | 0 | 0 | 0 | 0 | 0 | [5 empty] | 0 | 0 | 0 | 0 |  | 0 | 0 | 0 | 0 | 0 | 0 | 0 | 0 | 0 | 0 | 0 | 0 | 0 | 0 | 0 | 0 | 0 | 0 | 0 | 0 | 0 | 0
170 | Murray | SDGE Imperial | {'Spring Valley': [3.8, 1.0], 'Elliot': [4.1, 2.0], 'Elliott': [4.2, 2.0], 'Mission': [6.6, 2.0], 'Kearny': [6.9, 2.0], 'Mesa Heights': [8.2, 2.0], 'Silvergate': [9.6, 2.0], 'Vine': [9.7, 2.0], 'Old Town': [9.9, 2.0], 'Point Loma': [12.6, 2.0], 'Bay Boulevard': [13.3, 2.0]} | 1300 | 245 | 0.19 | 1056 | 0.81 | [5 empty] | 0 | 0 | 0 | 0 |  | 13 | 0.01 | 305 | 0.23 | 395 | 0.3 | 906 | 592 | 0.46 | 708 | 985 | 0.76 | 316 | 990 | 0.76 | 310 | 75 | 0.06 | 1225 | 119 | 0.09 | 1182
171 | Lathrop | SCE EOP | {'Jackass (DOE)': [9.0, 3724.0], 'Valley Switch': [9.4, 5.0]} | 132203 | 10510 | 0.08 | 121693 | 0.92 | [5 empty] | 0 | 0 | 0 | 0 |  | 0 | 0 | 0 | 0 | 0 | 0 | 132203 | 0 | 0 | 132203 | 0 | 0 | 132203 | 0 | 0 | 132203 | 2867 | 0.02 | 129335 | 12 | 0 | 132191
172 | Semitropic | PGE Kern | {} | 265 | 65 | 0.24 | 200 | 0.76 | [5 empty] | 0 | 0 | 0 | 0 |  | 174 | 0.66 | 0 | 0 | 65 | 0.24 | 200 | 0 | 0 | 265 | 0 | 0 | 265 | 65 | 0.24 | 200 | 172 | 0.65 | 93 | 0 | 0 | 265
173 | Hopland | PGE NGBA | {} | 23057 | 2160 | 0.09 | 20897 | 0.91 | [5 empty] | 319 | 0.01 | 36 | 0 |  | 8163 | 0.35 | 6735 | 0.29 | 13794 | 0.6 | 9264 | 5763 | 0.25 | 17295 | 10832 | 0.47 | 12226 | 17160 | 0.74 | 5898 | 13600 | 0.59 | 9457 | 38 | 0 | 23020
174 | Point Loma | SDGE Imperial | {'Old Town': [2.9, 212.0], 'Vine': [3.2, 212.0], 'Silvergate': [6.1, 189.0], 'Mission': [6.3, 211.0], 'Mesa Heights': [7.5, 156.0], 'Kearny': [8.6, 155.0], 'Elliott': [9.8, 122.0], 'Elliot': [9.9, 121.0], 'Bay Boulevard': [12.2, 124.0], 'Penasquitos': [12.3, 23.0], 'Murray': [12.6, 2.0], 'Spring Valley': [13.4, 1.0], 'Imperial Beach': [13.5, 58.0], 'Otay': [14.4, 33.0], 'Telegraph Canyon': [14.5, 32.0], 'North City Metering': [15.1, 23.0], 'Miguel': [15.1, 26.0], 'Salt Creek': [15.2, 23.0], 'San Ysidro': [17.3, 27.0]} | 819 | 206 | 0.25 | 613 | 0.75 | [5 empty] | 0 | 0 | 0 | 0 |  | 0 | 0 | 0 | 0 | 54 | 0.07 | 765 | 314 | 0.38 | 506 | 547 | 0.67 | 273 | 552 | 0.67 | 267 | 3 | 0 | 817 | 57 | 0.07 | 762
175 | Whirlwind | SCE Northern | {'Neenach': [6.9, 29580.0], 'Rosamond': [11.2, 8895.0], 'Antelope': [14.2, 9553.0], 'Windhub': [15.0, 383.0], 'Highwind': [17.0, 352.0]} | 269206 | 70611 | 0.26 | 198595 | 0.74 | [5 empty] | 4242 | 0.02 | 2234 | 0.01 |  | 66375 | 0.25 | 43450 | 0.16 | 92666 | 0.34 | 176539 | 92900 | 0.35 | 176305 | 78592 | 0.29 | 190613 | 169021 | 0.63 | 100185 | 99593 | 0.37 | 169612 | 3747 | 0.01 | 265459
176 | Gould | SCE Metro | {} | 25880 | 10466 | 0.4 | 15414 | 0.6 | [5 empty] | 4 | 0 | 9 | 0 |  | 9539 | 0.37 | 10058 | 0.39 | 3210 | 0.12 | 22670 | 3599 | 0.14 | 22281 | 2244 | 0.09 | 23636 | 7131 | 0.28 | 18749 | 11329 | 0.44 | 14551 | 626 | 0.02 | 25254
177 | Burney Forest | PGE NGBA | {'Burney Forest Power': [0.0, 559.0], 'Carberry': [2.4, 559.0], 'New Sub - Pit 1 - Cottonwood (Proposed)': [6.7, 559.0], 'Pit 3': [8.5, 22.0], 'Pit 4': [10.3, 194.0], 'Cove Road': [11.1, 559.0], 'Round Mt.': [12.5, 537.0]} | 12615 | 1507 | 0.12 | 11108 | 0.88 | [5 empty] | 0 | 0 | 0 | 0 |  | 6704 | 0.53 | 1261 | 0.1 | 5422 | 0.43 | 7194 | 2529 | 0.2 | 10086 | 2286 | 0.18 | 10329 | 8204 | 0.65 | 4411 | 7275 | 0.58 | 5340 | 96 | 0.01 | 12519
178 | GWF Hanford | PGE Fresno | {} | 0 | 0 | 0 | 0 | 0 | [5 empty] | 0 | 0 | 0 | 0 |  | 0 | 0 | 0 | 0 | 0 | 0 | 0 | 0 | 0 | 0 | 0 | 0 | 0 | 0 | 0 | 0 | 0 | 0 | 0 | 0 | 0 | 0
179 | San Ramon | PGE GBA | {'Tassajara': [4.1, 21.0], 'North Dublin': [4.2, 21.0], 'Vineyard': [6.8, 21.0], 'Cayetano': [8.9, 21.0], 'Los Positas': [11.4, 21.0], 'Las Positas': [11.4, 21.0], 'Vasco': [12.2, 21.0], 'Altamont': [14.0, 21.0], 'Altamont Midway (Sandhill)': [14.0, 21.0], 'Windmaster': [16.4, 21.0]} | 68602 | 4508 | 0.07 | 64095 | 0.93 | [5 empty] | 5340 | 0.08 | 2695 | 0.04 |  | 39832 | 0.58 | 1818 | 0.03 | 40938 | 0.6 | 27664 | 51243 | 0.75 | 17359 | 48614 | 0.71 | 19988 | 60887 | 0.89 | 7715 | 20409 | 0.3 | 48193 | 12512 | 0.18 | 56090
180 | Stanislaus | PGE Fresno | {} | 19596 | 0 | 0 | 19596 | 1 | [5 empty] | 3 | 0 | 0 | 0 |  | 11658 | 0.59 | 7933 | 0.4 | 18917 | 0.97 | 680 | 8073 | 0.41 | 11524 | 9922 | 0.51 | 9674 | 19278 | 0.98 | 318 | 18774 | 0.96 | 823 | 119 | 0.01 | 19478
181 | Magunden | SCE Northern | {} | 6460 | 1344 | 0.21 | 5116 | 0.79 | [5 empty] | 3 | 0 | 0 | 0 |  | 346 | 0.05 | 6095 | 0.94 | 2303 | 0.36 | 4157 | 888 | 0.14 | 5572 | 2110 | 0.33 | 4349 | 3675 | 0.57 | 2784 | 4256 | 0.66 | 2203 | 37 | 0.01 | 6422
182 | Alamitos | SCE Metro | {'Del Amo': [5.8, 330.0], 'Long Beach': [7.2, 373.0], 'Barre': [7.4, 2.0], 'Harborgen': [7.4, 373.0], 'Hinson': [8.0, 373.0], 'Arcogen': [9.0, 371.0], 'Lighthipe': [9.1, 309.0], 'Ellis': [10.5, 2.0], 'Huntington Beach': [10.8, 2.0], 'La Fresa': [15.2, 54.0], 'Redondo': [17.5, 1.0]} | 1276 | 416 | 0.33 | 860 | 0.67 | [5 empty] | 0 | 0 | 0 | 0 |  | 0 | 0 | 0 | 0 | 9 | 0.01 | 1267 | 273 | 0.21 | 1003 | 799 | 0.63 | 477 | 808 | 0.63 | 468 | 0 | 0 | 1276 | 31 | 0.02 | 1245
183 | Valley Springs | PGE GBA | {} | 62 | 57 | 0.92 | 5 | 0.08 | [5 empty] | 0 | 0 | 0 | 0 |  | 0 | 0 | 62 | 1 | 0 | 0 | 62 | 0 | 0 | 62 | 0 | 0 | 62 | 0 | 0 | 62 | 5 | 0.08 | 57 | 0 | 0 | 62
184 | Blythe | SCE Eastern | {'Colorado River': [12.5, 4198.0]} | 136371 | 13486 | 0.1 | 122885 | 0.9 | [5 empty] | 14 | 0 | 6 | 0 |  | 0 | 0 | 0 | 0 | 55200 | 0.4 | 81171 | 43721 | 0.32 | 92650 | 41044 | 0.3 | 95327 | 69169 | 0.51 | 67202 | 108446 | 0.8 | 27925 | 204 | 0 | 136167
185 | Midway | PGE Kern | {} | 882 | 163 | 0.19 | 719 | 0.81 | [5 empty] | 0 | 0 | 0 | 0 |  | 725 | 0.82 | 0 | 0 | 479 | 0.54 | 404 | 0 | 0 | 882 | 277 | 0.31 | 605 | 479 | 0.54 | 404 | 503 | 0.57 | 379 | 0 | 0 | 882
186 | Buena Vista | PGE GBA | {} | 13335 | 6528 | 0.49 | 6807 | 0.51 | [5 empty] | 300 | 0.02 | 5851 | 0.44 |  | 1851 | 0.14 | 1744 | 0.13 | 2774 | 0.21 | 10560 | 1293 | 0.1 | 12042 | 3218 | 0.24 | 10117 | 5333 | 0.4 | 8001 | 4516 | 0.34 | 8819 | 628 | 0.05 | 12707
187 | Crows Landing | PGE Fresno | {} | 13779 | 0 | 0 | 13779 | 1 | [5 empty] | 3 | 0 | 0 | 0 |  | 6506 | 0.47 | 7267 | 0.53 | 13256 | 0.96 | 523 | 2984 | 0.22 | 10795 | 4833 | 0.35 | 8946 | 13484 | 0.98 | 295 | 13533 | 0.98 | 246 | 35 | 0 | 13744
188 | Villa Park | SCE Metro | {} | 1212 | 424 | 0.35 | 788 | 0.65 | [5 empty] | 0 | 0 | 0 | 0 |  | 0 | 0 | 0 | 0 | 9 | 0.01 | 1203 | 197 | 0.16 | 1015 | 736 | 0.61 | 477 | 745 | 0.61 | 468 | 0 | 0 | 1212 | 31 | 0.03 | 1181
189 | California Ave | PGE Fresno | {} | 0 | 0 | 0 | 0 | 0 | [5 empty] | 0 | 0 | 0 | 0 |  | 0 | 0 | 0 | 0 | 0 | 0 | 0 | 0 | 0 | 0 | 0 | 0 | 0 | 0 | 0 | 0 | 0 | 0 | 0 | 0 | 0 | 0
190 | Calpella | PGE NGBA | {} | 13765 | 2077 | 0.15 | 11689 | 0.85 | [5 empty] | 241 | 0.02 | 18 | 0 |  | 3453 | 0.25 | 4969 | 0.36 | 6343 | 0.46 | 7423 | 1092 | 0.08 | 12673 | 2564 | 0.19 | 11201 | 7938 | 0.58 | 5828 | 8534 | 0.62 | 5231 | 77 | 0.01 | 13689
191 | Tevis | PGE Kern | {} | 98 | 0 | 0 | 98 | 1 | [5 empty] | 0 | 0 | 0 | 0 |  | 57 | 0.58 | 42 | 0.42 | 98 | 1 | 0 | 27 | 0.27 | 71 | 27 | 0.27 | 71 | 98 | 1 | 0 | 51 | 0.52 | 47 | 0 | 0 | 98
192 | Cal Water | PGE Kern | {} | 7817 | 751 | 0.1 | 7066 | 0.9 | [5 empty] | 0 | 0 | 0 | 0 |  | 613 | 0.08 | 7203 | 0.92 | 2152 | 0.28 | 5665 | 1273 | 0.16 | 6544 | 4050 | 0.52 | 3766 | 5413 | 0.69 | 2404 | 5508 | 0.7 | 2309 | 47 | 0.01 | 7770
193 | Boulevard East | SDGE Imperial | {'Carrizo Gorge': [4.2, 11376.0], 'Crestwood': [5.4, 11398.0], 'East County': [9.3, 2032.0], 'Cameron': [12.5, 4920.0], 'Suncrest - Ocotillo (Proposed)': [13.7, 4728.0], 'Ocotillo Express': [14.4, 5.0]} | 62500 | 13302 | 0.21 | 49198 | 0.79 | [5 empty] | 1 | 0 | 0 | 0 |  | 16874 | 0.27 | 18872 | 0.3 | 8402 | 0.13 | 54098 | 8119 | 0.13 | 54381 | 17111 | 0.27 | 45388 | 26122 | 0.42 | 36378 | 31411 | 0.5 | 31089 | 1460 | 0.02 | 61040
194 | Margarita | SDGE Imperial | {'Rancho Mission Viejo': [2.4, 39.0], 'Trabuco': [2.7, 37.0], 'Q1806': [3.0, 39.0], 'Capistrano': [3.4, 39.0], 'Talega': [7.5, 38.0], 'North of SONGS': [7.6, 38.0], 'Santiago': [11.3, 1.0], 'San Onofre': [13.2, 13.0]} | 621 | 87 | 0.14 | 533 | 0.86 | [5 empty] | 0 | 0 | 0 | 0 |  | 3 | 0 | 0 | 0 | 43 | 0.07 | 578 | 311 | 0.5 | 310 | 497 | 0.8 | 123 | 506 | 0.82 | 115 | 0 | 0 | 621 | 61 | 0.1 | 559
195 | Escondido | SDGE Imperial | {} | 1056 | 179 | 0.17 | 877 | 0.83 | [5 empty] | 0 | 0 | 0 | 0 |  | 3 | 0 | 553 | 0.52 | 587 | 0.56 | 469 | 212 | 0.2 | 844 | 308 | 0.29 | 748 | 854 | 0.81 | 203 | 160 | 0.15 | 897 | 421 | 0.4 | 636
196 | Manning | PGE Fresno | {} | 4915 | 0 | 0 | 4915 | 1 | [5 empty] | 0 | 0 | 0 | 0 |  | 1389 | 0.28 | 3508 | 0.71 | 3986 | 0.81 | 929 | 394 | 0.08 | 4521 | 1014 | 0.21 | 3901 | 4481 | 0.91 | 433 | 4818 | 0.98 | 97 | 2 | 0 | 4913
197 | Oakland C | PGE GBA | {'Oakland L': [1.0, 465.0], 'Oakland X': [2.8, 392.0], 'Oakland J': [4.4, 366.0], 'Edes': [6.3, 303.0], 'SAN FRAN A (POTRERO PP)': [6.4, 354.0], 'Potrero': [6.4, 354.0], 'Moraga': [7.4, 235.0], 'El Cerrito G': [8.3, 317.0], 'Sobrante': [8.5, 234.0], 'San Leandro U': [9.5, 149.0], 'Martin': [9.5, 273.0], 'Richmond R': [10.1, 261.0], 'Grant': [11.0, 122.0], 'Standard Oil': [12.2, 140.0], 'Standard Oil 2': [12.3, 140.0], 'San Pablo': [13.4, 118.0], 'Castro Valley': [14.1, 58.0], 'Millbrae': [14.6, 27.0], 'Christie': [14.8, 20.0], 'Eastshore': [15.0, 66.0], 'Burlingame': [15.1, 17.0], 'Mt Eden': [15.1, 64.0], 'Mt. Eden': [15.1, 64.0]} | 24894 | 2204 | 0.09 | 22690 | 0.91 | [5 empty] | 50 | 0 | 0 | 0 |  | 11689 | 0.47 | 102 | 0 | 13503 | 0.54 | 11391 | 14163 | 0.57 | 10731 | 11679 | 0.47 | 13215 | 20888 | 0.84 | 4006 | 6597 | 0.27 | 18297 | 8083 | 0.32 | 16811
198 | Barre | SCE Metro | {'Del Amo': [7.1, 2.0], 'Alamitos': [7.4, 2.0], 'Ellis': [8.9, 2.0], 'Huntington Beach': [11.3, 2.0], 'Hinson': [13.8, 2.0], 'Long Beach': [14.2, 2.0], 'Harborgen': [14.2, 2.0]} | 1309 | 433 | 0.33 | 876 | 0.67 | [5 empty] | 0 | 0 | 0 | 0 |  | 0 | 0 | 0 | 0 | 9 | 0.01 | 1300 | 273 | 0.21 | 1036 | 815 | 0.62 | 494 | 824 | 0.63 | 485 | 0 | 0 | 1309 | 31 | 0.02 | 1278
199 | Ransburg | SCE NOL | {} | 135073 | 20373 | 0.15 | 114700 | 0.85 | [5 empty] | 49 | 0 | 0 | 0 |  | 929 | 0.01 | 0 | 0 | 64863 | 0.48 | 70211 | 30185 | 0.22 | 104888 | 12272 | 0.09 | 122801 | 85781 | 0.64 | 49292 | 78875 | 0.58 | 56199 | 419 | 0 | 134654
200 | Charca | PGE Kern | {} | 0 | 0 | 0 | 0 | 0 | [5 empty] | 0 | 0 | 0 | 0 |  | 0 | 0 | 0 | 0 | 0 | 0 | 0 | 0 | 0 | 0 | 0 | 0 | 0 | 0 | 0 | 0 | 0 | 0 | 0 | 0 | 0 | 0
201 | Thermalito | PGE NGBA | {} | 6183 | 66 | 0.01 | 6117 | 0.99 | [5 empty] | 0 | 0 | 0 | 0 |  | 2569 | 0.42 | 618 | 0.1 | 3170 | 0.51 | 3014 | 3916 | 0.63 | 2268 | 5518 | 0.89 | 666 | 6064 | 0.98 | 120 | 4794 | 0.78 | 1389 | 71 | 0.01 | 6113
202 | Live Oak | PGE GBA | {} | 88554 | 9335 | 0.11 | 79219 | 0.89 | [5 empty] | 24706 | 0.28 | 29898 | 0.34 |  | 33171 | 0.37 | 0 | 0 | 9034 | 0.1 | 79519 | 23713 | 0.27 | 64840 | 27610 | 0.31 | 60944 | 35810 | 0.4 | 52744 | 2811 | 0.03 | 85743 | 19341 | 0.22 | 69213
203 | Hammonds | PGE Fresno | {} | 5025 | 0 | 0 | 5025 | 1 | [5 empty] | 0 | 0 | 0 | 0 |  | 1801 | 0.36 | 3224 | 0.64 | 4391 | 0.87 | 634 | 283 | 0.06 | 4742 | 779 | 0.16 | 4246 | 4700 | 0.94 | 325 | 4999 | 0.99 | 26 | 1 | 0 | 5024
204 | Westley | PGE Fresno | {} | 38092 | 0 | 0 | 38092 | 1 | [5 empty] | 793 | 0.02 | 1026 | 0.03 |  | 29138 | 0.76 | 6364 | 0.17 | 34759 | 0.91 | 3333 | 26510 | 0.7 | 11582 | 30529 | 0.8 | 7563 | 37773 | 0.99 | 319 | 22073 | 0.58 | 16019 | 837 | 0.02 | 37255
205 | Smyrna | PGE Kern | {} | 0 | 0 | 0 | 0 | 0 | [5 empty] | 0 | 0 | 0 | 0 |  | 0 | 0 | 0 | 0 | 0 | 0 | 0 | 0 | 0 | 0 | 0 | 0 | 0 | 0 | 0 | 0 | 0 | 0 | 0 | 0 | 0 | 0
206 | Kem | SCE Eastern | {'Eagle Mountain': [4.0, 5986.0], 'Red Bluff': [15.1, 4214.0]} | 64919 | 11738 | 0.18 | 53181 | 0.82 | [5 empty] | 11 | 0 | 0 | 0 |  | 0 | 0 | 0 | 0 | 23522 | 0.36 | 41397 | 14211 | 0.22 | 50708 | 7624 | 0.12 | 57295 | 31798 | 0.49 | 33122 | 37402 | 0.58 | 27517 | 531 | 0.01 | 64388
207 | Potrero | PGE GBA | {'SAN FRAN A (POTRERO PP)': [0.0, 469.0], 'Martin': [3.9, 321.0], 'Oakland C': [6.4, 354.0], 'Oakland L': [7.3, 354.0], 'Oakland X': [9.1, 337.0], 'Oakland J': [9.3, 320.0], 'Millbrae': [10.5, 68.0], 'Edes': [10.5, 258.0], 'Burlingame': [11.6, 33.0], 'Richmond R': [11.9, 259.0], 'El Cerrito G': [12.0, 309.0], 'San Leandro U': [13.3, 104.0], 'Standard Oil': [13.5, 138.0], 'Standard Oil 2': [13.5, 138.0], 'Grant': [13.7, 77.0], 'Moraga': [13.8, 221.0], 'Sobrante': [14.2, 168.0], 'San Pablo': [16.2, 65.0], 'Eastshore': [17.3, 21.0], 'Mt Eden': [17.7, 19.0], 'Mt. Eden': [17.7, 19.0], 'Castro Valley': [18.2, 12.0], 'Christie': [19.7, 10.0]} | 10440 | 2121 | 0.2 | 8319 | 0.8 | [5 empty] | 20 | 0 | 0 | 0 |  | 4392 | 0.42 | 0 | 0 | 2106 | 0.2 | 8334 | 4333 | 0.42 | 6107 | 4697 | 0.45 | 5744 | 7431 | 0.71 | 3009 | 3064 | 0.29 | 7376 | 1273 | 0.12 | 9167
208 | Palermo | PGE NGBA | {} | 6084 | 66 | 0.01 | 6018 | 0.99 | [5 empty] | 0 | 0 | 0 | 0 |  | 2550 | 0.42 | 358 | 0.06 | 2956 | 0.49 | 3128 | 3977 | 0.65 | 2107 | 5180 | 0.85 | 904 | 5964 | 0.98 | 120 | 4594 | 0.76 | 1490 | 46 | 0.01 | 6038
209 | Bogue | PGE NGBA | {} | 6142 | 0 | 0 | 6142 | 1 | [5 empty] | 744 | 0.12 | 454 | 0.07 |  | 4446 | 0.72 | 1224 | 0.2 | 6089 | 0.99 | 53 | 1034 | 0.17 | 5107 | 1074 | 0.17 | 5068 | 6109 | 0.99 | 33 | 4309 | 0.7 | 1832 | 82 | 0.01 | 6060
210 | Balch 1 | PGE Fresno | {} | 9 | 0 | 0 | 9 | 1 | [5 empty] | 0 | 0 | 0 | 0 |  | 9 | 1 | 0 | 0 | 0 | 0 | 9 | 0 | 0 | 9 | 9 | 1 | 0 | 9 | 1 | 0 | 9 | 1 | 0 | 0 | 0 | 9
211 | Pauba | SCE Eastern | {} | 14918 | 2339 | 0.16 | 12579 | 0.84 | [5 empty] | 3 | 0 | 0 | 0 |  | 2084 | 0.14 | 12377 | 0.83 | 6473 | 0.43 | 8444 | 2466 | 0.17 | 12451 | 8991 | 0.6 | 5927 | 10947 | 0.73 | 3971 | 8935 | 0.6 | 5983 | 97 | 0.01 | 14821
212 | Eastshore | PGE GBA | {'Mt Eden': [0.9, 86.0], 'Mt. Eden': [0.9, 86.0], 'Grant': [4.0, 92.0], 'Castro Valley': [5.5, 76.0], 'Dumbarton': [5.7, 28.0], 'San Leandro U': [6.2, 84.0], 'Edes': [9.0, 83.0], 'Ravenswood': [9.3, 36.0], 'Cooley Landing': [10.6, 16.0], 'Oakland J': [11.0, 66.0], 'Burlingame': [13.6, 9.0], 'Oakland X': [14.0, 66.0], 'Menlo': [14.2, 10.0], 'Jefferson': [14.9, 18.0], 'Millbrae': [15.0, 8.0], 'Oakland C': [15.0, 66.0], 'Oakland L': [15.4, 66.0], 'Whisman': [15.5, 1.0], 'Moraga': [15.7, 14.0], 'Martin': [16.8, 12.0], 'SAN FRAN A (POTRERO PP)': [17.3, 20.0], 'Potrero': [17.3, 21.0]} | 23249 | 1718 | 0.07 | 21531 | 0.93 | [5 empty] | 5 | 0 | 0 | 0 |  | 19681 | 0.85 | 617 | 0.03 | 16322 | 0.7 | 6926 | 15837 | 0.68 | 7411 | 19639 | 0.84 | 3610 | 21051 | 0.91 | 2198 | 9262 | 0.4 | 13987 | 850 | 0.04 | 22398
213 | Cheney | PGE Fresno | {} | 4088 | 0 | 0 | 4088 | 1 | [5 empty] | 0 | 0 | 0 | 0 |  | 1000 | 0.24 | 3070 | 0.75 | 3735 | 0.91 | 353 | 304 | 0.07 | 3784 | 596 | 0.15 | 3492 | 3813 | 0.93 | 275 | 3991 | 0.98 | 97 | 1 | 0 | 4087
214 | Warnerville | PGE GBA | {} | 28 | 0 | 0 | 28 | 1 | [5 empty] | 0 | 0 | 0 | 0 |  | 28 | 1 | 0 | 0 | 28 | 1 | 0 | 14 | 0.52 | 13 | 14 | 0.52 | 13 | 28 | 1 | 0 | 28 | 1 | 0 | 0 | 0 | 28
215 | Corona | PGE NGBA | {'Penngrove': [3.7, 58.0], 'Lakeville': [4.2, 58.0]} | 27866 | 1091 | 0.04 | 26775 | 0.96 | [5 empty] | 491 | 0.02 | 21 | 0 |  | 17105 | 0.61 | 67 | 0 | 22941 | 0.82 | 4924 | 6056 | 0.22 | 21810 | 11903 | 0.43 | 15962 | 25155 | 0.9 | 2711 | 19529 | 0.7 | 8336 | 1199 | 0.04 | 26667
216 | Goleta | SCE Northern | {} | 24922 | 1191 | 0.05 | 23731 | 0.95 | [5 empty] | 201 | 0.01 | 3 | 0 |  | 21055 | 0.84 | 1218 | 0.05 | 20037 | 0.8 | 4885 | 76 | 0 | 24846 | 410 | 0.02 | 24512 | 20414 | 0.82 | 4508 | 13539 | 0.54 | 11384 | 1576 | 0.06 | 23347
217 | Midway Green Ridge Services | PGE GBA | {} | 67632 | 4830 | 0.07 | 62803 | 0.93 | [5 empty] | 7336 | 0.11 | 5512 | 0.08 |  | 36741 | 0.54 | 5889 | 0.09 | 41892 | 0.62 | 25740 | 46626 | 0.69 | 21007 | 48513 | 0.72 | 19119 | 57169 | 0.85 | 10463 | 23961 | 0.35 | 43672 | 7094 | 0.1 | 60539
218 | Lerdo | PGE Kern | {} | 329 | 75 | 0.23 | 254 | 0.77 | [5 empty] | 0 | 0 | 0 | 0 |  | 0 | 0 | 329 | 1 | 154 | 0.47 | 174 | 27 | 0.08 | 302 | 140 | 0.42 | 189 | 154 | 0.47 | 174 | 250 | 0.76 | 79 | 2 | 0.01 | 327
219 | Tulucay | PGE NGBA | {'Parkway': [8.3, 149.0], 'Peabody': [16.2, 192.0]} | 92716 | 10240 | 0.11 | 82475 | 0.89 | [5 empty] | 15238 | 0.16 | 7960 | 0.09 |  | 61250 | 0.66 | 67 | 0 | 42032 | 0.45 | 50684 | 32799 | 0.35 | 59917 | 31343 | 0.34 | 61373 | 68385 | 0.74 | 24330 | 29883 | 0.32 | 62833 | 23218 | 0.25 | 69497
220 | McCall | PGE Fresno | {} | 0 | 0 | 0 | 0 | 0 | [5 empty] | 0 | 0 | 0 | 0 |  | 0 | 0 | 0 | 0 | 0 | 0 | 0 | 0 | 0 | 0 | 0 | 0 | 0 | 0 | 0 | 0 | 0 | 0 | 0 | 0 | 0 | 0
221 | Notre Dame | PGE NGBA | {} | 10001 | 25 | 0 | 9975 | 1 | [5 empty] | 0 | 0 | 1 | 0 |  | 3794 | 0.38 | 2115 | 0.21 | 6239 | 0.62 | 3761 | 5121 | 0.51 | 4880 | 6670 | 0.67 | 3331 | 9464 | 0.95 | 537 | 7687 | 0.77 | 2313 | 489 | 0.05 | 9512
222 | Martinez | PGE GBA | {'Alhambra': [1.6, 1159.0], 'Bahia': [4.7, 1163.0], 'Meadow Lane': [5.0, 1041.0], 'Christie': [5.0, 1153.0], 'Lakewood': [8.1, 104.0], 'Carquinez': [8.9, 1153.0], 'Sobrante': [9.1, 721.0], 'Clayton': [9.4, 10.0], 'Parkway': [9.9, 1153.0], 'Kirker': [11.4, 10.0], 'Pittsburg': [12.0, 10.0], 'San Pablo': [12.1, 796.0], 'El Cerrito G': [12.2, 533.0], 'GWF 2': [13.8, 10.0], 'Richmond R': [15.0, 23.0], 'Standard Oil': [15.7, 26.0], 'Standard Oil 2': [15.7, 26.0], 'Collinsville': [15.8, 6.0], 'Birds Landing': [17.2, 2.0], 'Shiloh III': [18.1, 2.0]} | 105622 | 13465 | 0.13 | 92156 | 0.87 | [5 empty] | 20420 | 0.19 | 15517 | 0.15 |  | 49621 | 0.47 | 102 | 0 | 32289 | 0.31 | 73332 | 46261 | 0.44 | 59361 | 43358 | 0.41 | 62264 | 69471 | 0.66 | 36151 | 18878 | 0.18 | 86744 | 26296 | 0.25 | 79325
223 | San Bernardino | SCE Eastern | {} | 42670 | 2670 | 0.06 | 40000 | 0.94 | [5 empty] | 3 | 0 | 0 | 0 |  | 13041 | 0.31 | 14110 | 0.33 | 16645 | 0.39 | 26025 | 20458 | 0.48 | 22212 | 25400 | 0.6 | 17270 | 35619 | 0.83 | 7051 | 18473 | 0.43 | 24198 | 161 | 0 | 42509
224 | Las Positas | PGE GBA | {'Los Positas': [0.0, 21.0], 'Vasco': [1.2, 21.0], 'Cayetano': [3.3, 21.0], 'Altamont': [4.5, 21.0], 'Altamont Midway (Sandhill)': [4.5, 21.0], 'Vineyard': [6.9, 21.0], 'North Dublin': [7.4, 21.0], 'Windmaster': [8.6, 21.0], 'San Ramon': [11.4, 21.0], 'Tassajara': [11.7, 21.0]} | 66438 | 3698 | 0.06 | 62739 | 0.94 | [5 empty] | 5970 | 0.09 | 3342 | 0.05 |  | 36943 | 0.56 | 5043 | 0.08 | 42673 | 0.64 | 23764 | 48652 | 0.73 | 17786 | 49837 | 0.75 | 16601 | 58874 | 0.89 | 7564 | 23078 | 0.35 | 43359 | 9888 | 0.15 | 56550
225 | Pomerado | SDGE Imperial | {} | 3299 | 231 | 0.07 | 3068 | 0.93 | [5 empty] | 6 | 0 | 0 | 0 |  | 115 | 0.03 | 2196 | 0.67 | 2219 | 0.67 | 1080 | 1870 | 0.57 | 1429 | 2423 | 0.73 | 876 | 2999 | 0.91 | 300 | 727 | 0.22 | 2572 | 942 | 0.29 | 2358
226 | Altamont Midway (Sandhill) | PGE GBA | {'Altamont': [0.0, 21.0], 'Vasco': [3.3, 21.0], 'Windmaster': [4.1, 21.0], 'Los Positas': [4.5, 21.0], 'Las Positas': [4.5, 21.0], 'Cayetano': [5.2, 21.0], 'North Dublin': [9.8, 21.0], 'Vineyard': [11.1, 21.0], 'Tassajara': [13.0, 21.0], 'San Ramon': [14.0, 21.0]} | 73627 | 5273 | 0.07 | 68354 | 0.93 | [5 empty] | 8036 | 0.11 | 6340 | 0.09 |  | 37227 | 0.51 | 4937 | 0.07 | 43958 | 0.6 | 29669 | 49609 | 0.67 | 24017 | 49891 | 0.68 | 23736 | 60573 | 0.82 | 13054 | 23021 | 0.31 | 50606 | 11596 | 0.16 | 62031
227 | Wheeler Ridge | PGE Kern | {} | 80128 | 7841 | 0.1 | 72287 | 0.9 | [5 empty] | 1186 | 0.01 | 711 | 0.01 |  | 34153 | 0.43 | 16520 | 0.21 | 47703 | 0.6 | 32425 | 42190 | 0.53 | 37938 | 35768 | 0.45 | 44361 | 69156 | 0.86 | 10973 | 40990 | 0.51 | 39138 | 1122 | 0.01 | 79006
228 | El Cajon | SDGE Imperial | {} | 3706 | 278 | 0.08 | 3428 | 0.92 | [5 empty] | 6 | 0 | 0 | 0 |  | 133 | 0.04 | 2537 | 0.68 | 1379 | 0.37 | 2327 | 2490 | 0.67 | 1216 | 3130 | 0.84 | 576 | 3219 | 0.87 | 487 | 1008 | 0.27 | 2698 | 398 | 0.11 | 3307
229 | Ellis | SCE Metro | {'Huntington Beach': [3.4, 19.0], 'Johanna': [5.5, 18.0], 'Barre': [8.9, 2.0], 'Santiago': [10.1, 18.0], 'Alamitos': [10.5, 2.0], 'Del Amo': [14.3, 2.0], 'Long Beach': [17.1, 2.0], 'Harborgen': [17.5, 2.0], 'Hinson': [18.5, 2.0]} | 1262 | 447 | 0.35 | 815 | 0.65 | [5 empty] | 0 | 0 | 0 | 0 |  | 0 | 0 | 0 | 0 | 9 | 0.01 | 1253 | 210 | 0.17 | 1052 | 753 | 0.6 | 510 | 762 | 0.6 | 501 | 0 | 0 | 1262 | 31 | 0.02 | 1231
230 | French Camp | PGE GBA | {} | 58189 | 3991 | 0.07 | 54198 | 0.93 | [5 empty] | 6920 | 0.12 | 7769 | 0.13 |  | 30558 | 0.53 | 3457 | 0.06 | 32548 | 0.56 | 25640 | 38749 | 0.67 | 19439 | 42264 | 0.73 | 15925 | 46574 | 0.8 | 11614 | 18143 | 0.31 | 40046 | 3648 | 0.06 | 54541
231 | Exchequer | PGE Fresno | {} | 0 | 0 | 0 | 0 | 0 | [5 empty] | 0 | 0 | 0 | 0 |  | 0 | 0 | 0 | 0 | 0 | 0 | 0 | 0 | 0 | 0 | 0 | 0 | 0 | 0 | 0 | 0 | 0 | 0 | 0 | 0 | 0 | 0
232 | Higgins | PGE NGBA | {} | 64 | 19 | 0.29 | 45 | 0.71 | [5 empty] | 0 | 0 | 0 | 0 |  | 0 | 0 | 64 | 1 | 5 | 0.08 | 59 | 0 | 0 | 64 | 0 | 0 | 64 | 5 | 0.08 | 59 | 45 | 0.71 | 19 | 0 | 0 | 64
233 | Mead | SCE EOP | {'Sloan Canyon': [11.1, 120.0], 'Eldorado': [13.2, 120.0]} | 8422 | 449 | 0.05 | 7973 | 0.95 | [5 empty] | 0 | 0 | 0 | 0 |  | 0 | 0 | 0 | 0 | 0 | 0 | 8422 | 0 | 0 | 8422 | 0 | 0 | 8422 | 0 | 0 | 8422 | 0 | 0 | 8422 | 0 | 0 | 8422
234 | Kearney | PGE Fresno | {} | 0 | 0 | 0 | 0 | 0 | [5 empty] | 0 | 0 | 0 | 0 |  | 0 | 0 | 0 | 0 | 0 | 0 | 0 | 0 | 0 | 0 | 0 | 0 | 0 | 0 | 0 | 0 | 0 | 0 | 0 | 0 | 0 | 0
235 | Waukena | PGE Fresno | {} | 0 | 0 | 0 | 0 | 0 | [5 empty] | 0 | 0 | 0 | 0 |  | 0 | 0 | 0 | 0 | 0 | 0 | 0 | 0 | 0 | 0 | 0 | 0 | 0 | 0 | 0 | 0 | 0 | 0 | 0 | 0 | 0 | 0
236 | Lamont | PGE Kern | {} | 25252 | 1988 | 0.08 | 23263 | 0.92 | [5 empty] | 3 | 0 | 0 | 0 |  | 10274 | 0.41 | 14925 | 0.59 | 15103 | 0.6 | 10149 | 4464 | 0.18 | 20788 | 11730 | 0.46 | 13522 | 19438 | 0.77 | 5814 | 19396 | 0.77 | 5856 | 235 | 0.01 | 25016
237 | Kramer | SCE NOL | {} | 89376 | 11742 | 0.13 | 77634 | 0.87 | [5 empty] | 0 | 0 | 0 | 0 |  | 0 | 0 | 0 | 0 | 49439 | 0.55 | 39937 | 20008 | 0.22 | 69368 | 4757 | 0.05 | 84620 | 60947 | 0.68 | 28429 | 53566 | 0.6 | 35811 | 353 | 0 | 89024
238 | New Colgate | PGE NGBA | {} | 1684 | 597 | 0.35 | 1087 | 0.65 | [5 empty] | 0 | 0 | 0 | 0 |  | 696 | 0.41 | 265 | 0.16 | 0 | 0 | 1684 | 674 | 0.4 | 1010 | 484 | 0.29 | 1200 | 771 | 0.46 | 913 | 552 | 0.33 | 1132 | 30 | 0.02 | 1654
239 | Weber | PGE GBA | {} | 51661 | 3718 | 0.07 | 47943 | 0.93 | [5 empty] | 6743 | 0.13 | 7892 | 0.15 |  | 26649 | 0.52 | 1539 | 0.03 | 27658 | 0.54 | 24003 | 34991 | 0.68 | 16670 | 37693 | 0.73 | 13968 | 40255 | 0.78 | 11406 | 14078 | 0.27 | 37583 | 2985 | 0.06 | 48676
240 | Malaga | PGE Fresno | {} | 0 | 0 | 0 | 0 | 0 | [5 empty] | 0 | 0 | 0 | 0 |  | 0 | 0 | 0 | 0 | 0 | 0 | 0 | 0 | 0 | 0 | 0 | 0 | 0 | 0 | 0 | 0 | 0 | 0 | 0 | 0 | 0 | 0
241 | Old Town | SDGE Imperial | {'Vine': [2.0, 212.0], 'Point Loma': [2.9, 212.0], 'Mission': [3.4, 211.0], 'Mesa Heights': [4.9, 156.0], 'Silvergate': [5.7, 189.0], 'Kearny': [5.8, 155.0], 'Elliott': [6.9, 122.0], 'Elliot': [7.0, 121.0], 'Murray': [9.9, 2.0], 'Penasquitos': [10.7, 23.0], 'Spring Valley': [11.1, 1.0], 'Bay Boulevard': [12.3, 124.0], 'North City Metering': [13.5, 23.0], 'Miguel': [13.5, 26.0], 'Telegraph Canyon': [13.5, 32.0], 'Salt Creek': [13.6, 23.0], 'Imperial Beach': [13.8, 58.0], 'Otay': [14.2, 33.0], 'San Ysidro': [17.1, 27.0]} | 843 | 206 | 0.24 | 637 | 0.76 | [5 empty] | 0 | 0 | 0 | 0 |  | 0 | 0 | 0 | 0 | 54 | 0.06 | 788 | 336 | 0.4 | 507 | 569 | 0.68 | 274 | 575 | 0.68 | 268 | 5 | 0.01 | 837 | 68 | 0.08 | 775
242 | Viejo | SCE Metro | {} | 523 | 62 | 0.12 | 460 | 0.88 | [5 empty] | 0 | 0 | 0 | 0 |  | 3 | 0.01 | 0 | 0 | 9 | 0.02 | 514 | 221 | 0.42 | 302 | 431 | 0.82 | 92 | 440 | 0.84 | 83 | 0 | 0 | 523 | 32 | 0.06 | 491
243 | Shadowridge | SDGE Imperial | {'San Marcos': [2.5, 8.0], 'Palomar Airport': [3.1, 22.0], 'Melrose': [4.6, 17.0], 'Cannon': [5.4, 22.0], 'Encina': [5.6, 22.0], 'Ocean Ranch': [5.8, 17.0], 'San Luis Rey': [7.3, 17.0], 'Artesian': [10.3, 4.0], 'North City Metering': [12.7, 5.0], 'Pendleton': [12.9, 14.0], 'Penasquitos': [15.5, 3.0]} | 470 | 174 | 0.37 | 296 | 0.63 | [5 empty] | 0 | 0 | 0 | 0 |  | 3 | 0.01 | 0 | 0 | 34 | 0.07 | 437 | 217 | 0.46 | 253 | 269 | 0.57 | 201 | 269 | 0.57 | 201 | 0 | 0 | 470 | 32 | 0.07 | 438
244 | Chowchilla | PGE Fresno | {} | 0 | 0 | 0 | 0 | 0 | [5 empty] | 0 | 0 | 0 | 0 |  | 0 | 0 | 0 | 0 | 0 | 0 | 0 | 0 | 0 | 0 | 0 | 0 | 0 | 0 | 0 | 0 | 0 | 0 | 0 | 0 | 0 | 0
245 | ECO | SDGE Imperial | {'Ocotillo Express': [9.1, 45.0], 'Boulevard': [9.3, 2032.0], 'Carrizo Gorge': [10.6, 2020.0], 'Crestwood': [14.5, 1999.0]} | 65786 | 14108 | 0.21 | 51678 | 0.79 | [5 empty] | 3 | 0 | 15 | 0 |  | 16866 | 0.26 | 18449 | 0.28 | 8189 | 0.12 | 57597 | 7711 | 0.12 | 58075 | 16727 | 0.25 | 49059 | 25737 | 0.39 | 40049 | 34027 | 0.52 | 31759 | 1545 | 0.02 | 64241
246 | Roadway | SCE NOL | {'New Sub - Kramer - Lugo (Proposed)': [0.0, 400.0], 'Victor': [5.1, 25.0]} | 71885 | 5964 | 0.08 | 65921 | 0.92 | [5 empty] | 0 | 0 | 0 | 0 |  | 7281 | 0.1 | 6184 | 0.09 | 38677 | 0.54 | 33208 | 27759 | 0.39 | 44126 | 19629 | 0.27 | 52256 | 53788 | 0.75 | 18097 | 36992 | 0.51 | 34893 | 288 | 0 | 71597
247 | Miguel | SDGE Imperial | {'Salt Creek': [0.1, 27.0], 'Telegraph Canyon': [3.4, 30.0], 'Otay': [7.2, 30.0], 'Bay Boulevard': [8.1, 28.0], 'Otay Mesa': [8.4, 4.0], 'San Ysidro': [8.5, 29.0], 'Silvergate': [9.3, 26.0], 'Imperial Beach': [9.4, 28.0], 'Mission': [11.5, 26.0], 'Vine': [12.0, 26.0], 'Old Town': [13.5, 26.0], 'Point Loma': [15.1, 26.0]} | 991 | 277 | 0.28 | 714 | 0.72 | [5 empty] | 0 | 0 | 0 | 0 |  | 0 | 0 | 0 | 0 | 66 | 0.07 | 925 | 322 | 0.32 | 669 | 629 | 0.63 | 362 | 647 | 0.65 | 345 | 34 | 0.03 | 957 | 68 | 0.07 | 923
248 | Moss Landing | PGE GBA | {'Green Valley': [10.2, 5.0], 'Salinas': [11.0, 29.0]} | 4743 | 3473 | 0.73 | 1269 | 0.27 | [5 empty] | 156 | 0.03 | 3038 | 0.64 |  | 429 | 0.09 | 60 | 0.01 | 412 | 0.09 | 4330 | 293 | 0.06 | 4450 | 588 | 0.12 | 4154 | 988 | 0.21 | 3754 | 630 | 0.13 | 4113 | 100 | 0.02 | 4642
249 | Mendota | PGE Fresno | {} | 2056 | 0 | 0 | 2056 | 1 | [5 empty] | 0 | 0 | 0 | 0 |  | 662 | 0.32 | 1389 | 0.68 | 1879 | 0.91 | 177 | 3 | 0 | 2053 | 22 | 0.01 | 2033 | 1879 | 0.91 | 177 | 2017 | 0.98 | 39 | 1 | 0 | 2054
250 | Coolwater | SCE NOL | {'Harvard': [13.1, 5269.0]} | 165307 | 29157 | 0.18 | 136150 | 0.82 | [5 empty] | 706 | 0 | 583 | 0 |  | 0 | 0 | 0 | 0 | 64643 | 0.39 | 100664 | 32639 | 0.2 | 132668 | 21329 | 0.13 | 143978 | 75235 | 0.46 | 90071 | 108711 | 0.66 | 56595 | 1620 | 0.01 | 163686
251 | Innovation | SCE EOP | {'Mercury': [5.5, 707.0]} | 121236 | 8510 | 0.07 | 112726 | 0.93 | [5 empty] | 0 | 0 | 0 | 0 |  | 0 | 0 | 0 | 0 | 0 | 0 | 121236 | 105 | 0 | 121130 | 117 | 0 | 121119 | 117 | 0 | 121119 | 86 | 0 | 121149 | 4 | 0 | 121232
252 | Inyo | SCE NOL | {'Control': [2.2, 157.0]} | 25735 | 439 | 0.02 | 25296 | 0.98 | [5 empty] | 1 | 0 | 0 | 0 |  | 740 | 0.03 | 0 | 0 | 0 | 0 | 25735 | 16166 | 0.63 | 9569 | 3663 | 0.14 | 22072 | 19200 | 0.75 | 6535 | 23556 | 0.92 | 2179 | 1594 | 0.06 | 24141
253 | Richmond | Northeast CA | {'Leavitt': [7.1, 331.0]} | 95751 | 11612 | 0.12 | 84139 | 0.88 | [5 empty] | 4298 | 0.04 | 0 | 0 |  | 58869 | 0.61 | 21709 | 0.23 | 46045 | 0.48 | 49706 | 9958 | 0.1 | 85793 | 12831 | 0.13 | 82920 | 52652 | 0.55 | 43099 | 70811 | 0.74 | 24940 | 10173 | 0.11 | 85578
254 | Salinas | PGE GBA | {'Moss Landing': [11.0, 29.0]} | 11913 | 6434 | 0.54 | 5479 | 0.46 | [5 empty] | 299 | 0.03 | 5831 | 0.49 |  | 1418 | 0.12 | 1310 | 0.11 | 2111 | 0.18 | 9802 | 1190 | 0.1 | 10723 | 2742 | 0.23 | 9171 | 4197 | 0.35 | 7716 | 3279 | 0.28 | 8634 | 622 | 0.05 | 11291
255 | Cloverdale | PGE NGBA | {} | 25798 | 1462 | 0.06 | 24336 | 0.94 | [5 empty] | 356 | 0.01 | 28 | 0 |  | 8599 | 0.33 | 10262 | 0.4 | 17389 | 0.67 | 8409 | 6338 | 0.25 | 19460 | 14956 | 0.58 | 10842 | 21220 | 0.82 | 4578 | 15324 | 0.59 | 10474 | 120 | 0 | 25678
256 | Colgate | PGE NGBA | {} | 1737 | 597 | 0.34 | 1140 | 0.66 | [5 empty] | 0 | 0 | 0 | 0 |  | 711 | 0.41 | 265 | 0.15 | 0 | 0 | 1737 | 674 | 0.39 | 1063 | 484 | 0.28 | 1253 | 771 | 0.44 | 966 | 566 | 0.33 | 1171 | 31 | 0.02 | 1706
257 | New Sub - Suncrest - Ocotillo (Proposed) | SDGE Imperial | {'Crestwood': [8.6, 4733.0], 'Cameron': [10.2, 2832.0], 'Carrizo Gorge': [11.9, 4733.0], 'Boulevard': [13.7, 4728.0]} | 62905 | 12972 | 0.21 | 49933 | 0.79 | [5 empty] | 11 | 0 | 0 | 0 |  | 18747 | 0.3 | 22617 | 0.36 | 12655 | 0.2 | 50250 | 9877 | 0.16 | 53028 | 22071 | 0.35 | 40834 | 32086 | 0.51 | 30819 | 27704 | 0.44 | 35201 | 1396 | 0.02 | 61509
258 | East Nicolaus | PGE NGBA | {} | 10564 | 351 | 0.03 | 10213 | 0.97 | [5 empty] | 3099 | 0.29 | 1051 | 0.1 |  | 8431 | 0.8 | 1384 | 0.13 | 9725 | 0.92 | 839 | 1034 | 0.1 | 9530 | 1074 | 0.1 | 9490 | 9744 | 0.92 | 820 | 5408 | 0.51 | 5156 | 109 | 0.01 | 10455
259 | Renfro | PGE Kern | {} | 14 | 0 | 0 | 14 | 1 | [5 empty] | 0 | 0 | 0 | 0 |  | 0 | 0 | 14 | 1 | 14 | 1 | 0 | 0 | 0 | 14 | 14 | 1 | 0 | 14 | 1 | 0 | 14 | 1 | 0 | 0 | 0 | 14
260 | Julian Hinds | SCE Eastern | {} | 78779 | 21238 | 0.27 | 57541 | 0.73 | [5 empty] | 88 | 0 | 74 | 0 |  | 0 | 0 | 0 | 0 | 18780 | 0.24 | 59999 | 11384 | 0.14 | 67395 | 4973 | 0.06 | 73806 | 30142 | 0.38 | 48636 | 40188 | 0.51 | 38591 | 709 | 0.01 | 78069
261 | Old River | PGE Kern | {} | 8699 | 149 | 0.02 | 8549 | 0.98 | [5 empty] | 0 | 0 | 0 | 0 |  | 5942 | 0.68 | 2458 | 0.28 | 7170 | 0.82 | 1529 | 4422 | 0.51 | 4276 | 5323 | 0.61 | 3375 | 8329 | 0.96 | 370 | 5481 | 0.63 | 3218 | 257 | 0.03 | 8442
262 | Bellevue | PGE NGBA | {} | 27308 | 229 | 0.01 | 27079 | 0.99 | [5 empty] | 524 | 0.02 | 21 | 0 |  | 14785 | 0.54 | 67 | 0 | 23337 | 0.85 | 3971 | 8290 | 0.3 | 19018 | 16468 | 0.6 | 10841 | 25899 | 0.95 | 1409 | 20287 | 0.74 | 7021 | 933 | 0.03 | 26376
263 | Highline | SDGE Imperial | {'North Gila - IV (Proposed)': [4.2, 844.0], 'Drop 4': [5.5, 844.0]} | 39549 | 7683 | 0.19 | 31867 | 0.81 | [5 empty] | 56 | 0 | 31 | 0 |  | 0 | 0 | 0 | 0 | 11082 | 0.28 | 28467 | 8063 | 0.2 | 31487 | 6510 | 0.16 | 33039 | 18877 | 0.48 | 20673 | 26489 | 0.67 | 13060 | 1079 | 0.03 | 38470
264 | Clayton | PGE GBA | {'Meadow Lane': [4.7, 10.0], 'Kirker': [6.3, 10.0], 'Pittsburg': [7.5, 10.0], 'GWF 2': [7.7, 11.0], 'Alhambra': [9.4, 9.0], 'Martinez': [9.4, 10.0], 'Tassajara': [10.6, 1.0], 'Contra Costa': [10.8, 1.0], 'Lone Tree': [11.3, 1.0], 'Collinsville': [11.9, 6.0], 'Contra Costa PP': [12.2, 1.0], 'Bahia': [13.2, 10.0], 'Birds Landing': [14.6, 2.0], 'Brentwood': [15.9, 1.0], 'Shiloh III': [17.0, 2.0]} | 127538 | 13215 | 0.1 | 114323 | 0.9 | [5 empty] | 21324 | 0.17 | 20905 | 0.16 |  | 65400 | 0.51 | 102 | 0 | 46075 | 0.36 | 81463 | 63421 | 0.5 | 64117 | 63062 | 0.49 | 64475 | 86076 | 0.67 | 41462 | 21310 | 0.17 | 106228 | 27728 | 0.22 | 99809
265 | Hilltop | Northeast CA | {} | 326109 | 13585 | 0.04 | 312524 | 0.96 | [5 empty] | 21622 | 0.07 | 15794 | 0.05 |  | 84242 | 0.26 | 0 | 0 | 216436 | 0.66 | 109673 | 80564 | 0.25 | 245546 | 50022 | 0.15 | 276087 | 260206 | 0.8 | 65903 | 248247 | 0.76 | 77862 | 29454 | 0.09 | 296656
266 | Lakeville | PGE NGBA | {'Corona': [4.2, 58.0], 'Penngrove': [7.0, 58.0], 'Ignacio': [12.3, 37.0]} | 35475 | 1847 | 0.05 | 33628 | 0.95 | [5 empty] | 523 | 0.01 | 21 | 0 |  | 20445 | 0.58 | 67 | 0 | 26158 | 0.74 | 9317 | 10313 | 0.29 | 25162 | 13911 | 0.39 | 21564 | 31702 | 0.89 | 3773 | 22002 | 0.62 | 13473 | 2054 | 0.06 | 33421
267 | Fig Garden | PGE Fresno | {} | 0 | 0 | 0 | 0 | 0 | [5 empty] | 0 | 0 | 0 | 0 |  | 0 | 0 | 0 | 0 | 0 | 0 | 0 | 0 | 0 | 0 | 0 | 0 | 0 | 0 | 0 | 0 | 0 | 0 | 0 | 0 | 0 | 0
268 | GWF Tracy | PGE GBA | {} | 57092 | 1732 | 0.03 | 55359 | 0.97 | [5 empty] | 3868 | 0.07 | 3125 | 0.05 |  | 35005 | 0.61 | 6357 | 0.11 | 38549 | 0.68 | 18543 | 42533 | 0.75 | 14558 | 46518 | 0.81 | 10573 | 53429 | 0.94 | 3662 | 24380 | 0.43 | 32712 | 3377 | 0.06 | 53714
269 | Pahrump | SCE EOP | {'Gamebird': [4.5, 2.0], 'Thousandaire': [4.6, 33.0], 'Charleston': [8.1, 32.0]} | 19417 | 1386 | 0.07 | 18031 | 0.93 | [5 empty] | 0 | 0 | 0 | 0 |  | 0 | 0 | 0 | 0 | 3071 | 0.16 | 16346 | 639 | 0.03 | 18778 | 7881 | 0.41 | 11536 | 9481 | 0.49 | 9936 | 13956 | 0.72 | 5461 | 126 | 0.01 | 19291
270 | Curtis | PGE GBA | {} | 1696 | 182 | 0.11 | 1514 | 0.89 | [5 empty] | 0 | 0 | 0 | 0 |  | 926 | 0.55 | 62 | 0.04 | 0 | 0 | 1696 | 0 | 0 | 1696 | 206 | 0.12 | 1490 | 206 | 0.12 | 1490 | 1254 | 0.74 | 442 | 181 | 0.11 | 1515
271 | Quinto | PGE Fresno | {} | 12241 | 0 | 0 | 12241 | 1 | [5 empty] | 3 | 0 | 0 | 0 |  | 5361 | 0.44 | 6872 | 0.56 | 11689 | 0.95 | 552 | 1316 | 0.11 | 10925 | 2503 | 0.2 | 9738 | 11906 | 0.97 | 335 | 12005 | 0.98 | 235 | 16 | 0 | 12225
272 | Melrose | SDGE Imperial | {'Ocean Ranch': [2.4, 29.0], 'Shadowridge': [4.6, 17.0], 'San Luis Rey': [4.7, 29.0], 'Palomar Airport': [6.1, 24.0], 'San Marcos': [6.3, 3.0], 'Cannon': [6.6, 29.0], 'Encina': [6.8, 29.0], 'Pendleton': [8.5, 27.0], 'North City Metering': [17.3, 0.0]} | 291 | 65 | 0.22 | 226 | 0.78 | [5 empty] | 0 | 0 | 0 | 0 |  | 3 | 0.01 | 0 | 0 | 34 | 0.12 | 257 | 186 | 0.64 | 105 | 208 | 0.71 | 83 | 208 | 0.71 | 83 | 0 | 0 | 291 | 32 | 0.11 | 258
273 | Valley (VEA) | SCE EOP | {'Valley Switch': [4.9, 1.0]} | 120579 | 9097 | 0.08 | 111482 | 0.92 | [5 empty] | 0 | 0 | 0 | 0 |  | 0 | 0 | 0 | 0 | 0 | 0 | 120579 | 0 | 0 | 120579 | 0 | 0 | 120579 | 0 | 0 | 120579 | 2997 | 0.02 | 117582 | 13 | 0 | 120566
274 | Avocado | SDGE Imperial | {} | 305 | 67 | 0.22 | 238 | 0.78 | [5 empty] | 0 | 0 | 0 | 0 |  | 3 | 0.01 | 0 | 0 | 34 | 0.11 | 272 | 195 | 0.64 | 111 | 222 | 0.73 | 84 | 222 | 0.73 | 84 | 0 | 0 | 305 | 32 | 0.11 | 273
275 | New Sub - North Gila - IV (Proposed) | SDGE Imperial | {'North Gila - IV (Proposed)': [2.1, 1036.0], 'Highline': [5.5, 844.0]} | 42217 | 7765 | 0.18 | 34452 | 0.82 | [5 empty] | 50 | 0 | 21 | 0 |  | 0 | 0 | 0 | 0 | 9646 | 0.23 | 32570 | 8868 | 0.21 | 33349 | 6657 | 0.16 | 35560 | 18341 | 0.43 | 23875 | 29317 | 0.69 | 12899 | 521 | 0.01 | 41696
276 | Caliente | PGE Kern | {'Carrizo Plains': [6.9, 135.0], 'Topaz': [8.0, 135.0], 'Solar': [8.0, 135.0], 'Kernridge': [10.9, 65.0], 'Temblor': [12.4, 29.0]} | 16357 | 2091 | 0.13 | 14265 | 0.87 | [5 empty] | 1074 | 0.07 | 0 | 0 |  | 6662 | 0.41 | 8227 | 0.5 | 6048 | 0.37 | 10309 | 454 | 0.03 | 15903 | 2301 | 0.14 | 14056 | 7641 | 0.47 | 8716 | 11113 | 0.68 | 5244 | 140 | 0.01 | 16217
277 | San Luis Obispo | PGE Kern | {'Oceano': [11.5, 21.0], 'Diablo Canyon': [12.3, 82.0], 'Callender': [15.2, 11.0]} | 17246 | 2404 | 0.14 | 14842 | 0.86 | [5 empty] | 52 | 0 | 0 | 0 |  | 10167 | 0.59 | 5649 | 0.33 | 6418 | 0.37 | 10828 | 1566 | 0.09 | 15680 | 5112 | 0.3 | 12135 | 9258 | 0.54 | 7989 | 11677 | 0.68 | 5569 | 329 | 0.02 | 16918
278 | Valley Home | PGE GBA | {} | 155 | 0 | 0 | 155 | 1 | [5 empty] | 0 | 0 | 0 | 0 |  | 155 | 1 | 0 | 0 | 155 | 1 | 0 | 15 | 0.1 | 140 | 15 | 0.1 | 140 | 155 | 1 | 0 | 155 | 1 | 0 | 0 | 0 | 155
279 | Big Creek | PGE Fresno | {} | 18 | 0 | 0 | 18 | 1 | [5 empty] | 0 | 0 | 0 | 0 |  | 9 | 0.51 | 0 | 0 | 0 | 0 | 18 | 5 | 0.25 | 14 | 18 | 1 | 0 | 18 | 1 | 0 | 15 | 0.81 | 3 | 0 | 0.01 | 18
280 | West Fresno | PGE Fresno | {} | 0 | 0 | 0 | 0 | 0 | [5 empty] | 0 | 0 | 0 | 0 |  | 0 | 0 | 0 | 0 | 0 | 0 | 0 | 0 | 0 | 0 | 0 | 0 | 0 | 0 | 0 | 0 | 0 | 0 | 0 | 0 | 0 | 0
281 | Sylmar | SCE Northern | {'Saugus': [9.2, 226.0], 'Pardee': [10.4, 226.0]} | 64753 | 16125 | 0.25 | 48628 | 0.75 | [5 empty] | 1157 | 0.02 | 244 | 0 |  | 19437 | 0.3 | 21428 | 0.33 | 10607 | 0.16 | 54146 | 20506 | 0.32 | 44247 | 18010 | 0.28 | 46743 | 32931 | 0.51 | 31822 | 26173 | 0.4 | 38580 | 1879 | 0.03 | 62874
282 | Tracy | PGE GBA | {} | 76815 | 6409 | 0.08 | 70406 | 0.92 | [5 empty] | 9575 | 0.12 | 8438 | 0.11 |  | 38739 | 0.5 | 4778 | 0.06 | 42898 | 0.56 | 33916 | 49207 | 0.64 | 27608 | 49823 | 0.65 | 26992 | 59655 | 0.78 | 17160 | 22973 | 0.3 | 53842 | 10851 | 0.14 | 65964
283 | Pease | PGE NGBA | {} | 2119 | 0 | 0 | 2119 | 1 | [5 empty] | 0 | 0 | 0 | 0 |  | 2119 | 1 | 0 | 0 | 2066 | 0.98 | 53 | 1034 | 0.49 | 1084 | 1074 | 0.51 | 1044 | 2085 | 0.98 | 33 | 1819 | 0.86 | 299 | 5 | 0 | 2113
284 | Spring Valley | SDGE Imperial | {'Murray': [3.8, 1.0], 'Elliot': [7.3, 1.0], 'Elliott': [7.3, 1.0], 'Mission': [8.4, 1.0], 'Silvergate': [8.7, 1.0], 'Kearny': [9.9, 1.0], 'Vine': [10.2, 1.0], 'Bay Boulevard': [10.5, 1.0], 'Mesa Heights': [10.9, 1.0], 'Old Town': [11.1, 1.0], 'Point Loma': [13.4, 1.0]} | 1002 | 278 | 0.28 | 724 | 0.72 | [5 empty] | 0 | 0 | 0 | 0 |  | 0 | 0 | 0 | 0 | 65 | 0.06 | 937 | 328 | 0.33 | 674 | 641 | 0.64 | 361 | 657 | 0.66 | 345 | 34 | 0.03 | 968 | 68 | 0.07 | 934
285 | Honcut | PGE NGBA | {} | 1612 | 0 | 0 | 1612 | 1 | [5 empty] | 0 | 0 | 0 | 0 |  | 1591 | 0.99 | 0 | 0 | 1538 | 0.95 | 74 | 1056 | 0.65 | 556 | 1056 | 0.65 | 556 | 1579 | 0.98 | 33 | 1326 | 0.82 | 286 | 5 | 0 | 1607
286 | Rancho Mission Viejo | SDGE Imperial | {'Margarita': [2.4, 39.0], 'Capistrano': [3.9, 40.0], 'Q1806': [4.5, 39.0], 'Trabuco': [5.0, 37.0], 'Talega': [5.3, 40.0], 'North of SONGS': [5.5, 40.0], 'San Onofre': [11.2, 14.0]} | 558 | 86 | 0.15 | 472 | 0.85 | [5 empty] | 0 | 0 | 0 | 0 |  | 3 | 0 | 0 | 0 | 43 | 0.08 | 515 | 250 | 0.45 | 307 | 437 | 0.78 | 121 | 446 | 0.8 | 112 | 0 | 0 | 558 | 57 | 0.1 | 501
287 | Encina | SDGE Imperial | {'Cannon': [0.2, 34.0], 'Palomar Airport': [2.9, 29.0], 'San Luis Rey': [5.2, 29.0], 'Shadowridge': [5.6, 22.0], 'Ocean Ranch': [5.7, 30.0], 'Melrose': [6.8, 29.0], 'San Marcos': [8.0, 8.0], 'Pendleton': [11.9, 27.0], 'North City Metering': [14.0, 5.0], 'Artesian': [14.1, 4.0], 'Penasquitos': [16.6, 3.0]} | 396 | 121 | 0.31 | 274 | 0.69 | [5 empty] | 0 | 0 | 0 | 0 |  | 3 | 0.01 | 0 | 0 | 34 | 0.09 | 362 | 206 | 0.52 | 190 | 250 | 0.63 | 146 | 250 | 0.63 | 146 | 0 | 0 | 396 | 32 | 0.08 | 363
288 | Bullard | PGE Fresno | {} | 0 | 0 | 0 | 0 | 0 | [5 empty] | 0 | 0 | 0 | 0 |  | 0 | 0 | 0 | 0 | 0 | 0 | 0 | 0 | 0 | 0 | 0 | 0 | 0 | 0 | 0 | 0 | 0 | 0 | 0 | 0 | 0 | 0
289 | Hicks | PGE GBA | {'Vasona': [3.8, 33.0], 'El Patio': [4.5, 33.0], 'Saratoga': [7.0, 33.0], 'Monta Vista': [11.3, 33.0]} | 5459 | 146 | 0.03 | 5312 | 0.97 | [5 empty] | 9 | 0 | 9 | 0 |  | 2316 | 0.42 | 2592 | 0.47 | 4456 | 0.82 | 1003 | 2164 | 0.4 | 3295 | 2389 | 0.44 | 3069 | 4978 | 0.91 | 480 | 4753 | 0.87 | 705 | 144 | 0.03 | 5315
290 | Olivehurst | PGE NGBA | {} | 1680 | 0 | 0 | 1680 | 1 | [5 empty] | 0 | 0 | 0 | 0 |  | 1680 | 1 | 0 | 0 | 1628 | 0.97 | 53 | 1034 | 0.62 | 646 | 1034 | 0.62 | 646 | 1647 | 0.98 | 33 | 1394 | 0.83 | 286 | 5 | 0 | 1675
291 | Temblor | PGE Kern | {'Kernridge': [4.8, 29.0], 'Caliente': [12.4, 29.0]} | 4362 | 459 | 0.11 | 3903 | 0.89 | [5 empty] | 100 | 0.02 | 0 | 0 |  | 1389 | 0.32 | 1794 | 0.41 | 2293 | 0.53 | 2069 | 218 | 0.05 | 4144 | 495 | 0.11 | 3867 | 2511 | 0.58 | 1851 | 2984 | 0.68 | 1378 | 10 | 0 | 4352
292 | Olinda | SCE Metro | {} | 1369 | 401 | 0.29 | 968 | 0.71 | [5 empty] | 0 | 0 | 0 | 0 |  | 0 | 0 | 201 | 0.15 | 210 | 0.15 | 1160 | 194 | 0.14 | 1175 | 745 | 0.54 | 624 | 926 | 0.68 | 443 | 198 | 0.14 | 1172 | 32 | 0.02 | 1338
293 | Mt. Eden | PGE GBA | {'Eastshore': [0.9, 86.0], 'Grant': [4.2, 83.0], 'Castro Valley': [4.7, 76.0], 'Dumbarton': [5.7, 20.0], 'San Leandro U': [6.0, 82.0], 'Edes': [8.9, 81.0], 'Ravenswood': [9.9, 22.0], 'Oakland J': [11.0, 64.0], 'Cooley Landing': [11.1, 8.0], 'Oakland X': [14.0, 64.0], 'Burlingame': [14.5, 1.0], 'Menlo': [14.9, 2.0], 'Oakland C': [15.1, 64.0], 'Moraga': [15.4, 12.0], 'Oakland L': [15.5, 64.0], 'Jefferson': [15.8, 4.0], 'Millbrae': [15.9, 1.0], 'Martin': [17.4, 10.0], 'SAN FRAN A (POTRERO PP)': [17.7, 18.0], 'Potrero': [17.7, 19.0]} | 28223 | 1872 | 0.07 | 26352 | 0.93 | [5 empty] | 5 | 0 | 0 | 0 |  | 24201 | 0.86 | 799 | 0.03 | 21087 | 0.75 | 7136 | 20502 | 0.73 | 7721 | 24316 | 0.86 | 3907 | 25862 | 0.92 | 2361 | 11499 | 0.41 | 16724 | 1047 | 0.04 | 27176
294 | Woodland | PGE NGBA | {} | 100031 | 2743 | 0.03 | 97288 | 0.97 | [5 empty] | 18217 | 0.18 | 23032 | 0.23 |  | 50776 | 0.51 | 15033 | 0.15 | 51230 | 0.51 | 48801 | 14563 | 0.15 | 85468 | 15223 | 0.15 | 84808 | 64000 | 0.64 | 36031 | 41047 | 0.41 | 58984 | 10528 | 0.11 | 89503
295 | Trabuco | SDGE Imperial | {'Q1806': [2.1, 43.0], 'Margarita': [2.7, 37.0], 'Capistrano': [3.5, 43.0], 'Rancho Mission Viejo': [5.0, 37.0], 'Santiago': [8.9, 7.0], 'Talega': [9.6, 36.0], 'North of SONGS': [9.7, 36.0], 'San Onofre': [15.1, 11.0]} | 654 | 76 | 0.12 | 578 | 0.88 | [5 empty] | 0 | 0 | 0 | 0 |  | 3 | 0 | 0 | 0 | 38 | 0.06 | 616 | 333 | 0.51 | 321 | 543 | 0.83 | 110 | 552 | 0.84 | 101 | 0 | 0 | 654 | 61 | 0.09 | 593
296 | Cantua | PGE Fresno | {} | 496 | 0 | 0 | 496 | 1 | [5 empty] | 0 | 0 | 0 | 0 |  | 171 | 0.34 | 308 | 0.62 | 417 | 0.84 | 79 | 78 | 0.16 | 418 | 106 | 0.21 | 390 | 496 | 1 | 0 | 425 | 0.86 | 71 | 0 | 0 | 496
297 | Rancho Vista | SCE Metro | {} | 11349 | 502 | 0.04 | 10847 | 0.96 | [5 empty] | 0 | 0 | 0 | 0 |  | 4564 | 0.4 | 3808 | 0.34 | 6652 | 0.59 | 4697 | 5992 | 0.53 | 5356 | 6378 | 0.56 | 4970 | 10642 | 0.94 | 707 | 5471 | 0.48 | 5877 | 64 | 0.01 | 11284
298 | Los Esteros | PGE GBA | {} | 31407 | 280 | 0.01 | 31127 | 0.99 | [5 empty] | 9 | 0 | 46 | 0 |  | 26265 | 0.84 | 4147 | 0.13 | 29835 | 0.95 | 1571 | 23131 | 0.74 | 8276 | 26242 | 0.84 | 5165 | 30763 | 0.98 | 644 | 18263 | 0.58 | 13144 | 835 | 0.03 | 30571
299 | Humboldt Bay | PGE NGBA | {'Harris': [4.9, 139.0], 'Humboldt': [5.9, 139.0], 'Arcata': [10.8, 110.0]} | 37021 | 6732 | 0.18 | 30289 | 0.82 | [5 empty] | 0 | 0 | 0 | 0 |  | 1250 | 0.03 | 646 | 0.02 | 1966 | 0.05 | 35055 | 1501 | 0.04 | 35520 | 2333 | 0.06 | 34688 | 3520 | 0.1 | 33501 | 27602 | 0.75 | 9419 | 1978 | 0.05 | 35043
300 | Shiloh III | PGE GBA | {'Birds Landing': [3.3, 8422.0], 'Lambie': [3.8, 6177.0], 'Lambie Energy': [3.8, 6178.0], 'Collinsville': [6.2, 6754.0], 'Pittsburg': [9.6, 1337.0], 'Peabody': [10.5, 1165.0], 'GWF 2': [10.7, 1377.0], 'Kirker': [10.8, 1013.0], 'Contra Costa PP': [11.7, 2586.0], 'Contra Costa': [12.3, 1450.0], 'Grand Island': [14.5, 2818.0], 'Lone Tree': [16.2, 210.0], 'Bahia': [16.8, 2.0], 'Clayton': [17.0, 2.0], 'Meadow Lane': [18.1, 2.0], 'Martinez': [18.1, 2.0]} | 140672 | 13642 | 0.1 | 127031 | 0.9 | [5 empty] | 27864 | 0.2 | 32420 | 0.23 |  | 64894 | 0.46 | 102 | 0 | 41110 | 0.29 | 99562 | 47442 | 0.34 | 93230 | 46197 | 0.33 | 94475 | 80291 | 0.57 | 60381 | 22216 | 0.16 | 118456 | 30736 | 0.22 | 109937
301 | Westpark | PGE Kern | {} | 1866 | 181 | 0.1 | 1685 | 0.9 | [5 empty] | 0 | 0 | 0 | 0 |  | 223 | 0.12 | 1643 | 0.88 | 845 | 0.45 | 1021 | 690 | 0.37 | 1176 | 908 | 0.49 | 958 | 1340 | 0.72 | 526 | 1547 | 0.83 | 319 | 25 | 0.01 | 1841
302 | Pendleton | SDGE Imperial | {'San Luis Rey': [6.8, 27.0], 'Ocean Ranch': [7.2, 27.0], 'Melrose': [8.5, 27.0], 'Cannon': [11.9, 27.0], 'Encina': [11.9, 27.0], 'Shadowridge': [12.9, 14.0], 'Palomar Airport': [13.2, 21.0]} | 312 | 69 | 0.22 | 244 | 0.78 | [5 empty] | 0 | 0 | 0 | 0 |  | 3 | 0.01 | 0 | 0 | 34 | 0.11 | 279 | 199 | 0.64 | 113 | 226 | 0.72 | 86 | 226 | 0.72 | 86 | 0 | 0 | 312 | 32 | 0.1 | 280
303 | Burney Forest Power | PGE NGBA | {'Burney Forest': [0.0, 559.0], 'Carberry': [2.4, 559.0], 'New Sub - Pit 1 - Cottonwood (Proposed)': [6.7, 559.0], 'Pit 3': [8.5, 22.0], 'Pit 4': [10.3, 194.0], 'Cove Road': [11.1, 559.0], 'Round Mt.': [12.5, 537.0]} | 12616 | 1507 | 0.12 | 11109 | 0.88 | [5 empty] | 0 | 0 | 0 | 0 |  | 6705 | 0.53 | 1262 | 0.1 | 5422 | 0.43 | 7194 | 2529 | 0.2 | 10087 | 2286 | 0.18 | 10330 | 8204 | 0.65 | 4412 | 7276 | 0.58 | 5340 | 96 | 0.01 | 12520
304 | Llagas | PGE GBA | {} | 9842 | 59 | 0.01 | 9783 | 0.99 | [5 empty] | 4 | 0 | 6 | 0 |  | 4732 | 0.48 | 4827 | 0.49 | 8910 | 0.91 | 932 | 1352 | 0.14 | 8490 | 1588 | 0.16 | 8254 | 9321 | 0.95 | 521 | 9260 | 0.94 | 582 | 81 | 0.01 | 9761
305 | Los Banos | PGE Fresno | {} | 10518 | 0 | 0 | 10518 | 1 | [5 empty] | 3 | 0 | 0 | 0 |  | 4822 | 0.46 | 5688 | 0.54 | 9919 | 0.94 | 599 | 484 | 0.05 | 10034 | 935 | 0.09 | 9583 | 10075 | 0.96 | 443 | 10264 | 0.98 | 254 | 15 | 0 | 10502
306 | Peabody | PGE NGBA | {'Lambie': [7.1, 2254.0], 'Lambie Energy': [7.1, 2254.0], 'Vaca-Dixon & Gc Yard': [8.5, 1442.0], 'Shiloh III': [10.5, 1165.0], 'Birds Landing': [13.5, 1165.0], 'Collinsville': [16.0, 1108.0], 'Tulucay': [16.2, 192.0], 'Parkway': [16.4, 149.0], 'Putah Creek': [16.6, 353.0]} | 144792 | 13621 | 0.09 | 131171 | 0.91 | [5 empty] | 27861 | 0.19 | 32170 | 0.22 |  | 68927 | 0.48 | 108 | 0 | 45291 | 0.31 | 99501 | 44765 | 0.31 | 100027 | 44285 | 0.31 | 100506 | 83929 | 0.58 | 60863 | 28032 | 0.19 | 116759 | 30718 | 0.21 | 114074
307 | Silvergate | SDGE Imperial | {'Vine': [3.7, 189.0], 'Old Town': [5.7, 189.0], 'Point Loma': [6.1, 189.0], 'Mission': [6.2, 188.0], 'Bay Boulevard': [6.6, 127.0], 'Imperial Beach': [8.2, 62.0], 'Telegraph Canyon': [8.4, 35.0], 'Otay': [8.5, 36.0], 'Spring Valley': [8.7, 1.0], 'Elliot': [9.0, 121.0], 'Elliott': [9.0, 122.0], 'Miguel': [9.3, 26.0], 'Salt Creek': [9.4, 23.0], 'Mesa Heights': [9.4, 133.0], 'Murray': [9.6, 2.0], 'Kearny': [9.6, 132.0], 'San Ysidro': [11.4, 30.0]} | 891 | 205 | 0.23 | 685 | 0.77 | [5 empty] | 0 | 0 | 0 | 0 |  | 0 | 0 | 0 | 0 | 54 | 0.06 | 836 | 328 | 0.37 | 562 | 619 | 0.69 | 272 | 624 | 0.7 | 266 | 34 | 0.04 | 856 | 68 | 0.08 | 823
308 | Kelso | PGE GBA | {} | 79297 | 7078 | 0.09 | 72219 | 0.91 | [5 empty] | 10185 | 0.13 | 8530 | 0.11 |  | 40178 | 0.51 | 4636 | 0.06 | 43512 | 0.55 | 35785 | 50088 | 0.63 | 29209 | 50044 | 0.63 | 29253 | 61322 | 0.77 | 17975 | 22800 | 0.29 | 56497 | 12053 | 0.15 | 67243
309 | Desert View | SCE EOP | {} | 3275 | 1882 | 0.57 | 1393 | 0.43 | [5 empty] | 0 | 0 | 0 | 0 |  | 841 | 0.26 | 0 | 0 | 0 | 0 | 3275 | 0 | 0 | 3275 | 0 | 0 | 3275 | 0 | 0 | 3275 | 0 | 0 | 3275 | 0 | 0 | 3275
310 | Clay | PGE GBA | {} | 0 | 0 | 0 | 0 | 0 | [5 empty] | 0 | 0 | 0 | 0 |  | 0 | 0 | 0 | 0 | 0 | 0 | 0 | 0 | 0 | 0 | 0 | 0 | 0 | 0 | 0 | 0 | 0 | 0 | 0 | 0 | 0 | 0
311 | Calcite | SCE NOL | {} | 185107 | 29288 | 0.16 | 155819 | 0.84 | [5 empty] | 697 | 0 | 411 | 0 |  | 9007 | 0.05 | 7060 | 0.04 | 67786 | 0.37 | 117321 | 35907 | 0.19 | 149200 | 34185 | 0.18 | 150922 | 89343 | 0.48 | 95764 | 116082 | 0.63 | 69026 | 1467 | 0.01 | 183640
312 | Biola | PGE Fresno | {} | 0 | 0 | 0 | 0 | 0 | [5 empty] | 0 | 0 | 0 | 0 |  | 0 | 0 | 0 | 0 | 0 | 0 | 0 | 0 | 0 | 0 | 0 | 0 | 0 | 0 | 0 | 0 | 0 | 0 | 0 | 0 | 0 | 0
313 | New Sub - Pit 1 - Cottonwood (Proposed) | PGE NGBA | {'Carberry': [4.4, 559.0], 'Round Mt.': [6.1, 594.0], 'Burney Forest': [6.7, 559.0], 'Burney Forest Power': [6.7, 559.0], 'Cove Road': [6.8, 559.0], 'Pit 4': [11.5, 194.0], 'Pit 3': [12.7, 22.0], 'Fern Road': [14.0, 105.0]} | 12302 | 1610 | 0.13 | 10692 | 0.87 | [5 empty] | 0 | 0 | 0 | 0 |  | 6937 | 0.56 | 1680 | 0.14 | 4618 | 0.38 | 7684 | 2599 | 0.21 | 9704 | 2524 | 0.21 | 9778 | 7501 | 0.61 | 4801 | 7236 | 0.59 | 5066 | 96 | 0.01 | 12206
314 | Olive | PGE Fresno | {} | 0 | 0 | 0 | 0 | 0 | [5 empty] | 0 | 0 | 0 | 0 |  | 0 | 0 | 0 | 0 | 0 | 0 | 0 | 0 | 0 | 0 | 0 | 0 | 0 | 0 | 0 | 0 | 0 | 0 | 0 | 0 | 0 | 0
315 | Lugo | SCE Metro | {'Victor': [9.7, 442.0]} | 63581 | 4969 | 0.08 | 58612 | 0.92 | [5 empty] | 0 | 0 | 0 | 0 |  | 7926 | 0.12 | 8224 | 0.13 | 31214 | 0.49 | 32366 | 28148 | 0.44 | 35432 | 24179 | 0.38 | 39402 | 48893 | 0.77 | 14688 | 30458 | 0.48 | 33123 | 137 | 0 | 63443
316 | Eagle Rock (PGE) | PGE NGBA | {} | 32795 | 1210 | 0.04 | 31585 | 0.96 | [5 empty] | 342 | 0.01 | 34 | 0 |  | 8648 | 0.26 | 18775 | 0.57 | 19326 | 0.59 | 13470 | 8723 | 0.27 | 24072 | 18777 | 0.57 | 14019 | 25486 | 0.78 | 7309 | 22263 | 0.68 | 10532 | 197 | 0.01 | 32598
317 | Cosumnes | PGE GBA | {} | 22105 | 127 | 0.01 | 21977 | 0.99 | [5 empty] | 3714 | 0.17 | 11974 | 0.54 |  | 1004 | 0.05 | 0 | 0 | 3037 | 0.14 | 19068 | 720 | 0.03 | 21384 | 2758 | 0.12 | 19346 | 5054 | 0.23 | 17050 | 275 | 0.01 | 21829 | 3459 | 0.16 | 18646
318 | Imperial Valley | SDGE Imperial | {'El Centro': [11.9, 2.0]} | 40372 | 4254 | 0.11 | 36118 | 0.89 | [5 empty] | 56 | 0 | 30 | 0 |  | 24 | 0 | 0 | 0 | 6682 | 0.17 | 33690 | 2627 | 0.07 | 37745 | 2788 | 0.07 | 37585 | 9829 | 0.24 | 30544 | 32140 | 0.8 | 8232 | 1328 | 0.03 | 39044
319 | Swift | PGE GBA | {} | 25601 | 83 | 0 | 25518 | 1 | [5 empty] | 2 | 0 | 25 | 0 |  | 19090 | 0.75 | 6259 | 0.24 | 24786 | 0.97 | 815 | 16618 | 0.65 | 8982 | 19421 | 0.76 | 6179 | 25148 | 0.98 | 452 | 19128 | 0.75 | 6472 | 518 | 0.02 | 25082
320 | Windhub | SCE Northern | {'Highwind': [7.1, 1324.0], 'Rosamond': [12.1, 4222.0], 'Whirlwind': [15.0, 383.0]} | 294551 | 71410 | 0.24 | 223141 | 0.76 | [5 empty] | 4290 | 0.01 | 2232 | 0.01 |  | 53643 | 0.18 | 31773 | 0.11 | 93267 | 0.32 | 201284 | 104807 | 0.36 | 189744 | 81942 | 0.28 | 212609 | 190204 | 0.65 | 104347 | 115595 | 0.39 | 178956 | 3420 | 0.01 | 291131
321 | Elliott | SDGE Imperial | {'Elliot': [0.0, 121.0], 'Kearny': [2.8, 122.0], 'Mission': [3.6, 122.0], 'Mesa Heights': [4.1, 122.0], 'Murray': [4.2, 2.0], 'Old Town': [6.9, 122.0], 'Spring Valley': [7.3, 1.0], 'Vine': [7.5, 122.0], 'Silvergate': [9.0, 122.0], 'Point Loma': [9.8, 122.0], 'Bay Boulevard': [14.4, 81.0], 'Otay': [15.4, 1.0], 'Imperial Beach': [16.1, 23.0]} | 899 | 207 | 0.23 | 692 | 0.77 | [5 empty] | 0 | 0 | 0 | 0 |  | 0 | 0 | 0 | 0 | 54 | 0.06 | 844 | 349 | 0.39 | 550 | 623 | 0.69 | 276 | 628 | 0.7 | 271 | 34 | 0.04 | 865 | 68 | 0.08 | 831
322 | Gates | PGE Fresno | {} | 3747 | 138 | 0.04 | 3610 | 0.96 | [5 empty] | 0 | 0 | 0 | 0 |  | 3519 | 0.94 | 173 | 0.05 | 2649 | 0.71 | 1098 | 325 | 0.09 | 3422 | 965 | 0.26 | 2782 | 2739 | 0.73 | 1008 | 3169 | 0.85 | 578 | 0 | 0 | 3747
323 | Madeline | Northeast CA | {} | 383975 | 22960 | 0.06 | 361015 | 0.94 | [5 empty] | 24537 | 0.06 | 8708 | 0.02 |  | 212028 | 0.55 | 84852 | 0.22 | 151296 | 0.39 | 232679 | 53212 | 0.14 | 330764 | 34521 | 0.09 | 349454 | 190484 | 0.5 | 193491 | 310229 | 0.81 | 73747 | 56749 | 0.15 | 327226
324 | Putah Creek | PGE NGBA | {'Vaca-Dixon & Gc Yard': [9.4, 890.0], 'Peabody': [16.6, 353.0]} | 141256 | 8092 | 0.06 | 133165 | 0.94 | [5 empty] | 23660 | 0.17 | 27638 | 0.2 |  | 78796 | 0.56 | 14975 | 0.11 | 65266 | 0.46 | 75990 | 25643 | 0.18 | 115614 | 26765 | 0.19 | 114491 | 89057 | 0.63 | 52200 | 53235 | 0.38 | 88022 | 22592 | 0.16 | 118664
325 | San Onofre | SCE Metro | {'North of SONGS': [5.6, 20.0], 'Talega': [5.9, 20.0], 'Rancho Mission Viejo': [11.2, 14.0], 'Capistrano': [11.8, 14.0], 'Margarita': [13.2, 13.0], 'Q1806': [13.3, 13.0], 'Trabuco': [15.1, 11.0]} | 544 | 90 | 0.17 | 454 | 0.83 | [5 empty] | 0 | 0 | 0 | 0 |  | 3 | 0.01 | 0 | 0 | 43 | 0.08 | 501 | 235 | 0.43 | 309 | 418 | 0.77 | 126 | 427 | 0.78 | 117 | 0 | 0 | 544 | 53 | 0.1 | 491
326 | Gregg | PGE Fresno | {} | 0 | 0 | 0 | 0 | 0 | [5 empty] | 0 | 0 | 0 | 0 |  | 0 | 0 | 0 | 0 | 0 | 0 | 0 | 0 | 0 | 0 | 0 | 0 | 0 | 0 | 0 | 0 | 0 | 0 | 0 | 0 | 0 | 0
327 | Gondor | <Null> | {} | 0 | 0 | 0 | 0 | 0 | [5 empty] | 0 | 0 | 0 | 0 |  | 0 | 0 | 0 | 0 | 0 | 0 | 0 | 0 | 0 | 0 | 0 | 0 | 0 | 0 | 0 | 0 | 0 | 0 | 0 | 0 | 0 | 0
328 | Cabrillo | PGE Kern | {} | 26753 | 1225 | 0.05 | 25528 | 0.95 | [5 empty] | 211 | 0.01 | 4 | 0 |  | 22020 | 0.82 | 493 | 0.02 | 20626 | 0.77 | 6127 | 339 | 0.01 | 26415 | 1583 | 0.06 | 25171 | 21888 | 0.82 | 4865 | 13620 | 0.51 | 13133 | 1769 | 0.07 | 24984
329 | Mesa (PGE) | PGE Kern | {'Callender': [7.9, 43.0], 'Oceano': [9.7, 43.0]} | 14263 | 1994 | 0.14 | 12269 | 0.86 | [5 empty] | 1 | 0 | 0 | 0 |  | 4518 | 0.32 | 8262 | 0.58 | 2530 | 0.18 | 11733 | 694 | 0.05 | 13569 | 3825 | 0.27 | 10438 | 5373 | 0.38 | 8890 | 10614 | 0.74 | 3649 | 252 | 0.02 | 14011
330 | Schulte | PGE GBA | {} | 17237 | 290 | 0.02 | 16946 | 0.98 | [5 empty] | 9 | 0 | 3 | 0 |  | 13224 | 0.77 | 3190 | 0.19 | 15815 | 0.92 | 1421 | 11006 | 0.64 | 6231 | 12604 | 0.73 | 4632 | 16559 | 0.96 | 678 | 11654 | 0.68 | 5583 | 495 | 0.03 | 16742
331 | Davis | PGE NGBA | {'Vaca-Dixon & Gc Yard': [14.2, 20.0]} | 127464 | 10649 | 0.08 | 116815 | 0.92 | [5 empty] | 27697 | 0.22 | 31614 | 0.25 |  | 69723 | 0.55 | 6331 | 0.05 | 48525 | 0.38 | 78938 | 21527 | 0.17 | 105936 | 23658 | 0.19 | 103806 | 70962 | 0.56 | 56502 | 35938 | 0.28 | 91526 | 19181 | 0.15 | 108283
332 | Arco | PGE Kern | {} | 9889 | 488 | 0.05 | 9401 | 0.95 | [5 empty] | 1074 | 0.11 | 0 | 0 |  | 8477 | 0.86 | 2 | 0 | 7129 | 0.72 | 2760 | 390 | 0.04 | 9499 | 1861 | 0.19 | 8028 | 7501 | 0.76 | 2388 | 6524 | 0.66 | 3365 | 69 | 0.01 | 9820
333 | Goodrich | SCE Metro | {} | 13462 | 4906 | 0.36 | 8557 | 0.64 | [5 empty] | 0 | 0 | 0 | 0 |  | 5632 | 0.42 | 866 | 0.06 | 1115 | 0.08 | 12348 | 3860 | 0.29 | 9603 | 2780 | 0.21 | 10682 | 5258 | 0.39 | 8204 | 5196 | 0.39 | 8266 | 103 | 0.01 | 13359
334 | Newhall | PGE Fresno | {} | 0 | 0 | 0 | 0 | 0 | [5 empty] | 0 | 0 | 0 | 0 |  | 0 | 0 | 0 | 0 | 0 | 0 | 0 | 0 | 0 | 0 | 0 | 0 | 0 | 0 | 0 | 0 | 0 | 0 | 0 | 0 | 0 | 0
335 | Brentwood | PGE GBA | {'Lone Tree': [4.9, 139.0], 'Contra Costa': [8.0, 139.0], 'Contra Costa PP': [8.1, 139.0], 'GWF 2': [12.0, 136.0], 'Collinsville': [14.2, 64.0], 'Kirker': [14.3, 5.0], 'Pittsburg': [14.4, 13.0], 'Tassajara': [15.0, 75.0], 'Clayton': [15.9, 1.0], 'Birds Landing': [16.5, 64.0]} | 134689 | 11191 | 0.08 | 123499 | 0.92 | [5 empty] | 23145 | 0.17 | 25679 | 0.19 |  | 65062 | 0.48 | 1538 | 0.01 | 47735 | 0.35 | 86954 | 67293 | 0.5 | 67396 | 65681 | 0.49 | 69009 | 85908 | 0.64 | 48781 | 22476 | 0.17 | 112213 | 29657 | 0.22 | 105032
336 | Neenach | SCE Northern | {'Whirlwind': [6.9, 29580.0], 'Antelope': [12.9, 11140.0], 'Bailey': [15.4, 1511.0], 'Rosamond': [16.1, 4203.0], 'Warne': [17.4, 2.0]} | 247870 | 65482 | 0.26 | 182387 | 0.74 | [5 empty] | 4242 | 0.02 | 2234 | 0.01 |  | 64352 | 0.26 | 41492 | 0.17 | 84385 | 0.34 | 163485 | 90785 | 0.37 | 157084 | 75879 | 0.31 | 171991 | 156507 | 0.63 | 91363 | 88434 | 0.36 | 159436 | 3660 | 0.01 | 244210
337 | Bahia | PGE NGBA | {'Martinez': [4.7, 1163.0], 'Parkway': [5.6, 1153.0], 'Carquinez': [6.0, 1153.0], 'Alhambra': [6.1, 1159.0], 'Christie': [6.6, 1153.0], 'Meadow Lane': [9.4, 1041.0], 'San Pablo': [12.7, 796.0], 'Lakewood': [12.8, 104.0], 'Sobrante': [12.8, 721.0], 'Kirker': [13.2, 10.0], 'Clayton': [13.2, 10.0], 'Pittsburg': [13.4, 10.0], 'El Cerrito G': [14.6, 533.0], 'GWF 2': [15.6, 10.0], 'Collinsville': [16.3, 6.0], 'Richmond R': [16.5, 23.0], 'Standard Oil': [16.6, 26.0], 'Standard Oil 2': [16.6, 26.0], 'Shiloh III': [16.8, 2.0], 'Birds Landing': [16.9, 2.0]} | 113839 | 13375 | 0.12 | 100463 | 0.88 | [5 empty] | 21739 | 0.19 | 19045 | 0.17 |  | 53760 | 0.47 | 102 | 0 | 35053 | 0.31 | 78786 | 46193 | 0.41 | 67645 | 43862 | 0.39 | 69976 | 71770 | 0.63 | 42069 | 21160 | 0.19 | 92679 | 27391 | 0.24 | 86448
338 | Vaca Dixon | PGE NGBA | {'Peabody': [8.5, 1442.0], 'Putah Creek': [9.4, 890.0], 'Lambie': [12.8, 1089.0], 'Lambie Energy': [12.8, 1089.0], 'Davis': [14.2, 20.0]} | 154695 | 13721 | 0.09 | 140974 | 0.91 | [5 empty] | 30464 | 0.2 | 33003 | 0.21 |  | 75840 | 0.49 | 3045 | 0.02 | 56494 | 0.37 | 98202 | 40632 | 0.26 | 114064 | 39331 | 0.25 | 115365 | 92337 | 0.6 | 62358 | 37155 | 0.24 | 117541 | 30692 | 0.2 | 124003
339 | Carrizo Plains | PGE Kern | {'Topaz': [1.1, 135.0], 'Solar': [1.1, 135.0], 'Caliente': [6.9, 135.0], 'Kernridge': [17.4, 36.0]} | 18488 | 2243 | 0.12 | 16246 | 0.88 | [5 empty] | 1088 | 0.06 | 0 | 0 |  | 8540 | 0.46 | 8474 | 0.46 | 7424 | 0.4 | 11064 | 747 | 0.04 | 17742 | 2998 | 0.16 | 15490 | 9104 | 0.49 | 9385 | 12788 | 0.69 | 5701 | 146 | 0.01 | 18342
340 | Vista (VEA) | SCE EOP | {} | 59569 | 3668 | 0.06 | 55901 | 0.94 | [5 empty] | 0 | 0 | 0 | 0 |  | 0 | 0 | 0 | 0 | 3071 | 0.05 | 56498 | 639 | 0.01 | 58930 | 7697 | 0.13 | 51872 | 9297 | 0.16 | 50272 | 15000 | 0.25 | 44569 | 129 | 0 | 59440
341 | Merced | PGE Fresno | {} | 0 | 0 | 0 | 0 | 0 | [5 empty] | 0 | 0 | 0 | 0 |  | 0 | 0 | 0 | 0 | 0 | 0 | 0 | 0 | 0 | 0 | 0 | 0 | 0 | 0 | 0 | 0 | 0 | 0 | 0 | 0 | 0 | 0
342 | Otay Mesa | SDGE Imperial | {'San Ysidro': [6.7, 6.0], 'Telegraph Canyon': [7.5, 6.0], 'Salt Creek': [8.3, 4.0], 'Miguel': [8.4, 4.0], 'Otay': [8.6, 5.0], 'Imperial Beach': [10.8, 2.0], 'Bay Boulevard': [10.9, 2.0]} | 1029 | 284 | 0.28 | 745 | 0.72 | [5 empty] | 0 | 0 | 0 | 0 |  | 0 | 0 | 28 | 0.03 | 67 | 0.06 | 963 | 346 | 0.34 | 684 | 631 | 0.61 | 399 | 670 | 0.65 | 359 | 63 | 0.06 | 967 | 66 | 0.06 | 963
343 | Leavitt | Northeast CA | {'Richmond': [7.1, 331.0]} | 103019 | 10972 | 0.11 | 92047 | 0.89 | [5 empty] | 4278 | 0.04 | 0 | 0 |  | 60582 | 0.59 | 28411 | 0.28 | 47691 | 0.46 | 55328 | 9803 | 0.1 | 93216 | 16840 | 0.16 | 86179 | 56128 | 0.54 | 46891 | 80072 | 0.78 | 22947 | 9123 | 0.09 | 93896
344 | Primm | SCE EOP | {'Ivanpah': [9.5, 18.0], 'Mountain Pass': [14.9, 18.0]} | 11549 | 1468 | 0.13 | 10081 | 0.87 | [5 empty] | 0 | 0 | 0 | 0 |  | 0 | 0 | 0 | 0 | 4022 | 0.35 | 7527 | 5359 | 0.46 | 6190 | 1789 | 0.15 | 9760 | 6284 | 0.54 | 5265 | 5483 | 0.47 | 6066 | 60 | 0.01 | 11489
345 | Granite | PGE NGBA | {} | 46256 | 23 | 0 | 46233 | 1 | [5 empty] | 11714 | 0.25 | 23548 | 0.51 |  | 11749 | 0.25 | 0 | 0 | 7967 | 0.17 | 38289 | 3657 | 0.08 | 42599 | 5982 | 0.13 | 40274 | 13242 | 0.29 | 33014 | 275 | 0.01 | 45981 | 6853 | 0.15 | 39403
346 | Lake View | PGE NGBA | {} | 37014 | 1210 | 0.03 | 35804 | 0.97 | [5 empty] | 334 | 0.01 | 34 | 0 |  | 10076 | 0.27 | 22411 | 0.61 | 21761 | 0.59 | 15254 | 10236 | 0.28 | 26779 | 19645 | 0.53 | 17369 | 27987 | 0.76 | 9028 | 26666 | 0.72 | 10349 | 209 | 0.01 | 36806
347 | Birds Landing | PGE GBA | {'Collinsville': [3.1, 7117.0], 'Shiloh III': [3.3, 8422.0], 'Lambie': [7.0, 6177.0], 'Lambie Energy': [7.0, 6178.0], 'Pittsburg': [7.1, 1350.0], 'GWF 2': [7.7, 1439.0], 'Kirker': [8.3, 1018.0], 'Contra Costa PP': [8.5, 3038.0], 'Contra Costa': [9.1, 1745.0], 'Lone Tree': [13.0, 277.0], 'Peabody': [13.5, 1165.0], 'Clayton': [14.6, 2.0], 'Grand Island': [14.9, 3082.0], 'Meadow Lane': [16.4, 2.0], 'Brentwood': [16.5, 64.0], 'Bahia': [16.9, 2.0], 'Martinez': [17.2, 2.0]} | 142297 | 13642 | 0.1 | 128655 | 0.9 | [5 empty] | 27720 | 0.19 | 32715 | 0.23 |  | 65877 | 0.46 | 102 | 0 | 41713 | 0.29 | 100584 | 51894 | 0.36 | 90403 | 52699 | 0.37 | 89598 | 81916 | 0.58 | 60381 | 18789 | 0.13 | 123508 | 30955 | 0.22 | 111342
348 | Highwind | SCE Northern | {'Windhub': [7.1, 1324.0], 'Whirlwind': [17.0, 352.0], 'Rosamond': [18.2, 703.0]} | 280986 | 64652 | 0.23 | 216334 | 0.77 | [5 empty] | 4267 | 0.02 | 2225 | 0.01 |  | 51179 | 0.18 | 28713 | 0.1 | 96171 | 0.34 | 184816 | 101502 | 0.36 | 179484 | 82512 | 0.29 | 198474 | 189392 | 0.67 | 91595 | 112092 | 0.4 | 168895 | 2700 | 0.01 | 278286
349 | Santiago | SCE Metro | {'Johanna': [5.9, 18.0], 'Trabuco': [8.9, 7.0], 'Ellis': [10.1, 18.0], 'Q1806': [10.5, 7.0], 'Margarita': [11.3, 1.0], 'Capistrano': [12.1, 7.0], 'Huntington Beach': [12.1, 18.0]} | 1224 | 429 | 0.35 | 795 | 0.65 | [5 empty] | 0 | 0 | 0 | 0 |  | 2 | 0 | 0 | 0 | 9 | 0.01 | 1215 | 211 | 0.17 | 1013 | 744 | 0.61 | 480 | 753 | 0.62 | 471 | 0 | 0 | 1224 | 31 | 0.03 | 1192
350 | Red Bluff | SCE Eastern | {'Eagle Mountain': [11.2, 7992.0], 'Kem': [15.1, 4214.0]} | 104285 | 12242 | 0.12 | 92043 | 0.88 | [5 empty] | 11 | 0 | 0 | 0 |  | 0 | 0 | 0 | 0 | 51998 | 0.5 | 52288 | 33735 | 0.32 | 70550 | 27466 | 0.26 | 76819 | 63779 | 0.61 | 40506 | 70780 | 0.68 | 33505 | 759 | 0.01 | 103526
351 | Beatty | SCE EOP | {} | 38331 | 6200 | 0.16 | 32131 | 0.84 | [5 empty] | 0 | 0 | 0 | 0 |  | 0 | 0 | 0 | 0 | 0 | 0 | 38331 | 0 | 0 | 38331 | 0 | 0 | 38331 | 0 | 0 | 38331 | 0 | 0 | 38331 | 0 | 0 | 38331
352 | Mirage | SCE Eastern | {'Devers': [14.4, 1701.0]} | 87955 | 24460 | 0.28 | 63495 | 0.72 | [5 empty] | 253 | 0 | 74 | 0 |  | 8709 | 0.1 | 14743 | 0.17 | 14862 | 0.17 | 73093 | 21602 | 0.25 | 66353 | 21743 | 0.25 | 66212 | 35878 | 0.41 | 52077 | 49111 | 0.56 | 38844 | 115 | 0 | 87840
353 | Sutter Power | PGE NGBA | {} | 23159 | 448 | 0.02 | 22711 | 0.98 | [5 empty] | 3107 | 0.13 | 1051 | 0.05 |  | 11659 | 0.5 | 10747 | 0.46 | 19471 | 0.84 | 3688 | 1098 | 0.05 | 22061 | 1136 | 0.05 | 22023 | 19492 | 0.84 | 3667 | 17885 | 0.77 | 5274 | 127 | 0.01 | 23032
354 | Manteca | PGE GBA | {} | 38086 | 808 | 0.02 | 37277 | 0.98 | [5 empty] | 902 | 0.02 | 1871 | 0.05 |  | 27104 | 0.71 | 4579 | 0.12 | 31512 | 0.83 | 6574 | 28747 | 0.75 | 9338 | 32732 | 0.86 | 5353 | 36897 | 0.97 | 1188 | 17901 | 0.47 | 20185 | 1401 | 0.04 | 36684
355 | El Patio | PGE GBA | {'Vasona': [3.1, 33.0], 'Saratoga': [4.4, 33.0], 'Hicks': [4.5, 33.0], 'Monta Vista': [7.8, 33.0]} | 6269 | 215 | 0.03 | 6055 | 0.97 | [5 empty] | 9 | 0 | 7 | 0 |  | 2907 | 0.46 | 2727 | 0.43 | 5242 | 0.84 | 1027 | 2495 | 0.4 | 3775 | 2726 | 0.43 | 3544 | 5698 | 0.91 | 572 | 5301 | 0.85 | 969 | 134 | 0.02 | 6135
356 | Pardee | SCE Northern | {'Saugus': [1.3, 306.0], 'Elizabeth Lake': [4.1, 79.0], 'Sylmar-Pac Intertie': [10.4, 226.0]} | 156010 | 44489 | 0.29 | 111521 | 0.71 | [5 empty] | 4169 | 0.03 | 1780 | 0.01 |  | 38784 | 0.25 | 30668 | 0.2 | 37376 | 0.24 | 118635 | 60016 | 0.38 | 95994 | 41468 | 0.27 | 114542 | 91377 | 0.59 | 64633 | 47878 | 0.31 | 108133 | 2426 | 0.02 | 153584
357 | Los Coches | SDGE Imperial | {} | 10017 | 285 | 0.03 | 9733 | 0.97 | [5 empty] | 6 | 0 | 0 | 0 |  | 809 | 0.08 | 8152 | 0.81 | 2234 | 0.22 | 7784 | 4812 | 0.48 | 5205 | 6748 | 0.67 | 3269 | 7454 | 0.74 | 2563 | 4719 | 0.47 | 5299 | 943 | 0.09 | 9074
358 | Serrano | SCE Metro | {} | 1202 | 423 | 0.35 | 779 | 0.65 | [5 empty] | 0 | 0 | 0 | 0 |  | 0 | 0 | 1 | 0 | 10 | 0.01 | 1192 | 198 | 0.16 | 1004 | 731 | 0.61 | 471 | 740 | 0.62 | 462 | 1 | 0 | 1201 | 31 | 0.03 | 1170
359 | Miller | PGE GBA | {} | 14081 | 0 | 0 | 14081 | 1 | [5 empty] | 3 | 0 | 0 | 0 |  | 6173 | 0.44 | 7901 | 0.56 | 13415 | 0.95 | 666 | 1960 | 0.14 | 12121 | 3714 | 0.26 | 10367 | 13643 | 0.97 | 437 | 13821 | 0.98 | 260 | 18 | 0 | 14063
360 | Carberry | PGE NGBA | {'Burney Forest': [2.4, 559.0], 'Burney Forest Power': [2.4, 559.0], 'New Sub - Pit 1 - Cottonwood (Proposed)': [4.4, 559.0], 'Cove Road': [9.2, 559.0], 'Pit 3': [9.6, 22.0], 'Pit 4': [10.2, 194.0], 'Round Mt.': [10.2, 537.0]} | 12218 | 1507 | 0.12 | 10711 | 0.88 | [5 empty] | 0 | 0 | 0 | 0 |  | 6673 | 0.55 | 1353 | 0.11 | 5040 | 0.41 | 7178 | 2529 | 0.21 | 9689 | 2386 | 0.2 | 9832 | 7852 | 0.64 | 4366 | 7077 | 0.58 | 5141 | 96 | 0.01 | 12122
361 | Wahtoke | PGE Fresno | {} | 0 | 0 | 0 | 0 | 0 | [5 empty] | 0 | 0 | 0 | 0 |  | 0 | 0 | 0 | 0 | 0 | 0 | 0 | 0 | 0 | 0 | 0 | 0 | 0 | 0 | 0 | 0 | 0 | 0 | 0 | 0 | 0 | 0
362 | Dos Amigos | PGE Fresno | {} | 10439 | 0 | 0 | 10439 | 1 | [5 empty] | 3 | 0 | 0 | 0 |  | 4734 | 0.45 | 5697 | 0.55 | 9612 | 0.92 | 827 | 493 | 0.05 | 9946 | 1223 | 0.12 | 9216 | 9990 | 0.96 | 449 | 10178 | 0.97 | 261 | 16 | 0 | 10423
363 | Guernsey | PGE Fresno | {} | 0 | 0 | 0 | 0 | 0 | [5 empty] | 0 | 0 | 0 | 0 |  | 0 | 0 | 0 | 0 | 0 | 0 | 0 | 0 | 0 | 0 | 0 | 0 | 0 | 0 | 0 | 0 | 0 | 0 | 0 | 0 | 0 | 0
364 | Santa Clara | SCE Northern | {'Mandalay': [7.5, 11.0], 'Ormond Beach': [12.0, 9.0]} | 5733 | 192 | 0.03 | 5541 | 0.97 | [5 empty] | 5 | 0 | 0 | 0 |  | 2583 | 0.45 | 2348 | 0.41 | 4495 | 0.78 | 1238 | 394 | 0.07 | 5339 | 553 | 0.1 | 5180 | 4782 | 0.83 | 951 | 3596 | 0.63 | 2137 | 194 | 0.03 | 5539
365 | Glenn | PGE NGBA | {} | 10421 | 751 | 0.07 | 9670 | 0.93 | [5 empty] | 417 | 0.04 | 46 | 0 |  | 9941 | 0.95 | 378 | 0.04 | 5177 | 0.5 | 5245 | 45 | 0 | 10376 | 1008 | 0.1 | 9413 | 5978 | 0.57 | 4443 | 6269 | 0.6 | 4153 | 2249 | 0.22 | 8173
366 | Kerchoff 1 | PGE Fresno | {} | 9 | 0 | 0 | 9 | 1 | [5 empty] | 0 | 0 | 0 | 0 |  | 9 | 1 | 0 | 0 | 0 | 0 | 9 | 0 | 0 | 9 | 9 | 1 | 0 | 9 | 1 | 0 | 9 | 1 | 0 | 0 | 0 | 9
367 | Brunswick | PGE NGBA | {} | 4155 | 1278 | 0.31 | 2877 | 0.69 | [5 empty] | 0 | 0 | 0 | 0 |  | 2892 | 0.7 | 215 | 0.05 | 932 | 0.22 | 3223 | 215 | 0.05 | 3940 | 532 | 0.13 | 3623 | 1373 | 0.33 | 2782 | 2118 | 0.51 | 2037 | 106 | 0.03 | 4049
368 | Tejon | PGE Kern | {} | 111185 | 16178 | 0.15 | 95007 | 0.85 | [5 empty] | 1787 | 0.02 | 1474 | 0.01 |  | 37547 | 0.34 | 22779 | 0.2 | 58804 | 0.53 | 52380 | 51073 | 0.46 | 60112 | 37813 | 0.34 | 73372 | 89143 | 0.8 | 22042 | 48635 | 0.44 | 62550 | 1225 | 0.01 | 109960
369 | Bakersfield | PGE Kern | {} | 3003 | 534 | 0.18 | 2469 | 0.82 | [5 empty] | 0 | 0 | 0 | 0 |  | 297 | 0.1 | 2706 | 0.9 | 1250 | 0.42 | 1753 | 770 | 0.26 | 2233 | 1215 | 0.4 | 1787 | 1851 | 0.62 | 1152 | 2174 | 0.72 | 828 | 33 | 0.01 | 2970
370 | Drum | PGE NGBA | {} | 40904 | 10421 | 0.25 | 30482 | 0.75 | [5 empty] | 0 | 0 | 0 | 0 |  | 8572 | 0.21 | 277 | 0.01 | 6698 | 0.16 | 34206 | 5659 | 0.14 | 35245 | 14293 | 0.35 | 26611 | 20030 | 0.49 | 20874 | 19563 | 0.48 | 21341 | 2866 | 0.07 | 38037
371 | El Nido (SCE) | SCE Metro | {'Chevmain': [1.8, 16.0], 'La Fresa': [2.9, 15.0], 'El Segundo': [3.0, 15.0], 'Redondo': [3.4, 15.0], 'Windsor': [7.0, 3.0], 'La Cienega': [7.3, 3.0], 'Arcogen': [9.2, 11.0]} | 1079 | 429 | 0.4 | 650 | 0.6 | [5 empty] | 0 | 0 | 0 | 0 |  | 0 | 0 | 0 | 0 | 8 | 0.01 | 1071 | 229 | 0.21 | 850 | 595 | 0.55 | 484 | 604 | 0.56 | 475 | 0 | 0 | 1079 | 24 | 0.02 | 1055
372 | Monserate | SDGE Imperial | {} | 291 | 66 | 0.23 | 225 | 0.77 | [5 empty] | 0 | 0 | 0 | 0 |  | 3 | 0.01 | 0 | 0 | 34 | 0.12 | 257 | 184 | 0.63 | 107 | 209 | 0.72 | 82 | 209 | 0.72 | 82 | 0 | 0 | 291 | 32 | 0.11 | 258
373 | Richmond R | PGE GBA | {'Standard Oil': [2.2, 344.0], 'Standard Oil 2': [2.2, 344.0], 'El Cerrito G': [3.7, 419.0], 'San Pablo': [4.5, 259.0], 'Sobrante': [8.9, 236.0], 'Oakland L': [9.7, 273.0], 'Oakland C': [10.1, 261.0], 'Christie': [10.2, 46.0], 'Oakland X': [11.3, 188.0], 'Potrero': [11.9, 259.0], 'SAN FRAN A (POTRERO PP)': [11.9, 261.0], 'Moraga': [12.5, 132.0], 'Carquinez': [13.2, 27.0], 'Alhambra': [13.8, 24.0], 'Ignacio': [14.0, 41.0], 'Oakland J': [14.1, 162.0], 'Martinez': [15.0, 23.0], 'Martin': [15.7, 142.0], 'Edes': [16.2, 120.0], 'Bahia': [16.5, 23.0], 'Parkway': [17.1, 23.0]} | 33663 | 2396 | 0.07 | 31267 | 0.93 | [5 empty] | 258 | 0.01 | 0 | 0 |  | 18007 | 0.53 | 0 | 0 | 20545 | 0.61 | 13118 | 15935 | 0.47 | 17728 | 15212 | 0.45 | 18450 | 29476 | 0.88 | 4187 | 13595 | 0.4 | 20068 | 9223 | 0.27 | 24440
374 | Storey | PGE Fresno | {} | 0 | 0 | 0 | 0 | 0 | [5 empty] | 0 | 0 | 0 | 0 |  | 0 | 0 | 0 | 0 | 0 | 0 | 0 | 0 | 0 | 0 | 0 | 0 | 0 | 0 | 0 | 0 | 0 | 0 | 0 | 0 | 0 | 0
375 | Alpine | SDGE Imperial | {} | 27490 | 7252 | 0.26 | 20238 | 0.74 | [5 empty] | 7 | 0 | 0 | 0 |  | 3961 | 0.14 | 21912 | 0.8 | 3746 | 0.14 | 23745 | 5062 | 0.18 | 22429 | 12394 | 0.45 | 15096 | 13236 | 0.48 | 14255 | 10752 | 0.39 | 16739 | 1227 | 0.04 | 26264
376 | Sobrante | PGE GBA | {'Moraga': [4.8, 168.0], 'El Cerrito G': [5.2, 737.0], 'Christie': [6.8, 744.0], 'Oakland X': [7.1, 178.0], 'Oakland L': [7.5, 246.0], 'Alhambra': [7.5, 722.0], 'Lakewood': [8.2, 104.0], 'Oakland C': [8.5, 234.0], 'Richmond R': [8.9, 236.0], 'San Pablo': [8.9, 853.0], 'Martinez': [9.1, 721.0], 'Meadow Lane': [9.3, 692.0], 'Oakland J': [9.9, 156.0], 'Standard Oil': [10.6, 160.0], 'Standard Oil 2': [10.6, 160.0], 'Edes': [11.6, 122.0], 'Bahia': [12.8, 721.0], 'Carquinez': [13.1, 725.0], 'San Leandro U': [14.0, 35.0], 'SAN FRAN A (POTRERO PP)': [14.2, 168.0], 'Potrero': [14.2, 168.0], 'Parkway': [16.2, 721.0], 'Grant': [16.5, 26.0], 'Martin': [17.8, 96.0]} | 46452 | 4964 | 0.11 | 41488 | 0.89 | [5 empty] | 3678 | 0.08 | 14 | 0 |  | 26342 | 0.57 | 102 | 0 | 21208 | 0.46 | 25244 | 23491 | 0.51 | 22961 | 21573 | 0.46 | 24879 | 37649 | 0.81 | 8803 | 13082 | 0.28 | 33370 | 13518 | 0.29 | 32934
377 | San Marcos | SDGE Imperial | {'Shadowridge': [2.5, 8.0], 'Palomar Airport': [5.2, 8.0], 'Melrose': [6.3, 3.0], 'Cannon': [7.8, 8.0], 'Ocean Ranch': [8.0, 3.0], 'Encina': [8.0, 8.0], 'Artesian': [8.3, 4.0], 'San Luis Rey': [9.8, 3.0], 'North City Metering': [11.9, 5.0], 'Penasquitos': [14.6, 3.0]} | 519 | 185 | 0.36 | 335 | 0.64 | [5 empty] | 0 | 0 | 0 | 0 |  | 3 | 0.01 | 0 | 0 | 34 | 0.06 | 485 | 225 | 0.43 | 294 | 309 | 0.59 | 210 | 309 | 0.59 | 210 | 0 | 0 | 519 | 33 | 0.06 | 486
378 | Fink | PGE Fresno | {} | 17966 | 0 | 0 | 17966 | 1 | [5 empty] | 3 | 0 | 0 | 0 |  | 9946 | 0.55 | 8014 | 0.45 | 17335 | 0.96 | 631 | 6367 | 0.35 | 11599 | 8217 | 0.46 | 9750 | 17648 | 0.98 | 318 | 17230 | 0.96 | 736 | 72 | 0 | 17894
379 | La Cienega | SCE Metro | {'Windsor': [1.1, 4.0], 'El Segundo': [6.9, 4.0], 'Chevmain': [7.0, 4.0], 'El Nido': [7.3, 3.0]} | 2405 | 655 | 0.27 | 1749 | 0.73 | [5 empty] | 0 | 0 | 0 | 0 |  | 493 | 0.2 | 814 | 0.34 | 799 | 0.33 | 1605 | 202 | 0.08 | 2202 | 600 | 0.25 | 1805 | 1399 | 0.58 | 1006 | 958 | 0.4 | 1446 | 55 | 0.02 | 2350
380 | Pittsburg | PGE GBA | {'Kirker': [1.2, 1026.0], 'GWF 2': [2.4, 1359.0], 'Collinsville': [4.5, 1354.0], 'Contra Costa': [6.7, 1237.0], 'Birds Landing': [7.1, 1350.0], 'Contra Costa PP': [7.4, 1237.0], 'Clayton': [7.5, 10.0], 'Shiloh III': [9.6, 1337.0], 'Lone Tree': [9.7, 217.0], 'Meadow Lane': [9.8, 10.0], 'Martinez': [12.0, 10.0], 'Alhambra': [13.0, 9.0], 'Lambie': [13.0, 1140.0], 'Lambie Energy': [13.0, 1140.0], 'Bahia': [13.4, 10.0], 'Brentwood': [14.4, 13.0]} | 148725 | 13367 | 0.09 | 135358 | 0.91 | [5 empty] | 27736 | 0.19 | 32120 | 0.22 |  | 70752 | 0.48 | 102 | 0 | 47101 | 0.32 | 101624 | 59313 | 0.4 | 89412 | 61193 | 0.41 | 87532 | 88836 | 0.6 | 59889 | 20655 | 0.14 | 128070 | 31339 | 0.21 | 117387
381 | Morro Bay | PGE Kern | {'Diablo Canyon': [11.0, 13.0], 'Templeton': [16.0, 35.0]} | 15311 | 1985 | 0.13 | 13327 | 0.87 | [5 empty] | 52 | 0 | 0 | 0 |  | 11132 | 0.73 | 2815 | 0.18 | 7334 | 0.48 | 7978 | 1563 | 0.1 | 13749 | 4967 | 0.32 | 10344 | 9810 | 0.64 | 5501 | 10187 | 0.67 | 5124 | 236 | 0.02 | 15075
382 | Contra Costa | PGE GBA | {'Contra Costa PP': [1.6, 1948.0], 'Lone Tree': [3.9, 352.0], 'GWF 2': [4.4, 1400.0], 'Collinsville': [6.3, 1715.0], 'Pittsburg': [6.7, 1237.0], 'Kirker': [6.8, 904.0], 'Brentwood': [8.0, 139.0], 'Birds Landing': [9.1, 1745.0], 'Clayton': [10.8, 1.0], 'Shiloh III': [12.3, 1450.0], 'Tassajara': [15.5, 75.0], 'Lambie': [16.1, 1120.0], 'Lambie Energy': [16.1, 1120.0], 'Grand Island': [19.2, 151.0]} | 151771 | 12633 | 0.08 | 139138 | 0.92 | [5 empty] | 27608 | 0.18 | 32155 | 0.21 |  | 76617 | 0.5 | 499 | 0 | 51600 | 0.34 | 100171 | 68035 | 0.45 | 83735 | 69619 | 0.46 | 82152 | 93143 | 0.61 | 58628 | 24034 | 0.16 | 127737 | 31158 | 0.21 | 120613
383 | New Sub - Gates - Templeton (Proposed) | PGE Kern | {} | 6420 | 251 | 0.04 | 6169 | 0.96 | [5 empty] | 956 | 0.15 | 0 | 0 |  | 6006 | 0.94 | 173 | 0.03 | 4144 | 0.65 | 2276 | 390 | 0.06 | 6030 | 1609 | 0.25 | 4811 | 4581 | 0.71 | 1839 | 4120 | 0.64 | 2300 | 69 | 0.01 | 6351
384 | Hinson | SCE Metro | {'Arcogen': [1.2, 397.0], 'Harborgen': [2.8, 398.0], 'Long Beach': [3.7, 398.0], 'Lighthipe': [5.0, 309.0], 'La Fresa': [7.2, 55.0], 'Del Amo': [7.4, 330.0], 'Alamitos': [8.0, 373.0], 'Redondo': [9.7, 1.0], 'Barre': [13.8, 2.0], 'Huntington Beach': [18.5, 2.0], 'Ellis': [18.5, 2.0]} | 1266 | 425 | 0.34 | 841 | 0.66 | [5 empty] | 0 | 0 | 0 | 0 |  | 0 | 0 | 0 | 0 | 10 | 0.01 | 1256 | 257 | 0.2 | 1009 | 780 | 0.62 | 486 | 790 | 0.62 | 476 | 0 | 0 | 1266 | 31 | 0.02 | 1235
385 | Chicarita | SDGE Imperial | {} | 950 | 227 | 0.24 | 724 | 0.76 | [5 empty] | 0 | 0 | 0 | 0 |  | 0 | 0 | 15 | 0.02 | 90 | 0.1 | 860 | 409 | 0.43 | 541 | 640 | 0.67 | 310 | 660 | 0.69 | 290 | 15 | 0.02 | 935 | 80 | 0.08 | 871
386 | Mendocino | PGE NGBA | {} | 10048 | 1641 | 0.16 | 8407 | 0.84 | [5 empty] | 129 | 0.01 | 18 | 0 |  | 2215 | 0.22 | 3281 | 0.33 | 4187 | 0.42 | 5861 | 1071 | 0.11 | 8977 | 1981 | 0.2 | 8067 | 5538 | 0.55 | 4510 | 6574 | 0.65 | 3474 | 30 | 0 | 10018
387 | Delevan | PGE NGBA | {} | 12123 | 460 | 0.04 | 11663 | 0.96 | [5 empty] | 0 | 0 | 0 | 0 |  | 2489 | 0.21 | 8182 | 0.67 | 3964 | 0.33 | 8160 | 2718 | 0.22 | 9405 | 3827 | 0.32 | 8297 | 6388 | 0.53 | 5736 | 10591 | 0.87 | 1533 | 52 | 0 | 12071
388 | Pastoria | SCE Northern | {} | 179240 | 33895 | 0.19 | 145345 | 0.81 | [5 empty] | 2958 | 0.02 | 1537 | 0.01 |  | 43992 | 0.25 | 28060 | 0.16 | 76098 | 0.42 | 103142 | 76617 | 0.43 | 102623 | 61163 | 0.34 | 118077 | 131192 | 0.73 | 48048 | 70402 | 0.39 | 108838 | 2120 | 0.01 | 177120
389 | Tortilla | SCE NOL | {} | 122523 | 29075 | 0.24 | 93448 | 0.76 | [5 empty] | 706 | 0.01 | 583 | 0 |  | 0 | 0 | 0 | 0 | 57348 | 0.47 | 65175 | 28216 | 0.23 | 94307 | 13581 | 0.11 | 108942 | 62860 | 0.51 | 59663 | 68084 | 0.56 | 54439 | 1598 | 0.01 | 120925
390 | Cooley Landing | PGE GBA | {'Ravenswood': [1.5, 23.0], 'Menlo': [5.0, 17.0], 'Whisman': [5.8, 1.0], 'Dumbarton': [6.9, 19.0], 'Jefferson': [8.7, 17.0], 'Eastshore': [10.6, 16.0], 'Mt Eden': [11.1, 8.0], 'Mt. Eden': [11.1, 8.0], 'Grant': [13.9, 6.0], 'Burlingame': [15.2, 7.0], 'Castro Valley': [15.6, 6.0], 'San Leandro U': [16.5, 6.0], 'Millbrae': [17.1, 4.0], 'Edes': [18.8, 4.0]} | 5752 | 623 | 0.11 | 5128 | 0.89 | [5 empty] | 4 | 0 | 1 | 0 |  | 3676 | 0.64 | 327 | 0.06 | 3492 | 0.61 | 2260 | 2836 | 0.49 | 2916 | 3348 | 0.58 | 2404 | 4691 | 0.82 | 1061 | 3066 | 0.53 | 2686 | 220 | 0.04 | 5531
391 | Cielo Azul | SCE Arizona | {} | 0 | 0 | 0 | 0 | 0 | [5 empty] | 0 | 0 | 0 | 0 |  | 0 | 0 | 0 | 0 | 0 | 0 | 0 | 0 | 0 | 0 | 0 | 0 | 0 | 0 | 0 | 0 | 0 | 0 | 0 | 0 | 0 | 0
392 | Sycamore | PGE Kern | {} | 3245 | 534 | 0.16 | 2711 | 0.84 | [5 empty] | 0 | 0 | 0 | 0 |  | 273 | 0.08 | 2972 | 0.92 | 1061 | 0.33 | 2184 | 737 | 0.23 | 2508 | 1672 | 0.52 | 1574 | 2175 | 0.67 | 1071 | 2153 | 0.66 | 1092 | 35 | 0.01 | 3210
393 | Valley Switch | SCE EOP | {'Valley (VEA)': [4.9, 1.0], 'Lathrop': [9.4, 5.0], 'Jackass (DOE)': [17.7, 5.0]} | 128539 | 9193 | 0.07 | 119346 | 0.93 | [5 empty] | 0 | 0 | 0 | 0 |  | 0 | 0 | 0 | 0 | 0 | 0 | 128539 | 562 | 0 | 127976 | 666 | 0.01 | 127873 | 666 | 0.01 | 127873 | 3391 | 0.03 | 125147 | 122 | 0 | 128416
394 | Hartley | PGE NGBA | {} | 27515 | 1337 | 0.05 | 26178 | 0.95 | [5 empty] | 225 | 0.01 | 34 | 0 |  | 8131 | 0.3 | 15082 | 0.55 | 17146 | 0.62 | 10369 | 7701 | 0.28 | 19814 | 15669 | 0.57 | 11846 | 22159 | 0.81 | 5356 | 17169 | 0.62 | 10347 | 191 | 0.01 | 27324
395 | Copus | PGE Kern | {} | 6869 | 149 | 0.02 | 6719 | 0.98 | [5 empty] | 0 | 0 | 0 | 0 |  | 3697 | 0.54 | 2886 | 0.42 | 5607 | 0.82 | 1262 | 3821 | 0.56 | 3048 | 4021 | 0.59 | 2848 | 6458 | 0.94 | 411 | 4580 | 0.67 | 2288 | 195 | 0.03 | 6673
396 | Bay Boulevard | SDGE Imperial | {'Imperial Beach': [1.7, 64.0], 'Otay': [2.3, 38.0], 'Telegraph Canyon': [5.0, 37.0], 'San Ysidro': [5.1, 32.0], 'Silvergate': [6.6, 127.0], 'Salt Creek': [8.1, 24.0], 'Miguel': [8.1, 28.0], 'Vine': [10.3, 124.0], 'Spring Valley': [10.5, 1.0], 'Otay Mesa': [10.9, 2.0], 'Point Loma': [12.2, 124.0], 'Old Town': [12.3, 124.0], 'Mission': [12.4, 123.0], 'Murray': [13.3, 2.0], 'Elliot': [14.4, 80.0], 'Elliott': [14.4, 81.0], 'Kearny': [15.7, 83.0], 'Mesa Heights': [15.8, 83.0]} | 935 | 236 | 0.25 | 699 | 0.75 | [5 empty] | 0 | 0 | 0 | 0 |  | 0 | 0 | 0 | 0 | 54 | 0.06 | 881 | 322 | 0.34 | 613 | 629 | 0.67 | 306 | 634 | 0.68 | 301 | 34 | 0.04 | 901 | 68 | 0.07 | 867
397 | Mission | SDGE Imperial | {'Kearny': [3.4, 155.0], 'Mesa Heights': [3.4, 156.0], 'Old Town': [3.4, 211.0], 'Elliot': [3.6, 121.0], 'Elliott': [3.6, 122.0], 'Vine': [4.0, 211.0], 'Silvergate': [6.2, 188.0], 'Point Loma': [6.3, 211.0], 'Murray': [6.6, 2.0], 'Spring Valley': [8.4, 1.0], 'Penasquitos': [10.5, 23.0], 'Miguel': [11.5, 26.0], 'Salt Creek': [11.6, 23.0], 'Telegraph Canyon': [12.3, 32.0], 'Bay Boulevard': [12.4, 123.0], 'North City Metering': [13.0, 23.0], 'Otay': [13.9, 33.0], 'Imperial Beach': [14.1, 58.0], 'San Ysidro': [16.7, 27.0]} | 886 | 206 | 0.23 | 680 | 0.77 | [5 empty] | 0 | 0 | 0 | 0 |  | 0 | 0 | 0 | 0 | 54 | 0.06 | 832 | 348 | 0.39 | 538 | 612 | 0.69 | 274 | 617 | 0.7 | 269 | 34 | 0.04 | 852 | 68 | 0.08 | 818
398 | Eight Mile | PGE GBA | {'Lodi': [2.1, 167.0]} | 126140 | 10142 | 0.08 | 115997 | 0.92 | [5 empty] | 26345 | 0.21 | 29969 | 0.24 |  | 62880 | 0.5 | 102 | 0 | 38667 | 0.31 | 87472 | 56336 | 0.45 | 69804 | 58840 | 0.47 | 67300 | 71887 | 0.57 | 54252 | 14876 | 0.12 | 111263 | 24897 | 0.2 | 101242
399 | Valley Center | SDGE Imperial | {} | 12288 | 885 | 0.07 | 11403 | 0.93 | [5 empty] | 11 | 0 | 0 | 0 |  | 1527 | 0.12 | 10245 | 0.83 | 4823 | 0.39 | 7465 | 1847 | 0.15 | 10441 | 5145 | 0.42 | 7142 | 6615 | 0.54 | 5673 | 6387 | 0.52 | 5901 | 944 | 0.08 | 11344
400 | Wilson | PGE Fresno | {} | 0 | 0 | 0 | 0 | 0 | [5 empty] | 0 | 0 | 0 | 0 |  | 0 | 0 | 0 | 0 | 0 | 0 | 0 | 0 | 0 | 0 | 0 | 0 | 0 | 0 | 0 | 0 | 0 | 0 | 0 | 0 | 0 | 0
401 | Donnells-Curtis | PGE GBA | {} | 15377 | 555 | 0.04 | 14822 | 0.96 | [5 empty] | 0 | 0 | 0 | 0 |  | 1735 | 0.11 | 293 | 0.02 | 1070 | 0.07 | 14308 | 1822 | 0.12 | 13556 | 5122 | 0.33 | 10255 | 7335 | 0.48 | 8042 | 12553 | 0.82 | 2824 | 2048 | 0.13 | 13329
402 | Lee Lake (Proposed) | SCE Eastern | {} | 312 | 61 | 0.19 | 251 | 0.81 | [5 empty] | 0 | 0 | 0 | 0 |  | 1 | 0 | 0 | 0 | 9 | 0.03 | 303 | 60 | 0.19 | 251 | 225 | 0.72 | 87 | 234 | 0.75 | 78 | 0 | 0 | 312 | 9 | 0.03 | 303
403 | Orosi | PGE Fresno | {} | 0 | 0 | 0 | 0 | 0 | [5 empty] | 0 | 0 | 0 | 0 |  | 0 | 0 | 0 | 0 | 0 | 0 | 0 | 0 | 0 | 0 | 0 | 0 | 0 | 0 | 0 | 0 | 0 | 0 | 0 | 0 | 0 | 0
404 | Ukiah | PGE NGBA | {} | 17991 | 2184 | 0.12 | 15807 | 0.88 | [5 empty] | 1131 | 0.06 | 70 | 0 |  | 4252 | 0.24 | 5768 | 0.32 | 9819 | 0.55 | 8172 | 1812 | 0.1 | 16179 | 5417 | 0.3 | 12574 | 11809 | 0.66 | 6182 | 9461 | 0.53 | 8529 | 502 | 0.03 | 17488
405 | New Sub - Gates - Midway (Proposed) | PGE Kern | {} | 9267 | 488 | 0.05 | 8779 | 0.95 | [5 empty] | 1074 | 0.12 | 0 | 0 |  | 7884 | 0.85 | 0 | 0 | 6527 | 0.7 | 2740 | 390 | 0.04 | 8877 | 1668 | 0.18 | 7599 | 6900 | 0.74 | 2367 | 5936 | 0.64 | 3331 | 69 | 0.01 | 9198
406 | Humboldt | PGE NGBA | {'Harris': [1.0, 140.0], 'Humboldt Bay': [5.9, 139.0], 'Arcata': [6.0, 110.0]} | 30033 | 5656 | 0.19 | 24377 | 0.81 | [5 empty] | 0 | 0 | 0 | 0 |  | 1761 | 0.06 | 695 | 0.02 | 2306 | 0.08 | 27727 | 1596 | 0.05 | 28437 | 2610 | 0.09 | 27424 | 3997 | 0.13 | 26036 | 21455 | 0.71 | 8579 | 1846 | 0.06 | 28187
407 | Chowchilla | PGE Fresno | {} | 0 | 0 | 0 | 0 | 0 | [5 empty] | 0 | 0 | 0 | 0 |  | 0 | 0 | 0 | 0 | 0 | 0 | 0 | 0 | 0 | 0 | 0 | 0 | 0 | 0 | 0 | 0 | 0 | 0 | 0 | 0 | 0 | 0
408 | Mesa (SCE) | SCE Metro | {} | 1743 | 529 | 0.3 | 1215 | 0.7 | [5 empty] | 0 | 0 | 0 | 0 |  | 131 | 0.08 | 0 | 0 | 5 | 0 | 1738 | 267 | 0.15 | 1476 | 646 | 0.37 | 1097 | 651 | 0.37 | 1092 | 541 | 0.31 | 1202 | 32 | 0.02 | 1712
409 | Colorado River | SCE Eastern | {'Blythe': [12.5, 4198.0]} | 163069 | 15316 | 0.09 | 147753 | 0.91 | [5 empty] | 20 | 0 | 6 | 0 |  | 0 | 0 | 0 | 0 | 69983 | 0.43 | 93086 | 44605 | 0.27 | 118464 | 42141 | 0.26 | 120928 | 83760 | 0.51 | 79309 | 125220 | 0.77 | 37849 | 728 | 0 | 162341
410 | Placerville | PGE NGBA | {} | 1338 | 323 | 0.24 | 1016 | 0.76 | [5 empty] | 0 | 0 | 0 | 0 |  | 1101 | 0.82 | 0 | 0 | 14 | 0.01 | 1324 | 116 | 0.09 | 1222 | 0 | 0 | 1338 | 130 | 0.1 | 1208 | 970 | 0.72 | 368 | 54 | 0.04 | 1284
411 | Inyokern | SCE NOL | {} | 83185 | 17863 | 0.21 | 65322 | 0.79 | [5 empty] | 58 | 0 | 121 | 0 |  | 2844 | 0.03 | 752 | 0.01 | 16882 | 0.2 | 66303 | 21572 | 0.26 | 61613 | 9991 | 0.12 | 73194 | 35105 | 0.42 | 48080 | 47604 | 0.57 | 35581 | 454 | 0.01 | 82731
412 | Mandalay | SCE Northern | {'Ormond Beach': [7.1, 84.0], 'Santa Clara': [7.5, 11.0]} | 2053 | 180 | 0.09 | 1873 | 0.91 | [5 empty] | 5 | 0 | 0 | 0 |  | 1054 | 0.51 | 179 | 0.09 | 989 | 0.48 | 1063 | 226 | 0.11 | 1826 | 411 | 0.2 | 1642 | 1229 | 0.6 | 823 | 1078 | 0.52 | 975 | 109 | 0.05 | 1944
413 | Creelman | SDGE Imperial | {} | 18976 | 934 | 0.05 | 18042 | 0.95 | [5 empty] | 11 | 0 | 0 | 0 |  | 2529 | 0.13 | 15732 | 0.83 | 4523 | 0.24 | 14453 | 4933 | 0.26 | 14043 | 9819 | 0.52 | 9157 | 10975 | 0.58 | 8001 | 10186 | 0.54 | 8790 | 1086 | 0.06 | 17890
414 | Harborgen | SCE Metro | {'Long Beach': [0.9, 400.0], 'Arcogen': [2.8, 397.0], 'Hinson': [2.8, 398.0], 'Alamitos': [7.4, 373.0], 'Lighthipe': [7.7, 309.0], 'La Fresa': [8.7, 57.0], 'Del Amo': [8.9, 330.0], 'Redondo': [10.4, 3.0], 'Barre': [14.2, 2.0], 'Huntington Beach': [17.0, 2.0], 'Ellis': [17.5, 2.0]} | 1256 | 418 | 0.33 | 838 | 0.67 | [5 empty] | 0 | 0 | 0 | 0 |  | 0 | 0 | 0 | 0 | 9 | 0.01 | 1247 | 257 | 0.2 | 998 | 780 | 0.62 | 476 | 789 | 0.63 | 467 | 0 | 0 | 1256 | 31 | 0.02 | 1225
415 | Capistrano | SDGE Imperial | {'Q1806': [1.6, 45.0], 'Margarita': [3.4, 39.0], 'Trabuco': [3.5, 43.0], 'Rancho Mission Viejo': [3.9, 40.0], 'North of SONGS': [6.8, 39.0], 'Talega': [6.8, 39.0], 'San Onofre': [11.8, 14.0], 'Santiago': [12.1, 7.0]} | 632 | 87 | 0.14 | 545 | 0.86 | [5 empty] | 0 | 0 | 0 | 0 |  | 3 | 0 | 0 | 0 | 43 | 0.07 | 589 | 319 | 0.51 | 313 | 507 | 0.8 | 125 | 516 | 0.82 | 116 | 0 | 0 | 632 | 61 | 0.1 | 571
416 | Red Bluff | PGE NGBA | {} | 11214 | 876 | 0.08 | 10338 | 0.92 | [5 empty] | 417 | 0.04 | 46 | 0 |  | 10387 | 0.93 | 676 | 0.06 | 5895 | 0.53 | 5319 | 679 | 0.06 | 10535 | 1694 | 0.15 | 9520 | 6732 | 0.6 | 4482 | 6597 | 0.59 | 4617 | 2251 | 0.2 | 8963
417 | Scripps | SDGE Imperial | {} | 955 | 231 | 0.24 | 724 | 0.76 | [5 empty] | 0 | 0 | 0 | 0 |  | 0 | 0 | 0 | 0 | 88 | 0.09 | 867 | 417 | 0.44 | 538 | 651 | 0.68 | 304 | 656 | 0.69 | 299 | 0 | 0 | 955 | 82 | 0.09 | 874
418 | Johanna | SCE Metro | {'Ellis': [5.5, 18.0], 'Santiago': [5.9, 18.0], 'Huntington Beach': [8.6, 18.0]} | 1239 | 431 | 0.35 | 808 | 0.65 | [5 empty] | 0 | 0 | 0 | 0 |  | 0 | 0 | 0 | 0 | 9 | 0.01 | 1230 | 213 | 0.17 | 1026 | 751 | 0.61 | 487 | 760 | 0.61 | 478 | 0 | 0 | 1239 | 31 | 0.03 | 1208
419 | Cottle | PGE GBA | {} | 6 | 0 | 0 | 6 | 1 | [5 empty] | 0 | 0 | 0 | 0 |  | 6 | 1 | 0 | 0 | 6 | 1 | 0 | 1 | 0.2 | 5 | 1 | 0.2 | 5 | 6 | 1 | 0 | 6 | 1 | 0 | 0 | 0 | 6
420 | Kingsburg | PGE Fresno | {} | 0 | 0 | 0 | 0 | 0 | [5 empty] | 0 | 0 | 0 | 0 |  | 0 | 0 | 0 | 0 | 0 | 0 | 0 | 0 | 0 | 0 | 0 | 0 | 0 | 0 | 0 | 0 | 0 | 0 | 0 | 0 | 0 | 0
421 | Panoche | PGE Fresno | {} | 4637 | 0 | 0 | 4637 | 1 | [5 empty] | 0 | 0 | 0 | 0 |  | 1345 | 0.29 | 3274 | 0.71 | 3969 | 0.86 | 668 | 304 | 0.07 | 4333 | 847 | 0.18 | 3790 | 4298 | 0.93 | 339 | 4540 | 0.98 | 97 | 1 | 0 | 4636
422 | Fulton | PGE NGBA | {} | 29149 | 243 | 0.01 | 28906 | 0.99 | [5 empty] | 595 | 0.02 | 49 | 0 |  | 13193 | 0.45 | 4574 | 0.16 | 24698 | 0.85 | 4451 | 9380 | 0.32 | 19769 | 17536 | 0.6 | 11613 | 27734 | 0.95 | 1415 | 18439 | 0.63 | 10710 | 673 | 0.02 | 28476
423 | Ripon | PGE GBA | {} | 33699 | 0 | 0 | 33699 | 1 | [5 empty] | 793 | 0.02 | 1026 | 0.03 |  | 26198 | 0.78 | 4911 | 0.15 | 30914 | 0.92 | 2786 | 25353 | 0.75 | 8346 | 29338 | 0.87 | 4361 | 33696 | 1 | 3 | 17721 | 0.53 | 15978 | 814 | 0.02 | 32886
424 | Shafter | PGE Kern | {} | 0 | 0 | 0 | 0 | 0 | [5 empty] | 0 | 0 | 0 | 0 |  | 0 | 0 | 0 | 0 | 0 | 0 | 0 | 0 | 0 | 0 | 0 | 0 | 0 | 0 | 0 | 0 | 0 | 0 | 0 | 0 | 0 | 0
425 | San Luis Rey | SDGE Imperial | {'Ocean Ranch': [2.3, 29.0], 'Melrose': [4.7, 29.0], 'Cannon': [5.1, 29.0], 'Encina': [5.2, 29.0], 'Palomar Airport': [6.7, 24.0], 'Pendleton': [6.8, 27.0], 'Shadowridge': [7.3, 17.0], 'San Marcos': [9.8, 3.0], 'North City Metering': [18.7, 0.0]} | 341 | 85 | 0.25 | 256 | 0.75 | [5 empty] | 0 | 0 | 0 | 0 |  | 3 | 0.01 | 0 | 0 | 34 | 0.1 | 307 | 195 | 0.57 | 146 | 236 | 0.69 | 104 | 236 | 0.69 | 104 | 0 | 0 | 341 | 32 | 0.09 | 308
426 | Woodward | PGE Fresno | {} | 0 | 0 | 0 | 0 | 0 | [5 empty] | 0 | 0 | 0 | 0 |  | 0 | 0 | 0 | 0 | 0 | 0 | 0 | 0 | 0 | 0 | 0 | 0 | 0 | 0 | 0 | 0 | 0 | 0 | 0 | 0 | 0 | 0
427 | Helm | PGE Fresno | {} | 264 | 0 | 0 | 264 | 1 | [5 empty] | 0 | 0 | 0 | 0 |  | 171 | 0.65 | 76 | 0.29 | 264 | 1 | 0 | 0 | 0 | 264 | 27 | 0.1 | 237 | 264 | 1 | 0 | 193 | 0.73 | 71 | 0 | 0 | 264
428 | FMC | PGE GBA | {} | 16073 | 265 | 0.02 | 15808 | 0.98 | [5 empty] | 9 | 0 | 7 | 0 |  | 11055 | 0.69 | 4303 | 0.27 | 14976 | 0.93 | 1097 | 9615 | 0.6 | 6458 | 10879 | 0.68 | 5194 | 15438 | 0.96 | 635 | 12059 | 0.75 | 4014 | 398 | 0.02 | 15675
429 | Mohave | SCE EOP | {} | 17628 | 6253 | 0.35 | 11375 | 0.65 | [5 empty] | 0 | 0 | 0 | 0 |  | 0 | 0 | 0 | 0 | 1387 | 0.08 | 16241 | 2615 | 0.15 | 15013 | 2294 | 0.13 | 15334 | 4389 | 0.25 | 13239 | 4803 | 0.27 | 12825 | 0 | 0 | 17628
430 | Wakefield | SCE Northern | {} | 14787 | 455 | 0.03 | 14332 | 0.97 | [5 empty] | 5 | 0 | 0 | 0 |  | 3661 | 0.25 | 10301 | 0.7 | 12730 | 0.86 | 2057 | 1012 | 0.07 | 13775 | 1180 | 0.08 | 13607 | 13026 | 0.88 | 1761 | 9119 | 0.62 | 5668 | 308 | 0.02 | 14479
431 | Kern PP | PGE Kern | {} | 998 | 9 | 0.01 | 990 | 0.99 | [5 empty] | 0 | 0 | 0 | 0 |  | 123 | 0.12 | 875 | 0.88 | 533 | 0.53 | 465 | 444 | 0.45 | 554 | 557 | 0.56 | 441 | 921 | 0.92 | 78 | 893 | 0.89 | 106 | 1 | 0 | 997
432 | Diablo Canyon | PGE Kern | {'Morro Bay': [11.0, 13.0], 'San Luis Obispo': [12.3, 82.0], 'Oceano': [16.9, 11.0], 'Callender': [18.8, 1.0]} | 14449 | 1915 | 0.13 | 12534 | 0.87 | [5 empty] | 51 | 0 | 0 | 0 |  | 10460 | 0.72 | 2504 | 0.17 | 6811 | 0.47 | 7638 | 1530 | 0.11 | 12919 | 4875 | 0.34 | 9574 | 9183 | 0.64 | 5266 | 9473 | 0.66 | 4976 | 291 | 0.02 | 14158
433 | Reedley | PGE Fresno | {} | 0 | 0 | 0 | 0 | 0 | [5 empty] | 0 | 0 | 0 | 0 |  | 0 | 0 | 0 | 0 | 0 | 0 | 0 | 0 | 0 | 0 | 0 | 0 | 0 | 0 | 0 | 0 | 0 | 0 | 0 | 0 | 0 | 0
434 | Oakland J | PGE GBA | {'Edes': [2.0, 303.0], 'Oakland X': [3.1, 366.0], 'Oakland C': [4.4, 366.0], 'Oakland L': [4.5, 365.0], 'San Leandro U': [5.1, 149.0], 'Moraga': [6.6, 215.0], 'Grant': [7.0, 122.0], 'SAN FRAN A (POTRERO PP)': [9.3, 320.0], 'Potrero': [9.3, 320.0], 'Castro Valley': [9.7, 58.0], 'Sobrante': [9.9, 156.0], 'Mt Eden': [11.0, 64.0], 'Mt. Eden': [11.0, 64.0], 'Eastshore': [11.0, 66.0], 'Martin': [11.4, 251.0], 'El Cerrito G': [11.7, 219.0], 'Richmond R': [14.1, 162.0], 'Burlingame': [14.5, 17.0], 'Millbrae': [14.6, 27.0], 'Standard Oil': [16.3, 41.0], 'Standard Oil 2': [16.3, 41.0], 'San Pablo': [16.8, 40.0]} | 25418 | 2200 | 0.09 | 23218 | 0.91 | [5 empty] | 84 | 0 | 0 | 0 |  | 10895 | 0.43 | 102 | 0 | 13819 | 0.54 | 11599 | 16163 | 0.64 | 9256 | 13001 | 0.51 | 12417 | 21305 | 0.84 | 4113 | 6244 | 0.25 | 19175 | 8978 | 0.35 | 16440
435 | Sandy | SCE EOP | {} | 22596 | 3364 | 0.15 | 19232 | 0.85 | [5 empty] | 0 | 0 | 0 | 0 |  | 841 | 0.04 | 0 | 0 | 3097 | 0.14 | 19500 | 1147 | 0.05 | 21449 | 7697 | 0.34 | 14900 | 9297 | 0.41 | 13300 | 15526 | 0.69 | 7070 | 118 | 0.01 | 22479
436 | Cayetano | PGE GBA | {'Las Positas': [3.3, 21.0], 'Los Positas': [3.4, 21.0], 'Vasco': [3.5, 21.0], 'North Dublin': [4.7, 21.0], 'Altamont': [5.1, 21.0], 'Altamont Midway (Sandhill)': [5.2, 21.0], 'Vineyard': [6.6, 21.0], 'Windmaster': [8.2, 21.0], 'Tassajara': [8.6, 21.0], 'San Ramon': [8.9, 21.0]} | 74245 | 5632 | 0.08 | 68613 | 0.92 | [5 empty] | 7639 | 0.1 | 5806 | 0.08 |  | 38968 | 0.52 | 3992 | 0.05 | 42624 | 0.57 | 31621 | 51618 | 0.7 | 22626 | 50707 | 0.68 | 23538 | 61958 | 0.83 | 12287 | 21934 | 0.3 | 52311 | 12223 | 0.16 | 62022
437 | Pit 1 | PGE NGBA | {} | 14628 | 2291 | 0.16 | 12336 | 0.84 | [5 empty] | 0 | 0 | 0 | 0 |  | 8805 | 0.6 | 309 | 0.02 | 7268 | 0.5 | 7359 | 1914 | 0.13 | 12713 | 1656 | 0.11 | 12972 | 9296 | 0.64 | 5331 | 7868 | 0.54 | 6759 | 97 | 0.01 | 14531
438 | Metcalf | PGE GBA | {} | 11322 | 92 | 0.01 | 11230 | 0.99 | [5 empty] | 5 | 0 | 8 | 0 |  | 4846 | 0.43 | 6090 | 0.54 | 10282 | 0.91 | 1040 | 3915 | 0.35 | 7407 | 5117 | 0.45 | 6205 | 10838 | 0.96 | 484 | 10582 | 0.93 | 740 | 170 | 0.01 | 11152
439 | Delaney | SCE Arizona | {} | 0 | 0 | 0 | 0 | 0 | [5 empty] | 0 | 0 | 0 | 0 |  | 0 | 0 | 0 | 0 | 0 | 0 | 0 | 0 | 0 | 0 | 0 | 0 | 0 | 0 | 0 | 0 | 0 | 0 | 0 | 0 | 0 | 0
440 | Oakland L | PGE GBA | {'Oakland C': [1.0, 465.0], 'Oakland X': [2.2, 392.0], 'Oakland J': [4.5, 365.0], 'Moraga': [6.5, 235.0], 'Edes': [6.5, 303.0], 'SAN FRAN A (POTRERO PP)': [7.3, 353.0], 'Potrero': [7.3, 354.0], 'Sobrante': [7.5, 246.0], 'El Cerrito G': [7.6, 329.0], 'San Leandro U': [9.6, 149.0], 'Richmond R': [9.7, 273.0], 'Martin': [10.6, 272.0], 'Grant': [11.4, 122.0], 'Standard Oil': [11.8, 152.0], 'Standard Oil 2': [11.8, 152.0], 'San Pablo': [12.7, 130.0], 'Christie': [13.8, 20.0], 'Castro Valley': [14.1, 57.0], 'Eastshore': [15.4, 66.0], 'Mt Eden': [15.5, 64.0], 'Mt. Eden': [15.5, 64.0], 'Millbrae': [15.7, 27.0], 'Burlingame': [16.1, 17.0]} | 27829 | 2246 | 0.08 | 25583 | 0.92 | [5 empty] | 132 | 0 | 0 | 0 |  | 13047 | 0.47 | 102 | 0 | 15936 | 0.57 | 11893 | 15959 | 0.57 | 11870 | 13114 | 0.47 | 14715 | 23640 | 0.85 | 4189 | 7850 | 0.28 | 19979 | 9204 | 0.33 | 18625
441 | Lemoore | PGE Fresno | {} | 62 | 0 | 0 | 62 | 1 | [5 empty] | 0 | 0 | 0 | 0 |  | 49 | 0.79 | 0 | 0 | 62 | 1 | 0 | 0 | 0 | 62 | 27 | 0.43 | 35 | 62 | 1 | 0 | 32 | 0.51 | 30 | 0 | 0 | 62
442 | Tesla | PGE GBA | {} | 62505 | 3237 | 0.05 | 59268 | 0.95 | [5 empty] | 6324 | 0.1 | 3846 | 0.06 |  | 35839 | 0.57 | 6235 | 0.1 | 39921 | 0.64 | 22584 | 44347 | 0.71 | 18158 | 46904 | 0.75 | 15601 | 55198 | 0.88 | 7307 | 24247 | 0.39 | 38257 | 5173 | 0.08 | 57331
443 | Camanche | PGE GBA | {} | 0 | 0 | 0 | 0 | 0 | [5 empty] | 0 | 0 | 0 | 0 |  | 0 | 0 | 0 | 0 | 0 | 0 | 0 | 0 | 0 | 0 | 0 | 0 | 0 | 0 | 0 | 0 | 0 | 0 | 0 | 0 | 0 | 0
444 | Solar | PGE Kern | {'Carrizo Plains': [1.1, 135.0], 'Caliente': [8.0, 135.0], 'Kernridge': [18.4, 36.0]} | 19133 | 2243 | 0.12 | 16890 | 0.88 | [5 empty] | 1088 | 0.06 | 0 | 0 |  | 9142 | 0.48 | 8489 | 0.44 | 7800 | 0.41 | 11333 | 747 | 0.04 | 18386 | 3127 | 0.16 | 16006 | 9480 | 0.5 | 9653 | 13429 | 0.7 | 5704 | 165 | 0.01 | 18968
445 | Mesa Heights | SDGE Imperial | {'Kearny': [1.5, 155.0], 'Mission': [3.4, 156.0], 'Elliot': [4.1, 121.0], 'Elliott': [4.1, 122.0], 'Old Town': [4.9, 156.0], 'Vine': [6.4, 156.0], 'Penasquitos': [7.1, 23.0], 'Point Loma': [7.5, 156.0], 'Murray': [8.2, 2.0], 'Silvergate': [9.4, 133.0], 'North City Metering': [9.7, 23.0], 'Spring Valley': [10.9, 1.0], 'Bay Boulevard': [15.8, 83.0], 'Otay': [17.2, 1.0], 'Imperial Beach': [17.4, 23.0]} | 903 | 225 | 0.25 | 678 | 0.75 | [5 empty] | 0 | 0 | 0 | 0 |  | 0 | 0 | 0 | 0 | 88 | 0.1 | 815 | 369 | 0.41 | 534 | 603 | 0.67 | 300 | 608 | 0.67 | 295 | 3 | 0 | 900 | 68 | 0.08 | 834
446 | Cove Road | PGE NGBA | {'Round Mt.': [4.9, 537.0], 'New Sub - Pit 1 - Cottonwood (Proposed)': [6.8, 559.0], 'Pit 4': [8.7, 194.0], 'Carberry': [9.2, 559.0], 'Burney Forest': [11.1, 559.0], 'Burney Forest Power': [11.1, 559.0], 'Pit 3': [12.6, 22.0]} | 13493 | 2369 | 0.18 | 11125 | 0.82 | [5 empty] | 0 | 0 | 0 | 0 |  | 7435 | 0.55 | 3160 | 0.23 | 4717 | 0.35 | 8776 | 2898 | 0.21 | 10595 | 2841 | 0.21 | 10653 | 7748 | 0.57 | 5745 | 7466 | 0.55 | 6028 | 94 | 0.01 | 13400
447 | Gold Hill | PGE NGBA | {} | 0 | 0 | 0 | 0 | 0 | [5 empty] | 0 | 0 | 0 | 0 |  | 0 | 0 | 0 | 0 | 0 | 0 | 0 | 0 | 0 | 0 | 0 | 0 | 0 | 0 | 0 | 0 | 0 | 0 | 0 | 0 | 0 | 0
448 | Control | SCE NOL | {'Inyo': [2.2, 157.0]} | 25407 | 246 | 0.01 | 25161 | 0.99 | [5 empty] | 1 | 0 | 0 | 0 |  | 740 | 0.03 | 0 | 0 | 0 | 0 | 25407 | 15996 | 0.63 | 9411 | 3557 | 0.14 | 21851 | 19030 | 0.75 | 6377 | 23422 | 0.92 | 1986 | 1669 | 0.07 | 23738
449 | Lambie | PGE NGBA | {'Lambie': [0.0, 7266.0], 'Shiloh III': [3.8, 6178.0], 'Birds Landing': [7.0, 6178.0], 'Peabody': [7.1, 2254.0], 'Collinsville': [9.9, 5042.0], 'Vaca-Dixon & Gc Yard': [12.8, 1089.0], 'Pittsburg': [13.0, 1140.0], 'Kirker': [14.1, 822.0], 'GWF 2': [14.3, 1166.0], 'Grand Island': [14.9, 794.0], 'Contra Costa PP': [15.4, 1123.0], 'Contra Costa': [16.1, 1120.0], 'Lone Tree': [20.0, 8.0]} | 143896 | 13642 | 0.09 | 130254 | 0.91 | [5 empty] | 27821 | 0.19 | 32170 | 0.22 |  | 68364 | 0.48 | 102 | 0 | 44508 | 0.31 | 99389 | 45733 | 0.32 | 98163 | 45139 | 0.31 | 98757 | 83206 | 0.58 | 60690 | 26594 | 0.18 | 117303 | 30743 | 0.21 | 113154
450 | Summit | PGE NGBA | {} | 58817 | 11822 | 0.2 | 46995 | 0.8 | [5 empty] | 0 | 0 | 0 | 0 |  | 10797 | 0.18 | 5874 | 0.1 | 14833 | 0.25 | 43983 | 6966 | 0.12 | 51851 | 17346 | 0.29 | 41471 | 30702 | 0.52 | 28115 | 33620 | 0.57 | 25197 | 4185 | 0.07 | 54632
451 | Pauda | SCE Metro | {} | 11705 | 517 | 0.04 | 11189 | 0.96 | [5 empty] | 0 | 0 | 0 | 0 |  | 4543 | 0.39 | 3576 | 0.31 | 6499 | 0.56 | 5207 | 6278 | 0.54 | 5427 | 6413 | 0.55 | 5293 | 10667 | 0.91 | 1038 | 5901 | 0.5 | 5805 | 64 | 0.01 | 11641
452 | Ocotillo Express | SDGE Imperial | {'East County': [9.1, 45.0], 'Boulevard': [14.4, 5.0]} | 82726 | 16108 | 0.19 | 66618 | 0.81 | [5 empty] | 35 | 0 | 27 | 0 |  | 16866 | 0.2 | 18604 | 0.22 | 9833 | 0.12 | 72893 | 8238 | 0.1 | 74488 | 17076 | 0.21 | 65650 | 27887 | 0.34 | 54839 | 47937 | 0.58 | 34789 | 1673 | 0.02 | 81053
453 | Corcoran | PGE Fresno | {} | 0 | 0 | 0 | 0 | 0 | [5 empty] | 0 | 0 | 0 | 0 |  | 0 | 0 | 0 | 0 | 0 | 0 | 0 | 0 | 0 | 0 | 0 | 0 | 0 | 0 | 0 | 0 | 0 | 0 | 0 | 0 | 0 | 0
454 | Penasquitos | SDGE Imperial | {'North City Metering': [2.8, 26.0], 'Mesa Heights': [7.1, 23.0], 'Kearny': [7.8, 23.0], 'Artesian': [8.6, 3.0], 'Mission': [10.5, 23.0], 'Old Town': [10.7, 23.0], 'Point Loma': [12.3, 23.0], 'Vine': [12.7, 23.0], 'San Marcos': [14.6, 3.0], 'Palomar Airport': [14.7, 3.0], 'Shadowridge': [15.5, 3.0], 'Cannon': [16.5, 3.0], 'Encina': [16.6, 3.0]} | 932 | 227 | 0.24 | 706 | 0.76 | [5 empty] | 0 | 0 | 0 | 0 |  | 0 | 0 | 0 | 0 | 75 | 0.08 | 857 | 412 | 0.44 | 520 | 637 | 0.68 | 295 | 642 | 0.69 | 290 | 0 | 0 | 932 | 80 | 0.09 | 853
455 | Sonora | SCE Eastern | {} | 49601 | 15654 | 0.32 | 33948 | 0.68 | [5 empty] | 44 | 0 | 26 | 0 |  | 0 | 0 | 0 | 0 | 11816 | 0.24 | 37785 | 2463 | 0.05 | 47138 | 5072 | 0.1 | 44529 | 15970 | 0.32 | 33631 | 27265 | 0.55 | 22336 | 1306 | 0.03 | 48295
456 | Tranquility | PGE Fresno | {} | 760 | 0 | 0 | 760 | 1 | [5 empty] | 0 | 0 | 0 | 0 |  | 216 | 0.28 | 527 | 0.69 | 682 | 0.9 | 78 | 78 | 0.1 | 682 | 105 | 0.14 | 656 | 760 | 1 | 0 | 689 | 0.91 | 71 | 0 | 0 | 760
457 | Manning | PGE Fresno | {} | 4915 | 0 | 0 | 4915 | 1 | [5 empty] | 0 | 0 | 0 | 0 |  | 1389 | 0.28 | 3508 | 0.71 | 3986 | 0.81 | 929 | 394 | 0.08 | 4521 | 1014 | 0.21 | 3901 | 4481 | 0.91 | 433 | 4818 | 0.98 | 97 | 2 | 0 | 4913
458 | Rerc | SCE Eastern | {} | 9262 | 56 | 0.01 | 9206 | 0.99 | [5 empty] | 0 | 0 | 0 | 0 |  | 4292 | 0.46 | 3585 | 0.39 | 5857 | 0.63 | 3406 | 5145 | 0.56 | 4117 | 5318 | 0.57 | 3944 | 9074 | 0.98 | 189 | 4714 | 0.51 | 4548 | 64 | 0.01 | 9198
459 | Valley Center | SDGE Imperial | {} | 12288 | 885 | 0.07 | 11403 | 0.93 | [5 empty] | 11 | 0 | 0 | 0 |  | 1527 | 0.12 | 10245 | 0.83 | 4823 | 0.39 | 7465 | 1847 | 0.15 | 10441 | 5145 | 0.42 | 7142 | 6615 | 0.54 | 5673 | 6387 | 0.52 | 5901 | 944 | 0.08 | 11344
460 | Bannister | SCE Eastern | {} | 53307 | 14254 | 0.27 | 39052 | 0.73 | [5 empty] | 44 | 0 | 29 | 0 |  | 0 | 0 | 0 | 0 | 7313 | 0.14 | 45994 | 2900 | 0.05 | 50407 | 5072 | 0.1 | 48234 | 11904 | 0.22 | 41402 | 33810 | 0.63 | 19497 | 2157 | 0.04 | 51150
461 | Talega | SDGE Imperial | {'North of SONGS': [0.3, 45.0], 'Rancho Mission Viejo': [5.3, 40.0], 'San Onofre': [5.9, 20.0], 'Capistrano': [6.8, 39.0], 'Margarita': [7.5, 38.0], 'Q1806': [8.2, 38.0], 'Trabuco': [9.6, 36.0]} | 540 | 88 | 0.16 | 451 | 0.84 | [5 empty] | 0 | 0 | 0 | 0 |  | 3 | 0.01 | 0 | 0 | 43 | 0.08 | 497 | 236 | 0.44 | 304 | 415 | 0.77 | 124 | 424 | 0.79 | 115 | 0 | 0 | 540 | 57 | 0.11 | 483
462 | Arkansas | SCE Eastern | {} | 51695 | 16040 | 0.31 | 35655 | 0.69 | [5 empty] | 44 | 0 | 29 | 0 |  | 0 | 0 | 0 | 0 | 11336 | 0.22 | 40359 | 2463 | 0.05 | 49232 | 5072 | 0.1 | 46623 | 15491 | 0.3 | 36204 | 29392 | 0.57 | 22304 | 1363 | 0.03 | 50332
463 | Bailey | SCE Northern | {'Warne': [6.4, 2.0], 'Neenach': [15.4, 1511.0]} | 210965 | 48935 | 0.23 | 162030 | 0.77 | [5 empty] | 4175 | 0.02 | 2059 | 0.01 |  | 52051 | 0.25 | 36663 | 0.17 | 78712 | 0.37 | 132253 | 86157 | 0.41 | 124808 | 68450 | 0.32 | 142515 | 143709 | 0.68 | 67256 | 78432 | 0.37 | 132534 | 2737 | 0.01 | 208228
464 | Kasson | PGE GBA | {} | 49416 | 1414 | 0.03 | 48002 | 0.97 | [5 empty] | 2001 | 0.04 | 1991 | 0.04 |  | 33237 | 0.67 | 6006 | 0.12 | 37279 | 0.75 | 12137 | 36648 | 0.74 | 12768 | 40633 | 0.82 | 8783 | 47012 | 0.95 | 2404 | 23025 | 0.47 | 26391 | 2018 | 0.04 | 47398
465 | Bellota | PGE GBA | {} | 347 | 154 | 0.44 | 193 | 0.56 | [5 empty] | 0 | 0 | 3 | 0.01 |  | 0 | 0 | 0 | 0 | 18 | 0.05 | 330 | 0 | 0 | 347 | 0 | 0 | 347 | 18 | 0.05 | 330 | 0 | 0 | 347 | 17 | 0.05 | 330
466 | Geysers Tap 12 | PGE NGBA | {} | 37401 | 495 | 0.01 | 36906 | 0.99 | [5 empty] | 369 | 0.01 | 34 | 0 |  | 12387 | 0.33 | 20353 | 0.54 | 26039 | 0.7 | 11362 | 9357 | 0.25 | 28044 | 18024 | 0.48 | 19378 | 30583 | 0.82 | 6818 | 27530 | 0.74 | 9872 | 272 | 0.01 | 37129
467 | Paul Sweet | PGE GBA | {} | 754 | 174 | 0.23 | 580 | 0.77 | [5 empty] | 8 | 0.01 | 9 | 0.01 |  | 69 | 0.09 | 1 | 0 | 146 | 0.19 | 609 | 344 | 0.46 | 410 | 390 | 0.52 | 364 | 504 | 0.67 | 251 | 39 | 0.05 | 716 | 66 | 0.09 | 688
468 | Carquinez | PGE NGBA | {'Parkway': [3.9, 1153.0], 'Bahia': [6.0, 1153.0], 'Christie': [6.5, 1156.0], 'San Pablo': [8.8, 799.0], 'Martinez': [8.9, 1153.0], 'Alhambra': [9.3, 1151.0], 'El Cerrito G': [12.5, 537.0], 'Standard Oil': [12.6, 30.0], 'Standard Oil 2': [12.6, 30.0], 'Sobrante': [13.1, 725.0], 'Richmond R': [13.2, 27.0], 'Meadow Lane': [13.8, 1031.0], 'Lakewood': [16.4, 104.0]} | 78618 | 10372 | 0.13 | 68246 | 0.87 | [5 empty] | 10912 | 0.14 | 4345 | 0.06 |  | 50501 | 0.64 | 0 | 0 | 31170 | 0.4 | 47448 | 36972 | 0.47 | 41646 | 35446 | 0.45 | 43172 | 59124 | 0.75 | 19494 | 22648 | 0.29 | 55970 | 22723 | 0.29 | 55895
469 | El Centro | SDGE Imperial | {'Imperial Valley': [11.9, 2.0]} | 47793 | 5336 | 0.11 | 42457 | 0.89 | [5 empty] | 61 | 0 | 39 | 0 |  | 0 | 0 | 0 | 0 | 12265 | 0.26 | 35529 | 5873 | 0.12 | 41920 | 6605 | 0.14 | 41189 | 17952 | 0.38 | 29841 | 37270 | 0.78 | 10523 | 1711 | 0.04 | 46082
470 | Riverbank | PGE GBA | {} | 1539 | 0 | 0 | 1539 | 1 | [5 empty] | 0 | 0 | 0 | 0 |  | 1192 | 0.77 | 348 | 0.23 | 1539 | 1 | 0 | 243 | 0.16 | 1297 | 727 | 0.47 | 812 | 1539 | 1 | 0 | 1539 | 1 | 0 | 0 | 0 | 1539
471 | Valley | SCE Eastern | {} | 14160 | 1348 | 0.1 | 12812 | 0.9 | [5 empty] | 3 | 0 | 0 | 0 |  | 7444 | 0.53 | 5844 | 0.41 | 5228 | 0.37 | 8932 | 5968 | 0.42 | 8192 | 8314 | 0.59 | 5846 | 9278 | 0.66 | 4882 | 7587 | 0.54 | 6573 | 99 | 0.01 | 14061
472 | Madera | PGE Fresno | {} | 0 | 0 | 0 | 0 | 0 | [5 empty] | 0 | 0 | 0 | 0 |  | 0 | 0 | 0 | 0 | 0 | 0 | 0 | 0 | 0 | 0 | 0 | 0 | 0 | 0 | 0 | 0 | 0 | 0 | 0 | 0 | 0 | 0
473 | Rio Bravo | PGE Kern | {} | 0 | 0 | 0 | 0 | 0 | [5 empty] | 0 | 0 | 0 | 0 |  | 0 | 0 | 0 | 0 | 0 | 0 | 0 | 0 | 0 | 0 | 0 | 0 | 0 | 0 | 0 | 0 | 0 | 0 | 0 | 0 | 0 | 0
474 | New Sub - Lugo - Pisgah (Proposed) | SCE NOL | {} | 163806 | 27837 | 0.17 | 135968 | 0.83 | [5 empty] | 78 | 0 | 0 | 0 |  | 7774 | 0.05 | 6144 | 0.04 | 46193 | 0.28 | 117613 | 27649 | 0.17 | 136156 | 33028 | 0.2 | 130778 | 70394 | 0.43 | 93411 | 103720 | 0.63 | 60086 | 288 | 0 | 163517
475 | Kern Oil | PGE Kern | {} | 2699 | 534 | 0.2 | 2165 | 0.8 | [5 empty] | 0 | 0 | 0 | 0 |  | 264 | 0.1 | 2435 | 0.9 | 851 | 0.32 | 1847 | 701 | 0.26 | 1997 | 1236 | 0.46 | 1462 | 1670 | 0.62 | 1029 | 1809 | 0.67 | 889 | 31 | 0.01 | 2667
476 | IS Tap | SCE EOP | {} | 45957 | 4841 | 0.11 | 41115 | 0.89 | [5 empty] | 0 | 0 | 0 | 0 |  | 841 | 0.02 | 0 | 0 | 0 | 0 | 45957 | 0 | 0 | 45957 | 0 | 0 | 45957 | 0 | 0 | 45957 | 0 | 0 | 45957 | 0 | 0 | 45957
477 | Q1806 | SDGE Imperial | {'Capistrano': [1.6, 45.0], 'Trabuco': [2.1, 43.0], 'Margarita': [3.0, 39.0], 'Rancho Mission Viejo': [4.5, 39.0], 'Talega': [8.2, 38.0], 'North of SONGS': [8.3, 38.0], 'Santiago': [10.5, 7.0], 'San Onofre': [13.3, 13.0]} | 649 | 87 | 0.13 | 561 | 0.87 | [5 empty] | 0 | 0 | 0 | 0 |  | 3 | 0 | 0 | 0 | 43 | 0.07 | 606 | 319 | 0.49 | 330 | 525 | 0.81 | 124 | 534 | 0.82 | 115 | 0 | 0 | 649 | 61 | 0.09 | 587
478 | Casaloma | PGE Kern | {} | 2635 | 281 | 0.11 | 2354 | 0.89 | [5 empty] | 0 | 0 | 0 | 0 |  | 297 | 0.11 | 2338 | 0.89 | 1284 | 0.49 | 1351 | 804 | 0.31 | 1830 | 1143 | 0.43 | 1491 | 1779 | 0.68 | 856 | 2216 | 0.84 | 419 | 29 | 0.01 | 2605
479 | Fern Road | PGE NGBA | {'Round Mt.': [11.5, 57.0], 'New Sub - Pit 1 - Cottonwood (Proposed)': [14.0, 105.0]} | 10618 | 1033 | 0.1 | 9585 | 0.9 | [5 empty] | 0 | 0 | 0 | 0 |  | 6143 | 0.58 | 1266 | 0.12 | 4951 | 0.47 | 5668 | 2635 | 0.25 | 7984 | 3403 | 0.32 | 7215 | 7408 | 0.7 | 3211 | 6649 | 0.63 | 3969 | 81 | 0.01 | 10538
480 | North of SONGS | SCE Metro | {'Talega': [0.3, 45.0], 'Rancho Mission Viejo': [5.5, 40.0], 'San Onofre': [5.6, 20.0], 'Capistrano': [6.8, 39.0], 'Margarita': [7.6, 38.0], 'Q1806': [8.3, 38.0], 'Trabuco': [9.7, 36.0]} | 540 | 88 | 0.16 | 451 | 0.84 | [5 empty] | 0 | 0 | 0 | 0 |  | 3 | 0.01 | 0 | 0 | 43 | 0.08 | 497 | 236 | 0.44 | 304 | 415 | 0.77 | 124 | 424 | 0.79 | 115 | 0 | 0 | 540 | 57 | 0.11 | 483
481 | Vine | SDGE Imperial | {'Old Town': [2.0, 212.0], 'Point Loma': [3.2, 212.0], 'Silvergate': [3.7, 189.0], 'Mission': [4.0, 211.0], 'Mesa Heights': [6.4, 156.0], 'Kearny': [7.1, 155.0], 'Elliot': [7.5, 121.0], 'Elliott': [7.5, 122.0], 'Murray': [9.7, 2.0], 'Spring Valley': [10.2, 1.0], 'Bay Boulevard': [10.3, 124.0], 'Telegraph Canyon': [11.7, 32.0], 'Imperial Beach': [11.8, 58.0], 'Miguel': [12.0, 26.0], 'Salt Creek': [12.1, 23.0], 'Otay': [12.2, 33.0], 'Penasquitos': [12.7, 23.0], 'San Ysidro': [15.1, 27.0], 'North City Metering': [15.4, 23.0]} | 869 | 206 | 0.24 | 662 | 0.76 | [5 empty] | 0 | 0 | 0 | 0 |  | 0 | 0 | 0 | 0 | 54 | 0.06 | 814 | 341 | 0.39 | 528 | 596 | 0.69 | 273 | 601 | 0.69 | 267 | 34 | 0.04 | 834 | 68 | 0.08 | 801
482 | Belden | PGE NGBA | {} | 29584 | 1843 | 0.06 | 27741 | 0.94 | [5 empty] | 0 | 0 | 0 | 0 |  | 13598 | 0.46 | 4158 | 0.14 | 10953 | 0.37 | 18632 | 15687 | 0.53 | 13898 | 17170 | 0.58 | 12414 | 23610 | 0.8 | 5975 | 22032 | 0.74 | 7552 | 727 | 0.02 | 28857
483 | Standard Oil | PGE GBA | {'Standard Oil 2': [0.0, 347.0], 'Richmond R': [2.2, 344.0], 'San Pablo': [4.0, 262.0], 'El Cerrito G': [5.5, 303.0], 'Sobrante': [10.6, 160.0], 'Christie': [10.7, 49.0], 'Ignacio': [11.8, 41.0], 'Oakland L': [11.8, 152.0], 'Oakland C': [12.2, 140.0], 'Carquinez': [12.6, 30.0], 'Oakland X': [13.4, 68.0], 'Potrero': [13.5, 138.0], 'SAN FRAN A (POTRERO PP)': [13.5, 141.0], 'Moraga': [14.5, 60.0], 'Alhambra': [14.6, 27.0], 'Martinez': [15.7, 26.0], 'Oakland J': [16.3, 41.0], 'Parkway': [16.5, 26.0], 'Bahia': [16.6, 26.0], 'Martin': [17.2, 21.0], 'Edes': [18.3, 7.0]} | 31290 | 2356 | 0.08 | 28934 | 0.92 | [5 empty] | 192 | 0.01 | 0 | 0 |  | 16469 | 0.53 | 0 | 0 | 19358 | 0.62 | 11932 | 12460 | 0.4 | 18830 | 12782 | 0.41 | 18508 | 27010 | 0.86 | 4280 | 13755 | 0.44 | 17535 | 8165 | 0.26 | 23125
484 | Panama | PGE Kern | {} | 3123 | 51 | 0.02 | 3072 | 0.98 | [5 empty] | 0 | 0 | 0 | 0 |  | 968 | 0.31 | 2155 | 0.69 | 2074 | 0.66 | 1050 | 1329 | 0.43 | 1794 | 1567 | 0.5 | 1556 | 2557 | 0.82 | 566 | 2808 | 0.9 | 315 | 24 | 0.01 | 3099
485 | Oakland X | PGE GBA | {'Oakland L': [2.2, 392.0], 'Oakland C': [2.8, 392.0], 'Oakland J': [3.1, 366.0], 'Moraga': [4.8, 235.0], 'Edes': [5.1, 303.0], 'Sobrante': [7.1, 178.0], 'San Leandro U': [8.0, 149.0], 'El Cerrito G': [8.6, 245.0], 'SAN FRAN A (POTRERO PP)': [9.1, 336.0], 'Potrero': [9.1, 337.0], 'Grant': [10.1, 122.0], 'Richmond R': [11.3, 188.0], 'Martin': [12.0, 256.0], 'Castro Valley': [12.2, 58.0], 'Standard Oil': [13.4, 68.0], 'Standard Oil 2': [13.5, 68.0], 'Christie': [13.8, 17.0], 'San Pablo': [13.8, 62.0], 'Mt Eden': [14.0, 64.0], 'Mt. Eden': [14.0, 64.0], 'Eastshore': [14.0, 66.0], 'Millbrae': [16.4, 27.0], 'Burlingame': [16.6, 17.0]} | 31784 | 2904 | 0.09 | 28880 | 0.91 | [5 empty] | 1162 | 0.04 | 0 | 0 |  | 14912 | 0.47 | 102 | 0 | 16443 | 0.52 | 15342 | 18387 | 0.58 | 13398 | 14591 | 0.46 | 17193 | 25900 | 0.81 | 5884 | 7869 | 0.25 | 23915 | 10614 | 0.33 | 21170
486 | Butte | PGE NGBA | {} | 8755 | 100 | 0.01 | 8654 | 0.99 | [5 empty] | 2 | 0 | 8 | 0 |  | 3505 | 0.4 | 2076 | 0.24 | 5210 | 0.6 | 3545 | 4043 | 0.46 | 4712 | 6019 | 0.69 | 2736 | 8084 | 0.92 | 671 | 6632 | 0.76 | 2123 | 458 | 0.05 | 8297
487 | Nortech | PGE GBA | {} | 25044 | 322 | 0.01 | 24722 | 0.99 | [5 empty] | 4 | 0 | 1 | 0 |  | 20865 | 0.83 | 3319 | 0.13 | 23487 | 0.94 | 1557 | 17400 | 0.69 | 7644 | 20272 | 0.81 | 4772 | 24340 | 0.97 | 704 | 15614 | 0.62 | 9430 | 687 | 0.03 | 24357
488 | Windsor | SCE Metro | {'La Cienega': [1.1, 4.0], 'El Nido': [7.0, 3.0], 'Chevmain': [7.0, 4.0], 'El Segundo': [7.1, 4.0]} | 2221 | 654 | 0.29 | 1567 | 0.71 | [5 empty] | 0 | 0 | 0 | 0 |  | 439 | 0.2 | 687 | 0.31 | 617 | 0.28 | 1604 | 202 | 0.09 | 2019 | 602 | 0.27 | 1620 | 1219 | 0.55 | 1002 | 843 | 0.38 | 1379 | 51 | 0.02 | 2170
489 | Haas | PGE Fresno | {} | 1 | 0 | 0 | 1 | 1 | [5 empty] | 0 | 0 | 0 | 0 |  | 0 | 0 | 0 | 0 | 0 | 0 | 1 | 0 | 0 | 1 | 0 | 0 | 1 | 0 | 0 | 1 | 1 | 1 | 0 | 0 | 0 | 1
490 | Stone | PGE GBA | {} | 14565 | 144 | 0.01 | 14421 | 0.99 | [5 empty] | 8 | 0 | 7 | 0 |  | 9178 | 0.63 | 4896 | 0.34 | 13614 | 0.93 | 951 | 7902 | 0.54 | 6663 | 8981 | 0.62 | 5584 | 14026 | 0.96 | 538 | 11950 | 0.82 | 2614 | 317 | 0.02 | 14247
491 | El Cerrito G | PGE GBA | {'Richmond R': [3.7, 419.0], 'Sobrante': [5.2, 737.0], 'San Pablo': [5.2, 742.0], 'Standard Oil': [5.5, 303.0], 'Standard Oil 2': [5.5, 303.0], 'Oakland L': [7.6, 329.0], 'Christie': [7.9, 556.0], 'Oakland C': [8.3, 317.0], 'Oakland X': [8.6, 245.0], 'Moraga': [9.0, 179.0], 'Alhambra': [10.8, 534.0], 'Oakland J': [11.7, 219.0], 'Potrero': [12.0, 309.0], 'SAN FRAN A (POTRERO PP)': [12.0, 311.0], 'Martinez': [12.2, 533.0], 'Carquinez': [12.5, 537.0], 'Lakewood': [13.3, 59.0], 'Edes': [13.7, 178.0], 'Meadow Lane': [14.0, 469.0], 'Bahia': [14.6, 533.0], 'Martin': [15.9, 191.0], 'Parkway': [16.3, 533.0], 'San Leandro U': [16.6, 41.0], 'Ignacio': [17.0, 15.0], 'Grant': [18.7, 14.0]} | 39144 | 3131 | 0.08 | 36013 | 0.92 | [5 empty] | 1508 | 0.04 | 0 | 0 |  | 20799 | 0.53 | 102 | 0 | 21568 | 0.55 | 17576 | 19774 | 0.51 | 19370 | 16492 | 0.42 | 22652 | 32848 | 0.84 | 6295 | 13641 | 0.35 | 25502 | 10882 | 0.28 | 28262
492 | Elizabeth Lake | SCE Northern | {'Pardee': [4.1, 79.0], 'Saugus': [5.3, 79.0]} | 186403 | 53638 | 0.29 | 132766 | 0.71 | [5 empty] | 4173 | 0.02 | 2068 | 0.01 |  | 48420 | 0.26 | 33874 | 0.18 | 54154 | 0.29 | 132249 | 71115 | 0.38 | 115289 | 54253 | 0.29 | 132151 | 110827 | 0.59 | 75576 | 61599 | 0.33 | 124804 | 2826 | 0.02 | 183578
493 | Ashlan | PGE Fresno | {} | 0 | 0 | 0 | 0 | 0 | [5 empty] | 0 | 0 | 0 | 0 |  | 0 | 0 | 0 | 0 | 0 | 0 | 0 | 0 | 0 | 0 | 0 | 0 | 0 | 0 | 0 | 0 | 0 | 0 | 0 | 0 | 0 | 0
494 | Meadow Lane | PGE GBA | {'Lakewood': [3.8, 104.0], 'Clayton': [4.7, 10.0], 'Alhambra': [4.7, 1039.0], 'Martinez': [5.0, 1041.0], 'Kirker': [8.9, 10.0], 'Christie': [8.9, 1031.0], 'Sobrante': [9.3, 692.0], 'Bahia': [9.4, 1041.0], 'Pittsburg': [9.8, 10.0], 'GWF 2': [11.0, 10.0], 'Carquinez': [13.8, 1031.0], 'El Cerrito G': [14.0, 469.0], 'Collinsville': [14.3, 6.0], 'Parkway': [14.8, 1031.0], 'San Pablo': [15.5, 689.0], 'Birds Landing': [16.4, 2.0], 'Shiloh III': [18.1, 2.0]} | 109986 | 13495 | 0.12 | 96490 | 0.88 | [5 empty] | 20621 | 0.19 | 17618 | 0.16 |  | 52629 | 0.48 | 102 | 0 | 34420 | 0.31 | 75565 | 49831 | 0.45 | 60155 | 49377 | 0.45 | 60608 | 73004 | 0.66 | 36982 | 16971 | 0.15 | 93015 | 26274 | 0.24 | 83712
495 | Bucks Creek | PGE NGBA | {} | 27394 | 1283 | 0.05 | 26112 | 0.95 | [5 empty] | 0 | 0 | 0 | 0 |  | 11723 | 0.43 | 3911 | 0.14 | 10875 | 0.4 | 16519 | 15684 | 0.57 | 11710 | 16259 | 0.59 | 11135 | 22698 | 0.83 | 4697 | 20451 | 0.75 | 6944 | 606 | 0.02 | 26788
496 | Dunn Siding | SCE NOL | {'Harvard': [13.6, 17.0]} | 106590 | 27910 | 0.26 | 78680 | 0.74 | [5 empty] | 706 | 0.01 | 582 | 0.01 |  | 0 | 0 | 0 | 0 | 51057 | 0.48 | 55533 | 27152 | 0.25 | 79439 | 23812 | 0.22 | 82779 | 57489 | 0.54 | 49101 | 58334 | 0.55 | 48256 | 1857 | 0.02 | 104733
497 | Pit 4 | PGE NGBA | {'Pit 3': [5.3, 66.0], 'James B Black': [6.5, 15.0], 'Cove Road': [8.7, 194.0], 'Carberry': [10.2, 194.0], 'Burney Forest': [10.3, 194.0], 'Burney Forest Power': [10.3, 194.0], 'New Sub - Pit 1 - Cottonwood (Proposed)': [11.5, 194.0], 'Round Mt.': [13.3, 172.0]} | 13790 | 2726 | 0.2 | 11064 | 0.8 | [5 empty] | 0 | 0 | 0 | 0 |  | 7567 | 0.55 | 2974 | 0.22 | 4965 | 0.36 | 8825 | 2558 | 0.19 | 11232 | 2050 | 0.15 | 11740 | 7436 | 0.54 | 6354 | 7271 | 0.53 | 6519 | 83 | 0.01 | 13706
498 | SAN FRAN A (POTRERO PP) | PGE GBA | {'Potrero': [0.0, 469.0], 'Martin': [3.9, 321.0], 'Oakland C': [6.4, 354.0], 'Oakland L': [7.3, 353.0], 'Oakland X': [9.1, 336.0], 'Oakland J': [9.3, 320.0], 'Millbrae': [10.5, 68.0], 'Edes': [10.5, 257.0], 'Burlingame': [11.7, 33.0], 'Richmond R': [11.9, 261.0], 'El Cerrito G': [12.0, 311.0], 'San Leandro U': [13.3, 103.0], 'Standard Oil': [13.5, 141.0], 'Standard Oil 2': [13.5, 141.0], 'Grant': [13.7, 76.0], 'Moraga': [13.8, 222.0], 'Sobrante': [14.2, 168.0], 'San Pablo': [16.2, 67.0], 'Eastshore': [17.3, 20.0], 'Mt Eden': [17.7, 18.0], 'Mt. Eden': [17.7, 18.0], 'Castro Valley': [18.2, 12.0], 'Christie': [19.7, 10.0]} | 10448 | 2121 | 0.2 | 8327 | 0.8 | [5 empty] | 20 | 0 | 0 | 0 |  | 4398 | 0.42 | 0 | 0 | 2112 | 0.2 | 8336 | 4337 | 0.42 | 6111 | 4700 | 0.45 | 5748 | 7437 | 0.71 | 3011 | 3070 | 0.29 | 7378 | 1275 | 0.12 | 9174
499 | Frogtown | PGE GBA | {} | 62 | 57 | 0.92 | 5 | 0.08 | [5 empty] | 0 | 0 | 0 | 0 |  | 0 | 0 | 62 | 1 | 0 | 0 | 62 | 0 | 0 | 62 | 0 | 0 | 62 | 0 | 0 | 62 | 5 | 0.08 | 57 | 0 | 0 | 62
500 | Knights Landing | PGE NGBA | {} | 54738 | 1340 | 0.02 | 53398 | 0.98 | [5 empty] | 5974 | 0.11 | 5617 | 0.1 |  | 36149 | 0.66 | 16405 | 0.3 | 40812 | 0.75 | 13926 | 3771 | 0.07 | 50967 | 4437 | 0.08 | 50301 | 43093 | 0.79 | 11645 | 39706 | 0.73 | 15032 | 506 | 0.01 | 54231
501 | Sandlot | SCE NOL | {} | 97108 | 7511 | 0.08 | 89597 | 0.92 | [5 empty] | 0 | 0 | 0 | 0 |  | 0 | 0 | 0 | 0 | 71838 | 0.74 | 25270 | 23721 | 0.24 | 73387 | 7997 | 0.08 | 89112 | 77709 | 0.8 | 19399 | 63723 | 0.66 | 33385 | 408 | 0 | 96701
502 | Sunrise | PGE Kern | {} | 3188 | 290 | 0.09 | 2898 | 0.91 | [5 empty] | 0 | 0 | 0 | 0 |  | 762 | 0.24 | 2266 | 0.71 | 787 | 0.25 | 2401 | 242 | 0.08 | 2946 | 821 | 0.26 | 2367 | 1330 | 0.42 | 1858 | 2584 | 0.81 | 604 | 2 | 0 | 3186
503 | Lilac | SDGE Imperial | {} | 1694 | 35 | 0.02 | 1659 | 0.98 | [5 empty] | 0 | 0 | 0 | 0 |  | 3 | 0 | 1465 | 0.86 | 816 | 0.48 | 878 | 338 | 0.2 | 1356 | 525 | 0.31 | 1169 | 1155 | 0.68 | 540 | 947 | 0.56 | 747 | 545 | 0.32 | 1150
504 | Alhambra | PGE GBA | {'Martinez': [1.6, 1159.0], 'Christie': [4.3, 1151.0], 'Meadow Lane': [4.7, 1039.0], 'Bahia': [6.1, 1159.0], 'Lakewood': [7.1, 104.0], 'Sobrante': [7.5, 722.0], 'Carquinez': [9.3, 1151.0], 'Clayton': [9.4, 9.0], 'El Cerrito G': [10.8, 534.0], 'Parkway': [10.9, 1150.0], 'San Pablo': [11.2, 794.0], 'Kirker': [12.3, 9.0], 'Pittsburg': [13.0, 9.0], 'Richmond R': [13.8, 24.0], 'GWF 2': [14.6, 9.0], 'Standard Oil': [14.6, 27.0], 'Standard Oil 2': [14.7, 27.0], 'Collinsville': [17.0, 4.0]} | 96869 | 13287 | 0.14 | 83582 | 0.86 | [5 empty] | 19207 | 0.2 | 12228 | 0.13 |  | 48054 | 0.5 | 102 | 0 | 30725 | 0.32 | 66144 | 45025 | 0.46 | 51844 | 42569 | 0.44 | 54300 | 67282 | 0.69 | 29587 | 18460 | 0.19 | 78409 | 24585 | 0.25 | 72283
505 | Charleston | SCE EOP | {'Pahrump': [8.1, 32.0], 'Thousandaire': [10.4, 32.0], 'Gamebird': [12.2, 1.0]} | 21193 | 1150 | 0.05 | 20043 | 0.95 | [5 empty] | 0 | 0 | 0 | 0 |  | 0 | 0 | 0 | 0 | 3071 | 0.14 | 18121 | 639 | 0.03 | 20553 | 7881 | 0.37 | 13311 | 9481 | 0.45 | 11711 | 15962 | 0.75 | 5230 | 129 | 0.01 | 21064
506 | Vasco | PGE GBA | {'Los Positas': [1.2, 21.0], 'Las Positas': [1.2, 21.0], 'Altamont': [3.3, 21.0], 'Altamont Midway (Sandhill)': [3.3, 21.0], 'Cayetano': [3.5, 21.0], 'Windmaster': [7.4, 21.0], 'North Dublin': [8.1, 21.0], 'Vineyard': [8.1, 21.0], 'Tassajara': [12.1, 21.0], 'San Ramon': [12.2, 21.0]} | 68660 | 4474 | 0.07 | 64187 | 0.93 | [5 empty] | 7189 | 0.1 | 3949 | 0.06 |  | 36899 | 0.54 | 5079 | 0.07 | 43003 | 0.63 | 25657 | 48758 | 0.71 | 19902 | 49839 | 0.73 | 18822 | 59130 | 0.86 | 9531 | 23163 | 0.34 | 45498 | 10202 | 0.15 | 58459
507 | Harris | PGE NGBA | {'Humboldt': [1.0, 140.0], 'Humboldt Bay': [4.9, 139.0], 'Arcata': [6.4, 110.0]} | 30507 | 5684 | 0.19 | 24823 | 0.81 | [5 empty] | 0 | 0 | 0 | 0 |  | 1588 | 0.05 | 665 | 0.02 | 2216 | 0.07 | 28291 | 1494 | 0.05 | 29013 | 2366 | 0.08 | 28141 | 3753 | 0.12 | 26754 | 21991 | 0.72 | 8516 | 1875 | 0.06 | 28632
508 | Grizzly | PGE NGBA | {'Rock Creek': [1.0, 3.0], 'Rock Creek 1': [1.0, 3.0], 'Cresta': [7.3, 3.0]} | 25603 | 1127 | 0.04 | 24475 | 0.96 | [5 empty] | 0 | 0 | 0 | 0 |  | 10287 | 0.4 | 3851 | 0.15 | 9767 | 0.38 | 15835 | 15359 | 0.6 | 10243 | 15931 | 0.62 | 9671 | 21422 | 0.84 | 4180 | 19005 | 0.74 | 6598 | 582 | 0.02 | 25021
509 | Jackass (DOE) | SCE EOP | {'Lathrop': [9.0, 3724.0], 'Mercury': [15.8, 922.0], 'Valley Switch': [17.7, 5.0]} | 131879 | 10509 | 0.08 | 121370 | 0.92 | [5 empty] | 0 | 0 | 0 | 0 |  | 0 | 0 | 0 | 0 | 0 | 0 | 131879 | 0 | 0 | 131879 | 0 | 0 | 131879 | 0 | 0 | 131879 | 2867 | 0.02 | 129012 | 12 | 0 | 131867
510 | North City Metering | SDGE Imperial | {'Penasquitos': [2.8, 26.0], 'Artesian': [6.6, 4.0], 'Mesa Heights': [9.7, 23.0], 'Kearny': [10.1, 23.0], 'San Marcos': [11.9, 5.0], 'Palomar Airport': [12.0, 5.0], 'Shadowridge': [12.7, 5.0], 'Mission': [13.0, 23.0], 'Old Town': [13.5, 23.0], 'Cannon': [14.0, 5.0], 'Encina': [14.0, 5.0], 'Point Loma': [15.1, 23.0], 'Vine': [15.4, 23.0], 'Melrose': [17.3, 0.0], 'Ocean Ranch': [18.0, 1.0], 'San Luis Rey': [18.7, 0.0]} | 791 | 226 | 0.29 | 565 | 0.71 | [5 empty] | 0 | 0 | 0 | 0 |  | 3 | 0 | 0 | 0 | 48 | 0.06 | 743 | 299 | 0.38 | 492 | 497 | 0.63 | 294 | 502 | 0.63 | 289 | 0 | 0 | 791 | 61 | 0.08 | 730
511 | Ormond Beach | SCE Northern | {'Mandalay': [7.1, 84.0], 'Santa Clara': [12.0, 9.0]} | 1996 | 175 | 0.09 | 1821 | 0.91 | [5 empty] | 5 | 0 | 0 | 0 |  | 1287 | 0.64 | 0 | 0 | 884 | 0.44 | 1112 | 226 | 0.11 | 1770 | 296 | 0.15 | 1700 | 1123 | 0.56 | 873 | 530 | 0.27 | 1466 | 136 | 0.07 | 1860
512 | Warne | SCE Northern | {'Bailey': [6.4, 2.0], 'Neenach': [17.4, 2.0]} | 200851 | 47766 | 0.24 | 153085 | 0.76 | [5 empty] | 4173 | 0.02 | 2061 | 0.01 |  | 51716 | 0.26 | 34947 | 0.17 | 70764 | 0.35 | 130086 | 84410 | 0.42 | 116441 | 66032 | 0.33 | 134819 | 134162 | 0.67 | 66689 | 74875 | 0.37 | 125976 | 2810 | 0.01 | 198041
513 | POE | PGE NGBA | {} | 18133 | 401 | 0.02 | 17732 | 0.98 | [5 empty] | 0 | 0 | 0 | 0 |  | 5396 | 0.3 | 2651 | 0.15 | 7151 | 0.39 | 10982 | 13039 | 0.72 | 5093 | 13328 | 0.74 | 4805 | 17280 | 0.95 | 853 | 13309 | 0.73 | 4823 | 515 | 0.03 | 17617
514 | Pit 3 | PGE NGBA | {'Pit 4': [5.3, 66.0], 'Burney Forest': [8.5, 22.0], 'Burney Forest Power': [8.5, 22.0], 'Carberry': [9.6, 22.0], 'James B Black': [11.8, 15.0], 'Cove Road': [12.6, 22.0], 'New Sub - Pit 1 - Cottonwood (Proposed)': [12.7, 22.0]} | 13575 | 2673 | 0.2 | 10902 | 0.8 | [5 empty] | 0 | 0 | 0 | 0 |  | 6969 | 0.51 | 2485 | 0.18 | 5628 | 0.41 | 7947 | 2234 | 0.16 | 11341 | 1655 | 0.12 | 11920 | 7802 | 0.57 | 5774 | 6922 | 0.51 | 6653 | 83 | 0.01 | 13492
515 | Evergreen | PGE GBA | {} | 17268 | 122 | 0.01 | 17146 | 0.99 | [5 empty] | 7 | 0 | 7 | 0 |  | 11209 | 0.65 | 5669 | 0.33 | 16375 | 0.95 | 893 | 10021 | 0.58 | 7247 | 11422 | 0.66 | 5846 | 16772 | 0.97 | 495 | 13642 | 0.79 | 3626 | 363 | 0.02 | 16905
516 | Rincon | PGE NGBA | {} | 38749 | 229 | 0.01 | 38520 | 0.99 | [5 empty] | 645 | 0.02 | 40 | 0 |  | 17336 | 0.45 | 8432 | 0.22 | 33355 | 0.86 | 5394 | 11820 | 0.31 | 26930 | 22073 | 0.57 | 16676 | 36861 | 0.95 | 1889 | 25969 | 0.67 | 12780 | 1027 | 0.03 | 37722
517 | Whisman | PGE GBA | {'Cooley Landing': [5.8, 1.0], 'Ravenswood': [7.2, 1.0], 'Menlo': [7.6, 1.0], 'Dumbarton': [10.6, 1.0], 'Jefferson': [12.4, 1.0], 'Eastshore': [15.5, 1.0]} | 4814 | 425 | 0.09 | 4390 | 0.91 | [5 empty] | 9 | 0 | 3 | 0 |  | 2771 | 0.58 | 691 | 0.14 | 3142 | 0.65 | 1672 | 2132 | 0.44 | 2682 | 2455 | 0.51 | 2359 | 3959 | 0.82 | 856 | 3192 | 0.66 | 1622 | 173 | 0.04 | 4641
518 | Brighton | PGE NGBA | {} | 59672 | 1760 | 0.03 | 57912 | 0.97 | [5 empty] | 16266 | 0.27 | 26866 | 0.45 |  | 20399 | 0.34 | 0 | 0 | 8877 | 0.15 | 50794 | 10131 | 0.17 | 49541 | 12455 | 0.21 | 47217 | 20606 | 0.35 | 39066 | 1974 | 0.03 | 57698 | 11535 | 0.19 | 48137
519 | Mi-Wuk | PGE GBA | {} | 2958 | 372 | 0.13 | 2586 | 0.87 | [5 empty] | 0 | 0 | 0 | 0 |  | 1236 | 0.42 | 293 | 0.1 | 0 | 0 | 2958 | 541 | 0.18 | 2417 | 896 | 0.3 | 2062 | 1052 | 0.36 | 1906 | 1794 | 0.61 | 1164 | 224 | 0.08 | 2734
520 | San Ysidro | SDGE Imperial | {'Otay': [2.9, 35.0], 'Imperial Beach': [4.3, 32.0], 'Bay Boulevard': [5.1, 32.0], 'Telegraph Canyon': [5.3, 37.0], 'Otay Mesa': [6.7, 6.0], 'Salt Creek': [8.4, 27.0], 'Miguel': [8.5, 29.0], 'Silvergate': [11.4, 30.0], 'Vine': [15.1, 27.0], 'Mission': [16.7, 27.0], 'Old Town': [17.1, 27.0], 'Point Loma': [17.3, 27.0]} | 975 | 277 | 0.28 | 698 | 0.72 | [5 empty] | 0 | 0 | 0 | 0 |  | 0 | 0 | 0 | 0 | 66 | 0.07 | 909 | 308 | 0.32 | 667 | 615 | 0.63 | 360 | 632 | 0.65 | 343 | 34 | 0.04 | 941 | 66 | 0.07 | 909
521 | Lincoln | PGE NGBA | {} | 0 | 0 | 0 | 0 | 0 | [5 empty] | 0 | 0 | 0 | 0 |  | 0 | 0 | 0 | 0 | 0 | 0 | 0 | 0 | 0 | 0 | 0 | 0 | 0 | 0 | 0 | 0 | 0 | 0 | 0 | 0 | 0 | 0
522 | Jefferson | PGE GBA | {'Menlo': [4.9, 20.0], 'Ravenswood': [8.4, 38.0], 'Cooley Landing': [8.7, 17.0], 'Burlingame': [10.1, 63.0], 'Millbrae': [11.8, 60.0], 'Whisman': [12.4, 1.0], 'Dumbarton': [14.2, 13.0], 'Eastshore': [14.9, 18.0], 'Mt Eden': [15.8, 4.0], 'Mt. Eden': [15.8, 4.0], 'Grant': [16.4, 15.0], 'Martin': [18.4, 27.0]} | 1912 | 646 | 0.34 | 1266 | 0.66 | [5 empty] | 4 | 0 | 1 | 0 |  | 102 | 0.05 | 0 | 0 | 266 | 0.14 | 1646 | 422 | 0.22 | 1489 | 938 | 0.49 | 973 | 1054 | 0.55 | 857 | 248 | 0.13 | 1663 | 151 | 0.08 | 1760
523 | Lakewood | PGE GBA | {'Meadow Lane': [3.8, 104.0], 'Alhambra': [7.1, 104.0], 'Martinez': [8.1, 104.0], 'Sobrante': [8.2, 104.0], 'Christie': [10.5, 104.0], 'Bahia': [12.8, 104.0], 'El Cerrito G': [13.3, 59.0], 'San Pablo': [16.0, 102.0], 'Carquinez': [16.4, 104.0], 'Parkway': [18.0, 104.0]} | 92148 | 12368 | 0.13 | 79780 | 0.87 | [5 empty] | 14597 | 0.16 | 7360 | 0.08 |  | 52263 | 0.57 | 102 | 0 | 33767 | 0.37 | 58382 | 47568 | 0.52 | 44580 | 47548 | 0.52 | 44600 | 65535 | 0.71 | 26613 | 16701 | 0.18 | 75447 | 23745 | 0.26 | 68403
524 | Windmaster | PGE GBA | {'Altamont': [4.1, 21.0], 'Altamont Midway (Sandhill)': [4.1, 21.0], 'Vasco': [7.4, 21.0], 'Cayetano': [8.2, 21.0], 'Los Positas': [8.6, 21.0], 'Las Positas': [8.6, 21.0], 'North Dublin': [12.3, 21.0], 'Tassajara': [14.4, 21.0], 'Vineyard': [14.7, 21.0], 'San Ramon': [16.4, 21.0]} | 83825 | 8566 | 0.1 | 75259 | 0.9 | [5 empty] | 10979 | 0.13 | 9007 | 0.11 |  | 43652 | 0.52 | 4566 | 0.05 | 43597 | 0.52 | 40228 | 50781 | 0.61 | 33044 | 50696 | 0.6 | 33129 | 62899 | 0.75 | 20925 | 22751 | 0.27 | 61074 | 13700 | 0.16 | 70125
525 | Rosamond | SCE Northern | {'Whirlwind': [11.2, 8895.0], 'Windhub': [12.1, 4222.0], 'Antelope': [12.8, 7025.0], 'Neenach': [16.1, 4203.0], 'Highwind': [18.2, 703.0]} | 283304 | 77638 | 0.27 | 205667 | 0.73 | [5 empty] | 4242 | 0.01 | 2234 | 0.01 |  | 58627 | 0.21 | 32424 | 0.11 | 89166 | 0.31 | 194138 | 93952 | 0.33 | 189352 | 73796 | 0.26 | 209508 | 172370 | 0.61 | 110934 | 104890 | 0.37 | 178414 | 3307 | 0.01 | 279997
526 | Los Positas | PGE GBA | {'Las Positas': [0.0, 21.0], 'Vasco': [1.2, 21.0], 'Cayetano': [3.4, 21.0], 'Altamont': [4.5, 21.0], 'Altamont Midway (Sandhill)': [4.5, 21.0], 'Vineyard': [6.9, 21.0], 'North Dublin': [7.4, 21.0], 'Windmaster': [8.6, 21.0], 'San Ramon': [11.4, 21.0], 'Tassajara': [11.7, 21.0]} | 66418 | 3694 | 0.06 | 62724 | 0.94 | [5 empty] | 5965 | 0.09 | 3341 | 0.05 |  | 36941 | 0.56 | 5045 | 0.08 | 42667 | 0.64 | 23751 | 48642 | 0.73 | 17776 | 49837 | 0.75 | 16581 | 58863 | 0.89 | 7555 | 23083 | 0.35 | 43335 | 9876 | 0.15 | 56542
527 | Oregon Trail | PGE NGBA | {} | 9328 | 1913 | 0.21 | 7415 | 0.79 | [5 empty] | 0 | 0 | 0 | 0 |  | 4978 | 0.53 | 2603 | 0.28 | 3027 | 0.32 | 6301 | 1042 | 0.11 | 8286 | 1587 | 0.17 | 7741 | 4070 | 0.44 | 5258 | 5356 | 0.57 | 3972 | 51 | 0.01 | 9277
528 | Burlingame | PGE GBA | {'Millbrae': [1.9, 123.0], 'Martin': [8.3, 67.0], 'Jefferson': [10.1, 63.0], 'Potrero': [11.6, 33.0], 'SAN FRAN A (POTRERO PP)': [11.7, 33.0], 'Grant': [12.4, 15.0], 'Eastshore': [13.6, 9.0], 'Edes': [13.9, 14.0], 'Menlo': [14.0, 10.0], 'Ravenswood': [14.0, 28.0], 'Mt Eden': [14.5, 1.0], 'Mt. Eden': [14.5, 1.0], 'Oakland J': [14.5, 17.0], 'Oakland C': [15.1, 17.0], 'Cooley Landing': [15.2, 7.0], 'Oakland L': [16.1, 17.0], 'Oakland X': [16.6, 17.0], 'Dumbarton': [16.8, 3.0]} | 3547 | 849 | 0.24 | 2699 | 0.76 | [5 empty] | 3 | 0 | 0 | 0 |  | 1041 | 0.29 | 0 | 0 | 271 | 0.08 | 3276 | 1570 | 0.44 | 1977 | 2310 | 0.65 | 1237 | 2413 | 0.68 | 1134 | 466 | 0.13 | 3082 | 251 | 0.07 | 3296
529 | Fremont | PGE GBA | {} | 39805 | 630 | 0.02 | 39176 | 0.98 | [5 empty] | 794 | 0.02 | 1026 | 0.03 |  | 33170 | 0.83 | 2898 | 0.07 | 33981 | 0.85 | 5824 | 31214 | 0.78 | 8591 | 34012 | 0.85 | 5794 | 38593 | 0.97 | 1212 | 19772 | 0.5 | 20033 | 1119 | 0.03 | 38686
530 | Callender | PGE Kern | {'Oceano': [3.8, 84.0], 'Mesa': [7.9, 43.0], 'San Luis Obispo': [15.2, 11.0], 'Diablo Canyon': [18.8, 1.0]} | 14365 | 2101 | 0.15 | 12264 | 0.85 | [5 empty] | 15 | 0 | 0 | 0 |  | 5240 | 0.36 | 7831 | 0.55 | 3089 | 0.22 | 11276 | 1014 | 0.07 | 13351 | 4609 | 0.32 | 9756 | 5968 | 0.42 | 8396 | 10324 | 0.72 | 4041 | 271 | 0.02 | 14094
531 | Delta PP | PGE GBA | {} | 81986 | 7946 | 0.1 | 74040 | 0.9 | [5 empty] | 10581 | 0.13 | 8916 | 0.11 |  | 42073 | 0.51 | 4617 | 0.06 | 43622 | 0.53 | 38364 | 50578 | 0.62 | 31408 | 50451 | 0.62 | 31535 | 62334 | 0.76 | 19652 | 22779 | 0.28 | 59207 | 12878 | 0.16 | 69108
532 | Moraga | PGE GBA | {'Sobrante': [4.8, 168.0], 'Oakland X': [4.8, 235.0], 'Oakland L': [6.5, 235.0], 'Oakland J': [6.6, 215.0], 'Oakland C': [7.4, 235.0], 'Edes': [7.8, 182.0], 'El Cerrito G': [9.0, 179.0], 'San Leandro U': [9.6, 97.0], 'Christie': [11.1, 17.0], 'Castro Valley': [12.2, 6.0], 'Grant': [12.3, 70.0], 'Richmond R': [12.5, 132.0], 'San Pablo': [13.5, 59.0], 'Potrero': [13.8, 221.0], 'SAN FRAN A (POTRERO PP)': [13.8, 222.0], 'Standard Oil': [14.5, 60.0], 'Standard Oil 2': [14.5, 60.0], 'Mt Eden': [15.4, 12.0], 'Mt. Eden': [15.4, 12.0], 'Eastshore': [15.7, 14.0], 'Martin': [16.8, 149.0]} | 40630 | 3911 | 0.1 | 36720 | 0.9 | [5 empty] | 2517 | 0.06 | 14 | 0 |  | 20822 | 0.51 | 102 | 0 | 19698 | 0.48 | 20932 | 21537 | 0.53 | 19093 | 19905 | 0.49 | 20726 | 33554 | 0.83 | 7077 | 10233 | 0.25 | 30398 | 11746 | 0.29 | 28884
533 | Collierville | PGE GBA | {} | 2916 | 372 | 0.13 | 2544 | 0.87 | [5 empty] | 0 | 0 | 0 | 0 |  | 1236 | 0.42 | 293 | 0.1 | 0 | 0 | 2916 | 541 | 0.19 | 2375 | 896 | 0.31 | 2020 | 1052 | 0.36 | 1864 | 1752 | 0.6 | 1164 | 220 | 0.08 | 2696
534 | Rock Creek | PGE NGBA | {'Rock Creek 1': [0.0, 3.0], 'Grizzly': [1.0, 3.0], 'Cresta': [6.5, 3.0]} | 24722 | 1115 | 0.05 | 23607 | 0.95 | [5 empty] | 0 | 0 | 0 | 0 |  | 9437 | 0.38 | 3819 | 0.15 | 9813 | 0.4 | 14909 | 15361 | 0.62 | 9361 | 15933 | 0.64 | 8789 | 21468 | 0.87 | 3254 | 18136 | 0.73 | 6586 | 579 | 0.02 | 24143
535 | Homestake | PGE NGBA | {} | 71088 | 1377 | 0.02 | 69711 | 0.98 | [5 empty] | 4130 | 0.06 | 1775 | 0.02 |  | 36042 | 0.51 | 32749 | 0.46 | 54200 | 0.76 | 16889 | 10553 | 0.15 | 60535 | 16620 | 0.23 | 54468 | 58858 | 0.83 | 12230 | 55278 | 0.78 | 15810 | 531 | 0.01 | 70557
536 | James B Black | PGE NGBA | {'Pit 4': [6.5, 15.0], 'Pit 3': [11.8, 15.0]} | 14568 | 2597 | 0.18 | 11971 | 0.82 | [5 empty] | 1 | 0 | 0 | 0 |  | 8296 | 0.57 | 3173 | 0.22 | 4811 | 0.33 | 9756 | 2828 | 0.19 | 11739 | 2554 | 0.18 | 12014 | 7503 | 0.52 | 7065 | 8105 | 0.56 | 6462 | 92 | 0.01 | 14476
537 | Harvard | SCE NOL | {'Cool Water': [13.1, 5269.0], 'Dunn Siding': [13.6, 17.0]} | 130602 | 26289 | 0.2 | 104313 | 0.8 | [5 empty] | 706 | 0.01 | 582 | 0 |  | 0 | 0 | 0 | 0 | 56953 | 0.44 | 73649 | 27271 | 0.21 | 103331 | 22058 | 0.17 | 108544 | 63036 | 0.48 | 67566 | 82448 | 0.63 | 48154 | 1978 | 0.02 | 128624
538 | San Jose B | PGE GBA | {} | 17550 | 237 | 0.01 | 17313 | 0.99 | [5 empty] | 9 | 0 | 7 | 0 |  | 12352 | 0.7 | 4538 | 0.26 | 16499 | 0.94 | 1051 | 10870 | 0.62 | 6679 | 12186 | 0.69 | 5364 | 16955 | 0.97 | 595 | 12904 | 0.74 | 4646 | 423 | 0.02 | 17126
539 | Edenvale | PGE GBA | {} | 10403 | 102 | 0.01 | 10302 | 0.99 | [5 empty] | 7 | 0 | 9 | 0 |  | 4150 | 0.4 | 5822 | 0.56 | 9441 | 0.91 | 962 | 3712 | 0.36 | 6692 | 4702 | 0.45 | 5701 | 9907 | 0.95 | 496 | 9571 | 0.92 | 832 | 161 | 0.02 | 10242
540 | Mt Poso | PGE Kern | {} | 2460 | 534 | 0.22 | 1926 | 0.78 | [5 empty] | 0 | 0 | 0 | 0 |  | 83 | 0.03 | 2377 | 0.97 | 605 | 0.25 | 1855 | 665 | 0.27 | 1795 | 1208 | 0.49 | 1252 | 1431 | 0.58 | 1029 | 1704 | 0.69 | 756 | 31 | 0.01 | 2430
541 | Rock Creek 1 | PGE NGBA | {'Rock Creek': [0.0, 3.0], 'Grizzly': [1.0, 3.0], 'Cresta': [6.4, 3.0]} | 24714 | 1114 | 0.05 | 23600 | 0.95 | [5 empty] | 0 | 0 | 0 | 0 |  | 9425 | 0.38 | 3822 | 0.15 | 9816 | 0.4 | 14897 | 15361 | 0.62 | 9352 | 15934 | 0.64 | 8780 | 21471 | 0.87 | 3242 | 18129 | 0.73 | 6584 | 579 | 0.02 | 24134
542 | New Sub - Kramer - Lugo (Proposed) | SCE NOL | {'Roadway': [0.0, 400.0], 'Victor': [5.1, 25.0]} | 71896 | 5964 | 0.08 | 65933 | 0.92 | [5 empty] | 0 | 0 | 0 | 0 |  | 7284 | 0.1 | 6188 | 0.09 | 38680 | 0.54 | 33216 | 27769 | 0.39 | 44127 | 19637 | 0.27 | 52260 | 53800 | 0.75 | 18097 | 36992 | 0.51 | 34904 | 288 | 0 | 71608
543 | Baker | SCE NOL | {} | 23320 | 2693 | 0.12 | 20627 | 0.88 | [5 empty] | 0 | 0 | 0 | 0 |  | 0 | 0 | 0 | 0 | 13451 | 0.58 | 9868 | 9186 | 0.39 | 14133 | 9190 | 0.39 | 14130 | 15766 | 0.68 | 7554 | 15107 | 0.65 | 8213 | 505 | 0.02 | 22815
544 | Mountain View | PGE GBA | {} | 4430 | 403 | 0.09 | 4027 | 0.91 | [5 empty] | 9 | 0 | 7 | 0 |  | 2498 | 0.56 | 608 | 0.14 | 2898 | 0.65 | 1532 | 1770 | 0.4 | 2660 | 2104 | 0.47 | 2327 | 3607 | 0.81 | 823 | 2976 | 0.67 | 1454 | 158 | 0.04 | 4273
545 | Stanislaus | PGE GBA | {} | 2916 | 372 | 0.13 | 2544 | 0.87 | [5 empty] | 0 | 0 | 0 | 0 |  | 1236 | 0.42 | 293 | 0.1 | 0 | 0 | 2916 | 541 | 0.19 | 2375 | 896 | 0.31 | 2020 | 1052 | 0.36 | 1864 | 1752 | 0.6 | 1164 | 220 | 0.08 | 2696
546 | Eagle Mountain | SCE Eastern | {'Kem': [4.0, 5986.0], 'Red Bluff': [11.2, 7992.0]} | 68656 | 11631 | 0.17 | 57025 | 0.83 | [5 empty] | 11 | 0 | 0 | 0 |  | 0 | 0 | 0 | 0 | 27380 | 0.4 | 41277 | 16710 | 0.24 | 51946 | 10303 | 0.15 | 58353 | 35794 | 0.52 | 32862 | 38693 | 0.56 | 29963 | 574 | 0.01 | 68082
547 | Contra Costa PP | PGE GBA | {'Contra Costa': [1.6, 1948.0], 'Lone Tree': [4.8, 352.0], 'GWF 2': [5.3, 1400.0], 'Collinsville': [6.1, 2947.0], 'Pittsburg': [7.4, 1237.0], 'Kirker': [7.8, 904.0], 'Brentwood': [8.1, 139.0], 'Birds Landing': [8.5, 3038.0], 'Shiloh III': [11.7, 2586.0], 'Clayton': [12.2, 1.0], 'Lambie': [15.4, 1123.0], 'Lambie Energy': [15.4, 1123.0], 'Tassajara': [16.9, 75.0], 'Grand Island': [17.7, 1672.0]} | 151375 | 12745 | 0.08 | 138629 | 0.92 | [5 empty] | 27608 | 0.18 | 32155 | 0.21 |  | 76585 | 0.51 | 194 | 0 | 51150 | 0.34 | 100225 | 67540 | 0.45 | 83835 | 69047 | 0.46 | 82328 | 92638 | 0.61 | 58736 | 23614 | 0.16 | 127761 | 31146 | 0.21 | 120229
548 | Padre Flats SW STA | PGE Fresno | {} | 9553 | 0 | 0 | 9553 | 1 | [5 empty] | 3 | 0 | 0 | 0 |  | 4669 | 0.49 | 4877 | 0.51 | 8992 | 0.94 | 561 | 272 | 0.03 | 9281 | 500 | 0.05 | 9053 | 9097 | 0.95 | 456 | 9292 | 0.97 | 261 | 16 | 0 | 9537
549 | Bliss | SCE Northern | {} | 0 | 0 | 0 | 0 | 0 | [5 empty] | 0 | 0 | 0 | 0 |  | 0 | 0 | 0 | 0 | 0 | 0 | 0 | 0 | 0 | 0 | 0 | 0 | 0 | 0 | 0 | 0 | 0 | 0 | 0 | 0 | 0 | 0
550 | Divide | PGE Kern | {} | 32130 | 1714 | 0.05 | 30416 | 0.95 | [5 empty] | 181 | 0.01 | 4 | 0 |  | 22623 | 0.7 | 5314 | 0.17 | 20401 | 0.63 | 11729 | 585 | 0.02 | 31545 | 2182 | 0.07 | 29948 | 22227 | 0.69 | 9903 | 19104 | 0.59 | 13026 | 1809 | 0.06 | 30321
551 | Cresta | PGE NGBA | {'Rock Creek 1': [6.4, 3.0], 'Rock Creek': [6.5, 3.0], 'Grizzly': [7.3, 3.0]} | 21970 | 753 | 0.03 | 21217 | 0.97 | [5 empty] | 0 | 0 | 0 | 0 |  | 7676 | 0.35 | 2963 | 0.13 | 8535 | 0.39 | 13435 | 14585 | 0.66 | 7385 | 15179 | 0.69 | 6792 | 19877 | 0.9 | 2093 | 16148 | 0.74 | 5822 | 575 | 0.03 | 21396
552 | Race Track | PGE GBA | {} | 146 | 57 | 0.39 | 89 | 0.61 | [5 empty] | 0 | 0 | 0 | 0 |  | 30 | 0.2 | 62 | 0.42 | 0 | 0 | 146 | 0 | 0 | 146 | 21 | 0.15 | 125 | 21 | 0.15 | 125 | 89 | 0.61 | 57 | 14 | 0.1 | 132
553 | Lodi | PGE GBA | {'Eight Mile': [2.1, 167.0]} | 122138 | 10148 | 0.08 | 111990 | 0.92 | [5 empty] | 26722 | 0.22 | 30656 | 0.25 |  | 57697 | 0.47 | 75 | 0 | 32627 | 0.27 | 89511 | 52502 | 0.43 | 69636 | 54175 | 0.44 | 67964 | 67264 | 0.55 | 54874 | 11037 | 0.09 | 111101 | 25632 | 0.21 | 96506
554 | Rancho Seco | PGE GBA | {} | 21281 | 0 | 0 | 21281 | 1 | [5 empty] | 3581 | 0.17 | 11790 | 0.55 |  | 995 | 0.05 | 0 | 0 | 3011 | 0.14 | 18270 | 490 | 0.02 | 20791 | 2521 | 0.12 | 18759 | 4791 | 0.23 | 16489 | 275 | 0.01 | 21006 | 3349 | 0.16 | 17932
555 | Monticello | PGE NGBA | {} | 106239 | 4314 | 0.04 | 101925 | 0.96 | [5 empty] | 12595 | 0.12 | 13588 | 0.13 |  | 68071 | 0.64 | 19457 | 0.18 | 58827 | 0.55 | 47412 | 25740 | 0.24 | 80499 | 26141 | 0.25 | 80098 | 80305 | 0.76 | 25934 | 56680 | 0.53 | 49559 | 12538 | 0.12 | 93701
556 | New Sub - Westley - Quinto (Proposed) | PGE Fresno | {} | 38206 | 0 | 0 | 38206 | 1 | [5 empty] | 793 | 0.02 | 1026 | 0.03 |  | 29232 | 0.77 | 6383 | 0.17 | 34873 | 0.91 | 3333 | 26576 | 0.7 | 11630 | 30594 | 0.8 | 7612 | 37887 | 0.99 | 319 | 22182 | 0.58 | 16024 | 833 | 0.02 | 37373
557 | North Dublin | PGE GBA | {'San Ramon': [4.2, 21.0], 'Tassajara': [4.7, 21.0], 'Cayetano': [4.7, 21.0], 'Vineyard': [5.2, 21.0], 'Los Positas': [7.4, 21.0], 'Las Positas': [7.4, 21.0], 'Vasco': [8.1, 21.0], 'Altamont': [9.8, 21.0], 'Altamont Midway (Sandhill)': [9.8, 21.0], 'Windmaster': [12.3, 21.0]} | 74828 | 6465 | 0.09 | 68363 | 0.91 | [5 empty] | 7730 | 0.1 | 4403 | 0.06 |  | 39033 | 0.52 | 2674 | 0.04 | 40915 | 0.55 | 33913 | 53116 | 0.71 | 21712 | 50364 | 0.67 | 24464 | 62809 | 0.84 | 12018 | 20577 | 0.27 | 54251 | 12974 | 0.17 | 61854
558 | Wildlife | SCE Eastern | {} | 9262 | 56 | 0.01 | 9206 | 0.99 | [5 empty] | 0 | 0 | 0 | 0 |  | 4292 | 0.46 | 3585 | 0.39 | 5857 | 0.63 | 3406 | 5145 | 0.56 | 4117 | 5318 | 0.57 | 3944 | 9074 | 0.98 | 189 | 4714 | 0.51 | 4548 | 64 | 0.01 | 9198
559 | Clovis | PGE Fresno | {} | 0 | 0 | 0 | 0 | 0 | [5 empty] | 0 | 0 | 0 | 0 |  | 0 | 0 | 0 | 0 | 0 | 0 | 0 | 0 | 0 | 0 | 0 | 0 | 0 | 0 | 0 | 0 | 0 | 0 | 0 | 0 | 0 | 0
560 | Greenleaf 1 | PGE NGBA | {} | 23208 | 448 | 0.02 | 22760 | 0.98 | [5 empty] | 3107 | 0.13 | 1051 | 0.05 |  | 11688 | 0.5 | 10766 | 0.46 | 19514 | 0.84 | 3694 | 1106 | 0.05 | 22101 | 1145 | 0.05 | 22063 | 19535 | 0.84 | 3673 | 17934 | 0.77 | 5274 | 127 | 0.01 | 23080
561 | Atlantic | PGE NGBA | {} | 0 | 0 | 0 | 0 | 0 | [5 empty] | 0 | 0 | 0 | 0 |  | 0 | 0 | 0 | 0 | 0 | 0 | 0 | 0 | 0 | 0 | 0 | 0 | 0 | 0 | 0 | 0 | 0 | 0 | 0 | 0 | 0 | 0
562 | Vasona | PGE GBA | {'El Patio': [3.1, 33.0], 'Saratoga': [3.3, 33.0], 'Hicks': [3.8, 33.0], 'Monta Vista': [7.6, 33.0]} | 3466 | 192 | 0.06 | 3274 | 0.94 | [5 empty] | 9 | 0 | 9 | 0 |  | 2075 | 0.6 | 749 | 0.22 | 2531 | 0.73 | 935 | 1412 | 0.41 | 2054 | 1479 | 0.43 | 1987 | 2924 | 0.84 | 541 | 2773 | 0.8 | 693 | 121 | 0.04 | 3344
563 | Mercury | SCE EOP | {'Innovation': [5.5, 707.0], 'Jackass (DOE)': [15.8, 922.0]} | 124194 | 8483 | 0.07 | 115711 | 0.93 | [5 empty] | 0 | 0 | 0 | 0 |  | 0 | 0 | 0 | 0 | 0 | 0 | 124194 | 0 | 0 | 124194 | 0 | 0 | 124194 | 0 | 0 | 124194 | 271 | 0 | 123923 | 0 | 0 | 124194
564 | Monta Vista | PGE GBA | {'Saratoga': [4.4, 33.0], 'Vasona': [7.6, 33.0], 'El Patio': [7.8, 33.0], 'Hicks': [11.3, 33.0]} | 3653 | 317 | 0.09 | 3336 | 0.91 | [5 empty] | 9 | 0 | 7 | 0 |  | 2134 | 0.58 | 416 | 0.11 | 2405 | 0.66 | 1248 | 1152 | 0.32 | 2501 | 1435 | 0.39 | 2218 | 2938 | 0.8 | 715 | 2625 | 0.72 | 1029 | 147 | 0.04 | 3507
565 | Topaz | PGE Kern | {'Carrizo Plains': [1.1, 135.0], 'Caliente': [8.0, 135.0], 'Kernridge': [18.4, 36.0]} | 19133 | 2243 | 0.12 | 16890 | 0.88 | [5 empty] | 1088 | 0.06 | 0 | 0 |  | 9142 | 0.48 | 8489 | 0.44 | 7800 | 0.41 | 11333 | 747 | 0.04 | 18386 | 3127 | 0.16 | 16006 | 9480 | 0.5 | 9653 | 13429 | 0.7 | 5704 | 165 | 0.01 | 18968
566 | Balch | PGE Fresno | {} | 7 | 0 | 0 | 7 | 1 | [5 empty] | 0 | 0 | 0 | 0 |  | 7 | 1 | 0 | 0 | 0 | 0 | 7 | 0 | 0 | 7 | 7 | 1 | 0 | 7 | 1 | 0 | 7 | 1 | 0 | 0 | 0 | 7
567 | El Dorado PH | PGE NGBA | {} | 16419 | 1367 | 0.08 | 15052 | 0.92 | [5 empty] | 0 | 0 | 0 | 0 |  | 3072 | 0.19 | 6 | 0 | 1484 | 0.09 | 14935 | 442 | 0.03 | 15978 | 452 | 0.03 | 15968 | 2373 | 0.14 | 14046 | 13438 | 0.82 | 2982 | 1757 | 0.11 | 14662
568 | Bell | PGE NGBA | {} | 0 | 0 | 0 | 0 | 0 | [5 empty] | 0 | 0 | 0 | 0 |  | 0 | 0 | 0 | 0 | 0 | 0 | 0 | 0 | 0 | 0 | 0 | 0 | 0 | 0 | 0 | 0 | 0 | 0 | 0 | 0 | 0 | 0
569 | San Pablo | PGE GBA | {'Standard Oil': [4.0, 262.0], 'Standard Oil 2': [4.0, 262.0], 'Richmond R': [4.5, 259.0], 'El Cerrito G': [5.2, 742.0], 'Christie': [7.1, 819.0], 'Carquinez': [8.8, 799.0], 'Sobrante': [8.9, 853.0], 'Alhambra': [11.2, 794.0], 'Martinez': [12.1, 796.0], 'Ignacio': [12.7, 41.0], 'Oakland L': [12.7, 130.0], 'Parkway': [12.7, 796.0], 'Bahia': [12.7, 796.0], 'Oakland C': [13.4, 118.0], 'Moraga': [13.5, 59.0], 'Oakland X': [13.8, 62.0], 'Meadow Lane': [15.5, 689.0], 'Lakewood': [16.0, 102.0], 'Potrero': [16.2, 65.0], 'SAN FRAN A (POTRERO PP)': [16.2, 67.0], 'Oakland J': [16.8, 40.0], 'Edes': [18.8, 6.0]} | 42616 | 3146 | 0.07 | 39471 | 0.93 | [5 empty] | 1717 | 0.04 | 0 | 0 |  | 24329 | 0.57 | 0 | 0 | 24696 | 0.58 | 17920 | 19804 | 0.46 | 22812 | 17498 | 0.41 | 25119 | 36057 | 0.85 | 6559 | 17479 | 0.41 | 25137 | 10752 | 0.25 | 31864
570 | Lambie (old) | PGE NGBA | {'Lambie Energy': [0.0, 7266.0], 'Shiloh III': [3.8, 6177.0], 'Birds Landing': [7.0, 6177.0], 'Peabody': [7.1, 2254.0], 'Collinsville': [9.9, 5042.0], 'Vaca-Dixon & Gc Yard': [12.8, 1089.0], 'Pittsburg': [13.0, 1140.0], 'Kirker': [14.1, 822.0], 'GWF 2': [14.3, 1166.0], 'Grand Island': [14.9, 794.0], 'Contra Costa PP': [15.4, 1123.0], 'Contra Costa': [16.1, 1120.0], 'Lone Tree': [20.0, 8.0]} | 143897 | 13642 | 0.09 | 130255 | 0.91 | [5 empty] | 27821 | 0.19 | 32170 | 0.22 |  | 68365 | 0.48 | 102 | 0 | 44508 | 0.31 | 99389 | 45734 | 0.32 | 98163 | 45140 | 0.31 | 98757 | 83207 | 0.58 | 60690 | 26594 | 0.18 | 117303 | 30743 | 0.21 | 113154
571 | Figarden | PGE Fresno | {} | 0 | 0 | 0 | 0 | 0 | [5 empty] | 0 | 0 | 0 | 0 |  | 0 | 0 | 0 | 0 | 0 | 0 | 0 | 0 | 0 | 0 | 0 | 0 | 0 | 0 | 0 | 0 | 0 | 0 | 0 | 0 | 0 | 0
572 | Trimble | PGE GBA | {} | 23557 | 279 | 0.01 | 23278 | 0.99 | [5 empty] | 8 | 0 | 3 | 0 |  | 18564 | 0.79 | 4244 | 0.18 | 22136 | 0.94 | 1421 | 15697 | 0.67 | 7860 | 18449 | 0.78 | 5108 | 22896 | 0.97 | 661 | 15700 | 0.67 | 7857 | 602 | 0.03 | 22955
573 | Tassajara | PGE GBA | {'San Ramon': [4.1, 21.0], 'North Dublin': [4.7, 21.0], 'Cayetano': [8.6, 21.0], 'Vineyard': [9.5, 21.0], 'Clayton': [10.6, 1.0], 'Los Positas': [11.7, 21.0], 'Las Positas': [11.7, 21.0], 'Vasco': [12.1, 21.0], 'Altamont': [13.0, 21.0], 'Altamont Midway (Sandhill)': [13.0, 21.0], 'Lone Tree': [13.0, 75.0], 'Windmaster': [14.4, 21.0], 'Brentwood': [15.0, 75.0], 'GWF 2': [15.3, 75.0], 'Contra Costa': [15.5, 75.0], 'Contra Costa PP': [16.9, 75.0]} | 88467 | 11077 | 0.13 | 77390 | 0.87 | [5 empty] | 11177 | 0.13 | 6279 | 0.07 |  | 49244 | 0.56 | 1551 | 0.02 | 40220 | 0.45 | 48247 | 56324 | 0.64 | 32143 | 55227 | 0.62 | 33241 | 67601 | 0.76 | 20867 | 20958 | 0.24 | 67509 | 16671 | 0.19 | 71796
574 | Santa Rosa A | PGE NGBA | {} | 27836 | 286 | 0.01 | 27549 | 0.99 | [5 empty] | 561 | 0.02 | 33 | 0 |  | 13916 | 0.5 | 1570 | 0.06 | 23378 | 0.84 | 4458 | 10038 | 0.36 | 17797 | 18338 | 0.66 | 9497 | 26424 | 0.95 | 1411 | 18428 | 0.66 | 9408 | 811 | 0.03 | 27024
575 | Piercy | PGE GBA | {} | 15679 | 101 | 0.01 | 15578 | 0.99 | [5 empty] | 5 | 0 | 8 | 0 |  | 9211 | 0.59 | 6089 | 0.39 | 14768 | 0.94 | 911 | 8182 | 0.52 | 7497 | 9768 | 0.62 | 5911 | 15179 | 0.97 | 499 | 13246 | 0.84 | 2433 | 315 | 0.02 | 15363
576 | Caribou | PGE NGBA | {} | 39444 | 3430 | 0.09 | 36014 | 0.91 | [5 empty] | 1 | 0 | 0 | 0 |  | 20862 | 0.53 | 3899 | 0.1 | 13471 | 0.34 | 25972 | 18510 | 0.47 | 20934 | 19651 | 0.5 | 19792 | 28313 | 0.72 | 11131 | 29431 | 0.75 | 10013 | 1016 | 0.03 | 38428
577 | Vista (SCE) | SCE Eastern | {} | 25069 | 1634 | 0.07 | 23434 | 0.93 | [5 empty] | 0 | 0 | 0 | 0 |  | 7418 | 0.3 | 9815 | 0.39 | 12862 | 0.51 | 12206 | 10008 | 0.4 | 15060 | 13307 | 0.53 | 11762 | 21584 | 0.86 | 3485 | 11238 | 0.45 | 13831 | 96 | 0 | 24973
578 | Cardiff | SCE Eastern | {} | 35143 | 2287 | 0.07 | 32855 | 0.93 | [5 empty] | 0 | 0 | 0 | 0 |  | 8451 | 0.24 | 11153 | 0.32 | 15539 | 0.44 | 19604 | 16887 | 0.48 | 18256 | 19901 | 0.57 | 15242 | 30286 | 0.86 | 4857 | 14772 | 0.42 | 20370 | 105 | 0 | 35038
579 | Cannon | SDGE Imperial | {'Encina': [0.2, 34.0], 'Palomar Airport': [2.8, 29.0], 'San Luis Rey': [5.1, 29.0], 'Shadowridge': [5.4, 22.0], 'Ocean Ranch': [5.6, 30.0], 'Melrose': [6.6, 29.0], 'San Marcos': [7.8, 8.0], 'Pendleton': [11.9, 27.0], 'Artesian': [14.0, 4.0], 'North City Metering': [14.0, 5.0], 'Penasquitos': [16.5, 3.0]} | 396 | 121 | 0.31 | 275 | 0.69 | [5 empty] | 0 | 0 | 0 | 0 |  | 3 | 0.01 | 0 | 0 | 34 | 0.09 | 362 | 206 | 0.52 | 190 | 250 | 0.63 | 146 | 250 | 0.63 | 146 | 0 | 0 | 396 | 32 | 0.08 | 364
580 | Mt Eden | PGE GBA | {'Eastshore': [0.9, 86.0], 'Grant': [4.2, 83.0], 'Castro Valley': [4.7, 76.0], 'Dumbarton': [5.7, 20.0], 'San Leandro U': [6.0, 82.0], 'Edes': [8.9, 81.0], 'Ravenswood': [9.9, 22.0], 'Oakland J': [11.0, 64.0], 'Cooley Landing': [11.1, 8.0], 'Oakland X': [14.0, 64.0], 'Burlingame': [14.5, 1.0], 'Menlo': [14.9, 2.0], 'Oakland C': [15.1, 64.0], 'Moraga': [15.4, 12.0], 'Oakland L': [15.5, 64.0], 'Jefferson': [15.8, 4.0], 'Millbrae': [15.9, 1.0], 'Martin': [17.4, 10.0], 'SAN FRAN A (POTRERO PP)': [17.7, 18.0], 'Potrero': [17.7, 19.0]} | 28223 | 1872 | 0.07 | 26352 | 0.93 | [5 empty] | 5 | 0 | 0 | 0 |  | 24201 | 0.86 | 799 | 0.03 | 21087 | 0.75 | 7136 | 20502 | 0.73 | 7721 | 24316 | 0.86 | 3907 | 25862 | 0.92 | 2361 | 11499 | 0.41 | 16724 | 1047 | 0.04 | 27176
581 | Fitch Mountain | PGE NGBA | {} | 31368 | 538 | 0.02 | 30830 | 0.98 | [5 empty] | 571 | 0.02 | 34 | 0 |  | 10465 | 0.33 | 9756 | 0.31 | 25533 | 0.81 | 5835 | 8975 | 0.29 | 22393 | 19511 | 0.62 | 11857 | 29002 | 0.92 | 2365 | 18442 | 0.59 | 12925 | 594 | 0.02 | 30774
582 | Stockton A | PGE GBA | {} | 61915 | 4442 | 0.07 | 57473 | 0.93 | [5 empty] | 7444 | 0.12 | 13425 | 0.22 |  | 29154 | 0.47 | 1260 | 0.02 | 28835 | 0.47 | 33080 | 38059 | 0.61 | 23856 | 40500 | 0.65 | 21414 | 42573 | 0.69 | 19342 | 14528 | 0.23 | 47387 | 4412 | 0.07 | 57503
583 | Saratoga | PGE GBA | {'Vasona': [3.3, 33.0], 'Monta Vista': [4.4, 33.0], 'El Patio': [4.4, 33.0], 'Hicks': [7.0, 33.0]} | 3469 | 234 | 0.07 | 3235 | 0.93 | [5 empty] | 9 | 0 | 7 | 0 |  | 2075 | 0.6 | 663 | 0.19 | 2529 | 0.73 | 939 | 1348 | 0.39 | 2121 | 1425 | 0.41 | 2044 | 2870 | 0.83 | 599 | 2723 | 0.79 | 745 | 122 | 0.04 | 3347
584 | Christie | PGE GBA | {'Alhambra': [4.3, 1151.0], 'Martinez': [5.0, 1153.0], 'Carquinez': [6.5, 1156.0], 'Bahia': [6.6, 1153.0], 'Sobrante': [6.8, 744.0], 'San Pablo': [7.1, 819.0], 'El Cerrito G': [7.9, 556.0], 'Meadow Lane': [8.9, 1031.0], 'Parkway': [9.4, 1153.0], 'Richmond R': [10.2, 46.0], 'Lakewood': [10.5, 104.0], 'Standard Oil': [10.7, 49.0], 'Standard Oil 2': [10.8, 49.0], 'Moraga': [11.1, 17.0], 'Oakland X': [13.8, 17.0], 'Oakland L': [13.8, 20.0], 'Oakland C': [14.8, 20.0], 'SAN FRAN A (POTRERO PP)': [19.7, 10.0], 'Potrero': [19.7, 10.0]} | 72307 | 10124 | 0.14 | 62184 | 0.86 | [5 empty] | 9538 | 0.13 | 1688 | 0.02 |  | 45505 | 0.63 | 102 | 0 | 27266 | 0.38 | 45041 | 35263 | 0.49 | 37045 | 33176 | 0.46 | 39131 | 53718 | 0.74 | 18590 | 20414 | 0.28 | 51893 | 22543 | 0.31 | 49764
585 | Las Aguilas | PGE Fresno | {} | 11484 | 531 | 0.05 | 10953 | 0.95 | [5 empty] | 70 | 0.01 | 353 | 0.03 |  | 4116 | 0.36 | 6204 | 0.54 | 8945 | 0.78 | 2539 | 1074 | 0.09 | 10410 | 2739 | 0.24 | 8745 | 10079 | 0.88 | 1406 | 10071 | 0.88 | 1413 | 233 | 0.02 | 11251
586 | Monroe | PGE NGBA | {} | 28050 | 292 | 0.01 | 27758 | 0.99 | [5 empty] | 561 | 0.02 | 33 | 0 |  | 13381 | 0.48 | 2973 | 0.11 | 23657 | 0.84 | 4393 | 9719 | 0.35 | 18332 | 17970 | 0.64 | 10080 | 26807 | 0.96 | 1243 | 17744 | 0.63 | 10307 | 769 | 0.03 | 27281
587 | Elliot | SDGE Imperial | {'Elliott': [0.0, 121.0], 'Kearny': [2.8, 121.0], 'Mission': [3.6, 121.0], 'Murray': [4.1, 2.0], 'Mesa Heights': [4.1, 121.0], 'Old Town': [7.0, 121.0], 'Spring Valley': [7.3, 1.0], 'Vine': [7.5, 121.0], 'Silvergate': [9.0, 121.0], 'Point Loma': [9.9, 121.0], 'Bay Boulevard': [14.4, 80.0], 'Otay': [15.4, 1.0], 'Imperial Beach': [16.1, 23.0]} | 900 | 207 | 0.23 | 693 | 0.77 | [5 empty] | 0 | 0 | 0 | 0 |  | 0 | 0 | 0 | 0 | 54 | 0.06 | 846 | 349 | 0.39 | 552 | 624 | 0.69 | 276 | 629 | 0.7 | 271 | 34 | 0.04 | 866 | 68 | 0.08 | 832
588 | Sunset | PGE Kern | {} | 5013 | 512 | 0.1 | 4501 | 0.9 | [5 empty] | 0 | 0 | 0 | 0 |  | 965 | 0.19 | 3512 | 0.7 | 1370 | 0.27 | 3643 | 263 | 0.05 | 4750 | 841 | 0.17 | 4172 | 1933 | 0.39 | 3079 | 3963 | 0.79 | 1050 | 16 | 0 | 4997
589 | Herndon | PGE Fresno | {} | 0 | 0 | 0 | 0 | 0 | [5 empty] | 0 | 0 | 0 | 0 |  | 0 | 0 | 0 | 0 | 0 | 0 | 0 | 0 | 0 | 0 | 0 | 0 | 0 | 0 | 0 | 0 | 0 | 0 | 0 | 0 | 0 | 0
590 | Menlo | PGE GBA | {'Jefferson': [4.9, 20.0], 'Cooley Landing': [5.0, 17.0], 'Ravenswood': [5.5, 20.0], 'Whisman': [7.6, 1.0], 'Dumbarton': [11.7, 13.0], 'Burlingame': [14.0, 10.0], 'Eastshore': [14.2, 10.0], 'Mt Eden': [14.9, 2.0], 'Mt. Eden': [14.9, 2.0], 'Millbrae': [15.8, 8.0]} | 2797 | 576 | 0.21 | 2221 | 0.79 | [5 empty] | 8 | 0 | 3 | 0 |  | 999 | 0.36 | 43 | 0.02 | 1227 | 0.44 | 1570 | 1037 | 0.37 | 1760 | 1551 | 0.55 | 1246 | 2012 | 0.72 | 786 | 1156 | 0.41 | 1641 | 166 | 0.06 | 2632
591 | Mountain Pass | SCE EOP | {'Ivanpah': [5.5, 18.0], 'Primm': [14.9, 18.0]} | 15836 | 1346 | 0.08 | 14491 | 0.92 | [5 empty] | 0 | 0 | 0 | 0 |  | 0 | 0 | 0 | 0 | 4618 | 0.29 | 11218 | 6478 | 0.41 | 9358 | 2581 | 0.16 | 13255 | 8612 | 0.54 | 7224 | 9874 | 0.62 | 5962 | 62 | 0 | 15775
592 | San Jose A | PGE GBA | {} | 14940 | 218 | 0.01 | 14723 | 0.99 | [5 empty] | 9 | 0 | 7 | 0 |  | 9764 | 0.65 | 4537 | 0.3 | 13910 | 0.93 | 1031 | 8557 | 0.57 | 6383 | 9628 | 0.64 | 5312 | 14366 | 0.96 | 575 | 11811 | 0.79 | 3129 | 358 | 0.02 | 14582
593 | Artesian | SDGE Imperial | {'North City Metering': [6.6, 4.0], 'San Marcos': [8.3, 4.0], 'Penasquitos': [8.6, 3.0], 'Shadowridge': [10.3, 4.0], 'Palomar Airport': [11.3, 4.0], 'Cannon': [14.0, 4.0], 'Encina': [14.1, 4.0]} | 783 | 225 | 0.29 | 558 | 0.71 | [5 empty] | 0 | 0 | 0 | 0 |  | 3 | 0 | 15 | 0.02 | 63 | 0.08 | 720 | 279 | 0.36 | 505 | 477 | 0.61 | 307 | 497 | 0.63 | 286 | 15 | 0.02 | 768 | 61 | 0.08 | 722
594 | Thousandaire | SCE EOP | {'Gamebird': [3.4, 2.0], 'Pahrump': [4.6, 33.0], 'Charleston': [10.4, 32.0]} | 20271 | 1795 | 0.09 | 18476 | 0.91 | [5 empty] | 0 | 0 | 0 | 0 |  | 0 | 0 | 0 | 0 | 3071 | 0.15 | 17200 | 639 | 0.03 | 19632 | 7881 | 0.39 | 12390 | 9481 | 0.47 | 10790 | 14412 | 0.71 | 5859 | 136 | 0.01 | 20135

## LandEnvData_Geo
CEC provided land-use and environmental data criteria for in-state known geothermal fields and their technical potential (https://lab.data.ca.gov/dataset/geothermal-resource-potential-by-field). Land-use and Environmental screens are applied and calculated over the whole field area.
|  |  | Geothermal Field Potential generation potential (mean estimated MW) | Geothermal Field remaining undeveloped MW potential (subtracting existing facilities) | Geothermal Field is within protected area | Size of Geothermal Field | Geothermal Field Outside of Protected Areas (Lower Implications Land) | Percentage of Field w/ Lower Implications | Geothermal Field Excluded by Protected Areas (Higher Implications Land) | Percentage of Field w/ Higher Implications | Geothermal Field within Tier 2 Fire Threat | Percentage of Geothermal Field within Tier 2 Fire Threat | Geothermal Field within Tier 3 Fire Threat | Percentage of Geothermal Field within Tier 3 Fire Threat | Geothermal Field w/ ACE Terrestrial Connectivity, 4 or 5, (High Implications) | Percentage of Geothermal Field w/ Terrestrial Connectivity High Implications | Geothermal Field w/ Terrestrial Connectivity Low Implications | Geothermal Field w/ ACE Biodiversity, 5, (High Implications) | Percentage of Geothermal Field w/ Biodiversity High Implications | Geothermal Field w/ Biodiversity Low Implications | Geothermal Field w/ ACE Irreplaceability, 4 or 5, (High Implications) | Percentage of Geothermal Field w/ Irreplaceability High Implications | Geothermal Field w/ Irreplaceability Low Implications | Geothermal Field w/ Any of the three ACE datasets High Implications | Percentage of Geothermal Field w/ Any of the three ACE datasets High Implications | Geothermal Field w/ Any of the three ACE datasets Low Implications | Geothermal Field w/ High Terrestrial Landscape Intactness | Percentage of Geothermal Field w/ High Terrestrial Landscape Intactness | Geothermal Field w/ Low Terrestrial Landscape Intactness | Geothermal Field w/ Classified as Wetlands | Percentage of Geothermal Field w/ Classified as Wetlands | Geothermal Field w/ Not Classified as Wetlands
Blue columns indicate additional data calculate/added by CPUC staff in dashboard.
| Geothermal Field Name | RESOLVE Region | Total_MWe_Mean | NetUndevelopedRP | Protected Area Exclusion (1=Yes) | Total Geothermal Field Acres | Low-Implication Acres | Low-Implication Percent | High-Implication Acres | High-Implication Percent | FT_Tier2_Acres | Perc_FT_Tier2 | FT_Tier3_Acres | Perc_FT_Tier3 | Conn45_Acres | Perc_Conn45 | Low Conn Acres | Bio5_Acres | Perc_Bio5 | Low Bio Acres | Irr45_Acres | Perc_Irr45 | Low Irr Acres | ACE_All_Acres | Perc_AllACE | Low AllACE Acres | High_Intact_Acres | Perc_HighIntact | LowIntact Acres | Wetlands_Acres | Perc_Wetlands | Not Wetlands Acres
| Arrowhead HS | SCE Eastern | 7.1 | 7.1 | 0 | 175.3961 | 175.3954 | 100% | 0.0007007 | 0.0003995% | 0 | 0% | 175.3955 | 100% | 175.3954 | 100% | 0.0007007 | 175.3954 | 100% | 0.0007007 | 0 | 0% | 175.3961 | 175.3954 | 100% | 0.0007007 | 24.3252 | 13.87% | 151.071 | 7.9886 | 4.555% | 167.4075
| Big Bend HS | PGE NGBA | 4.9 | 4.9 | 0 | 121.041 | 120.1237 | 99.24% | 0.91728 | 0.7578% | 2.8339 | 2.359% | 104.4389 | 86.94% | 0 | 0% | 121.041 | 0 | 0% | 121.041 | 0 | 0% | 121.041 | 0 | 0% | 121.041 | 0 | 0% | 121.041 | 14.7196 | 12.25% | 106.3213
| Boyes HS | PGE NGBA | 8.4 | 8.4 | 0 | 207.5152 | 199.4773 | 96.13% | 8.0379 | 3.873% | 0 | 0% | 0 | 0% | 0 | 0% | 207.5152 | 93.3342 | 46.79% | 114.181 | 199.4773 | 100% | 8.0379 | 199.4773 | 100% | 8.0379 | 0 | 0% | 207.5152 | 94.1987 | 47.22% | 113.3165
| Brawley | SCE Eastern/SDGE Imperial | 138 | 88.1 | 0 | 8932.376 | 8932.3401 | 100% | 0.035867 | 0.0004015% | 0 | 0% | 0 | 0% | 0 | 0% | 8932.376 | 2768.6249 | 31% | 6163.7511 | 2768.6249 | 31% | 6163.7511 | 2768.6249 | 31% | 6163.7511 | 0 | 0% | 8932.376 | 489.0355 | 5.475% | 8443.3404
| Brockway Hot Springs | PGE NGBA | 2 | 2 | 0 | 49.3952 | 49.395 | 100% | 0.00019804 | 0.0004009% | 0 | 0% | 0 | 0% | 0 | 0% | 49.3952 | 0 | 0% | 49.3952 | 49.395 | 100% | 0.00019804 | 49.395 | 100% | 0.00019804 | 0 | 0% | 49.3952 | 0 | 0% | 49.3952
| Calistoga | PGE NGBA | 16.9 | 16.9 | 0 | 9182.2695 | 8248.1681 | 89.83% | 934.1014 | 10.17% | 216.3119 | 2.623% | 0 | 0% | 5075.2149 | 61.53% | 4107.0546 | 6896.4886 | 83.61% | 2285.7809 | 7813.3895 | 94.73% | 1368.88 | 8248.0704 | 100% | 934.1992 | 1236.5681 | 14.99% | 7945.7014 | 630.1985 | 7.64% | 8552.071
| Canby (I'SOT) | Northeast CA | 9.4 | 9.4 | 0 | 232.2229 | 232.222 | 100% | 0.00093059 | 0.0004007% | 189.8061 | 81.73% | 0 | 0% | 0 | 0% | 232.2229 | 232.222 | 100% | 0.00093059 | 0 | 0% | 232.2229 | 232.222 | 100% | 0.00093059 | 0 | 0% | 232.2229 | 113.0093 | 48.66% | 119.2137
| Carson River | PGE NGBA | 15.7 | 15.7 | 0 | 387.8824 | 275.6083 | 71.05% | 112.2741 | 28.95% | 267.1607 | 96.93% | 0 | 0% | 275.6083 | 100% | 112.2741 | 0 | 0% | 387.8824 | 0 | 0% | 387.8824 | 275.6083 | 100% | 112.2741 | 275.6083 | 100% | 112.2741 | 3.1904 | 1.158% | 384.692
| Coso Hot Springs | SCE NOL | 419.2 | 116.79 | 0 | 108004.3984 | 82217.4639 | 76.12% | 25786.9345 | 23.88% | 0 | 0% | 0 | 0% | 3574.4129 | 4.348% | 104429.9856 | 5636.9363 | 6.856% | 102367.4621 | 2070.0508 | 2.518% | 105934.3476 | 6082.2437 | 7.398% | 101922.1547 | 74903.4123 | 91.1% | 33100.9861 | 252.4358 | 0.307% | 107751.9626
| East Brawley | SCE Eastern/SDGE Imperial | 358.5 | 358.5 | 0 | 70551.4453 | 66767.4915 | 94.64% | 3783.9538 | 5.363% | 0 | 0% | 0 | 0% | 696.2009 | 1.043% | 69855.2444 | 6399.5048 | 9.585% | 64151.9405 | 6857.5228 | 10.27% | 63693.9225 | 7095.7058 | 10.63% | 63455.7396 | 6724.2208 | 10.07% | 63827.2245 | 2893.777 | 4.334% | 67657.6683
| East Mesa | SDGE Imperial | 202.7 | 127.8 | 0 | 37802.1094 | 17279.5901 | 45.71% | 20522.5193 | 54.29% | 0 | 0% | 0 | 0% | 0 | 0% | 37802.1094 | 3594.938 | 20.8% | 34207.1714 | 3594.938 | 20.8% | 34207.1714 | 3594.938 | 20.8% | 34207.1714 | 6286.3755 | 36.38% | 31515.7339 | 1472.6835 | 8.523% | 36329.4259
| Fales HS | PGE GBA | 2.9 | 2.9 | 0 | 71.6294 | 71.6291 | 100% | 0.00028367 | 0.000396% | 71.6291 | 100% | 0 | 0% | 0 | 0% | 71.6294 | 0 | 0% | 71.6294 | 0 | 0% | 71.6294 | 0 | 0% | 71.6294 | 70.0664 | 97.82% | 1.563 | 1.6056 | 2.242% | 70.0238
| Fort Bidwell | Northeast CA | 9.1 | 9.1 | 0 | 224.8102 | 224.8093 | 100% | 0.00089663 | 0.0003988% | 186.4544 | 82.94% | 0 | 0% | 221.2554 | 98.42% | 3.5548 | 25.3971 | 11.3% | 199.4131 | 0 | 0% | 224.8102 | 221.2554 | 98.42% | 3.5548 | 6.3798 | 2.838% | 218.4304 | 93.835 | 41.74% | 130.9752
| Geysers | PGE NGBA | 1096.1 | 246.1 | 0 | 283216.375 | 209040.6447 | 73.81% | 74175.7303 | 26.19% | 79471.7025 | 38.02% | 96279.3672 | 46.06% | 106467.1088 | 50.93% | 176749.2662 | 85142.4765 | 40.73% | 198073.8985 | 132208.2973 | 63.25% | 151008.0777 | 171190.4625 | 81.89% | 112025.9125 | 50602.316 | 24.21% | 232614.059 | 2371.7879 | 1.135% | 280844.5871
| Glass Mountain | PGE NGBA | 365.6 | 365.6 | 0 | 135390.0625 | 4755.3652 | 3.512% | 130634.6973 | 96.49% | 0 | 0% | 0 | 0% | 3842.9234 | 80.81% | 131547.1391 | 0 | 0% | 135390.0625 | 0 | 0% | 135390.0625 | 3842.9234 | 80.81% | 131547.1391 | 4579.5787 | 96.3% | 130810.4838 | 0 | 0% | 135390.0625
| Heber | SDGE Imperial | 159.6 | 0 | 0 | 59317.0273 | 59277.7969 | 99.93% | 39.2305 | 0.06614% | 0 | 0% | 0 | 0% | 0 | 0% | 59317.0273 | 5511.0377 | 9.297% | 53805.9896 | 5511.0377 | 9.297% | 53805.9896 | 5511.0377 | 9.297% | 53805.9896 | 0 | 0% | 59317.0273 | 4678.7636 | 7.893% | 54638.2637
| Hot Mineral Spa | SCE Eastern | 3 | 3 | 0 | 4090.1086 | 4024.0972 | 98.39% | 66.0115 | 1.614% | 0 | 0% | 0 | 0% | 0 | 0% | 4090.1086 | 1017.1398 | 25.28% | 3072.9689 | 3652.7825 | 90.77% | 437.3262 | 3726.5687 | 92.61% | 363.54 | 1616.6475 | 40.17% | 2473.4612 | 1001.5224 | 24.89% | 3088.5863
| Indian Valley Hot Springs | PGE NGBA | 3.5 | 3.5 | 0 | 86.4527 | 83.4679 | 96.55% | 2.9848 | 3.453% | 83.4679 | 100% | 0 | 0% | 0 | 0% | 86.4527 | 0 | 0% | 86.4527 | 0 | 0% | 86.4527 | 0 | 0% | 86.4527 | 0 | 0% | 86.4527 | 41.4411 | 49.65% | 45.0116
| Kellog HS | Northeast CA | 5.4 | 5.4 | 0 | 133.3946 | 133.394 | 100% | 0.00053754 | 0.000403% | 132.0597 | 99% | 0 | 0% | 0 | 0% | 133.3946 | 0 | 0% | 133.3946 | 0 | 0% | 133.3946 | 0 | 0% | 133.3946 | 0 | 0% | 133.3946 | 67.3595 | 50.5% | 66.035
| Kelly HS | Northeast CA | 9.5 | 9.5 | 0 | 234.6934 | 234.6924 | 100% | 0.0009328 | 0.0003975% | 186.5378 | 79.48% | 0 | 0% | 0 | 0% | 234.6934 | 0 | 0% | 234.6934 | 0 | 0% | 234.6934 | 0 | 0% | 234.6934 | 37.2887 | 15.89% | 197.4046 | 8.3373 | 3.552% | 226.3561
| Lake City - Surprise Valley 1 | Northeast CA | 118.5 | 118.5 | 0 | 65355.3164 | 38360.2642 | 58.69% | 26995.0522 | 41.31% | 14988.4939 | 39.07% | 0 | 0% | 17269.0876 | 45.02% | 48086.2288 | 17740.8909 | 46.25% | 47614.4255 | 2597.2892 | 6.771% | 62758.0272 | 26898.9667 | 70.12% | 38456.3498 | 17552.0106 | 45.76% | 47803.3058 | 6209.0915 | 16.19% | 59146.2249
| Little Hot Spring (Fall River) | PGE NGBA | 3.9 | 3.9 | 0 | 96.3347 | 96.3343 | 100% | 0.00038335 | 0.0003979% | 0 | 0% | 0 | 0% | 96.3343 | 100% | 0.00038335 | 0 | 0% | 96.3347 | 0 | 0% | 96.3347 | 96.3343 | 100% | 0.00038335 | 0 | 0% | 96.3347 | 12.7226 | 13.21% | 83.6121
| Marble Hot Well | NORTHEAST CA/PGE NGBA | 3.5 | 3.5 | 0 | 86.4527 | 86.4523 | 100% | 0.00034498 | 0.000399% | 27.9607 | 32.34% | 0 | 0% | 0 | 0% | 86.4527 | 0 | 0% | 86.4527 | 86.4523 | 100% | 0.00034498 | 86.4523 | 100% | 0.00034498 | 86.4523 | 100% | 0.00034498 | 7.5211 | 8.7% | 78.9316
| Mono - Long Valley | SCE NOL/PGE GBA | 64.8 | 24.8 | 0 | 457796.3438 | 172364.2989 | 37.65% | 285432.0448 | 62.35% | 104883.4134 | 60.85% | 0 | 0% | 897.5803 | 0.5207% | 456898.7635 | 60804.4418 | 35.28% | 396991.902 | 51594.088 | 29.93% | 406202.2558 | 75489.2249 | 43.8% | 382307.1189 | 62231.1949 | 36.1% | 395565.1488 | 10568.848 | 6.132% | 447227.4958
| Mt. Signal | SDGE Imperial | 14.7 | 14.7 | 1 | 363.1743 | 138.8394 | 38.23% | 224.3349 | 61.77% | 0 | 0% | 0 | 0% | 0 | 0% | 363.1743 | 0 | 0% | 363.1743 | 0 | 0% | 363.1743 | 0 | 0% | 363.1743 | 0 | 0% | 363.1743 | 0 | 0% | 363.1743
| Paso Robles | PGE Kern | 3.4 | 3.4 | 0 | 83.9821 | 83.9818 | 100% | 0.00033756 | 0.0004019% | 0 | 0% | 0 | 0% | 0 | 0% | 83.9821 | 0 | 0% | 83.9821 | 83.9818 | 100% | 0.00033756 | 83.9818 | 100% | 0.00033756 | 0 | 0% | 83.9821 | 23.5596 | 28.05% | 60.4225
| Salton Sea | SCE Eastern | 2209.9 | 1779.07 | 0 | 103230.8828 | 79274.2263 | 76.79% | 23956.6565 | 23.21% | 0 | 0% | 0 | 0% | 0 | 0% | 103230.8828 | 47409.7577 | 59.8% | 55821.1251 | 53822.4761 | 67.89% | 49408.4067 | 53822.4761 | 67.89% | 49408.4067 | 4733.7768 | 5.971% | 98497.106 | 7042.5269 | 8.884% | 96188.3559
| Sespe Hot Springs | SCE Northern | 10.7 | 10.7 | 1 | 7030.354 | 32.0051 | 0.4552% | 6998.3489 | 99.54% | 0 | 0% | 32.0051 | 100% | 32.0051 | 100% | 6998.3489 | 0 | 0% | 7030.354 | 0 | 0% | 7030.354 | 32.0051 | 100% | 6998.3489 | 32.0051 | 100% | 6998.3489 | 0 | 0% | 7030.354
| Sierra Valley | PGE NGBA | 3.5 | 3.5 | 0 | 86.4527 | 86.4523 | 100% | 0.00034314 | 0.0003969% | 32.2836 | 37.34% | 0 | 0% | 0 | 0% | 86.4527 | 0 | 0% | 86.4527 | 0 | 0% | 86.4527 | 0 | 0% | 86.4527 | 86.4523 | 100% | 0.00034314 | 86.4523 | 100% | 0.00034314
| Sonoma Mission Inn | PGE NGBA | 6.3 | 6.3 | 0 | 155.6303 | 155.6296 | 100% | 0.00062844 | 0.0004038% | 0 | 0% | 0 | 0% | 0 | 0% | 155.6303 | 24.3112 | 15.62% | 131.3191 | 155.6296 | 100% | 0.00062844 | 155.6296 | 100% | 0.00062844 | 0 | 0% | 155.6303 | 40.515 | 26.03% | 115.1153
| South Brawley | SDGE Imperial | 42.3 | 42.3 | 0 | 12782.7979 | 11689.9947 | 91.45% | 1092.8031 | 8.549% | 0 | 0% | 0 | 0% | 0 | 0% | 12782.7979 | 0 | 0% | 12782.7979 | 0 | 0% | 12782.7979 | 0 | 0% | 12782.7979 | 0 | 0% | 12782.7979 | 1754.2333 | 15.01% | 11028.5646
| Tasajara HS | PGE GBA | 3 | 3 | 0 | 74.0999 | 54.6057 | 73.69% | 19.4942 | 26.31% | 0 | 0% | 54.6057 | 100% | 54.6057 | 100% | 19.4942 | 0 | 0% | 74.0999 | 0 | 0% | 74.0999 | 54.6057 | 100% | 19.4942 | 54.6057 | 100% | 19.4942 | 11.3333 | 20.75% | 62.7666
| Truckhaven | SCE Eastern | 50 | 50 | 0 | 40872.8828 | 6305.3507 | 15.43% | 34567.5321 | 84.57% | 0 | 0% | 0 | 0% | 1094.9444 | 17.37% | 39777.9384 | 0 | 0% | 40872.8828 | 0 | 0% | 40872.8828 | 1094.9444 | 17.37% | 39777.9384 | 3358.5413 | 53.26% | 37514.3415 | 0 | 0% | 40872.8828
| Wendel - Amedee | Northeast CA | 19.2 | 19.2 | 0 | 18366.2949 | 13239.2398 | 72.08% | 5127.0552 | 27.92% | 9382.4004 | 70.87% | 0 | 0% | 4566.1977 | 34.49% | 13800.0972 | 8021.7974 | 60.59% | 10344.4976 | 7260.1193 | 54.84% | 11106.1756 | 9915.3053 | 74.89% | 8450.9897 | 4506.493 | 34.04% | 13859.8019 | 1449.4321 | 10.95% | 16916.8628
| West Valley Reservoir | Northeast CA | 12.6 | 12.6 | 0 | 311.2874 | 204.0988 | 65.57% | 107.1886 | 34.43% | 0 | 0% | 0 | 0% | 93.1701 | 45.65% | 218.1173 | 0 | 0% | 311.2874 | 110.9287 | 54.35% | 200.3587 | 204.0988 | 100% | 107.1886 | 124.0213 | 60.77% | 187.266 | 7.7649 | 3.804% | 303.5225

## EnvScreens_Reconciliation
Resources that need to be added or excluded in the land-use analyis
|  |  | Resources in Baseline that need to be included in Land-Screens Analysis |  |  |  | Resources in portfolio that need to be excluded from Land-Screens Analysis
CAISO Study Area | Substation | Voltage | Wind | Solar | Geothermal | Has Res | Wind | Solar | Geothermal | Has Res
PG&E KERN | 7th Standard | 115 | 0 | 0 | 0 |  | 0 | 0 | 0
SCE Metro | Alamitos | 230 | 0 | 0 | 0 |  | 0 | 0 | 0
SCE Eastern | Alberhill | 115 | 0 | 0 | 0 |  | 0 | 0 | 0
SCE Eastern | Alberhill | 500 | 0 | 0 | 0 |  | 0 | 0 | 0
PG&E GBA | Alhambra | 115 | 0 | 0 | 0 |  | 0 | 0 | 0
PG&E FRESNO | Alpaugh | 115 | 0 | 0 | 0 |  | 0 | 0 | 0
SDGE | Alpine | 69 | 0 | 0 | 0 |  | 0 | 0 | 0
PG&E GBA | Altamont Midway (Sandhill) | 230 | 0 | 0 | 0 |  | 0 | 0 | 0
SCE Northern | Antelope | 66 | 0 | 0 | 0 |  | 0 | 0 | 0
SCE Northern | Antelope | 230 | 0 | 0 | 0 |  | 0 | 0 | 0
SCE Northern | Antelope | 500 | 0 | 0 | 0 |  | 0 | 0 | 0
PG&E NGBA | Arcata | 60 | 0 | 0 | 0 |  | 0 | 0 | 0
PG&E KERN | Arco | 230 | 0 | 64.9 | 0 |  | 0 | 0 | 0
PG&E KERN | Arco | 70 | 0 | 0 | 0 |  | 0 | 0 | 0
SCE Metro | ArcoGen | 230 | 0 | 0 | 0 |  | 0 | 0 | 0
SDGE | Artesian | 230 | 0 | 0 | 0 |  | 0 | 0 | 0
SDGE | Artesian | 69 | 0 | 0 | 0 |  | 0 | 0 | 0
PG&E FRESNO | Ashlan | 230 | 0 | 0 | 0 |  | 0 | 0 | 0
PG&E NGBA | Atlantic | 115 | 0 | 0 | 0 |  | 0 | 0 | 0
PG&E NGBA | Atlantic | 230 | 0 | 0 | 0 |  | 0 | 0 | 0
PG&E NGBA | Atlantic | 60 | 0 | 0 | 0 |  | 0 | 0 | 0
PG&E FRESNO | Atwater | 115 | 0 | 0 | 0 |  | 0 | 0 | 0
PG&E GBA | Avena | 115 | 0 | 0 | 0 |  | 0 | 0 | 0
SDGE | Avocado | 69 | 0 | 0 | 0 |  | 0 | 0 | 0
PG&E NGBA | Bahia | 230 | 0 | 0 | 0 |  | 0 | 0 | 0
SCE Northern | Bailey | 230 | 0 | 0 | 0 |  | 0 | 0 | 0
SCE NOL | Baker | 115 | 0 | 0 | 0 |  | 0 | 0 | 0
PG&E KERN | Bakersfield | 230 | 0 | 0 | 0 |  | 0 | 0 | 0
PG&E FRESNO | Balch | 230 | 0 | 0 | 0 |  | 0 | 0 | 0
SCE Eastern | Bannister | 230 | 0 | 0 | 44 |  | 0 | 0 | 0
SCE Metro | Barre | 230 | 0 | 20 | 0 |  | 0 | 0 | 0
SDGE | Bay Boulevard | 69 | 0 | 0 | 0 |  | 0 | 0 | 0
SDGE | Bay Boulevard | 230 | 0 | 0 | 0 |  | 0 | 0 | 0
SCE EOP | Beatty | 138 | 0 | 0 | 0 |  | 0 | 0 | 0
SCE EOP | Beatty | 230 | 0 | 0 | 0 |  | 0 | 0 | 0
PG&E NGBA | Belden | 230 | 0 | 0 | 0 |  | 0 | 0 | 0
PG&E NGBA | Bell | 115 | 0 | 0 | 0 |  | 0 | 0 | 0
PG&E NGBA | Bellevue | 115 | 0 | 0 | 0 |  | 0 | 0 | 0
PG&E GBA | Bellota | 115 | 0 | 0 | 0 |  | 0 | 0 | 0
PG&E GBA | Bellota | 230 | 0 | 0 | 0 |  | 0 | 0 | 0
SCE Northern | Big Creek | 230 | 0 | 0 | 0 |  | 0 | 0 | 0
PG&E FRESNO | Biola | 70 | 0 | 0 | 0 |  | 0 | 0 | 0
PG&E GBA | Birds Landing | 230 | 0 | 0 | 0 |  | 0 | 0 | 0
SCE Northern | Bliss | 66 | 0 | 0 | 0 |  | 0 | 0 | 0
SCE Eastern | Blythe | 161 | 0 | 0 | 0 |  | 0 | 0 | 0
PG&E NGBA | Bogue | 115 | 0 | 0 | 0 |  | 0 | 0 | 0
PG&E FRESNO | Borden | 230 | 0 | 0 | 0 |  | 0 | 0 | 0
PG&E FRESNO | Borden | 70 | 0 | 0 | 0 |  | 0 | 0 | 0
SDGE | Boulevard East | 138 | 0 | 0 | 0 |  | 0 | 0 | 0
SDGE | Boulevard East | 69 | 0 | 0 | 0 |  | 0 | 0 | 0
PG&E GBA | Brentwood | 230 | 0 | 0 | 0 |  | 0 | 0 | 0
PG&E NGBA | Bridgeville | 115 | 0 | 0 | 0 |  | 0 | 0 | 0
PG&E NGBA | Brighton | 115 | 0 | 0 | 0 |  | 0 | 0 | 0
PG&E NGBA | Brighton | 230 | 0 | 0 | 0 |  | 0 | 0 | 0
PG&E NGBA | Brunswick | 115 | 0 | 0 | 0 |  | 0 | 0 | 0
PG&E NGBA | Bucks Creek | 230 | 0 | 0 | 0 |  | 0 | 0 | 0
PG&E KERN | Buena Vista | 230 | 0 | 0 | 0 |  | 0 | 0 | 0
PG&E FRESNO | Bullard | 115 | 0 | 0 | 0 |  | 0 | 0 | 0
PG&E GBA | Burlingame | 115 | 0 | 0 | 0 |  | 0 | 0 | 0
PG&E NGBA | Burney Forest | 230 | 0 | 0 | 0 |  | 0 | 0 | 0
PG&E NGBA | Butte | 115 | 0 | 0 | 0 |  | 0 | 0 | 0
PG&E KERN | Cabrillo | 115 | 95.25 | 0 | 0 |  | 0 | 0 | 0
PG&E FRESNO | Cal Flats | 230 | 0 | 0 | 0 |  | 0 | 0 | 0
SCE NOL | Calcite | 230 | 0 | 0 | 0 |  | 0 | 0 | 0
PG&E KERN | Caliente | 230 | 0 | 0 | 0 |  | 0 | 0 | 0
PG&E FRESNO | California Ave | 115 | 0 | 0 | 0 |  | 0 | 0 | 0
PG&E KERN | Callender | 115 | 0 | 0 | 0 |  | 0 | 0 | 0
PG&E NGBA | Calpella | 115 | 0 | 0 | 0 |  | 0 | 0 | 0
PG&E GBA | Camanche | 230 | 0 | 0 | 0 |  | 0 | 0 | 0
SDGE | Cameron | 69 | 0 | 0 | 0 |  | 0 | 0 | 0
SDGE | Cannon | 69 | 0 | 0 | 0 |  | 0 | 0 | 0
PG&E FRESNO | Cantua | 115 | 0 | 0 | 0 |  | 0 | 0 | 0
SDGE | Capistrano | 138 | 0 | 0 | 0 |  | 0 | 0 | 0
SDGE | Capistrano | 230 | 0 | 0 | 0 |  | 0 | 0 | 0
PG&E NGBA | Carberry | 230 | 0 | 0 | 0 |  | 0 | 0 | 0
SCE Eastern | Cardiff | 66 | 0 | 0 | 0 |  | 0 | 0 | 0
PG&E NGBA | Caribou | 60 | 0 | 0 | 0 |  | 0 | 0 | 0
PG&E NGBA | Caribou | 115 | 0 | 0 | 0 |  | 0 | 0 | 0
PG&E NGBA | Caribou | 230 | 0 | 0 | 0 |  | 0 | 0 | 0
SCE EOP | Carpenter Canyon (fka Gamebird) | 138 | 0 | 0 | 0 |  | 0 | 0 | 0
SCE EOP | Carpenter Canyon (fka Gamebird) | 230 | 0 | 0 | 0 |  | 0 | 0 | 0
PG&E NGBA | Carquinez | 115 | 0 | 0 | 0 |  | 0 | 0 | 0
SDGE | Carrizo Gorge | 138 | 0 | 90 | 0 |  | 0 | 0 | 0
PG&E KERN | Carrizo Plains | 115 | 0 | 0 | 0 |  | 0 | 0 | 0
PG&E KERN | Casaloma | 230 | 0 | 0 | 0 |  | 0 | 0 | 0
PG&E GBA | Castro Valley | 230 | 0 | 0 | 0 |  | 0 | 0 | 0
PG&E GBA | Cayetano | 230 | 0 | 100 | 0 |  | 0 | 0 | 0
SCE Metro | Center | 230 | 0 | 0 | 0 |  | 0 | 0 | 0
PG&E KERN | Charca | 115 | 0 | 0 | 0 |  | 0 | 0 | 0
SCE EOP | Charleston | 138 | 0 | 0 | 0 |  | 0 | 0 | 0
SCE Metro | Chevmain | 230 | 0 | 0 | 0 |  | 0 | 0 | 0
SDGE | Chicarita | 138 | 0 | 0 | 0 |  | 0 | 0 | 0
SCE Metro | Chino | 230 | 0 | 0 | 0 |  | 0 | 0 | 0
PG&E FRESNO | Chowchilla | 115 | 0 | 0 | 0 |  | 0 | 0 | 0
PG&E GBA | Christie | 60 | 0 | 0 | 0 |  | 0 | 0 | 0
PG&E GBA | Christie | 115 | 0 | 0 | 0 |  | 0 | 0 | 0
SCE Eastern | Cielo Azul | 500 | 0 | 0 | 0 |  | 0 | 0 | 0
PG&E GBA | Clay | 60 | 0 | 0 | 0 |  | 0 | 0 | 0
PG&E GBA | Clayton | 115 | 0 | 0 | 0 |  | 0 | 0 | 0
PG&E NGBA | Cloverdale | 115 | 0 | 0 | 0 |  | 0 | 0 | 0
PG&E FRESNO | Clovis | 115 | 0 | 0 | 0 |  | 0 | 0 | 0
PG&E GBA | Coburn | 230 | 0 | 0 | 0 |  | 0 | 0 | 0
PG&E GBA | Coburn | 60 | 0 | 0 | 0 |  | 0 | 0 | 0
PG&E NGBA | Colgate | 230 | 0 | 0 | 0 |  | 0 | 0 | 0
PG&E GBA | Collierville | 230 | 0 | 0 | 0 |  | 0 | 0 | 0
PG&E GBA | Collinsville | 230 | 0 | 0 | 0 |  | 0 | 0 | 0
PG&E GBA | Collinsville | 500 | 0 | 0 | 0 |  | 0 | 0 | 0
SCE Eastern | Colorado River | 230 | 0 | 0 | 0 |  | 0 | 0 | 0
SCE Eastern | Colorado River | 500 | 0 | 0 | 0 |  | 0 | 0 | 0
PG&E KERN | Columbus | 115 | 0 | 0 | 0 |  | 0 | 0 | 0
PG&E GBA | Contra Costa | 115 | 0 | 0 | 0 |  | 0 | 0 | 0
PG&E GBA | Contra Costa | 230 | 0 | 0 | 0 |  | 0 | 0 | 0
PG&E GBA | Contra Costa PP | 230 | 0 | 0 | 0 |  | 0 | 0 | 0
SCE NOL | Control | 115 | 0 | 0 | 0 |  | 0 | 0 | 0
SCE NOL | Control | 55 | 0 | 0 | 0 |  | 0 | 0 | 0
PG&E GBA | Cooley Landing | 115 | 0 | 0 | 0 |  | 0 | 0 | 0
PG&E GBA | Cooley Landing | 60 | 0 | 0 | 0 |  | 0 | 0 | 0
SCE NOL | Coolwater | 230 | 0 | 0 | 0 |  | 0 | 0 | 0
SCE NOL | Coolwater | 115 | 0 | 0 | 0 |  | 0 | 0 | 0
PG&E KERN | Copus | 70 | 0 | 0 | 0 |  | 0 | 0 | 0
PG&E FRESNO | Corcoran | 70 | 0 | 0 | 0 |  | 0 | 0 | 0
PG&E FRESNO | Corcoran | 115 | 0 | 0 | 0 |  | 0 | 0 | 0
PG&E NGBA | Corona | 115 | 0 | 0 | 0 |  | 0 | 0 | 0
PG&E NGBA | Cortina | 230 | 0 | 0 | 0 |  | 0 | 0 | 0
PG&E NGBA | Cortina | 115 | 0 | 0 | 0 |  | 0 | 0 | 0
PG&E GBA | Cottle | 230 | 0 | 0 | 0 |  | 0 | 0 | 0
PG&E NGBA | Cottonwood | 115 | 0 | 0 | 0 |  | 0 | 0 | 0
PG&E NGBA | Cottonwood | 230 | 0 | 0 | 0 |  | 0 | 0 | 0
PG&E NGBA | Cottonwood | 60 | 0 | 0 | 0 |  | 0 | 0 | 0
PG&E NGBA | Cove Road | 230 | 0 | 0 | 0 |  | 0 | 0 | 0
PG&E GBA | Coyote | 230 | 0 | 0 | 0 |  | 0 | 0 | 0
PG&E GBA | Crazy Horse Canyon | 115 | 0 | 0 | 0 |  | 0 | 0 | 0
SDGE | Creelman | 69 | 0 | 0 | 0 |  | 0 | 0 | 0
PG&E FRESNO | Crescent | 70 | 0 | 0 | 0 |  | 0 | 0 | 0
PG&E FRESNO | Cressey | 115 | 0 | 0 | 0 |  | 0 | 0 | 0
PG&E NGBA | Cresta | 230 | 0 | 0 | 0 |  | 0 | 0 | 0
SDGE | Crestwood | 69 | 0 | 0 | 0 |  | 0 | 0 | 0
PG&E GBA | Crow Creek | 60 | 0 | 0 | 0 |  | 0 | 0 | 0
PG&E GBA | Crows Landing | 60 | 0 | 0 | 0 |  | 0 | 0 | 0
PG&E GBA | Curtis | 115 | 0 | 0 | 0 |  | 0 | 0 | 0
PG&E FRESNO | Dairyland | 115 | 0 | 0 | 0 |  | 0 | 0 | 0
PG&E NGBA | Davis | 115 | 0 | 0 | 0 |  | 0 | 0 | 0
SCE Metro | Del Amo | 500 | 0 | 0 | 0 |  | 0 | 0 | 0
SCE Metro | Del Amo | 230 | 0 | 0 | 0 |  | 0 | 0 | 0
SCE Eastern | Delaney | 500 | 0 | 0 | 0 |  | 0 | 0 | 0
PG&E NGBA | Delevan | 230 | 0 | 0 | 0 |  | 0 | 0 | 0
PG&E GBA | Delta PP | 230 | 0 | 0 | 0 |  | 0 | 0 | 0
SCE EOP | Desert View | 230 | 0 | 0 | 0 |  | 0 | 0 | 0
SCE Eastern | Devers | 230 | 0 | 0 | 0 |  | 0 | 0 | 0
SCE Eastern | Devers | 500 | 0 | 0 | 0 |  | 0 | 0 | 0
PG&E KERN | Diablo Canyon | 230 | 0 | 0 | 0 |  | 0 | 0 | 0
PG&E KERN | Diablo Canyon | 500 | 0 | 0 | 0 |  | 0 | 0 | 0
PG&E KERN | Divide | 115 | 0 | 0 | 0 |  | 0 | 0 | 0
PG&E GBA | Dixon Landing | 115 | 0 | 0 | 0 |  | 0 | 0 | 0
PG&E FRESNO | Dos Amigos | 230 | 0 | 0 | 0 |  | 0 | 0 | 0
PG&E NGBA | Drum | 115 | 0 | 0 | 0 |  | 0 | 0 | 0
PG&E GBA | Dumbarton | 115 | 0 | 0 | 0 |  | 0 | 0 | 0
SCE NOL | Dunn Siding | 115 | 0 | 0 | 0 |  | 0 | 0 | 0
SCE Eastern | Eagle Mountain | 230 | 0 | 0 | 0 |  | 0 | 0 | 0
PG&E NGBA | Eagle Rock (PGE) | 60 | 0 | 0 | 0 |  | 0 | 0 | 0
PG&E NGBA | Eagle Rock (PGE) | 115 | 0 | 0 | 0 |  | 0 | 0 | 0
SCE Metro | Eagle Rock (SCE) | 230 | 0 | 0 | 0 |  | 0 | 0 | 0
PG&E NGBA | East Marysville | 115 | 0 | 0 | 0 |  | 0 | 0 | 0
PG&E NGBA | East Nicolaus | 115 | 0 | 0 | 0 |  | 0 | 0 | 0
PG&E NGBA | East Nicolaus | 60 | 0 | 0 | 0 |  | 0 | 0 | 0
PG&E GBA | Eastshore | 115 | 0 | 0 | 0 |  | 0 | 0 | 0
PG&E GBA | Eastshore | 230 | 0 | 0 | 0 |  | 0 | 0 | 0
SDGE | ECO | 138 | 0 | 0 | 0 |  | 0 | 0 | 0
SDGE | ECO | 230 | 0 | 0 | 0 |  | 0 | 0 | 0
SDGE | ECO | 500 | 0 | 0 | 0 |  | 0 | 0 | 0
PG&E GBA | Edenvale | 115 | 0 | 0 | 0 |  | 0 | 0 | 0
PG&E GBA | Edes | 115 | 0 | 0 | 0 |  | 0 | 0 | 0
PG&E GBA | Eight Mile | 230 | 0 | 0 | 0 |  | 0 | 0 | 0
SDGE | El Cajon | 69 | 0 | 0 | 0 |  | 0 | 0 | 0
SCE Eastern | El Casco | 230 | 0 | 0 | 0 |  | 0 | 0 | 0
PG&E GBA | El Cerrito G | 115 | 0 | 0 | 0 |  | 0 | 0 | 0
PG&E NGBA | El Dorado PH | 115 | 0 | 0 | 0 |  | 0 | 0 | 0
PG&E FRESNO | El Nido (PGE) | 115 | 0 | 0 | 0 |  | 0 | 0 | 0
SCE Metro | El Nido (SCE) | 230 | 0 | 0 | 0 |  | 0 | 0 | 0
PG&E GBA | El Patio | 115 | 0 | 0 | 0 |  | 0 | 0 | 0
SCE Metro | El Segundo | 230 | 0 | 0 | 0 |  | 0 | 0 | 0
SCE EOP | Eldorado | 230 | 0 | 0 | 0 |  | 0 | 0 | 0
SCE EOP | Eldorado | 500 | 0 | 0 | 0 |  | 0 | 0 | 0
SCE Northern | Elizabeth Lake | 66 | 0 | 0 | 0 |  | 0 | 0 | 0
PG&E KERN | Elk Hills | 230 | 0 | 0 | 0 |  | 0 | 0 | 0
SDGE | Elliot | 69 | 0 | 0 | 0 |  | 0 | 0 | 0
SCE Metro | Ellis | 230 | 0 | 0 | 0 |  | 0 | 0 | 0
SDGE | Encina | 138 | 0 | 0 | 0 |  | 0 | 0 | 0
SDGE | Encina | 230 | 0 | 0 | 0 |  | 0 | 0 | 0
SDGE | Escondido | 230 | 0 | 0 | 0 |  | 0 | 0 | 0
SDGE | Escondido | 69 | 0 | 0 | 0 |  | 0 | 0 | 0
PG&E KERN | Estrella | 230 | 0 | 0 | 0 |  | 0 | 0 | 0
SCE Eastern | Etiwanda | 230 | 0 | 0 | 0 |  | 0 | 0 | 0
PG&E GBA | Evergreen | 115 | 0 | 0 | 0 |  | 0 | 0 | 0
PG&E GBA | Evergreen | 60 | 0 | 0 | 0 |  | 0 | 0 | 0
PG&E FRESNO | Excelsior | 115 | 0 | 0 | 0 |  | 0 | 0 | 0
PG&E FRESNO | Exchequer | 115 | 0 | 0 | 0 |  | 0 | 0 | 0
PG&E KERN | Fairway | 115 | 0 | 0 | 0 |  | 0 | 0 | 0
PG&E KERN | Famoso | 115 | 0 | 0 | 0 |  | 0 | 0 | 0
PG&E NGBA | Fern Road | 500 | 0 | 0 | 0 |  | 0 | 0 | 0
PG&E GBA | Fibreboard (SPI Sonora) | 115 | 0 | 0 | 0 |  | 0 | 0 | 0
PG&E FRESNO | Figarden | 230 | 0 | 0 | 0 |  | 0 | 0 | 0
PG&E FRESNO | Fink | 230 | 0 | 0 | 0 |  | 0 | 0 | 0
PG&E NGBA | Fitch Mountain | 60 | 0 | 0 | 0 |  | 0 | 0 | 0
PG&E GBA | FMC | 115 | 0 | 0 | 0 |  | 0 | 0 | 0
PG&E GBA | Fremont | 115 | 0 | 0 | 0 |  | 0 | 0 | 0
PG&E GBA | French Camp | 60 | 0 | 0 | 0 |  | 0 | 0 | 0
PG&E GBA | Frogtown | 115 | 0 | 0 | 0 |  | 0 | 0 | 0
PG&E NGBA | Fulton | 115 | 0 | 0 | 0 |  | 0 | 0 | 0
PG&E NGBA | Fulton | 230 | 0 | 0 | 18 |  | 0 | 0 | 0
PG&E NGBA | Fulton | 60 | 0 | 0 | 0 |  | 0 | 0 | 0
PG&E KERN | Ganso | 115 | 0 | 0 | 0 |  | 0 | 0 | 0
PG&E FRESNO | Gates | 230 | 0 | 0 | 0 |  | 0 | 143.5 | 0
PG&E FRESNO | Gates | 500 | 0 | 0 | 0 |  | 0 | 0 | 0
PG&E NGBA | Geysers 12 | 230 | 0 | 0 | 0 |  | 0 | 0 | 0
PG&E NGBA | Geysers 17 | 230 | 0 | 0 | 0 |  | 0 | 0 | 0
PG&E NGBA | Geysers 3 | 115 | 0 | 0 | 0 |  | 0 | 0 | 0
PG&E NGBA | Glenn | 230 | 0 | 0 | 0 |  | 0 | 0 | 0
PG&E NGBA | Glenn | 60 | 0 | 0 | 0 |  | 0 | 0 | 0
PG&E NGBA | Gold Hill | 115 | 0 | 0 | 0 |  | 0 | 0 | 0
PG&E NGBA | Gold Hill | 230 | 0 | 0 | 0 |  | 0 | 0 | 0
SCE Northern | Goleta | 230 | 0 | 0 | 0 |  | 0 | 0 | 0
SCE Metro | Goodrich | 230 | 0 | 0 | 0 |  | 0 | 0 | 0
PG&E KERN | Goose Lake | 115 | 0 | 0 | 0 |  | 0 | 0 | 0
SCE Metro | Gould | 230 | 0 | 0 | 0 |  | 0 | 0 | 0
PG&E NGBA | Grand Island | 115 | 0 | 0 | 0 |  | 0 | 0 | 0
SDGE | Granite | 69 | 0 | 0 | 0 |  | 0 | 0 | 0
PG&E GBA | Grant | 115 | 0 | 0 | 0 |  | 0 | 0 | 0
PG&E GBA | Green Valley | 115 | 0 | 0 | 0 |  | 0 | 0 | 0
PG&E NGBA | Greenleaf 1 | 115 | 0 | 0 | 0 |  | 0 | 0 | 0
PG&E FRESNO | Gregg | 230 | 0 | 0 | 0 |  | 0 | 0 | 0
PG&E FRESNO | Grimmway-Malaga | 115 | 0 | 0 | 0 |  | 0 | 0 | 0
PG&E NGBA | Grizzly | 230 | 0 | 0 | 0 |  | 0 | 0 | 0
PG&E FRESNO | Guernsey | 70 | 0 | 0 | 0 |  | 0 | 0 | 0
PG&E FRESNO | GWF Hanford | 115 | 0 | 0 | 0 |  | 0 | 0 | 0
PG&E FRESNO | Haas | 230 | 0 | 0 | 0 |  | 0 | 0 | 0
PG&E FRESNO | Hammonds | 115 | 0 | 0 | 0 |  | 0 | 0 | 0
SCE Metro | HarborGen | 230 | 0 | 0 | 0 |  | 0 | 0 | 0
PG&E NGBA | Harris | 60 | 0 | 0 | 0 |  | 0 | 0 | 0
SCE EOP | Harry Allen | 500 | 0 | 0 | 0 |  | 0 | 0 | 0
PG&E NGBA | Hartley | 60 | 0 | 0 | 0 |  | 0 | 0 | 0
SCE NOL | Harvard | 115 | 0 | 0 | 0 |  | 0 | 0 | 0
SDGE | Hassayampa | 500 | 0 | 133 | 0 |  | 0 | 0 | 0
PG&E FRESNO | Helm | 230 | 0 | 0 | 0 |  | 0 | 0 | 0
PG&E FRESNO | Helm | 70 | 0 | 0 | 0 |  | 0 | 0 | 0
PG&E FRESNO | Henrietta | 115 | 0 | 0 | 0 |  | 0 | 0 | 0
PG&E FRESNO | Henrietta | 230 | 0 | 0 | 0 |  | 0 | 0 | 0
PG&E FRESNO | Henrietta | 70 | 0 | 0 | 0 |  | 0 | 0 | 0
PG&E FRESNO | Herndon | 115 | 0 | 0 | 0 |  | 0 | 0 | 0
PG&E FRESNO | Herndon | 230 | 0 | 0 | 0 |  | 0 | 0 | 0
PG&E GBA | Hicks | 230 | 0 | 0 | 0 |  | 0 | 0 | 0
PG&E NGBA | Higgins | 115 | 0 | 0 | 0 |  | 0 | 0 | 0
PG&E NGBA | Hilltop | 345 | 0 | 0 | 0 |  | 0 | 0 | 0
SCE Metro | Hinson | 230 | 0 | 0 | 0 |  | 0 | 0 | 0
PG&E GBA | Hollister | 115 | 0 | 0 | 0 |  | 0 | 0 | 0
PG&E NGBA | Homestake | 115 | 0 | 0 | 0 |  | 0 | 0 | 0
PG&E NGBA | Honcut | 115 | 0 | 0 | 0 |  | 0 | 0 | 0
SDGE | Hoodoo Wash | 500 | 0 | 6 | 0 |  | 0 | 0 | 0
PG&E NGBA | Hopland | 115 | 0 | 0 | 0 |  | 0 | 0 | 0
PG&E NGBA | Hopland | 60 | 0 | 0 | 0 |  | 0 | 0 | 0
PG&E NGBA | Humboldt | 115 | 0 | 0 | 0 |  | 0 | 0 | 0
PG&E NGBA | Humboldt | 60 | 0 | 0 | 0 |  | 0 | 0 | 0
PG&E NGBA | Humboldt | 500 | 0 | 0 | 0 |  | 0 | 0 | 0
SCE Metro | Huntington Beach | 230 | 0 | 0 | 0 |  | 0 | 0 | 0
PG&E NGBA | Ignacio | 115 | 0 | 0 | 0 |  | 0 | 0 | 0
PG&E NGBA | Ignacio | 230 | 0 | 0 | 0 |  | 0 | 0 | 0
PG&E NGBA | Ignacio | 60 | 0 | 0 | 0 |  | 0 | 0 | 0
SDGE | Imperial Beach | 69 | 0 | 0 | 0 |  | 0 | 0 | 0
SDGE | Imperial Valley | 230 | 0 | 35 | 0 |  | 0 | 0 | 0
SDGE | Imperial Valley | 500 | 0 | 0 | 0 |  | 0 | 0 | 0
SCE EOP | Innovation | 138 | 0 | 0 | 0 |  | 0 | 0 | 0
SCE EOP | Innovation | 230 | 0 | 0 | 0 |  | 0 | 0 | 0
SCE NOL | Inyokern | 115 | 0 | 0 | 0 |  | 0 | 0 | 0
SCE EOP | IS Tap | 138 | 0 | 0 | 0 |  | 0 | 0 | 0
SCE EOP | Ivanpah | 115 | 0 | 0 | 0 |  | 0 | 0 | 0
SCE EOP | Ivanpah | 230 | 0 | 0 | 0 |  | 0 | 0 | 0
SCE EOP | Jackass (DOE) | 138 | 0 | 0 | 0 |  | 0 | 0 | 0
PG&E NGBA | James B Black | 230 | 0 | 0 | 0 |  | 0 | 0 | 0
PG&E GBA | Jefferson | 230 | 0 | 0 | 0 |  | 0 | 0 | 0
PG&E NGBA | Jessup | 115 | 0 | 0 | 0 |  | 0 | 0 | 0
SCE Metro | Johanna | 230 | 0 | 0 | 0 |  | 0 | 0 | 0
SCE Eastern | Julian Hinds | 230 | 0 | 0 | 0 |  | 0 | 0 | 0
PG&E GBA | Kasson | 115 | 0 | 0 | 0 |  | 0 | 0 | 0
PG&E GBA | Kasson | 60 | 0 | 0 | 0 |  | 0 | 0 | 0
PG&E FRESNO | Kearney | 230 | 0 | 0 | 0 |  | 0 | 0 | 0
PG&E FRESNO | Kearney | 70 | 0 | 0 | 0 |  | 0 | 0 | 0
PG&E GBA | Kelso | 230 | 0 | 0 | 0 |  | 0 | 0 | 0
PG&E FRESNO | Kerchoff 1 | 115 | 0 | 0 | 0 |  | 0 | 0 | 0
PG&E KERN | Kern Oil | 115 | 0 | 0 | 0 |  | 0 | 0 | 0
PG&E KERN | Kern PP | 115 | 0 | 0 | 0 |  | 0 | 0 | 0
PG&E KERN | Kern PP | 230 | 0 | 0 | 0 |  | 0 | 0 | 0
PG&E KERN | Kern PP | 70 | 0 | 0 | 0 |  | 0 | 0 | 0
PG&E KERN | Kernridge | 115 | 0 | 0 | 0 |  | 0 | 0 | 0
PG&E FRESNO | Kingsburg | 115 | 0 | 0 | 0 |  | 0 | 0 | 0
PG&E GBA | Kirker | 115 | 0 | 0 | 0 |  | 0 | 0 | 0
PG&E NGBA | Knights Landing | 115 | 0 | 0 | 0 |  | 0 | 0 | 0
PG&E NGBA | Konocti | 60 | 0 | 0 | 0 |  | 0 | 0 | 0
SCE NOL | Kramer | 115 | 0 | 0 | 0 |  | 0 | 0 | 0
SCE NOL | Kramer | 230 | 0 | 0 | 0 |  | 0 | 0 | 0
SCE Metro | La Cienega | 230 | 0 | 0 | 0 |  | 0 | 0 | 0
SCE Metro | La Fresa | 230 | 0 | 0 | 0 |  | 0 | 0 | 0
SCE Metro | Laguna Bell | 230 | 0 | 0 | 0 |  | 0 | 0 | 0
PG&E KERN | Lakeview | 70 | 0 | 89 | 0 |  | 0 | 0 | 0
PG&E NGBA | Lakeville | 230 | 0 | 0 | 0 |  | 0 | 0 | 0
PG&E NGBA | Lakeville | 60 | 0 | 0 | 0 |  | 0 | 0 | 0
PG&E NGBA | Lakeville | 115 | 0 | 0 | 0 |  | 0 | 0 | 0
PG&E GBA | Lakewood | 115 | 0 | 0 | 0 |  | 0 | 0 | 0
PG&E NGBA | Lambie | 230 | 0 | 0 | 0 |  | 0 | 0 | 0
PG&E GBA | Lammers | 115 | 0 | 0 | 0 |  | 0 | 0 | 0
PG&E KERN | Lamont | 115 | 0 | 0 | 0 |  | 0 | 0 | 0
PG&E FRESNO | Las Aguilas | 230 | 0 | 0 | 0 |  | 0 | 0 | 0
SCE EOP | Lathrop | 138 | 0 | 0 | 0 |  | 0 | 0 | 0
SCE EOP | Lathrop | 230 | 0 | 0 | 0 |  | 0 | 0 | 0
PG&E FRESNO | Le Grand | 115 | 0 | 0 | 0 |  | 0 | 0 | 0
PG&E FRESNO | Lemoore | 70 | 0 | 0 | 0 |  | 0 | 0 | 0
PG&E KERN | Lerdo | 115 | 0 | 0 | 0 |  | 0 | 0 | 0
SCE Metro | Lewis | 230 | 0 | 0 | 0 |  | 0 | 0 | 0
SCE Metro | Lighthipe | 230 | 0 | 1.32 | 0 |  | 0 | 0 | 0
SDGE | Lilac | 69 | 0 | 0 | 0 |  | 0 | 0 | 0
PG&E NGBA | Lincoln | 115 | 0 | 0 | 0 |  | 0 | 0 | 0
PG&E KERN | Live Oak | 115 | 0 | 0 | 0 |  | 0 | 0 | 0
PG&E GBA | Llagas | 115 | 0 | 0 | 0 |  | 0 | 0 | 0
PG&E GBA | Lockeford | 115 | 0 | 0 | 0 |  | 0 | 0 | 0
PG&E GBA | Lockeford | 230 | 0 | 0 | 0 |  | 0 | 0 | 0
PG&E GBA | Lockeford | 60 | 0 | 0 | 0 |  | 0 | 0 | 0
PG&E GBA | Lodi | 230 | 0 | 0 | 0 |  | 0 | 0 | 0
PG&E NGBA | Logan Creek | 230 | 0 | 0 | 0 |  | 0 | 0 | 0
PG&E GBA | Lone Tree | 230 | 0 | 0 | 0 |  | 0 | 0 | 0
PG&E FRESNO | Los Banos | 230 | 0 | 0 | 0 |  | 0 | 0 | 0
PG&E FRESNO | Los Banos | 500 | 0 | 0 | 0 |  | 0 | 0 | 0
SDGE | Los Coches | 138 | 0 | 0 | 0 |  | 0 | 0 | 0
SDGE | Los Coches | 69 | 0 | 0 | 0 |  | 0 | 0 | 0
PG&E GBA | Los Esteros | 115 | 0 | 0 | 0 |  | 0 | 0 | 0
PG&E GBA | Los Esteros | 230 | 0 | 0 | 0 |  | 0 | 0 | 0
PG&E GBA | Los Positas | 230 | 0 | 0 | 0 |  | 0 | 0 | 0
PG&E GBA | Los Positas | 60 | 0 | 0 | 0 |  | 0 | 0 | 0
SDGE | Loveland | 69 | 0 | 0 | 0 |  | 0 | 0 | 0
SCE NOL | Lugo | 230 | 0 | 0 | 0 |  | 0 | 0 | 0
SCE Metro | Lugo | 500 | 0 | 0 | 0 |  | 0 | 0 | 0
PG&E FRESNO | Madera | 70 | 0 | 0 | 0 |  | 0 | 0 | 0
PG&E NGBA | Madison | 115 | 0 | 0 | 0 |  | 0 | 0 | 0
PG&E KERN | Magunden | 115 | 0 | 0 | 0 |  | 0 | 0 | 0
SCE Northern | Magunden | 230 | 0 | 0 | 0 |  | 0 | 0 | 0
PG&E FRESNO | Malaga | 115 | 0 | 0 | 0 |  | 0 | 0 | 0
PG&E NGBA | Malin | 500 | 0 | 0 | 0 |  | 0 | 0 | 0
SCE Northern | Mandalay | 230 | 0 | 0 | 0 |  | 0 | 0 | 0
PG&E FRESNO | Manning | 230 | 0 | 0 | 0 |  | 0 | 0 | 0
PG&E FRESNO | Manning | 500 | 0 | 0 | 0 |  | 0 | 0 | 0
PG&E GBA | Manteca | 115 | 0 | 0 | 0 |  | 0 | 0 | 0
SDGE | Margarita | 138 | 0 | 0 | 0 |  | 0 | 0 | 0
PG&E GBA | Martin | 230 | 0 | 0 | 0 |  | 0 | 0 | 0
PG&E GBA | Martin | 115 | 0 | 0 | 0 |  | 0 | 0 | 0
PG&E GBA | Martinez | 115 | 0 | 0 | 0 |  | 0 | 0 | 0
PG&E FRESNO | Mc Mullin | 230 | 0 | 0 | 0 |  | 0 | 0 | 0
PG&E FRESNO | McCall | 115 | 0 | 0 | 0 |  | 0 | 0 | 0
PG&E FRESNO | McCall | 230 | 0 | 0 | 0 |  | 0 | 0 | 0
PG&E GBA | Meadow Lane | 115 | 0 | 0 | 0 |  | 0 | 0 | 0
PG&E GBA | Melones | 115 | 0 | 0 | 0 |  | 0 | 0 | 0
PG&E GBA | Melones | 230 | 0 | 0 | 0 |  | 0 | 0 | 0
SDGE | Melrose | 69 | 0 | 0 | 0 |  | 0 | 0 | 0
PG&E NGBA | Mendocino | 115 | 0 | 0 | 0 |  | 0 | 0 | 0
PG&E NGBA | Mendocino | 60 | 0 | 0 | 0 |  | 0 | 0 | 0
PG&E FRESNO | Mendota | 115 | 0 | 0 | 0 |  | 0 | 0 | 0
PG&E GBA | Menlo | 60 | 0 | 0 | 0 |  | 0 | 0 | 0
PG&E FRESNO | Merced | 115 | 0 | 0 | 0 |  | 0 | 0 | 0
SCE EOP | Mercury | 138 | 0 | 0 | 0 |  | 0 | 0 | 0
PG&E FRESNO | Mercy Springs | 70 | 0 | 0 | 0 |  | 0 | 0 | 0
PG&E NGBA | Meridian | 60 | 0 | 0 | 0 |  | 0 | 0 | 0
PG&E KERN | Mesa (PGE) | 115 | 0 | 0 | 0 |  | 0 | 0 | 0
PG&E KERN | Mesa (PGE) | 230 | 0 | 0 | 0 |  | 0 | 0 | 0
SCE Metro | Mesa (SCE) | 230 | 0 | 0 | 0 |  | 0 | 0 | 0
SCE Metro | Mesa (SCE) | 500 | 0 | 0 | 0 |  | 0 | 0 | 0
SDGE | Mesa Heights | 69 | 0 | 0 | 0 |  | 0 | 0 | 0
PG&E GBA | Metcalf | 115 | 0 | 0 | 0 |  | 0 | 0 | 0
PG&E GBA | Metcalf | 230 | 0 | 0 | 0 |  | 0 | 0 | 0
PG&E GBA | Metcalf | 500 | 0 | 0 | 0 |  | 0 | 0 | 0
PG&E KERN | Midway | 115 | 0 | 0 | 0 |  | 0 | 0 | 0
PG&E KERN | Midway | 230 | 0 | 0 | 0 |  | 0 | 0 | 0
PG&E KERN | Midway | 500 | 0 | 0 | 0 |  | 0 | 0 | 0
SDGE | Miguel | 230 | 0 | 0 | 0 |  | 0 | 0 | 0
SDGE | Miguel | 500 | 0 | 0 | 0 |  | 0 | 0 | 0
SDGE | Miguel | 69 | 0 | 0 | 0 |  | 0 | 0 | 0
PG&E GBA | Millbrae | 115 | 0 | 0 | 0 |  | 0 | 0 | 0
PG&E GBA | Miller | 115 | 0 | 0 | 0 |  | 0 | 0 | 0
SCE Metro | Mira Loma | 230 | 0 | 0 | 0 |  | 0 | 0 | 0
SCE Metro | Mira Loma | 500 | 0 | 0 | 0 |  | 0 | 0 | 0
SCE Eastern | Mirage | 115 | 0 | 0 | 0 |  | 0 | 0 | 0
SCE Eastern | Mirage | 230 | 0 | 0 | 0 |  | 0 | 0 | 0
SDGE | Mission | 138 | 0 | 0 | 0 |  | 0 | 0 | 0
SDGE | Mission | 230 | 0 | 0 | 0 |  | 0 | 0 | 0
SDGE | Mission | 69 | 0 | 0 | 0 |  | 0 | 0 | 0
PG&E GBA | Mi-Wuk | 115 | 0 | 0 | 0 |  | 0 | 0 | 0
SCE EOP | Mohave | 500 | 0 | 0 | 0 |  | 0 | 0 | 0
PG&E NGBA | Monroe | 115 | 0 | 0 | 0 |  | 0 | 0 | 0
SDGE | Monserate | 69 | 0 | 0 | 0 |  | 0 | 0 | 0
PG&E GBA | Monta Vista | 115 | 0 | 0 | 0 |  | 0 | 0 | 0
PG&E GBA | Monta Vista | 230 | 0 | 0 | 0 |  | 0 | 0 | 0
PG&E GBA | Monta Vista | 60 | 0 | 0 | 0 |  | 0 | 0 | 0
PG&E NGBA | Monticello | 115 | 0 | 0 | 0 |  | 0 | 0 | 0
SCE Northern | Moorpark | 230 | 0 | 0 | 0 |  | 0 | 0 | 0
SCE Northern | Moorpark | 66 | 0 | 0 | 0 |  | 0 | 0 | 0
PG&E GBA | Moraga | 115 | 0 | 0 | 0 |  | 0 | 0 | 0
PG&E GBA | Moraga | 230 | 0 | 0 | 0 |  | 0 | 0 | 0
PG&E GBA | Morgan Hill | 115 | 0 | 0 | 0 |  | 0 | 0 | 0
PG&E KERN | Morro Bay | 115 | 0 | 0 | 0 |  | 0 | 0 | 0
PG&E KERN | Morro Bay | 230 | 0 | 0 | 0 |  | 0 | 0 | 0
PG&E KERN | Morro Bay | 500 | 0 | 0 | 0 |  | 0 | 0 | 0
PG&E GBA | Moss Landing | 115 | 0 | 0 | 0 |  | 0 | 0 | 0
PG&E GBA | Moss Landing | 230 | 0 | 0 | 0 |  | 0 | 0 | 0
PG&E GBA | Moss Landing | 500 | 0 | 0 | 0 |  | 0 | 0 | 0
SCE EOP | Mountain Pass | 115 | 0 | 0 | 0 |  | 0 | 0 | 0
PG&E GBA | Mountain View | 115 | 0 | 0 | 0 |  | 0 | 0 | 0
PG&E GBA | Mt Eden | 115 | 0 | 0 | 0 |  | 0 | 0 | 0
PG&E KERN | Mt Poso | 115 | 0 | 0 | 0 |  | 0 | 0 | 0
SDGE | Murray | 69 | 0 | 0 | 0 |  | 0 | 0 | 0
PG&E FRESNO | Mustang | 230 | 0 | 0 | 0 |  | 0 | 0 | 0
SCE Northern | Neenach | 66 | 0 | 0 | 0 |  | 0 | 0 | 0
PG&E KERN | New Sub - Gates - Midway (Proposed) | 230 | 0 | 0 | 0 |  | 0 | 0 | 0
PG&E KERN | New Sub - Gates - Templeton (Proposed) | 230 | 0 | 0 | 0 |  | 0 | 0 | 0
SCE NOL | New Sub - Kramer - Lugo (Proposed) | 230 | 0 | 0 | 0 |  | 0 | 0 | 0
PG&E FRESNO | New Sub - Los Banos - Midway (Proposed) | 500 | 0 | 0 | 0 |  | 0 | 0 | 0
SCE NOL | New Sub - Lugo - Pisgah (Proposed) | 230 | 0 | 0 | 0 |  | 0 | 0 | 0
PG&E KERN | New Sub - Midway - Wheeler Ridge (Proposed) | 230 | 0 | 150 | 0 |  | 0 | 0 | 0
PG&E NGBA | New Sub - Near existing Leavitt (PSREC) | 138 | 0 | 0 | 0 |  | 0 | 0 | 0
PG&E NGBA | New Sub - Near existing Madeline (NVE) | 69 | 0 | 0 | 0 |  | 0 | 0 | 0
SDGE | New Sub - North Gila - IV (Proposed) | 500 | 0 | 0 | 0 |  | 0 | 0 | 0
PG&E NGBA | New Sub - Pit 1 - Cottonwood (Proposed) | 230 | 0 | 0 | 0 |  | 0 | 0 | 0
PG&E GBA | New Sub - Rancho Seco - Bellota (Proposed) | 230 | 0 | 0 | 0 |  | 0 | 0 | 0
SDGE | New Sub - Suncrest - Ocotillo (Proposed) | 500 | 0 | 0 | 0 |  | 0 | 0 | 0
PG&E FRESNO | New Sub - Westley - Quinto (Proposed) | 230 | 0 | 0 | 0 |  | 0 | 0 | 0
PG&E GBA | Newark | 115 | 0 | 0 | 0 |  | 0 | 0 | 0
PG&E GBA | Newark | 230 | 0 | 0 | 0 |  | 0 | 0 | 0
PG&E GBA | Newark | 60 | 0 | 0 | 0 |  | 0 | 0 | 0
PG&E FRESNO | Newhall | 115 | 0 | 0 | 0 |  | 0 | 0 | 0
PG&E KERN | Norco | 115 | 0 | 0 | 0 |  | 0 | 0 | 0
PG&E GBA | Nortech | 115 | 0 | 0 | 0 |  | 0 | 0 | 0
SDGE | North City Metering | 138 | 0 | 0 | 0 |  | 0 | 0 | 0
PG&E GBA | North Dublin | 230 | 0 | 0 | 0 |  | 0 | 0 | 0
SDGE | North Gila | 500 | 0 | 0 | 0 |  | 0 | 0 | 0
SCE Metro | North of SONGS | 230 | 0 | 0 | 0 |  | 0 | 0 | 0
SCE Metro | North of SONGS | 500 | 0 | 0 | 0 |  | 0 | 0 | 0
PG&E NGBA | Notre Dame | 115 | 0 | 0 | 0 |  | 0 | 0 | 0
PG&E GBA | Oakland C | 115 | 0 | 0 | 0 |  | 0 | 0 | 0
PG&E GBA | Oakland J | 115 | 0 | 0 | 0 |  | 0 | 0 | 0
PG&E GBA | Oakland L | 115 | 0 | 0 | 0 |  | 0 | 0 | 0
PG&E GBA | Oakland X | 115 | 0 | 0 | 0 |  | 0 | 0 | 0
SDGE | Ocean Ranch | 69 | 0 | 0 | 0 |  | 0 | 0 | 0
PG&E KERN | Oceano | 115 | 0 | 0 | 0 |  | 0 | 0 | 0
SDGE | Ocotillo Express | 500 | 0 | 0 | 0 |  | 0 | 0 | 0
PG&E KERN | Old River | 70 | 0 | 0 | 0 |  | 0 | 0 | 0
SDGE | Old Town | 230 | 0 | 0 | 0 |  | 0 | 0 | 0
SCE Metro | Olinda | 230 | 0 | 0 | 0 |  | 0 | 0 | 0
PG&E FRESNO | Olive | 115 | 0 | 40 | 0 |  | 0 | 0 | 0
PG&E NGBA | Olivehurst | 115 | 0 | 0 | 0 |  | 0 | 0 | 0
PG&E NGBA | Oregon Trail | 60 | 0 | 0 | 0 |  | 0 | 0 | 0
SCE Northern | Ormond Beach | 230 | 0 | 0 | 0 |  | 0 | 0 | 0
PG&E FRESNO | Oro Loma | 115 | 0 | 0 | 0 |  | 0 | 0 | 0
PG&E FRESNO | Oro Loma | 70 | 0 | 0 | 0 |  | 0 | 0 | 0
PG&E FRESNO | Orosi | 70 | 0 | 0 | 0 |  | 0 | 0 | 0
SDGE | Otay | 69 | 0 | 0 | 0 |  | 0 | 0 | 0
SDGE | Otay Mesa | 230 | 0 | 0 | 0 |  | 0 | 0 | 0
PG&E FRESNO | Padre Flats SW STA | 230 | 0 | 0 | 0 |  | 0 | 0 | 0
SCE EOP | Pahrump | 138 | 0 | 0 | 0 |  | 0 | 0 | 0
SCE EOP | Pahrump | 230 | 0 | 0 | 0 |  | 0 | 0 | 0
SDGE | Pala | 69 | 0 | 0 | 0 |  | 0 | 0 | 0
PG&E NGBA | Palermo | 115 | 0 | 0 | 0 |  | 0 | 0 | 0
PG&E NGBA | Palermo | 230 | 0 | 0 | 0 |  | 0 | 0 | 0
SCE Eastern | Palo Verde | 500 | 0 | 0 | 0 |  | 0 | 0 | 0
SDGE | Palomar Energy | 230 | 0 | 0 | 0 |  | 0 | 0 | 0
PG&E KERN | Panama | 70 | 0 | 0 | 0 |  | 0 | 0 | 0
PG&E FRESNO | Panoche | 115 | 0 | 0 | 0 |  | 0 | 0 | 0
PG&E FRESNO | Panoche | 230 | 0 | 0 | 0 |  | 0 | 0 | 0
SCE Northern | Pardee | 230 | 0 | 0 | 0 |  | 0 | 0 | 0
PG&E NGBA | Parkway | 230 | 0 | 0 | 0 |  | 0 | 0 | 0
SCE Northern | Pastoria | 230 | 0 | 0 | 0 |  | 0 | 0 | 0
SCE Metro | Pauda | 230 | 0 | 0 | 0 |  | 0 | 0 | 0
PG&E GBA | Paul Sweet | 115 | 0 | 0 | 0 |  | 0 | 0 | 0
PG&E NGBA | Peabody | 230 | 0 | 0 | 0 |  | 0 | 0 | 0
PG&E NGBA | Pease | 115 | 0 | 0 | 0 |  | 0 | 0 | 0
PG&E NGBA | Pease | 60 | 0 | 0 | 0 |  | 0 | 0 | 0
SDGE | Penasquitos | 138 | 0 | 0 | 0 |  | 0 | 0 | 0
SDGE | Penasquitos | 230 | 0 | 0 | 0 |  | 0 | 0 | 0
SDGE | Penasquitos | 69 | 0 | 0 | 0 |  | 0 | 0 | 0
SDGE | Pendleton | 69 | 0 | 0 | 0 |  | 0 | 0 | 0
PG&E NGBA | Penngrove | 115 | 0 | 0 | 0 |  | 0 | 0 | 0
PG&E GBA | Peoria | 115 | 0 | 0 | 0 |  | 0 | 0 | 0
PG&E GBA | Piercy | 115 | 0 | 0 | 0 |  | 0 | 0 | 0
PG&E FRESNO | Pine Flat | 230 | 0 | 0 | 0 |  | 0 | 0 | 0
SCE NOL | Pisgah | 230 | 0 | 0 | 0 |  | 0 | 0 | 0
PG&E NGBA | Pit 1 | 230 | 0 | 0 | 0 |  | 0 | 0 | 0
PG&E NGBA | Pit 1 | 60 | 0 | 0 | 0 |  | 0 | 0 | 0
PG&E NGBA | Pit 3 | 230 | 0 | 0 | 0 |  | 0 | 0 | 0
PG&E NGBA | Pit 4 | 230 | 0 | 0 | 0 |  | 0 | 0 | 0
PG&E GBA | Pittsburg | 115 | 0 | 0 | 0 |  | 0 | 0 | 0
PG&E GBA | Pittsburg | 230 | 0 | 0 | 0 |  | 0 | 0 | 0
PG&E NGBA | Pleasant Grove | 115 | 0 | 0 | 0 |  | 0 | 0 | 0
PG&E NGBA | POE | 230 | 0 | 0 | 0 |  | 0 | 0 | 0
SDGE | Point Loma | 69 | 0 | 0 | 0 |  | 0 | 0 | 0
SDGE | Pomerado | 69 | 0 | 0 | 0 |  | 0 | 0 | 0
PG&E KERN | Poso Mountain | 115 | 0 | 0 | 0 |  | 0 | 0 | 0
SCE EOP | Primm | 230 | 0 | 0 | 0 |  | 0 | 0 | 0
PG&E NGBA | Putah Creek | 115 | 0 | 0 | 0 |  | 0 | 0 | 0
SDGE | Q1806 | 138 | 0 | 0 | 0 |  | 0 | 0 | 0
PG&E FRESNO | Quinto | 230 | 0 | 0 | 0 |  | 0 | 0 | 0
PG&E GBA | Race Track | 115 | 0 | 0 | 0 |  | 0 | 0 | 0
SDGE | Rancho Mission Viejo | 138 | 0 | 0 | 0 |  | 0 | 0 | 0
PG&E GBA | Rancho Seco | 230 | 0 | 0 | 0 |  | 0 | 0 | 0
SCE Metro | Rancho Vista | 230 | 0 | 0 | 0 |  | 0 | 0 | 0
SCE Metro | Rancho Vista | 500 | 0 | 0 | 0 |  | 0 | 0 | 0
SCE NOL | Ransburg | 115 | 0 | 0 | 0 |  | 0 | 0 | 0
PG&E GBA | Ravenswood | 115 | 0 | 0 | 0 |  | 0 | 0 | 0
PG&E GBA | Ravenswood | 230 | 0 | 0 | 0 |  | 0 | 0 | 0
SCE Northern | Rector | 230 | 0 | 0 | 0 |  | 0 | 0 | 0
SCE Eastern | Red Bluff | 230 | 0 | 0 | 0 |  | 0 | 0 | 0
SCE Eastern | Red Bluff | 500 | 0 | 0 | 0 |  | 0 | 0 | 0
PG&E NGBA | Redbud | 115 | 0 | 0 | 0 |  | 0 | 0 | 0
SCE Metro | Redondo | 230 | 0 | 0 | 0 |  | 0 | 0 | 0
PG&E FRESNO | Reedley | 115 | 0 | 0 | 0 |  | 0 | 0 | 0
PG&E KERN | Renfro | 115 | 0 | 0 | 0 |  | 0 | 0 | 0
PG&E GBA | Richmond R | 115 | 0 | 0 | 0 |  | 0 | 0 | 0
PG&E NGBA | Rincon | 115 | 0 | 0 | 0 |  | 0 | 0 | 0
PG&E KERN | Rio Bravo | 115 | 0 | 0 | 0 |  | 0 | 0 | 0
SCE Metro | Rio Hondo | 230 | 0 | 0 | 0 |  | 0 | 0 | 0
PG&E NGBA | Rio Oso | 115 | 0 | 0 | 0 |  | 0 | 0 | 0
PG&E NGBA | Rio Oso | 230 | 0 | 0 | 0 |  | 0 | 0 | 0
PG&E GBA | Ripon | 115 | 0 | 0 | 0 |  | 0 | 0 | 0
PG&E GBA | Riverbank | 115 | 0 | 0 | 0 |  | 0 | 0 | 0
SCE NOL | Roadway | 115 | 0 | 50 | 0 |  | 0 | 0 | 0
PG&E NGBA | Rock Creek 1 | 230 | 0 | 0 | 0 |  | 0 | 0 | 0
SCE Northern | Rosamond | 66 | 0 | 0 | 0 |  | 0 | 0 | 0
PG&E GBA | Rossmoor | 230 | 0 | 0 | 0 |  | 0 | 0 | 0
PG&E NGBA | Round Mountain | 230 | 0 | 0 | 0 |  | 0 | 0 | 0
PG&E NGBA | Round Mountain | 500 | 0 | 0 | 0 |  | 0 | 0 | 0
PG&E GBA | Salado | 115 | 0 | 0 | 0 |  | 0 | 0 | 0
PG&E GBA | Salado | 60 | 0 | 0 | 0 |  | 0 | 0 | 0
PG&E GBA | Salinas | 115 | 0 | 0 | 0 |  | 0 | 0 | 0
SDGE | Salt Creek | 69 | 0 | 0 | 0 |  | 0 | 0 | 0
SCE Eastern | San Bernardino | 230 | 0 | 0 | 0 |  | 0 | 0 | 0
PG&E GBA | SAN FRAN A (POTRERO PP) | 115 | 0 | 0 | 0 |  | 0 | 0 | 0
PG&E GBA | SAN FRAN A (POTRERO PP) | 230 | 0 | 0 | 0 |  | 0 | 0 | 0
PG&E GBA | San Jose A | 115 | 0 | 0 | 0 |  | 0 | 0 | 0
PG&E GBA | San Jose B | 115 | 0 | 0 | 0 |  | 0 | 0 | 0
PG&E GBA | San Leandro U | 115 | 0 | 0 | 0 |  | 0 | 0 | 0
PG&E KERN | San Luis Obispo | 115 | 0 | 0 | 0 |  | 0 | 0 | 0
PG&E KERN | San Luis Obispo | 70 | 0 | 0 | 0 |  | 0 | 0 | 0
SDGE | San Luis Rey | 230 | 0 | 0 | 0 |  | 0 | 0 | 0
SDGE | San Luis Rey | 69 | 0 | 0 | 0 |  | 0 | 0 | 0
SDGE | San Marcos | 69 | 0 | 0 | 0 |  | 0 | 0 | 0
SCE Metro | San Onofre | 230 | 0 | 0 | 0 |  | 0 | 0 | 0
PG&E GBA | San Pablo | 115 | 0 | 0 | 0 |  | 0 | 0 | 0
PG&E GBA | San Ramon | 230 | 0 | 0 | 0 |  | 0 | 0 | 0
SDGE | San Ysidro | 69 | 0 | 0 | 0 |  | 0 | 0 | 0
SCE NOL | Sandlot | 230 | 0 | 0 | 0 |  | 0 | 0 | 0
SCE EOP | Sandy | 138 | 0 | 0 | 0 |  | 0 | 0 | 0
PG&E FRESNO | Sanger | 115 | 0 | 0 | 0 |  | 0 | 0 | 0
SCE Northern | Santa Clara | 230 | 0 | 0 | 0 |  | 0 | 0 | 0
PG&E NGBA | Santa Rosa A | 115 | 0 | 0 | 0 |  | 0 | 0 | 0
PG&E GBA | Santa Teresa | 115 | 0 | 0 | 0 |  | 0 | 0 | 0
SDGE | Santee | 138 | 0 | 0 | 0 |  | 0 | 0 | 0
SCE Metro | Santiago | 230 | 0 | 0 | 0 |  | 0 | 0 | 0
PG&E GBA | Saratoga | 230 | 0 | 0 | 0 |  | 0 | 0 | 0
SCE Northern | Saugus | 230 | 0 | 0 | 0 |  | 0 | 0 | 0
PG&E FRESNO | Schindler | 115 | 0 | 0 | 0 |  | 0 | 0 | 0
PG&E FRESNO | Schindler | 70 | 0 | 0 | 0 |  | 0 | 0 | 0
PG&E GBA | Schulte | 115 | 0 | 0 | 0 |  | 0 | 0 | 0
SDGE | Scripps | 69 | 0 | 0 | 0 |  | 0 | 0 | 0
PG&E KERN | Semitropic | 115 | 0 | 0 | 0 |  | 0 | 0 | 0
SCE Metro | Serrano | 230 | 0 | 0 | 0 |  | 0 | 0 | 0
SCE Metro | Serrano | 500 | 0 | 0 | 0 |  | 0 | 0 | 0
SDGE | Shadowridge | 138 | 0 | 0 | 0 |  | 0 | 0 | 0
PG&E KERN | Shafter | 115 | 0 | 0 | 0 |  | 0 | 0 | 0
PG&E NGBA | Silverado | 115 | 0 | 0 | 0 |  | 0 | 0 | 0
SDGE | Silvergate | 230 | 0 | 0 | 0 |  | 0 | 0 | 0
SDGE | Silvergate | 69 | 0 | 0 | 0 |  | 0 | 0 | 0
PG&E KERN | Sisquoc | 115 | 0 | 0 | 0 |  | 0 | 0 | 0
SCE EOP | Sloan Canyon | 230 | 0 | 0 | 0 |  | 0 | 0 | 0
SCE EOP | Sloan Canyon | 500 | 0 | 0 | 0 |  | 0 | 0 | 0
PG&E KERN | Smyrna | 115 | 0 | 0 | 0 |  | 0 | 0 | 0
PG&E GBA | Sobrante | 115 | 0 | 0 | 0 |  | 0 | 0 | 0
PG&E GBA | Sobrante | 230 | 0 | 0 | 0 |  | 0 | 0 | 0
PG&E KERN | Solar | 230 | 0 | 0 | 0 |  | 0 | 0 | 0
PG&E GBA | Soledad | 115 | 0 | 0 | 0 |  | 0 | 0 | 0
PG&E GBA | Soledad | 60 | 0 | 0 | 0 |  | 0 | 0 | 0
SDGE | Spring Valley | 69 | 0 | 0 | 0 |  | 0 | 0 | 0
SCE Northern | Springville | 230 | 0 | 0 | 0 |  | 0 | 0 | 0
PG&E GBA | Stagg | 230 | 0 | 0 | 0 |  | 0 | 0 | 0
PG&E GBA | Standard Oil | 115 | 0 | 0 | 0 |  | 0 | 0 | 0
PG&E GBA | Stanislaus | 115 | 0 | 0 | 0 |  | 0 | 0 | 0
PG&E KERN | Stockdale | 115 | 0 | 0 | 0 |  | 0 | 0 | 0
PG&E KERN | Stockdale | 230 | 0 | 0 | 0 |  | 0 | 0 | 0
PG&E GBA | Stockton A | 115 | 0 | 0 | 0 |  | 0 | 0 | 0
PG&E GBA | Stone | 115 | 0 | 0 | 0 |  | 0 | 0 | 0
PG&E FRESNO | Storey | 230 | 0 | 0 | 0 |  | 0 | 0 | 0
PG&E NGBA | Summit | 115 | 0 | 0 | 0 |  | 0 | 0 | 0
SDGE | Suncrest | 230 | 0 | 0 | 0 |  | 0 | 0 | 0
SDGE | Suncrest | 500 | 0 | 0 | 0 |  | 0 | 0 | 0
PG&E KERN | Sunrise | 230 | 0 | 0 | 0 |  | 0 | 0 | 0
PG&E KERN | Sunset | 230 | 0 | 0 | 0 |  | 0 | 0 | 0
PG&E GBA | Swift | 115 | 0 | 0 | 0 |  | 0 | 0 | 0
SDGE | Sycamore Canyon | 138 | 0 | 0 | 0 |  | 0 | 0 | 0
SDGE | Sycamore Canyon | 230 | 0 | 0 | 0 |  | 0 | 0 | 0
SDGE | Sycamore Canyon | 69 | 0 | 0 | 0 |  | 0 | 0 | 0
SCE Northern | Sylmar | 230 | 0 | 0 | 0 |  | 0 | 0 | 0
PG&E NGBA | Table Mountain | 115 | 0 | 0 | 0 |  | 0 | 0 | 0
PG&E NGBA | Table Mountain | 230 | 0 | 0 | 0 |  | 0 | 0 | 0
PG&E NGBA | Table Mountain | 500 | 0 | 0 | 0 |  | 0 | 0 | 0
PG&E NGBA | Table Mountain | 60 | 0 | 0 | 0 |  | 0 | 0 | 0
PG&E KERN | Taft | 115 | 0 | 0 | 0 |  | 0 | 0 | 0
SDGE | Talega | 138 | 0 | 0 | 0 |  | 0 | 0 | 0
SDGE | Talega | 230 | 0 | 0 | 0 |  | 0 | 0 | 0
PG&E GBA | Tassajara | 230 | 0 | 0 | 0 |  | 0 | 0 | 0
PG&E KERN | Tejon | 70 | 0 | 0 | 0 |  | 0 | 0 | 0
SDGE | Telegraph Canyon | 138 | 0 | 0 | 0 |  | 0 | 0 | 0
PG&E KERN | Temblor | 115 | 0 | 0 | 0 |  | 0 | 0 | 0
PG&E KERN | Templeton | 230 | 0 | 0 | 0 |  | 0 | 0 | 0
PG&E KERN | Templeton | 70 | 0 | 0 | 0 |  | 0 | 0 | 0
PG&E GBA | Tesla | 115 | 0 | 0 | 0 |  | 0 | 0 | 0
PG&E GBA | Tesla | 230 | 0 | 0 | 0 |  | 0 | 0 | 0
PG&E GBA | Tesla | 500 | 0 | 0 | 0 |  | 0 | 0 | 0
PG&E KERN | Tevis | 115 | 0 | 0 | 0 |  | 0 | 0 | 0
SCE EOP | Thousandaire | 138 | 0 | 0 | 0 |  | 0 | 0 | 0
PG&E KERN | Topaz | 230 | 0 | 0 | 0 |  | 0 | 0 | 0
SCE NOL | Tortilla | 115 | 0 | 0 | 0 |  | 0 | 0 | 0
SDGE | Trabuco | 138 | 0 | 0 | 0 |  | 0 | 0 | 0
PG&E GBA | Tracy | 115 | 0 | 0 | 0 |  | 0 | 0 | 0
PG&E FRESNO | Tranquility | 230 | 0 | 200 | 0 |  | 0 | 0 | 0
PG&E GBA | Trimble | 115 | 0 | 0 | 0 |  | 0 | 0 | 0
SCE EOP | Trout Canyon | 230 | 0 | 0 | 0 |  | 0 | 65 | 0
SCE EOP | Trout Canyon | 500 | 0 | 0 | 0 |  | 0 | 0 | 0
PG&E NGBA | Tulucay | 230 | 0 | 0 | 0 |  | 0 | 0 | 0
PG&E NGBA | Tulucay | 60 | 0 | 0 | 0 |  | 0 | 0 | 0
PG&E KERN | Tupman | 115 | 0 | 0 | 0 |  | 0 | 0 | 0
PG&E NGBA | Ukiah | 115 | 0 | 0 | 0 |  | 0 | 0 | 0
PG&E KERN | Union (Estrella) | 70 | 0 | 0 | 0 |  | 0 | 0 | 0
PG&E NGBA | Vaca Dixon | 115 | 0 | 0 | 0 |  | 0 | 0 | 0
PG&E NGBA | Vaca Dixon | 230 | 0 | 0 | 0 |  | 0 | 0 | 0
PG&E NGBA | Vaca Dixon | 500 | 0 | 0 | 0 |  | 0 | 0 | 0
PG&E NGBA | Vaca Dixon | 60 | 0 | 0 | 0 |  | 0 | 0 | 0
SCE Eastern | Valley (SCE) | 500 | 0 | 0 | 0 |  | 0 | 0 | 0
SCE EOP | Valley (VEA) | 138 | 0 | 0 | 0 |  | 0 | 0 | 0
SDGE | Valley Center | 69 | 0 | 0 | 0 |  | 0 | 0 | 0
PG&E GBA | Valley Home | 115 | 0 | 0 | 0 |  | 0 | 0 | 0
PG&E GBA | Valley Springs | 230 | 0 | 0 | 0 |  | 0 | 0 | 0
PG&E GBA | Valley Springs | 60 | 0 | 0 | 0 |  | 0 | 0 | 0
SCE EOP | Valley Switch | 138 | 0 | 0 | 0 |  | 0 | 0 | 0
SCE EOP | Valley Switch | 230 | 0 | 0 | 0 |  | 0 | 0 | 0
PG&E GBA | Vasco | 230 | 0 | 0 | 0 |  | 0 | 0 | 0
PG&E GBA | Vasona | 230 | 0 | 0 | 0 |  | 0 | 0 | 0
SCE Northern | Vestal | 230 | 0 | 300 | 0 |  | 0 | 0 | 0
SCE Northern | Vestal | 66 | 0 | 0 | 0 |  | 0 | 0 | 0
SCE NOL | Victor | 115 | 0 | 0 | 0 |  | 0 | 0 | 0
SCE NOL | Victor | 230 | 0 | 0 | 0 |  | 0 | 0 | 0
SCE Metro | Viejo | 230 | 0 | 0 | 0 |  | 0 | 0 | 0
PG&E GBA | Vierra | 115 | 0 | 0 | 0 |  | 0 | 0 | 0
SCE Metro | Villa Park | 230 | 0 | 0 | 0 |  | 0 | 0 | 0
SCE Northern | Vincent | 230 | 0 | 0 | 0 |  | 0 | 0 | 0
SCE Northern | Vincent | 500 | 0 | 0 | 0 |  | 0 | 0 | 0
PG&E GBA | Vineyard | 230 | 0 | 0 | 0 |  | 0 | 0 | 0
SDGE | Vineyard | 69 | 0 | 0 | 0 |  | 0 | 0 | 0
SCE Eastern | Vista (SCE) | 230 | 0 | 0 | 0 |  | 0 | 0 | 0
SCE EOP | Vista (VEA) | 138 | 0 | 0 | 0 |  | 0 | 0 | 0
SCE EOP | Vista (VEA) | 230 | 0 | 0 | 0 |  | 0 | 0 | 0
PG&E FRESNO | Wahtoke | 115 | 0 | 0 | 0 |  | 0 | 0 | 0
SCE Northern | Wakefield | 66 | 0 | 0 | 0 |  | 0 | 0 | 0
SCE Metro | Walnut | 230 | 0 | 0 | 0 |  | 0 | 0 | 0
SCE Northern | Warne | 230 | 0 | 0 | 0 |  | 0 | 0 | 0
PG&E GBA | Warnerville | 230 | 0 | 0 | 0 |  | 0 | 0 | 0
PG&E FRESNO | Waukena | 115 | 0 | 0 | 0 |  | 0 | 0 | 0
PG&E GBA | Weber | 230 | 0 | 0 | 0 |  | 0 | 0 | 0
PG&E GBA | Weber | 60 | 0 | 0 | 0 |  | 0 | 0 | 0
PG&E FRESNO | West Fresno | 115 | 0 | 0 | 0 |  | 0 | 0 | 0
PG&E FRESNO | Westley | 230 | 0 | 0 | 0 |  | 0 | 0 | 0
PG&E KERN | Westpark | 115 | 0 | 0 | 0 |  | 0 | 0 | 0
PG&E KERN | Wheeler Ridge | 230 | 0 | 100 | 0 |  | 0 | 0 | 0
PG&E KERN | Wheeler Ridge | 115 | 0 | 0 | 0 |  | 0 | 0 | 0
PG&E KERN | Wheeler Ridge | 70 | 0 | 100 | 0 |  | 0 | 0 | 0
SCE Northern | Whirlwind | 230 | 0 | 174 | 0 |  | 0 | 0 | 0
SCE Northern | Whirlwind | 500 | 0 | 0 | 0 |  | 0 | 0 | 0
PG&E GBA | Whisman | 115 | 0 | 0 | 0 |  | 0 | 0 | 0
SCE Eastern | Wildlife | 230 | 0 | 0 | 0 |  | 0 | 0 | 0
PG&E FRESNO | Wilson | 115 | 0 | 0 | 0 |  | 0 | 0 | 0
PG&E FRESNO | Wilson | 230 | 0 | 0 | 0 |  | 0 | 0 | 0
SCE Northern | Windhub | 230 | 82.65 | 68 | 0 |  | 0 | 0 | 0
SCE Northern | Windhub | 500 | 0 | 0 | 0 |  | 0 | 0 | 0
PG&E GBA | Windmaster | 230 | 0 | 0 | 0 |  | 0 | 0 | 0
PG&E NGBA | Windsor | 60 | 0 | 0 | 0 |  | 0 | 0 | 0
PG&E NGBA | Woodland | 115 | 0 | 0 | 0 |  | 0 | 0 | 0
PG&E FRESNO | Woodward | 115 | 0 | 0 | 0 |  | 0 | 0 | 0
PG&E NGBA | Wyandotte | 115 | 0 | 0 | 0 |  | 0 | 0 | 0

## CommunityEnv_Criteria_README
5. Community and environmental (societal) impact factors
Criteria Purpose | Mapped resources should seek to bolster and benefit pollution-burdened and disadvantaged communities where feasible, particularly by reducing emissions and impacts of air-pollutant emitting fossil-fuel generators.
Application of Analysis | For the Disadvantaged Communities, IRA Energy Communities, and Air Quality Non-Attainment Zones staff are assessing if the majority of the land area within 10 miles around the substation is within the criteria as an approximation for if resources interconnecting at the substation would be in the criteria. For proximity to existing gas generator staff are assess the proximity of the interconnection substation itself.
Biomass/Biogas Analysis | For mapped biomass/biogas resources, staff are applying the criteria to prioritize not locating resources in non-attainment zones or near disadvantaged communities.
Criteria Definition | See page 35 of the Busbar Mapping Methodology document (see README tab) for detail on criteria alignment levels for Environmental (Societal) and community Impacts, including Air Quality Non-Attainment District (NA_Zone_PM25 and NA_Zone_O3), Proximity to Existing Thermal Generator (Gax_Proximity), IRA Energy Communities (IRA_Energy_Community), and Disadvantaged Communities (DAC_Proximity).
Criteria Alignment Levels
| Non-Attainment Zones |  | IRA Energy Communities |  | Proximity to Gas Plants |  | Disadvantaged Communities
Level | Resources | Biomass/gas | Resources | Biomass/gas | Resources | Biomass/gas | Resources | Biomass/gas
1 | In Zone | Outside Zone | In Community | Outside Comm. | < 1 miles | > 10 miles | In DAC | > 5 miles of DAC
2 | Outside Zone | - | Outside Comm. | - | < 10 miles | < 10 miles | <5 miles
3 | - | In Zone | - | In Community | > 10 miles | < 1 miles | >5 miles | < 5 miles of DAC
4 | - | - | - | - | - | - | - | In DAC
Tabs for Analysis
Comm-Env_Summary_byArea |  |  | Summary of resources identified with the criteria by study area
Community_Env_DataSets |  |  | Analysis and data for all substations

## Comm-Env_Summary_byArea
The tables below summarize the mapping resulting alignment with the community environmental impacts criteria. The tables identify the number of MWs of generation and storage within the identified criteria by CAISO study area for both 2036 and 2041 portfolio.
| 2036 Portfolio Mapping | In Non-Attainment Zone (O3 or PM2.5) |  | Substation Near Fossil Fuel Plant (<1 mile) |  | Substation Near Fossil Fuel Plant (<5 mile) |  | In IRA Energy Community |  | In DAC |  | In or near (<5 mi) DAC
| Total MWs by Criteria | Generation | Storage | Generation | Storage | Generation | Storage | Generation | Storage | Generation | Storage | Generation | Storage
| PG&E North of Greater Bay Study Area | 1127.73 | 360.2 | 821 | 300 | 841 | 300 | 1280 | 300 | 200 | 0 | 472.73 | 0 | PG&E NGBA
| PG&E Greater Bay Study Area | 2593.975 | 1028 | 352.975 | 105.3 | 1812.575 | 433 | 717.4 | 403.7 | 1605.875 | 112 | 2552.475 | 628 | PG&E GBA
| PG&E Fresno Study Area | 3389.26 | 6383.6 | 11.96 | 507.2 | 492.56 | 1438.6 | 0 | 151.4 | 3381.7 | 6383.6 | 3389.26 | 6383.6 | PG&E FRESNO
| PG&E Kern Study Area | 8889.92 | 698.1 | 200 | 0 | 2391.2 | 500 | 5949.92 | 309.6 | 8347.52 | 548.1 | 8889.92 | 798.1 | PG&E KERN
| SCE Northern Area | 7234 | 3987 | 0 | 0 | 417 | 340 | 7034 | 3997 | 553 | 525 | 1738 | 1530 | SCE Northern
| SCE Metro Study Area | 207.6 | 8834 | 0 | 5592 | 2.68 | 6847 | 207.6 | 8834 | 2.68 | 5417 | 207.6 | 8834 | SCE Metro
| SCE North of Lugo Study Area | 614 | 706.5 | 0 | 0 | 0 | 113.5 | 938.8 | 706.5 | 0 | 113.5 | 175 | 475.5 | SCE NOL
| East of Pisgah Study Area | 0 | 0 | 0 | 0 | 2713 | 500 | 5275.2 | 2161.5 | 0 | 0 | 0 | 200 | EOP
| SCE Eastern Study Area | 6761 | 1520 | 300 | 300 | 1760 | 840 | 7420 | 3303.516 | 1695 | 730 | 2195 | 1040 | SCE Eastern
| SDG&E Study Area | 8121.5 | 2368.71 | 100 | 127.7 | 1707 | 717.95 | 380 | 938.46 | 1707 | 577.7 | 2207 | 589.95 | SDGE
| Total | 38938.985 | 25886.11 | 1785.935 | 6932.2 | 12137.015 | 12030.05 | 29202.92 | 21105.676 | 17492.775 | 14406.9 | 21826.985 | 20479.15
| 2041 Portfolio Mapping | In Non-Attainment Zone (O3 or PM2.5) |  | Substation Near Fossil Fuel Plant (<1 mile) |  | Substation Near Fossil Fuel Plant (<5 mile) |  | In IRA Energy Community |  | In DAC |  | In or near (<5 mi) DAC
| Total MWs by Criteria | Generation | Storage | Generation | Storage | Generation | Storage | Generation | Storage | Generation | Storage | Generation | Storage
| PG&E North of Greater Bay Study Area | 1417.73 | 360.2 | 1237 | 300 | 1257 | 300 | 2096 | 300 | 200 | 0 | 472.73 | 0 | PG&E NGBA
| PG&E Greater Bay Study Area | 3547.975 | 1028 | 352.975 | 105.3 | 3236.575 | 433 | 1406.4 | 403.7 | 2355.875 | 112 | 3496.475 | 628 | PG&E GBA
| PG&E Fresno Study Area | 8556.26 | 6383.6 | 1197.96 | 507.2 | 4018.56 | 1438.6 | 0 | 151.4 | 8548.7 | 6383.6 | 8556.26 | 6383.6 | PG&E FRESNO
| PG&E Kern Study Area | 8901.92 | 698.1 | 200 | 0 | 2403.2 | 500 | 5961.92 | 309.6 | 8347.52 | 548.1 | 8901.92 | 798.1 | PG&E KERN
| SCE Northern Area | 10217 | 5793 | 0 | 0 | 417 | 340 | 10017 | 5803 | 553 | 525 | 1738 | 1530 | SCE Northern
| SCE Metro Study Area | 589.6 | 8834 | 382 | 5592 | 384.68 | 6847 | 589.6 | 8834 | 384.68 | 5417 | 589.6 | 8834 | SCE Metro
| SCE North of Lugo Study Area | 1285 | 706.5 | 0 | 0 | 0 | 113.5 | 1609.8 | 706.5 | 217 | 113.5 | 546 | 475.5 | SCE NOL
| East of Pisgah Study Area | 0 | 0 | 0 | 0 | 2713 | 500 | 6375.2 | 2161.5 | 0 | 0 | 0 | 200 | EOP
| SCE Eastern Study Area | 12462 | 1520 | 300 | 300 | 2460 | 840 | 12421 | 3303.516 | 5379 | 730 | 6579 | 1040 | SCE Eastern
| SDG&E Study Area | 9815.5 | 2368.71 | 100 | 127.7 | 2301 | 717.95 | 574 | 938.46 | 2207 | 577.7 | 3207 | 589.95 | SDGE
| Total | 56792.985 | 27692.11 | 3769.935 | 6932.2 | 19191.015 | 12030.05 | 41050.92 | 22911.676 | 28192.775 | 14406.9 | 34086.985 | 20479.15
| 2036 Portfolio Mapping Difference: Final – Initial | In Non-Attainment Zone (O3 or PM2.5) |  | Substation Near Thermal Plant (<1 mile) |  | Substation Near Fossil Fuel Plant (<5 mile) |  | In IRA Energy Community |  | In DAC |  | In or near (<5 mi) DAC
| MWs Difference | Generation | Storage | Generation | Storage | Generation | Storage | Generation | Storage | Generation | Storage | Generation | Storage
PG&E North of Greater Bay
PG&E Greater Bay
PG&E Fresno
PG&E Kern
SCE Northern Area
SCE Metro
SCE North of Lugo
East of Pisgah
SCE Eastern
SDG&E
| Total | 0 | 0 | 0 | 0 | 0 | 0 | 0 | 0 | 0 | 0 | 0 | 0
| 2041 Portfolio Mapping Difference: Final – Initial | In Non-Attainment Zone (O3 or PM2.5) |  | Substation Near Thermal Plant (<1 mile) |  | Substation Near Fossil Fuel Plant (<5 mile) |  | In IRA Energy Community |  | In DAC |  | In or near (<5 mi) DAC
| MWs Difference | Generation | Storage | Generation | Storage | Generation | Storage | Generation | Storage | Generation | Storage | Generation | Storage
PG&E North of Greater Bay
PG&E Greater Bay
PG&E Fresno
PG&E Kern
SCE Northern Area
SCE Metro
SCE North of Lugo
East of Pisgah
SCE Eastern
SDG&E
| Total | 0 | 0 | 0 | 0 | 0 | 0 | 0 | 0 | 0 | 0 | 0 | 0

## Community_Env_DataSets
Depicts the Community Enviromental Criteria alignment by substation for renewable resources, storage, and biomass/gas resources. |  |  | Non-Attainment Zone Flags |  | Gas Proximity Flags |  | Env. Communities Flags | DAC Flags
|  |  | 0: Not in Zone |  | 1: < 1-mile | 3. < 10 mi | 0: Not in | 1: In DaC | [24 empty] | 2036 | [16 empty] | 2041
|  |  | 1: In Zone |  | 2: < 5-miles | 4. > 10 mi | 1: In | 2: Within 5-miles | NA_Zone_PM25 |  | NA_Zone_O3 |  | Gas_Proximity |  | IRA_Energy_Community |  | DAC_Proximity |  | 2036 Total Portfolio Resources | [16 empty] | 2041 Total Portfolio Resources
[8 empty] | 3: > 5 miles | Biomass | Other Res. | Biomass | Other Res. | Biomass | Other Res. | Biomass | Other Res. | Biomass | Other Res. | Geothermal | Biomass | Wind | Wind | OOS Wind | OOS Wind | Offshore Wind | Offshore Wind | Distributed Solar | Solar | Solar | Battery_4hr | Battery_8hr | LDES | Has | Total | Total | Geothermal | Biomass | Wind | Wind | OOS Wind | OOS Wind | Offshore Wind | Offshore Wind | Distributed Solar | Solar | Solar | Battery_4hr | Battery_8hr | LDES | Has | Total | Total
CAISO Study Area | Substation | Voltage | IN_NAZ_PM25 | IN_NAZ_Ozone | Fossil Fuel Plant Proximity | Nearest Plant Retired? | In_EC | DAC_Level | Alignment | Alignment | Alignment | Alignment | Alignment | Alignment | Alignment | Alignment | Alignment | Alignment | FCDS | FCDS | FCDS | EODS | FCDS | EODS | FCDS | EODS | EODS | FCDS | EODS | FCDS | FCDS | FCDS | Res | Gens | Storage | FCDS | FCDS | FCDS | EODS | FCDS | EODS | FCDS | EODS | EODS | FCDS | EODS | FCDS | FCDS | FCDS | Res | Gens | Storage
PG&E KERN | 7th Standard | 115 | 1 | 1 | 3 | 0 | 1 | 2 | 3 | 1 | 3 | 1 | 2 | 3 | 3 | 1 | 3 | 2 | 0 | 0 | 0 | 0 | 0 | 0 | 0 | 0 | 0 | 0 | 90 | 0 | 0 | 0 | 1 | 90 | 0 | 0 | 0 | 0 | 0 | 0 | 0 | 0 | 0 | 0 | 0 | 90 | 0 | 0 | 0 | 1 | 90 | 0
SCE Metro | Alamitos | 230 | 1 | 1 | 1 | 0 | 1 | 1 | 3 | 1 | 3 | 1 | 4 | 1 | 3 | 1 | 4 | 1 | 0 | 0 | 0 | 0 | 0 | 0 | 0 | 0 | 0 | 0 | 0 | 82 | 188 | 0 | 1 | 0 | 270 | 0 | 0 | 0 | 0 | 0 | 0 | 0 | 0 | 0 | 382 | 0 | 82 | 188 | 0 | 1 | 382 | 270
SCE Eastern | Alberhill | 115 | 1 | 1 | 4 | 1 | 1 | 1 | 3 | 1 | 3 | 1 | 1 | 4 | 3 | 1 | 4 | 1 | 0 | 0 | 0 | 0 | 0 | 0 | 0 | 0 | 0 | 300 | 0 | 0 | 0 | 0 | 1 | 300 | 0 | 0 | 0 | 0 | 0 | 0 | 0 | 0 | 0 | 0 | 2984 | 1000 | 0 | 0 | 0 | 1 | 3984 | 0
SCE Eastern | Alberhill | 500 | 1 | 1 | 4 | 1 | 1 | 1 | 3 | 1 | 3 | 1 | 1 | 4 | 3 | 1 | 4 | 1 | 0 | 0 | 0 | 0 | 0 | 0 | 0 | 0 | 0 | 435 | 0 | 0 | 0 | 500 | 1 | 435 | 500 | 0 | 0 | 0 | 0 | 0 | 0 | 0 | 0 | 0 | 435 | 0 | 0 | 0 | 500 | 1 | 435 | 500
PG&E GBA | Alhambra | 115 | 2 | 1 | 2 | 0 | 1 | 2 | 1 | 2 | 3 | 1 | 3 | 2 | 3 | 1 | 3 | 2 | 0 | 0 | 0 | 0 | 0 | 0 | 0 | 0 | 0 | 0 | 0 | 0 | 0 | 0 | 0 | 0 | 0 | 0 | 0 | 0 | 0 | 0 | 0 | 0 | 0 | 0 | 0 | 0 | 0 | 0 | 0 | 0 | 0 | 0
PG&E FRESNO | Alpaugh | 115 | 1 | 1 | 3 | 0 | 1 | 1 | 3 | 1 | 3 | 1 | 2 | 3 | 3 | 1 | 4 | 1 | 0 | 0 | 0 | 0 | 0 | 0 | 0 | 0 | 0 | 0 | 0 | 0 | 0 | 0 | 0 | 0 | 0 | 0 | 0 | 0 | 0 | 0 | 0 | 0 | 0 | 0 | 0 | 0 | 0 | 0 | 0 | 0 | 0 | 0
SDGE | Alpine | 69 | 2 | 1 | 4 | 0 | 1 | 3 | 1 | 2 | 3 | 1 | 1 | 4 | 3 | 1 | 1 | 3 | 0 | 0 | 0 | 0 | 0 | 0 | 0 | 0 | 0 | 0 | 0 | 6 | 0 | 0 | 1 | 0 | 6 | 0 | 0 | 0 | 0 | 0 | 0 | 0 | 0 | 0 | 0 | 0 | 6 | 0 | 0 | 1 | 0 | 6
PG&E GBA | Altamont Midway (Sandhill) | 230 | 2 | 1 | 2 | 0 | 1 | 3 | 1 | 2 | 3 | 1 | 3 | 2 | 3 | 1 | 1 | 3 | 0 | 0 | 0 | 0 | 0 | 0 | 0 | 0 | 0 | 0 | 0 | 0 | 0 | 0 | 0 | 0 | 0 | 0 | 0 | 0 | 0 | 0 | 0 | 0 | 0 | 0 | 0 | 0 | 0 | 0 | 0 | 0 | 0 | 0
SCE Northern | Antelope | 66 | 2 | 1 | 4 | 1 | 1 | 3 | 1 | 2 | 3 | 1 | 1 | 4 | 3 | 1 | 1 | 3 | 0 | 0 | 0 | 0 | 0 | 0 | 0 | 0 | 6 | 0 | 0 | 0 | 0 | 0 | 1 | 6 | 0 | 0 | 0 | 0 | 0 | 0 | 0 | 0 | 0 | 6 | 0 | 0 | 0 | 0 | 0 | 1 | 6 | 0
SCE Northern | Antelope | 230 | 2 | 1 | 4 | 1 | 1 | 3 | 1 | 2 | 3 | 1 | 1 | 4 | 3 | 1 | 1 | 3 | 0 | 0 | 0 | 0 | 0 | 0 | 0 | 0 | 0 | 0 | 450 | 0 | 150 | 0 | 1 | 450 | 150 | 0 | 0 | 0 | 0 | 0 | 0 | 0 | 0 | 0 | 933 | 450 | 0 | 150 | 900 | 1 | 1383 | 1050
SCE Northern | Antelope | 500 | 2 | 1 | 4 | 1 | 1 | 3 | 1 | 2 | 3 | 1 | 1 | 4 | 3 | 1 | 1 | 3 | 0 | 0 | 0 | 0 | 0 | 0 | 0 | 0 | 0 | 0 | 1000 | 0 | 160 | 0 | 1 | 1000 | 160 | 0 | 0 | 0 | 0 | 0 | 0 | 0 | 0 | 0 | 0 | 1000 | 0 | 160 | 0 | 1 | 1000 | 160
PG&E NGBA | Arcata | 60 | 2 | 2 | 4 | 0 | 2 | 3 | 1 | 2 | 1 | 2 | 1 | 4 | 1 | 2 | 1 | 3 | 0 | 0 | 0 | 0 | 0 | 0 | 0 | 0 | 4 | 0 | 0 | 2.5 | 0 | 0 | 1 | 4 | 2.5 | 0 | 0 | 0 | 0 | 0 | 0 | 0 | 0 | 4 | 0 | 0 | 2.5 | 0 | 0 | 1 | 4 | 2.5
PG&E KERN | Arco | 230 | 1 | 1 | 4 | 0 | 1 | 1 | 3 | 1 | 3 | 1 | 1 | 4 | 3 | 1 | 4 | 1 | 0 | 0 | 0 | 0 | 0 | 0 | 0 | 0 | 4.79 | 1840 | 0 | 0 | 0 | 150 | 1 | 1844.79 | 150 | 0 | 0 | 0 | 0 | 0 | 0 | 0 | 0 | 4.79 | 1840 | 0 | 0 | 0 | 150 | 1 | 1844.79 | 150
PG&E KERN | Arco | 70 | 1 | 1 | 4 | 0 | 1 | 1 | 3 | 1 | 3 | 1 | 1 | 4 | 3 | 1 | 4 | 1 | 0 | 0 | 0 | 0 | 0 | 0 | 0 | 0 | 0 | 60 | 0 | 2 | 0 | 0 | 1 | 60 | 2 | 0 | 0 | 0 | 0 | 0 | 0 | 0 | 0 | 0 | 60 | 0 | 2 | 0 | 0 | 1 | 60 | 2
SCE Metro | ArcoGen | 230 | 1 | 1 | 1 | 0 | 1 | 1 | 3 | 1 | 3 | 1 | 4 | 1 | 3 | 1 | 4 | 1 | 0 | 0 | 0 | 0 | 0 | 0 | 0 | 0 | 0 | 0 | 0 | 0 | 920 | 0 | 1 | 0 | 920 | 0 | 0 | 0 | 0 | 0 | 0 | 0 | 0 | 0 | 0 | 0 | 0 | 920 | 0 | 1 | 0 | 920
SDGE | Artesian | 230 | 2 | 1 | 2 | 0 | 1 | 3 | 1 | 2 | 3 | 1 | 3 | 2 | 3 | 1 | 1 | 3 | 0 | 0 | 0 | 0 | 0 | 0 | 0 | 0 | 0 | 0 | 0 | 0 | 0 | 0 | 0 | 0 | 0 | 0 | 0 | 0 | 0 | 0 | 0 | 0 | 0 | 0 | 0 | 0 | 0 | 0 | 0 | 0 | 0 | 0
SDGE | Artesian | 69 | 2 | 1 | 2 | 0 | 1 | 3 | 1 | 2 | 3 | 1 | 3 | 2 | 3 | 1 | 1 | 3 | 0 | 0 | 0 | 0 | 0 | 0 | 0 | 0 | 0 | 0 | 0 | 0 | 0 | 0 | 0 | 0 | 0 | 0 | 0 | 0 | 0 | 0 | 0 | 0 | 0 | 0 | 0 | 0 | 0 | 0 | 0 | 0 | 0 | 0
PG&E FRESNO | Ashlan | 230 | 1 | 1 | 2 | 0 | 2 | 1 | 3 | 1 | 3 | 1 | 3 | 2 | 1 | 2 | 4 | 1 | 0 | 0 | 0 | 0 | 0 | 0 | 0 | 0 | 0 | 0 | 0 | 0 | 0 | 0 | 0 | 0 | 0 | 0 | 0 | 0 | 0 | 0 | 0 | 0 | 0 | 0 | 0 | 0 | 0 | 0 | 0 | 0 | 0 | 0
PG&E NGBA | Atlantic | 115 | 2 | 1 | 2 | 0 | 2 | 3 | 1 | 2 | 3 | 1 | 3 | 2 | 1 | 2 | 1 | 3 | 0 | 0 | 0 | 0 | 0 | 0 | 0 | 0 | 0 | 0 | 0 | 0 | 0 | 0 | 0 | 0 | 0 | 0 | 0 | 0 | 0 | 0 | 0 | 0 | 0 | 0 | 0 | 0 | 0 | 0 | 0 | 0 | 0 | 0
PG&E NGBA | Atlantic | 230 | 2 | 1 | 2 | 0 | 2 | 3 | 1 | 2 | 3 | 1 | 3 | 2 | 1 | 2 | 1 | 3 | 0 | 0 | 0 | 0 | 0 | 0 | 0 | 0 | 0 | 0 | 0 | 0 | 0 | 0 | 0 | 0 | 0 | 0 | 0 | 0 | 0 | 0 | 0 | 0 | 0 | 0 | 0 | 0 | 0 | 0 | 0 | 0 | 0 | 0
PG&E NGBA | Atlantic | 60 | 2 | 1 | 2 | 0 | 2 | 3 | 1 | 2 | 3 | 1 | 3 | 2 | 1 | 2 | 1 | 3 | 0 | 0 | 0 | 0 | 0 | 0 | 0 | 0 | 0 | 0 | 0 | 0 | 0 | 0 | 0 | 0 | 0 | 0 | 0 | 0 | 0 | 0 | 0 | 0 | 0 | 0 | 0 | 0 | 0 | 0 | 0 | 0 | 0 | 0
PG&E FRESNO | Atwater | 115 | 1 | 1 | 1 | 1 | 2 | 1 | 3 | 1 | 3 | 1 | 4 | 2 | 1 | 2 | 4 | 1 | 0 | 0 | 0 | 0 | 0 | 0 | 0 | 0 | 2 | 0 | 0 | 0 | 0 | 0 | 1 | 2 | 0 | 0 | 0 | 0 | 0 | 0 | 0 | 0 | 0 | 2 | 0 | 0 | 0 | 0 | 0 | 1 | 2 | 0
PG&E GBA | Avena | 115 | 1 | 1 | 3 | 0 | 2 | 1 | 3 | 1 | 3 | 1 | 2 | 3 | 1 | 2 | 4 | 1 | 0 | 0 | 0 | 0 | 0 | 0 | 0 | 0 | 0 | 100 | 0 | 0 | 0 | 0 | 1 | 100 | 0 | 0 | 0 | 0 | 0 | 0 | 0 | 0 | 0 | 0 | 100 | 0 | 0 | 0 | 0 | 1 | 100 | 0
SDGE | Avocado | 69 | 2 | 1 | 3 | 0 | 1 | 3 | 1 | 2 | 3 | 1 | 2 | 3 | 3 | 1 | 1 | 3 | 0 | 0 | 0 | 0 | 0 | 0 | 0 | 0 | 0 | 0 | 0 | 0 | 0 | 0 | 0 | 0 | 0 | 0 | 0 | 0 | 0 | 0 | 0 | 0 | 0 | 0 | 0 | 0 | 0 | 0 | 0 | 0 | 0 | 0
PG&E NGBA | Bahia | 230 | 2 | 1 | 1 | 0 | 1 | 2 | 1 | 2 | 3 | 1 | 4 | 1 | 3 | 1 | 3 | 2 | 0 | 0 | 0 | 0 | 0 | 0 | 0 | 0 | 0 | 0 | 200 | 0 | 0 | 0 | 1 | 200 | 0 | 0 | 0 | 0 | 0 | 0 | 0 | 0 | 0 | 0 | 0 | 200 | 0 | 0 | 0 | 1 | 200 | 0
SCE Northern | Bailey | 230 | 1 | 1 | 4 | 0 | 1 | 3 | 3 | 1 | 3 | 1 | 1 | 4 | 3 | 1 | 1 | 3 | 0 | 0 | 0 | 0 | 0 | 0 | 0 | 0 | 0 | 0 | 0 | 0 | 0 | 0 | 0 | 0 | 0 | 0 | 0 | 0 | 0 | 0 | 0 | 0 | 0 | 0 | 0 | 0 | 0 | 0 | 0 | 0 | 0 | 0
SCE NOL | Baker | 115 | 2 | 2 | 4 | 1 | 1 | 1 | 1 | 2 | 1 | 2 | 1 | 4 | 3 | 1 | 4 | 1 | 0 | 0 | 0 | 0 | 0 | 0 | 0 | 0 | 0 | 0 | 0 | 0 | 0 | 0 | 0 | 0 | 0 | 0 | 0 | 0 | 0 | 0 | 0 | 0 | 0 | 0 | 0 | 0 | 0 | 0 | 0 | 0 | 0 | 0
PG&E KERN | Bakersfield | 230 | 1 | 1 | 2 | 1 | 1 | 1 | 3 | 1 | 3 | 1 | 3 | 3 | 3 | 1 | 4 | 1 | 0 | 0 | 0 | 0 | 0 | 0 | 0 | 0 | 0 | 0 | 0 | 0 | 0 | 0 | 0 | 0 | 0 | 0 | 0 | 0 | 0 | 0 | 0 | 0 | 0 | 0 | 0 | 0 | 0 | 0 | 0 | 0 | 0 | 0
PG&E FRESNO | Balch | 230 | 1 | 1 | 4 | 0 | 2 | 3 | 3 | 1 | 3 | 1 | 1 | 4 | 1 | 2 | 1 | 3 | 0 | 0 | 0 | 0 | 0 | 0 | 0 | 0 | 0 | 0 | 0 | 0 | 0 | 0 | 0 | 0 | 0 | 0 | 0 | 0 | 0 | 0 | 0 | 0 | 0 | 0 | 0 | 0 | 0 | 0 | 0 | 0 | 0 | 0
SCE Eastern | Bannister | 230 | 2 | 1 | 2 | 0 | 2 | 1 | 1 | 2 | 3 | 1 | 3 | 2 | 1 | 2 | 4 | 1 | 0 | 0 | 0 | 0 | 0 | 0 | 0 | 0 | 0 | 0 | 0 | 0 | 0 | 0 | 0 | 0 | 0 | 0 | 0 | 0 | 0 | 0 | 0 | 0 | 0 | 0 | 0 | 0 | 0 | 0 | 0 | 0 | 0 | 0
SCE Metro | Barre | 230 | 1 | 1 | 1 | 0 | 1 | 1 | 3 | 1 | 3 | 1 | 4 | 1 | 3 | 1 | 4 | 1 | 0 | 0 | 0 | 0 | 0 | 0 | 0 | 0 | 0 | 0 | 0 | 0 | 935 | 0 | 1 | 0 | 935 | 0 | 0 | 0 | 0 | 0 | 0 | 0 | 0 | 0 | 0 | 0 | 0 | 935 | 0 | 1 | 0 | 935
SDGE | Bay Boulevard | 69 | 2 | 1 | 1 | 1 | 1 | 1 | 1 | 2 | 3 | 1 | 4 | 2 | 3 | 1 | 4 | 1 | 0 | 0 | 0 | 0 | 0 | 0 | 0 | 0 | 0 | 0 | 0 | 0 | 0 | 0 | 0 | 0 | 0 | 0 | 0 | 0 | 0 | 0 | 0 | 0 | 0 | 0 | 0 | 0 | 0 | 0 | 0 | 0 | 0 | 0
SDGE | Bay Boulevard | 230 | 2 | 1 | 1 | 1 | 1 | 1 | 1 | 2 | 3 | 1 | 4 | 2 | 3 | 1 | 4 | 1 | 0 | 0 | 0 | 0 | 0 | 0 | 0 | 0 | 0 | 0 | 0 | 0 | 0 | 0 | 0 | 0 | 0 | 0 | 0 | 0 | 0 | 0 | 0 | 0 | 0 | 0 | 0 | 0 | 0 | 0 | 0 | 0 | 0 | 0
EOP | Beatty | 138 | 2 | 2 | 4 | 0 | 1 | 3 | 1 | 2 | 1 | 2 | 1 | 4 | 3 | 1 | 1 | 3 | 0 | 0 | 0 | 0 | 0 | 0 | 0 | 0 | 0 | 0 | 0 | 0 | 0 | 0 | 0 | 0 | 0 | 0 | 0 | 0 | 0 | 0 | 0 | 0 | 0 | 0 | 0 | 0 | 0 | 0 | 0 | 0 | 0 | 0
EOP | Beatty | 230 | 2 | 2 | 4 | 0 | 1 | 3 | 1 | 2 | 1 | 2 | 1 | 4 | 3 | 1 | 1 | 3 | 436 | 0 | 0 | 0 | 0 | 0 | 0 | 0 | 0 | 0 | 0 | 0 | 170 | 500 | 1 | 436 | 670 | 436 | 0 | 0 | 0 | 0 | 0 | 0 | 0 | 0 | 0 | 0 | 0 | 170 | 500 | 1 | 436 | 670
PG&E NGBA | Belden | 230 | 2 | 2 | 4 | 0 | 1 | 3 | 1 | 2 | 1 | 2 | 1 | 4 | 3 | 1 | 1 | 3 | 0 | 0 | 0 | 0 | 0 | 0 | 0 | 0 | 0 | 0 | 0 | 0 | 0 | 0 | 0 | 0 | 0 | 0 | 0 | 0 | 0 | 0 | 0 | 0 | 0 | 0 | 0 | 0 | 0 | 0 | 0 | 0 | 0 | 0
PG&E NGBA | Bell | 115 | 2 | 1 | 4 | 0 | 2 | 3 | 1 | 2 | 3 | 1 | 1 | 4 | 1 | 2 | 1 | 3 | 0 | 0 | 0 | 0 | 0 | 0 | 0 | 0 | 0 | 0 | 0 | 0 | 0 | 0 | 0 | 0 | 0 | 0 | 0 | 0 | 0 | 0 | 0 | 0 | 0 | 0 | 0 | 0 | 0 | 0 | 0 | 0 | 0 | 0
PG&E NGBA | Bellevue | 115 | 2 | 1 | 2 | 0 | 2 | 2 | 1 | 2 | 3 | 1 | 3 | 2 | 1 | 2 | 3 | 2 | 0 | 0 | 0 | 0 | 0 | 0 | 0 | 0 | 0 | 0 | 0 | 0 | 0 | 0 | 0 | 0 | 0 | 0 | 0 | 0 | 0 | 0 | 0 | 0 | 0 | 0 | 0 | 0 | 0 | 0 | 0 | 0 | 0 | 0
PG&E GBA | Bellota | 115 | 1 | 1 | 4 | 1 | 2 | 3 | 3 | 1 | 3 | 1 | 1 | 4 | 1 | 2 | 1 | 3 | 0 | 0 | 0 | 0 | 0 | 0 | 0 | 0 | 0 | 0 | 0 | 0 | 0 | 0 | 0 | 0 | 0 | 0 | 0 | 0 | 0 | 0 | 0 | 0 | 0 | 0 | 0 | 0 | 0 | 0 | 0 | 0 | 0 | 0
PG&E GBA | Bellota | 230 | 1 | 1 | 4 | 1 | 2 | 3 | 3 | 1 | 3 | 1 | 1 | 4 | 1 | 2 | 1 | 3 | 0 | 0 | 0 | 0 | 0 | 0 | 0 | 0 | 0 | 0 | 0 | 0 | 0 | 400 | 1 | 0 | 400 | 0 | 0 | 0 | 0 | 0 | 0 | 0 | 0 | 0 | 10 | 0 | 0 | 0 | 400 | 1 | 10 | 400
SCE Northern | Big Creek | 230 | 1 | 1 | 4 | 0 | 2 | 3 | 3 | 1 | 3 | 1 | 1 | 4 | 1 | 2 | 1 | 3 | 0 | 0 | 0 | 0 | 0 | 0 | 0 | 0 | 0 | 200 | 0 | 0 | 0 | 0 | 1 | 200 | 0 | 0 | 0 | 0 | 0 | 0 | 0 | 0 | 0 | 0 | 200 | 0 | 0 | 0 | 0 | 1 | 200 | 0
PG&E FRESNO | Biola | 70 | 1 | 1 | 4 | 0 | 2 | 1 | 3 | 1 | 3 | 1 | 1 | 4 | 1 | 2 | 4 | 1 | 0 | 0 | 0 | 0 | 0 | 0 | 0 | 0 | 0 | 0 | 0 | 0 | 0 | 0 | 0 | 0 | 0 | 0 | 0 | 0 | 0 | 0 | 0 | 0 | 0 | 0 | 0 | 0 | 0 | 0 | 0 | 0 | 0 | 0
PG&E GBA | Birds Landing | 230 | 2 | 1 | 3 | 1 | 1 | 1 | 1 | 2 | 3 | 1 | 2 | 4 | 3 | 1 | 4 | 1 | 0 | 0 | 0 | 0 | 0 | 0 | 0 | 0 | 0 | 0 | 100 | 0 | 0 | 0 | 1 | 100 | 0 | 0 | 0 | 0 | 0 | 0 | 0 | 0 | 0 | 0 | 0 | 100 | 0 | 0 | 0 | 1 | 100 | 0
SCE Northern | Bliss | 66 | 1 | 1 | 4 | 0 | 1 | 1 | 3 | 1 | 3 | 1 | 1 | 4 | 3 | 1 | 4 | 1 | 0 | 0 | 0 | 0 | 0 | 0 | 0 | 0 | 0 | 0 | 0 | 0 | 0 | 0 | 0 | 0 | 0 | 0 | 0 | 0 | 0 | 0 | 0 | 0 | 0 | 0 | 0 | 0 | 0 | 0 | 0 | 0 | 0 | 0
SCE Eastern | Blythe | 161 | 2 | 2 | 2 | 0 | 1 | 1 | 1 | 2 | 1 | 2 | 3 | 2 | 3 | 1 | 4 | 1 | 0 | 0 | 0 | 0 | 0 | 0 | 0 | 0 | 0 | 0 | 160 | 160 | 0 | 0 | 1 | 160 | 160 | 0 | 0 | 0 | 0 | 0 | 0 | 0 | 0 | 0 | 0 | 160 | 160 | 0 | 0 | 1 | 160 | 160
PG&E NGBA | Bogue | 115 | 2 | 2 | 2 | 0 | 1 | 2 | 1 | 2 | 1 | 2 | 3 | 2 | 3 | 1 | 3 | 2 | 0 | 0 | 0 | 0 | 0 | 0 | 0 | 0 | 0 | 0 | 0 | 0 | 0 | 0 | 0 | 0 | 0 | 0 | 0 | 0 | 0 | 0 | 0 | 0 | 0 | 0 | 0 | 0 | 0 | 0 | 0 | 0 | 0 | 0
PG&E FRESNO | Borden | 230 | 1 | 1 | 4 | 0 | 2 | 1 | 3 | 1 | 3 | 1 | 1 | 4 | 1 | 2 | 4 | 1 | 0 | 0 | 0 | 0 | 0 | 0 | 0 | 0 | 0 | 0 | 0 | 0 | 0 | 0 | 0 | 0 | 0 | 0 | 0 | 0 | 0 | 0 | 0 | 0 | 0 | 0 | 0 | 0 | 0 | 0 | 0 | 0 | 0 | 0
PG&E FRESNO | Borden | 70 | 1 | 1 | 4 | 0 | 2 | 1 | 3 | 1 | 3 | 1 | 1 | 4 | 1 | 2 | 4 | 1 | 0 | 0 | 0 | 0 | 0 | 0 | 0 | 0 | 0 | 0 | 0 | 0 | 0 | 0 | 0 | 0 | 0 | 0 | 0 | 0 | 0 | 0 | 0 | 0 | 0 | 0 | 0 | 0 | 0 | 0 | 0 | 0 | 0 | 0
SDGE | Boulevard East | 138 | 2 | 1 | 4 | 0 | 1 | 3 | 1 | 2 | 3 | 1 | 1 | 4 | 3 | 1 | 1 | 3 | 0 | 0 | 180 | 0 | 0 | 0 | 0 | 0 | 0 | 0 | 82.6 | 0 | 0 | 0 | 1 | 262.6 | 0 | 0 | 0 | 180 | 0 | 0 | 0 | 0 | 0 | 0 | 0 | 82.6 | 0 | 0 | 0 | 1 | 262.6 | 0
SDGE | Boulevard East | 69 | 2 | 1 | 4 | 0 | 1 | 3 | 1 | 2 | 3 | 1 | 1 | 4 | 3 | 1 | 1 | 3 | 0 | 0 | 0 | 0 | 0 | 0 | 0 | 0 | 0 | 0 | 17.4 | 17.4 | 0 | 0 | 1 | 17.4 | 17.4 | 0 | 0 | 0 | 0 | 0 | 0 | 0 | 0 | 0 | 0 | 17.4 | 17.4 | 0 | 0 | 1 | 17.4 | 17.4
PG&E GBA | Brentwood | 230 | 2 | 1 | 3 | 1 | 1 | 3 | 1 | 2 | 3 | 1 | 2 | 4 | 3 | 1 | 1 | 3 | 0 | 0 | 0 | 0 | 0 | 0 | 0 | 0 | 2 | 0 | 89.5 | 0 | 0 | 0 | 1 | 91.5 | 0 | 0 | 0 | 0 | 0 | 0 | 0 | 0 | 0 | 2 | 0 | 89.5 | 0 | 0 | 0 | 1 | 91.5 | 0
PG&E NGBA | Bridgeville | 115 | 2 | 2 | 4 | 0 | 2 | 3 | 1 | 2 | 1 | 2 | 1 | 4 | 1 | 2 | 1 | 3 | 185.7 | 0 | 0 | 0 | 0 | 0 | 0 | 0 | 0 | 0 | 0 | 0 | 0 | 0 | 1 | 185.7 | 0 | 185.7 | 0 | 212 | 0 | 0 | 0 | 0 | 0 | 0 | 0 | 0 | 0 | 0 | 0 | 1 | 397.7 | 0
PG&E NGBA | Brighton | 115 | 2 | 1 | 2 | 0 | 2 | 1 | 1 | 2 | 3 | 1 | 3 | 2 | 1 | 2 | 4 | 1 | 0 | 0 | 0 | 0 | 0 | 0 | 0 | 0 | 0 | 0 | 0 | 0 | 0 | 0 | 0 | 0 | 0 | 0 | 0 | 0 | 0 | 0 | 0 | 0 | 0 | 0 | 0 | 0 | 0 | 0 | 0 | 0 | 0 | 0
PG&E NGBA | Brighton | 230 | 2 | 1 | 2 | 0 | 2 | 1 | 1 | 2 | 3 | 1 | 3 | 2 | 1 | 2 | 4 | 1 | 0 | 0 | 0 | 0 | 0 | 0 | 0 | 0 | 0 | 0 | 0 | 0 | 0 | 0 | 0 | 0 | 0 | 0 | 0 | 0 | 0 | 0 | 0 | 0 | 0 | 0 | 0 | 0 | 0 | 0 | 0 | 0 | 0 | 0
PG&E NGBA | Brunswick | 115 | 2 | 1 | 4 | 0 | 1 | 3 | 1 | 2 | 3 | 1 | 1 | 4 | 3 | 1 | 1 | 3 | 0 | 0 | 0 | 0 | 0 | 0 | 0 | 0 | 0 | 0 | 0 | 0 | 0 | 0 | 0 | 0 | 0 | 0 | 0 | 0 | 0 | 0 | 0 | 0 | 0 | 0 | 0 | 0 | 0 | 0 | 0 | 0 | 0 | 0
PG&E NGBA | Bucks Creek | 230 | 2 | 2 | 4 | 0 | 1 | 3 | 1 | 2 | 1 | 2 | 1 | 4 | 3 | 1 | 1 | 3 | 0 | 0 | 0 | 0 | 0 | 0 | 0 | 0 | 0 | 0 | 0 | 0 | 0 | 0 | 0 | 0 | 0 | 0 | 0 | 0 | 0 | 0 | 0 | 0 | 0 | 0 | 0 | 0 | 0 | 0 | 0 | 0 | 0 | 0
PG&E KERN | Buena Vista | 230 | 2 | 2 | 3 | 1 | 2 | 1 | 1 | 2 | 1 | 2 | 2 | 4 | 1 | 2 | 4 | 1 | 0 | 0 | 0 | 0 | 0 | 0 | 0 | 0 | 0 | 0 | 0 | 0 | 0 | 0 | 0 | 0 | 0 | 0 | 0 | 0 | 0 | 0 | 0 | 0 | 0 | 0 | 0 | 0 | 0 | 0 | 0 | 0 | 0 | 0
PG&E FRESNO | Bullard | 115 | 1 | 1 | 1 | 0 | 2 | 2 | 3 | 1 | 3 | 1 | 4 | 1 | 1 | 2 | 3 | 2 | 0 | 0 | 0 | 0 | 0 | 0 | 0 | 0 | 0 | 0 | 0 | 0 | 0 | 0 | 0 | 0 | 0 | 0 | 0 | 0 | 0 | 0 | 0 | 0 | 0 | 0 | 0 | 0 | 0 | 0 | 0 | 0 | 0 | 0
PG&E GBA | Burlingame | 115 | 2 | 1 | 2 | 1 | 1 | 2 | 1 | 2 | 3 | 1 | 3 | 3 | 3 | 1 | 3 | 2 | 0 | 0 | 0 | 0 | 0 | 0 | 0 | 0 | 0 | 0 | 0 | 0 | 0 | 0 | 0 | 0 | 0 | 0 | 0 | 0 | 0 | 0 | 0 | 0 | 0 | 0 | 88 | 0 | 0 | 0 | 0 | 1 | 88 | 0
PG&E NGBA | Burney Forest | 230 | 2 | 2 | 4 | 1 | 2 | 3 | 1 | 2 | 1 | 2 | 1 | 4 | 1 | 2 | 1 | 3 | 0 | 0 | 0 | 0 | 0 | 0 | 0 | 0 | 0 | 0 | 0 | 0 | 0 | 0 | 0 | 0 | 0 | 0 | 0 | 0 | 0 | 0 | 0 | 0 | 0 | 0 | 0 | 0 | 0 | 0 | 0 | 0 | 0 | 0
PG&E NGBA | Butte | 115 | 2 | 1 | 4 | 0 | 2 | 2 | 1 | 2 | 3 | 1 | 1 | 4 | 1 | 2 | 3 | 2 | 0 | 0 | 0 | 0 | 0 | 0 | 0 | 0 | 0 | 0 | 0 | 0 | 0 | 0 | 0 | 0 | 0 | 0 | 0 | 0 | 0 | 0 | 0 | 0 | 0 | 0 | 0 | 0 | 0 | 0 | 0 | 0 | 0 | 0
PG&E KERN | Cabrillo | 115 | 2 | 2 | 4 | 1 | 1 | 3 | 1 | 2 | 1 | 2 | 1 | 4 | 3 | 1 | 1 | 3 | 0 | 0 | 0 | 0 | 0 | 0 | 0 | 0 | 0 | 0 | 0 | 0 | 0 | 0 | 0 | 0 | 0 | 0 | 0 | 0 | 0 | 0 | 0 | 0 | 0 | 0 | 0 | 0 | 0 | 0 | 0 | 0 | 0 | 0
PG&E FRESNO | Cal Flats | 230 | 2 | 2 | 4 | 0 | 2 | 2 | 1 | 2 | 1 | 2 | 1 | 4 | 1 | 2 | 3 | 2 | 0 | 0 | 0 | 0 | 0 | 0 | 0 | 0 | 0 | 0 | 0 | 0 | 0 | 0 | 0 | 0 | 0 | 0 | 0 | 0 | 0 | 0 | 0 | 0 | 0 | 0 | 0 | 0 | 0 | 0 | 0 | 0 | 0 | 0
SCE NOL | Calcite | 230 | 2 | 1 | 4 | 0 | 1 | 3 | 1 | 2 | 3 | 1 | 1 | 4 | 3 | 1 | 1 | 3 | 0 | 0 | 0 | 0 | 0 | 0 | 0 | 0 | 0 | 165 | 0 | 0 | 0 | 0 | 1 | 165 | 0 | 0 | 0 | 0 | 0 | 0 | 0 | 0 | 0 | 0 | 165 | 300 | 0 | 0 | 0 | 1 | 465 | 0
PG&E KERN | Caliente | 230 | 2 | 1 | 4 | 0 | 2 | 2 | 1 | 2 | 3 | 1 | 1 | 4 | 1 | 2 | 3 | 2 | 0 | 0 | 0 | 0 | 0 | 0 | 0 | 0 | 0 | 0 | 0 | 0 | 0 | 150 | 1 | 0 | 150 | 0 | 0 | 0 | 0 | 0 | 0 | 0 | 0 | 0 | 0 | 0 | 0 | 0 | 150 | 1 | 0 | 150
PG&E FRESNO | California Ave | 115 | 1 | 1 | 2 | 0 | 2 | 1 | 3 | 1 | 3 | 1 | 3 | 2 | 1 | 2 | 4 | 1 | 0 | 0 | 0 | 0 | 0 | 0 | 0 | 0 | 0 | 0 | 0 | 0 | 0 | 0 | 0 | 0 | 0 | 0 | 0 | 0 | 0 | 0 | 0 | 0 | 0 | 0 | 0 | 0 | 0 | 0 | 0 | 0 | 0 | 0
PG&E KERN | Callender | 115 | 2 | 2 | 4 | 1 | 2 | 2 | 1 | 2 | 1 | 2 | 1 | 4 | 1 | 2 | 3 | 2 | 0 | 0 | 0 | 0 | 0 | 0 | 0 | 0 | 0 | 0 | 0 | 0 | 0 | 0 | 0 | 0 | 0 | 0 | 0 | 0 | 0 | 0 | 0 | 0 | 0 | 0 | 0 | 0 | 0 | 0 | 0 | 0 | 0 | 0
PG&E NGBA | Calpella | 115 | 2 | 2 | 4 | 1 | 2 | 3 | 1 | 2 | 1 | 2 | 1 | 4 | 1 | 2 | 1 | 3 | 0 | 0 | 0 | 0 | 0 | 0 | 0 | 0 | 4 | 0 | 0 | 0 | 0 | 0 | 1 | 4 | 0 | 0 | 0 | 0 | 0 | 0 | 0 | 0 | 0 | 4 | 0 | 0 | 0 | 0 | 0 | 1 | 4 | 0
PG&E GBA | Camanche | 230 | 1 | 1 | 3 | 1 | 2 | 3 | 3 | 1 | 3 | 1 | 2 | 4 | 1 | 2 | 1 | 3 | 0 | 0 | 0 | 0 | 0 | 0 | 0 | 0 | 0 | 0 | 0 | 0 | 0 | 0 | 0 | 0 | 0 | 0 | 0 | 0 | 0 | 0 | 0 | 0 | 0 | 0 | 0 | 0 | 0 | 0 | 0 | 0 | 0 | 0
SDGE | Cameron | 69 | 1 | 1 | 2 | 0 | 1 | 1 | 3 | 1 | 3 | 1 | 3 | 2 | 3 | 1 | 4 | 1 | 0 | 0 | 0 | 0 | 0 | 0 | 0 | 0 | 0 | 0 | 0 | 0 | 0 | 0 | 0 | 0 | 0 | 0 | 0 | 0 | 0 | 0 | 0 | 0 | 0 | 0 | 0 | 0 | 0 | 0 | 0 | 0 | 0 | 0
SDGE | Cannon | 69 | 2 | 1 | 1 | 0 | 1 | 3 | 1 | 2 | 3 | 1 | 4 | 1 | 3 | 1 | 1 | 3 | 0 | 0 | 0 | 0 | 0 | 0 | 0 | 0 | 0 | 0 | 0 | 0 | 0 | 0 | 0 | 0 | 0 | 0 | 0 | 0 | 0 | 0 | 0 | 0 | 0 | 0 | 0 | 0 | 0 | 0 | 0 | 0 | 0 | 0
PG&E FRESNO | Cantua | 115 | 1 | 1 | 4 | 0 | 2 | 1 | 3 | 1 | 3 | 1 | 1 | 4 | 1 | 2 | 4 | 1 | 0 | 0 | 0 | 0 | 0 | 0 | 0 | 0 | 0 | 0 | 0 | 0 | 0 | 0 | 0 | 0 | 0 | 0 | 0 | 0 | 0 | 0 | 0 | 0 | 0 | 0 | 100 | 0 | 0 | 0 | 0 | 1 | 100 | 0
SDGE | Capistrano | 138 | 1 | 1 | 2 | 0 | 1 | 3 | 3 | 1 | 3 | 1 | 3 | 2 | 3 | 1 | 1 | 3 | 0 | 0 | 0 | 0 | 0 | 0 | 0 | 0 | 0 | 0 | 0 | 0 | 25 | 0 | 1 | 0 | 25 | 0 | 0 | 0 | 0 | 0 | 0 | 0 | 0 | 0 | 0 | 0 | 0 | 25 | 0 | 1 | 0 | 25
SDGE | Capistrano | 230 | 1 | 1 | 2 | 0 | 1 | 3 | 3 | 1 | 3 | 1 | 3 | 2 | 3 | 1 | 1 | 3 | 0 | 0 | 0 | 0 | 0 | 0 | 0 | 0 | 0 | 0 | 0 | 0 | 25 | 0 | 1 | 0 | 25 | 0 | 0 | 0 | 0 | 0 | 0 | 0 | 0 | 0 | 0 | 0 | 0 | 25 | 0 | 1 | 0 | 25
PG&E NGBA | Carberry | 230 | 2 | 2 | 4 | 1 | 2 | 3 | 1 | 2 | 1 | 2 | 1 | 4 | 1 | 2 | 1 | 3 | 0 | 0 | 0 | 0 | 0 | 0 | 0 | 0 | 0 | 0 | 0 | 0 | 0 | 0 | 0 | 0 | 0 | 0 | 0 | 0 | 0 | 0 | 0 | 0 | 0 | 0 | 0 | 0 | 0 | 0 | 0 | 0 | 0 | 0
SCE Eastern | Cardiff | 66 | 1 | 1 | 2 | 0 | 1 | 1 | 3 | 1 | 3 | 1 | 3 | 2 | 3 | 1 | 4 | 1 | 0 | 0 | 0 | 0 | 0 | 0 | 0 | 0 | 0 | 0 | 0 | 0 | 0 | 0 | 0 | 0 | 0 | 0 | 0 | 0 | 0 | 0 | 0 | 0 | 0 | 0 | 0 | 0 | 0 | 0 | 0 | 0 | 0 | 0
PG&E NGBA | Caribou | 60 | 2 | 2 | 4 | 0 | 1 | 3 | 1 | 2 | 1 | 2 | 1 | 4 | 3 | 1 | 1 | 3 | 0 | 0 | 0 | 0 | 0 | 0 | 0 | 0 | 0 | 0 | 0 | 0 | 0 | 0 | 0 | 0 | 0 | 0 | 0 | 0 | 0 | 0 | 0 | 0 | 0 | 0 | 0 | 0 | 0 | 0 | 0 | 0 | 0 | 0
PG&E NGBA | Caribou | 115 | 2 | 2 | 4 | 0 | 1 | 3 | 1 | 2 | 1 | 2 | 1 | 4 | 3 | 1 | 1 | 3 | 0 | 0 | 0 | 0 | 0 | 0 | 0 | 0 | 0 | 0 | 0 | 0 | 0 | 0 | 0 | 0 | 0 | 0 | 0 | 0 | 0 | 0 | 0 | 0 | 0 | 0 | 0 | 0 | 0 | 0 | 0 | 0 | 0 | 0
PG&E NGBA | Caribou | 230 | 2 | 2 | 4 | 0 | 1 | 3 | 1 | 2 | 1 | 2 | 1 | 4 | 3 | 1 | 1 | 3 | 0 | 0 | 0 | 0 | 0 | 0 | 0 | 0 | 0 | 0 | 0 | 0 | 0 | 0 | 0 | 0 | 0 | 0 | 0 | 0 | 0 | 0 | 0 | 0 | 0 | 0 | 0 | 0 | 0 | 0 | 0 | 0 | 0 | 0
EOP | Carpenter Canyon (fka Gamebird) | 138 | 2 | 2 | 4 | 0 | 1 | 3 | 1 | 2 | 1 | 2 | 1 | 4 | 3 | 1 | 1 | 3 | 0 | 0 | 0 | 0 | 0 | 0 | 0 | 0 | 0 | 0 | 0 | 0 | 0 | 0 | 0 | 0 | 0 | 0 | 0 | 0 | 0 | 0 | 0 | 0 | 0 | 0 | 0 | 0 | 0 | 0 | 0 | 0 | 0 | 0
EOP | Carpenter Canyon (fka Gamebird) | 230 | 2 | 2 | 4 | 0 | 1 | 3 | 1 | 2 | 1 | 2 | 1 | 4 | 3 | 1 | 1 | 3 | 0 | 0 | 0 | 0 | 0 | 0 | 0 | 0 | 0 | 0 | 0 | 0 | 36.5 | 0 | 1 | 0 | 36.5 | 0 | 0 | 0 | 0 | 0 | 0 | 0 | 0 | 0 | 0 | 0 | 0 | 36.5 | 0 | 1 | 0 | 36.5
PG&E NGBA | Carquinez | 115 | 2 | 1 | 2 | 0 | 1 | 1 | 1 | 2 | 3 | 1 | 3 | 2 | 3 | 1 | 4 | 1 | 0 | 0 | 0 | 0 | 0 | 0 | 0 | 0 | 0 | 0 | 0 | 0 | 0 | 0 | 0 | 0 | 0 | 0 | 0 | 0 | 0 | 0 | 0 | 0 | 0 | 0 | 0 | 0 | 0 | 0 | 0 | 0 | 0 | 0
SDGE | Carrizo Gorge | 138 | 2 | 1 | 4 | 0 | 1 | 3 | 1 | 2 | 3 | 1 | 1 | 4 | 3 | 1 | 1 | 3 | 0 | 0 | 0 | 0 | 0 | 0 | 0 | 0 | 0 | 0 | 0 | 70 | 0 | 0 | 1 | 0 | 70 | 0 | 0 | 0 | 0 | 0 | 0 | 0 | 0 | 0 | 0 | 0 | 70 | 0 | 0 | 1 | 0 | 70
PG&E KERN | Carrizo Plains | 115 | 2 | 1 | 4 | 0 | 2 | 2 | 1 | 2 | 3 | 1 | 1 | 4 | 1 | 2 | 3 | 2 | 0 | 0 | 0 | 0 | 0 | 0 | 0 | 0 | 0 | 0 | 0 | 0 | 0 | 0 | 0 | 0 | 0 | 0 | 0 | 0 | 0 | 0 | 0 | 0 | 0 | 0 | 0 | 0 | 0 | 0 | 0 | 0 | 0 | 0
PG&E KERN | Casaloma | 230 | 1 | 1 | 2 | 1 | 1 | 1 | 3 | 1 | 3 | 1 | 3 | 3 | 3 | 1 | 4 | 1 | 0 | 0 | 0 | 0 | 0 | 0 | 0 | 0 | 0 | 0 | 0 | 0 | 0 | 0 | 0 | 0 | 0 | 0 | 0 | 0 | 0 | 0 | 0 | 0 | 0 | 0 | 0 | 0 | 0 | 0 | 0 | 0 | 0 | 0
PG&E GBA | Castro Valley | 230 | 2 | 1 | 2 | 0 | 1 | 2 | 1 | 2 | 3 | 1 | 3 | 2 | 3 | 1 | 3 | 2 | 0 | 0 | 0 | 0 | 0 | 0 | 0 | 0 | 0 | 0 | 0 | 0 | 0 | 0 | 0 | 0 | 0 | 0 | 0 | 0 | 0 | 0 | 0 | 0 | 0 | 0 | 0 | 0 | 0 | 0 | 0 | 0 | 0 | 0
PG&E GBA | Cayetano | 230 | 2 | 1 | 3 | 0 | 1 | 3 | 1 | 2 | 3 | 1 | 2 | 3 | 3 | 1 | 1 | 3 | 0 | 0 | 0 | 0 | 0 | 0 | 0 | 0 | 0 | 0 | 0 | 0 | 0 | 0 | 0 | 0 | 0 | 0 | 0 | 0 | 0 | 0 | 0 | 0 | 0 | 0 | 0 | 0 | 0 | 0 | 0 | 0 | 0 | 0
SCE Metro | Center | 230 | 1 | 1 | 1 | 0 | 1 | 1 | 3 | 1 | 3 | 1 | 4 | 1 | 3 | 1 | 4 | 1 | 0 | 0 | 0 | 0 | 0 | 0 | 0 | 0 | 0 | 0 | 0 | 0 | 1000 | 0 | 1 | 0 | 1000 | 0 | 0 | 0 | 0 | 0 | 0 | 0 | 0 | 0 | 0 | 0 | 0 | 1000 | 0 | 1 | 0 | 1000
PG&E KERN | Charca | 115 | 1 | 1 | 4 | 0 | 1 | 1 | 3 | 1 | 3 | 1 | 1 | 4 | 3 | 1 | 4 | 1 | 0 | 0 | 0 | 0 | 0 | 0 | 0 | 0 | 4.62 | 0 | 0 | 0 | 0 | 0 | 1 | 4.62 | 0 | 0 | 0 | 0 | 0 | 0 | 0 | 0 | 0 | 4.62 | 0 | 0 | 0 | 0 | 0 | 1 | 4.62 | 0
EOP | Charleston | 138 | 2 | 2 | 4 | 0 | 1 | 3 | 1 | 2 | 1 | 2 | 1 | 4 | 3 | 1 | 1 | 3 | 0 | 0 | 0 | 0 | 0 | 0 | 0 | 0 | 0 | 0 | 0 | 0 | 0 | 0 | 0 | 0 | 0 | 0 | 0 | 0 | 0 | 0 | 0 | 0 | 0 | 0 | 0 | 0 | 0 | 0 | 0 | 0 | 0 | 0
SCE Metro | Chevmain | 230 | 1 | 1 | 1 | 0 | 1 | 1 | 3 | 1 | 3 | 1 | 4 | 1 | 3 | 1 | 4 | 1 | 0 | 0 | 0 | 0 | 0 | 0 | 0 | 0 | 0 | 0 | 0 | 0 | 1000 | 0 | 1 | 0 | 1000 | 0 | 0 | 0 | 0 | 0 | 0 | 0 | 0 | 0 | 0 | 0 | 0 | 1000 | 0 | 1 | 0 | 1000
SDGE | Chicarita | 138 | 2 | 1 | 2 | 1 | 1 | 3 | 1 | 2 | 3 | 1 | 3 | 3 | 3 | 1 | 1 | 3 | 0 | 0 | 0 | 0 | 0 | 0 | 0 | 0 | 0 | 0 | 0 | 0 | 0 | 0 | 0 | 0 | 0 | 0 | 0 | 0 | 0 | 0 | 0 | 0 | 0 | 0 | 0 | 0 | 0 | 0 | 0 | 0 | 0 | 0
SCE Metro | Chino | 230 | 1 | 1 | 1 | 0 | 1 | 2 | 3 | 1 | 3 | 1 | 4 | 1 | 3 | 1 | 3 | 2 | 0 | 0 | 0 | 0 | 0 | 0 | 0 | 0 | 0 | 0 | 0 | 225 | 800 | 0 | 1 | 0 | 1025 | 0 | 0 | 0 | 0 | 0 | 0 | 0 | 0 | 0 | 0 | 0 | 225 | 800 | 0 | 1 | 0 | 1025
PG&E FRESNO | Chowchilla | 115 | 1 | 1 | 1 | 0 | 2 | 2 | 3 | 1 | 3 | 1 | 4 | 1 | 1 | 2 | 3 | 2 | 0 | 0 | 0 | 0 | 0 | 0 | 0 | 0 | 7.56 | 0 | 0 | 0 | 0 | 0 | 1 | 7.56 | 0 | 0 | 0 | 0 | 0 | 0 | 0 | 0 | 0 | 7.56 | 0 | 0 | 0 | 0 | 0 | 1 | 7.56 | 0
PG&E GBA | Christie | 60 | 2 | 1 | 2 | 0 | 1 | 2 | 1 | 2 | 3 | 1 | 3 | 2 | 3 | 1 | 3 | 2 | 0 | 0 | 0 | 0 | 0 | 0 | 0 | 0 | 0 | 0 | 0 | 0 | 0 | 0 | 0 | 0 | 0 | 0 | 0 | 0 | 0 | 0 | 0 | 0 | 0 | 0 | 0 | 0 | 0 | 0 | 0 | 0 | 0 | 0
PG&E GBA | Christie | 115 | 2 | 1 | 2 | 0 | 1 | 2 | 1 | 2 | 3 | 1 | 3 | 2 | 3 | 1 | 3 | 2 | 0 | 0 | 0 | 0 | 0 | 0 | 0 | 0 | 0 | 0 | 0 | 0 | 0 | 0 | 0 | 0 | 0 | 0 | 0 | 0 | 0 | 0 | 0 | 0 | 0 | 0 | 0 | 0 | 0 | 0 | 0 | 0 | 0 | 0
SCE Eastern | Cielo Azul | 500 | 2 | 2 | 4 | 0 | 1 | 3 | 1 | 2 | 1 | 2 | 1 | 4 | 3 | 1 | 1 | 3 | 0 | 0 | 0 | 0 | 0 | 0 | 0 | 0 | 0 | 0 | 2520 | 471.516 | 562 | 0 | 1 | 2520 | 1033.516 | 0 | 0 | 0 | 0 | 0 | 0 | 0 | 0 | 0 | 0 | 2520 | 471.516 | 562 | 0 | 1 | 2520 | 1033.516
PG&E GBA | Clay | 60 | 2 | 1 | 2 | 1 | 1 | 3 | 1 | 2 | 3 | 1 | 3 | 3 | 3 | 1 | 1 | 3 | 0 | 0 | 0 | 0 | 0 | 0 | 0 | 0 | 0 | 0 | 0 | 0 | 0 | 0 | 0 | 0 | 0 | 0 | 0 | 0 | 0 | 0 | 0 | 0 | 0 | 0 | 0 | 0 | 0 | 0 | 0 | 0 | 0 | 0
PG&E GBA | Clayton | 115 | 2 | 1 | 3 | 1 | 1 | 2 | 1 | 2 | 3 | 1 | 2 | 4 | 3 | 1 | 3 | 2 | 0 | 0 | 0 | 0 | 0 | 0 | 0 | 0 | 0 | 0 | 0 | 0 | 0 | 0 | 0 | 0 | 0 | 0 | 0 | 0 | 0 | 0 | 0 | 0 | 0 | 0 | 0 | 0 | 0 | 0 | 0 | 0 | 0 | 0
PG&E NGBA | Cloverdale | 115 | 2 | 2 | 4 | 1 | 2 | 3 | 1 | 2 | 1 | 2 | 1 | 4 | 1 | 2 | 1 | 3 | 112.2 | 0 | 0 | 0 | 0 | 0 | 0 | 0 | 0 | 0 | 0 | 0 | 0 | 0 | 1 | 112.2 | 0 | 112.2 | 0 | 0 | 0 | 0 | 0 | 0 | 0 | 0 | 0 | 0 | 0 | 0 | 0 | 1 | 112.2 | 0
PG&E FRESNO | Clovis | 115 | 1 | 1 | 2 | 0 | 2 | 2 | 3 | 1 | 3 | 1 | 3 | 2 | 1 | 2 | 3 | 2 | 0 | 0 | 0 | 0 | 0 | 0 | 0 | 0 | 0 | 0 | 0 | 0 | 0 | 0 | 0 | 0 | 0 | 0 | 0 | 0 | 0 | 0 | 0 | 0 | 0 | 0 | 0 | 0 | 0 | 0 | 0 | 0 | 0 | 0
PG&E GBA | Coburn | 230 | 2 | 2 | 2 | 0 | 2 | 3 | 1 | 2 | 1 | 2 | 3 | 2 | 1 | 2 | 1 | 3 | 0 | 0 | 0 | 0 | 0 | 0 | 0 | 0 | 0 | 0 | 0 | 0 | 0 | 0 | 0 | 0 | 0 | 0 | 0 | 100 | 0 | 0 | 0 | 0 | 0 | 0 | 1244 | 0 | 0 | 0 | 0 | 1 | 1344 | 0
PG&E GBA | Coburn | 60 | 2 | 2 | 2 | 0 | 2 | 3 | 1 | 2 | 1 | 2 | 3 | 2 | 1 | 2 | 1 | 3 | 0 | 0 | 0 | 0 | 0 | 0 | 0 | 0 | 0 | 0 | 0 | 0 | 0 | 0 | 0 | 0 | 0 | 0 | 0 | 0 | 0 | 0 | 0 | 0 | 0 | 0 | 0 | 0 | 0 | 0 | 0 | 0 | 0 | 0
PG&E NGBA | Colgate | 230 | 2 | 1 | 4 | 0 | 1 | 3 | 1 | 2 | 3 | 1 | 1 | 4 | 3 | 1 | 1 | 3 | 0 | 0 | 0 | 0 | 0 | 0 | 0 | 0 | 0 | 0 | 0 | 0 | 0 | 0 | 0 | 0 | 0 | 0 | 0 | 0 | 0 | 0 | 0 | 0 | 0 | 0 | 0 | 0 | 0 | 0 | 0 | 0 | 0 | 0
PG&E GBA | Collierville | 230 | 2 | 1 | 4 | 1 | 1 | 3 | 1 | 2 | 3 | 1 | 1 | 4 | 3 | 1 | 1 | 3 | 0 | 0 | 0 | 0 | 0 | 0 | 0 | 0 | 0 | 0 | 0 | 0 | 0 | 0 | 0 | 0 | 0 | 0 | 0 | 0 | 0 | 0 | 0 | 0 | 0 | 0 | 0 | 0 | 0 | 0 | 0 | 0 | 0 | 0
PG&E GBA | Collinsville | 230 | 2 | 1 | 2 | 1 | 1 | 1 | 1 | 2 | 3 | 1 | 3 | 3 | 3 | 1 | 4 | 1 | 0 | 0 | 0 | 0 | 0 | 0 | 0 | 0 | 0 | 0 | 0 | 0 | 0 | 0 | 0 | 0 | 0 | 0 | 0 | 0 | 0 | 0 | 0 | 0 | 0 | 0 | 601 | 0 | 0 | 0 | 0 | 1 | 601 | 0
PG&E GBA | Collinsville | 500 | 2 | 1 | 2 | 1 | 1 | 1 | 1 | 2 | 3 | 1 | 3 | 3 | 3 | 1 | 4 | 1 | 0 | 0 | 0 | 0 | 0 | 0 | 0 | 0 | 0 | 0 | 0 | 0 | 0 | 0 | 0 | 0 | 0 | 0 | 0 | 0 | 0 | 0 | 0 | 0 | 0 | 0 | 0 | 0 | 0 | 0 | 0 | 0 | 0 | 0
SCE Eastern | Colorado River | 230 | 2 | 2 | 3 | 0 | 1 | 3 | 1 | 2 | 1 | 2 | 2 | 3 | 3 | 1 | 1 | 3 | 0 | 0 | 0 | 0 | 0 | 0 | 0 | 0 | 0 | 400 | 500 | 30 | 0 | 0 | 1 | 900 | 30 | 0 | 0 | 0 | 0 | 0 | 0 | 0 | 0 | 0 | 400 | 500 | 30 | 0 | 0 | 1 | 900 | 30
SCE Eastern | Colorado River | 500 | 2 | 2 | 3 | 0 | 1 | 3 | 1 | 2 | 1 | 2 | 2 | 3 | 3 | 1 | 1 | 3 | 0 | 0 | 0 | 0 | 0 | 0 | 0 | 0 | 0 | 350 | 350 | 0 | 0 | 0 | 1 | 700 | 0 | 0 | 0 | 0 | 0 | 0 | 0 | 0 | 0 | 0 | 0 | 0 | 0 | 0 | 0 | 0 | 0 | 0
PG&E KERN | Columbus | 115 | 1 | 1 | 2 | 0 | 1 | 2 | 3 | 1 | 3 | 1 | 3 | 2 | 3 | 1 | 3 | 2 | 0 | 0 | 0 | 0 | 0 | 0 | 0 | 0 | 0 | 100 | 0 | 0 | 0 | 0 | 1 | 100 | 0 | 0 | 0 | 0 | 0 | 0 | 0 | 0 | 0 | 0 | 100 | 0 | 0 | 0 | 0 | 1 | 100 | 0
PG&E GBA | Contra Costa | 115 | 2 | 1 | 1 | 1 | 1 | 2 | 1 | 2 | 3 | 1 | 4 | 2 | 3 | 1 | 3 | 2 | 0 | 0 | 0 | 0 | 0 | 0 | 0 | 0 | 0 | 0 | 0 | 0 | 0 | 0 | 0 | 0 | 0 | 0 | 0 | 0 | 0 | 0 | 0 | 0 | 0 | 0 | 0 | 0 | 0 | 0 | 0 | 0 | 0 | 0
PG&E GBA | Contra Costa | 230 | 2 | 1 | 1 | 1 | 1 | 2 | 1 | 2 | 3 | 1 | 4 | 2 | 3 | 1 | 3 | 2 | 0 | 0 | 0 | 0 | 0 | 0 | 0 | 0 | 0 | 0 | 0 | 0 | 0 | 0 | 0 | 0 | 0 | 0 | 0 | 0 | 0 | 0 | 0 | 0 | 0 | 0 | 0 | 0 | 0 | 0 | 0 | 0 | 0 | 0
PG&E GBA | Contra Costa PP | 230 | 2 | 1 | 1 | 0 | 1 | 2 | 1 | 2 | 3 | 1 | 4 | 1 | 3 | 1 | 3 | 2 | 0 | 0 | 0 | 0 | 0 | 0 | 0 | 0 | 0 | 0 | 0 | 0 | 0 | 0 | 0 | 0 | 0 | 0 | 0 | 0 | 0 | 0 | 0 | 0 | 0 | 0 | 0 | 0 | 0 | 0 | 0 | 0 | 0 | 0
SCE NOL | Control | 115 | 2 | 2 | 4 | 0 | 1 | 3 | 1 | 2 | 1 | 2 | 1 | 4 | 3 | 1 | 1 | 3 | 177 | 0 | 0 | 0 | 0 | 0 | 0 | 0 | 0 | 0 | 0 | 0 | 0 | 0 | 1 | 177 | 0 | 177 | 0 | 0 | 0 | 0 | 0 | 0 | 0 | 0 | 0 | 0 | 0 | 0 | 0 | 1 | 177 | 0
SCE NOL | Control | 55 | 2 | 2 | 4 | 0 | 1 | 3 | 1 | 2 | 1 | 2 | 1 | 4 | 3 | 1 | 1 | 3 | 0 | 0 | 0 | 0 | 0 | 0 | 0 | 0 | 0 | 0 | 0 | 0 | 0 | 0 | 0 | 0 | 0 | 0 | 0 | 0 | 0 | 0 | 0 | 0 | 0 | 0 | 0 | 0 | 0 | 0 | 0 | 0 | 0 | 0
PG&E GBA | Cooley Landing | 115 | 2 | 1 | 2 | 0 | 1 | 1 | 1 | 2 | 3 | 1 | 3 | 2 | 3 | 1 | 4 | 1 | 0 | 0 | 0 | 0 | 0 | 0 | 0 | 0 | 0 | 0 | 100 | 0 | 0 | 0 | 1 | 100 | 0 | 0 | 0 | 0 | 0 | 0 | 0 | 0 | 0 | 0 | 0 | 100 | 0 | 0 | 0 | 1 | 100 | 0
PG&E GBA | Cooley Landing | 60 | 2 | 1 | 2 | 0 | 1 | 1 | 1 | 2 | 3 | 1 | 3 | 2 | 3 | 1 | 4 | 1 | 0 | 0 | 0 | 0 | 0 | 0 | 0 | 0 | 0 | 0 | 0 | 0 | 0 | 0 | 0 | 0 | 0 | 0 | 0 | 0 | 0 | 0 | 0 | 0 | 0 | 0 | 0 | 0 | 0 | 0 | 0 | 0 | 0 | 0
SCE NOL | Coolwater | 230 | 2 | 1 | 1 | 1 | 1 | 1 | 1 | 2 | 3 | 1 | 4 | 2 | 3 | 1 | 4 | 1 | 0 | 0 | 0 | 0 | 0 | 0 | 0 | 0 | 0 | 0 | 0 | 0 | 0 | 0 | 0 | 0 | 0 | 0 | 0 | 0 | 0 | 0 | 0 | 0 | 0 | 0 | 0 | 0 | 0 | 0 | 0 | 0 | 0 | 0
SCE NOL | Coolwater | 115 | 2 | 1 | 1 | 1 | 1 | 1 | 1 | 2 | 3 | 1 | 4 | 2 | 3 | 1 | 4 | 1 | 0 | 0 | 0 | 0 | 0 | 0 | 0 | 0 | 0 | 0 | 0 | 113.5 | 0 | 0 | 1 | 0 | 113.5 | 0 | 0 | 0 | 0 | 0 | 0 | 0 | 0 | 0 | 0 | 0 | 113.5 | 0 | 0 | 1 | 0 | 113.5
PG&E KERN | Copus | 70 | 1 | 1 | 3 | 0 | 1 | 1 | 3 | 1 | 3 | 1 | 2 | 3 | 3 | 1 | 4 | 1 | 0 | 0 | 0 | 0 | 0 | 0 | 0 | 0 | 0 | 0 | 0 | 0 | 0 | 0 | 0 | 0 | 0 | 0 | 0 | 0 | 0 | 0 | 0 | 0 | 0 | 0 | 0 | 0 | 0 | 0 | 0 | 0 | 0 | 0
PG&E FRESNO | Corcoran | 70 | 1 | 1 | 4 | 1 | 2 | 1 | 3 | 1 | 3 | 1 | 1 | 4 | 1 | 2 | 4 | 1 | 0 | 0 | 0 | 0 | 0 | 0 | 0 | 0 | 0 | 0 | 0 | 0 | 0 | 0 | 0 | 0 | 0 | 0 | 0 | 0 | 0 | 0 | 0 | 0 | 0 | 0 | 0 | 0 | 0 | 0 | 0 | 0 | 0 | 0
PG&E FRESNO | Corcoran | 115 | 1 | 1 | 4 | 1 | 2 | 1 | 3 | 1 | 3 | 1 | 1 | 4 | 1 | 2 | 4 | 1 | 0 | 0 | 0 | 0 | 0 | 0 | 0 | 0 | 0 | 0 | 0 | 0 | 0 | 0 | 0 | 0 | 0 | 0 | 0 | 0 | 0 | 0 | 0 | 0 | 0 | 0 | 0 | 0 | 0 | 0 | 0 | 0 | 0 | 0
PG&E NGBA | Corona | 115 | 2 | 1 | 3 | 0 | 2 | 3 | 1 | 2 | 3 | 1 | 2 | 3 | 1 | 2 | 1 | 3 | 0 | 0 | 0 | 0 | 0 | 0 | 0 | 0 | 0 | 0 | 0 | 0 | 0 | 0 | 0 | 0 | 0 | 0 | 0 | 0 | 0 | 0 | 0 | 0 | 0 | 0 | 0 | 0 | 0 | 0 | 0 | 0 | 0 | 0
PG&E NGBA | Cortina | 230 | 2 | 2 | 4 | 0 | 1 | 3 | 1 | 2 | 1 | 2 | 1 | 4 | 3 | 1 | 1 | 3 | 0 | 0 | 0 | 0 | 0 | 0 | 0 | 0 | 0 | 0 | 0 | 0 | 0 | 0 | 0 | 0 | 0 | 0 | 0 | 0 | 0 | 0 | 0 | 0 | 0 | 0 | 0 | 0 | 0 | 0 | 0 | 0 | 0 | 0
PG&E NGBA | Cortina | 115 | 2 | 2 | 4 | 0 | 1 | 3 | 1 | 2 | 1 | 2 | 1 | 4 | 3 | 1 | 1 | 3 | 0 | 0 | 0 | 0 | 0 | 0 | 0 | 0 | 0 | 0 | 0 | 0 | 0 | 0 | 0 | 0 | 0 | 0 | 0 | 0 | 0 | 0 | 0 | 0 | 0 | 0 | 0 | 0 | 0 | 0 | 0 | 0 | 0 | 0
PG&E GBA | Cottle | 230 | 1 | 1 | 2 | 1 | 2 | 1 | 3 | 1 | 3 | 1 | 3 | 3 | 1 | 2 | 4 | 1 | 0 | 0 | 0 | 0 | 0 | 0 | 0 | 0 | 0 | 0 | 0 | 0 | 0 | 0 | 0 | 0 | 0 | 0 | 0 | 0 | 0 | 0 | 0 | 0 | 0 | 0 | 0 | 0 | 0 | 0 | 0 | 0 | 0 | 0
PG&E NGBA | Cottonwood | 115 | 2 | 2 | 2 | 1 | 2 | 3 | 1 | 2 | 1 | 2 | 3 | 3 | 1 | 2 | 1 | 3 | 0 | 0 | 0 | 0 | 0 | 0 | 0 | 0 | 0 | 0 | 0 | 0 | 0 | 0 | 0 | 0 | 0 | 0 | 0 | 0 | 0 | 0 | 0 | 0 | 0 | 0 | 0 | 0 | 0 | 0 | 0 | 0 | 0 | 0
PG&E NGBA | Cottonwood | 230 | 2 | 2 | 2 | 1 | 2 | 3 | 1 | 2 | 1 | 2 | 3 | 3 | 1 | 2 | 1 | 3 | 0 | 0 | 0 | 0 | 0 | 0 | 0 | 0 | 0 | 0 | 0 | 0 | 0 | 0 | 0 | 0 | 0 | 0 | 0 | 0 | 0 | 0 | 0 | 0 | 0 | 0 | 0 | 0 | 0 | 0 | 0 | 0 | 0 | 0
PG&E NGBA | Cottonwood | 60 | 2 | 2 | 2 | 1 | 2 | 3 | 1 | 2 | 1 | 2 | 3 | 3 | 1 | 2 | 1 | 3 | 0 | 0 | 0 | 0 | 0 | 0 | 0 | 0 | 0 | 0 | 0 | 0 | 0 | 0 | 0 | 0 | 0 | 0 | 0 | 0 | 0 | 0 | 0 | 0 | 0 | 0 | 0 | 0 | 0 | 0 | 0 | 0 | 0 | 0
PG&E NGBA | Cove Road | 230 | 2 | 2 | 4 | 1 | 2 | 3 | 1 | 2 | 1 | 2 | 1 | 4 | 1 | 2 | 1 | 3 | 0 | 0 | 0 | 0 | 0 | 0 | 0 | 0 | 0 | 0 | 0 | 0 | 0 | 0 | 0 | 0 | 0 | 0 | 0 | 0 | 0 | 0 | 0 | 0 | 0 | 0 | 0 | 0 | 0 | 0 | 0 | 0 | 0 | 0
PG&E GBA | Coyote | 230 | 2 | 1 | 3 | 0 | 2 | 2 | 1 | 2 | 3 | 1 | 2 | 3 | 1 | 2 | 3 | 2 | 37 | 0 | 0 | 0 | 0 | 0 | 0 | 0 | 0 | 100 | 0 | 0 | 0 | 0 | 1 | 137 | 0 | 37 | 0 | 0 | 0 | 0 | 0 | 0 | 0 | 0 | 100 | 0 | 0 | 0 | 0 | 1 | 137 | 0
PG&E GBA | Crazy Horse Canyon | 115 | 2 | 2 | 3 | 1 | 2 | 3 | 1 | 2 | 1 | 2 | 2 | 4 | 1 | 2 | 1 | 3 | 0 | 0 | 0 | 0 | 0 | 0 | 0 | 0 | 0 | 0 | 0 | 0 | 0 | 0 | 0 | 0 | 0 | 0 | 0 | 0 | 0 | 0 | 0 | 0 | 0 | 0 | 0 | 0 | 0 | 0 | 0 | 0 | 0 | 0
SDGE | Creelman | 69 | 2 | 1 | 4 | 0 | 1 | 3 | 1 | 2 | 3 | 1 | 1 | 4 | 3 | 1 | 1 | 3 | 0 | 0 | 0 | 0 | 0 | 0 | 0 | 0 | 0 | 0 | 0 | 7.36 | 0 | 0 | 1 | 0 | 7.36 | 0 | 0 | 0 | 0 | 0 | 0 | 0 | 0 | 0 | 0 | 0 | 7.36 | 0 | 0 | 1 | 0 | 7.36
PG&E FRESNO | Crescent | 70 | 1 | 1 | 3 | 0 | 2 | 1 | 3 | 1 | 3 | 1 | 2 | 3 | 1 | 2 | 4 | 1 | 0 | 0 | 0 | 0 | 0 | 0 | 0 | 0 | 0 | 0 | 35 | 35 | 0 | 0 | 1 | 35 | 35 | 0 | 0 | 0 | 0 | 0 | 0 | 0 | 0 | 0 | 0 | 35 | 35 | 0 | 0 | 1 | 35 | 35
PG&E FRESNO | Cressey | 115 | 1 | 1 | 2 | 1 | 2 | 1 | 3 | 1 | 3 | 1 | 3 | 3 | 1 | 2 | 4 | 1 | 0 | 0 | 0 | 0 | 0 | 0 | 0 | 0 | 0 | 0 | 0 | 0 | 0 | 0 | 0 | 0 | 0 | 0 | 0 | 0 | 0 | 0 | 0 | 0 | 0 | 0 | 0 | 0 | 0 | 0 | 0 | 0 | 0 | 0
PG&E NGBA | Cresta | 230 | 2 | 1 | 4 | 0 | 2 | 3 | 1 | 2 | 3 | 1 | 1 | 4 | 1 | 2 | 1 | 3 | 0 | 0 | 0 | 0 | 0 | 0 | 0 | 0 | 0 | 0 | 0 | 0 | 0 | 0 | 0 | 0 | 0 | 0 | 0 | 0 | 0 | 0 | 0 | 0 | 0 | 0 | 0 | 0 | 0 | 0 | 0 | 0 | 0 | 0
SDGE | Crestwood | 69 | 2 | 1 | 4 | 0 | 1 | 3 | 1 | 2 | 3 | 1 | 1 | 4 | 3 | 1 | 1 | 3 | 0 | 0 | 0 | 0 | 0 | 0 | 0 | 0 | 0 | 0 | 0 | 0 | 0 | 0 | 0 | 0 | 0 | 0 | 0 | 0 | 0 | 0 | 0 | 0 | 0 | 0 | 0 | 0 | 0 | 0 | 0 | 0 | 0 | 0
PG&E GBA | Crow Creek | 60 | 1 | 1 | 4 | 0 | 2 | 1 | 3 | 1 | 3 | 1 | 1 | 4 | 1 | 2 | 4 | 1 | 0 | 0 | 0 | 0 | 0 | 0 | 0 | 0 | 0 | 0 | 0 | 0 | 0 | 0 | 0 | 0 | 0 | 0 | 0 | 0 | 0 | 0 | 0 | 0 | 0 | 0 | 0 | 0 | 0 | 0 | 0 | 0 | 0 | 0
PG&E GBA | Crows Landing | 60 | 1 | 1 | 4 | 0 | 2 | 1 | 3 | 1 | 3 | 1 | 1 | 4 | 1 | 2 | 4 | 1 | 0 | 0 | 0 | 0 | 0 | 0 | 0 | 0 | 0 | 0 | 0 | 0 | 0 | 0 | 0 | 0 | 0 | 0 | 0 | 0 | 0 | 0 | 0 | 0 | 0 | 0 | 0 | 0 | 0 | 0 | 0 | 0 | 0 | 0
PG&E GBA | Curtis | 115 | 2 | 1 | 4 | 1 | 1 | 3 | 1 | 2 | 3 | 1 | 1 | 4 | 3 | 1 | 1 | 3 | 0 | 0 | 0 | 0 | 0 | 0 | 0 | 0 | 0 | 0 | 0 | 0 | 0 | 0 | 0 | 0 | 0 | 0 | 0 | 0 | 0 | 0 | 0 | 0 | 0 | 0 | 0 | 0 | 0 | 0 | 0 | 0 | 0 | 0
PG&E FRESNO | Dairyland | 115 | 1 | 1 | 3 | 0 | 2 | 1 | 3 | 1 | 3 | 1 | 2 | 3 | 1 | 2 | 4 | 1 | 0 | 0 | 0 | 0 | 0 | 0 | 0 | 0 | 0 | 0 | 0 | 0 | 0 | 0 | 0 | 0 | 0 | 0 | 0 | 0 | 0 | 0 | 0 | 0 | 0 | 0 | 0 | 0 | 0 | 0 | 0 | 0 | 0 | 0
PG&E NGBA | Davis | 115 | 2 | 1 | 4 | 1 | 2 | 3 | 1 | 2 | 3 | 1 | 1 | 4 | 1 | 2 | 1 | 3 | 0 | 0 | 0 | 0 | 0 | 0 | 0 | 0 | 0 | 0 | 100 | 0 | 0 | 0 | 1 | 100 | 0 | 0 | 0 | 0 | 0 | 0 | 0 | 0 | 0 | 0 | 0 | 100 | 0 | 0 | 0 | 1 | 100 | 0
SCE Metro | Del Amo | 500 | 1 | 1 | 2 | 1 | 1 | 2 | 3 | 1 | 3 | 1 | 3 | 3 | 3 | 1 | 3 | 2 | 0 | 0 | 0 | 0 | 0 | 0 | 0 | 0 | 0 | 0 | 0 | 0 | 912 | 0 | 1 | 0 | 912 | 0 | 0 | 0 | 0 | 0 | 0 | 0 | 0 | 0 | 0 | 0 | 0 | 912 | 0 | 1 | 0 | 912
SCE Metro | Del Amo | 230 | 1 | 1 | 2 | 1 | 1 | 2 | 3 | 1 | 3 | 1 | 3 | 3 | 3 | 1 | 3 | 2 | 0 | 0 | 0 | 0 | 0 | 0 | 0 | 0 | 0 | 0 | 0 | 0 | 800 | 0 | 1 | 0 | 800 | 0 | 0 | 0 | 0 | 0 | 0 | 0 | 0 | 0 | 0 | 0 | 0 | 800 | 0 | 1 | 0 | 800
SCE Eastern | Delaney | 500 | 2 | 1 | 4 | 0 | 2 | 3 | 1 | 2 | 3 | 1 | 1 | 4 | 1 | 2 | 1 | 3 | 0 | 0 | 0 | 0 | 0 | 0 | 0 | 0 | 0 | 0 | 1860 | 0 | 340 | 0 | 1 | 1860 | 340 | 0 | 0 | 0 | 0 | 0 | 0 | 0 | 0 | 0 | 0 | 1860 | 0 | 340 | 0 | 1 | 1860 | 340
PG&E NGBA | Delevan | 230 | 2 | 2 | 1 | 0 | 1 | 3 | 1 | 2 | 1 | 2 | 4 | 1 | 3 | 1 | 1 | 3 | 0 | 0 | 0 | 0 | 0 | 0 | 0 | 0 | 0 | 0 | 0 | 0 | 0 | 0 | 0 | 0 | 0 | 0 | 0 | 0 | 0 | 0 | 0 | 0 | 0 | 0 | 0 | 0 | 0 | 0 | 0 | 0 | 0 | 0
PG&E GBA | Delta PP | 230 | 2 | 1 | 2 | 1 | 1 | 2 | 1 | 2 | 3 | 1 | 3 | 3 | 3 | 1 | 3 | 2 | 0 | 0 | 0 | 0 | 0 | 0 | 0 | 0 | 0 | 0 | 0 | 0 | 0 | 0 | 0 | 0 | 0 | 0 | 0 | 0 | 0 | 0 | 0 | 0 | 0 | 0 | 0 | 0 | 0 | 0 | 0 | 0 | 0 | 0
EOP | Desert View | 230 | 2 | 1 | 4 | 0 | 1 | 3 | 1 | 2 | 3 | 1 | 1 | 4 | 3 | 1 | 1 | 3 | 0 | 0 | 0 | 0 | 0 | 0 | 0 | 0 | 0 | 0 | 0 | 0 | 0 | 0 | 0 | 0 | 0 | 0 | 0 | 0 | 0 | 0 | 0 | 0 | 0 | 0 | 0 | 0 | 0 | 0 | 0 | 0 | 0 | 0
SCE Eastern | Devers | 230 | 2 | 1 | 1 | 0 | 1 | 3 | 1 | 2 | 3 | 1 | 4 | 1 | 3 | 1 | 1 | 3 | 0 | 0 | 0 | 0 | 0 | 0 | 0 | 0 | 0 | 300 | 0 | 200 | 100 | 0 | 1 | 300 | 300 | 0 | 0 | 0 | 0 | 0 | 0 | 0 | 0 | 0 | 300 | 0 | 200 | 100 | 0 | 1 | 300 | 300
SCE Eastern | Devers | 500 | 2 | 1 | 1 | 0 | 1 | 3 | 1 | 2 | 3 | 1 | 4 | 1 | 3 | 1 | 1 | 3 | 0 | 0 | 0 | 0 | 0 | 0 | 0 | 0 | 0 | 0 | 0 | 0 | 0 | 0 | 0 | 0 | 0 | 0 | 0 | 0 | 0 | 0 | 0 | 0 | 0 | 0 | 0 | 0 | 0 | 0 | 0 | 0 | 0 | 0
PG&E KERN | Diablo Canyon | 230 | 2 | 2 | 4 | 1 | 2 | 3 | 1 | 2 | 1 | 2 | 1 | 4 | 1 | 2 | 1 | 3 | 0 | 0 | 0 | 0 | 0 | 0 | 0 | 0 | 0 | 0 | 0 | 0 | 0 | 0 | 0 | 0 | 0 | 0 | 0 | 0 | 0 | 0 | 0 | 0 | 0 | 0 | 0 | 0 | 0 | 0 | 0 | 0 | 0 | 0
PG&E KERN | Diablo Canyon | 500 | 2 | 2 | 4 | 1 | 2 | 3 | 1 | 2 | 1 | 2 | 1 | 4 | 1 | 2 | 1 | 3 | 0 | 0 | 0 | 0 | 0 | 0 | 0 | 0 | 0 | 0 | 0 | 0 | 0 | 0 | 0 | 0 | 0 | 0 | 0 | 0 | 0 | 0 | 0 | 0 | 0 | 0 | 0 | 0 | 0 | 0 | 0 | 0 | 0 | 0
PG&E KERN | Divide | 115 | 2 | 2 | 3 | 1 | 1 | 2 | 1 | 2 | 1 | 2 | 2 | 4 | 3 | 1 | 3 | 2 | 0 | 0 | 0 | 0 | 0 | 0 | 0 | 0 | 0 | 0 | 0 | 0 | 0 | 0 | 0 | 0 | 0 | 0 | 0 | 0 | 0 | 0 | 0 | 0 | 0 | 0 | 0 | 0 | 0 | 0 | 0 | 0 | 0 | 0
PG&E GBA | Dixon Landing | 115 | 2 | 1 | 2 | 0 | 1 | 2 | 1 | 2 | 3 | 1 | 3 | 2 | 3 | 1 | 3 | 2 | 23 | 0 | 0 | 0 | 0 | 0 | 0 | 0 | 0 | 0 | 0 | 0 | 0 | 0 | 1 | 23 | 0 | 23 | 0 | 0 | 0 | 0 | 0 | 0 | 0 | 0 | 0 | 0 | 0 | 0 | 0 | 1 | 23 | 0
PG&E FRESNO | Dos Amigos | 230 | 1 | 1 | 4 | 0 | 2 | 1 | 3 | 1 | 3 | 1 | 1 | 4 | 1 | 2 | 4 | 1 | 10 | 0 | 0 | 0 | 0 | 0 | 0 | 0 | 3 | 0 | 0 | 0 | 758 | 0 | 1 | 13 | 758 | 10 | 0 | 0 | 0 | 0 | 0 | 0 | 0 | 3 | 632 | 0 | 0 | 758 | 0 | 1 | 645 | 758
PG&E NGBA | Drum | 115 | 2 | 1 | 4 | 0 | 2 | 3 | 1 | 2 | 3 | 1 | 1 | 4 | 1 | 2 | 1 | 3 | 0 | 0 | 0 | 0 | 0 | 0 | 0 | 0 | 0 | 0 | 0 | 0 | 0 | 0 | 0 | 0 | 0 | 0 | 0 | 0 | 0 | 0 | 0 | 0 | 0 | 0 | 0 | 0 | 0 | 0 | 0 | 0 | 0 | 0
PG&E GBA | Dumbarton | 115 | 2 | 1 | 3 | 0 | 1 | 2 | 1 | 2 | 3 | 1 | 2 | 3 | 3 | 1 | 3 | 2 | 0 | 0 | 0 | 0 | 0 | 0 | 0 | 0 | 0 | 0 | 0 | 0 | 0 | 0 | 0 | 0 | 0 | 0 | 0 | 0 | 0 | 0 | 0 | 0 | 0 | 0 | 0 | 0 | 0 | 0 | 0 | 0 | 0 | 0
SCE NOL | Dunn Siding | 115 | 2 | 1 | 4 | 1 | 1 | 1 | 1 | 2 | 3 | 1 | 1 | 4 | 3 | 1 | 4 | 1 | 0 | 0 | 0 | 0 | 0 | 0 | 0 | 0 | 0 | 0 | 0 | 0 | 0 | 0 | 0 | 0 | 0 | 0 | 0 | 0 | 0 | 0 | 0 | 0 | 0 | 0 | 0 | 0 | 0 | 0 | 0 | 0 | 0 | 0
SCE Eastern | Eagle Mountain | 230 | 2 | 2 | 4 | 0 | 1 | 3 | 1 | 2 | 1 | 2 | 1 | 4 | 3 | 1 | 1 | 3 | 0 | 0 | 0 | 0 | 0 | 0 | 0 | 0 | 0 | 0 | 0 | 0 | 0 | 0 | 0 | 0 | 0 | 0 | 0 | 0 | 0 | 0 | 0 | 0 | 0 | 0 | 0 | 0 | 0 | 0 | 0 | 0 | 0 | 0
PG&E NGBA | Eagle Rock (PGE) | 60 | 2 | 2 | 4 | 1 | 2 | 3 | 1 | 2 | 1 | 2 | 1 | 4 | 1 | 2 | 1 | 3 | 0 | 0 | 0 | 0 | 0 | 0 | 0 | 0 | 0 | 0 | 0 | 0 | 0 | 0 | 0 | 0 | 0 | 0 | 0 | 0 | 0 | 0 | 0 | 0 | 0 | 0 | 0 | 0 | 0 | 0 | 0 | 0 | 0 | 0
PG&E NGBA | Eagle Rock (PGE) | 115 | 2 | 2 | 4 | 1 | 2 | 3 | 1 | 2 | 1 | 2 | 1 | 4 | 1 | 2 | 1 | 3 | 7 | 0 | 0 | 0 | 0 | 0 | 0 | 0 | 0 | 0 | 0 | 0 | 0 | 0 | 1 | 7 | 0 | 7 | 0 | 0 | 0 | 0 | 0 | 0 | 0 | 0 | 0 | 0 | 0 | 0 | 0 | 1 | 7 | 0
SCE Metro | Eagle Rock (SCE) | 230 | 1 | 1 | 2 | 0 | 1 | 2 | 3 | 1 | 3 | 1 | 3 | 2 | 3 | 1 | 3 | 2 | 0 | 0 | 0 | 0 | 0 | 0 | 0 | 0 | 0 | 0 | 0 | 0 | 590 | 0 | 1 | 0 | 590 | 0 | 0 | 0 | 0 | 0 | 0 | 0 | 0 | 0 | 0 | 0 | 0 | 590 | 0 | 1 | 0 | 590
PG&E NGBA | East Marysville | 115 | 2 | 2 | 2 | 0 | 1 | 2 | 1 | 2 | 1 | 2 | 3 | 2 | 3 | 1 | 3 | 2 | 0 | 0 | 0 | 0 | 0 | 0 | 0 | 0 | 0 | 0 | 0 | 0 | 0 | 0 | 0 | 0 | 0 | 0 | 0 | 0 | 0 | 0 | 0 | 0 | 0 | 0 | 0 | 0 | 0 | 0 | 0 | 0 | 0 | 0
PG&E NGBA | East Nicolaus | 115 | 2 | 1 | 4 | 0 | 1 | 3 | 1 | 2 | 3 | 1 | 1 | 4 | 3 | 1 | 1 | 3 | 0 | 0 | 0 | 0 | 0 | 0 | 0 | 0 | 0 | 0 | 0 | 0 | 0 | 0 | 0 | 0 | 0 | 0 | 0 | 0 | 0 | 0 | 0 | 0 | 0 | 0 | 0 | 0 | 0 | 0 | 0 | 0 | 0 | 0
PG&E NGBA | East Nicolaus | 60 | 2 | 1 | 4 | 0 | 1 | 3 | 1 | 2 | 3 | 1 | 1 | 4 | 3 | 1 | 1 | 3 | 0 | 0 | 0 | 0 | 0 | 0 | 0 | 0 | 0 | 0 | 0 | 0 | 0 | 0 | 0 | 0 | 0 | 0 | 0 | 0 | 0 | 0 | 0 | 0 | 0 | 0 | 0 | 0 | 0 | 0 | 0 | 0 | 0 | 0
PG&E GBA | Eastshore | 115 | 2 | 1 | 2 | 0 | 1 | 1 | 1 | 2 | 3 | 1 | 3 | 2 | 3 | 1 | 4 | 1 | 0 | 0 | 0 | 0 | 0 | 0 | 0 | 0 | 0 | 0 | 0 | 0 | 0 | 0 | 0 | 0 | 0 | 0 | 0 | 0 | 0 | 0 | 0 | 0 | 0 | 0 | 0 | 0 | 0 | 0 | 0 | 0 | 0 | 0
PG&E GBA | Eastshore | 230 | 2 | 1 | 2 | 0 | 1 | 1 | 1 | 2 | 3 | 1 | 3 | 2 | 3 | 1 | 4 | 1 | 0 | 0 | 0 | 0 | 0 | 0 | 0 | 0 | 0 | 0 | 0 | 0 | 0 | 0 | 0 | 0 | 0 | 0 | 0 | 0 | 0 | 0 | 0 | 0 | 0 | 0 | 0 | 0 | 0 | 0 | 0 | 0 | 0 | 0
SDGE | ECO | 138 | 2 | 1 | 4 | 0 | 1 | 3 | 1 | 2 | 3 | 1 | 1 | 4 | 3 | 1 | 1 | 3 | 0 | 0 | 0 | 0 | 0 | 0 | 0 | 0 | 0 | 0 | 0 | 0 | 0 | 0 | 0 | 0 | 0 | 0 | 0 | 0 | 0 | 0 | 0 | 0 | 0 | 0 | 0 | 100 | 0 | 0 | 0 | 1 | 100 | 0
SDGE | ECO | 230 | 2 | 1 | 4 | 0 | 1 | 3 | 1 | 2 | 3 | 1 | 1 | 4 | 3 | 1 | 1 | 3 | 0 | 0 | 0 | 0 | 0 | 0 | 0 | 0 | 0 | 0 | 0 | 0 | 0 | 0 | 0 | 0 | 0 | 0 | 0 | 0 | 0 | 0 | 0 | 0 | 0 | 0 | 0 | 0 | 0 | 0 | 0 | 0 | 0 | 0
SDGE | ECO | 500 | 2 | 1 | 4 | 0 | 1 | 3 | 1 | 2 | 3 | 1 | 1 | 4 | 3 | 1 | 1 | 3 | 0 | 0 | 0 | 0 | 0 | 0 | 0 | 0 | 0 | 0 | 0 | 0 | 0 | 0 | 0 | 0 | 0 | 0 | 0 | 0 | 0 | 0 | 0 | 0 | 0 | 0 | 0 | 0 | 0 | 0 | 0 | 0 | 0 | 0
PG&E GBA | Edenvale | 115 | 2 | 1 | 2 | 0 | 2 | 2 | 1 | 2 | 3 | 1 | 3 | 2 | 1 | 2 | 3 | 2 | 0 | 0 | 0 | 0 | 0 | 0 | 0 | 0 | 0 | 0 | 0 | 0 | 0 | 0 | 0 | 0 | 0 | 0 | 0 | 0 | 0 | 0 | 0 | 0 | 0 | 0 | 0 | 0 | 0 | 0 | 0 | 0 | 0 | 0
PG&E GBA | Edes | 115 | 2 | 1 | 3 | 0 | 1 | 1 | 1 | 2 | 3 | 1 | 2 | 3 | 3 | 1 | 4 | 1 | 0 | 0 | 0 | 0 | 0 | 0 | 0 | 0 | 0 | 0 | 0 | 0 | 0 | 0 | 0 | 0 | 0 | 0 | 0 | 0 | 0 | 0 | 0 | 0 | 0 | 0 | 0 | 0 | 0 | 0 | 0 | 0 | 0 | 0
PG&E GBA | Eight Mile | 230 | 1 | 1 | 2 | 0 | 2 | 1 | 3 | 1 | 3 | 1 | 3 | 2 | 1 | 2 | 4 | 1 | 0 | 0 | 0 | 0 | 0 | 0 | 0 | 0 | 0 | 0 | 1100 | 0 | 0 | 0 | 1 | 1100 | 0 | 0 | 0 | 0 | 0 | 0 | 0 | 0 | 0 | 0 | 0 | 1100 | 0 | 0 | 0 | 1 | 1100 | 0
SDGE | El Cajon | 69 | 2 | 1 | 1 | 1 | 1 | 1 | 1 | 2 | 3 | 1 | 4 | 2 | 3 | 1 | 4 | 1 | 0 | 0 | 0 | 0 | 0 | 0 | 0 | 0 | 0 | 0 | 0 | 0 | 0 | 0 | 0 | 0 | 0 | 0 | 0 | 0 | 0 | 0 | 0 | 0 | 0 | 0 | 0 | 0 | 0 | 0 | 0 | 0 | 0 | 0
SCE Eastern | El Casco | 230 | 1 | 1 | 4 | 0 | 1 | 2 | 3 | 1 | 3 | 1 | 1 | 4 | 3 | 1 | 3 | 2 | 0 | 0 | 0 | 0 | 0 | 0 | 0 | 0 | 0 | 0 | 0 | 0 | 0 | 0 | 0 | 0 | 0 | 0 | 0 | 0 | 0 | 0 | 0 | 0 | 0 | 0 | 0 | 0 | 0 | 0 | 0 | 0 | 0 | 0
PG&E GBA | El Cerrito G | 115 | 2 | 1 | 2 | 0 | 1 | 2 | 1 | 2 | 3 | 1 | 3 | 2 | 3 | 1 | 3 | 2 | 0 | 0 | 0 | 0 | 0 | 0 | 0 | 0 | 0 | 0 | 0 | 0 | 0 | 0 | 0 | 0 | 0 | 0 | 0 | 0 | 0 | 0 | 0 | 0 | 0 | 0 | 0 | 0 | 0 | 0 | 0 | 0 | 0 | 0
PG&E NGBA | El Dorado PH | 115 | 2 | 1 | 4 | 0 | 2 | 3 | 1 | 2 | 3 | 1 | 1 | 4 | 1 | 2 | 1 | 3 | 0 | 0 | 0 | 0 | 0 | 0 | 0 | 0 | 0 | 0 | 0 | 0 | 0 | 0 | 0 | 0 | 0 | 0 | 0 | 0 | 0 | 0 | 0 | 0 | 0 | 0 | 0 | 0 | 0 | 0 | 0 | 0 | 0 | 0
PG&E FRESNO | El Nido (PGE) | 115 | 1 | 1 | 4 | 0 | 2 | 1 | 3 | 1 | 3 | 1 | 1 | 4 | 1 | 2 | 4 | 1 | 10 | 0 | 0 | 0 | 0 | 0 | 0 | 0 | 3 | 0 | 0 | 0 | 0 | 0 | 1 | 13 | 0 | 10 | 0 | 0 | 0 | 0 | 0 | 0 | 0 | 3 | 0 | 0 | 0 | 0 | 0 | 1 | 13 | 0
SCE Metro | El Nido (SCE) | 230 | 1 | 1 | 2 | 0 | 1 | 2 | 3 | 1 | 3 | 1 | 3 | 2 | 3 | 1 | 3 | 2 | 0 | 0 | 0 | 0 | 0 | 0 | 0 | 0 | 0 | 0 | 0 | 0 | 90 | 0 | 1 | 0 | 90 | 0 | 0 | 0 | 0 | 0 | 0 | 0 | 0 | 0 | 0 | 0 | 0 | 90 | 0 | 1 | 0 | 90
PG&E GBA | El Patio | 115 | 2 | 1 | 2 | 1 | 2 | 2 | 1 | 2 | 3 | 1 | 3 | 3 | 1 | 2 | 3 | 2 | 0 | 0 | 0 | 0 | 0 | 0 | 0 | 0 | 0 | 0 | 0 | 0 | 0 | 0 | 0 | 0 | 0 | 0 | 0 | 0 | 0 | 0 | 0 | 0 | 0 | 0 | 0 | 0 | 0 | 0 | 0 | 0 | 0 | 0
SCE Metro | El Segundo | 230 | 1 | 1 | 1 | 0 | 1 | 1 | 3 | 1 | 3 | 1 | 4 | 1 | 3 | 1 | 4 | 1 | 0 | 0 | 0 | 0 | 0 | 0 | 0 | 0 | 0 | 0 | 0 | 0 | 0 | 0 | 0 | 0 | 0 | 0 | 0 | 0 | 0 | 0 | 0 | 0 | 0 | 0 | 0 | 0 | 0 | 0 | 0 | 0 | 0 | 0
EOP | Eldorado | 230 | 2 | 2 | 2 | 0 | 1 | 3 | 1 | 2 | 1 | 2 | 3 | 2 | 3 | 1 | 1 | 3 | 472 | 0 | 0 | 0 | 0 | 0 | 0 | 0 | 0 | 0 | 0 | 0 | 0 | 500 | 1 | 472 | 500 | 472 | 0 | 0 | 0 | 0 | 0 | 0 | 0 | 0 | 0 | 0 | 0 | 0 | 500 | 1 | 472 | 500
EOP | Eldorado | 500 | 2 | 2 | 2 | 0 | 1 | 3 | 1 | 2 | 1 | 2 | 3 | 2 | 3 | 1 | 1 | 3 | 741 | 0 | 0 | 0 | 1500 | 0 | 0 | 0 | 0 | 0 | 0 | 0 | 0 | 0 | 1 | 2241 | 0 | 741 | 0 | 0 | 0 | 1500 | 0 | 0 | 0 | 0 | 0 | 0 | 0 | 0 | 0 | 1 | 2241 | 0
SCE Northern | Elizabeth Lake | 66 | 1 | 1 | 2 | 1 | 1 | 3 | 3 | 1 | 3 | 1 | 3 | 3 | 3 | 1 | 1 | 3 | 0 | 0 | 0 | 0 | 0 | 0 | 0 | 0 | 0 | 0 | 0 | 0 | 0 | 0 | 0 | 0 | 0 | 0 | 0 | 0 | 0 | 0 | 0 | 0 | 0 | 0 | 0 | 0 | 0 | 0 | 0 | 0 | 0 | 0
PG&E KERN | Elk Hills | 230 | 1 | 1 | 3 | 0 | 1 | 1 | 3 | 1 | 3 | 1 | 2 | 3 | 3 | 1 | 4 | 1 | 0 | 0 | 0 | 0 | 0 | 0 | 0 | 0 | 0 | 0 | 0 | 0 | 0 | 0 | 0 | 0 | 0 | 0 | 0 | 0 | 0 | 0 | 0 | 0 | 0 | 0 | 0 | 0 | 0 | 0 | 0 | 0 | 0 | 0
SDGE | Elliot | 69 | 2 | 1 | 2 | 0 | 1 | 2 | 1 | 2 | 3 | 1 | 3 | 2 | 3 | 1 | 3 | 2 | 0 | 0 | 0 | 0 | 0 | 0 | 0 | 0 | 0 | 0 | 0 | 0 | 0 | 0 | 0 | 0 | 0 | 0 | 0 | 0 | 0 | 0 | 0 | 0 | 0 | 0 | 0 | 0 | 0 | 0 | 0 | 0 | 0 | 0
SCE Metro | Ellis | 230 | 1 | 1 | 2 | 0 | 1 | 2 | 3 | 1 | 3 | 1 | 3 | 2 | 3 | 1 | 3 | 2 | 0 | 0 | 0 | 0 | 0 | 0 | 0 | 0 | 0 | 0 | 0 | 0 | 0 | 0 | 0 | 0 | 0 | 0 | 0 | 0 | 0 | 0 | 0 | 0 | 0 | 0 | 0 | 0 | 0 | 0 | 0 | 0 | 0 | 0
SDGE | Encina | 138 | 2 | 1 | 1 | 0 | 1 | 3 | 1 | 2 | 3 | 1 | 4 | 1 | 3 | 1 | 1 | 3 | 0 | 0 | 0 | 0 | 0 | 0 | 0 | 0 | 0 | 0 | 0 | 0 | 0 | 0 | 0 | 0 | 0 | 0 | 0 | 0 | 0 | 0 | 0 | 0 | 0 | 0 | 0 | 0 | 0 | 0 | 0 | 0 | 0 | 0
SDGE | Encina | 230 | 2 | 1 | 1 | 0 | 1 | 3 | 1 | 2 | 3 | 1 | 4 | 1 | 3 | 1 | 1 | 3 | 0 | 0 | 0 | 0 | 0 | 0 | 0 | 0 | 0 | 0 | 0 | 0 | 0 | 0 | 0 | 0 | 0 | 0 | 0 | 0 | 0 | 0 | 0 | 0 | 0 | 0 | 0 | 0 | 0 | 0 | 0 | 0 | 0 | 0
SDGE | Escondido | 230 | 2 | 1 | 1 | 0 | 1 | 3 | 1 | 2 | 3 | 1 | 4 | 1 | 3 | 1 | 1 | 3 | 0 | 0 | 0 | 0 | 0 | 0 | 0 | 0 | 0 | 0 | 0 | 0 | 0 | 0 | 0 | 0 | 0 | 0 | 0 | 0 | 0 | 0 | 0 | 0 | 0 | 0 | 0 | 0 | 0 | 0 | 0 | 0 | 0 | 0
SDGE | Escondido | 69 | 2 | 1 | 1 | 0 | 1 | 3 | 1 | 2 | 3 | 1 | 4 | 1 | 3 | 1 | 1 | 3 | 0 | 0 | 0 | 0 | 0 | 0 | 0 | 0 | 0 | 0 | 0 | 13 | 0 | 0 | 1 | 0 | 13 | 0 | 0 | 0 | 0 | 0 | 0 | 0 | 0 | 0 | 0 | 0 | 13 | 0 | 0 | 1 | 0 | 13
PG&E KERN | Estrella | 230 | 2 | 2 | 4 | 1 | 2 | 3 | 1 | 2 | 1 | 2 | 1 | 4 | 1 | 2 | 1 | 3 | 0 | 0 | 0 | 0 | 0 | 0 | 0 | 0 | 0 | 0 | 0 | 0 | 0 | 0 | 0 | 0 | 0 | 0 | 0 | 0 | 0 | 0 | 0 | 0 | 0 | 0 | 0 | 0 | 0 | 0 | 0 | 0 | 0 | 0
SCE Eastern | Etiwanda | 230 | 1 | 1 | 1 | 1 | 1 | 1 | 3 | 1 | 3 | 1 | 4 | 2 | 3 | 1 | 4 | 1 | 0 | 0 | 0 | 0 | 0 | 0 | 0 | 0 | 0 | 500 | 0 | 70 | 0 | 0 | 1 | 500 | 70 | 0 | 0 | 0 | 0 | 0 | 0 | 0 | 0 | 0 | 500 | 0 | 70 | 0 | 0 | 1 | 500 | 70
PG&E GBA | Evergreen | 115 | 2 | 1 | 2 | 0 | 2 | 2 | 1 | 2 | 3 | 1 | 3 | 2 | 1 | 2 | 3 | 2 | 0 | 0 | 0 | 0 | 0 | 0 | 0 | 0 | 0 | 0 | 0 | 0 | 0 | 0 | 0 | 0 | 0 | 0 | 0 | 0 | 0 | 0 | 0 | 0 | 0 | 0 | 0 | 0 | 0 | 0 | 0 | 0 | 0 | 0
PG&E GBA | Evergreen | 60 | 2 | 1 | 2 | 0 | 2 | 2 | 1 | 2 | 3 | 1 | 3 | 2 | 1 | 2 | 3 | 2 | 0 | 0 | 0 | 0 | 0 | 0 | 0 | 0 | 0 | 0 | 0 | 0 | 0 | 0 | 0 | 0 | 0 | 0 | 0 | 0 | 0 | 0 | 0 | 0 | 0 | 0 | 0 | 0 | 0 | 0 | 0 | 0 | 0 | 0
PG&E FRESNO | Excelsior | 115 | 1 | 1 | 4 | 0 | 2 | 1 | 3 | 1 | 3 | 1 | 1 | 4 | 1 | 2 | 4 | 1 | 0 | 0 | 0 | 0 | 0 | 0 | 0 | 0 | 0 | 0 | 0 | 0 | 0 | 0 | 0 | 0 | 0 | 0 | 0 | 0 | 0 | 0 | 0 | 0 | 0 | 0 | 0 | 0 | 0 | 0 | 0 | 0 | 0 | 0
PG&E FRESNO | Exchequer | 115 | 2 | 1 | 4 | 1 | 1 | 2 | 1 | 2 | 3 | 1 | 1 | 4 | 3 | 1 | 3 | 2 | 0 | 0 | 0 | 0 | 0 | 0 | 0 | 0 | 0 | 0 | 0 | 0 | 0 | 0 | 0 | 0 | 0 | 0 | 0 | 0 | 0 | 0 | 0 | 0 | 0 | 0 | 0 | 0 | 0 | 0 | 0 | 0 | 0 | 0
PG&E KERN | Fairway | 115 | 2 | 2 | 2 | 1 | 1 | 2 | 1 | 2 | 1 | 2 | 3 | 3 | 3 | 1 | 3 | 2 | 0 | 0 | 0 | 0 | 0 | 0 | 0 | 0 | 0 | 0 | 0 | 0 | 0 | 0 | 0 | 0 | 0 | 0 | 0 | 0 | 0 | 0 | 0 | 0 | 0 | 0 | 0 | 0 | 0 | 0 | 0 | 0 | 0 | 0
PG&E KERN | Famoso | 115 | 1 | 1 | 3 | 1 | 1 | 1 | 3 | 1 | 3 | 1 | 2 | 4 | 3 | 1 | 4 | 1 | 0 | 0 | 0 | 0 | 0 | 0 | 0 | 0 | 0 | 0 | 0 | 0 | 0 | 0 | 0 | 0 | 0 | 0 | 0 | 0 | 0 | 0 | 0 | 0 | 0 | 0 | 0 | 0 | 0 | 0 | 0 | 0 | 0 | 0
PG&E NGBA | Fern Road | 500 | 2 | 2 | 4 | 1 | 2 | 3 | 1 | 2 | 1 | 2 | 1 | 4 | 1 | 2 | 1 | 3 | 0 | 0 | 0 | 0 | 0 | 0 | 0 | 0 | 0 | 0 | 0 | 0 | 0 | 0 | 0 | 0 | 0 | 0 | 0 | 0 | 0 | 0 | 0 | 0 | 0 | 0 | 0 | 0 | 0 | 0 | 0 | 0 | 0 | 0
PG&E GBA | Fibreboard (SPI Sonora) | 115 | 2 | 1 | 1 | 1 | 1 | 2 | 1 | 2 | 3 | 1 | 4 | 2 | 3 | 1 | 3 | 2 | 0 | 0 | 0 | 0 | 0 | 0 | 0 | 0 | 0 | 0 | 0 | 0 | 0 | 0 | 0 | 0 | 0 | 0 | 0 | 0 | 0 | 0 | 0 | 0 | 0 | 0 | 0 | 0 | 0 | 0 | 0 | 0 | 0 | 0
PG&E FRESNO | Figarden | 230 | 1 | 1 | 3 | 0 | 2 | 2 | 3 | 1 | 3 | 1 | 2 | 3 | 1 | 2 | 3 | 2 | 0 | 0 | 0 | 0 | 0 | 0 | 0 | 0 | 0 | 0 | 0 | 0 | 0 | 0 | 0 | 0 | 0 | 0 | 0 | 0 | 0 | 0 | 0 | 0 | 0 | 0 | 0 | 0 | 0 | 0 | 0 | 0 | 0 | 0
PG&E FRESNO | Fink | 230 | 1 | 1 | 4 | 0 | 2 | 1 | 3 | 1 | 3 | 1 | 1 | 4 | 1 | 2 | 4 | 1 | 70 | 0 | 0 | 0 | 0 | 0 | 0 | 0 | 0 | 0 | 0 | 0 | 900 | 0 | 1 | 70 | 900 | 70 | 0 | 0 | 0 | 0 | 0 | 0 | 0 | 0 | 534 | 0 | 0 | 900 | 0 | 1 | 604 | 900
PG&E NGBA | Fitch Mountain | 60 | 2 | 2 | 4 | 1 | 2 | 3 | 1 | 2 | 1 | 2 | 1 | 4 | 1 | 2 | 1 | 3 | 0 | 0 | 0 | 0 | 0 | 0 | 0 | 0 | 0 | 0 | 0 | 0 | 0 | 0 | 0 | 0 | 0 | 0 | 0 | 0 | 0 | 0 | 0 | 0 | 0 | 0 | 0 | 0 | 0 | 0 | 0 | 0 | 0 | 0
PG&E GBA | FMC | 115 | 2 | 1 | 1 | 1 | 2 | 2 | 1 | 2 | 3 | 1 | 4 | 2 | 1 | 2 | 3 | 2 | 0 | 0 | 0 | 0 | 0 | 0 | 0 | 0 | 0 | 0 | 0 | 0 | 0 | 0 | 0 | 0 | 0 | 0 | 0 | 0 | 0 | 0 | 0 | 0 | 0 | 0 | 0 | 0 | 0 | 0 | 0 | 0 | 0 | 0
PG&E GBA | Fremont | 115 | 2 | 1 | 3 | 0 | 1 | 2 | 1 | 2 | 3 | 1 | 2 | 3 | 3 | 1 | 3 | 2 | 0 | 0 | 0 | 0 | 0 | 0 | 0 | 0 | 0 | 0 | 0 | 0 | 0 | 0 | 0 | 0 | 0 | 0 | 0 | 0 | 0 | 0 | 0 | 0 | 0 | 0 | 0 | 0 | 0 | 0 | 0 | 0 | 0 | 0
PG&E GBA | French Camp | 60 | 1 | 1 | 2 | 1 | 2 | 1 | 3 | 1 | 3 | 1 | 3 | 3 | 1 | 2 | 4 | 1 | 0 | 0 | 0 | 0 | 0 | 0 | 0 | 0 | 0 | 0 | 0 | 0 | 0 | 0 | 0 | 0 | 0 | 0 | 0 | 0 | 0 | 0 | 0 | 0 | 0 | 0 | 0 | 0 | 0 | 0 | 0 | 0 | 0 | 0
PG&E GBA | Frogtown | 115 | 2 | 1 | 4 | 1 | 1 | 3 | 1 | 2 | 3 | 1 | 1 | 4 | 3 | 1 | 1 | 3 | 0 | 0 | 0 | 0 | 0 | 0 | 0 | 0 | 0 | 0 | 0 | 0 | 0 | 0 | 0 | 0 | 0 | 0 | 0 | 0 | 0 | 0 | 0 | 0 | 0 | 0 | 0 | 0 | 0 | 0 | 0 | 0 | 0 | 0
PG&E NGBA | Fulton | 115 | 2 | 1 | 2 | 1 | 2 | 2 | 1 | 2 | 3 | 1 | 3 | 3 | 1 | 2 | 3 | 2 | 0 | 0 | 0 | 0 | 0 | 0 | 0 | 0 | 0 | 0 | 0 | 0 | 0 | 0 | 0 | 0 | 0 | 0 | 0 | 0 | 0 | 0 | 0 | 0 | 0 | 0 | 0 | 0 | 0 | 0 | 0 | 0 | 0 | 0
PG&E NGBA | Fulton | 230 | 2 | 1 | 2 | 1 | 2 | 2 | 1 | 2 | 3 | 1 | 3 | 3 | 1 | 2 | 3 | 2 | 0 | 0 | 0 | 0 | 0 | 0 | 0 | 0 | 0 | 0 | 0 | 0 | 0 | 0 | 0 | 0 | 0 | 0 | 0 | 0 | 0 | 0 | 0 | 0 | 0 | 0 | 0 | 0 | 0 | 0 | 0 | 0 | 0 | 0
PG&E NGBA | Fulton | 60 | 2 | 1 | 2 | 1 | 2 | 2 | 1 | 2 | 3 | 1 | 3 | 3 | 1 | 2 | 3 | 2 | 0 | 0 | 0 | 0 | 0 | 0 | 0 | 0 | 0 | 0 | 0 | 0 | 0 | 0 | 0 | 0 | 0 | 0 | 0 | 0 | 0 | 0 | 0 | 0 | 0 | 0 | 0 | 0 | 0 | 0 | 0 | 0 | 0 | 0
PG&E KERN | Ganso | 115 | 1 | 1 | 3 | 0 | 1 | 1 | 3 | 1 | 3 | 1 | 2 | 3 | 3 | 1 | 4 | 1 | 0 | 0 | 0 | 0 | 0 | 0 | 0 | 0 | 0 | 0 | 0 | 0 | 0 | 0 | 0 | 0 | 0 | 0 | 0 | 0 | 0 | 0 | 0 | 0 | 0 | 0 | 0 | 0 | 0 | 0 | 0 | 0 | 0 | 0
PG&E FRESNO | Gates | 230 | 1 | 1 | 2 | 1 | 2 | 1 | 3 | 1 | 3 | 1 | 3 | 3 | 1 | 2 | 4 | 1 | 0 | 0 | 0 | 0 | 0 | 0 | 0 | 0 | 3 | 166 | 477.5 | 0 | 0 | 0 | 1 | 646.5 | 0 | 0 | 0 | 0 | 0 | 0 | 0 | 0 | 0 | 3 | 166 | 477.5 | 0 | 0 | 0 | 1 | 646.5 | 0
PG&E FRESNO | Gates | 500 | 1 | 1 | 2 | 1 | 2 | 1 | 3 | 1 | 3 | 1 | 3 | 3 | 1 | 2 | 4 | 1 | 0 | 0 | 0 | 0 | 0 | 0 | 0 | 0 | 0 | 0 | 0 | 190 | 35 | 0 | 1 | 0 | 225 | 0 | 0 | 0 | 0 | 0 | 0 | 0 | 0 | 0 | 0 | 0 | 190 | 35 | 0 | 1 | 0 | 225
PG&E NGBA | Geysers 12 | 230 | 2 | 2 | 4 | 1 | 2 | 3 | 1 | 2 | 1 | 2 | 1 | 4 | 1 | 2 | 1 | 3 | 0 | 0 | 0 | 0 | 0 | 0 | 0 | 0 | 0 | 0 | 0 | 0 | 0 | 0 | 0 | 0 | 0 | 0 | 0 | 0 | 0 | 0 | 0 | 0 | 0 | 0 | 0 | 0 | 0 | 0 | 0 | 0 | 0 | 0
PG&E NGBA | Geysers 17 | 230 | 2 | 2 | 4 | 1 | 2 | 3 | 1 | 2 | 1 | 2 | 1 | 4 | 1 | 2 | 1 | 3 | 0 | 0 | 0 | 0 | 0 | 0 | 0 | 0 | 0 | 0 | 0 | 0 | 0 | 0 | 0 | 0 | 0 | 0 | 0 | 0 | 0 | 0 | 0 | 0 | 0 | 0 | 0 | 0 | 0 | 0 | 0 | 0 | 0 | 0
PG&E NGBA | Geysers 3 | 115 | 2 | 2 | 4 | 1 | 2 | 3 | 1 | 2 | 1 | 2 | 1 | 4 | 1 | 2 | 1 | 3 | 0 | 0 | 0 | 0 | 0 | 0 | 0 | 0 | 0 | 0 | 0 | 0 | 0 | 0 | 0 | 0 | 0 | 0 | 0 | 0 | 0 | 0 | 0 | 0 | 0 | 0 | 0 | 0 | 0 | 0 | 0 | 0 | 0 | 0
PG&E NGBA | Glenn | 230 | 2 | 2 | 4 | 0 | 1 | 3 | 1 | 2 | 1 | 2 | 1 | 4 | 3 | 1 | 1 | 3 | 0 | 0 | 0 | 0 | 0 | 0 | 0 | 0 | 0 | 0 | 0 | 0 | 0 | 0 | 0 | 0 | 0 | 0 | 0 | 0 | 0 | 0 | 0 | 0 | 0 | 0 | 0 | 0 | 0 | 0 | 0 | 0 | 0 | 0
PG&E NGBA | Glenn | 60 | 2 | 2 | 4 | 0 | 1 | 3 | 1 | 2 | 1 | 2 | 1 | 4 | 3 | 1 | 1 | 3 | 0 | 0 | 0 | 0 | 0 | 0 | 0 | 0 | 0 | 0 | 0 | 0 | 0 | 0 | 0 | 0 | 0 | 0 | 0 | 0 | 0 | 0 | 0 | 0 | 0 | 0 | 0 | 0 | 0 | 0 | 0 | 0 | 0 | 0
PG&E NGBA | Gold Hill | 115 | 2 | 1 | 4 | 0 | 2 | 3 | 1 | 2 | 3 | 1 | 1 | 4 | 1 | 2 | 1 | 3 | 0 | 0 | 0 | 0 | 0 | 0 | 0 | 0 | 0 | 0 | 0 | 0 | 0 | 0 | 0 | 0 | 0 | 0 | 0 | 0 | 0 | 0 | 0 | 0 | 0 | 0 | 0 | 0 | 0 | 0 | 0 | 0 | 0 | 0
PG&E NGBA | Gold Hill | 230 | 2 | 1 | 4 | 0 | 2 | 3 | 1 | 2 | 3 | 1 | 1 | 4 | 1 | 2 | 1 | 3 | 0 | 0 | 0 | 0 | 0 | 0 | 0 | 0 | 0 | 0 | 0 | 0 | 0 | 0 | 0 | 0 | 0 | 0 | 0 | 0 | 0 | 0 | 0 | 0 | 0 | 0 | 0 | 0 | 0 | 0 | 0 | 0 | 0 | 0
SCE Northern | Goleta | 230 | 2 | 2 | 2 | 0 | 1 | 2 | 1 | 2 | 1 | 2 | 3 | 2 | 3 | 1 | 3 | 2 | 0 | 0 | 0 | 0 | 0 | 0 | 0 | 0 | 0 | 0 | 0 | 10 | 0 | 0 | 1 | 0 | 10 | 0 | 0 | 0 | 0 | 0 | 0 | 0 | 0 | 0 | 0 | 0 | 10 | 0 | 0 | 1 | 0 | 10
SCE Metro | Goodrich | 230 | 1 | 1 | 2 | 1 | 1 | 2 | 3 | 1 | 3 | 1 | 3 | 3 | 3 | 1 | 3 | 2 | 0 | 0 | 0 | 0 | 0 | 0 | 0 | 0 | 0 | 0 | 0 | 0 | 0 | 0 | 0 | 0 | 0 | 0 | 0 | 0 | 0 | 0 | 0 | 0 | 0 | 0 | 0 | 0 | 0 | 0 | 0 | 0 | 0 | 0
PG&E KERN | Goose Lake | 115 | 1 | 1 | 2 | 0 | 1 | 1 | 3 | 1 | 3 | 1 | 3 | 2 | 3 | 1 | 4 | 1 | 0 | 0 | 0 | 0 | 0 | 0 | 0 | 0 | 0 | 0 | 0 | 0 | 0 | 0 | 0 | 0 | 0 | 0 | 0 | 0 | 0 | 0 | 0 | 0 | 0 | 0 | 0 | 0 | 0 | 0 | 0 | 0 | 0 | 0
SCE Metro | Gould | 230 | 1 | 1 | 3 | 1 | 1 | 2 | 3 | 1 | 3 | 1 | 2 | 4 | 3 | 1 | 3 | 2 | 0 | 0 | 0 | 0 | 0 | 0 | 0 | 0 | 0 | 0 | 0 | 0 | 0 | 0 | 0 | 0 | 0 | 0 | 0 | 0 | 0 | 0 | 0 | 0 | 0 | 0 | 0 | 0 | 0 | 0 | 0 | 0 | 0 | 0
PG&E NGBA | Grand Island | 115 | 2 | 1 | 4 | 0 | 2 | 2 | 1 | 2 | 3 | 1 | 1 | 4 | 1 | 2 | 3 | 2 | 0 | 0 | 0 | 0 | 0 | 0 | 0 | 0 | 2.73 | 0 | 0 | 0 | 0 | 0 | 1 | 2.73 | 0 | 0 | 0 | 0 | 0 | 0 | 0 | 0 | 0 | 2.73 | 0 | 0 | 0 | 0 | 0 | 1 | 2.73 | 0
SDGE | Granite | 69 | 2 | 1 | 2 | 0 | 2 | 2 | 1 | 2 | 3 | 1 | 3 | 2 | 1 | 2 | 3 | 2 | 0 | 0 | 0 | 0 | 0 | 0 | 0 | 0 | 0 | 0 | 0 | 2.25 | 0 | 0 | 1 | 0 | 2.25 | 0 | 0 | 0 | 0 | 0 | 0 | 0 | 0 | 0 | 0 | 0 | 2.25 | 0 | 0 | 1 | 0 | 2.25
PG&E GBA | Grant | 115 | 2 | 1 | 2 | 0 | 1 | 2 | 1 | 2 | 3 | 1 | 3 | 2 | 3 | 1 | 3 | 2 | 0 | 0 | 0 | 0 | 0 | 0 | 0 | 0 | 0 | 0 | 0 | 0 | 0 | 0 | 0 | 0 | 0 | 0 | 0 | 0 | 0 | 0 | 0 | 0 | 0 | 0 | 0 | 0 | 0 | 0 | 0 | 0 | 0 | 0
PG&E GBA | Green Valley | 115 | 2 | 2 | 2 | 1 | 2 | 2 | 1 | 2 | 1 | 2 | 3 | 3 | 1 | 2 | 3 | 2 | 0 | 0 | 0 | 0 | 0 | 0 | 0 | 0 | 0 | 0 | 0 | 0 | 0 | 0 | 0 | 0 | 0 | 0 | 0 | 0 | 0 | 0 | 0 | 0 | 0 | 0 | 0 | 0 | 0 | 0 | 0 | 0 | 0 | 0
PG&E NGBA | Greenleaf 1 | 115 | 2 | 2 | 1 | 0 | 1 | 3 | 1 | 2 | 1 | 2 | 4 | 1 | 3 | 1 | 1 | 3 | 0 | 0 | 0 | 0 | 0 | 0 | 0 | 0 | 0 | 0 | 0 | 0 | 0 | 0 | 0 | 0 | 0 | 0 | 0 | 0 | 0 | 0 | 0 | 0 | 0 | 0 | 0 | 0 | 0 | 0 | 0 | 0 | 0 | 0
PG&E FRESNO | Gregg | 230 | 1 | 1 | 3 | 0 | 2 | 1 | 3 | 1 | 3 | 1 | 2 | 3 | 1 | 2 | 4 | 1 | 0 | 0 | 0 | 0 | 0 | 0 | 0 | 0 | 0 | 0 | 0 | 0 | 0 | 0 | 0 | 0 | 0 | 0 | 0 | 0 | 0 | 0 | 0 | 0 | 0 | 0 | 0 | 0 | 0 | 0 | 0 | 0 | 0 | 0
PG&E FRESNO | Grimmway-Malaga | 115 | 1 | 1 | 2 | 0 | 1 | 1 | 3 | 1 | 3 | 1 | 3 | 2 | 3 | 1 | 4 | 1 | 0 | 0 | 0 | 0 | 0 | 0 | 0 | 0 | 0 | 0 | 0 | 0 | 0 | 0 | 0 | 0 | 0 | 0 | 0 | 0 | 0 | 0 | 0 | 0 | 0 | 0 | 0 | 0 | 0 | 0 | 0 | 0 | 0 | 0
PG&E NGBA | Grizzly | 230 | 2 | 2 | 4 | 0 | 1 | 3 | 1 | 2 | 1 | 2 | 1 | 4 | 3 | 1 | 1 | 3 | 0 | 0 | 0 | 0 | 0 | 0 | 0 | 0 | 0 | 0 | 0 | 0 | 0 | 0 | 0 | 0 | 0 | 0 | 0 | 0 | 0 | 0 | 0 | 0 | 0 | 0 | 0 | 0 | 0 | 0 | 0 | 0 | 0 | 0
PG&E FRESNO | Guernsey | 70 | 1 | 1 | 2 | 1 | 2 | 1 | 3 | 1 | 3 | 1 | 3 | 3 | 1 | 2 | 4 | 1 | 0 | 0 | 0 | 0 | 0 | 0 | 0 | 0 | 0 | 0 | 0 | 0 | 0 | 0 | 0 | 0 | 0 | 0 | 0 | 0 | 0 | 0 | 0 | 0 | 0 | 0 | 0 | 0 | 0 | 0 | 0 | 0 | 0 | 0
PG&E FRESNO | GWF Hanford | 115 | 2 | 1 | 1 | 1 | 1 | 1 | 1 | 2 | 3 | 1 | 4 | 2 | 3 | 1 | 4 | 1 | 0 | 0 | 0 | 0 | 0 | 0 | 0 | 0 | 0 | 0 | 0 | 131.4 | 0 | 0 | 1 | 0 | 131.4 | 0 | 0 | 0 | 0 | 0 | 0 | 0 | 0 | 0 | 0 | 0 | 131.4 | 0 | 0 | 1 | 0 | 131.4
PG&E FRESNO | Haas | 230 | 1 | 1 | 4 | 0 | 2 | 3 | 3 | 1 | 3 | 1 | 1 | 4 | 1 | 2 | 1 | 3 | 0 | 0 | 0 | 0 | 0 | 0 | 0 | 0 | 0 | 0 | 0 | 0 | 0 | 0 | 0 | 0 | 0 | 0 | 0 | 0 | 0 | 0 | 0 | 0 | 0 | 0 | 0 | 0 | 0 | 0 | 0 | 0 | 0 | 0
PG&E FRESNO | Hammonds | 115 | 1 | 1 | 2 | 0 | 2 | 1 | 3 | 1 | 3 | 1 | 3 | 2 | 1 | 2 | 4 | 1 | 0 | 0 | 0 | 0 | 0 | 0 | 0 | 0 | 0 | 100 | 0 | 0 | 0 | 0 | 1 | 100 | 0 | 0 | 0 | 0 | 0 | 0 | 0 | 0 | 0 | 0 | 100 | 0 | 0 | 0 | 0 | 1 | 100 | 0
SCE Metro | HarborGen | 230 | 1 | 1 | 1 | 1 | 1 | 1 | 3 | 1 | 3 | 1 | 4 | 2 | 3 | 1 | 4 | 1 | 0 | 0 | 0 | 0 | 0 | 0 | 0 | 0 | 0 | 0 | 0 | 0 | 0 | 0 | 0 | 0 | 0 | 0 | 0 | 0 | 0 | 0 | 0 | 0 | 0 | 0 | 0 | 0 | 0 | 0 | 0 | 0 | 0 | 0
PG&E NGBA | Harris | 60 | 2 | 2 | 2 | 0 | 2 | 3 | 1 | 2 | 1 | 2 | 3 | 2 | 1 | 2 | 1 | 3 | 0 | 0 | 0 | 0 | 0 | 0 | 0 | 0 | 0 | 0 | 0 | 0 | 0 | 0 | 0 | 0 | 0 | 0 | 0 | 0 | 0 | 0 | 0 | 0 | 0 | 0 | 0 | 0 | 0 | 0 | 0 | 0 | 0 | 0
EOP | Harry Allen | 500 | 2 | 2 | 4 | 0 | 1 | 3 | 1 | 2 | 1 | 2 | 1 | 4 | 3 | 1 | 1 | 3 | 0 | 0 | 0 | 0 | 0 | 0 | 0 | 0 | 0 | 0 | 301.2 | 0 | 0 | 0 | 1 | 301.2 | 0 | 0 | 0 | 0 | 0 | 1100 | 0 | 0 | 0 | 0 | 0 | 301.2 | 0 | 0 | 0 | 1 | 1401.2 | 0
PG&E NGBA | Hartley | 60 | 2 | 2 | 4 | 0 | 2 | 3 | 1 | 2 | 1 | 2 | 1 | 4 | 1 | 2 | 1 | 3 | 0 | 0 | 0 | 0 | 0 | 0 | 0 | 0 | 0 | 0 | 0 | 0 | 0 | 0 | 0 | 0 | 0 | 0 | 0 | 0 | 0 | 0 | 0 | 0 | 0 | 0 | 0 | 0 | 0 | 0 | 0 | 0 | 0 | 0
SCE NOL | Harvard | 115 | 2 | 1 | 4 | 1 | 1 | 1 | 1 | 2 | 3 | 1 | 1 | 4 | 3 | 1 | 4 | 1 | 0 | 0 | 0 | 0 | 0 | 0 | 0 | 0 | 0 | 0 | 0 | 0 | 0 | 0 | 0 | 0 | 0 | 0 | 0 | 0 | 0 | 0 | 0 | 0 | 0 | 0 | 0 | 0 | 0 | 0 | 0 | 0 | 0 | 0
SDGE | Hassayampa | 500 | 2 | 1 | 4 | 0 | 2 | 3 | 1 | 2 | 3 | 1 | 1 | 4 | 1 | 2 | 1 | 3 | 0 | 0 | 0 | 0 | 0 | 0 | 0 | 0 | 0 | 3634.5 | 2000 | 85 | 815 | 0 | 1 | 5634.5 | 900 | 0 | 0 | 0 | 0 | 0 | 0 | 0 | 0 | 0 | 3634.5 | 2500 | 85 | 815 | 0 | 1 | 6134.5 | 900
PG&E FRESNO | Helm | 230 | 1 | 1 | 2 | 0 | 2 | 1 | 3 | 1 | 3 | 1 | 3 | 2 | 1 | 2 | 4 | 1 | 0 | 0 | 0 | 0 | 0 | 0 | 0 | 0 | 0 | 0 | 0 | 0 | 0 | 0 | 0 | 0 | 0 | 0 | 0 | 0 | 0 | 0 | 0 | 0 | 0 | 0 | 749 | 0 | 0 | 0 | 0 | 1 | 749 | 0
PG&E FRESNO | Helm | 70 | 1 | 1 | 2 | 0 | 2 | 1 | 3 | 1 | 3 | 1 | 3 | 2 | 1 | 2 | 4 | 1 | 0 | 0 | 0 | 0 | 0 | 0 | 0 | 0 | 0 | 0 | 0 | 0 | 0 | 0 | 0 | 0 | 0 | 0 | 0 | 0 | 0 | 0 | 0 | 0 | 0 | 0 | 0 | 0 | 0 | 0 | 0 | 0 | 0 | 0
PG&E FRESNO | Henrietta | 115 | 1 | 1 | 1 | 0 | 2 | 1 | 3 | 1 | 3 | 1 | 4 | 1 | 1 | 2 | 4 | 1 | 0 | 0 | 0 | 0 | 0 | 0 | 0 | 0 | 0 | 0 | 0 | 0 | 20 | 0 | 1 | 0 | 20 | 0 | 0 | 0 | 0 | 0 | 0 | 0 | 0 | 0 | 0 | 0 | 0 | 20 | 0 | 1 | 0 | 20
PG&E FRESNO | Henrietta | 230 | 1 | 1 | 1 | 0 | 2 | 1 | 3 | 1 | 3 | 1 | 4 | 1 | 1 | 2 | 4 | 1 | 0 | 0 | 0 | 0 | 0 | 0 | 0 | 0 | 0 | 0 | 0 | 0 | 314 | 0 | 1 | 0 | 314 | 0 | 0 | 0 | 0 | 0 | 0 | 0 | 0 | 0 | 1186 | 0 | 0 | 314 | 0 | 1 | 1186 | 314
PG&E FRESNO | Henrietta | 70 | 1 | 1 | 1 | 0 | 2 | 1 | 3 | 1 | 3 | 1 | 4 | 1 | 1 | 2 | 4 | 1 | 0 | 0 | 0 | 0 | 0 | 0 | 0 | 0 | 0 | 0 | 0 | 173.2 | 0 | 0 | 1 | 0 | 173.2 | 0 | 0 | 0 | 0 | 0 | 0 | 0 | 0 | 0 | 0 | 0 | 173.2 | 0 | 0 | 1 | 0 | 173.2
PG&E FRESNO | Herndon | 115 | 1 | 1 | 3 | 0 | 2 | 1 | 3 | 1 | 3 | 1 | 2 | 3 | 1 | 2 | 4 | 1 | 0 | 0 | 0 | 0 | 0 | 0 | 0 | 0 | 0 | 0 | 0 | 0 | 0 | 0 | 0 | 0 | 0 | 0 | 0 | 0 | 0 | 0 | 0 | 0 | 0 | 0 | 0 | 0 | 0 | 0 | 0 | 0 | 0 | 0
PG&E FRESNO | Herndon | 230 | 1 | 1 | 3 | 0 | 2 | 1 | 3 | 1 | 3 | 1 | 2 | 3 | 1 | 2 | 4 | 1 | 0 | 0 | 0 | 0 | 0 | 0 | 0 | 0 | 0 | 0 | 0 | 0 | 0 | 0 | 0 | 0 | 0 | 0 | 0 | 0 | 0 | 0 | 0 | 0 | 0 | 0 | 0 | 0 | 0 | 0 | 0 | 0 | 0 | 0
PG&E GBA | Hicks | 230 | 2 | 1 | 3 | 1 | 2 | 2 | 1 | 2 | 3 | 1 | 2 | 4 | 1 | 2 | 3 | 2 | 0 | 0 | 0 | 0 | 0 | 0 | 0 | 0 | 0 | 0 | 0 | 0 | 0 | 0 | 0 | 0 | 0 | 0 | 0 | 0 | 0 | 0 | 0 | 0 | 0 | 0 | 106 | 0 | 0 | 0 | 0 | 1 | 106 | 0
PG&E NGBA | Higgins | 115 | 2 | 1 | 4 | 0 | 1 | 3 | 1 | 2 | 3 | 1 | 1 | 4 | 3 | 1 | 1 | 3 | 0 | 0 | 0 | 0 | 0 | 0 | 0 | 0 | 0 | 0 | 0 | 0 | 0 | 0 | 0 | 0 | 0 | 0 | 0 | 0 | 0 | 0 | 0 | 0 | 0 | 0 | 0 | 0 | 0 | 0 | 0 | 0 | 0 | 0
PG&E NGBA | Hilltop | 345 | 2 | 2 | 4 | 0 | 1 | 3 | 1 | 2 | 1 | 2 | 1 | 4 | 3 | 1 | 1 | 3 | 159 | 0 | 0 | 0 | 0 | 0 | 0 | 0 | 0 | 0 | 0 | 0 | 0 | 0 | 1 | 159 | 0 | 159 | 0 | 0 | 0 | 0 | 0 | 0 | 0 | 0 | 0 | 0 | 0 | 0 | 0 | 1 | 159 | 0
SCE Metro | Hinson | 230 | 1 | 1 | 2 | 0 | 1 | 1 | 3 | 1 | 3 | 1 | 3 | 2 | 3 | 1 | 4 | 1 | 0 | 0 | 0 | 0 | 0 | 0 | 0 | 0 | 0.68 | 0 | 0 | 325 | 0 | 0 | 1 | 0.68 | 325 | 0 | 0 | 0 | 0 | 0 | 0 | 0 | 0 | 0.68 | 0 | 0 | 325 | 0 | 0 | 1 | 0.68 | 325
PG&E GBA | Hollister | 115 | 2 | 2 | 4 | 0 | 2 | 3 | 1 | 2 | 1 | 2 | 1 | 4 | 1 | 2 | 1 | 3 | 164 | 0 | 0 | 0 | 0 | 0 | 0 | 0 | 0 | 0 | 0 | 0 | 0 | 0 | 1 | 164 | 0 | 164 | 0 | 0 | 0 | 0 | 0 | 0 | 0 | 0 | 0 | 0 | 0 | 0 | 0 | 1 | 164 | 0
PG&E NGBA | Homestake | 115 | 2 | 1 | 4 | 1 | 2 | 3 | 1 | 2 | 3 | 1 | 1 | 4 | 1 | 2 | 1 | 3 | 0 | 0 | 0 | 0 | 0 | 0 | 0 | 0 | 0 | 0 | 0 | 0 | 0 | 0 | 0 | 0 | 0 | 0 | 0 | 0 | 0 | 0 | 0 | 0 | 0 | 0 | 0 | 0 | 0 | 0 | 0 | 0 | 0 | 0
PG&E NGBA | Honcut | 115 | 2 | 1 | 4 | 0 | 2 | 3 | 1 | 2 | 3 | 1 | 1 | 4 | 1 | 2 | 1 | 3 | 0 | 0 | 0 | 0 | 0 | 0 | 0 | 0 | 0 | 0 | 0 | 0 | 0 | 0 | 0 | 0 | 0 | 0 | 0 | 0 | 0 | 0 | 0 | 0 | 0 | 0 | 0 | 0 | 0 | 0 | 0 | 0 | 0 | 0
SDGE | Hoodoo Wash | 500 | 2 | 2 | 4 | 0 | 2 | 3 | 1 | 2 | 1 | 2 | 1 | 4 | 1 | 2 | 1 | 3 | 0 | 0 | 0 | 0 | 0 | 0 | 0 | 0 | 0 | 237.5 | 4993 | 297.5 | 365 | 0 | 1 | 5230.5 | 662.5 | 0 | 0 | 0 | 0 | 0 | 0 | 0 | 0 | 0 | 540.5 | 5493 | 297.5 | 365 | 0 | 1 | 6033.5 | 662.5
PG&E NGBA | Hopland | 115 | 2 | 2 | 4 | 1 | 2 | 3 | 1 | 2 | 1 | 2 | 1 | 4 | 1 | 2 | 1 | 3 | 0 | 0 | 0 | 0 | 0 | 0 | 0 | 0 | 0 | 0 | 0 | 0 | 0 | 0 | 0 | 0 | 0 | 0 | 0 | 0 | 0 | 0 | 0 | 0 | 0 | 0 | 0 | 0 | 0 | 0 | 0 | 0 | 0 | 0
PG&E NGBA | Hopland | 60 | 2 | 2 | 4 | 1 | 2 | 3 | 1 | 2 | 1 | 2 | 1 | 4 | 1 | 2 | 1 | 3 | 0 | 0 | 0 | 0 | 0 | 0 | 0 | 0 | 0 | 0 | 0 | 0 | 0 | 0 | 0 | 0 | 0 | 0 | 0 | 0 | 0 | 0 | 0 | 0 | 0 | 0 | 0 | 0 | 0 | 0 | 0 | 0 | 0 | 0
PG&E NGBA | Humboldt | 115 | 2 | 2 | 3 | 0 | 2 | 3 | 1 | 2 | 1 | 2 | 2 | 3 | 1 | 2 | 1 | 3 | 0 | 0 | 0 | 0 | 0 | 0 | 0 | 0 | 0 | 0 | 0 | 0 | 0 | 0 | 0 | 0 | 0 | 0 | 0 | 0 | 0 | 0 | 0 | 0 | 0 | 0 | 0 | 0 | 0 | 0 | 0 | 0 | 0 | 0
PG&E NGBA | Humboldt | 60 | 2 | 2 | 3 | 0 | 2 | 3 | 1 | 2 | 1 | 2 | 2 | 3 | 1 | 2 | 1 | 3 | 0 | 0 | 0 | 0 | 0 | 0 | 0 | 0 | 1.999 | 0 | 0 | 0 | 0 | 0 | 1 | 1.999 | 0 | 0 | 0 | 0 | 0 | 0 | 0 | 0 | 0 | 1.999 | 0 | 0 | 0 | 0 | 0 | 1 | 1.999 | 0
PG&E NGBA | Humboldt | 500 | 2 | 2 | 3 | 0 | 2 | 3 | 1 | 2 | 1 | 2 | 2 | 3 | 1 | 2 | 1 | 3 | 0 | 0 | 0 | 0 | 0 | 0 | 0 | 0 | 0 | 0 | 457.3 | 0 | 0 | 0 | 1 | 457.3 | 0 | 0 | 0 | 100 | 0 | 0 | 0 | 0 | 0 | 0 | 0 | 457.3 | 0 | 0 | 0 | 1 | 557.3 | 0
SCE Metro | Huntington Beach | 230 | 1 | 1 | 1 | 0 | 1 | 2 | 3 | 1 | 3 | 1 | 4 | 1 | 3 | 1 | 3 | 2 | 0 | 0 | 0 | 0 | 0 | 0 | 0 | 0 | 0 | 0 | 0 | 0 | 0 | 0 | 0 | 0 | 0 | 0 | 0 | 0 | 0 | 0 | 0 | 0 | 0 | 0 | 0 | 0 | 0 | 0 | 0 | 0 | 0 | 0
PG&E NGBA | Ignacio | 115 | 2 | 1 | 4 | 0 | 1 | 3 | 1 | 2 | 3 | 1 | 1 | 4 | 3 | 1 | 1 | 3 | 0 | 0 | 0 | 0 | 0 | 0 | 0 | 0 | 0 | 0 | 0 | 0 | 0 | 0 | 0 | 0 | 0 | 0 | 0 | 0 | 0 | 0 | 0 | 0 | 0 | 0 | 0 | 0 | 0 | 0 | 0 | 0 | 0 | 0
PG&E NGBA | Ignacio | 230 | 2 | 1 | 4 | 0 | 1 | 3 | 1 | 2 | 3 | 1 | 1 | 4 | 3 | 1 | 1 | 3 | 0 | 0 | 0 | 0 | 0 | 0 | 0 | 0 | 0 | 0 | 0 | 0 | 0 | 0 | 0 | 0 | 0 | 0 | 0 | 0 | 0 | 0 | 0 | 0 | 0 | 0 | 0 | 0 | 0 | 0 | 0 | 0 | 0 | 0
PG&E NGBA | Ignacio | 60 | 2 | 1 | 4 | 0 | 1 | 3 | 1 | 2 | 3 | 1 | 1 | 4 | 3 | 1 | 1 | 3 | 0 | 0 | 0 | 0 | 0 | 0 | 0 | 0 | 0 | 0 | 0 | 0 | 0 | 0 | 0 | 0 | 0 | 0 | 0 | 0 | 0 | 0 | 0 | 0 | 0 | 0 | 0 | 0 | 0 | 0 | 0 | 0 | 0 | 0
SDGE | Imperial Beach | 69 | 2 | 1 | 2 | 1 | 1 | 2 | 1 | 2 | 3 | 1 | 3 | 3 | 3 | 1 | 3 | 2 | 0 | 0 | 0 | 0 | 0 | 0 | 0 | 0 | 0 | 0 | 0 | 0 | 0 | 0 | 0 | 0 | 0 | 0 | 0 | 0 | 0 | 0 | 0 | 0 | 0 | 0 | 0 | 0 | 0 | 0 | 0 | 0 | 0 | 0
SDGE | Imperial Valley | 230 | 1 | 1 | 2 | 0 | 2 | 1 | 3 | 1 | 3 | 1 | 3 | 2 | 1 | 2 | 4 | 1 | 1000 | 0 | 0 | 0 | 0 | 0 | 0 | 0 | 0 | 500 | 107 | 528 | 0 | 0 | 1 | 1607 | 528 | 1000 | 0 | 0 | 0 | 0 | 0 | 0 | 0 | 0 | 500 | 107 | 528 | 0 | 0 | 1 | 1607 | 528
SDGE | Imperial Valley | 500 | 1 | 1 | 2 | 0 | 2 | 1 | 3 | 1 | 3 | 1 | 3 | 2 | 1 | 2 | 4 | 1 | 0 | 0 | 0 | 0 | 0 | 0 | 0 | 0 | 0 | 0 | 0 | 0 | 0 | 0 | 0 | 0 | 0 | 0 | 0 | 0 | 0 | 0 | 0 | 0 | 0 | 0 | 250 | 250 | 0 | 0 | 0 | 1 | 500 | 0
EOP | Innovation | 138 | 2 | 2 | 4 | 0 | 1 | 3 | 1 | 2 | 1 | 2 | 1 | 4 | 3 | 1 | 1 | 3 | 0 | 0 | 0 | 0 | 0 | 0 | 0 | 0 | 0 | 0 | 0 | 0 | 0 | 0 | 0 | 0 | 0 | 0 | 0 | 0 | 0 | 0 | 0 | 0 | 0 | 0 | 0 | 0 | 0 | 0 | 0 | 0 | 0 | 0
EOP | Innovation | 230 | 2 | 2 | 4 | 0 | 1 | 3 | 1 | 2 | 1 | 2 | 1 | 4 | 3 | 1 | 1 | 3 | 0 | 0 | 0 | 0 | 0 | 0 | 0 | 0 | 0 | 0 | 0 | 0 | 0 | 0 | 0 | 0 | 0 | 0 | 0 | 0 | 0 | 0 | 0 | 0 | 0 | 0 | 0 | 0 | 0 | 0 | 0 | 0 | 0 | 0
SCE NOL | Inyokern | 115 | 2 | 2 | 4 | 0 | 1 | 3 | 1 | 2 | 1 | 2 | 1 | 4 | 3 | 1 | 1 | 3 | 116 | 0 | 0 | 0 | 0 | 0 | 0 | 0 | 0 | 0 | 31.8 | 0 | 0 | 0 | 1 | 147.8 | 0 | 116 | 0 | 0 | 0 | 0 | 0 | 0 | 0 | 0 | 0 | 31.8 | 0 | 0 | 0 | 1 | 147.8 | 0
EOP | IS Tap | 138 | 2 | 2 | 4 | 0 | 1 | 3 | 1 | 2 | 1 | 2 | 1 | 4 | 3 | 1 | 1 | 3 | 0 | 0 | 0 | 0 | 0 | 0 | 0 | 0 | 0 | 0 | 0 | 0 | 0 | 0 | 0 | 0 | 0 | 0 | 0 | 0 | 0 | 0 | 0 | 0 | 0 | 0 | 0 | 0 | 0 | 0 | 0 | 0 | 0 | 0
EOP | Ivanpah | 115 | 2 | 2 | 4 | 0 | 1 | 1 | 1 | 2 | 1 | 2 | 1 | 4 | 3 | 1 | 4 | 1 | 0 | 0 | 0 | 0 | 0 | 0 | 0 | 0 | 0 | 0 | 0 | 0 | 0 | 0 | 0 | 0 | 0 | 0 | 0 | 0 | 0 | 0 | 0 | 0 | 0 | 0 | 0 | 0 | 0 | 0 | 0 | 0 | 0 | 0
EOP | Ivanpah | 230 | 2 | 2 | 4 | 0 | 1 | 1 | 1 | 2 | 1 | 2 | 1 | 4 | 3 | 1 | 4 | 1 | 0 | 0 | 0 | 0 | 0 | 0 | 0 | 0 | 0 | 0 | 0 | 0 | 0 | 0 | 0 | 0 | 0 | 0 | 0 | 0 | 0 | 0 | 0 | 0 | 0 | 0 | 0 | 0 | 0 | 0 | 0 | 0 | 0 | 0
EOP | Jackass (DOE) | 138 | 2 | 2 | 4 | 1 | 1 | 3 | 1 | 2 | 1 | 2 | 1 | 4 | 3 | 1 | 1 | 3 | 0 | 0 | 0 | 0 | 0 | 0 | 0 | 0 | 0 | 0 | 0 | 0 | 0 | 0 | 0 | 0 | 0 | 0 | 0 | 0 | 0 | 0 | 0 | 0 | 0 | 0 | 0 | 0 | 0 | 0 | 0 | 0 | 0 | 0
PG&E NGBA | James B Black | 230 | 2 | 2 | 4 | 0 | 2 | 3 | 1 | 2 | 1 | 2 | 1 | 4 | 1 | 2 | 1 | 3 | 131 | 0 | 0 | 0 | 0 | 0 | 0 | 0 | 0 | 0 | 0 | 0 | 0 | 0 | 1 | 131 | 0 | 131 | 0 | 0 | 0 | 0 | 0 | 0 | 0 | 0 | 0 | 0 | 0 | 0 | 0 | 1 | 131 | 0
PG&E GBA | Jefferson | 230 | 2 | 1 | 3 | 0 | 1 | 2 | 1 | 2 | 3 | 1 | 2 | 3 | 3 | 1 | 3 | 2 | 0 | 0 | 0 | 0 | 0 | 0 | 0 | 0 | 0 | 0 | 0 | 0 | 0 | 0 | 0 | 0 | 0 | 0 | 0 | 0 | 0 | 0 | 0 | 0 | 0 | 0 | 0 | 0 | 0 | 0 | 0 | 0 | 0 | 0
PG&E NGBA | Jessup | 115 | 2 | 2 | 2 | 1 | 2 | 3 | 1 | 2 | 1 | 2 | 3 | 3 | 1 | 2 | 1 | 3 | 100 | 0 | 0 | 0 | 0 | 0 | 0 | 0 | 0 | 0 | 0 | 0 | 0 | 0 | 1 | 100 | 0 | 100 | 0 | 0 | 0 | 0 | 0 | 0 | 0 | 0 | 0 | 0 | 0 | 0 | 0 | 1 | 100 | 0
SCE Metro | Johanna | 230 | 1 | 1 | 2 | 0 | 1 | 1 | 3 | 1 | 3 | 1 | 3 | 2 | 3 | 1 | 4 | 1 | 0 | 0 | 0 | 0 | 0 | 0 | 0 | 0 | 0 | 0 | 0 | 0 | 0 | 0 | 0 | 0 | 0 | 0 | 0 | 0 | 0 | 0 | 0 | 0 | 0 | 0 | 0 | 0 | 0 | 0 | 0 | 0 | 0 | 0
SCE Eastern | Julian Hinds | 230 | 2 | 1 | 4 | 0 | 1 | 3 | 1 | 2 | 3 | 1 | 1 | 4 | 3 | 1 | 1 | 3 | 0 | 0 | 0 | 0 | 0 | 0 | 0 | 0 | 0 | 0 | 0 | 0 | 0 | 0 | 0 | 0 | 0 | 0 | 0 | 0 | 0 | 0 | 0 | 0 | 0 | 0 | 0 | 0 | 0 | 0 | 0 | 0 | 0 | 0
PG&E GBA | Kasson | 115 | 1 | 1 | 3 | 1 | 2 | 1 | 3 | 1 | 3 | 1 | 2 | 4 | 1 | 2 | 4 | 1 | 0 | 0 | 0 | 0 | 0 | 0 | 0 | 0 | 0 | 0 | 0 | 0 | 0 | 0 | 0 | 0 | 0 | 0 | 0 | 0 | 0 | 0 | 0 | 0 | 0 | 0 | 0 | 0 | 0 | 0 | 0 | 0 | 0 | 0
PG&E GBA | Kasson | 60 | 1 | 1 | 3 | 1 | 2 | 1 | 3 | 1 | 3 | 1 | 2 | 4 | 1 | 2 | 4 | 1 | 0 | 0 | 0 | 0 | 0 | 0 | 0 | 0 | 0 | 0 | 0 | 0 | 0 | 0 | 0 | 0 | 0 | 0 | 0 | 0 | 0 | 0 | 0 | 0 | 0 | 0 | 0 | 0 | 0 | 0 | 0 | 0 | 0 | 0
PG&E FRESNO | Kearney | 230 | 1 | 1 | 3 | 0 | 2 | 1 | 3 | 1 | 3 | 1 | 2 | 3 | 1 | 2 | 4 | 1 | 0 | 0 | 0 | 0 | 0 | 0 | 0 | 0 | 0 | 0 | 0 | 0 | 0 | 0 | 0 | 0 | 0 | 0 | 0 | 0 | 0 | 0 | 0 | 0 | 0 | 0 | 0 | 0 | 0 | 0 | 0 | 0 | 0 | 0
PG&E FRESNO | Kearney | 70 | 1 | 1 | 3 | 0 | 2 | 1 | 3 | 1 | 3 | 1 | 2 | 3 | 1 | 2 | 4 | 1 | 0 | 0 | 0 | 0 | 0 | 0 | 0 | 0 | 0 | 0 | 0 | 0 | 0 | 0 | 0 | 0 | 0 | 0 | 0 | 0 | 0 | 0 | 0 | 0 | 0 | 0 | 0 | 0 | 0 | 0 | 0 | 0 | 0 | 0
PG&E GBA | Kelso | 230 | 2 | 1 | 1 | 1 | 1 | 2 | 1 | 2 | 3 | 1 | 4 | 2 | 3 | 1 | 3 | 2 | 0 | 0 | 0 | 0 | 0 | 0 | 0 | 0 | 0 | 0 | 0 | 90.7 | 0 | 0 | 1 | 0 | 90.7 | 0 | 0 | 0 | 0 | 0 | 0 | 0 | 0 | 0 | 0 | 0 | 90.7 | 0 | 0 | 1 | 0 | 90.7
PG&E FRESNO | Kerchoff 1 | 115 | 1 | 1 | 4 | 0 | 2 | 3 | 3 | 1 | 3 | 1 | 1 | 4 | 1 | 2 | 1 | 3 | 0 | 0 | 0 | 0 | 0 | 0 | 0 | 0 | 0 | 0 | 0 | 0 | 0 | 0 | 0 | 0 | 0 | 0 | 0 | 0 | 0 | 0 | 0 | 0 | 0 | 0 | 0 | 0 | 0 | 0 | 0 | 0 | 0 | 0
PG&E KERN | Kern Oil | 115 | 1 | 1 | 1 | 0 | 1 | 1 | 3 | 1 | 3 | 1 | 4 | 1 | 3 | 1 | 4 | 1 | 0 | 0 | 0 | 0 | 0 | 0 | 0 | 0 | 0 | 0 | 100 | 0 | 0 | 0 | 1 | 100 | 0 | 0 | 0 | 0 | 0 | 0 | 0 | 0 | 0 | 0 | 0 | 100 | 0 | 0 | 0 | 1 | 100 | 0
PG&E KERN | Kern PP | 115 | 1 | 1 | 2 | 0 | 1 | 2 | 3 | 1 | 3 | 1 | 3 | 2 | 3 | 1 | 3 | 2 | 0 | 0 | 0 | 0 | 0 | 0 | 0 | 0 | 0 | 0 | 50 | 0 | 0 | 0 | 1 | 50 | 0 | 0 | 0 | 0 | 0 | 0 | 0 | 0 | 0 | 0 | 0 | 50 | 0 | 0 | 0 | 1 | 50 | 0
PG&E KERN | Kern PP | 230 | 1 | 1 | 2 | 0 | 1 | 2 | 3 | 1 | 3 | 1 | 3 | 2 | 3 | 1 | 3 | 2 | 0 | 0 | 0 | 0 | 0 | 0 | 0 | 0 | 0 | 0 | 0 | 0 | 0 | 0 | 0 | 0 | 0 | 0 | 0 | 0 | 0 | 0 | 0 | 0 | 0 | 0 | 0 | 0 | 0 | 0 | 0 | 0 | 0 | 0
PG&E KERN | Kern PP | 70 | 1 | 1 | 2 | 0 | 1 | 2 | 3 | 1 | 3 | 1 | 3 | 2 | 3 | 1 | 3 | 2 | 0 | 0 | 0 | 0 | 0 | 0 | 0 | 0 | 0 | 0 | 0 | 0 | 0 | 0 | 0 | 0 | 0 | 0 | 0 | 0 | 0 | 0 | 0 | 0 | 0 | 0 | 0 | 0 | 0 | 0 | 0 | 0 | 0 | 0
PG&E KERN | Kernridge | 115 | 1 | 1 | 1 | 0 | 1 | 1 | 3 | 1 | 3 | 1 | 4 | 1 | 3 | 1 | 4 | 1 | 0 | 0 | 0 | 0 | 0 | 0 | 0 | 0 | 0 | 0 | 0 | 0 | 0 | 0 | 0 | 0 | 0 | 0 | 0 | 0 | 0 | 0 | 0 | 0 | 0 | 0 | 0 | 0 | 0 | 0 | 0 | 0 | 0 | 0
PG&E FRESNO | Kingsburg | 115 | 1 | 1 | 2 | 0 | 2 | 1 | 3 | 1 | 3 | 1 | 3 | 2 | 1 | 2 | 4 | 1 | 0 | 0 | 0 | 0 | 0 | 0 | 0 | 0 | 0 | 0 | 0 | 0 | 0 | 0 | 0 | 0 | 0 | 0 | 0 | 0 | 0 | 0 | 0 | 0 | 0 | 0 | 0 | 0 | 0 | 0 | 0 | 0 | 0 | 0
PG&E GBA | Kirker | 115 | 2 | 1 | 2 | 1 | 1 | 1 | 1 | 2 | 3 | 1 | 3 | 3 | 3 | 1 | 4 | 1 | 0 | 0 | 0 | 0 | 0 | 0 | 0 | 0 | 2.9 | 0 | 0 | 0 | 0 | 0 | 1 | 2.9 | 0 | 0 | 0 | 0 | 0 | 0 | 0 | 0 | 0 | 2.9 | 0 | 0 | 0 | 0 | 0 | 1 | 2.9 | 0
PG&E NGBA | Knights Landing | 115 | 2 | 1 | 4 | 0 | 2 | 3 | 1 | 2 | 3 | 1 | 1 | 4 | 1 | 2 | 1 | 3 | 0 | 0 | 0 | 0 | 0 | 0 | 0 | 0 | 0 | 0 | 0 | 0 | 0 | 0 | 0 | 0 | 0 | 0 | 0 | 0 | 0 | 0 | 0 | 0 | 0 | 0 | 0 | 0 | 0 | 0 | 0 | 0 | 0 | 0
PG&E NGBA | Konocti | 60 | 2 | 2 | 4 | 1 | 2 | 3 | 1 | 2 | 1 | 2 | 1 | 4 | 1 | 2 | 1 | 3 | 0 | 0 | 0 | 0 | 0 | 0 | 0 | 0 | 0 | 0 | 0 | 0 | 0 | 0 | 0 | 0 | 0 | 0 | 0 | 0 | 0 | 0 | 0 | 0 | 0 | 0 | 0 | 0 | 0 | 0 | 0 | 0 | 0 | 0
SCE NOL | Kramer | 115 | 2 | 1 | 3 | 1 | 1 | 3 | 1 | 2 | 3 | 1 | 2 | 4 | 3 | 1 | 1 | 3 | 0 | 0 | 0 | 0 | 0 | 0 | 0 | 0 | 0 | 0 | 4 | 0 | 6 | 0 | 1 | 4 | 6 | 0 | 0 | 0 | 0 | 0 | 0 | 0 | 0 | 0 | 0 | 4 | 0 | 6 | 0 | 1 | 4 | 6
SCE NOL | Kramer | 230 | 2 | 1 | 3 | 1 | 1 | 3 | 1 | 2 | 3 | 1 | 2 | 4 | 3 | 1 | 1 | 3 | 0 | 0 | 0 | 0 | 0 | 0 | 0 | 0 | 0 | 70 | 200 | 225 | 0 | 0 | 1 | 270 | 225 | 0 | 0 | 0 | 0 | 0 | 0 | 0 | 0 | 0 | 70 | 200 | 225 | 0 | 0 | 1 | 270 | 225
SCE Metro | La Cienega | 230 | 1 | 1 | 2 | 0 | 1 | 2 | 3 | 1 | 3 | 1 | 3 | 2 | 3 | 1 | 3 | 2 | 0 | 0 | 0 | 0 | 0 | 0 | 0 | 0 | 0 | 0 | 0 | 0 | 0 | 0 | 0 | 0 | 0 | 0 | 0 | 0 | 0 | 0 | 0 | 0 | 0 | 0 | 0 | 0 | 0 | 0 | 0 | 0 | 0 | 0
SCE Metro | La Fresa | 230 | 1 | 1 | 2 | 0 | 1 | 2 | 3 | 1 | 3 | 1 | 3 | 2 | 3 | 1 | 3 | 2 | 0 | 0 | 0 | 0 | 0 | 0 | 0 | 0 | 0 | 0 | 0 | 0 | 0 | 0 | 0 | 0 | 0 | 0 | 0 | 0 | 0 | 0 | 0 | 0 | 0 | 0 | 0 | 0 | 0 | 0 | 0 | 0 | 0 | 0
SCE Metro | Laguna Bell | 230 | 1 | 1 | 1 | 1 | 1 | 1 | 3 | 1 | 3 | 1 | 4 | 2 | 3 | 1 | 4 | 1 | 0 | 0 | 0 | 0 | 0 | 0 | 0 | 0 | 0.68 | 0 | 0 | 250 | 0 | 0 | 1 | 0.68 | 250 | 0 | 0 | 0 | 0 | 0 | 0 | 0 | 0 | 0.68 | 0 | 0 | 250 | 0 | 0 | 1 | 0.68 | 250
PG&E KERN | Lakeview | 70 | 1 | 1 | 4 | 0 | 1 | 1 | 3 | 1 | 3 | 1 | 1 | 4 | 3 | 1 | 4 | 1 | 0 | 0 | 0 | 0 | 0 | 0 | 0 | 0 | 0 | 0 | 0 | 65.6 | 0 | 0 | 1 | 0 | 65.6 | 0 | 0 | 0 | 0 | 0 | 0 | 0 | 0 | 0 | 0 | 0 | 65.6 | 0 | 0 | 1 | 0 | 65.6
PG&E NGBA | Lakeville | 230 | 2 | 1 | 4 | 0 | 2 | 3 | 1 | 2 | 3 | 1 | 1 | 4 | 1 | 2 | 1 | 3 | 0 | 0 | 0 | 0 | 0 | 0 | 0 | 0 | 0 | 0 | 0 | 0 | 0 | 0 | 0 | 0 | 0 | 0 | 0 | 0 | 0 | 0 | 0 | 0 | 0 | 0 | 0 | 0 | 0 | 0 | 0 | 0 | 0 | 0
PG&E NGBA | Lakeville | 60 | 2 | 1 | 4 | 0 | 2 | 3 | 1 | 2 | 3 | 1 | 1 | 4 | 1 | 2 | 1 | 3 | 0 | 0 | 0 | 0 | 0 | 0 | 0 | 0 | 0 | 0 | 0 | 0 | 0 | 0 | 0 | 0 | 0 | 0 | 0 | 0 | 0 | 0 | 0 | 0 | 0 | 0 | 0 | 0 | 0 | 0 | 0 | 0 | 0 | 0
PG&E NGBA | Lakeville | 115 | 2 | 1 | 4 | 0 | 2 | 3 | 1 | 2 | 3 | 1 | 1 | 4 | 1 | 2 | 1 | 3 | 20 | 0 | 0 | 0 | 0 | 0 | 0 | 0 | 0 | 0 | 0 | 50 | 0 | 0 | 1 | 20 | 50 | 20 | 0 | 0 | 0 | 0 | 0 | 0 | 0 | 0 | 0 | 0 | 50 | 0 | 0 | 1 | 20 | 50
PG&E GBA | Lakewood | 115 | 2 | 1 | 2 | 1 | 1 | 2 | 1 | 2 | 3 | 1 | 3 | 3 | 3 | 1 | 3 | 2 | 0 | 0 | 0 | 0 | 0 | 0 | 0 | 0 | 0 | 0 | 0 | 0 | 0 | 0 | 0 | 0 | 0 | 0 | 0 | 0 | 0 | 0 | 0 | 0 | 0 | 0 | 0 | 0 | 0 | 0 | 0 | 0 | 0 | 0
PG&E NGBA | Lambie | 230 | 2 | 1 | 1 | 0 | 1 | 1 | 1 | 2 | 3 | 1 | 4 | 1 | 3 | 1 | 4 | 1 | 0 | 0 | 0 | 0 | 0 | 0 | 0 | 0 | 0 | 0 | 0 | 0 | 0 | 0 | 0 | 0 | 0 | 0 | 0 | 0 | 0 | 0 | 0 | 0 | 0 | 0 | 0 | 0 | 0 | 0 | 0 | 0 | 0 | 0
PG&E GBA | Lammers | 115 | 1 | 1 | 1 | 0 | 2 | 2 | 3 | 1 | 3 | 1 | 4 | 1 | 1 | 2 | 3 | 2 | 0 | 0 | 0 | 0 | 0 | 0 | 0 | 0 | 0 | 0 | 0 | 0 | 0 | 0 | 0 | 0 | 0 | 0 | 0 | 0 | 0 | 0 | 0 | 0 | 0 | 0 | 0 | 0 | 0 | 0 | 0 | 0 | 0 | 0
PG&E KERN | Lamont | 115 | 1 | 1 | 2 | 0 | 1 | 1 | 3 | 1 | 3 | 1 | 3 | 2 | 3 | 1 | 4 | 1 | 0 | 0 | 0 | 0 | 0 | 0 | 0 | 0 | 0 | 100 | 31.2 | 0 | 0 | 0 | 1 | 131.2 | 0 | 0 | 0 | 0 | 0 | 0 | 0 | 0 | 0 | 0 | 100 | 31.2 | 0 | 0 | 0 | 1 | 131.2 | 0
PG&E FRESNO | Las Aguilas | 230 | 2 | 2 | 4 | 0 | 2 | 2 | 1 | 2 | 1 | 2 | 1 | 4 | 1 | 2 | 3 | 2 | 0 | 0 | 0 | 0 | 0 | 0 | 0 | 0 | 0 | 0 | 0 | 0 | 0 | 0 | 0 | 0 | 0 | 0 | 0 | 0 | 0 | 0 | 0 | 0 | 0 | 0 | 0 | 0 | 0 | 0 | 0 | 0 | 0 | 0
EOP | Lathrop | 138 | 2 | 2 | 4 | 1 | 1 | 3 | 1 | 2 | 1 | 2 | 1 | 4 | 3 | 1 | 1 | 3 | 0 | 0 | 0 | 0 | 0 | 0 | 0 | 0 | 0 | 0 | 0 | 0 | 0 | 0 | 0 | 0 | 0 | 0 | 0 | 0 | 0 | 0 | 0 | 0 | 0 | 0 | 0 | 0 | 0 | 0 | 0 | 0 | 0 | 0
EOP | Lathrop | 230 | 2 | 2 | 4 | 1 | 1 | 3 | 1 | 2 | 1 | 2 | 1 | 4 | 3 | 1 | 1 | 3 | 0 | 0 | 150 | 0 | 0 | 0 | 0 | 0 | 0 | 0 | 560 | 0 | 190 | 0 | 1 | 710 | 190 | 0 | 0 | 150 | 0 | 0 | 0 | 0 | 0 | 0 | 0 | 560 | 0 | 190 | 0 | 1 | 710 | 190
PG&E FRESNO | Le Grand | 115 | 1 | 1 | 3 | 0 | 2 | 1 | 3 | 1 | 3 | 1 | 2 | 3 | 1 | 2 | 4 | 1 | 0 | 0 | 0 | 0 | 0 | 0 | 0 | 0 | 0 | 0 | 0 | 0 | 0 | 0 | 0 | 0 | 0 | 0 | 0 | 0 | 0 | 0 | 0 | 0 | 0 | 0 | 0 | 0 | 0 | 0 | 0 | 0 | 0 | 0
PG&E FRESNO | Lemoore | 70 | 1 | 1 | 3 | 0 | 2 | 2 | 3 | 1 | 3 | 1 | 2 | 3 | 1 | 2 | 3 | 2 | 0 | 0 | 0 | 0 | 0 | 0 | 0 | 0 | 0 | 0 | 0 | 0 | 0 | 0 | 0 | 0 | 0 | 0 | 0 | 0 | 0 | 0 | 0 | 0 | 0 | 0 | 0 | 0 | 0 | 0 | 0 | 0 | 0 | 0
PG&E KERN | Lerdo | 115 | 1 | 1 | 3 | 1 | 1 | 1 | 3 | 1 | 3 | 1 | 2 | 4 | 3 | 1 | 4 | 1 | 0 | 0 | 0 | 0 | 0 | 0 | 0 | 0 | 0 | 0 | 0 | 0 | 0 | 0 | 0 | 0 | 0 | 0 | 0 | 0 | 0 | 0 | 0 | 0 | 0 | 0 | 0 | 0 | 0 | 0 | 0 | 0 | 0 | 0
SCE Metro | Lewis | 230 | 1 | 1 | 2 | 1 | 1 | 2 | 3 | 1 | 3 | 1 | 3 | 3 | 3 | 1 | 3 | 2 | 0 | 0 | 0 | 0 | 0 | 0 | 0 | 0 | 0 | 0 | 0 | 0 | 0 | 0 | 0 | 0 | 0 | 0 | 0 | 0 | 0 | 0 | 0 | 0 | 0 | 0 | 0 | 0 | 0 | 0 | 0 | 0 | 0 | 0
SCE Metro | Lighthipe | 230 | 1 | 1 | 2 | 0 | 1 | 1 | 3 | 1 | 3 | 1 | 3 | 2 | 3 | 1 | 4 | 1 | 0 | 0 | 0 | 0 | 0 | 0 | 0 | 0 | 1.32 | 0 | 0 | 0 | 0 | 0 | 1 | 1.32 | 0 | 0 | 0 | 0 | 0 | 0 | 0 | 0 | 0 | 1.32 | 0 | 0 | 0 | 0 | 0 | 1 | 1.32 | 0
SDGE | Lilac | 69 | 2 | 1 | 3 | 0 | 1 | 3 | 1 | 2 | 3 | 1 | 2 | 3 | 3 | 1 | 1 | 3 | 0 | 0 | 0 | 0 | 0 | 0 | 0 | 0 | 0 | 0 | 0 | 0 | 0 | 0 | 0 | 0 | 0 | 0 | 0 | 0 | 0 | 0 | 0 | 0 | 0 | 0 | 0 | 0 | 0 | 0 | 0 | 0 | 0 | 0
PG&E NGBA | Lincoln | 115 | 2 | 1 | 3 | 0 | 2 | 3 | 1 | 2 | 3 | 1 | 2 | 3 | 1 | 2 | 1 | 3 | 0 | 0 | 0 | 0 | 0 | 0 | 0 | 0 | 0 | 0 | 0 | 0 | 0 | 0 | 0 | 0 | 0 | 0 | 0 | 0 | 0 | 0 | 0 | 0 | 0 | 0 | 0 | 0 | 0 | 0 | 0 | 0 | 0 | 0
PG&E KERN | Live Oak | 115 | 1 | 1 | 1 | 0 | 1 | 1 | 3 | 1 | 3 | 1 | 4 | 1 | 3 | 1 | 4 | 1 | 0 | 0 | 0 | 0 | 0 | 0 | 0 | 0 | 0 | 100 | 0 | 0 | 0 | 0 | 1 | 100 | 0 | 0 | 0 | 0 | 0 | 0 | 0 | 0 | 0 | 0 | 100 | 0 | 0 | 0 | 0 | 1 | 100 | 0
PG&E GBA | Llagas | 115 | 2 | 1 | 2 | 0 | 2 | 1 | 1 | 2 | 3 | 1 | 3 | 2 | 1 | 2 | 4 | 1 | 0 | 0 | 0 | 0 | 0 | 0 | 0 | 0 | 0 | 0 | 0 | 0 | 0 | 0 | 0 | 0 | 0 | 0 | 0 | 0 | 0 | 0 | 0 | 0 | 0 | 0 | 0 | 0 | 0 | 0 | 0 | 0 | 0 | 0
PG&E GBA | Lockeford | 115 | 1 | 1 | 3 | 1 | 2 | 2 | 3 | 1 | 3 | 1 | 2 | 4 | 1 | 2 | 3 | 2 | 0 | 0 | 0 | 0 | 0 | 0 | 0 | 0 | 0 | 0 | 0 | 0 | 0 | 0 | 0 | 0 | 0 | 0 | 0 | 0 | 0 | 0 | 0 | 0 | 0 | 0 | 0 | 0 | 0 | 0 | 0 | 0 | 0 | 0
PG&E GBA | Lockeford | 230 | 1 | 1 | 3 | 1 | 2 | 2 | 3 | 1 | 3 | 1 | 2 | 4 | 1 | 2 | 3 | 2 | 0 | 0 | 0 | 0 | 0 | 0 | 0 | 0 | 0 | 0 | 200 | 0 | 0 | 0 | 1 | 200 | 0 | 0 | 0 | 0 | 0 | 0 | 0 | 0 | 0 | 0 | 0 | 200 | 0 | 0 | 0 | 1 | 200 | 0
PG&E GBA | Lockeford | 60 | 1 | 1 | 3 | 1 | 2 | 2 | 3 | 1 | 3 | 1 | 2 | 4 | 1 | 2 | 3 | 2 | 0 | 0 | 0 | 0 | 0 | 0 | 0 | 0 | 0 | 0 | 0 | 0 | 0 | 0 | 0 | 0 | 0 | 0 | 0 | 0 | 0 | 0 | 0 | 0 | 0 | 0 | 0 | 0 | 0 | 0 | 0 | 0 | 0 | 0
PG&E GBA | Lodi | 230 | 1 | 1 | 1 | 0 | 2 | 1 | 3 | 1 | 3 | 1 | 4 | 1 | 1 | 2 | 4 | 1 | 0 | 0 | 0 | 0 | 0 | 0 | 0 | 0 | 0 | 0 | 0 | 0 | 0 | 0 | 0 | 0 | 0 | 0 | 0 | 0 | 0 | 0 | 0 | 0 | 0 | 0 | 0 | 0 | 0 | 0 | 0 | 0 | 0 | 0
PG&E NGBA | Logan Creek | 230 | 2 | 2 | 4 | 0 | 1 | 2 | 1 | 2 | 1 | 2 | 1 | 4 | 3 | 1 | 3 | 2 | 0 | 0 | 0 | 0 | 0 | 0 | 0 | 0 | 0 | 0 | 0 | 0 | 0 | 0 | 0 | 0 | 0 | 0 | 0 | 0 | 0 | 0 | 0 | 0 | 0 | 0 | 0 | 0 | 0 | 0 | 0 | 0 | 0 | 0
PG&E GBA | Lone Tree | 230 | 2 | 1 | 2 | 1 | 1 | 2 | 1 | 2 | 3 | 1 | 3 | 3 | 3 | 1 | 3 | 2 | 0 | 0 | 0 | 0 | 0 | 0 | 0 | 0 | 0 | 0 | 0 | 0 | 0 | 0 | 0 | 0 | 0 | 0 | 0 | 0 | 0 | 0 | 0 | 0 | 0 | 0 | 0 | 0 | 0 | 0 | 0 | 0 | 0 | 0
PG&E FRESNO | Los Banos | 230 | 1 | 1 | 4 | 0 | 2 | 1 | 3 | 1 | 3 | 1 | 1 | 4 | 1 | 2 | 4 | 1 | 10 | 0 | 0 | 69.3 | 0 | 0 | 0 | 0 | 5.9 | 100 | 0 | 0 | 300 | 0 | 1 | 185.2 | 300 | 10 | 0 | 0 | 69.3 | 0 | 0 | 0 | 0 | 5.9 | 100 | 0 | 0 | 300 | 0 | 1 | 185.2 | 300
PG&E FRESNO | Los Banos | 500 | 1 | 1 | 4 | 0 | 2 | 1 | 3 | 1 | 3 | 1 | 1 | 4 | 1 | 2 | 4 | 1 | 0 | 0 | 0 | 0 | 0 | 0 | 0 | 0 | 0 | 100 | 0 | 0 | 477 | 0 | 1 | 100 | 477 | 0 | 0 | 0 | 0 | 0 | 0 | 0 | 0 | 0 | 100 | 0 | 0 | 477 | 0 | 1 | 100 | 477
SDGE | Los Coches | 138 | 2 | 2 | 4 | 0 | 2 | 3 | 1 | 2 | 1 | 2 | 1 | 4 | 1 | 2 | 1 | 3 | 0 | 0 | 0 | 0 | 0 | 0 | 0 | 0 | 0 | 0 | 0 | 0 | 0 | 0 | 0 | 0 | 0 | 0 | 0 | 0 | 0 | 0 | 0 | 0 | 0 | 0 | 0 | 0 | 0 | 0 | 0 | 0 | 0 | 0
SDGE | Los Coches | 69 | 2 | 2 | 4 | 0 | 2 | 3 | 1 | 2 | 1 | 2 | 1 | 4 | 1 | 2 | 1 | 3 | 0 | 0 | 0 | 0 | 0 | 0 | 0 | 0 | 0 | 0 | 0 | 0 | 0 | 0 | 0 | 0 | 0 | 0 | 0 | 0 | 0 | 0 | 0 | 0 | 0 | 0 | 0 | 0 | 0 | 0 | 0 | 0 | 0 | 0
PG&E GBA | Los Esteros | 115 | 2 | 1 | 1 | 0 | 2 | 1 | 1 | 2 | 3 | 1 | 4 | 1 | 1 | 2 | 4 | 1 | 0 | 0 | 0 | 0 | 0 | 0 | 0 | 0 | 0 | 0 | 0 | 0 | 0 | 0 | 0 | 0 | 0 | 0 | 0 | 0 | 0 | 0 | 0 | 0 | 0 | 0 | 0 | 0 | 0 | 0 | 0 | 0 | 0 | 0
PG&E GBA | Los Esteros | 230 | 2 | 1 | 1 | 0 | 2 | 1 | 1 | 2 | 3 | 1 | 4 | 1 | 1 | 2 | 4 | 1 | 0 | 0 | 0 | 0 | 0 | 0 | 0 | 0 | 0 | 0 | 0 | 0 | 0 | 0 | 0 | 0 | 0 | 0 | 0 | 0 | 0 | 0 | 0 | 0 | 0 | 0 | 0 | 0 | 0 | 0 | 0 | 0 | 0 | 0
PG&E GBA | Los Positas | 230 | 2 | 1 | 3 | 0 | 1 | 3 | 1 | 2 | 3 | 1 | 2 | 3 | 3 | 1 | 1 | 3 | 0 | 0 | 0 | 0 | 0 | 0 | 0 | 0 | 0 | 0 | 0 | 0 | 0 | 0 | 0 | 0 | 0 | 0 | 0 | 0 | 0 | 0 | 0 | 0 | 0 | 0 | 0 | 0 | 0 | 0 | 0 | 0 | 0 | 0
PG&E GBA | Los Positas | 60 | 2 | 1 | 3 | 0 | 1 | 3 | 1 | 2 | 3 | 1 | 2 | 3 | 3 | 1 | 1 | 3 | 0 | 0 | 0 | 0 | 0 | 0 | 0 | 0 | 0 | 0 | 0 | 0 | 0 | 0 | 0 | 0 | 0 | 0 | 0 | 0 | 0 | 0 | 0 | 0 | 0 | 0 | 0 | 0 | 0 | 0 | 0 | 0 | 0 | 0
SDGE | Loveland | 69 | 2 | 1 | 3 | 0 | 1 | 3 | 1 | 2 | 3 | 1 | 2 | 3 | 3 | 1 | 1 | 3 | 0 | 0 | 0 | 0 | 0 | 0 | 0 | 0 | 0 | 0 | 0 | 0 | 0 | 0 | 0 | 0 | 0 | 0 | 0 | 0 | 0 | 0 | 0 | 0 | 0 | 0 | 0 | 0 | 0 | 0 | 0 | 0 | 0 | 0
SCE NOL | Lugo | 230 | 2 | 1 | 4 | 0 | 1 | 2 | 1 | 2 | 3 | 1 | 1 | 4 | 3 | 1 | 3 | 2 | 0 | 0 | 0 | 0 | 0 | 0 | 0 | 0 | 0 | 165 | 0 | 0 | 0 | 362 | 1 | 165 | 362 | 0 | 0 | 0 | 0 | 0 | 0 | 0 | 0 | 0 | 165 | 0 | 0 | 0 | 362 | 1 | 165 | 362
SCE Metro | Lugo | 500 | 2 | 1 | 4 | 0 | 1 | 2 | 1 | 2 | 3 | 1 | 1 | 4 | 3 | 1 | 3 | 2 | 203 | 0 | 0 | 0 | 0 | 0 | 0 | 0 | 0 | 0 | 0 | 0 | 0 | 0 | 1 | 203 | 0 | 203 | 0 | 0 | 0 | 0 | 0 | 0 | 0 | 0 | 0 | 0 | 0 | 0 | 0 | 1 | 203 | 0
PG&E FRESNO | Madera | 70 | 1 | 1 | 4 | 0 | 2 | 1 | 3 | 1 | 3 | 1 | 1 | 4 | 1 | 2 | 4 | 1 | 0 | 0 | 0 | 0 | 0 | 0 | 0 | 0 | 0 | 0 | 0 | 0 | 0 | 0 | 0 | 0 | 0 | 0 | 0 | 0 | 0 | 0 | 0 | 0 | 0 | 0 | 0 | 0 | 0 | 0 | 0 | 0 | 0 | 0
PG&E NGBA | Madison | 115 | 2 | 1 | 4 | 0 | 2 | 3 | 1 | 2 | 3 | 1 | 1 | 4 | 1 | 2 | 1 | 3 | 0 | 0 | 0 | 0 | 0 | 0 | 0 | 0 | 0 | 0 | 13 | 10.2 | 0 | 0 | 1 | 13 | 10.2 | 0 | 0 | 0 | 0 | 0 | 0 | 0 | 0 | 0 | 0 | 13 | 10.2 | 0 | 0 | 1 | 13 | 10.2
PG&E KERN | Magunden | 115 | 1 | 1 | 2 | 0 | 1 | 1 | 3 | 1 | 3 | 1 | 3 | 2 | 3 | 1 | 4 | 1 | 0 | 0 | 0 | 0 | 0 | 0 | 0 | 0 | 0 | 100 | 0 | 0 | 0 | 0 | 1 | 100 | 0 | 0 | 0 | 0 | 0 | 0 | 0 | 0 | 0 | 0 | 100 | 0 | 0 | 0 | 0 | 1 | 100 | 0
SCE Northern | Magunden | 230 | 1 | 1 | 2 | 0 | 1 | 1 | 3 | 1 | 3 | 1 | 3 | 2 | 3 | 1 | 4 | 1 | 0 | 0 | 0 | 0 | 0 | 0 | 0 | 0 | 0 | 100 | 0 | 0 | 0 | 0 | 1 | 100 | 0 | 0 | 0 | 0 | 0 | 0 | 0 | 0 | 0 | 0 | 100 | 0 | 0 | 0 | 0 | 1 | 100 | 0
PG&E FRESNO | Malaga | 115 | 1 | 1 | 1 | 0 | 2 | 1 | 3 | 1 | 3 | 1 | 4 | 1 | 1 | 2 | 4 | 1 | 0 | 0 | 0 | 0 | 0 | 0 | 0 | 0 | 0 | 0 | 0 | 0 | 0 | 0 | 0 | 0 | 0 | 0 | 0 | 0 | 0 | 0 | 0 | 0 | 0 | 0 | 0 | 0 | 0 | 0 | 0 | 0 | 0 | 0
PG&E NGBA | Malin | 500 | 2 | 2 | 4 | 0 | 2 | 3 | 1 | 2 | 1 | 2 | 1 | 4 | 1 | 2 | 1 | 3 | 2133.8 | 0 | 0 | 0 | 0 | 0 | 0 | 0 | 0 | 0 | 0 | 0 | 0 | 0 | 1 | 2133.8 | 0 | 2133.8 | 0 | 0 | 0 | 0 | 0 | 0 | 0 | 0 | 0 | 0 | 0 | 0 | 0 | 1 | 2133.8 | 0
SCE Northern | Mandalay | 230 | 2 | 1 | 1 | 1 | 1 | 1 | 1 | 2 | 3 | 1 | 4 | 2 | 3 | 1 | 4 | 1 | 0 | 0 | 0 | 0 | 0 | 0 | 0 | 0 | 0 | 0 | 0 | 0 | 0 | 0 | 0 | 0 | 0 | 0 | 0 | 0 | 0 | 0 | 0 | 0 | 0 | 0 | 0 | 0 | 0 | 0 | 0 | 0 | 0 | 0
PG&E FRESNO | Manning | 230 | 1 | 1 | 2 | 0 | 2 | 1 | 3 | 1 | 3 | 1 | 3 | 2 | 1 | 2 | 4 | 1 | 0 | 0 | 0 | 0 | 0 | 0 | 0 | 0 | 0 | 100 | 0 | 0 | 0 | 0 | 1 | 100 | 0 | 0 | 0 | 0 | 0 | 0 | 0 | 0 | 0 | 0 | 100 | 0 | 0 | 0 | 0 | 1 | 100 | 0
PG&E FRESNO | Manning | 500 | 1 | 1 | 2 | 0 | 2 | 1 | 3 | 1 | 3 | 1 | 3 | 2 | 1 | 2 | 4 | 1 | 0 | 0 | 0 | 0 | 0 | 0 | 0 | 0 | 0 | 0 | 278.6 | 0 | 800 | 0 | 1 | 278.6 | 800 | 0 | 0 | 0 | 0 | 0 | 0 | 0 | 0 | 0 | 1591 | 278.6 | 0 | 800 | 0 | 1 | 1869.6 | 800
PG&E GBA | Manteca | 115 | 1 | 1 | 2 | 0 | 2 | 2 | 3 | 1 | 3 | 1 | 3 | 2 | 1 | 2 | 3 | 2 | 0 | 0 | 0 | 0 | 0 | 0 | 0 | 0 | 0 | 0 | 0 | 0 | 0 | 0 | 0 | 0 | 0 | 0 | 0 | 0 | 0 | 0 | 0 | 0 | 0 | 0 | 0 | 0 | 0 | 0 | 0 | 0 | 0 | 0
SDGE | Margarita | 138 | 1 | 1 | 2 | 0 | 1 | 3 | 3 | 1 | 3 | 1 | 3 | 2 | 3 | 1 | 1 | 3 | 0 | 0 | 0 | 0 | 0 | 0 | 0 | 0 | 0 | 0 | 0 | 0 | 0 | 0 | 0 | 0 | 0 | 0 | 0 | 0 | 0 | 0 | 0 | 0 | 0 | 0 | 94 | 0 | 0 | 0 | 0 | 1 | 94 | 0
PG&E GBA | Martin | 230 | 2 | 1 | 2 | 1 | 1 | 2 | 1 | 2 | 3 | 1 | 3 | 3 | 3 | 1 | 3 | 2 | 0 | 0 | 0 | 0 | 0 | 0 | 0 | 0 | 0 | 0 | 0 | 0 | 0 | 0 | 0 | 0 | 0 | 0 | 0 | 0 | 0 | 0 | 0 | 0 | 0 | 0 | 0 | 0 | 0 | 0 | 0 | 0 | 0 | 0
PG&E GBA | Martin | 115 | 2 | 1 | 2 | 1 | 1 | 2 | 1 | 2 | 3 | 1 | 3 | 3 | 3 | 1 | 3 | 2 | 0 | 0 | 0 | 0 | 0 | 0 | 0 | 0 | 0 | 0 | 0 | 188 | 0 | 0 | 1 | 0 | 188 | 0 | 0 | 0 | 0 | 0 | 0 | 0 | 0 | 0 | 0 | 0 | 188 | 0 | 0 | 1 | 0 | 188
PG&E GBA | Martinez | 115 | 2 | 1 | 1 | 0 | 1 | 1 | 1 | 2 | 3 | 1 | 4 | 1 | 3 | 1 | 4 | 1 | 0 | 0 | 0 | 0 | 0 | 0 | 0 | 0 | 0 | 0 | 0 | 0 | 0 | 0 | 0 | 0 | 0 | 0 | 0 | 0 | 0 | 0 | 0 | 0 | 0 | 0 | 0 | 0 | 0 | 0 | 0 | 0 | 0 | 0
PG&E FRESNO | Mc Mullin | 230 | 1 | 1 | 3 | 0 | 2 | 1 | 3 | 1 | 3 | 1 | 2 | 3 | 1 | 2 | 4 | 1 | 0 | 0 | 0 | 0 | 0 | 0 | 0 | 0 | 0 | 0 | 0 | 0 | 0 | 0 | 0 | 0 | 0 | 0 | 0 | 0 | 0 | 0 | 0 | 0 | 0 | 0 | 0 | 0 | 0 | 0 | 0 | 0 | 0 | 0
PG&E FRESNO | McCall | 115 | 1 | 1 | 3 | 0 | 2 | 1 | 3 | 1 | 3 | 1 | 2 | 3 | 1 | 2 | 4 | 1 | 0 | 0 | 0 | 0 | 0 | 0 | 0 | 0 | 0 | 0 | 0 | 0 | 0 | 0 | 0 | 0 | 0 | 0 | 0 | 0 | 0 | 0 | 0 | 0 | 0 | 0 | 0 | 0 | 0 | 0 | 0 | 0 | 0 | 0
PG&E FRESNO | McCall | 230 | 1 | 1 | 3 | 0 | 2 | 1 | 3 | 1 | 3 | 1 | 2 | 3 | 1 | 2 | 4 | 1 | 0 | 0 | 0 | 0 | 0 | 0 | 0 | 0 | 0 | 0 | 0 | 0 | 0 | 0 | 0 | 0 | 0 | 0 | 0 | 0 | 0 | 0 | 0 | 0 | 0 | 0 | 0 | 0 | 0 | 0 | 0 | 0 | 0 | 0
PG&E GBA | Meadow Lane | 115 | 2 | 1 | 1 | 1 | 1 | 1 | 1 | 2 | 3 | 1 | 4 | 2 | 3 | 1 | 4 | 1 | 0 | 0 | 0 | 0 | 0 | 0 | 0 | 0 | 0 | 0 | 0 | 0 | 0 | 0 | 0 | 0 | 0 | 0 | 0 | 0 | 0 | 0 | 0 | 0 | 0 | 0 | 0 | 0 | 0 | 0 | 0 | 0 | 0 | 0
PG&E GBA | Melones | 115 | 2 | 1 | 4 | 1 | 1 | 3 | 1 | 2 | 3 | 1 | 1 | 4 | 3 | 1 | 1 | 3 | 0 | 0 | 0 | 0 | 0 | 0 | 0 | 0 | 0 | 0 | 0 | 0 | 0 | 0 | 0 | 0 | 0 | 0 | 0 | 0 | 0 | 0 | 0 | 0 | 0 | 0 | 0 | 0 | 0 | 0 | 0 | 0 | 0 | 0
PG&E GBA | Melones | 230 | 2 | 1 | 4 | 1 | 1 | 3 | 1 | 2 | 3 | 1 | 1 | 4 | 3 | 1 | 1 | 3 | 0 | 0 | 0 | 0 | 0 | 0 | 0 | 0 | 0 | 0 | 0 | 0 | 0 | 0 | 0 | 0 | 0 | 0 | 0 | 0 | 0 | 0 | 0 | 0 | 0 | 0 | 0 | 0 | 0 | 0 | 0 | 0 | 0 | 0
SDGE | Melrose | 69 | 2 | 1 | 3 | 0 | 1 | 3 | 1 | 2 | 3 | 1 | 2 | 3 | 3 | 1 | 1 | 3 | 0 | 0 | 0 | 0 | 0 | 0 | 0 | 0 | 0 | 0 | 0 | 0 | 0 | 0 | 0 | 0 | 0 | 0 | 0 | 0 | 0 | 0 | 0 | 0 | 0 | 0 | 0 | 0 | 0 | 0 | 0 | 0 | 0 | 0
PG&E NGBA | Mendocino | 115 | 2 | 2 | 4 | 1 | 2 | 3 | 1 | 2 | 1 | 2 | 1 | 4 | 1 | 2 | 1 | 3 | 0 | 0 | 0 | 0 | 0 | 0 | 0 | 0 | 5 | 0 | 0 | 0 | 0 | 0 | 1 | 5 | 0 | 0 | 0 | 0 | 0 | 0 | 0 | 0 | 0 | 5 | 0 | 0 | 0 | 0 | 0 | 1 | 5 | 0
PG&E NGBA | Mendocino | 60 | 2 | 2 | 4 | 1 | 2 | 3 | 1 | 2 | 1 | 2 | 1 | 4 | 1 | 2 | 1 | 3 | 0 | 0 | 0 | 0 | 0 | 0 | 0 | 0 | 0 | 0 | 0 | 0 | 0 | 0 | 0 | 0 | 0 | 0 | 0 | 0 | 0 | 0 | 0 | 0 | 0 | 0 | 0 | 0 | 0 | 0 | 0 | 0 | 0 | 0
PG&E FRESNO | Mendota | 115 | 1 | 1 | 3 | 0 | 2 | 1 | 3 | 1 | 3 | 1 | 2 | 3 | 1 | 2 | 4 | 1 | 0 | 0 | 0 | 0 | 0 | 0 | 0 | 0 | 0 | 0 | 0 | 0 | 0 | 0 | 0 | 0 | 0 | 0 | 0 | 0 | 0 | 0 | 0 | 0 | 0 | 0 | 0 | 0 | 0 | 0 | 0 | 0 | 0 | 0
PG&E GBA | Menlo | 60 | 2 | 1 | 2 | 1 | 1 | 2 | 1 | 2 | 3 | 1 | 3 | 3 | 3 | 1 | 3 | 2 | 0 | 0 | 0 | 0 | 0 | 0 | 0 | 0 | 0 | 0 | 0 | 0 | 0 | 0 | 0 | 0 | 0 | 0 | 0 | 0 | 0 | 0 | 0 | 0 | 0 | 0 | 0 | 0 | 0 | 0 | 0 | 0 | 0 | 0
PG&E FRESNO | Merced | 115 | 1 | 1 | 3 | 1 | 2 | 1 | 3 | 1 | 3 | 1 | 2 | 4 | 1 | 2 | 4 | 1 | 0 | 0 | 0 | 0 | 0 | 0 | 0 | 0 | 0 | 0 | 0 | 0 | 0 | 0 | 0 | 0 | 0 | 0 | 0 | 0 | 0 | 0 | 0 | 0 | 0 | 0 | 0 | 0 | 0 | 0 | 0 | 0 | 0 | 0
EOP | Mercury | 138 | 2 | 2 | 4 | 0 | 1 | 3 | 1 | 2 | 1 | 2 | 1 | 4 | 3 | 1 | 1 | 3 | 0 | 0 | 0 | 0 | 0 | 0 | 0 | 0 | 0 | 0 | 0 | 0 | 0 | 0 | 0 | 0 | 0 | 0 | 0 | 0 | 0 | 0 | 0 | 0 | 0 | 0 | 0 | 0 | 0 | 0 | 0 | 0 | 0 | 0
PG&E FRESNO | Mercy Springs | 70 | 1 | 1 | 4 | 0 | 2 | 1 | 3 | 1 | 3 | 1 | 1 | 4 | 1 | 2 | 4 | 1 | 0 | 0 | 0 | 0 | 0 | 0 | 0 | 0 | 0 | 0 | 75 | 78 | 0 | 0 | 1 | 75 | 78 | 0 | 0 | 0 | 0 | 0 | 0 | 0 | 0 | 0 | 0 | 75 | 78 | 0 | 0 | 1 | 75 | 78
PG&E NGBA | Meridian | 60 | 2 | 2 | 4 | 0 | 1 | 3 | 1 | 2 | 1 | 2 | 1 | 4 | 3 | 1 | 1 | 3 | 0 | 0 | 0 | 0 | 0 | 0 | 0 | 0 | 0 | 0 | 0 | 0 | 0 | 0 | 0 | 0 | 0 | 0 | 0 | 0 | 0 | 0 | 0 | 0 | 0 | 0 | 0 | 0 | 0 | 0 | 0 | 0 | 0 | 0
PG&E KERN | Mesa (PGE) | 115 | 2 | 2 | 2 | 1 | 2 | 2 | 1 | 2 | 1 | 2 | 3 | 3 | 1 | 2 | 3 | 2 | 0 | 0 | 0 | 0 | 0 | 0 | 0 | 0 | 0 | 0 | 0 | 0 | 0 | 0 | 0 | 0 | 0 | 0 | 0 | 0 | 0 | 0 | 0 | 0 | 0 | 0 | 0 | 0 | 0 | 0 | 0 | 0 | 0 | 0
PG&E KERN | Mesa (PGE) | 230 | 2 | 2 | 2 | 1 | 2 | 2 | 1 | 2 | 1 | 2 | 3 | 3 | 1 | 2 | 3 | 2 | 0 | 0 | 0 | 0 | 0 | 0 | 0 | 0 | 0 | 0 | 0 | 0 | 0 | 100 | 1 | 0 | 100 | 0 | 0 | 0 | 0 | 0 | 0 | 0 | 0 | 0 | 0 | 0 | 0 | 0 | 100 | 1 | 0 | 100
SCE Metro | Mesa (SCE) | 230 | 1 | 1 | 2 | 1 | 1 | 2 | 3 | 1 | 3 | 1 | 3 | 3 | 3 | 1 | 3 | 2 | 0 | 0 | 0 | 0 | 0 | 0 | 0 | 0 | 1.92 | 0 | 0 | 0 | 0 | 0 | 1 | 1.92 | 0 | 0 | 0 | 0 | 0 | 0 | 0 | 0 | 0 | 1.92 | 0 | 0 | 0 | 0 | 0 | 1 | 1.92 | 0
SCE Metro | Mesa (SCE) | 500 | 1 | 1 | 2 | 1 | 1 | 2 | 3 | 1 | 3 | 1 | 3 | 3 | 3 | 1 | 3 | 2 | 0 | 0 | 0 | 0 | 0 | 0 | 0 | 0 | 0 | 0 | 0 | 0 | 0 | 0 | 0 | 0 | 0 | 0 | 0 | 0 | 0 | 0 | 0 | 0 | 0 | 0 | 0 | 0 | 0 | 0 | 0 | 0 | 0 | 0
SDGE | Mesa Heights | 69 | 2 | 1 | 2 | 0 | 1 | 3 | 1 | 2 | 3 | 1 | 3 | 2 | 3 | 1 | 1 | 3 | 0 | 0 | 0 | 0 | 0 | 0 | 0 | 0 | 0 | 0 | 0 | 0 | 0 | 0 | 0 | 0 | 0 | 0 | 0 | 0 | 0 | 0 | 0 | 0 | 0 | 0 | 0 | 0 | 0 | 0 | 0 | 0 | 0 | 0
PG&E GBA | Metcalf | 115 | 2 | 1 | 1 | 0 | 2 | 3 | 1 | 2 | 3 | 1 | 4 | 1 | 1 | 2 | 1 | 3 | 0 | 0 | 0 | 0 | 0 | 0 | 0 | 0 | 0 | 0 | 0 | 0 | 0 | 0 | 0 | 0 | 0 | 0 | 0 | 0 | 0 | 0 | 0 | 0 | 0 | 0 | 0 | 0 | 0 | 0 | 0 | 0 | 0 | 0
PG&E GBA | Metcalf | 230 | 2 | 1 | 1 | 0 | 2 | 3 | 1 | 2 | 3 | 1 | 4 | 1 | 1 | 2 | 1 | 3 | 0 | 0 | 0 | 0 | 0 | 0 | 0 | 0 | 0 | 0 | 0 | 0 | 0 | 0 | 0 | 0 | 0 | 0 | 0 | 0 | 0 | 0 | 0 | 0 | 0 | 0 | 0 | 0 | 0 | 0 | 0 | 0 | 0 | 0
PG&E GBA | Metcalf | 500 | 2 | 1 | 1 | 0 | 2 | 3 | 1 | 2 | 3 | 1 | 4 | 1 | 1 | 2 | 1 | 3 | 0 | 0 | 0 | 0 | 0 | 0 | 0 | 0 | 0 | 0 | 0 | 0 | 0 | 0 | 0 | 0 | 0 | 0 | 0 | 0 | 0 | 0 | 0 | 0 | 0 | 0 | 0 | 0 | 0 | 0 | 0 | 0 | 0 | 0
PG&E KERN | Midway | 115 | 1 | 1 | 3 | 0 | 1 | 1 | 3 | 1 | 3 | 1 | 2 | 3 | 3 | 1 | 4 | 1 | 0 | 0 | 0 | 0 | 0 | 0 | 0 | 0 | 0 | 0 | 0 | 0 | 0 | 0 | 0 | 0 | 0 | 0 | 0 | 0 | 0 | 0 | 0 | 0 | 0 | 0 | 0 | 0 | 0 | 0 | 0 | 0 | 0 | 0
PG&E KERN | Midway | 230 | 1 | 1 | 3 | 0 | 1 | 1 | 3 | 1 | 3 | 1 | 2 | 3 | 3 | 1 | 4 | 1 | 0 | 0 | 0 | 0 | 0 | 0 | 0 | 0 | 0 | 0 | 0 | 0 | 0 | 0 | 0 | 0 | 0 | 0 | 0 | 0 | 0 | 0 | 0 | 0 | 0 | 0 | 0 | 0 | 0 | 0 | 0 | 0 | 0 | 0
PG&E KERN | Midway | 500 | 1 | 1 | 3 | 0 | 1 | 1 | 3 | 1 | 3 | 1 | 2 | 3 | 3 | 1 | 4 | 1 | 0 | 0 | 0 | 0 | 0 | 0 | 0 | 0 | 0 | 400 | 160 | 0 | 0 | 0 | 1 | 560 | 0 | 0 | 0 | 0 | 0 | 0 | 0 | 0 | 0 | 0 | 400 | 160 | 0 | 0 | 0 | 1 | 560 | 0
SDGE | Miguel | 230 | 2 | 1 | 3 | 0 | 1 | 2 | 1 | 2 | 3 | 1 | 2 | 3 | 3 | 1 | 3 | 2 | 0 | 0 | 0 | 0 | 0 | 0 | 0 | 0 | 0 | 0 | 0 | 0 | 0 | 0 | 0 | 0 | 0 | 0 | 0 | 0 | 0 | 0 | 0 | 0 | 0 | 0 | 0 | 0 | 0 | 0 | 0 | 0 | 0 | 0
SDGE | Miguel | 500 | 2 | 1 | 3 | 0 | 1 | 2 | 1 | 2 | 3 | 1 | 2 | 3 | 3 | 1 | 3 | 2 | 0 | 0 | 0 | 0 | 0 | 0 | 0 | 0 | 0 | 0 | 0 | 0 | 0 | 0 | 0 | 0 | 0 | 0 | 0 | 0 | 0 | 0 | 0 | 0 | 0 | 0 | 0 | 0 | 0 | 0 | 0 | 0 | 0 | 0
SDGE | Miguel | 69 | 2 | 1 | 3 | 0 | 1 | 2 | 1 | 2 | 3 | 1 | 2 | 3 | 3 | 1 | 3 | 2 | 0 | 0 | 0 | 0 | 0 | 0 | 0 | 0 | 0 | 0 | 0 | 0 | 0 | 0 | 0 | 0 | 0 | 0 | 0 | 0 | 0 | 0 | 0 | 0 | 0 | 0 | 0 | 0 | 0 | 0 | 0 | 0 | 0 | 0
PG&E GBA | Millbrae | 115 | 2 | 1 | 2 | 1 | 1 | 2 | 1 | 2 | 3 | 1 | 3 | 3 | 3 | 1 | 3 | 2 | 0 | 0 | 0 | 0 | 0 | 0 | 0 | 0 | 0 | 0 | 0 | 0 | 0 | 0 | 0 | 0 | 0 | 0 | 0 | 0 | 0 | 0 | 0 | 0 | 0 | 0 | 0 | 0 | 0 | 0 | 0 | 0 | 0 | 0
PG&E GBA | Miller | 115 | 1 | 1 | 4 | 0 | 2 | 1 | 3 | 1 | 3 | 1 | 1 | 4 | 1 | 2 | 4 | 1 | 100 | 0 | 0 | 0 | 0 | 0 | 0 | 0 | 0 | 0 | 0 | 0 | 0 | 0 | 1 | 100 | 0 | 100 | 0 | 0 | 0 | 0 | 0 | 0 | 0 | 0 | 0 | 0 | 0 | 0 | 0 | 1 | 100 | 0
SCE Metro | Mira Loma | 230 | 1 | 1 | 1 | 0 | 1 | 1 | 3 | 1 | 3 | 1 | 4 | 1 | 3 | 1 | 4 | 1 | 0 | 0 | 0 | 0 | 0 | 0 | 0 | 0 | 0 | 0 | 0 | 42 | 0 | 0 | 1 | 0 | 42 | 0 | 0 | 0 | 0 | 0 | 0 | 0 | 0 | 0 | 0 | 0 | 42 | 0 | 0 | 1 | 0 | 42
SCE Metro | Mira Loma | 500 | 1 | 1 | 1 | 0 | 1 | 1 | 3 | 1 | 3 | 1 | 4 | 1 | 3 | 1 | 4 | 1 | 0 | 0 | 0 | 0 | 0 | 0 | 0 | 0 | 0 | 0 | 0 | 0 | 0 | 0 | 0 | 0 | 0 | 0 | 0 | 0 | 0 | 0 | 0 | 0 | 0 | 0 | 0 | 0 | 0 | 0 | 0 | 0 | 0 | 0
SCE Eastern | Mirage | 115 | 2 | 1 | 3 | 0 | 1 | 3 | 1 | 2 | 3 | 1 | 2 | 3 | 3 | 1 | 1 | 3 | 0 | 0 | 0 | 0 | 0 | 0 | 0 | 0 | 0 | 0 | 0 | 0 | 0 | 0 | 0 | 0 | 0 | 0 | 0 | 0 | 0 | 0 | 0 | 0 | 0 | 0 | 0 | 0 | 0 | 0 | 0 | 0 | 0 | 0
SCE Eastern | Mirage | 230 | 2 | 1 | 3 | 0 | 1 | 3 | 1 | 2 | 3 | 1 | 2 | 3 | 3 | 1 | 1 | 3 | 30 | 0 | 0 | 0 | 0 | 0 | 0 | 0 | 0 | 0 | 0 | 0 | 0 | 0 | 1 | 30 | 0 | 1347 | 0 | 0 | 0 | 0 | 0 | 0 | 0 | 0 | 0 | 0 | 0 | 0 | 0 | 1 | 1347 | 0
SDGE | Mission | 138 | 2 | 1 | 2 | 0 | 1 | 2 | 1 | 2 | 3 | 1 | 3 | 2 | 3 | 1 | 3 | 2 | 0 | 0 | 0 | 0 | 0 | 0 | 0 | 0 | 0 | 0 | 0 | 0 | 0 | 0 | 0 | 0 | 0 | 0 | 0 | 0 | 0 | 0 | 0 | 0 | 0 | 0 | 0 | 0 | 0 | 0 | 0 | 0 | 0 | 0
SDGE | Mission | 230 | 2 | 1 | 2 | 0 | 1 | 2 | 1 | 2 | 3 | 1 | 3 | 2 | 3 | 1 | 3 | 2 | 0 | 0 | 0 | 0 | 0 | 0 | 0 | 0 | 0 | 0 | 0 | 0 | 0 | 0 | 0 | 0 | 0 | 0 | 0 | 0 | 0 | 0 | 0 | 0 | 0 | 0 | 0 | 0 | 0 | 0 | 0 | 0 | 0 | 0
SDGE | Mission | 69 | 2 | 1 | 2 | 0 | 1 | 2 | 1 | 2 | 3 | 1 | 3 | 2 | 3 | 1 | 3 | 2 | 0 | 0 | 0 | 0 | 0 | 0 | 0 | 0 | 0 | 0 | 0 | 0 | 0 | 0 | 0 | 0 | 0 | 0 | 0 | 0 | 0 | 0 | 0 | 0 | 0 | 0 | 0 | 0 | 0 | 0 | 0 | 0 | 0 | 0
PG&E GBA | Mi-Wuk | 115 | 2 | 1 | 4 | 1 | 1 | 3 | 1 | 2 | 3 | 1 | 1 | 4 | 3 | 1 | 1 | 3 | 0 | 0 | 0 | 0 | 0 | 0 | 0 | 0 | 0 | 0 | 0 | 0 | 0 | 0 | 0 | 0 | 0 | 0 | 0 | 0 | 0 | 0 | 0 | 0 | 0 | 0 | 0 | 0 | 0 | 0 | 0 | 0 | 0 | 0
EOP | Mohave | 500 | 2 | 2 | 2 | 1 | 1 | 3 | 1 | 2 | 1 | 2 | 3 | 3 | 3 | 1 | 1 | 3 | 0 | 0 | 100 | 0 | 0 | 0 | 0 | 0 | 0 | 0 | 0 | 0 | 0 | 0 | 1 | 100 | 0 | 0 | 0 | 100 | 0 | 0 | 0 | 0 | 0 | 0 | 0 | 0 | 0 | 0 | 0 | 1 | 100 | 0
PG&E NGBA | Monroe | 115 | 2 | 1 | 2 | 1 | 2 | 2 | 1 | 2 | 3 | 1 | 3 | 3 | 1 | 2 | 3 | 2 | 0 | 0 | 0 | 0 | 0 | 0 | 0 | 0 | 0 | 0 | 0 | 0 | 0 | 0 | 0 | 0 | 0 | 0 | 0 | 0 | 0 | 0 | 0 | 0 | 0 | 0 | 0 | 0 | 0 | 0 | 0 | 0 | 0 | 0
SDGE | Monserate | 69 | 2 | 1 | 3 | 0 | 1 | 3 | 1 | 2 | 3 | 1 | 2 | 3 | 3 | 1 | 1 | 3 | 0 | 0 | 0 | 0 | 0 | 0 | 0 | 0 | 0 | 0 | 0 | 0 | 0 | 0 | 0 | 0 | 0 | 0 | 0 | 0 | 0 | 0 | 0 | 0 | 0 | 0 | 0 | 0 | 0 | 0 | 0 | 0 | 0 | 0
PG&E GBA | Monta Vista | 115 | 2 | 1 | 3 | 0 | 2 | 3 | 1 | 2 | 3 | 1 | 2 | 3 | 1 | 2 | 1 | 3 | 0 | 0 | 0 | 0 | 0 | 0 | 0 | 0 | 0 | 0 | 0 | 0 | 0 | 0 | 0 | 0 | 0 | 0 | 0 | 0 | 0 | 0 | 0 | 0 | 0 | 0 | 0 | 0 | 0 | 0 | 0 | 0 | 0 | 0
PG&E GBA | Monta Vista | 230 | 2 | 1 | 3 | 0 | 2 | 3 | 1 | 2 | 3 | 1 | 2 | 3 | 1 | 2 | 1 | 3 | 0 | 0 | 0 | 0 | 0 | 0 | 0 | 0 | 0 | 0 | 0 | 0 | 0 | 0 | 0 | 0 | 0 | 0 | 0 | 0 | 0 | 0 | 0 | 0 | 0 | 0 | 0 | 0 | 0 | 0 | 0 | 0 | 0 | 0
PG&E GBA | Monta Vista | 60 | 2 | 1 | 3 | 0 | 2 | 3 | 1 | 2 | 3 | 1 | 2 | 3 | 1 | 2 | 1 | 3 | 0 | 0 | 0 | 0 | 0 | 0 | 0 | 0 | 0 | 0 | 0 | 0 | 0 | 0 | 0 | 0 | 0 | 0 | 0 | 0 | 0 | 0 | 0 | 0 | 0 | 0 | 0 | 0 | 0 | 0 | 0 | 0 | 0 | 0
PG&E NGBA | Monticello | 115 | 2 | 1 | 4 | 1 | 2 | 3 | 1 | 2 | 3 | 1 | 1 | 4 | 1 | 2 | 1 | 3 | 0 | 0 | 0 | 0 | 0 | 0 | 0 | 0 | 0 | 0 | 0 | 0 | 0 | 0 | 0 | 0 | 0 | 0 | 0 | 0 | 0 | 0 | 0 | 0 | 0 | 0 | 0 | 0 | 0 | 0 | 0 | 0 | 0 | 0
SCE Northern | Moorpark | 230 | 2 | 1 | 4 | 0 | 1 | 3 | 1 | 2 | 3 | 1 | 1 | 4 | 3 | 1 | 1 | 3 | 0 | 0 | 0 | 0 | 0 | 0 | 0 | 0 | 0 | 0 | 0 | 350 | 0 | 0 | 1 | 0 | 350 | 0 | 0 | 0 | 0 | 0 | 0 | 0 | 0 | 0 | 0 | 0 | 350 | 0 | 0 | 1 | 0 | 350
SCE Northern | Moorpark | 66 | 2 | 1 | 4 | 0 | 1 | 3 | 1 | 2 | 3 | 1 | 1 | 4 | 3 | 1 | 1 | 3 | 0 | 0 | 0 | 0 | 0 | 0 | 0 | 0 | 0 | 0 | 0 | 0 | 0 | 0 | 0 | 0 | 0 | 0 | 0 | 0 | 0 | 0 | 0 | 0 | 0 | 0 | 0 | 0 | 0 | 0 | 0 | 0 | 0 | 0
PG&E GBA | Moraga | 115 | 2 | 1 | 3 | 0 | 1 | 3 | 1 | 2 | 3 | 1 | 2 | 3 | 3 | 1 | 1 | 3 | 0 | 0 | 0 | 0 | 0 | 0 | 0 | 0 | 0 | 0 | 0 | 0 | 0 | 0 | 0 | 0 | 0 | 0 | 0 | 0 | 0 | 0 | 0 | 0 | 0 | 0 | 0 | 0 | 0 | 0 | 0 | 0 | 0 | 0
PG&E GBA | Moraga | 230 | 2 | 1 | 3 | 0 | 1 | 3 | 1 | 2 | 3 | 1 | 2 | 3 | 3 | 1 | 1 | 3 | 0 | 0 | 0 | 0 | 0 | 0 | 0 | 0 | 0 | 0 | 0 | 0 | 0 | 0 | 0 | 0 | 0 | 0 | 0 | 0 | 0 | 0 | 0 | 0 | 0 | 0 | 0 | 0 | 0 | 0 | 0 | 0 | 0 | 0
PG&E GBA | Morgan Hill | 115 | 2 | 1 | 3 | 0 | 2 | 2 | 1 | 2 | 3 | 1 | 2 | 3 | 1 | 2 | 3 | 2 | 0 | 0 | 0 | 0 | 0 | 0 | 0 | 0 | 0 | 0 | 0 | 0 | 0 | 0 | 0 | 0 | 0 | 0 | 0 | 0 | 0 | 0 | 0 | 0 | 0 | 0 | 0 | 0 | 0 | 0 | 0 | 0 | 0 | 0
PG&E KERN | Morro Bay | 115 | 2 | 2 | 1 | 1 | 2 | 3 | 1 | 2 | 1 | 2 | 4 | 2 | 1 | 2 | 1 | 3 | 0 | 0 | 0 | 0 | 0 | 0 | 0 | 0 | 0 | 0 | 0 | 0 | 0 | 0 | 0 | 0 | 0 | 0 | 0 | 0 | 0 | 0 | 0 | 0 | 0 | 0 | 0 | 0 | 0 | 0 | 0 | 0 | 0 | 0
PG&E KERN | Morro Bay | 230 | 2 | 2 | 1 | 1 | 2 | 3 | 1 | 2 | 1 | 2 | 4 | 2 | 1 | 2 | 1 | 3 | 0 | 0 | 0 | 0 | 0 | 0 | 0 | 0 | 0 | 0 | 0 | 0 | 0 | 500 | 1 | 0 | 500 | 0 | 0 | 0 | 0 | 0 | 0 | 0 | 0 | 0 | 0 | 0 | 0 | 0 | 500 | 1 | 0 | 500
PG&E KERN | Morro Bay | 500 | 2 | 2 | 1 | 1 | 2 | 3 | 1 | 2 | 1 | 2 | 4 | 2 | 1 | 2 | 1 | 3 | 0 | 0 | 0 | 0 | 0 | 0 | 0 | 0 | 0 | 600 | 1110 | 0 | 0 | 0 | 1 | 1710 | 0 | 0 | 0 | 0 | 0 | 0 | 0 | 0 | 0 | 0 | 600 | 1110 | 0 | 0 | 0 | 1 | 1710 | 0
PG&E GBA | Moss Landing | 115 | 2 | 2 | 1 | 0 | 2 | 2 | 1 | 2 | 1 | 2 | 4 | 1 | 1 | 2 | 3 | 2 | 50 | 0 | 0 | 0 | 0 | 0 | 0 | 0 | 0 | 0 | 0 | 0 | 0 | 0 | 1 | 50 | 0 | 50 | 0 | 0 | 0 | 0 | 0 | 0 | 0 | 0 | 0 | 0 | 0 | 0 | 0 | 1 | 50 | 0
PG&E GBA | Moss Landing | 230 | 2 | 2 | 1 | 0 | 2 | 2 | 1 | 2 | 1 | 2 | 4 | 1 | 1 | 2 | 3 | 2 | 0 | 0 | 0 | 0 | 0 | 0 | 0 | 0 | 0 | 0 | 0 | 0 | 0 | 0 | 0 | 0 | 0 | 0 | 0 | 0 | 0 | 0 | 0 | 0 | 0 | 0 | 0 | 0 | 0 | 0 | 0 | 0 | 0 | 0
PG&E GBA | Moss Landing | 500 | 2 | 2 | 1 | 0 | 2 | 2 | 1 | 2 | 1 | 2 | 4 | 1 | 1 | 2 | 3 | 2 | 0 | 0 | 0 | 0 | 0 | 0 | 0 | 0 | 0 | 0 | 0 | 0 | 0 | 0 | 0 | 0 | 0 | 0 | 0 | 0 | 0 | 0 | 0 | 0 | 0 | 0 | 0 | 0 | 0 | 0 | 0 | 0 | 0 | 0
EOP | Mountain Pass | 115 | 2 | 2 | 4 | 0 | 1 | 1 | 1 | 2 | 1 | 2 | 1 | 4 | 3 | 1 | 4 | 1 | 0 | 0 | 0 | 0 | 0 | 0 | 0 | 0 | 0 | 0 | 0 | 0 | 0 | 0 | 0 | 0 | 0 | 0 | 0 | 0 | 0 | 0 | 0 | 0 | 0 | 0 | 0 | 0 | 0 | 0 | 0 | 0 | 0 | 0
PG&E GBA | Mountain View | 115 | 2 | 1 | 2 | 0 | 2 | 2 | 1 | 2 | 3 | 1 | 3 | 2 | 1 | 2 | 3 | 2 | 0 | 0 | 0 | 0 | 0 | 0 | 0 | 0 | 0 | 0 | 0 | 0 | 0 | 0 | 0 | 0 | 0 | 0 | 0 | 0 | 0 | 0 | 0 | 0 | 0 | 0 | 0 | 0 | 0 | 0 | 0 | 0 | 0 | 0
PG&E GBA | Mt Eden | 115 | 2 | 1 | 2 | 0 | 1 | 2 | 1 | 2 | 3 | 1 | 3 | 2 | 3 | 1 | 3 | 2 | 0 | 0 | 0 | 0 | 0 | 0 | 0 | 0 | 0 | 0 | 0 | 0 | 0 | 0 | 0 | 0 | 0 | 0 | 0 | 0 | 0 | 0 | 0 | 0 | 0 | 0 | 0 | 0 | 0 | 0 | 0 | 0 | 0 | 0
PG&E KERN | Mt Poso | 115 | 1 | 1 | 1 | 1 | 1 | 1 | 3 | 1 | 3 | 1 | 4 | 2 | 3 | 1 | 4 | 1 | 0 | 0 | 0 | 0 | 0 | 0 | 0 | 0 | 0 | 0 | 0 | 0 | 0 | 0 | 0 | 0 | 0 | 0 | 0 | 0 | 0 | 0 | 0 | 0 | 0 | 0 | 0 | 0 | 0 | 0 | 0 | 0 | 0 | 0
SDGE | Murray | 69 | 2 | 1 | 2 | 0 | 1 | 2 | 1 | 2 | 3 | 1 | 3 | 2 | 3 | 1 | 3 | 2 | 0 | 0 | 0 | 0 | 0 | 0 | 0 | 0 | 0 | 0 | 0 | 0 | 0 | 0 | 0 | 0 | 0 | 0 | 0 | 0 | 0 | 0 | 0 | 0 | 0 | 0 | 0 | 0 | 0 | 0 | 0 | 0 | 0 | 0
PG&E FRESNO | Mustang | 230 | 1 | 1 | 1 | 0 | 2 | 1 | 3 | 1 | 3 | 1 | 4 | 1 | 1 | 2 | 4 | 1 | 0 | 0 | 0 | 0 | 0 | 0 | 0 | 0 | 0 | 0 | 0 | 0 | 0 | 0 | 0 | 0 | 0 | 0 | 0 | 0 | 0 | 0 | 0 | 0 | 0 | 0 | 0 | 0 | 0 | 0 | 0 | 0 | 0 | 0
SCE Northern | Neenach | 66 | 2 | 1 | 4 | 1 | 1 | 3 | 1 | 2 | 3 | 1 | 1 | 4 | 3 | 1 | 1 | 3 | 0 | 0 | 0 | 0 | 0 | 0 | 0 | 0 | 0 | 0 | 0 | 0 | 0 | 0 | 0 | 0 | 0 | 0 | 0 | 0 | 0 | 0 | 0 | 0 | 0 | 0 | 0 | 0 | 0 | 0 | 0 | 0 | 0 | 0
PG&E KERN | New Sub - Gates - Midway (Proposed) | 230 | 1 | 1 | 4 | 0 | 2 | 1 | 3 | 1 | 3 | 1 | 1 | 4 | 1 | 2 | 4 | 1 | 0 | 0 | 0 | 0 | 0 | 0 | 0 | 0 | 0 | 1900 | 440 | 238.5 | 0 | 0 | 1 | 2340 | 238.5 | 0 | 0 | 0 | 0 | 0 | 0 | 0 | 0 | 0 | 1900 | 440 | 238.5 | 0 | 0 | 1 | 2340 | 238.5
PG&E KERN | New Sub - Gates - Templeton (Proposed) | 230 | 1 | 1 | 4 | 1 | 2 | 1 | 3 | 1 | 3 | 1 | 1 | 4 | 1 | 2 | 4 | 1 | 0 | 0 | 0 | 0 | 0 | 0 | 0 | 0 | 0 | 0 | 600 | 0 | 0 | 0 | 1 | 600 | 0 | 0 | 0 | 0 | 0 | 0 | 0 | 0 | 0 | 0 | 0 | 600 | 0 | 0 | 0 | 1 | 600 | 0
SCE NOL | New Sub - Kramer - Lugo (Proposed) | 230 | 2 | 1 | 2 | 0 | 1 | 1 | 1 | 2 | 3 | 1 | 3 | 2 | 3 | 1 | 4 | 1 | 0 | 0 | 0 | 0 | 0 | 0 | 0 | 0 | 0 | 0 | 0 | 0 | 0 | 0 | 0 | 0 | 0 | 0 | 0 | 0 | 0 | 0 | 0 | 0 | 0 | 0 | 0 | 0 | 0 | 0 | 0 | 0 | 0 | 0
PG&E FRESNO | New Sub - Los Banos - Midway (Proposed) | 500 | 1 | 1 | 4 | 0 | 2 | 1 | 3 | 1 | 3 | 1 | 1 | 4 | 1 | 2 | 4 | 1 | 0 | 0 | 0 | 0 | 0 | 0 | 0 | 0 | 0 | 0 | 0 | 0 | 0 | 0 | 0 | 0 | 0 | 0 | 0 | 0 | 0 | 0 | 0 | 0 | 0 | 0 | 0 | 0 | 0 | 0 | 0 | 0 | 0 | 0
SCE NOL | New Sub - Lugo - Pisgah (Proposed) | 230 | 2 | 1 | 3 | 0 | 1 | 3 | 1 | 2 | 3 | 1 | 2 | 3 | 3 | 1 | 1 | 3 | 0 | 0 | 0 | 0 | 0 | 0 | 0 | 0 | 0 | 0 | 0 | 0 | 0 | 0 | 0 | 0 | 0 | 0 | 0 | 0 | 0 | 0 | 0 | 0 | 0 | 0 | 0 | 0 | 0 | 0 | 0 | 0 | 0 | 0
PG&E KERN | New Sub - Midway - Wheeler Ridge (Proposed) | 230 | 1 | 1 | 3 | 0 | 1 | 1 | 3 | 1 | 3 | 1 | 2 | 3 | 3 | 1 | 4 | 1 | 0 | 0 | 0 | 0 | 0 | 0 | 0 | 0 | 0 | 1900 | 0 | 0 | 0 | 0 | 1 | 1900 | 0 | 0 | 0 | 0 | 0 | 0 | 0 | 0 | 0 | 0 | 1900 | 0 | 0 | 0 | 0 | 1 | 1900 | 0
PG&E NGBA | New Sub - Near existing Leavitt (PSREC) | 345 | 2 | 2 | 1 | 0 | 1 | 3 | 1 | 2 | 1 | 2 | 4 | 1 | 3 | 1 | 1 | 3 | 19 | 0 | 102 | 0 | 0 | 0 | 0 | 0 | 0 | 0 | 0 | 0 | 0 | 0 | 1 | 121 | 0 | 19 | 0 | 448 | 0 | 0 | 0 | 0 | 0 | 0 | 0 | 0 | 0 | 0 | 0 | 1 | 467 | 0
PG&E NGBA | New Sub - Near existing Madeline (NVE) | 345 | 2 | 2 | 4 | 0 | 1 | 3 | 1 | 2 | 1 | 2 | 1 | 4 | 3 | 1 | 1 | 3 | 0 | 0 | 80 | 220 | 0 | 0 | 0 | 0 | 0 | 0 | 0 | 0 | 0 | 0 | 1 | 300 | 0 | 0 | 0 | 480 | 220 | 0 | 0 | 0 | 0 | 0 | 0 | 0 | 0 | 0 | 0 | 1 | 700 | 0
SDGE | New Sub - North Gila - IV (Proposed) | 500 | 2 | 1 | 4 | 0 | 2 | 2 | 1 | 2 | 3 | 1 | 1 | 4 | 1 | 2 | 3 | 2 | 0 | 0 | 0 | 0 | 0 | 0 | 0 | 0 | 0 | 500 | 0 | 0 | 0 | 0 | 1 | 500 | 0 | 0 | 0 | 0 | 0 | 0 | 0 | 0 | 0 | 0 | 750 | 250 | 0 | 0 | 0 | 1 | 1000 | 0
PG&E NGBA | New Sub - Pit 1 - Cottonwood (Proposed) | 230 | 2 | 2 | 4 | 1 | 2 | 3 | 1 | 2 | 1 | 2 | 1 | 4 | 1 | 2 | 1 | 3 | 0 | 0 | 0 | 0 | 0 | 0 | 0 | 0 | 0 | 0 | 0 | 0 | 0 | 0 | 0 | 0 | 0 | 0 | 0 | 0 | 0 | 0 | 0 | 0 | 0 | 0 | 0 | 0 | 0 | 0 | 0 | 0 | 0 | 0
PG&E GBA | New Sub - Rancho Seco - Bellota (Proposed) | 230 | 1 | 1 | 3 | 1 | 2 | 3 | 3 | 1 | 3 | 1 | 2 | 4 | 1 | 2 | 1 | 3 | 0 | 0 | 0 | 0 | 0 | 0 | 0 | 0 | 0 | 0 | 0 | 0 | 0 | 0 | 0 | 0 | 0 | 0 | 0 | 0 | 0 | 0 | 0 | 0 | 0 | 0 | 0 | 0 | 0 | 0 | 0 | 0 | 0 | 0
SDGE | New Sub - Suncrest - Ocotillo (Proposed) | 500 | 2 | 1 | 4 | 0 | 1 | 3 | 1 | 2 | 3 | 1 | 1 | 4 | 3 | 1 | 1 | 3 | 0 | 0 | 0 | 0 | 0 | 0 | 0 | 0 | 0 | 0 | 0 | 0 | 0 | 0 | 0 | 0 | 0 | 0 | 0 | 0 | 0 | 0 | 0 | 0 | 0 | 0 | 0 | 0 | 0 | 0 | 0 | 0 | 0 | 0
PG&E FRESNO | New Sub - Westley - Quinto (Proposed) | 230 | 1 | 1 | 4 | 0 | 2 | 1 | 3 | 1 | 3 | 1 | 1 | 4 | 1 | 2 | 4 | 1 | 80 | 0 | 0 | 0 | 0 | 0 | 0 | 0 | 0 | 0 | 0 | 0 | 900 | 0 | 1 | 80 | 900 | 80 | 0 | 0 | 0 | 0 | 0 | 0 | 0 | 0 | 0 | 0 | 0 | 900 | 0 | 1 | 80 | 900
PG&E GBA | Newark | 115 | 2 | 1 | 3 | 0 | 1 | 2 | 1 | 2 | 3 | 1 | 2 | 3 | 3 | 1 | 3 | 2 | 0 | 0 | 0 | 0 | 0 | 0 | 0 | 0 | 0 | 0 | 0 | 0 | 0 | 0 | 0 | 0 | 0 | 0 | 0 | 0 | 0 | 0 | 0 | 0 | 0 | 0 | 0 | 0 | 0 | 0 | 0 | 0 | 0 | 0
PG&E GBA | Newark | 230 | 2 | 1 | 3 | 0 | 1 | 2 | 1 | 2 | 3 | 1 | 2 | 3 | 3 | 1 | 3 | 2 | 0 | 0 | 0 | 0 | 0 | 0 | 0 | 0 | 0 | 0 | 0 | 0 | 0 | 0 | 0 | 0 | 0 | 0 | 0 | 0 | 0 | 0 | 0 | 0 | 0 | 0 | 0 | 0 | 0 | 0 | 0 | 0 | 0 | 0
PG&E GBA | Newark | 60 | 2 | 1 | 3 | 0 | 1 | 2 | 1 | 2 | 3 | 1 | 2 | 3 | 3 | 1 | 3 | 2 | 0 | 0 | 0 | 0 | 0 | 0 | 0 | 0 | 0 | 0 | 0 | 0 | 0 | 0 | 0 | 0 | 0 | 0 | 0 | 0 | 0 | 0 | 0 | 0 | 0 | 0 | 0 | 0 | 0 | 0 | 0 | 0 | 0 | 0
PG&E FRESNO | Newhall | 115 | 1 | 1 | 4 | 0 | 2 | 1 | 3 | 1 | 3 | 1 | 1 | 4 | 1 | 2 | 4 | 1 | 0 | 0 | 0 | 0 | 0 | 0 | 0 | 0 | 0 | 0 | 0 | 0 | 0 | 0 | 0 | 0 | 0 | 0 | 0 | 0 | 0 | 0 | 0 | 0 | 0 | 0 | 0 | 0 | 0 | 0 | 0 | 0 | 0 | 0
PG&E KERN | Norco | 115 | 1 | 1 | 3 | 0 | 1 | 1 | 3 | 1 | 3 | 1 | 2 | 3 | 3 | 1 | 4 | 1 | 0 | 0 | 0 | 0 | 0 | 0 | 0 | 0 | 0 | 0 | 0 | 0 | 0 | 0 | 0 | 0 | 0 | 0 | 0 | 0 | 0 | 0 | 0 | 0 | 0 | 0 | 0 | 0 | 0 | 0 | 0 | 0 | 0 | 0
PG&E GBA | Nortech | 115 | 2 | 1 | 2 | 0 | 2 | 1 | 1 | 2 | 3 | 1 | 3 | 2 | 1 | 2 | 4 | 1 | 0 | 0 | 0 | 0 | 0 | 0 | 0 | 0 | 0 | 0 | 0 | 0 | 0 | 0 | 0 | 0 | 0 | 0 | 0 | 0 | 0 | 0 | 0 | 0 | 0 | 0 | 80 | 0 | 0 | 0 | 0 | 1 | 80 | 0
SDGE | North City Metering | 138 | 2 | 1 | 2 | 0 | 1 | 3 | 1 | 2 | 3 | 1 | 3 | 2 | 3 | 1 | 1 | 3 | 0 | 0 | 0 | 0 | 0 | 0 | 0 | 0 | 0 | 0 | 0 | 0 | 0 | 0 | 0 | 0 | 0 | 0 | 0 | 0 | 0 | 0 | 0 | 0 | 0 | 0 | 0 | 0 | 0 | 0 | 0 | 0 | 0 | 0
PG&E GBA | North Dublin | 230 | 2 | 1 | 2 | 0 | 1 | 3 | 1 | 2 | 3 | 1 | 3 | 2 | 3 | 1 | 1 | 3 | 0 | 0 | 0 | 0 | 0 | 0 | 0 | 0 | 0 | 0 | 0 | 0 | 0 | 0 | 0 | 0 | 0 | 0 | 0 | 0 | 0 | 0 | 0 | 0 | 0 | 0 | 0 | 0 | 0 | 0 | 0 | 0 | 0 | 0
SDGE | North Gila | 500 | 2 | 2 | 4 | 1 | 2 | 3 | 1 | 2 | 1 | 2 | 1 | 4 | 1 | 2 | 1 | 3 | 0 | 0 | 0 | 0 | 0 | 0 | 0 | 0 | 0 | 500 | 0 | 0 | 94.35 | 0 | 1 | 500 | 94.35 | 0 | 0 | 0 | 0 | 0 | 0 | 0 | 0 | 0 | 750 | 500 | 0 | 94.35 | 0 | 1 | 1250 | 94.35
SCE Metro | North of SONGS | 230 | 2 | 1 | 3 | 0 | 1 | 3 | 1 | 2 | 3 | 1 | 2 | 3 | 3 | 1 | 1 | 3 | 0 | 0 | 0 | 0 | 0 | 0 | 0 | 0 | 0 | 0 | 0 | 0 | 0 | 0 | 0 | 0 | 0 | 0 | 0 | 0 | 0 | 0 | 0 | 0 | 0 | 0 | 0 | 0 | 0 | 0 | 0 | 0 | 0 | 0
SCE Metro | North of SONGS | 500 | 2 | 1 | 3 | 0 | 1 | 3 | 1 | 2 | 3 | 1 | 2 | 3 | 3 | 1 | 1 | 3 | 0 | 0 | 0 | 0 | 0 | 0 | 0 | 0 | 0 | 0 | 0 | 0 | 0 | 0 | 0 | 0 | 0 | 0 | 0 | 0 | 0 | 0 | 0 | 0 | 0 | 0 | 0 | 0 | 0 | 0 | 0 | 0 | 0 | 0
PG&E NGBA | Notre Dame | 115 | 2 | 1 | 4 | 0 | 2 | 2 | 1 | 2 | 3 | 1 | 1 | 4 | 1 | 2 | 3 | 2 | 0 | 0 | 0 | 0 | 0 | 0 | 0 | 0 | 0 | 0 | 0 | 0 | 0 | 0 | 0 | 0 | 0 | 0 | 0 | 0 | 0 | 0 | 0 | 0 | 0 | 0 | 0 | 0 | 0 | 0 | 0 | 0 | 0 | 0
PG&E GBA | Oakland C | 115 | 2 | 1 | 1 | 0 | 1 | 2 | 1 | 2 | 3 | 1 | 4 | 1 | 3 | 1 | 3 | 2 | 0 | 0 | 0 | 0 | 0 | 0 | 0 | 0 | 0 | 0 | 200 | 0 | 0 | 0 | 1 | 200 | 0 | 0 | 0 | 0 | 0 | 0 | 0 | 0 | 0 | 0 | 0 | 200 | 0 | 0 | 0 | 1 | 200 | 0
PG&E GBA | Oakland J | 115 | 2 | 1 | 2 | 0 | 1 | 1 | 1 | 2 | 3 | 1 | 3 | 2 | 3 | 1 | 4 | 1 | 0 | 0 | 0 | 0 | 0 | 0 | 0 | 0 | 0 | 0 | 0 | 0 | 0 | 0 | 0 | 0 | 0 | 0 | 0 | 0 | 0 | 0 | 0 | 0 | 0 | 0 | 0 | 0 | 0 | 0 | 0 | 0 | 0 | 0
PG&E GBA | Oakland L | 115 | 2 | 1 | 2 | 0 | 1 | 1 | 1 | 2 | 3 | 1 | 3 | 2 | 3 | 1 | 4 | 1 | 0 | 0 | 0 | 0 | 0 | 0 | 0 | 0 | 0 | 0 | 0 | 0 | 0 | 0 | 0 | 0 | 0 | 0 | 0 | 0 | 0 | 0 | 0 | 0 | 0 | 0 | 0 | 0 | 0 | 0 | 0 | 0 | 0 | 0
PG&E GBA | Oakland X | 115 | 2 | 1 | 2 | 0 | 1 | 2 | 1 | 2 | 3 | 1 | 3 | 2 | 3 | 1 | 3 | 2 | 0 | 0 | 0 | 0 | 0 | 0 | 0 | 0 | 0 | 0 | 100 | 0 | 0 | 0 | 1 | 100 | 0 | 0 | 0 | 0 | 0 | 0 | 0 | 0 | 0 | 0 | 0 | 100 | 0 | 0 | 0 | 1 | 100 | 0
SDGE | Ocean Ranch | 69 | 2 | 1 | 3 | 1 | 1 | 3 | 1 | 2 | 3 | 1 | 2 | 4 | 3 | 1 | 1 | 3 | 0 | 0 | 0 | 0 | 0 | 0 | 0 | 0 | 0 | 0 | 0 | 0 | 0 | 0 | 0 | 0 | 0 | 0 | 0 | 0 | 0 | 0 | 0 | 0 | 0 | 0 | 0 | 0 | 0 | 0 | 0 | 0 | 0 | 0
PG&E KERN | Oceano | 115 | 2 | 2 | 4 | 1 | 2 | 3 | 1 | 2 | 1 | 2 | 1 | 4 | 1 | 2 | 1 | 3 | 0 | 0 | 0 | 0 | 0 | 0 | 0 | 0 | 0 | 0 | 0 | 0 | 0 | 0 | 0 | 0 | 0 | 0 | 0 | 0 | 0 | 0 | 0 | 0 | 0 | 0 | 0 | 0 | 0 | 0 | 0 | 0 | 0 | 0
SDGE | Ocotillo Express | 500 | 2 | 1 | 4 | 0 | 2 | 3 | 1 | 2 | 3 | 1 | 1 | 4 | 1 | 2 | 1 | 3 | 0 | 0 | 0 | 0 | 0 | 0 | 0 | 0 | 0 | 0 | 0 | 0 | 0 | 0 | 0 | 0 | 0 | 0 | 0 | 0 | 0 | 0 | 0 | 0 | 0 | 0 | 0 | 0 | 0 | 0 | 0 | 0 | 0 | 0
PG&E KERN | Old River | 70 | 1 | 1 | 4 | 0 | 1 | 2 | 3 | 1 | 3 | 1 | 1 | 4 | 3 | 1 | 3 | 2 | 0 | 0 | 0 | 0 | 0 | 0 | 0 | 0 | 2.4 | 0 | 0 | 0 | 0 | 0 | 1 | 2.4 | 0 | 0 | 0 | 0 | 0 | 0 | 0 | 0 | 0 | 2.4 | 0 | 0 | 0 | 0 | 0 | 1 | 2.4 | 0
SDGE | Old Town | 230 | 2 | 1 | 2 | 1 | 1 | 2 | 1 | 2 | 3 | 1 | 3 | 3 | 3 | 1 | 3 | 2 | 0 | 0 | 0 | 0 | 0 | 0 | 0 | 0 | 0 | 0 | 0 | 0 | 0 | 0 | 0 | 0 | 0 | 0 | 0 | 0 | 0 | 0 | 0 | 0 | 0 | 0 | 0 | 0 | 0 | 0 | 0 | 0 | 0 | 0
SCE Metro | Olinda | 230 | 1 | 1 | 2 | 0 | 1 | 2 | 3 | 1 | 3 | 1 | 3 | 2 | 3 | 1 | 3 | 2 | 0 | 0 | 0 | 0 | 0 | 0 | 0 | 0 | 0 | 0 | 0 | 0 | 0 | 0 | 0 | 0 | 0 | 0 | 0 | 0 | 0 | 0 | 0 | 0 | 0 | 0 | 0 | 0 | 0 | 0 | 0 | 0 | 0 | 0
PG&E FRESNO | Olive | 115 | 1 | 1 | 4 | 0 | 1 | 1 | 3 | 1 | 3 | 1 | 1 | 4 | 3 | 1 | 4 | 1 | 0 | 0 | 0 | 0 | 0 | 0 | 0 | 0 | 0 | 0 | 0 | 20 | 0 | 0 | 1 | 0 | 20 | 0 | 0 | 0 | 0 | 0 | 0 | 0 | 0 | 0 | 0 | 0 | 20 | 0 | 0 | 1 | 0 | 20
PG&E NGBA | Olivehurst | 115 | 2 | 2 | 2 | 0 | 1 | 2 | 1 | 2 | 1 | 2 | 3 | 2 | 3 | 1 | 3 | 2 | 0 | 0 | 0 | 0 | 0 | 0 | 0 | 0 | 0 | 0 | 0 | 0 | 0 | 0 | 0 | 0 | 0 | 0 | 0 | 0 | 0 | 0 | 0 | 0 | 0 | 0 | 0 | 0 | 0 | 0 | 0 | 0 | 0 | 0
PG&E NGBA | Oregon Trail | 60 | 2 | 2 | 3 | 0 | 2 | 3 | 1 | 2 | 1 | 2 | 2 | 3 | 1 | 2 | 1 | 3 | 0 | 0 | 0 | 0 | 0 | 0 | 0 | 0 | 0 | 0 | 0 | 0 | 0 | 0 | 0 | 0 | 0 | 0 | 0 | 0 | 0 | 0 | 0 | 0 | 0 | 0 | 0 | 0 | 0 | 0 | 0 | 0 | 0 | 0
SCE Northern | Ormond Beach | 230 | 2 | 1 | 1 | 0 | 1 | 1 | 1 | 2 | 3 | 1 | 4 | 1 | 3 | 1 | 4 | 1 | 0 | 0 | 0 | 0 | 0 | 0 | 0 | 0 | 0 | 0 | 0 | 0 | 0 | 0 | 0 | 0 | 0 | 0 | 0 | 0 | 0 | 0 | 0 | 0 | 0 | 0 | 0 | 0 | 0 | 0 | 0 | 0 | 0 | 0
PG&E FRESNO | Oro Loma | 115 | 1 | 1 | 4 | 0 | 2 | 1 | 3 | 1 | 3 | 1 | 1 | 4 | 1 | 2 | 4 | 1 | 0 | 0 | 0 | 0 | 0 | 0 | 0 | 0 | 0 | 100 | 0 | 0 | 0 | 0 | 1 | 100 | 0 | 0 | 0 | 0 | 0 | 0 | 0 | 0 | 0 | 0 | 100 | 0 | 0 | 0 | 0 | 1 | 100 | 0
PG&E FRESNO | Oro Loma | 70 | 1 | 1 | 4 | 0 | 2 | 1 | 3 | 1 | 3 | 1 | 1 | 4 | 1 | 2 | 4 | 1 | 0 | 0 | 0 | 0 | 0 | 0 | 0 | 0 | 5 | 0 | 0 | 0 | 0 | 0 | 1 | 5 | 0 | 0 | 0 | 0 | 0 | 0 | 0 | 0 | 0 | 5 | 0 | 0 | 0 | 0 | 0 | 1 | 5 | 0
PG&E FRESNO | Orosi | 70 | 1 | 1 | 4 | 0 | 1 | 1 | 3 | 1 | 3 | 1 | 1 | 4 | 3 | 1 | 4 | 1 | 0 | 0 | 0 | 0 | 0 | 0 | 0 | 0 | 0 | 0 | 0 | 0 | 0 | 0 | 0 | 0 | 0 | 0 | 0 | 0 | 0 | 0 | 0 | 0 | 0 | 0 | 0 | 0 | 0 | 0 | 0 | 0 | 0 | 0
SDGE | Otay | 69 | 2 | 1 | 1 | 0 | 1 | 1 | 1 | 2 | 3 | 1 | 4 | 1 | 3 | 1 | 4 | 1 | 0 | 0 | 0 | 0 | 0 | 0 | 0 | 0 | 0 | 0 | 0 | 49.7 | 0 | 0 | 1 | 0 | 49.7 | 0 | 0 | 0 | 0 | 0 | 0 | 0 | 0 | 0 | 0 | 0 | 49.7 | 0 | 0 | 1 | 0 | 49.7
SDGE | Otay Mesa | 230 | 2 | 1 | 1 | 0 | 1 | 3 | 1 | 2 | 3 | 1 | 4 | 1 | 3 | 1 | 1 | 3 | 0 | 0 | 0 | 0 | 0 | 0 | 0 | 0 | 0 | 0 | 0 | 65 | 0 | 0 | 1 | 0 | 65 | 0 | 0 | 0 | 0 | 0 | 0 | 0 | 0 | 0 | 0 | 0 | 65 | 0 | 0 | 1 | 0 | 65
PG&E FRESNO | Padre Flats SW STA | 230 | 1 | 1 | 4 | 1 | 2 | 1 | 3 | 1 | 3 | 1 | 1 | 4 | 1 | 2 | 4 | 1 | 20 | 0 | 0 | 0 | 0 | 0 | 0 | 0 | 0 | 400 | 0 | 0 | 0 | 0 | 1 | 420 | 0 | 20 | 0 | 0 | 0 | 0 | 0 | 0 | 0 | 0 | 400 | 0 | 0 | 0 | 0 | 1 | 420 | 0
EOP | Pahrump | 138 | 2 | 2 | 4 | 0 | 1 | 3 | 1 | 2 | 1 | 2 | 1 | 4 | 3 | 1 | 1 | 3 | 0 | 0 | 0 | 0 | 0 | 0 | 0 | 0 | 0 | 0 | 0 | 0 | 0 | 0 | 0 | 0 | 0 | 0 | 0 | 0 | 0 | 0 | 0 | 0 | 0 | 0 | 0 | 0 | 0 | 0 | 0 | 0 | 0 | 0
EOP | Pahrump | 230 | 2 | 2 | 4 | 0 | 1 | 3 | 1 | 2 | 1 | 2 | 1 | 4 | 3 | 1 | 1 | 3 | 0 | 0 | 0 | 0 | 0 | 0 | 0 | 0 | 0 | 0 | 0 | 0 | 0 | 0 | 0 | 0 | 0 | 0 | 0 | 0 | 0 | 0 | 0 | 0 | 0 | 0 | 0 | 0 | 0 | 0 | 0 | 0 | 0 | 0
SDGE | Pala | 69 | 2 | 1 | 1 | 0 | 1 | 3 | 1 | 2 | 3 | 1 | 4 | 1 | 3 | 1 | 1 | 3 | 0 | 0 | 0 | 0 | 0 | 0 | 0 | 0 | 0 | 0 | 0 | 0 | 0 | 0 | 0 | 0 | 0 | 0 | 0 | 0 | 0 | 0 | 0 | 0 | 0 | 0 | 0 | 0 | 0 | 0 | 0 | 0 | 0 | 0
PG&E NGBA | Palermo | 115 | 2 | 1 | 2 | 0 | 2 | 2 | 1 | 2 | 3 | 1 | 3 | 2 | 1 | 2 | 3 | 2 | 0 | 0 | 0 | 0 | 0 | 0 | 0 | 0 | 0 | 0 | 0 | 0 | 0 | 0 | 0 | 0 | 0 | 0 | 0 | 0 | 0 | 0 | 0 | 0 | 0 | 0 | 0 | 0 | 0 | 0 | 0 | 0 | 0 | 0
PG&E NGBA | Palermo | 230 | 2 | 1 | 2 | 0 | 2 | 2 | 1 | 2 | 3 | 1 | 3 | 2 | 1 | 2 | 3 | 2 | 20 | 0 | 0 | 0 | 0 | 0 | 0 | 0 | 0 | 0 | 0 | 0 | 0 | 0 | 1 | 20 | 0 | 20 | 0 | 0 | 0 | 0 | 0 | 0 | 0 | 0 | 0 | 0 | 0 | 0 | 0 | 1 | 20 | 0
SCE Eastern | Palo Verde | 500 | 2 | 1 | 4 | 0 | 2 | 3 | 1 | 2 | 3 | 1 | 1 | 4 | 1 | 2 | 1 | 3 | 0 | 0 | 0 | 0 | 2536 | 0 | 0 | 0 | 0 | 0 | 0 | 0 | 0 | 0 | 1 | 2536 | 0 | 0 | 0 | 0 | 0 | 2536 | 0 | 0 | 0 | 0 | 0 | 0 | 0 | 0 | 0 | 1 | 2536 | 0
SDGE | Palomar Energy | 230 | 2 | 1 | 2 | 0 | 1 | 3 | 1 | 2 | 3 | 1 | 3 | 2 | 3 | 1 | 1 | 3 | 0 | 0 | 0 | 0 | 0 | 0 | 0 | 0 | 0 | 0 | 0 | 0 | 0 | 0 | 0 | 0 | 0 | 0 | 0 | 0 | 0 | 0 | 0 | 0 | 0 | 0 | 0 | 0 | 0 | 0 | 0 | 0 | 0 | 0
PG&E KERN | Panama | 70 | 1 | 1 | 3 | 1 | 1 | 1 | 3 | 1 | 3 | 1 | 2 | 4 | 3 | 1 | 4 | 1 | 0 | 0 | 0 | 0 | 0 | 0 | 0 | 0 | 0 | 0 | 0 | 0 | 0 | 0 | 0 | 0 | 0 | 0 | 0 | 0 | 0 | 0 | 0 | 0 | 0 | 0 | 0 | 0 | 0 | 0 | 0 | 0 | 0 | 0
PG&E FRESNO | Panoche | 115 | 1 | 1 | 1 | 0 | 2 | 1 | 3 | 1 | 3 | 1 | 4 | 1 | 1 | 2 | 4 | 1 | 0 | 0 | 0 | 0 | 0 | 0 | 0 | 0 | 4.4 | 0 | 0 | 0 | 0 | 0 | 1 | 4.4 | 0 | 0 | 0 | 0 | 0 | 0 | 0 | 0 | 0 | 4.4 | 0 | 0 | 0 | 0 | 0 | 1 | 4.4 | 0
PG&E FRESNO | Panoche | 230 | 1 | 1 | 1 | 0 | 2 | 1 | 3 | 1 | 3 | 1 | 4 | 1 | 1 | 2 | 4 | 1 | 0 | 0 | 0 | 0 | 0 | 0 | 0 | 0 | 0 | 0 | 0 | 0 | 0 | 0 | 0 | 0 | 0 | 0 | 0 | 0 | 0 | 0 | 0 | 0 | 0 | 0 | 0 | 0 | 0 | 0 | 0 | 0 | 0 | 0
SCE Northern | Pardee | 230 | 1 | 1 | 2 | 1 | 1 | 3 | 3 | 1 | 3 | 1 | 3 | 3 | 3 | 1 | 1 | 3 | 0 | 0 | 0 | 0 | 0 | 0 | 0 | 0 | 0 | 700 | 0 | 15 | 0 | 250 | 1 | 700 | 265 | 0 | 0 | 0 | 0 | 0 | 0 | 0 | 0 | 0 | 700 | 0 | 15 | 0 | 250 | 1 | 700 | 265
PG&E NGBA | Parkway | 230 | 2 | 1 | 3 | 1 | 1 | 2 | 1 | 2 | 3 | 1 | 2 | 4 | 3 | 1 | 3 | 2 | 0 | 0 | 0 | 0 | 0 | 0 | 0 | 0 | 0 | 0 | 0 | 0 | 0 | 0 | 0 | 0 | 0 | 0 | 0 | 0 | 0 | 0 | 0 | 0 | 0 | 0 | 0 | 0 | 0 | 0 | 0 | 0 | 0 | 0
SCE Northern | Pastoria | 230 | 1 | 1 | 2 | 0 | 1 | 3 | 3 | 1 | 3 | 1 | 3 | 2 | 3 | 1 | 1 | 3 | 0 | 0 | 0 | 0 | 0 | 0 | 0 | 0 | 0 | 0 | 105 | 80 | 0 | 0 | 1 | 105 | 80 | 0 | 0 | 0 | 0 | 0 | 0 | 0 | 0 | 0 | 0 | 105 | 80 | 0 | 0 | 1 | 105 | 80
SCE Metro | Pauda | 230 | 1 | 1 | 2 | 0 | 1 | 2 | 3 | 1 | 3 | 1 | 3 | 2 | 3 | 1 | 3 | 2 | 0 | 0 | 0 | 0 | 0 | 0 | 0 | 0 | 0 | 0 | 0 | 0 | 0 | 0 | 0 | 0 | 0 | 0 | 0 | 0 | 0 | 0 | 0 | 0 | 0 | 0 | 0 | 0 | 0 | 0 | 0 | 0 | 0 | 0
PG&E GBA | Paul Sweet | 115 | 2 | 2 | 2 | 0 | 2 | 3 | 1 | 2 | 1 | 2 | 3 | 2 | 1 | 2 | 1 | 3 | 0 | 0 | 0 | 0 | 0 | 0 | 0 | 0 | 0 | 0 | 0 | 0 | 13 | 0 | 1 | 0 | 13 | 0 | 0 | 0 | 0 | 0 | 0 | 0 | 0 | 0 | 0 | 0 | 0 | 13 | 0 | 1 | 0 | 13
PG&E NGBA | Peabody | 230 | 2 | 1 | 2 | 0 | 1 | 2 | 1 | 2 | 3 | 1 | 3 | 2 | 3 | 1 | 3 | 2 | 0 | 0 | 0 | 0 | 0 | 0 | 0 | 0 | 0 | 0 | 0 | 0 | 0 | 0 | 0 | 0 | 0 | 0 | 0 | 0 | 0 | 0 | 0 | 0 | 0 | 0 | 0 | 0 | 0 | 0 | 0 | 0 | 0 | 0
PG&E NGBA | Pease | 115 | 2 | 2 | 2 | 0 | 1 | 2 | 1 | 2 | 1 | 2 | 3 | 2 | 3 | 1 | 3 | 2 | 0 | 0 | 0 | 0 | 0 | 0 | 0 | 0 | 0 | 0 | 0 | 0 | 0 | 0 | 0 | 0 | 0 | 0 | 0 | 0 | 0 | 0 | 0 | 0 | 0 | 0 | 0 | 0 | 0 | 0 | 0 | 0 | 0 | 0
PG&E NGBA | Pease | 60 | 2 | 2 | 2 | 0 | 1 | 2 | 1 | 2 | 1 | 2 | 3 | 2 | 3 | 1 | 3 | 2 | 0 | 0 | 0 | 0 | 0 | 0 | 0 | 0 | 0 | 0 | 0 | 0 | 0 | 0 | 0 | 0 | 0 | 0 | 0 | 0 | 0 | 0 | 0 | 0 | 0 | 0 | 0 | 0 | 0 | 0 | 0 | 0 | 0 | 0
SDGE | Penasquitos | 138 | 2 | 1 | 2 | 0 | 1 | 3 | 1 | 2 | 3 | 1 | 3 | 2 | 3 | 1 | 1 | 3 | 0 | 0 | 0 | 0 | 0 | 0 | 0 | 0 | 0 | 0 | 0 | 0 | 0 | 0 | 0 | 0 | 0 | 0 | 0 | 0 | 0 | 0 | 0 | 0 | 0 | 0 | 0 | 0 | 0 | 0 | 0 | 0 | 0 | 0
SDGE | Penasquitos | 230 | 2 | 1 | 2 | 0 | 1 | 3 | 1 | 2 | 3 | 1 | 3 | 2 | 3 | 1 | 1 | 3 | 0 | 0 | 0 | 0 | 0 | 0 | 0 | 0 | 0 | 0 | 0 | 0 | 0 | 0 | 0 | 0 | 0 | 0 | 0 | 0 | 0 | 0 | 0 | 0 | 0 | 0 | 0 | 0 | 0 | 0 | 0 | 0 | 0 | 0
SDGE | Penasquitos | 69 | 2 | 1 | 2 | 0 | 1 | 3 | 1 | 2 | 3 | 1 | 3 | 2 | 3 | 1 | 1 | 3 | 0 | 0 | 0 | 0 | 0 | 0 | 0 | 0 | 0 | 0 | 0 | 0 | 0 | 0 | 0 | 0 | 0 | 0 | 0 | 0 | 0 | 0 | 0 | 0 | 0 | 0 | 0 | 0 | 0 | 0 | 0 | 0 | 0 | 0
SDGE | Pendleton | 69 | 2 | 1 | 4 | 1 | 1 | 3 | 1 | 2 | 3 | 1 | 1 | 4 | 3 | 1 | 1 | 3 | 0 | 0 | 0 | 0 | 0 | 0 | 0 | 0 | 0 | 0 | 0 | 0 | 50 | 0 | 1 | 0 | 50 | 0 | 0 | 0 | 0 | 0 | 0 | 0 | 0 | 0 | 0 | 0 | 0 | 50 | 0 | 1 | 0 | 50
PG&E NGBA | Penngrove | 115 | 2 | 1 | 3 | 0 | 2 | 2 | 1 | 2 | 3 | 1 | 2 | 3 | 1 | 2 | 3 | 2 | 0 | 0 | 0 | 0 | 0 | 0 | 0 | 0 | 0 | 0 | 0 | 0 | 0 | 0 | 0 | 0 | 0 | 0 | 0 | 0 | 0 | 0 | 0 | 0 | 0 | 0 | 0 | 0 | 0 | 0 | 0 | 0 | 0 | 0
PG&E GBA | Peoria | 115 | 2 | 1 | 4 | 1 | 1 | 3 | 1 | 2 | 3 | 1 | 1 | 4 | 3 | 1 | 1 | 3 | 0 | 0 | 0 | 0 | 0 | 0 | 0 | 0 | 0 | 0 | 0 | 0 | 0 | 0 | 0 | 0 | 0 | 0 | 0 | 0 | 0 | 0 | 0 | 0 | 0 | 0 | 0 | 0 | 0 | 0 | 0 | 0 | 0 | 0
PG&E GBA | Piercy | 115 | 2 | 1 | 2 | 0 | 2 | 2 | 1 | 2 | 3 | 1 | 3 | 2 | 1 | 2 | 3 | 2 | 0 | 0 | 0 | 0 | 0 | 0 | 0 | 0 | 0 | 0 | 0 | 0 | 0 | 0 | 0 | 0 | 0 | 0 | 0 | 0 | 0 | 0 | 0 | 0 | 0 | 0 | 0 | 0 | 0 | 0 | 0 | 0 | 0 | 0
PG&E FRESNO | Pine Flat | 230 | 1 | 1 | 4 | 0 | 2 | 3 | 3 | 1 | 3 | 1 | 1 | 4 | 1 | 2 | 1 | 3 | 0 | 0 | 0 | 0 | 0 | 0 | 0 | 0 | 0 | 0 | 0 | 0 | 0 | 0 | 0 | 0 | 0 | 0 | 0 | 0 | 0 | 0 | 0 | 0 | 0 | 0 | 0 | 0 | 0 | 0 | 0 | 0 | 0 | 0
SCE NOL | Pisgah | 230 | 2 | 1 | 4 | 1 | 1 | 1 | 1 | 2 | 3 | 1 | 1 | 4 | 3 | 1 | 4 | 1 | 0 | 0 | 0 | 0 | 0 | 0 | 0 | 0 | 0 | 0 | 0 | 0 | 0 | 0 | 0 | 0 | 0 | 0 | 0 | 0 | 0 | 0 | 0 | 0 | 0 | 0 | 217 | 0 | 0 | 0 | 0 | 1 | 217 | 0
PG&E NGBA | Pit 1 | 230 | 2 | 2 | 4 | 1 | 2 | 3 | 1 | 2 | 1 | 2 | 1 | 4 | 1 | 2 | 1 | 3 | 0 | 0 | 0 | 0 | 0 | 0 | 0 | 0 | 0 | 0 | 0 | 0 | 0 | 0 | 0 | 0 | 0 | 0 | 0 | 0 | 0 | 0 | 0 | 0 | 0 | 0 | 0 | 0 | 0 | 0 | 0 | 0 | 0 | 0
PG&E NGBA | Pit 1 | 60 | 2 | 2 | 4 | 1 | 2 | 3 | 1 | 2 | 1 | 2 | 1 | 4 | 1 | 2 | 1 | 3 | 0 | 0 | 0 | 0 | 0 | 0 | 0 | 0 | 0 | 0 | 0 | 0 | 0 | 0 | 0 | 0 | 0 | 0 | 0 | 0 | 0 | 0 | 0 | 0 | 0 | 0 | 0 | 0 | 0 | 0 | 0 | 0 | 0 | 0
PG&E NGBA | Pit 3 | 230 | 2 | 2 | 4 | 1 | 2 | 3 | 1 | 2 | 1 | 2 | 1 | 4 | 1 | 2 | 1 | 3 | 0 | 0 | 0 | 0 | 0 | 0 | 0 | 0 | 0 | 0 | 0 | 0 | 0 | 0 | 0 | 0 | 0 | 0 | 0 | 0 | 0 | 0 | 0 | 0 | 0 | 0 | 0 | 0 | 0 | 0 | 0 | 0 | 0 | 0
PG&E NGBA | Pit 4 | 230 | 2 | 2 | 4 | 1 | 2 | 3 | 1 | 2 | 1 | 2 | 1 | 4 | 1 | 2 | 1 | 3 | 0 | 0 | 0 | 0 | 0 | 0 | 0 | 0 | 0 | 0 | 0 | 0 | 0 | 0 | 0 | 0 | 0 | 0 | 0 | 0 | 0 | 0 | 0 | 0 | 0 | 0 | 0 | 0 | 0 | 0 | 0 | 0 | 0 | 0
PG&E GBA | Pittsburg | 115 | 2 | 1 | 1 | 1 | 1 | 1 | 1 | 2 | 3 | 1 | 4 | 2 | 3 | 1 | 4 | 1 | 0 | 0 | 0 | 0 | 0 | 0 | 0 | 0 | 0 | 0 | 0 | 0 | 0 | 0 | 0 | 0 | 0 | 0 | 0 | 0 | 0 | 0 | 0 | 0 | 0 | 0 | 0 | 0 | 0 | 0 | 0 | 0 | 0 | 0
PG&E GBA | Pittsburg | 230 | 2 | 1 | 1 | 1 | 1 | 1 | 1 | 2 | 3 | 1 | 4 | 2 | 3 | 1 | 4 | 1 | 0 | 0 | 0 | 0 | 0 | 0 | 0 | 0 | 0 | 0 | 0 | 0 | 0 | 0 | 0 | 0 | 0 | 0 | 0 | 0 | 0 | 0 | 0 | 0 | 0 | 0 | 0 | 0 | 0 | 0 | 0 | 0 | 0 | 0
PG&E NGBA | Pleasant Grove | 115 | 2 | 1 | 2 | 0 | 2 | 3 | 1 | 2 | 3 | 1 | 3 | 2 | 1 | 2 | 1 | 3 | 0 | 0 | 0 | 0 | 0 | 0 | 0 | 0 | 0 | 0 | 0 | 0 | 0 | 0 | 0 | 0 | 0 | 0 | 0 | 0 | 0 | 0 | 0 | 0 | 0 | 0 | 0 | 0 | 0 | 0 | 0 | 0 | 0 | 0
PG&E NGBA | POE | 230 | 2 | 1 | 4 | 0 | 2 | 3 | 1 | 2 | 3 | 1 | 1 | 4 | 1 | 2 | 1 | 3 | 0 | 0 | 0 | 0 | 0 | 0 | 0 | 0 | 0 | 0 | 0 | 0 | 0 | 0 | 0 | 0 | 0 | 0 | 0 | 0 | 0 | 0 | 0 | 0 | 0 | 0 | 0 | 0 | 0 | 0 | 0 | 0 | 0 | 0
SDGE | Point Loma | 69 | 2 | 1 | 2 | 1 | 1 | 2 | 1 | 2 | 3 | 1 | 3 | 3 | 3 | 1 | 3 | 2 | 0 | 0 | 0 | 0 | 0 | 0 | 0 | 0 | 0 | 0 | 0 | 0 | 0 | 0 | 0 | 0 | 0 | 0 | 0 | 0 | 0 | 0 | 0 | 0 | 0 | 0 | 0 | 0 | 0 | 0 | 0 | 0 | 0 | 0
SDGE | Pomerado | 69 | 2 | 1 | 2 | 1 | 1 | 3 | 1 | 2 | 3 | 1 | 3 | 3 | 3 | 1 | 1 | 3 | 0 | 0 | 0 | 0 | 0 | 0 | 0 | 0 | 0 | 0 | 0 | 100 | 0 | 0 | 1 | 0 | 100 | 0 | 0 | 0 | 0 | 0 | 0 | 0 | 0 | 0 | 0 | 0 | 100 | 0 | 0 | 1 | 0 | 100
PG&E KERN | Poso Mountain | 115 | 1 | 1 | 2 | 1 | 1 | 2 | 3 | 1 | 3 | 1 | 3 | 3 | 3 | 1 | 3 | 2 | 0 | 0 | 0 | 0 | 0 | 0 | 0 | 0 | 0 | 100 | 100 | 0 | 0 | 0 | 1 | 200 | 0 | 0 | 0 | 0 | 0 | 0 | 0 | 0 | 0 | 0 | 100 | 100 | 0 | 0 | 0 | 1 | 200 | 0
EOP | Primm | 230 | 2 | 2 | 4 | 0 | 1 | 2 | 1 | 2 | 1 | 2 | 1 | 4 | 3 | 1 | 3 | 2 | 0 | 0 | 0 | 0 | 0 | 0 | 0 | 0 | 0 | 0 | 0 | 200 | 0 | 0 | 1 | 0 | 200 | 0 | 0 | 0 | 0 | 0 | 0 | 0 | 0 | 0 | 0 | 0 | 200 | 0 | 0 | 1 | 0 | 200
PG&E NGBA | Putah Creek | 115 | 2 | 1 | 3 | 0 | 2 | 3 | 1 | 2 | 3 | 1 | 2 | 3 | 1 | 2 | 1 | 3 | 0 | 0 | 0 | 0 | 0 | 0 | 0 | 0 | 0 | 0 | 0 | 0 | 0 | 0 | 0 | 0 | 0 | 0 | 0 | 0 | 0 | 0 | 0 | 0 | 0 | 0 | 0 | 0 | 0 | 0 | 0 | 0 | 0 | 0
SDGE | Q1806 | 138 | 1 | 1 | 2 | 0 | 1 | 3 | 3 | 1 | 3 | 1 | 3 | 2 | 3 | 1 | 1 | 3 | 0 | 0 | 0 | 0 | 0 | 0 | 0 | 0 | 0 | 0 | 0 | 0 | 0 | 0 | 0 | 0 | 0 | 0 | 0 | 0 | 0 | 0 | 0 | 0 | 0 | 0 | 0 | 0 | 0 | 0 | 0 | 0 | 0 | 0
PG&E FRESNO | Quinto | 230 | 1 | 1 | 4 | 0 | 2 | 1 | 3 | 1 | 3 | 1 | 1 | 4 | 1 | 2 | 4 | 1 | 20 | 0 | 0 | 0 | 0 | 0 | 0 | 0 | 0 | 0 | 0 | 0 | 0 | 0 | 1 | 20 | 0 | 20 | 0 | 0 | 0 | 0 | 0 | 0 | 0 | 0 | 375 | 0 | 0 | 0 | 0 | 1 | 395 | 0
PG&E GBA | Race Track | 115 | 2 | 1 | 4 | 1 | 1 | 3 | 1 | 2 | 3 | 1 | 1 | 4 | 3 | 1 | 1 | 3 | 0 | 0 | 0 | 0 | 0 | 0 | 0 | 0 | 0 | 0 | 0 | 0 | 0 | 0 | 0 | 0 | 0 | 0 | 0 | 0 | 0 | 0 | 0 | 0 | 0 | 0 | 0 | 0 | 0 | 0 | 0 | 0 | 0 | 0
SDGE | Rancho Mission Viejo | 138 | 1 | 1 | 2 | 0 | 1 | 3 | 3 | 1 | 3 | 1 | 3 | 2 | 3 | 1 | 1 | 3 | 0 | 0 | 0 | 0 | 0 | 0 | 0 | 0 | 0 | 0 | 0 | 0 | 0 | 0 | 0 | 0 | 0 | 0 | 0 | 0 | 0 | 0 | 0 | 0 | 0 | 0 | 0 | 0 | 0 | 0 | 0 | 0 | 0 | 0
PG&E GBA | Rancho Seco | 230 | 2 | 1 | 1 | 0 | 2 | 3 | 1 | 2 | 3 | 1 | 4 | 1 | 1 | 2 | 1 | 3 | 0 | 0 | 0 | 0 | 0 | 0 | 0 | 0 | 0 | 0 | 0 | 0 | 0 | 0 | 0 | 0 | 0 | 0 | 0 | 0 | 0 | 0 | 0 | 0 | 0 | 0 | 0 | 0 | 0 | 0 | 0 | 0 | 0 | 0
SCE Metro | Rancho Vista | 230 | 1 | 1 | 1 | 0 | 1 | 1 | 3 | 1 | 3 | 1 | 4 | 1 | 3 | 1 | 4 | 1 | 0 | 0 | 0 | 0 | 0 | 0 | 0 | 0 | 0 | 0 | 0 | 0 | 0 | 0 | 0 | 0 | 0 | 0 | 0 | 0 | 0 | 0 | 0 | 0 | 0 | 0 | 0 | 0 | 0 | 0 | 0 | 0 | 0 | 0
SCE Metro | Rancho Vista | 500 | 1 | 1 | 1 | 0 | 1 | 1 | 3 | 1 | 3 | 1 | 4 | 1 | 3 | 1 | 4 | 1 | 0 | 0 | 0 | 0 | 0 | 0 | 0 | 0 | 0 | 0 | 0 | 0 | 0 | 0 | 0 | 0 | 0 | 0 | 0 | 0 | 0 | 0 | 0 | 0 | 0 | 0 | 0 | 0 | 0 | 0 | 0 | 0 | 0 | 0
SCE NOL | Ransburg | 115 | 2 | 1 | 4 | 0 | 1 | 1 | 1 | 2 | 3 | 1 | 1 | 4 | 3 | 1 | 4 | 1 | 0 | 0 | 0 | 0 | 0 | 0 | 0 | 0 | 0 | 0 | 0 | 0 | 0 | 0 | 0 | 0 | 0 | 0 | 0 | 0 | 0 | 0 | 0 | 0 | 0 | 0 | 0 | 0 | 0 | 0 | 0 | 0 | 0 | 0
PG&E GBA | Ravenswood | 115 | 2 | 1 | 2 | 0 | 1 | 2 | 1 | 2 | 3 | 1 | 3 | 2 | 3 | 1 | 3 | 2 | 0 | 0 | 0 | 0 | 0 | 0 | 0 | 0 | 0 | 0 | 0 | 0 | 0 | 0 | 0 | 0 | 0 | 0 | 0 | 0 | 0 | 0 | 0 | 0 | 0 | 0 | 0 | 0 | 0 | 0 | 0 | 0 | 0 | 0
PG&E GBA | Ravenswood | 230 | 2 | 1 | 2 | 0 | 1 | 2 | 1 | 2 | 3 | 1 | 3 | 2 | 3 | 1 | 3 | 2 | 0 | 0 | 0 | 0 | 0 | 0 | 0 | 0 | 0 | 0 | 100 | 0 | 0 | 0 | 1 | 100 | 0 | 0 | 0 | 0 | 0 | 0 | 0 | 0 | 0 | 0 | 0 | 100 | 0 | 0 | 0 | 1 | 100 | 0
SCE Northern | Rector | 230 | 1 | 1 | 2 | 0 | 1 | 2 | 3 | 1 | 3 | 1 | 3 | 2 | 3 | 1 | 3 | 2 | 0 | 0 | 0 | 0 | 0 | 0 | 0 | 0 | 12 | 0 | 0 | 0 | 0 | 0 | 1 | 12 | 0 | 0 | 0 | 0 | 0 | 0 | 0 | 0 | 0 | 12 | 0 | 0 | 0 | 0 | 0 | 1 | 12 | 0
SCE Eastern | Red Bluff | 230 | 2 | 2 | 4 | 0 | 1 | 3 | 1 | 2 | 1 | 2 | 1 | 4 | 3 | 1 | 1 | 3 | 0 | 0 | 0 | 0 | 0 | 0 | 0 | 0 | 0 | 0 | 200 | 0 | 0 | 0 | 1 | 200 | 0 | 0 | 0 | 0 | 0 | 0 | 0 | 0 | 0 | 0 | 0 | 200 | 0 | 0 | 0 | 1 | 200 | 0
SCE Eastern | Red Bluff | 500 | 2 | 2 | 4 | 0 | 1 | 3 | 1 | 2 | 1 | 2 | 1 | 4 | 3 | 1 | 1 | 3 | 0 | 0 | 0 | 0 | 0 | 0 | 0 | 0 | 0 | 175 | 400 | 100 | 0 | 800 | 1 | 575 | 900 | 0 | 0 | 0 | 0 | 0 | 0 | 0 | 0 | 0 | 175 | 400 | 100 | 0 | 800 | 1 | 575 | 900
PG&E NGBA | Redbud | 115 | 2 | 2 | 4 | 0 | 2 | 3 | 1 | 2 | 1 | 2 | 1 | 4 | 1 | 2 | 1 | 3 | 241 | 0 | 0 | 0 | 0 | 0 | 0 | 0 | 0 | 0 | 0 | 0 | 0 | 0 | 1 | 241 | 0 | 241 | 0 | 0 | 0 | 0 | 0 | 0 | 0 | 0 | 0 | 0 | 0 | 0 | 0 | 1 | 241 | 0
SCE Metro | Redondo | 230 | 1 | 1 | 1 | 1 | 1 | 2 | 3 | 1 | 3 | 1 | 4 | 2 | 3 | 1 | 3 | 2 | 0 | 0 | 0 | 0 | 0 | 0 | 0 | 0 | 0 | 0 | 0 | 0 | 0 | 0 | 0 | 0 | 0 | 0 | 0 | 0 | 0 | 0 | 0 | 0 | 0 | 0 | 0 | 0 | 0 | 0 | 0 | 0 | 0 | 0
PG&E FRESNO | Reedley | 115 | 1 | 1 | 4 | 0 | 2 | 1 | 3 | 1 | 3 | 1 | 1 | 4 | 1 | 2 | 4 | 1 | 0 | 0 | 0 | 0 | 0 | 0 | 0 | 0 | 0 | 0 | 0 | 0 | 0 | 0 | 0 | 0 | 0 | 0 | 0 | 0 | 0 | 0 | 0 | 0 | 0 | 0 | 0 | 0 | 0 | 0 | 0 | 0 | 0 | 0
PG&E KERN | Renfro | 115 | 1 | 1 | 2 | 0 | 1 | 2 | 3 | 1 | 3 | 1 | 3 | 2 | 3 | 1 | 3 | 2 | 0 | 0 | 0 | 0 | 0 | 0 | 0 | 0 | 0 | 0 | 0 | 0 | 0 | 0 | 0 | 0 | 0 | 0 | 0 | 0 | 0 | 0 | 0 | 0 | 0 | 0 | 0 | 0 | 0 | 0 | 0 | 0 | 0 | 0
PG&E GBA | Richmond R | 115 | 2 | 1 | 2 | 0 | 1 | 2 | 1 | 2 | 3 | 1 | 3 | 2 | 3 | 1 | 3 | 2 | 0 | 0 | 0 | 0 | 0 | 0 | 0 | 0 | 0 | 0 | 0 | 0 | 0 | 0 | 0 | 0 | 0 | 0 | 0 | 0 | 0 | 0 | 0 | 0 | 0 | 0 | 0 | 0 | 0 | 0 | 0 | 0 | 0 | 0
PG&E NGBA | Rincon | 115 | 2 | 1 | 2 | 1 | 2 | 2 | 1 | 2 | 3 | 1 | 3 | 3 | 1 | 2 | 3 | 2 | 50 | 0 | 0 | 0 | 0 | 0 | 0 | 0 | 0 | 0 | 0 | 0 | 0 | 0 | 1 | 50 | 0 | 50 | 0 | 0 | 0 | 0 | 0 | 0 | 0 | 0 | 0 | 0 | 0 | 0 | 0 | 1 | 50 | 0
PG&E KERN | Rio Bravo | 115 | 1 | 1 | 2 | 0 | 1 | 1 | 3 | 1 | 3 | 1 | 3 | 2 | 3 | 1 | 4 | 1 | 0 | 0 | 0 | 0 | 0 | 0 | 0 | 0 | 0 | 0 | 0 | 0 | 0 | 0 | 0 | 0 | 0 | 0 | 0 | 0 | 0 | 0 | 0 | 0 | 0 | 0 | 0 | 0 | 0 | 0 | 0 | 0 | 0 | 0
SCE Metro | Rio Hondo | 230 | 1 | 1 | 3 | 1 | 1 | 1 | 3 | 1 | 3 | 1 | 2 | 4 | 3 | 1 | 4 | 1 | 0 | 0 | 0 | 0 | 0 | 0 | 0 | 0 | 0 | 0 | 0 | 265 | 10 | 0 | 1 | 0 | 275 | 0 | 0 | 0 | 0 | 0 | 0 | 0 | 0 | 0 | 0 | 0 | 265 | 10 | 0 | 1 | 0 | 275
PG&E NGBA | Rio Oso | 115 | 2 | 1 | 4 | 0 | 1 | 3 | 1 | 2 | 3 | 1 | 1 | 4 | 3 | 1 | 1 | 3 | 0 | 0 | 0 | 0 | 0 | 0 | 0 | 0 | 0 | 0 | 0 | 0 | 0 | 0 | 0 | 0 | 0 | 0 | 0 | 0 | 0 | 0 | 0 | 0 | 0 | 0 | 0 | 0 | 0 | 0 | 0 | 0 | 0 | 0
PG&E NGBA | Rio Oso | 230 | 2 | 1 | 4 | 0 | 1 | 3 | 1 | 2 | 3 | 1 | 1 | 4 | 3 | 1 | 1 | 3 | 0 | 0 | 0 | 0 | 0 | 0 | 0 | 0 | 0 | 0 | 0 | 0 | 0 | 0 | 0 | 0 | 0 | 0 | 0 | 0 | 0 | 0 | 0 | 0 | 0 | 0 | 0 | 0 | 0 | 0 | 0 | 0 | 0 | 0
PG&E GBA | Ripon | 115 | 1 | 1 | 2 | 0 | 2 | 2 | 3 | 1 | 3 | 1 | 3 | 2 | 1 | 2 | 3 | 2 | 0 | 0 | 0 | 0 | 0 | 0 | 0 | 0 | 2.6 | 0 | 0 | 99 | 0 | 0 | 1 | 2.6 | 99 | 0 | 0 | 0 | 0 | 0 | 0 | 0 | 0 | 2.6 | 0 | 0 | 99 | 0 | 0 | 1 | 2.6 | 99
PG&E GBA | Riverbank | 115 | 1 | 1 | 2 | 1 | 2 | 2 | 3 | 1 | 3 | 1 | 3 | 3 | 1 | 2 | 3 | 2 | 0 | 0 | 0 | 0 | 0 | 0 | 0 | 0 | 0 | 0 | 0 | 0 | 0 | 0 | 0 | 0 | 0 | 0 | 0 | 0 | 0 | 0 | 0 | 0 | 0 | 0 | 0 | 0 | 0 | 0 | 0 | 0 | 0 | 0
SCE NOL | Roadway | 115 | 2 | 1 | 2 | 0 | 1 | 1 | 1 | 2 | 3 | 1 | 3 | 2 | 3 | 1 | 4 | 1 | 0 | 0 | 0 | 0 | 0 | 0 | 0 | 0 | 0 | 0 | 0 | 0 | 0 | 0 | 0 | 0 | 0 | 0 | 0 | 0 | 0 | 0 | 0 | 0 | 0 | 0 | 0 | 0 | 0 | 0 | 0 | 0 | 0 | 0
PG&E NGBA | Rock Creek 1 | 230 | 2 | 2 | 4 | 0 | 1 | 3 | 1 | 2 | 1 | 2 | 1 | 4 | 3 | 1 | 1 | 3 | 0 | 0 | 0 | 0 | 0 | 0 | 0 | 0 | 0 | 0 | 0 | 0 | 0 | 0 | 0 | 0 | 0 | 0 | 0 | 0 | 0 | 0 | 0 | 0 | 0 | 0 | 0 | 0 | 0 | 0 | 0 | 0 | 0 | 0
SCE Northern | Rosamond | 66 | 2 | 1 | 4 | 0 | 1 | 3 | 1 | 2 | 3 | 1 | 1 | 4 | 3 | 1 | 1 | 3 | 0 | 0 | 0 | 0 | 0 | 0 | 0 | 0 | 0 | 0 | 0 | 0 | 0 | 0 | 0 | 0 | 0 | 0 | 0 | 0 | 0 | 0 | 0 | 0 | 0 | 0 | 0 | 0 | 0 | 0 | 0 | 0 | 0 | 0
PG&E GBA | Rossmoor | 230 | 2 | 1 | 3 | 1 | 1 | 3 | 1 | 2 | 3 | 1 | 2 | 4 | 3 | 1 | 1 | 3 | 0 | 0 | 0 | 0 | 0 | 0 | 0 | 0 | 0 | 0 | 0 | 0 | 0 | 0 | 0 | 0 | 0 | 0 | 0 | 0 | 0 | 0 | 0 | 0 | 0 | 0 | 0 | 0 | 0 | 0 | 0 | 0 | 0 | 0
PG&E NGBA | Round Mountain | 230 | 2 | 2 | 4 | 1 | 2 | 3 | 1 | 2 | 1 | 2 | 1 | 4 | 1 | 2 | 1 | 3 | 0 | 0 | 0 | 0 | 0 | 0 | 0 | 0 | 0 | 0 | 0 | 0 | 0 | 0 | 0 | 0 | 0 | 0 | 0 | 0 | 0 | 0 | 0 | 0 | 0 | 0 | 0 | 0 | 0 | 0 | 0 | 0 | 0 | 0
PG&E NGBA | Round Mountain | 500 | 2 | 2 | 4 | 1 | 2 | 3 | 1 | 2 | 1 | 2 | 1 | 4 | 1 | 2 | 1 | 3 | 0 | 0 | 0 | 0 | 0 | 0 | 0 | 0 | 0 | 0 | 0 | 0 | 0 | 0 | 0 | 0 | 0 | 0 | 0 | 0 | 0 | 0 | 0 | 0 | 0 | 0 | 0 | 0 | 0 | 0 | 0 | 0 | 0 | 0
PG&E GBA | Salado | 115 | 1 | 1 | 4 | 0 | 2 | 1 | 3 | 1 | 3 | 1 | 1 | 4 | 1 | 2 | 4 | 1 | 0 | 0 | 0 | 0 | 0 | 0 | 0 | 0 | 0 | 0 | 0 | 0 | 0 | 0 | 0 | 0 | 0 | 0 | 0 | 0 | 0 | 0 | 0 | 0 | 0 | 0 | 69 | 0 | 0 | 0 | 0 | 1 | 69 | 0
PG&E GBA | Salado | 60 | 1 | 1 | 4 | 0 | 2 | 1 | 3 | 1 | 3 | 1 | 1 | 4 | 1 | 2 | 4 | 1 | 0 | 0 | 0 | 0 | 0 | 0 | 0 | 0 | 0 | 0 | 0 | 0 | 0 | 0 | 0 | 0 | 0 | 0 | 0 | 0 | 0 | 0 | 0 | 0 | 0 | 0 | 0 | 0 | 0 | 0 | 0 | 0 | 0 | 0
PG&E GBA | Salinas | 115 | 2 | 2 | 2 | 1 | 2 | 2 | 1 | 2 | 1 | 2 | 3 | 3 | 1 | 2 | 3 | 2 | 0 | 0 | 0 | 0 | 0 | 0 | 0 | 0 | 0 | 0 | 0 | 0 | 0 | 0 | 0 | 0 | 0 | 0 | 0 | 0 | 0 | 0 | 0 | 0 | 0 | 0 | 0 | 0 | 0 | 0 | 0 | 0 | 0 | 0
SDGE | Salt Creek | 69 | 2 | 1 | 3 | 0 | 1 | 2 | 1 | 2 | 3 | 1 | 2 | 3 | 3 | 1 | 3 | 2 | 0 | 0 | 0 | 0 | 0 | 0 | 0 | 0 | 0 | 0 | 0 | 0 | 0 | 0 | 0 | 0 | 0 | 0 | 0 | 0 | 0 | 0 | 0 | 0 | 0 | 0 | 0 | 0 | 0 | 0 | 0 | 0 | 0 | 0
SCE Eastern | San Bernardino | 230 | 1 | 1 | 1 | 1 | 1 | 2 | 3 | 1 | 3 | 1 | 4 | 2 | 3 | 1 | 3 | 2 | 0 | 0 | 0 | 0 | 0 | 0 | 0 | 0 | 0 | 0 | 0 | 0 | 0 | 0 | 0 | 0 | 0 | 0 | 0 | 0 | 0 | 0 | 0 | 0 | 0 | 0 | 0 | 0 | 0 | 0 | 0 | 0 | 0 | 0
PG&E GBA | SAN FRAN A (POTRERO PP) | 115 | 2 | 1 | 1 | 1 | 1 | 2 | 1 | 2 | 3 | 1 | 4 | 2 | 3 | 1 | 3 | 2 | 0 | 0 | 0 | 0 | 0 | 0 | 0 | 0 | 0 | 0 | 0 | 0 | 0 | 0 | 0 | 0 | 0 | 0 | 0 | 0 | 0 | 0 | 0 | 0 | 0 | 0 | 0 | 0 | 0 | 0 | 0 | 0 | 0 | 0
PG&E GBA | SAN FRAN A (POTRERO PP) | 230 | 2 | 1 | 1 | 1 | 1 | 2 | 1 | 2 | 3 | 1 | 4 | 2 | 3 | 1 | 3 | 2 | 0 | 0 | 0 | 0 | 0 | 0 | 0 | 0 | 0 | 0 | 0 | 0 | 0 | 0 | 0 | 0 | 0 | 0 | 0 | 0 | 0 | 0 | 0 | 0 | 0 | 0 | 0 | 0 | 0 | 0 | 0 | 0 | 0 | 0
PG&E GBA | San Jose A | 115 | 2 | 1 | 1 | 1 | 2 | 2 | 1 | 2 | 3 | 1 | 4 | 2 | 1 | 2 | 3 | 2 | 0 | 0 | 0 | 0 | 0 | 0 | 0 | 0 | 0 | 0 | 0 | 0 | 0 | 0 | 0 | 0 | 0 | 0 | 0 | 0 | 0 | 0 | 0 | 0 | 0 | 0 | 0 | 0 | 0 | 0 | 0 | 0 | 0 | 0
PG&E GBA | San Jose B | 115 | 2 | 1 | 2 | 1 | 2 | 2 | 1 | 2 | 3 | 1 | 3 | 3 | 1 | 2 | 3 | 2 | 0 | 0 | 0 | 0 | 0 | 0 | 0 | 0 | 0 | 0 | 0 | 0 | 0 | 0 | 0 | 0 | 0 | 0 | 0 | 0 | 0 | 0 | 0 | 0 | 0 | 0 | 0 | 0 | 0 | 0 | 0 | 0 | 0 | 0
PG&E GBA | San Leandro U | 115 | 2 | 1 | 3 | 0 | 1 | 2 | 1 | 2 | 3 | 1 | 2 | 3 | 3 | 1 | 3 | 2 | 0 | 0 | 0 | 0 | 0 | 0 | 0 | 0 | 0 | 0 | 0 | 0 | 0 | 0 | 0 | 0 | 0 | 0 | 0 | 0 | 0 | 0 | 0 | 0 | 0 | 0 | 0 | 0 | 0 | 0 | 0 | 0 | 0 | 0
PG&E KERN | San Luis Obispo | 115 | 2 | 2 | 4 | 1 | 2 | 3 | 1 | 2 | 1 | 2 | 1 | 4 | 1 | 2 | 1 | 3 | 0 | 0 | 0 | 0 | 0 | 0 | 0 | 0 | 0 | 0 | 0 | 0 | 0 | 0 | 0 | 0 | 0 | 0 | 0 | 0 | 0 | 0 | 0 | 0 | 0 | 0 | 0 | 0 | 0 | 0 | 0 | 0 | 0 | 0
PG&E KERN | San Luis Obispo | 70 | 2 | 2 | 4 | 1 | 2 | 3 | 1 | 2 | 1 | 2 | 1 | 4 | 1 | 2 | 1 | 3 | 0 | 0 | 0 | 0 | 0 | 0 | 0 | 0 | 0 | 0 | 0 | 0 | 0 | 0 | 0 | 0 | 0 | 0 | 0 | 0 | 0 | 0 | 0 | 0 | 0 | 0 | 0 | 0 | 0 | 0 | 0 | 0 | 0 | 0
SDGE | San Luis Rey | 230 | 2 | 1 | 3 | 1 | 1 | 3 | 1 | 2 | 3 | 1 | 2 | 4 | 3 | 1 | 1 | 3 | 0 | 0 | 0 | 0 | 0 | 0 | 0 | 0 | 0 | 0 | 0 | 0 | 0 | 0 | 0 | 0 | 0 | 0 | 0 | 0 | 0 | 0 | 0 | 0 | 0 | 0 | 0 | 0 | 0 | 0 | 0 | 0 | 0 | 0
SDGE | San Luis Rey | 69 | 2 | 1 | 3 | 1 | 1 | 3 | 1 | 2 | 3 | 1 | 2 | 4 | 3 | 1 | 1 | 3 | 0 | 0 | 0 | 0 | 0 | 0 | 0 | 0 | 0 | 0 | 0 | 0 | 0 | 0 | 0 | 0 | 0 | 0 | 0 | 0 | 0 | 0 | 0 | 0 | 0 | 0 | 0 | 0 | 0 | 0 | 0 | 0 | 0 | 0
SDGE | San Marcos | 69 | 2 | 1 | 2 | 0 | 1 | 3 | 1 | 2 | 3 | 1 | 3 | 2 | 3 | 1 | 1 | 3 | 0 | 0 | 0 | 0 | 0 | 0 | 0 | 0 | 0 | 0 | 0 | 0 | 0 | 0 | 0 | 0 | 0 | 0 | 0 | 0 | 0 | 0 | 0 | 0 | 0 | 0 | 0 | 0 | 0 | 0 | 0 | 0 | 0 | 0
SCE Metro | San Onofre | 230 | 2 | 1 | 4 | 0 | 1 | 3 | 1 | 2 | 3 | 1 | 1 | 4 | 3 | 1 | 1 | 3 | 0 | 0 | 0 | 0 | 0 | 0 | 0 | 0 | 0 | 0 | 0 | 0 | 0 | 0 | 0 | 0 | 0 | 0 | 0 | 0 | 0 | 0 | 0 | 0 | 0 | 0 | 0 | 0 | 0 | 0 | 0 | 0 | 0 | 0
PG&E GBA | San Pablo | 115 | 2 | 1 | 2 | 0 | 1 | 1 | 1 | 2 | 3 | 1 | 3 | 2 | 3 | 1 | 4 | 1 | 0 | 0 | 0 | 0 | 0 | 0 | 0 | 0 | 0 | 0 | 0 | 0 | 0 | 0 | 0 | 0 | 0 | 0 | 0 | 0 | 0 | 0 | 0 | 0 | 0 | 0 | 0 | 0 | 0 | 0 | 0 | 0 | 0 | 0
PG&E GBA | San Ramon | 230 | 2 | 1 | 2 | 0 | 1 | 3 | 1 | 2 | 3 | 1 | 3 | 2 | 3 | 1 | 1 | 3 | 0 | 0 | 0 | 0 | 0 | 0 | 0 | 0 | 0 | 0 | 0 | 0 | 0 | 0 | 0 | 0 | 0 | 0 | 0 | 0 | 0 | 0 | 0 | 0 | 0 | 0 | 0 | 0 | 0 | 0 | 0 | 0 | 0 | 0
SDGE | San Ysidro | 69 | 2 | 1 | 2 | 0 | 1 | 2 | 1 | 2 | 3 | 1 | 3 | 2 | 3 | 1 | 3 | 2 | 0 | 0 | 0 | 0 | 0 | 0 | 0 | 0 | 0 | 0 | 0 | 0 | 0 | 0 | 0 | 0 | 0 | 0 | 0 | 0 | 0 | 0 | 0 | 0 | 0 | 0 | 0 | 0 | 0 | 0 | 0 | 0 | 0 | 0
SCE NOL | Sandlot | 230 | 2 | 1 | 4 | 1 | 1 | 2 | 1 | 2 | 3 | 1 | 1 | 4 | 3 | 1 | 3 | 2 | 0 | 0 | 0 | 0 | 0 | 0 | 0 | 0 | 0 | 0 | 0 | 0 | 0 | 0 | 0 | 0 | 0 | 0 | 0 | 0 | 0 | 0 | 0 | 0 | 0 | 0 | 0 | 0 | 0 | 0 | 0 | 0 | 0 | 0
EOP | Sandy | 138 | 2 | 2 | 4 | 0 | 1 | 3 | 1 | 2 | 1 | 2 | 1 | 4 | 3 | 1 | 1 | 3 | 0 | 0 | 0 | 0 | 0 | 0 | 0 | 0 | 0 | 0 | 0 | 0 | 0 | 0 | 0 | 0 | 0 | 0 | 0 | 0 | 0 | 0 | 0 | 0 | 0 | 0 | 0 | 0 | 0 | 0 | 0 | 0 | 0 | 0
PG&E FRESNO | Sanger | 115 | 1 | 1 | 2 | 0 | 2 | 2 | 3 | 1 | 3 | 1 | 3 | 2 | 1 | 2 | 3 | 2 | 0 | 0 | 0 | 0 | 0 | 0 | 0 | 0 | 0 | 0 | 0 | 0 | 0 | 0 | 0 | 0 | 0 | 0 | 0 | 0 | 0 | 0 | 0 | 0 | 0 | 0 | 0 | 0 | 0 | 0 | 0 | 0 | 0 | 0
SCE Northern | Santa Clara | 230 | 2 | 1 | 3 | 0 | 1 | 2 | 1 | 2 | 3 | 1 | 2 | 3 | 3 | 1 | 3 | 2 | 0 | 0 | 0 | 0 | 0 | 0 | 0 | 0 | 0 | 0 | 0 | 0 | 0 | 0 | 0 | 0 | 0 | 0 | 0 | 0 | 0 | 0 | 0 | 0 | 0 | 0 | 0 | 0 | 0 | 0 | 0 | 0 | 0 | 0
PG&E NGBA | Santa Rosa A | 115 | 2 | 1 | 2 | 1 | 2 | 2 | 1 | 2 | 3 | 1 | 3 | 3 | 1 | 2 | 3 | 2 | 0 | 0 | 0 | 0 | 0 | 0 | 0 | 0 | 0 | 0 | 0 | 0 | 0 | 0 | 0 | 0 | 0 | 0 | 0 | 0 | 0 | 0 | 0 | 0 | 0 | 0 | 0 | 0 | 0 | 0 | 0 | 0 | 0 | 0
PG&E GBA | Santa Teresa | 115 | 2 | 1 | 2 | 0 | 2 | 2 | 1 | 2 | 3 | 1 | 3 | 2 | 1 | 2 | 3 | 2 | 0 | 0 | 0 | 0 | 0 | 0 | 0 | 0 | 0 | 0 | 0 | 0 | 0 | 0 | 0 | 0 | 0 | 0 | 0 | 0 | 0 | 0 | 0 | 0 | 0 | 0 | 0 | 0 | 0 | 0 | 0 | 0 | 0 | 0
SDGE | Santee | 138 | 2 | 1 | 2 | 0 | 1 | 2 | 1 | 2 | 3 | 1 | 3 | 2 | 3 | 1 | 3 | 2 | 0 | 0 | 0 | 0 | 0 | 0 | 0 | 0 | 0 | 0 | 0 | 10 | 0 | 0 | 1 | 0 | 10 | 0 | 0 | 0 | 0 | 0 | 0 | 0 | 0 | 0 | 0 | 0 | 10 | 0 | 0 | 1 | 0 | 10
SCE Metro | Santiago | 230 | 1 | 1 | 2 | 0 | 1 | 2 | 3 | 1 | 3 | 1 | 3 | 2 | 3 | 1 | 3 | 2 | 0 | 0 | 0 | 0 | 0 | 0 | 0 | 0 | 0 | 0 | 0 | 0 | 0 | 0 | 0 | 0 | 0 | 0 | 0 | 0 | 0 | 0 | 0 | 0 | 0 | 0 | 0 | 0 | 0 | 0 | 0 | 0 | 0 | 0
PG&E GBA | Saratoga | 230 | 2 | 1 | 3 | 1 | 2 | 3 | 1 | 2 | 3 | 1 | 2 | 4 | 1 | 2 | 1 | 3 | 0 | 0 | 0 | 0 | 0 | 0 | 0 | 0 | 0 | 0 | 0 | 0 | 0 | 0 | 0 | 0 | 0 | 0 | 0 | 0 | 0 | 0 | 0 | 0 | 0 | 0 | 0 | 0 | 0 | 0 | 0 | 0 | 0 | 0
SCE Northern | Saugus | 230 | 1 | 1 | 2 | 1 | 1 | 3 | 3 | 1 | 3 | 1 | 3 | 3 | 3 | 1 | 1 | 3 | 0 | 0 | 0 | 0 | 0 | 0 | 0 | 0 | 0 | 0 | 0 | 0 | 0 | 0 | 0 | 0 | 0 | 0 | 0 | 0 | 0 | 0 | 0 | 0 | 0 | 0 | 0 | 0 | 0 | 0 | 0 | 0 | 0 | 0
PG&E FRESNO | Schindler | 115 | 1 | 1 | 4 | 0 | 2 | 1 | 3 | 1 | 3 | 1 | 1 | 4 | 1 | 2 | 4 | 1 | 0 | 0 | 0 | 0 | 0 | 0 | 0 | 0 | 0 | 100 | 0 | 0 | 0 | 0 | 1 | 100 | 0 | 0 | 0 | 0 | 0 | 0 | 0 | 0 | 0 | 0 | 100 | 0 | 0 | 0 | 0 | 1 | 100 | 0
PG&E FRESNO | Schindler | 70 | 1 | 1 | 4 | 0 | 2 | 1 | 3 | 1 | 3 | 1 | 1 | 4 | 1 | 2 | 4 | 1 | 0 | 0 | 0 | 0 | 0 | 0 | 0 | 0 | 0 | 0 | 0 | 0 | 0 | 0 | 0 | 0 | 0 | 0 | 0 | 0 | 0 | 0 | 0 | 0 | 0 | 0 | 0 | 0 | 0 | 0 | 0 | 0 | 0 | 0
PG&E GBA | Schulte | 115 | 1 | 1 | 1 | 0 | 2 | 2 | 3 | 1 | 3 | 1 | 4 | 1 | 1 | 2 | 3 | 2 | 0 | 0 | 0 | 0 | 0 | 0 | 0 | 0 | 0 | 100 | 0 | 13.3 | 0 | 0 | 1 | 100 | 13.3 | 0 | 0 | 0 | 0 | 0 | 0 | 0 | 0 | 0 | 100 | 0 | 13.3 | 0 | 0 | 1 | 100 | 13.3
SDGE | Scripps | 69 | 2 | 1 | 2 | 0 | 1 | 3 | 1 | 2 | 3 | 1 | 3 | 2 | 3 | 1 | 1 | 3 | 0 | 0 | 0 | 0 | 0 | 0 | 0 | 0 | 0 | 0 | 0 | 0 | 0 | 0 | 0 | 0 | 0 | 0 | 0 | 0 | 0 | 0 | 0 | 0 | 0 | 0 | 0 | 0 | 0 | 0 | 0 | 0 | 0 | 0
PG&E KERN | Semitropic | 115 | 1 | 1 | 3 | 0 | 1 | 1 | 3 | 1 | 3 | 1 | 2 | 3 | 3 | 1 | 4 | 1 | 0 | 0 | 0 | 0 | 0 | 0 | 0 | 0 | 4.66 | 0 | 0 | 0 | 0 | 0 | 1 | 4.66 | 0 | 0 | 0 | 0 | 0 | 0 | 0 | 0 | 0 | 4.66 | 0 | 0 | 0 | 0 | 0 | 1 | 4.66 | 0
SCE Metro | Serrano | 230 | 1 | 1 | 2 | 0 | 1 | 2 | 3 | 1 | 3 | 1 | 3 | 2 | 3 | 1 | 3 | 2 | 0 | 0 | 0 | 0 | 0 | 0 | 0 | 0 | 0 | 0 | 0 | 0 | 0 | 0 | 0 | 0 | 0 | 0 | 0 | 0 | 0 | 0 | 0 | 0 | 0 | 0 | 0 | 0 | 0 | 0 | 0 | 0 | 0 | 0
SCE Metro | Serrano | 500 | 1 | 1 | 2 | 0 | 1 | 2 | 3 | 1 | 3 | 1 | 3 | 2 | 3 | 1 | 3 | 2 | 0 | 0 | 0 | 0 | 0 | 0 | 0 | 0 | 0 | 0 | 0 | 0 | 0 | 0 | 0 | 0 | 0 | 0 | 0 | 0 | 0 | 0 | 0 | 0 | 0 | 0 | 0 | 0 | 0 | 0 | 0 | 0 | 0 | 0
SDGE | Shadowridge | 138 | 2 | 1 | 3 | 0 | 1 | 3 | 1 | 2 | 3 | 1 | 2 | 3 | 3 | 1 | 1 | 3 | 0 | 0 | 0 | 0 | 0 | 0 | 0 | 0 | 0 | 0 | 0 | 0 | 0 | 0 | 0 | 0 | 0 | 0 | 0 | 0 | 0 | 0 | 0 | 0 | 0 | 0 | 0 | 0 | 0 | 0 | 0 | 0 | 0 | 0
PG&E KERN | Shafter | 115 | 1 | 1 | 3 | 0 | 1 | 1 | 3 | 1 | 3 | 1 | 2 | 3 | 3 | 1 | 4 | 1 | 0 | 0 | 0 | 0 | 0 | 0 | 0 | 0 | 2.25 | 0 | 100 | 0 | 0 | 0 | 1 | 102.25 | 0 | 0 | 0 | 0 | 0 | 0 | 0 | 0 | 0 | 2.25 | 0 | 100 | 0 | 0 | 0 | 1 | 102.25 | 0
PG&E NGBA | Silverado | 115 | 2 | 1 | 3 | 1 | 2 | 3 | 1 | 2 | 3 | 1 | 2 | 4 | 1 | 2 | 1 | 3 | 0 | 0 | 0 | 0 | 0 | 0 | 0 | 0 | 0 | 0 | 0 | 0 | 0 | 0 | 0 | 0 | 0 | 0 | 0 | 0 | 0 | 0 | 0 | 0 | 0 | 0 | 0 | 0 | 0 | 0 | 0 | 0 | 0 | 0
SDGE | Silvergate | 230 | 2 | 1 | 1 | 0 | 1 | 1 | 1 | 2 | 3 | 1 | 4 | 1 | 3 | 1 | 4 | 1 | 0 | 0 | 0 | 0 | 0 | 0 | 0 | 0 | 0 | 0 | 100 | 0 | 0 | 0 | 1 | 100 | 0 | 0 | 0 | 0 | 0 | 0 | 0 | 0 | 0 | 0 | 0 | 100 | 0 | 0 | 0 | 1 | 100 | 0
SDGE | Silvergate | 69 | 2 | 1 | 1 | 0 | 1 | 1 | 1 | 2 | 3 | 1 | 4 | 1 | 3 | 1 | 4 | 1 | 0 | 0 | 0 | 0 | 0 | 0 | 0 | 0 | 0 | 0 | 0 | 0 | 0 | 0 | 0 | 0 | 0 | 0 | 0 | 0 | 0 | 0 | 0 | 0 | 0 | 0 | 0 | 0 | 0 | 0 | 0 | 0 | 0 | 0
PG&E KERN | Sisquoc | 115 | 2 | 2 | 3 | 1 | 1 | 3 | 1 | 2 | 1 | 2 | 2 | 4 | 3 | 1 | 1 | 3 | 0 | 0 | 0 | 0 | 0 | 0 | 0 | 0 | 0 | 0 | 0 | 0 | 0 | 0 | 0 | 0 | 0 | 0 | 0 | 0 | 0 | 0 | 0 | 0 | 0 | 0 | 0 | 0 | 0 | 0 | 0 | 0 | 0 | 0
EOP | Sloan Canyon | 230 | 2 | 2 | 3 | 0 | 1 | 3 | 1 | 2 | 1 | 2 | 2 | 3 | 3 | 1 | 1 | 3 | 0 | 0 | 0 | 0 | 0 | 0 | 0 | 0 | 0 | 0 | 0 | 0 | 0 | 0 | 0 | 0 | 0 | 0 | 0 | 0 | 0 | 0 | 0 | 0 | 0 | 0 | 0 | 0 | 0 | 0 | 0 | 0 | 0 | 0
EOP | Sloan Canyon | 500 | 2 | 2 | 3 | 0 | 1 | 3 | 1 | 2 | 1 | 2 | 2 | 3 | 3 | 1 | 1 | 3 | 0 | 0 | 0 | 0 | 0 | 0 | 0 | 0 | 0 | 0 | 0 | 0 | 0 | 0 | 0 | 0 | 0 | 0 | 0 | 0 | 0 | 0 | 0 | 0 | 0 | 0 | 0 | 0 | 0 | 0 | 0 | 0 | 0 | 0
PG&E KERN | Smyrna | 115 | 1 | 1 | 4 | 0 | 1 | 1 | 3 | 1 | 3 | 1 | 1 | 4 | 3 | 1 | 4 | 1 | 0 | 0 | 0 | 0 | 0 | 0 | 0 | 0 | 0 | 0 | 0 | 0 | 0 | 0 | 0 | 0 | 0 | 0 | 0 | 0 | 0 | 0 | 0 | 0 | 0 | 0 | 0 | 0 | 0 | 0 | 0 | 0 | 0 | 0
PG&E GBA | Sobrante | 115 | 2 | 1 | 2 | 0 | 1 | 3 | 1 | 2 | 3 | 1 | 3 | 2 | 3 | 1 | 1 | 3 | 0 | 0 | 0 | 0 | 0 | 0 | 0 | 0 | 0 | 0 | 0 | 0 | 0 | 0 | 0 | 0 | 0 | 0 | 0 | 0 | 0 | 0 | 0 | 0 | 0 | 0 | 0 | 0 | 0 | 0 | 0 | 0 | 0 | 0
PG&E GBA | Sobrante | 230 | 2 | 1 | 2 | 0 | 1 | 3 | 1 | 2 | 3 | 1 | 3 | 2 | 3 | 1 | 1 | 3 | 0 | 0 | 0 | 0 | 0 | 0 | 0 | 0 | 0 | 0 | 0 | 0 | 0 | 0 | 0 | 0 | 0 | 0 | 0 | 0 | 0 | 0 | 0 | 0 | 0 | 0 | 0 | 0 | 0 | 0 | 0 | 0 | 0 | 0
PG&E KERN | Solar | 230 | 2 | 1 | 4 | 0 | 2 | 3 | 1 | 2 | 3 | 1 | 1 | 4 | 1 | 2 | 1 | 3 | 0 | 0 | 0 | 0 | 0 | 0 | 0 | 0 | 0 | 0 | 0 | 0 | 0 | 0 | 0 | 0 | 0 | 0 | 0 | 0 | 0 | 0 | 0 | 0 | 0 | 0 | 0 | 0 | 0 | 0 | 0 | 0 | 0 | 0
PG&E GBA | Soledad | 115 | 2 | 2 | 4 | 0 | 2 | 3 | 1 | 2 | 1 | 2 | 1 | 4 | 1 | 2 | 1 | 3 | 0 | 0 | 0 | 0 | 0 | 0 | 0 | 0 | 0 | 0 | 0 | 0 | 0 | 0 | 0 | 0 | 0 | 0 | 0 | 150 | 0 | 0 | 0 | 0 | 0 | 0 | 0 | 0 | 0 | 0 | 0 | 1 | 150 | 0
PG&E GBA | Soledad | 60 | 2 | 2 | 4 | 0 | 2 | 3 | 1 | 2 | 1 | 2 | 1 | 4 | 1 | 2 | 1 | 3 | 0 | 0 | 0 | 0 | 0 | 0 | 0 | 0 | 0 | 0 | 0 | 0 | 0 | 0 | 0 | 0 | 0 | 0 | 0 | 0 | 0 | 0 | 0 | 0 | 0 | 0 | 0 | 0 | 0 | 0 | 0 | 0 | 0 | 0
SDGE | Spring Valley | 69 | 2 | 1 | 2 | 0 | 1 | 2 | 1 | 2 | 3 | 1 | 3 | 2 | 3 | 1 | 3 | 2 | 0 | 0 | 0 | 0 | 0 | 0 | 0 | 0 | 0 | 0 | 0 | 0 | 0 | 0 | 0 | 0 | 0 | 0 | 0 | 0 | 0 | 0 | 0 | 0 | 0 | 0 | 0 | 0 | 0 | 0 | 0 | 0 | 0 | 0
SCE Northern | Springville | 230 | 1 | 1 | 4 | 0 | 1 | 1 | 3 | 1 | 3 | 1 | 1 | 4 | 3 | 1 | 4 | 1 | 0 | 0 | 0 | 0 | 0 | 0 | 0 | 0 | 3 | 0 | 0 | 225 | 0 | 0 | 1 | 3 | 225 | 0 | 0 | 0 | 0 | 0 | 0 | 0 | 0 | 3 | 0 | 0 | 225 | 0 | 0 | 1 | 3 | 225
PG&E GBA | Stagg | 230 | 1 | 1 | 2 | 1 | 2 | 2 | 3 | 1 | 3 | 1 | 3 | 3 | 1 | 2 | 3 | 2 | 0 | 0 | 0 | 0 | 0 | 0 | 0 | 0 | 0 | 0 | 0 | 0 | 0 | 0 | 0 | 0 | 0 | 0 | 0 | 0 | 0 | 0 | 0 | 0 | 0 | 0 | 0 | 0 | 0 | 0 | 0 | 0 | 0 | 0
PG&E GBA | Standard Oil | 115 | 2 | 1 | 1 | 0 | 1 | 2 | 1 | 2 | 3 | 1 | 4 | 1 | 3 | 1 | 3 | 2 | 0 | 0 | 0 | 0 | 0 | 0 | 0 | 0 | 0 | 0 | 0 | 0 | 0 | 0 | 0 | 0 | 0 | 0 | 0 | 0 | 0 | 0 | 0 | 0 | 0 | 0 | 0 | 0 | 0 | 0 | 0 | 0 | 0 | 0
PG&E GBA | Stanislaus | 115 | 2 | 1 | 4 | 1 | 1 | 3 | 1 | 2 | 3 | 1 | 1 | 4 | 3 | 1 | 1 | 3 | 0 | 0 | 0 | 0 | 0 | 0 | 0 | 0 | 0 | 0 | 0 | 0 | 0 | 0 | 0 | 0 | 0 | 0 | 0 | 0 | 0 | 0 | 0 | 0 | 0 | 0 | 0 | 0 | 0 | 0 | 0 | 0 | 0 | 0
PG&E KERN | Stockdale | 115 | 1 | 1 | 2 | 0 | 1 | 2 | 3 | 1 | 3 | 1 | 3 | 2 | 3 | 1 | 3 | 2 | 0 | 0 | 0 | 0 | 0 | 0 | 0 | 0 | 0 | 0 | 0 | 0 | 0 | 0 | 0 | 0 | 0 | 0 | 0 | 0 | 0 | 0 | 0 | 0 | 0 | 0 | 0 | 0 | 0 | 0 | 0 | 0 | 0 | 0
PG&E KERN | Stockdale | 230 | 1 | 1 | 2 | 0 | 1 | 2 | 3 | 1 | 3 | 1 | 3 | 2 | 3 | 1 | 3 | 2 | 0 | 0 | 0 | 0 | 0 | 0 | 0 | 0 | 0 | 0 | 0 | 0 | 0 | 0 | 0 | 0 | 0 | 0 | 0 | 0 | 0 | 0 | 0 | 0 | 0 | 0 | 12 | 0 | 0 | 0 | 0 | 1 | 12 | 0
PG&E GBA | Stockton A | 115 | 1 | 1 | 2 | 1 | 2 | 1 | 3 | 1 | 3 | 1 | 3 | 3 | 1 | 2 | 4 | 1 | 0 | 0 | 0 | 0 | 0 | 0 | 0 | 0 | 0 | 0 | 0 | 0 | 0 | 0 | 0 | 0 | 0 | 0 | 0 | 0 | 0 | 0 | 0 | 0 | 0 | 0 | 0 | 0 | 0 | 0 | 0 | 0 | 0 | 0
PG&E GBA | Stone | 115 | 2 | 1 | 2 | 1 | 2 | 2 | 1 | 2 | 3 | 1 | 3 | 3 | 1 | 2 | 3 | 2 | 0 | 0 | 0 | 0 | 0 | 0 | 0 | 0 | 0 | 0 | 0 | 0 | 0 | 0 | 0 | 0 | 0 | 0 | 0 | 0 | 0 | 0 | 0 | 0 | 0 | 0 | 0 | 0 | 0 | 0 | 0 | 0 | 0 | 0
PG&E FRESNO | Storey | 230 | 1 | 1 | 4 | 0 | 2 | 1 | 3 | 1 | 3 | 1 | 1 | 4 | 1 | 2 | 4 | 1 | 0 | 0 | 0 | 0 | 0 | 0 | 0 | 0 | 0 | 0 | 0 | 0 | 0 | 0 | 0 | 0 | 0 | 0 | 0 | 0 | 0 | 0 | 0 | 0 | 0 | 0 | 0 | 0 | 0 | 0 | 0 | 0 | 0 | 0
PG&E NGBA | Summit | 115 | 2 | 1 | 4 | 1 | 2 | 3 | 1 | 2 | 3 | 1 | 1 | 4 | 1 | 2 | 1 | 3 | 10 | 0 | 0 | 0 | 0 | 0 | 0 | 0 | 0 | 0 | 0 | 0 | 0 | 0 | 1 | 10 | 0 | 10 | 0 | 220 | 0 | 0 | 0 | 0 | 0 | 0 | 0 | 0 | 0 | 0 | 0 | 1 | 230 | 0
SDGE | Suncrest | 230 | 2 | 1 | 4 | 0 | 1 | 3 | 1 | 2 | 3 | 1 | 1 | 4 | 3 | 1 | 1 | 3 | 0 | 0 | 0 | 0 | 0 | 0 | 0 | 0 | 0 | 0 | 0 | 0 | 0 | 0 | 0 | 0 | 0 | 0 | 0 | 0 | 0 | 0 | 0 | 0 | 0 | 0 | 0 | 0 | 0 | 0 | 0 | 0 | 0 | 0
SDGE | Suncrest | 500 | 2 | 1 | 4 | 0 | 1 | 3 | 1 | 2 | 3 | 1 | 1 | 4 | 3 | 1 | 1 | 3 | 0 | 0 | 0 | 0 | 0 | 0 | 0 | 0 | 0 | 0 | 0 | 0 | 0 | 0 | 0 | 0 | 0 | 0 | 0 | 0 | 0 | 0 | 0 | 0 | 0 | 0 | 0 | 0 | 0 | 0 | 0 | 0 | 0 | 0
PG&E KERN | Sunrise | 230 | 1 | 1 | 1 | 0 | 1 | 1 | 3 | 1 | 3 | 1 | 4 | 1 | 3 | 1 | 4 | 1 | 0 | 0 | 0 | 0 | 0 | 0 | 0 | 0 | 0 | 0 | 0 | 0 | 0 | 0 | 0 | 0 | 0 | 0 | 0 | 0 | 0 | 0 | 0 | 0 | 0 | 0 | 0 | 0 | 0 | 0 | 0 | 0 | 0 | 0
PG&E KERN | Sunset | 230 | 1 | 1 | 1 | 0 | 1 | 1 | 3 | 1 | 3 | 1 | 4 | 1 | 3 | 1 | 4 | 1 | 0 | 0 | 0 | 0 | 0 | 0 | 0 | 0 | 0 | 0 | 0 | 0 | 0 | 0 | 0 | 0 | 0 | 0 | 0 | 0 | 0 | 0 | 0 | 0 | 0 | 0 | 0 | 0 | 0 | 0 | 0 | 0 | 0 | 0
PG&E GBA | Swift | 115 | 2 | 1 | 2 | 0 | 2 | 2 | 1 | 2 | 3 | 1 | 3 | 2 | 1 | 2 | 3 | 2 | 34 | 0 | 0 | 0 | 0 | 0 | 0 | 0 | 0 | 0 | 0 | 0 | 0 | 0 | 1 | 34 | 0 | 34 | 0 | 0 | 0 | 0 | 0 | 0 | 0 | 0 | 0 | 0 | 0 | 0 | 0 | 1 | 34 | 0
SDGE | Sycamore Canyon | 138 | 2 | 1 | 3 | 1 | 1 | 3 | 1 | 2 | 3 | 1 | 2 | 4 | 3 | 1 | 1 | 3 | 0 | 0 | 0 | 0 | 0 | 0 | 0 | 0 | 0 | 0 | 0 | 0 | 0 | 0 | 0 | 0 | 0 | 0 | 0 | 0 | 0 | 0 | 0 | 0 | 0 | 0 | 0 | 0 | 0 | 0 | 0 | 0 | 0 | 0
SDGE | Sycamore Canyon | 230 | 2 | 1 | 3 | 1 | 1 | 3 | 1 | 2 | 3 | 1 | 2 | 4 | 3 | 1 | 1 | 3 | 0 | 0 | 0 | 0 | 0 | 0 | 0 | 0 | 0 | 0 | 0 | 0 | 0 | 500 | 1 | 0 | 500 | 0 | 0 | 0 | 0 | 0 | 0 | 0 | 0 | 0 | 0 | 0 | 0 | 0 | 500 | 1 | 0 | 500
SDGE | Sycamore Canyon | 69 | 2 | 1 | 3 | 1 | 1 | 3 | 1 | 2 | 3 | 1 | 2 | 4 | 3 | 1 | 1 | 3 | 0 | 0 | 0 | 0 | 0 | 0 | 0 | 0 | 0 | 0 | 0 | 0 | 0 | 0 | 0 | 0 | 0 | 0 | 0 | 0 | 0 | 0 | 0 | 0 | 0 | 0 | 0 | 0 | 0 | 0 | 0 | 0 | 0 | 0
SCE Northern | Sylmar | 230 | 1 | 1 | 2 | 0 | 1 | 1 | 3 | 1 | 3 | 1 | 3 | 2 | 3 | 1 | 4 | 1 | 0 | 0 | 0 | 0 | 0 | 0 | 0 | 0 | 0 | 200 | 0 | 0 | 0 | 250 | 1 | 200 | 250 | 0 | 0 | 0 | 0 | 0 | 0 | 0 | 0 | 0 | 200 | 0 | 0 | 0 | 250 | 1 | 200 | 250
PG&E NGBA | Table Mountain | 115 | 2 | 1 | 3 | 0 | 2 | 1 | 1 | 2 | 3 | 1 | 2 | 3 | 1 | 2 | 4 | 1 | 0 | 0 | 0 | 0 | 0 | 0 | 0 | 0 | 0 | 0 | 0 | 0 | 0 | 0 | 0 | 0 | 0 | 0 | 0 | 0 | 0 | 0 | 0 | 0 | 0 | 0 | 0 | 0 | 0 | 0 | 0 | 0 | 0 | 0
PG&E NGBA | Table Mountain | 230 | 2 | 1 | 3 | 0 | 2 | 1 | 1 | 2 | 3 | 1 | 2 | 3 | 1 | 2 | 4 | 1 | 0 | 0 | 0 | 0 | 0 | 0 | 0 | 0 | 0 | 0 | 200 | 0 | 0 | 0 | 1 | 200 | 0 | 0 | 0 | 0 | 0 | 0 | 0 | 0 | 0 | 0 | 0 | 200 | 0 | 0 | 0 | 1 | 200 | 0
PG&E NGBA | Table Mountain | 500 | 2 | 1 | 3 | 0 | 2 | 1 | 1 | 2 | 3 | 1 | 2 | 3 | 1 | 2 | 4 | 1 | 0 | 0 | 0 | 0 | 0 | 0 | 0 | 0 | 0 | 0 | 0 | 0 | 0 | 0 | 0 | 0 | 0 | 0 | 0 | 0 | 0 | 0 | 0 | 0 | 0 | 0 | 0 | 0 | 0 | 0 | 0 | 0 | 0 | 0
PG&E NGBA | Table Mountain | 60 | 2 | 1 | 3 | 0 | 2 | 1 | 1 | 2 | 3 | 1 | 2 | 3 | 1 | 2 | 4 | 1 | 0 | 0 | 0 | 0 | 0 | 0 | 0 | 0 | 0 | 0 | 0 | 0 | 0 | 0 | 0 | 0 | 0 | 0 | 0 | 0 | 0 | 0 | 0 | 0 | 0 | 0 | 0 | 0 | 0 | 0 | 0 | 0 | 0 | 0
PG&E KERN | Taft | 115 | 1 | 1 | 2 | 0 | 1 | 2 | 3 | 1 | 3 | 1 | 3 | 2 | 3 | 1 | 3 | 2 | 0 | 0 | 0 | 0 | 0 | 0 | 0 | 0 | 0 | 0 | 0 | 0 | 0 | 0 | 0 | 0 | 0 | 0 | 0 | 0 | 0 | 0 | 0 | 0 | 0 | 0 | 0 | 0 | 0 | 0 | 0 | 0 | 0 | 0
SDGE | Talega | 138 | 2 | 1 | 3 | 0 | 1 | 3 | 1 | 2 | 3 | 1 | 2 | 3 | 3 | 1 | 1 | 3 | 0 | 0 | 0 | 0 | 0 | 0 | 0 | 0 | 0 | 0 | 0 | 0 | 0 | 0 | 0 | 0 | 0 | 0 | 0 | 0 | 0 | 0 | 0 | 0 | 0 | 0 | 0 | 0 | 0 | 0 | 0 | 0 | 0 | 0
SDGE | Talega | 230 | 2 | 1 | 3 | 0 | 1 | 3 | 1 | 2 | 3 | 1 | 2 | 3 | 3 | 1 | 1 | 3 | 0 | 0 | 0 | 0 | 0 | 0 | 0 | 0 | 0 | 0 | 0 | 0 | 0 | 0 | 0 | 0 | 0 | 0 | 0 | 0 | 0 | 0 | 0 | 0 | 0 | 0 | 0 | 0 | 0 | 0 | 0 | 0 | 0 | 0
PG&E GBA | Tassajara | 230 | 2 | 1 | 3 | 0 | 1 | 3 | 1 | 2 | 3 | 1 | 2 | 3 | 3 | 1 | 1 | 3 | 0 | 0 | 0 | 0 | 0 | 0 | 0 | 0 | 0 | 0 | 0 | 0 | 0 | 0 | 0 | 0 | 0 | 0 | 0 | 0 | 0 | 0 | 0 | 0 | 0 | 0 | 0 | 0 | 0 | 0 | 0 | 0 | 0 | 0
PG&E KERN | Tejon | 70 | 1 | 1 | 3 | 0 | 1 | 1 | 3 | 1 | 3 | 1 | 2 | 3 | 3 | 1 | 4 | 1 | 0 | 0 | 0 | 0 | 0 | 0 | 0 | 0 | 0 | 0 | 0 | 0 | 0 | 0 | 0 | 0 | 0 | 0 | 0 | 0 | 0 | 0 | 0 | 0 | 0 | 0 | 0 | 0 | 0 | 0 | 0 | 0 | 0 | 0
SDGE | Telegraph Canyon | 138 | 2 | 1 | 2 | 0 | 1 | 2 | 1 | 2 | 3 | 1 | 3 | 2 | 3 | 1 | 3 | 2 | 0 | 0 | 0 | 0 | 0 | 0 | 0 | 0 | 0 | 0 | 0 | 0 | 0 | 0 | 0 | 0 | 0 | 0 | 0 | 0 | 0 | 0 | 0 | 0 | 0 | 0 | 0 | 0 | 0 | 0 | 0 | 0 | 0 | 0
PG&E KERN | Temblor | 115 | 1 | 1 | 2 | 0 | 1 | 1 | 3 | 1 | 3 | 1 | 3 | 2 | 3 | 1 | 4 | 1 | 0 | 0 | 0 | 0 | 0 | 0 | 0 | 0 | 0 | 0 | 0 | 0 | 0 | 0 | 0 | 0 | 0 | 0 | 0 | 0 | 0 | 0 | 0 | 0 | 0 | 0 | 0 | 0 | 0 | 0 | 0 | 0 | 0 | 0
PG&E KERN | Templeton | 230 | 2 | 2 | 4 | 1 | 2 | 3 | 1 | 2 | 1 | 2 | 1 | 4 | 1 | 2 | 1 | 3 | 0 | 0 | 0 | 0 | 0 | 0 | 0 | 0 | 0 | 0 | 0 | 0 | 0 | 0 | 0 | 0 | 0 | 0 | 0 | 0 | 0 | 0 | 0 | 0 | 0 | 0 | 0 | 0 | 0 | 0 | 0 | 0 | 0 | 0
PG&E KERN | Templeton | 70 | 2 | 2 | 4 | 1 | 2 | 3 | 1 | 2 | 1 | 2 | 1 | 4 | 1 | 2 | 1 | 3 | 0 | 0 | 0 | 0 | 0 | 0 | 0 | 0 | 0 | 0 | 0 | 0 | 0 | 0 | 0 | 0 | 0 | 0 | 0 | 0 | 0 | 0 | 0 | 0 | 0 | 0 | 0 | 0 | 0 | 0 | 0 | 0 | 0 | 0
PG&E GBA | Tesla | 115 | 2 | 1 | 2 | 0 | 1 | 2 | 1 | 2 | 3 | 1 | 3 | 2 | 3 | 1 | 3 | 2 | 0 | 0 | 0 | 0 | 0 | 0 | 0 | 0 | 0 | 0 | 0 | 0 | 0 | 0 | 0 | 0 | 0 | 0 | 0 | 0 | 0 | 0 | 0 | 0 | 0 | 0 | 0 | 0 | 0 | 0 | 0 | 0 | 0 | 0
PG&E GBA | Tesla | 230 | 2 | 1 | 2 | 0 | 1 | 2 | 1 | 2 | 3 | 1 | 3 | 2 | 3 | 1 | 3 | 2 | 0 | 0 | 0 | 0 | 0 | 0 | 0 | 0 | 0 | 0 | 0 | 125 | 0 | 0 | 1 | 0 | 125 | 0 | 0 | 0 | 0 | 0 | 0 | 0 | 0 | 0 | 0 | 0 | 125 | 0 | 0 | 1 | 0 | 125
PG&E GBA | Tesla | 500 | 2 | 1 | 2 | 0 | 1 | 2 | 1 | 2 | 3 | 1 | 3 | 2 | 3 | 1 | 3 | 2 | 0 | 0 | 0 | 0 | 0 | 0 | 0 | 0 | 0 | 0 | 0 | 0 | 0 | 0 | 0 | 0 | 0 | 0 | 0 | 0 | 0 | 0 | 0 | 0 | 0 | 0 | 0 | 0 | 0 | 0 | 0 | 0 | 0 | 0
PG&E KERN | Tevis | 115 | 1 | 1 | 2 | 0 | 1 | 2 | 3 | 1 | 3 | 1 | 3 | 2 | 3 | 1 | 3 | 2 | 0 | 0 | 0 | 0 | 0 | 0 | 0 | 0 | 0 | 100 | 0 | 0 | 0 | 0 | 1 | 100 | 0 | 0 | 0 | 0 | 0 | 0 | 0 | 0 | 0 | 0 | 100 | 0 | 0 | 0 | 0 | 1 | 100 | 0
EOP | Thousandaire | 138 | 2 | 2 | 4 | 0 | 1 | 3 | 1 | 2 | 1 | 2 | 1 | 4 | 3 | 1 | 1 | 3 | 0 | 0 | 0 | 0 | 0 | 0 | 0 | 0 | 0 | 0 | 0 | 0 | 0 | 0 | 0 | 0 | 0 | 0 | 0 | 0 | 0 | 0 | 0 | 0 | 0 | 0 | 0 | 0 | 0 | 0 | 0 | 0 | 0 | 0
PG&E KERN | Topaz | 230 | 1 | 1 | 2 | 1 | 1 | 2 | 3 | 1 | 3 | 1 | 3 | 3 | 3 | 1 | 3 | 2 | 0 | 0 | 0 | 0 | 0 | 0 | 0 | 0 | 0 | 0 | 0 | 0 | 0 | 0 | 0 | 0 | 0 | 0 | 0 | 0 | 0 | 0 | 0 | 0 | 0 | 0 | 0 | 0 | 0 | 0 | 0 | 0 | 0 | 0
SCE NOL | Tortilla | 115 | 2 | 1 | 3 | 1 | 1 | 2 | 1 | 2 | 3 | 1 | 2 | 4 | 3 | 1 | 3 | 2 | 0 | 0 | 0 | 0 | 0 | 0 | 0 | 0 | 3 | 0 | 0 | 0 | 0 | 0 | 1 | 3 | 0 | 0 | 0 | 0 | 0 | 0 | 0 | 0 | 0 | 3 | 0 | 0 | 0 | 0 | 0 | 1 | 3 | 0
SDGE | Trabuco | 138 | 1 | 1 | 1 | 0 | 1 | 2 | 3 | 1 | 3 | 1 | 4 | 1 | 3 | 1 | 3 | 2 | 0 | 0 | 0 | 0 | 0 | 0 | 0 | 0 | 0 | 0 | 0 | 0 | 0 | 0 | 0 | 0 | 0 | 0 | 0 | 0 | 0 | 0 | 0 | 0 | 0 | 0 | 0 | 0 | 0 | 0 | 0 | 0 | 0 | 0
PG&E GBA | Tracy | 115 | 2 | 1 | 2 | 1 | 1 | 2 | 1 | 2 | 3 | 1 | 3 | 3 | 3 | 1 | 3 | 2 | 0 | 0 | 0 | 0 | 0 | 0 | 0 | 0 | 0 | 0 | 0 | 0 | 0 | 0 | 0 | 0 | 0 | 0 | 0 | 0 | 0 | 0 | 0 | 0 | 0 | 0 | 0 | 0 | 0 | 0 | 0 | 0 | 0 | 0
PG&E FRESNO | Tranquility | 230 | 1 | 1 | 4 | 0 | 2 | 1 | 3 | 1 | 3 | 1 | 1 | 4 | 1 | 2 | 4 | 1 | 0 | 0 | 0 | 0 | 0 | 0 | 0 | 0 | 0 | 434 | 600 | 352 | 0 | 0 | 1 | 1034 | 352 | 0 | 0 | 0 | 0 | 0 | 0 | 0 | 0 | 0 | 434 | 600 | 352 | 0 | 0 | 1 | 1034 | 352
PG&E GBA | Trimble | 115 | 2 | 1 | 2 | 1 | 2 | 2 | 1 | 2 | 3 | 1 | 3 | 3 | 1 | 2 | 3 | 2 | 0 | 0 | 0 | 0 | 0 | 0 | 0 | 0 | 0 | 0 | 0 | 0 | 0 | 0 | 0 | 0 | 0 | 0 | 0 | 0 | 0 | 0 | 0 | 0 | 0 | 0 | 0 | 0 | 0 | 0 | 0 | 0 | 0 | 0
EOP | Trout Canyon | 230 | 2 | 2 | 4 | 0 | 1 | 3 | 1 | 2 | 1 | 2 | 1 | 4 | 3 | 1 | 1 | 3 | 0 | 0 | 0 | 0 | 0 | 0 | 0 | 0 | 0 | 65 | 650 | 485 | 0 | 0 | 1 | 715 | 485 | 0 | 0 | 0 | 0 | 0 | 0 | 0 | 0 | 0 | 65 | 650 | 485 | 0 | 0 | 1 | 715 | 485
EOP | Trout Canyon | 500 | 2 | 2 | 4 | 0 | 1 | 3 | 1 | 2 | 1 | 2 | 1 | 4 | 3 | 1 | 1 | 3 | 0 | 0 | 0 | 0 | 0 | 0 | 0 | 0 | 0 | 0 | 300 | 0 | 80 | 0 | 1 | 300 | 80 | 0 | 0 | 0 | 0 | 0 | 0 | 0 | 0 | 0 | 0 | 300 | 0 | 80 | 0 | 1 | 300 | 80
PG&E NGBA | Tulucay | 230 | 2 | 1 | 2 | 1 | 2 | 3 | 1 | 2 | 3 | 1 | 3 | 3 | 1 | 2 | 1 | 3 | 0 | 0 | 0 | 0 | 0 | 0 | 0 | 0 | 0 | 0 | 0 | 0 | 0 | 0 | 0 | 0 | 0 | 0 | 0 | 0 | 0 | 0 | 0 | 0 | 0 | 0 | 0 | 0 | 0 | 0 | 0 | 0 | 0 | 0
PG&E NGBA | Tulucay | 60 | 2 | 1 | 2 | 1 | 2 | 3 | 1 | 2 | 3 | 1 | 3 | 3 | 1 | 2 | 1 | 3 | 0 | 0 | 0 | 0 | 0 | 0 | 0 | 0 | 0 | 0 | 0 | 0 | 0 | 0 | 0 | 0 | 0 | 0 | 0 | 0 | 0 | 0 | 0 | 0 | 0 | 0 | 0 | 0 | 0 | 0 | 0 | 0 | 0 | 0
PG&E KERN | Tupman | 115 | 1 | 1 | 2 | 0 | 1 | 1 | 3 | 1 | 3 | 1 | 3 | 2 | 3 | 1 | 4 | 1 | 0 | 0 | 0 | 0 | 0 | 0 | 0 | 0 | 0 | 0 | 0 | 0 | 0 | 0 | 0 | 0 | 0 | 0 | 0 | 0 | 0 | 0 | 0 | 0 | 0 | 0 | 0 | 0 | 0 | 0 | 0 | 0 | 0 | 0
PG&E NGBA | Ukiah | 115 | 2 | 2 | 4 | 1 | 2 | 3 | 1 | 2 | 1 | 2 | 1 | 4 | 1 | 2 | 1 | 3 | 0 | 0 | 0 | 0 | 0 | 0 | 0 | 0 | 0 | 0 | 0 | 0 | 0 | 0 | 0 | 0 | 0 | 0 | 0 | 0 | 0 | 0 | 0 | 0 | 0 | 0 | 0 | 0 | 0 | 0 | 0 | 0 | 0 | 0
PG&E KERN | Union (Estrella) | 70 | 2 | 2 | 4 | 1 | 2 | 3 | 1 | 2 | 1 | 2 | 1 | 4 | 1 | 2 | 1 | 3 | 0 | 0 | 0 | 0 | 0 | 0 | 0 | 0 | 0 | 0 | 0 | 0 | 0 | 0 | 0 | 0 | 0 | 0 | 0 | 0 | 0 | 0 | 0 | 0 | 0 | 0 | 0 | 0 | 0 | 0 | 0 | 0 | 0 | 0
PG&E NGBA | Vaca Dixon | 115 | 2 | 1 | 1 | 0 | 1 | 3 | 1 | 2 | 3 | 1 | 4 | 1 | 3 | 1 | 1 | 3 | 0 | 0 | 0 | 0 | 0 | 0 | 0 | 0 | 0 | 0 | 0 | 0 | 0 | 0 | 0 | 0 | 0 | 0 | 0 | 0 | 0 | 0 | 0 | 0 | 0 | 0 | 0 | 0 | 0 | 0 | 0 | 0 | 0 | 0
PG&E NGBA | Vaca Dixon | 230 | 2 | 1 | 1 | 0 | 1 | 3 | 1 | 2 | 3 | 1 | 4 | 1 | 3 | 1 | 1 | 3 | 0 | 0 | 0 | 0 | 0 | 0 | 0 | 0 | 0 | 0 | 200 | 300 | 0 | 0 | 1 | 200 | 300 | 0 | 0 | 70 | 0 | 0 | 0 | 0 | 0 | 0 | 0 | 200 | 300 | 0 | 0 | 1 | 270 | 300
PG&E NGBA | Vaca Dixon | 500 | 2 | 1 | 1 | 0 | 1 | 3 | 1 | 2 | 3 | 1 | 4 | 1 | 3 | 1 | 1 | 3 | 0 | 0 | 0 | 0 | 0 | 0 | 0 | 0 | 0 | 0 | 300 | 0 | 0 | 0 | 1 | 300 | 0 | 0 | 0 | 0 | 0 | 0 | 0 | 0 | 0 | 0 | 0 | 300 | 0 | 0 | 0 | 1 | 300 | 0
PG&E NGBA | Vaca Dixon | 60 | 2 | 1 | 1 | 0 | 1 | 3 | 1 | 2 | 3 | 1 | 4 | 1 | 3 | 1 | 1 | 3 | 0 | 0 | 0 | 0 | 0 | 0 | 0 | 0 | 0 | 0 | 0 | 0 | 0 | 0 | 0 | 0 | 0 | 0 | 0 | 0 | 0 | 0 | 0 | 0 | 0 | 0 | 0 | 0 | 0 | 0 | 0 | 0 | 0 | 0
SCE Eastern | Valley (SCE) | 500 | 1 | 1 | 1 | 1 | 1 | 2 | 3 | 1 | 3 | 1 | 4 | 2 | 3 | 1 | 3 | 2 | 0 | 0 | 0 | 0 | 0 | 0 | 0 | 0 | 0 | 500 | 0 | 310 | 0 | 0 | 1 | 500 | 310 | 0 | 0 | 0 | 0 | 0 | 0 | 0 | 0 | 0 | 500 | 700 | 310 | 0 | 0 | 1 | 1200 | 310
EOP | Valley (VEA) | 138 | 2 | 2 | 4 | 1 | 1 | 3 | 1 | 2 | 1 | 2 | 1 | 4 | 3 | 1 | 1 | 3 | 0 | 0 | 0 | 0 | 0 | 0 | 0 | 0 | 0 | 0 | 0 | 0 | 0 | 0 | 0 | 0 | 0 | 0 | 0 | 0 | 0 | 0 | 0 | 0 | 0 | 0 | 0 | 0 | 0 | 0 | 0 | 0 | 0 | 0
SDGE | Valley Center | 69 | 2 | 1 | 3 | 1 | 1 | 3 | 1 | 2 | 3 | 1 | 2 | 4 | 3 | 1 | 1 | 3 | 0 | 0 | 0 | 0 | 0 | 0 | 0 | 0 | 0 | 0 | 0 | 0 | 0 | 0 | 0 | 0 | 0 | 0 | 0 | 0 | 0 | 0 | 0 | 0 | 0 | 0 | 0 | 0 | 0 | 0 | 0 | 0 | 0 | 0
PG&E GBA | Valley Home | 115 | 1 | 1 | 3 | 1 | 2 | 1 | 3 | 1 | 3 | 1 | 2 | 4 | 1 | 2 | 4 | 1 | 0 | 0 | 0 | 0 | 0 | 0 | 0 | 0 | 0 | 0 | 100 | 0 | 0 | 0 | 1 | 100 | 0 | 0 | 0 | 0 | 0 | 0 | 0 | 0 | 0 | 0 | 0 | 100 | 0 | 0 | 0 | 1 | 100 | 0
PG&E GBA | Valley Springs | 230 | 2 | 1 | 3 | 1 | 1 | 3 | 1 | 2 | 3 | 1 | 2 | 4 | 3 | 1 | 1 | 3 | 0 | 0 | 0 | 0 | 0 | 0 | 0 | 0 | 0 | 0 | 0 | 0 | 0 | 0 | 0 | 0 | 0 | 0 | 0 | 0 | 0 | 0 | 0 | 0 | 0 | 0 | 0 | 0 | 0 | 0 | 0 | 0 | 0 | 0
PG&E GBA | Valley Springs | 60 | 2 | 1 | 3 | 1 | 1 | 3 | 1 | 2 | 3 | 1 | 2 | 4 | 3 | 1 | 1 | 3 | 0 | 0 | 0 | 0 | 0 | 0 | 0 | 0 | 0 | 0 | 0 | 0 | 0 | 0 | 0 | 0 | 0 | 0 | 0 | 0 | 0 | 0 | 0 | 0 | 0 | 0 | 0 | 0 | 0 | 0 | 0 | 0 | 0 | 0
EOP | Valley Switch | 138 | 2 | 2 | 4 | 1 | 1 | 3 | 1 | 2 | 1 | 2 | 1 | 4 | 3 | 1 | 1 | 3 | 0 | 0 | 0 | 0 | 0 | 0 | 0 | 0 | 0 | 0 | 0 | 0 | 0 | 0 | 0 | 0 | 0 | 0 | 0 | 0 | 0 | 0 | 0 | 0 | 0 | 0 | 0 | 0 | 0 | 0 | 0 | 0 | 0 | 0
EOP | Valley Switch | 230 | 2 | 2 | 4 | 1 | 1 | 3 | 1 | 2 | 1 | 2 | 1 | 4 | 3 | 1 | 1 | 3 | 0 | 0 | 0 | 0 | 0 | 0 | 0 | 0 | 0 | 0 | 0 | 0 | 0 | 0 | 0 | 0 | 0 | 0 | 0 | 0 | 0 | 0 | 0 | 0 | 0 | 0 | 0 | 0 | 0 | 0 | 0 | 0 | 0 | 0
PG&E GBA | Vasco | 230 | 2 | 1 | 3 | 0 | 1 | 3 | 1 | 2 | 3 | 1 | 2 | 3 | 3 | 1 | 1 | 3 | 0 | 0 | 0 | 0 | 0 | 0 | 0 | 0 | 0 | 0 | 0 | 0 | 0 | 0 | 0 | 0 | 0 | 0 | 0 | 0 | 0 | 0 | 0 | 0 | 0 | 0 | 0 | 0 | 0 | 0 | 0 | 0 | 0 | 0
PG&E GBA | Vasona | 230 | 2 | 1 | 3 | 1 | 2 | 3 | 1 | 2 | 3 | 1 | 2 | 4 | 1 | 2 | 1 | 3 | 0 | 0 | 0 | 0 | 0 | 0 | 0 | 0 | 0 | 0 | 0 | 0 | 0 | 0 | 0 | 0 | 0 | 0 | 0 | 0 | 0 | 0 | 0 | 0 | 0 | 0 | 0 | 0 | 0 | 0 | 0 | 0 | 0 | 0
SCE Northern | Vestal | 230 | 1 | 1 | 3 | 1 | 1 | 1 | 3 | 1 | 3 | 1 | 2 | 4 | 3 | 1 | 4 | 1 | 0 | 0 | 0 | 0 | 0 | 0 | 0 | 0 | 0 | 200 | 50 | 50 | 0 | 0 | 1 | 250 | 50 | 0 | 0 | 0 | 0 | 0 | 0 | 0 | 0 | 0 | 200 | 50 | 50 | 0 | 0 | 1 | 250 | 50
SCE Northern | Vestal | 66 | 1 | 1 | 3 | 1 | 1 | 1 | 3 | 1 | 3 | 1 | 2 | 4 | 3 | 1 | 4 | 1 | 0 | 0 | 0 | 0 | 0 | 0 | 0 | 0 | 0 | 0 | 0 | 0 | 0 | 0 | 0 | 0 | 0 | 0 | 0 | 0 | 0 | 0 | 0 | 0 | 0 | 0 | 0 | 0 | 0 | 0 | 0 | 0 | 0 | 0
SCE NOL | Victor | 115 | 2 | 1 | 3 | 0 | 1 | 2 | 1 | 2 | 3 | 1 | 2 | 3 | 3 | 1 | 3 | 2 | 0 | 0 | 0 | 0 | 0 | 0 | 0 | 0 | 7 | 0 | 0 | 0 | 0 | 0 | 1 | 7 | 0 | 0 | 0 | 0 | 0 | 0 | 0 | 0 | 0 | 7 | 154 | 0 | 0 | 0 | 0 | 1 | 161 | 0
SCE NOL | Victor | 230 | 2 | 1 | 3 | 0 | 1 | 2 | 1 | 2 | 3 | 1 | 2 | 3 | 3 | 1 | 3 | 2 | 0 | 0 | 0 | 0 | 0 | 0 | 0 | 0 | 0 | 0 | 0 | 0 | 0 | 0 | 0 | 0 | 0 | 0 | 0 | 0 | 0 | 0 | 0 | 0 | 0 | 0 | 0 | 0 | 0 | 0 | 0 | 0 | 0 | 0
SCE Metro | Viejo | 230 | 1 | 1 | 3 | 0 | 1 | 2 | 3 | 1 | 3 | 1 | 2 | 3 | 3 | 1 | 3 | 2 | 0 | 0 | 0 | 0 | 0 | 0 | 0 | 0 | 0 | 0 | 0 | 0 | 0 | 0 | 0 | 0 | 0 | 0 | 0 | 0 | 0 | 0 | 0 | 0 | 0 | 0 | 0 | 0 | 0 | 0 | 0 | 0 | 0 | 0
PG&E GBA | Vierra | 115 | 1 | 1 | 1 | 0 | 2 | 1 | 3 | 1 | 3 | 1 | 4 | 1 | 1 | 2 | 4 | 1 | 0 | 0 | 0 | 0 | 0 | 0 | 0 | 0 | 2.975 | 0 | 0 | 92 | 0 | 0 | 1 | 2.975 | 92 | 0 | 0 | 0 | 0 | 0 | 0 | 0 | 0 | 2.975 | 0 | 0 | 92 | 0 | 0 | 1 | 2.975 | 92
SCE Metro | Villa Park | 230 | 1 | 1 | 2 | 0 | 1 | 2 | 3 | 1 | 3 | 1 | 3 | 2 | 3 | 1 | 3 | 2 | 0 | 0 | 0 | 0 | 0 | 0 | 0 | 0 | 0 | 0 | 0 | 0 | 0 | 0 | 0 | 0 | 0 | 0 | 0 | 0 | 0 | 0 | 0 | 0 | 0 | 0 | 0 | 0 | 0 | 0 | 0 | 0 | 0 | 0
SCE Northern | Vincent | 230 | 2 | 1 | 4 | 0 | 1 | 3 | 1 | 2 | 3 | 1 | 1 | 4 | 3 | 1 | 1 | 3 | 0 | 0 | 0 | 0 | 0 | 0 | 0 | 0 | 0 | 0 | 0 | 59 | 0 | 0 | 1 | 0 | 59 | 0 | 0 | 0 | 0 | 0 | 0 | 0 | 0 | 0 | 0 | 0 | 59 | 0 | 0 | 1 | 0 | 59
SCE Northern | Vincent | 500 | 2 | 1 | 4 | 0 | 1 | 3 | 1 | 2 | 3 | 1 | 1 | 4 | 3 | 1 | 1 | 3 | 0 | 0 | 0 | 0 | 0 | 0 | 0 | 0 | 0 | 0 | 0 | 0 | 0 | 0 | 0 | 0 | 0 | 0 | 0 | 0 | 0 | 0 | 0 | 0 | 0 | 0 | 2050 | 0 | 0 | 0 | 0 | 1 | 2050 | 0
PG&E GBA | Vineyard | 230 | 2 | 1 | 2 | 0 | 1 | 3 | 1 | 2 | 3 | 1 | 3 | 2 | 3 | 1 | 1 | 3 | 0 | 0 | 0 | 0 | 0 | 0 | 0 | 0 | 0 | 0 | 0 | 0 | 0 | 0 | 0 | 0 | 0 | 0 | 0 | 0 | 0 | 0 | 0 | 0 | 0 | 0 | 0 | 0 | 0 | 0 | 0 | 0 | 0 | 0
SDGE | Vineyard | 69 | 2 | 1 | 2 | 0 | 1 | 3 | 1 | 2 | 3 | 1 | 3 | 2 | 3 | 1 | 1 | 3 | 0 | 0 | 0 | 0 | 0 | 0 | 0 | 0 | 0 | 0 | 0 | 0 | 0 | 0 | 0 | 0 | 0 | 0 | 0 | 0 | 0 | 0 | 0 | 0 | 0 | 0 | 0 | 0 | 0 | 0 | 0 | 0 | 0 | 0
SCE Eastern | Vista (SCE) | 230 | 1 | 1 | 2 | 0 | 1 | 1 | 3 | 1 | 3 | 1 | 3 | 2 | 3 | 1 | 4 | 1 | 0 | 0 | 0 | 0 | 0 | 0 | 0 | 0 | 0 | 300 | 0 | 0 | 0 | 0 | 1 | 300 | 0 | 0 | 0 | 0 | 0 | 0 | 0 | 0 | 0 | 0 | 300 | 0 | 0 | 0 | 0 | 1 | 300 | 0
EOP | Vista (VEA) | 138 | 2 | 2 | 4 | 0 | 1 | 3 | 1 | 2 | 1 | 2 | 1 | 4 | 3 | 1 | 1 | 3 | 0 | 0 | 0 | 0 | 0 | 0 | 0 | 0 | 0 | 0 | 0 | 0 | 0 | 0 | 0 | 0 | 0 | 0 | 0 | 0 | 0 | 0 | 0 | 0 | 0 | 0 | 0 | 0 | 0 | 0 | 0 | 0 | 0 | 0
EOP | Vista (VEA) | 230 | 2 | 2 | 4 | 0 | 1 | 3 | 1 | 2 | 1 | 2 | 1 | 4 | 3 | 1 | 1 | 3 | 0 | 0 | 0 | 0 | 0 | 0 | 0 | 0 | 0 | 0 | 0 | 0 | 0 | 0 | 0 | 0 | 0 | 0 | 0 | 0 | 0 | 0 | 0 | 0 | 0 | 0 | 0 | 0 | 0 | 0 | 0 | 0 | 0 | 0
PG&E FRESNO | Wahtoke | 115 | 1 | 1 | 3 | 0 | 2 | 1 | 3 | 1 | 3 | 1 | 2 | 3 | 1 | 2 | 4 | 1 | 0 | 0 | 0 | 0 | 0 | 0 | 0 | 0 | 0 | 0 | 0 | 0 | 0 | 0 | 0 | 0 | 0 | 0 | 0 | 0 | 0 | 0 | 0 | 0 | 0 | 0 | 0 | 0 | 0 | 0 | 0 | 0 | 0 | 0
SCE Northern | Wakefield | 66 | 2 | 1 | 4 | 0 | 1 | 3 | 1 | 2 | 3 | 1 | 1 | 4 | 3 | 1 | 1 | 3 | 0 | 0 | 0 | 0 | 0 | 0 | 0 | 0 | 0 | 200 | 0 | 30 | 0 | 0 | 1 | 200 | 30 | 0 | 0 | 0 | 0 | 0 | 0 | 0 | 0 | 0 | 200 | 0 | 30 | 0 | 0 | 1 | 200 | 30
SCE Metro | Walnut | 230 | 1 | 1 | 1 | 0 | 1 | 1 | 3 | 1 | 3 | 1 | 4 | 1 | 3 | 1 | 4 | 1 | 0 | 0 | 0 | 0 | 0 | 0 | 0 | 0 | 0 | 0 | 0 | 400 | 0 | 0 | 1 | 0 | 400 | 0 | 0 | 0 | 0 | 0 | 0 | 0 | 0 | 0 | 0 | 0 | 400 | 0 | 0 | 1 | 0 | 400
SCE Northern | Warne | 230 | 1 | 1 | 4 | 1 | 1 | 3 | 3 | 1 | 3 | 1 | 1 | 4 | 3 | 1 | 1 | 3 | 0 | 0 | 0 | 0 | 0 | 0 | 0 | 0 | 0 | 0 | 0 | 0 | 0 | 0 | 0 | 0 | 0 | 0 | 0 | 0 | 0 | 0 | 0 | 0 | 0 | 0 | 0 | 0 | 0 | 0 | 0 | 0 | 0 | 0
PG&E GBA | Warnerville | 230 | 1 | 1 | 2 | 1 | 2 | 2 | 3 | 1 | 3 | 1 | 3 | 3 | 1 | 2 | 3 | 2 | 0 | 0 | 0 | 0 | 0 | 0 | 0 | 0 | 0 | 0 | 0 | 0 | 0 | 0 | 0 | 0 | 0 | 0 | 0 | 0 | 0 | 0 | 0 | 0 | 0 | 0 | 0 | 0 | 0 | 0 | 0 | 0 | 0 | 0
PG&E FRESNO | Waukena | 115 | 1 | 1 | 3 | 1 | 2 | 1 | 3 | 1 | 3 | 1 | 2 | 4 | 1 | 2 | 4 | 1 | 0 | 0 | 0 | 0 | 0 | 0 | 0 | 0 | 0 | 0 | 0 | 0 | 0 | 0 | 0 | 0 | 0 | 0 | 0 | 0 | 0 | 0 | 0 | 0 | 0 | 0 | 0 | 0 | 0 | 0 | 0 | 0 | 0 | 0
PG&E GBA | Weber | 230 | 1 | 1 | 2 | 1 | 2 | 1 | 3 | 1 | 3 | 1 | 3 | 3 | 1 | 2 | 4 | 1 | 0 | 0 | 0 | 0 | 0 | 0 | 0 | 0 | 0 | 0 | 0 | 0 | 0 | 0 | 0 | 0 | 0 | 0 | 0 | 0 | 0 | 0 | 0 | 0 | 0 | 0 | 0 | 0 | 0 | 0 | 0 | 0 | 0 | 0
PG&E GBA | Weber | 60 | 1 | 1 | 2 | 1 | 2 | 1 | 3 | 1 | 3 | 1 | 3 | 3 | 1 | 2 | 4 | 1 | 0 | 0 | 0 | 0 | 0 | 0 | 0 | 0 | 0 | 0 | 0 | 20 | 0 | 0 | 1 | 0 | 20 | 0 | 0 | 0 | 0 | 0 | 0 | 0 | 0 | 0 | 0 | 0 | 20 | 0 | 0 | 1 | 0 | 20
PG&E FRESNO | West Fresno | 115 | 1 | 1 | 2 | 0 | 2 | 1 | 3 | 1 | 3 | 1 | 3 | 2 | 1 | 2 | 4 | 1 | 0 | 0 | 0 | 0 | 0 | 0 | 0 | 0 | 0 | 0 | 0 | 0 | 0 | 0 | 0 | 0 | 0 | 0 | 0 | 0 | 0 | 0 | 0 | 0 | 0 | 0 | 0 | 0 | 0 | 0 | 0 | 0 | 0 | 0
PG&E FRESNO | Westley | 230 | 1 | 1 | 4 | 0 | 2 | 1 | 3 | 1 | 3 | 1 | 1 | 4 | 1 | 2 | 4 | 1 | 0 | 0 | 0 | 0 | 0 | 0 | 0 | 0 | 0 | 0 | 0 | 0 | 900 | 0 | 1 | 0 | 900 | 0 | 0 | 0 | 0 | 0 | 0 | 0 | 0 | 0 | 0 | 0 | 0 | 900 | 0 | 1 | 0 | 900
PG&E KERN | Westpark | 115 | 1 | 1 | 2 | 1 | 1 | 1 | 3 | 1 | 3 | 1 | 3 | 3 | 3 | 1 | 4 | 1 | 0 | 0 | 0 | 0 | 0 | 0 | 0 | 0 | 0 | 0 | 0 | 0 | 0 | 0 | 0 | 0 | 0 | 0 | 0 | 0 | 0 | 0 | 0 | 0 | 0 | 0 | 0 | 0 | 0 | 0 | 0 | 0 | 0 | 0
PG&E KERN | Wheeler Ridge | 230 | 1 | 1 | 4 | 0 | 1 | 1 | 3 | 1 | 3 | 1 | 1 | 4 | 3 | 1 | 4 | 1 | 0 | 0 | 0 | 0 | 0 | 0 | 0 | 0 | 0 | 500 | 0 | 0 | 0 | 0 | 1 | 500 | 0 | 0 | 0 | 0 | 0 | 0 | 0 | 0 | 0 | 0 | 500 | 0 | 0 | 0 | 0 | 1 | 500 | 0
PG&E KERN | Wheeler Ridge | 115 | 1 | 1 | 4 | 0 | 1 | 1 | 3 | 1 | 3 | 1 | 1 | 4 | 3 | 1 | 4 | 1 | 0 | 0 | 0 | 0 | 0 | 0 | 0 | 0 | 0 | 0 | 0 | 0 | 0 | 0 | 0 | 0 | 0 | 0 | 0 | 0 | 0 | 0 | 0 | 0 | 0 | 0 | 0 | 0 | 0 | 0 | 0 | 0 | 0 | 0
PG&E KERN | Wheeler Ridge | 70 | 1 | 1 | 4 | 0 | 1 | 1 | 3 | 1 | 3 | 1 | 1 | 4 | 3 | 1 | 4 | 1 | 0 | 0 | 0 | 0 | 0 | 0 | 0 | 0 | 0 | 0 | 0 | 92 | 0 | 0 | 1 | 0 | 92 | 0 | 0 | 0 | 0 | 0 | 0 | 0 | 0 | 0 | 0 | 0 | 92 | 0 | 0 | 1 | 0 | 92
SCE Northern | Whirlwind | 230 | 2 | 1 | 4 | 0 | 1 | 3 | 1 | 2 | 3 | 1 | 1 | 4 | 3 | 1 | 1 | 3 | 0 | 0 | 0 | 0 | 0 | 0 | 0 | 0 | 0 | 1400 | 188 | 550 | 523 | 300 | 1 | 1588 | 1373 | 0 | 0 | 0 | 0 | 0 | 0 | 0 | 0 | 0 | 1400 | 188 | 550 | 523 | 300 | 1 | 1588 | 1373
SCE Northern | Whirlwind | 500 | 2 | 1 | 4 | 0 | 1 | 3 | 1 | 2 | 3 | 1 | 1 | 4 | 3 | 1 | 1 | 3 | 0 | 0 | 0 | 0 | 0 | 0 | 0 | 0 | 0 | 1247 | 0 | 0 | 0 | 0 | 1 | 1247 | 0 | 0 | 0 | 0 | 0 | 0 | 0 | 0 | 0 | 0 | 1247 | 0 | 0 | 0 | 906 | 1 | 1247 | 906
PG&E GBA | Whisman | 115 | 2 | 1 | 2 | 0 | 2 | 2 | 1 | 2 | 3 | 1 | 3 | 2 | 1 | 2 | 3 | 2 | 0 | 0 | 0 | 0 | 0 | 0 | 0 | 0 | 0 | 0 | 0 | 0 | 0 | 0 | 0 | 0 | 0 | 0 | 0 | 0 | 0 | 0 | 0 | 0 | 0 | 0 | 0 | 0 | 0 | 0 | 0 | 0 | 0 | 0
SCE Eastern | Wildlife | 230 | 1 | 1 | 1 | 0 | 1 | 1 | 3 | 1 | 3 | 1 | 4 | 1 | 3 | 1 | 4 | 1 | 0 | 0 | 0 | 0 | 0 | 0 | 0 | 0 | 0 | 0 | 0 | 0 | 0 | 0 | 0 | 0 | 0 | 0 | 0 | 0 | 0 | 0 | 0 | 0 | 0 | 0 | 0 | 0 | 0 | 0 | 0 | 0 | 0 | 0
PG&E FRESNO | Wilson | 115 | 1 | 1 | 4 | 1 | 2 | 1 | 3 | 1 | 3 | 1 | 1 | 4 | 1 | 2 | 4 | 1 | 0 | 0 | 0 | 0 | 0 | 0 | 0 | 0 | 0 | 0 | 0 | 0 | 0 | 0 | 0 | 0 | 0 | 0 | 0 | 0 | 0 | 0 | 0 | 0 | 0 | 0 | 0 | 0 | 0 | 0 | 0 | 0 | 0 | 0
PG&E FRESNO | Wilson | 230 | 1 | 1 | 4 | 1 | 2 | 1 | 3 | 1 | 3 | 1 | 1 | 4 | 1 | 2 | 4 | 1 | 0 | 0 | 0 | 0 | 0 | 0 | 0 | 0 | 0 | 0 | 0 | 0 | 0 | 0 | 0 | 0 | 0 | 0 | 0 | 0 | 0 | 0 | 0 | 0 | 0 | 0 | 0 | 0 | 0 | 0 | 0 | 0 | 0 | 0
SCE Northern | Windhub | 230 | 2 | 1 | 4 | 0 | 1 | 2 | 1 | 2 | 3 | 1 | 1 | 4 | 3 | 1 | 3 | 2 | 0 | 0 | 0 | 0 | 0 | 0 | 0 | 0 | 0 | 0 | 1020 | 500 | 0 | 0 | 1 | 1020 | 500 | 0 | 0 | 0 | 0 | 0 | 0 | 0 | 0 | 0 | 0 | 1020 | 500 | 0 | 0 | 1 | 1020 | 500
SCE Northern | Windhub | 500 | 2 | 1 | 4 | 0 | 1 | 2 | 1 | 2 | 3 | 1 | 1 | 4 | 3 | 1 | 3 | 2 | 0 | 0 | 0 | 0 | 0 | 0 | 0 | 0 | 0 | 153 | 0 | 15 | 0 | 480 | 1 | 153 | 495 | 0 | 0 | 0 | 0 | 0 | 0 | 0 | 0 | 0 | 153 | 0 | 15 | 0 | 480 | 1 | 153 | 495
PG&E GBA | Windmaster | 230 | 2 | 1 | 2 | 0 | 1 | 2 | 1 | 2 | 3 | 1 | 3 | 2 | 3 | 1 | 3 | 2 | 0 | 0 | 0 | 0 | 0 | 0 | 0 | 0 | 0 | 0 | 0 | 0 | 0 | 0 | 0 | 0 | 0 | 0 | 0 | 0 | 0 | 0 | 0 | 0 | 0 | 0 | 0 | 0 | 0 | 0 | 0 | 0 | 0 | 0
PG&E NGBA | Windsor | 60 | 1 | 1 | 2 | 0 | 1 | 2 | 3 | 1 | 3 | 1 | 3 | 2 | 3 | 1 | 3 | 2 | 0 | 0 | 0 | 0 | 0 | 0 | 0 | 0 | 0 | 0 | 0 | 0 | 0 | 0 | 0 | 0 | 0 | 0 | 0 | 0 | 0 | 0 | 0 | 0 | 0 | 0 | 0 | 0 | 0 | 0 | 0 | 0 | 0 | 0
PG&E NGBA | Woodland | 115 | 2 | 1 | 4 | 1 | 2 | 3 | 1 | 2 | 3 | 1 | 1 | 4 | 1 | 2 | 1 | 3 | 0 | 0 | 0 | 0 | 0 | 0 | 0 | 0 | 0 | 0 | 12 | 0 | 0 | 0 | 1 | 12 | 0 | 0 | 0 | 0 | 0 | 0 | 0 | 0 | 0 | 0 | 0 | 12 | 0 | 0 | 0 | 1 | 12 | 0
PG&E FRESNO | Woodward | 115 | 1 | 1 | 2 | 0 | 2 | 2 | 3 | 1 | 3 | 1 | 3 | 2 | 1 | 2 | 3 | 2 | 0 | 0 | 0 | 0 | 0 | 0 | 0 | 0 | 0 | 0 | 0 | 0 | 0 | 0 | 0 | 0 | 0 | 0 | 0 | 0 | 0 | 0 | 0 | 0 | 0 | 0 | 0 | 0 | 0 | 0 | 0 | 0 | 0 | 0
PG&E NGBA | Wyandotte | 115 | 2 | 1 | 2 | 0 | 2 | 2 | 1 | 2 | 3 | 1 | 3 | 2 | 1 | 2 | 3 | 2 | 0 | 0 | 0 | 0 | 0 | 0 | 0 | 0 | 0 | 0 | 0 | 0 | 0 | 0 | 0 | 0 | 0 | 0 | 0 | 0 | 0 | 0 | 0 | 0 | 0 | 0 | 0 | 0 | 0 | 0 | 0 | 0 | 0 | 0

## CI_Criteria_README
6. Alignment with Commercial Development Interest
Criteria Purpose | To the extent possible, busbar allocations should reflect the planned procurement indicated in LSEs' plans and the level of commercial interest (CI) in the CAISO and other relevant interconnection queues including queues from other Balancing Area Authorities and participating transmission operators, as well as projects in advanced stages of development that may not be reflected in the interconnection queues identified through working group communications.
In-Development Resources | For the proposed 26-27 TPP portfolio, staff mapped resources to align with in-development resources, which are resources contracted by LSEs or identified as under construction by PTOs but are not in the current modeling baseline. These resources are summarized by substation in "Res_by_Sub" tabs under the first set of resource type columns with the header "In-Development, Contracted, or Online and not in baseline." A detailed list of these resources can be found the separate " BaselineReconcilation_26-27TPP_Initial.xlsx" file posted with the Dashboard appendices.
Commercial Interest Ranking | After in-development resources, resources with an Executed Interconnection Agreement or Transmission Plan Deliverability have the highest alignment priority. Proposed resources that have completed Phase 2 of cluster studies have the next priority. Combined these represent "higher confidence" commercial interest. Resources in Phase 1 for CAISO or that have not completed any interconnection studies by their respective balancing area authority or transmission owner are weighted as “lower confidence” commercial interest are weighted as "lower confidence" commercial interest.
Commercial Interest Sources | Analysis incorporates resources from the CAISO interconnection queue (including the Cluster 15 applications), the SCE, PG&E, and SDG&E wholesale distribution tariff queues, and additional out-of-CAISO queues for key resources such as geothermal and wind including NVEP, IID, Pacifi-corp, and IPP queues. Date queues were pulled are shown for each queue source in the supporting tabs show below. For the PD, Working Group staff updated the CAISO interconnection queue to a more recent version than used in the initial mapping.
Queue Analysis | For the CAISO interconnection queue and the SCE and PG&E WDT queues, staff sought to subtract resources already in the baseline, contracted, or online to better identify new potential resources. Separate workbooks for this analysis is included in the Dashboard appendices.
Commercial Analysis Tabs | The Commercial Analysis tabs for 2036 and 2041 show comparisons of the mapped generic resources by substations to the commercial interest meeting the various confidence criteria (Executed IA, Completed Phase II, and all commercial interest) used to establish the criteria alignment flags and the criteria alignment flags by resource type at each substation.
Criteria Definition | See pages 36 of the Busbar Mapping Methodology document (see README tab) for detail on criteria alignment levels for Commercial Development Interest which were bifurcated into two categories 1) mapped resources that are significantly less than commercial interest and 2) mapped resources that exceed commercial interest.
Criteria Alignment Levels
Level | Less Commercial Interest than MWs Mapped |  | Level | More Commercial Interest than MWs Mapped
1 | MWs mapped aligns with Executed IA and TPD CI |  | 1+ | Total CI is significantly greater than mapped MWs (500 MW or 33%)
2- | Executed IA or TPD CI is less than mapped MWs (100 MW or 10%) |  | 2+ | Higher Confidence CI is greater (100 MW or 10%)
3- | Higher Confidence CI is less (100 MW or 10%) |  | 3+ | Executed IA or TPD CI is greater (100 MW or 10%)
4- | Total CI is less (100 MW or 10%) |  | 4+ | Executed IA or TPD CI is significantly greater (500 MW or 33%)
5- | Total CI is significantly less (500 MW or 33%) or zero |  | 5+ | Identified In-Development resources are greater
Tabs for Analysis
CIAnalysis_Summary_byArea |  | Summaryof mapped portfolio's alignment with commercial development interest by CAISO study area
CIAnalysis_Alignment_Summary |  | Summary of number of substations by resource type and study area that have commercial interest alignment flags
CI_Analysis_2036 |  | Commercial development interest analysis for 2036 model year
CI_Analysis_2041 |  | Commercial development interest analysis for 2041 model year
CAISO_Queue_bySub |  | Summary by substation and CI confidence level for CAISO interconnection queue resources not identified as online or in-development or in baseline
SelectPTOs-Queue_bySub |  | Summary by substation and CI confidence level for PG&E, SDG&E, and SCE WDT queue resources not identified as online or in-development or in baseline
Out-of-CAISO_QueueInfo |  | Summary by substation (both out-of-CAISO sub and assumed CAISO intertie) of key resources from IID, NVEP, and Pacificorp interconnection queues
In_Dev_Resources |  | Summary by substation of identified in-development, contracted, and online resources not in IRP modeling baseline

## CIAnalysis_Summary_byArea
The tables below summarize the mapping results for both 2036 and 2041 compared to the identified commercial interest by CAISO study area. The comparison includes the amount of commercial interest with TPD and higher and lower confidence categories.
|  | Mapped Portfolio |  | Commercial Queue Interest |  |  |  | Mapped Portfolio |  | Commercial Queue Interest
| PG&E North of Greater Bay | Generic (2035) | Generic (2040) | TPD | Higher Confidence | All Queue Interest | PG&E Greater Bay | Generic (2035) | Generic (2040) | TPD | Higher Confidence | All Queue Interest
| Geothermal (MW) | 3177.5 | 3177.5 | 28 | 37.435 | 3405.175 | Geothermal (MW) | 408 | 408 | 0 | 0 | 0 | Geothermal | FCDS | PG&E NGBA | PG&E GBA
| Biomass (MW) | 0 | 0 | 0 | 0 | 0 | Biomass (MW) | 0 | 0 | 0 | 0 | 0 | Biomass | FCDS | PG&E NGBA | PG&E GBA
| OnshoreWind (MW) | 402 | 1750 | 200 | 367.925 | 367.925 | OnshoreWind (MW) | 0 | 250 | 160.8 | 2199.722 | 2199.722 | Wind | Total | PG&E NGBA | PG&E GBA
| OOS Wind (MW) | 0 | 0 | 0 | 0 | 258.3 | OOS Wind (MW) | 0 | 0 | 0 | 0 | 2514.8963 | OOS Wind | Total | PG&E NGBA | PG&E GBA
| Offshore Wind (MW) | 0 | 0 | 0 | 0 | 0 | Offshore Wind (MW) | 0 | 0 | 0 | 0 | 0 | Offshore Wind | Total | PG&E NGBA | PG&E GBA
| Distrib. Solar (MW) | 0 | 0 | 0 | 0 | 0 | Distrib. Solar (MW) | 0 | 0 | 0 | 0.46093 | 0.46093 | Distributed Solar | EODS | PG&E NGBA | PG&E GBA
| Solar (MW) | 1457.3 | 1457.3 | 24.5 | 918.3328 | 1844.0748 | Solar (MW) | 2389.5 | 4587.5 | 0 | 1058.8971 | 1453.8235 | Solar | Total | PG&E NGBA | PG&E GBA
| Battery (MW) | 0 | 0 | 269.9 | 4605.1344 | 4881.0374 | Battery (MW) | 13 | 13 | 6835.824 | 10847.9602 | 13713.1215 | Battery | Total | PG&E NGBA | PG&E GBA
| LDES (MW) | 0 | 0 | 0 | 0 | 415 | LDES (MW) | 400 | 400 | 0 | 0 | 0 | LDES | FCDS | PG&E NGBA | PG&E GBA
| Total (MW) | 5036.8 | 6384.8 | 522.4 | 5928.8272 | 11171.5122 | Total (MW) | 3210.5 | 5658.5 | 6996.624 | 14107.0402 | 19882.0242
|  | Mapped Portfolio |  | Commercial Queue Interest |  |  |  | Mapped Portfolio |  | Commercial Queue Interest
| PG&E Fresno | Generic (2035) | Generic (2040) | TPD | Higher Confidence | All Queue Interest | PG&E Kern | Generic (2035) | Generic (2040) | TPD | Higher Confidence | All Queue Interest
| Geothermal (MW) | 220 | 220 | 0 | 0 | 0 | Geothermal (MW) | 0 | 0 | 0 | 0 | 0 | Geothermal | FCDS | PG&E FRESNO | PG&E KERN
| Biomass (MW) | 0 | 0 | 0 | 0 | 0 | Biomass (MW) | 0 | 0 | 0 | 0 | 0 | Biomass | FCDS | PG&E FRESNO | PG&E KERN
| OnshoreWind (MW) | 0 | 0 | 0 | 0 | 0 | OnshoreWind (MW) | 0 | 0 | 2487.892 | 2547.412 | 2657.412 | Wind | Total | PG&E FRESNO | PG&E KERN
| OOS Wind (MW) | 0 | 0 | 0 | 0 | 6408.613 | OOS Wind (MW) | 0 | 0 | 0 | 0 | 0 | OOS Wind | Total | PG&E FRESNO | PG&E KERN
| Offshore Wind (MW) | 0 | 0 | 0 | 0 | 0 | Offshore Wind (MW) | 0 | 0 | 0 | 0 | 0 | Offshore Wind | Total | PG&E FRESNO | PG&E KERN
| Distrib. Solar (MW) | 0 | 0 | 0 | 0 | 0 | Distrib. Solar (MW) | 0 | 0 | 0 | 0 | 0 | Distributed Solar | EODS | PG&E FRESNO | PG&E KERN
| Solar (MW) | 1912.6 | 7079.6 | 3.24 | 6505.536 | 10496.504 | Solar (MW) | 10081.2 | 10093.2 | 262.6 | 4395.4184 | 6629.5974 | Solar | Total | PG&E FRESNO | PG&E KERN
| Battery (MW) | 5369 | 5369 | 5513.326 | 7785.5113 | 14324.4753 | Battery (MW) | 0 | 0 | 3009.629 | 5466.3589 | 7620.2619 | Battery | Total | PG&E FRESNO | PG&E KERN
| LDES (MW) | 0 | 0 | 0 | 0 | 0 | LDES (MW) | 900 | 900 | 0 | 0 | 0 | LDES | FCDS | PG&E FRESNO | PG&E KERN
| Total (MW) | 7501.6 | 12668.6 | 5516.566 | 14291.0473 | 31229.5923 | Total (MW) | 10981.2 | 10993.2 | 5760.121 | 12409.1893 | 16907.2713
|  | Mapped Portfolio |  | Commercial Queue Interest |  |  |  | Mapped Portfolio |  | Commercial Queue Interest
| SCE Northern Area | Generic (2035) | Generic (2040) | TPD | Higher Confidence | All Queue Interest | SCE Metro | Generic (2035) | Generic (2040) | TPD | Higher Confidence | All Queue Interest
| Geothermal (MW) | 0 | 0 | 0 | 0 | 0 | Geothermal (MW) | 0 | 0 | 0 | 0 | 0 | Geothermal | FCDS | SCE Northern | SCE Metro
| Biomass (MW) | 0 | 0 | 0 | 0 | 0 | Biomass (MW) | 0 | 0 | 0 | 0 | 0 | Biomass | FCDS | SCE Northern | SCE Metro
| OnshoreWind (MW) | 0 | 0 | 100 | 100.15 | 124.15 | OnshoreWind (MW) | 0 | 0 | 0 | 0 | 0 | Wind | Total | SCE Northern | SCE Metro
| OOS Wind (MW) | 0 | 0 | 0 | 0 | 3309.7727 | OOS Wind (MW) | 0 | 0 | 0 | 0 | 9208.2287 | OOS Wind | Total | SCE Northern | SCE Metro
| Offshore Wind (MW) | 0 | 0 | 0 | 0 | 0 | Offshore Wind (MW) | 0 | 0 | 0 | 0 | 0 | Offshore Wind | Total | SCE Northern | SCE Metro
| Distrib. Solar (MW) | 0 | 0 | 0 | 32.526 | 63.802 | Distrib. Solar (MW) | 0 | 0 | 0 | 3.223 | 3.349 | Distributed Solar | EODS | SCE Northern | SCE Metro
| Solar (MW) | 5653 | 8636 | 808.4256 | 4754.813 | 6305.624 | Solar (MW) | 0 | 382 | 0 | 1822.6 | 1932.809 | Solar | Total | SCE Northern | SCE Metro
| Battery (MW) | 310 | 310 | 6736.45 | 10827.5743 | 15448.893 | Battery (MW) | 7235 | 7235 | 5631 | 7268.6434 | 18352.1671 | Battery | Total | SCE Northern | SCE Metro
| LDES (MW) | 1280 | 3086 | 300 | 312 | 1312 | LDES (MW) | 0 | 0 | 0 | 0 | 516.8 | LDES | FCDS | SCE Northern | SCE Metro
| Total (MW) | 7243 | 12032 | 7944.8756 | 16027.0633 | 26564.2416 | Total (MW) | 7235 | 7617 | 5631 | 9094.4664 | 30013.3538
|  | Mapped Portfolio |  | Commercial Queue Interest |  |  |  | Mapped Portfolio |  | Commercial Queue Interest
| SCE North of Lugo | Generic (2035) | Generic (2040) | TPD | Higher Confidence | All Queue Interest | East of Pisgah | Generic (2035) | Generic (2040) | TPD | Higher Confidence | All Queue Interest
| Geothermal (MW) | 293 | 293 | 0 | 0 | 4.5 | Geothermal (MW) | 1604 | 1604 | 0 | 0 | 0 | Geothermal | FCDS | SCE NOL | EOP
| Biomass (MW) | 0 | 0 | 0 | 0 | 0 | Biomass (MW) | 0 | 0 | 0 | 0 | 0 | Biomass | FCDS | SCE NOL | EOP
| OnshoreWind (MW) | 0 | 0 | 0 | 212.18 | 692.18 | OnshoreWind (MW) | 250 | 250 | 65.8196 | 310 | 310 | Wind | Total | SCE NOL | EOP
| OOS Wind (MW) | 0 | 0 | 0 | 0 | 768 | OOS Wind (MW) | 1500 | 2600 | 0 | 0 | 1176.54 | OOS Wind | Total | SCE NOL | EOP
| Offshore Wind (MW) | 0 | 0 | 0 | 0 | 0 | Offshore Wind (MW) | 0 | 0 | 0 | 0 | 0 | Offshore Wind | Total | SCE NOL | EOP
| Distrib. Solar (MW) | 0 | 0 | 0 | 10.593 | 50.905 | Distrib. Solar (MW) | 0 | 0 | 0 | 0 | 0 | Distributed Solar | EODS | SCE NOL | EOP
| Solar (MW) | 330 | 1001 | 43.88 | 1155.553 | 2627.3193 | Solar (MW) | 1161.2 | 1161.2 | 416.6667 | 4871.4576 | 7451.2921 | Solar | Total | SCE NOL | EOP
| Battery (MW) | 0 | 0 | 1587.14 | 2292.8417 | 2827.1337 | Battery (MW) | 476.5 | 476.5 | 2525.13 | 5332.3143 | 6508.8543 | Battery | Total | SCE NOL | EOP
| LDES (MW) | 362 | 362 | 0 | 0 | 0 | LDES (MW) | 1000 | 1000 | 0 | 0 | 0 | LDES | FCDS | SCE NOL | EOP
| Total (MW) | 985 | 1656 | 1631.02 | 3671.1677 | 6970.038 | Total (MW) | 5991.7 | 7091.7 | 3007.6163 | 10513.7719 | 15446.6864
|  | Mapped Portfolio |  | Commercial Queue Interest |  |  |  | Mapped Portfolio |  | Commercial Queue Interest
| SCE Eastern | Generic (2035) | Generic (2040) | TPD | Higher Confidence | All Queue Interest | SDG&E | Generic (2035) | Generic (2040) | TPD | Higher Confidence | All Queue Interest
| Geothermal (MW) | 0 | 1317 | 0 | 0 | 0 | Geothermal (MW) | 975 | 975 | 0 | 0 | 0 | Geothermal | FCDS | SCE Eastern | SDGE
| Biomass (MW) | 0 | 0 | 0 | 0 | 0 | Biomass (MW) | 0 | 0 | 0 | 0 | 0 | Biomass | FCDS | SCE Eastern | SDGE
| OnshoreWind (MW) | 0 | 0 | 0 | 300.8 | 808.1 | OnshoreWind (MW) | 180 | 180 | 300 | 1922.6 | 1925.4 | Wind | Total | SCE Eastern | SDGE
| OOS Wind (MW) | 2251 | 2251 | 0 | 0 | 1450.7601 | OOS Wind (MW) | 0 | 0 | 0 | 0 | 431.005 | OOS Wind | Total | SCE Eastern | SDGE
| Offshore Wind (MW) | 0 | 0 | 0 | 0 | 0 | Offshore Wind (MW) | 0 | 0 | 0 | 0 | 0 | Offshore Wind | Total | SCE Eastern | SDGE
| Distrib. Solar (MW) | 0 | 0 | 0 | 7.074 | 21.054 | Distrib. Solar (MW) | 0 | 0 | 0 | 0 | 15.64 | Distributed Solar | EODS | SCE Eastern | SDGE
| Solar (MW) | 5690 | 10074 | 500 | 9051.4637 | 15599.1682 | Solar (MW) | 12046.1 | 15293.1 | 237.5 | 3703.044 | 7772.414 | Solar | Total | SCE Eastern | SDGE
| Battery (MW) | 902 | 902 | 4923.16 | 15471.1735 | 20664.2886 | Battery (MW) | 1324.35 | 1324.35 | 2376.32 | 8810.8868 | 9241.8918 | Battery | Total | SCE Eastern | SDGE
| LDES (MW) | 1300 | 1300 | 500 | 1917 | 1917 | LDES (MW) | 500 | 500 | 0 | 0 | 500 | LDES | FCDS | SCE Eastern | SDGE
| Total (MW) | 10143 | 15844 | 5923.16 | 26747.5112 | 40460.3709 | Total (MW) | 15025.45 | 18272.45 | 2913.82 | 14436.5308 | 19886.3508

## CIAnalysis_Alignment_Summary
The tables below summarize the number of substations with non-alignment flags for commercial interest criteria analysis by CAISO study area and resource type. There are separate tables for 2036 mapping results and 2041 mapping results.
2035 Mapping Results | Geothermal |  |  |  |  | Biomass |  |  |  |  | Onshore Wind |  |  |  |  | OOS Wind |  |  |  |  | Offshore Wind |  |  |  |  | Distributed Solar |  |  |  |  | Solar |  |  |  |  | Battery Storage |  |  |  |  | LDES
| Exceeds Total CI (Flag: 4- or 5-) | Exceeds Higher Confidence CI (Flag: 3-) | More Executed IA or TPD CI (3+ or 4+) | More higher confidence CI (2+) | More total CI (1+) | Exceeds Total CI (Flag: 4- or 5-) | Exceeds Higher Confidence CI (Flag: 3-) | More Executed IA or TPD CI (3+ or 4+) | More higher confidence CI (2+) | More total CI (1+) | Exceeds Total CI (Flag: 4- or 5-) | Exceeds Higher Confidence CI (Flag: 3-) | More Executed IA or TPD CI (3+ or 4+) | More higher confidence CI (2+) | More total CI (1+) | Exceeds Total CI (Flag: 4- or 5-) | Exceeds Higher Confidence CI (Flag: 3-) | More Executed IA or TPD CI (3+ or 4+) | More higher confidence CI (2+) | More total CI (1+) | Exceeds Total CI (Flag: 4- or 5-) | Exceeds Higher Confidence CI (Flag: 3-) | More Executed IA or TPD CI (3+ or 4+) | More higher confidence CI (2+) | More total CI (1+) | Exceeds Total CI (Flag: 4- or 5-) | Exceeds Higher Confidence CI (Flag: 3-) | More Executed IA or TPD CI (3+ or 4+) | More higher confidence CI (2+) | More total CI (1+) | Exceeds Total CI (Flag: 4- or 5-) | Exceeds Higher Confidence CI (Flag: 3-) | More Executed IA or TPD CI (3+ or 4+) | More higher confidence CI (2+) | More total CI (1+) | Exceeds Total CI (Flag: 4- or 5-) | Exceeds Higher Confidence CI (Flag: 3-) | More Executed IA or TPD CI (3+ or 4+) | More higher confidence CI (2+) | More total CI (1+) | Exceeds Total CI (Flag: 4- or 5-) | Exceeds Higher Confidence CI (Flag: 3-) | More Executed IA or TPD CI (3+ or 4+) | More higher confidence CI (2+) | More total CI (1+)
Number of Substations by Area
PG&E North of Greater Bay Study Area | 11 | 1 | 1 | 0 | 0 | 0 | 0 | 0 | 0 | 0 | 2 | 0 | 1 | 1 | 0 | 0 | 0 | 0 | 0 | 2 | 0 | 0 | 0 | 0 | 0 | 0 | 0 | 0 | 0 | 0 | 6 | 0 | 13 | 1 | 12 | 0 | 0 | 12 | 11 | 0 | 0 | 0 | 0 | 0 | 0 | PG&E NGBA
PG&E Greater Bay Study Area | 6 | 0 | 0 | 0 | 0 | 0 | 0 | 0 | 0 | 0 | 0 | 0 | 3 | 1 | 0 | 0 | 0 | 0 | 0 | 11 | 0 | 0 | 0 | 0 | 0 | 0 | 0 | 1 | 0 | 0 | 12 | 0 | 23 | 0 | 13 | 1 | 0 | 31 | 6 | 1 | 0 | 0 | 0 | 0 | 0 | PG&E GBA
PG&E Fresno Study Area | 7 | 0 | 0 | 0 | 0 | 0 | 0 | 0 | 0 | 0 | 0 | 0 | 0 | 0 | 0 | 0 | 0 | 0 | 0 | 6 | 0 | 0 | 0 | 0 | 0 | 0 | 0 | 0 | 0 | 0 | 4 | 2 | 26 | 3 | 6 | 5 | 2 | 20 | 6 | 0 | 0 | 0 | 0 | 0 | 0 | PG&E FRESNO
PG&E Kern Study Area | 0 | 0 | 0 | 0 | 0 | 0 | 0 | 0 | 0 | 0 | 0 | 0 | 1 | 0 | 1 | 0 | 0 | 0 | 0 | 0 | 0 | 0 | 0 | 0 | 0 | 0 | 0 | 0 | 0 | 0 | 14 | 1 | 16 | 0 | 4 | 0 | 0 | 19 | 4 | 1 | 0 | 0 | 0 | 0 | 0 | PG&E KERN
SCE Northern Area | 0 | 0 | 0 | 0 | 0 | 0 | 0 | 0 | 0 | 0 | 0 | 0 | 2 | 0 | 1 | 0 | 0 | 0 | 0 | 4 | 0 | 0 | 0 | 0 | 0 | 0 | 0 | 5 | 0 | 1 | 9 | 0 | 6 | 0 | 0 | 1 | 0 | 15 | 0 | 2 | 0 | 0 | 0 | 0 | 0 | SCE Northern
SCE Metro Study Area | 0 | 0 | 0 | 0 | 0 | 0 | 0 | 0 | 0 | 0 | 0 | 0 | 0 | 0 | 0 | 0 | 0 | 0 | 0 | 6 | 0 | 0 | 0 | 0 | 0 | 0 | 0 | 3 | 0 | 1 | 0 | 0 | 3 | 1 | 3 | 7 | 1 | 12 | 2 | 1 | 0 | 0 | 0 | 0 | 0 | SCE Metro
SCE North of Lugo Study Area | 2 | 0 | 0 | 0 | 0 | 0 | 0 | 0 | 0 | 0 | 0 | 0 | 1 | 0 | 1 | 0 | 0 | 0 | 0 | 2 | 0 | 0 | 0 | 0 | 0 | 0 | 0 | 5 | 0 | 2 | 1 | 0 | 8 | 1 | 1 | 0 | 0 | 9 | 0 | 0 | 0 | 0 | 0 | 0 | 0 | SCE NOL
East of Pisgah Study Area | 3 | 0 | 0 | 0 | 0 | 0 | 0 | 0 | 0 | 0 | 2 | 0 | 1 | 0 | 0 | 1 | 0 | 0 | 0 | 2 | 0 | 0 | 0 | 0 | 0 | 0 | 0 | 0 | 0 | 0 | 2 | 0 | 5 | 0 | 5 | 1 | 0 | 9 | 0 | 1 | 0 | 0 | 0 | 0 | 0 | EOP
SCE Eastern Study Area | 0 | 0 | 0 | 0 | 0 | 0 | 0 | 0 | 0 | 0 | 0 | 0 | 1 | 0 | 1 | 1 | 0 | 0 | 0 | 3 | 0 | 0 | 0 | 0 | 0 | 0 | 0 | 3 | 0 | 0 | 5 | 2 | 4 | 1 | 3 | 0 | 0 | 11 | 3 | 1 | 0 | 0 | 0 | 0 | 0 | SCE Eastern
SDG&E Study Area | 1 | 0 | 0 | 0 | 0 | 0 | 0 | 0 | 0 | 0 | 1 | 0 | 2 | 1 | 1 | 0 | 0 | 0 | 0 | 4 | 0 | 0 | 0 | 0 | 0 | 0 | 0 | 0 | 0 | 5 | 4 | 1 | 1 | 0 | 0 | 3 | 0 | 13 | 12 | 0 | 0 | 0 | 0 | 0 | 0 | SDGE
Total | 30 | 1 | 1 | 0 | 0 | 0 | 0 | 0 | 0 | 0 | 5 | 0 | 12 | 3 | 5 | 2 | 0 | 0 | 0 | 40 | 0 | 0 | 0 | 0 | 0 | 0 | 0 | 17 | 0 | 9 | 57 | 6 | 105 | 7 | 47 | 18 | 3 | 151 | 44 | 7 | 0 | 0 | 0 | 0 | 0
2040 Mapping Results | Geothermal |  |  |  |  | Biomass |  |  |  |  | Onshore Wind |  |  |  |  | OOS Wind |  |  |  |  | Offshore Wind |  |  |  |  | Distributed Solar |  |  |  |  | Solar |  |  |  |  | Battery Storage |  |  |  |  | LDES
| Exceeds Total CI (Flag: 4- or 5-) | Exceeds Higher Confidence CI (Flag: 3-) | More Executed IA or TPD CI (3+ or 4+) | More higher confidence CI (2+) | More total CI (1+) | Exceeds Total CI (Flag: 4- or 5-) | Exceeds Higher Confidence CI (Flag: 3-) | More Executed IA or TPD CI (3+ or 4+) | More higher confidence CI (2+) | More total CI (1+) | Exceeds Total CI (Flag: 4- or 5-) | Exceeds Higher Confidence CI (Flag: 3-) | More Executed IA or TPD CI (3+ or 4+) | More higher confidence CI (2+) | More total CI (1+) | Exceeds Total CI (Flag: 4- or 5-) | Exceeds Higher Confidence CI (Flag: 3-) | More Executed IA or TPD CI (3+ or 4+) | More higher confidence CI (2+) | More total CI (1+) | Exceeds Total CI (Flag: 4- or 5-) | Exceeds Higher Confidence CI (Flag: 3-) | More Executed IA or TPD CI (3+ or 4+) | More higher confidence CI (2+) | More total CI (1+) | Exceeds Total CI (Flag: 4- or 5-) | Exceeds Higher Confidence CI (Flag: 3-) | More Executed IA or TPD CI (3+ or 4+) | More higher confidence CI (2+) | More total CI (1+) | Exceeds Total CI (Flag: 4- or 5-) | Exceeds Higher Confidence CI (Flag: 3-) | More Executed IA or TPD CI (3+ or 4+) | More higher confidence CI (2+) | More total CI (1+) | Exceeds Total CI (Flag: 4- or 5-) | Exceeds Higher Confidence CI (Flag: 3-) | More Executed IA or TPD CI (3+ or 4+) | More higher confidence CI (2+) | More total CI (1+) | Exceeds Total CI (Flag: 4- or 5-) | Exceeds Higher Confidence CI (Flag: 3-) | More Executed IA or TPD CI (3+ or 4+) | More higher confidence CI (2+) | More total CI (1+)
Number of Substations by Area
PG&E North of Greater Bay Study Area | 11 | 1 | 1 | 0 | 0 | 0 | 0 | 0 | 0 | 0 | 6 | 0 | 1 | 1 | 0 | 0 | 0 | 0 | 0 | 2 | 0 | 0 | 0 | 0 | 0 | 0 | 0 | 0 | 0 | 0 | 6 | 0 | 13 | 10 | 10 | 0 | 0 | 12 | 11 | 2 | 0 | 0 | 0 | 0 | 0 | PG&E NGBA
PG&E Greater Bay Study Area | 6 | 0 | 0 | 0 | 0 | 0 | 0 | 0 | 0 | 0 | 2 | 0 | 3 | 1 | 0 | 0 | 0 | 0 | 0 | 11 | 0 | 0 | 0 | 0 | 0 | 0 | 0 | 1 | 0 | 0 | 18 | 1 | 22 | 25 | 6 | 1 | 0 | 31 | 6 | 10 | 0 | 0 | 0 | 0 | 0 | PG&E GBA
PG&E Fresno Study Area | 7 | 0 | 0 | 0 | 0 | 0 | 0 | 0 | 0 | 0 | 0 | 0 | 0 | 0 | 0 | 0 | 0 | 0 | 0 | 6 | 0 | 0 | 0 | 0 | 0 | 0 | 0 | 0 | 0 | 0 | 10 | 2 | 25 | 9 | 4 | 5 | 2 | 20 | 6 | 3 | 0 | 0 | 0 | 0 | 0 | PG&E FRESNO
PG&E Kern Study Area | 0 | 0 | 0 | 0 | 0 | 0 | 0 | 0 | 0 | 0 | 0 | 0 | 1 | 0 | 1 | 0 | 0 | 0 | 0 | 0 | 0 | 0 | 0 | 0 | 0 | 0 | 0 | 0 | 0 | 0 | 15 | 1 | 15 | 7 | 2 | 0 | 0 | 19 | 4 | 2 | 0 | 0 | 0 | 0 | 0 | PG&E KERN
SCE Northern Area | 0 | 0 | 0 | 0 | 0 | 0 | 0 | 0 | 0 | 0 | 0 | 0 | 2 | 0 | 1 | 0 | 0 | 0 | 0 | 4 | 0 | 0 | 0 | 0 | 0 | 0 | 0 | 5 | 0 | 1 | 10 | 0 | 6 | 2 | 0 | 1 | 0 | 15 | 0 | 3 | 0 | 0 | 0 | 0 | 0 | SCE Northern
SCE Metro Study Area | 0 | 0 | 0 | 0 | 0 | 0 | 0 | 0 | 0 | 0 | 0 | 0 | 0 | 0 | 0 | 0 | 0 | 0 | 0 | 6 | 0 | 0 | 0 | 0 | 0 | 0 | 0 | 3 | 0 | 1 | 1 | 0 | 3 | 10 | 1 | 7 | 1 | 12 | 2 | 4 | 0 | 0 | 0 | 0 | 0 | SCE Metro
SCE North of Lugo Study Area | 2 | 0 | 0 | 0 | 0 | 0 | 0 | 0 | 0 | 0 | 0 | 0 | 1 | 0 | 1 | 0 | 0 | 0 | 0 | 2 | 0 | 0 | 0 | 0 | 0 | 0 | 0 | 5 | 0 | 2 | 2 | 1 | 7 | 0 | 1 | 0 | 0 | 9 | 0 | 2 | 0 | 0 | 0 | 0 | 0 | SCE NOL
East of Pisgah Study Area | 3 | 0 | 0 | 0 | 0 | 0 | 0 | 0 | 0 | 0 | 2 | 0 | 1 | 0 | 0 | 2 | 0 | 0 | 0 | 2 | 0 | 0 | 0 | 0 | 0 | 0 | 0 | 0 | 0 | 0 | 2 | 0 | 5 | 0 | 5 | 1 | 0 | 9 | 0 | 2 | 0 | 0 | 0 | 0 | 0 | EOP
SCE Eastern Study Area | 1 | 0 | 0 | 0 | 0 | 0 | 0 | 0 | 0 | 0 | 0 | 0 | 1 | 0 | 1 | 1 | 0 | 0 | 0 | 3 | 0 | 0 | 0 | 0 | 0 | 0 | 0 | 3 | 0 | 0 | 5 | 2 | 4 | 2 | 2 | 0 | 0 | 11 | 3 | 3 | 0 | 0 | 0 | 0 | 0 | SCE Eastern
SDG&E Study Area | 1 | 0 | 0 | 0 | 0 | 0 | 0 | 0 | 0 | 0 | 1 | 0 | 2 | 1 | 1 | 0 | 0 | 0 | 0 | 4 | 0 | 0 | 0 | 0 | 0 | 0 | 0 | 0 | 0 | 5 | 8 | 0 | 1 | 0 | 0 | 3 | 0 | 13 | 12 | 1 | 0 | 0 | 0 | 0 | 0 | SDGE
Total | 31 | 1 | 1 | 0 | 0 | 0 | 0 | 0 | 0 | 0 | 11 | 0 | 12 | 3 | 5 | 3 | 0 | 0 | 0 | 40 | 0 | 0 | 0 | 0 | 0 | 0 | 0 | 17 | 0 | 9 | 77 | 7 | 101 | 65 | 31 | 18 | 3 | 151 | 44 | 32 | 0 | 0 | 0 | 0 | 0

## CI_Analysis_2036
Commercial criteria alignment analysis for the 2036 portfolio. Tab shows mapped generic resources by substation compared to commercial interest resources by the three confidence categories (Executed IA, Phase II complete, or all projects, which includes Cluster 15 application projects). Columns FQ through FY show the mapped resources alignment with the commercial interest criteria by resource type. Tab also shows comparison to projects identified as Available for Near-term Interconnection. | [59 empty] | Commercial criteria alignment analysis for the 2036 portfolio. Tab shows mapped generic resources by substation compared to commercial interest resources by the three confidence categories (Executed IA, Phase II complete, or all projects, which includes Cluster 15 application projects). Columns FQ through FY show the mapped resources alignment with the commercial interest criteria by resource type. Tab also shows comparison to projects identified as Available for Near-term Interconnection. | PG&E FRESNO | SDGE | PG&E GBA | Bannister | Ganso | Monroe | Sloan Canyon | 230 | 115 | 230 | 230 | 0 | 100 | 20 | 0 | 0 | 0 | 0 | [8 empty] | MW | Percentage | Flag |  |  | MW | Percentage | Flag |  | Commercial criteria alignment analysis for the 2036 portfolio. Tab shows mapped generic resources by substation compared to commercial interest resources by the three confidence categories (Executed IA, Phase II complete, or all projects, which includes Cluster 15 application projects). Columns FQ through FY show the mapped resources alignment with the commercial interest criteria by resource type. Tab also shows comparison to projects identified as Available for Near-term Interconnection. | [36 empty] | Commercial criteria alignment analysis for the 2036 portfolio. Tab shows mapped generic resources by substation compared to commercial interest resources by the three confidence categories (Executed IA, Phase II complete, or all projects, which includes Cluster 15 application projects). Columns FQ through FY show the mapped resources alignment with the commercial interest criteria by resource type. Tab also shows comparison to projects identified as Available for Near-term Interconnection. | PG&E FRESNO | SDGE | PG&E GBA | Bannister | Ganso | Monroe | Sloan Canyon | 230 | 115 | 230 | 230 | 0 | 100 | 20 | 0 | 0 | 0 | 0 | 0 | [17 empty] | Commercial criteria alignment analysis for the 2036 portfolio. Tab shows mapped generic resources by substation compared to commercial interest resources by the three confidence categories (Executed IA, Phase II complete, or all projects, which includes Cluster 15 application projects). Columns FQ through FY show the mapped resources alignment with the commercial interest criteria by resource type. Tab also shows comparison to projects identified as Available for Near-term Interconnection.
[23 empty] | Available for Near-term Interconnection | [37 empty] | SCE Metro | PG&E NGBA | PG&E GBA | Barre | Gates | Monserate | Sloan Canyon | 230 | 230 | 500 | 230 | 0 | 0 | 0 | 0 | 0 | 0 | 0 | [6 empty] | Less |  | 100 | 10% | 1 | More |  | -100 | -10% | -1 | [39 empty] | SCE Metro | PG&E NGBA | PG&E GBA | Barre | Gates | Monserate | Sloan Canyon | 230 | 230 | 500 | 230 | 0 | 0 | 0 | 0 | 0 | 0 | 0 | 0
|  |  | Mapped Generic Resources | [20 empty] | MW amount of resources Availale for Near-term Interconenction | [17 empty] | Flags for Near-term Interconnection Amounts | [18 empty] | PG&E GBA | PG&E NGBA | PG&E KERN | Bay Boulevard | Gates | Monta Vista | Smyrna | 115 | 70 | 230 | 70 | 108 | 0 | 0 | 0 | 0 | 0 | 0 | Differences for Executed Interconnection Agreement Amounts | [5 empty] | Signifcantly Less |  | 500 | 33% | 2 | Significantly More |  | -500 | -33% | -2 |  |  |  |  | Mapped Generic Resources | [16 empty] | Difference for Phase II Study Complete Amounts | [17 empty] | PG&E GBA | PG&E NGBA | PG&E KERN | Bay Boulevard | Gates | Monta Vista | Smyrna | 115 | 70 | 230 | 70 | 108 | 0 | 0 | 0 | 0 | 0 | 0 | 0 | Difference for Queue Amounts | [19 empty] | Mapped Generic Resources
|  |  | Geothermal | Biomass | Wind | Wind | Wind | OOS Wind | OOS Wind | OOS Wind | Offshore Wind | Offshore Wind | Offshore Wind | Distributed Solar | Solar | Solar | Solar | Battery_4hr | Battery_8hr | Battery | LDES | Has |  | Geothermal | Geothermal | Biomass | Biomass | Wind | Wind | OOS Wind | OOS Wind | Offshore Wind | Offshore Wind | Distributed Solar | Solar | Solar | Battery | Battery | LDES | LDES | Has | Geothermal | Geothermal | Biomass | Biomass | Wind | Wind | OOS Wind | OOS Wind | Offshore Wind | Offshore Wind | Distributed Solar | Solar | Solar | Battery | Battery | LDES | LDES | Has |  | SCE Metro | PG&E FRESNO | PG&E KERN | Bay Boulevard | Geysers 12 | Monta Vista | Sobrante | 115 | 115 | 115 | 138 | 0 | 0 | 0 | 0 | 0 | 0 | 0 | Geothermal | Geothermal | Biomass | Biomass | Wind | Wind | OOS Wind | OOS Wind | Offshore Wind | Offshore Wind | Distributed Solar | Solar | Solar | Battery | Battery | LDES | LDES |  |  |  | Geothermal | Biomass | Wind | Wind | Wind | OOS Wind | OOS Wind | OOS Wind | Offshore Wind | Offshore Wind | Offshore Wind | Distributed Solar | Solar | Solar | Solar | Battery_4hr | Battery_8hr | Geothermal | Geothermal | Biomass | Biomass | Wind | Wind | OOS Wind | OOS Wind | Offshore Wind | Offshore Wind | Distributed Solar | Solar | Solar | Battery | Battery | LDES | LDES |  | SCE Metro | PG&E FRESNO | PG&E KERN | Bay Boulevard | Geysers 12 | Monta Vista | Sobrante | 115 | 115 | 115 | 138 | 0 | 0 | 0 | 0 | 0 | 0 | 0 | 0 | Geothermal | Geothermal | Biomass | Biomass | Wind | Wind | OOS Wind | OOS Wind | Offshore Wind | Offshore Wind | Distributed Solar | Solar | Solar | Battery | Battery | LDES | LDES |  |  |  | Geothermal | Biomass | Wind | Wind | Wind | OOS Wind | OOS Wind | OOS Wind | Offshore Wind
CAISO Study Area | Substation | Voltage | FCDS | FCDS | FCDS | EODS | Total | FCDS | EODS | Total | FCDS | EODS | Total | EODS | FCDS | EODS | Total | FCDS | FCDS | Total | FCDS | Res |  | FCDS (TPD) | Total | FCDS (TPD) | Total | FCDS (TPD) | Total | FCDS (TPD) | Total | FCDS (TPD) | Total | Total | FCDS (TPD) | Total | FCDS (TPD) | Total | FCDS (TPD) | Total | Res | FCDS (TPD) | Total | FCDS (TPD) | Total | FCDS (TPD) | Total | FCDS (TPD) | Total | FCDS (TPD) | Total | Total | FCDS (TPD) | Total | FCDS (TPD) | Total | FCDS (TPD) | Total | Flag | CAISO Study Area | EOP | PG&E GBA | SDGE | Beatty | Geysers 17 | Monta Vista | Sobrante | 115 | 230 | 230 | 115 | 0 | 0 | 0 | 0 | 0 | 0 | 0 | FCDS (TPD) | Total | FCDS (TPD) | Total | FCDS (TPD) | Total | FCDS (TPD) | Total | FCDS (TPD) | Total | Total | FCDS (TPD) | Total | FCDS (TPD) | Total | FCDS (TPD) | Total | CAISO Study Area | Substation | Voltage | FCDS | FCDS | FCDS | EODS | Total | FCDS | EODS | Total | FCDS | EODS | Total | EODS | FCDS | EODS | Total | FCDS | FCDS | FCDS (TPD) | Total | FCDS (TPD) | Total | FCDS (TPD) | Total | FCDS (TPD) | Total | FCDS (TPD) | Total | Total | FCDS (TPD) | Total | FCDS (TPD) | Total | FCDS (TPD) | Total | CAISO Study Area | EOP | PG&E GBA | SDGE | Beatty | Geysers 17 | Monta Vista | Sobrante | 115 | 230 | 230 | 115 | 0 | 0 | 0 | 0 | 0 | 0 | 0 | 0 | FCDS (TPD) | Total | FCDS (TPD) | Total | FCDS (TPD) | Total | FCDS (TPD) | Total | FCDS (TPD) | Total | Total | FCDS (TPD) | Total | FCDS (TPD) | Total | FCDS (TPD) | Total | CAISO Study Area | Substation | Voltage | FCDS | FCDS | FCDS | EODS | Total | FCDS | EODS | Total | FCDS
PG&E KERN | 7th Standard | 115 | 0 | 0 | 0 | 0 | 0 | 0 | 0 | 0 | 0 | 0 | 0 | 0 | 0 | 90 | 90 | 0 | 0 | 0 | 0 | 1 |  | 0 | 0 | 0 | 0 | 0 | 0 | 0 | 0 | 0 | 0 | 0 | 0 | 0 | 0 | 0 | 0 | 0 | 0 | 0 | 0 | 0 | 0 | 0 | 0 | 0 | 0 | 0 | 0 | 0 | 0 | 2 | 0 | 0 | 0 | 0 | 1 |  | 0 | 0 | 0 | 0 | 0 | 0 | 0 | 0 | 0 | 0 | 0 | 0 | 0 | 0 | 0 | 0 | 0 | 0 | 0 | 0 | 0 | 0 | 0 | 0 | 0 | 0 | 0 | 0 | 0 | 0 | 2 | 0 | 0 | 0 | 0 | 1 |  | 0 | 0 | 0 | 0 | 0 | 0 | 0 | 0 | 0 | 0 | 0 | 0 | 0 | 0 | 0 | 2.95 | 0 | 1 | 0 | 0 | 0 | 0 | 0 | 0 | 0 | 0 | 0 | 0 | 0 | 0 | 2 | 0 | 0 | -2 | 0 | 1 |  | 0 | 0 | 0 | 0 | 0 | 0 | 0 | 0 | 0 | 0 | 0 | 0 | 0 | 0 | 0 | 0 | 0 | 0 | 0 | 0 | 0 | 0 | 0 | 0 | 0 | 0 | 0 | 0 | 0 | 0 | 2 | 0 | 0 | 0 | 0 | 1 |  | 1 | 1 | 1 | 1 | 1 | 1 | 5- | 1 | 4+ | 1
Commercial criteria alignment analysis for the 2036 portfolio. Tab shows mapped generic resources by substation compared to commercial interest resources by the three confidence categories (Executed IA, Phase II complete, or all projects, which includes Cluster 15 application projects). Columns FQ through FY show the mapped resources alignment with the commercial interest criteria by resource type. Tab also shows comparison to projects identified as Available for Near-term Interconnection. | PG&E FRESNO | SDGE | PG&E GBA | Bannister | Ganso | Monroe | Sloan Canyon | 230 | 115 | 230 | 230 | 0 | 100 | 20 | 0 | 0 | 0 | 0 | 0 | 0 | 0 | 0 | 0 | 0 | 0 | 0 | 0 | 0 | 0 | 0 | 0 | 0 | 0 | 0 | 0 | 0 | 0 | 0 | 0 | 0 | 0 | #VALUE! | #VALUE! | #VALUE! | #VALUE! | #VALUE! | #VALUE! | 2 | 2 | 2 | 2 | 2 | 0 | 0 | 0 | 0 | 0 | 0 | 1 | Commercial criteria alignment analysis for the 2036 portfolio. Tab shows mapped generic resources by substation compared to commercial interest resources by the three confidence categories (Executed IA, Phase II complete, or all projects, which includes Cluster 15 application projects). Columns FQ through FY show the mapped resources alignment with the commercial interest criteria by resource type. Tab also shows comparison to projects identified as Available for Near-term Interconnection. | [18 empty] | #VALUE! | #VALUE! | #VALUE! | #VALUE! | #VALUE! | #VALUE! | 2 | 2 | 2 | 2 | 2 | 0 | 0 | 0 | 0 | 0 | 0 | Commercial criteria alignment analysis for the 2036 portfolio. Tab shows mapped generic resources by substation compared to commercial interest resources by the three confidence categories (Executed IA, Phase II complete, or all projects, which includes Cluster 15 application projects). Columns FQ through FY show the mapped resources alignment with the commercial interest criteria by resource type. Tab also shows comparison to projects identified as Available for Near-term Interconnection. | PG&E FRESNO | SDGE | PG&E GBA | Bannister | Ganso | Monroe | Sloan Canyon | 230 | 115 | 230 | 230 | 0 | 100 | 20 | 0 | 0 | 0 | 0 | 0 | #VALUE! | #VALUE! | #VALUE! | #VALUE! | #VALUE! | #VALUE! | 0 | 2 | 0 | -2 | 2 | -2 | -2 | 0 | 0 | 0 | 0 | Commercial criteria alignment analysis for the 2036 portfolio. Tab shows mapped generic resources by substation compared to commercial interest resources by the three confidence categories (Executed IA, Phase II complete, or all projects, which includes Cluster 15 application projects). Columns FQ through FY show the mapped resources alignment with the commercial interest criteria by resource type. Tab also shows comparison to projects identified as Available for Near-term Interconnection. | [19 empty] | #VALUE! | #VALUE! | #VALUE! | #VALUE! | #VALUE! | #VALUE! | 2 | 2 | 2 | 2 | 2 | 0 | 0 | 0 | 0 | 0 | 0 | Commercial criteria alignment analysis for the 2036 portfolio. Tab shows mapped generic resources by substation compared to commercial interest resources by the three confidence categories (Executed IA, Phase II complete, or all projects, which includes Cluster 15 application projects). Columns FQ through FY show the mapped resources alignment with the commercial interest criteria by resource type. Tab also shows comparison to projects identified as Available for Near-term Interconnection. | PG&E FRESNO | SDGE | PG&E GBA | Bannister | Ganso | Monroe | Sloan Canyon | 230 | 115 | 230 | 230
SCE Eastern | Alberhill | 115 | 0 | 0 | 0 | 0 | 0 | 0 | 0 | 0 | 0 | 0 | 0 | 0 | 300 | 0 | 300 | 0 | 0 | 0 | 0 | 1 |  | 0 | 0 | 0 | 0 | 0 | 0 | 0 | 0 | 0 | 0 | 0 | 0 | 0 | 0 | 0 | 0 | 0 | 0 | 0 | 0 | 0 | 0 | 0 | 0 | 0 | 0 | 0 | 0 | 0 | 2 | 2 | 0 | 0 | 0 | 0 | 1 |  | 0 | 0 | 0 | 0 | 0 | 0 | 0 | 0 | 0 | 0 | 0 | 0 | 0 | 0 | 0 | 0 | 0 | 0 | 0 | 0 | 0 | 0 | 0 | 0 | 0 | 0 | 0 | 0 | 0 | 2 | 2 | 0 | 0 | 0 | 0 | 1 |  | 0 | 0 | 0 | 0 | 0 | 0 | 0 | 0 | 0 | 0 | 0 | 0 | 0 | 0 | 0 | 0 | 0 | 0 | 0 | 0 | 0 | 0 | 0 | 0 | 0 | 0 | 0 | 0 | 0 | 2 | 2 | 0 | 0 | 0 | 0 | 1 |  | 0 | 0 | 0 | 0 | 0 | 0 | 0 | 0 | 0 | 0 | 0 | 0 | 0 | 0 | 0 | 0 | 0 | 0 | 0 | 0 | 0 | 0 | 0 | 0 | 0 | 0 | 0 | 0 | 0 | 2 | 2 | 0 | 0 | 0 | 0 | 1 |  | 1 | 1 | 1 | 1 | 1 | 1 | 5- | 1 | 1 | 1
SCE Eastern | Alberhill | 500 | 0 | 0 | 0 | 0 | 0 | 0 | 0 | 0 | 0 | 0 | 0 | 0 | 435 | 0 | 435 | 0 | 0 | 0 | 500 | 1 |  | 0 | 0 | 0 | 0 | 0 | 0 | 0 | 0 | 0 | 0 | 0 | 0 | 0 | 0 | 0 | 0 | 0 | 0 | 0 | 0 | 0 | 0 | 0 | 0 | 0 | 0 | 0 | 0 | 0 | 2 | 2 | 0 | 0 | 2 | 2 | 1 |  | 0 | 0 | 0 | 0 | 0 | 0 | 0 | 0 | 0 | 0 | 0 | 0 | 0 | 0 | 0 | 0 | 0 | 0 | 0 | 0 | 0 | 0 | 0 | 0 | 0 | 0 | 0 | 0 | 0 | 2 | 2 | 0 | 0 | 2 | 2 | 1 |  | 0 | 0 | 0 | 0 | 0 | 0 | 0 | 0 | 0 | 0 | 0 | 0 | 0 | 0 | 0 | 0 | 0 | 0 | 0 | 0 | 0 | 0 | 0 | 0 | 0 | 0 | 0 | 0 | 0 | 2 | 2 | 0 | 0 | 2 | 2 | 1 |  | 0 | 0 | 0 | 0 | 0 | 0 | 0 | 0 | 0 | 0 | 0 | 0 | 0 | 0 | 0 | 0 | 0 | 0 | 0 | 0 | 0 | 0 | 0 | 0 | 0 | 0 | 0 | 0 | 0 | 2 | 2 | 0 | 0 | 2 | 2 | 1 |  | 1 | 1 | 1 | 1 | 1 | 1 | 5- | 1 | 5- | 1
PG&E GBA | Alhambra | 115 | 0 | 0 | 0 | 0 | 0 | 0 | 0 | 0 | 0 | 0 | 0 | 0 | 0 | 0 | 0 | 0 | 0 | 0 | 0 | 0 |  | 0 | 0 | 0 | 0 | 0 | 0 | 0 | 0 | 0 | 0 | 0 | 0 | 0 | 0 | 0 | 0 | 0 | 0 | 0 | 0 | 0 | 0 | 0 | 0 | 0 | 0 | 0 | 0 | 0 | 0 | 0 | 0 | 0 | 0 | 0 | 0 |  | 0 | 0 | 0 | 0 | 0 | 0 | 0 | 0 | 0 | 0 | 0 | 0 | 0 | 0 | 0 | 0 | 0 | 0 | 0 | 0 | 0 | 0 | 0 | 0 | 0 | 0 | 0 | 0 | 0 | 0 | 0 | 0 | 0 | 0 | 0 | 0 |  | 0 | 0 | 0 | 0 | 0 | 0 | 0 | 0 | 0 | 0 | 0 | 0 | 0 | 0 | 0 | 0 | 0 | 0 | 0 | 0 | 0 | 0 | 0 | 0 | 0 | 0 | 0 | 0 | 0 | 0 | 0 | 0 | 0 | 0 | 0 | 0 |  | 0 | 0 | 0 | 0 | 0 | 0 | 0 | 0 | 0 | 0 | 0 | 0 | 0 | 0 | 0 | 0 | 0 | 0 | 0 | 0 | 0 | 0 | 0 | 0 | 0 | 0 | 0 | 0 | 0 | 0 | 0 | 0 | 0 | 0 | 0 | 0 |  | 1 | 1 | 1 | 1 | 1 | 1 | 1 | 1 | 1 | 0
Commercial criteria alignment analysis for the 2036 portfolio. Tab shows mapped generic resources by substation compared to commercial interest resources by the three confidence categories (Executed IA, Phase II complete, or all projects, which includes Cluster 15 application projects). Columns FQ through FY show the mapped resources alignment with the commercial interest criteria by resource type. Tab also shows comparison to projects identified as Available for Near-term Interconnection. | [23 empty] | 0 | 0 | 0 | 0 | 0 | 0 | 0 | 0 | 0 | 0 | 0 | 0 | 0 | 0 | 0 | 0 | 0 | 0 | 0 | 0 | 0 | 0 | 0 | 0 | 0 | 0 | 0 | 0 | 0 | 0 | 0 | 0 | 0 | 0 | 0 | 0 | Commercial criteria alignment analysis for the 2036 portfolio. Tab shows mapped generic resources by substation compared to commercial interest resources by the three confidence categories (Executed IA, Phase II complete, or all projects, which includes Cluster 15 application projects). Columns FQ through FY show the mapped resources alignment with the commercial interest criteria by resource type. Tab also shows comparison to projects identified as Available for Near-term Interconnection. | PG&E FRESNO | SDGE | PG&E GBA | Bannister | Ganso | Monroe | Sloan Canyon | 230 | 115 | 230 | 230 | 0 | 100 | 20 | 0 | 0 | 0 | 0 | #VALUE! | #VALUE! | #VALUE! | #VALUE! | #VALUE! | #VALUE! | #VALUE! | -2 | -2 | -2 | -2 | 0 | -2 | -2 | 0 | 0 | 0 | Commercial criteria alignment analysis for the 2036 portfolio. Tab shows mapped generic resources by substation compared to commercial interest resources by the three confidence categories (Executed IA, Phase II complete, or all projects, which includes Cluster 15 application projects). Columns FQ through FY show the mapped resources alignment with the commercial interest criteria by resource type. Tab also shows comparison to projects identified as Available for Near-term Interconnection. | [19 empty] | 0 | 0 | 0 | 0 | 0 | 0 | 0 | 0 | 0 | 0 | 0 | 0 | 0 | 0 | 0 | 0 | 0 | Commercial criteria alignment analysis for the 2036 portfolio. Tab shows mapped generic resources by substation compared to commercial interest resources by the three confidence categories (Executed IA, Phase II complete, or all projects, which includes Cluster 15 application projects). Columns FQ through FY show the mapped resources alignment with the commercial interest criteria by resource type. Tab also shows comparison to projects identified as Available for Near-term Interconnection. | PG&E FRESNO | SDGE | PG&E GBA | Bannister | Ganso | Monroe | Sloan Canyon | 230 | 115 | 230 | 230 | 0 | 100 | 20 | 0 | 0 | 0 | 0 | 0 | #VALUE! | #VALUE! | #VALUE! | #VALUE! | #VALUE! | #VALUE! | -2 | -2 | -2 | -2 | 0 | -2 | -2 | 0 | 0 | 0 | 0 | Commercial criteria alignment analysis for the 2036 portfolio. Tab shows mapped generic resources by substation compared to commercial interest resources by the three confidence categories (Executed IA, Phase II complete, or all projects, which includes Cluster 15 application projects). Columns FQ through FY show the mapped resources alignment with the commercial interest criteria by resource type. Tab also shows comparison to projects identified as Available for Near-term Interconnection.
[23 empty] | Available for Near-term Interconnection | 0 | 0 | 0 | 0 | 0 | 0 | 0 | 0 | 0 | 0 | 0 | 0 | 0 | 0 | 0 | 0 | 0 | 0 | 0 | 0 | 0 | 0 | 0 | 0 | 0 | 0 | 0 | 0 | 0 | 0 | 0 | 0 | 0 | 0 | 0 | 0 |  | SCE Metro | PG&E NGBA | PG&E GBA | Barre | Gates | Monserate | Sloan Canyon | 230 | 230 | 500 | 230 | 0 | 0 | 0 | 0 | 0 | 0 | 0 | #VALUE! | #VALUE! | #VALUE! | #VALUE! | #VALUE! | #VALUE! | #VALUE! | -2 | -2 | -2 | -2 | 0 | 0 | 0 | 0 | 0 | 0 | [20 empty] | 0 | 0 | 0 | 0 | 0 | 0 | 0 | 0 | 0 | 0 | 0 | 0 | 0 | 0 | 0 | 0 | 0 |  | SCE Metro | PG&E NGBA | PG&E GBA | Barre | Gates | Monserate | Sloan Canyon | 230 | 230 | 500 | 230 | 0 | 0 | 0 | 0 | 0 | 0 | 0 | 0 | #VALUE! | #VALUE! | #VALUE! | #VALUE! | #VALUE! | #VALUE! | -2 | -2 | -2 | -2 | 0 | 0 | 0 | 0 | 0 | 0 | 0
PG&E GBA | Altamont Midway (Sandhill) | 230 | 0 | 0 | 0 | 0 | 0 | 0 | 0 | 0 | 0 | 0 | 0 | 0 | 0 | 0 | 0 | 0 | 0 | 0 | 0 | 0 |  | 0 | 0 | 0 | 0 | 0 | 5 | 0 | 0 | 0 | 0 | 0 | 0 | 0 | 0 | 0 | 0 | 0 | 1 | 0 | 0 | 0 | 0 | 0 | -2 | 0 | 0 | 0 | 0 | 0 | 0 | 0 | 0 | 0 | 0 | 0 | 1 |  | 0 | 0 | 0 | 0 | 0 | 0 | 0 | 0 | 0 | 0 | 0 | 0 | 0 | 0 | 0 | 0 | 0 | 0 | 0 | 0 | 0 | 0 | 0 | 0 | 0 | 0 | 0 | 0 | 0 | 0 | 0 | 0 | 0 | 0 | 0 | 0 |  | 0 | 0 | 0 | 0 | 0 | 89.25 | 0 | 0 | 0 | 0 | 0 | 0 | 0 | 0 | 0 | 0 | 0 | 1 | 0 | 0 | 0 | 0 | 0 | -2 | 0 | 0 | 0 | 0 | 0 | 0 | 0 | 0 | 0 | 0 | 0 | 1 |  | 0 | 0 | 0 | 0 | 0 | 0 | 0 | 0 | 0 | 0 | 0 | 0 | 0 | 0 | 0 | 0 | 0 | 0 | 0 | 0 | 0 | 0 | 0 | 0 | 0 | 0 | 0 | 0 | 0 | 0 | 0 | 0 | 0 | 0 | 0 | 0 |  | 1 | 1 | 2+ | 1 | 1 | 1 | 1 | 1 | 1 | 1
Commercial criteria alignment analysis for the 2036 portfolio. Tab shows mapped generic resources by substation compared to commercial interest resources by the three confidence categories (Executed IA, Phase II complete, or all projects, which includes Cluster 15 application projects). Columns FQ through FY show the mapped resources alignment with the commercial interest criteria by resource type. Tab also shows comparison to projects identified as Available for Near-term Interconnection. | PG&E FRESNO | SDGE | PG&E GBA | Bannister | Ganso | Monroe | Sloan Canyon | 230 | 115 | 230 | 230 | 0 | 100 | 20 | 0 | 0 | 0 | 0 | 0 | 0 | 0 | 0 | 0 | 0 | 0 | 0 | 0 | 0 | 0 | 0 | 0 | 0 | 0 | 0 | 0 | 0 | 0 | 0 | 0 | 0 | 0 | #VALUE! | #VALUE! | #VALUE! | #VALUE! | #VALUE! | #VALUE! | 2 | 2 | 2 | 2 | 2 | 0 | 0 | 0 | 0 | 0 | 0 | 1 | Commercial criteria alignment analysis for the 2036 portfolio. Tab shows mapped generic resources by substation compared to commercial interest resources by the three confidence categories (Executed IA, Phase II complete, or all projects, which includes Cluster 15 application projects). Columns FQ through FY show the mapped resources alignment with the commercial interest criteria by resource type. Tab also shows comparison to projects identified as Available for Near-term Interconnection. | [18 empty] | #VALUE! | #VALUE! | #VALUE! | #VALUE! | #VALUE! | #VALUE! | 2 | 2 | 2 | 2 | 2 | 0 | 0 | 0 | 0 | 0 | 0 | Commercial criteria alignment analysis for the 2036 portfolio. Tab shows mapped generic resources by substation compared to commercial interest resources by the three confidence categories (Executed IA, Phase II complete, or all projects, which includes Cluster 15 application projects). Columns FQ through FY show the mapped resources alignment with the commercial interest criteria by resource type. Tab also shows comparison to projects identified as Available for Near-term Interconnection. | PG&E FRESNO | SDGE | PG&E GBA | Bannister | Ganso | Monroe | Sloan Canyon | 230 | 115 | 230 | 230 | 0 | 100 | 20 | 0 | 0 | 0 | 0 | 0 | #VALUE! | #VALUE! | #VALUE! | #VALUE! | #VALUE! | #VALUE! | 0 | 2 | 0 | -2 | 2 | -2 | -2 | 0 | 0 | 0 | 0 | Commercial criteria alignment analysis for the 2036 portfolio. Tab shows mapped generic resources by substation compared to commercial interest resources by the three confidence categories (Executed IA, Phase II complete, or all projects, which includes Cluster 15 application projects). Columns FQ through FY show the mapped resources alignment with the commercial interest criteria by resource type. Tab also shows comparison to projects identified as Available for Near-term Interconnection. | [19 empty] | #VALUE! | #VALUE! | #VALUE! | #VALUE! | #VALUE! | #VALUE! | 2 | 2 | 2 | 2 | 2 | 0 | 0 | 0 | 0 | 0 | 0 | Commercial criteria alignment analysis for the 2036 portfolio. Tab shows mapped generic resources by substation compared to commercial interest resources by the three confidence categories (Executed IA, Phase II complete, or all projects, which includes Cluster 15 application projects). Columns FQ through FY show the mapped resources alignment with the commercial interest criteria by resource type. Tab also shows comparison to projects identified as Available for Near-term Interconnection. | PG&E FRESNO | SDGE | PG&E GBA | Bannister | Ganso | Monroe | Sloan Canyon | 230 | 115 | 230 | 230
| SCE Metro | PG&E NGBA | PG&E GBA | Barre | Gates | Monserate | Sloan Canyon | 230 | 230 | 500 | 230 | 0 | 0 | 0 | 0 | 0 | 0 | 0 | 0 | 0 | 0 | 0 | 0 | 0 | 0 | 0 | 0 | 0 | 0 | 0 | 0 | 0 | 0 | 0 | 0 | 0 | 0 | 0 | 0 | 0 | 0 | #VALUE! | #VALUE! | #VALUE! | #VALUE! | #VALUE! | #VALUE! | 2 | 2 | 2 | 0 | 0 | 0 | 0 | 0 | 0 | 0 | 0 | 1 | [19 empty] | #VALUE! | #VALUE! | #VALUE! | #VALUE! | #VALUE! | #VALUE! | 2 | 2 | 2 | 0 | 0 | 0 | 0 | 0 | 0 | 0 | 0 |  | SCE Metro | PG&E NGBA | PG&E GBA | Barre | Gates | Monserate | Sloan Canyon | 230 | 230 | 500 | 230 | 0 | 0 | 0 | 0 | 0 | 0 | 0 | 0 | #VALUE! | #VALUE! | #VALUE! | #VALUE! | #VALUE! | #VALUE! | 0 | 2 | -2 | -2 | 0 | 0 | 0 | 0 | 0 | 0 | 0 | [20 empty] | #VALUE! | #VALUE! | #VALUE! | #VALUE! | #VALUE! | #VALUE! | 2 | 2 | 2 | 0 | 0 | 0 | 0 | 0 | 0 | 0 | 0 |  | SCE Metro | PG&E NGBA | PG&E GBA | Barre | Gates | Monserate | Sloan Canyon | 230 | 230 | 500 | 230
SCE Northern | Antelope | 500 | 0 | 0 | 0 | 0 | 0 | 0 | 0 | 0 | 0 | 0 | 0 | 0 | 0 | 1000 | 1000 | 0 | 160 | 160 | 0 | 1 |  | 0 | 0 | 0 | 0 | 0 | 0 | 0 | 0 | 0 | 0 | 0 | 0 | 0 | 0 | 0 | 0 | 0 | 0 | 0 | 0 | 0 | 0 | 0 | 0 | 0 | 0 | 0 | 0 | 0 | 0 | 2 | 2 | 2 | 0 | 0 | 1 |  | 0 | 0 | 0 | 0 | 0 | 0 | 0 | 0 | 0 | 0 | 0 | 0 | 0 | 0 | 0 | 0 | 0 | 0 | 0 | 0 | 0 | 0 | 0 | 0 | 0 | 0 | 0 | 0 | 0 | 0 | 2 | 2 | 2 | 0 | 0 | 1 |  | 0 | 0 | 0 | 0 | 0 | 0 | 0 | 0 | 0 | 0 | 0 | 0 | 0 | 0 | 0 | 8.5 | 0 | 1 | 0 | 0 | 0 | 0 | 0 | 0 | 0 | 0 | 0 | 0 | 0 | 0 | 2 | 2 | 2 | -2 | 0 | 1 |  | 0 | 0 | 0 | 0 | 0 | 0 | 0 | 0 | 0 | 0 | 0 | 0 | 0 | 0 | 0 | 0 | 0 | 0 | 0 | 0 | 0 | 0 | 0 | 0 | 0 | 0 | 0 | 0 | 0 | 0 | 2 | 2 | 2 | 0 | 0 | 1 |  | 1 | 1 | 1 | 1 | 1 | 1 | 5- | 5- | 4+ | 1
PG&E NGBA | Arcata | 60 | 0 | 0 | 0 | 0 | 0 | 0 | 0 | 0 | 0 | 0 | 0 | 0 | 0 | 0 | 0 | 0 | 0 | 0 | 0 | 0 |  | 0 | 0 | 0 | 0 | 0 | 0 | 0 | 0 | 0 | 0 | 0 | 0 | 0 | 0 | 0 | 0 | 0 | 0 | 0 | 0 | 0 | 0 | 0 | 0 | 0 | 0 | 0 | 0 | 0 | 0 | 0 | 0 | 0 | 0 | 0 | 0 |  | 0 | 0 | 0 | 0 | 0 | 0 | 0 | 0 | 0 | 0 | 0 | 0 | 0 | 0 | 0 | 0 | 0 | 0 | 0 | 0 | 0 | 0 | 0 | 0 | 0 | 0 | 0 | 0 | 0 | 0 | 0 | 0 | 0 | 0 | 0 | 0 |  | 0 | 0 | 0 | 0 | 0 | 0 | 0 | 0 | 0 | 0 | 0 | 0 | 0 | 0 | 0 | 0 | 0 | 0 | 0 | 0 | 0 | 0 | 0 | 0 | 0 | 0 | 0 | 0 | 0 | 0 | 0 | 0 | 0 | 0 | 0 | 0 |  | 0 | 0 | 0 | 0 | 0 | 0 | 0 | 0 | 0 | 0 | 0 | 0 | 0 | 0 | 0 | 0 | 0 | 0 | 0 | 0 | 0 | 0 | 0 | 0 | 0 | 0 | 0 | 0 | 0 | 0 | 0 | 0 | 0 | 0 | 0 | 0 |  | 1 | 1 | 1 | 1 | 1 | 1 | 1 | 1 | 1 | 0
Commercial criteria alignment analysis for the 2036 portfolio. Tab shows mapped generic resources by substation compared to commercial interest resources by the three confidence categories (Executed IA, Phase II complete, or all projects, which includes Cluster 15 application projects). Columns FQ through FY show the mapped resources alignment with the commercial interest criteria by resource type. Tab also shows comparison to projects identified as Available for Near-term Interconnection. | [23 empty] | 0 | 0 | 0 | 0 | 0 | 0 | 0 | 0 | 0 | 0 | 0 | 0 | 0 | 0 | 0 | 0 | 0 | 0 | 0 | 0 | 0 | 0 | 0 | 0 | 0 | 0 | 0 | 0 | 0 | 0 | 0 | 0 | 0 | 0 | 0 | 0 | Commercial criteria alignment analysis for the 2036 portfolio. Tab shows mapped generic resources by substation compared to commercial interest resources by the three confidence categories (Executed IA, Phase II complete, or all projects, which includes Cluster 15 application projects). Columns FQ through FY show the mapped resources alignment with the commercial interest criteria by resource type. Tab also shows comparison to projects identified as Available for Near-term Interconnection. | PG&E FRESNO | SDGE | PG&E GBA | Bannister | Ganso | Monroe | Sloan Canyon | 230 | 115 | 230 | 230 | 0 | 100 | 20 | 0 | 0 | 0 | 0 | #VALUE! | #VALUE! | #VALUE! | #VALUE! | #VALUE! | #VALUE! | #VALUE! | -2 | -2 | -2 | -2 | 0 | -2 | -2 | 0 | 0 | 0 | Commercial criteria alignment analysis for the 2036 portfolio. Tab shows mapped generic resources by substation compared to commercial interest resources by the three confidence categories (Executed IA, Phase II complete, or all projects, which includes Cluster 15 application projects). Columns FQ through FY show the mapped resources alignment with the commercial interest criteria by resource type. Tab also shows comparison to projects identified as Available for Near-term Interconnection. | [19 empty] | 0 | 0 | 0 | 0 | 0 | 0 | 0 | 0 | 0 | 0 | 0 | 0 | 0 | 0 | 0 | 0 | 0 | Commercial criteria alignment analysis for the 2036 portfolio. Tab shows mapped generic resources by substation compared to commercial interest resources by the three confidence categories (Executed IA, Phase II complete, or all projects, which includes Cluster 15 application projects). Columns FQ through FY show the mapped resources alignment with the commercial interest criteria by resource type. Tab also shows comparison to projects identified as Available for Near-term Interconnection. | PG&E FRESNO | SDGE | PG&E GBA | Bannister | Ganso | Monroe | Sloan Canyon | 230 | 115 | 230 | 230 | 0 | 100 | 20 | 0 | 0 | 0 | 0 | 0 | #VALUE! | #VALUE! | #VALUE! | #VALUE! | #VALUE! | #VALUE! | -2 | -2 | -2 | -2 | 0 | -2 | -2 | 0 | 0 | 0 | 0 | Commercial criteria alignment analysis for the 2036 portfolio. Tab shows mapped generic resources by substation compared to commercial interest resources by the three confidence categories (Executed IA, Phase II complete, or all projects, which includes Cluster 15 application projects). Columns FQ through FY show the mapped resources alignment with the commercial interest criteria by resource type. Tab also shows comparison to projects identified as Available for Near-term Interconnection.
[23 empty] | Available for Near-term Interconnection | 0 | 0 | 0 | 0 | 0 | 0 | 0 | 0 | 0 | 0 | 0 | 0 | 0 | 0 | 0 | 0 | 0 | 0 | 0 | 0 | 0 | 0 | 0 | 0 | 0 | 0 | 0 | 0 | 0 | 0 | 0 | 0 | 0 | 0 | 0 | 0 |  | SCE Metro | PG&E NGBA | PG&E GBA | Barre | Gates | Monserate | Sloan Canyon | 230 | 230 | 500 | 230 | 0 | 0 | 0 | 0 | 0 | 0 | 0 | #VALUE! | #VALUE! | #VALUE! | #VALUE! | #VALUE! | #VALUE! | #VALUE! | -2 | -2 | -2 | -2 | 0 | 0 | 0 | 0 | 0 | 0 | [20 empty] | 0 | 0 | 0 | 0 | 0 | 0 | 0 | 0 | 0 | 0 | 0 | 0 | 0 | 0 | 0 | 0 | 0 |  | SCE Metro | PG&E NGBA | PG&E GBA | Barre | Gates | Monserate | Sloan Canyon | 230 | 230 | 500 | 230 | 0 | 0 | 0 | 0 | 0 | 0 | 0 | 0 | #VALUE! | #VALUE! | #VALUE! | #VALUE! | #VALUE! | #VALUE! | -2 | -2 | -2 | -2 | 0 | 0 | 0 | 0 | 0 | 0 | 0
SCE Metro | ArcoGen | 230 | 0 | 0 | 0 | 0 | 0 | 0 | 0 | 0 | 0 | 0 | 0 | 0 | 0 | 0 | 0 | 0 | 920 | 920 | 0 | 1 |  | 0 | 0 | 0 | 0 | 0 | 0 | 0 | 0 | 0 | 0 | 0 | 0 | 0 | 0 | 0 | 0 | 0 | 0 | 0 | 0 | 0 | 0 | 0 | 0 | 0 | 0 | 0 | 0 | 0 | 0 | 0 | 2 | 2 | 0 | 0 | 1 |  | 0 | 0 | 0 | 0 | 0 | 0 | 0 | 0 | 0 | 0 | 0 | 0 | 0 | 0 | 0 | 0 | 0 | 0 | 0 | 0 | 0 | 0 | 0 | 0 | 0 | 0 | 0 | 0 | 0 | 0 | 0 | 2 | 2 | 0 | 0 | 1 |  | 0 | 0 | 0 | 0 | 0 | 0 | 0 | 0 | 0 | 0 | 0 | 0 | 0 | 0 | 0 | 0 | 0 | 0 | 0 | 0 | 0 | 0 | 0 | 0 | 0 | 0 | 0 | 0 | 0 | 0 | 0 | 2 | 2 | 0 | 0 | 1 |  | 0 | 0 | 0 | 0 | 0 | 0 | 0 | 0 | 0 | 0 | 0 | 0 | 0 | 0 | 0 | 0 | 0 | 0 | 0 | 0 | 0 | 0 | 0 | 0 | 0 | 0 | 0 | 0 | 0 | 0 | 0 | 2 | 2 | 0 | 0 | 1 |  | 1 | 1 | 1 | 1 | 1 | 1 | 1 | 5- | 1 | 1
SDGE | Artesian | 230 | 0 | 0 | 0 | 0 | 0 | 0 | 0 | 0 | 0 | 0 | 0 | 0 | 0 | 0 | 0 | 0 | 0 | 0 | 0 | 0 |  | 0 | 0 | 0 | 0 | 0 | 0 | 0 | 0 | 0 | 0 | 0 | 0 | 0 | 0 | 0 | 0 | 0 | 0 | 0 | 0 | 0 | 0 | 0 | 0 | 0 | 0 | 0 | 0 | 0 | 0 | 0 | 0 | 0 | 0 | 0 | 0 |  | 0 | 0 | 0 | 0 | 0 | 0 | 0 | 0 | 0 | 0 | 0 | 0 | 0 | 0 | 0 | 0 | 0 | 0 | 0 | 0 | 0 | 0 | 0 | 0 | 0 | 0 | 0 | 0 | 0 | 0 | 0 | 0 | 0 | 0 | 0 | 0 |  | 0 | 0 | 0 | 0 | 0 | 0 | 0 | 0 | 0 | 0 | 0 | 0 | 0 | 0 | 0 | 0 | 0 | 0 | 0 | 0 | 0 | 0 | 0 | 0 | 0 | 0 | 0 | 0 | 0 | 0 | 0 | 0 | 0 | 0 | 0 | 0 |  | 0 | 0 | 0 | 0 | 0 | 0 | 0 | 0 | 0 | 0 | 0 | 0 | 0 | 0 | 0 | 0 | 0 | 0 | 0 | 0 | 0 | 0 | 0 | 0 | 0 | 0 | 0 | 0 | 0 | 0 | 0 | 0 | 0 | 0 | 0 | 0 |  | 1 | 1 | 1 | 1 | 1 | 1 | 1 | 1 | 1 | 0
SDGE | Artesian | 69 | 0 | 0 | 0 | 0 | 0 | 0 | 0 | 0 | 0 | 0 | 0 | 0 | 0 | 0 | 0 | 0 | 0 | 0 | 0 | 0 |  | 0 | 0 | 0 | 0 | 0 | 0 | 0 | 0 | 0 | 0 | 0 | 0 | 0 | 0 | 0 | 0 | 0 | 0 | 0 | 0 | 0 | 0 | 0 | 0 | 0 | 0 | 0 | 0 | 0 | 0 | 0 | 0 | 0 | 0 | 0 | 0 |  | 0 | 0 | 0 | 0 | 0 | 0 | 0 | 0 | 0 | 0 | 0 | 0 | 0 | 0 | 0 | 0 | 0 | 0 | 0 | 0 | 0 | 0 | 0 | 0 | 0 | 0 | 0 | 0 | 0 | 0 | 0 | 0 | 0 | 0 | 0 | 0 |  | 0 | 0 | 0 | 0 | 0 | 0 | 0 | 0 | 0 | 0 | 0 | 0 | 0 | 0 | 0 | 0 | 0 | 0 | 0 | 0 | 0 | 0 | 0 | 0 | 0 | 0 | 0 | 0 | 0 | 0 | 0 | 0 | 0 | 0 | 0 | 0 |  | 0 | 0 | 0 | 0 | 0 | 0 | 0 | 0 | 0 | 0 | 0 | 0 | 0 | 0 | 0 | 0 | 0 | 0 | 0 | 0 | 0 | 0 | 0 | 0 | 0 | 0 | 0 | 0 | 0 | 0 | 0 | 0 | 0 | 0 | 0 | 0 |  | 1 | 1 | 1 | 1 | 1 | 1 | 1 | 1 | 1 | 0
PG&E FRESNO | Ashlan | 230 | 0 | 0 | 0 | 0 | 0 | 0 | 0 | 0 | 0 | 0 | 0 | 0 | 0 | 0 | 0 | 0 | 0 | 0 | 0 | 0 |  | 0 | 0 | 0 | 0 | 0 | 0 | 0 | 0 | 0 | 0 | 0 | 0 | 0 | 0 | 0 | 0 | 0 | 0 | 0 | 0 | 0 | 0 | 0 | 0 | 0 | 0 | 0 | 0 | 0 | 0 | 0 | 0 | 0 | 0 | 0 | 0 |  | 0 | 0 | 0 | 0 | 0 | 0 | 0 | 0 | 0 | 0 | 0 | 0 | 0 | 0 | 0 | 0 | 0 | 0 | 0 | 0 | 0 | 0 | 0 | 0 | 0 | 0 | 0 | 0 | 0 | 0 | 0 | 0 | 0 | 0 | 0 | 0 |  | 0 | 0 | 0 | 0 | 0 | 0 | 0 | 0 | 0 | 0 | 0 | 0 | 0 | 0 | 0 | 0 | 0 | 0 | 0 | 0 | 0 | 0 | 0 | 0 | 0 | 0 | 0 | 0 | 0 | 0 | 0 | 0 | 0 | 0 | 0 | 0 |  | 0 | 0 | 0 | 0 | 0 | 0 | 0 | 0 | 0 | 0 | 0 | 0 | 0 | 0 | 0 | 0 | 0 | 0 | 0 | 0 | 0 | 0 | 0 | 0 | 0 | 0 | 0 | 0 | 0 | 0 | 0 | 0 | 0 | 0 | 0 | 0 |  | 1 | 1 | 1 | 1 | 1 | 1 | 1 | 1 | 1 | 0
PG&E NGBA | Atlantic | 115 | 0 | 0 | 0 | 0 | 0 | 0 | 0 | 0 | 0 | 0 | 0 | 0 | 0 | 0 | 0 | 0 | 0 | 0 | 0 | 0 |  | 0 | 0 | 0 | 0 | 0 | 0 | 0 | 0 | 0 | 0 | 0 | 0 | 0 | 0 | 0 | 0 | 0 | 0 | 0 | 0 | 0 | 0 | 0 | 0 | 0 | 0 | 0 | 0 | 0 | 0 | 0 | 0 | 0 | 0 | 0 | 0 |  | 0 | 0 | 0 | 0 | 0 | 0 | 0 | 0 | 0 | 0 | 0 | 0 | 0 | 0 | 0 | 0 | 0 | 0 | 0 | 0 | 0 | 0 | 0 | 0 | 0 | 0 | 0 | 0 | 0 | 0 | 0 | 0 | 0 | 0 | 0 | 0 |  | 0 | 0 | 0 | 0 | 0 | 0 | 0 | 0 | 0 | 0 | 0 | 0 | 0 | 0 | 0 | 0 | 0 | 0 | 0 | 0 | 0 | 0 | 0 | 0 | 0 | 0 | 0 | 0 | 0 | 0 | 0 | 0 | 0 | 0 | 0 | 0 |  | 0 | 0 | 0 | 0 | 0 | 0 | 0 | 0 | 0 | 0 | 0 | 0 | 0 | 0 | 0 | 0 | 0 | 0 | 0 | 0 | 0 | 0 | 0 | 0 | 0 | 0 | 0 | 0 | 0 | 0 | 0 | 0 | 0 | 0 | 0 | 0 |  | 1 | 1 | 1 | 1 | 1 | 1 | 1 | 1 | 1 | 0
PG&E NGBA | Atlantic | 230 | 0 | 0 | 0 | 0 | 0 | 0 | 0 | 0 | 0 | 0 | 0 | 0 | 0 | 0 | 0 | 0 | 0 | 0 | 0 | 0 |  | 0 | 0 | 0 | 0 | 0 | 0 | 0 | 0 | 0 | 0 | 0 | 0 | 0 | 0 | 0 | 0 | 0 | 0 | 0 | 0 | 0 | 0 | 0 | 0 | 0 | 0 | 0 | 0 | 0 | 0 | 0 | 0 | 0 | 0 | 0 | 0 |  | 0 | 0 | 0 | 0 | 0 | 0 | 0 | 0 | 0 | 0 | 0 | 0 | 0 | 0 | 0 | 0 | 0 | 0 | 0 | 0 | 0 | 0 | 0 | 0 | 0 | 0 | 0 | 0 | 0 | 0 | 0 | 0 | 0 | 0 | 0 | 0 |  | 0 | 0 | 0 | 0 | 0 | 0 | 0 | 0 | 0 | 0 | 0 | 0 | 0 | 0 | 0 | 0 | 0 | 0 | 0 | 0 | 0 | 0 | 0 | 0 | 0 | 0 | 0 | 0 | 0 | 0 | 0 | 0 | 0 | 0 | 0 | 0 |  | 0 | 0 | 0 | 0 | 0 | 0 | 0 | 0 | 0 | 0 | 0 | 0 | 0 | 0 | 0 | 0 | 0 | 0 | 0 | 0 | 0 | 0 | 0 | 0 | 0 | 0 | 0 | 0 | 0 | 0 | 0 | 0 | 0 | 0 | 0 | 0 |  | 1 | 1 | 1 | 1 | 1 | 1 | 1 | 1 | 1 | 0
PG&E NGBA | Atlantic | 60 | 0 | 0 | 0 | 0 | 0 | 0 | 0 | 0 | 0 | 0 | 0 | 0 | 0 | 0 | 0 | 0 | 0 | 0 | 0 | 0 |  | 0 | 0 | 0 | 0 | 0 | 0 | 0 | 0 | 0 | 0 | 0 | 0 | 0 | 0 | 0 | 0 | 0 | 0 | 0 | 0 | 0 | 0 | 0 | 0 | 0 | 0 | 0 | 0 | 0 | 0 | 0 | 0 | 0 | 0 | 0 | 0 |  | 0 | 0 | 0 | 0 | 0 | 0 | 0 | 0 | 0 | 0 | 0 | 0 | 0 | 0 | 0 | 0 | 0 | 0 | 0 | 0 | 0 | 0 | 0 | 0 | 0 | 0 | 0 | 0 | 0 | 0 | 0 | 0 | 0 | 0 | 0 | 0 |  | 0 | 0 | 0 | 0 | 0 | 0 | 0 | 0 | 0 | 0 | 0 | 0 | 0 | 0 | 0 | 0 | 0 | 0 | 0 | 0 | 0 | 0 | 0 | 0 | 0 | 0 | 0 | 0 | 0 | 0 | 0 | 0 | 0 | 0 | 0 | 0 |  | 0 | 0 | 0 | 0 | 0 | 0 | 0 | 0 | 0 | 0 | 0 | 0 | 0 | 0 | 0 | 0 | 0 | 0 | 0 | 0 | 0 | 0 | 0 | 0 | 0 | 0 | 0 | 0 | 0 | 0 | 0 | 0 | 0 | 0 | 0 | 0 |  | 1 | 1 | 1 | 1 | 1 | 1 | 1 | 1 | 1 | 0
Commercial criteria alignment analysis for the 2036 portfolio. Tab shows mapped generic resources by substation compared to commercial interest resources by the three confidence categories (Executed IA, Phase II complete, or all projects, which includes Cluster 15 application projects). Columns FQ through FY show the mapped resources alignment with the commercial interest criteria by resource type. Tab also shows comparison to projects identified as Available for Near-term Interconnection. | PG&E FRESNO | SDGE | PG&E GBA | Bannister | Ganso | Monroe | Sloan Canyon | 230 | 115 | 230 | 230 | 0 | 100 | 20 | 0 | 0 | 0 | 0 | 0 | 0 | 0 | 0 | 0 | 0 | 0 | 0 | 0 | 0 | 0 | 0 | 0 | 0 | 0 | 0 | 0 | 0 | 0 | 0 | 0 | 0 | 0 | #VALUE! | #VALUE! | #VALUE! | #VALUE! | #VALUE! | #VALUE! | 2 | 2 | 2 | 2 | 2 | 0 | 0 | 0 | 0 | 0 | 0 | 1 | Commercial criteria alignment analysis for the 2036 portfolio. Tab shows mapped generic resources by substation compared to commercial interest resources by the three confidence categories (Executed IA, Phase II complete, or all projects, which includes Cluster 15 application projects). Columns FQ through FY show the mapped resources alignment with the commercial interest criteria by resource type. Tab also shows comparison to projects identified as Available for Near-term Interconnection. | [18 empty] | #VALUE! | #VALUE! | #VALUE! | #VALUE! | #VALUE! | #VALUE! | 2 | 2 | 2 | 2 | 2 | 0 | 0 | 0 | 0 | 0 | 0 | Commercial criteria alignment analysis for the 2036 portfolio. Tab shows mapped generic resources by substation compared to commercial interest resources by the three confidence categories (Executed IA, Phase II complete, or all projects, which includes Cluster 15 application projects). Columns FQ through FY show the mapped resources alignment with the commercial interest criteria by resource type. Tab also shows comparison to projects identified as Available for Near-term Interconnection. | PG&E FRESNO | SDGE | PG&E GBA | Bannister | Ganso | Monroe | Sloan Canyon | 230 | 115 | 230 | 230 | 0 | 100 | 20 | 0 | 0 | 0 | 0 | 0 | #VALUE! | #VALUE! | #VALUE! | #VALUE! | #VALUE! | #VALUE! | 0 | 2 | 0 | -2 | 2 | -2 | -2 | 0 | 0 | 0 | 0 | Commercial criteria alignment analysis for the 2036 portfolio. Tab shows mapped generic resources by substation compared to commercial interest resources by the three confidence categories (Executed IA, Phase II complete, or all projects, which includes Cluster 15 application projects). Columns FQ through FY show the mapped resources alignment with the commercial interest criteria by resource type. Tab also shows comparison to projects identified as Available for Near-term Interconnection. | [19 empty] | #VALUE! | #VALUE! | #VALUE! | #VALUE! | #VALUE! | #VALUE! | 2 | 2 | 2 | 2 | 2 | 0 | 0 | 0 | 0 | 0 | 0 | Commercial criteria alignment analysis for the 2036 portfolio. Tab shows mapped generic resources by substation compared to commercial interest resources by the three confidence categories (Executed IA, Phase II complete, or all projects, which includes Cluster 15 application projects). Columns FQ through FY show the mapped resources alignment with the commercial interest criteria by resource type. Tab also shows comparison to projects identified as Available for Near-term Interconnection. | PG&E FRESNO | SDGE | PG&E GBA | Bannister | Ganso | Monroe | Sloan Canyon | 230 | 115 | 230 | 230
PG&E GBA | Avena | 115 | 0 | 0 | 0 | 0 | 0 | 0 | 0 | 0 | 0 | 0 | 0 | 0 | 100 | 0 | 100 | 0 | 0 | 0 | 0 | 1 |  | 0 | 0 | 0 | 0 | 0 | 0 | 0 | 0 | 0 | 0 | 0 | 0 | 0 | 0 | 0 | 0 | 0 | 0 | 0 | 0 | 0 | 0 | 0 | 0 | 0 | 0 | 0 | 0 | 0 | 2 | 2 | 0 | 0 | 0 | 0 | 1 |  | 0 | 0 | 0 | 0 | 0 | 0 | 0 | 0 | 0 | 0 | 0 | 0 | 0 | 0 | 0 | 0 | 0 | 0 | 0 | 0 | 0 | 0 | 0 | 0 | 0 | 0 | 0 | 0 | 0 | 2 | 2 | 0 | 0 | 0 | 0 | 1 |  | 0 | 0 | 0 | 0 | 0 | 0 | 0 | 0 | 0 | 0 | 0 | 0 | 0 | 0 | 0 | 0 | 0 | 0 | 0 | 0 | 0 | 0 | 0 | 0 | 0 | 0 | 0 | 0 | 0 | 2 | 2 | 0 | 0 | 0 | 0 | 1 |  | 0 | 0 | 0 | 0 | 0 | 0 | 0 | 0 | 0 | 0 | 0 | 0 | 0 | 0 | 0 | 0 | 0 | 0 | 0 | 0 | 0 | 0 | 0 | 0 | 0 | 0 | 0 | 0 | 0 | 2 | 2 | 0 | 0 | 0 | 0 | 1 |  | 1 | 1 | 1 | 1 | 1 | 1 | 5- | 1 | 1 | 1
Commercial criteria alignment analysis for the 2036 portfolio. Tab shows mapped generic resources by substation compared to commercial interest resources by the three confidence categories (Executed IA, Phase II complete, or all projects, which includes Cluster 15 application projects). Columns FQ through FY show the mapped resources alignment with the commercial interest criteria by resource type. Tab also shows comparison to projects identified as Available for Near-term Interconnection. | [23 empty] | 0 | 0 | 0 | 0 | 0 | 0 | 0 | 0 | 0 | 0 | 0 | 0 | 0 | 0 | 0 | 0 | 0 | 0 | 0 | 0 | 0 | 0 | 0 | 0 | 0 | 0 | 0 | 0 | 0 | 0 | 0 | 0 | 0 | 0 | 0 | 0 | Commercial criteria alignment analysis for the 2036 portfolio. Tab shows mapped generic resources by substation compared to commercial interest resources by the three confidence categories (Executed IA, Phase II complete, or all projects, which includes Cluster 15 application projects). Columns FQ through FY show the mapped resources alignment with the commercial interest criteria by resource type. Tab also shows comparison to projects identified as Available for Near-term Interconnection. | PG&E FRESNO | SDGE | PG&E GBA | Bannister | Ganso | Monroe | Sloan Canyon | 230 | 115 | 230 | 230 | 0 | 100 | 20 | 0 | 0 | 0 | 0 | #VALUE! | #VALUE! | #VALUE! | #VALUE! | #VALUE! | #VALUE! | #VALUE! | -2 | -2 | -2 | -2 | 0 | -2 | -2 | 0 | 0 | 0 | Commercial criteria alignment analysis for the 2036 portfolio. Tab shows mapped generic resources by substation compared to commercial interest resources by the three confidence categories (Executed IA, Phase II complete, or all projects, which includes Cluster 15 application projects). Columns FQ through FY show the mapped resources alignment with the commercial interest criteria by resource type. Tab also shows comparison to projects identified as Available for Near-term Interconnection. | [19 empty] | 0 | 0 | 0 | 0 | 0 | 0 | 0 | 0 | 0 | 0 | 0 | 0 | 0 | 0 | 0 | 0 | 0 | Commercial criteria alignment analysis for the 2036 portfolio. Tab shows mapped generic resources by substation compared to commercial interest resources by the three confidence categories (Executed IA, Phase II complete, or all projects, which includes Cluster 15 application projects). Columns FQ through FY show the mapped resources alignment with the commercial interest criteria by resource type. Tab also shows comparison to projects identified as Available for Near-term Interconnection. | PG&E FRESNO | SDGE | PG&E GBA | Bannister | Ganso | Monroe | Sloan Canyon | 230 | 115 | 230 | 230 | 0 | 100 | 20 | 0 | 0 | 0 | 0 | 0 | #VALUE! | #VALUE! | #VALUE! | #VALUE! | #VALUE! | #VALUE! | -2 | -2 | -2 | -2 | 0 | -2 | -2 | 0 | 0 | 0 | 0 | Commercial criteria alignment analysis for the 2036 portfolio. Tab shows mapped generic resources by substation compared to commercial interest resources by the three confidence categories (Executed IA, Phase II complete, or all projects, which includes Cluster 15 application projects). Columns FQ through FY show the mapped resources alignment with the commercial interest criteria by resource type. Tab also shows comparison to projects identified as Available for Near-term Interconnection.
PG&E NGBA | Bahia | 230 | 0 | 0 | 0 | 0 | 0 | 0 | 0 | 0 | 0 | 0 | 0 | 0 | 0 | 200 | 200 | 0 | 0 | 0 | 0 | 1 |  | 0 | 0 | 0 | 0 | 0 | 0 | 0 | 0 | 0 | 0 | 0 | 0 | 0 | 0 | 0 | 0 | 0 | 0 | 0 | 0 | 0 | 0 | 0 | 0 | 0 | 0 | 0 | 0 | 0 | 0 | 2 | 0 | 0 | 0 | 0 | 1 |  | 0 | 0 | 0 | 0 | 0 | 0 | 0 | 0 | 0 | 0 | 0 | 0 | 0 | 0 | 0 | 0 | 0 | 0 | 0 | 0 | 0 | 0 | 0 | 0 | 0 | 0 | 0 | 0 | 0 | 0 | 2 | 0 | 0 | 0 | 0 | 1 |  | 0 | 0 | 0 | 0 | 0 | 0 | 0 | 0 | 0 | 0 | 0 | 0 | 0 | 0 | 0 | 1.28 | 0 | 1 | 0 | 0 | 0 | 0 | 0 | 0 | 0 | 0 | 0 | 0 | 0 | 0 | 2 | 0 | 0 | -2 | 0 | 1 |  | 0 | 0 | 0 | 0 | 0 | 0 | 0 | 0 | 0 | 0 | 0 | 0 | 0 | 0 | 0 | 0 | 0 | 0 | 0 | 0 | 0 | 0 | 0 | 0 | 0 | 0 | 0 | 0 | 0 | 0 | 2 | 0 | 0 | 0 | 0 | 1 |  | 1 | 1 | 1 | 1 | 1 | 1 | 5- | 1 | 4+ | 1
SCE Northern | Bailey | 230 | 0 | 0 | 0 | 0 | 0 | 0 | 0 | 0 | 0 | 0 | 0 | 0 | 0 | 0 | 0 | 0 | 0 | 0 | 0 | 0 |  | 0 | 0 | 0 | 0 | 0 | 0 | 0 | 0 | 0 | 0 | 0 | 0 | 0 | 0 | 0 | 0 | 0 | 0 | 0 | 0 | 0 | 0 | 0 | 0 | 0 | 0 | 0 | 0 | 0 | 0 | 0 | 0 | 0 | 0 | 0 | 0 |  | 0 | 0 | 0 | 0 | 0 | 0 | 0 | 0 | 0 | 0 | 0 | 0 | 0 | 0 | 0 | 0 | 0 | 0 | 0 | 0 | 0 | 0 | 0 | 0 | 0 | 0 | 0 | 0 | 0 | 0 | 0 | 0 | 0 | 0 | 0 | 0 |  | 0 | 0 | 0 | 0 | 0 | 0.15 | 0 | 0 | 0 | 0 | 0 | 0 | 0 | 0 | 0 | 0 | 0 | 1 | 0 | 0 | 0 | 0 | 0 | -2 | 0 | 0 | 0 | 0 | 0 | 0 | 0 | 0 | 0 | 0 | 0 | 1 |  | 0 | 0 | 0 | 0 | 0 | 0 | 0 | 0 | 0 | 0 | 0 | 0 | 0 | 0 | 0 | 0 | 0 | 0 | 0 | 0 | 0 | 0 | 0 | 0 | 0 | 0 | 0 | 0 | 0 | 0 | 0 | 0 | 0 | 0 | 0 | 0 |  | 1 | 1 | 2+ | 1 | 1 | 1 | 1 | 1 | 1 | 1
SCE NOL | Baker | 115 | 0 | 0 | 0 | 0 | 0 | 0 | 0 | 0 | 0 | 0 | 0 | 0 | 0 | 0 | 0 | 0 | 0 | 0 | 0 | 0 |  | 0 | 0 | 0 | 0 | 0 | 0 | 0 | 0 | 0 | 0 | 0 | 0 | 0 | 0 | 0 | 0 | 0 | 0 | 0 | 0 | 0 | 0 | 0 | 0 | 0 | 0 | 0 | 0 | 0 | 0 | 0 | 0 | 0 | 0 | 0 | 0 |  | 0 | 0 | 0 | 0 | 0 | 0 | 0 | 0 | 0 | 0 | 0 | 0 | 0 | 0 | 0 | 0 | 0 | 0 | 0 | 0 | 0 | 0 | 0 | 0 | 0 | 0 | 0 | 0 | 0 | 0 | 0 | 0 | 0 | 0 | 0 | 0 |  | 0 | 0 | 0 | 0 | 0 | 0 | 0 | 0 | 0 | 0 | 0 | 0 | 0 | 0 | 0 | 0 | 0 | 0 | 0 | 0 | 0 | 0 | 0 | 0 | 0 | 0 | 0 | 0 | 0 | 0 | 0 | 0 | 0 | 0 | 0 | 0 |  | 0 | 0 | 0 | 0 | 0 | 0 | 0 | 0 | 0 | 0 | 0 | 0 | 0 | 0 | 0 | 0 | 0 | 0 | 0 | 0 | 0 | 0 | 0 | 0 | 0 | 0 | 0 | 0 | 0 | 0 | 0 | 0 | 0 | 0 | 0 | 0 |  | 1 | 1 | 1 | 1 | 1 | 1 | 1 | 1 | 1 | 0
PG&E KERN | Bakersfield | 230 | 0 | 0 | 0 | 0 | 0 | 0 | 0 | 0 | 0 | 0 | 0 | 0 | 0 | 0 | 0 | 0 | 0 | 0 | 0 | 0 |  | 0 | 0 | 0 | 0 | 0 | 0 | 0 | 0 | 0 | 0 | 0 | 0 | 0 | 0 | 0 | 0 | 0 | 0 | 0 | 0 | 0 | 0 | 0 | 0 | 0 | 0 | 0 | 0 | 0 | 0 | 0 | 0 | 0 | 0 | 0 | 0 |  | 0 | 0 | 0 | 0 | 0 | 0 | 0 | 0 | 0 | 0 | 0 | 0 | 0 | 0 | 0 | 0 | 0 | 0 | 0 | 0 | 0 | 0 | 0 | 0 | 0 | 0 | 0 | 0 | 0 | 0 | 0 | 0 | 0 | 0 | 0 | 0 |  | 0 | 0 | 0 | 0 | 0 | 0 | 0 | 0 | 0 | 0 | 0 | 0 | 0 | 0 | 0 | 0 | 0 | 0 | 0 | 0 | 0 | 0 | 0 | 0 | 0 | 0 | 0 | 0 | 0 | 0 | 0 | 0 | 0 | 0 | 0 | 0 |  | 0 | 0 | 0 | 0 | 0 | 0 | 0 | 0 | 0 | 0 | 0 | 0 | 0 | 0 | 0 | 0 | 0 | 0 | 0 | 0 | 0 | 0 | 0 | 0 | 0 | 0 | 0 | 0 | 0 | 0 | 0 | 0 | 0 | 0 | 0 | 0 |  | 1 | 1 | 1 | 1 | 1 | 1 | 1 | 1 | 1 | 0
PG&E FRESNO | Balch | 230 | 0 | 0 | 0 | 0 | 0 | 0 | 0 | 0 | 0 | 0 | 0 | 0 | 0 | 0 | 0 | 0 | 0 | 0 | 0 | 0 |  | 0 | 0 | 0 | 0 | 0 | 0 | 0 | 0 | 0 | 0 | 0 | 0 | 0 | 0 | 0 | 0 | 0 | 0 | 0 | 0 | 0 | 0 | 0 | 0 | 0 | 0 | 0 | 0 | 0 | 0 | 0 | 0 | 0 | 0 | 0 | 0 |  | 0 | 0 | 0 | 0 | 0 | 0 | 0 | 0 | 0 | 0 | 0 | 0 | 0 | 0 | 0 | 0 | 0 | 0 | 0 | 0 | 0 | 0 | 0 | 0 | 0 | 0 | 0 | 0 | 0 | 0 | 0 | 0 | 0 | 0 | 0 | 0 |  | 0 | 0 | 0 | 0 | 0 | 0 | 0 | 0 | 0 | 0 | 0 | 0 | 0 | 0 | 0 | 0 | 0 | 0 | 0 | 0 | 0 | 0 | 0 | 0 | 0 | 0 | 0 | 0 | 0 | 0 | 0 | 0 | 0 | 0 | 0 | 0 |  | 0 | 0 | 0 | 0 | 0 | 0 | 0 | 0 | 0 | 0 | 0 | 0 | 0 | 0 | 0 | 0 | 0 | 0 | 0 | 0 | 0 | 0 | 0 | 0 | 0 | 0 | 0 | 0 | 0 | 0 | 0 | 0 | 0 | 0 | 0 | 0 |  | 1 | 1 | 1 | 1 | 1 | 1 | 1 | 1 | 1 | 0
Commercial criteria alignment analysis for the 2036 portfolio. Tab shows mapped generic resources by substation compared to commercial interest resources by the three confidence categories (Executed IA, Phase II complete, or all projects, which includes Cluster 15 application projects). Columns FQ through FY show the mapped resources alignment with the commercial interest criteria by resource type. Tab also shows comparison to projects identified as Available for Near-term Interconnection. | PG&E FRESNO | SDGE | PG&E GBA | Bannister | Ganso | Monroe | Sloan Canyon | 230 | 115 | 230 | 230 | 0 | 100 | 20 | 0 | 0 | 0 | 0 | 0 | 0 | 0 | 0 | 0 | 0 | 0 | 0 | 0 | 0 | 0 | 0 | 0 | 0 | 0 | 0 | 0 | 0 | 0 | 0 | 0 | 0 | 0 | #VALUE! | #VALUE! | #VALUE! | #VALUE! | #VALUE! | #VALUE! | 2 | 2 | 2 | 2 | 2 | 0 | 0 | 0 | 0 | 0 | 0 | 1 | Commercial criteria alignment analysis for the 2036 portfolio. Tab shows mapped generic resources by substation compared to commercial interest resources by the three confidence categories (Executed IA, Phase II complete, or all projects, which includes Cluster 15 application projects). Columns FQ through FY show the mapped resources alignment with the commercial interest criteria by resource type. Tab also shows comparison to projects identified as Available for Near-term Interconnection. | [18 empty] | #VALUE! | #VALUE! | #VALUE! | #VALUE! | #VALUE! | #VALUE! | 2 | 2 | 2 | 2 | 2 | 0 | 0 | 0 | 0 | 0 | 0 | Commercial criteria alignment analysis for the 2036 portfolio. Tab shows mapped generic resources by substation compared to commercial interest resources by the three confidence categories (Executed IA, Phase II complete, or all projects, which includes Cluster 15 application projects). Columns FQ through FY show the mapped resources alignment with the commercial interest criteria by resource type. Tab also shows comparison to projects identified as Available for Near-term Interconnection. | PG&E FRESNO | SDGE | PG&E GBA | Bannister | Ganso | Monroe | Sloan Canyon | 230 | 115 | 230 | 230 | 0 | 100 | 20 | 0 | 0 | 0 | 0 | 0 | #VALUE! | #VALUE! | #VALUE! | #VALUE! | #VALUE! | #VALUE! | 0 | 2 | 0 | -2 | 2 | -2 | -2 | 0 | 0 | 0 | 0 | Commercial criteria alignment analysis for the 2036 portfolio. Tab shows mapped generic resources by substation compared to commercial interest resources by the three confidence categories (Executed IA, Phase II complete, or all projects, which includes Cluster 15 application projects). Columns FQ through FY show the mapped resources alignment with the commercial interest criteria by resource type. Tab also shows comparison to projects identified as Available for Near-term Interconnection. | [19 empty] | #VALUE! | #VALUE! | #VALUE! | #VALUE! | #VALUE! | #VALUE! | 2 | 2 | 2 | 2 | 2 | 0 | 0 | 0 | 0 | 0 | 0 | Commercial criteria alignment analysis for the 2036 portfolio. Tab shows mapped generic resources by substation compared to commercial interest resources by the three confidence categories (Executed IA, Phase II complete, or all projects, which includes Cluster 15 application projects). Columns FQ through FY show the mapped resources alignment with the commercial interest criteria by resource type. Tab also shows comparison to projects identified as Available for Near-term Interconnection. | PG&E FRESNO | SDGE | PG&E GBA | Bannister | Ganso | Monroe | Sloan Canyon | 230 | 115 | 230 | 230
SCE Metro | Barre | 230 | 0 | 0 | 0 | 0 | 0 | 0 | 0 | 0 | 0 | 0 | 0 | 0 | 0 | 0 | 0 | 0 | 935 | 935 | 0 | 1 |  | 0 | 0 | 0 | 0 | 0 | 0 | 0 | 0 | 0 | 0 | 0 | 0 | 0 | 0 | 0 | 0 | 0 | 0 | 0 | 0 | 0 | 0 | 0 | 0 | 0 | 0 | 0 | 0 | 0 | 0 | 0 | 2 | 2 | 0 | 0 | 1 |  | 0 | 0 | 0 | 0 | 0 | 0 | 0 | 0 | 0 | 0 | 0 | 0 | 0 | 0 | 0 | 0 | 0 | 0 | 0 | 0 | 0 | 0 | 0 | 0 | 0 | 0 | 0 | 0 | 0 | 0 | 0 | 2 | 2 | 0 | 0 | 1 |  | 0 | 0 | 0 | 0 | 0 | 0 | 0 | 0 | 0 | 0 | 0 | 0 | 0 | 0 | 0 | 23.2 | 0 | 1 | 0 | 0 | 0 | 0 | 0 | 0 | 0 | 0 | 0 | 0 | 0 | 0 | 0 | 2 | 2 | -2 | 0 | 1 |  | 0 | 0 | 0 | 0 | 0 | 0 | 0 | 0 | 0 | 0 | 0 | 0 | 0 | 0 | 0 | 0 | 0 | 0 | 0 | 0 | 0 | 0 | 0 | 0 | 0 | 0 | 0 | 0 | 0 | 0 | 0 | 2 | 2 | 0 | 0 | 1 |  | 1 | 1 | 1 | 1 | 1 | 1 | 1 | 5- | 4+ | 1
SDGE | Bay Boulevard | 69 | 0 | 0 | 0 | 0 | 0 | 0 | 0 | 0 | 0 | 0 | 0 | 0 | 0 | 0 | 0 | 0 | 0 | 0 | 0 | 0 |  | 0 | 0 | 0 | 0 | 0 | 0 | 0 | 0 | 0 | 0 | 0 | 0 | 0 | 0 | 0 | 0 | 0 | 0 | 0 | 0 | 0 | 0 | 0 | 0 | 0 | 0 | 0 | 0 | 0 | 0 | 0 | 0 | 0 | 0 | 0 | 0 |  | 0 | 0 | 0 | 0 | 0 | 0 | 0 | 0 | 0 | 0 | 0 | 0 | 0 | 0 | 0 | 0 | 0 | 0 | 0 | 0 | 0 | 0 | 0 | 0 | 0 | 0 | 0 | 0 | 0 | 0 | 0 | 0 | 0 | 0 | 0 | 0 |  | 0 | 0 | 0 | 0 | 0 | 0 | 0 | 0 | 0 | 0 | 0 | 0 | 0 | 0 | 0 | 0 | 0 | 0 | 0 | 0 | 0 | 0 | 0 | 0 | 0 | 0 | 0 | 0 | 0 | 0 | 0 | 0 | 0 | 0 | 0 | 0 |  | 0 | 0 | 0 | 0 | 0 | 0 | 0 | 0 | 0 | 0 | 0 | 0 | 0 | 0 | 0 | 0 | 0 | 0 | 0 | 0 | 0 | 0 | 0 | 0 | 0 | 0 | 0 | 0 | 0 | 0 | 0 | 0 | 0 | 0 | 0 | 0 |  | 1 | 1 | 1 | 1 | 1 | 1 | 1 | 1 | 1 | 0
SDGE | Bay Boulevard | 230 | 0 | 0 | 0 | 0 | 0 | 0 | 0 | 0 | 0 | 0 | 0 | 0 | 0 | 0 | 0 | 0 | 0 | 0 | 0 | 0 |  | 0 | 0 | 0 | 0 | 0 | 0 | 0 | 0 | 0 | 0 | 0 | 0 | 0 | 0 | 0 | 0 | 0 | 0 | 0 | 0 | 0 | 0 | 0 | 0 | 0 | 0 | 0 | 0 | 0 | 0 | 0 | 0 | 0 | 0 | 0 | 0 |  | 0 | 0 | 0 | 0 | 0 | 0 | 0 | 0 | 0 | 0 | 0 | 0 | 0 | 0 | 0 | 0 | 0 | 0 | 0 | 0 | 0 | 0 | 0 | 0 | 0 | 0 | 0 | 0 | 0 | 0 | 0 | 0 | 0 | 0 | 0 | 0 |  | 0 | 0 | 0 | 0 | 0 | 0 | 0 | 0 | 0 | 0 | 0 | 0 | 0 | 0 | 0 | 0 | 0 | 0 | 0 | 0 | 0 | 0 | 0 | 0 | 0 | 0 | 0 | 0 | 0 | 0 | 0 | 0 | 0 | 0 | 0 | 0 |  | 0 | 0 | 0 | 0 | 0 | 0 | 0 | 0 | 0 | 0 | 0 | 0 | 0 | 0 | 0 | 0 | 0 | 0 | 0 | 0 | 0 | 0 | 0 | 0 | 0 | 0 | 0 | 0 | 0 | 0 | 0 | 0 | 0 | 0 | 0 | 0 |  | 1 | 1 | 1 | 1 | 1 | 1 | 1 | 1 | 1 | 0
EOP | Beatty | 138 | 0 | 0 | 0 | 0 | 0 | 0 | 0 | 0 | 0 | 0 | 0 | 0 | 0 | 0 | 0 | 0 | 0 | 0 | 0 | 0 |  | 0 | 0 | 0 | 0 | 0 | 0 | 0 | 0 | 0 | 0 | 0 | 0 | 0 | 0 | 0 | 0 | 0 | 0 | 0 | 0 | 0 | 0 | 0 | 0 | 0 | 0 | 0 | 0 | 0 | 0 | 0 | 0 | 0 | 0 | 0 | 0 |  | 0 | 0 | 0 | 0 | 0 | 0 | 0 | 0 | 0 | 0 | 0 | 0 | 0 | 0 | 0 | 0 | 0 | 0 | 0 | 0 | 0 | 0 | 0 | 0 | 0 | 0 | 0 | 0 | 0 | 0 | 0 | 0 | 0 | 0 | 0 | 0 |  | 0 | 0 | 0 | 0 | 0 | 0 | 0 | 0 | 0 | 0 | 0 | 0 | 0 | 0 | 0 | 0 | 0 | 0 | 0 | 0 | 0 | 0 | 0 | 0 | 0 | 0 | 0 | 0 | 0 | 0 | 0 | 0 | 0 | 0 | 0 | 0 |  | 0 | 0 | 0 | 0 | 0 | 0 | 0 | 0 | 0 | 0 | 0 | 0 | 0 | 0 | 0 | 0 | 0 | 0 | 0 | 0 | 0 | 0 | 0 | 0 | 0 | 0 | 0 | 0 | 0 | 0 | 0 | 0 | 0 | 0 | 0 | 0 |  | 1 | 1 | 1 | 1 | 1 | 1 | 1 | 1 | 1 | 0
Commercial criteria alignment analysis for the 2036 portfolio. Tab shows mapped generic resources by substation compared to commercial interest resources by the three confidence categories (Executed IA, Phase II complete, or all projects, which includes Cluster 15 application projects). Columns FQ through FY show the mapped resources alignment with the commercial interest criteria by resource type. Tab also shows comparison to projects identified as Available for Near-term Interconnection. | [23 empty] | 0 | 0 | 0 | 0 | 0 | 0 | 0 | 0 | 0 | 0 | 0 | 0 | 0 | 0 | 0 | 0 | 0 | 0 | 0 | 0 | 0 | 0 | 0 | 0 | 0 | 0 | 0 | 0 | 0 | 0 | 0 | 0 | 0 | 0 | 0 | 0 | Commercial criteria alignment analysis for the 2036 portfolio. Tab shows mapped generic resources by substation compared to commercial interest resources by the three confidence categories (Executed IA, Phase II complete, or all projects, which includes Cluster 15 application projects). Columns FQ through FY show the mapped resources alignment with the commercial interest criteria by resource type. Tab also shows comparison to projects identified as Available for Near-term Interconnection. | PG&E FRESNO | SDGE | PG&E GBA | Bannister | Ganso | Monroe | Sloan Canyon | 230 | 115 | 230 | 230 | 0 | 100 | 20 | 0 | 0 | 0 | 0 | #VALUE! | #VALUE! | #VALUE! | #VALUE! | #VALUE! | #VALUE! | #VALUE! | -2 | -2 | -2 | -2 | 0 | -2 | -2 | 0 | 0 | 0 | Commercial criteria alignment analysis for the 2036 portfolio. Tab shows mapped generic resources by substation compared to commercial interest resources by the three confidence categories (Executed IA, Phase II complete, or all projects, which includes Cluster 15 application projects). Columns FQ through FY show the mapped resources alignment with the commercial interest criteria by resource type. Tab also shows comparison to projects identified as Available for Near-term Interconnection. | [19 empty] | 0 | 0 | 0 | 0 | 0 | 0 | 0 | 0 | 0 | 0 | 0 | 0 | 0 | 0 | 0 | 0 | 0 | Commercial criteria alignment analysis for the 2036 portfolio. Tab shows mapped generic resources by substation compared to commercial interest resources by the three confidence categories (Executed IA, Phase II complete, or all projects, which includes Cluster 15 application projects). Columns FQ through FY show the mapped resources alignment with the commercial interest criteria by resource type. Tab also shows comparison to projects identified as Available for Near-term Interconnection. | PG&E FRESNO | SDGE | PG&E GBA | Bannister | Ganso | Monroe | Sloan Canyon | 230 | 115 | 230 | 230 | 0 | 100 | 20 | 0 | 0 | 0 | 0 | 0 | #VALUE! | #VALUE! | #VALUE! | #VALUE! | #VALUE! | #VALUE! | -2 | -2 | -2 | -2 | 0 | -2 | -2 | 0 | 0 | 0 | 0 | Commercial criteria alignment analysis for the 2036 portfolio. Tab shows mapped generic resources by substation compared to commercial interest resources by the three confidence categories (Executed IA, Phase II complete, or all projects, which includes Cluster 15 application projects). Columns FQ through FY show the mapped resources alignment with the commercial interest criteria by resource type. Tab also shows comparison to projects identified as Available for Near-term Interconnection.
PG&E NGBA | Belden | 230 | 0 | 0 | 0 | 0 | 0 | 0 | 0 | 0 | 0 | 0 | 0 | 0 | 0 | 0 | 0 | 0 | 0 | 0 | 0 | 0 |  | 0 | 0 | 0 | 0 | 0 | 0 | 0 | 0 | 0 | 0 | 0 | 0 | 0 | 0 | 0 | 0 | 0 | 0 | 0 | 0 | 0 | 0 | 0 | 0 | 0 | 0 | 0 | 0 | 0 | 0 | 0 | 0 | 0 | 0 | 0 | 0 |  | 0 | 0 | 0 | 0 | 0 | 0 | 0 | 0 | 0 | 0 | 0 | 0 | 0 | 0 | 0 | 0 | 0 | 0 | 0 | 0 | 0 | 0 | 0 | 0 | 0 | 0 | 0 | 0 | 0 | 0 | 0 | 0 | 0 | 0 | 0 | 0 |  | 0 | 0 | 0 | 0 | 0 | 0 | 0 | 0 | 0 | 0 | 0 | 0 | 0 | 0 | 0 | 0 | 0 | 0 | 0 | 0 | 0 | 0 | 0 | 0 | 0 | 0 | 0 | 0 | 0 | 0 | 0 | 0 | 0 | 0 | 0 | 0 |  | 0 | 0 | 0 | 0 | 0 | 0 | 0 | 0 | 0 | 0 | 0 | 0 | 0 | 0 | 0 | 0 | 0 | 0 | 0 | 0 | 0 | 0 | 0 | 0 | 0 | 0 | 0 | 0 | 0 | 0 | 0 | 0 | 0 | 0 | 0 | 0 |  | 1 | 1 | 1 | 1 | 1 | 1 | 1 | 1 | 1 | 0
PG&E NGBA | Bell | 115 | 0 | 0 | 0 | 0 | 0 | 0 | 0 | 0 | 0 | 0 | 0 | 0 | 0 | 0 | 0 | 0 | 0 | 0 | 0 | 0 |  | 0 | 0 | 0 | 0 | 0 | 0 | 0 | 0 | 0 | 0 | 0 | 0 | 0 | 0 | 0 | 0 | 0 | 0 | 0 | 0 | 0 | 0 | 0 | 0 | 0 | 0 | 0 | 0 | 0 | 0 | 0 | 0 | 0 | 0 | 0 | 0 |  | 0 | 0 | 0 | 0 | 0 | 0 | 0 | 0 | 0 | 0 | 0 | 0 | 0 | 0 | 0 | 0 | 0 | 0 | 0 | 0 | 0 | 0 | 0 | 0 | 0 | 0 | 0 | 0 | 0 | 0 | 0 | 0 | 0 | 0 | 0 | 0 |  | 0 | 0 | 0 | 0 | 0 | 0 | 0 | 0 | 0 | 0 | 0 | 0 | 0 | 0 | 0 | 0 | 0 | 0 | 0 | 0 | 0 | 0 | 0 | 0 | 0 | 0 | 0 | 0 | 0 | 0 | 0 | 0 | 0 | 0 | 0 | 0 |  | 0 | 0 | 0 | 0 | 0 | 0 | 0 | 0 | 0 | 0 | 0 | 0 | 0 | 0 | 0 | 0 | 0 | 0 | 0 | 0 | 0 | 0 | 0 | 0 | 0 | 0 | 0 | 0 | 0 | 0 | 0 | 0 | 0 | 0 | 0 | 0 |  | 1 | 1 | 1 | 1 | 1 | 1 | 1 | 1 | 1 | 0
PG&E NGBA | Bellevue | 115 | 0 | 0 | 0 | 0 | 0 | 0 | 0 | 0 | 0 | 0 | 0 | 0 | 0 | 0 | 0 | 0 | 0 | 0 | 0 | 0 |  | 0 | 0 | 0 | 0 | 0 | 0 | 0 | 0 | 0 | 0 | 0 | 0 | 0 | 0 | 0 | 0 | 0 | 0 | 0 | 0 | 0 | 0 | 0 | 0 | 0 | 0 | 0 | 0 | 0 | 0 | 0 | 0 | 0 | 0 | 0 | 0 |  | 0 | 0 | 0 | 0 | 0 | 0 | 0 | 0 | 0 | 0 | 0 | 0 | 0 | 0 | 0 | 0 | 0 | 0 | 0 | 0 | 0 | 0 | 0 | 0 | 0 | 0 | 0 | 0 | 0 | 0 | 0 | 0 | 0 | 0 | 0 | 0 |  | 0 | 0 | 0 | 0 | 0 | 0 | 0 | 0 | 0 | 0 | 0 | 0 | 0 | 0 | 0 | 0 | 0 | 0 | 0 | 0 | 0 | 0 | 0 | 0 | 0 | 0 | 0 | 0 | 0 | 0 | 0 | 0 | 0 | 0 | 0 | 0 |  | 0 | 0 | 0 | 0 | 0 | 0 | 0 | 0 | 0 | 0 | 0 | 0 | 0 | 0 | 0 | 0 | 0 | 0 | 0 | 0 | 0 | 0 | 0 | 0 | 0 | 0 | 0 | 0 | 0 | 0 | 0 | 0 | 0 | 0 | 0 | 0 |  | 1 | 1 | 1 | 1 | 1 | 1 | 1 | 1 | 1 | 0
Commercial criteria alignment analysis for the 2036 portfolio. Tab shows mapped generic resources by substation compared to commercial interest resources by the three confidence categories (Executed IA, Phase II complete, or all projects, which includes Cluster 15 application projects). Columns FQ through FY show the mapped resources alignment with the commercial interest criteria by resource type. Tab also shows comparison to projects identified as Available for Near-term Interconnection. | PG&E FRESNO | SDGE | PG&E GBA | Bannister | Ganso | Monroe | Sloan Canyon | 230 | 115 | 230 | 230 | 0 | 100 | 20 | 0 | 0 | 0 | 0 | 0 | 0 | 0 | 0 | 0 | 0 | 0 | 0 | 0 | 0 | 0 | 0 | 0 | 0 | 0 | 0 | 0 | 0 | 0 | 0 | 0 | 0 | 0 | #VALUE! | #VALUE! | #VALUE! | #VALUE! | #VALUE! | #VALUE! | 2 | 2 | 2 | 2 | 2 | 0 | 0 | 0 | 0 | 0 | 0 | 1 | Commercial criteria alignment analysis for the 2036 portfolio. Tab shows mapped generic resources by substation compared to commercial interest resources by the three confidence categories (Executed IA, Phase II complete, or all projects, which includes Cluster 15 application projects). Columns FQ through FY show the mapped resources alignment with the commercial interest criteria by resource type. Tab also shows comparison to projects identified as Available for Near-term Interconnection. | [18 empty] | #VALUE! | #VALUE! | #VALUE! | #VALUE! | #VALUE! | #VALUE! | 2 | 2 | 2 | 2 | 2 | 0 | 0 | 0 | 0 | 0 | 0 | Commercial criteria alignment analysis for the 2036 portfolio. Tab shows mapped generic resources by substation compared to commercial interest resources by the three confidence categories (Executed IA, Phase II complete, or all projects, which includes Cluster 15 application projects). Columns FQ through FY show the mapped resources alignment with the commercial interest criteria by resource type. Tab also shows comparison to projects identified as Available for Near-term Interconnection. | PG&E FRESNO | SDGE | PG&E GBA | Bannister | Ganso | Monroe | Sloan Canyon | 230 | 115 | 230 | 230 | 0 | 100 | 20 | 0 | 0 | 0 | 0 | 0 | #VALUE! | #VALUE! | #VALUE! | #VALUE! | #VALUE! | #VALUE! | 0 | 2 | 0 | -2 | 2 | -2 | -2 | 0 | 0 | 0 | 0 | Commercial criteria alignment analysis for the 2036 portfolio. Tab shows mapped generic resources by substation compared to commercial interest resources by the three confidence categories (Executed IA, Phase II complete, or all projects, which includes Cluster 15 application projects). Columns FQ through FY show the mapped resources alignment with the commercial interest criteria by resource type. Tab also shows comparison to projects identified as Available for Near-term Interconnection. | [19 empty] | #VALUE! | #VALUE! | #VALUE! | #VALUE! | #VALUE! | #VALUE! | 2 | 2 | 2 | 2 | 2 | 0 | 0 | 0 | 0 | 0 | 0 | Commercial criteria alignment analysis for the 2036 portfolio. Tab shows mapped generic resources by substation compared to commercial interest resources by the three confidence categories (Executed IA, Phase II complete, or all projects, which includes Cluster 15 application projects). Columns FQ through FY show the mapped resources alignment with the commercial interest criteria by resource type. Tab also shows comparison to projects identified as Available for Near-term Interconnection. | PG&E FRESNO | SDGE | PG&E GBA | Bannister | Ganso | Monroe | Sloan Canyon | 230 | 115 | 230 | 230
PG&E GBA | Bellota | 230 | 0 | 0 | 0 | 0 | 0 | 0 | 0 | 0 | 0 | 0 | 0 | 0 | 0 | 0 | 0 | 0 | 0 | 0 | 400 | 1 |  | 0 | 0 | 0 | 0 | 0 | 0 | 0 | 0 | 0 | 0 | 0 | 0 | 0 | 0 | 0 | 0 | 0 | 0 | 0 | 0 | 0 | 0 | 0 | 0 | 0 | 0 | 0 | 0 | 0 | 0 | 0 | 0 | 0 | 2 | 2 | 1 |  | 0 | 0 | 0 | 0 | 0 | 0 | 0 | 0 | 0 | 0 | 0 | 0 | 0 | 0 | 0 | 0 | 0 | 0 | 0 | 0 | 0 | 0 | 0 | 0 | 0 | 0 | 0 | 0 | 0 | 0 | 0 | 0 | 0 | 2 | 2 | 1 |  | 0 | 0 | 0 | 0 | 0 | 0 | 0 | 0 | 0 | 0 | 0 | 0 | 0 | 0 | 0 | 0 | 0 | 0 | 0 | 0 | 0 | 0 | 0 | 0 | 0 | 0 | 0 | 0 | 0 | 0 | 0 | 0 | 0 | 2 | 2 | 1 |  | 0 | 0 | 0 | 0 | 0 | 0 | 0 | 0 | 0 | 0 | 0 | 0 | 0 | 0 | 0 | 0 | 0 | 0 | 0 | 0 | 0 | 0 | 0 | 0 | 0 | 0 | 0 | 0 | 0 | 0 | 0 | 0 | 0 | 2 | 2 | 1 |  | 1 | 1 | 1 | 1 | 1 | 1 | 1 | 1 | 5- | 1
SCE Northern | Big Creek | 230 | 0 | 0 | 0 | 0 | 0 | 0 | 0 | 0 | 0 | 0 | 0 | 0 | 200 | 0 | 200 | 0 | 0 | 0 | 0 | 1 |  | 0 | 0 | 0 | 0 | 0 | 0 | 0 | 0 | 0 | 0 | 0 | 0 | 0 | 0 | 0 | 0 | 0 | 0 | 0 | 0 | 0 | 0 | 0 | 0 | 0 | 0 | 0 | 0 | 0 | 2 | 2 | 0 | 0 | 0 | 0 | 1 |  | 0 | 0 | 0 | 0 | 0 | 0 | 0 | 0 | 0 | 0 | 0 | 0 | 0 | 0 | 0 | 0 | 0 | 0 | 0 | 0 | 0 | 0 | 0 | 0 | 0 | 0 | 0 | 0 | 0 | 2 | 2 | 0 | 0 | 0 | 0 | 1 |  | 0 | 0 | 0 | 0 | 0 | 0 | 0 | 0 | 0 | 0 | 0 | 0 | 0 | 0 | 0 | 0 | 0 | 0 | 0 | 0 | 0 | 0 | 0 | 0 | 0 | 0 | 0 | 0 | 0 | 2 | 2 | 0 | 0 | 0 | 0 | 1 |  | 0 | 0 | 0 | 0 | 0 | 0 | 0 | 0 | 0 | 0 | 0 | 0 | 0 | 0 | 0 | 0 | 0 | 0 | 0 | 0 | 0 | 0 | 0 | 0 | 0 | 0 | 0 | 0 | 0 | 2 | 2 | 0 | 0 | 0 | 0 | 1 |  | 1 | 1 | 1 | 1 | 1 | 1 | 5- | 1 | 1 | 1
PG&E FRESNO | Biola | 70 | 0 | 0 | 0 | 0 | 0 | 0 | 0 | 0 | 0 | 0 | 0 | 0 | 0 | 0 | 0 | 0 | 0 | 0 | 0 | 0 |  | 0 | 0 | 0 | 0 | 0 | 0 | 0 | 0 | 0 | 0 | 0 | 0 | 0 | 0 | 0 | 0 | 0 | 0 | 0 | 0 | 0 | 0 | 0 | 0 | 0 | 0 | 0 | 0 | 0 | 0 | 0 | 0 | 0 | 0 | 0 | 0 |  | 0 | 0 | 0 | 0 | 0 | 0 | 0 | 0 | 0 | 0 | 0 | 0 | 0 | 0 | 0 | 0 | 0 | 0 | 0 | 0 | 0 | 0 | 0 | 0 | 0 | 0 | 0 | 0 | 0 | 0 | 0 | 0 | 0 | 0 | 0 | 0 |  | 0 | 0 | 0 | 0 | 0 | 0 | 0 | 0 | 0 | 0 | 0 | 0 | 0 | 0 | 0 | 0 | 0 | 0 | 0 | 0 | 0 | 0 | 0 | 0 | 0 | 0 | 0 | 0 | 0 | 0 | 0 | 0 | 0 | 0 | 0 | 0 |  | 0 | 0 | 0 | 0 | 0 | 0 | 0 | 0 | 0 | 0 | 0 | 0 | 0 | 0 | 0 | 0 | 0 | 0 | 0 | 0 | 0 | 0 | 0 | 0 | 0 | 0 | 0 | 0 | 0 | 0 | 0 | 0 | 0 | 0 | 0 | 0 |  | 1 | 1 | 1 | 1 | 1 | 1 | 1 | 1 | 1 | 0
Commercial criteria alignment analysis for the 2036 portfolio. Tab shows mapped generic resources by substation compared to commercial interest resources by the three confidence categories (Executed IA, Phase II complete, or all projects, which includes Cluster 15 application projects). Columns FQ through FY show the mapped resources alignment with the commercial interest criteria by resource type. Tab also shows comparison to projects identified as Available for Near-term Interconnection. | [23 empty] | 0 | 0 | 0 | 0 | 0 | 0 | 0 | 0 | 0 | 0 | 0 | 0 | 0 | 0 | 0 | 0 | 0 | 0 | 0 | 0 | 0 | 0 | 0 | 0 | 0 | 0 | 0 | 0 | 0 | 0 | 0 | 0 | 0 | 0 | 0 | 0 | Commercial criteria alignment analysis for the 2036 portfolio. Tab shows mapped generic resources by substation compared to commercial interest resources by the three confidence categories (Executed IA, Phase II complete, or all projects, which includes Cluster 15 application projects). Columns FQ through FY show the mapped resources alignment with the commercial interest criteria by resource type. Tab also shows comparison to projects identified as Available for Near-term Interconnection. | PG&E FRESNO | SDGE | PG&E GBA | Bannister | Ganso | Monroe | Sloan Canyon | 230 | 115 | 230 | 230 | 0 | 100 | 20 | 0 | 0 | 0 | 0 | #VALUE! | #VALUE! | #VALUE! | #VALUE! | #VALUE! | #VALUE! | #VALUE! | -2 | -2 | -2 | -2 | 0 | -2 | -2 | 0 | 0 | 0 | Commercial criteria alignment analysis for the 2036 portfolio. Tab shows mapped generic resources by substation compared to commercial interest resources by the three confidence categories (Executed IA, Phase II complete, or all projects, which includes Cluster 15 application projects). Columns FQ through FY show the mapped resources alignment with the commercial interest criteria by resource type. Tab also shows comparison to projects identified as Available for Near-term Interconnection. | [19 empty] | 0 | 0 | 0 | 0 | 0 | 0 | 0 | 0 | 0 | 0 | 0 | 0 | 0 | 0 | 0 | 0 | 0 | Commercial criteria alignment analysis for the 2036 portfolio. Tab shows mapped generic resources by substation compared to commercial interest resources by the three confidence categories (Executed IA, Phase II complete, or all projects, which includes Cluster 15 application projects). Columns FQ through FY show the mapped resources alignment with the commercial interest criteria by resource type. Tab also shows comparison to projects identified as Available for Near-term Interconnection. | PG&E FRESNO | SDGE | PG&E GBA | Bannister | Ganso | Monroe | Sloan Canyon | 230 | 115 | 230 | 230 | 0 | 100 | 20 | 0 | 0 | 0 | 0 | 0 | #VALUE! | #VALUE! | #VALUE! | #VALUE! | #VALUE! | #VALUE! | -2 | -2 | -2 | -2 | 0 | -2 | -2 | 0 | 0 | 0 | 0 | Commercial criteria alignment analysis for the 2036 portfolio. Tab shows mapped generic resources by substation compared to commercial interest resources by the three confidence categories (Executed IA, Phase II complete, or all projects, which includes Cluster 15 application projects). Columns FQ through FY show the mapped resources alignment with the commercial interest criteria by resource type. Tab also shows comparison to projects identified as Available for Near-term Interconnection.
SCE Northern | Bliss | 66 | 0 | 0 | 0 | 0 | 0 | 0 | 0 | 0 | 0 | 0 | 0 | 0 | 0 | 0 | 0 | 0 | 0 | 0 | 0 | 0 |  | 0 | 0 | 0 | 0 | 0 | 0 | 0 | 0 | 0 | 0 | 0 | 0 | 0 | 0 | 0 | 0 | 0 | 0 | 0 | 0 | 0 | 0 | 0 | 0 | 0 | 0 | 0 | 0 | 0 | 0 | 0 | 0 | 0 | 0 | 0 | 0 |  | 0 | 0 | 0 | 0 | 0 | 0 | 0 | 0 | 0 | 0 | 0 | 0 | 0 | 0 | 0 | 0 | 0 | 0 | 0 | 0 | 0 | 0 | 0 | 0 | 0 | 0 | 0 | 0 | 0 | 0 | 0 | 0 | 0 | 0 | 0 | 0 |  | 0 | 0 | 0 | 0 | 0 | 0 | 0 | 0 | 0 | 0 | 0 | 0 | 0 | 0 | 0 | 0 | 0 | 0 | 0 | 0 | 0 | 0 | 0 | 0 | 0 | 0 | 0 | 0 | 0 | 0 | 0 | 0 | 0 | 0 | 0 | 0 |  | 0 | 0 | 0 | 0 | 0 | 0 | 0 | 0 | 0 | 0 | 0 | 0 | 0 | 0 | 0 | 0 | 0 | 0 | 0 | 0 | 0 | 0 | 0 | 0 | 0 | 0 | 0 | 0 | 0 | 0 | 0 | 0 | 0 | 0 | 0 | 0 |  | 1 | 1 | 1 | 1 | 1 | 1 | 1 | 1 | 1 | 0
Commercial criteria alignment analysis for the 2036 portfolio. Tab shows mapped generic resources by substation compared to commercial interest resources by the three confidence categories (Executed IA, Phase II complete, or all projects, which includes Cluster 15 application projects). Columns FQ through FY show the mapped resources alignment with the commercial interest criteria by resource type. Tab also shows comparison to projects identified as Available for Near-term Interconnection. | PG&E FRESNO | SDGE | PG&E GBA | Bannister | Ganso | Monroe | Sloan Canyon | 230 | 115 | 230 | 230 | 0 | 100 | 20 | 0 | 0 | 0 | 0 | 0 | 0 | 0 | 0 | 0 | 0 | 0 | 0 | 0 | 0 | 0 | 0 | 0 | 0 | 0 | 0 | 0 | 0 | 0 | 0 | 0 | 0 | 0 | #VALUE! | #VALUE! | #VALUE! | #VALUE! | #VALUE! | #VALUE! | 2 | 2 | 2 | 2 | 2 | 0 | 0 | 0 | 0 | 0 | 0 | 1 | Commercial criteria alignment analysis for the 2036 portfolio. Tab shows mapped generic resources by substation compared to commercial interest resources by the three confidence categories (Executed IA, Phase II complete, or all projects, which includes Cluster 15 application projects). Columns FQ through FY show the mapped resources alignment with the commercial interest criteria by resource type. Tab also shows comparison to projects identified as Available for Near-term Interconnection. | [18 empty] | #VALUE! | #VALUE! | #VALUE! | #VALUE! | #VALUE! | #VALUE! | 2 | 2 | 2 | 2 | 2 | 0 | 0 | 0 | 0 | 0 | 0 | Commercial criteria alignment analysis for the 2036 portfolio. Tab shows mapped generic resources by substation compared to commercial interest resources by the three confidence categories (Executed IA, Phase II complete, or all projects, which includes Cluster 15 application projects). Columns FQ through FY show the mapped resources alignment with the commercial interest criteria by resource type. Tab also shows comparison to projects identified as Available for Near-term Interconnection. | PG&E FRESNO | SDGE | PG&E GBA | Bannister | Ganso | Monroe | Sloan Canyon | 230 | 115 | 230 | 230 | 0 | 100 | 20 | 0 | 0 | 0 | 0 | 0 | #VALUE! | #VALUE! | #VALUE! | #VALUE! | #VALUE! | #VALUE! | 0 | 2 | 0 | -2 | 2 | -2 | -2 | 0 | 0 | 0 | 0 | Commercial criteria alignment analysis for the 2036 portfolio. Tab shows mapped generic resources by substation compared to commercial interest resources by the three confidence categories (Executed IA, Phase II complete, or all projects, which includes Cluster 15 application projects). Columns FQ through FY show the mapped resources alignment with the commercial interest criteria by resource type. Tab also shows comparison to projects identified as Available for Near-term Interconnection. | [19 empty] | #VALUE! | #VALUE! | #VALUE! | #VALUE! | #VALUE! | #VALUE! | 2 | 2 | 2 | 2 | 2 | 0 | 0 | 0 | 0 | 0 | 0 | Commercial criteria alignment analysis for the 2036 portfolio. Tab shows mapped generic resources by substation compared to commercial interest resources by the three confidence categories (Executed IA, Phase II complete, or all projects, which includes Cluster 15 application projects). Columns FQ through FY show the mapped resources alignment with the commercial interest criteria by resource type. Tab also shows comparison to projects identified as Available for Near-term Interconnection. | PG&E FRESNO | SDGE | PG&E GBA | Bannister | Ganso | Monroe | Sloan Canyon | 230 | 115 | 230 | 230
PG&E NGBA | Bogue | 115 | 0 | 0 | 0 | 0 | 0 | 0 | 0 | 0 | 0 | 0 | 0 | 0 | 0 | 0 | 0 | 0 | 0 | 0 | 0 | 0 |  | 0 | 0 | 0 | 0 | 0 | 0 | 0 | 0 | 0 | 0 | 0 | 0 | 0 | 0 | 0 | 0 | 0 | 0 | 0 | 0 | 0 | 0 | 0 | 0 | 0 | 0 | 0 | 0 | 0 | 0 | 0 | 0 | 0 | 0 | 0 | 0 |  | 0 | 0 | 0 | 0 | 0 | 0 | 0 | 0 | 0 | 0 | 0 | 0 | 0 | 0 | 0 | 0 | 0 | 0 | 0 | 0 | 0 | 0 | 0 | 0 | 0 | 0 | 0 | 0 | 0 | 0 | 0 | 0 | 0 | 0 | 0 | 0 |  | 0 | 0 | 0 | 0 | 0 | 0 | 0 | 0 | 0 | 0 | 0 | 0 | 0 | 0 | 0 | 0 | 0 | 0 | 0 | 0 | 0 | 0 | 0 | 0 | 0 | 0 | 0 | 0 | 0 | 0 | 0 | 0 | 0 | 0 | 0 | 0 |  | 0 | 0 | 0 | 0 | 0 | 0 | 0 | 0 | 0 | 0 | 0 | 0 | 0 | 0 | 0 | 0 | 0 | 0 | 0 | 0 | 0 | 0 | 0 | 0 | 0 | 0 | 0 | 0 | 0 | 0 | 0 | 0 | 0 | 0 | 0 | 0 |  | 1 | 1 | 1 | 1 | 1 | 1 | 1 | 1 | 1 | 0
Commercial criteria alignment analysis for the 2036 portfolio. Tab shows mapped generic resources by substation compared to commercial interest resources by the three confidence categories (Executed IA, Phase II complete, or all projects, which includes Cluster 15 application projects). Columns FQ through FY show the mapped resources alignment with the commercial interest criteria by resource type. Tab also shows comparison to projects identified as Available for Near-term Interconnection. | [23 empty] | 0 | 0 | 0 | 0 | 0 | 0 | 0 | 0 | 0 | 0 | 0 | 0 | 0 | 0 | 0 | 0 | 0 | 0 | 0 | 0 | 0 | 0 | 0 | 0 | 0 | 0 | 0 | 0 | 0 | 0 | 0 | 0 | 0 | 0 | 0 | 0 | Commercial criteria alignment analysis for the 2036 portfolio. Tab shows mapped generic resources by substation compared to commercial interest resources by the three confidence categories (Executed IA, Phase II complete, or all projects, which includes Cluster 15 application projects). Columns FQ through FY show the mapped resources alignment with the commercial interest criteria by resource type. Tab also shows comparison to projects identified as Available for Near-term Interconnection. | PG&E FRESNO | SDGE | PG&E GBA | Bannister | Ganso | Monroe | Sloan Canyon | 230 | 115 | 230 | 230 | 0 | 100 | 20 | 0 | 0 | 0 | 0 | #VALUE! | #VALUE! | #VALUE! | #VALUE! | #VALUE! | #VALUE! | #VALUE! | -2 | -2 | -2 | -2 | 0 | -2 | -2 | 0 | 0 | 0 | Commercial criteria alignment analysis for the 2036 portfolio. Tab shows mapped generic resources by substation compared to commercial interest resources by the three confidence categories (Executed IA, Phase II complete, or all projects, which includes Cluster 15 application projects). Columns FQ through FY show the mapped resources alignment with the commercial interest criteria by resource type. Tab also shows comparison to projects identified as Available for Near-term Interconnection. | [19 empty] | 0 | 0 | 0 | 0 | 0 | 0 | 0 | 0 | 0 | 0 | 0 | 0 | 0 | 0 | 0 | 0 | 0 | Commercial criteria alignment analysis for the 2036 portfolio. Tab shows mapped generic resources by substation compared to commercial interest resources by the three confidence categories (Executed IA, Phase II complete, or all projects, which includes Cluster 15 application projects). Columns FQ through FY show the mapped resources alignment with the commercial interest criteria by resource type. Tab also shows comparison to projects identified as Available for Near-term Interconnection. | PG&E FRESNO | SDGE | PG&E GBA | Bannister | Ganso | Monroe | Sloan Canyon | 230 | 115 | 230 | 230 | 0 | 100 | 20 | 0 | 0 | 0 | 0 | 0 | #VALUE! | #VALUE! | #VALUE! | #VALUE! | #VALUE! | #VALUE! | -2 | -2 | -2 | -2 | 0 | -2 | -2 | 0 | 0 | 0 | 0 | Commercial criteria alignment analysis for the 2036 portfolio. Tab shows mapped generic resources by substation compared to commercial interest resources by the three confidence categories (Executed IA, Phase II complete, or all projects, which includes Cluster 15 application projects). Columns FQ through FY show the mapped resources alignment with the commercial interest criteria by resource type. Tab also shows comparison to projects identified as Available for Near-term Interconnection.
PG&E FRESNO | Borden | 70 | 0 | 0 | 0 | 0 | 0 | 0 | 0 | 0 | 0 | 0 | 0 | 0 | 0 | 0 | 0 | 0 | 0 | 0 | 0 | 0 |  | 0 | 0 | 0 | 0 | 0 | 0 | 0 | 0 | 0 | 0 | 0 | 0 | 0 | 0 | 0 | 0 | 0 | 0 | 0 | 0 | 0 | 0 | 0 | 0 | 0 | 0 | 0 | 0 | 0 | 0 | 0 | 0 | 0 | 0 | 0 | 0 |  | 0 | 0 | 0 | 0 | 0 | 0 | 0 | 0 | 0 | 0 | 0 | 0 | 0 | 0 | 0 | 0 | 0 | 0 | 0 | 0 | 0 | 0 | 0 | 0 | 0 | 0 | 0 | 0 | 0 | 0 | 0 | 0 | 0 | 0 | 0 | 0 |  | 0 | 0 | 0 | 0 | 0 | 0 | 0 | 0 | 0 | 0 | 0 | 0 | 0 | 0 | 0 | 0 | 0 | 0 | 0 | 0 | 0 | 0 | 0 | 0 | 0 | 0 | 0 | 0 | 0 | 0 | 0 | 0 | 0 | 0 | 0 | 0 |  | 0 | 0 | 0 | 0 | 0 | 0 | 0 | 0 | 0 | 0 | 0 | 0 | 0 | 0 | 0 | 0 | 0 | 0 | 0 | 0 | 0 | 0 | 0 | 0 | 0 | 0 | 0 | 0 | 0 | 0 | 0 | 0 | 0 | 0 | 0 | 0 |  | 1 | 1 | 1 | 1 | 1 | 1 | 1 | 1 | 1 | 0
Commercial criteria alignment analysis for the 2036 portfolio. Tab shows mapped generic resources by substation compared to commercial interest resources by the three confidence categories (Executed IA, Phase II complete, or all projects, which includes Cluster 15 application projects). Columns FQ through FY show the mapped resources alignment with the commercial interest criteria by resource type. Tab also shows comparison to projects identified as Available for Near-term Interconnection. | PG&E FRESNO | SDGE | PG&E GBA | Bannister | Ganso | Monroe | Sloan Canyon | 230 | 115 | 230 | 230 | 0 | 100 | 20 | 0 | 0 | 0 | 0 | 0 | 0 | 0 | 0 | 0 | 0 | 0 | 0 | 0 | 0 | 0 | 0 | 0 | 0 | 0 | 0 | 0 | 0 | 0 | 0 | 0 | 0 | 0 | #VALUE! | #VALUE! | #VALUE! | #VALUE! | #VALUE! | #VALUE! | 2 | 2 | 2 | 2 | 2 | 0 | 0 | 0 | 0 | 0 | 0 | 1 | Commercial criteria alignment analysis for the 2036 portfolio. Tab shows mapped generic resources by substation compared to commercial interest resources by the three confidence categories (Executed IA, Phase II complete, or all projects, which includes Cluster 15 application projects). Columns FQ through FY show the mapped resources alignment with the commercial interest criteria by resource type. Tab also shows comparison to projects identified as Available for Near-term Interconnection. | [18 empty] | #VALUE! | #VALUE! | #VALUE! | #VALUE! | #VALUE! | #VALUE! | 2 | 2 | 2 | 2 | 2 | 0 | 0 | 0 | 0 | 0 | 0 | Commercial criteria alignment analysis for the 2036 portfolio. Tab shows mapped generic resources by substation compared to commercial interest resources by the three confidence categories (Executed IA, Phase II complete, or all projects, which includes Cluster 15 application projects). Columns FQ through FY show the mapped resources alignment with the commercial interest criteria by resource type. Tab also shows comparison to projects identified as Available for Near-term Interconnection. | PG&E FRESNO | SDGE | PG&E GBA | Bannister | Ganso | Monroe | Sloan Canyon | 230 | 115 | 230 | 230 | 0 | 100 | 20 | 0 | 0 | 0 | 0 | 0 | #VALUE! | #VALUE! | #VALUE! | #VALUE! | #VALUE! | #VALUE! | 0 | 2 | 0 | -2 | 2 | -2 | -2 | 0 | 0 | 0 | 0 | Commercial criteria alignment analysis for the 2036 portfolio. Tab shows mapped generic resources by substation compared to commercial interest resources by the three confidence categories (Executed IA, Phase II complete, or all projects, which includes Cluster 15 application projects). Columns FQ through FY show the mapped resources alignment with the commercial interest criteria by resource type. Tab also shows comparison to projects identified as Available for Near-term Interconnection. | [19 empty] | #VALUE! | #VALUE! | #VALUE! | #VALUE! | #VALUE! | #VALUE! | 2 | 2 | 2 | 2 | 2 | 0 | 0 | 0 | 0 | 0 | 0 | Commercial criteria alignment analysis for the 2036 portfolio. Tab shows mapped generic resources by substation compared to commercial interest resources by the three confidence categories (Executed IA, Phase II complete, or all projects, which includes Cluster 15 application projects). Columns FQ through FY show the mapped resources alignment with the commercial interest criteria by resource type. Tab also shows comparison to projects identified as Available for Near-term Interconnection. | PG&E FRESNO | SDGE | PG&E GBA | Bannister | Ganso | Monroe | Sloan Canyon | 230 | 115 | 230 | 230
| SCE Metro | PG&E NGBA | PG&E GBA | Barre | Gates | Monserate | Sloan Canyon | 230 | 230 | 500 | 230 | 0 | 0 | 0 | 0 | 0 | 0 | 0 | 0 | 0 | 0 | 0 | 0 | 0 | 0 | 0 | 0 | 0 | 0 | 0 | 0 | 0 | 0 | 0 | 0 | 0 | 0 | 0 | 0 | 0 | 0 | #VALUE! | #VALUE! | #VALUE! | #VALUE! | #VALUE! | #VALUE! | 2 | 2 | 2 | 0 | 0 | 0 | 0 | 0 | 0 | 0 | 0 | 1 | [19 empty] | #VALUE! | #VALUE! | #VALUE! | #VALUE! | #VALUE! | #VALUE! | 2 | 2 | 2 | 0 | 0 | 0 | 0 | 0 | 0 | 0 | 0 |  | SCE Metro | PG&E NGBA | PG&E GBA | Barre | Gates | Monserate | Sloan Canyon | 230 | 230 | 500 | 230 | 0 | 0 | 0 | 0 | 0 | 0 | 0 | 0 | #VALUE! | #VALUE! | #VALUE! | #VALUE! | #VALUE! | #VALUE! | 0 | 2 | -2 | -2 | 0 | 0 | 0 | 0 | 0 | 0 | 0 | [20 empty] | #VALUE! | #VALUE! | #VALUE! | #VALUE! | #VALUE! | #VALUE! | 2 | 2 | 2 | 0 | 0 | 0 | 0 | 0 | 0 | 0 | 0 |  | SCE Metro | PG&E NGBA | PG&E GBA | Barre | Gates | Monserate | Sloan Canyon | 230 | 230 | 500 | 230
PG&E GBA | Brentwood | 230 | 0 | 0 | 0 | 0 | 0 | 0 | 0 | 0 | 0 | 0 | 0 | 0 | 0 | 89.5 | 89.5 | 0 | 0 | 0 | 0 | 1 |  | 0 | 0 | 0 | 0 | 0 | 0 | 0 | 0 | 0 | 0 | 0 | 0 | 0 | 0 | 0 | 0 | 0 | 0 | 0 | 0 | 0 | 0 | 0 | 0 | 0 | 0 | 0 | 0 | 0 | 0 | 2 | 0 | 0 | 0 | 0 | 1 |  | 0 | 0 | 0 | 0 | 0 | 0 | 0 | 0 | 0 | 0 | 0 | 0 | 0 | 0 | 0 | 0 | 0 | 0 | 0 | 0 | 0 | 0 | 0 | 0 | 0 | 0 | 0 | 0 | 0 | 0 | 2 | 0 | 0 | 0 | 0 | 1 |  | 0 | 0 | 0 | 0 | 0 | 0 | 0 | 0 | 0 | 0 | 0 | 0 | 0 | 0 | 0 | 5.5 | 0 | 1 | 0 | 0 | 0 | 0 | 0 | 0 | 0 | 0 | 0 | 0 | 0 | 0 | 2 | 0 | 0 | -2 | 0 | 1 |  | 0 | 0 | 0 | 0 | 0 | 0 | 0 | 0 | 0 | 0 | 0 | 0 | 0 | 0 | 0 | 0 | 0 | 0 | 0 | 0 | 0 | 0 | 0 | 0 | 0 | 0 | 0 | 0 | 0 | 0 | 2 | 0 | 0 | 0 | 0 | 1 |  | 1 | 1 | 1 | 1 | 1 | 1 | 5- | 1 | 4+ | 1
PG&E NGBA | Bridgeville | 115 | 185.7 | 0 | 0 | 0 | 0 | 0 | 0 | 0 | 0 | 0 | 0 | 0 | 0 | 0 | 0 | 0 | 0 | 0 | 0 | 1 |  | 0 | 0 | 0 | 0 | 0 | 0 | 0 | 0 | 0 | 0 | 0 | 0 | 0 | 0 | 0 | 0 | 0 | 0 | 2 | 2 | 0 | 0 | 0 | 0 | 0 | 0 | 0 | 0 | 0 | 0 | 0 | 0 | 0 | 0 | 0 | 1 |  | 0 | 0 | 0 | 0 | 0 | 0 | 0 | 0 | 0 | 0 | 0 | 0 | 0 | 0 | 0 | 0 | 0 | 0 | 2 | 2 | 0 | 0 | 0 | 0 | 0 | 0 | 0 | 0 | 0 | 0 | 0 | 0 | 0 | 0 | 0 | 1 |  | 0 | 0 | 0 | 0 | 0 | 0 | 0 | 0 | 0 | 0 | 0 | 0 | 0 | 0 | 0 | 0 | 0 | 0 | 2 | 2 | 0 | 0 | 0 | 0 | 0 | 0 | 0 | 0 | 0 | 0 | 0 | 0 | 0 | 0 | 0 | 1 |  | 0 | 0 | 0 | 0 | 0 | 0 | 0 | 0 | 0 | 0 | 0 | 0 | 0 | 0 | 0 | 0 | 0 | 0 | 2 | 2 | 0 | 0 | 0 | 0 | 0 | 0 | 0 | 0 | 0 | 0 | 0 | 0 | 0 | 0 | 0 | 1 |  | 5- | 1 | 1 | 1 | 1 | 1 | 1 | 1 | 1 | 1
PG&E NGBA | Brighton | 115 | 0 | 0 | 0 | 0 | 0 | 0 | 0 | 0 | 0 | 0 | 0 | 0 | 0 | 0 | 0 | 0 | 0 | 0 | 0 | 0 |  | 0 | 0 | 0 | 0 | 0 | 0 | 0 | 0 | 0 | 0 | 0 | 0 | 0 | 0 | 0 | 0 | 0 | 0 | 0 | 0 | 0 | 0 | 0 | 0 | 0 | 0 | 0 | 0 | 0 | 0 | 0 | 0 | 0 | 0 | 0 | 0 |  | 0 | 0 | 0 | 0 | 0 | 0 | 0 | 0 | 0 | 0 | 0 | 0 | 0 | 0 | 0 | 0 | 0 | 0 | 0 | 0 | 0 | 0 | 0 | 0 | 0 | 0 | 0 | 0 | 0 | 0 | 0 | 0 | 0 | 0 | 0 | 0 |  | 0 | 0 | 0 | 0 | 0 | 0 | 0 | 0 | 0 | 0 | 0 | 0 | 0 | 0 | 0 | 0 | 0 | 0 | 0 | 0 | 0 | 0 | 0 | 0 | 0 | 0 | 0 | 0 | 0 | 0 | 0 | 0 | 0 | 0 | 0 | 0 |  | 0 | 0 | 0 | 0 | 0 | 0 | 0 | 0 | 0 | 0 | 0 | 0 | 0 | 0 | 0 | 0 | 0 | 0 | 0 | 0 | 0 | 0 | 0 | 0 | 0 | 0 | 0 | 0 | 0 | 0 | 0 | 0 | 0 | 0 | 0 | 0 |  | 1 | 1 | 1 | 1 | 1 | 1 | 1 | 1 | 1 | 0
PG&E NGBA | Brighton | 230 | 0 | 0 | 0 | 0 | 0 | 0 | 0 | 0 | 0 | 0 | 0 | 0 | 0 | 0 | 0 | 0 | 0 | 0 | 0 | 0 |  | 0 | 0 | 0 | 0 | 0 | 0 | 0 | 0 | 0 | 0 | 0 | 0 | 0 | 0 | 0 | 0 | 0 | 0 | 0 | 0 | 0 | 0 | 0 | 0 | 0 | 0 | 0 | 0 | 0 | 0 | 0 | 0 | 0 | 0 | 0 | 0 |  | 0 | 0 | 0 | 0 | 0 | 0 | 0 | 0 | 0 | 0 | 0 | 0 | 0 | 0 | 0 | 0 | 0 | 0 | 0 | 0 | 0 | 0 | 0 | 0 | 0 | 0 | 0 | 0 | 0 | 0 | 0 | 0 | 0 | 0 | 0 | 0 |  | 0 | 0 | 0 | 0 | 0 | 0 | 0 | 0 | 0 | 0 | 0 | 0 | 0 | 0 | 0 | 0 | 0 | 0 | 0 | 0 | 0 | 0 | 0 | 0 | 0 | 0 | 0 | 0 | 0 | 0 | 0 | 0 | 0 | 0 | 0 | 0 |  | 0 | 0 | 0 | 0 | 0 | 0 | 0 | 0 | 0 | 0 | 0 | 0 | 0 | 0 | 0 | 0 | 0 | 0 | 0 | 0 | 0 | 0 | 0 | 0 | 0 | 0 | 0 | 0 | 0 | 0 | 0 | 0 | 0 | 0 | 0 | 0 |  | 1 | 1 | 1 | 1 | 1 | 1 | 1 | 1 | 1 | 0
PG&E NGBA | Brunswick | 115 | 0 | 0 | 0 | 0 | 0 | 0 | 0 | 0 | 0 | 0 | 0 | 0 | 0 | 0 | 0 | 0 | 0 | 0 | 0 | 0 |  | 0 | 0 | 0 | 0 | 0 | 0 | 0 | 0 | 0 | 0 | 0 | 0 | 0 | 0 | 0 | 0 | 0 | 0 | 0 | 0 | 0 | 0 | 0 | 0 | 0 | 0 | 0 | 0 | 0 | 0 | 0 | 0 | 0 | 0 | 0 | 0 |  | 0 | 0 | 0 | 0 | 0 | 0 | 0 | 0 | 0 | 0 | 0 | 0 | 0 | 0 | 0 | 0 | 0 | 0 | 0 | 0 | 0 | 0 | 0 | 0 | 0 | 0 | 0 | 0 | 0 | 0 | 0 | 0 | 0 | 0 | 0 | 0 |  | 0 | 0 | 0 | 0 | 0 | 0 | 0 | 0 | 0 | 0 | 0 | 0 | 0 | 0 | 0 | 3.0628 | 0 | 1 | 0 | 0 | 0 | 0 | 0 | 0 | 0 | 0 | 0 | 0 | 0 | 0 | 0 | 0 | 0 | -2 | 0 | 1 |  | 0 | 0 | 0 | 0 | 0 | 0 | 0 | 0 | 0 | 0 | 0 | 0 | 0 | 0 | 0 | 0 | 0 | 0 | 0 | 0 | 0 | 0 | 0 | 0 | 0 | 0 | 0 | 0 | 0 | 0 | 0 | 0 | 0 | 0 | 0 | 0 |  | 1 | 1 | 1 | 1 | 1 | 1 | 1 | 1 | 4+ | 1
PG&E NGBA | Bucks Creek | 230 | 0 | 0 | 0 | 0 | 0 | 0 | 0 | 0 | 0 | 0 | 0 | 0 | 0 | 0 | 0 | 0 | 0 | 0 | 0 | 0 |  | 0 | 0 | 0 | 0 | 0 | 0 | 0 | 0 | 0 | 0 | 0 | 0 | 0 | 0 | 0 | 0 | 0 | 0 | 0 | 0 | 0 | 0 | 0 | 0 | 0 | 0 | 0 | 0 | 0 | 0 | 0 | 0 | 0 | 0 | 0 | 0 |  | 0 | 0 | 0 | 0 | 0 | 0 | 0 | 0 | 0 | 0 | 0 | 0 | 0 | 0 | 0 | 0 | 0 | 0 | 0 | 0 | 0 | 0 | 0 | 0 | 0 | 0 | 0 | 0 | 0 | 0 | 0 | 0 | 0 | 0 | 0 | 0 |  | 0 | 0 | 0 | 0 | 0 | 0 | 0 | 0 | 0 | 0 | 0 | 0 | 0 | 0 | 0 | 0 | 0 | 0 | 0 | 0 | 0 | 0 | 0 | 0 | 0 | 0 | 0 | 0 | 0 | 0 | 0 | 0 | 0 | 0 | 0 | 0 |  | 0 | 0 | 0 | 0 | 0 | 0 | 0 | 0 | 0 | 0 | 0 | 0 | 0 | 0 | 0 | 0 | 0 | 0 | 0 | 0 | 0 | 0 | 0 | 0 | 0 | 0 | 0 | 0 | 0 | 0 | 0 | 0 | 0 | 0 | 0 | 0 |  | 1 | 1 | 1 | 1 | 1 | 1 | 1 | 1 | 1 | 0
PG&E KERN | Buena Vista | 230 | 0 | 0 | 0 | 0 | 0 | 0 | 0 | 0 | 0 | 0 | 0 | 0 | 0 | 0 | 0 | 0 | 0 | 0 | 0 | 0 |  | 0 | 0 | 0 | 0 | 0 | 0 | 0 | 0 | 0 | 0 | 0 | 0 | 0 | 0 | 0 | 0 | 0 | 0 | 0 | 0 | 0 | 0 | 0 | 0 | 0 | 0 | 0 | 0 | 0 | 0 | 0 | 0 | 0 | 0 | 0 | 0 |  | 0 | 0 | 0 | 0 | 0 | 0 | 0 | 0 | 0 | 0 | 0 | 0 | 0 | 0 | 0 | 0 | 0 | 0 | 0 | 0 | 0 | 0 | 0 | 0 | 0 | 0 | 0 | 0 | 0 | 0 | 0 | 0 | 0 | 0 | 0 | 0 |  | 0 | 0 | 0 | 0 | 0 | 0 | 0 | 0 | 0 | 0 | 0 | 0 | 0 | 0 | 0 | 0 | 0 | 0 | 0 | 0 | 0 | 0 | 0 | 0 | 0 | 0 | 0 | 0 | 0 | 0 | 0 | 0 | 0 | 0 | 0 | 0 |  | 0 | 0 | 0 | 0 | 0 | 0 | 0 | 0 | 0 | 0 | 0 | 0 | 0 | 0 | 0 | 0 | 0 | 0 | 0 | 0 | 0 | 0 | 0 | 0 | 0 | 0 | 0 | 0 | 0 | 0 | 0 | 0 | 0 | 0 | 0 | 0 |  | 1 | 1 | 1 | 1 | 1 | 1 | 1 | 1 | 1 | 0
PG&E FRESNO | Bullard | 115 | 0 | 0 | 0 | 0 | 0 | 0 | 0 | 0 | 0 | 0 | 0 | 0 | 0 | 0 | 0 | 0 | 0 | 0 | 0 | 0 |  | 0 | 0 | 0 | 0 | 0 | 0 | 0 | 0 | 0 | 0 | 0 | 0 | 0 | 0 | 0 | 0 | 0 | 0 | 0 | 0 | 0 | 0 | 0 | 0 | 0 | 0 | 0 | 0 | 0 | 0 | 0 | 0 | 0 | 0 | 0 | 0 |  | 0 | 0 | 0 | 0 | 0 | 0 | 0 | 0 | 0 | 0 | 0 | 0 | 0 | 0 | 0 | 0 | 0 | 0 | 0 | 0 | 0 | 0 | 0 | 0 | 0 | 0 | 0 | 0 | 0 | 0 | 0 | 0 | 0 | 0 | 0 | 0 |  | 0 | 0 | 0 | 0 | 0 | 0 | 0 | 0 | 0 | 0 | 0 | 0 | 0 | 0 | 0 | 11.7 | 0 | 1 | 0 | 0 | 0 | 0 | 0 | 0 | 0 | 0 | 0 | 0 | 0 | 0 | 0 | 0 | 0 | -2 | 0 | 1 |  | 0 | 0 | 0 | 0 | 0 | 0 | 0 | 0 | 0 | 0 | 0 | 0 | 0 | 0 | 0 | 0 | 0 | 0 | 0 | 0 | 0 | 0 | 0 | 0 | 0 | 0 | 0 | 0 | 0 | 0 | 0 | 0 | 0 | 0 | 0 | 0 |  | 1 | 1 | 1 | 1 | 1 | 1 | 1 | 1 | 4+ | 1
PG&E GBA | Burlingame | 115 | 0 | 0 | 0 | 0 | 0 | 0 | 0 | 0 | 0 | 0 | 0 | 0 | 0 | 0 | 0 | 0 | 0 | 0 | 0 | 0 |  | 0 | 0 | 0 | 0 | 0 | 0 | 0 | 0 | 0 | 0 | 0 | 0 | 0 | 0 | 0 | 0 | 0 | 0 | 0 | 0 | 0 | 0 | 0 | 0 | 0 | 0 | 0 | 0 | 0 | 0 | 0 | 0 | 0 | 0 | 0 | 0 |  | 0 | 0 | 0 | 0 | 0 | 0 | 0 | 0 | 0 | 0 | 0 | 0 | 0 | 0 | 0 | 0 | 0 | 0 | 0 | 0 | 0 | 0 | 0 | 0 | 0 | 0 | 0 | 0 | 0 | 0 | 0 | 0 | 0 | 0 | 0 | 0 |  | 0 | 0 | 0 | 0 | 0 | 0 | 0 | 0 | 0 | 0 | 0 | 0 | 0 | 0 | 0 | 0 | 0 | 0 | 0 | 0 | 0 | 0 | 0 | 0 | 0 | 0 | 0 | 0 | 0 | 0 | 0 | 0 | 0 | 0 | 0 | 0 |  | 0 | 0 | 0 | 0 | 0 | 0 | 0 | 0 | 0 | 0 | 0 | 0 | 0 | 0 | 0 | 0 | 0 | 0 | 0 | 0 | 0 | 0 | 0 | 0 | 0 | 0 | 0 | 0 | 0 | 0 | 0 | 0 | 0 | 0 | 0 | 0 |  | 1 | 1 | 1 | 1 | 1 | 1 | 1 | 1 | 1 | 0
PG&E NGBA | Burney Forest | 230 | 0 | 0 | 0 | 0 | 0 | 0 | 0 | 0 | 0 | 0 | 0 | 0 | 0 | 0 | 0 | 0 | 0 | 0 | 0 | 0 |  | 0 | 0 | 0 | 0 | 0 | 0 | 0 | 0 | 0 | 0 | 0 | 0 | 0 | 0 | 0 | 0 | 0 | 0 | 0 | 0 | 0 | 0 | 0 | 0 | 0 | 0 | 0 | 0 | 0 | 0 | 0 | 0 | 0 | 0 | 0 | 0 |  | 0 | 0 | 0 | 0 | 0 | 0 | 0 | 0 | 0 | 0 | 0 | 0 | 0 | 0 | 0 | 0 | 0 | 0 | 0 | 0 | 0 | 0 | 0 | 0 | 0 | 0 | 0 | 0 | 0 | 0 | 0 | 0 | 0 | 0 | 0 | 0 |  | 0 | 0 | 0 | 0 | 0 | 0 | 0 | 0 | 0 | 0 | 0 | 0 | 0 | 0 | 0 | 0 | 0 | 0 | 0 | 0 | 0 | 0 | 0 | 0 | 0 | 0 | 0 | 0 | 0 | 0 | 0 | 0 | 0 | 0 | 0 | 0 |  | 0 | 0 | 0 | 0 | 0 | 0 | 0 | 0 | 0 | 0 | 0 | 0 | 0 | 0 | 0 | 0 | 0 | 0 | 0 | 0 | 0 | 0 | 0 | 0 | 0 | 0 | 0 | 0 | 0 | 0 | 0 | 0 | 0 | 0 | 0 | 0 |  | 1 | 1 | 1 | 1 | 1 | 1 | 1 | 1 | 1 | 0
PG&E NGBA | Butte | 115 | 0 | 0 | 0 | 0 | 0 | 0 | 0 | 0 | 0 | 0 | 0 | 0 | 0 | 0 | 0 | 0 | 0 | 0 | 0 | 0 |  | 0 | 0 | 0 | 0 | 0 | 0 | 0 | 0 | 0 | 0 | 0 | 0 | 0 | 0 | 0 | 0 | 0 | 0 | 0 | 0 | 0 | 0 | 0 | 0 | 0 | 0 | 0 | 0 | 0 | 0 | 0 | 0 | 0 | 0 | 0 | 0 |  | 0 | 0 | 0 | 0 | 0 | 0 | 0 | 0 | 0 | 0 | 0 | 0 | 0 | 0 | 0 | 0 | 0 | 0 | 0 | 0 | 0 | 0 | 0 | 0 | 0 | 0 | 0 | 0 | 0 | 0 | 0 | 0 | 0 | 0 | 0 | 0 |  | 0 | 0 | 0 | 0 | 0 | 0 | 0 | 0 | 0 | 0 | 0 | 0 | 0 | 0 | 0 | 0.672 | 0 | 1 | 0 | 0 | 0 | 0 | 0 | 0 | 0 | 0 | 0 | 0 | 0 | 0 | 0 | 0 | 0 | -2 | 0 | 1 |  | 0 | 0 | 0 | 0 | 0 | 0 | 0 | 0 | 0 | 0 | 0 | 0 | 0 | 0 | 0 | 0 | 0 | 0 | 0 | 0 | 0 | 0 | 0 | 0 | 0 | 0 | 0 | 0 | 0 | 0 | 0 | 0 | 0 | 0 | 0 | 0 |  | 1 | 1 | 1 | 1 | 1 | 1 | 1 | 1 | 4+ | 1
PG&E KERN | Cabrillo | 115 | 0 | 0 | 0 | 0 | 0 | 0 | 0 | 0 | 0 | 0 | 0 | 0 | 0 | 0 | 0 | 0 | 0 | 0 | 0 | 0 |  | 0 | 0 | 0 | 0 | 0 | 0 | 0 | 0 | 0 | 0 | 0 | 0 | 0 | 0 | 0 | 0 | 0 | 0 | 0 | 0 | 0 | 0 | 0 | 0 | 0 | 0 | 0 | 0 | 0 | 0 | 0 | 0 | 0 | 0 | 0 | 0 |  | 0 | 0 | 0 | 0 | 0 | 0 | 0 | 0 | 0 | 0 | 0 | 0 | 0 | 0 | 0 | 0 | 0 | 0 | 0 | 0 | 0 | 0 | 0 | 0 | 0 | 0 | 0 | 0 | 0 | 0 | 0 | 0 | 0 | 0 | 0 | 0 |  | 0 | 0 | 0 | 0 | 0 | 0 | 0 | 0 | 0 | 0 | 0 | 0 | 0 | 0 | 0 | 0 | 0 | 0 | 0 | 0 | 0 | 0 | 0 | 0 | 0 | 0 | 0 | 0 | 0 | 0 | 0 | 0 | 0 | 0 | 0 | 0 |  | 0 | 0 | 0 | 0 | 0 | 0 | 0 | 0 | 0 | 0 | 0 | 0 | 0 | 0 | 0 | 0 | 0 | 0 | 0 | 0 | 0 | 0 | 0 | 0 | 0 | 0 | 0 | 0 | 0 | 0 | 0 | 0 | 0 | 0 | 0 | 0 |  | 1 | 1 | 1 | 1 | 1 | 1 | 1 | 1 | 1 | 0
PG&E FRESNO | Cal Flats | 230 | 0 | 0 | 0 | 0 | 0 | 0 | 0 | 0 | 0 | 0 | 0 | 0 | 0 | 0 | 0 | 0 | 0 | 0 | 0 | 0 |  | 0 | 0 | 0 | 0 | 0 | 0 | 0 | 0 | 0 | 0 | 0 | 0 | 0 | 0 | 0 | 0 | 0 | 0 | 0 | 0 | 0 | 0 | 0 | 0 | 0 | 0 | 0 | 0 | 0 | 0 | 0 | 0 | 0 | 0 | 0 | 0 |  | 0 | 0 | 0 | 0 | 0 | 0 | 0 | 0 | 0 | 0 | 0 | 0 | 0 | 0 | 0 | 0 | 0 | 0 | 0 | 0 | 0 | 0 | 0 | 0 | 0 | 0 | 0 | 0 | 0 | 0 | 0 | 0 | 0 | 0 | 0 | 0 |  | 0 | 0 | 0 | 0 | 0 | 0 | 0 | 0 | 0 | 0 | 0 | 0 | 0 | 0 | 0 | 0 | 0 | 0 | 0 | 0 | 0 | 0 | 0 | 0 | 0 | 0 | 0 | 0 | 0 | 0 | 0 | 0 | 0 | 0 | 0 | 0 |  | 0 | 0 | 0 | 0 | 0 | 0 | 0 | 0 | 0 | 0 | 0 | 0 | 0 | 0 | 0 | 0 | 0 | 0 | 0 | 0 | 0 | 0 | 0 | 0 | 0 | 0 | 0 | 0 | 0 | 0 | 0 | 0 | 0 | 0 | 0 | 0 |  | 1 | 1 | 1 | 1 | 1 | 1 | 1 | 1 | 1 | 0
Commercial criteria alignment analysis for the 2036 portfolio. Tab shows mapped generic resources by substation compared to commercial interest resources by the three confidence categories (Executed IA, Phase II complete, or all projects, which includes Cluster 15 application projects). Columns FQ through FY show the mapped resources alignment with the commercial interest criteria by resource type. Tab also shows comparison to projects identified as Available for Near-term Interconnection. | [23 empty] | 0 | 0 | 0 | 0 | 0 | 0 | 0 | 0 | 0 | 0 | 0 | 0 | 0 | 0 | 0 | 0 | 0 | 0 | 0 | 0 | 0 | 0 | 0 | 0 | 0 | 0 | 0 | 0 | 0 | 0 | 0 | 0 | 0 | 0 | 0 | 0 | Commercial criteria alignment analysis for the 2036 portfolio. Tab shows mapped generic resources by substation compared to commercial interest resources by the three confidence categories (Executed IA, Phase II complete, or all projects, which includes Cluster 15 application projects). Columns FQ through FY show the mapped resources alignment with the commercial interest criteria by resource type. Tab also shows comparison to projects identified as Available for Near-term Interconnection. | PG&E FRESNO | SDGE | PG&E GBA | Bannister | Ganso | Monroe | Sloan Canyon | 230 | 115 | 230 | 230 | 0 | 100 | 20 | 0 | 0 | 0 | 0 | #VALUE! | #VALUE! | #VALUE! | #VALUE! | #VALUE! | #VALUE! | #VALUE! | -2 | -2 | -2 | -2 | 0 | -2 | -2 | 0 | 0 | 0 | Commercial criteria alignment analysis for the 2036 portfolio. Tab shows mapped generic resources by substation compared to commercial interest resources by the three confidence categories (Executed IA, Phase II complete, or all projects, which includes Cluster 15 application projects). Columns FQ through FY show the mapped resources alignment with the commercial interest criteria by resource type. Tab also shows comparison to projects identified as Available for Near-term Interconnection. | [19 empty] | 0 | 0 | 0 | 0 | 0 | 0 | 0 | 0 | 0 | 0 | 0 | 0 | 0 | 0 | 0 | 0 | 0 | Commercial criteria alignment analysis for the 2036 portfolio. Tab shows mapped generic resources by substation compared to commercial interest resources by the three confidence categories (Executed IA, Phase II complete, or all projects, which includes Cluster 15 application projects). Columns FQ through FY show the mapped resources alignment with the commercial interest criteria by resource type. Tab also shows comparison to projects identified as Available for Near-term Interconnection. | PG&E FRESNO | SDGE | PG&E GBA | Bannister | Ganso | Monroe | Sloan Canyon | 230 | 115 | 230 | 230 | 0 | 100 | 20 | 0 | 0 | 0 | 0 | 0 | #VALUE! | #VALUE! | #VALUE! | #VALUE! | #VALUE! | #VALUE! | -2 | -2 | -2 | -2 | 0 | -2 | -2 | 0 | 0 | 0 | 0 | Commercial criteria alignment analysis for the 2036 portfolio. Tab shows mapped generic resources by substation compared to commercial interest resources by the three confidence categories (Executed IA, Phase II complete, or all projects, which includes Cluster 15 application projects). Columns FQ through FY show the mapped resources alignment with the commercial interest criteria by resource type. Tab also shows comparison to projects identified as Available for Near-term Interconnection.
[23 empty] | Available for Near-term Interconnection | 0 | 0 | 0 | 0 | 0 | 0 | 0 | 0 | 0 | 0 | 0 | 0 | 0 | 0 | 0 | 0 | 0 | 0 | 0 | 0 | 0 | 0 | 0 | 0 | 0 | 0 | 0 | 0 | 0 | 0 | 0 | 0 | 0 | 0 | 0 | 0 |  | SCE Metro | PG&E NGBA | PG&E GBA | Barre | Gates | Monserate | Sloan Canyon | 230 | 230 | 500 | 230 | 0 | 0 | 0 | 0 | 0 | 0 | 0 | #VALUE! | #VALUE! | #VALUE! | #VALUE! | #VALUE! | #VALUE! | #VALUE! | -2 | -2 | -2 | -2 | 0 | 0 | 0 | 0 | 0 | 0 | [20 empty] | 0 | 0 | 0 | 0 | 0 | 0 | 0 | 0 | 0 | 0 | 0 | 0 | 0 | 0 | 0 | 0 | 0 |  | SCE Metro | PG&E NGBA | PG&E GBA | Barre | Gates | Monserate | Sloan Canyon | 230 | 230 | 500 | 230 | 0 | 0 | 0 | 0 | 0 | 0 | 0 | 0 | #VALUE! | #VALUE! | #VALUE! | #VALUE! | #VALUE! | #VALUE! | -2 | -2 | -2 | -2 | 0 | 0 | 0 | 0 | 0 | 0 | 0
PG&E FRESNO | California Ave | 115 | 0 | 0 | 0 | 0 | 0 | 0 | 0 | 0 | 0 | 0 | 0 | 0 | 0 | 0 | 0 | 0 | 0 | 0 | 0 | 0 |  | 0 | 0 | 0 | 0 | 0 | 0 | 0 | 0 | 0 | 0 | 0 | 0 | 0 | 0 | 0 | 0 | 0 | 0 | 0 | 0 | 0 | 0 | 0 | 0 | 0 | 0 | 0 | 0 | 0 | 0 | 0 | 0 | 0 | 0 | 0 | 0 |  | 0 | 0 | 0 | 0 | 0 | 0 | 0 | 0 | 0 | 0 | 0 | 0 | 0 | 0 | 0 | 0 | 0 | 0 | 0 | 0 | 0 | 0 | 0 | 0 | 0 | 0 | 0 | 0 | 0 | 0 | 0 | 0 | 0 | 0 | 0 | 0 |  | 0 | 0 | 0 | 0 | 0 | 0 | 0 | 0 | 0 | 0 | 0 | 0 | 0 | 0 | 0 | 5.021 | 0 | 1 | 0 | 0 | 0 | 0 | 0 | 0 | 0 | 0 | 0 | 0 | 0 | 0 | 0 | 0 | 0 | -2 | 0 | 1 |  | 0 | 0 | 0 | 0 | 0 | 0 | 0 | 0 | 0 | 0 | 0 | 0 | 0 | 0 | 0 | 0 | 0 | 0 | 0 | 0 | 0 | 0 | 0 | 0 | 0 | 0 | 0 | 0 | 0 | 0 | 0 | 0 | 0 | 0 | 0 | 0 |  | 1 | 1 | 1 | 1 | 1 | 1 | 1 | 1 | 4+ | 1
PG&E KERN | Callender | 115 | 0 | 0 | 0 | 0 | 0 | 0 | 0 | 0 | 0 | 0 | 0 | 0 | 0 | 0 | 0 | 0 | 0 | 0 | 0 | 0 |  | 0 | 0 | 0 | 0 | 0 | 0 | 0 | 0 | 0 | 0 | 0 | 0 | 0 | 0 | 0 | 0 | 0 | 0 | 0 | 0 | 0 | 0 | 0 | 0 | 0 | 0 | 0 | 0 | 0 | 0 | 0 | 0 | 0 | 0 | 0 | 0 |  | 0 | 0 | 0 | 0 | 0 | 0 | 0 | 0 | 0 | 0 | 0 | 0 | 0 | 0 | 0 | 0 | 0 | 0 | 0 | 0 | 0 | 0 | 0 | 0 | 0 | 0 | 0 | 0 | 0 | 0 | 0 | 0 | 0 | 0 | 0 | 0 |  | 0 | 0 | 0 | 0 | 0 | 0 | 0 | 0 | 0 | 0 | 0 | 0 | 0 | 0 | 0 | 0 | 0 | 0 | 0 | 0 | 0 | 0 | 0 | 0 | 0 | 0 | 0 | 0 | 0 | 0 | 0 | 0 | 0 | 0 | 0 | 0 |  | 0 | 0 | 0 | 0 | 0 | 0 | 0 | 0 | 0 | 0 | 0 | 0 | 0 | 0 | 0 | 0 | 0 | 0 | 0 | 0 | 0 | 0 | 0 | 0 | 0 | 0 | 0 | 0 | 0 | 0 | 0 | 0 | 0 | 0 | 0 | 0 |  | 1 | 1 | 1 | 1 | 1 | 1 | 1 | 1 | 1 | 0
PG&E NGBA | Calpella | 115 | 0 | 0 | 0 | 0 | 0 | 0 | 0 | 0 | 0 | 0 | 0 | 0 | 0 | 0 | 0 | 0 | 0 | 0 | 0 | 0 |  | 0 | 0 | 0 | 0 | 0 | 0 | 0 | 0 | 0 | 0 | 0 | 0 | 0 | 0 | 0 | 0 | 0 | 0 | 0 | 0 | 0 | 0 | 0 | 0 | 0 | 0 | 0 | 0 | 0 | 0 | 0 | 0 | 0 | 0 | 0 | 0 |  | 0 | 0 | 0 | 0 | 0 | 0 | 0 | 0 | 0 | 0 | 0 | 0 | 0 | 0 | 0 | 0 | 0 | 0 | 0 | 0 | 0 | 0 | 0 | 0 | 0 | 0 | 0 | 0 | 0 | 0 | 0 | 0 | 0 | 0 | 0 | 0 |  | 0 | 0 | 0 | 0 | 0 | 0 | 0 | 0 | 0 | 0 | 0 | 0 | 0 | 0 | 0 | 5.05 | 0 | 1 | 0 | 0 | 0 | 0 | 0 | 0 | 0 | 0 | 0 | 0 | 0 | 0 | 0 | 0 | 0 | -2 | 0 | 1 |  | 0 | 0 | 0 | 0 | 0 | 0 | 0 | 0 | 0 | 0 | 0 | 0 | 0 | 0 | 0 | 0 | 0 | 0 | 0 | 0 | 0 | 0 | 0 | 0 | 0 | 0 | 0 | 0 | 0 | 0 | 0 | 0 | 0 | 0 | 0 | 0 |  | 1 | 1 | 1 | 1 | 1 | 1 | 1 | 1 | 4+ | 1
Commercial criteria alignment analysis for the 2036 portfolio. Tab shows mapped generic resources by substation compared to commercial interest resources by the three confidence categories (Executed IA, Phase II complete, or all projects, which includes Cluster 15 application projects). Columns FQ through FY show the mapped resources alignment with the commercial interest criteria by resource type. Tab also shows comparison to projects identified as Available for Near-term Interconnection. | PG&E FRESNO | SDGE | PG&E GBA | Bannister | Ganso | Monroe | Sloan Canyon | 230 | 115 | 230 | 230 | 0 | 100 | 20 | 0 | 0 | 0 | 0 | 0 | 0 | 0 | 0 | 0 | 0 | 0 | 0 | 0 | 0 | 0 | 0 | 0 | 0 | 0 | 0 | 0 | 0 | 0 | 0 | 0 | 0 | 0 | #VALUE! | #VALUE! | #VALUE! | #VALUE! | #VALUE! | #VALUE! | 2 | 2 | 2 | 2 | 2 | 0 | 0 | 0 | 0 | 0 | 0 | 1 | Commercial criteria alignment analysis for the 2036 portfolio. Tab shows mapped generic resources by substation compared to commercial interest resources by the three confidence categories (Executed IA, Phase II complete, or all projects, which includes Cluster 15 application projects). Columns FQ through FY show the mapped resources alignment with the commercial interest criteria by resource type. Tab also shows comparison to projects identified as Available for Near-term Interconnection. | [18 empty] | #VALUE! | #VALUE! | #VALUE! | #VALUE! | #VALUE! | #VALUE! | 2 | 2 | 2 | 2 | 2 | 0 | 0 | 0 | 0 | 0 | 0 | Commercial criteria alignment analysis for the 2036 portfolio. Tab shows mapped generic resources by substation compared to commercial interest resources by the three confidence categories (Executed IA, Phase II complete, or all projects, which includes Cluster 15 application projects). Columns FQ through FY show the mapped resources alignment with the commercial interest criteria by resource type. Tab also shows comparison to projects identified as Available for Near-term Interconnection. | PG&E FRESNO | SDGE | PG&E GBA | Bannister | Ganso | Monroe | Sloan Canyon | 230 | 115 | 230 | 230 | 0 | 100 | 20 | 0 | 0 | 0 | 0 | 0 | #VALUE! | #VALUE! | #VALUE! | #VALUE! | #VALUE! | #VALUE! | 0 | 2 | 0 | -2 | 2 | -2 | -2 | 0 | 0 | 0 | 0 | Commercial criteria alignment analysis for the 2036 portfolio. Tab shows mapped generic resources by substation compared to commercial interest resources by the three confidence categories (Executed IA, Phase II complete, or all projects, which includes Cluster 15 application projects). Columns FQ through FY show the mapped resources alignment with the commercial interest criteria by resource type. Tab also shows comparison to projects identified as Available for Near-term Interconnection. | [19 empty] | #VALUE! | #VALUE! | #VALUE! | #VALUE! | #VALUE! | #VALUE! | 2 | 2 | 2 | 2 | 2 | 0 | 0 | 0 | 0 | 0 | 0 | Commercial criteria alignment analysis for the 2036 portfolio. Tab shows mapped generic resources by substation compared to commercial interest resources by the three confidence categories (Executed IA, Phase II complete, or all projects, which includes Cluster 15 application projects). Columns FQ through FY show the mapped resources alignment with the commercial interest criteria by resource type. Tab also shows comparison to projects identified as Available for Near-term Interconnection. | PG&E FRESNO | SDGE | PG&E GBA | Bannister | Ganso | Monroe | Sloan Canyon | 230 | 115 | 230 | 230
SDGE | Cameron | 69 | 0 | 0 | 0 | 0 | 0 | 0 | 0 | 0 | 0 | 0 | 0 | 0 | 0 | 0 | 0 | 0 | 0 | 0 | 0 | 0 |  | 0 | 0 | 0 | 0 | 0 | 0 | 0 | 0 | 0 | 0 | 0 | 0 | 0 | 0 | 0 | 0 | 0 | 0 | 0 | 0 | 0 | 0 | 0 | 0 | 0 | 0 | 0 | 0 | 0 | 0 | 0 | 0 | 0 | 0 | 0 | 0 |  | 0 | 0 | 0 | 0 | 0 | 0 | 0 | 0 | 0 | 0 | 0 | 0 | 0 | 0 | 0 | 0 | 0 | 0 | 0 | 0 | 0 | 0 | 0 | 0 | 0 | 0 | 0 | 0 | 0 | 0 | 0 | 0 | 0 | 0 | 0 | 0 |  | 0 | 0 | 0 | 0 | 0 | 0 | 0 | 0 | 0 | 0 | 0 | 0 | 0 | 0 | 0 | 0 | 0 | 0 | 0 | 0 | 0 | 0 | 0 | 0 | 0 | 0 | 0 | 0 | 0 | 0 | 0 | 0 | 0 | 0 | 0 | 0 |  | 0 | 0 | 0 | 0 | 0 | 0 | 0 | 0 | 0 | 0 | 0 | 0 | 0 | 0 | 0 | 0 | 0 | 0 | 0 | 0 | 0 | 0 | 0 | 0 | 0 | 0 | 0 | 0 | 0 | 0 | 0 | 0 | 0 | 0 | 0 | 0 |  | 1 | 1 | 1 | 1 | 1 | 1 | 1 | 1 | 1 | 0
SDGE | Cannon | 69 | 0 | 0 | 0 | 0 | 0 | 0 | 0 | 0 | 0 | 0 | 0 | 0 | 0 | 0 | 0 | 0 | 0 | 0 | 0 | 0 |  | 0 | 0 | 0 | 0 | 0 | 0 | 0 | 0 | 0 | 0 | 0 | 0 | 0 | 0 | 0 | 0 | 0 | 0 | 0 | 0 | 0 | 0 | 0 | 0 | 0 | 0 | 0 | 0 | 0 | 0 | 0 | 0 | 0 | 0 | 0 | 0 |  | 0 | 0 | 0 | 0 | 0 | 0 | 0 | 0 | 0 | 0 | 0 | 0 | 0 | 0 | 0 | 0 | 0 | 0 | 0 | 0 | 0 | 0 | 0 | 0 | 0 | 0 | 0 | 0 | 0 | 0 | 0 | 0 | 0 | 0 | 0 | 0 |  | 0 | 0 | 0 | 0 | 0 | 0 | 0 | 0 | 0 | 0 | 0 | 0 | 0 | 0 | 0 | 0 | 0 | 0 | 0 | 0 | 0 | 0 | 0 | 0 | 0 | 0 | 0 | 0 | 0 | 0 | 0 | 0 | 0 | 0 | 0 | 0 |  | 0 | 0 | 0 | 0 | 0 | 0 | 0 | 0 | 0 | 0 | 0 | 0 | 0 | 0 | 0 | 0 | 0 | 0 | 0 | 0 | 0 | 0 | 0 | 0 | 0 | 0 | 0 | 0 | 0 | 0 | 0 | 0 | 0 | 0 | 0 | 0 |  | 1 | 1 | 1 | 1 | 1 | 1 | 1 | 1 | 1 | 0
PG&E FRESNO | Cantua | 115 | 0 | 0 | 0 | 0 | 0 | 0 | 0 | 0 | 0 | 0 | 0 | 0 | 0 | 0 | 0 | 0 | 0 | 0 | 0 | 0 |  | 0 | 0 | 0 | 0 | 0 | 0 | 0 | 0 | 0 | 0 | 0 | 0 | 0 | 0 | 0 | 0 | 0 | 0 | 0 | 0 | 0 | 0 | 0 | 0 | 0 | 0 | 0 | 0 | 0 | 0 | 0 | 0 | 0 | 0 | 0 | 0 |  | 0 | 0 | 0 | 0 | 0 | 0 | 0 | 0 | 0 | 0 | 0 | 0 | 0 | 0 | 0 | 0 | 0 | 0 | 0 | 0 | 0 | 0 | 0 | 0 | 0 | 0 | 0 | 0 | 0 | 0 | 0 | 0 | 0 | 0 | 0 | 0 |  | 0 | 0 | 0 | 0 | 0 | 0 | 0 | 0 | 0 | 0 | 0 | 0 | 0 | 0 | 0 | 3.025 | 0 | 1 | 0 | 0 | 0 | 0 | 0 | 0 | 0 | 0 | 0 | 0 | 0 | 0 | 0 | 0 | 0 | -2 | 0 | 1 |  | 0 | 0 | 0 | 0 | 0 | 0 | 0 | 0 | 0 | 0 | 0 | 0 | 0 | 0 | 0 | 0 | 0 | 0 | 0 | 0 | 0 | 0 | 0 | 0 | 0 | 0 | 0 | 0 | 0 | 0 | 0 | 0 | 0 | 0 | 0 | 0 |  | 1 | 1 | 1 | 1 | 1 | 1 | 1 | 1 | 4+ | 1
Commercial criteria alignment analysis for the 2036 portfolio. Tab shows mapped generic resources by substation compared to commercial interest resources by the three confidence categories (Executed IA, Phase II complete, or all projects, which includes Cluster 15 application projects). Columns FQ through FY show the mapped resources alignment with the commercial interest criteria by resource type. Tab also shows comparison to projects identified as Available for Near-term Interconnection. | [23 empty] | 0 | 0 | 0 | 0 | 0 | 0 | 0 | 0 | 0 | 0 | 0 | 0 | 0 | 0 | 0 | 0 | 0 | 0 | 0 | 0 | 0 | 0 | 0 | 0 | 0 | 0 | 0 | 0 | 0 | 0 | 0 | 0 | 0 | 0 | 0 | 0 | Commercial criteria alignment analysis for the 2036 portfolio. Tab shows mapped generic resources by substation compared to commercial interest resources by the three confidence categories (Executed IA, Phase II complete, or all projects, which includes Cluster 15 application projects). Columns FQ through FY show the mapped resources alignment with the commercial interest criteria by resource type. Tab also shows comparison to projects identified as Available for Near-term Interconnection. | PG&E FRESNO | SDGE | PG&E GBA | Bannister | Ganso | Monroe | Sloan Canyon | 230 | 115 | 230 | 230 | 0 | 100 | 20 | 0 | 0 | 0 | 0 | #VALUE! | #VALUE! | #VALUE! | #VALUE! | #VALUE! | #VALUE! | #VALUE! | -2 | -2 | -2 | -2 | 0 | -2 | -2 | 0 | 0 | 0 | Commercial criteria alignment analysis for the 2036 portfolio. Tab shows mapped generic resources by substation compared to commercial interest resources by the three confidence categories (Executed IA, Phase II complete, or all projects, which includes Cluster 15 application projects). Columns FQ through FY show the mapped resources alignment with the commercial interest criteria by resource type. Tab also shows comparison to projects identified as Available for Near-term Interconnection. | [19 empty] | 0 | 0 | 0 | 0 | 0 | 0 | 0 | 0 | 0 | 0 | 0 | 0 | 0 | 0 | 0 | 0 | 0 | Commercial criteria alignment analysis for the 2036 portfolio. Tab shows mapped generic resources by substation compared to commercial interest resources by the three confidence categories (Executed IA, Phase II complete, or all projects, which includes Cluster 15 application projects). Columns FQ through FY show the mapped resources alignment with the commercial interest criteria by resource type. Tab also shows comparison to projects identified as Available for Near-term Interconnection. | PG&E FRESNO | SDGE | PG&E GBA | Bannister | Ganso | Monroe | Sloan Canyon | 230 | 115 | 230 | 230 | 0 | 100 | 20 | 0 | 0 | 0 | 0 | 0 | #VALUE! | #VALUE! | #VALUE! | #VALUE! | #VALUE! | #VALUE! | -2 | -2 | -2 | -2 | 0 | -2 | -2 | 0 | 0 | 0 | 0 | Commercial criteria alignment analysis for the 2036 portfolio. Tab shows mapped generic resources by substation compared to commercial interest resources by the three confidence categories (Executed IA, Phase II complete, or all projects, which includes Cluster 15 application projects). Columns FQ through FY show the mapped resources alignment with the commercial interest criteria by resource type. Tab also shows comparison to projects identified as Available for Near-term Interconnection.
SDGE | Capistrano | 230 | 0 | 0 | 0 | 0 | 0 | 0 | 0 | 0 | 0 | 0 | 0 | 0 | 0 | 0 | 0 | 0 | 25 | 25 | 0 | 1 |  | 0 | 0 | 0 | 0 | 0 | 0 | 0 | 0 | 0 | 0 | 0 | 0 | 0 | 0 | 0 | 0 | 0 | 0 | 0 | 0 | 0 | 0 | 0 | 0 | 0 | 0 | 0 | 0 | 0 | 0 | 0 | 2 | 2 | 0 | 0 | 1 |  | 0 | 0 | 0 | 0 | 0 | 0 | 0 | 0 | 0 | 0 | 0 | 0 | 0 | 0 | 0 | 0 | 0 | 0 | 0 | 0 | 0 | 0 | 0 | 0 | 0 | 0 | 0 | 0 | 0 | 0 | 0 | 2 | 2 | 0 | 0 | 1 |  | 0 | 0 | 0 | 0 | 0 | 0 | 0 | 0 | 0 | 0 | 0 | 0 | 0 | 0 | 0 | 0 | 0 | 0 | 0 | 0 | 0 | 0 | 0 | 0 | 0 | 0 | 0 | 0 | 0 | 0 | 0 | 2 | 2 | 0 | 0 | 1 |  | 0 | 0 | 0 | 0 | 0 | 0 | 0 | 0 | 0 | 0 | 0 | 0 | 0 | 0 | 0 | 0 | 0 | 0 | 0 | 0 | 0 | 0 | 0 | 0 | 0 | 0 | 0 | 0 | 0 | 0 | 0 | 2 | 2 | 0 | 0 | 1 |  | 1 | 1 | 1 | 1 | 1 | 1 | 1 | 5- | 1 | 1
PG&E NGBA | Carberry | 230 | 0 | 0 | 0 | 0 | 0 | 0 | 0 | 0 | 0 | 0 | 0 | 0 | 0 | 0 | 0 | 0 | 0 | 0 | 0 | 0 |  | 0 | 0 | 0 | 0 | 0 | 0 | 0 | 0 | 0 | 0 | 0 | 0 | 0 | 0 | 0 | 0 | 0 | 0 | 0 | 0 | 0 | 0 | 0 | 0 | 0 | 0 | 0 | 0 | 0 | 0 | 0 | 0 | 0 | 0 | 0 | 0 |  | 0 | 0 | 0 | 0 | 0 | 0 | 0 | 0 | 0 | 0 | 0 | 0 | 0 | 0 | 0 | 0 | 0 | 0 | 0 | 0 | 0 | 0 | 0 | 0 | 0 | 0 | 0 | 0 | 0 | 0 | 0 | 0 | 0 | 0 | 0 | 0 |  | 0 | 0 | 0 | 0 | 0 | 0 | 0 | 0 | 0 | 0 | 0 | 0 | 0 | 0 | 0 | 0 | 0 | 0 | 0 | 0 | 0 | 0 | 0 | 0 | 0 | 0 | 0 | 0 | 0 | 0 | 0 | 0 | 0 | 0 | 0 | 0 |  | 0 | 0 | 0 | 0 | 0 | 0 | 0 | 0 | 0 | 0 | 0 | 0 | 0 | 0 | 0 | 0 | 0 | 0 | 0 | 0 | 0 | 0 | 0 | 0 | 0 | 0 | 0 | 0 | 0 | 0 | 0 | 0 | 0 | 0 | 0 | 0 |  | 1 | 1 | 1 | 1 | 1 | 1 | 1 | 1 | 1 | 0
SCE Eastern | Cardiff | 66 | 0 | 0 | 0 | 0 | 0 | 0 | 0 | 0 | 0 | 0 | 0 | 0 | 0 | 0 | 0 | 0 | 0 | 0 | 0 | 0 |  | 0 | 0 | 0 | 0 | 0 | 0 | 0 | 0 | 0 | 0 | 0 | 0 | 0 | 0 | 0 | 0 | 0 | 0 | 0 | 0 | 0 | 0 | 0 | 0 | 0 | 0 | 0 | 0 | 0 | 0 | 0 | 0 | 0 | 0 | 0 | 0 |  | 0 | 0 | 0 | 0 | 0 | 0 | 0 | 0 | 0 | 0 | 0 | 0 | 0 | 0 | 0 | 0 | 0 | 0 | 0 | 0 | 0 | 0 | 0 | 0 | 0 | 0 | 0 | 0 | 0 | 0 | 0 | 0 | 0 | 0 | 0 | 0 |  | 0 | 0 | 0 | 0 | 0 | 0 | 0 | 0 | 0 | 0 | 0 | 0 | 0 | 0 | 0 | 0 | 0 | 0 | 0 | 0 | 0 | 0 | 0 | 0 | 0 | 0 | 0 | 0 | 0 | 0 | 0 | 0 | 0 | 0 | 0 | 0 |  | 0 | 0 | 0 | 0 | 0 | 0 | 0 | 0 | 0 | 0 | 0 | 0 | 0 | 0 | 0 | 0 | 0 | 0 | 0 | 0 | 0 | 0 | 0 | 0 | 0 | 0 | 0 | 0 | 0 | 0 | 0 | 0 | 0 | 0 | 0 | 0 |  | 1 | 1 | 1 | 1 | 1 | 1 | 1 | 1 | 1 | 0
PG&E NGBA | Caribou | 60 | 0 | 0 | 0 | 0 | 0 | 0 | 0 | 0 | 0 | 0 | 0 | 0 | 0 | 0 | 0 | 0 | 0 | 0 | 0 | 0 |  | 0 | 0 | 0 | 0 | 0 | 0 | 0 | 0 | 0 | 0 | 0 | 0 | 0 | 0 | 0 | 0 | 0 | 0 | 0 | 0 | 0 | 0 | 0 | 0 | 0 | 0 | 0 | 0 | 0 | 0 | 0 | 0 | 0 | 0 | 0 | 0 |  | 0 | 0 | 0 | 0 | 0 | 0 | 0 | 0 | 0 | 0 | 0 | 0 | 0 | 0 | 0 | 0 | 0 | 0 | 0 | 0 | 0 | 0 | 0 | 0 | 0 | 0 | 0 | 0 | 0 | 0 | 0 | 0 | 0 | 0 | 0 | 0 |  | 0 | 0 | 0 | 0 | 0 | 0 | 0 | 0 | 0 | 0 | 0 | 0 | 0 | 0 | 0 | 0 | 0 | 0 | 0 | 0 | 0 | 0 | 0 | 0 | 0 | 0 | 0 | 0 | 0 | 0 | 0 | 0 | 0 | 0 | 0 | 0 |  | 0 | 0 | 0 | 0 | 0 | 0 | 0 | 0 | 0 | 0 | 0 | 0 | 0 | 0 | 0 | 0 | 0 | 0 | 0 | 0 | 0 | 0 | 0 | 0 | 0 | 0 | 0 | 0 | 0 | 0 | 0 | 0 | 0 | 0 | 0 | 0 |  | 1 | 1 | 1 | 1 | 1 | 1 | 1 | 1 | 1 | 0
PG&E NGBA | Caribou | 115 | 0 | 0 | 0 | 0 | 0 | 0 | 0 | 0 | 0 | 0 | 0 | 0 | 0 | 0 | 0 | 0 | 0 | 0 | 0 | 0 |  | 0 | 0 | 0 | 0 | 0 | 0 | 0 | 0 | 0 | 0 | 0 | 0 | 0 | 0 | 0 | 0 | 0 | 0 | 0 | 0 | 0 | 0 | 0 | 0 | 0 | 0 | 0 | 0 | 0 | 0 | 0 | 0 | 0 | 0 | 0 | 0 |  | 0 | 0 | 0 | 0 | 0 | 0 | 0 | 0 | 0 | 0 | 0 | 0 | 0 | 0 | 0 | 0 | 0 | 0 | 0 | 0 | 0 | 0 | 0 | 0 | 0 | 0 | 0 | 0 | 0 | 0 | 0 | 0 | 0 | 0 | 0 | 0 |  | 0 | 0 | 0 | 0 | 0 | 0 | 0 | 0 | 0 | 0 | 0 | 0 | 0 | 0 | 0 | 0 | 0 | 0 | 0 | 0 | 0 | 0 | 0 | 0 | 0 | 0 | 0 | 0 | 0 | 0 | 0 | 0 | 0 | 0 | 0 | 0 |  | 0 | 0 | 0 | 0 | 0 | 0 | 0 | 0 | 0 | 0 | 0 | 0 | 0 | 0 | 0 | 0 | 0 | 0 | 0 | 0 | 0 | 0 | 0 | 0 | 0 | 0 | 0 | 0 | 0 | 0 | 0 | 0 | 0 | 0 | 0 | 0 |  | 1 | 1 | 1 | 1 | 1 | 1 | 1 | 1 | 1 | 0
PG&E NGBA | Caribou | 230 | 0 | 0 | 0 | 0 | 0 | 0 | 0 | 0 | 0 | 0 | 0 | 0 | 0 | 0 | 0 | 0 | 0 | 0 | 0 | 0 |  | 0 | 0 | 0 | 0 | 0 | 0 | 0 | 0 | 0 | 0 | 0 | 0 | 0 | 0 | 0 | 0 | 0 | 0 | 0 | 0 | 0 | 0 | 0 | 0 | 0 | 0 | 0 | 0 | 0 | 0 | 0 | 0 | 0 | 0 | 0 | 0 |  | 0 | 0 | 0 | 0 | 0 | 0 | 0 | 0 | 0 | 0 | 0 | 0 | 0 | 0 | 0 | 0 | 0 | 0 | 0 | 0 | 0 | 0 | 0 | 0 | 0 | 0 | 0 | 0 | 0 | 0 | 0 | 0 | 0 | 0 | 0 | 0 |  | 0 | 0 | 0 | 0 | 0 | 0 | 0 | 0 | 0 | 0 | 0 | 0 | 0 | 0 | 0 | 0 | 0 | 0 | 0 | 0 | 0 | 0 | 0 | 0 | 0 | 0 | 0 | 0 | 0 | 0 | 0 | 0 | 0 | 0 | 0 | 0 |  | 0 | 0 | 0 | 0 | 0 | 0 | 0 | 0 | 0 | 0 | 0 | 0 | 0 | 0 | 0 | 0 | 0 | 0 | 0 | 0 | 0 | 0 | 0 | 0 | 0 | 0 | 0 | 0 | 0 | 0 | 0 | 0 | 0 | 0 | 0 | 0 |  | 1 | 1 | 1 | 1 | 1 | 1 | 1 | 1 | 1 | 0
EOP | Carpenter Canyon (fka Gamebird) | 138 | 0 | 0 | 0 | 0 | 0 | 0 | 0 | 0 | 0 | 0 | 0 | 0 | 0 | 0 | 0 | 0 | 0 | 0 | 0 | 0 |  | 0 | 0 | 0 | 0 | 0 | 0 | 0 | 0 | 0 | 0 | 0 | 0 | 0 | 0 | 0 | 0 | 0 | 0 | 0 | 0 | 0 | 0 | 0 | 0 | 0 | 0 | 0 | 0 | 0 | 0 | 0 | 0 | 0 | 0 | 0 | 0 |  | 0 | 0 | 0 | 0 | 0 | 0 | 0 | 0 | 0 | 0 | 0 | 0 | 0 | 0 | 0 | 0 | 0 | 0 | 0 | 0 | 0 | 0 | 0 | 0 | 0 | 0 | 0 | 0 | 0 | 0 | 0 | 0 | 0 | 0 | 0 | 0 |  | 0 | 0 | 0 | 0 | 0 | 0 | 0 | 0 | 0 | 0 | 0 | 0 | 0 | 0 | 0 | 0 | 0 | 0 | 0 | 0 | 0 | 0 | 0 | 0 | 0 | 0 | 0 | 0 | 0 | 0 | 0 | 0 | 0 | 0 | 0 | 0 |  | 0 | 0 | 0 | 0 | 0 | 0 | 0 | 0 | 0 | 0 | 0 | 0 | 0 | 0 | 0 | 0 | 0 | 0 | 0 | 0 | 0 | 0 | 0 | 0 | 0 | 0 | 0 | 0 | 0 | 0 | 0 | 0 | 0 | 0 | 0 | 0 |  | 1 | 1 | 1 | 1 | 1 | 1 | 1 | 1 | 1 | 0
Commercial criteria alignment analysis for the 2036 portfolio. Tab shows mapped generic resources by substation compared to commercial interest resources by the three confidence categories (Executed IA, Phase II complete, or all projects, which includes Cluster 15 application projects). Columns FQ through FY show the mapped resources alignment with the commercial interest criteria by resource type. Tab also shows comparison to projects identified as Available for Near-term Interconnection. | PG&E FRESNO | SDGE | PG&E GBA | Bannister | Ganso | Monroe | Sloan Canyon | 230 | 115 | 230 | 230 | 0 | 100 | 20 | 0 | 0 | 0 | 0 | 0 | 0 | 0 | 0 | 0 | 0 | 0 | 0 | 0 | 0 | 0 | 0 | 0 | 0 | 0 | 0 | 0 | 0 | 0 | 0 | 0 | 0 | 0 | #VALUE! | #VALUE! | #VALUE! | #VALUE! | #VALUE! | #VALUE! | 2 | 2 | 2 | 2 | 2 | 0 | 0 | 0 | 0 | 0 | 0 | 1 | Commercial criteria alignment analysis for the 2036 portfolio. Tab shows mapped generic resources by substation compared to commercial interest resources by the three confidence categories (Executed IA, Phase II complete, or all projects, which includes Cluster 15 application projects). Columns FQ through FY show the mapped resources alignment with the commercial interest criteria by resource type. Tab also shows comparison to projects identified as Available for Near-term Interconnection. | [18 empty] | #VALUE! | #VALUE! | #VALUE! | #VALUE! | #VALUE! | #VALUE! | 2 | 2 | 2 | 2 | 2 | 0 | 0 | 0 | 0 | 0 | 0 | Commercial criteria alignment analysis for the 2036 portfolio. Tab shows mapped generic resources by substation compared to commercial interest resources by the three confidence categories (Executed IA, Phase II complete, or all projects, which includes Cluster 15 application projects). Columns FQ through FY show the mapped resources alignment with the commercial interest criteria by resource type. Tab also shows comparison to projects identified as Available for Near-term Interconnection. | PG&E FRESNO | SDGE | PG&E GBA | Bannister | Ganso | Monroe | Sloan Canyon | 230 | 115 | 230 | 230 | 0 | 100 | 20 | 0 | 0 | 0 | 0 | 0 | #VALUE! | #VALUE! | #VALUE! | #VALUE! | #VALUE! | #VALUE! | 0 | 2 | 0 | -2 | 2 | -2 | -2 | 0 | 0 | 0 | 0 | Commercial criteria alignment analysis for the 2036 portfolio. Tab shows mapped generic resources by substation compared to commercial interest resources by the three confidence categories (Executed IA, Phase II complete, or all projects, which includes Cluster 15 application projects). Columns FQ through FY show the mapped resources alignment with the commercial interest criteria by resource type. Tab also shows comparison to projects identified as Available for Near-term Interconnection. | [19 empty] | #VALUE! | #VALUE! | #VALUE! | #VALUE! | #VALUE! | #VALUE! | 2 | 2 | 2 | 2 | 2 | 0 | 0 | 0 | 0 | 0 | 0 | Commercial criteria alignment analysis for the 2036 portfolio. Tab shows mapped generic resources by substation compared to commercial interest resources by the three confidence categories (Executed IA, Phase II complete, or all projects, which includes Cluster 15 application projects). Columns FQ through FY show the mapped resources alignment with the commercial interest criteria by resource type. Tab also shows comparison to projects identified as Available for Near-term Interconnection. | PG&E FRESNO | SDGE | PG&E GBA | Bannister | Ganso | Monroe | Sloan Canyon | 230 | 115 | 230 | 230
PG&E NGBA | Carquinez | 115 | 0 | 0 | 0 | 0 | 0 | 0 | 0 | 0 | 0 | 0 | 0 | 0 | 0 | 0 | 0 | 0 | 0 | 0 | 0 | 0 |  | 0 | 0 | 0 | 0 | 0 | 0 | 0 | 0 | 0 | 0 | 0 | 0 | 0 | 0 | 0 | 0 | 0 | 0 | 0 | 0 | 0 | 0 | 0 | 0 | 0 | 0 | 0 | 0 | 0 | 0 | 0 | 0 | 0 | 0 | 0 | 0 |  | 0 | 0 | 0 | 0 | 0 | 0 | 0 | 0 | 0 | 0 | 0 | 0 | 0 | 0 | 0 | 0 | 0 | 0 | 0 | 0 | 0 | 0 | 0 | 0 | 0 | 0 | 0 | 0 | 0 | 0 | 0 | 0 | 0 | 0 | 0 | 0 |  | 0 | 0 | 0 | 0 | 0 | 0 | 0 | 0 | 0 | 0 | 0 | 0 | 0 | 0 | 0 | 0 | 0 | 0 | 0 | 0 | 0 | 0 | 0 | 0 | 0 | 0 | 0 | 0 | 0 | 0 | 0 | 0 | 0 | 0 | 0 | 0 |  | 0 | 0 | 0 | 0 | 0 | 0 | 0 | 0 | 0 | 0 | 0 | 0 | 0 | 0 | 0 | 0 | 0 | 0 | 0 | 0 | 0 | 0 | 0 | 0 | 0 | 0 | 0 | 0 | 0 | 0 | 0 | 0 | 0 | 0 | 0 | 0 |  | 1 | 1 | 1 | 1 | 1 | 1 | 1 | 1 | 1 | 0
Commercial criteria alignment analysis for the 2036 portfolio. Tab shows mapped generic resources by substation compared to commercial interest resources by the three confidence categories (Executed IA, Phase II complete, or all projects, which includes Cluster 15 application projects). Columns FQ through FY show the mapped resources alignment with the commercial interest criteria by resource type. Tab also shows comparison to projects identified as Available for Near-term Interconnection. | [23 empty] | 0 | 0 | 0 | 0 | 0 | 0 | 0 | 0 | 0 | 0 | 0 | 0 | 0 | 0 | 0 | 0 | 0 | 0 | 0 | 0 | 0 | 0 | 0 | 0 | 0 | 0 | 0 | 0 | 0 | 0 | 0 | 0 | 0 | 0 | 0 | 0 | Commercial criteria alignment analysis for the 2036 portfolio. Tab shows mapped generic resources by substation compared to commercial interest resources by the three confidence categories (Executed IA, Phase II complete, or all projects, which includes Cluster 15 application projects). Columns FQ through FY show the mapped resources alignment with the commercial interest criteria by resource type. Tab also shows comparison to projects identified as Available for Near-term Interconnection. | PG&E FRESNO | SDGE | PG&E GBA | Bannister | Ganso | Monroe | Sloan Canyon | 230 | 115 | 230 | 230 | 0 | 100 | 20 | 0 | 0 | 0 | 0 | #VALUE! | #VALUE! | #VALUE! | #VALUE! | #VALUE! | #VALUE! | #VALUE! | -2 | -2 | -2 | -2 | 0 | -2 | -2 | 0 | 0 | 0 | Commercial criteria alignment analysis for the 2036 portfolio. Tab shows mapped generic resources by substation compared to commercial interest resources by the three confidence categories (Executed IA, Phase II complete, or all projects, which includes Cluster 15 application projects). Columns FQ through FY show the mapped resources alignment with the commercial interest criteria by resource type. Tab also shows comparison to projects identified as Available for Near-term Interconnection. | [19 empty] | 0 | 0 | 0 | 0 | 0 | 0 | 0 | 0 | 0 | 0 | 0 | 0 | 0 | 0 | 0 | 0 | 0 | Commercial criteria alignment analysis for the 2036 portfolio. Tab shows mapped generic resources by substation compared to commercial interest resources by the three confidence categories (Executed IA, Phase II complete, or all projects, which includes Cluster 15 application projects). Columns FQ through FY show the mapped resources alignment with the commercial interest criteria by resource type. Tab also shows comparison to projects identified as Available for Near-term Interconnection. | PG&E FRESNO | SDGE | PG&E GBA | Bannister | Ganso | Monroe | Sloan Canyon | 230 | 115 | 230 | 230 | 0 | 100 | 20 | 0 | 0 | 0 | 0 | 0 | #VALUE! | #VALUE! | #VALUE! | #VALUE! | #VALUE! | #VALUE! | -2 | -2 | -2 | -2 | 0 | -2 | -2 | 0 | 0 | 0 | 0 | Commercial criteria alignment analysis for the 2036 portfolio. Tab shows mapped generic resources by substation compared to commercial interest resources by the three confidence categories (Executed IA, Phase II complete, or all projects, which includes Cluster 15 application projects). Columns FQ through FY show the mapped resources alignment with the commercial interest criteria by resource type. Tab also shows comparison to projects identified as Available for Near-term Interconnection.
PG&E KERN | Carrizo Plains | 115 | 0 | 0 | 0 | 0 | 0 | 0 | 0 | 0 | 0 | 0 | 0 | 0 | 0 | 0 | 0 | 0 | 0 | 0 | 0 | 0 |  | 0 | 0 | 0 | 0 | 0 | 0 | 0 | 0 | 0 | 0 | 0 | 0 | 0 | 0 | 0 | 0 | 0 | 0 | 0 | 0 | 0 | 0 | 0 | 0 | 0 | 0 | 0 | 0 | 0 | 0 | 0 | 0 | 0 | 0 | 0 | 0 |  | 0 | 0 | 0 | 0 | 0 | 0 | 0 | 0 | 0 | 0 | 0 | 0 | 0 | 0 | 0 | 0 | 0 | 0 | 0 | 0 | 0 | 0 | 0 | 0 | 0 | 0 | 0 | 0 | 0 | 0 | 0 | 0 | 0 | 0 | 0 | 0 |  | 0 | 0 | 0 | 0 | 0 | 0 | 0 | 0 | 0 | 0 | 0 | 0 | 0 | 0 | 0 | 0 | 0 | 0 | 0 | 0 | 0 | 0 | 0 | 0 | 0 | 0 | 0 | 0 | 0 | 0 | 0 | 0 | 0 | 0 | 0 | 0 |  | 0 | 0 | 0 | 0 | 0 | 0 | 0 | 0 | 0 | 0 | 0 | 0 | 0 | 0 | 0 | 0 | 0 | 0 | 0 | 0 | 0 | 0 | 0 | 0 | 0 | 0 | 0 | 0 | 0 | 0 | 0 | 0 | 0 | 0 | 0 | 0 |  | 1 | 1 | 1 | 1 | 1 | 1 | 1 | 1 | 1 | 0
PG&E KERN | Casaloma | 230 | 0 | 0 | 0 | 0 | 0 | 0 | 0 | 0 | 0 | 0 | 0 | 0 | 0 | 0 | 0 | 0 | 0 | 0 | 0 | 0 |  | 0 | 0 | 0 | 0 | 0 | 0 | 0 | 0 | 0 | 0 | 0 | 0 | 0 | 0 | 0 | 0 | 0 | 0 | 0 | 0 | 0 | 0 | 0 | 0 | 0 | 0 | 0 | 0 | 0 | 0 | 0 | 0 | 0 | 0 | 0 | 0 |  | 0 | 0 | 0 | 0 | 0 | 0 | 0 | 0 | 0 | 0 | 0 | 0 | 0 | 0 | 0 | 0 | 0 | 0 | 0 | 0 | 0 | 0 | 0 | 0 | 0 | 0 | 0 | 0 | 0 | 0 | 0 | 0 | 0 | 0 | 0 | 0 |  | 0 | 0 | 0 | 0 | 0 | 0 | 0 | 0 | 0 | 0 | 0 | 0 | 0 | 0 | 0 | 0 | 0 | 0 | 0 | 0 | 0 | 0 | 0 | 0 | 0 | 0 | 0 | 0 | 0 | 0 | 0 | 0 | 0 | 0 | 0 | 0 |  | 0 | 0 | 0 | 0 | 0 | 0 | 0 | 0 | 0 | 0 | 0 | 0 | 0 | 0 | 0 | 0 | 0 | 0 | 0 | 0 | 0 | 0 | 0 | 0 | 0 | 0 | 0 | 0 | 0 | 0 | 0 | 0 | 0 | 0 | 0 | 0 |  | 1 | 1 | 1 | 1 | 1 | 1 | 1 | 1 | 1 | 0
PG&E GBA | Castro Valley | 230 | 0 | 0 | 0 | 0 | 0 | 0 | 0 | 0 | 0 | 0 | 0 | 0 | 0 | 0 | 0 | 0 | 0 | 0 | 0 | 0 |  | 0 | 0 | 0 | 0 | 0 | 0 | 0 | 0 | 0 | 0 | 0 | 0 | 0 | 0 | 0 | 0 | 0 | 0 | 0 | 0 | 0 | 0 | 0 | 0 | 0 | 0 | 0 | 0 | 0 | 0 | 0 | 0 | 0 | 0 | 0 | 0 |  | 0 | 0 | 0 | 0 | 0 | 0 | 0 | 0 | 0 | 0 | 0 | 0 | 0 | 0 | 0 | 0 | 0 | 0 | 0 | 0 | 0 | 0 | 0 | 0 | 0 | 0 | 0 | 0 | 0 | 0 | 0 | 0 | 0 | 0 | 0 | 0 |  | 0 | 0 | 0 | 0 | 0 | 0 | 0 | 0 | 0 | 0 | 0 | 0 | 0 | 0 | 0 | 0.982 | 0 | 1 | 0 | 0 | 0 | 0 | 0 | 0 | 0 | 0 | 0 | 0 | 0 | 0 | 0 | 0 | 0 | -2 | 0 | 1 |  | 0 | 0 | 0 | 0 | 0 | 0 | 0 | 0 | 0 | 0 | 0 | 0 | 0 | 0 | 0 | 0 | 0 | 0 | 0 | 0 | 0 | 0 | 0 | 0 | 0 | 0 | 0 | 0 | 0 | 0 | 0 | 0 | 0 | 0 | 0 | 0 |  | 1 | 1 | 1 | 1 | 1 | 1 | 1 | 1 | 4+ | 1
PG&E GBA | Cayetano | 230 | 0 | 0 | 0 | 0 | 0 | 0 | 0 | 0 | 0 | 0 | 0 | 0 | 0 | 0 | 0 | 0 | 0 | 0 | 0 | 0 |  | 0 | 0 | 0 | 0 | 0 | 0 | 0 | 0 | 0 | 0 | 0 | 0 | 1.4 | 0 | 1.3 | 0 | 0 | 1 | 0 | 0 | 0 | 0 | 0 | 0 | 0 | 0 | 0 | 0 | 0 | 0 | -2 | 0 | -2 | 0 | 0 | 1 |  | 0 | 0 | 0 | 0 | 0 | 0 | 0 | 0 | 0 | 0 | 0 | 0 | 0 | 0 | 0 | 0 | 0 | 0 | 0 | 0 | 0 | 0 | 0 | 0 | 0 | 0 | 0 | 0 | 0 | 0 | 0 | 0 | 0 | 0 | 0 | 0 |  | 0 | 0 | 0 | 0 | 0 | 0 | 0 | 0 | 0 | 0 | 0 | 0 | 0 | 0 | 0 | 1.4 | 0 | 1 | 0 | 0 | 0 | 0 | 0 | 0 | 0 | 0 | 0 | 0 | 0 | 0 | 0 | 0 | 0 | -2 | 0 | 1 |  | 0 | 0 | 0 | 0 | 0 | 0 | 0 | 0 | 0 | 0 | 0 | 0 | 0 | 0 | 0 | 0 | 0 | 0 | 0 | 0 | 0 | 0 | 0 | 0 | 0 | 0 | 0 | 0 | 0 | 0 | 0 | 0 | 0 | 0 | 0 | 0 |  | 1 | 1 | 1 | 1 | 1 | 1 | 1 | 1 | 4+ | 1
SCE Metro | Center | 230 | 0 | 0 | 0 | 0 | 0 | 0 | 0 | 0 | 0 | 0 | 0 | 0 | 0 | 0 | 0 | 0 | 1000 | 1000 | 0 | 1 |  | 0 | 0 | 0 | 0 | 0 | 0 | 0 | 0 | 0 | 0 | 0 | 0 | 0 | 0 | 0 | 0 | 0 | 0 | 0 | 0 | 0 | 0 | 0 | 0 | 0 | 0 | 0 | 0 | 0 | 0 | 0 | 2 | 2 | 0 | 0 | 1 |  | 0 | 0 | 0 | 0 | 0 | 0 | 0 | 0 | 0 | 0 | 0 | 0 | 0 | 0 | 0 | 0 | 0 | 0 | 0 | 0 | 0 | 0 | 0 | 0 | 0 | 0 | 0 | 0 | 0 | 0 | 0 | 2 | 2 | 0 | 0 | 1 |  | 0 | 0 | 0 | 0 | 0 | 0 | 0 | 0 | 0 | 0 | 0 | 0 | 0 | 0 | 0 | 0.999 | 0 | 1 | 0 | 0 | 0 | 0 | 0 | 0 | 0 | 0 | 0 | 0 | 0 | 0 | 0 | 2 | 2 | -2 | 0 | 1 |  | 0 | 0 | 0 | 0 | 0 | 0 | 0 | 0 | 0 | 0 | 0 | 0 | 0 | 0 | 0 | 0 | 0 | 0 | 0 | 0 | 0 | 0 | 0 | 0 | 0 | 0 | 0 | 0 | 0 | 0 | 0 | 2 | 2 | 0 | 0 | 1 |  | 1 | 1 | 1 | 1 | 1 | 1 | 1 | 5- | 4+ | 1
Commercial criteria alignment analysis for the 2036 portfolio. Tab shows mapped generic resources by substation compared to commercial interest resources by the three confidence categories (Executed IA, Phase II complete, or all projects, which includes Cluster 15 application projects). Columns FQ through FY show the mapped resources alignment with the commercial interest criteria by resource type. Tab also shows comparison to projects identified as Available for Near-term Interconnection. | PG&E FRESNO | SDGE | PG&E GBA | Bannister | Ganso | Monroe | Sloan Canyon | 230 | 115 | 230 | 230 | 0 | 100 | 20 | 0 | 0 | 0 | 0 | 0 | 0 | 0 | 0 | 0 | 0 | 0 | 0 | 0 | 0 | 0 | 0 | 0 | 0 | 0 | 0 | 0 | 0 | 0 | 0 | 0 | 0 | 0 | #VALUE! | #VALUE! | #VALUE! | #VALUE! | #VALUE! | #VALUE! | 2 | 2 | 2 | 2 | 2 | 0 | 0 | 0 | 0 | 0 | 0 | 1 | Commercial criteria alignment analysis for the 2036 portfolio. Tab shows mapped generic resources by substation compared to commercial interest resources by the three confidence categories (Executed IA, Phase II complete, or all projects, which includes Cluster 15 application projects). Columns FQ through FY show the mapped resources alignment with the commercial interest criteria by resource type. Tab also shows comparison to projects identified as Available for Near-term Interconnection. | [18 empty] | #VALUE! | #VALUE! | #VALUE! | #VALUE! | #VALUE! | #VALUE! | 2 | 2 | 2 | 2 | 2 | 0 | 0 | 0 | 0 | 0 | 0 | Commercial criteria alignment analysis for the 2036 portfolio. Tab shows mapped generic resources by substation compared to commercial interest resources by the three confidence categories (Executed IA, Phase II complete, or all projects, which includes Cluster 15 application projects). Columns FQ through FY show the mapped resources alignment with the commercial interest criteria by resource type. Tab also shows comparison to projects identified as Available for Near-term Interconnection. | PG&E FRESNO | SDGE | PG&E GBA | Bannister | Ganso | Monroe | Sloan Canyon | 230 | 115 | 230 | 230 | 0 | 100 | 20 | 0 | 0 | 0 | 0 | 0 | #VALUE! | #VALUE! | #VALUE! | #VALUE! | #VALUE! | #VALUE! | 0 | 2 | 0 | -2 | 2 | -2 | -2 | 0 | 0 | 0 | 0 | Commercial criteria alignment analysis for the 2036 portfolio. Tab shows mapped generic resources by substation compared to commercial interest resources by the three confidence categories (Executed IA, Phase II complete, or all projects, which includes Cluster 15 application projects). Columns FQ through FY show the mapped resources alignment with the commercial interest criteria by resource type. Tab also shows comparison to projects identified as Available for Near-term Interconnection. | [19 empty] | #VALUE! | #VALUE! | #VALUE! | #VALUE! | #VALUE! | #VALUE! | 2 | 2 | 2 | 2 | 2 | 0 | 0 | 0 | 0 | 0 | 0 | Commercial criteria alignment analysis for the 2036 portfolio. Tab shows mapped generic resources by substation compared to commercial interest resources by the three confidence categories (Executed IA, Phase II complete, or all projects, which includes Cluster 15 application projects). Columns FQ through FY show the mapped resources alignment with the commercial interest criteria by resource type. Tab also shows comparison to projects identified as Available for Near-term Interconnection. | PG&E FRESNO | SDGE | PG&E GBA | Bannister | Ganso | Monroe | Sloan Canyon | 230 | 115 | 230 | 230
EOP | Charleston | 138 | 0 | 0 | 0 | 0 | 0 | 0 | 0 | 0 | 0 | 0 | 0 | 0 | 0 | 0 | 0 | 0 | 0 | 0 | 0 | 0 |  | 0 | 0 | 0 | 0 | 0 | 0 | 0 | 0 | 0 | 0 | 0 | 0 | 0 | 0 | 0 | 0 | 0 | 0 | 0 | 0 | 0 | 0 | 0 | 0 | 0 | 0 | 0 | 0 | 0 | 0 | 0 | 0 | 0 | 0 | 0 | 0 |  | 0 | 0 | 0 | 0 | 0 | 0 | 0 | 0 | 0 | 0 | 0 | 0 | 0 | 0 | 0 | 0 | 0 | 0 | 0 | 0 | 0 | 0 | 0 | 0 | 0 | 0 | 0 | 0 | 0 | 0 | 0 | 0 | 0 | 0 | 0 | 0 |  | 0 | 0 | 0 | 0 | 0 | 0 | 0 | 0 | 0 | 0 | 0 | 0 | 0 | 0 | 0 | 0 | 0 | 0 | 0 | 0 | 0 | 0 | 0 | 0 | 0 | 0 | 0 | 0 | 0 | 0 | 0 | 0 | 0 | 0 | 0 | 0 |  | 0 | 0 | 0 | 0 | 0 | 0 | 0 | 0 | 0 | 0 | 0 | 0 | 0 | 0 | 0 | 0 | 0 | 0 | 0 | 0 | 0 | 0 | 0 | 0 | 0 | 0 | 0 | 0 | 0 | 0 | 0 | 0 | 0 | 0 | 0 | 0 |  | 1 | 1 | 1 | 1 | 1 | 1 | 1 | 1 | 1 | 0
SCE Metro | Chevmain | 230 | 0 | 0 | 0 | 0 | 0 | 0 | 0 | 0 | 0 | 0 | 0 | 0 | 0 | 0 | 0 | 0 | 1000 | 1000 | 0 | 1 |  | 0 | 0 | 0 | 0 | 0 | 0 | 0 | 0 | 0 | 0 | 0 | 0 | 0 | 0 | 0 | 0 | 0 | 0 | 0 | 0 | 0 | 0 | 0 | 0 | 0 | 0 | 0 | 0 | 0 | 0 | 0 | 2 | 2 | 0 | 0 | 1 |  | 0 | 0 | 0 | 0 | 0 | 0 | 0 | 0 | 0 | 0 | 0 | 0 | 0 | 0 | 0 | 0 | 0 | 0 | 0 | 0 | 0 | 0 | 0 | 0 | 0 | 0 | 0 | 0 | 0 | 0 | 0 | 2 | 2 | 0 | 0 | 1 |  | 0 | 0 | 0 | 0 | 0 | 0 | 0 | 0 | 0 | 0 | 0 | 0 | 0 | 0 | 0 | 0 | 0 | 0 | 0 | 0 | 0 | 0 | 0 | 0 | 0 | 0 | 0 | 0 | 0 | 0 | 0 | 2 | 2 | 0 | 0 | 1 |  | 0 | 0 | 0 | 0 | 0 | 0 | 0 | 0 | 0 | 0 | 0 | 0 | 0 | 0 | 0 | 0 | 0 | 0 | 0 | 0 | 0 | 0 | 0 | 0 | 0 | 0 | 0 | 0 | 0 | 0 | 0 | 2 | 2 | 0 | 0 | 1 |  | 1 | 1 | 1 | 1 | 1 | 1 | 1 | 5- | 1 | 1
Commercial criteria alignment analysis for the 2036 portfolio. Tab shows mapped generic resources by substation compared to commercial interest resources by the three confidence categories (Executed IA, Phase II complete, or all projects, which includes Cluster 15 application projects). Columns FQ through FY show the mapped resources alignment with the commercial interest criteria by resource type. Tab also shows comparison to projects identified as Available for Near-term Interconnection. | [23 empty] | 0 | 0 | 0 | 0 | 0 | 0 | 0 | 0 | 0 | 0 | 0 | 0 | 0 | 0 | 0 | 0 | 0 | 0 | 0 | 0 | 0 | 0 | 0 | 0 | 0 | 0 | 0 | 0 | 0 | 0 | 0 | 0 | 0 | 0 | 0 | 0 | Commercial criteria alignment analysis for the 2036 portfolio. Tab shows mapped generic resources by substation compared to commercial interest resources by the three confidence categories (Executed IA, Phase II complete, or all projects, which includes Cluster 15 application projects). Columns FQ through FY show the mapped resources alignment with the commercial interest criteria by resource type. Tab also shows comparison to projects identified as Available for Near-term Interconnection. | PG&E FRESNO | SDGE | PG&E GBA | Bannister | Ganso | Monroe | Sloan Canyon | 230 | 115 | 230 | 230 | 0 | 100 | 20 | 0 | 0 | 0 | 0 | #VALUE! | #VALUE! | #VALUE! | #VALUE! | #VALUE! | #VALUE! | #VALUE! | -2 | -2 | -2 | -2 | 0 | -2 | -2 | 0 | 0 | 0 | Commercial criteria alignment analysis for the 2036 portfolio. Tab shows mapped generic resources by substation compared to commercial interest resources by the three confidence categories (Executed IA, Phase II complete, or all projects, which includes Cluster 15 application projects). Columns FQ through FY show the mapped resources alignment with the commercial interest criteria by resource type. Tab also shows comparison to projects identified as Available for Near-term Interconnection. | [19 empty] | 0 | 0 | 0 | 0 | 0 | 0 | 0 | 0 | 0 | 0 | 0 | 0 | 0 | 0 | 0 | 0 | 0 | Commercial criteria alignment analysis for the 2036 portfolio. Tab shows mapped generic resources by substation compared to commercial interest resources by the three confidence categories (Executed IA, Phase II complete, or all projects, which includes Cluster 15 application projects). Columns FQ through FY show the mapped resources alignment with the commercial interest criteria by resource type. Tab also shows comparison to projects identified as Available for Near-term Interconnection. | PG&E FRESNO | SDGE | PG&E GBA | Bannister | Ganso | Monroe | Sloan Canyon | 230 | 115 | 230 | 230 | 0 | 100 | 20 | 0 | 0 | 0 | 0 | 0 | #VALUE! | #VALUE! | #VALUE! | #VALUE! | #VALUE! | #VALUE! | -2 | -2 | -2 | -2 | 0 | -2 | -2 | 0 | 0 | 0 | 0 | Commercial criteria alignment analysis for the 2036 portfolio. Tab shows mapped generic resources by substation compared to commercial interest resources by the three confidence categories (Executed IA, Phase II complete, or all projects, which includes Cluster 15 application projects). Columns FQ through FY show the mapped resources alignment with the commercial interest criteria by resource type. Tab also shows comparison to projects identified as Available for Near-term Interconnection.
SCE Metro | Chino | 230 | 0 | 0 | 0 | 0 | 0 | 0 | 0 | 0 | 0 | 0 | 0 | 0 | 0 | 0 | 0 | 0 | 800 | 800 | 0 | 1 |  | 0 | 0 | 0 | 0 | 0 | 0 | 0 | 0 | 0 | 0 | 0 | 0 | 0 | 0 | 0 | 0 | 0 | 0 | 0 | 0 | 0 | 0 | 0 | 0 | 0 | 0 | 0 | 0 | 0 | 0 | 0 | 2 | 2 | 0 | 0 | 1 |  | 0 | 0 | 0 | 0 | 0 | 0 | 0 | 0 | 0 | 0 | 0 | 0 | 0 | 0 | 0 | 0 | 0 | 0 | 0 | 0 | 0 | 0 | 0 | 0 | 0 | 0 | 0 | 0 | 0 | 0 | 0 | 2 | 2 | 0 | 0 | 1 |  | 0 | 0 | 0 | 0 | 0 | 0 | 0 | 0 | 0 | 0 | 0 | 0 | 0 | 0 | 0 | 2.264 | 0 | 1 | 0 | 0 | 0 | 0 | 0 | 0 | 0 | 0 | 0 | 0 | 0 | 0 | 0 | 2 | 2 | -2 | 0 | 1 |  | 0 | 0 | 0 | 0 | 0 | 0 | 0 | 0 | 0 | 0 | 0 | 0 | 0 | 0 | 0 | 0 | 0 | 0 | 0 | 0 | 0 | 0 | 0 | 0 | 0 | 0 | 0 | 0 | 0 | 0 | 0 | 2 | 2 | 0 | 0 | 1 |  | 1 | 1 | 1 | 1 | 1 | 1 | 1 | 5- | 4+ | 1
Commercial criteria alignment analysis for the 2036 portfolio. Tab shows mapped generic resources by substation compared to commercial interest resources by the three confidence categories (Executed IA, Phase II complete, or all projects, which includes Cluster 15 application projects). Columns FQ through FY show the mapped resources alignment with the commercial interest criteria by resource type. Tab also shows comparison to projects identified as Available for Near-term Interconnection. | PG&E FRESNO | SDGE | PG&E GBA | Bannister | Ganso | Monroe | Sloan Canyon | 230 | 115 | 230 | 230 | 0 | 100 | 20 | 0 | 0 | 0 | 0 | 0 | 0 | 0 | 0 | 0 | 0 | 0 | 0 | 0 | 0 | 0 | 0 | 0 | 0 | 0 | 0 | 0 | 0 | 0 | 0 | 0 | 0 | 0 | #VALUE! | #VALUE! | #VALUE! | #VALUE! | #VALUE! | #VALUE! | 2 | 2 | 2 | 2 | 2 | 0 | 0 | 0 | 0 | 0 | 0 | 1 | Commercial criteria alignment analysis for the 2036 portfolio. Tab shows mapped generic resources by substation compared to commercial interest resources by the three confidence categories (Executed IA, Phase II complete, or all projects, which includes Cluster 15 application projects). Columns FQ through FY show the mapped resources alignment with the commercial interest criteria by resource type. Tab also shows comparison to projects identified as Available for Near-term Interconnection. | [18 empty] | #VALUE! | #VALUE! | #VALUE! | #VALUE! | #VALUE! | #VALUE! | 2 | 2 | 2 | 2 | 2 | 0 | 0 | 0 | 0 | 0 | 0 | Commercial criteria alignment analysis for the 2036 portfolio. Tab shows mapped generic resources by substation compared to commercial interest resources by the three confidence categories (Executed IA, Phase II complete, or all projects, which includes Cluster 15 application projects). Columns FQ through FY show the mapped resources alignment with the commercial interest criteria by resource type. Tab also shows comparison to projects identified as Available for Near-term Interconnection. | PG&E FRESNO | SDGE | PG&E GBA | Bannister | Ganso | Monroe | Sloan Canyon | 230 | 115 | 230 | 230 | 0 | 100 | 20 | 0 | 0 | 0 | 0 | 0 | #VALUE! | #VALUE! | #VALUE! | #VALUE! | #VALUE! | #VALUE! | 0 | 2 | 0 | -2 | 2 | -2 | -2 | 0 | 0 | 0 | 0 | Commercial criteria alignment analysis for the 2036 portfolio. Tab shows mapped generic resources by substation compared to commercial interest resources by the three confidence categories (Executed IA, Phase II complete, or all projects, which includes Cluster 15 application projects). Columns FQ through FY show the mapped resources alignment with the commercial interest criteria by resource type. Tab also shows comparison to projects identified as Available for Near-term Interconnection. | [19 empty] | #VALUE! | #VALUE! | #VALUE! | #VALUE! | #VALUE! | #VALUE! | 2 | 2 | 2 | 2 | 2 | 0 | 0 | 0 | 0 | 0 | 0 | Commercial criteria alignment analysis for the 2036 portfolio. Tab shows mapped generic resources by substation compared to commercial interest resources by the three confidence categories (Executed IA, Phase II complete, or all projects, which includes Cluster 15 application projects). Columns FQ through FY show the mapped resources alignment with the commercial interest criteria by resource type. Tab also shows comparison to projects identified as Available for Near-term Interconnection. | PG&E FRESNO | SDGE | PG&E GBA | Bannister | Ganso | Monroe | Sloan Canyon | 230 | 115 | 230 | 230
PG&E GBA | Christie | 60 | 0 | 0 | 0 | 0 | 0 | 0 | 0 | 0 | 0 | 0 | 0 | 0 | 0 | 0 | 0 | 0 | 0 | 0 | 0 | 0 |  | 0 | 0 | 0 | 0 | 0 | 0 | 0 | 0 | 0 | 0 | 0 | 0 | 0 | 0 | 0 | 0 | 0 | 0 | 0 | 0 | 0 | 0 | 0 | 0 | 0 | 0 | 0 | 0 | 0 | 0 | 0 | 0 | 0 | 0 | 0 | 0 |  | 0 | 0 | 0 | 0 | 0 | 0 | 0 | 0 | 0 | 0 | 0 | 0 | 0 | 0 | 0 | 0 | 0 | 0 | 0 | 0 | 0 | 0 | 0 | 0 | 0 | 0 | 0 | 0 | 0 | 0 | 0 | 0 | 0 | 0 | 0 | 0 |  | 0 | 0 | 0 | 0 | 0 | 0 | 0 | 0 | 0 | 0 | 0 | 0 | 0 | 0 | 0 | 0 | 0 | 0 | 0 | 0 | 0 | 0 | 0 | 0 | 0 | 0 | 0 | 0 | 0 | 0 | 0 | 0 | 0 | 0 | 0 | 0 |  | 0 | 0 | 0 | 0 | 0 | 0 | 0 | 0 | 0 | 0 | 0 | 0 | 0 | 0 | 0 | 0 | 0 | 0 | 0 | 0 | 0 | 0 | 0 | 0 | 0 | 0 | 0 | 0 | 0 | 0 | 0 | 0 | 0 | 0 | 0 | 0 |  | 1 | 1 | 1 | 1 | 1 | 1 | 1 | 1 | 1 | 0
PG&E GBA | Christie | 115 | 0 | 0 | 0 | 0 | 0 | 0 | 0 | 0 | 0 | 0 | 0 | 0 | 0 | 0 | 0 | 0 | 0 | 0 | 0 | 0 |  | 0 | 0 | 0 | 0 | 0 | 0 | 0 | 0 | 0 | 0 | 0 | 0 | 0 | 0 | 0 | 0 | 0 | 0 | 0 | 0 | 0 | 0 | 0 | 0 | 0 | 0 | 0 | 0 | 0 | 0 | 0 | 0 | 0 | 0 | 0 | 0 |  | 0 | 0 | 0 | 0 | 0 | 0 | 0 | 0 | 0 | 0 | 0 | 0 | 0 | 0 | 0 | 0 | 0 | 0 | 0 | 0 | 0 | 0 | 0 | 0 | 0 | 0 | 0 | 0 | 0 | 0 | 0 | 0 | 0 | 0 | 0 | 0 |  | 0 | 0 | 0 | 0 | 0 | 0 | 0 | 0 | 0 | 0 | 0 | 0 | 0 | 0 | 0 | 0 | 0 | 0 | 0 | 0 | 0 | 0 | 0 | 0 | 0 | 0 | 0 | 0 | 0 | 0 | 0 | 0 | 0 | 0 | 0 | 0 |  | 0 | 0 | 0 | 0 | 0 | 0 | 0 | 0 | 0 | 0 | 0 | 0 | 0 | 0 | 0 | 0 | 0 | 0 | 0 | 0 | 0 | 0 | 0 | 0 | 0 | 0 | 0 | 0 | 0 | 0 | 0 | 0 | 0 | 0 | 0 | 0 |  | 1 | 1 | 1 | 1 | 1 | 1 | 1 | 1 | 1 | 0
Commercial criteria alignment analysis for the 2036 portfolio. Tab shows mapped generic resources by substation compared to commercial interest resources by the three confidence categories (Executed IA, Phase II complete, or all projects, which includes Cluster 15 application projects). Columns FQ through FY show the mapped resources alignment with the commercial interest criteria by resource type. Tab also shows comparison to projects identified as Available for Near-term Interconnection. | [23 empty] | 0 | 0 | 0 | 0 | 0 | 0 | 0 | 0 | 0 | 0 | 0 | 0 | 0 | 0 | 0 | 0 | 0 | 0 | 0 | 0 | 0 | 0 | 0 | 0 | 0 | 0 | 0 | 0 | 0 | 0 | 0 | 0 | 0 | 0 | 0 | 0 | Commercial criteria alignment analysis for the 2036 portfolio. Tab shows mapped generic resources by substation compared to commercial interest resources by the three confidence categories (Executed IA, Phase II complete, or all projects, which includes Cluster 15 application projects). Columns FQ through FY show the mapped resources alignment with the commercial interest criteria by resource type. Tab also shows comparison to projects identified as Available for Near-term Interconnection. | PG&E FRESNO | SDGE | PG&E GBA | Bannister | Ganso | Monroe | Sloan Canyon | 230 | 115 | 230 | 230 | 0 | 100 | 20 | 0 | 0 | 0 | 0 | #VALUE! | #VALUE! | #VALUE! | #VALUE! | #VALUE! | #VALUE! | #VALUE! | -2 | -2 | -2 | -2 | 0 | -2 | -2 | 0 | 0 | 0 | Commercial criteria alignment analysis for the 2036 portfolio. Tab shows mapped generic resources by substation compared to commercial interest resources by the three confidence categories (Executed IA, Phase II complete, or all projects, which includes Cluster 15 application projects). Columns FQ through FY show the mapped resources alignment with the commercial interest criteria by resource type. Tab also shows comparison to projects identified as Available for Near-term Interconnection. | [19 empty] | 0 | 0 | 0 | 0 | 0 | 0 | 0 | 0 | 0 | 0 | 0 | 0 | 0 | 0 | 0 | 0 | 0 | Commercial criteria alignment analysis for the 2036 portfolio. Tab shows mapped generic resources by substation compared to commercial interest resources by the three confidence categories (Executed IA, Phase II complete, or all projects, which includes Cluster 15 application projects). Columns FQ through FY show the mapped resources alignment with the commercial interest criteria by resource type. Tab also shows comparison to projects identified as Available for Near-term Interconnection. | PG&E FRESNO | SDGE | PG&E GBA | Bannister | Ganso | Monroe | Sloan Canyon | 230 | 115 | 230 | 230 | 0 | 100 | 20 | 0 | 0 | 0 | 0 | 0 | #VALUE! | #VALUE! | #VALUE! | #VALUE! | #VALUE! | #VALUE! | -2 | -2 | -2 | -2 | 0 | -2 | -2 | 0 | 0 | 0 | 0 | Commercial criteria alignment analysis for the 2036 portfolio. Tab shows mapped generic resources by substation compared to commercial interest resources by the three confidence categories (Executed IA, Phase II complete, or all projects, which includes Cluster 15 application projects). Columns FQ through FY show the mapped resources alignment with the commercial interest criteria by resource type. Tab also shows comparison to projects identified as Available for Near-term Interconnection.
PG&E GBA | Clay | 60 | 0 | 0 | 0 | 0 | 0 | 0 | 0 | 0 | 0 | 0 | 0 | 0 | 0 | 0 | 0 | 0 | 0 | 0 | 0 | 0 |  | 0 | 0 | 0 | 0 | 0 | 0 | 0 | 0 | 0 | 0 | 0 | 0 | 0 | 0 | 0 | 0 | 0 | 0 | 0 | 0 | 0 | 0 | 0 | 0 | 0 | 0 | 0 | 0 | 0 | 0 | 0 | 0 | 0 | 0 | 0 | 0 |  | 0 | 0 | 0 | 0 | 0 | 0 | 0 | 0 | 0 | 0 | 0 | 0 | 0 | 0 | 0 | 0 | 0 | 0 | 0 | 0 | 0 | 0 | 0 | 0 | 0 | 0 | 0 | 0 | 0 | 0 | 0 | 0 | 0 | 0 | 0 | 0 |  | 0 | 0 | 0 | 0 | 0 | 0 | 0 | 0 | 0 | 0 | 0 | 0 | 0 | 0 | 0 | 0 | 0 | 0 | 0 | 0 | 0 | 0 | 0 | 0 | 0 | 0 | 0 | 0 | 0 | 0 | 0 | 0 | 0 | 0 | 0 | 0 |  | 0 | 0 | 0 | 0 | 0 | 0 | 0 | 0 | 0 | 0 | 0 | 0 | 0 | 0 | 0 | 0 | 0 | 0 | 0 | 0 | 0 | 0 | 0 | 0 | 0 | 0 | 0 | 0 | 0 | 0 | 0 | 0 | 0 | 0 | 0 | 0 |  | 1 | 1 | 1 | 1 | 1 | 1 | 1 | 1 | 1 | 0
PG&E GBA | Clayton | 115 | 0 | 0 | 0 | 0 | 0 | 0 | 0 | 0 | 0 | 0 | 0 | 0 | 0 | 0 | 0 | 0 | 0 | 0 | 0 | 0 |  | 0 | 0 | 0 | 0 | 0 | 0 | 0 | 0 | 0 | 0 | 0 | 0 | 0 | 0 | 0 | 0 | 0 | 0 | 0 | 0 | 0 | 0 | 0 | 0 | 0 | 0 | 0 | 0 | 0 | 0 | 0 | 0 | 0 | 0 | 0 | 0 |  | 0 | 0 | 0 | 0 | 0 | 0 | 0 | 0 | 0 | 0 | 0 | 0 | 0 | 0 | 0 | 0 | 0 | 0 | 0 | 0 | 0 | 0 | 0 | 0 | 0 | 0 | 0 | 0 | 0 | 0 | 0 | 0 | 0 | 0 | 0 | 0 |  | 0 | 0 | 0 | 0 | 0 | 0 | 0 | 0 | 0 | 0 | 0 | 0 | 0 | 0 | 0 | 1 | 0 | 1 | 0 | 0 | 0 | 0 | 0 | 0 | 0 | 0 | 0 | 0 | 0 | 0 | 0 | 0 | 0 | -2 | 0 | 1 |  | 0 | 0 | 0 | 0 | 0 | 0 | 0 | 0 | 0 | 0 | 0 | 0 | 0 | 0 | 0 | 0 | 0 | 0 | 0 | 0 | 0 | 0 | 0 | 0 | 0 | 0 | 0 | 0 | 0 | 0 | 0 | 0 | 0 | 0 | 0 | 0 |  | 1 | 1 | 1 | 1 | 1 | 1 | 1 | 1 | 4+ | 1
PG&E NGBA | Cloverdale | 115 | 108 | 0 | 0 | 0 | 0 | 0 | 0 | 0 | 0 | 0 | 0 | 0 | 0 | 0 | 0 | 0 | 0 | 0 | 0 | 1 |  | 0 | 0 | 0 | 0 | 0 | 0 | 0 | 0 | 0 | 0 | 0 | 0 | 0 | 0 | 0 | 0 | 0 | 0 | 2 | 2 | 0 | 0 | 0 | 0 | 0 | 0 | 0 | 0 | 0 | 0 | 0 | 0 | 0 | 0 | 0 | 1 |  | 0 | 0 | 0 | 0 | 0 | 0 | 0 | 0 | 0 | 0 | 0 | 0 | 0 | 0 | 0 | 0 | 0 | 0 | 2 | 2 | 0 | 0 | 0 | 0 | 0 | 0 | 0 | 0 | 0 | 0 | 0 | 0 | 0 | 0 | 0 | 1 |  | 0 | 0 | 0 | 0 | 0 | 0 | 0 | 0 | 0 | 0 | 0 | 0 | 0 | 0 | 0 | 0.065 | 0 | 1 | 2 | 2 | 0 | 0 | 0 | 0 | 0 | 0 | 0 | 0 | 0 | 0 | 0 | 0 | 0 | -2 | 0 | 1 |  | 0 | 0 | 0 | 0 | 0 | 0 | 0 | 0 | 0 | 0 | 0 | 0 | 0 | 0 | 0 | 0 | 0 | 0 | 2 | 2 | 0 | 0 | 0 | 0 | 0 | 0 | 0 | 0 | 0 | 0 | 0 | 0 | 0 | 0 | 0 | 1 |  | 5- | 1 | 1 | 1 | 1 | 1 | 1 | 1 | 4+ | 1
PG&E FRESNO | Clovis | 115 | 0 | 0 | 0 | 0 | 0 | 0 | 0 | 0 | 0 | 0 | 0 | 0 | 0 | 0 | 0 | 0 | 0 | 0 | 0 | 0 |  | 0 | 0 | 0 | 0 | 0 | 0 | 0 | 0 | 0 | 0 | 0 | 0 | 0 | 0 | 0 | 0 | 0 | 0 | 0 | 0 | 0 | 0 | 0 | 0 | 0 | 0 | 0 | 0 | 0 | 0 | 0 | 0 | 0 | 0 | 0 | 0 |  | 0 | 0 | 0 | 0 | 0 | 0 | 0 | 0 | 0 | 0 | 0 | 0 | 0 | 0 | 0 | 0 | 0 | 0 | 0 | 0 | 0 | 0 | 0 | 0 | 0 | 0 | 0 | 0 | 0 | 0 | 0 | 0 | 0 | 0 | 0 | 0 |  | 0 | 0 | 0 | 0 | 0 | 0 | 0 | 0 | 0 | 0 | 0 | 0 | 0 | 0 | 0 | 0 | 0 | 0 | 0 | 0 | 0 | 0 | 0 | 0 | 0 | 0 | 0 | 0 | 0 | 0 | 0 | 0 | 0 | 0 | 0 | 0 |  | 0 | 0 | 0 | 0 | 0 | 0 | 0 | 0 | 0 | 0 | 0 | 0 | 0 | 0 | 0 | 0 | 0 | 0 | 0 | 0 | 0 | 0 | 0 | 0 | 0 | 0 | 0 | 0 | 0 | 0 | 0 | 0 | 0 | 0 | 0 | 0 |  | 1 | 1 | 1 | 1 | 1 | 1 | 1 | 1 | 1 | 0
Commercial criteria alignment analysis for the 2036 portfolio. Tab shows mapped generic resources by substation compared to commercial interest resources by the three confidence categories (Executed IA, Phase II complete, or all projects, which includes Cluster 15 application projects). Columns FQ through FY show the mapped resources alignment with the commercial interest criteria by resource type. Tab also shows comparison to projects identified as Available for Near-term Interconnection. | PG&E FRESNO | SDGE | PG&E GBA | Bannister | Ganso | Monroe | Sloan Canyon | 230 | 115 | 230 | 230 | 0 | 100 | 20 | 0 | 0 | 0 | 0 | 0 | 0 | 0 | 0 | 0 | 0 | 0 | 0 | 0 | 0 | 0 | 0 | 0 | 0 | 0 | 0 | 0 | 0 | 0 | 0 | 0 | 0 | 0 | #VALUE! | #VALUE! | #VALUE! | #VALUE! | #VALUE! | #VALUE! | 2 | 2 | 2 | 2 | 2 | 0 | 0 | 0 | 0 | 0 | 0 | 1 | Commercial criteria alignment analysis for the 2036 portfolio. Tab shows mapped generic resources by substation compared to commercial interest resources by the three confidence categories (Executed IA, Phase II complete, or all projects, which includes Cluster 15 application projects). Columns FQ through FY show the mapped resources alignment with the commercial interest criteria by resource type. Tab also shows comparison to projects identified as Available for Near-term Interconnection. | [18 empty] | #VALUE! | #VALUE! | #VALUE! | #VALUE! | #VALUE! | #VALUE! | 2 | 2 | 2 | 2 | 2 | 0 | 0 | 0 | 0 | 0 | 0 | Commercial criteria alignment analysis for the 2036 portfolio. Tab shows mapped generic resources by substation compared to commercial interest resources by the three confidence categories (Executed IA, Phase II complete, or all projects, which includes Cluster 15 application projects). Columns FQ through FY show the mapped resources alignment with the commercial interest criteria by resource type. Tab also shows comparison to projects identified as Available for Near-term Interconnection. | PG&E FRESNO | SDGE | PG&E GBA | Bannister | Ganso | Monroe | Sloan Canyon | 230 | 115 | 230 | 230 | 0 | 100 | 20 | 0 | 0 | 0 | 0 | 0 | #VALUE! | #VALUE! | #VALUE! | #VALUE! | #VALUE! | #VALUE! | 0 | 2 | 0 | -2 | 2 | -2 | -2 | 0 | 0 | 0 | 0 | Commercial criteria alignment analysis for the 2036 portfolio. Tab shows mapped generic resources by substation compared to commercial interest resources by the three confidence categories (Executed IA, Phase II complete, or all projects, which includes Cluster 15 application projects). Columns FQ through FY show the mapped resources alignment with the commercial interest criteria by resource type. Tab also shows comparison to projects identified as Available for Near-term Interconnection. | [19 empty] | #VALUE! | #VALUE! | #VALUE! | #VALUE! | #VALUE! | #VALUE! | 2 | 2 | 2 | 2 | 2 | 0 | 0 | 0 | 0 | 0 | 0 | Commercial criteria alignment analysis for the 2036 portfolio. Tab shows mapped generic resources by substation compared to commercial interest resources by the three confidence categories (Executed IA, Phase II complete, or all projects, which includes Cluster 15 application projects). Columns FQ through FY show the mapped resources alignment with the commercial interest criteria by resource type. Tab also shows comparison to projects identified as Available for Near-term Interconnection. | PG&E FRESNO | SDGE | PG&E GBA | Bannister | Ganso | Monroe | Sloan Canyon | 230 | 115 | 230 | 230
PG&E GBA | Coburn | 60 | 0 | 0 | 0 | 0 | 0 | 0 | 0 | 0 | 0 | 0 | 0 | 0 | 0 | 0 | 0 | 0 | 0 | 0 | 0 | 0 |  | 0 | 0 | 0 | 0 | 0 | 0 | 0 | 0 | 0 | 0 | 0 | 0 | 0 | 0 | 0 | 0 | 0 | 0 | 0 | 0 | 0 | 0 | 0 | 0 | 0 | 0 | 0 | 0 | 0 | 0 | 0 | 0 | 0 | 0 | 0 | 0 |  | 0 | 0 | 0 | 0 | 0 | 0 | 0 | 0 | 0 | 0 | 0 | 0 | 0 | 0 | 0 | 0 | 0 | 0 | 0 | 0 | 0 | 0 | 0 | 0 | 0 | 0 | 0 | 0 | 0 | 0 | 0 | 0 | 0 | 0 | 0 | 0 |  | 0 | 0 | 0 | 0 | 0 | 0 | 0 | 0 | 0 | 0 | 0 | 0 | 0 | 0 | 0 | 0 | 0 | 0 | 0 | 0 | 0 | 0 | 0 | 0 | 0 | 0 | 0 | 0 | 0 | 0 | 0 | 0 | 0 | 0 | 0 | 0 |  | 0 | 0 | 0 | 0 | 0 | 0 | 0 | 0 | 0 | 0 | 0 | 0 | 0 | 0 | 0 | 0 | 0 | 0 | 0 | 0 | 0 | 0 | 0 | 0 | 0 | 0 | 0 | 0 | 0 | 0 | 0 | 0 | 0 | 0 | 0 | 0 |  | 1 | 1 | 1 | 1 | 1 | 1 | 1 | 1 | 1 | 0
PG&E NGBA | Colgate | 230 | 0 | 0 | 0 | 0 | 0 | 0 | 0 | 0 | 0 | 0 | 0 | 0 | 0 | 0 | 0 | 0 | 0 | 0 | 0 | 0 |  | 0 | 0 | 0 | 0 | 0 | 0 | 0 | 0 | 0 | 0 | 0 | 0 | 0 | 0 | 0 | 0 | 0 | 0 | 0 | 0 | 0 | 0 | 0 | 0 | 0 | 0 | 0 | 0 | 0 | 0 | 0 | 0 | 0 | 0 | 0 | 0 |  | 0 | 0 | 0 | 0 | 0 | 0 | 0 | 0 | 0 | 0 | 0 | 0 | 0 | 0 | 0 | 0 | 0 | 0 | 0 | 0 | 0 | 0 | 0 | 0 | 0 | 0 | 0 | 0 | 0 | 0 | 0 | 0 | 0 | 0 | 0 | 0 |  | 0 | 0 | 0 | 0 | 0 | 0 | 0 | 0 | 0 | 0 | 0 | 0 | 0 | 0 | 0 | 0 | 0 | 0 | 0 | 0 | 0 | 0 | 0 | 0 | 0 | 0 | 0 | 0 | 0 | 0 | 0 | 0 | 0 | 0 | 0 | 0 |  | 0 | 0 | 0 | 0 | 0 | 0 | 0 | 0 | 0 | 0 | 0 | 0 | 0 | 0 | 0 | 0 | 0 | 0 | 0 | 0 | 0 | 0 | 0 | 0 | 0 | 0 | 0 | 0 | 0 | 0 | 0 | 0 | 0 | 0 | 0 | 0 |  | 1 | 1 | 1 | 1 | 1 | 1 | 1 | 1 | 1 | 0
PG&E GBA | Collierville | 230 | 0 | 0 | 0 | 0 | 0 | 0 | 0 | 0 | 0 | 0 | 0 | 0 | 0 | 0 | 0 | 0 | 0 | 0 | 0 | 0 |  | 0 | 0 | 0 | 0 | 0 | 0 | 0 | 0 | 0 | 0 | 0 | 0 | 0 | 0 | 0 | 0 | 0 | 0 | 0 | 0 | 0 | 0 | 0 | 0 | 0 | 0 | 0 | 0 | 0 | 0 | 0 | 0 | 0 | 0 | 0 | 0 |  | 0 | 0 | 0 | 0 | 0 | 0 | 0 | 0 | 0 | 0 | 0 | 0 | 0 | 0 | 0 | 0 | 0 | 0 | 0 | 0 | 0 | 0 | 0 | 0 | 0 | 0 | 0 | 0 | 0 | 0 | 0 | 0 | 0 | 0 | 0 | 0 |  | 0 | 0 | 0 | 0 | 0 | 0 | 0 | 0 | 0 | 0 | 0 | 0 | 0 | 0 | 0 | 0 | 0 | 0 | 0 | 0 | 0 | 0 | 0 | 0 | 0 | 0 | 0 | 0 | 0 | 0 | 0 | 0 | 0 | 0 | 0 | 0 |  | 0 | 0 | 0 | 0 | 0 | 0 | 0 | 0 | 0 | 0 | 0 | 0 | 0 | 0 | 0 | 0 | 0 | 0 | 0 | 0 | 0 | 0 | 0 | 0 | 0 | 0 | 0 | 0 | 0 | 0 | 0 | 0 | 0 | 0 | 0 | 0 |  | 1 | 1 | 1 | 1 | 1 | 1 | 1 | 1 | 1 | 0
PG&E GBA | Collinsville | 230 | 0 | 0 | 0 | 0 | 0 | 0 | 0 | 0 | 0 | 0 | 0 | 0 | 0 | 0 | 0 | 0 | 0 | 0 | 0 | 0 |  | 0 | 0 | 0 | 0 | 0 | 0 | 0 | 0 | 0 | 0 | 0 | 0 | 0 | 0 | 0 | 0 | 0 | 0 | 0 | 0 | 0 | 0 | 0 | 0 | 0 | 0 | 0 | 0 | 0 | 0 | 0 | 0 | 0 | 0 | 0 | 0 |  | 0 | 0 | 0 | 0 | 0 | 0 | 0 | 0 | 0 | 0 | 0 | 0 | 0 | 0 | 0 | 0 | 0 | 0 | 0 | 0 | 0 | 0 | 0 | 0 | 0 | 0 | 0 | 0 | 0 | 0 | 0 | 0 | 0 | 0 | 0 | 0 |  | 0 | 0 | 0 | 0 | 0 | 0 | 0 | 0 | 0 | 0 | 0 | 0 | 0 | 0 | 0 | 0 | 0 | 0 | 0 | 0 | 0 | 0 | 0 | 0 | 0 | 0 | 0 | 0 | 0 | 0 | 0 | 0 | 0 | 0 | 0 | 0 |  | 0 | 0 | 0 | 0 | 0 | 0 | 0 | 0 | 0 | 0 | 0 | 0 | 0 | 0 | 0 | 0 | 0 | 0 | 0 | 0 | 0 | 0 | 0 | 0 | 0 | 0 | 0 | 0 | 0 | 0 | 0 | 0 | 0 | 0 | 0 | 0 |  | 1 | 1 | 1 | 1 | 1 | 1 | 1 | 1 | 1 | 0
PG&E GBA | Collinsville | 500 | 0 | 0 | 0 | 0 | 0 | 0 | 0 | 0 | 0 | 0 | 0 | 0 | 0 | 0 | 0 | 0 | 0 | 0 | 0 | 0 |  | 0 | 0 | 0 | 0 | 0 | 0 | 0 | 0 | 0 | 0 | 0 | 0 | 0 | 0 | 0 | 0 | 0 | 0 | 0 | 0 | 0 | 0 | 0 | 0 | 0 | 0 | 0 | 0 | 0 | 0 | 0 | 0 | 0 | 0 | 0 | 0 |  | 0 | 0 | 0 | 0 | 0 | 0 | 0 | 0 | 0 | 0 | 0 | 0 | 0 | 0 | 0 | 0 | 0 | 0 | 0 | 0 | 0 | 0 | 0 | 0 | 0 | 0 | 0 | 0 | 0 | 0 | 0 | 0 | 0 | 0 | 0 | 0 |  | 0 | 0 | 0 | 0 | 0 | 0 | 0 | 0 | 0 | 0 | 0 | 0 | 0 | 0 | 0 | 0 | 0 | 0 | 0 | 0 | 0 | 0 | 0 | 0 | 0 | 0 | 0 | 0 | 0 | 0 | 0 | 0 | 0 | 0 | 0 | 0 |  | 0 | 0 | 0 | 0 | 0 | 0 | 0 | 0 | 0 | 0 | 0 | 0 | 0 | 0 | 0 | 0 | 0 | 0 | 0 | 0 | 0 | 0 | 0 | 0 | 0 | 0 | 0 | 0 | 0 | 0 | 0 | 0 | 0 | 0 | 0 | 0 |  | 1 | 1 | 1 | 1 | 1 | 1 | 1 | 1 | 1 | 0
Commercial criteria alignment analysis for the 2036 portfolio. Tab shows mapped generic resources by substation compared to commercial interest resources by the three confidence categories (Executed IA, Phase II complete, or all projects, which includes Cluster 15 application projects). Columns FQ through FY show the mapped resources alignment with the commercial interest criteria by resource type. Tab also shows comparison to projects identified as Available for Near-term Interconnection. | [23 empty] | 0 | 0 | 0 | 0 | 0 | 0 | 0 | 0 | 0 | 0 | 0 | 0 | 0 | 0 | 0 | 0 | 0 | 0 | 0 | 0 | 0 | 0 | 0 | 0 | 0 | 0 | 0 | 0 | 0 | 0 | 0 | 0 | 0 | 0 | 0 | 0 | Commercial criteria alignment analysis for the 2036 portfolio. Tab shows mapped generic resources by substation compared to commercial interest resources by the three confidence categories (Executed IA, Phase II complete, or all projects, which includes Cluster 15 application projects). Columns FQ through FY show the mapped resources alignment with the commercial interest criteria by resource type. Tab also shows comparison to projects identified as Available for Near-term Interconnection. | PG&E FRESNO | SDGE | PG&E GBA | Bannister | Ganso | Monroe | Sloan Canyon | 230 | 115 | 230 | 230 | 0 | 100 | 20 | 0 | 0 | 0 | 0 | #VALUE! | #VALUE! | #VALUE! | #VALUE! | #VALUE! | #VALUE! | #VALUE! | -2 | -2 | -2 | -2 | 0 | -2 | -2 | 0 | 0 | 0 | Commercial criteria alignment analysis for the 2036 portfolio. Tab shows mapped generic resources by substation compared to commercial interest resources by the three confidence categories (Executed IA, Phase II complete, or all projects, which includes Cluster 15 application projects). Columns FQ through FY show the mapped resources alignment with the commercial interest criteria by resource type. Tab also shows comparison to projects identified as Available for Near-term Interconnection. | [19 empty] | 0 | 0 | 0 | 0 | 0 | 0 | 0 | 0 | 0 | 0 | 0 | 0 | 0 | 0 | 0 | 0 | 0 | Commercial criteria alignment analysis for the 2036 portfolio. Tab shows mapped generic resources by substation compared to commercial interest resources by the three confidence categories (Executed IA, Phase II complete, or all projects, which includes Cluster 15 application projects). Columns FQ through FY show the mapped resources alignment with the commercial interest criteria by resource type. Tab also shows comparison to projects identified as Available for Near-term Interconnection. | PG&E FRESNO | SDGE | PG&E GBA | Bannister | Ganso | Monroe | Sloan Canyon | 230 | 115 | 230 | 230 | 0 | 100 | 20 | 0 | 0 | 0 | 0 | 0 | #VALUE! | #VALUE! | #VALUE! | #VALUE! | #VALUE! | #VALUE! | -2 | -2 | -2 | -2 | 0 | -2 | -2 | 0 | 0 | 0 | 0 | Commercial criteria alignment analysis for the 2036 portfolio. Tab shows mapped generic resources by substation compared to commercial interest resources by the three confidence categories (Executed IA, Phase II complete, or all projects, which includes Cluster 15 application projects). Columns FQ through FY show the mapped resources alignment with the commercial interest criteria by resource type. Tab also shows comparison to projects identified as Available for Near-term Interconnection.
SCE Eastern | Colorado River | 500 | 0 | 0 | 0 | 0 | 0 | 0 | 0 | 0 | 0 | 0 | 0 | 0 | 0 | 0 | 0 | 0 | 0 | 0 | 0 | 0 |  | 0 | 0 | 0 | 0 | 0 | 0 | 0 | 0 | 0 | 0 | 0 | 0 | 0 | 0 | 0 | 0 | 0 | 0 | 0 | 0 | 0 | 0 | 0 | 0 | 0 | 0 | 0 | 0 | 0 | 0 | 0 | 0 | 0 | 0 | 0 | 0 |  | 0 | 0 | 0 | 0 | 0 | 0 | 0 | 0 | 0 | 0 | 0 | 0 | 0 | 0 | 0 | 0 | 0 | 0 | 0 | 0 | 0 | 0 | 0 | 0 | 0 | 0 | 0 | 0 | 0 | 0 | 0 | 0 | 0 | 0 | 0 | 0 |  | 0 | 0 | 0 | 0 | 0 | 0 | 0 | 0 | 0 | 0 | 0 | 0 | 0 | 0 | 0 | 0 | 0 | 0 | 0 | 0 | 0 | 0 | 0 | 0 | 0 | 0 | 0 | 0 | 0 | 0 | 0 | 0 | 0 | 0 | 0 | 0 |  | 0 | 0 | 0 | 0 | 0 | 0 | 0 | 0 | 0 | 0 | 0 | 0 | 0 | 0 | 0 | 0 | 0 | 0 | 0 | 0 | 0 | 0 | 0 | 0 | 0 | 0 | 0 | 0 | 0 | 0 | 0 | 0 | 0 | 0 | 0 | 0 |  | 1 | 1 | 1 | 1 | 1 | 1 | 1 | 1 | 1 | 0
Commercial criteria alignment analysis for the 2036 portfolio. Tab shows mapped generic resources by substation compared to commercial interest resources by the three confidence categories (Executed IA, Phase II complete, or all projects, which includes Cluster 15 application projects). Columns FQ through FY show the mapped resources alignment with the commercial interest criteria by resource type. Tab also shows comparison to projects identified as Available for Near-term Interconnection. | PG&E FRESNO | SDGE | PG&E GBA | Bannister | Ganso | Monroe | Sloan Canyon | 230 | 115 | 230 | 230 | 0 | 100 | 20 | 0 | 0 | 0 | 0 | 0 | 0 | 0 | 0 | 0 | 0 | 0 | 0 | 0 | 0 | 0 | 0 | 0 | 0 | 0 | 0 | 0 | 0 | 0 | 0 | 0 | 0 | 0 | #VALUE! | #VALUE! | #VALUE! | #VALUE! | #VALUE! | #VALUE! | 2 | 2 | 2 | 2 | 2 | 0 | 0 | 0 | 0 | 0 | 0 | 1 | Commercial criteria alignment analysis for the 2036 portfolio. Tab shows mapped generic resources by substation compared to commercial interest resources by the three confidence categories (Executed IA, Phase II complete, or all projects, which includes Cluster 15 application projects). Columns FQ through FY show the mapped resources alignment with the commercial interest criteria by resource type. Tab also shows comparison to projects identified as Available for Near-term Interconnection. | [18 empty] | #VALUE! | #VALUE! | #VALUE! | #VALUE! | #VALUE! | #VALUE! | 2 | 2 | 2 | 2 | 2 | 0 | 0 | 0 | 0 | 0 | 0 | Commercial criteria alignment analysis for the 2036 portfolio. Tab shows mapped generic resources by substation compared to commercial interest resources by the three confidence categories (Executed IA, Phase II complete, or all projects, which includes Cluster 15 application projects). Columns FQ through FY show the mapped resources alignment with the commercial interest criteria by resource type. Tab also shows comparison to projects identified as Available for Near-term Interconnection. | PG&E FRESNO | SDGE | PG&E GBA | Bannister | Ganso | Monroe | Sloan Canyon | 230 | 115 | 230 | 230 | 0 | 100 | 20 | 0 | 0 | 0 | 0 | 0 | #VALUE! | #VALUE! | #VALUE! | #VALUE! | #VALUE! | #VALUE! | 0 | 2 | 0 | -2 | 2 | -2 | -2 | 0 | 0 | 0 | 0 | Commercial criteria alignment analysis for the 2036 portfolio. Tab shows mapped generic resources by substation compared to commercial interest resources by the three confidence categories (Executed IA, Phase II complete, or all projects, which includes Cluster 15 application projects). Columns FQ through FY show the mapped resources alignment with the commercial interest criteria by resource type. Tab also shows comparison to projects identified as Available for Near-term Interconnection. | [19 empty] | #VALUE! | #VALUE! | #VALUE! | #VALUE! | #VALUE! | #VALUE! | 2 | 2 | 2 | 2 | 2 | 0 | 0 | 0 | 0 | 0 | 0 | Commercial criteria alignment analysis for the 2036 portfolio. Tab shows mapped generic resources by substation compared to commercial interest resources by the three confidence categories (Executed IA, Phase II complete, or all projects, which includes Cluster 15 application projects). Columns FQ through FY show the mapped resources alignment with the commercial interest criteria by resource type. Tab also shows comparison to projects identified as Available for Near-term Interconnection. | PG&E FRESNO | SDGE | PG&E GBA | Bannister | Ganso | Monroe | Sloan Canyon | 230 | 115 | 230 | 230
PG&E GBA | Contra Costa | 115 | 0 | 0 | 0 | 0 | 0 | 0 | 0 | 0 | 0 | 0 | 0 | 0 | 0 | 0 | 0 | 0 | 0 | 0 | 0 | 0 |  | 0 | 0 | 0 | 0 | 0 | 0 | 0 | 0 | 0 | 0 | 0 | 0 | 0 | 0 | 0 | 0 | 0 | 0 | 0 | 0 | 0 | 0 | 0 | 0 | 0 | 0 | 0 | 0 | 0 | 0 | 0 | 0 | 0 | 0 | 0 | 0 |  | 0 | 0 | 0 | 0 | 0 | 0 | 0 | 0 | 0 | 0 | 0 | 0 | 0 | 0 | 0 | 0 | 0 | 0 | 0 | 0 | 0 | 0 | 0 | 0 | 0 | 0 | 0 | 0 | 0 | 0 | 0 | 0 | 0 | 0 | 0 | 0 |  | 0 | 0 | 0 | 0 | 0 | 0 | 0 | 0 | 0 | 0 | 0 | 0 | 0 | 0 | 0 | 0 | 0 | 0 | 0 | 0 | 0 | 0 | 0 | 0 | 0 | 0 | 0 | 0 | 0 | 0 | 0 | 0 | 0 | 0 | 0 | 0 |  | 0 | 0 | 0 | 0 | 0 | 0 | 0 | 0 | 0 | 0 | 0 | 0 | 0 | 0 | 0 | 0 | 0 | 0 | 0 | 0 | 0 | 0 | 0 | 0 | 0 | 0 | 0 | 0 | 0 | 0 | 0 | 0 | 0 | 0 | 0 | 0 |  | 1 | 1 | 1 | 1 | 1 | 1 | 1 | 1 | 1 | 0
Commercial criteria alignment analysis for the 2036 portfolio. Tab shows mapped generic resources by substation compared to commercial interest resources by the three confidence categories (Executed IA, Phase II complete, or all projects, which includes Cluster 15 application projects). Columns FQ through FY show the mapped resources alignment with the commercial interest criteria by resource type. Tab also shows comparison to projects identified as Available for Near-term Interconnection. | [23 empty] | 0 | 0 | 0 | 0 | 0 | 0 | 0 | 0 | 0 | 0 | 0 | 0 | 0 | 0 | 0 | 0 | 0 | 0 | 0 | 0 | 0 | 0 | 0 | 0 | 0 | 0 | 0 | 0 | 0 | 0 | 0 | 0 | 0 | 0 | 0 | 0 | Commercial criteria alignment analysis for the 2036 portfolio. Tab shows mapped generic resources by substation compared to commercial interest resources by the three confidence categories (Executed IA, Phase II complete, or all projects, which includes Cluster 15 application projects). Columns FQ through FY show the mapped resources alignment with the commercial interest criteria by resource type. Tab also shows comparison to projects identified as Available for Near-term Interconnection. | PG&E FRESNO | SDGE | PG&E GBA | Bannister | Ganso | Monroe | Sloan Canyon | 230 | 115 | 230 | 230 | 0 | 100 | 20 | 0 | 0 | 0 | 0 | #VALUE! | #VALUE! | #VALUE! | #VALUE! | #VALUE! | #VALUE! | #VALUE! | -2 | -2 | -2 | -2 | 0 | -2 | -2 | 0 | 0 | 0 | Commercial criteria alignment analysis for the 2036 portfolio. Tab shows mapped generic resources by substation compared to commercial interest resources by the three confidence categories (Executed IA, Phase II complete, or all projects, which includes Cluster 15 application projects). Columns FQ through FY show the mapped resources alignment with the commercial interest criteria by resource type. Tab also shows comparison to projects identified as Available for Near-term Interconnection. | [19 empty] | 0 | 0 | 0 | 0 | 0 | 0 | 0 | 0 | 0 | 0 | 0 | 0 | 0 | 0 | 0 | 0 | 0 | Commercial criteria alignment analysis for the 2036 portfolio. Tab shows mapped generic resources by substation compared to commercial interest resources by the three confidence categories (Executed IA, Phase II complete, or all projects, which includes Cluster 15 application projects). Columns FQ through FY show the mapped resources alignment with the commercial interest criteria by resource type. Tab also shows comparison to projects identified as Available for Near-term Interconnection. | PG&E FRESNO | SDGE | PG&E GBA | Bannister | Ganso | Monroe | Sloan Canyon | 230 | 115 | 230 | 230 | 0 | 100 | 20 | 0 | 0 | 0 | 0 | 0 | #VALUE! | #VALUE! | #VALUE! | #VALUE! | #VALUE! | #VALUE! | -2 | -2 | -2 | -2 | 0 | -2 | -2 | 0 | 0 | 0 | 0 | Commercial criteria alignment analysis for the 2036 portfolio. Tab shows mapped generic resources by substation compared to commercial interest resources by the three confidence categories (Executed IA, Phase II complete, or all projects, which includes Cluster 15 application projects). Columns FQ through FY show the mapped resources alignment with the commercial interest criteria by resource type. Tab also shows comparison to projects identified as Available for Near-term Interconnection.
PG&E GBA | Contra Costa PP | 230 | 0 | 0 | 0 | 0 | 0 | 0 | 0 | 0 | 0 | 0 | 0 | 0 | 0 | 0 | 0 | 0 | 0 | 0 | 0 | 0 |  | 0 | 0 | 0 | 0 | 0 | 0 | 0 | 0 | 0 | 0 | 0 | 0 | 0 | 0 | 0 | 0 | 0 | 0 | 0 | 0 | 0 | 0 | 0 | 0 | 0 | 0 | 0 | 0 | 0 | 0 | 0 | 0 | 0 | 0 | 0 | 0 |  | 0 | 0 | 0 | 0 | 0 | 0 | 0 | 0 | 0 | 0 | 0 | 0 | 0 | 0 | 0 | 0 | 0 | 0 | 0 | 0 | 0 | 0 | 0 | 0 | 0 | 0 | 0 | 0 | 0 | 0 | 0 | 0 | 0 | 0 | 0 | 0 |  | 0 | 0 | 0 | 0 | 0 | 0 | 0 | 0 | 0 | 0 | 0 | 0 | 0 | 0 | 0 | 0 | 0 | 0 | 0 | 0 | 0 | 0 | 0 | 0 | 0 | 0 | 0 | 0 | 0 | 0 | 0 | 0 | 0 | 0 | 0 | 0 |  | 0 | 0 | 0 | 0 | 0 | 0 | 0 | 0 | 0 | 0 | 0 | 0 | 0 | 0 | 0 | 0 | 0 | 0 | 0 | 0 | 0 | 0 | 0 | 0 | 0 | 0 | 0 | 0 | 0 | 0 | 0 | 0 | 0 | 0 | 0 | 0 |  | 1 | 1 | 1 | 1 | 1 | 1 | 1 | 1 | 1 | 0
SCE NOL | Control | 115 | 177 | 0 | 0 | 0 | 0 | 0 | 0 | 0 | 0 | 0 | 0 | 0 | 0 | 0 | 0 | 0 | 0 | 0 | 0 | 1 |  | 0 | 0 | 0 | 0 | 0 | 0 | 0 | 0 | 0 | 0 | 0 | 0 | 0 | 0 | 0 | 0 | 0 | 0 | 2 | 2 | 0 | 0 | 0 | 0 | 0 | 0 | 0 | 0 | 0 | 0 | 0 | 0 | 0 | 0 | 0 | 1 |  | 0 | 0 | 0 | 0 | 0 | 0 | 0 | 0 | 0 | 0 | 0 | 0 | 0 | 0 | 0 | 0 | 0 | 0 | 2 | 2 | 0 | 0 | 0 | 0 | 0 | 0 | 0 | 0 | 0 | 0 | 0 | 0 | 0 | 0 | 0 | 1 |  | 0 | 0 | 0 | 0 | 0 | 0 | 0 | 0 | 0 | 0 | 0 | 0 | 0 | 0 | 0 | 0 | 0 | 0 | 2 | 2 | 0 | 0 | 0 | 0 | 0 | 0 | 0 | 0 | 0 | 0 | 0 | 0 | 0 | 0 | 0 | 1 |  | 0 | 0 | 0 | 0 | 0 | 0 | 0 | 0 | 0 | 0 | 0 | 0 | 0 | 0 | 0 | 0 | 0 | 0 | 2 | 2 | 0 | 0 | 0 | 0 | 0 | 0 | 0 | 0 | 0 | 0 | 0 | 0 | 0 | 0 | 0 | 1 |  | 5- | 1 | 1 | 1 | 1 | 1 | 1 | 1 | 1 | 1
SCE NOL | Control | 55 | 0 | 0 | 0 | 0 | 0 | 0 | 0 | 0 | 0 | 0 | 0 | 0 | 0 | 0 | 0 | 0 | 0 | 0 | 0 | 0 |  | 0 | 0 | 0 | 0 | 0 | 0 | 0 | 0 | 0 | 0 | 0 | 0 | 0 | 0 | 0 | 0 | 0 | 0 | 0 | 0 | 0 | 0 | 0 | 0 | 0 | 0 | 0 | 0 | 0 | 0 | 0 | 0 | 0 | 0 | 0 | 0 |  | 0 | 0 | 0 | 0 | 0 | 0 | 0 | 0 | 0 | 0 | 0 | 0 | 0 | 0 | 0 | 0 | 0 | 0 | 0 | 0 | 0 | 0 | 0 | 0 | 0 | 0 | 0 | 0 | 0 | 0 | 0 | 0 | 0 | 0 | 0 | 0 |  | 0 | 0 | 0 | 0 | 0 | 0 | 0 | 0 | 0 | 0 | 0 | 0 | 0 | 0 | 0 | 0 | 0 | 0 | 0 | 0 | 0 | 0 | 0 | 0 | 0 | 0 | 0 | 0 | 0 | 0 | 0 | 0 | 0 | 0 | 0 | 0 |  | 0 | 0 | 0 | 0 | 0 | 0 | 0 | 0 | 0 | 0 | 0 | 0 | 0 | 0 | 0 | 0 | 0 | 0 | 0 | 0 | 0 | 0 | 0 | 0 | 0 | 0 | 0 | 0 | 0 | 0 | 0 | 0 | 0 | 0 | 0 | 0 |  | 1 | 1 | 1 | 1 | 1 | 1 | 1 | 1 | 1 | 0
PG&E GBA | Cooley Landing | 115 | 0 | 0 | 0 | 0 | 0 | 0 | 0 | 0 | 0 | 0 | 0 | 0 | 0 | 100 | 100 | 0 | 0 | 0 | 0 | 1 |  | 0 | 0 | 0 | 0 | 0 | 0 | 0 | 0 | 0 | 0 | 0 | 0 | 0 | 0 | 0 | 0 | 0 | 0 | 0 | 0 | 0 | 0 | 0 | 0 | 0 | 0 | 0 | 0 | 0 | 0 | 2 | 0 | 0 | 0 | 0 | 1 |  | 0 | 0 | 0 | 0 | 0 | 0 | 0 | 0 | 0 | 0 | 0 | 0 | 0 | 0 | 0 | 0 | 0 | 0 | 0 | 0 | 0 | 0 | 0 | 0 | 0 | 0 | 0 | 0 | 0 | 0 | 2 | 0 | 0 | 0 | 0 | 1 |  | 0 | 0 | 0 | 0 | 0 | 0 | 0 | 0 | 0 | 0 | 0 | 0 | 0 | 0 | 0 | 0 | 0 | 0 | 0 | 0 | 0 | 0 | 0 | 0 | 0 | 0 | 0 | 0 | 0 | 0 | 2 | 0 | 0 | 0 | 0 | 1 |  | 0 | 0 | 0 | 0 | 0 | 0 | 0 | 0 | 0 | 0 | 0 | 0 | 0 | 0 | 0 | 0 | 0 | 0 | 0 | 0 | 0 | 0 | 0 | 0 | 0 | 0 | 0 | 0 | 0 | 0 | 2 | 0 | 0 | 0 | 0 | 1 |  | 1 | 1 | 1 | 1 | 1 | 1 | 5- | 1 | 1 | 1
Commercial criteria alignment analysis for the 2036 portfolio. Tab shows mapped generic resources by substation compared to commercial interest resources by the three confidence categories (Executed IA, Phase II complete, or all projects, which includes Cluster 15 application projects). Columns FQ through FY show the mapped resources alignment with the commercial interest criteria by resource type. Tab also shows comparison to projects identified as Available for Near-term Interconnection. | PG&E FRESNO | SDGE | PG&E GBA | Bannister | Ganso | Monroe | Sloan Canyon | 230 | 115 | 230 | 230 | 0 | 100 | 20 | 0 | 0 | 0 | 0 | 0 | 0 | 0 | 0 | 0 | 0 | 0 | 0 | 0 | 0 | 0 | 0 | 0 | 0 | 0 | 0 | 0 | 0 | 0 | 0 | 0 | 0 | 0 | #VALUE! | #VALUE! | #VALUE! | #VALUE! | #VALUE! | #VALUE! | 2 | 2 | 2 | 2 | 2 | 0 | 0 | 0 | 0 | 0 | 0 | 1 | Commercial criteria alignment analysis for the 2036 portfolio. Tab shows mapped generic resources by substation compared to commercial interest resources by the three confidence categories (Executed IA, Phase II complete, or all projects, which includes Cluster 15 application projects). Columns FQ through FY show the mapped resources alignment with the commercial interest criteria by resource type. Tab also shows comparison to projects identified as Available for Near-term Interconnection. | [18 empty] | #VALUE! | #VALUE! | #VALUE! | #VALUE! | #VALUE! | #VALUE! | 2 | 2 | 2 | 2 | 2 | 0 | 0 | 0 | 0 | 0 | 0 | Commercial criteria alignment analysis for the 2036 portfolio. Tab shows mapped generic resources by substation compared to commercial interest resources by the three confidence categories (Executed IA, Phase II complete, or all projects, which includes Cluster 15 application projects). Columns FQ through FY show the mapped resources alignment with the commercial interest criteria by resource type. Tab also shows comparison to projects identified as Available for Near-term Interconnection. | PG&E FRESNO | SDGE | PG&E GBA | Bannister | Ganso | Monroe | Sloan Canyon | 230 | 115 | 230 | 230 | 0 | 100 | 20 | 0 | 0 | 0 | 0 | 0 | #VALUE! | #VALUE! | #VALUE! | #VALUE! | #VALUE! | #VALUE! | 0 | 2 | 0 | -2 | 2 | -2 | -2 | 0 | 0 | 0 | 0 | Commercial criteria alignment analysis for the 2036 portfolio. Tab shows mapped generic resources by substation compared to commercial interest resources by the three confidence categories (Executed IA, Phase II complete, or all projects, which includes Cluster 15 application projects). Columns FQ through FY show the mapped resources alignment with the commercial interest criteria by resource type. Tab also shows comparison to projects identified as Available for Near-term Interconnection. | [19 empty] | #VALUE! | #VALUE! | #VALUE! | #VALUE! | #VALUE! | #VALUE! | 2 | 2 | 2 | 2 | 2 | 0 | 0 | 0 | 0 | 0 | 0 | Commercial criteria alignment analysis for the 2036 portfolio. Tab shows mapped generic resources by substation compared to commercial interest resources by the three confidence categories (Executed IA, Phase II complete, or all projects, which includes Cluster 15 application projects). Columns FQ through FY show the mapped resources alignment with the commercial interest criteria by resource type. Tab also shows comparison to projects identified as Available for Near-term Interconnection. | PG&E FRESNO | SDGE | PG&E GBA | Bannister | Ganso | Monroe | Sloan Canyon | 230 | 115 | 230 | 230
| SCE Metro | PG&E NGBA | PG&E GBA | Barre | Gates | Monserate | Sloan Canyon | 230 | 230 | 500 | 230 | 0 | 0 | 0 | 0 | 0 | 0 | 0 | 0 | 0 | 0 | 0 | 0 | 0 | 0 | 0 | 0 | 0 | 0 | 0 | 0 | 0 | 0 | 0 | 0 | 0 | 0 | 0 | 0 | 0 | 0 | #VALUE! | #VALUE! | #VALUE! | #VALUE! | #VALUE! | #VALUE! | 2 | 2 | 2 | 0 | 0 | 0 | 0 | 0 | 0 | 0 | 0 | 1 | [19 empty] | #VALUE! | #VALUE! | #VALUE! | #VALUE! | #VALUE! | #VALUE! | 2 | 2 | 2 | 0 | 0 | 0 | 0 | 0 | 0 | 0 | 0 |  | SCE Metro | PG&E NGBA | PG&E GBA | Barre | Gates | Monserate | Sloan Canyon | 230 | 230 | 500 | 230 | 0 | 0 | 0 | 0 | 0 | 0 | 0 | 0 | #VALUE! | #VALUE! | #VALUE! | #VALUE! | #VALUE! | #VALUE! | 0 | 2 | -2 | -2 | 0 | 0 | 0 | 0 | 0 | 0 | 0 | [20 empty] | #VALUE! | #VALUE! | #VALUE! | #VALUE! | #VALUE! | #VALUE! | 2 | 2 | 2 | 0 | 0 | 0 | 0 | 0 | 0 | 0 | 0 |  | SCE Metro | PG&E NGBA | PG&E GBA | Barre | Gates | Monserate | Sloan Canyon | 230 | 230 | 500 | 230
| PG&E GBA | PG&E NGBA | PG&E KERN | Bay Boulevard | Gates | Monta Vista | Smyrna | 115 | 70 | 230 | 70 | 108 | 0 | 0 | 0 | 0 | 0 | 0 | 0 | 0 | 0 | 0 | 0 | 0 | 0 | 0 | 0 | 0 | 0 | 0 | 0 | 0 | 0 | 0 | 0 | 0 | 0 | 0 | 0 | 0 | 0 | #VALUE! | #VALUE! | #VALUE! | #VALUE! | #VALUE! | #VALUE! | 2 | 2 | 2 | 0 | 0 | 0 | 0 | 0 | 0 | 0 | 0 | 1 |  |  |  | Mapped Generic Resources | [15 empty] | #VALUE! | #VALUE! | #VALUE! | #VALUE! | #VALUE! | #VALUE! | 2 | 2 | 2 | 0 | 0 | 0 | 0 | 0 | 0 | 0 | 0 |  | PG&E GBA | PG&E NGBA | PG&E KERN | Bay Boulevard | Gates | Monta Vista | Smyrna | 115 | 70 | 230 | 70 | 108 | 0 | 0 | 0 | 0 | 0 | 0 | 0 | #VALUE! | #VALUE! | #VALUE! | #VALUE! | #VALUE! | #VALUE! | 0 | 2 | -2 | -2 | -2 | 0 | 0 | 0 | 0 | 0 | 0 |  |  |  | Mapped Generic Resources | [16 empty] | #VALUE! | #VALUE! | #VALUE! | #VALUE! | #VALUE! | #VALUE! | 2 | 2 | 2 | 0 | 0 | 0 | 0 | 0 | 0 | 0 | 0 |  | PG&E GBA | PG&E NGBA | PG&E KERN | Bay Boulevard | Gates | Monta Vista | Smyrna | 115 | 70 | 230 | 70
PG&E KERN | Copus | 70 | 0 | 0 | 0 | 0 | 0 | 0 | 0 | 0 | 0 | 0 | 0 | 0 | 0 | 0 | 0 | 0 | 0 | 0 | 0 | 0 |  | 0 | 0 | 0 | 0 | 0 | 0 | 0 | 0 | 0 | 0 | 0 | 0 | 0 | 0 | 0 | 0 | 0 | 0 | 0 | 0 | 0 | 0 | 0 | 0 | 0 | 0 | 0 | 0 | 0 | 0 | 0 | 0 | 0 | 0 | 0 | 0 |  | 0 | 0 | 0 | 0 | 0 | 0 | 0 | 0 | 0 | 0 | 0 | 0 | 0 | 0 | 0 | 0 | 0 | 0 | 0 | 0 | 0 | 0 | 0 | 0 | 0 | 0 | 0 | 0 | 0 | 0 | 0 | 0 | 0 | 0 | 0 | 0 |  | 0 | 0 | 0 | 0 | 0 | 0 | 0 | 0 | 0 | 0 | 0 | 0 | 0 | 0 | 0 | 7.2964 | 0 | 1 | 0 | 0 | 0 | 0 | 0 | 0 | 0 | 0 | 0 | 0 | 0 | 0 | 0 | 0 | 0 | -2 | 0 | 1 |  | 0 | 0 | 0 | 0 | 0 | 0 | 0 | 0 | 0 | 0 | 0 | 0 | 0 | 0 | 0 | 0 | 0 | 0 | 0 | 0 | 0 | 0 | 0 | 0 | 0 | 0 | 0 | 0 | 0 | 0 | 0 | 0 | 0 | 0 | 0 | 0 |  | 1 | 1 | 1 | 1 | 1 | 1 | 1 | 1 | 4+ | 1
PG&E FRESNO | Corcoran | 70 | 0 | 0 | 0 | 0 | 0 | 0 | 0 | 0 | 0 | 0 | 0 | 0 | 0 | 0 | 0 | 0 | 0 | 0 | 0 | 0 |  | 0 | 0 | 0 | 0 | 0 | 0 | 0 | 0 | 0 | 0 | 0 | 0 | 0 | 0 | 0 | 0 | 0 | 0 | 0 | 0 | 0 | 0 | 0 | 0 | 0 | 0 | 0 | 0 | 0 | 0 | 0 | 0 | 0 | 0 | 0 | 0 |  | 0 | 0 | 0 | 0 | 0 | 0 | 0 | 0 | 0 | 0 | 0 | 0 | 0 | 0 | 0 | 0 | 0 | 0 | 0 | 0 | 0 | 0 | 0 | 0 | 0 | 0 | 0 | 0 | 0 | 0 | 0 | 0 | 0 | 0 | 0 | 0 |  | 0 | 0 | 0 | 0 | 0 | 0 | 0 | 0 | 0 | 0 | 0 | 0 | 0 | 0 | 0 | 0 | 0 | 0 | 0 | 0 | 0 | 0 | 0 | 0 | 0 | 0 | 0 | 0 | 0 | 0 | 0 | 0 | 0 | 0 | 0 | 0 |  | 0 | 0 | 0 | 0 | 0 | 0 | 0 | 0 | 0 | 0 | 0 | 0 | 0 | 0 | 0 | 0 | 0 | 0 | 0 | 0 | 0 | 0 | 0 | 0 | 0 | 0 | 0 | 0 | 0 | 0 | 0 | 0 | 0 | 0 | 0 | 0 |  | 1 | 1 | 1 | 1 | 1 | 1 | 1 | 1 | 1 | 0
PG&E FRESNO | Corcoran | 115 | 0 | 0 | 0 | 0 | 0 | 0 | 0 | 0 | 0 | 0 | 0 | 0 | 0 | 0 | 0 | 0 | 0 | 0 | 0 | 0 |  | 0 | 0 | 0 | 0 | 0 | 0 | 0 | 0 | 0 | 0 | 0 | 0 | 0 | 0 | 0 | 0 | 0 | 0 | 0 | 0 | 0 | 0 | 0 | 0 | 0 | 0 | 0 | 0 | 0 | 0 | 0 | 0 | 0 | 0 | 0 | 0 |  | 0 | 0 | 0 | 0 | 0 | 0 | 0 | 0 | 0 | 0 | 0 | 0 | 0 | 0 | 0 | 0 | 0 | 0 | 0 | 0 | 0 | 0 | 0 | 0 | 0 | 0 | 0 | 0 | 0 | 0 | 0 | 0 | 0 | 0 | 0 | 0 |  | 0 | 0 | 0 | 0 | 0 | 0 | 0 | 0 | 0 | 0 | 0 | 0 | 0 | 0 | 0 | 7.89 | 0 | 1 | 0 | 0 | 0 | 0 | 0 | 0 | 0 | 0 | 0 | 0 | 0 | 0 | 0 | 0 | 0 | -2 | 0 | 1 |  | 0 | 0 | 0 | 0 | 0 | 0 | 0 | 0 | 0 | 0 | 0 | 0 | 0 | 0 | 0 | 0 | 0 | 0 | 0 | 0 | 0 | 0 | 0 | 0 | 0 | 0 | 0 | 0 | 0 | 0 | 0 | 0 | 0 | 0 | 0 | 0 |  | 1 | 1 | 1 | 1 | 1 | 1 | 1 | 1 | 4+ | 1
Commercial criteria alignment analysis for the 2036 portfolio. Tab shows mapped generic resources by substation compared to commercial interest resources by the three confidence categories (Executed IA, Phase II complete, or all projects, which includes Cluster 15 application projects). Columns FQ through FY show the mapped resources alignment with the commercial interest criteria by resource type. Tab also shows comparison to projects identified as Available for Near-term Interconnection. | [23 empty] | 0 | 0 | 0 | 0 | 0 | 0 | 0 | 0 | 0 | 0 | 0 | 0 | 0 | 0 | 0 | 0 | 0 | 0 | 0 | 0 | 0 | 0 | 0 | 0 | 0 | 0 | 0 | 0 | 0 | 0 | 0 | 0 | 0 | 0 | 0 | 0 | Commercial criteria alignment analysis for the 2036 portfolio. Tab shows mapped generic resources by substation compared to commercial interest resources by the three confidence categories (Executed IA, Phase II complete, or all projects, which includes Cluster 15 application projects). Columns FQ through FY show the mapped resources alignment with the commercial interest criteria by resource type. Tab also shows comparison to projects identified as Available for Near-term Interconnection. | PG&E FRESNO | SDGE | PG&E GBA | Bannister | Ganso | Monroe | Sloan Canyon | 230 | 115 | 230 | 230 | 0 | 100 | 20 | 0 | 0 | 0 | 0 | #VALUE! | #VALUE! | #VALUE! | #VALUE! | #VALUE! | #VALUE! | #VALUE! | -2 | -2 | -2 | -2 | 0 | -2 | -2 | 0 | 0 | 0 | Commercial criteria alignment analysis for the 2036 portfolio. Tab shows mapped generic resources by substation compared to commercial interest resources by the three confidence categories (Executed IA, Phase II complete, or all projects, which includes Cluster 15 application projects). Columns FQ through FY show the mapped resources alignment with the commercial interest criteria by resource type. Tab also shows comparison to projects identified as Available for Near-term Interconnection. | [19 empty] | 0 | 0 | 0 | 0 | 0 | 0 | 0 | 0 | 0 | 0 | 0 | 0 | 0 | 0 | 0 | 0 | 0 | Commercial criteria alignment analysis for the 2036 portfolio. Tab shows mapped generic resources by substation compared to commercial interest resources by the three confidence categories (Executed IA, Phase II complete, or all projects, which includes Cluster 15 application projects). Columns FQ through FY show the mapped resources alignment with the commercial interest criteria by resource type. Tab also shows comparison to projects identified as Available for Near-term Interconnection. | PG&E FRESNO | SDGE | PG&E GBA | Bannister | Ganso | Monroe | Sloan Canyon | 230 | 115 | 230 | 230 | 0 | 100 | 20 | 0 | 0 | 0 | 0 | 0 | #VALUE! | #VALUE! | #VALUE! | #VALUE! | #VALUE! | #VALUE! | -2 | -2 | -2 | -2 | 0 | -2 | -2 | 0 | 0 | 0 | 0 | Commercial criteria alignment analysis for the 2036 portfolio. Tab shows mapped generic resources by substation compared to commercial interest resources by the three confidence categories (Executed IA, Phase II complete, or all projects, which includes Cluster 15 application projects). Columns FQ through FY show the mapped resources alignment with the commercial interest criteria by resource type. Tab also shows comparison to projects identified as Available for Near-term Interconnection.
PG&E NGBA | Cortina | 230 | 0 | 0 | 0 | 0 | 0 | 0 | 0 | 0 | 0 | 0 | 0 | 0 | 0 | 0 | 0 | 0 | 0 | 0 | 0 | 0 |  | 0 | 0 | 0 | 0 | 0 | 0 | 0 | 0 | 0 | 0 | 0 | 0 | 0 | 0 | 0 | 0 | 0 | 0 | 0 | 0 | 0 | 0 | 0 | 0 | 0 | 0 | 0 | 0 | 0 | 0 | 0 | 0 | 0 | 0 | 0 | 0 |  | 0 | 0 | 0 | 0 | 0 | 0 | 0 | 0 | 0 | 0 | 0 | 0 | 0 | 0 | 0 | 0 | 0 | 0 | 0 | 0 | 0 | 0 | 0 | 0 | 0 | 0 | 0 | 0 | 0 | 0 | 0 | 0 | 0 | 0 | 0 | 0 |  | 0 | 0 | 0 | 0 | 0 | 0 | 0 | 0 | 0 | 0 | 0 | 0 | 0 | 0 | 0 | 0 | 0 | 0 | 0 | 0 | 0 | 0 | 0 | 0 | 0 | 0 | 0 | 0 | 0 | 0 | 0 | 0 | 0 | 0 | 0 | 0 |  | 0 | 0 | 0 | 0 | 0 | 0 | 0 | 0 | 0 | 0 | 0 | 0 | 0 | 0 | 0 | 0 | 0 | 0 | 0 | 0 | 0 | 0 | 0 | 0 | 0 | 0 | 0 | 0 | 0 | 0 | 0 | 0 | 0 | 0 | 0 | 0 |  | 1 | 1 | 1 | 1 | 1 | 1 | 1 | 1 | 1 | 0
Commercial criteria alignment analysis for the 2036 portfolio. Tab shows mapped generic resources by substation compared to commercial interest resources by the three confidence categories (Executed IA, Phase II complete, or all projects, which includes Cluster 15 application projects). Columns FQ through FY show the mapped resources alignment with the commercial interest criteria by resource type. Tab also shows comparison to projects identified as Available for Near-term Interconnection. | PG&E FRESNO | SDGE | PG&E GBA | Bannister | Ganso | Monroe | Sloan Canyon | 230 | 115 | 230 | 230 | 0 | 100 | 20 | 0 | 0 | 0 | 0 | 0 | 0 | 0 | 0 | 0 | 0 | 0 | 0 | 0 | 0 | 0 | 0 | 0 | 0 | 0 | 0 | 0 | 0 | 0 | 0 | 0 | 0 | 0 | #VALUE! | #VALUE! | #VALUE! | #VALUE! | #VALUE! | #VALUE! | 2 | 2 | 2 | 2 | 2 | 0 | 0 | 0 | 0 | 0 | 0 | 1 | Commercial criteria alignment analysis for the 2036 portfolio. Tab shows mapped generic resources by substation compared to commercial interest resources by the three confidence categories (Executed IA, Phase II complete, or all projects, which includes Cluster 15 application projects). Columns FQ through FY show the mapped resources alignment with the commercial interest criteria by resource type. Tab also shows comparison to projects identified as Available for Near-term Interconnection. | [18 empty] | #VALUE! | #VALUE! | #VALUE! | #VALUE! | #VALUE! | #VALUE! | 2 | 2 | 2 | 2 | 2 | 0 | 0 | 0 | 0 | 0 | 0 | Commercial criteria alignment analysis for the 2036 portfolio. Tab shows mapped generic resources by substation compared to commercial interest resources by the three confidence categories (Executed IA, Phase II complete, or all projects, which includes Cluster 15 application projects). Columns FQ through FY show the mapped resources alignment with the commercial interest criteria by resource type. Tab also shows comparison to projects identified as Available for Near-term Interconnection. | PG&E FRESNO | SDGE | PG&E GBA | Bannister | Ganso | Monroe | Sloan Canyon | 230 | 115 | 230 | 230 | 0 | 100 | 20 | 0 | 0 | 0 | 0 | 0 | #VALUE! | #VALUE! | #VALUE! | #VALUE! | #VALUE! | #VALUE! | 0 | 2 | 0 | -2 | 2 | -2 | -2 | 0 | 0 | 0 | 0 | Commercial criteria alignment analysis for the 2036 portfolio. Tab shows mapped generic resources by substation compared to commercial interest resources by the three confidence categories (Executed IA, Phase II complete, or all projects, which includes Cluster 15 application projects). Columns FQ through FY show the mapped resources alignment with the commercial interest criteria by resource type. Tab also shows comparison to projects identified as Available for Near-term Interconnection. | [19 empty] | #VALUE! | #VALUE! | #VALUE! | #VALUE! | #VALUE! | #VALUE! | 2 | 2 | 2 | 2 | 2 | 0 | 0 | 0 | 0 | 0 | 0 | Commercial criteria alignment analysis for the 2036 portfolio. Tab shows mapped generic resources by substation compared to commercial interest resources by the three confidence categories (Executed IA, Phase II complete, or all projects, which includes Cluster 15 application projects). Columns FQ through FY show the mapped resources alignment with the commercial interest criteria by resource type. Tab also shows comparison to projects identified as Available for Near-term Interconnection. | PG&E FRESNO | SDGE | PG&E GBA | Bannister | Ganso | Monroe | Sloan Canyon | 230 | 115 | 230 | 230
| SCE Metro | PG&E NGBA | PG&E GBA | Barre | Gates | Monserate | Sloan Canyon | 230 | 230 | 500 | 230 | 0 | 0 | 0 | 0 | 0 | 0 | 0 | 0 | 0 | 0 | 0 | 0 | 0 | 0 | 0 | 0 | 0 | 0 | 0 | 0 | 0 | 0 | 0 | 0 | 0 | 0 | 0 | 0 | 0 | 0 | #VALUE! | #VALUE! | #VALUE! | #VALUE! | #VALUE! | #VALUE! | 2 | 2 | 2 | 0 | 0 | 0 | 0 | 0 | 0 | 0 | 0 | 1 | [19 empty] | #VALUE! | #VALUE! | #VALUE! | #VALUE! | #VALUE! | #VALUE! | 2 | 2 | 2 | 0 | 0 | 0 | 0 | 0 | 0 | 0 | 0 |  | SCE Metro | PG&E NGBA | PG&E GBA | Barre | Gates | Monserate | Sloan Canyon | 230 | 230 | 500 | 230 | 0 | 0 | 0 | 0 | 0 | 0 | 0 | 0 | #VALUE! | #VALUE! | #VALUE! | #VALUE! | #VALUE! | #VALUE! | 0 | 2 | -2 | -2 | 0 | 0 | 0 | 0 | 0 | 0 | 0 | [20 empty] | #VALUE! | #VALUE! | #VALUE! | #VALUE! | #VALUE! | #VALUE! | 2 | 2 | 2 | 0 | 0 | 0 | 0 | 0 | 0 | 0 | 0 |  | SCE Metro | PG&E NGBA | PG&E GBA | Barre | Gates | Monserate | Sloan Canyon | 230 | 230 | 500 | 230
PG&E NGBA | Cottonwood | 115 | 0 | 0 | 0 | 0 | 0 | 0 | 0 | 0 | 0 | 0 | 0 | 0 | 0 | 0 | 0 | 0 | 0 | 0 | 0 | 0 |  | 0 | 0 | 0 | 0 | 0 | 0 | 0 | 0 | 0 | 0 | 0 | 0 | 0 | 0 | 0 | 0 | 0 | 0 | 0 | 0 | 0 | 0 | 0 | 0 | 0 | 0 | 0 | 0 | 0 | 0 | 0 | 0 | 0 | 0 | 0 | 0 |  | 0 | 0 | 0 | 0 | 0 | 0 | 0 | 0 | 0 | 0 | 0 | 0 | 0 | 0 | 0 | 0 | 0 | 0 | 0 | 0 | 0 | 0 | 0 | 0 | 0 | 0 | 0 | 0 | 0 | 0 | 0 | 0 | 0 | 0 | 0 | 0 |  | 0 | 0 | 0 | 0 | 0 | 0 | 0 | 0 | 0 | 0 | 0 | 0 | 0 | 0 | 0 | 0 | 0 | 0 | 0 | 0 | 0 | 0 | 0 | 0 | 0 | 0 | 0 | 0 | 0 | 0 | 0 | 0 | 0 | 0 | 0 | 0 |  | 0 | 0 | 0 | 0 | 0 | 0 | 0 | 0 | 0 | 0 | 0 | 0 | 0 | 0 | 0 | 0 | 0 | 0 | 0 | 0 | 0 | 0 | 0 | 0 | 0 | 0 | 0 | 0 | 0 | 0 | 0 | 0 | 0 | 0 | 0 | 0 |  | 1 | 1 | 1 | 1 | 1 | 1 | 1 | 1 | 1 | 0
PG&E NGBA | Cottonwood | 230 | 0 | 0 | 0 | 0 | 0 | 0 | 0 | 0 | 0 | 0 | 0 | 0 | 0 | 0 | 0 | 0 | 0 | 0 | 0 | 0 |  | 0 | 0 | 0 | 0 | 0 | 0 | 0 | 0 | 0 | 0 | 0 | 0 | 0 | 0 | 0 | 0 | 0 | 0 | 0 | 0 | 0 | 0 | 0 | 0 | 0 | 0 | 0 | 0 | 0 | 0 | 0 | 0 | 0 | 0 | 0 | 0 |  | 0 | 0 | 0 | 0 | 0 | 0 | 0 | 0 | 0 | 0 | 0 | 0 | 0 | 0 | 0 | 0 | 0 | 0 | 0 | 0 | 0 | 0 | 0 | 0 | 0 | 0 | 0 | 0 | 0 | 0 | 0 | 0 | 0 | 0 | 0 | 0 |  | 0 | 0 | 0 | 0 | 0 | 0 | 0 | 0 | 0 | 0 | 0 | 0 | 0 | 0 | 0 | 0 | 0 | 0 | 0 | 0 | 0 | 0 | 0 | 0 | 0 | 0 | 0 | 0 | 0 | 0 | 0 | 0 | 0 | 0 | 0 | 0 |  | 0 | 0 | 0 | 0 | 0 | 0 | 0 | 0 | 0 | 0 | 0 | 0 | 0 | 0 | 0 | 0 | 0 | 0 | 0 | 0 | 0 | 0 | 0 | 0 | 0 | 0 | 0 | 0 | 0 | 0 | 0 | 0 | 0 | 0 | 0 | 0 |  | 1 | 1 | 1 | 1 | 1 | 1 | 1 | 1 | 1 | 0
PG&E NGBA | Cottonwood | 60 | 0 | 0 | 0 | 0 | 0 | 0 | 0 | 0 | 0 | 0 | 0 | 0 | 0 | 0 | 0 | 0 | 0 | 0 | 0 | 0 |  | 0 | 0 | 0 | 0 | 0 | 0 | 0 | 0 | 0 | 0 | 0 | 0 | 0 | 0 | 0 | 0 | 0 | 0 | 0 | 0 | 0 | 0 | 0 | 0 | 0 | 0 | 0 | 0 | 0 | 0 | 0 | 0 | 0 | 0 | 0 | 0 |  | 0 | 0 | 0 | 0 | 0 | 0 | 0 | 0 | 0 | 0 | 0 | 0 | 0 | 0 | 0 | 0 | 0 | 0 | 0 | 0 | 0 | 0 | 0 | 0 | 0 | 0 | 0 | 0 | 0 | 0 | 0 | 0 | 0 | 0 | 0 | 0 |  | 0 | 0 | 0 | 0 | 0 | 0 | 0 | 0 | 0 | 0 | 0 | 0 | 0 | 0 | 0 | 0 | 0 | 0 | 0 | 0 | 0 | 0 | 0 | 0 | 0 | 0 | 0 | 0 | 0 | 0 | 0 | 0 | 0 | 0 | 0 | 0 |  | 0 | 0 | 0 | 0 | 0 | 0 | 0 | 0 | 0 | 0 | 0 | 0 | 0 | 0 | 0 | 0 | 0 | 0 | 0 | 0 | 0 | 0 | 0 | 0 | 0 | 0 | 0 | 0 | 0 | 0 | 0 | 0 | 0 | 0 | 0 | 0 |  | 1 | 1 | 1 | 1 | 1 | 1 | 1 | 1 | 1 | 0
PG&E NGBA | Cove Road | 230 | 0 | 0 | 0 | 0 | 0 | 0 | 0 | 0 | 0 | 0 | 0 | 0 | 0 | 0 | 0 | 0 | 0 | 0 | 0 | 0 |  | 0 | 0 | 0 | 0 | 0 | 0 | 0 | 0 | 0 | 0 | 0 | 0 | 0 | 0 | 0 | 0 | 0 | 0 | 0 | 0 | 0 | 0 | 0 | 0 | 0 | 0 | 0 | 0 | 0 | 0 | 0 | 0 | 0 | 0 | 0 | 0 |  | 0 | 0 | 0 | 0 | 0 | 0 | 0 | 0 | 0 | 0 | 0 | 0 | 0 | 0 | 0 | 0 | 0 | 0 | 0 | 0 | 0 | 0 | 0 | 0 | 0 | 0 | 0 | 0 | 0 | 0 | 0 | 0 | 0 | 0 | 0 | 0 |  | 0 | 0 | 0 | 0 | 0 | 0 | 0 | 0 | 0 | 0 | 0 | 0 | 0 | 0 | 0 | 0 | 0 | 0 | 0 | 0 | 0 | 0 | 0 | 0 | 0 | 0 | 0 | 0 | 0 | 0 | 0 | 0 | 0 | 0 | 0 | 0 |  | 0 | 0 | 0 | 0 | 0 | 0 | 0 | 0 | 0 | 0 | 0 | 0 | 0 | 0 | 0 | 0 | 0 | 0 | 0 | 0 | 0 | 0 | 0 | 0 | 0 | 0 | 0 | 0 | 0 | 0 | 0 | 0 | 0 | 0 | 0 | 0 |  | 1 | 1 | 1 | 1 | 1 | 1 | 1 | 1 | 1 | 0
PG&E GBA | Coyote | 230 | 37 | 0 | 0 | 0 | 0 | 0 | 0 | 0 | 0 | 0 | 0 | 0 | 100 | 0 | 100 | 0 | 0 | 0 | 0 | 1 |  | 0 | 0 | 0 | 0 | 0 | 0 | 0 | 0 | 0 | 0 | 0 | 0 | 0 | 0 | 0 | 0 | 0 | 0 | 2 | 2 | 0 | 0 | 0 | 0 | 0 | 0 | 0 | 0 | 0 | 2 | 2 | 0 | 0 | 0 | 0 | 1 |  | 0 | 0 | 0 | 0 | 0 | 0 | 0 | 0 | 0 | 0 | 0 | 0 | 0 | 0 | 0 | 0 | 0 | 0 | 2 | 2 | 0 | 0 | 0 | 0 | 0 | 0 | 0 | 0 | 0 | 2 | 2 | 0 | 0 | 0 | 0 | 1 |  | 0 | 0 | 0 | 0 | 0 | 0 | 0 | 0 | 0 | 0 | 0 | 0 | 0 | 0 | 0 | 0 | 0 | 0 | 2 | 2 | 0 | 0 | 0 | 0 | 0 | 0 | 0 | 0 | 0 | 2 | 2 | 0 | 0 | 0 | 0 | 1 |  | 0 | 0 | 0 | 0 | 0 | 0 | 0 | 0 | 0 | 0 | 0 | 0 | 0 | 0 | 0 | 0 | 0 | 0 | 2 | 2 | 0 | 0 | 0 | 0 | 0 | 0 | 0 | 0 | 0 | 2 | 2 | 0 | 0 | 0 | 0 | 1 |  | 5- | 1 | 1 | 1 | 1 | 1 | 5- | 1 | 1 | 1
PG&E GBA | Crazy Horse Canyon | 115 | 0 | 0 | 0 | 0 | 0 | 0 | 0 | 0 | 0 | 0 | 0 | 0 | 0 | 0 | 0 | 0 | 0 | 0 | 0 | 0 |  | 0 | 0 | 0 | 0 | 0 | 0 | 0 | 0 | 0 | 0 | 0 | 0 | 0 | 0 | 0 | 0 | 0 | 0 | 0 | 0 | 0 | 0 | 0 | 0 | 0 | 0 | 0 | 0 | 0 | 0 | 0 | 0 | 0 | 0 | 0 | 0 |  | 0 | 0 | 0 | 0 | 0 | 0 | 0 | 0 | 0 | 0 | 0 | 0 | 0 | 0 | 0 | 0 | 0 | 0 | 0 | 0 | 0 | 0 | 0 | 0 | 0 | 0 | 0 | 0 | 0 | 0 | 0 | 0 | 0 | 0 | 0 | 0 |  | 0 | 0 | 0 | 0 | 0 | 0 | 0 | 0 | 0 | 0 | 0 | 0 | 0 | 0 | 0 | 0 | 0 | 0 | 0 | 0 | 0 | 0 | 0 | 0 | 0 | 0 | 0 | 0 | 0 | 0 | 0 | 0 | 0 | 0 | 0 | 0 |  | 0 | 0 | 0 | 0 | 0 | 0 | 0 | 0 | 0 | 0 | 0 | 0 | 0 | 0 | 0 | 0 | 0 | 0 | 0 | 0 | 0 | 0 | 0 | 0 | 0 | 0 | 0 | 0 | 0 | 0 | 0 | 0 | 0 | 0 | 0 | 0 |  | 1 | 1 | 1 | 1 | 1 | 1 | 1 | 1 | 1 | 0
Commercial criteria alignment analysis for the 2036 portfolio. Tab shows mapped generic resources by substation compared to commercial interest resources by the three confidence categories (Executed IA, Phase II complete, or all projects, which includes Cluster 15 application projects). Columns FQ through FY show the mapped resources alignment with the commercial interest criteria by resource type. Tab also shows comparison to projects identified as Available for Near-term Interconnection. | [23 empty] | 0 | 0 | 0 | 0 | 0 | 0 | 0 | 0 | 0 | 0 | 0 | 0 | 0 | 0 | 0 | 0 | 0 | 0 | 0 | 0 | 0 | 0 | 0 | 0 | 0 | 0 | 0 | 0 | 0 | 0 | 0 | 0 | 0 | 0 | 0 | 0 | Commercial criteria alignment analysis for the 2036 portfolio. Tab shows mapped generic resources by substation compared to commercial interest resources by the three confidence categories (Executed IA, Phase II complete, or all projects, which includes Cluster 15 application projects). Columns FQ through FY show the mapped resources alignment with the commercial interest criteria by resource type. Tab also shows comparison to projects identified as Available for Near-term Interconnection. | PG&E FRESNO | SDGE | PG&E GBA | Bannister | Ganso | Monroe | Sloan Canyon | 230 | 115 | 230 | 230 | 0 | 100 | 20 | 0 | 0 | 0 | 0 | #VALUE! | #VALUE! | #VALUE! | #VALUE! | #VALUE! | #VALUE! | #VALUE! | -2 | -2 | -2 | -2 | 0 | -2 | -2 | 0 | 0 | 0 | Commercial criteria alignment analysis for the 2036 portfolio. Tab shows mapped generic resources by substation compared to commercial interest resources by the three confidence categories (Executed IA, Phase II complete, or all projects, which includes Cluster 15 application projects). Columns FQ through FY show the mapped resources alignment with the commercial interest criteria by resource type. Tab also shows comparison to projects identified as Available for Near-term Interconnection. | [19 empty] | 0 | 0 | 0 | 0 | 0 | 0 | 0 | 0 | 0 | 0 | 0 | 0 | 0 | 0 | 0 | 0 | 0 | Commercial criteria alignment analysis for the 2036 portfolio. Tab shows mapped generic resources by substation compared to commercial interest resources by the three confidence categories (Executed IA, Phase II complete, or all projects, which includes Cluster 15 application projects). Columns FQ through FY show the mapped resources alignment with the commercial interest criteria by resource type. Tab also shows comparison to projects identified as Available for Near-term Interconnection. | PG&E FRESNO | SDGE | PG&E GBA | Bannister | Ganso | Monroe | Sloan Canyon | 230 | 115 | 230 | 230 | 0 | 100 | 20 | 0 | 0 | 0 | 0 | 0 | #VALUE! | #VALUE! | #VALUE! | #VALUE! | #VALUE! | #VALUE! | -2 | -2 | -2 | -2 | 0 | -2 | -2 | 0 | 0 | 0 | 0 | Commercial criteria alignment analysis for the 2036 portfolio. Tab shows mapped generic resources by substation compared to commercial interest resources by the three confidence categories (Executed IA, Phase II complete, or all projects, which includes Cluster 15 application projects). Columns FQ through FY show the mapped resources alignment with the commercial interest criteria by resource type. Tab also shows comparison to projects identified as Available for Near-term Interconnection.
[23 empty] | Available for Near-term Interconnection | 0 | 0 | 0 | 0 | 0 | 0 | 0 | 0 | 0 | 0 | 0 | 0 | 0 | 0 | 0 | 0 | 0 | 0 | 0 | 0 | 0 | 0 | 0 | 0 | 0 | 0 | 0 | 0 | 0 | 0 | 0 | 0 | 0 | 0 | 0 | 0 |  | SCE Metro | PG&E NGBA | PG&E GBA | Barre | Gates | Monserate | Sloan Canyon | 230 | 230 | 500 | 230 | 0 | 0 | 0 | 0 | 0 | 0 | 0 | #VALUE! | #VALUE! | #VALUE! | #VALUE! | #VALUE! | #VALUE! | #VALUE! | -2 | -2 | -2 | -2 | 0 | 0 | 0 | 0 | 0 | 0 | [20 empty] | 0 | 0 | 0 | 0 | 0 | 0 | 0 | 0 | 0 | 0 | 0 | 0 | 0 | 0 | 0 | 0 | 0 |  | SCE Metro | PG&E NGBA | PG&E GBA | Barre | Gates | Monserate | Sloan Canyon | 230 | 230 | 500 | 230 | 0 | 0 | 0 | 0 | 0 | 0 | 0 | 0 | #VALUE! | #VALUE! | #VALUE! | #VALUE! | #VALUE! | #VALUE! | -2 | -2 | -2 | -2 | 0 | 0 | 0 | 0 | 0 | 0 | 0
PG&E FRESNO | Cressey | 115 | 0 | 0 | 0 | 0 | 0 | 0 | 0 | 0 | 0 | 0 | 0 | 0 | 0 | 0 | 0 | 0 | 0 | 0 | 0 | 0 |  | 0 | 0 | 0 | 0 | 0 | 0 | 0 | 0 | 0 | 0 | 0 | 0 | 0 | 0 | 0 | 0 | 0 | 0 | 0 | 0 | 0 | 0 | 0 | 0 | 0 | 0 | 0 | 0 | 0 | 0 | 0 | 0 | 0 | 0 | 0 | 0 |  | 0 | 0 | 0 | 0 | 0 | 0 | 0 | 0 | 0 | 0 | 0 | 0 | 0 | 0 | 0 | 0 | 0 | 0 | 0 | 0 | 0 | 0 | 0 | 0 | 0 | 0 | 0 | 0 | 0 | 0 | 0 | 0 | 0 | 0 | 0 | 0 |  | 0 | 0 | 0 | 0 | 0 | 0 | 0 | 0 | 0 | 0 | 0 | 0 | 0 | 0 | 0 | 0 | 0 | 0 | 0 | 0 | 0 | 0 | 0 | 0 | 0 | 0 | 0 | 0 | 0 | 0 | 0 | 0 | 0 | 0 | 0 | 0 |  | 0 | 0 | 0 | 0 | 0 | 0 | 0 | 0 | 0 | 0 | 0 | 0 | 0 | 0 | 0 | 0 | 0 | 0 | 0 | 0 | 0 | 0 | 0 | 0 | 0 | 0 | 0 | 0 | 0 | 0 | 0 | 0 | 0 | 0 | 0 | 0 |  | 1 | 1 | 1 | 1 | 1 | 1 | 1 | 1 | 1 | 0
PG&E NGBA | Cresta | 230 | 0 | 0 | 0 | 0 | 0 | 0 | 0 | 0 | 0 | 0 | 0 | 0 | 0 | 0 | 0 | 0 | 0 | 0 | 0 | 0 |  | 0 | 0 | 0 | 0 | 0 | 0 | 0 | 0 | 0 | 0 | 0 | 0 | 0 | 0 | 0 | 0 | 0 | 0 | 0 | 0 | 0 | 0 | 0 | 0 | 0 | 0 | 0 | 0 | 0 | 0 | 0 | 0 | 0 | 0 | 0 | 0 |  | 0 | 0 | 0 | 0 | 0 | 0 | 0 | 0 | 0 | 0 | 0 | 0 | 0 | 0 | 0 | 0 | 0 | 0 | 0 | 0 | 0 | 0 | 0 | 0 | 0 | 0 | 0 | 0 | 0 | 0 | 0 | 0 | 0 | 0 | 0 | 0 |  | 0 | 0 | 0 | 0 | 0 | 0 | 0 | 0 | 0 | 0 | 0 | 0 | 0 | 0 | 0 | 0 | 0 | 0 | 0 | 0 | 0 | 0 | 0 | 0 | 0 | 0 | 0 | 0 | 0 | 0 | 0 | 0 | 0 | 0 | 0 | 0 |  | 0 | 0 | 0 | 0 | 0 | 0 | 0 | 0 | 0 | 0 | 0 | 0 | 0 | 0 | 0 | 0 | 0 | 0 | 0 | 0 | 0 | 0 | 0 | 0 | 0 | 0 | 0 | 0 | 0 | 0 | 0 | 0 | 0 | 0 | 0 | 0 |  | 1 | 1 | 1 | 1 | 1 | 1 | 1 | 1 | 1 | 0
SDGE | Crestwood | 69 | 0 | 0 | 0 | 0 | 0 | 0 | 0 | 0 | 0 | 0 | 0 | 0 | 0 | 0 | 0 | 0 | 0 | 0 | 0 | 0 |  | 0 | 0 | 0 | 0 | 0 | 0 | 0 | 0 | 0 | 0 | 0 | 0 | 0 | 0 | 0 | 0 | 0 | 0 | 0 | 0 | 0 | 0 | 0 | 0 | 0 | 0 | 0 | 0 | 0 | 0 | 0 | 0 | 0 | 0 | 0 | 0 |  | 0 | 0 | 0 | 0 | 0 | 0 | 0 | 0 | 0 | 0 | 0 | 0 | 0 | 0 | 0 | 0 | 0 | 0 | 0 | 0 | 0 | 0 | 0 | 0 | 0 | 0 | 0 | 0 | 0 | 0 | 0 | 0 | 0 | 0 | 0 | 0 |  | 0 | 0 | 0 | 0 | 0 | 0 | 0 | 0 | 0 | 0 | 0 | 0 | 0 | 0 | 0 | 0 | 0 | 0 | 0 | 0 | 0 | 0 | 0 | 0 | 0 | 0 | 0 | 0 | 0 | 0 | 0 | 0 | 0 | 0 | 0 | 0 |  | 0 | 0 | 0 | 0 | 0 | 0 | 0 | 0 | 0 | 0 | 0 | 0 | 0 | 0 | 0 | 0 | 0 | 0 | 0 | 0 | 0 | 0 | 0 | 0 | 0 | 0 | 0 | 0 | 0 | 0 | 0 | 0 | 0 | 0 | 0 | 0 |  | 1 | 1 | 1 | 1 | 1 | 1 | 1 | 1 | 1 | 0
PG&E GBA | Crow Creek | 60 | 0 | 0 | 0 | 0 | 0 | 0 | 0 | 0 | 0 | 0 | 0 | 0 | 0 | 0 | 0 | 0 | 0 | 0 | 0 | 0 |  | 0 | 0 | 0 | 0 | 0 | 0 | 0 | 0 | 0 | 0 | 0 | 0 | 0 | 0 | 0 | 0 | 0 | 0 | 0 | 0 | 0 | 0 | 0 | 0 | 0 | 0 | 0 | 0 | 0 | 0 | 0 | 0 | 0 | 0 | 0 | 0 |  | 0 | 0 | 0 | 0 | 0 | 0 | 0 | 0 | 0 | 0 | 0 | 0 | 0 | 0 | 0 | 0 | 0 | 0 | 0 | 0 | 0 | 0 | 0 | 0 | 0 | 0 | 0 | 0 | 0 | 0 | 0 | 0 | 0 | 0 | 0 | 0 |  | 0 | 0 | 0 | 0 | 0 | 0 | 0 | 0 | 0 | 0 | 0 | 0 | 0 | 0 | 0 | 0 | 0 | 0 | 0 | 0 | 0 | 0 | 0 | 0 | 0 | 0 | 0 | 0 | 0 | 0 | 0 | 0 | 0 | 0 | 0 | 0 |  | 0 | 0 | 0 | 0 | 0 | 0 | 0 | 0 | 0 | 0 | 0 | 0 | 0 | 0 | 0 | 0 | 0 | 0 | 0 | 0 | 0 | 0 | 0 | 0 | 0 | 0 | 0 | 0 | 0 | 0 | 0 | 0 | 0 | 0 | 0 | 0 |  | 1 | 1 | 1 | 1 | 1 | 1 | 1 | 1 | 1 | 0
PG&E GBA | Crows Landing | 60 | 0 | 0 | 0 | 0 | 0 | 0 | 0 | 0 | 0 | 0 | 0 | 0 | 0 | 0 | 0 | 0 | 0 | 0 | 0 | 0 |  | 0 | 0 | 0 | 0 | 0 | 0 | 0 | 0 | 0 | 0 | 0 | 0 | 0 | 0 | 0 | 0 | 0 | 0 | 0 | 0 | 0 | 0 | 0 | 0 | 0 | 0 | 0 | 0 | 0 | 0 | 0 | 0 | 0 | 0 | 0 | 0 |  | 0 | 0 | 0 | 0 | 0 | 0 | 0 | 0 | 0 | 0 | 0 | 0 | 0 | 0 | 0 | 0 | 0 | 0 | 0 | 0 | 0 | 0 | 0 | 0 | 0 | 0 | 0 | 0 | 0 | 0 | 0 | 0 | 0 | 0 | 0 | 0 |  | 0 | 0 | 0 | 0 | 0 | 0 | 0 | 0 | 0 | 0 | 0 | 0 | 0 | 0 | 0 | 0 | 0 | 0 | 0 | 0 | 0 | 0 | 0 | 0 | 0 | 0 | 0 | 0 | 0 | 0 | 0 | 0 | 0 | 0 | 0 | 0 |  | 0 | 0 | 0 | 0 | 0 | 0 | 0 | 0 | 0 | 0 | 0 | 0 | 0 | 0 | 0 | 0 | 0 | 0 | 0 | 0 | 0 | 0 | 0 | 0 | 0 | 0 | 0 | 0 | 0 | 0 | 0 | 0 | 0 | 0 | 0 | 0 |  | 1 | 1 | 1 | 1 | 1 | 1 | 1 | 1 | 1 | 0
PG&E GBA | Curtis | 115 | 0 | 0 | 0 | 0 | 0 | 0 | 0 | 0 | 0 | 0 | 0 | 0 | 0 | 0 | 0 | 0 | 0 | 0 | 0 | 0 |  | 0 | 0 | 0 | 0 | 0 | 0 | 0 | 0 | 0 | 0 | 0 | 0 | 0 | 0 | 0 | 0 | 0 | 0 | 0 | 0 | 0 | 0 | 0 | 0 | 0 | 0 | 0 | 0 | 0 | 0 | 0 | 0 | 0 | 0 | 0 | 0 |  | 0 | 0 | 0 | 0 | 0 | 0 | 0 | 0 | 0 | 0 | 0 | 0 | 0 | 0 | 0 | 0 | 0 | 0 | 0 | 0 | 0 | 0 | 0 | 0 | 0 | 0 | 0 | 0 | 0 | 0 | 0 | 0 | 0 | 0 | 0 | 0 |  | 0 | 0 | 0 | 0 | 0 | 0 | 0 | 0 | 0 | 0 | 0 | 0 | 0 | 0 | 0 | 0 | 0 | 0 | 0 | 0 | 0 | 0 | 0 | 0 | 0 | 0 | 0 | 0 | 0 | 0 | 0 | 0 | 0 | 0 | 0 | 0 |  | 0 | 0 | 0 | 0 | 0 | 0 | 0 | 0 | 0 | 0 | 0 | 0 | 0 | 0 | 0 | 0 | 0 | 0 | 0 | 0 | 0 | 0 | 0 | 0 | 0 | 0 | 0 | 0 | 0 | 0 | 0 | 0 | 0 | 0 | 0 | 0 |  | 1 | 1 | 1 | 1 | 1 | 1 | 1 | 1 | 1 | 0
PG&E FRESNO | Dairyland | 115 | 0 | 0 | 0 | 0 | 0 | 0 | 0 | 0 | 0 | 0 | 0 | 0 | 0 | 0 | 0 | 0 | 0 | 0 | 0 | 0 |  | 0 | 0 | 0 | 0 | 0 | 0 | 0 | 0 | 0 | 0 | 0 | 0 | 0 | 0 | 0 | 0 | 0 | 0 | 0 | 0 | 0 | 0 | 0 | 0 | 0 | 0 | 0 | 0 | 0 | 0 | 0 | 0 | 0 | 0 | 0 | 0 |  | 0 | 0 | 0 | 0 | 0 | 0 | 0 | 0 | 0 | 0 | 0 | 0 | 0 | 0 | 0 | 0 | 0 | 0 | 0 | 0 | 0 | 0 | 0 | 0 | 0 | 0 | 0 | 0 | 0 | 0 | 0 | 0 | 0 | 0 | 0 | 0 |  | 0 | 0 | 0 | 0 | 0 | 0 | 0 | 0 | 0 | 0 | 0 | 0 | 0 | 0 | 0 | 4.9542 | 0 | 1 | 0 | 0 | 0 | 0 | 0 | 0 | 0 | 0 | 0 | 0 | 0 | 0 | 0 | 0 | 0 | -2 | 0 | 1 |  | 0 | 0 | 0 | 0 | 0 | 0 | 0 | 0 | 0 | 0 | 0 | 0 | 0 | 0 | 0 | 0 | 0 | 0 | 0 | 0 | 0 | 0 | 0 | 0 | 0 | 0 | 0 | 0 | 0 | 0 | 0 | 0 | 0 | 0 | 0 | 0 |  | 1 | 1 | 1 | 1 | 1 | 1 | 1 | 1 | 4+ | 1
Commercial criteria alignment analysis for the 2036 portfolio. Tab shows mapped generic resources by substation compared to commercial interest resources by the three confidence categories (Executed IA, Phase II complete, or all projects, which includes Cluster 15 application projects). Columns FQ through FY show the mapped resources alignment with the commercial interest criteria by resource type. Tab also shows comparison to projects identified as Available for Near-term Interconnection. | PG&E FRESNO | SDGE | PG&E GBA | Bannister | Ganso | Monroe | Sloan Canyon | 230 | 115 | 230 | 230 | 0 | 100 | 20 | 0 | 0 | 0 | 0 | 0 | 0 | 0 | 0 | 0 | 0 | 0 | 0 | 0 | 0 | 0 | 0 | 0 | 0 | 0 | 0 | 0 | 0 | 0 | 0 | 0 | 0 | 0 | #VALUE! | #VALUE! | #VALUE! | #VALUE! | #VALUE! | #VALUE! | 2 | 2 | 2 | 2 | 2 | 0 | 0 | 0 | 0 | 0 | 0 | 1 | Commercial criteria alignment analysis for the 2036 portfolio. Tab shows mapped generic resources by substation compared to commercial interest resources by the three confidence categories (Executed IA, Phase II complete, or all projects, which includes Cluster 15 application projects). Columns FQ through FY show the mapped resources alignment with the commercial interest criteria by resource type. Tab also shows comparison to projects identified as Available for Near-term Interconnection. | [18 empty] | #VALUE! | #VALUE! | #VALUE! | #VALUE! | #VALUE! | #VALUE! | 2 | 2 | 2 | 2 | 2 | 0 | 0 | 0 | 0 | 0 | 0 | Commercial criteria alignment analysis for the 2036 portfolio. Tab shows mapped generic resources by substation compared to commercial interest resources by the three confidence categories (Executed IA, Phase II complete, or all projects, which includes Cluster 15 application projects). Columns FQ through FY show the mapped resources alignment with the commercial interest criteria by resource type. Tab also shows comparison to projects identified as Available for Near-term Interconnection. | PG&E FRESNO | SDGE | PG&E GBA | Bannister | Ganso | Monroe | Sloan Canyon | 230 | 115 | 230 | 230 | 0 | 100 | 20 | 0 | 0 | 0 | 0 | 0 | #VALUE! | #VALUE! | #VALUE! | #VALUE! | #VALUE! | #VALUE! | 0 | 2 | 0 | -2 | 2 | -2 | -2 | 0 | 0 | 0 | 0 | Commercial criteria alignment analysis for the 2036 portfolio. Tab shows mapped generic resources by substation compared to commercial interest resources by the three confidence categories (Executed IA, Phase II complete, or all projects, which includes Cluster 15 application projects). Columns FQ through FY show the mapped resources alignment with the commercial interest criteria by resource type. Tab also shows comparison to projects identified as Available for Near-term Interconnection. | [19 empty] | #VALUE! | #VALUE! | #VALUE! | #VALUE! | #VALUE! | #VALUE! | 2 | 2 | 2 | 2 | 2 | 0 | 0 | 0 | 0 | 0 | 0 | Commercial criteria alignment analysis for the 2036 portfolio. Tab shows mapped generic resources by substation compared to commercial interest resources by the three confidence categories (Executed IA, Phase II complete, or all projects, which includes Cluster 15 application projects). Columns FQ through FY show the mapped resources alignment with the commercial interest criteria by resource type. Tab also shows comparison to projects identified as Available for Near-term Interconnection. | PG&E FRESNO | SDGE | PG&E GBA | Bannister | Ganso | Monroe | Sloan Canyon | 230 | 115 | 230 | 230
SCE Metro | Del Amo | 500 | 0 | 0 | 0 | 0 | 0 | 0 | 0 | 0 | 0 | 0 | 0 | 0 | 0 | 0 | 0 | 0 | 912 | 912 | 0 | 1 |  | 0 | 0 | 0 | 0 | 0 | 0 | 0 | 0 | 0 | 0 | 0 | 0 | 0 | 0 | 0 | 0 | 0 | 0 | 0 | 0 | 0 | 0 | 0 | 0 | 0 | 0 | 0 | 0 | 0 | 0 | 0 | 2 | 2 | 0 | 0 | 1 |  | 0 | 0 | 0 | 0 | 0 | 0 | 0 | 0 | 0 | 0 | 0 | 0 | 0 | 0 | 0 | 0 | 0 | 0 | 0 | 0 | 0 | 0 | 0 | 0 | 0 | 0 | 0 | 0 | 0 | 0 | 0 | 2 | 2 | 0 | 0 | 1 |  | 0 | 0 | 0 | 0 | 0 | 0 | 0 | 0 | 0 | 0 | 0 | 0 | 0 | 0 | 0 | 0 | 0 | 0 | 0 | 0 | 0 | 0 | 0 | 0 | 0 | 0 | 0 | 0 | 0 | 0 | 0 | 2 | 2 | 0 | 0 | 1 |  | 0 | 0 | 0 | 0 | 0 | 0 | 0 | 0 | 0 | 0 | 0 | 0 | 0 | 0 | 0 | 0 | 0 | 0 | 0 | 0 | 0 | 0 | 0 | 0 | 0 | 0 | 0 | 0 | 0 | 0 | 0 | 2 | 2 | 0 | 0 | 1 |  | 1 | 1 | 1 | 1 | 1 | 1 | 1 | 5- | 1 | 1
SCE Metro | Del Amo | 230 | 0 | 0 | 0 | 0 | 0 | 0 | 0 | 0 | 0 | 0 | 0 | 0 | 0 | 0 | 0 | 0 | 800 | 800 | 0 | 1 |  | 0 | 0 | 0 | 0 | 0 | 0 | 0 | 0 | 0 | 0 | 0 | 0 | 0 | 0 | 0 | 0 | 0 | 0 | 0 | 0 | 0 | 0 | 0 | 0 | 0 | 0 | 0 | 0 | 0 | 0 | 0 | 2 | 2 | 0 | 0 | 1 |  | 0 | 0 | 0 | 0 | 0 | 0 | 0 | 0 | 0 | 0 | 0 | 0 | 0 | 0 | 0 | 0 | 0 | 0 | 0 | 0 | 0 | 0 | 0 | 0 | 0 | 0 | 0 | 0 | 0 | 0 | 0 | 2 | 2 | 0 | 0 | 1 |  | 0 | 0 | 0 | 0 | 0 | 0 | 0 | 0 | 0 | 0 | 0 | 0 | 0 | 0 | 0 | 10 | 0 | 1 | 0 | 0 | 0 | 0 | 0 | 0 | 0 | 0 | 0 | 0 | 0 | 0 | 0 | 2 | 2 | -2 | 0 | 1 |  | 0 | 0 | 0 | 0 | 0 | 0 | 0 | 0 | 0 | 0 | 0 | 0 | 0 | 0 | 0 | 0 | 0 | 0 | 0 | 0 | 0 | 0 | 0 | 0 | 0 | 0 | 0 | 0 | 0 | 0 | 0 | 2 | 2 | 0 | 0 | 1 |  | 1 | 1 | 1 | 1 | 1 | 1 | 1 | 5- | 4+ | 1
Commercial criteria alignment analysis for the 2036 portfolio. Tab shows mapped generic resources by substation compared to commercial interest resources by the three confidence categories (Executed IA, Phase II complete, or all projects, which includes Cluster 15 application projects). Columns FQ through FY show the mapped resources alignment with the commercial interest criteria by resource type. Tab also shows comparison to projects identified as Available for Near-term Interconnection. | [23 empty] | 0 | 0 | 0 | 0 | 0 | 0 | 0 | 0 | 0 | 0 | 0 | 0 | 0 | 0 | 0 | 0 | 0 | 0 | 0 | 0 | 0 | 0 | 0 | 0 | 0 | 0 | 0 | 0 | 0 | 0 | 0 | 0 | 0 | 0 | 0 | 0 | Commercial criteria alignment analysis for the 2036 portfolio. Tab shows mapped generic resources by substation compared to commercial interest resources by the three confidence categories (Executed IA, Phase II complete, or all projects, which includes Cluster 15 application projects). Columns FQ through FY show the mapped resources alignment with the commercial interest criteria by resource type. Tab also shows comparison to projects identified as Available for Near-term Interconnection. | PG&E FRESNO | SDGE | PG&E GBA | Bannister | Ganso | Monroe | Sloan Canyon | 230 | 115 | 230 | 230 | 0 | 100 | 20 | 0 | 0 | 0 | 0 | #VALUE! | #VALUE! | #VALUE! | #VALUE! | #VALUE! | #VALUE! | #VALUE! | -2 | -2 | -2 | -2 | 0 | -2 | -2 | 0 | 0 | 0 | Commercial criteria alignment analysis for the 2036 portfolio. Tab shows mapped generic resources by substation compared to commercial interest resources by the three confidence categories (Executed IA, Phase II complete, or all projects, which includes Cluster 15 application projects). Columns FQ through FY show the mapped resources alignment with the commercial interest criteria by resource type. Tab also shows comparison to projects identified as Available for Near-term Interconnection. | [19 empty] | 0 | 0 | 0 | 0 | 0 | 0 | 0 | 0 | 0 | 0 | 0 | 0 | 0 | 0 | 0 | 0 | 0 | Commercial criteria alignment analysis for the 2036 portfolio. Tab shows mapped generic resources by substation compared to commercial interest resources by the three confidence categories (Executed IA, Phase II complete, or all projects, which includes Cluster 15 application projects). Columns FQ through FY show the mapped resources alignment with the commercial interest criteria by resource type. Tab also shows comparison to projects identified as Available for Near-term Interconnection. | PG&E FRESNO | SDGE | PG&E GBA | Bannister | Ganso | Monroe | Sloan Canyon | 230 | 115 | 230 | 230 | 0 | 100 | 20 | 0 | 0 | 0 | 0 | 0 | #VALUE! | #VALUE! | #VALUE! | #VALUE! | #VALUE! | #VALUE! | -2 | -2 | -2 | -2 | 0 | -2 | -2 | 0 | 0 | 0 | 0 | Commercial criteria alignment analysis for the 2036 portfolio. Tab shows mapped generic resources by substation compared to commercial interest resources by the three confidence categories (Executed IA, Phase II complete, or all projects, which includes Cluster 15 application projects). Columns FQ through FY show the mapped resources alignment with the commercial interest criteria by resource type. Tab also shows comparison to projects identified as Available for Near-term Interconnection.
[23 empty] | Available for Near-term Interconnection | 0 | 0 | 0 | 0 | 0 | 0 | 0 | 0 | 0 | 0 | 0 | 0 | 0 | 0 | 0 | 0 | 0 | 0 | 0 | 0 | 0 | 0 | 0 | 0 | 0 | 0 | 0 | 0 | 0 | 0 | 0 | 0 | 0 | 0 | 0 | 0 |  | SCE Metro | PG&E NGBA | PG&E GBA | Barre | Gates | Monserate | Sloan Canyon | 230 | 230 | 500 | 230 | 0 | 0 | 0 | 0 | 0 | 0 | 0 | #VALUE! | #VALUE! | #VALUE! | #VALUE! | #VALUE! | #VALUE! | #VALUE! | -2 | -2 | -2 | -2 | 0 | 0 | 0 | 0 | 0 | 0 | [20 empty] | 0 | 0 | 0 | 0 | 0 | 0 | 0 | 0 | 0 | 0 | 0 | 0 | 0 | 0 | 0 | 0 | 0 |  | SCE Metro | PG&E NGBA | PG&E GBA | Barre | Gates | Monserate | Sloan Canyon | 230 | 230 | 500 | 230 | 0 | 0 | 0 | 0 | 0 | 0 | 0 | 0 | #VALUE! | #VALUE! | #VALUE! | #VALUE! | #VALUE! | #VALUE! | -2 | -2 | -2 | -2 | 0 | 0 | 0 | 0 | 0 | 0 | 0
|  |  | Mapped Generic Resources | [20 empty] | 0 | 0 | 0 | 0 | 0 | 0 | 0 | 0 | 0 | 0 | 0 | 0 | 0 | 0 | 0 | 0 | 0 | 0 | #VALUE! | #VALUE! | 0 | 0 | 0 | 0 | 0 | 0 | 0 | 0 | 0 | 0 | 0 | 0 | 0 | 0 | 0 | 1 |  | PG&E GBA | PG&E NGBA | PG&E KERN | Bay Boulevard | Gates | Monta Vista | Smyrna | 115 | 70 | 230 | 70 | 108 | 0 | 0 | 0 | 0 | 0 | 0 | #VALUE! | #VALUE! | #VALUE! | #VALUE! | #VALUE! | #VALUE! | #VALUE! | -2 | -2 | -2 | -2 | -2 | 0 | 0 | 0 | 0 | 0 |  |  |  | Mapped Generic Resources | [16 empty] | #VALUE! | #VALUE! | 0 | 0 | 0 | 0 | 0 | 0 | 0 | 0 | 0 | 0 | 0 | 0 | 0 | 0 | 0 |  | PG&E GBA | PG&E NGBA | PG&E KERN | Bay Boulevard | Gates | Monta Vista | Smyrna | 115 | 70 | 230 | 70 | 108 | 0 | 0 | 0 | 0 | 0 | 0 | 0 | #VALUE! | #VALUE! | #VALUE! | #VALUE! | #VALUE! | #VALUE! | -2 | -2 | -2 | -2 | -2 | 0 | 0 | 0 | 0 | 0 | 0 |  |  |  | Mapped Generic Resources
|  |  | Geothermal | Biomass | Wind | Wind | Wind | OOS Wind | OOS Wind | OOS Wind | Offshore Wind | Offshore Wind | Offshore Wind | Distributed Solar | Solar | Solar | Solar | Battery_4hr | Battery_8hr | Battery | LDES | Has |  | 0 | 0 | 0 | 0 | 0 | 0 | 0 | 0 | 0 | 0 | 0 | 0 | 0 | 0 | 0 | 0 | 0 | 0 | #VALUE! | #VALUE! | #VALUE! | #VALUE! | #VALUE! | #VALUE! | #VALUE! | #VALUE! | #VALUE! | #VALUE! | #VALUE! | #VALUE! | #VALUE! | #VALUE! | #VALUE! | #VALUE! | #VALUE! | 1 |  | SCE Metro | PG&E FRESNO | PG&E KERN | Bay Boulevard | Geysers 12 | Monta Vista | Sobrante | 115 | 115 | 115 | 138 | 0 | 0 | 0 | 0 | 0 | 0 | 0 | #VALUE! | #VALUE! | #VALUE! | #VALUE! | #VALUE! | #VALUE! | #VALUE! | #VALUE! | #VALUE! | #VALUE! | #VALUE! | #VALUE! | #VALUE! | #VALUE! | #VALUE! | #VALUE! | #VALUE! |  |  |  | Geothermal | Biomass | Wind | Wind | Wind | OOS Wind | OOS Wind | OOS Wind | Offshore Wind | Offshore Wind | Offshore Wind | Distributed Solar | Solar | Solar | Solar | Battery_4hr | Battery_8hr | #VALUE! | #VALUE! | #VALUE! | #VALUE! | #VALUE! | #VALUE! | #VALUE! | #VALUE! | #VALUE! | #VALUE! | #VALUE! | #VALUE! | #VALUE! | #VALUE! | #VALUE! | #VALUE! | #VALUE! |  | SCE Metro | PG&E FRESNO | PG&E KERN | Bay Boulevard | Geysers 12 | Monta Vista | Sobrante | 115 | 115 | 115 | 138 | 0 | 0 | 0 | 0 | 0 | 0 | 0 | 0 | #VALUE! | #VALUE! | #VALUE! | #VALUE! | #VALUE! | #VALUE! | #VALUE! | #VALUE! | #VALUE! | #VALUE! | #VALUE! | #VALUE! | #VALUE! | #VALUE! | #VALUE! | #VALUE! | #VALUE! |  |  |  | Geothermal | Biomass | Wind | Wind | Wind | OOS Wind | OOS Wind | OOS Wind | Offshore Wind
CAISO Study Area | Substation | Voltage | FCDS | FCDS | FCDS | EODS | Total | FCDS | EODS | Total | FCDS | EODS | Total | EODS | FCDS | EODS | Total | FCDS | FCDS | Total | FCDS | Res |  | 0 | 0 | 0 | 0 | 0 | 0 | 0 | 0 | 0 | 0 | 0 | 0 | 0 | 0 | 0 | 0 | 0 | 0 | #VALUE! | #VALUE! | #VALUE! | #VALUE! | #VALUE! | #VALUE! | #VALUE! | #VALUE! | #VALUE! | #VALUE! | #VALUE! | #VALUE! | #VALUE! | #VALUE! | #VALUE! | #VALUE! | #VALUE! | 1 | CAISO Study Area | EOP | PG&E GBA | SDGE | Beatty | Geysers 17 | Monta Vista | Sobrante | 115 | 230 | 230 | 115 | 0 | 0 | 0 | 0 | 0 | 0 | 0 | #VALUE! | #VALUE! | #VALUE! | #VALUE! | #VALUE! | #VALUE! | #VALUE! | #VALUE! | #VALUE! | #VALUE! | #VALUE! | #VALUE! | #VALUE! | #VALUE! | #VALUE! | #VALUE! | #VALUE! | CAISO Study Area | Substation | Voltage | FCDS | FCDS | FCDS | EODS | Total | FCDS | EODS | Total | FCDS | EODS | Total | EODS | FCDS | EODS | Total | FCDS | FCDS | #VALUE! | #VALUE! | #VALUE! | #VALUE! | #VALUE! | #VALUE! | #VALUE! | #VALUE! | #VALUE! | #VALUE! | #VALUE! | #VALUE! | #VALUE! | #VALUE! | #VALUE! | #VALUE! | #VALUE! | CAISO Study Area | EOP | PG&E GBA | SDGE | Beatty | Geysers 17 | Monta Vista | Sobrante | 115 | 230 | 230 | 115 | 0 | 0 | 0 | 0 | 0 | 0 | 0 | 0 | #VALUE! | #VALUE! | #VALUE! | #VALUE! | #VALUE! | #VALUE! | #VALUE! | #VALUE! | #VALUE! | #VALUE! | #VALUE! | #VALUE! | #VALUE! | #VALUE! | #VALUE! | #VALUE! | #VALUE! | CAISO Study Area | Substation | Voltage | FCDS | FCDS | FCDS | EODS | Total | FCDS | EODS | Total | FCDS
SCE Eastern | Devers | 500 | 0 | 0 | 0 | 0 | 0 | 0 | 0 | 0 | 0 | 0 | 0 | 0 | 0 | 0 | 0 | 0 | 0 | 0 | 0 | 0 |  | 0 | 0 | 0 | 0 | 0 | 0 | 0 | 0 | 0 | 0 | 0 | 0 | 0 | 0 | 0 | 0 | 0 | 0 | 0 | 0 | 0 | 0 | 0 | 0 | 0 | 0 | 0 | 0 | 0 | 0 | 0 | 0 | 0 | 0 | 0 | 0 |  | 0 | 0 | 0 | 0 | 0 | 0 | 0 | 0 | 0 | 0 | 0 | 0 | 0 | 0 | 0 | 0 | 0 | 0 | 0 | 0 | 0 | 0 | 0 | 0 | 0 | 0 | 0 | 0 | 0 | 0 | 0 | 0 | 0 | 0 | 0 | 0 |  | 0 | 0 | 0 | 0 | 0 | 0 | 0 | 0 | 0 | 0 | 0 | 0 | 0 | 0 | 0 | 0 | 0 | 0 | 0 | 0 | 0 | 0 | 0 | 0 | 0 | 0 | 0 | 0 | 0 | 0 | 0 | 0 | 0 | 0 | 0 | 0 |  | 0 | 0 | 0 | 0 | 0 | 0 | 0 | 0 | 0 | 0 | 0 | 0 | 0 | 0 | 0 | 0 | 0 | 0 | 0 | 0 | 0 | 0 | 0 | 0 | 0 | 0 | 0 | 0 | 0 | 0 | 0 | 0 | 0 | 0 | 0 | 0 |  | 1 | 1 | 1 | 1 | 1 | 1 | 1 | 1 | 1 | 0
PG&E KERN | Diablo Canyon | 230 | 0 | 0 | 0 | 0 | 0 | 0 | 0 | 0 | 0 | 0 | 0 | 0 | 0 | 0 | 0 | 0 | 0 | 0 | 0 | 0 |  | 0 | 0 | 0 | 0 | 0 | 0 | 0 | 0 | 0 | 0 | 0 | 0 | 0 | 0 | 0 | 0 | 0 | 0 | 0 | 0 | 0 | 0 | 0 | 0 | 0 | 0 | 0 | 0 | 0 | 0 | 0 | 0 | 0 | 0 | 0 | 0 |  | 0 | 0 | 0 | 0 | 0 | 0 | 0 | 0 | 0 | 0 | 0 | 0 | 0 | 0 | 0 | 0 | 0 | 0 | 0 | 0 | 0 | 0 | 0 | 0 | 0 | 0 | 0 | 0 | 0 | 0 | 0 | 0 | 0 | 0 | 0 | 0 |  | 0 | 0 | 0 | 0 | 0 | 0 | 0 | 0 | 0 | 0 | 0 | 0 | 0 | 0 | 0 | 0 | 0 | 0 | 0 | 0 | 0 | 0 | 0 | 0 | 0 | 0 | 0 | 0 | 0 | 0 | 0 | 0 | 0 | 0 | 0 | 0 |  | 0 | 0 | 0 | 0 | 0 | 0 | 0 | 0 | 0 | 0 | 0 | 0 | 0 | 0 | 0 | 0 | 0 | 0 | 0 | 0 | 0 | 0 | 0 | 0 | 0 | 0 | 0 | 0 | 0 | 0 | 0 | 0 | 0 | 0 | 0 | 0 |  | 1 | 1 | 1 | 1 | 1 | 1 | 1 | 1 | 1 | 0
Commercial criteria alignment analysis for the 2036 portfolio. Tab shows mapped generic resources by substation compared to commercial interest resources by the three confidence categories (Executed IA, Phase II complete, or all projects, which includes Cluster 15 application projects). Columns FQ through FY show the mapped resources alignment with the commercial interest criteria by resource type. Tab also shows comparison to projects identified as Available for Near-term Interconnection. | PG&E FRESNO | SDGE | PG&E GBA | Bannister | Ganso | Monroe | Sloan Canyon | 230 | 115 | 230 | 230 | 0 | 100 | 20 | 0 | 0 | 0 | 0 | 0 | 0 | 0 | 0 | 0 | 0 | 0 | 0 | 0 | 0 | 0 | 0 | 0 | 0 | 0 | 0 | 0 | 0 | 0 | 0 | 0 | 0 | 0 | #VALUE! | #VALUE! | #VALUE! | #VALUE! | #VALUE! | #VALUE! | 2 | 2 | 2 | 2 | 2 | 0 | 0 | 0 | 0 | 0 | 0 | 1 | Commercial criteria alignment analysis for the 2036 portfolio. Tab shows mapped generic resources by substation compared to commercial interest resources by the three confidence categories (Executed IA, Phase II complete, or all projects, which includes Cluster 15 application projects). Columns FQ through FY show the mapped resources alignment with the commercial interest criteria by resource type. Tab also shows comparison to projects identified as Available for Near-term Interconnection. | [18 empty] | #VALUE! | #VALUE! | #VALUE! | #VALUE! | #VALUE! | #VALUE! | 2 | 2 | 2 | 2 | 2 | 0 | 0 | 0 | 0 | 0 | 0 | Commercial criteria alignment analysis for the 2036 portfolio. Tab shows mapped generic resources by substation compared to commercial interest resources by the three confidence categories (Executed IA, Phase II complete, or all projects, which includes Cluster 15 application projects). Columns FQ through FY show the mapped resources alignment with the commercial interest criteria by resource type. Tab also shows comparison to projects identified as Available for Near-term Interconnection. | PG&E FRESNO | SDGE | PG&E GBA | Bannister | Ganso | Monroe | Sloan Canyon | 230 | 115 | 230 | 230 | 0 | 100 | 20 | 0 | 0 | 0 | 0 | 0 | #VALUE! | #VALUE! | #VALUE! | #VALUE! | #VALUE! | #VALUE! | 0 | 2 | 0 | -2 | 2 | -2 | -2 | 0 | 0 | 0 | 0 | Commercial criteria alignment analysis for the 2036 portfolio. Tab shows mapped generic resources by substation compared to commercial interest resources by the three confidence categories (Executed IA, Phase II complete, or all projects, which includes Cluster 15 application projects). Columns FQ through FY show the mapped resources alignment with the commercial interest criteria by resource type. Tab also shows comparison to projects identified as Available for Near-term Interconnection. | [19 empty] | #VALUE! | #VALUE! | #VALUE! | #VALUE! | #VALUE! | #VALUE! | 2 | 2 | 2 | 2 | 2 | 0 | 0 | 0 | 0 | 0 | 0 | Commercial criteria alignment analysis for the 2036 portfolio. Tab shows mapped generic resources by substation compared to commercial interest resources by the three confidence categories (Executed IA, Phase II complete, or all projects, which includes Cluster 15 application projects). Columns FQ through FY show the mapped resources alignment with the commercial interest criteria by resource type. Tab also shows comparison to projects identified as Available for Near-term Interconnection. | PG&E FRESNO | SDGE | PG&E GBA | Bannister | Ganso | Monroe | Sloan Canyon | 230 | 115 | 230 | 230
PG&E KERN | Divide | 115 | 0 | 0 | 0 | 0 | 0 | 0 | 0 | 0 | 0 | 0 | 0 | 0 | 0 | 0 | 0 | 0 | 0 | 0 | 0 | 0 |  | 0 | 0 | 0 | 0 | 0 | 0 | 0 | 0 | 0 | 0 | 0 | 0 | 0 | 0 | 0 | 0 | 0 | 0 | 0 | 0 | 0 | 0 | 0 | 0 | 0 | 0 | 0 | 0 | 0 | 0 | 0 | 0 | 0 | 0 | 0 | 0 |  | 0 | 0 | 0 | 0 | 0 | 0 | 0 | 0 | 0 | 0 | 0 | 0 | 0 | 0 | 0 | 0 | 0 | 0 | 0 | 0 | 0 | 0 | 0 | 0 | 0 | 0 | 0 | 0 | 0 | 0 | 0 | 0 | 0 | 0 | 0 | 0 |  | 0 | 0 | 0 | 0 | 0 | 0 | 0 | 0 | 0 | 0 | 0 | 0 | 0 | 0 | 0 | 0.96 | 0 | 1 | 0 | 0 | 0 | 0 | 0 | 0 | 0 | 0 | 0 | 0 | 0 | 0 | 0 | 0 | 0 | -2 | 0 | 1 |  | 0 | 0 | 0 | 0 | 0 | 0 | 0 | 0 | 0 | 0 | 0 | 0 | 0 | 0 | 0 | 0 | 0 | 0 | 0 | 0 | 0 | 0 | 0 | 0 | 0 | 0 | 0 | 0 | 0 | 0 | 0 | 0 | 0 | 0 | 0 | 0 |  | 1 | 1 | 1 | 1 | 1 | 1 | 1 | 1 | 4+ | 1
PG&E GBA | Dixon Landing | 115 | 23 | 0 | 0 | 0 | 0 | 0 | 0 | 0 | 0 | 0 | 0 | 0 | 0 | 0 | 0 | 0 | 0 | 0 | 0 | 1 |  | 0 | 0 | 0 | 0 | 0 | 0 | 0 | 0 | 0 | 0 | 0 | 0 | 0 | 0 | 0 | 0 | 0 | 0 | 2 | 2 | 0 | 0 | 0 | 0 | 0 | 0 | 0 | 0 | 0 | 0 | 0 | 0 | 0 | 0 | 0 | 1 |  | 0 | 0 | 0 | 0 | 0 | 0 | 0 | 0 | 0 | 0 | 0 | 0 | 0 | 0 | 0 | 0 | 0 | 0 | 2 | 2 | 0 | 0 | 0 | 0 | 0 | 0 | 0 | 0 | 0 | 0 | 0 | 0 | 0 | 0 | 0 | 1 |  | 0 | 0 | 0 | 0 | 0 | 0 | 0 | 0 | 0 | 0 | 0 | 0 | 0 | 0 | 0 | 2.36 | 0 | 1 | 2 | 2 | 0 | 0 | 0 | 0 | 0 | 0 | 0 | 0 | 0 | 0 | 0 | 0 | 0 | -2 | 0 | 1 |  | 0 | 0 | 0 | 0 | 0 | 0 | 0 | 0 | 0 | 0 | 0 | 0 | 0 | 0 | 0 | 0 | 0 | 0 | 2 | 2 | 0 | 0 | 0 | 0 | 0 | 0 | 0 | 0 | 0 | 0 | 0 | 0 | 0 | 0 | 0 | 1 |  | 5- | 1 | 1 | 1 | 1 | 1 | 1 | 1 | 4+ | 1
PG&E FRESNO | Dos Amigos | 230 | 10 | 0 | 0 | 0 | 0 | 0 | 0 | 0 | 0 | 0 | 0 | 0 | 0 | 0 | 0 | 0 | 758 | 758 | 0 | 1 |  | 0 | 0 | 0 | 0 | 0 | 0 | 0 | 0 | 0 | 0 | 0 | 0 | 0 | 0 | 0 | 0 | 0 | 0 | 2 | 2 | 0 | 0 | 0 | 0 | 0 | 0 | 0 | 0 | 0 | 0 | 0 | 2 | 2 | 0 | 0 | 1 |  | 0 | 0 | 0 | 0 | 0 | 0 | 0 | 0 | 0 | 0 | 0 | 0 | 0 | 0 | 0 | 0 | 0 | 0 | 2 | 2 | 0 | 0 | 0 | 0 | 0 | 0 | 0 | 0 | 0 | 0 | 0 | 2 | 2 | 0 | 0 | 1 |  | 0 | 0 | 0 | 0 | 0 | 0 | 0 | 0 | 0 | 0 | 0 | 0 | 0 | 0 | 0 | 0 | 0 | 0 | 2 | 2 | 0 | 0 | 0 | 0 | 0 | 0 | 0 | 0 | 0 | 0 | 0 | 2 | 2 | 0 | 0 | 1 |  | 0 | 0 | 0 | 0 | 0 | 0 | 0 | 0 | 0 | 0 | 0 | 0 | 0 | 0 | 0 | 0 | 0 | 0 | 2 | 2 | 0 | 0 | 0 | 0 | 0 | 0 | 0 | 0 | 0 | 0 | 0 | 2 | 2 | 0 | 0 | 1 |  | 5- | 1 | 1 | 1 | 1 | 1 | 1 | 5- | 1 | 1
PG&E NGBA | Drum | 115 | 0 | 0 | 0 | 0 | 0 | 0 | 0 | 0 | 0 | 0 | 0 | 0 | 0 | 0 | 0 | 0 | 0 | 0 | 0 | 0 |  | 0 | 0 | 0 | 0 | 0 | 0 | 0 | 0 | 0 | 0 | 0 | 0 | 0 | 0 | 0 | 0 | 0 | 0 | 0 | 0 | 0 | 0 | 0 | 0 | 0 | 0 | 0 | 0 | 0 | 0 | 0 | 0 | 0 | 0 | 0 | 0 |  | 0 | 0 | 0 | 0 | 0 | 0 | 0 | 0 | 0 | 0 | 0 | 0 | 0 | 0 | 0 | 0 | 0 | 0 | 0 | 0 | 0 | 0 | 0 | 0 | 0 | 0 | 0 | 0 | 0 | 0 | 0 | 0 | 0 | 0 | 0 | 0 |  | 0 | 0 | 0 | 0 | 0 | 0 | 0 | 0 | 0 | 0 | 0 | 0 | 0 | 0 | 0 | 0 | 0 | 0 | 0 | 0 | 0 | 0 | 0 | 0 | 0 | 0 | 0 | 0 | 0 | 0 | 0 | 0 | 0 | 0 | 0 | 0 |  | 0 | 0 | 0 | 0 | 0 | 0 | 0 | 0 | 0 | 0 | 0 | 0 | 0 | 0 | 0 | 0 | 0 | 0 | 0 | 0 | 0 | 0 | 0 | 0 | 0 | 0 | 0 | 0 | 0 | 0 | 0 | 0 | 0 | 0 | 0 | 0 |  | 1 | 1 | 1 | 1 | 1 | 1 | 1 | 1 | 1 | 0
PG&E GBA | Dumbarton | 115 | 0 | 0 | 0 | 0 | 0 | 0 | 0 | 0 | 0 | 0 | 0 | 0 | 0 | 0 | 0 | 0 | 0 | 0 | 0 | 0 |  | 0 | 0 | 0 | 0 | 0 | 0 | 0 | 0 | 0 | 0 | 0 | 0 | 0 | 0 | 0 | 0 | 0 | 0 | 0 | 0 | 0 | 0 | 0 | 0 | 0 | 0 | 0 | 0 | 0 | 0 | 0 | 0 | 0 | 0 | 0 | 0 |  | 0 | 0 | 0 | 0 | 0 | 0 | 0 | 0 | 0 | 0 | 0 | 0 | 0 | 0 | 0 | 0 | 0 | 0 | 0 | 0 | 0 | 0 | 0 | 0 | 0 | 0 | 0 | 0 | 0 | 0 | 0 | 0 | 0 | 0 | 0 | 0 |  | 0 | 0 | 0 | 0 | 0 | 0 | 0 | 0 | 0 | 0 | 0 | 0 | 0 | 0 | 0 | 6.474 | 0 | 1 | 0 | 0 | 0 | 0 | 0 | 0 | 0 | 0 | 0 | 0 | 0 | 0 | 0 | 0 | 0 | -2 | 0 | 1 |  | 0 | 0 | 0 | 0 | 0 | 0 | 0 | 0 | 0 | 0 | 0 | 0 | 0 | 0 | 0 | 0 | 0 | 0 | 0 | 0 | 0 | 0 | 0 | 0 | 0 | 0 | 0 | 0 | 0 | 0 | 0 | 0 | 0 | 0 | 0 | 0 |  | 1 | 1 | 1 | 1 | 1 | 1 | 1 | 1 | 4+ | 1
SCE NOL | Dunn Siding | 115 | 0 | 0 | 0 | 0 | 0 | 0 | 0 | 0 | 0 | 0 | 0 | 0 | 0 | 0 | 0 | 0 | 0 | 0 | 0 | 0 |  | 0 | 0 | 0 | 0 | 0 | 0 | 0 | 0 | 0 | 0 | 0 | 0 | 0 | 0 | 0 | 0 | 0 | 0 | 0 | 0 | 0 | 0 | 0 | 0 | 0 | 0 | 0 | 0 | 0 | 0 | 0 | 0 | 0 | 0 | 0 | 0 |  | 0 | 0 | 0 | 0 | 0 | 0 | 0 | 0 | 0 | 0 | 0 | 0 | 0 | 0 | 0 | 0 | 0 | 0 | 0 | 0 | 0 | 0 | 0 | 0 | 0 | 0 | 0 | 0 | 0 | 0 | 0 | 0 | 0 | 0 | 0 | 0 |  | 0 | 0 | 0 | 0 | 0 | 0 | 0 | 0 | 0 | 0 | 0 | 0 | 0 | 0 | 0 | 0 | 0 | 0 | 0 | 0 | 0 | 0 | 0 | 0 | 0 | 0 | 0 | 0 | 0 | 0 | 0 | 0 | 0 | 0 | 0 | 0 |  | 0 | 0 | 0 | 0 | 0 | 0 | 0 | 0 | 0 | 0 | 0 | 0 | 0 | 0 | 0 | 0 | 0 | 0 | 0 | 0 | 0 | 0 | 0 | 0 | 0 | 0 | 0 | 0 | 0 | 0 | 0 | 0 | 0 | 0 | 0 | 0 |  | 1 | 1 | 1 | 1 | 1 | 1 | 1 | 1 | 1 | 0
SCE Eastern | Eagle Mountain | 230 | 0 | 0 | 0 | 0 | 0 | 0 | 0 | 0 | 0 | 0 | 0 | 0 | 0 | 0 | 0 | 0 | 0 | 0 | 0 | 0 |  | 0 | 0 | 0 | 0 | 0 | 0 | 0 | 0 | 0 | 0 | 0 | 0 | 0 | 0 | 0 | 0 | 0 | 0 | 0 | 0 | 0 | 0 | 0 | 0 | 0 | 0 | 0 | 0 | 0 | 0 | 0 | 0 | 0 | 0 | 0 | 0 |  | 0 | 0 | 0 | 0 | 0 | 0 | 0 | 0 | 0 | 0 | 0 | 0 | 0 | 0 | 0 | 0 | 0 | 0 | 0 | 0 | 0 | 0 | 0 | 0 | 0 | 0 | 0 | 0 | 0 | 0 | 0 | 0 | 0 | 0 | 0 | 0 |  | 0 | 0 | 0 | 0 | 0 | 0 | 0 | 0 | 0 | 0 | 0 | 0 | 0 | 0 | 0 | 0 | 0 | 0 | 0 | 0 | 0 | 0 | 0 | 0 | 0 | 0 | 0 | 0 | 0 | 0 | 0 | 0 | 0 | 0 | 0 | 0 |  | 0 | 0 | 0 | 0 | 0 | 0 | 0 | 0 | 0 | 0 | 0 | 0 | 0 | 0 | 0 | 0 | 0 | 0 | 0 | 0 | 0 | 0 | 0 | 0 | 0 | 0 | 0 | 0 | 0 | 0 | 0 | 0 | 0 | 0 | 0 | 0 |  | 1 | 1 | 1 | 1 | 1 | 1 | 1 | 1 | 1 | 0
PG&E NGBA | Eagle Rock (PGE) | 60 | 0 | 0 | 0 | 0 | 0 | 0 | 0 | 0 | 0 | 0 | 0 | 0 | 0 | 0 | 0 | 0 | 0 | 0 | 0 | 0 |  | 0 | 0 | 0 | 0 | 0 | 0 | 0 | 0 | 0 | 0 | 0 | 0 | 0 | 0 | 0 | 0 | 0 | 0 | 0 | 0 | 0 | 0 | 0 | 0 | 0 | 0 | 0 | 0 | 0 | 0 | 0 | 0 | 0 | 0 | 0 | 0 |  | 0 | 0 | 0 | 0 | 0 | 0 | 0 | 0 | 0 | 0 | 0 | 0 | 0 | 0 | 0 | 0 | 0 | 0 | 0 | 0 | 0 | 0 | 0 | 0 | 0 | 0 | 0 | 0 | 0 | 0 | 0 | 0 | 0 | 0 | 0 | 0 |  | 0 | 0 | 0 | 0 | 0 | 0 | 0 | 0 | 0 | 0 | 0 | 0 | 0 | 0 | 0 | 0 | 0 | 0 | 0 | 0 | 0 | 0 | 0 | 0 | 0 | 0 | 0 | 0 | 0 | 0 | 0 | 0 | 0 | 0 | 0 | 0 |  | 0 | 0 | 0 | 0 | 0 | 0 | 0 | 0 | 0 | 0 | 0 | 0 | 0 | 0 | 0 | 0 | 0 | 0 | 0 | 0 | 0 | 0 | 0 | 0 | 0 | 0 | 0 | 0 | 0 | 0 | 0 | 0 | 0 | 0 | 0 | 0 |  | 1 | 1 | 1 | 1 | 1 | 1 | 1 | 1 | 1 | 0
PG&E NGBA | Eagle Rock (PGE) | 115 | 0 | 0 | 0 | 0 | 0 | 0 | 0 | 0 | 0 | 0 | 0 | 0 | 0 | 0 | 0 | 0 | 0 | 0 | 0 | 0 |  | 0 | 0 | 0 | 0 | 0 | 0 | 0 | 0 | 0 | 0 | 0 | 0 | 0 | 0 | 0 | 0 | 0 | 0 | 0 | 0 | 0 | 0 | 0 | 0 | 0 | 0 | 0 | 0 | 0 | 0 | 0 | 0 | 0 | 0 | 0 | 0 |  | 0 | 0 | 0 | 0 | 0 | 0 | 0 | 0 | 0 | 0 | 0 | 0 | 0 | 0 | 0 | 0 | 0 | 0 | 0 | 0 | 0 | 0 | 0 | 0 | 0 | 0 | 0 | 0 | 0 | 0 | 0 | 0 | 0 | 0 | 0 | 0 |  | 0 | 0 | 0 | 0 | 0 | 0 | 0 | 0 | 0 | 0 | 0 | 0 | 0 | 0 | 0 | 0 | 0 | 0 | 0 | 0 | 0 | 0 | 0 | 0 | 0 | 0 | 0 | 0 | 0 | 0 | 0 | 0 | 0 | 0 | 0 | 0 |  | 0 | 0 | 0 | 0 | 0 | 0 | 0 | 0 | 0 | 0 | 0 | 0 | 0 | 0 | 0 | 0 | 0 | 0 | 0 | 0 | 0 | 0 | 0 | 0 | 0 | 0 | 0 | 0 | 0 | 0 | 0 | 0 | 0 | 0 | 0 | 0 |  | 1 | 1 | 1 | 1 | 1 | 1 | 1 | 1 | 1 | 0
SCE Metro | Eagle Rock (SCE) | 230 | 0 | 0 | 0 | 0 | 0 | 0 | 0 | 0 | 0 | 0 | 0 | 0 | 0 | 0 | 0 | 0 | 590 | 590 | 0 | 1 |  | 0 | 0 | 0 | 0 | 0 | 0 | 0 | 0 | 0 | 0 | 0 | 0 | 0 | 0 | 0 | 0 | 0 | 0 | 0 | 0 | 0 | 0 | 0 | 0 | 0 | 0 | 0 | 0 | 0 | 0 | 0 | 2 | 2 | 0 | 0 | 1 |  | 0 | 0 | 0 | 0 | 0 | 0 | 0 | 0 | 0 | 0 | 0 | 0 | 0 | 0 | 0 | 0 | 0 | 0 | 0 | 0 | 0 | 0 | 0 | 0 | 0 | 0 | 0 | 0 | 0 | 0 | 0 | 2 | 2 | 0 | 0 | 1 |  | 0 | 0 | 0 | 0 | 0 | 0 | 0 | 0 | 0 | 0 | 0 | 0 | 0 | 0 | 0 | 0 | 0 | 0 | 0 | 0 | 0 | 0 | 0 | 0 | 0 | 0 | 0 | 0 | 0 | 0 | 0 | 2 | 2 | 0 | 0 | 1 |  | 0 | 0 | 0 | 0 | 0 | 0 | 0 | 0 | 0 | 0 | 0 | 0 | 0 | 0 | 0 | 0 | 0 | 0 | 0 | 0 | 0 | 0 | 0 | 0 | 0 | 0 | 0 | 0 | 0 | 0 | 0 | 2 | 2 | 0 | 0 | 1 |  | 1 | 1 | 1 | 1 | 1 | 1 | 1 | 5- | 1 | 1
PG&E NGBA | East Marysville | 115 | 0 | 0 | 0 | 0 | 0 | 0 | 0 | 0 | 0 | 0 | 0 | 0 | 0 | 0 | 0 | 0 | 0 | 0 | 0 | 0 |  | 0 | 0 | 0 | 0 | 0 | 0 | 0 | 0 | 0 | 0 | 0 | 0 | 0 | 0 | 0 | 0 | 0 | 0 | 0 | 0 | 0 | 0 | 0 | 0 | 0 | 0 | 0 | 0 | 0 | 0 | 0 | 0 | 0 | 0 | 0 | 0 |  | 0 | 0 | 0 | 0 | 0 | 0 | 0 | 0 | 0 | 0 | 0 | 0 | 0 | 0 | 0 | 0 | 0 | 0 | 0 | 0 | 0 | 0 | 0 | 0 | 0 | 0 | 0 | 0 | 0 | 0 | 0 | 0 | 0 | 0 | 0 | 0 |  | 0 | 0 | 0 | 0 | 0 | 0 | 0 | 0 | 0 | 0 | 0 | 0 | 0 | 0 | 0 | 0 | 0 | 0 | 0 | 0 | 0 | 0 | 0 | 0 | 0 | 0 | 0 | 0 | 0 | 0 | 0 | 0 | 0 | 0 | 0 | 0 |  | 0 | 0 | 0 | 0 | 0 | 0 | 0 | 0 | 0 | 0 | 0 | 0 | 0 | 0 | 0 | 0 | 0 | 0 | 0 | 0 | 0 | 0 | 0 | 0 | 0 | 0 | 0 | 0 | 0 | 0 | 0 | 0 | 0 | 0 | 0 | 0 |  | 1 | 1 | 1 | 1 | 1 | 1 | 1 | 1 | 1 | 0
PG&E NGBA | East Nicolaus | 115 | 0 | 0 | 0 | 0 | 0 | 0 | 0 | 0 | 0 | 0 | 0 | 0 | 0 | 0 | 0 | 0 | 0 | 0 | 0 | 0 |  | 0 | 0 | 0 | 0 | 0 | 0 | 0 | 0 | 0 | 0 | 0 | 0 | 0 | 0 | 0 | 0 | 0 | 0 | 0 | 0 | 0 | 0 | 0 | 0 | 0 | 0 | 0 | 0 | 0 | 0 | 0 | 0 | 0 | 0 | 0 | 0 |  | 0 | 0 | 0 | 0 | 0 | 0 | 0 | 0 | 0 | 0 | 0 | 0 | 0 | 0 | 0 | 0 | 0 | 0 | 0 | 0 | 0 | 0 | 0 | 0 | 0 | 0 | 0 | 0 | 0 | 0 | 0 | 0 | 0 | 0 | 0 | 0 |  | 0 | 0 | 0 | 0 | 0 | 0 | 0 | 0 | 0 | 0 | 0 | 0 | 0 | 0 | 0 | 0 | 0 | 0 | 0 | 0 | 0 | 0 | 0 | 0 | 0 | 0 | 0 | 0 | 0 | 0 | 0 | 0 | 0 | 0 | 0 | 0 |  | 0 | 0 | 0 | 0 | 0 | 0 | 0 | 0 | 0 | 0 | 0 | 0 | 0 | 0 | 0 | 0 | 0 | 0 | 0 | 0 | 0 | 0 | 0 | 0 | 0 | 0 | 0 | 0 | 0 | 0 | 0 | 0 | 0 | 0 | 0 | 0 |  | 1 | 1 | 1 | 1 | 1 | 1 | 1 | 1 | 1 | 0
PG&E NGBA | East Nicolaus | 60 | 0 | 0 | 0 | 0 | 0 | 0 | 0 | 0 | 0 | 0 | 0 | 0 | 0 | 0 | 0 | 0 | 0 | 0 | 0 | 0 |  | 0 | 0 | 0 | 0 | 0 | 0 | 0 | 0 | 0 | 0 | 0 | 0 | 0 | 0 | 0 | 0 | 0 | 0 | 0 | 0 | 0 | 0 | 0 | 0 | 0 | 0 | 0 | 0 | 0 | 0 | 0 | 0 | 0 | 0 | 0 | 0 |  | 0 | 0 | 0 | 0 | 0 | 0 | 0 | 0 | 0 | 0 | 0 | 0 | 0 | 0 | 0 | 0 | 0 | 0 | 0 | 0 | 0 | 0 | 0 | 0 | 0 | 0 | 0 | 0 | 0 | 0 | 0 | 0 | 0 | 0 | 0 | 0 |  | 0 | 0 | 0 | 0 | 0 | 0 | 0 | 0 | 0 | 0 | 0 | 0 | 0 | 0 | 0 | 0 | 0 | 0 | 0 | 0 | 0 | 0 | 0 | 0 | 0 | 0 | 0 | 0 | 0 | 0 | 0 | 0 | 0 | 0 | 0 | 0 |  | 0 | 0 | 0 | 0 | 0 | 0 | 0 | 0 | 0 | 0 | 0 | 0 | 0 | 0 | 0 | 0 | 0 | 0 | 0 | 0 | 0 | 0 | 0 | 0 | 0 | 0 | 0 | 0 | 0 | 0 | 0 | 0 | 0 | 0 | 0 | 0 |  | 1 | 1 | 1 | 1 | 1 | 1 | 1 | 1 | 1 | 0
Commercial criteria alignment analysis for the 2036 portfolio. Tab shows mapped generic resources by substation compared to commercial interest resources by the three confidence categories (Executed IA, Phase II complete, or all projects, which includes Cluster 15 application projects). Columns FQ through FY show the mapped resources alignment with the commercial interest criteria by resource type. Tab also shows comparison to projects identified as Available for Near-term Interconnection. | [23 empty] | 0 | 0 | 0 | 0 | 0 | 0 | 0 | 0 | 0 | 0 | 0 | 0 | 0 | 0 | 0 | 0 | 0 | 0 | 0 | 0 | 0 | 0 | 0 | 0 | 0 | 0 | 0 | 0 | 0 | 0 | 0 | 0 | 0 | 0 | 0 | 0 | Commercial criteria alignment analysis for the 2036 portfolio. Tab shows mapped generic resources by substation compared to commercial interest resources by the three confidence categories (Executed IA, Phase II complete, or all projects, which includes Cluster 15 application projects). Columns FQ through FY show the mapped resources alignment with the commercial interest criteria by resource type. Tab also shows comparison to projects identified as Available for Near-term Interconnection. | PG&E FRESNO | SDGE | PG&E GBA | Bannister | Ganso | Monroe | Sloan Canyon | 230 | 115 | 230 | 230 | 0 | 100 | 20 | 0 | 0 | 0 | 0 | #VALUE! | #VALUE! | #VALUE! | #VALUE! | #VALUE! | #VALUE! | #VALUE! | -2 | -2 | -2 | -2 | 0 | -2 | -2 | 0 | 0 | 0 | Commercial criteria alignment analysis for the 2036 portfolio. Tab shows mapped generic resources by substation compared to commercial interest resources by the three confidence categories (Executed IA, Phase II complete, or all projects, which includes Cluster 15 application projects). Columns FQ through FY show the mapped resources alignment with the commercial interest criteria by resource type. Tab also shows comparison to projects identified as Available for Near-term Interconnection. | [19 empty] | 0 | 0 | 0 | 0 | 0 | 0 | 0 | 0 | 0 | 0 | 0 | 0 | 0 | 0 | 0 | 0 | 0 | Commercial criteria alignment analysis for the 2036 portfolio. Tab shows mapped generic resources by substation compared to commercial interest resources by the three confidence categories (Executed IA, Phase II complete, or all projects, which includes Cluster 15 application projects). Columns FQ through FY show the mapped resources alignment with the commercial interest criteria by resource type. Tab also shows comparison to projects identified as Available for Near-term Interconnection. | PG&E FRESNO | SDGE | PG&E GBA | Bannister | Ganso | Monroe | Sloan Canyon | 230 | 115 | 230 | 230 | 0 | 100 | 20 | 0 | 0 | 0 | 0 | 0 | #VALUE! | #VALUE! | #VALUE! | #VALUE! | #VALUE! | #VALUE! | -2 | -2 | -2 | -2 | 0 | -2 | -2 | 0 | 0 | 0 | 0 | Commercial criteria alignment analysis for the 2036 portfolio. Tab shows mapped generic resources by substation compared to commercial interest resources by the three confidence categories (Executed IA, Phase II complete, or all projects, which includes Cluster 15 application projects). Columns FQ through FY show the mapped resources alignment with the commercial interest criteria by resource type. Tab also shows comparison to projects identified as Available for Near-term Interconnection.
PG&E GBA | Eastshore | 230 | 0 | 0 | 0 | 0 | 0 | 0 | 0 | 0 | 0 | 0 | 0 | 0 | 0 | 0 | 0 | 0 | 0 | 0 | 0 | 0 |  | 0 | 0 | 0 | 0 | 0 | 0 | 0 | 0 | 0 | 0 | 0 | 0 | 0 | 0 | 0 | 0 | 0 | 0 | 0 | 0 | 0 | 0 | 0 | 0 | 0 | 0 | 0 | 0 | 0 | 0 | 0 | 0 | 0 | 0 | 0 | 0 |  | 0 | 0 | 0 | 0 | 0 | 0 | 0 | 0 | 0 | 0 | 0 | 0 | 0 | 0 | 0 | 0 | 0 | 0 | 0 | 0 | 0 | 0 | 0 | 0 | 0 | 0 | 0 | 0 | 0 | 0 | 0 | 0 | 0 | 0 | 0 | 0 |  | 0 | 0 | 0 | 0 | 0 | 0 | 0 | 0 | 0 | 0 | 0 | 0 | 0 | 0 | 0 | 0 | 0 | 0 | 0 | 0 | 0 | 0 | 0 | 0 | 0 | 0 | 0 | 0 | 0 | 0 | 0 | 0 | 0 | 0 | 0 | 0 |  | 0 | 0 | 0 | 0 | 0 | 0 | 0 | 0 | 0 | 0 | 0 | 0 | 0 | 0 | 0 | 0 | 0 | 0 | 0 | 0 | 0 | 0 | 0 | 0 | 0 | 0 | 0 | 0 | 0 | 0 | 0 | 0 | 0 | 0 | 0 | 0 |  | 1 | 1 | 1 | 1 | 1 | 1 | 1 | 1 | 1 | 0
SDGE | ECO | 138 | 0 | 0 | 0 | 0 | 0 | 0 | 0 | 0 | 0 | 0 | 0 | 0 | 0 | 0 | 0 | 0 | 0 | 0 | 0 | 0 |  | 0 | 0 | 0 | 0 | 0 | 0 | 0 | 0 | 0 | 0 | 0 | 0 | 0 | 0 | 0 | 0 | 0 | 0 | 0 | 0 | 0 | 0 | 0 | 0 | 0 | 0 | 0 | 0 | 0 | 0 | 0 | 0 | 0 | 0 | 0 | 0 |  | 0 | 0 | 0 | 0 | 0 | 0 | 0 | 0 | 0 | 0 | 0 | 0 | 0 | 0 | 0 | 0 | 0 | 0 | 0 | 0 | 0 | 0 | 0 | 0 | 0 | 0 | 0 | 0 | 0 | 0 | 0 | 0 | 0 | 0 | 0 | 0 |  | 0 | 0 | 0 | 0 | 0 | 0 | 0 | 0 | 0 | 0 | 0 | 0 | 0 | 0 | 0 | 0 | 0 | 0 | 0 | 0 | 0 | 0 | 0 | 0 | 0 | 0 | 0 | 0 | 0 | 0 | 0 | 0 | 0 | 0 | 0 | 0 |  | 0 | 0 | 0 | 0 | 0 | 0 | 0 | 0 | 0 | 0 | 0 | 0 | 0 | 0 | 0 | 0 | 0 | 0 | 0 | 0 | 0 | 0 | 0 | 0 | 0 | 0 | 0 | 0 | 0 | 0 | 0 | 0 | 0 | 0 | 0 | 0 |  | 1 | 1 | 1 | 1 | 1 | 1 | 1 | 1 | 1 | 0
SDGE | ECO | 230 | 0 | 0 | 0 | 0 | 0 | 0 | 0 | 0 | 0 | 0 | 0 | 0 | 0 | 0 | 0 | 0 | 0 | 0 | 0 | 0 |  | 0 | 0 | 0 | 0 | 0 | 52.5 | 0 | 0 | 0 | 0 | 0 | 0 | 0 | 0 | 0 | 0 | 0 | 1 | 0 | 0 | 0 | 0 | 0 | -2 | 0 | 0 | 0 | 0 | 0 | 0 | 0 | 0 | 0 | 0 | 0 | 1 |  | 0 | 0 | 0 | 0 | 0 | 0 | 0 | 0 | 0 | 0 | 0 | 0 | 0 | 0 | 0 | 0 | 0 | 0 | 0 | 0 | 0 | 0 | 0 | 0 | 0 | 0 | 0 | 0 | 0 | 0 | 0 | 0 | 0 | 0 | 0 | 0 |  | 0 | 0 | 0 | 0 | 0 | 352.5 | 0 | 0 | 0 | 0 | 0 | 0 | 0 | 0 | 0 | 0 | 0 | 1 | 0 | 0 | 0 | 0 | 0 | -2 | 0 | 0 | 0 | 0 | 0 | 0 | 0 | 0 | 0 | 0 | 0 | 1 |  | 0 | 0 | 0 | 0 | 0 | 0 | 0 | 0 | 0 | 0 | 0 | 0 | 0 | 0 | 0 | 0 | 0 | 0 | 0 | 0 | 0 | 0 | 0 | 0 | 0 | 0 | 0 | 0 | 0 | 0 | 0 | 0 | 0 | 0 | 0 | 0 |  | 1 | 1 | 2+ | 1 | 1 | 1 | 1 | 1 | 1 | 1
SDGE | ECO | 500 | 0 | 0 | 0 | 0 | 0 | 0 | 0 | 0 | 0 | 0 | 0 | 0 | 0 | 0 | 0 | 0 | 0 | 0 | 0 | 0 |  | 0 | 0 | 0 | 0 | 0 | 1001 | 0 | 0 | 0 | 0 | 0 | 0 | 0 | 0 | 0 | 0 | 0 | 1 | 0 | 0 | 0 | 0 | 0 | -2 | 0 | 0 | 0 | 0 | 0 | 0 | 0 | 0 | 0 | 0 | 0 | 1 |  | 0 | 0 | 0 | 0 | 0 | 0 | 0 | 0 | 0 | 0 | 0 | 0 | 0 | 0 | 0 | 0 | 0 | 0 | 0 | 0 | 0 | 0 | 0 | 0 | 0 | 0 | 0 | 0 | 0 | 0 | 0 | 0 | 0 | 0 | 0 | 0 |  | 0 | 0 | 0 | 0 | 0 | 1001 | 0 | 0 | 0 | 0 | 0 | 0 | 0 | 0 | 0 | 0 | 0 | 1 | 0 | 0 | 0 | 0 | 0 | -2 | 0 | 0 | 0 | 0 | 0 | 0 | 0 | 0 | 0 | 0 | 0 | 1 |  | 0 | 0 | 0 | 0 | 0 | 0 | 0 | 0 | 0 | 0 | 0 | 0 | 0 | 0 | 0 | 0 | 0 | 0 | 0 | 0 | 0 | 0 | 0 | 0 | 0 | 0 | 0 | 0 | 0 | 0 | 0 | 0 | 0 | 0 | 0 | 0 |  | 1 | 1 | 2+ | 1 | 1 | 1 | 1 | 1 | 1 | 1
PG&E GBA | Edenvale | 115 | 0 | 0 | 0 | 0 | 0 | 0 | 0 | 0 | 0 | 0 | 0 | 0 | 0 | 0 | 0 | 0 | 0 | 0 | 0 | 0 |  | 0 | 0 | 0 | 0 | 0 | 0 | 0 | 0 | 0 | 0 | 0 | 0 | 0 | 0 | 0 | 0 | 0 | 0 | 0 | 0 | 0 | 0 | 0 | 0 | 0 | 0 | 0 | 0 | 0 | 0 | 0 | 0 | 0 | 0 | 0 | 0 |  | 0 | 0 | 0 | 0 | 0 | 0 | 0 | 0 | 0 | 0 | 0 | 0 | 0 | 0 | 0 | 0 | 0 | 0 | 0 | 0 | 0 | 0 | 0 | 0 | 0 | 0 | 0 | 0 | 0 | 0 | 0 | 0 | 0 | 0 | 0 | 0 |  | 0 | 0 | 0 | 0 | 0 | 0 | 0 | 0 | 0 | 0 | 0 | 0 | 0 | 0 | 0 | 2.724 | 0 | 1 | 0 | 0 | 0 | 0 | 0 | 0 | 0 | 0 | 0 | 0 | 0 | 0 | 0 | 0 | 0 | -2 | 0 | 1 |  | 0 | 0 | 0 | 0 | 0 | 0 | 0 | 0 | 0 | 0 | 0 | 0 | 0 | 0 | 0 | 0 | 0 | 0 | 0 | 0 | 0 | 0 | 0 | 0 | 0 | 0 | 0 | 0 | 0 | 0 | 0 | 0 | 0 | 0 | 0 | 0 |  | 1 | 1 | 1 | 1 | 1 | 1 | 1 | 1 | 4+ | 1
PG&E GBA | Edes | 115 | 0 | 0 | 0 | 0 | 0 | 0 | 0 | 0 | 0 | 0 | 0 | 0 | 0 | 0 | 0 | 0 | 0 | 0 | 0 | 0 |  | 0 | 0 | 0 | 0 | 0 | 0 | 0 | 0 | 0 | 0 | 0 | 0 | 0 | 0 | 0 | 0 | 0 | 0 | 0 | 0 | 0 | 0 | 0 | 0 | 0 | 0 | 0 | 0 | 0 | 0 | 0 | 0 | 0 | 0 | 0 | 0 |  | 0 | 0 | 0 | 0 | 0 | 0 | 0 | 0 | 0 | 0 | 0 | 0 | 0 | 0 | 0 | 0 | 0 | 0 | 0 | 0 | 0 | 0 | 0 | 0 | 0 | 0 | 0 | 0 | 0 | 0 | 0 | 0 | 0 | 0 | 0 | 0 |  | 0 | 0 | 0 | 0 | 0 | 0 | 0 | 0 | 0 | 0 | 0 | 0 | 0 | 0 | 0 | 1.731 | 0 | 1 | 0 | 0 | 0 | 0 | 0 | 0 | 0 | 0 | 0 | 0 | 0 | 0 | 0 | 0 | 0 | -2 | 0 | 1 |  | 0 | 0 | 0 | 0 | 0 | 0 | 0 | 0 | 0 | 0 | 0 | 0 | 0 | 0 | 0 | 0 | 0 | 0 | 0 | 0 | 0 | 0 | 0 | 0 | 0 | 0 | 0 | 0 | 0 | 0 | 0 | 0 | 0 | 0 | 0 | 0 |  | 1 | 1 | 1 | 1 | 1 | 1 | 1 | 1 | 4+ | 1
PG&E GBA | Eight Mile | 230 | 0 | 0 | 0 | 0 | 0 | 0 | 0 | 0 | 0 | 0 | 0 | 0 | 0 | 1100 | 1100 | 0 | 0 | 0 | 0 | 1 |  | 0 | 0 | 0 | 0 | 0 | 0 | 0 | 0 | 0 | 0 | 0 | 0 | 0 | 0 | 0 | 0 | 0 | 0 | 0 | 0 | 0 | 0 | 0 | 0 | 0 | 0 | 0 | 0 | 0 | 0 | 2 | 0 | 0 | 0 | 0 | 1 |  | 0 | 0 | 0 | 0 | 0 | 0 | 0 | 0 | 0 | 0 | 0 | 0 | 0 | 0 | 0 | 0 | 0 | 0 | 0 | 0 | 0 | 0 | 0 | 0 | 0 | 0 | 0 | 0 | 0 | 0 | 2 | 0 | 0 | 0 | 0 | 1 |  | 0 | 0 | 0 | 0 | 0 | 0 | 0 | 0 | 0 | 0 | 0 | 0 | 0 | 0 | 0 | 0 | 0 | 0 | 0 | 0 | 0 | 0 | 0 | 0 | 0 | 0 | 0 | 0 | 0 | 0 | 2 | 0 | 0 | 0 | 0 | 1 |  | 0 | 0 | 0 | 0 | 0 | 0 | 0 | 0 | 0 | 0 | 0 | 0 | 0 | 0 | 0 | 0 | 0 | 0 | 0 | 0 | 0 | 0 | 0 | 0 | 0 | 0 | 0 | 0 | 0 | 0 | 2 | 0 | 0 | 0 | 0 | 1 |  | 1 | 1 | 1 | 1 | 1 | 1 | 5- | 1 | 1 | 1
Commercial criteria alignment analysis for the 2036 portfolio. Tab shows mapped generic resources by substation compared to commercial interest resources by the three confidence categories (Executed IA, Phase II complete, or all projects, which includes Cluster 15 application projects). Columns FQ through FY show the mapped resources alignment with the commercial interest criteria by resource type. Tab also shows comparison to projects identified as Available for Near-term Interconnection. | PG&E FRESNO | SDGE | PG&E GBA | Bannister | Ganso | Monroe | Sloan Canyon | 230 | 115 | 230 | 230 | 0 | 100 | 20 | 0 | 0 | 0 | 0 | 0 | 0 | 0 | 0 | 0 | 0 | 0 | 0 | 0 | 0 | 0 | 0 | 0 | 0 | 0 | 0 | 0 | 0 | 0 | 0 | 0 | 0 | 0 | #VALUE! | #VALUE! | #VALUE! | #VALUE! | #VALUE! | #VALUE! | 2 | 2 | 2 | 2 | 2 | 0 | 0 | 0 | 0 | 0 | 0 | 1 | Commercial criteria alignment analysis for the 2036 portfolio. Tab shows mapped generic resources by substation compared to commercial interest resources by the three confidence categories (Executed IA, Phase II complete, or all projects, which includes Cluster 15 application projects). Columns FQ through FY show the mapped resources alignment with the commercial interest criteria by resource type. Tab also shows comparison to projects identified as Available for Near-term Interconnection. | [18 empty] | #VALUE! | #VALUE! | #VALUE! | #VALUE! | #VALUE! | #VALUE! | 2 | 2 | 2 | 2 | 2 | 0 | 0 | 0 | 0 | 0 | 0 | Commercial criteria alignment analysis for the 2036 portfolio. Tab shows mapped generic resources by substation compared to commercial interest resources by the three confidence categories (Executed IA, Phase II complete, or all projects, which includes Cluster 15 application projects). Columns FQ through FY show the mapped resources alignment with the commercial interest criteria by resource type. Tab also shows comparison to projects identified as Available for Near-term Interconnection. | PG&E FRESNO | SDGE | PG&E GBA | Bannister | Ganso | Monroe | Sloan Canyon | 230 | 115 | 230 | 230 | 0 | 100 | 20 | 0 | 0 | 0 | 0 | 0 | #VALUE! | #VALUE! | #VALUE! | #VALUE! | #VALUE! | #VALUE! | 0 | 2 | 0 | -2 | 2 | -2 | -2 | 0 | 0 | 0 | 0 | Commercial criteria alignment analysis for the 2036 portfolio. Tab shows mapped generic resources by substation compared to commercial interest resources by the three confidence categories (Executed IA, Phase II complete, or all projects, which includes Cluster 15 application projects). Columns FQ through FY show the mapped resources alignment with the commercial interest criteria by resource type. Tab also shows comparison to projects identified as Available for Near-term Interconnection. | [19 empty] | #VALUE! | #VALUE! | #VALUE! | #VALUE! | #VALUE! | #VALUE! | 2 | 2 | 2 | 2 | 2 | 0 | 0 | 0 | 0 | 0 | 0 | Commercial criteria alignment analysis for the 2036 portfolio. Tab shows mapped generic resources by substation compared to commercial interest resources by the three confidence categories (Executed IA, Phase II complete, or all projects, which includes Cluster 15 application projects). Columns FQ through FY show the mapped resources alignment with the commercial interest criteria by resource type. Tab also shows comparison to projects identified as Available for Near-term Interconnection. | PG&E FRESNO | SDGE | PG&E GBA | Bannister | Ganso | Monroe | Sloan Canyon | 230 | 115 | 230 | 230
| SCE Metro | PG&E NGBA | PG&E GBA | Barre | Gates | Monserate | Sloan Canyon | 230 | 230 | 500 | 230 | 0 | 0 | 0 | 0 | 0 | 0 | 0 | 0 | 0 | 0 | 0 | 0 | 0 | 0 | 0 | 0 | 0 | 0 | 0 | 0 | 0 | 0 | 0 | 0 | 0 | 0 | 0 | 0 | 0 | 0 | #VALUE! | #VALUE! | #VALUE! | #VALUE! | #VALUE! | #VALUE! | 2 | 2 | 2 | 0 | 0 | 0 | 0 | 0 | 0 | 0 | 0 | 1 | [19 empty] | #VALUE! | #VALUE! | #VALUE! | #VALUE! | #VALUE! | #VALUE! | 2 | 2 | 2 | 0 | 0 | 0 | 0 | 0 | 0 | 0 | 0 |  | SCE Metro | PG&E NGBA | PG&E GBA | Barre | Gates | Monserate | Sloan Canyon | 230 | 230 | 500 | 230 | 0 | 0 | 0 | 0 | 0 | 0 | 0 | 0 | #VALUE! | #VALUE! | #VALUE! | #VALUE! | #VALUE! | #VALUE! | 0 | 2 | -2 | -2 | 0 | 0 | 0 | 0 | 0 | 0 | 0 | [20 empty] | #VALUE! | #VALUE! | #VALUE! | #VALUE! | #VALUE! | #VALUE! | 2 | 2 | 2 | 0 | 0 | 0 | 0 | 0 | 0 | 0 | 0 |  | SCE Metro | PG&E NGBA | PG&E GBA | Barre | Gates | Monserate | Sloan Canyon | 230 | 230 | 500 | 230
PG&E GBA | El Cerrito G | 115 | 0 | 0 | 0 | 0 | 0 | 0 | 0 | 0 | 0 | 0 | 0 | 0 | 0 | 0 | 0 | 0 | 0 | 0 | 0 | 0 |  | 0 | 0 | 0 | 0 | 0 | 0 | 0 | 0 | 0 | 0 | 0 | 0 | 0 | 0 | 0 | 0 | 0 | 0 | 0 | 0 | 0 | 0 | 0 | 0 | 0 | 0 | 0 | 0 | 0 | 0 | 0 | 0 | 0 | 0 | 0 | 0 |  | 0 | 0 | 0 | 0 | 0 | 0 | 0 | 0 | 0 | 0 | 0 | 0 | 0 | 0 | 0 | 0 | 0 | 0 | 0 | 0 | 0 | 0 | 0 | 0 | 0 | 0 | 0 | 0 | 0 | 0 | 0 | 0 | 0 | 0 | 0 | 0 |  | 0 | 0 | 0 | 0 | 0 | 0 | 0 | 0 | 0 | 0 | 0 | 0 | 0 | 0 | 0 | 6.065 | 0 | 1 | 0 | 0 | 0 | 0 | 0 | 0 | 0 | 0 | 0 | 0 | 0 | 0 | 0 | 0 | 0 | -2 | 0 | 1 |  | 0 | 0 | 0 | 0 | 0 | 0 | 0 | 0 | 0 | 0 | 0 | 0 | 0 | 0 | 0 | 0 | 0 | 0 | 0 | 0 | 0 | 0 | 0 | 0 | 0 | 0 | 0 | 0 | 0 | 0 | 0 | 0 | 0 | 0 | 0 | 0 |  | 1 | 1 | 1 | 1 | 1 | 1 | 1 | 1 | 4+ | 1
Commercial criteria alignment analysis for the 2036 portfolio. Tab shows mapped generic resources by substation compared to commercial interest resources by the three confidence categories (Executed IA, Phase II complete, or all projects, which includes Cluster 15 application projects). Columns FQ through FY show the mapped resources alignment with the commercial interest criteria by resource type. Tab also shows comparison to projects identified as Available for Near-term Interconnection. | [23 empty] | 0 | 0 | 0 | 0 | 0 | 0 | 0 | 0 | 0 | 0 | 0 | 0 | 0 | 0 | 0 | 0 | 0 | 0 | 0 | 0 | 0 | 0 | 0 | 0 | 0 | 0 | 0 | 0 | 0 | 0 | 0 | 0 | 0 | 0 | 0 | 0 | Commercial criteria alignment analysis for the 2036 portfolio. Tab shows mapped generic resources by substation compared to commercial interest resources by the three confidence categories (Executed IA, Phase II complete, or all projects, which includes Cluster 15 application projects). Columns FQ through FY show the mapped resources alignment with the commercial interest criteria by resource type. Tab also shows comparison to projects identified as Available for Near-term Interconnection. | PG&E FRESNO | SDGE | PG&E GBA | Bannister | Ganso | Monroe | Sloan Canyon | 230 | 115 | 230 | 230 | 0 | 100 | 20 | 0 | 0 | 0 | 0 | #VALUE! | #VALUE! | #VALUE! | #VALUE! | #VALUE! | #VALUE! | #VALUE! | -2 | -2 | -2 | -2 | 0 | -2 | -2 | 0 | 0 | 0 | Commercial criteria alignment analysis for the 2036 portfolio. Tab shows mapped generic resources by substation compared to commercial interest resources by the three confidence categories (Executed IA, Phase II complete, or all projects, which includes Cluster 15 application projects). Columns FQ through FY show the mapped resources alignment with the commercial interest criteria by resource type. Tab also shows comparison to projects identified as Available for Near-term Interconnection. | [19 empty] | 0 | 0 | 0 | 0 | 0 | 0 | 0 | 0 | 0 | 0 | 0 | 0 | 0 | 0 | 0 | 0 | 0 | Commercial criteria alignment analysis for the 2036 portfolio. Tab shows mapped generic resources by substation compared to commercial interest resources by the three confidence categories (Executed IA, Phase II complete, or all projects, which includes Cluster 15 application projects). Columns FQ through FY show the mapped resources alignment with the commercial interest criteria by resource type. Tab also shows comparison to projects identified as Available for Near-term Interconnection. | PG&E FRESNO | SDGE | PG&E GBA | Bannister | Ganso | Monroe | Sloan Canyon | 230 | 115 | 230 | 230 | 0 | 100 | 20 | 0 | 0 | 0 | 0 | 0 | #VALUE! | #VALUE! | #VALUE! | #VALUE! | #VALUE! | #VALUE! | -2 | -2 | -2 | -2 | 0 | -2 | -2 | 0 | 0 | 0 | 0 | Commercial criteria alignment analysis for the 2036 portfolio. Tab shows mapped generic resources by substation compared to commercial interest resources by the three confidence categories (Executed IA, Phase II complete, or all projects, which includes Cluster 15 application projects). Columns FQ through FY show the mapped resources alignment with the commercial interest criteria by resource type. Tab also shows comparison to projects identified as Available for Near-term Interconnection.
[23 empty] | Available for Near-term Interconnection | 0 | 0 | 0 | 0 | 0 | 0 | 0 | 0 | 0 | 0 | 0 | 0 | 0 | 0 | 0 | 0 | 0 | 0 | 0 | 0 | 0 | 0 | 0 | 0 | 0 | 0 | 0 | 0 | 0 | 0 | 0 | 0 | 0 | 0 | 0 | 0 |  | SCE Metro | PG&E NGBA | PG&E GBA | Barre | Gates | Monserate | Sloan Canyon | 230 | 230 | 500 | 230 | 0 | 0 | 0 | 0 | 0 | 0 | 0 | #VALUE! | #VALUE! | #VALUE! | #VALUE! | #VALUE! | #VALUE! | #VALUE! | -2 | -2 | -2 | -2 | 0 | 0 | 0 | 0 | 0 | 0 | [20 empty] | 0 | 0 | 0 | 0 | 0 | 0 | 0 | 0 | 0 | 0 | 0 | 0 | 0 | 0 | 0 | 0 | 0 |  | SCE Metro | PG&E NGBA | PG&E GBA | Barre | Gates | Monserate | Sloan Canyon | 230 | 230 | 500 | 230 | 0 | 0 | 0 | 0 | 0 | 0 | 0 | 0 | #VALUE! | #VALUE! | #VALUE! | #VALUE! | #VALUE! | #VALUE! | -2 | -2 | -2 | -2 | 0 | 0 | 0 | 0 | 0 | 0 | 0
SCE Metro | El Nido (SCE) | 230 | 0 | 0 | 0 | 0 | 0 | 0 | 0 | 0 | 0 | 0 | 0 | 0 | 0 | 0 | 0 | 0 | 90 | 90 | 0 | 1 |  | 0 | 0 | 0 | 0 | 0 | 0 | 0 | 0 | 0 | 0 | 0 | 0 | 0 | 0 | 0 | 0 | 0 | 0 | 0 | 0 | 0 | 0 | 0 | 0 | 0 | 0 | 0 | 0 | 0 | 0 | 0 | 2 | 2 | 0 | 0 | 1 |  | 0 | 0 | 0 | 0 | 0 | 0 | 0 | 0 | 0 | 0 | 0 | 0 | 0 | 0 | 0 | 0 | 0 | 0 | 0 | 0 | 0 | 0 | 0 | 0 | 0 | 0 | 0 | 0 | 0 | 0 | 0 | 2 | 2 | 0 | 0 | 1 |  | 0 | 0 | 0 | 0 | 0 | 0 | 0 | 0 | 0 | 0 | 0 | 0 | 0 | 0 | 0 | 0 | 0 | 0 | 0 | 0 | 0 | 0 | 0 | 0 | 0 | 0 | 0 | 0 | 0 | 0 | 0 | 2 | 2 | 0 | 0 | 1 |  | 0 | 0 | 0 | 0 | 0 | 0 | 0 | 0 | 0 | 0 | 0 | 0 | 0 | 0 | 0 | 0 | 0 | 0 | 0 | 0 | 0 | 0 | 0 | 0 | 0 | 0 | 0 | 0 | 0 | 0 | 0 | 2 | 2 | 0 | 0 | 1 |  | 1 | 1 | 1 | 1 | 1 | 1 | 1 | 5- | 1 | 1
PG&E GBA | El Patio | 115 | 0 | 0 | 0 | 0 | 0 | 0 | 0 | 0 | 0 | 0 | 0 | 0 | 0 | 0 | 0 | 0 | 0 | 0 | 0 | 0 |  | 0 | 0 | 0 | 0 | 0 | 0 | 0 | 0 | 0 | 0 | 0 | 0 | 0 | 0 | 0 | 0 | 0 | 0 | 0 | 0 | 0 | 0 | 0 | 0 | 0 | 0 | 0 | 0 | 0 | 0 | 0 | 0 | 0 | 0 | 0 | 0 |  | 0 | 0 | 0 | 0 | 0 | 0 | 0 | 0 | 0 | 0 | 0 | 0 | 0 | 0 | 0 | 0 | 0 | 0 | 0 | 0 | 0 | 0 | 0 | 0 | 0 | 0 | 0 | 0 | 0 | 0 | 0 | 0 | 0 | 0 | 0 | 0 |  | 0 | 0 | 0 | 0 | 0 | 0 | 0 | 0 | 0 | 0 | 0 | 0 | 0 | 0 | 0 | 1.208 | 0 | 1 | 0 | 0 | 0 | 0 | 0 | 0 | 0 | 0 | 0 | 0 | 0 | 0 | 0 | 0 | 0 | -2 | 0 | 1 |  | 0 | 0 | 0 | 0 | 0 | 0 | 0 | 0 | 0 | 0 | 0 | 0 | 0 | 0 | 0 | 0 | 0 | 0 | 0 | 0 | 0 | 0 | 0 | 0 | 0 | 0 | 0 | 0 | 0 | 0 | 0 | 0 | 0 | 0 | 0 | 0 |  | 1 | 1 | 1 | 1 | 1 | 1 | 1 | 1 | 4+ | 1
SCE Metro | El Segundo | 230 | 0 | 0 | 0 | 0 | 0 | 0 | 0 | 0 | 0 | 0 | 0 | 0 | 0 | 0 | 0 | 0 | 0 | 0 | 0 | 0 |  | 0 | 0 | 0 | 0 | 0 | 0 | 0 | 0 | 0 | 0 | 0 | 0 | 0 | 0 | 0 | 0 | 0 | 0 | 0 | 0 | 0 | 0 | 0 | 0 | 0 | 0 | 0 | 0 | 0 | 0 | 0 | 0 | 0 | 0 | 0 | 0 |  | 0 | 0 | 0 | 0 | 0 | 0 | 0 | 0 | 0 | 0 | 0 | 0 | 0 | 0 | 0 | 0 | 0 | 0 | 0 | 0 | 0 | 0 | 0 | 0 | 0 | 0 | 0 | 0 | 0 | 0 | 0 | 0 | 0 | 0 | 0 | 0 |  | 0 | 0 | 0 | 0 | 0 | 0 | 0 | 0 | 0 | 0 | 0 | 0 | 0 | 0 | 0 | 0 | 0 | 0 | 0 | 0 | 0 | 0 | 0 | 0 | 0 | 0 | 0 | 0 | 0 | 0 | 0 | 0 | 0 | 0 | 0 | 0 |  | 0 | 0 | 0 | 0 | 0 | 0 | 0 | 0 | 0 | 0 | 0 | 0 | 0 | 0 | 0 | 0 | 0 | 0 | 0 | 0 | 0 | 0 | 0 | 0 | 0 | 0 | 0 | 0 | 0 | 0 | 0 | 0 | 0 | 0 | 0 | 0 |  | 1 | 1 | 1 | 1 | 1 | 1 | 1 | 1 | 1 | 0
Commercial criteria alignment analysis for the 2036 portfolio. Tab shows mapped generic resources by substation compared to commercial interest resources by the three confidence categories (Executed IA, Phase II complete, or all projects, which includes Cluster 15 application projects). Columns FQ through FY show the mapped resources alignment with the commercial interest criteria by resource type. Tab also shows comparison to projects identified as Available for Near-term Interconnection. | PG&E FRESNO | SDGE | PG&E GBA | Bannister | Ganso | Monroe | Sloan Canyon | 230 | 115 | 230 | 230 | 0 | 100 | 20 | 0 | 0 | 0 | 0 | 0 | 0 | 0 | 0 | 0 | 0 | 0 | 0 | 0 | 0 | 0 | 0 | 0 | 0 | 0 | 0 | 0 | 0 | 0 | 0 | 0 | 0 | 0 | #VALUE! | #VALUE! | #VALUE! | #VALUE! | #VALUE! | #VALUE! | 2 | 2 | 2 | 2 | 2 | 0 | 0 | 0 | 0 | 0 | 0 | 1 | Commercial criteria alignment analysis for the 2036 portfolio. Tab shows mapped generic resources by substation compared to commercial interest resources by the three confidence categories (Executed IA, Phase II complete, or all projects, which includes Cluster 15 application projects). Columns FQ through FY show the mapped resources alignment with the commercial interest criteria by resource type. Tab also shows comparison to projects identified as Available for Near-term Interconnection. | [18 empty] | #VALUE! | #VALUE! | #VALUE! | #VALUE! | #VALUE! | #VALUE! | 2 | 2 | 2 | 2 | 2 | 0 | 0 | 0 | 0 | 0 | 0 | Commercial criteria alignment analysis for the 2036 portfolio. Tab shows mapped generic resources by substation compared to commercial interest resources by the three confidence categories (Executed IA, Phase II complete, or all projects, which includes Cluster 15 application projects). Columns FQ through FY show the mapped resources alignment with the commercial interest criteria by resource type. Tab also shows comparison to projects identified as Available for Near-term Interconnection. | PG&E FRESNO | SDGE | PG&E GBA | Bannister | Ganso | Monroe | Sloan Canyon | 230 | 115 | 230 | 230 | 0 | 100 | 20 | 0 | 0 | 0 | 0 | 0 | #VALUE! | #VALUE! | #VALUE! | #VALUE! | #VALUE! | #VALUE! | 0 | 2 | 0 | -2 | 2 | -2 | -2 | 0 | 0 | 0 | 0 | Commercial criteria alignment analysis for the 2036 portfolio. Tab shows mapped generic resources by substation compared to commercial interest resources by the three confidence categories (Executed IA, Phase II complete, or all projects, which includes Cluster 15 application projects). Columns FQ through FY show the mapped resources alignment with the commercial interest criteria by resource type. Tab also shows comparison to projects identified as Available for Near-term Interconnection. | [19 empty] | #VALUE! | #VALUE! | #VALUE! | #VALUE! | #VALUE! | #VALUE! | 2 | 2 | 2 | 2 | 2 | 0 | 0 | 0 | 0 | 0 | 0 | Commercial criteria alignment analysis for the 2036 portfolio. Tab shows mapped generic resources by substation compared to commercial interest resources by the three confidence categories (Executed IA, Phase II complete, or all projects, which includes Cluster 15 application projects). Columns FQ through FY show the mapped resources alignment with the commercial interest criteria by resource type. Tab also shows comparison to projects identified as Available for Near-term Interconnection. | PG&E FRESNO | SDGE | PG&E GBA | Bannister | Ganso | Monroe | Sloan Canyon | 230 | 115 | 230 | 230
EOP | Eldorado | 500 | 741 | 0 | 0 | 0 | 0 | 1500 | 0 | 1500 | 0 | 0 | 0 | 0 | 0 | 0 | 0 | 0 | 0 | 0 | 0 | 1 |  | 0 | 0 | 0 | 0 | 0 | 0 | 0 | 0 | 0 | 0 | 0 | 0 | 0 | 0 | 0 | 0 | 0 | 0 | 2 | 2 | 0 | 0 | 0 | 0 | 2 | 2 | 0 | 0 | 0 | 0 | 0 | 0 | 0 | 0 | 0 | 1 |  | 0 | 0 | 0 | 0 | 0 | 0 | 0 | 0 | 0 | 0 | 0 | 0 | 0 | 0 | 0 | 0 | 0 | 0 | 2 | 2 | 0 | 0 | 0 | 0 | 2 | 2 | 0 | 0 | 0 | 0 | 0 | 0 | 0 | 0 | 0 | 1 |  | 0 | 0 | 0 | 0 | 0 | 0 | 0 | 0 | 0 | 0 | 0 | 0 | 0 | 0 | 0 | 0 | 0 | 0 | 2 | 2 | 0 | 0 | 0 | 0 | 2 | 2 | 0 | 0 | 0 | 0 | 0 | 0 | 0 | 0 | 0 | 1 |  | 0 | 0 | 0 | 0 | 0 | 0 | 0 | 0 | 0 | 0 | 0 | 0 | 0 | 0 | 0 | 0 | 0 | 0 | 2 | 2 | 0 | 0 | 0 | 0 | 2 | 2 | 0 | 0 | 0 | 0 | 0 | 0 | 0 | 0 | 0 | 1 |  | 5- | 1 | 1 | 5- | 1 | 1 | 1 | 1 | 1 | 1
SCE Northern | Elizabeth Lake | 66 | 0 | 0 | 0 | 0 | 0 | 0 | 0 | 0 | 0 | 0 | 0 | 0 | 0 | 0 | 0 | 0 | 0 | 0 | 0 | 0 |  | 0 | 0 | 0 | 0 | 0 | 0 | 0 | 0 | 0 | 0 | 0 | 0 | 0 | 0 | 0 | 0 | 0 | 0 | 0 | 0 | 0 | 0 | 0 | 0 | 0 | 0 | 0 | 0 | 0 | 0 | 0 | 0 | 0 | 0 | 0 | 0 |  | 0 | 0 | 0 | 0 | 0 | 0 | 0 | 0 | 0 | 0 | 0 | 0 | 0 | 0 | 0 | 0 | 0 | 0 | 0 | 0 | 0 | 0 | 0 | 0 | 0 | 0 | 0 | 0 | 0 | 0 | 0 | 0 | 0 | 0 | 0 | 0 |  | 0 | 0 | 0 | 0 | 0 | 0 | 0 | 0 | 0 | 0 | 0 | 0 | 0 | 0 | 0 | 0 | 0 | 0 | 0 | 0 | 0 | 0 | 0 | 0 | 0 | 0 | 0 | 0 | 0 | 0 | 0 | 0 | 0 | 0 | 0 | 0 |  | 0 | 0 | 0 | 0 | 0 | 0 | 0 | 0 | 0 | 0 | 0 | 0 | 0 | 0 | 0 | 0 | 0 | 0 | 0 | 0 | 0 | 0 | 0 | 0 | 0 | 0 | 0 | 0 | 0 | 0 | 0 | 0 | 0 | 0 | 0 | 0 |  | 1 | 1 | 1 | 1 | 1 | 1 | 1 | 1 | 1 | 0
PG&E KERN | Elk Hills | 230 | 0 | 0 | 0 | 0 | 0 | 0 | 0 | 0 | 0 | 0 | 0 | 0 | 0 | 0 | 0 | 0 | 0 | 0 | 0 | 0 |  | 0 | 0 | 0 | 0 | 0 | 0 | 0 | 0 | 0 | 0 | 0 | 0 | 0 | 0 | 0 | 0 | 0 | 0 | 0 | 0 | 0 | 0 | 0 | 0 | 0 | 0 | 0 | 0 | 0 | 0 | 0 | 0 | 0 | 0 | 0 | 0 |  | 0 | 0 | 0 | 0 | 0 | 0 | 0 | 0 | 0 | 0 | 0 | 0 | 0 | 0 | 0 | 0 | 0 | 0 | 0 | 0 | 0 | 0 | 0 | 0 | 0 | 0 | 0 | 0 | 0 | 0 | 0 | 0 | 0 | 0 | 0 | 0 |  | 0 | 0 | 0 | 0 | 0 | 0 | 0 | 0 | 0 | 0 | 0 | 0 | 0 | 0 | 0 | 5.4171 | 0 | 1 | 0 | 0 | 0 | 0 | 0 | 0 | 0 | 0 | 0 | 0 | 0 | 0 | 0 | 0 | 0 | -2 | 0 | 1 |  | 0 | 0 | 0 | 0 | 0 | 0 | 0 | 0 | 0 | 0 | 0 | 0 | 0 | 0 | 0 | 0 | 0 | 0 | 0 | 0 | 0 | 0 | 0 | 0 | 0 | 0 | 0 | 0 | 0 | 0 | 0 | 0 | 0 | 0 | 0 | 0 |  | 1 | 1 | 1 | 1 | 1 | 1 | 1 | 1 | 4+ | 1
SDGE | Elliot | 69 | 0 | 0 | 0 | 0 | 0 | 0 | 0 | 0 | 0 | 0 | 0 | 0 | 0 | 0 | 0 | 0 | 0 | 0 | 0 | 0 |  | 0 | 0 | 0 | 0 | 0 | 0 | 0 | 0 | 0 | 0 | 0 | 0 | 0 | 0 | 0 | 0 | 0 | 0 | 0 | 0 | 0 | 0 | 0 | 0 | 0 | 0 | 0 | 0 | 0 | 0 | 0 | 0 | 0 | 0 | 0 | 0 |  | 0 | 0 | 0 | 0 | 0 | 0 | 0 | 0 | 0 | 0 | 0 | 0 | 0 | 0 | 0 | 0 | 0 | 0 | 0 | 0 | 0 | 0 | 0 | 0 | 0 | 0 | 0 | 0 | 0 | 0 | 0 | 0 | 0 | 0 | 0 | 0 |  | 0 | 0 | 0 | 0 | 0 | 0 | 0 | 0 | 0 | 0 | 0 | 0 | 0 | 0 | 0 | 0 | 0 | 0 | 0 | 0 | 0 | 0 | 0 | 0 | 0 | 0 | 0 | 0 | 0 | 0 | 0 | 0 | 0 | 0 | 0 | 0 |  | 0 | 0 | 0 | 0 | 0 | 0 | 0 | 0 | 0 | 0 | 0 | 0 | 0 | 0 | 0 | 0 | 0 | 0 | 0 | 0 | 0 | 0 | 0 | 0 | 0 | 0 | 0 | 0 | 0 | 0 | 0 | 0 | 0 | 0 | 0 | 0 |  | 1 | 1 | 1 | 1 | 1 | 1 | 1 | 1 | 1 | 0
SCE Metro | Ellis | 230 | 0 | 0 | 0 | 0 | 0 | 0 | 0 | 0 | 0 | 0 | 0 | 0 | 0 | 0 | 0 | 0 | 0 | 0 | 0 | 0 |  | 0 | 0 | 0 | 0 | 0 | 0 | 0 | 0 | 0 | 0 | 0 | 0 | 0 | 0 | 0 | 0 | 0 | 0 | 0 | 0 | 0 | 0 | 0 | 0 | 0 | 0 | 0 | 0 | 0 | 0 | 0 | 0 | 0 | 0 | 0 | 0 |  | 0 | 0 | 0 | 0 | 0 | 0 | 0 | 0 | 0 | 0 | 0 | 0 | 0 | 0 | 0 | 0 | 0 | 0 | 0 | 0 | 0 | 0 | 0 | 0 | 0 | 0 | 0 | 0 | 0 | 0 | 0 | 0 | 0 | 0 | 0 | 0 |  | 0 | 0 | 0 | 0 | 0 | 0 | 0 | 0 | 0 | 0 | 0 | 0 | 0 | 0 | 0 | 0 | 0 | 0 | 0 | 0 | 0 | 0 | 0 | 0 | 0 | 0 | 0 | 0 | 0 | 0 | 0 | 0 | 0 | 0 | 0 | 0 |  | 0 | 0 | 0 | 0 | 0 | 0 | 0 | 0 | 0 | 0 | 0 | 0 | 0 | 0 | 0 | 0 | 0 | 0 | 0 | 0 | 0 | 0 | 0 | 0 | 0 | 0 | 0 | 0 | 0 | 0 | 0 | 0 | 0 | 0 | 0 | 0 |  | 1 | 1 | 1 | 1 | 1 | 1 | 1 | 1 | 1 | 0
Commercial criteria alignment analysis for the 2036 portfolio. Tab shows mapped generic resources by substation compared to commercial interest resources by the three confidence categories (Executed IA, Phase II complete, or all projects, which includes Cluster 15 application projects). Columns FQ through FY show the mapped resources alignment with the commercial interest criteria by resource type. Tab also shows comparison to projects identified as Available for Near-term Interconnection. | [23 empty] | 0 | 0 | 0 | 0 | 0 | 0 | 0 | 0 | 0 | 0 | 0 | 0 | 0 | 0 | 0 | 0 | 0 | 0 | 0 | 0 | 0 | 0 | 0 | 0 | 0 | 0 | 0 | 0 | 0 | 0 | 0 | 0 | 0 | 0 | 0 | 0 | Commercial criteria alignment analysis for the 2036 portfolio. Tab shows mapped generic resources by substation compared to commercial interest resources by the three confidence categories (Executed IA, Phase II complete, or all projects, which includes Cluster 15 application projects). Columns FQ through FY show the mapped resources alignment with the commercial interest criteria by resource type. Tab also shows comparison to projects identified as Available for Near-term Interconnection. | PG&E FRESNO | SDGE | PG&E GBA | Bannister | Ganso | Monroe | Sloan Canyon | 230 | 115 | 230 | 230 | 0 | 100 | 20 | 0 | 0 | 0 | 0 | #VALUE! | #VALUE! | #VALUE! | #VALUE! | #VALUE! | #VALUE! | #VALUE! | -2 | -2 | -2 | -2 | 0 | -2 | -2 | 0 | 0 | 0 | Commercial criteria alignment analysis for the 2036 portfolio. Tab shows mapped generic resources by substation compared to commercial interest resources by the three confidence categories (Executed IA, Phase II complete, or all projects, which includes Cluster 15 application projects). Columns FQ through FY show the mapped resources alignment with the commercial interest criteria by resource type. Tab also shows comparison to projects identified as Available for Near-term Interconnection. | [19 empty] | 0 | 0 | 0 | 0 | 0 | 0 | 0 | 0 | 0 | 0 | 0 | 0 | 0 | 0 | 0 | 0 | 0 | Commercial criteria alignment analysis for the 2036 portfolio. Tab shows mapped generic resources by substation compared to commercial interest resources by the three confidence categories (Executed IA, Phase II complete, or all projects, which includes Cluster 15 application projects). Columns FQ through FY show the mapped resources alignment with the commercial interest criteria by resource type. Tab also shows comparison to projects identified as Available for Near-term Interconnection. | PG&E FRESNO | SDGE | PG&E GBA | Bannister | Ganso | Monroe | Sloan Canyon | 230 | 115 | 230 | 230 | 0 | 100 | 20 | 0 | 0 | 0 | 0 | 0 | #VALUE! | #VALUE! | #VALUE! | #VALUE! | #VALUE! | #VALUE! | -2 | -2 | -2 | -2 | 0 | -2 | -2 | 0 | 0 | 0 | 0 | Commercial criteria alignment analysis for the 2036 portfolio. Tab shows mapped generic resources by substation compared to commercial interest resources by the three confidence categories (Executed IA, Phase II complete, or all projects, which includes Cluster 15 application projects). Columns FQ through FY show the mapped resources alignment with the commercial interest criteria by resource type. Tab also shows comparison to projects identified as Available for Near-term Interconnection.
SDGE | Encina | 230 | 0 | 0 | 0 | 0 | 0 | 0 | 0 | 0 | 0 | 0 | 0 | 0 | 0 | 0 | 0 | 0 | 0 | 0 | 0 | 0 |  | 0 | 0 | 0 | 0 | 0 | 0 | 0 | 0 | 0 | 0 | 0 | 0 | 0 | 0 | 0 | 0 | 0 | 0 | 0 | 0 | 0 | 0 | 0 | 0 | 0 | 0 | 0 | 0 | 0 | 0 | 0 | 0 | 0 | 0 | 0 | 0 |  | 0 | 0 | 0 | 0 | 0 | 0 | 0 | 0 | 0 | 0 | 0 | 0 | 0 | 0 | 0 | 0 | 0 | 0 | 0 | 0 | 0 | 0 | 0 | 0 | 0 | 0 | 0 | 0 | 0 | 0 | 0 | 0 | 0 | 0 | 0 | 0 |  | 0 | 0 | 0 | 0 | 0 | 0 | 0 | 0 | 0 | 0 | 0 | 0 | 0 | 0 | 0 | 0 | 0 | 0 | 0 | 0 | 0 | 0 | 0 | 0 | 0 | 0 | 0 | 0 | 0 | 0 | 0 | 0 | 0 | 0 | 0 | 0 |  | 0 | 0 | 0 | 0 | 0 | 0 | 0 | 0 | 0 | 0 | 0 | 0 | 0 | 0 | 0 | 0 | 0 | 0 | 0 | 0 | 0 | 0 | 0 | 0 | 0 | 0 | 0 | 0 | 0 | 0 | 0 | 0 | 0 | 0 | 0 | 0 |  | 1 | 1 | 1 | 1 | 1 | 1 | 1 | 1 | 1 | 0
Commercial criteria alignment analysis for the 2036 portfolio. Tab shows mapped generic resources by substation compared to commercial interest resources by the three confidence categories (Executed IA, Phase II complete, or all projects, which includes Cluster 15 application projects). Columns FQ through FY show the mapped resources alignment with the commercial interest criteria by resource type. Tab also shows comparison to projects identified as Available for Near-term Interconnection. | PG&E FRESNO | SDGE | PG&E GBA | Bannister | Ganso | Monroe | Sloan Canyon | 230 | 115 | 230 | 230 | 0 | 100 | 20 | 0 | 0 | 0 | 0 | 0 | 0 | 0 | 0 | 0 | 0 | 0 | 0 | 0 | 0 | 0 | 0 | 0 | 0 | 0 | 0 | 0 | 0 | 0 | 0 | 0 | 0 | 0 | #VALUE! | #VALUE! | #VALUE! | #VALUE! | #VALUE! | #VALUE! | 2 | 2 | 2 | 2 | 2 | 0 | 0 | 0 | 0 | 0 | 0 | 1 | Commercial criteria alignment analysis for the 2036 portfolio. Tab shows mapped generic resources by substation compared to commercial interest resources by the three confidence categories (Executed IA, Phase II complete, or all projects, which includes Cluster 15 application projects). Columns FQ through FY show the mapped resources alignment with the commercial interest criteria by resource type. Tab also shows comparison to projects identified as Available for Near-term Interconnection. | [18 empty] | #VALUE! | #VALUE! | #VALUE! | #VALUE! | #VALUE! | #VALUE! | 2 | 2 | 2 | 2 | 2 | 0 | 0 | 0 | 0 | 0 | 0 | Commercial criteria alignment analysis for the 2036 portfolio. Tab shows mapped generic resources by substation compared to commercial interest resources by the three confidence categories (Executed IA, Phase II complete, or all projects, which includes Cluster 15 application projects). Columns FQ through FY show the mapped resources alignment with the commercial interest criteria by resource type. Tab also shows comparison to projects identified as Available for Near-term Interconnection. | PG&E FRESNO | SDGE | PG&E GBA | Bannister | Ganso | Monroe | Sloan Canyon | 230 | 115 | 230 | 230 | 0 | 100 | 20 | 0 | 0 | 0 | 0 | 0 | #VALUE! | #VALUE! | #VALUE! | #VALUE! | #VALUE! | #VALUE! | 0 | 2 | 0 | -2 | 2 | -2 | -2 | 0 | 0 | 0 | 0 | Commercial criteria alignment analysis for the 2036 portfolio. Tab shows mapped generic resources by substation compared to commercial interest resources by the three confidence categories (Executed IA, Phase II complete, or all projects, which includes Cluster 15 application projects). Columns FQ through FY show the mapped resources alignment with the commercial interest criteria by resource type. Tab also shows comparison to projects identified as Available for Near-term Interconnection. | [19 empty] | #VALUE! | #VALUE! | #VALUE! | #VALUE! | #VALUE! | #VALUE! | 2 | 2 | 2 | 2 | 2 | 0 | 0 | 0 | 0 | 0 | 0 | Commercial criteria alignment analysis for the 2036 portfolio. Tab shows mapped generic resources by substation compared to commercial interest resources by the three confidence categories (Executed IA, Phase II complete, or all projects, which includes Cluster 15 application projects). Columns FQ through FY show the mapped resources alignment with the commercial interest criteria by resource type. Tab also shows comparison to projects identified as Available for Near-term Interconnection. | PG&E FRESNO | SDGE | PG&E GBA | Bannister | Ganso | Monroe | Sloan Canyon | 230 | 115 | 230 | 230
| SCE Metro | PG&E NGBA | PG&E GBA | Barre | Gates | Monserate | Sloan Canyon | 230 | 230 | 500 | 230 | 0 | 0 | 0 | 0 | 0 | 0 | 0 | 0 | 0 | 0 | 0 | 0 | 0 | 0 | 0 | 0 | 0 | 0 | 0 | 0 | 0 | 0 | 0 | 0 | 0 | 0 | 0 | 0 | 0 | 0 | #VALUE! | #VALUE! | #VALUE! | #VALUE! | #VALUE! | #VALUE! | 2 | 2 | 2 | 0 | 0 | 0 | 0 | 0 | 0 | 0 | 0 | 1 | [19 empty] | #VALUE! | #VALUE! | #VALUE! | #VALUE! | #VALUE! | #VALUE! | 2 | 2 | 2 | 0 | 0 | 0 | 0 | 0 | 0 | 0 | 0 |  | SCE Metro | PG&E NGBA | PG&E GBA | Barre | Gates | Monserate | Sloan Canyon | 230 | 230 | 500 | 230 | 0 | 0 | 0 | 0 | 0 | 0 | 0 | 0 | #VALUE! | #VALUE! | #VALUE! | #VALUE! | #VALUE! | #VALUE! | 0 | 2 | -2 | -2 | 0 | 0 | 0 | 0 | 0 | 0 | 0 | [20 empty] | #VALUE! | #VALUE! | #VALUE! | #VALUE! | #VALUE! | #VALUE! | 2 | 2 | 2 | 0 | 0 | 0 | 0 | 0 | 0 | 0 | 0 |  | SCE Metro | PG&E NGBA | PG&E GBA | Barre | Gates | Monserate | Sloan Canyon | 230 | 230 | 500 | 230
PG&E KERN | Estrella | 230 | 0 | 0 | 0 | 0 | 0 | 0 | 0 | 0 | 0 | 0 | 0 | 0 | 0 | 0 | 0 | 0 | 0 | 0 | 0 | 0 |  | 0 | 0 | 0 | 0 | 0 | 0 | 0 | 0 | 0 | 0 | 0 | 0 | 0 | 0 | 0 | 0 | 0 | 0 | 0 | 0 | 0 | 0 | 0 | 0 | 0 | 0 | 0 | 0 | 0 | 0 | 0 | 0 | 0 | 0 | 0 | 0 |  | 0 | 0 | 0 | 0 | 0 | 0 | 0 | 0 | 0 | 0 | 0 | 0 | 0 | 0 | 0 | 0 | 0 | 0 | 0 | 0 | 0 | 0 | 0 | 0 | 0 | 0 | 0 | 0 | 0 | 0 | 0 | 0 | 0 | 0 | 0 | 0 |  | 0 | 0 | 0 | 0 | 0 | 0 | 0 | 0 | 0 | 0 | 0 | 0 | 0 | 0 | 0 | 0 | 0 | 0 | 0 | 0 | 0 | 0 | 0 | 0 | 0 | 0 | 0 | 0 | 0 | 0 | 0 | 0 | 0 | 0 | 0 | 0 |  | 0 | 0 | 0 | 0 | 0 | 0 | 0 | 0 | 0 | 0 | 0 | 0 | 0 | 0 | 0 | 0 | 0 | 0 | 0 | 0 | 0 | 0 | 0 | 0 | 0 | 0 | 0 | 0 | 0 | 0 | 0 | 0 | 0 | 0 | 0 | 0 |  | 1 | 1 | 1 | 1 | 1 | 1 | 1 | 1 | 1 | 0
Commercial criteria alignment analysis for the 2036 portfolio. Tab shows mapped generic resources by substation compared to commercial interest resources by the three confidence categories (Executed IA, Phase II complete, or all projects, which includes Cluster 15 application projects). Columns FQ through FY show the mapped resources alignment with the commercial interest criteria by resource type. Tab also shows comparison to projects identified as Available for Near-term Interconnection. | [23 empty] | 0 | 0 | 0 | 0 | 0 | 0 | 0 | 0 | 0 | 0 | 0 | 0 | 0 | 0 | 0 | 0 | 0 | 0 | 0 | 0 | 0 | 0 | 0 | 0 | 0 | 0 | 0 | 0 | 0 | 0 | 0 | 0 | 0 | 0 | 0 | 0 | Commercial criteria alignment analysis for the 2036 portfolio. Tab shows mapped generic resources by substation compared to commercial interest resources by the three confidence categories (Executed IA, Phase II complete, or all projects, which includes Cluster 15 application projects). Columns FQ through FY show the mapped resources alignment with the commercial interest criteria by resource type. Tab also shows comparison to projects identified as Available for Near-term Interconnection. | PG&E FRESNO | SDGE | PG&E GBA | Bannister | Ganso | Monroe | Sloan Canyon | 230 | 115 | 230 | 230 | 0 | 100 | 20 | 0 | 0 | 0 | 0 | #VALUE! | #VALUE! | #VALUE! | #VALUE! | #VALUE! | #VALUE! | #VALUE! | -2 | -2 | -2 | -2 | 0 | -2 | -2 | 0 | 0 | 0 | Commercial criteria alignment analysis for the 2036 portfolio. Tab shows mapped generic resources by substation compared to commercial interest resources by the three confidence categories (Executed IA, Phase II complete, or all projects, which includes Cluster 15 application projects). Columns FQ through FY show the mapped resources alignment with the commercial interest criteria by resource type. Tab also shows comparison to projects identified as Available for Near-term Interconnection. | [19 empty] | 0 | 0 | 0 | 0 | 0 | 0 | 0 | 0 | 0 | 0 | 0 | 0 | 0 | 0 | 0 | 0 | 0 | Commercial criteria alignment analysis for the 2036 portfolio. Tab shows mapped generic resources by substation compared to commercial interest resources by the three confidence categories (Executed IA, Phase II complete, or all projects, which includes Cluster 15 application projects). Columns FQ through FY show the mapped resources alignment with the commercial interest criteria by resource type. Tab also shows comparison to projects identified as Available for Near-term Interconnection. | PG&E FRESNO | SDGE | PG&E GBA | Bannister | Ganso | Monroe | Sloan Canyon | 230 | 115 | 230 | 230 | 0 | 100 | 20 | 0 | 0 | 0 | 0 | 0 | #VALUE! | #VALUE! | #VALUE! | #VALUE! | #VALUE! | #VALUE! | -2 | -2 | -2 | -2 | 0 | -2 | -2 | 0 | 0 | 0 | 0 | Commercial criteria alignment analysis for the 2036 portfolio. Tab shows mapped generic resources by substation compared to commercial interest resources by the three confidence categories (Executed IA, Phase II complete, or all projects, which includes Cluster 15 application projects). Columns FQ through FY show the mapped resources alignment with the commercial interest criteria by resource type. Tab also shows comparison to projects identified as Available for Near-term Interconnection.
PG&E GBA | Evergreen | 115 | 0 | 0 | 0 | 0 | 0 | 0 | 0 | 0 | 0 | 0 | 0 | 0 | 0 | 0 | 0 | 0 | 0 | 0 | 0 | 0 |  | 0 | 0 | 0 | 0 | 0 | 0 | 0 | 0 | 0 | 0 | 0 | 0 | 0 | 0 | 0 | 0 | 0 | 0 | 0 | 0 | 0 | 0 | 0 | 0 | 0 | 0 | 0 | 0 | 0 | 0 | 0 | 0 | 0 | 0 | 0 | 0 |  | 0 | 0 | 0 | 0 | 0 | 0 | 0 | 0 | 0 | 0 | 0 | 0 | 0 | 0 | 0 | 0 | 0 | 0 | 0 | 0 | 0 | 0 | 0 | 0 | 0 | 0 | 0 | 0 | 0 | 0 | 0 | 0 | 0 | 0 | 0 | 0 |  | 0 | 0 | 0 | 0 | 0 | 0 | 0 | 0 | 0 | 0 | 0 | 0 | 0 | 0 | 0 | 1.653 | 0 | 1 | 0 | 0 | 0 | 0 | 0 | 0 | 0 | 0 | 0 | 0 | 0 | 0 | 0 | 0 | 0 | -2 | 0 | 1 |  | 0 | 0 | 0 | 0 | 0 | 0 | 0 | 0 | 0 | 0 | 0 | 0 | 0 | 0 | 0 | 0 | 0 | 0 | 0 | 0 | 0 | 0 | 0 | 0 | 0 | 0 | 0 | 0 | 0 | 0 | 0 | 0 | 0 | 0 | 0 | 0 |  | 1 | 1 | 1 | 1 | 1 | 1 | 1 | 1 | 4+ | 1
PG&E GBA | Evergreen | 60 | 0 | 0 | 0 | 0 | 0 | 0 | 0 | 0 | 0 | 0 | 0 | 0 | 0 | 0 | 0 | 0 | 0 | 0 | 0 | 0 |  | 0 | 0 | 0 | 0 | 0 | 0 | 0 | 0 | 0 | 0 | 0 | 0 | 0 | 0 | 0 | 0 | 0 | 0 | 0 | 0 | 0 | 0 | 0 | 0 | 0 | 0 | 0 | 0 | 0 | 0 | 0 | 0 | 0 | 0 | 0 | 0 |  | 0 | 0 | 0 | 0 | 0 | 0 | 0 | 0 | 0 | 0 | 0 | 0 | 0 | 0 | 0 | 0 | 0 | 0 | 0 | 0 | 0 | 0 | 0 | 0 | 0 | 0 | 0 | 0 | 0 | 0 | 0 | 0 | 0 | 0 | 0 | 0 |  | 0 | 0 | 0 | 0 | 0 | 0 | 0 | 0 | 0 | 0 | 0 | 0 | 0 | 0 | 0 | 0 | 0 | 0 | 0 | 0 | 0 | 0 | 0 | 0 | 0 | 0 | 0 | 0 | 0 | 0 | 0 | 0 | 0 | 0 | 0 | 0 |  | 0 | 0 | 0 | 0 | 0 | 0 | 0 | 0 | 0 | 0 | 0 | 0 | 0 | 0 | 0 | 0 | 0 | 0 | 0 | 0 | 0 | 0 | 0 | 0 | 0 | 0 | 0 | 0 | 0 | 0 | 0 | 0 | 0 | 0 | 0 | 0 |  | 1 | 1 | 1 | 1 | 1 | 1 | 1 | 1 | 1 | 0
Commercial criteria alignment analysis for the 2036 portfolio. Tab shows mapped generic resources by substation compared to commercial interest resources by the three confidence categories (Executed IA, Phase II complete, or all projects, which includes Cluster 15 application projects). Columns FQ through FY show the mapped resources alignment with the commercial interest criteria by resource type. Tab also shows comparison to projects identified as Available for Near-term Interconnection. | PG&E FRESNO | SDGE | PG&E GBA | Bannister | Ganso | Monroe | Sloan Canyon | 230 | 115 | 230 | 230 | 0 | 100 | 20 | 0 | 0 | 0 | 0 | 0 | 0 | 0 | 0 | 0 | 0 | 0 | 0 | 0 | 0 | 0 | 0 | 0 | 0 | 0 | 0 | 0 | 0 | 0 | 0 | 0 | 0 | 0 | #VALUE! | #VALUE! | #VALUE! | #VALUE! | #VALUE! | #VALUE! | 2 | 2 | 2 | 2 | 2 | 0 | 0 | 0 | 0 | 0 | 0 | 1 | Commercial criteria alignment analysis for the 2036 portfolio. Tab shows mapped generic resources by substation compared to commercial interest resources by the three confidence categories (Executed IA, Phase II complete, or all projects, which includes Cluster 15 application projects). Columns FQ through FY show the mapped resources alignment with the commercial interest criteria by resource type. Tab also shows comparison to projects identified as Available for Near-term Interconnection. | [18 empty] | #VALUE! | #VALUE! | #VALUE! | #VALUE! | #VALUE! | #VALUE! | 2 | 2 | 2 | 2 | 2 | 0 | 0 | 0 | 0 | 0 | 0 | Commercial criteria alignment analysis for the 2036 portfolio. Tab shows mapped generic resources by substation compared to commercial interest resources by the three confidence categories (Executed IA, Phase II complete, or all projects, which includes Cluster 15 application projects). Columns FQ through FY show the mapped resources alignment with the commercial interest criteria by resource type. Tab also shows comparison to projects identified as Available for Near-term Interconnection. | PG&E FRESNO | SDGE | PG&E GBA | Bannister | Ganso | Monroe | Sloan Canyon | 230 | 115 | 230 | 230 | 0 | 100 | 20 | 0 | 0 | 0 | 0 | 0 | #VALUE! | #VALUE! | #VALUE! | #VALUE! | #VALUE! | #VALUE! | 0 | 2 | 0 | -2 | 2 | -2 | -2 | 0 | 0 | 0 | 0 | Commercial criteria alignment analysis for the 2036 portfolio. Tab shows mapped generic resources by substation compared to commercial interest resources by the three confidence categories (Executed IA, Phase II complete, or all projects, which includes Cluster 15 application projects). Columns FQ through FY show the mapped resources alignment with the commercial interest criteria by resource type. Tab also shows comparison to projects identified as Available for Near-term Interconnection. | [19 empty] | #VALUE! | #VALUE! | #VALUE! | #VALUE! | #VALUE! | #VALUE! | 2 | 2 | 2 | 2 | 2 | 0 | 0 | 0 | 0 | 0 | 0 | Commercial criteria alignment analysis for the 2036 portfolio. Tab shows mapped generic resources by substation compared to commercial interest resources by the three confidence categories (Executed IA, Phase II complete, or all projects, which includes Cluster 15 application projects). Columns FQ through FY show the mapped resources alignment with the commercial interest criteria by resource type. Tab also shows comparison to projects identified as Available for Near-term Interconnection. | PG&E FRESNO | SDGE | PG&E GBA | Bannister | Ganso | Monroe | Sloan Canyon | 230 | 115 | 230 | 230
PG&E FRESNO | Exchequer | 115 | 0 | 0 | 0 | 0 | 0 | 0 | 0 | 0 | 0 | 0 | 0 | 0 | 0 | 0 | 0 | 0 | 0 | 0 | 0 | 0 |  | 0 | 0 | 0 | 0 | 0 | 0 | 0 | 0 | 0 | 0 | 0 | 0 | 0 | 0 | 0 | 0 | 0 | 0 | 0 | 0 | 0 | 0 | 0 | 0 | 0 | 0 | 0 | 0 | 0 | 0 | 0 | 0 | 0 | 0 | 0 | 0 |  | 0 | 0 | 0 | 0 | 0 | 0 | 0 | 0 | 0 | 0 | 0 | 0 | 0 | 0 | 0 | 0 | 0 | 0 | 0 | 0 | 0 | 0 | 0 | 0 | 0 | 0 | 0 | 0 | 0 | 0 | 0 | 0 | 0 | 0 | 0 | 0 |  | 0 | 0 | 0 | 0 | 0 | 0 | 0 | 0 | 0 | 0 | 0 | 0 | 0 | 0 | 0 | 0 | 0 | 0 | 0 | 0 | 0 | 0 | 0 | 0 | 0 | 0 | 0 | 0 | 0 | 0 | 0 | 0 | 0 | 0 | 0 | 0 |  | 0 | 0 | 0 | 0 | 0 | 0 | 0 | 0 | 0 | 0 | 0 | 0 | 0 | 0 | 0 | 0 | 0 | 0 | 0 | 0 | 0 | 0 | 0 | 0 | 0 | 0 | 0 | 0 | 0 | 0 | 0 | 0 | 0 | 0 | 0 | 0 |  | 1 | 1 | 1 | 1 | 1 | 1 | 1 | 1 | 1 | 0
Commercial criteria alignment analysis for the 2036 portfolio. Tab shows mapped generic resources by substation compared to commercial interest resources by the three confidence categories (Executed IA, Phase II complete, or all projects, which includes Cluster 15 application projects). Columns FQ through FY show the mapped resources alignment with the commercial interest criteria by resource type. Tab also shows comparison to projects identified as Available for Near-term Interconnection. | [23 empty] | 0 | 0 | 0 | 0 | 0 | 0 | 0 | 0 | 0 | 0 | 0 | 0 | 0 | 0 | 0 | 0 | 0 | 0 | 0 | 0 | 0 | 0 | 0 | 0 | 0 | 0 | 0 | 0 | 0 | 0 | 0 | 0 | 0 | 0 | 0 | 0 | Commercial criteria alignment analysis for the 2036 portfolio. Tab shows mapped generic resources by substation compared to commercial interest resources by the three confidence categories (Executed IA, Phase II complete, or all projects, which includes Cluster 15 application projects). Columns FQ through FY show the mapped resources alignment with the commercial interest criteria by resource type. Tab also shows comparison to projects identified as Available for Near-term Interconnection. | PG&E FRESNO | SDGE | PG&E GBA | Bannister | Ganso | Monroe | Sloan Canyon | 230 | 115 | 230 | 230 | 0 | 100 | 20 | 0 | 0 | 0 | 0 | #VALUE! | #VALUE! | #VALUE! | #VALUE! | #VALUE! | #VALUE! | #VALUE! | -2 | -2 | -2 | -2 | 0 | -2 | -2 | 0 | 0 | 0 | Commercial criteria alignment analysis for the 2036 portfolio. Tab shows mapped generic resources by substation compared to commercial interest resources by the three confidence categories (Executed IA, Phase II complete, or all projects, which includes Cluster 15 application projects). Columns FQ through FY show the mapped resources alignment with the commercial interest criteria by resource type. Tab also shows comparison to projects identified as Available for Near-term Interconnection. | [19 empty] | 0 | 0 | 0 | 0 | 0 | 0 | 0 | 0 | 0 | 0 | 0 | 0 | 0 | 0 | 0 | 0 | 0 | Commercial criteria alignment analysis for the 2036 portfolio. Tab shows mapped generic resources by substation compared to commercial interest resources by the three confidence categories (Executed IA, Phase II complete, or all projects, which includes Cluster 15 application projects). Columns FQ through FY show the mapped resources alignment with the commercial interest criteria by resource type. Tab also shows comparison to projects identified as Available for Near-term Interconnection. | PG&E FRESNO | SDGE | PG&E GBA | Bannister | Ganso | Monroe | Sloan Canyon | 230 | 115 | 230 | 230 | 0 | 100 | 20 | 0 | 0 | 0 | 0 | 0 | #VALUE! | #VALUE! | #VALUE! | #VALUE! | #VALUE! | #VALUE! | -2 | -2 | -2 | -2 | 0 | -2 | -2 | 0 | 0 | 0 | 0 | Commercial criteria alignment analysis for the 2036 portfolio. Tab shows mapped generic resources by substation compared to commercial interest resources by the three confidence categories (Executed IA, Phase II complete, or all projects, which includes Cluster 15 application projects). Columns FQ through FY show the mapped resources alignment with the commercial interest criteria by resource type. Tab also shows comparison to projects identified as Available for Near-term Interconnection.
[23 empty] | Available for Near-term Interconnection | 0 | 0 | 0 | 0 | 0 | 0 | 0 | 0 | 0 | 0 | 0 | 0 | 0 | 0 | 0 | 0 | 0 | 0 | 0 | 0 | 0 | 0 | 0 | 0 | 0 | 0 | 0 | 0 | 0 | 0 | 0 | 0 | 0 | 0 | 0 | 0 |  | SCE Metro | PG&E NGBA | PG&E GBA | Barre | Gates | Monserate | Sloan Canyon | 230 | 230 | 500 | 230 | 0 | 0 | 0 | 0 | 0 | 0 | 0 | #VALUE! | #VALUE! | #VALUE! | #VALUE! | #VALUE! | #VALUE! | #VALUE! | -2 | -2 | -2 | -2 | 0 | 0 | 0 | 0 | 0 | 0 | [20 empty] | 0 | 0 | 0 | 0 | 0 | 0 | 0 | 0 | 0 | 0 | 0 | 0 | 0 | 0 | 0 | 0 | 0 |  | SCE Metro | PG&E NGBA | PG&E GBA | Barre | Gates | Monserate | Sloan Canyon | 230 | 230 | 500 | 230 | 0 | 0 | 0 | 0 | 0 | 0 | 0 | 0 | #VALUE! | #VALUE! | #VALUE! | #VALUE! | #VALUE! | #VALUE! | -2 | -2 | -2 | -2 | 0 | 0 | 0 | 0 | 0 | 0 | 0
PG&E NGBA | Fern Road | 500 | 0 | 0 | 0 | 0 | 0 | 0 | 0 | 0 | 0 | 0 | 0 | 0 | 0 | 0 | 0 | 0 | 0 | 0 | 0 | 0 |  | 0 | 0 | 0 | 0 | 0 | 0 | 0 | 0 | 0 | 0 | 0 | 0 | 0 | 0 | 0 | 0 | 0 | 0 | 0 | 0 | 0 | 0 | 0 | 0 | 0 | 0 | 0 | 0 | 0 | 0 | 0 | 0 | 0 | 0 | 0 | 0 |  | 0 | 0 | 0 | 0 | 0 | 0 | 0 | 0 | 0 | 0 | 0 | 0 | 0 | 0 | 0 | 0 | 0 | 0 | 0 | 0 | 0 | 0 | 0 | 0 | 0 | 0 | 0 | 0 | 0 | 0 | 0 | 0 | 0 | 0 | 0 | 0 |  | 0 | 0 | 0 | 0 | 0 | 0 | 0 | 0 | 0 | 0 | 0 | 0 | 0 | 0 | 0 | 0 | 0 | 0 | 0 | 0 | 0 | 0 | 0 | 0 | 0 | 0 | 0 | 0 | 0 | 0 | 0 | 0 | 0 | 0 | 0 | 0 |  | 0 | 0 | 0 | 0 | 0 | 0 | 0 | 0 | 0 | 0 | 0 | 0 | 0 | 0 | 0 | 0 | 0 | 0 | 0 | 0 | 0 | 0 | 0 | 0 | 0 | 0 | 0 | 0 | 0 | 0 | 0 | 0 | 0 | 0 | 0 | 0 |  | 1 | 1 | 1 | 1 | 1 | 1 | 1 | 1 | 1 | 0
PG&E GBA | Fibreboard (SPI Sonora) | 115 | 0 | 0 | 0 | 0 | 0 | 0 | 0 | 0 | 0 | 0 | 0 | 0 | 0 | 0 | 0 | 0 | 0 | 0 | 0 | 0 |  | 0 | 0 | 0 | 0 | 0 | 0 | 0 | 0 | 0 | 0 | 0 | 0 | 0 | 0 | 0 | 0 | 0 | 0 | 0 | 0 | 0 | 0 | 0 | 0 | 0 | 0 | 0 | 0 | 0 | 0 | 0 | 0 | 0 | 0 | 0 | 0 |  | 0 | 0 | 0 | 0 | 0 | 0 | 0 | 0 | 0 | 0 | 0 | 0 | 0 | 0 | 0 | 0 | 0 | 0 | 0 | 0 | 0 | 0 | 0 | 0 | 0 | 0 | 0 | 0 | 0 | 0 | 0 | 0 | 0 | 0 | 0 | 0 |  | 0 | 0 | 0 | 0 | 0 | 0 | 0 | 0 | 0 | 0 | 0 | 0 | 0 | 0 | 0 | 0 | 0 | 0 | 0 | 0 | 0 | 0 | 0 | 0 | 0 | 0 | 0 | 0 | 0 | 0 | 0 | 0 | 0 | 0 | 0 | 0 |  | 0 | 0 | 0 | 0 | 0 | 0 | 0 | 0 | 0 | 0 | 0 | 0 | 0 | 0 | 0 | 0 | 0 | 0 | 0 | 0 | 0 | 0 | 0 | 0 | 0 | 0 | 0 | 0 | 0 | 0 | 0 | 0 | 0 | 0 | 0 | 0 |  | 1 | 1 | 1 | 1 | 1 | 1 | 1 | 1 | 1 | 0
PG&E FRESNO | Figarden | 230 | 0 | 0 | 0 | 0 | 0 | 0 | 0 | 0 | 0 | 0 | 0 | 0 | 0 | 0 | 0 | 0 | 0 | 0 | 0 | 0 |  | 0 | 0 | 0 | 0 | 0 | 0 | 0 | 0 | 0 | 0 | 0 | 0 | 0 | 0 | 0 | 0 | 0 | 0 | 0 | 0 | 0 | 0 | 0 | 0 | 0 | 0 | 0 | 0 | 0 | 0 | 0 | 0 | 0 | 0 | 0 | 0 |  | 0 | 0 | 0 | 0 | 0 | 0 | 0 | 0 | 0 | 0 | 0 | 0 | 0 | 0 | 0 | 0 | 0 | 0 | 0 | 0 | 0 | 0 | 0 | 0 | 0 | 0 | 0 | 0 | 0 | 0 | 0 | 0 | 0 | 0 | 0 | 0 |  | 0 | 0 | 0 | 0 | 0 | 0 | 0 | 0 | 0 | 0 | 0 | 0 | 0 | 0 | 0 | 0 | 0 | 0 | 0 | 0 | 0 | 0 | 0 | 0 | 0 | 0 | 0 | 0 | 0 | 0 | 0 | 0 | 0 | 0 | 0 | 0 |  | 0 | 0 | 0 | 0 | 0 | 0 | 0 | 0 | 0 | 0 | 0 | 0 | 0 | 0 | 0 | 0 | 0 | 0 | 0 | 0 | 0 | 0 | 0 | 0 | 0 | 0 | 0 | 0 | 0 | 0 | 0 | 0 | 0 | 0 | 0 | 0 |  | 1 | 1 | 1 | 1 | 1 | 1 | 1 | 1 | 1 | 0
PG&E FRESNO | Fink | 230 | 70 | 0 | 0 | 0 | 0 | 0 | 0 | 0 | 0 | 0 | 0 | 0 | 0 | 0 | 0 | 0 | 900 | 900 | 0 | 1 |  | 0 | 0 | 0 | 0 | 0 | 0 | 0 | 0 | 0 | 0 | 0 | 0 | 0 | 0 | 0 | 0 | 0 | 0 | 2 | 2 | 0 | 0 | 0 | 0 | 0 | 0 | 0 | 0 | 0 | 0 | 0 | 2 | 2 | 0 | 0 | 1 |  | 0 | 0 | 0 | 0 | 0 | 0 | 0 | 0 | 0 | 0 | 0 | 0 | 0 | 0 | 0 | 0 | 0 | 0 | 2 | 2 | 0 | 0 | 0 | 0 | 0 | 0 | 0 | 0 | 0 | 0 | 0 | 2 | 2 | 0 | 0 | 1 |  | 0 | 0 | 0 | 0 | 0 | 0 | 0 | 0 | 0 | 0 | 0 | 0 | 0 | 0 | 0 | 0 | 0 | 0 | 2 | 2 | 0 | 0 | 0 | 0 | 0 | 0 | 0 | 0 | 0 | 0 | 0 | 2 | 2 | 0 | 0 | 1 |  | 0 | 0 | 0 | 0 | 0 | 0 | 0 | 0 | 0 | 0 | 0 | 0 | 0 | 0 | 0 | 0 | 0 | 0 | 2 | 2 | 0 | 0 | 0 | 0 | 0 | 0 | 0 | 0 | 0 | 0 | 0 | 2 | 2 | 0 | 0 | 1 |  | 5- | 1 | 1 | 1 | 1 | 1 | 1 | 5- | 1 | 1
PG&E NGBA | Fitch Mountain | 60 | 0 | 0 | 0 | 0 | 0 | 0 | 0 | 0 | 0 | 0 | 0 | 0 | 0 | 0 | 0 | 0 | 0 | 0 | 0 | 0 |  | 0 | 0 | 0 | 0 | 0 | 0 | 0 | 0 | 0 | 0 | 0 | 0 | 0 | 0 | 0 | 0 | 0 | 0 | 0 | 0 | 0 | 0 | 0 | 0 | 0 | 0 | 0 | 0 | 0 | 0 | 0 | 0 | 0 | 0 | 0 | 0 |  | 0 | 0 | 0 | 0 | 0 | 0 | 0 | 0 | 0 | 0 | 0 | 0 | 0 | 0 | 0 | 0 | 0 | 0 | 0 | 0 | 0 | 0 | 0 | 0 | 0 | 0 | 0 | 0 | 0 | 0 | 0 | 0 | 0 | 0 | 0 | 0 |  | 0 | 0 | 0 | 0 | 0 | 0 | 0 | 0 | 0 | 0 | 0 | 0 | 0 | 0 | 0 | 0 | 0 | 0 | 0 | 0 | 0 | 0 | 0 | 0 | 0 | 0 | 0 | 0 | 0 | 0 | 0 | 0 | 0 | 0 | 0 | 0 |  | 0 | 0 | 0 | 0 | 0 | 0 | 0 | 0 | 0 | 0 | 0 | 0 | 0 | 0 | 0 | 0 | 0 | 0 | 0 | 0 | 0 | 0 | 0 | 0 | 0 | 0 | 0 | 0 | 0 | 0 | 0 | 0 | 0 | 0 | 0 | 0 |  | 1 | 1 | 1 | 1 | 1 | 1 | 1 | 1 | 1 | 0
PG&E GBA | FMC | 115 | 0 | 0 | 0 | 0 | 0 | 0 | 0 | 0 | 0 | 0 | 0 | 0 | 0 | 0 | 0 | 0 | 0 | 0 | 0 | 0 |  | 0 | 0 | 0 | 0 | 0 | 0 | 0 | 0 | 0 | 0 | 0 | 0 | 0 | 0 | 0 | 0 | 0 | 0 | 0 | 0 | 0 | 0 | 0 | 0 | 0 | 0 | 0 | 0 | 0 | 0 | 0 | 0 | 0 | 0 | 0 | 0 |  | 0 | 0 | 0 | 0 | 0 | 0 | 0 | 0 | 0 | 0 | 0 | 0 | 0 | 0 | 0 | 0 | 0 | 0 | 0 | 0 | 0 | 0 | 0 | 0 | 0 | 0 | 0 | 0 | 0 | 0 | 0 | 0 | 0 | 0 | 0 | 0 |  | 0 | 0 | 0 | 0 | 0 | 0 | 0 | 0 | 0 | 0 | 0 | 0 | 0 | 0 | 0 | 0.195 | 0 | 1 | 0 | 0 | 0 | 0 | 0 | 0 | 0 | 0 | 0 | 0 | 0 | 0 | 0 | 0 | 0 | -2 | 0 | 1 |  | 0 | 0 | 0 | 0 | 0 | 0 | 0 | 0 | 0 | 0 | 0 | 0 | 0 | 0 | 0 | 0 | 0 | 0 | 0 | 0 | 0 | 0 | 0 | 0 | 0 | 0 | 0 | 0 | 0 | 0 | 0 | 0 | 0 | 0 | 0 | 0 |  | 1 | 1 | 1 | 1 | 1 | 1 | 1 | 1 | 4+ | 1
PG&E GBA | Fremont | 115 | 0 | 0 | 0 | 0 | 0 | 0 | 0 | 0 | 0 | 0 | 0 | 0 | 0 | 0 | 0 | 0 | 0 | 0 | 0 | 0 |  | 0 | 0 | 0 | 0 | 0 | 0 | 0 | 0 | 0 | 0 | 0 | 0 | 0 | 0 | 0 | 0 | 0 | 0 | 0 | 0 | 0 | 0 | 0 | 0 | 0 | 0 | 0 | 0 | 0 | 0 | 0 | 0 | 0 | 0 | 0 | 0 |  | 0 | 0 | 0 | 0 | 0 | 0 | 0 | 0 | 0 | 0 | 0 | 0 | 0 | 0 | 0 | 0 | 0 | 0 | 0 | 0 | 0 | 0 | 0 | 0 | 0 | 0 | 0 | 0 | 0 | 0 | 0 | 0 | 0 | 0 | 0 | 0 |  | 0 | 0 | 0 | 0 | 0 | 0 | 0 | 0 | 0 | 0 | 0 | 0 | 0 | 0 | 0 | 0 | 0 | 0 | 0 | 0 | 0 | 0 | 0 | 0 | 0 | 0 | 0 | 0 | 0 | 0 | 0 | 0 | 0 | 0 | 0 | 0 |  | 0 | 0 | 0 | 0 | 0 | 0 | 0 | 0 | 0 | 0 | 0 | 0 | 0 | 0 | 0 | 0 | 0 | 0 | 0 | 0 | 0 | 0 | 0 | 0 | 0 | 0 | 0 | 0 | 0 | 0 | 0 | 0 | 0 | 0 | 0 | 0 |  | 1 | 1 | 1 | 1 | 1 | 1 | 1 | 1 | 1 | 0
PG&E GBA | French Camp | 60 | 0 | 0 | 0 | 0 | 0 | 0 | 0 | 0 | 0 | 0 | 0 | 0 | 0 | 0 | 0 | 0 | 0 | 0 | 0 | 0 |  | 0 | 0 | 0 | 0 | 0 | 0 | 0 | 0 | 0 | 0 | 0 | 0 | 0 | 0 | 0 | 0 | 0 | 0 | 0 | 0 | 0 | 0 | 0 | 0 | 0 | 0 | 0 | 0 | 0 | 0 | 0 | 0 | 0 | 0 | 0 | 0 |  | 0 | 0 | 0 | 0 | 0 | 0 | 0 | 0 | 0 | 0 | 0 | 0 | 0 | 0 | 0 | 0 | 0 | 0 | 0 | 0 | 0 | 0 | 0 | 0 | 0 | 0 | 0 | 0 | 0 | 0 | 0 | 0 | 0 | 0 | 0 | 0 |  | 0 | 0 | 0 | 0 | 0 | 0 | 0 | 0 | 0 | 0 | 0 | 0 | 0 | 0 | 0 | 3.816 | 0 | 1 | 0 | 0 | 0 | 0 | 0 | 0 | 0 | 0 | 0 | 0 | 0 | 0 | 0 | 0 | 0 | -2 | 0 | 1 |  | 0 | 0 | 0 | 0 | 0 | 0 | 0 | 0 | 0 | 0 | 0 | 0 | 0 | 0 | 0 | 0 | 0 | 0 | 0 | 0 | 0 | 0 | 0 | 0 | 0 | 0 | 0 | 0 | 0 | 0 | 0 | 0 | 0 | 0 | 0 | 0 |  | 1 | 1 | 1 | 1 | 1 | 1 | 1 | 1 | 4+ | 1
PG&E GBA | Frogtown | 115 | 0 | 0 | 0 | 0 | 0 | 0 | 0 | 0 | 0 | 0 | 0 | 0 | 0 | 0 | 0 | 0 | 0 | 0 | 0 | 0 |  | 0 | 0 | 0 | 0 | 0 | 0 | 0 | 0 | 0 | 0 | 0 | 0 | 0 | 0 | 0 | 0 | 0 | 0 | 0 | 0 | 0 | 0 | 0 | 0 | 0 | 0 | 0 | 0 | 0 | 0 | 0 | 0 | 0 | 0 | 0 | 0 |  | 0 | 0 | 0 | 0 | 0 | 0 | 0 | 0 | 0 | 0 | 0 | 0 | 0 | 0 | 0 | 0 | 0 | 0 | 0 | 0 | 0 | 0 | 0 | 0 | 0 | 0 | 0 | 0 | 0 | 0 | 0 | 0 | 0 | 0 | 0 | 0 |  | 0 | 0 | 0 | 0 | 0 | 0 | 0 | 0 | 0 | 0 | 0 | 0 | 0 | 0 | 0 | 0 | 0 | 0 | 0 | 0 | 0 | 0 | 0 | 0 | 0 | 0 | 0 | 0 | 0 | 0 | 0 | 0 | 0 | 0 | 0 | 0 |  | 0 | 0 | 0 | 0 | 0 | 0 | 0 | 0 | 0 | 0 | 0 | 0 | 0 | 0 | 0 | 0 | 0 | 0 | 0 | 0 | 0 | 0 | 0 | 0 | 0 | 0 | 0 | 0 | 0 | 0 | 0 | 0 | 0 | 0 | 0 | 0 |  | 1 | 1 | 1 | 1 | 1 | 1 | 1 | 1 | 1 | 0
PG&E NGBA | Fulton | 115 | 0 | 0 | 0 | 0 | 0 | 0 | 0 | 0 | 0 | 0 | 0 | 0 | 0 | 0 | 0 | 0 | 0 | 0 | 0 | 0 |  | 0 | 0 | 0 | 0 | 0 | 0 | 0 | 0 | 0 | 0 | 0 | 0 | 0 | 0 | 0 | 0 | 0 | 0 | 0 | 0 | 0 | 0 | 0 | 0 | 0 | 0 | 0 | 0 | 0 | 0 | 0 | 0 | 0 | 0 | 0 | 0 |  | 0 | 0 | 0 | 0 | 0 | 0 | 0 | 0 | 0 | 0 | 0 | 0 | 0 | 0 | 0 | 0 | 0 | 0 | 0 | 0 | 0 | 0 | 0 | 0 | 0 | 0 | 0 | 0 | 0 | 0 | 0 | 0 | 0 | 0 | 0 | 0 |  | 0 | 0 | 0 | 0 | 0 | 0 | 0 | 0 | 0 | 0 | 0 | 0 | 0 | 0 | 0 | 0 | 0 | 0 | 0 | 0 | 0 | 0 | 0 | 0 | 0 | 0 | 0 | 0 | 0 | 0 | 0 | 0 | 0 | 0 | 0 | 0 |  | 0 | 0 | 0 | 0 | 0 | 0 | 0 | 0 | 0 | 0 | 0 | 0 | 0 | 0 | 0 | 0 | 0 | 0 | 0 | 0 | 0 | 0 | 0 | 0 | 0 | 0 | 0 | 0 | 0 | 0 | 0 | 0 | 0 | 0 | 0 | 0 |  | 1 | 1 | 1 | 1 | 1 | 1 | 1 | 1 | 1 | 0
Commercial criteria alignment analysis for the 2036 portfolio. Tab shows mapped generic resources by substation compared to commercial interest resources by the three confidence categories (Executed IA, Phase II complete, or all projects, which includes Cluster 15 application projects). Columns FQ through FY show the mapped resources alignment with the commercial interest criteria by resource type. Tab also shows comparison to projects identified as Available for Near-term Interconnection. | PG&E FRESNO | SDGE | PG&E GBA | Bannister | Ganso | Monroe | Sloan Canyon | 230 | 115 | 230 | 230 | 0 | 100 | 20 | 0 | 0 | 0 | 0 | 0 | 0 | 0 | 0 | 0 | 0 | 0 | 0 | 0 | 0 | 0 | 0 | 0 | 0 | 0 | 0 | 0 | 0 | 0 | 0 | 0 | 0 | 0 | #VALUE! | #VALUE! | #VALUE! | #VALUE! | #VALUE! | #VALUE! | 2 | 2 | 2 | 2 | 2 | 0 | 0 | 0 | 0 | 0 | 0 | 1 | Commercial criteria alignment analysis for the 2036 portfolio. Tab shows mapped generic resources by substation compared to commercial interest resources by the three confidence categories (Executed IA, Phase II complete, or all projects, which includes Cluster 15 application projects). Columns FQ through FY show the mapped resources alignment with the commercial interest criteria by resource type. Tab also shows comparison to projects identified as Available for Near-term Interconnection. | [18 empty] | #VALUE! | #VALUE! | #VALUE! | #VALUE! | #VALUE! | #VALUE! | 2 | 2 | 2 | 2 | 2 | 0 | 0 | 0 | 0 | 0 | 0 | Commercial criteria alignment analysis for the 2036 portfolio. Tab shows mapped generic resources by substation compared to commercial interest resources by the three confidence categories (Executed IA, Phase II complete, or all projects, which includes Cluster 15 application projects). Columns FQ through FY show the mapped resources alignment with the commercial interest criteria by resource type. Tab also shows comparison to projects identified as Available for Near-term Interconnection. | PG&E FRESNO | SDGE | PG&E GBA | Bannister | Ganso | Monroe | Sloan Canyon | 230 | 115 | 230 | 230 | 0 | 100 | 20 | 0 | 0 | 0 | 0 | 0 | #VALUE! | #VALUE! | #VALUE! | #VALUE! | #VALUE! | #VALUE! | 0 | 2 | 0 | -2 | 2 | -2 | -2 | 0 | 0 | 0 | 0 | Commercial criteria alignment analysis for the 2036 portfolio. Tab shows mapped generic resources by substation compared to commercial interest resources by the three confidence categories (Executed IA, Phase II complete, or all projects, which includes Cluster 15 application projects). Columns FQ through FY show the mapped resources alignment with the commercial interest criteria by resource type. Tab also shows comparison to projects identified as Available for Near-term Interconnection. | [19 empty] | #VALUE! | #VALUE! | #VALUE! | #VALUE! | #VALUE! | #VALUE! | 2 | 2 | 2 | 2 | 2 | 0 | 0 | 0 | 0 | 0 | 0 | Commercial criteria alignment analysis for the 2036 portfolio. Tab shows mapped generic resources by substation compared to commercial interest resources by the three confidence categories (Executed IA, Phase II complete, or all projects, which includes Cluster 15 application projects). Columns FQ through FY show the mapped resources alignment with the commercial interest criteria by resource type. Tab also shows comparison to projects identified as Available for Near-term Interconnection. | PG&E FRESNO | SDGE | PG&E GBA | Bannister | Ganso | Monroe | Sloan Canyon | 230 | 115 | 230 | 230
PG&E NGBA | Fulton | 60 | 0 | 0 | 0 | 0 | 0 | 0 | 0 | 0 | 0 | 0 | 0 | 0 | 0 | 0 | 0 | 0 | 0 | 0 | 0 | 0 |  | 0 | 0 | 0 | 0 | 0 | 0 | 0 | 0 | 0 | 0 | 0 | 0 | 0 | 0 | 0 | 0 | 0 | 0 | 0 | 0 | 0 | 0 | 0 | 0 | 0 | 0 | 0 | 0 | 0 | 0 | 0 | 0 | 0 | 0 | 0 | 0 |  | 0 | 0 | 0 | 0 | 0 | 0 | 0 | 0 | 0 | 0 | 0 | 0 | 0 | 0 | 0 | 0 | 0 | 0 | 0 | 0 | 0 | 0 | 0 | 0 | 0 | 0 | 0 | 0 | 0 | 0 | 0 | 0 | 0 | 0 | 0 | 0 |  | 0 | 0 | 0 | 0 | 0 | 0 | 0 | 0 | 0 | 0 | 0 | 0 | 0 | 0 | 0 | 0 | 0 | 0 | 0 | 0 | 0 | 0 | 0 | 0 | 0 | 0 | 0 | 0 | 0 | 0 | 0 | 0 | 0 | 0 | 0 | 0 |  | 0 | 0 | 0 | 0 | 0 | 0 | 0 | 0 | 0 | 0 | 0 | 0 | 0 | 0 | 0 | 0 | 0 | 0 | 0 | 0 | 0 | 0 | 0 | 0 | 0 | 0 | 0 | 0 | 0 | 0 | 0 | 0 | 0 | 0 | 0 | 0 |  | 1 | 1 | 1 | 1 | 1 | 1 | 1 | 1 | 1 | 0
PG&E KERN | Ganso | 115 | 0 | 0 | 0 | 0 | 0 | 0 | 0 | 0 | 0 | 0 | 0 | 0 | 0 | 0 | 0 | 0 | 0 | 0 | 0 | 0 |  | 0 | 0 | 0 | 0 | 0 | 0 | 0 | 0 | 0 | 0 | 0 | 0 | 0 | 0 | 0 | 0 | 0 | 0 | 0 | 0 | 0 | 0 | 0 | 0 | 0 | 0 | 0 | 0 | 0 | 0 | 0 | 0 | 0 | 0 | 0 | 0 |  | 0 | 0 | 0 | 0 | 0 | 0 | 0 | 0 | 0 | 0 | 0 | 0 | 0 | 0 | 0 | 0 | 0 | 0 | 0 | 0 | 0 | 0 | 0 | 0 | 0 | 0 | 0 | 0 | 0 | 0 | 0 | 0 | 0 | 0 | 0 | 0 |  | 0 | 0 | 0 | 0 | 0 | 0 | 0 | 0 | 0 | 0 | 0 | 0 | 0 | 0 | 0 | 1.5 | 0 | 1 | 0 | 0 | 0 | 0 | 0 | 0 | 0 | 0 | 0 | 0 | 0 | 0 | 0 | 0 | 0 | -2 | 0 | 1 |  | 0 | 0 | 0 | 0 | 0 | 0 | 0 | 0 | 0 | 0 | 0 | 0 | 0 | 0 | 0 | 0 | 0 | 0 | 0 | 0 | 0 | 0 | 0 | 0 | 0 | 0 | 0 | 0 | 0 | 0 | 0 | 0 | 0 | 0 | 0 | 0 |  | 1 | 1 | 1 | 1 | 1 | 1 | 1 | 1 | 4+ | 1
Commercial criteria alignment analysis for the 2036 portfolio. Tab shows mapped generic resources by substation compared to commercial interest resources by the three confidence categories (Executed IA, Phase II complete, or all projects, which includes Cluster 15 application projects). Columns FQ through FY show the mapped resources alignment with the commercial interest criteria by resource type. Tab also shows comparison to projects identified as Available for Near-term Interconnection. | [23 empty] | 0 | 0 | 0 | 0 | 0 | 0 | 0 | 0 | 0 | 0 | 0 | 0 | 0 | 0 | 0 | 0 | 0 | 0 | 0 | 0 | 0 | 0 | 0 | 0 | 0 | 0 | 0 | 0 | 0 | 0 | 0 | 0 | 0 | 0 | 0 | 0 | Commercial criteria alignment analysis for the 2036 portfolio. Tab shows mapped generic resources by substation compared to commercial interest resources by the three confidence categories (Executed IA, Phase II complete, or all projects, which includes Cluster 15 application projects). Columns FQ through FY show the mapped resources alignment with the commercial interest criteria by resource type. Tab also shows comparison to projects identified as Available for Near-term Interconnection. | PG&E FRESNO | SDGE | PG&E GBA | Bannister | Ganso | Monroe | Sloan Canyon | 230 | 115 | 230 | 230 | 0 | 100 | 20 | 0 | 0 | 0 | 0 | #VALUE! | #VALUE! | #VALUE! | #VALUE! | #VALUE! | #VALUE! | #VALUE! | -2 | -2 | -2 | -2 | 0 | -2 | -2 | 0 | 0 | 0 | Commercial criteria alignment analysis for the 2036 portfolio. Tab shows mapped generic resources by substation compared to commercial interest resources by the three confidence categories (Executed IA, Phase II complete, or all projects, which includes Cluster 15 application projects). Columns FQ through FY show the mapped resources alignment with the commercial interest criteria by resource type. Tab also shows comparison to projects identified as Available for Near-term Interconnection. | [19 empty] | 0 | 0 | 0 | 0 | 0 | 0 | 0 | 0 | 0 | 0 | 0 | 0 | 0 | 0 | 0 | 0 | 0 | Commercial criteria alignment analysis for the 2036 portfolio. Tab shows mapped generic resources by substation compared to commercial interest resources by the three confidence categories (Executed IA, Phase II complete, or all projects, which includes Cluster 15 application projects). Columns FQ through FY show the mapped resources alignment with the commercial interest criteria by resource type. Tab also shows comparison to projects identified as Available for Near-term Interconnection. | PG&E FRESNO | SDGE | PG&E GBA | Bannister | Ganso | Monroe | Sloan Canyon | 230 | 115 | 230 | 230 | 0 | 100 | 20 | 0 | 0 | 0 | 0 | 0 | #VALUE! | #VALUE! | #VALUE! | #VALUE! | #VALUE! | #VALUE! | -2 | -2 | -2 | -2 | 0 | -2 | -2 | 0 | 0 | 0 | 0 | Commercial criteria alignment analysis for the 2036 portfolio. Tab shows mapped generic resources by substation compared to commercial interest resources by the three confidence categories (Executed IA, Phase II complete, or all projects, which includes Cluster 15 application projects). Columns FQ through FY show the mapped resources alignment with the commercial interest criteria by resource type. Tab also shows comparison to projects identified as Available for Near-term Interconnection.
[23 empty] | Available for Near-term Interconnection | 0 | 0 | 0 | 0 | 0 | 0 | 0 | 0 | 0 | 0 | 0 | 0 | 0 | 0 | 0 | 0 | 0 | 0 | 0 | 0 | 0 | 0 | 0 | 0 | 0 | 0 | 0 | 0 | 0 | 0 | 0 | 0 | 0 | 0 | 0 | 0 |  | SCE Metro | PG&E NGBA | PG&E GBA | Barre | Gates | Monserate | Sloan Canyon | 230 | 230 | 500 | 230 | 0 | 0 | 0 | 0 | 0 | 0 | 0 | #VALUE! | #VALUE! | #VALUE! | #VALUE! | #VALUE! | #VALUE! | #VALUE! | -2 | -2 | -2 | -2 | 0 | 0 | 0 | 0 | 0 | 0 | [20 empty] | 0 | 0 | 0 | 0 | 0 | 0 | 0 | 0 | 0 | 0 | 0 | 0 | 0 | 0 | 0 | 0 | 0 |  | SCE Metro | PG&E NGBA | PG&E GBA | Barre | Gates | Monserate | Sloan Canyon | 230 | 230 | 500 | 230 | 0 | 0 | 0 | 0 | 0 | 0 | 0 | 0 | #VALUE! | #VALUE! | #VALUE! | #VALUE! | #VALUE! | #VALUE! | -2 | -2 | -2 | -2 | 0 | 0 | 0 | 0 | 0 | 0 | 0
PG&E NGBA | Geysers 12 | 230 | 0 | 0 | 0 | 0 | 0 | 0 | 0 | 0 | 0 | 0 | 0 | 0 | 0 | 0 | 0 | 0 | 0 | 0 | 0 | 0 |  | 0 | 0 | 0 | 0 | 0 | 0 | 0 | 0 | 0 | 0 | 0 | 0 | 0 | 0 | 0 | 0 | 0 | 0 | 0 | 0 | 0 | 0 | 0 | 0 | 0 | 0 | 0 | 0 | 0 | 0 | 0 | 0 | 0 | 0 | 0 | 0 |  | 0 | 0 | 0 | 0 | 0 | 0 | 0 | 0 | 0 | 0 | 0 | 0 | 0 | 0 | 0 | 0 | 0 | 0 | 0 | 0 | 0 | 0 | 0 | 0 | 0 | 0 | 0 | 0 | 0 | 0 | 0 | 0 | 0 | 0 | 0 | 0 |  | 0 | 0 | 0 | 0 | 0 | 0 | 0 | 0 | 0 | 0 | 0 | 0 | 0 | 0 | 0 | 0 | 0 | 0 | 0 | 0 | 0 | 0 | 0 | 0 | 0 | 0 | 0 | 0 | 0 | 0 | 0 | 0 | 0 | 0 | 0 | 0 |  | 0 | 0 | 0 | 0 | 0 | 0 | 0 | 0 | 0 | 0 | 0 | 0 | 0 | 0 | 0 | 0 | 0 | 0 | 0 | 0 | 0 | 0 | 0 | 0 | 0 | 0 | 0 | 0 | 0 | 0 | 0 | 0 | 0 | 0 | 0 | 0 |  | 1 | 1 | 1 | 1 | 1 | 1 | 1 | 1 | 1 | 0
Commercial criteria alignment analysis for the 2036 portfolio. Tab shows mapped generic resources by substation compared to commercial interest resources by the three confidence categories (Executed IA, Phase II complete, or all projects, which includes Cluster 15 application projects). Columns FQ through FY show the mapped resources alignment with the commercial interest criteria by resource type. Tab also shows comparison to projects identified as Available for Near-term Interconnection. | PG&E FRESNO | SDGE | PG&E GBA | Bannister | Ganso | Monroe | Sloan Canyon | 230 | 115 | 230 | 230 | 0 | 100 | 20 | 0 | 0 | 0 | 0 | 0 | 0 | 0 | 0 | 0 | 0 | 0 | 0 | 0 | 0 | 0 | 0 | 0 | 0 | 0 | 0 | 0 | 0 | 0 | 0 | 0 | 0 | 0 | #VALUE! | #VALUE! | #VALUE! | #VALUE! | #VALUE! | #VALUE! | 2 | 2 | 2 | 2 | 2 | 0 | 0 | 0 | 0 | 0 | 0 | 1 | Commercial criteria alignment analysis for the 2036 portfolio. Tab shows mapped generic resources by substation compared to commercial interest resources by the three confidence categories (Executed IA, Phase II complete, or all projects, which includes Cluster 15 application projects). Columns FQ through FY show the mapped resources alignment with the commercial interest criteria by resource type. Tab also shows comparison to projects identified as Available for Near-term Interconnection. | [18 empty] | #VALUE! | #VALUE! | #VALUE! | #VALUE! | #VALUE! | #VALUE! | 2 | 2 | 2 | 2 | 2 | 0 | 0 | 0 | 0 | 0 | 0 | Commercial criteria alignment analysis for the 2036 portfolio. Tab shows mapped generic resources by substation compared to commercial interest resources by the three confidence categories (Executed IA, Phase II complete, or all projects, which includes Cluster 15 application projects). Columns FQ through FY show the mapped resources alignment with the commercial interest criteria by resource type. Tab also shows comparison to projects identified as Available for Near-term Interconnection. | PG&E FRESNO | SDGE | PG&E GBA | Bannister | Ganso | Monroe | Sloan Canyon | 230 | 115 | 230 | 230 | 0 | 100 | 20 | 0 | 0 | 0 | 0 | 0 | #VALUE! | #VALUE! | #VALUE! | #VALUE! | #VALUE! | #VALUE! | 0 | 2 | 0 | -2 | 2 | -2 | -2 | 0 | 0 | 0 | 0 | Commercial criteria alignment analysis for the 2036 portfolio. Tab shows mapped generic resources by substation compared to commercial interest resources by the three confidence categories (Executed IA, Phase II complete, or all projects, which includes Cluster 15 application projects). Columns FQ through FY show the mapped resources alignment with the commercial interest criteria by resource type. Tab also shows comparison to projects identified as Available for Near-term Interconnection. | [19 empty] | #VALUE! | #VALUE! | #VALUE! | #VALUE! | #VALUE! | #VALUE! | 2 | 2 | 2 | 2 | 2 | 0 | 0 | 0 | 0 | 0 | 0 | Commercial criteria alignment analysis for the 2036 portfolio. Tab shows mapped generic resources by substation compared to commercial interest resources by the three confidence categories (Executed IA, Phase II complete, or all projects, which includes Cluster 15 application projects). Columns FQ through FY show the mapped resources alignment with the commercial interest criteria by resource type. Tab also shows comparison to projects identified as Available for Near-term Interconnection. | PG&E FRESNO | SDGE | PG&E GBA | Bannister | Ganso | Monroe | Sloan Canyon | 230 | 115 | 230 | 230
PG&E NGBA | Geysers 3 | 115 | 0 | 0 | 0 | 0 | 0 | 0 | 0 | 0 | 0 | 0 | 0 | 0 | 0 | 0 | 0 | 0 | 0 | 0 | 0 | 0 |  | 0 | 0 | 0 | 0 | 0 | 0 | 0 | 0 | 0 | 0 | 0 | 0 | 0 | 0 | 0 | 0 | 0 | 0 | 0 | 0 | 0 | 0 | 0 | 0 | 0 | 0 | 0 | 0 | 0 | 0 | 0 | 0 | 0 | 0 | 0 | 0 |  | 0 | 0 | 0 | 0 | 0 | 0 | 0 | 0 | 0 | 0 | 0 | 0 | 0 | 0 | 0 | 0 | 0 | 0 | 0 | 0 | 0 | 0 | 0 | 0 | 0 | 0 | 0 | 0 | 0 | 0 | 0 | 0 | 0 | 0 | 0 | 0 |  | 0 | 0 | 0 | 0 | 0 | 0 | 0 | 0 | 0 | 0 | 0 | 0 | 0 | 0 | 0 | 0 | 0 | 0 | 0 | 0 | 0 | 0 | 0 | 0 | 0 | 0 | 0 | 0 | 0 | 0 | 0 | 0 | 0 | 0 | 0 | 0 |  | 0 | 0 | 0 | 0 | 0 | 0 | 0 | 0 | 0 | 0 | 0 | 0 | 0 | 0 | 0 | 0 | 0 | 0 | 0 | 0 | 0 | 0 | 0 | 0 | 0 | 0 | 0 | 0 | 0 | 0 | 0 | 0 | 0 | 0 | 0 | 0 |  | 1 | 1 | 1 | 1 | 1 | 1 | 1 | 1 | 1 | 0
Commercial criteria alignment analysis for the 2036 portfolio. Tab shows mapped generic resources by substation compared to commercial interest resources by the three confidence categories (Executed IA, Phase II complete, or all projects, which includes Cluster 15 application projects). Columns FQ through FY show the mapped resources alignment with the commercial interest criteria by resource type. Tab also shows comparison to projects identified as Available for Near-term Interconnection. | [23 empty] | 0 | 0 | 0 | 0 | 0 | 0 | 0 | 0 | 0 | 0 | 0 | 0 | 0 | 0 | 0 | 0 | 0 | 0 | 0 | 0 | 0 | 0 | 0 | 0 | 0 | 0 | 0 | 0 | 0 | 0 | 0 | 0 | 0 | 0 | 0 | 0 | Commercial criteria alignment analysis for the 2036 portfolio. Tab shows mapped generic resources by substation compared to commercial interest resources by the three confidence categories (Executed IA, Phase II complete, or all projects, which includes Cluster 15 application projects). Columns FQ through FY show the mapped resources alignment with the commercial interest criteria by resource type. Tab also shows comparison to projects identified as Available for Near-term Interconnection. | PG&E FRESNO | SDGE | PG&E GBA | Bannister | Ganso | Monroe | Sloan Canyon | 230 | 115 | 230 | 230 | 0 | 100 | 20 | 0 | 0 | 0 | 0 | #VALUE! | #VALUE! | #VALUE! | #VALUE! | #VALUE! | #VALUE! | #VALUE! | -2 | -2 | -2 | -2 | 0 | -2 | -2 | 0 | 0 | 0 | Commercial criteria alignment analysis for the 2036 portfolio. Tab shows mapped generic resources by substation compared to commercial interest resources by the three confidence categories (Executed IA, Phase II complete, or all projects, which includes Cluster 15 application projects). Columns FQ through FY show the mapped resources alignment with the commercial interest criteria by resource type. Tab also shows comparison to projects identified as Available for Near-term Interconnection. | [19 empty] | 0 | 0 | 0 | 0 | 0 | 0 | 0 | 0 | 0 | 0 | 0 | 0 | 0 | 0 | 0 | 0 | 0 | Commercial criteria alignment analysis for the 2036 portfolio. Tab shows mapped generic resources by substation compared to commercial interest resources by the three confidence categories (Executed IA, Phase II complete, or all projects, which includes Cluster 15 application projects). Columns FQ through FY show the mapped resources alignment with the commercial interest criteria by resource type. Tab also shows comparison to projects identified as Available for Near-term Interconnection. | PG&E FRESNO | SDGE | PG&E GBA | Bannister | Ganso | Monroe | Sloan Canyon | 230 | 115 | 230 | 230 | 0 | 100 | 20 | 0 | 0 | 0 | 0 | 0 | #VALUE! | #VALUE! | #VALUE! | #VALUE! | #VALUE! | #VALUE! | -2 | -2 | -2 | -2 | 0 | -2 | -2 | 0 | 0 | 0 | 0 | Commercial criteria alignment analysis for the 2036 portfolio. Tab shows mapped generic resources by substation compared to commercial interest resources by the three confidence categories (Executed IA, Phase II complete, or all projects, which includes Cluster 15 application projects). Columns FQ through FY show the mapped resources alignment with the commercial interest criteria by resource type. Tab also shows comparison to projects identified as Available for Near-term Interconnection.
PG&E NGBA | Glenn | 60 | 0 | 0 | 0 | 0 | 0 | 0 | 0 | 0 | 0 | 0 | 0 | 0 | 0 | 0 | 0 | 0 | 0 | 0 | 0 | 0 |  | 0 | 0 | 0 | 0 | 0 | 0 | 0 | 0 | 0 | 0 | 0 | 0 | 0 | 0 | 0 | 0 | 0 | 0 | 0 | 0 | 0 | 0 | 0 | 0 | 0 | 0 | 0 | 0 | 0 | 0 | 0 | 0 | 0 | 0 | 0 | 0 |  | 0 | 0 | 0 | 0 | 0 | 0 | 0 | 0 | 0 | 0 | 0 | 0 | 0 | 0 | 0 | 0 | 0 | 0 | 0 | 0 | 0 | 0 | 0 | 0 | 0 | 0 | 0 | 0 | 0 | 0 | 0 | 0 | 0 | 0 | 0 | 0 |  | 0 | 0 | 0 | 0 | 0 | 0 | 0 | 0 | 0 | 0 | 0 | 0 | 0 | 0 | 0 | 0 | 0 | 0 | 0 | 0 | 0 | 0 | 0 | 0 | 0 | 0 | 0 | 0 | 0 | 0 | 0 | 0 | 0 | 0 | 0 | 0 |  | 0 | 0 | 0 | 0 | 0 | 0 | 0 | 0 | 0 | 0 | 0 | 0 | 0 | 0 | 0 | 0 | 0 | 0 | 0 | 0 | 0 | 0 | 0 | 0 | 0 | 0 | 0 | 0 | 0 | 0 | 0 | 0 | 0 | 0 | 0 | 0 |  | 1 | 1 | 1 | 1 | 1 | 1 | 1 | 1 | 1 | 0
Commercial criteria alignment analysis for the 2036 portfolio. Tab shows mapped generic resources by substation compared to commercial interest resources by the three confidence categories (Executed IA, Phase II complete, or all projects, which includes Cluster 15 application projects). Columns FQ through FY show the mapped resources alignment with the commercial interest criteria by resource type. Tab also shows comparison to projects identified as Available for Near-term Interconnection. | PG&E FRESNO | SDGE | PG&E GBA | Bannister | Ganso | Monroe | Sloan Canyon | 230 | 115 | 230 | 230 | 0 | 100 | 20 | 0 | 0 | 0 | 0 | 0 | 0 | 0 | 0 | 0 | 0 | 0 | 0 | 0 | 0 | 0 | 0 | 0 | 0 | 0 | 0 | 0 | 0 | 0 | 0 | 0 | 0 | 0 | #VALUE! | #VALUE! | #VALUE! | #VALUE! | #VALUE! | #VALUE! | 2 | 2 | 2 | 2 | 2 | 0 | 0 | 0 | 0 | 0 | 0 | 1 | Commercial criteria alignment analysis for the 2036 portfolio. Tab shows mapped generic resources by substation compared to commercial interest resources by the three confidence categories (Executed IA, Phase II complete, or all projects, which includes Cluster 15 application projects). Columns FQ through FY show the mapped resources alignment with the commercial interest criteria by resource type. Tab also shows comparison to projects identified as Available for Near-term Interconnection. | [18 empty] | #VALUE! | #VALUE! | #VALUE! | #VALUE! | #VALUE! | #VALUE! | 2 | 2 | 2 | 2 | 2 | 0 | 0 | 0 | 0 | 0 | 0 | Commercial criteria alignment analysis for the 2036 portfolio. Tab shows mapped generic resources by substation compared to commercial interest resources by the three confidence categories (Executed IA, Phase II complete, or all projects, which includes Cluster 15 application projects). Columns FQ through FY show the mapped resources alignment with the commercial interest criteria by resource type. Tab also shows comparison to projects identified as Available for Near-term Interconnection. | PG&E FRESNO | SDGE | PG&E GBA | Bannister | Ganso | Monroe | Sloan Canyon | 230 | 115 | 230 | 230 | 0 | 100 | 20 | 0 | 0 | 0 | 0 | 0 | #VALUE! | #VALUE! | #VALUE! | #VALUE! | #VALUE! | #VALUE! | 0 | 2 | 0 | -2 | 2 | -2 | -2 | 0 | 0 | 0 | 0 | Commercial criteria alignment analysis for the 2036 portfolio. Tab shows mapped generic resources by substation compared to commercial interest resources by the three confidence categories (Executed IA, Phase II complete, or all projects, which includes Cluster 15 application projects). Columns FQ through FY show the mapped resources alignment with the commercial interest criteria by resource type. Tab also shows comparison to projects identified as Available for Near-term Interconnection. | [19 empty] | #VALUE! | #VALUE! | #VALUE! | #VALUE! | #VALUE! | #VALUE! | 2 | 2 | 2 | 2 | 2 | 0 | 0 | 0 | 0 | 0 | 0 | Commercial criteria alignment analysis for the 2036 portfolio. Tab shows mapped generic resources by substation compared to commercial interest resources by the three confidence categories (Executed IA, Phase II complete, or all projects, which includes Cluster 15 application projects). Columns FQ through FY show the mapped resources alignment with the commercial interest criteria by resource type. Tab also shows comparison to projects identified as Available for Near-term Interconnection. | PG&E FRESNO | SDGE | PG&E GBA | Bannister | Ganso | Monroe | Sloan Canyon | 230 | 115 | 230 | 230
PG&E NGBA | Gold Hill | 230 | 0 | 0 | 0 | 0 | 0 | 0 | 0 | 0 | 0 | 0 | 0 | 0 | 0 | 0 | 0 | 0 | 0 | 0 | 0 | 0 |  | 0 | 0 | 0 | 0 | 0 | 0 | 0 | 0 | 0 | 0 | 0 | 0 | 0 | 0 | 0 | 0 | 0 | 0 | 0 | 0 | 0 | 0 | 0 | 0 | 0 | 0 | 0 | 0 | 0 | 0 | 0 | 0 | 0 | 0 | 0 | 0 |  | 0 | 0 | 0 | 0 | 0 | 0 | 0 | 0 | 0 | 0 | 0 | 0 | 0 | 0 | 0 | 0 | 0 | 0 | 0 | 0 | 0 | 0 | 0 | 0 | 0 | 0 | 0 | 0 | 0 | 0 | 0 | 0 | 0 | 0 | 0 | 0 |  | 0 | 0 | 0 | 0 | 0 | 0 | 0 | 0 | 0 | 0 | 0 | 0 | 0 | 0 | 0 | 0 | 0 | 0 | 0 | 0 | 0 | 0 | 0 | 0 | 0 | 0 | 0 | 0 | 0 | 0 | 0 | 0 | 0 | 0 | 0 | 0 |  | 0 | 0 | 0 | 0 | 0 | 0 | 0 | 0 | 0 | 0 | 0 | 0 | 0 | 0 | 0 | 0 | 0 | 0 | 0 | 0 | 0 | 0 | 0 | 0 | 0 | 0 | 0 | 0 | 0 | 0 | 0 | 0 | 0 | 0 | 0 | 0 |  | 1 | 1 | 1 | 1 | 1 | 1 | 1 | 1 | 1 | 0
Commercial criteria alignment analysis for the 2036 portfolio. Tab shows mapped generic resources by substation compared to commercial interest resources by the three confidence categories (Executed IA, Phase II complete, or all projects, which includes Cluster 15 application projects). Columns FQ through FY show the mapped resources alignment with the commercial interest criteria by resource type. Tab also shows comparison to projects identified as Available for Near-term Interconnection. | [23 empty] | 0 | 0 | 0 | 0 | 0 | 0 | 0 | 0 | 0 | 0 | 0 | 0 | 0 | 0 | 0 | 0 | 0 | 0 | 0 | 0 | 0 | 0 | 0 | 0 | 0 | 0 | 0 | 0 | 0 | 0 | 0 | 0 | 0 | 0 | 0 | 0 | Commercial criteria alignment analysis for the 2036 portfolio. Tab shows mapped generic resources by substation compared to commercial interest resources by the three confidence categories (Executed IA, Phase II complete, or all projects, which includes Cluster 15 application projects). Columns FQ through FY show the mapped resources alignment with the commercial interest criteria by resource type. Tab also shows comparison to projects identified as Available for Near-term Interconnection. | PG&E FRESNO | SDGE | PG&E GBA | Bannister | Ganso | Monroe | Sloan Canyon | 230 | 115 | 230 | 230 | 0 | 100 | 20 | 0 | 0 | 0 | 0 | #VALUE! | #VALUE! | #VALUE! | #VALUE! | #VALUE! | #VALUE! | #VALUE! | -2 | -2 | -2 | -2 | 0 | -2 | -2 | 0 | 0 | 0 | Commercial criteria alignment analysis for the 2036 portfolio. Tab shows mapped generic resources by substation compared to commercial interest resources by the three confidence categories (Executed IA, Phase II complete, or all projects, which includes Cluster 15 application projects). Columns FQ through FY show the mapped resources alignment with the commercial interest criteria by resource type. Tab also shows comparison to projects identified as Available for Near-term Interconnection. | [19 empty] | 0 | 0 | 0 | 0 | 0 | 0 | 0 | 0 | 0 | 0 | 0 | 0 | 0 | 0 | 0 | 0 | 0 | Commercial criteria alignment analysis for the 2036 portfolio. Tab shows mapped generic resources by substation compared to commercial interest resources by the three confidence categories (Executed IA, Phase II complete, or all projects, which includes Cluster 15 application projects). Columns FQ through FY show the mapped resources alignment with the commercial interest criteria by resource type. Tab also shows comparison to projects identified as Available for Near-term Interconnection. | PG&E FRESNO | SDGE | PG&E GBA | Bannister | Ganso | Monroe | Sloan Canyon | 230 | 115 | 230 | 230 | 0 | 100 | 20 | 0 | 0 | 0 | 0 | 0 | #VALUE! | #VALUE! | #VALUE! | #VALUE! | #VALUE! | #VALUE! | -2 | -2 | -2 | -2 | 0 | -2 | -2 | 0 | 0 | 0 | 0 | Commercial criteria alignment analysis for the 2036 portfolio. Tab shows mapped generic resources by substation compared to commercial interest resources by the three confidence categories (Executed IA, Phase II complete, or all projects, which includes Cluster 15 application projects). Columns FQ through FY show the mapped resources alignment with the commercial interest criteria by resource type. Tab also shows comparison to projects identified as Available for Near-term Interconnection.
SCE Metro | Goodrich | 230 | 0 | 0 | 0 | 0 | 0 | 0 | 0 | 0 | 0 | 0 | 0 | 0 | 0 | 0 | 0 | 0 | 0 | 0 | 0 | 0 |  | 0 | 0 | 0 | 0 | 0 | 0 | 0 | 0 | 0 | 0 | 0 | 0 | 0 | 0 | 0 | 0 | 0 | 0 | 0 | 0 | 0 | 0 | 0 | 0 | 0 | 0 | 0 | 0 | 0 | 0 | 0 | 0 | 0 | 0 | 0 | 0 |  | 0 | 0 | 0 | 0 | 0 | 0 | 0 | 0 | 0 | 0 | 0 | 0 | 0 | 0 | 0 | 0 | 0 | 0 | 0 | 0 | 0 | 0 | 0 | 0 | 0 | 0 | 0 | 0 | 0 | 0 | 0 | 0 | 0 | 0 | 0 | 0 |  | 0 | 0 | 0 | 0 | 0 | 0 | 0 | 0 | 0 | 0 | 0 | 0 | 0 | 0 | 0 | 0 | 0 | 0 | 0 | 0 | 0 | 0 | 0 | 0 | 0 | 0 | 0 | 0 | 0 | 0 | 0 | 0 | 0 | 0 | 0 | 0 |  | 0 | 0 | 0 | 0 | 0 | 0 | 0 | 0 | 0 | 0 | 0 | 0 | 0 | 0 | 0 | 0 | 0 | 0 | 0 | 0 | 0 | 0 | 0 | 0 | 0 | 0 | 0 | 0 | 0 | 0 | 0 | 0 | 0 | 0 | 0 | 0 |  | 1 | 1 | 1 | 1 | 1 | 1 | 1 | 1 | 1 | 0
Commercial criteria alignment analysis for the 2036 portfolio. Tab shows mapped generic resources by substation compared to commercial interest resources by the three confidence categories (Executed IA, Phase II complete, or all projects, which includes Cluster 15 application projects). Columns FQ through FY show the mapped resources alignment with the commercial interest criteria by resource type. Tab also shows comparison to projects identified as Available for Near-term Interconnection. | PG&E FRESNO | SDGE | PG&E GBA | Bannister | Ganso | Monroe | Sloan Canyon | 230 | 115 | 230 | 230 | 0 | 100 | 20 | 0 | 0 | 0 | 0 | 0 | 0 | 0 | 0 | 0 | 0 | 0 | 0 | 0 | 0 | 0 | 0 | 0 | 0 | 0 | 0 | 0 | 0 | 0 | 0 | 0 | 0 | 0 | #VALUE! | #VALUE! | #VALUE! | #VALUE! | #VALUE! | #VALUE! | 2 | 2 | 2 | 2 | 2 | 0 | 0 | 0 | 0 | 0 | 0 | 1 | Commercial criteria alignment analysis for the 2036 portfolio. Tab shows mapped generic resources by substation compared to commercial interest resources by the three confidence categories (Executed IA, Phase II complete, or all projects, which includes Cluster 15 application projects). Columns FQ through FY show the mapped resources alignment with the commercial interest criteria by resource type. Tab also shows comparison to projects identified as Available for Near-term Interconnection. | [18 empty] | #VALUE! | #VALUE! | #VALUE! | #VALUE! | #VALUE! | #VALUE! | 2 | 2 | 2 | 2 | 2 | 0 | 0 | 0 | 0 | 0 | 0 | Commercial criteria alignment analysis for the 2036 portfolio. Tab shows mapped generic resources by substation compared to commercial interest resources by the three confidence categories (Executed IA, Phase II complete, or all projects, which includes Cluster 15 application projects). Columns FQ through FY show the mapped resources alignment with the commercial interest criteria by resource type. Tab also shows comparison to projects identified as Available for Near-term Interconnection. | PG&E FRESNO | SDGE | PG&E GBA | Bannister | Ganso | Monroe | Sloan Canyon | 230 | 115 | 230 | 230 | 0 | 100 | 20 | 0 | 0 | 0 | 0 | 0 | #VALUE! | #VALUE! | #VALUE! | #VALUE! | #VALUE! | #VALUE! | 0 | 2 | 0 | -2 | 2 | -2 | -2 | 0 | 0 | 0 | 0 | Commercial criteria alignment analysis for the 2036 portfolio. Tab shows mapped generic resources by substation compared to commercial interest resources by the three confidence categories (Executed IA, Phase II complete, or all projects, which includes Cluster 15 application projects). Columns FQ through FY show the mapped resources alignment with the commercial interest criteria by resource type. Tab also shows comparison to projects identified as Available for Near-term Interconnection. | [19 empty] | #VALUE! | #VALUE! | #VALUE! | #VALUE! | #VALUE! | #VALUE! | 2 | 2 | 2 | 2 | 2 | 0 | 0 | 0 | 0 | 0 | 0 | Commercial criteria alignment analysis for the 2036 portfolio. Tab shows mapped generic resources by substation compared to commercial interest resources by the three confidence categories (Executed IA, Phase II complete, or all projects, which includes Cluster 15 application projects). Columns FQ through FY show the mapped resources alignment with the commercial interest criteria by resource type. Tab also shows comparison to projects identified as Available for Near-term Interconnection. | PG&E FRESNO | SDGE | PG&E GBA | Bannister | Ganso | Monroe | Sloan Canyon | 230 | 115 | 230 | 230
SCE Metro | Gould | 230 | 0 | 0 | 0 | 0 | 0 | 0 | 0 | 0 | 0 | 0 | 0 | 0 | 0 | 0 | 0 | 0 | 0 | 0 | 0 | 0 |  | 0 | 0 | 0 | 0 | 0 | 0 | 0 | 0 | 0 | 0 | 0 | 0 | 0 | 0 | 0 | 0 | 0 | 0 | 0 | 0 | 0 | 0 | 0 | 0 | 0 | 0 | 0 | 0 | 0 | 0 | 0 | 0 | 0 | 0 | 0 | 0 |  | 0 | 0 | 0 | 0 | 0 | 0 | 0 | 0 | 0 | 0 | 0 | 0 | 0 | 0 | 0 | 0 | 0 | 0 | 0 | 0 | 0 | 0 | 0 | 0 | 0 | 0 | 0 | 0 | 0 | 0 | 0 | 0 | 0 | 0 | 0 | 0 |  | 0 | 0 | 0 | 0 | 0 | 0 | 0 | 0 | 0 | 0 | 0 | 0 | 0 | 0 | 0 | 0 | 0 | 0 | 0 | 0 | 0 | 0 | 0 | 0 | 0 | 0 | 0 | 0 | 0 | 0 | 0 | 0 | 0 | 0 | 0 | 0 |  | 0 | 0 | 0 | 0 | 0 | 0 | 0 | 0 | 0 | 0 | 0 | 0 | 0 | 0 | 0 | 0 | 0 | 0 | 0 | 0 | 0 | 0 | 0 | 0 | 0 | 0 | 0 | 0 | 0 | 0 | 0 | 0 | 0 | 0 | 0 | 0 |  | 1 | 1 | 1 | 1 | 1 | 1 | 1 | 1 | 1 | 0
PG&E NGBA | Grand Island | 115 | 0 | 0 | 0 | 0 | 0 | 0 | 0 | 0 | 0 | 0 | 0 | 0 | 0 | 0 | 0 | 0 | 0 | 0 | 0 | 0 |  | 0 | 0 | 0 | 0 | 0 | 0 | 0 | 0 | 0 | 0 | 0 | 0 | 0 | 0 | 0 | 0 | 0 | 0 | 0 | 0 | 0 | 0 | 0 | 0 | 0 | 0 | 0 | 0 | 0 | 0 | 0 | 0 | 0 | 0 | 0 | 0 |  | 0 | 0 | 0 | 0 | 0 | 0 | 0 | 0 | 0 | 0 | 0 | 0 | 0 | 0 | 0 | 0 | 0 | 0 | 0 | 0 | 0 | 0 | 0 | 0 | 0 | 0 | 0 | 0 | 0 | 0 | 0 | 0 | 0 | 0 | 0 | 0 |  | 0 | 0 | 0 | 0 | 0 | 0 | 0 | 0 | 0 | 0 | 0 | 0 | 0 | 0 | 0 | 2.7306 | 0 | 1 | 0 | 0 | 0 | 0 | 0 | 0 | 0 | 0 | 0 | 0 | 0 | 0 | 0 | 0 | 0 | -2 | 0 | 1 |  | 0 | 0 | 0 | 0 | 0 | 0 | 0 | 0 | 0 | 0 | 0 | 0 | 0 | 0 | 0 | 0 | 0 | 0 | 0 | 0 | 0 | 0 | 0 | 0 | 0 | 0 | 0 | 0 | 0 | 0 | 0 | 0 | 0 | 0 | 0 | 0 |  | 1 | 1 | 1 | 1 | 1 | 1 | 1 | 1 | 4+ | 1
SDGE | Granite | 69 | 0 | 0 | 0 | 0 | 0 | 0 | 0 | 0 | 0 | 0 | 0 | 0 | 0 | 0 | 0 | 0 | 0 | 0 | 0 | 0 |  | 0 | 0 | 0 | 0 | 0 | 0 | 0 | 0 | 0 | 0 | 0 | 0 | 0 | 0 | 0 | 0 | 0 | 0 | 0 | 0 | 0 | 0 | 0 | 0 | 0 | 0 | 0 | 0 | 0 | 0 | 0 | 0 | 0 | 0 | 0 | 0 |  | 0 | 0 | 0 | 0 | 0 | 0 | 0 | 0 | 0 | 0 | 0 | 0 | 0 | 0 | 0 | 0 | 0 | 0 | 0 | 0 | 0 | 0 | 0 | 0 | 0 | 0 | 0 | 0 | 0 | 0 | 0 | 0 | 0 | 0 | 0 | 0 |  | 0 | 0 | 0 | 0 | 0 | 0 | 0 | 0 | 0 | 0 | 0 | 0 | 0 | 0 | 0 | 0 | 0 | 0 | 0 | 0 | 0 | 0 | 0 | 0 | 0 | 0 | 0 | 0 | 0 | 0 | 0 | 0 | 0 | 0 | 0 | 0 |  | 0 | 0 | 0 | 0 | 0 | 0 | 0 | 0 | 0 | 0 | 0 | 0 | 0 | 0 | 0 | 0 | 0 | 0 | 0 | 0 | 0 | 0 | 0 | 0 | 0 | 0 | 0 | 0 | 0 | 0 | 0 | 0 | 0 | 0 | 0 | 0 |  | 1 | 1 | 1 | 1 | 1 | 1 | 1 | 1 | 1 | 0
PG&E GBA | Grant | 115 | 0 | 0 | 0 | 0 | 0 | 0 | 0 | 0 | 0 | 0 | 0 | 0 | 0 | 0 | 0 | 0 | 0 | 0 | 0 | 0 |  | 0 | 0 | 0 | 0 | 0 | 0 | 0 | 0 | 0 | 0 | 0 | 0 | 0 | 0 | 0 | 0 | 0 | 0 | 0 | 0 | 0 | 0 | 0 | 0 | 0 | 0 | 0 | 0 | 0 | 0 | 0 | 0 | 0 | 0 | 0 | 0 |  | 0 | 0 | 0 | 0 | 0 | 0 | 0 | 0 | 0 | 0 | 0 | 0 | 0 | 0 | 0 | 0 | 0 | 0 | 0 | 0 | 0 | 0 | 0 | 0 | 0 | 0 | 0 | 0 | 0 | 0 | 0 | 0 | 0 | 0 | 0 | 0 |  | 0 | 0 | 0 | 0 | 0 | 0 | 0 | 0 | 0 | 0 | 0 | 0 | 0 | 0 | 0 | 0.604 | 0 | 1 | 0 | 0 | 0 | 0 | 0 | 0 | 0 | 0 | 0 | 0 | 0 | 0 | 0 | 0 | 0 | -2 | 0 | 1 |  | 0 | 0 | 0 | 0 | 0 | 0 | 0 | 0 | 0 | 0 | 0 | 0 | 0 | 0 | 0 | 0 | 0 | 0 | 0 | 0 | 0 | 0 | 0 | 0 | 0 | 0 | 0 | 0 | 0 | 0 | 0 | 0 | 0 | 0 | 0 | 0 |  | 1 | 1 | 1 | 1 | 1 | 1 | 1 | 1 | 4+ | 1
Commercial criteria alignment analysis for the 2036 portfolio. Tab shows mapped generic resources by substation compared to commercial interest resources by the three confidence categories (Executed IA, Phase II complete, or all projects, which includes Cluster 15 application projects). Columns FQ through FY show the mapped resources alignment with the commercial interest criteria by resource type. Tab also shows comparison to projects identified as Available for Near-term Interconnection. | [23 empty] | 0 | 0 | 0 | 0 | 0 | 0 | 0 | 0 | 0 | 0 | 0 | 0 | 0 | 0 | 0 | 0 | 0 | 0 | 0 | 0 | 0 | 0 | 0 | 0 | 0 | 0 | 0 | 0 | 0 | 0 | 0 | 0 | 0 | 0 | 0 | 0 | Commercial criteria alignment analysis for the 2036 portfolio. Tab shows mapped generic resources by substation compared to commercial interest resources by the three confidence categories (Executed IA, Phase II complete, or all projects, which includes Cluster 15 application projects). Columns FQ through FY show the mapped resources alignment with the commercial interest criteria by resource type. Tab also shows comparison to projects identified as Available for Near-term Interconnection. | PG&E FRESNO | SDGE | PG&E GBA | Bannister | Ganso | Monroe | Sloan Canyon | 230 | 115 | 230 | 230 | 0 | 100 | 20 | 0 | 0 | 0 | 0 | #VALUE! | #VALUE! | #VALUE! | #VALUE! | #VALUE! | #VALUE! | #VALUE! | -2 | -2 | -2 | -2 | 0 | -2 | -2 | 0 | 0 | 0 | Commercial criteria alignment analysis for the 2036 portfolio. Tab shows mapped generic resources by substation compared to commercial interest resources by the three confidence categories (Executed IA, Phase II complete, or all projects, which includes Cluster 15 application projects). Columns FQ through FY show the mapped resources alignment with the commercial interest criteria by resource type. Tab also shows comparison to projects identified as Available for Near-term Interconnection. | [19 empty] | 0 | 0 | 0 | 0 | 0 | 0 | 0 | 0 | 0 | 0 | 0 | 0 | 0 | 0 | 0 | 0 | 0 | Commercial criteria alignment analysis for the 2036 portfolio. Tab shows mapped generic resources by substation compared to commercial interest resources by the three confidence categories (Executed IA, Phase II complete, or all projects, which includes Cluster 15 application projects). Columns FQ through FY show the mapped resources alignment with the commercial interest criteria by resource type. Tab also shows comparison to projects identified as Available for Near-term Interconnection. | PG&E FRESNO | SDGE | PG&E GBA | Bannister | Ganso | Monroe | Sloan Canyon | 230 | 115 | 230 | 230 | 0 | 100 | 20 | 0 | 0 | 0 | 0 | 0 | #VALUE! | #VALUE! | #VALUE! | #VALUE! | #VALUE! | #VALUE! | -2 | -2 | -2 | -2 | 0 | -2 | -2 | 0 | 0 | 0 | 0 | Commercial criteria alignment analysis for the 2036 portfolio. Tab shows mapped generic resources by substation compared to commercial interest resources by the three confidence categories (Executed IA, Phase II complete, or all projects, which includes Cluster 15 application projects). Columns FQ through FY show the mapped resources alignment with the commercial interest criteria by resource type. Tab also shows comparison to projects identified as Available for Near-term Interconnection.
[23 empty] | Available for Near-term Interconnection | 0 | 0 | 0 | 0 | 0 | 0 | 0 | 0 | 0 | 0 | 0 | 0 | 0 | 0 | 0 | 0 | 0 | 0 | 0 | 0 | 0 | 0 | 0 | 0 | 0 | 0 | 0 | 0 | 0 | 0 | 0 | 0 | 0 | 0 | 0 | 0 |  | SCE Metro | PG&E NGBA | PG&E GBA | Barre | Gates | Monserate | Sloan Canyon | 230 | 230 | 500 | 230 | 0 | 0 | 0 | 0 | 0 | 0 | 0 | #VALUE! | #VALUE! | #VALUE! | #VALUE! | #VALUE! | #VALUE! | #VALUE! | -2 | -2 | -2 | -2 | 0 | 0 | 0 | 0 | 0 | 0 | [20 empty] | 0 | 0 | 0 | 0 | 0 | 0 | 0 | 0 | 0 | 0 | 0 | 0 | 0 | 0 | 0 | 0 | 0 |  | SCE Metro | PG&E NGBA | PG&E GBA | Barre | Gates | Monserate | Sloan Canyon | 230 | 230 | 500 | 230 | 0 | 0 | 0 | 0 | 0 | 0 | 0 | 0 | #VALUE! | #VALUE! | #VALUE! | #VALUE! | #VALUE! | #VALUE! | -2 | -2 | -2 | -2 | 0 | 0 | 0 | 0 | 0 | 0 | 0
|  |  | Mapped Generic Resources | [20 empty] | 0 | 0 | 0 | 0 | 0 | 0 | 0 | 0 | 0 | 0 | 0 | 0 | 0 | 0 | 0 | 0 | 0 | 0 | #VALUE! | #VALUE! | 0 | 0 | 0 | 0 | 0 | 0 | 0 | 0 | 0 | 0 | 0 | 0 | 0 | 0 | 0 | 1 |  | PG&E GBA | PG&E NGBA | PG&E KERN | Bay Boulevard | Gates | Monta Vista | Smyrna | 115 | 70 | 230 | 70 | 108 | 0 | 0 | 0 | 0 | 0 | 0 | #VALUE! | #VALUE! | #VALUE! | #VALUE! | #VALUE! | #VALUE! | #VALUE! | -2 | -2 | -2 | -2 | -2 | 0 | 0 | 0 | 0 | 0 |  |  |  | Mapped Generic Resources | [16 empty] | #VALUE! | #VALUE! | 0 | 0 | 0 | 0 | 0 | 0 | 0 | 0 | 0 | 0 | 0 | 0 | 0 | 0 | 0 |  | PG&E GBA | PG&E NGBA | PG&E KERN | Bay Boulevard | Gates | Monta Vista | Smyrna | 115 | 70 | 230 | 70 | 108 | 0 | 0 | 0 | 0 | 0 | 0 | 0 | #VALUE! | #VALUE! | #VALUE! | #VALUE! | #VALUE! | #VALUE! | -2 | -2 | -2 | -2 | -2 | 0 | 0 | 0 | 0 | 0 | 0 |  |  |  | Mapped Generic Resources
PG&E FRESNO | Grimmway-Malaga | 115 | 0 | 0 | 0 | 0 | 0 | 0 | 0 | 0 | 0 | 0 | 0 | 0 | 0 | 0 | 0 | 0 | 0 | 0 | 0 | 0 |  | 0 | 0 | 0 | 0 | 0 | 0 | 0 | 0 | 0 | 0 | 0 | 0 | 0 | 0 | 0 | 0 | 0 | 0 | 0 | 0 | 0 | 0 | 0 | 0 | 0 | 0 | 0 | 0 | 0 | 0 | 0 | 0 | 0 | 0 | 0 | 0 |  | 0 | 0 | 0 | 0 | 0 | 0 | 0 | 0 | 0 | 0 | 0 | 0 | 0 | 0 | 0 | 0 | 0 | 0 | 0 | 0 | 0 | 0 | 0 | 0 | 0 | 0 | 0 | 0 | 0 | 0 | 0 | 0 | 0 | 0 | 0 | 0 |  | 0 | 0 | 0 | 0 | 0 | 0 | 0 | 0 | 0 | 0 | 0 | 0 | 0 | 0 | 0 | 0 | 0 | 0 | 0 | 0 | 0 | 0 | 0 | 0 | 0 | 0 | 0 | 0 | 0 | 0 | 0 | 0 | 0 | 0 | 0 | 0 |  | 0 | 0 | 0 | 0 | 0 | 0 | 0 | 0 | 0 | 0 | 0 | 0 | 0 | 0 | 0 | 0 | 0 | 0 | 0 | 0 | 0 | 0 | 0 | 0 | 0 | 0 | 0 | 0 | 0 | 0 | 0 | 0 | 0 | 0 | 0 | 0 |  | 1 | 1 | 1 | 1 | 1 | 1 | 1 | 1 | 1 | 0
PG&E NGBA | Grizzly | 230 | 0 | 0 | 0 | 0 | 0 | 0 | 0 | 0 | 0 | 0 | 0 | 0 | 0 | 0 | 0 | 0 | 0 | 0 | 0 | 0 |  | 0 | 0 | 0 | 0 | 0 | 0 | 0 | 0 | 0 | 0 | 0 | 0 | 0 | 0 | 0 | 0 | 0 | 0 | 0 | 0 | 0 | 0 | 0 | 0 | 0 | 0 | 0 | 0 | 0 | 0 | 0 | 0 | 0 | 0 | 0 | 0 |  | 0 | 0 | 0 | 0 | 0 | 0 | 0 | 0 | 0 | 0 | 0 | 0 | 0 | 0 | 0 | 0 | 0 | 0 | 0 | 0 | 0 | 0 | 0 | 0 | 0 | 0 | 0 | 0 | 0 | 0 | 0 | 0 | 0 | 0 | 0 | 0 |  | 0 | 0 | 0 | 0 | 0 | 0 | 0 | 0 | 0 | 0 | 0 | 0 | 0 | 0 | 0 | 0 | 0 | 0 | 0 | 0 | 0 | 0 | 0 | 0 | 0 | 0 | 0 | 0 | 0 | 0 | 0 | 0 | 0 | 0 | 0 | 0 |  | 0 | 0 | 0 | 0 | 0 | 0 | 0 | 0 | 0 | 0 | 0 | 0 | 0 | 0 | 0 | 0 | 0 | 0 | 0 | 0 | 0 | 0 | 0 | 0 | 0 | 0 | 0 | 0 | 0 | 0 | 0 | 0 | 0 | 0 | 0 | 0 |  | 1 | 1 | 1 | 1 | 1 | 1 | 1 | 1 | 1 | 0
PG&E FRESNO | Guernsey | 70 | 0 | 0 | 0 | 0 | 0 | 0 | 0 | 0 | 0 | 0 | 0 | 0 | 0 | 0 | 0 | 0 | 0 | 0 | 0 | 0 |  | 0 | 0 | 0 | 0 | 0 | 0 | 0 | 0 | 0 | 0 | 0 | 0 | 0 | 0 | 0 | 0 | 0 | 0 | 0 | 0 | 0 | 0 | 0 | 0 | 0 | 0 | 0 | 0 | 0 | 0 | 0 | 0 | 0 | 0 | 0 | 0 |  | 0 | 0 | 0 | 0 | 0 | 0 | 0 | 0 | 0 | 0 | 0 | 0 | 0 | 0 | 0 | 0 | 0 | 0 | 0 | 0 | 0 | 0 | 0 | 0 | 0 | 0 | 0 | 0 | 0 | 0 | 0 | 0 | 0 | 0 | 0 | 0 |  | 0 | 0 | 0 | 0 | 0 | 0 | 0 | 0 | 0 | 0 | 0 | 0 | 0 | 0 | 0 | 7.575 | 0 | 1 | 0 | 0 | 0 | 0 | 0 | 0 | 0 | 0 | 0 | 0 | 0 | 0 | 0 | 0 | 0 | -2 | 0 | 1 |  | 0 | 0 | 0 | 0 | 0 | 0 | 0 | 0 | 0 | 0 | 0 | 0 | 0 | 0 | 0 | 0 | 0 | 0 | 0 | 0 | 0 | 0 | 0 | 0 | 0 | 0 | 0 | 0 | 0 | 0 | 0 | 0 | 0 | 0 | 0 | 0 |  | 1 | 1 | 1 | 1 | 1 | 1 | 1 | 1 | 4+ | 1
Commercial criteria alignment analysis for the 2036 portfolio. Tab shows mapped generic resources by substation compared to commercial interest resources by the three confidence categories (Executed IA, Phase II complete, or all projects, which includes Cluster 15 application projects). Columns FQ through FY show the mapped resources alignment with the commercial interest criteria by resource type. Tab also shows comparison to projects identified as Available for Near-term Interconnection. | PG&E FRESNO | SDGE | PG&E GBA | Bannister | Ganso | Monroe | Sloan Canyon | 230 | 115 | 230 | 230 | 0 | 100 | 20 | 0 | 0 | 0 | 0 | 0 | 0 | 0 | 0 | 0 | 0 | 0 | 0 | 0 | 0 | 0 | 0 | 0 | 0 | 0 | 0 | 0 | 0 | 0 | 0 | 0 | 0 | 0 | #VALUE! | #VALUE! | #VALUE! | #VALUE! | #VALUE! | #VALUE! | 2 | 2 | 2 | 2 | 2 | 0 | 0 | 0 | 0 | 0 | 0 | 1 | Commercial criteria alignment analysis for the 2036 portfolio. Tab shows mapped generic resources by substation compared to commercial interest resources by the three confidence categories (Executed IA, Phase II complete, or all projects, which includes Cluster 15 application projects). Columns FQ through FY show the mapped resources alignment with the commercial interest criteria by resource type. Tab also shows comparison to projects identified as Available for Near-term Interconnection. | [18 empty] | #VALUE! | #VALUE! | #VALUE! | #VALUE! | #VALUE! | #VALUE! | 2 | 2 | 2 | 2 | 2 | 0 | 0 | 0 | 0 | 0 | 0 | Commercial criteria alignment analysis for the 2036 portfolio. Tab shows mapped generic resources by substation compared to commercial interest resources by the three confidence categories (Executed IA, Phase II complete, or all projects, which includes Cluster 15 application projects). Columns FQ through FY show the mapped resources alignment with the commercial interest criteria by resource type. Tab also shows comparison to projects identified as Available for Near-term Interconnection. | PG&E FRESNO | SDGE | PG&E GBA | Bannister | Ganso | Monroe | Sloan Canyon | 230 | 115 | 230 | 230 | 0 | 100 | 20 | 0 | 0 | 0 | 0 | 0 | #VALUE! | #VALUE! | #VALUE! | #VALUE! | #VALUE! | #VALUE! | 0 | 2 | 0 | -2 | 2 | -2 | -2 | 0 | 0 | 0 | 0 | Commercial criteria alignment analysis for the 2036 portfolio. Tab shows mapped generic resources by substation compared to commercial interest resources by the three confidence categories (Executed IA, Phase II complete, or all projects, which includes Cluster 15 application projects). Columns FQ through FY show the mapped resources alignment with the commercial interest criteria by resource type. Tab also shows comparison to projects identified as Available for Near-term Interconnection. | [19 empty] | #VALUE! | #VALUE! | #VALUE! | #VALUE! | #VALUE! | #VALUE! | 2 | 2 | 2 | 2 | 2 | 0 | 0 | 0 | 0 | 0 | 0 | Commercial criteria alignment analysis for the 2036 portfolio. Tab shows mapped generic resources by substation compared to commercial interest resources by the three confidence categories (Executed IA, Phase II complete, or all projects, which includes Cluster 15 application projects). Columns FQ through FY show the mapped resources alignment with the commercial interest criteria by resource type. Tab also shows comparison to projects identified as Available for Near-term Interconnection. | PG&E FRESNO | SDGE | PG&E GBA | Bannister | Ganso | Monroe | Sloan Canyon | 230 | 115 | 230 | 230
PG&E FRESNO | Haas | 230 | 0 | 0 | 0 | 0 | 0 | 0 | 0 | 0 | 0 | 0 | 0 | 0 | 0 | 0 | 0 | 0 | 0 | 0 | 0 | 0 |  | 0 | 0 | 0 | 0 | 0 | 0 | 0 | 0 | 0 | 0 | 0 | 0 | 0 | 0 | 0 | 0 | 0 | 0 | 0 | 0 | 0 | 0 | 0 | 0 | 0 | 0 | 0 | 0 | 0 | 0 | 0 | 0 | 0 | 0 | 0 | 0 |  | 0 | 0 | 0 | 0 | 0 | 0 | 0 | 0 | 0 | 0 | 0 | 0 | 0 | 0 | 0 | 0 | 0 | 0 | 0 | 0 | 0 | 0 | 0 | 0 | 0 | 0 | 0 | 0 | 0 | 0 | 0 | 0 | 0 | 0 | 0 | 0 |  | 0 | 0 | 0 | 0 | 0 | 0 | 0 | 0 | 0 | 0 | 0 | 0 | 0 | 0 | 0 | 0 | 0 | 0 | 0 | 0 | 0 | 0 | 0 | 0 | 0 | 0 | 0 | 0 | 0 | 0 | 0 | 0 | 0 | 0 | 0 | 0 |  | 0 | 0 | 0 | 0 | 0 | 0 | 0 | 0 | 0 | 0 | 0 | 0 | 0 | 0 | 0 | 0 | 0 | 0 | 0 | 0 | 0 | 0 | 0 | 0 | 0 | 0 | 0 | 0 | 0 | 0 | 0 | 0 | 0 | 0 | 0 | 0 |  | 1 | 1 | 1 | 1 | 1 | 1 | 1 | 1 | 1 | 0
PG&E FRESNO | Hammonds | 115 | 0 | 0 | 0 | 0 | 0 | 0 | 0 | 0 | 0 | 0 | 0 | 0 | 100 | 0 | 100 | 0 | 0 | 0 | 0 | 1 |  | 0 | 0 | 0 | 0 | 0 | 0 | 0 | 0 | 0 | 0 | 0 | 0 | 0 | 0 | 0 | 0 | 0 | 0 | 0 | 0 | 0 | 0 | 0 | 0 | 0 | 0 | 0 | 0 | 0 | 2 | 2 | 0 | 0 | 0 | 0 | 1 |  | 0 | 0 | 0 | 0 | 0 | 0 | 0 | 0 | 0 | 0 | 0 | 0 | 0 | 0 | 0 | 0 | 0 | 0 | 0 | 0 | 0 | 0 | 0 | 0 | 0 | 0 | 0 | 0 | 0 | 2 | 2 | 0 | 0 | 0 | 0 | 1 |  | 0 | 0 | 0 | 0 | 0 | 0 | 0 | 0 | 0 | 0 | 0 | 0 | 0 | 0 | 0 | 0 | 0 | 0 | 0 | 0 | 0 | 0 | 0 | 0 | 0 | 0 | 0 | 0 | 0 | 2 | 2 | 0 | 0 | 0 | 0 | 1 |  | 0 | 0 | 0 | 0 | 0 | 0 | 0 | 0 | 0 | 0 | 0 | 0 | 0 | 0 | 0 | 0 | 0 | 0 | 0 | 0 | 0 | 0 | 0 | 0 | 0 | 0 | 0 | 0 | 0 | 2 | 2 | 0 | 0 | 0 | 0 | 1 |  | 1 | 1 | 1 | 1 | 1 | 1 | 5- | 1 | 1 | 1
SCE Metro | HarborGen | 230 | 0 | 0 | 0 | 0 | 0 | 0 | 0 | 0 | 0 | 0 | 0 | 0 | 0 | 0 | 0 | 0 | 0 | 0 | 0 | 0 |  | 0 | 0 | 0 | 0 | 0 | 0 | 0 | 0 | 0 | 0 | 0 | 0 | 0 | 0 | 0 | 0 | 0 | 0 | 0 | 0 | 0 | 0 | 0 | 0 | 0 | 0 | 0 | 0 | 0 | 0 | 0 | 0 | 0 | 0 | 0 | 0 |  | 0 | 0 | 0 | 0 | 0 | 0 | 0 | 0 | 0 | 0 | 0 | 0 | 0 | 0 | 0 | 0 | 0 | 0 | 0 | 0 | 0 | 0 | 0 | 0 | 0 | 0 | 0 | 0 | 0 | 0 | 0 | 0 | 0 | 0 | 0 | 0 |  | 0 | 0 | 0 | 0 | 0 | 0 | 0 | 0 | 0 | 0 | 0 | 0 | 0 | 0 | 0 | 0 | 0 | 0 | 0 | 0 | 0 | 0 | 0 | 0 | 0 | 0 | 0 | 0 | 0 | 0 | 0 | 0 | 0 | 0 | 0 | 0 |  | 0 | 0 | 0 | 0 | 0 | 0 | 0 | 0 | 0 | 0 | 0 | 0 | 0 | 0 | 0 | 0 | 0 | 0 | 0 | 0 | 0 | 0 | 0 | 0 | 0 | 0 | 0 | 0 | 0 | 0 | 0 | 0 | 0 | 0 | 0 | 0 |  | 1 | 1 | 1 | 1 | 1 | 1 | 1 | 1 | 1 | 0
PG&E NGBA | Harris | 60 | 0 | 0 | 0 | 0 | 0 | 0 | 0 | 0 | 0 | 0 | 0 | 0 | 0 | 0 | 0 | 0 | 0 | 0 | 0 | 0 |  | 0 | 0 | 0 | 0 | 0 | 0 | 0 | 0 | 0 | 0 | 0 | 0 | 0 | 0 | 0 | 0 | 0 | 0 | 0 | 0 | 0 | 0 | 0 | 0 | 0 | 0 | 0 | 0 | 0 | 0 | 0 | 0 | 0 | 0 | 0 | 0 |  | 0 | 0 | 0 | 0 | 0 | 0 | 0 | 0 | 0 | 0 | 0 | 0 | 0 | 0 | 0 | 0 | 0 | 0 | 0 | 0 | 0 | 0 | 0 | 0 | 0 | 0 | 0 | 0 | 0 | 0 | 0 | 0 | 0 | 0 | 0 | 0 |  | 0 | 0 | 0 | 0 | 0 | 0 | 0 | 0 | 0 | 0 | 0 | 0 | 0 | 0 | 0 | 0 | 0 | 0 | 0 | 0 | 0 | 0 | 0 | 0 | 0 | 0 | 0 | 0 | 0 | 0 | 0 | 0 | 0 | 0 | 0 | 0 |  | 0 | 0 | 0 | 0 | 0 | 0 | 0 | 0 | 0 | 0 | 0 | 0 | 0 | 0 | 0 | 0 | 0 | 0 | 0 | 0 | 0 | 0 | 0 | 0 | 0 | 0 | 0 | 0 | 0 | 0 | 0 | 0 | 0 | 0 | 0 | 0 |  | 1 | 1 | 1 | 1 | 1 | 1 | 1 | 1 | 1 | 0
EOP | Harry Allen | 500 | 0 | 0 | 0 | 0 | 0 | 0 | 0 | 0 | 0 | 0 | 0 | 0 | 0 | 301.2 | 301.2 | 0 | 0 | 0 | 0 | 1 |  | 0 | 0 | 0 | 0 | 0 | 0 | 0 | 0 | 0 | 0 | 0 | 0 | 0 | 0 | 0 | 0 | 0 | 0 | 0 | 0 | 0 | 0 | 0 | 0 | 0 | 0 | 0 | 0 | 0 | 0 | 2 | 0 | 0 | 0 | 0 | 1 |  | 0 | 0 | 0 | 0 | 0 | 0 | 0 | 0 | 0 | 0 | 0 | 0 | 0 | 0 | 0 | 0 | 0 | 0 | 0 | 0 | 0 | 0 | 0 | 0 | 0 | 0 | 0 | 0 | 0 | 0 | 2 | 0 | 0 | 0 | 0 | 1 |  | 0 | 0 | 0 | 0 | 0 | 0 | 0 | 0 | 0 | 0 | 0 | 0 | 0 | 0 | 0 | 0 | 0 | 0 | 0 | 0 | 0 | 0 | 0 | 0 | 0 | 0 | 0 | 0 | 0 | 0 | 2 | 0 | 0 | 0 | 0 | 1 |  | 0 | 0 | 0 | 0 | 0 | 0 | 0 | 0 | 0 | 0 | 0 | 0 | 0 | 0 | 0 | 0 | 0 | 0 | 0 | 0 | 0 | 0 | 0 | 0 | 0 | 0 | 0 | 0 | 0 | 0 | 2 | 0 | 0 | 0 | 0 | 1 |  | 1 | 1 | 1 | 1 | 1 | 1 | 5- | 1 | 1 | 1
PG&E NGBA | Hartley | 60 | 0 | 0 | 0 | 0 | 0 | 0 | 0 | 0 | 0 | 0 | 0 | 0 | 0 | 0 | 0 | 0 | 0 | 0 | 0 | 0 |  | 0 | 0 | 0 | 0 | 0 | 0 | 0 | 0 | 0 | 0 | 0 | 0 | 0 | 0 | 0 | 0 | 0 | 0 | 0 | 0 | 0 | 0 | 0 | 0 | 0 | 0 | 0 | 0 | 0 | 0 | 0 | 0 | 0 | 0 | 0 | 0 |  | 0 | 0 | 0 | 0 | 0 | 0 | 0 | 0 | 0 | 0 | 0 | 0 | 0 | 0 | 0 | 0 | 0 | 0 | 0 | 0 | 0 | 0 | 0 | 0 | 0 | 0 | 0 | 0 | 0 | 0 | 0 | 0 | 0 | 0 | 0 | 0 |  | 0 | 0 | 0 | 0 | 0 | 0 | 0 | 0 | 0 | 0 | 0 | 0 | 0 | 0 | 0 | 0 | 0 | 0 | 0 | 0 | 0 | 0 | 0 | 0 | 0 | 0 | 0 | 0 | 0 | 0 | 0 | 0 | 0 | 0 | 0 | 0 |  | 0 | 0 | 0 | 0 | 0 | 0 | 0 | 0 | 0 | 0 | 0 | 0 | 0 | 0 | 0 | 0 | 0 | 0 | 0 | 0 | 0 | 0 | 0 | 0 | 0 | 0 | 0 | 0 | 0 | 0 | 0 | 0 | 0 | 0 | 0 | 0 |  | 1 | 1 | 1 | 1 | 1 | 1 | 1 | 1 | 1 | 0
SCE NOL | Harvard | 115 | 0 | 0 | 0 | 0 | 0 | 0 | 0 | 0 | 0 | 0 | 0 | 0 | 0 | 0 | 0 | 0 | 0 | 0 | 0 | 0 |  | 0 | 0 | 0 | 0 | 0 | 0 | 0 | 0 | 0 | 0 | 0 | 0 | 0 | 0 | 0 | 0 | 0 | 0 | 0 | 0 | 0 | 0 | 0 | 0 | 0 | 0 | 0 | 0 | 0 | 0 | 0 | 0 | 0 | 0 | 0 | 0 |  | 0 | 0 | 0 | 0 | 0 | 0 | 0 | 0 | 0 | 0 | 0 | 0 | 0 | 0 | 0 | 0 | 0 | 0 | 0 | 0 | 0 | 0 | 0 | 0 | 0 | 0 | 0 | 0 | 0 | 0 | 0 | 0 | 0 | 0 | 0 | 0 |  | 0 | 0 | 0 | 0 | 0 | 0 | 0 | 0 | 0 | 0 | 0 | 0 | 0 | 0 | 0 | 0 | 0 | 0 | 0 | 0 | 0 | 0 | 0 | 0 | 0 | 0 | 0 | 0 | 0 | 0 | 0 | 0 | 0 | 0 | 0 | 0 |  | 0 | 0 | 0 | 0 | 0 | 0 | 0 | 0 | 0 | 0 | 0 | 0 | 0 | 0 | 0 | 0 | 0 | 0 | 0 | 0 | 0 | 0 | 0 | 0 | 0 | 0 | 0 | 0 | 0 | 0 | 0 | 0 | 0 | 0 | 0 | 0 |  | 1 | 1 | 1 | 1 | 1 | 1 | 1 | 1 | 1 | 0
SDGE | Hassayampa | 500 | 0 | 0 | 0 | 0 | 0 | 0 | 0 | 0 | 0 | 0 | 0 | 0 | 3634.5 | 1915 | 5549.5 | 0 | 815 | 815 | 0 | 1 |  | 0 | 0 | 0 | 0 | 0 | 0 | 0 | 0 | 0 | 0 | 0 | 0 | 276.9 | 0 | 90.9 | 0 | 0 | 1 | 0 | 0 | 0 | 0 | 0 | 0 | 0 | 0 | 0 | 0 | 0 | 2 | 2 | 2 | 2 | 0 | 0 | 1 |  | 0 | 0 | 0 | 0 | 0 | 0 | 0 | 0 | 0 | 0 | 0 | 0 | 0 | 0 | 0 | 0 | 0 | 0 | 0 | 0 | 0 | 0 | 0 | 0 | 0 | 0 | 0 | 0 | 0 | 2 | 2 | 2 | 2 | 0 | 0 | 1 |  | 0 | 0 | 0 | 0 | 0 | 0 | 0 | 0 | 0 | 0 | 0 | 0 | 0 | 0 | 0 | 350 | 0 | 1 | 0 | 0 | 0 | 0 | 0 | 0 | 0 | 0 | 0 | 0 | 0 | 2 | 2 | 2 | 2 | -2 | 0 | 1 |  | 0 | 0 | 0 | 0 | 0 | 0 | 0 | 0 | 0 | 0 | 0 | 0 | 0 | 0 | 0 | 0 | 0 | 0 | 0 | 0 | 0 | 0 | 0 | 0 | 0 | 0 | 0 | 0 | 0 | 2 | 2 | 2 | 2 | 0 | 0 | 1 |  | 1 | 1 | 1 | 1 | 1 | 1 | 5- | 5- | 4+ | 1
PG&E FRESNO | Helm | 230 | 0 | 0 | 0 | 0 | 0 | 0 | 0 | 0 | 0 | 0 | 0 | 0 | 0 | 0 | 0 | 0 | 0 | 0 | 0 | 0 |  | 0 | 0 | 0 | 0 | 0 | 0 | 0 | 0 | 0 | 0 | 0 | 0 | 0 | 0 | 0 | 0 | 0 | 0 | 0 | 0 | 0 | 0 | 0 | 0 | 0 | 0 | 0 | 0 | 0 | 0 | 0 | 0 | 0 | 0 | 0 | 0 |  | 0 | 0 | 0 | 0 | 0 | 0 | 0 | 0 | 0 | 0 | 0 | 0 | 0 | 0 | 0 | 0 | 0 | 0 | 0 | 0 | 0 | 0 | 0 | 0 | 0 | 0 | 0 | 0 | 0 | 0 | 0 | 0 | 0 | 0 | 0 | 0 |  | 0 | 0 | 0 | 0 | 0 | 0 | 0 | 0 | 0 | 0 | 0 | 0 | 0 | 0 | 0 | 0 | 0 | 0 | 0 | 0 | 0 | 0 | 0 | 0 | 0 | 0 | 0 | 0 | 0 | 0 | 0 | 0 | 0 | 0 | 0 | 0 |  | 0 | 0 | 0 | 0 | 0 | 0 | 0 | 0 | 0 | 0 | 0 | 0 | 0 | 0 | 0 | 0 | 0 | 0 | 0 | 0 | 0 | 0 | 0 | 0 | 0 | 0 | 0 | 0 | 0 | 0 | 0 | 0 | 0 | 0 | 0 | 0 |  | 1 | 1 | 1 | 1 | 1 | 1 | 1 | 1 | 1 | 0
Commercial criteria alignment analysis for the 2036 portfolio. Tab shows mapped generic resources by substation compared to commercial interest resources by the three confidence categories (Executed IA, Phase II complete, or all projects, which includes Cluster 15 application projects). Columns FQ through FY show the mapped resources alignment with the commercial interest criteria by resource type. Tab also shows comparison to projects identified as Available for Near-term Interconnection. | [23 empty] | 0 | 0 | 0 | 0 | 0 | 0 | 0 | 0 | 0 | 0 | 0 | 0 | 0 | 0 | 0 | 0 | 0 | 0 | 0 | 0 | 0 | 0 | 0 | 0 | 0 | 0 | 0 | 0 | 0 | 0 | 0 | 0 | 0 | 0 | 0 | 0 | Commercial criteria alignment analysis for the 2036 portfolio. Tab shows mapped generic resources by substation compared to commercial interest resources by the three confidence categories (Executed IA, Phase II complete, or all projects, which includes Cluster 15 application projects). Columns FQ through FY show the mapped resources alignment with the commercial interest criteria by resource type. Tab also shows comparison to projects identified as Available for Near-term Interconnection. | PG&E FRESNO | SDGE | PG&E GBA | Bannister | Ganso | Monroe | Sloan Canyon | 230 | 115 | 230 | 230 | 0 | 100 | 20 | 0 | 0 | 0 | 0 | #VALUE! | #VALUE! | #VALUE! | #VALUE! | #VALUE! | #VALUE! | #VALUE! | -2 | -2 | -2 | -2 | 0 | -2 | -2 | 0 | 0 | 0 | Commercial criteria alignment analysis for the 2036 portfolio. Tab shows mapped generic resources by substation compared to commercial interest resources by the three confidence categories (Executed IA, Phase II complete, or all projects, which includes Cluster 15 application projects). Columns FQ through FY show the mapped resources alignment with the commercial interest criteria by resource type. Tab also shows comparison to projects identified as Available for Near-term Interconnection. | [19 empty] | 0 | 0 | 0 | 0 | 0 | 0 | 0 | 0 | 0 | 0 | 0 | 0 | 0 | 0 | 0 | 0 | 0 | Commercial criteria alignment analysis for the 2036 portfolio. Tab shows mapped generic resources by substation compared to commercial interest resources by the three confidence categories (Executed IA, Phase II complete, or all projects, which includes Cluster 15 application projects). Columns FQ through FY show the mapped resources alignment with the commercial interest criteria by resource type. Tab also shows comparison to projects identified as Available for Near-term Interconnection. | PG&E FRESNO | SDGE | PG&E GBA | Bannister | Ganso | Monroe | Sloan Canyon | 230 | 115 | 230 | 230 | 0 | 100 | 20 | 0 | 0 | 0 | 0 | 0 | #VALUE! | #VALUE! | #VALUE! | #VALUE! | #VALUE! | #VALUE! | -2 | -2 | -2 | -2 | 0 | -2 | -2 | 0 | 0 | 0 | 0 | Commercial criteria alignment analysis for the 2036 portfolio. Tab shows mapped generic resources by substation compared to commercial interest resources by the three confidence categories (Executed IA, Phase II complete, or all projects, which includes Cluster 15 application projects). Columns FQ through FY show the mapped resources alignment with the commercial interest criteria by resource type. Tab also shows comparison to projects identified as Available for Near-term Interconnection.
PG&E FRESNO | Henrietta | 115 | 0 | 0 | 0 | 0 | 0 | 0 | 0 | 0 | 0 | 0 | 0 | 0 | 0 | 0 | 0 | 0 | 20 | 20 | 0 | 1 |  | 0 | 0 | 0 | 0 | 0 | 0 | 0 | 0 | 0 | 0 | 0 | 0 | 0 | 0 | 0 | 0 | 0 | 0 | 0 | 0 | 0 | 0 | 0 | 0 | 0 | 0 | 0 | 0 | 0 | 0 | 0 | 2 | 2 | 0 | 0 | 1 |  | 0 | 0 | 0 | 0 | 0 | 0 | 0 | 0 | 0 | 0 | 0 | 0 | 0 | 0 | 0 | 0 | 0 | 0 | 0 | 0 | 0 | 0 | 0 | 0 | 0 | 0 | 0 | 0 | 0 | 0 | 0 | 2 | 2 | 0 | 0 | 1 |  | 0 | 0 | 0 | 0 | 0 | 0 | 0 | 0 | 0 | 0 | 0 | 0 | 0 | 0 | 0 | 0 | 0 | 0 | 0 | 0 | 0 | 0 | 0 | 0 | 0 | 0 | 0 | 0 | 0 | 0 | 0 | 2 | 2 | 0 | 0 | 1 |  | 0 | 0 | 0 | 0 | 0 | 0 | 0 | 0 | 0 | 0 | 0 | 0 | 0 | 0 | 0 | 0 | 0 | 0 | 0 | 0 | 0 | 0 | 0 | 0 | 0 | 0 | 0 | 0 | 0 | 0 | 0 | 2 | 2 | 0 | 0 | 1 |  | 1 | 1 | 1 | 1 | 1 | 1 | 1 | 5- | 1 | 1
PG&E FRESNO | Henrietta | 230 | 0 | 0 | 0 | 0 | 0 | 0 | 0 | 0 | 0 | 0 | 0 | 0 | 0 | 0 | 0 | 0 | 314 | 314 | 0 | 1 |  | 0 | 0 | 0 | 0 | 0 | 0 | 0 | 0 | 0 | 0 | 0 | 0 | 0 | 0 | 0 | 0 | 0 | 0 | 0 | 0 | 0 | 0 | 0 | 0 | 0 | 0 | 0 | 0 | 0 | 0 | 0 | 2 | 2 | 0 | 0 | 1 |  | 0 | 0 | 0 | 0 | 0 | 0 | 0 | 0 | 0 | 0 | 0 | 0 | 0 | 0 | 0 | 0 | 0 | 0 | 0 | 0 | 0 | 0 | 0 | 0 | 0 | 0 | 0 | 0 | 0 | 0 | 0 | 2 | 2 | 0 | 0 | 1 |  | 0 | 0 | 0 | 0 | 0 | 0 | 0 | 0 | 0 | 0 | 0 | 0 | 0 | 0 | 0 | 3 | 0 | 1 | 0 | 0 | 0 | 0 | 0 | 0 | 0 | 0 | 0 | 0 | 0 | 0 | 0 | 2 | 2 | -2 | 0 | 1 |  | 0 | 0 | 0 | 0 | 0 | 0 | 0 | 0 | 0 | 0 | 0 | 0 | 0 | 0 | 0 | 0 | 0 | 0 | 0 | 0 | 0 | 0 | 0 | 0 | 0 | 0 | 0 | 0 | 0 | 0 | 0 | 2 | 2 | 0 | 0 | 1 |  | 1 | 1 | 1 | 1 | 1 | 1 | 1 | 5- | 4+ | 1
Commercial criteria alignment analysis for the 2036 portfolio. Tab shows mapped generic resources by substation compared to commercial interest resources by the three confidence categories (Executed IA, Phase II complete, or all projects, which includes Cluster 15 application projects). Columns FQ through FY show the mapped resources alignment with the commercial interest criteria by resource type. Tab also shows comparison to projects identified as Available for Near-term Interconnection. | PG&E FRESNO | SDGE | PG&E GBA | Bannister | Ganso | Monroe | Sloan Canyon | 230 | 115 | 230 | 230 | 0 | 100 | 20 | 0 | 0 | 0 | 0 | 0 | 0 | 0 | 0 | 0 | 0 | 0 | 0 | 0 | 0 | 0 | 0 | 0 | 0 | 0 | 0 | 0 | 0 | 0 | 0 | 0 | 0 | 0 | #VALUE! | #VALUE! | #VALUE! | #VALUE! | #VALUE! | #VALUE! | 2 | 2 | 2 | 2 | 2 | 0 | 0 | 0 | 0 | 0 | 0 | 1 | Commercial criteria alignment analysis for the 2036 portfolio. Tab shows mapped generic resources by substation compared to commercial interest resources by the three confidence categories (Executed IA, Phase II complete, or all projects, which includes Cluster 15 application projects). Columns FQ through FY show the mapped resources alignment with the commercial interest criteria by resource type. Tab also shows comparison to projects identified as Available for Near-term Interconnection. | [18 empty] | #VALUE! | #VALUE! | #VALUE! | #VALUE! | #VALUE! | #VALUE! | 2 | 2 | 2 | 2 | 2 | 0 | 0 | 0 | 0 | 0 | 0 | Commercial criteria alignment analysis for the 2036 portfolio. Tab shows mapped generic resources by substation compared to commercial interest resources by the three confidence categories (Executed IA, Phase II complete, or all projects, which includes Cluster 15 application projects). Columns FQ through FY show the mapped resources alignment with the commercial interest criteria by resource type. Tab also shows comparison to projects identified as Available for Near-term Interconnection. | PG&E FRESNO | SDGE | PG&E GBA | Bannister | Ganso | Monroe | Sloan Canyon | 230 | 115 | 230 | 230 | 0 | 100 | 20 | 0 | 0 | 0 | 0 | 0 | #VALUE! | #VALUE! | #VALUE! | #VALUE! | #VALUE! | #VALUE! | 0 | 2 | 0 | -2 | 2 | -2 | -2 | 0 | 0 | 0 | 0 | Commercial criteria alignment analysis for the 2036 portfolio. Tab shows mapped generic resources by substation compared to commercial interest resources by the three confidence categories (Executed IA, Phase II complete, or all projects, which includes Cluster 15 application projects). Columns FQ through FY show the mapped resources alignment with the commercial interest criteria by resource type. Tab also shows comparison to projects identified as Available for Near-term Interconnection. | [19 empty] | #VALUE! | #VALUE! | #VALUE! | #VALUE! | #VALUE! | #VALUE! | 2 | 2 | 2 | 2 | 2 | 0 | 0 | 0 | 0 | 0 | 0 | Commercial criteria alignment analysis for the 2036 portfolio. Tab shows mapped generic resources by substation compared to commercial interest resources by the three confidence categories (Executed IA, Phase II complete, or all projects, which includes Cluster 15 application projects). Columns FQ through FY show the mapped resources alignment with the commercial interest criteria by resource type. Tab also shows comparison to projects identified as Available for Near-term Interconnection. | PG&E FRESNO | SDGE | PG&E GBA | Bannister | Ganso | Monroe | Sloan Canyon | 230 | 115 | 230 | 230
PG&E FRESNO | Herndon | 115 | 0 | 0 | 0 | 0 | 0 | 0 | 0 | 0 | 0 | 0 | 0 | 0 | 0 | 0 | 0 | 0 | 0 | 0 | 0 | 0 |  | 0 | 0 | 0 | 0 | 0 | 0 | 0 | 0 | 0 | 0 | 0 | 0 | 0 | 0 | 0 | 0 | 0 | 0 | 0 | 0 | 0 | 0 | 0 | 0 | 0 | 0 | 0 | 0 | 0 | 0 | 0 | 0 | 0 | 0 | 0 | 0 |  | 0 | 0 | 0 | 0 | 0 | 0 | 0 | 0 | 0 | 0 | 0 | 0 | 0 | 0 | 0 | 0 | 0 | 0 | 0 | 0 | 0 | 0 | 0 | 0 | 0 | 0 | 0 | 0 | 0 | 0 | 0 | 0 | 0 | 0 | 0 | 0 |  | 0 | 0 | 0 | 0 | 0 | 0 | 0 | 0 | 0 | 0 | 0 | 0 | 0 | 0 | 0 | 0 | 0 | 0 | 0 | 0 | 0 | 0 | 0 | 0 | 0 | 0 | 0 | 0 | 0 | 0 | 0 | 0 | 0 | 0 | 0 | 0 |  | 0 | 0 | 0 | 0 | 0 | 0 | 0 | 0 | 0 | 0 | 0 | 0 | 0 | 0 | 0 | 0 | 0 | 0 | 0 | 0 | 0 | 0 | 0 | 0 | 0 | 0 | 0 | 0 | 0 | 0 | 0 | 0 | 0 | 0 | 0 | 0 |  | 1 | 1 | 1 | 1 | 1 | 1 | 1 | 1 | 1 | 0
PG&E FRESNO | Herndon | 230 | 0 | 0 | 0 | 0 | 0 | 0 | 0 | 0 | 0 | 0 | 0 | 0 | 0 | 0 | 0 | 0 | 0 | 0 | 0 | 0 |  | 0 | 0 | 0 | 0 | 0 | 0 | 0 | 0 | 0 | 0 | 0 | 0 | 0 | 0 | 0 | 0 | 0 | 0 | 0 | 0 | 0 | 0 | 0 | 0 | 0 | 0 | 0 | 0 | 0 | 0 | 0 | 0 | 0 | 0 | 0 | 0 |  | 0 | 0 | 0 | 0 | 0 | 0 | 0 | 0 | 0 | 0 | 0 | 0 | 0 | 0 | 0 | 0 | 0 | 0 | 0 | 0 | 0 | 0 | 0 | 0 | 0 | 0 | 0 | 0 | 0 | 0 | 0 | 0 | 0 | 0 | 0 | 0 |  | 0 | 0 | 0 | 0 | 0 | 0 | 0 | 0 | 0 | 0 | 0 | 0 | 0 | 0 | 0 | 0 | 0 | 0 | 0 | 0 | 0 | 0 | 0 | 0 | 0 | 0 | 0 | 0 | 0 | 0 | 0 | 0 | 0 | 0 | 0 | 0 |  | 0 | 0 | 0 | 0 | 0 | 0 | 0 | 0 | 0 | 0 | 0 | 0 | 0 | 0 | 0 | 0 | 0 | 0 | 0 | 0 | 0 | 0 | 0 | 0 | 0 | 0 | 0 | 0 | 0 | 0 | 0 | 0 | 0 | 0 | 0 | 0 |  | 1 | 1 | 1 | 1 | 1 | 1 | 1 | 1 | 1 | 0
PG&E GBA | Hicks | 230 | 0 | 0 | 0 | 0 | 0 | 0 | 0 | 0 | 0 | 0 | 0 | 0 | 0 | 0 | 0 | 0 | 0 | 0 | 0 | 0 |  | 0 | 0 | 0 | 0 | 0 | 0 | 0 | 0 | 0 | 0 | 0 | 0 | 0 | 0 | 0 | 0 | 0 | 0 | 0 | 0 | 0 | 0 | 0 | 0 | 0 | 0 | 0 | 0 | 0 | 0 | 0 | 0 | 0 | 0 | 0 | 0 |  | 0 | 0 | 0 | 0 | 0 | 0 | 0 | 0 | 0 | 0 | 0 | 0 | 0 | 0 | 0 | 0 | 0 | 0 | 0 | 0 | 0 | 0 | 0 | 0 | 0 | 0 | 0 | 0 | 0 | 0 | 0 | 0 | 0 | 0 | 0 | 0 |  | 0 | 0 | 0 | 0 | 0 | 0 | 0 | 0 | 0 | 0 | 0 | 0 | 0 | 0 | 0 | 0 | 0 | 0 | 0 | 0 | 0 | 0 | 0 | 0 | 0 | 0 | 0 | 0 | 0 | 0 | 0 | 0 | 0 | 0 | 0 | 0 |  | 0 | 0 | 0 | 0 | 0 | 0 | 0 | 0 | 0 | 0 | 0 | 0 | 0 | 0 | 0 | 0 | 0 | 0 | 0 | 0 | 0 | 0 | 0 | 0 | 0 | 0 | 0 | 0 | 0 | 0 | 0 | 0 | 0 | 0 | 0 | 0 |  | 1 | 1 | 1 | 1 | 1 | 1 | 1 | 1 | 1 | 0
PG&E NGBA | Higgins | 115 | 0 | 0 | 0 | 0 | 0 | 0 | 0 | 0 | 0 | 0 | 0 | 0 | 0 | 0 | 0 | 0 | 0 | 0 | 0 | 0 |  | 0 | 0 | 0 | 0 | 0 | 0 | 0 | 0 | 0 | 0 | 0 | 0 | 0 | 0 | 0 | 0 | 0 | 0 | 0 | 0 | 0 | 0 | 0 | 0 | 0 | 0 | 0 | 0 | 0 | 0 | 0 | 0 | 0 | 0 | 0 | 0 |  | 0 | 0 | 0 | 0 | 0 | 0 | 0 | 0 | 0 | 0 | 0 | 0 | 0 | 0 | 0 | 0 | 0 | 0 | 0 | 0 | 0 | 0 | 0 | 0 | 0 | 0 | 0 | 0 | 0 | 0 | 0 | 0 | 0 | 0 | 0 | 0 |  | 0 | 0 | 0 | 0 | 0 | 0 | 0 | 0 | 0 | 0 | 0 | 0 | 0 | 0 | 0 | 0 | 0 | 0 | 0 | 0 | 0 | 0 | 0 | 0 | 0 | 0 | 0 | 0 | 0 | 0 | 0 | 0 | 0 | 0 | 0 | 0 |  | 0 | 0 | 0 | 0 | 0 | 0 | 0 | 0 | 0 | 0 | 0 | 0 | 0 | 0 | 0 | 0 | 0 | 0 | 0 | 0 | 0 | 0 | 0 | 0 | 0 | 0 | 0 | 0 | 0 | 0 | 0 | 0 | 0 | 0 | 0 | 0 |  | 1 | 1 | 1 | 1 | 1 | 1 | 1 | 1 | 1 | 0
PG&E NGBA | Hilltop | 345 | 159 | 0 | 0 | 0 | 0 | 0 | 0 | 0 | 0 | 0 | 0 | 0 | 0 | 0 | 0 | 0 | 0 | 0 | 0 | 1 |  | 0 | 0 | 0 | 0 | 0 | 0 | 0 | 0 | 0 | 0 | 0 | 0 | 0 | 0 | 0 | 0 | 0 | 0 | 2 | 2 | 0 | 0 | 0 | 0 | 0 | 0 | 0 | 0 | 0 | 0 | 0 | 0 | 0 | 0 | 0 | 1 |  | 0 | 0 | 0 | 0 | 0 | 0 | 0 | 0 | 0 | 0 | 0 | 0 | 0 | 0 | 0 | 0 | 0 | 0 | 2 | 2 | 0 | 0 | 0 | 0 | 0 | 0 | 0 | 0 | 0 | 0 | 0 | 0 | 0 | 0 | 0 | 1 |  | 0 | 0 | 0 | 0 | 0 | 0 | 0 | 0 | 0 | 0 | 0 | 0 | 0 | 0 | 0 | 0 | 0 | 0 | 2 | 2 | 0 | 0 | 0 | 0 | 0 | 0 | 0 | 0 | 0 | 0 | 0 | 0 | 0 | 0 | 0 | 1 |  | 0 | 0 | 0 | 0 | 0 | 0 | 0 | 0 | 0 | 0 | 0 | 0 | 0 | 0 | 0 | 0 | 0 | 0 | 2 | 2 | 0 | 0 | 0 | 0 | 0 | 0 | 0 | 0 | 0 | 0 | 0 | 0 | 0 | 0 | 0 | 1 |  | 5- | 1 | 1 | 1 | 1 | 1 | 1 | 1 | 1 | 1
Commercial criteria alignment analysis for the 2036 portfolio. Tab shows mapped generic resources by substation compared to commercial interest resources by the three confidence categories (Executed IA, Phase II complete, or all projects, which includes Cluster 15 application projects). Columns FQ through FY show the mapped resources alignment with the commercial interest criteria by resource type. Tab also shows comparison to projects identified as Available for Near-term Interconnection. | [23 empty] | 0 | 0 | 0 | 0 | 0 | 0 | 0 | 0 | 0 | 0 | 0 | 0 | 0 | 0 | 0 | 0 | 0 | 0 | 0 | 0 | 0 | 0 | 0 | 0 | 0 | 0 | 0 | 0 | 0 | 0 | 0 | 0 | 0 | 0 | 0 | 0 | Commercial criteria alignment analysis for the 2036 portfolio. Tab shows mapped generic resources by substation compared to commercial interest resources by the three confidence categories (Executed IA, Phase II complete, or all projects, which includes Cluster 15 application projects). Columns FQ through FY show the mapped resources alignment with the commercial interest criteria by resource type. Tab also shows comparison to projects identified as Available for Near-term Interconnection. | PG&E FRESNO | SDGE | PG&E GBA | Bannister | Ganso | Monroe | Sloan Canyon | 230 | 115 | 230 | 230 | 0 | 100 | 20 | 0 | 0 | 0 | 0 | #VALUE! | #VALUE! | #VALUE! | #VALUE! | #VALUE! | #VALUE! | #VALUE! | -2 | -2 | -2 | -2 | 0 | -2 | -2 | 0 | 0 | 0 | Commercial criteria alignment analysis for the 2036 portfolio. Tab shows mapped generic resources by substation compared to commercial interest resources by the three confidence categories (Executed IA, Phase II complete, or all projects, which includes Cluster 15 application projects). Columns FQ through FY show the mapped resources alignment with the commercial interest criteria by resource type. Tab also shows comparison to projects identified as Available for Near-term Interconnection. | [19 empty] | 0 | 0 | 0 | 0 | 0 | 0 | 0 | 0 | 0 | 0 | 0 | 0 | 0 | 0 | 0 | 0 | 0 | Commercial criteria alignment analysis for the 2036 portfolio. Tab shows mapped generic resources by substation compared to commercial interest resources by the three confidence categories (Executed IA, Phase II complete, or all projects, which includes Cluster 15 application projects). Columns FQ through FY show the mapped resources alignment with the commercial interest criteria by resource type. Tab also shows comparison to projects identified as Available for Near-term Interconnection. | PG&E FRESNO | SDGE | PG&E GBA | Bannister | Ganso | Monroe | Sloan Canyon | 230 | 115 | 230 | 230 | 0 | 100 | 20 | 0 | 0 | 0 | 0 | 0 | #VALUE! | #VALUE! | #VALUE! | #VALUE! | #VALUE! | #VALUE! | -2 | -2 | -2 | -2 | 0 | -2 | -2 | 0 | 0 | 0 | 0 | Commercial criteria alignment analysis for the 2036 portfolio. Tab shows mapped generic resources by substation compared to commercial interest resources by the three confidence categories (Executed IA, Phase II complete, or all projects, which includes Cluster 15 application projects). Columns FQ through FY show the mapped resources alignment with the commercial interest criteria by resource type. Tab also shows comparison to projects identified as Available for Near-term Interconnection.
[23 empty] | Available for Near-term Interconnection | 0 | 0 | 0 | 0 | 0 | 0 | 0 | 0 | 0 | 0 | 0 | 0 | 0 | 0 | 0 | 0 | 0 | 0 | 0 | 0 | 0 | 0 | 0 | 0 | 0 | 0 | 0 | 0 | 0 | 0 | 0 | 0 | 0 | 0 | 0 | 0 |  | SCE Metro | PG&E NGBA | PG&E GBA | Barre | Gates | Monserate | Sloan Canyon | 230 | 230 | 500 | 230 | 0 | 0 | 0 | 0 | 0 | 0 | 0 | #VALUE! | #VALUE! | #VALUE! | #VALUE! | #VALUE! | #VALUE! | #VALUE! | -2 | -2 | -2 | -2 | 0 | 0 | 0 | 0 | 0 | 0 | [20 empty] | 0 | 0 | 0 | 0 | 0 | 0 | 0 | 0 | 0 | 0 | 0 | 0 | 0 | 0 | 0 | 0 | 0 |  | SCE Metro | PG&E NGBA | PG&E GBA | Barre | Gates | Monserate | Sloan Canyon | 230 | 230 | 500 | 230 | 0 | 0 | 0 | 0 | 0 | 0 | 0 | 0 | #VALUE! | #VALUE! | #VALUE! | #VALUE! | #VALUE! | #VALUE! | -2 | -2 | -2 | -2 | 0 | 0 | 0 | 0 | 0 | 0 | 0
PG&E NGBA | Homestake | 115 | 0 | 0 | 0 | 0 | 0 | 0 | 0 | 0 | 0 | 0 | 0 | 0 | 0 | 0 | 0 | 0 | 0 | 0 | 0 | 0 |  | 0 | 0 | 0 | 0 | 0 | 0 | 0 | 0 | 0 | 0 | 0 | 0 | 0 | 0 | 0 | 0 | 0 | 0 | 0 | 0 | 0 | 0 | 0 | 0 | 0 | 0 | 0 | 0 | 0 | 0 | 0 | 0 | 0 | 0 | 0 | 0 |  | 0 | 0 | 0 | 0 | 0 | 0 | 0 | 0 | 0 | 0 | 0 | 0 | 0 | 0 | 0 | 0 | 0 | 0 | 0 | 0 | 0 | 0 | 0 | 0 | 0 | 0 | 0 | 0 | 0 | 0 | 0 | 0 | 0 | 0 | 0 | 0 |  | 0 | 0 | 0 | 0 | 0 | 0 | 0 | 0 | 0 | 0 | 0 | 0 | 0 | 0 | 0 | 0 | 0 | 0 | 0 | 0 | 0 | 0 | 0 | 0 | 0 | 0 | 0 | 0 | 0 | 0 | 0 | 0 | 0 | 0 | 0 | 0 |  | 0 | 0 | 0 | 0 | 0 | 0 | 0 | 0 | 0 | 0 | 0 | 0 | 0 | 0 | 0 | 0 | 0 | 0 | 0 | 0 | 0 | 0 | 0 | 0 | 0 | 0 | 0 | 0 | 0 | 0 | 0 | 0 | 0 | 0 | 0 | 0 |  | 1 | 1 | 1 | 1 | 1 | 1 | 1 | 1 | 1 | 0
Commercial criteria alignment analysis for the 2036 portfolio. Tab shows mapped generic resources by substation compared to commercial interest resources by the three confidence categories (Executed IA, Phase II complete, or all projects, which includes Cluster 15 application projects). Columns FQ through FY show the mapped resources alignment with the commercial interest criteria by resource type. Tab also shows comparison to projects identified as Available for Near-term Interconnection. | PG&E FRESNO | SDGE | PG&E GBA | Bannister | Ganso | Monroe | Sloan Canyon | 230 | 115 | 230 | 230 | 0 | 100 | 20 | 0 | 0 | 0 | 0 | 0 | 0 | 0 | 0 | 0 | 0 | 0 | 0 | 0 | 0 | 0 | 0 | 0 | 0 | 0 | 0 | 0 | 0 | 0 | 0 | 0 | 0 | 0 | #VALUE! | #VALUE! | #VALUE! | #VALUE! | #VALUE! | #VALUE! | 2 | 2 | 2 | 2 | 2 | 0 | 0 | 0 | 0 | 0 | 0 | 1 | Commercial criteria alignment analysis for the 2036 portfolio. Tab shows mapped generic resources by substation compared to commercial interest resources by the three confidence categories (Executed IA, Phase II complete, or all projects, which includes Cluster 15 application projects). Columns FQ through FY show the mapped resources alignment with the commercial interest criteria by resource type. Tab also shows comparison to projects identified as Available for Near-term Interconnection. | [18 empty] | #VALUE! | #VALUE! | #VALUE! | #VALUE! | #VALUE! | #VALUE! | 2 | 2 | 2 | 2 | 2 | 0 | 0 | 0 | 0 | 0 | 0 | Commercial criteria alignment analysis for the 2036 portfolio. Tab shows mapped generic resources by substation compared to commercial interest resources by the three confidence categories (Executed IA, Phase II complete, or all projects, which includes Cluster 15 application projects). Columns FQ through FY show the mapped resources alignment with the commercial interest criteria by resource type. Tab also shows comparison to projects identified as Available for Near-term Interconnection. | PG&E FRESNO | SDGE | PG&E GBA | Bannister | Ganso | Monroe | Sloan Canyon | 230 | 115 | 230 | 230 | 0 | 100 | 20 | 0 | 0 | 0 | 0 | 0 | #VALUE! | #VALUE! | #VALUE! | #VALUE! | #VALUE! | #VALUE! | 0 | 2 | 0 | -2 | 2 | -2 | -2 | 0 | 0 | 0 | 0 | Commercial criteria alignment analysis for the 2036 portfolio. Tab shows mapped generic resources by substation compared to commercial interest resources by the three confidence categories (Executed IA, Phase II complete, or all projects, which includes Cluster 15 application projects). Columns FQ through FY show the mapped resources alignment with the commercial interest criteria by resource type. Tab also shows comparison to projects identified as Available for Near-term Interconnection. | [19 empty] | #VALUE! | #VALUE! | #VALUE! | #VALUE! | #VALUE! | #VALUE! | 2 | 2 | 2 | 2 | 2 | 0 | 0 | 0 | 0 | 0 | 0 | Commercial criteria alignment analysis for the 2036 portfolio. Tab shows mapped generic resources by substation compared to commercial interest resources by the three confidence categories (Executed IA, Phase II complete, or all projects, which includes Cluster 15 application projects). Columns FQ through FY show the mapped resources alignment with the commercial interest criteria by resource type. Tab also shows comparison to projects identified as Available for Near-term Interconnection. | PG&E FRESNO | SDGE | PG&E GBA | Bannister | Ganso | Monroe | Sloan Canyon | 230 | 115 | 230 | 230
| SCE Metro | PG&E NGBA | PG&E GBA | Barre | Gates | Monserate | Sloan Canyon | 230 | 230 | 500 | 230 | 0 | 0 | 0 | 0 | 0 | 0 | 0 | 0 | 0 | 0 | 0 | 0 | 0 | 0 | 0 | 0 | 0 | 0 | 0 | 0 | 0 | 0 | 0 | 0 | 0 | 0 | 0 | 0 | 0 | 0 | #VALUE! | #VALUE! | #VALUE! | #VALUE! | #VALUE! | #VALUE! | 2 | 2 | 2 | 0 | 0 | 0 | 0 | 0 | 0 | 0 | 0 | 1 | [19 empty] | #VALUE! | #VALUE! | #VALUE! | #VALUE! | #VALUE! | #VALUE! | 2 | 2 | 2 | 0 | 0 | 0 | 0 | 0 | 0 | 0 | 0 |  | SCE Metro | PG&E NGBA | PG&E GBA | Barre | Gates | Monserate | Sloan Canyon | 230 | 230 | 500 | 230 | 0 | 0 | 0 | 0 | 0 | 0 | 0 | 0 | #VALUE! | #VALUE! | #VALUE! | #VALUE! | #VALUE! | #VALUE! | 0 | 2 | -2 | -2 | 0 | 0 | 0 | 0 | 0 | 0 | 0 | [20 empty] | #VALUE! | #VALUE! | #VALUE! | #VALUE! | #VALUE! | #VALUE! | 2 | 2 | 2 | 0 | 0 | 0 | 0 | 0 | 0 | 0 | 0 |  | SCE Metro | PG&E NGBA | PG&E GBA | Barre | Gates | Monserate | Sloan Canyon | 230 | 230 | 500 | 230
PG&E NGBA | Hopland | 115 | 0 | 0 | 0 | 0 | 0 | 0 | 0 | 0 | 0 | 0 | 0 | 0 | 0 | 0 | 0 | 0 | 0 | 0 | 0 | 0 |  | 0 | 0 | 0 | 0 | 0 | 0 | 0 | 0 | 0 | 0 | 0 | 0 | 0 | 0 | 0 | 0 | 0 | 0 | 0 | 0 | 0 | 0 | 0 | 0 | 0 | 0 | 0 | 0 | 0 | 0 | 0 | 0 | 0 | 0 | 0 | 0 |  | 0 | 0 | 0 | 0 | 0 | 0 | 0 | 0 | 0 | 0 | 0 | 0 | 0 | 0 | 0 | 0 | 0 | 0 | 0 | 0 | 0 | 0 | 0 | 0 | 0 | 0 | 0 | 0 | 0 | 0 | 0 | 0 | 0 | 0 | 0 | 0 |  | 0 | 0 | 0 | 0 | 0 | 0 | 0 | 0 | 0 | 0 | 0 | 0 | 0 | 0 | 0 | 0.72 | 0 | 1 | 0 | 0 | 0 | 0 | 0 | 0 | 0 | 0 | 0 | 0 | 0 | 0 | 0 | 0 | 0 | -2 | 0 | 1 |  | 0 | 0 | 0 | 0 | 0 | 0 | 0 | 0 | 0 | 0 | 0 | 0 | 0 | 0 | 0 | 0 | 0 | 0 | 0 | 0 | 0 | 0 | 0 | 0 | 0 | 0 | 0 | 0 | 0 | 0 | 0 | 0 | 0 | 0 | 0 | 0 |  | 1 | 1 | 1 | 1 | 1 | 1 | 1 | 1 | 4+ | 1
PG&E NGBA | Hopland | 60 | 0 | 0 | 0 | 0 | 0 | 0 | 0 | 0 | 0 | 0 | 0 | 0 | 0 | 0 | 0 | 0 | 0 | 0 | 0 | 0 |  | 0 | 0 | 0 | 0 | 0 | 0 | 0 | 0 | 0 | 0 | 0 | 0 | 0 | 0 | 0 | 0 | 0 | 0 | 0 | 0 | 0 | 0 | 0 | 0 | 0 | 0 | 0 | 0 | 0 | 0 | 0 | 0 | 0 | 0 | 0 | 0 |  | 0 | 0 | 0 | 0 | 0 | 0 | 0 | 0 | 0 | 0 | 0 | 0 | 0 | 0 | 0 | 0 | 0 | 0 | 0 | 0 | 0 | 0 | 0 | 0 | 0 | 0 | 0 | 0 | 0 | 0 | 0 | 0 | 0 | 0 | 0 | 0 |  | 0 | 0 | 0 | 0 | 0 | 0 | 0 | 0 | 0 | 0 | 0 | 0 | 0 | 0 | 0 | 0 | 0 | 0 | 0 | 0 | 0 | 0 | 0 | 0 | 0 | 0 | 0 | 0 | 0 | 0 | 0 | 0 | 0 | 0 | 0 | 0 |  | 0 | 0 | 0 | 0 | 0 | 0 | 0 | 0 | 0 | 0 | 0 | 0 | 0 | 0 | 0 | 0 | 0 | 0 | 0 | 0 | 0 | 0 | 0 | 0 | 0 | 0 | 0 | 0 | 0 | 0 | 0 | 0 | 0 | 0 | 0 | 0 |  | 1 | 1 | 1 | 1 | 1 | 1 | 1 | 1 | 1 | 0
PG&E NGBA | Humboldt | 115 | 0 | 0 | 0 | 0 | 0 | 0 | 0 | 0 | 0 | 0 | 0 | 0 | 0 | 0 | 0 | 0 | 0 | 0 | 0 | 0 |  | 0 | 0 | 0 | 0 | 0 | 0 | 0 | 0 | 0 | 161.925 | 0 | 0 | 0 | 0 | 0 | 0 | 0 | 1 | 0 | 0 | 0 | 0 | 0 | 0 | 0 | 0 | 0 | -2 | 0 | 0 | 0 | 0 | 0 | 0 | 0 | 1 |  | 0 | 0 | 0 | 0 | 0 | 0 | 0 | 0 | 0 | 0 | 0 | 0 | 0 | 0 | 0 | 0 | 0 | 0 | 0 | 0 | 0 | 0 | 0 | 0 | 0 | 0 | 0 | 0 | 0 | 0 | 0 | 0 | 0 | 0 | 0 | 0 |  | 0 | 0 | 0 | 0 | 0 | 161.925 | 0 | 0 | 0 | 0 | 0 | 0 | 0 | 0 | 0 | 0 | 0 | 1 | 0 | 0 | 0 | 0 | 0 | -2 | 0 | 0 | 0 | 0 | 0 | 0 | 0 | 0 | 0 | 0 | 0 | 1 |  | 0 | 0 | 0 | 0 | 0 | 0 | 0 | 0 | 0 | 0 | 0 | 0 | 0 | 0 | 0 | 0 | 0 | 0 | 0 | 0 | 0 | 0 | 0 | 0 | 0 | 0 | 0 | 0 | 0 | 0 | 0 | 0 | 0 | 0 | 0 | 0 |  | 1 | 1 | 2+ | 1 | 1 | 1 | 1 | 1 | 1 | 1
PG&E NGBA | Humboldt | 60 | 0 | 0 | 0 | 0 | 0 | 0 | 0 | 0 | 0 | 0 | 0 | 0 | 0 | 0 | 0 | 0 | 0 | 0 | 0 | 0 |  | 0 | 0 | 0 | 0 | 0 | 0 | 0 | 0 | 0 | 0 | 0 | 0 | 0 | 0 | 0 | 0 | 0 | 0 | 0 | 0 | 0 | 0 | 0 | 0 | 0 | 0 | 0 | 0 | 0 | 0 | 0 | 0 | 0 | 0 | 0 | 0 |  | 0 | 0 | 0 | 0 | 0 | 0 | 0 | 0 | 0 | 0 | 0 | 0 | 0 | 0 | 0 | 0 | 0 | 0 | 0 | 0 | 0 | 0 | 0 | 0 | 0 | 0 | 0 | 0 | 0 | 0 | 0 | 0 | 0 | 0 | 0 | 0 |  | 0 | 0 | 0 | 0 | 0 | 0 | 0 | 0 | 0 | 0 | 0 | 0 | 0 | 0 | 0 | 0 | 0 | 0 | 0 | 0 | 0 | 0 | 0 | 0 | 0 | 0 | 0 | 0 | 0 | 0 | 0 | 0 | 0 | 0 | 0 | 0 |  | 0 | 0 | 0 | 0 | 0 | 0 | 0 | 0 | 0 | 0 | 0 | 0 | 0 | 0 | 0 | 0 | 0 | 0 | 0 | 0 | 0 | 0 | 0 | 0 | 0 | 0 | 0 | 0 | 0 | 0 | 0 | 0 | 0 | 0 | 0 | 0 |  | 1 | 1 | 1 | 1 | 1 | 1 | 1 | 1 | 1 | 0
PG&E NGBA | Humboldt | 500 | 0 | 0 | 0 | 0 | 0 | 0 | 0 | 0 | 0 | 0 | 0 | 0 | 0 | 457.3 | 457.3 | 0 | 0 | 0 | 0 | 1 |  | 0 | 0 | 0 | 0 | 0 | 0 | 0 | 0 | 0 | 0 | 0 | 0 | 0 | 0 | 0 | 0 | 0 | 0 | 0 | 0 | 0 | 0 | 0 | 0 | 0 | 0 | 0 | 0 | 0 | 0 | 2 | 0 | 0 | 0 | 0 | 1 |  | 0 | 0 | 0 | 0 | 0 | 0 | 0 | 0 | 0 | 0 | 0 | 0 | 0 | 0 | 0 | 0 | 0 | 0 | 0 | 0 | 0 | 0 | 0 | 0 | 0 | 0 | 0 | 0 | 0 | 0 | 2 | 0 | 0 | 0 | 0 | 1 |  | 0 | 0 | 0 | 0 | 0 | 0 | 0 | 0 | 0 | 0 | 0 | 0 | 0 | 0 | 0 | 0 | 0 | 0 | 0 | 0 | 0 | 0 | 0 | 0 | 0 | 0 | 0 | 0 | 0 | 0 | 2 | 0 | 0 | 0 | 0 | 1 |  | 0 | 0 | 0 | 0 | 0 | 0 | 0 | 0 | 0 | 0 | 0 | 0 | 0 | 0 | 0 | 0 | 0 | 0 | 0 | 0 | 0 | 0 | 0 | 0 | 0 | 0 | 0 | 0 | 0 | 0 | 2 | 0 | 0 | 0 | 0 | 1 |  | 1 | 1 | 1 | 1 | 1 | 1 | 5- | 1 | 1 | 1
SCE Metro | Huntington Beach | 230 | 0 | 0 | 0 | 0 | 0 | 0 | 0 | 0 | 0 | 0 | 0 | 0 | 0 | 0 | 0 | 0 | 0 | 0 | 0 | 0 |  | 0 | 0 | 0 | 0 | 0 | 0 | 0 | 0 | 0 | 0 | 0 | 0 | 0 | 0 | 0 | 0 | 0 | 0 | 0 | 0 | 0 | 0 | 0 | 0 | 0 | 0 | 0 | 0 | 0 | 0 | 0 | 0 | 0 | 0 | 0 | 0 |  | 0 | 0 | 0 | 0 | 0 | 0 | 0 | 0 | 0 | 0 | 0 | 0 | 0 | 0 | 0 | 0 | 0 | 0 | 0 | 0 | 0 | 0 | 0 | 0 | 0 | 0 | 0 | 0 | 0 | 0 | 0 | 0 | 0 | 0 | 0 | 0 |  | 0 | 0 | 0 | 0 | 0 | 0 | 0 | 0 | 0 | 0 | 0 | 0 | 0 | 0 | 0 | 0 | 0 | 0 | 0 | 0 | 0 | 0 | 0 | 0 | 0 | 0 | 0 | 0 | 0 | 0 | 0 | 0 | 0 | 0 | 0 | 0 |  | 0 | 0 | 0 | 0 | 0 | 0 | 0 | 0 | 0 | 0 | 0 | 0 | 0 | 0 | 0 | 0 | 0 | 0 | 0 | 0 | 0 | 0 | 0 | 0 | 0 | 0 | 0 | 0 | 0 | 0 | 0 | 0 | 0 | 0 | 0 | 0 |  | 1 | 1 | 1 | 1 | 1 | 1 | 1 | 1 | 1 | 0
Commercial criteria alignment analysis for the 2036 portfolio. Tab shows mapped generic resources by substation compared to commercial interest resources by the three confidence categories (Executed IA, Phase II complete, or all projects, which includes Cluster 15 application projects). Columns FQ through FY show the mapped resources alignment with the commercial interest criteria by resource type. Tab also shows comparison to projects identified as Available for Near-term Interconnection. | [23 empty] | 0 | 0 | 0 | 0 | 0 | 0 | 0 | 0 | 0 | 0 | 0 | 0 | 0 | 0 | 0 | 0 | 0 | 0 | 0 | 0 | 0 | 0 | 0 | 0 | 0 | 0 | 0 | 0 | 0 | 0 | 0 | 0 | 0 | 0 | 0 | 0 | Commercial criteria alignment analysis for the 2036 portfolio. Tab shows mapped generic resources by substation compared to commercial interest resources by the three confidence categories (Executed IA, Phase II complete, or all projects, which includes Cluster 15 application projects). Columns FQ through FY show the mapped resources alignment with the commercial interest criteria by resource type. Tab also shows comparison to projects identified as Available for Near-term Interconnection. | PG&E FRESNO | SDGE | PG&E GBA | Bannister | Ganso | Monroe | Sloan Canyon | 230 | 115 | 230 | 230 | 0 | 100 | 20 | 0 | 0 | 0 | 0 | #VALUE! | #VALUE! | #VALUE! | #VALUE! | #VALUE! | #VALUE! | #VALUE! | -2 | -2 | -2 | -2 | 0 | -2 | -2 | 0 | 0 | 0 | Commercial criteria alignment analysis for the 2036 portfolio. Tab shows mapped generic resources by substation compared to commercial interest resources by the three confidence categories (Executed IA, Phase II complete, or all projects, which includes Cluster 15 application projects). Columns FQ through FY show the mapped resources alignment with the commercial interest criteria by resource type. Tab also shows comparison to projects identified as Available for Near-term Interconnection. | [19 empty] | 0 | 0 | 0 | 0 | 0 | 0 | 0 | 0 | 0 | 0 | 0 | 0 | 0 | 0 | 0 | 0 | 0 | Commercial criteria alignment analysis for the 2036 portfolio. Tab shows mapped generic resources by substation compared to commercial interest resources by the three confidence categories (Executed IA, Phase II complete, or all projects, which includes Cluster 15 application projects). Columns FQ through FY show the mapped resources alignment with the commercial interest criteria by resource type. Tab also shows comparison to projects identified as Available for Near-term Interconnection. | PG&E FRESNO | SDGE | PG&E GBA | Bannister | Ganso | Monroe | Sloan Canyon | 230 | 115 | 230 | 230 | 0 | 100 | 20 | 0 | 0 | 0 | 0 | 0 | #VALUE! | #VALUE! | #VALUE! | #VALUE! | #VALUE! | #VALUE! | -2 | -2 | -2 | -2 | 0 | -2 | -2 | 0 | 0 | 0 | 0 | Commercial criteria alignment analysis for the 2036 portfolio. Tab shows mapped generic resources by substation compared to commercial interest resources by the three confidence categories (Executed IA, Phase II complete, or all projects, which includes Cluster 15 application projects). Columns FQ through FY show the mapped resources alignment with the commercial interest criteria by resource type. Tab also shows comparison to projects identified as Available for Near-term Interconnection.
PG&E NGBA | Ignacio | 230 | 0 | 0 | 0 | 0 | 0 | 0 | 0 | 0 | 0 | 0 | 0 | 0 | 0 | 0 | 0 | 0 | 0 | 0 | 0 | 0 |  | 0 | 0 | 0 | 0 | 0 | 0 | 0 | 0 | 0 | 0 | 0 | 0 | 0 | 0 | 0 | 0 | 0 | 0 | 0 | 0 | 0 | 0 | 0 | 0 | 0 | 0 | 0 | 0 | 0 | 0 | 0 | 0 | 0 | 0 | 0 | 0 |  | 0 | 0 | 0 | 0 | 0 | 0 | 0 | 0 | 0 | 0 | 0 | 0 | 0 | 0 | 0 | 0 | 0 | 0 | 0 | 0 | 0 | 0 | 0 | 0 | 0 | 0 | 0 | 0 | 0 | 0 | 0 | 0 | 0 | 0 | 0 | 0 |  | 0 | 0 | 0 | 0 | 0 | 0 | 0 | 0 | 0 | 0 | 0 | 0 | 0 | 0 | 0 | 0 | 0 | 0 | 0 | 0 | 0 | 0 | 0 | 0 | 0 | 0 | 0 | 0 | 0 | 0 | 0 | 0 | 0 | 0 | 0 | 0 |  | 0 | 0 | 0 | 0 | 0 | 0 | 0 | 0 | 0 | 0 | 0 | 0 | 0 | 0 | 0 | 0 | 0 | 0 | 0 | 0 | 0 | 0 | 0 | 0 | 0 | 0 | 0 | 0 | 0 | 0 | 0 | 0 | 0 | 0 | 0 | 0 |  | 1 | 1 | 1 | 1 | 1 | 1 | 1 | 1 | 1 | 0
PG&E NGBA | Ignacio | 60 | 0 | 0 | 0 | 0 | 0 | 0 | 0 | 0 | 0 | 0 | 0 | 0 | 0 | 0 | 0 | 0 | 0 | 0 | 0 | 0 |  | 0 | 0 | 0 | 0 | 0 | 0 | 0 | 0 | 0 | 0 | 0 | 0 | 0 | 0 | 0 | 0 | 0 | 0 | 0 | 0 | 0 | 0 | 0 | 0 | 0 | 0 | 0 | 0 | 0 | 0 | 0 | 0 | 0 | 0 | 0 | 0 |  | 0 | 0 | 0 | 0 | 0 | 0 | 0 | 0 | 0 | 0 | 0 | 0 | 0 | 0 | 0 | 0 | 0 | 0 | 0 | 0 | 0 | 0 | 0 | 0 | 0 | 0 | 0 | 0 | 0 | 0 | 0 | 0 | 0 | 0 | 0 | 0 |  | 0 | 0 | 0 | 0 | 0 | 0 | 0 | 0 | 0 | 0 | 0 | 0 | 0 | 0 | 0 | 0 | 0 | 0 | 0 | 0 | 0 | 0 | 0 | 0 | 0 | 0 | 0 | 0 | 0 | 0 | 0 | 0 | 0 | 0 | 0 | 0 |  | 0 | 0 | 0 | 0 | 0 | 0 | 0 | 0 | 0 | 0 | 0 | 0 | 0 | 0 | 0 | 0 | 0 | 0 | 0 | 0 | 0 | 0 | 0 | 0 | 0 | 0 | 0 | 0 | 0 | 0 | 0 | 0 | 0 | 0 | 0 | 0 |  | 1 | 1 | 1 | 1 | 1 | 1 | 1 | 1 | 1 | 0
SDGE | Imperial Beach | 69 | 0 | 0 | 0 | 0 | 0 | 0 | 0 | 0 | 0 | 0 | 0 | 0 | 0 | 0 | 0 | 0 | 0 | 0 | 0 | 0 |  | 0 | 0 | 0 | 0 | 0 | 0 | 0 | 0 | 0 | 0 | 0 | 0 | 0 | 0 | 0 | 0 | 0 | 0 | 0 | 0 | 0 | 0 | 0 | 0 | 0 | 0 | 0 | 0 | 0 | 0 | 0 | 0 | 0 | 0 | 0 | 0 |  | 0 | 0 | 0 | 0 | 0 | 0 | 0 | 0 | 0 | 0 | 0 | 0 | 0 | 0 | 0 | 0 | 0 | 0 | 0 | 0 | 0 | 0 | 0 | 0 | 0 | 0 | 0 | 0 | 0 | 0 | 0 | 0 | 0 | 0 | 0 | 0 |  | 0 | 0 | 0 | 0 | 0 | 0 | 0 | 0 | 0 | 0 | 0 | 0 | 0 | 0 | 0 | 0 | 0 | 0 | 0 | 0 | 0 | 0 | 0 | 0 | 0 | 0 | 0 | 0 | 0 | 0 | 0 | 0 | 0 | 0 | 0 | 0 |  | 0 | 0 | 0 | 0 | 0 | 0 | 0 | 0 | 0 | 0 | 0 | 0 | 0 | 0 | 0 | 0 | 0 | 0 | 0 | 0 | 0 | 0 | 0 | 0 | 0 | 0 | 0 | 0 | 0 | 0 | 0 | 0 | 0 | 0 | 0 | 0 |  | 1 | 1 | 1 | 1 | 1 | 1 | 1 | 1 | 1 | 0
Commercial criteria alignment analysis for the 2036 portfolio. Tab shows mapped generic resources by substation compared to commercial interest resources by the three confidence categories (Executed IA, Phase II complete, or all projects, which includes Cluster 15 application projects). Columns FQ through FY show the mapped resources alignment with the commercial interest criteria by resource type. Tab also shows comparison to projects identified as Available for Near-term Interconnection. | PG&E FRESNO | SDGE | PG&E GBA | Bannister | Ganso | Monroe | Sloan Canyon | 230 | 115 | 230 | 230 | 0 | 100 | 20 | 0 | 0 | 0 | 0 | 0 | 0 | 0 | 0 | 0 | 0 | 0 | 0 | 0 | 0 | 0 | 0 | 0 | 0 | 0 | 0 | 0 | 0 | 0 | 0 | 0 | 0 | 0 | #VALUE! | #VALUE! | #VALUE! | #VALUE! | #VALUE! | #VALUE! | 2 | 2 | 2 | 2 | 2 | 0 | 0 | 0 | 0 | 0 | 0 | 1 | Commercial criteria alignment analysis for the 2036 portfolio. Tab shows mapped generic resources by substation compared to commercial interest resources by the three confidence categories (Executed IA, Phase II complete, or all projects, which includes Cluster 15 application projects). Columns FQ through FY show the mapped resources alignment with the commercial interest criteria by resource type. Tab also shows comparison to projects identified as Available for Near-term Interconnection. | [18 empty] | #VALUE! | #VALUE! | #VALUE! | #VALUE! | #VALUE! | #VALUE! | 2 | 2 | 2 | 2 | 2 | 0 | 0 | 0 | 0 | 0 | 0 | Commercial criteria alignment analysis for the 2036 portfolio. Tab shows mapped generic resources by substation compared to commercial interest resources by the three confidence categories (Executed IA, Phase II complete, or all projects, which includes Cluster 15 application projects). Columns FQ through FY show the mapped resources alignment with the commercial interest criteria by resource type. Tab also shows comparison to projects identified as Available for Near-term Interconnection. | PG&E FRESNO | SDGE | PG&E GBA | Bannister | Ganso | Monroe | Sloan Canyon | 230 | 115 | 230 | 230 | 0 | 100 | 20 | 0 | 0 | 0 | 0 | 0 | #VALUE! | #VALUE! | #VALUE! | #VALUE! | #VALUE! | #VALUE! | 0 | 2 | 0 | -2 | 2 | -2 | -2 | 0 | 0 | 0 | 0 | Commercial criteria alignment analysis for the 2036 portfolio. Tab shows mapped generic resources by substation compared to commercial interest resources by the three confidence categories (Executed IA, Phase II complete, or all projects, which includes Cluster 15 application projects). Columns FQ through FY show the mapped resources alignment with the commercial interest criteria by resource type. Tab also shows comparison to projects identified as Available for Near-term Interconnection. | [19 empty] | #VALUE! | #VALUE! | #VALUE! | #VALUE! | #VALUE! | #VALUE! | 2 | 2 | 2 | 2 | 2 | 0 | 0 | 0 | 0 | 0 | 0 | Commercial criteria alignment analysis for the 2036 portfolio. Tab shows mapped generic resources by substation compared to commercial interest resources by the three confidence categories (Executed IA, Phase II complete, or all projects, which includes Cluster 15 application projects). Columns FQ through FY show the mapped resources alignment with the commercial interest criteria by resource type. Tab also shows comparison to projects identified as Available for Near-term Interconnection. | PG&E FRESNO | SDGE | PG&E GBA | Bannister | Ganso | Monroe | Sloan Canyon | 230 | 115 | 230 | 230
SDGE | Imperial Valley | 500 | 0 | 0 | 0 | 0 | 0 | 0 | 0 | 0 | 0 | 0 | 0 | 0 | 0 | 0 | 0 | 0 | 0 | 0 | 0 | 0 |  | 0 | 0 | 0 | 0 | 0 | 0 | 0 | 0 | 0 | 0 | 0 | 0 | 0 | 0 | 0 | 0 | 0 | 0 | 0 | 0 | 0 | 0 | 0 | 0 | 0 | 0 | 0 | 0 | 0 | 0 | 0 | 0 | 0 | 0 | 0 | 0 |  | 0 | 0 | 0 | 0 | 0 | 0 | 0 | 0 | 0 | 0 | 0 | 0 | 0 | 0 | 0 | 0 | 0 | 0 | 0 | 0 | 0 | 0 | 0 | 0 | 0 | 0 | 0 | 0 | 0 | 0 | 0 | 0 | 0 | 0 | 0 | 0 |  | 0 | 0 | 0 | 0 | 0 | 0 | 0 | 0 | 0 | 0 | 0 | 0 | 0 | 0 | 0 | 0 | 0 | 0 | 0 | 0 | 0 | 0 | 0 | 0 | 0 | 0 | 0 | 0 | 0 | 0 | 0 | 0 | 0 | 0 | 0 | 0 |  | 0 | 0 | 0 | 0 | 0 | 0 | 0 | 0 | 0 | 0 | 0 | 0 | 0 | 0 | 0 | 0 | 0 | 0 | 0 | 0 | 0 | 0 | 0 | 0 | 0 | 0 | 0 | 0 | 0 | 0 | 0 | 0 | 0 | 0 | 0 | 0 |  | 1 | 1 | 1 | 1 | 1 | 1 | 1 | 1 | 1 | 0
EOP | Innovation | 138 | 0 | 0 | 0 | 0 | 0 | 0 | 0 | 0 | 0 | 0 | 0 | 0 | 0 | 0 | 0 | 0 | 0 | 0 | 0 | 0 |  | 0 | 0 | 0 | 0 | 0 | 0 | 0 | 0 | 0 | 0 | 0 | 0 | 0 | 0 | 0 | 0 | 0 | 0 | 0 | 0 | 0 | 0 | 0 | 0 | 0 | 0 | 0 | 0 | 0 | 0 | 0 | 0 | 0 | 0 | 0 | 0 |  | 0 | 0 | 0 | 0 | 0 | 0 | 0 | 0 | 0 | 0 | 0 | 0 | 0 | 0 | 0 | 0 | 0 | 0 | 0 | 0 | 0 | 0 | 0 | 0 | 0 | 0 | 0 | 0 | 0 | 0 | 0 | 0 | 0 | 0 | 0 | 0 |  | 0 | 0 | 0 | 0 | 0 | 0 | 0 | 0 | 0 | 0 | 0 | 0 | 0 | 0 | 0 | 0 | 0 | 0 | 0 | 0 | 0 | 0 | 0 | 0 | 0 | 0 | 0 | 0 | 0 | 0 | 0 | 0 | 0 | 0 | 0 | 0 |  | 0 | 0 | 0 | 0 | 0 | 0 | 0 | 0 | 0 | 0 | 0 | 0 | 0 | 0 | 0 | 0 | 0 | 0 | 0 | 0 | 0 | 0 | 0 | 0 | 0 | 0 | 0 | 0 | 0 | 0 | 0 | 0 | 0 | 0 | 0 | 0 |  | 1 | 1 | 1 | 1 | 1 | 1 | 1 | 1 | 1 | 0
Commercial criteria alignment analysis for the 2036 portfolio. Tab shows mapped generic resources by substation compared to commercial interest resources by the three confidence categories (Executed IA, Phase II complete, or all projects, which includes Cluster 15 application projects). Columns FQ through FY show the mapped resources alignment with the commercial interest criteria by resource type. Tab also shows comparison to projects identified as Available for Near-term Interconnection. | [23 empty] | 0 | 0 | 0 | 0 | 0 | 0 | 0 | 0 | 0 | 0 | 0 | 0 | 0 | 0 | 0 | 0 | 0 | 0 | 0 | 0 | 0 | 0 | 0 | 0 | 0 | 0 | 0 | 0 | 0 | 0 | 0 | 0 | 0 | 0 | 0 | 0 | Commercial criteria alignment analysis for the 2036 portfolio. Tab shows mapped generic resources by substation compared to commercial interest resources by the three confidence categories (Executed IA, Phase II complete, or all projects, which includes Cluster 15 application projects). Columns FQ through FY show the mapped resources alignment with the commercial interest criteria by resource type. Tab also shows comparison to projects identified as Available for Near-term Interconnection. | PG&E FRESNO | SDGE | PG&E GBA | Bannister | Ganso | Monroe | Sloan Canyon | 230 | 115 | 230 | 230 | 0 | 100 | 20 | 0 | 0 | 0 | 0 | #VALUE! | #VALUE! | #VALUE! | #VALUE! | #VALUE! | #VALUE! | #VALUE! | -2 | -2 | -2 | -2 | 0 | -2 | -2 | 0 | 0 | 0 | Commercial criteria alignment analysis for the 2036 portfolio. Tab shows mapped generic resources by substation compared to commercial interest resources by the three confidence categories (Executed IA, Phase II complete, or all projects, which includes Cluster 15 application projects). Columns FQ through FY show the mapped resources alignment with the commercial interest criteria by resource type. Tab also shows comparison to projects identified as Available for Near-term Interconnection. | [19 empty] | 0 | 0 | 0 | 0 | 0 | 0 | 0 | 0 | 0 | 0 | 0 | 0 | 0 | 0 | 0 | 0 | 0 | Commercial criteria alignment analysis for the 2036 portfolio. Tab shows mapped generic resources by substation compared to commercial interest resources by the three confidence categories (Executed IA, Phase II complete, or all projects, which includes Cluster 15 application projects). Columns FQ through FY show the mapped resources alignment with the commercial interest criteria by resource type. Tab also shows comparison to projects identified as Available for Near-term Interconnection. | PG&E FRESNO | SDGE | PG&E GBA | Bannister | Ganso | Monroe | Sloan Canyon | 230 | 115 | 230 | 230 | 0 | 100 | 20 | 0 | 0 | 0 | 0 | 0 | #VALUE! | #VALUE! | #VALUE! | #VALUE! | #VALUE! | #VALUE! | -2 | -2 | -2 | -2 | 0 | -2 | -2 | 0 | 0 | 0 | 0 | Commercial criteria alignment analysis for the 2036 portfolio. Tab shows mapped generic resources by substation compared to commercial interest resources by the three confidence categories (Executed IA, Phase II complete, or all projects, which includes Cluster 15 application projects). Columns FQ through FY show the mapped resources alignment with the commercial interest criteria by resource type. Tab also shows comparison to projects identified as Available for Near-term Interconnection.
SCE NOL | Inyokern | 115 | 116 | 0 | 0 | 0 | 0 | 0 | 0 | 0 | 0 | 0 | 0 | 0 | 0 | 0 | 0 | 0 | 0 | 0 | 0 | 1 |  | 0 | 0 | 0 | 0 | 0 | 0 | 0 | 0 | 0 | 0 | 0 | 0 | 0 | 0 | 0 | 0 | 0 | 0 | 2 | 2 | 0 | 0 | 0 | 0 | 0 | 0 | 0 | 0 | 0 | 0 | 0 | 0 | 0 | 0 | 0 | 1 |  | 0 | 0 | 0 | 0 | 0 | 0 | 0 | 0 | 0 | 0 | 0 | 0 | 0 | 0 | 0 | 0 | 0 | 0 | 2 | 2 | 0 | 0 | 0 | 0 | 0 | 0 | 0 | 0 | 0 | 0 | 0 | 0 | 0 | 0 | 0 | 1 |  | 0 | 0 | 0 | 0 | 0 | 0 | 0 | 0 | 0 | 0 | 0 | 0 | 0 | 0 | 0 | 24.864 | 0 | 1 | 2 | 2 | 0 | 0 | 0 | 0 | 0 | 0 | 0 | 0 | 0 | 0 | 0 | 0 | 0 | -2 | 0 | 1 |  | 0 | 0 | 0 | 0 | 0 | 0 | 0 | 0 | 0 | 0 | 0 | 0 | 0 | 0 | 0 | 0 | 0 | 0 | 2 | 2 | 0 | 0 | 0 | 0 | 0 | 0 | 0 | 0 | 0 | 0 | 0 | 0 | 0 | 0 | 0 | 1 |  | 5- | 1 | 1 | 1 | 1 | 1 | 1 | 1 | 4+ | 1
EOP | IS Tap | 138 | 0 | 0 | 0 | 0 | 0 | 0 | 0 | 0 | 0 | 0 | 0 | 0 | 0 | 0 | 0 | 0 | 0 | 0 | 0 | 0 |  | 0 | 0 | 0 | 0 | 0 | 0 | 0 | 0 | 0 | 0 | 0 | 0 | 0 | 0 | 0 | 0 | 0 | 0 | 0 | 0 | 0 | 0 | 0 | 0 | 0 | 0 | 0 | 0 | 0 | 0 | 0 | 0 | 0 | 0 | 0 | 0 |  | 0 | 0 | 0 | 0 | 0 | 0 | 0 | 0 | 0 | 0 | 0 | 0 | 0 | 0 | 0 | 0 | 0 | 0 | 0 | 0 | 0 | 0 | 0 | 0 | 0 | 0 | 0 | 0 | 0 | 0 | 0 | 0 | 0 | 0 | 0 | 0 |  | 0 | 0 | 0 | 0 | 0 | 0 | 0 | 0 | 0 | 0 | 0 | 0 | 0 | 0 | 0 | 0 | 0 | 0 | 0 | 0 | 0 | 0 | 0 | 0 | 0 | 0 | 0 | 0 | 0 | 0 | 0 | 0 | 0 | 0 | 0 | 0 |  | 0 | 0 | 0 | 0 | 0 | 0 | 0 | 0 | 0 | 0 | 0 | 0 | 0 | 0 | 0 | 0 | 0 | 0 | 0 | 0 | 0 | 0 | 0 | 0 | 0 | 0 | 0 | 0 | 0 | 0 | 0 | 0 | 0 | 0 | 0 | 0 |  | 1 | 1 | 1 | 1 | 1 | 1 | 1 | 1 | 1 | 0
EOP | Ivanpah | 115 | 0 | 0 | 0 | 0 | 0 | 0 | 0 | 0 | 0 | 0 | 0 | 0 | 0 | 0 | 0 | 0 | 0 | 0 | 0 | 0 |  | 0 | 0 | 0 | 0 | 0 | 0 | 0 | 0 | 0 | 0 | 0 | 0 | 0 | 0 | 0 | 0 | 0 | 0 | 0 | 0 | 0 | 0 | 0 | 0 | 0 | 0 | 0 | 0 | 0 | 0 | 0 | 0 | 0 | 0 | 0 | 0 |  | 0 | 0 | 0 | 0 | 0 | 0 | 0 | 0 | 0 | 0 | 0 | 0 | 0 | 0 | 0 | 0 | 0 | 0 | 0 | 0 | 0 | 0 | 0 | 0 | 0 | 0 | 0 | 0 | 0 | 0 | 0 | 0 | 0 | 0 | 0 | 0 |  | 0 | 0 | 0 | 0 | 0 | 0 | 0 | 0 | 0 | 0 | 0 | 0 | 0 | 0 | 0 | 0 | 0 | 0 | 0 | 0 | 0 | 0 | 0 | 0 | 0 | 0 | 0 | 0 | 0 | 0 | 0 | 0 | 0 | 0 | 0 | 0 |  | 0 | 0 | 0 | 0 | 0 | 0 | 0 | 0 | 0 | 0 | 0 | 0 | 0 | 0 | 0 | 0 | 0 | 0 | 0 | 0 | 0 | 0 | 0 | 0 | 0 | 0 | 0 | 0 | 0 | 0 | 0 | 0 | 0 | 0 | 0 | 0 |  | 1 | 1 | 1 | 1 | 1 | 1 | 1 | 1 | 1 | 0
EOP | Ivanpah | 230 | 0 | 0 | 0 | 0 | 0 | 0 | 0 | 0 | 0 | 0 | 0 | 0 | 0 | 0 | 0 | 0 | 0 | 0 | 0 | 0 |  | 0 | 0 | 0 | 0 | 0 | 0 | 0 | 0 | 0 | 0 | 0 | 0 | 0 | 0 | 0 | 0 | 0 | 0 | 0 | 0 | 0 | 0 | 0 | 0 | 0 | 0 | 0 | 0 | 0 | 0 | 0 | 0 | 0 | 0 | 0 | 0 |  | 0 | 0 | 0 | 0 | 0 | 0 | 0 | 0 | 0 | 0 | 0 | 0 | 0 | 0 | 0 | 0 | 0 | 0 | 0 | 0 | 0 | 0 | 0 | 0 | 0 | 0 | 0 | 0 | 0 | 0 | 0 | 0 | 0 | 0 | 0 | 0 |  | 0 | 0 | 0 | 0 | 0 | 0 | 0 | 0 | 0 | 0 | 0 | 0 | 0 | 0 | 0 | 0 | 0 | 0 | 0 | 0 | 0 | 0 | 0 | 0 | 0 | 0 | 0 | 0 | 0 | 0 | 0 | 0 | 0 | 0 | 0 | 0 |  | 0 | 0 | 0 | 0 | 0 | 0 | 0 | 0 | 0 | 0 | 0 | 0 | 0 | 0 | 0 | 0 | 0 | 0 | 0 | 0 | 0 | 0 | 0 | 0 | 0 | 0 | 0 | 0 | 0 | 0 | 0 | 0 | 0 | 0 | 0 | 0 |  | 1 | 1 | 1 | 1 | 1 | 1 | 1 | 1 | 1 | 0
EOP | Jackass (DOE) | 138 | 0 | 0 | 0 | 0 | 0 | 0 | 0 | 0 | 0 | 0 | 0 | 0 | 0 | 0 | 0 | 0 | 0 | 0 | 0 | 0 |  | 0 | 0 | 0 | 0 | 0 | 0 | 0 | 0 | 0 | 0 | 0 | 0 | 0 | 0 | 0 | 0 | 0 | 0 | 0 | 0 | 0 | 0 | 0 | 0 | 0 | 0 | 0 | 0 | 0 | 0 | 0 | 0 | 0 | 0 | 0 | 0 |  | 0 | 0 | 0 | 0 | 0 | 0 | 0 | 0 | 0 | 0 | 0 | 0 | 0 | 0 | 0 | 0 | 0 | 0 | 0 | 0 | 0 | 0 | 0 | 0 | 0 | 0 | 0 | 0 | 0 | 0 | 0 | 0 | 0 | 0 | 0 | 0 |  | 0 | 0 | 0 | 0 | 0 | 0 | 0 | 0 | 0 | 0 | 0 | 0 | 0 | 0 | 0 | 0 | 0 | 0 | 0 | 0 | 0 | 0 | 0 | 0 | 0 | 0 | 0 | 0 | 0 | 0 | 0 | 0 | 0 | 0 | 0 | 0 |  | 0 | 0 | 0 | 0 | 0 | 0 | 0 | 0 | 0 | 0 | 0 | 0 | 0 | 0 | 0 | 0 | 0 | 0 | 0 | 0 | 0 | 0 | 0 | 0 | 0 | 0 | 0 | 0 | 0 | 0 | 0 | 0 | 0 | 0 | 0 | 0 |  | 1 | 1 | 1 | 1 | 1 | 1 | 1 | 1 | 1 | 0
PG&E NGBA | James B Black | 230 | 131 | 0 | 0 | 0 | 0 | 0 | 0 | 0 | 0 | 0 | 0 | 0 | 0 | 0 | 0 | 0 | 0 | 0 | 0 | 1 |  | 0 | 0 | 0 | 0 | 0 | 0 | 0 | 0 | 0 | 0 | 0 | 0 | 0 | 0 | 0 | 0 | 0 | 0 | 2 | 2 | 0 | 0 | 0 | 0 | 0 | 0 | 0 | 0 | 0 | 0 | 0 | 0 | 0 | 0 | 0 | 1 |  | 0 | 0 | 0 | 0 | 0 | 0 | 0 | 0 | 0 | 0 | 0 | 0 | 0 | 0 | 0 | 0 | 0 | 0 | 2 | 2 | 0 | 0 | 0 | 0 | 0 | 0 | 0 | 0 | 0 | 0 | 0 | 0 | 0 | 0 | 0 | 1 |  | 0 | 0 | 0 | 0 | 0 | 0 | 0 | 0 | 0 | 0 | 0 | 0 | 0 | 0 | 0 | 0 | 0 | 0 | 2 | 2 | 0 | 0 | 0 | 0 | 0 | 0 | 0 | 0 | 0 | 0 | 0 | 0 | 0 | 0 | 0 | 1 |  | 0 | 0 | 0 | 0 | 0 | 0 | 0 | 0 | 0 | 0 | 0 | 0 | 0 | 0 | 0 | 0 | 0 | 0 | 2 | 2 | 0 | 0 | 0 | 0 | 0 | 0 | 0 | 0 | 0 | 0 | 0 | 0 | 0 | 0 | 0 | 1 |  | 5- | 1 | 1 | 1 | 1 | 1 | 1 | 1 | 1 | 1
PG&E GBA | Jefferson | 230 | 0 | 0 | 0 | 0 | 0 | 0 | 0 | 0 | 0 | 0 | 0 | 0 | 0 | 0 | 0 | 0 | 0 | 0 | 0 | 0 |  | 0 | 0 | 0 | 0 | 0 | 0 | 0 | 0 | 0 | 0 | 0 | 0 | 0 | 0 | 0 | 0 | 0 | 0 | 0 | 0 | 0 | 0 | 0 | 0 | 0 | 0 | 0 | 0 | 0 | 0 | 0 | 0 | 0 | 0 | 0 | 0 |  | 0 | 0 | 0 | 0 | 0 | 0 | 0 | 0 | 0 | 0 | 0 | 0 | 0 | 0 | 0 | 0 | 0 | 0 | 0 | 0 | 0 | 0 | 0 | 0 | 0 | 0 | 0 | 0 | 0 | 0 | 0 | 0 | 0 | 0 | 0 | 0 |  | 0 | 0 | 0 | 0 | 0 | 0 | 0 | 0 | 0 | 0 | 0 | 0 | 0 | 0 | 0 | 0 | 0 | 0 | 0 | 0 | 0 | 0 | 0 | 0 | 0 | 0 | 0 | 0 | 0 | 0 | 0 | 0 | 0 | 0 | 0 | 0 |  | 0 | 0 | 0 | 0 | 0 | 0 | 0 | 0 | 0 | 0 | 0 | 0 | 0 | 0 | 0 | 0 | 0 | 0 | 0 | 0 | 0 | 0 | 0 | 0 | 0 | 0 | 0 | 0 | 0 | 0 | 0 | 0 | 0 | 0 | 0 | 0 |  | 1 | 1 | 1 | 1 | 1 | 1 | 1 | 1 | 1 | 0
PG&E NGBA | Jessup | 115 | 100 | 0 | 0 | 0 | 0 | 0 | 0 | 0 | 0 | 0 | 0 | 0 | 0 | 0 | 0 | 0 | 0 | 0 | 0 | 1 |  | 0 | 0 | 0 | 0 | 0 | 0 | 0 | 0 | 0 | 0 | 0 | 0 | 0 | 0 | 0 | 0 | 0 | 0 | 2 | 2 | 0 | 0 | 0 | 0 | 0 | 0 | 0 | 0 | 0 | 0 | 0 | 0 | 0 | 0 | 0 | 1 |  | 0 | 0 | 0 | 0 | 0 | 0 | 0 | 0 | 0 | 0 | 0 | 0 | 0 | 0 | 0 | 0 | 0 | 0 | 2 | 2 | 0 | 0 | 0 | 0 | 0 | 0 | 0 | 0 | 0 | 0 | 0 | 0 | 0 | 0 | 0 | 1 |  | 0 | 0 | 0 | 0 | 0 | 0 | 0 | 0 | 0 | 0 | 0 | 0 | 0 | 0 | 0 | 0 | 0 | 0 | 2 | 2 | 0 | 0 | 0 | 0 | 0 | 0 | 0 | 0 | 0 | 0 | 0 | 0 | 0 | 0 | 0 | 1 |  | 0 | 0 | 0 | 0 | 0 | 0 | 0 | 0 | 0 | 0 | 0 | 0 | 0 | 0 | 0 | 0 | 0 | 0 | 2 | 2 | 0 | 0 | 0 | 0 | 0 | 0 | 0 | 0 | 0 | 0 | 0 | 0 | 0 | 0 | 0 | 1 |  | 5- | 1 | 1 | 1 | 1 | 1 | 1 | 1 | 1 | 1
Commercial criteria alignment analysis for the 2036 portfolio. Tab shows mapped generic resources by substation compared to commercial interest resources by the three confidence categories (Executed IA, Phase II complete, or all projects, which includes Cluster 15 application projects). Columns FQ through FY show the mapped resources alignment with the commercial interest criteria by resource type. Tab also shows comparison to projects identified as Available for Near-term Interconnection. | PG&E FRESNO | SDGE | PG&E GBA | Bannister | Ganso | Monroe | Sloan Canyon | 230 | 115 | 230 | 230 | 0 | 100 | 20 | 0 | 0 | 0 | 0 | 0 | 0 | 0 | 0 | 0 | 0 | 0 | 0 | 0 | 0 | 0 | 0 | 0 | 0 | 0 | 0 | 0 | 0 | 0 | 0 | 0 | 0 | 0 | #VALUE! | #VALUE! | #VALUE! | #VALUE! | #VALUE! | #VALUE! | 2 | 2 | 2 | 2 | 2 | 0 | 0 | 0 | 0 | 0 | 0 | 1 | Commercial criteria alignment analysis for the 2036 portfolio. Tab shows mapped generic resources by substation compared to commercial interest resources by the three confidence categories (Executed IA, Phase II complete, or all projects, which includes Cluster 15 application projects). Columns FQ through FY show the mapped resources alignment with the commercial interest criteria by resource type. Tab also shows comparison to projects identified as Available for Near-term Interconnection. | [18 empty] | #VALUE! | #VALUE! | #VALUE! | #VALUE! | #VALUE! | #VALUE! | 2 | 2 | 2 | 2 | 2 | 0 | 0 | 0 | 0 | 0 | 0 | Commercial criteria alignment analysis for the 2036 portfolio. Tab shows mapped generic resources by substation compared to commercial interest resources by the three confidence categories (Executed IA, Phase II complete, or all projects, which includes Cluster 15 application projects). Columns FQ through FY show the mapped resources alignment with the commercial interest criteria by resource type. Tab also shows comparison to projects identified as Available for Near-term Interconnection. | PG&E FRESNO | SDGE | PG&E GBA | Bannister | Ganso | Monroe | Sloan Canyon | 230 | 115 | 230 | 230 | 0 | 100 | 20 | 0 | 0 | 0 | 0 | 0 | #VALUE! | #VALUE! | #VALUE! | #VALUE! | #VALUE! | #VALUE! | 0 | 2 | 0 | -2 | 2 | -2 | -2 | 0 | 0 | 0 | 0 | Commercial criteria alignment analysis for the 2036 portfolio. Tab shows mapped generic resources by substation compared to commercial interest resources by the three confidence categories (Executed IA, Phase II complete, or all projects, which includes Cluster 15 application projects). Columns FQ through FY show the mapped resources alignment with the commercial interest criteria by resource type. Tab also shows comparison to projects identified as Available for Near-term Interconnection. | [19 empty] | #VALUE! | #VALUE! | #VALUE! | #VALUE! | #VALUE! | #VALUE! | 2 | 2 | 2 | 2 | 2 | 0 | 0 | 0 | 0 | 0 | 0 | Commercial criteria alignment analysis for the 2036 portfolio. Tab shows mapped generic resources by substation compared to commercial interest resources by the three confidence categories (Executed IA, Phase II complete, or all projects, which includes Cluster 15 application projects). Columns FQ through FY show the mapped resources alignment with the commercial interest criteria by resource type. Tab also shows comparison to projects identified as Available for Near-term Interconnection. | PG&E FRESNO | SDGE | PG&E GBA | Bannister | Ganso | Monroe | Sloan Canyon | 230 | 115 | 230 | 230
SCE Eastern | Julian Hinds | 230 | 0 | 0 | 0 | 0 | 0 | 0 | 0 | 0 | 0 | 0 | 0 | 0 | 0 | 0 | 0 | 0 | 0 | 0 | 0 | 0 |  | 0 | 0 | 0 | 0 | 0 | 0 | 0 | 0 | 0 | 0 | 0 | 0 | 0 | 0 | 0 | 0 | 0 | 0 | 0 | 0 | 0 | 0 | 0 | 0 | 0 | 0 | 0 | 0 | 0 | 0 | 0 | 0 | 0 | 0 | 0 | 0 |  | 0 | 0 | 0 | 0 | 0 | 0 | 0 | 0 | 0 | 0 | 0 | 0 | 0 | 0 | 0 | 0 | 0 | 0 | 0 | 0 | 0 | 0 | 0 | 0 | 0 | 0 | 0 | 0 | 0 | 0 | 0 | 0 | 0 | 0 | 0 | 0 |  | 0 | 0 | 0 | 0 | 0 | 0 | 0 | 0 | 0 | 0 | 0 | 0 | 0 | 0 | 0 | 0 | 0 | 0 | 0 | 0 | 0 | 0 | 0 | 0 | 0 | 0 | 0 | 0 | 0 | 0 | 0 | 0 | 0 | 0 | 0 | 0 |  | 0 | 0 | 0 | 0 | 0 | 0 | 0 | 0 | 0 | 0 | 0 | 0 | 0 | 0 | 0 | 0 | 0 | 0 | 0 | 0 | 0 | 0 | 0 | 0 | 0 | 0 | 0 | 0 | 0 | 0 | 0 | 0 | 0 | 0 | 0 | 0 |  | 1 | 1 | 1 | 1 | 1 | 1 | 1 | 1 | 1 | 0
PG&E GBA | Kasson | 115 | 0 | 0 | 0 | 0 | 0 | 0 | 0 | 0 | 0 | 0 | 0 | 0 | 0 | 0 | 0 | 0 | 0 | 0 | 0 | 0 |  | 0 | 0 | 0 | 0 | 0 | 0 | 0 | 0 | 0 | 0 | 0 | 0 | 0 | 0 | 0 | 0 | 0 | 0 | 0 | 0 | 0 | 0 | 0 | 0 | 0 | 0 | 0 | 0 | 0 | 0 | 0 | 0 | 0 | 0 | 0 | 0 |  | 0 | 0 | 0 | 0 | 0 | 0 | 0 | 0 | 0 | 0 | 0 | 0 | 0 | 0 | 0 | 0 | 0 | 0 | 0 | 0 | 0 | 0 | 0 | 0 | 0 | 0 | 0 | 0 | 0 | 0 | 0 | 0 | 0 | 0 | 0 | 0 |  | 0 | 0 | 0 | 0 | 0 | 0 | 0 | 0 | 0 | 0 | 0 | 0 | 0 | 0 | 0 | 0 | 0 | 0 | 0 | 0 | 0 | 0 | 0 | 0 | 0 | 0 | 0 | 0 | 0 | 0 | 0 | 0 | 0 | 0 | 0 | 0 |  | 0 | 0 | 0 | 0 | 0 | 0 | 0 | 0 | 0 | 0 | 0 | 0 | 0 | 0 | 0 | 0 | 0 | 0 | 0 | 0 | 0 | 0 | 0 | 0 | 0 | 0 | 0 | 0 | 0 | 0 | 0 | 0 | 0 | 0 | 0 | 0 |  | 1 | 1 | 1 | 1 | 1 | 1 | 1 | 1 | 1 | 0
PG&E GBA | Kasson | 60 | 0 | 0 | 0 | 0 | 0 | 0 | 0 | 0 | 0 | 0 | 0 | 0 | 0 | 0 | 0 | 0 | 0 | 0 | 0 | 0 |  | 0 | 0 | 0 | 0 | 0 | 0 | 0 | 0 | 0 | 0 | 0 | 0 | 0 | 0 | 0 | 0 | 0 | 0 | 0 | 0 | 0 | 0 | 0 | 0 | 0 | 0 | 0 | 0 | 0 | 0 | 0 | 0 | 0 | 0 | 0 | 0 |  | 0 | 0 | 0 | 0 | 0 | 0 | 0 | 0 | 0 | 0 | 0 | 0 | 0 | 0 | 0 | 0 | 0 | 0 | 0 | 0 | 0 | 0 | 0 | 0 | 0 | 0 | 0 | 0 | 0 | 0 | 0 | 0 | 0 | 0 | 0 | 0 |  | 0 | 0 | 0 | 0 | 0 | 0 | 0 | 0 | 0 | 0 | 0 | 0 | 0 | 0 | 0 | 0 | 0 | 0 | 0 | 0 | 0 | 0 | 0 | 0 | 0 | 0 | 0 | 0 | 0 | 0 | 0 | 0 | 0 | 0 | 0 | 0 |  | 0 | 0 | 0 | 0 | 0 | 0 | 0 | 0 | 0 | 0 | 0 | 0 | 0 | 0 | 0 | 0 | 0 | 0 | 0 | 0 | 0 | 0 | 0 | 0 | 0 | 0 | 0 | 0 | 0 | 0 | 0 | 0 | 0 | 0 | 0 | 0 |  | 1 | 1 | 1 | 1 | 1 | 1 | 1 | 1 | 1 | 0
PG&E FRESNO | Kearney | 230 | 0 | 0 | 0 | 0 | 0 | 0 | 0 | 0 | 0 | 0 | 0 | 0 | 0 | 0 | 0 | 0 | 0 | 0 | 0 | 0 |  | 0 | 0 | 0 | 0 | 0 | 0 | 0 | 0 | 0 | 0 | 0 | 0 | 0 | 0 | 0 | 0 | 0 | 0 | 0 | 0 | 0 | 0 | 0 | 0 | 0 | 0 | 0 | 0 | 0 | 0 | 0 | 0 | 0 | 0 | 0 | 0 |  | 0 | 0 | 0 | 0 | 0 | 0 | 0 | 0 | 0 | 0 | 0 | 0 | 0 | 0 | 0 | 0 | 0 | 0 | 0 | 0 | 0 | 0 | 0 | 0 | 0 | 0 | 0 | 0 | 0 | 0 | 0 | 0 | 0 | 0 | 0 | 0 |  | 0 | 0 | 0 | 0 | 0 | 0 | 0 | 0 | 0 | 0 | 0 | 0 | 0 | 0 | 0 | 0 | 0 | 0 | 0 | 0 | 0 | 0 | 0 | 0 | 0 | 0 | 0 | 0 | 0 | 0 | 0 | 0 | 0 | 0 | 0 | 0 |  | 0 | 0 | 0 | 0 | 0 | 0 | 0 | 0 | 0 | 0 | 0 | 0 | 0 | 0 | 0 | 0 | 0 | 0 | 0 | 0 | 0 | 0 | 0 | 0 | 0 | 0 | 0 | 0 | 0 | 0 | 0 | 0 | 0 | 0 | 0 | 0 |  | 1 | 1 | 1 | 1 | 1 | 1 | 1 | 1 | 1 | 0
PG&E FRESNO | Kearney | 70 | 0 | 0 | 0 | 0 | 0 | 0 | 0 | 0 | 0 | 0 | 0 | 0 | 0 | 0 | 0 | 0 | 0 | 0 | 0 | 0 |  | 0 | 0 | 0 | 0 | 0 | 0 | 0 | 0 | 0 | 0 | 0 | 0 | 0 | 0 | 0 | 0 | 0 | 0 | 0 | 0 | 0 | 0 | 0 | 0 | 0 | 0 | 0 | 0 | 0 | 0 | 0 | 0 | 0 | 0 | 0 | 0 |  | 0 | 0 | 0 | 0 | 0 | 0 | 0 | 0 | 0 | 0 | 0 | 0 | 0 | 0 | 0 | 0 | 0 | 0 | 0 | 0 | 0 | 0 | 0 | 0 | 0 | 0 | 0 | 0 | 0 | 0 | 0 | 0 | 0 | 0 | 0 | 0 |  | 0 | 0 | 0 | 0 | 0 | 0 | 0 | 0 | 0 | 0 | 0 | 0 | 0 | 0 | 0 | 0 | 0 | 0 | 0 | 0 | 0 | 0 | 0 | 0 | 0 | 0 | 0 | 0 | 0 | 0 | 0 | 0 | 0 | 0 | 0 | 0 |  | 0 | 0 | 0 | 0 | 0 | 0 | 0 | 0 | 0 | 0 | 0 | 0 | 0 | 0 | 0 | 0 | 0 | 0 | 0 | 0 | 0 | 0 | 0 | 0 | 0 | 0 | 0 | 0 | 0 | 0 | 0 | 0 | 0 | 0 | 0 | 0 |  | 1 | 1 | 1 | 1 | 1 | 1 | 1 | 1 | 1 | 0
Commercial criteria alignment analysis for the 2036 portfolio. Tab shows mapped generic resources by substation compared to commercial interest resources by the three confidence categories (Executed IA, Phase II complete, or all projects, which includes Cluster 15 application projects). Columns FQ through FY show the mapped resources alignment with the commercial interest criteria by resource type. Tab also shows comparison to projects identified as Available for Near-term Interconnection. | [23 empty] | 0 | 0 | 0 | 0 | 0 | 0 | 0 | 0 | 0 | 0 | 0 | 0 | 0 | 0 | 0 | 0 | 0 | 0 | 0 | 0 | 0 | 0 | 0 | 0 | 0 | 0 | 0 | 0 | 0 | 0 | 0 | 0 | 0 | 0 | 0 | 0 | Commercial criteria alignment analysis for the 2036 portfolio. Tab shows mapped generic resources by substation compared to commercial interest resources by the three confidence categories (Executed IA, Phase II complete, or all projects, which includes Cluster 15 application projects). Columns FQ through FY show the mapped resources alignment with the commercial interest criteria by resource type. Tab also shows comparison to projects identified as Available for Near-term Interconnection. | PG&E FRESNO | SDGE | PG&E GBA | Bannister | Ganso | Monroe | Sloan Canyon | 230 | 115 | 230 | 230 | 0 | 100 | 20 | 0 | 0 | 0 | 0 | #VALUE! | #VALUE! | #VALUE! | #VALUE! | #VALUE! | #VALUE! | #VALUE! | -2 | -2 | -2 | -2 | 0 | -2 | -2 | 0 | 0 | 0 | Commercial criteria alignment analysis for the 2036 portfolio. Tab shows mapped generic resources by substation compared to commercial interest resources by the three confidence categories (Executed IA, Phase II complete, or all projects, which includes Cluster 15 application projects). Columns FQ through FY show the mapped resources alignment with the commercial interest criteria by resource type. Tab also shows comparison to projects identified as Available for Near-term Interconnection. | [19 empty] | 0 | 0 | 0 | 0 | 0 | 0 | 0 | 0 | 0 | 0 | 0 | 0 | 0 | 0 | 0 | 0 | 0 | Commercial criteria alignment analysis for the 2036 portfolio. Tab shows mapped generic resources by substation compared to commercial interest resources by the three confidence categories (Executed IA, Phase II complete, or all projects, which includes Cluster 15 application projects). Columns FQ through FY show the mapped resources alignment with the commercial interest criteria by resource type. Tab also shows comparison to projects identified as Available for Near-term Interconnection. | PG&E FRESNO | SDGE | PG&E GBA | Bannister | Ganso | Monroe | Sloan Canyon | 230 | 115 | 230 | 230 | 0 | 100 | 20 | 0 | 0 | 0 | 0 | 0 | #VALUE! | #VALUE! | #VALUE! | #VALUE! | #VALUE! | #VALUE! | -2 | -2 | -2 | -2 | 0 | -2 | -2 | 0 | 0 | 0 | 0 | Commercial criteria alignment analysis for the 2036 portfolio. Tab shows mapped generic resources by substation compared to commercial interest resources by the three confidence categories (Executed IA, Phase II complete, or all projects, which includes Cluster 15 application projects). Columns FQ through FY show the mapped resources alignment with the commercial interest criteria by resource type. Tab also shows comparison to projects identified as Available for Near-term Interconnection.
PG&E FRESNO | Kerchoff 1 | 115 | 0 | 0 | 0 | 0 | 0 | 0 | 0 | 0 | 0 | 0 | 0 | 0 | 0 | 0 | 0 | 0 | 0 | 0 | 0 | 0 |  | 0 | 0 | 0 | 0 | 0 | 0 | 0 | 0 | 0 | 0 | 0 | 0 | 0 | 0 | 0 | 0 | 0 | 0 | 0 | 0 | 0 | 0 | 0 | 0 | 0 | 0 | 0 | 0 | 0 | 0 | 0 | 0 | 0 | 0 | 0 | 0 |  | 0 | 0 | 0 | 0 | 0 | 0 | 0 | 0 | 0 | 0 | 0 | 0 | 0 | 0 | 0 | 0 | 0 | 0 | 0 | 0 | 0 | 0 | 0 | 0 | 0 | 0 | 0 | 0 | 0 | 0 | 0 | 0 | 0 | 0 | 0 | 0 |  | 0 | 0 | 0 | 0 | 0 | 0 | 0 | 0 | 0 | 0 | 0 | 0 | 0 | 0 | 0 | 0 | 0 | 0 | 0 | 0 | 0 | 0 | 0 | 0 | 0 | 0 | 0 | 0 | 0 | 0 | 0 | 0 | 0 | 0 | 0 | 0 |  | 0 | 0 | 0 | 0 | 0 | 0 | 0 | 0 | 0 | 0 | 0 | 0 | 0 | 0 | 0 | 0 | 0 | 0 | 0 | 0 | 0 | 0 | 0 | 0 | 0 | 0 | 0 | 0 | 0 | 0 | 0 | 0 | 0 | 0 | 0 | 0 |  | 1 | 1 | 1 | 1 | 1 | 1 | 1 | 1 | 1 | 0
PG&E KERN | Kern Oil | 115 | 0 | 0 | 0 | 0 | 0 | 0 | 0 | 0 | 0 | 0 | 0 | 0 | 0 | 100 | 100 | 0 | 0 | 0 | 0 | 1 |  | 0 | 0 | 0 | 0 | 0 | 0 | 0 | 0 | 0 | 0 | 0 | 0 | 0 | 0 | 0 | 0 | 0 | 0 | 0 | 0 | 0 | 0 | 0 | 0 | 0 | 0 | 0 | 0 | 0 | 0 | 2 | 0 | 0 | 0 | 0 | 1 |  | 0 | 0 | 0 | 0 | 0 | 0 | 0 | 0 | 0 | 0 | 0 | 0 | 0 | 0 | 0 | 0 | 0 | 0 | 0 | 0 | 0 | 0 | 0 | 0 | 0 | 0 | 0 | 0 | 0 | 0 | 2 | 0 | 0 | 0 | 0 | 1 |  | 0 | 0 | 0 | 0 | 0 | 0 | 0 | 0 | 0 | 0 | 0 | 0 | 0 | 0 | 0 | 0.99694 | 0 | 1 | 0 | 0 | 0 | 0 | 0 | 0 | 0 | 0 | 0 | 0 | 0 | 0 | 2 | 0 | 0 | -2 | 0 | 1 |  | 0 | 0 | 0 | 0 | 0 | 0 | 0 | 0 | 0 | 0 | 0 | 0 | 0 | 0 | 0 | 0 | 0 | 0 | 0 | 0 | 0 | 0 | 0 | 0 | 0 | 0 | 0 | 0 | 0 | 0 | 2 | 0 | 0 | 0 | 0 | 1 |  | 1 | 1 | 1 | 1 | 1 | 1 | 5- | 1 | 4+ | 1
PG&E KERN | Kern PP | 115 | 0 | 0 | 0 | 0 | 0 | 0 | 0 | 0 | 0 | 0 | 0 | 0 | 0 | 50 | 50 | 0 | 0 | 0 | 0 | 1 |  | 0 | 0 | 0 | 0 | 0 | 0 | 0 | 0 | 0 | 0 | 0 | 0 | 0 | 0 | 0 | 0 | 0 | 0 | 0 | 0 | 0 | 0 | 0 | 0 | 0 | 0 | 0 | 0 | 0 | 0 | 2 | 0 | 0 | 0 | 0 | 1 |  | 0 | 0 | 0 | 0 | 0 | 0 | 0 | 0 | 0 | 0 | 0 | 0 | 0 | 0 | 0 | 0 | 0 | 0 | 0 | 0 | 0 | 0 | 0 | 0 | 0 | 0 | 0 | 0 | 0 | 0 | 2 | 0 | 0 | 0 | 0 | 1 |  | 0 | 0 | 0 | 0 | 0 | 0 | 0 | 0 | 0 | 0 | 0 | 0 | 0 | 0 | 0 | 0 | 0 | 0 | 0 | 0 | 0 | 0 | 0 | 0 | 0 | 0 | 0 | 0 | 0 | 0 | 2 | 0 | 0 | 0 | 0 | 1 |  | 0 | 0 | 0 | 0 | 0 | 0 | 0 | 0 | 0 | 0 | 0 | 0 | 0 | 0 | 0 | 0 | 0 | 0 | 0 | 0 | 0 | 0 | 0 | 0 | 0 | 0 | 0 | 0 | 0 | 0 | 2 | 0 | 0 | 0 | 0 | 1 |  | 1 | 1 | 1 | 1 | 1 | 1 | 5- | 1 | 1 | 1
Commercial criteria alignment analysis for the 2036 portfolio. Tab shows mapped generic resources by substation compared to commercial interest resources by the three confidence categories (Executed IA, Phase II complete, or all projects, which includes Cluster 15 application projects). Columns FQ through FY show the mapped resources alignment with the commercial interest criteria by resource type. Tab also shows comparison to projects identified as Available for Near-term Interconnection. | PG&E FRESNO | SDGE | PG&E GBA | Bannister | Ganso | Monroe | Sloan Canyon | 230 | 115 | 230 | 230 | 0 | 100 | 20 | 0 | 0 | 0 | 0 | 0 | 0 | 0 | 0 | 0 | 0 | 0 | 0 | 0 | 0 | 0 | 0 | 0 | 0 | 0 | 0 | 0 | 0 | 0 | 0 | 0 | 0 | 0 | #VALUE! | #VALUE! | #VALUE! | #VALUE! | #VALUE! | #VALUE! | 2 | 2 | 2 | 2 | 2 | 0 | 0 | 0 | 0 | 0 | 0 | 1 | Commercial criteria alignment analysis for the 2036 portfolio. Tab shows mapped generic resources by substation compared to commercial interest resources by the three confidence categories (Executed IA, Phase II complete, or all projects, which includes Cluster 15 application projects). Columns FQ through FY show the mapped resources alignment with the commercial interest criteria by resource type. Tab also shows comparison to projects identified as Available for Near-term Interconnection. | [18 empty] | #VALUE! | #VALUE! | #VALUE! | #VALUE! | #VALUE! | #VALUE! | 2 | 2 | 2 | 2 | 2 | 0 | 0 | 0 | 0 | 0 | 0 | Commercial criteria alignment analysis for the 2036 portfolio. Tab shows mapped generic resources by substation compared to commercial interest resources by the three confidence categories (Executed IA, Phase II complete, or all projects, which includes Cluster 15 application projects). Columns FQ through FY show the mapped resources alignment with the commercial interest criteria by resource type. Tab also shows comparison to projects identified as Available for Near-term Interconnection. | PG&E FRESNO | SDGE | PG&E GBA | Bannister | Ganso | Monroe | Sloan Canyon | 230 | 115 | 230 | 230 | 0 | 100 | 20 | 0 | 0 | 0 | 0 | 0 | #VALUE! | #VALUE! | #VALUE! | #VALUE! | #VALUE! | #VALUE! | 0 | 2 | 0 | -2 | 2 | -2 | -2 | 0 | 0 | 0 | 0 | Commercial criteria alignment analysis for the 2036 portfolio. Tab shows mapped generic resources by substation compared to commercial interest resources by the three confidence categories (Executed IA, Phase II complete, or all projects, which includes Cluster 15 application projects). Columns FQ through FY show the mapped resources alignment with the commercial interest criteria by resource type. Tab also shows comparison to projects identified as Available for Near-term Interconnection. | [19 empty] | #VALUE! | #VALUE! | #VALUE! | #VALUE! | #VALUE! | #VALUE! | 2 | 2 | 2 | 2 | 2 | 0 | 0 | 0 | 0 | 0 | 0 | Commercial criteria alignment analysis for the 2036 portfolio. Tab shows mapped generic resources by substation compared to commercial interest resources by the three confidence categories (Executed IA, Phase II complete, or all projects, which includes Cluster 15 application projects). Columns FQ through FY show the mapped resources alignment with the commercial interest criteria by resource type. Tab also shows comparison to projects identified as Available for Near-term Interconnection. | PG&E FRESNO | SDGE | PG&E GBA | Bannister | Ganso | Monroe | Sloan Canyon | 230 | 115 | 230 | 230
PG&E KERN | Kern PP | 70 | 0 | 0 | 0 | 0 | 0 | 0 | 0 | 0 | 0 | 0 | 0 | 0 | 0 | 0 | 0 | 0 | 0 | 0 | 0 | 0 |  | 0 | 0 | 0 | 0 | 0 | 0 | 0 | 0 | 0 | 0 | 0 | 0 | 0 | 0 | 0 | 0 | 0 | 0 | 0 | 0 | 0 | 0 | 0 | 0 | 0 | 0 | 0 | 0 | 0 | 0 | 0 | 0 | 0 | 0 | 0 | 0 |  | 0 | 0 | 0 | 0 | 0 | 0 | 0 | 0 | 0 | 0 | 0 | 0 | 0 | 0 | 0 | 0 | 0 | 0 | 0 | 0 | 0 | 0 | 0 | 0 | 0 | 0 | 0 | 0 | 0 | 0 | 0 | 0 | 0 | 0 | 0 | 0 |  | 0 | 0 | 0 | 0 | 0 | 0 | 0 | 0 | 0 | 0 | 0 | 0 | 0 | 0 | 0 | 0 | 0 | 0 | 0 | 0 | 0 | 0 | 0 | 0 | 0 | 0 | 0 | 0 | 0 | 0 | 0 | 0 | 0 | 0 | 0 | 0 |  | 0 | 0 | 0 | 0 | 0 | 0 | 0 | 0 | 0 | 0 | 0 | 0 | 0 | 0 | 0 | 0 | 0 | 0 | 0 | 0 | 0 | 0 | 0 | 0 | 0 | 0 | 0 | 0 | 0 | 0 | 0 | 0 | 0 | 0 | 0 | 0 |  | 1 | 1 | 1 | 1 | 1 | 1 | 1 | 1 | 1 | 0
PG&E KERN | Kernridge | 115 | 0 | 0 | 0 | 0 | 0 | 0 | 0 | 0 | 0 | 0 | 0 | 0 | 0 | 0 | 0 | 0 | 0 | 0 | 0 | 0 |  | 0 | 0 | 0 | 0 | 0 | 0 | 0 | 0 | 0 | 0 | 0 | 0 | 0 | 0 | 0 | 0 | 0 | 0 | 0 | 0 | 0 | 0 | 0 | 0 | 0 | 0 | 0 | 0 | 0 | 0 | 0 | 0 | 0 | 0 | 0 | 0 |  | 0 | 0 | 0 | 0 | 0 | 0 | 0 | 0 | 0 | 0 | 0 | 0 | 0 | 0 | 0 | 0 | 0 | 0 | 0 | 0 | 0 | 0 | 0 | 0 | 0 | 0 | 0 | 0 | 0 | 0 | 0 | 0 | 0 | 0 | 0 | 0 |  | 0 | 0 | 0 | 0 | 0 | 0 | 0 | 0 | 0 | 0 | 0 | 0 | 0 | 0 | 0 | 107.64 | 0 | 1 | 0 | 0 | 0 | 0 | 0 | 0 | 0 | 0 | 0 | 0 | 0 | 0 | 0 | 0 | 0 | -2 | 0 | 1 |  | 0 | 0 | 0 | 0 | 0 | 0 | 0 | 0 | 0 | 0 | 0 | 0 | 0 | 0 | 0 | 0 | 0 | 0 | 0 | 0 | 0 | 0 | 0 | 0 | 0 | 0 | 0 | 0 | 0 | 0 | 0 | 0 | 0 | 0 | 0 | 0 |  | 1 | 1 | 1 | 1 | 1 | 1 | 1 | 1 | 4+ | 1
PG&E FRESNO | Kingsburg | 115 | 0 | 0 | 0 | 0 | 0 | 0 | 0 | 0 | 0 | 0 | 0 | 0 | 0 | 0 | 0 | 0 | 0 | 0 | 0 | 0 |  | 0 | 0 | 0 | 0 | 0 | 0 | 0 | 0 | 0 | 0 | 0 | 0 | 0 | 0 | 0 | 0 | 0 | 0 | 0 | 0 | 0 | 0 | 0 | 0 | 0 | 0 | 0 | 0 | 0 | 0 | 0 | 0 | 0 | 0 | 0 | 0 |  | 0 | 0 | 0 | 0 | 0 | 0 | 0 | 0 | 0 | 0 | 0 | 0 | 0 | 0 | 0 | 0 | 0 | 0 | 0 | 0 | 0 | 0 | 0 | 0 | 0 | 0 | 0 | 0 | 0 | 0 | 0 | 0 | 0 | 0 | 0 | 0 |  | 0 | 0 | 0 | 0 | 0 | 0 | 0 | 0 | 0 | 0 | 0 | 0 | 0 | 0 | 0 | 1.1926 | 0 | 1 | 0 | 0 | 0 | 0 | 0 | 0 | 0 | 0 | 0 | 0 | 0 | 0 | 0 | 0 | 0 | -2 | 0 | 1 |  | 0 | 0 | 0 | 0 | 0 | 0 | 0 | 0 | 0 | 0 | 0 | 0 | 0 | 0 | 0 | 0 | 0 | 0 | 0 | 0 | 0 | 0 | 0 | 0 | 0 | 0 | 0 | 0 | 0 | 0 | 0 | 0 | 0 | 0 | 0 | 0 |  | 1 | 1 | 1 | 1 | 1 | 1 | 1 | 1 | 4+ | 1
PG&E GBA | Kirker | 115 | 0 | 0 | 0 | 0 | 0 | 0 | 0 | 0 | 0 | 0 | 0 | 0 | 0 | 0 | 0 | 0 | 0 | 0 | 0 | 0 |  | 0 | 0 | 0 | 0 | 0 | 0 | 0 | 0 | 0 | 0 | 0 | 0 | 0 | 2 | 20 | 0 | 0 | 1 | 0 | 0 | 0 | 0 | 0 | 0 | 0 | 0 | 0 | 0 | 0 | 0 | 0 | -2 | -2 | 0 | 0 | 1 |  | 0 | 0 | 0 | 0 | 0 | 0 | 0 | 0 | 0 | 0 | 0 | 0 | 0 | 0 | 0 | 0 | 0 | 0 | 0 | 0 | 0 | 0 | 0 | 0 | 0 | 0 | 0 | 0 | 0 | 0 | 0 | 0 | 0 | 0 | 0 | 0 |  | 0 | 0 | 0 | 0 | 0 | 0 | 0 | 0 | 0 | 0 | 0 | 0 | 0 | 0 | 0 | 3.902 | 0 | 1 | 0 | 0 | 0 | 0 | 0 | 0 | 0 | 0 | 0 | 0 | 0 | 0 | 0 | 0 | 0 | -2 | 0 | 1 |  | 0 | 0 | 0 | 0 | 0 | 0 | 0 | 0 | 0 | 0 | 0 | 0 | 0 | 0 | 0 | 0 | 0 | 0 | 0 | 0 | 0 | 0 | 0 | 0 | 0 | 0 | 0 | 0 | 0 | 0 | 0 | 0 | 0 | 0 | 0 | 0 |  | 1 | 1 | 1 | 1 | 1 | 1 | 1 | 1 | 4+ | 1
PG&E NGBA | Knights Landing | 115 | 0 | 0 | 0 | 0 | 0 | 0 | 0 | 0 | 0 | 0 | 0 | 0 | 0 | 0 | 0 | 0 | 0 | 0 | 0 | 0 |  | 0 | 0 | 0 | 0 | 0 | 0 | 0 | 0 | 0 | 0 | 0 | 0 | 0 | 0 | 0 | 0 | 0 | 0 | 0 | 0 | 0 | 0 | 0 | 0 | 0 | 0 | 0 | 0 | 0 | 0 | 0 | 0 | 0 | 0 | 0 | 0 |  | 0 | 0 | 0 | 0 | 0 | 0 | 0 | 0 | 0 | 0 | 0 | 0 | 0 | 0 | 0 | 0 | 0 | 0 | 0 | 0 | 0 | 0 | 0 | 0 | 0 | 0 | 0 | 0 | 0 | 0 | 0 | 0 | 0 | 0 | 0 | 0 |  | 0 | 0 | 0 | 0 | 0 | 0 | 0 | 0 | 0 | 0 | 0 | 0 | 0 | 0 | 0 | 0 | 0 | 0 | 0 | 0 | 0 | 0 | 0 | 0 | 0 | 0 | 0 | 0 | 0 | 0 | 0 | 0 | 0 | 0 | 0 | 0 |  | 0 | 0 | 0 | 0 | 0 | 0 | 0 | 0 | 0 | 0 | 0 | 0 | 0 | 0 | 0 | 0 | 0 | 0 | 0 | 0 | 0 | 0 | 0 | 0 | 0 | 0 | 0 | 0 | 0 | 0 | 0 | 0 | 0 | 0 | 0 | 0 |  | 1 | 1 | 1 | 1 | 1 | 1 | 1 | 1 | 1 | 0
PG&E NGBA | Konocti | 60 | 0 | 0 | 0 | 0 | 0 | 0 | 0 | 0 | 0 | 0 | 0 | 0 | 0 | 0 | 0 | 0 | 0 | 0 | 0 | 0 |  | 0 | 0 | 0 | 0 | 0 | 0 | 0 | 0 | 0 | 0 | 0 | 0 | 0 | 0 | 0 | 0 | 0 | 0 | 0 | 0 | 0 | 0 | 0 | 0 | 0 | 0 | 0 | 0 | 0 | 0 | 0 | 0 | 0 | 0 | 0 | 0 |  | 0 | 0 | 0 | 0 | 0 | 0 | 0 | 0 | 0 | 0 | 0 | 0 | 0 | 0 | 0 | 0 | 0 | 0 | 0 | 0 | 0 | 0 | 0 | 0 | 0 | 0 | 0 | 0 | 0 | 0 | 0 | 0 | 0 | 0 | 0 | 0 |  | 0 | 0 | 0 | 0 | 0 | 0 | 0 | 0 | 0 | 0 | 0 | 0 | 0 | 0 | 0 | 0 | 0 | 0 | 0 | 0 | 0 | 0 | 0 | 0 | 0 | 0 | 0 | 0 | 0 | 0 | 0 | 0 | 0 | 0 | 0 | 0 |  | 0 | 0 | 0 | 0 | 0 | 0 | 0 | 0 | 0 | 0 | 0 | 0 | 0 | 0 | 0 | 0 | 0 | 0 | 0 | 0 | 0 | 0 | 0 | 0 | 0 | 0 | 0 | 0 | 0 | 0 | 0 | 0 | 0 | 0 | 0 | 0 |  | 1 | 1 | 1 | 1 | 1 | 1 | 1 | 1 | 1 | 0
Commercial criteria alignment analysis for the 2036 portfolio. Tab shows mapped generic resources by substation compared to commercial interest resources by the three confidence categories (Executed IA, Phase II complete, or all projects, which includes Cluster 15 application projects). Columns FQ through FY show the mapped resources alignment with the commercial interest criteria by resource type. Tab also shows comparison to projects identified as Available for Near-term Interconnection. | [23 empty] | 0 | 0 | 0 | 0 | 0 | 0 | 0 | 0 | 0 | 0 | 0 | 0 | 0 | 0 | 0 | 0 | 0 | 0 | 0 | 0 | 0 | 0 | 0 | 0 | 0 | 0 | 0 | 0 | 0 | 0 | 0 | 0 | 0 | 0 | 0 | 0 | Commercial criteria alignment analysis for the 2036 portfolio. Tab shows mapped generic resources by substation compared to commercial interest resources by the three confidence categories (Executed IA, Phase II complete, or all projects, which includes Cluster 15 application projects). Columns FQ through FY show the mapped resources alignment with the commercial interest criteria by resource type. Tab also shows comparison to projects identified as Available for Near-term Interconnection. | PG&E FRESNO | SDGE | PG&E GBA | Bannister | Ganso | Monroe | Sloan Canyon | 230 | 115 | 230 | 230 | 0 | 100 | 20 | 0 | 0 | 0 | 0 | #VALUE! | #VALUE! | #VALUE! | #VALUE! | #VALUE! | #VALUE! | #VALUE! | -2 | -2 | -2 | -2 | 0 | -2 | -2 | 0 | 0 | 0 | Commercial criteria alignment analysis for the 2036 portfolio. Tab shows mapped generic resources by substation compared to commercial interest resources by the three confidence categories (Executed IA, Phase II complete, or all projects, which includes Cluster 15 application projects). Columns FQ through FY show the mapped resources alignment with the commercial interest criteria by resource type. Tab also shows comparison to projects identified as Available for Near-term Interconnection. | [19 empty] | 0 | 0 | 0 | 0 | 0 | 0 | 0 | 0 | 0 | 0 | 0 | 0 | 0 | 0 | 0 | 0 | 0 | Commercial criteria alignment analysis for the 2036 portfolio. Tab shows mapped generic resources by substation compared to commercial interest resources by the three confidence categories (Executed IA, Phase II complete, or all projects, which includes Cluster 15 application projects). Columns FQ through FY show the mapped resources alignment with the commercial interest criteria by resource type. Tab also shows comparison to projects identified as Available for Near-term Interconnection. | PG&E FRESNO | SDGE | PG&E GBA | Bannister | Ganso | Monroe | Sloan Canyon | 230 | 115 | 230 | 230 | 0 | 100 | 20 | 0 | 0 | 0 | 0 | 0 | #VALUE! | #VALUE! | #VALUE! | #VALUE! | #VALUE! | #VALUE! | -2 | -2 | -2 | -2 | 0 | -2 | -2 | 0 | 0 | 0 | 0 | Commercial criteria alignment analysis for the 2036 portfolio. Tab shows mapped generic resources by substation compared to commercial interest resources by the three confidence categories (Executed IA, Phase II complete, or all projects, which includes Cluster 15 application projects). Columns FQ through FY show the mapped resources alignment with the commercial interest criteria by resource type. Tab also shows comparison to projects identified as Available for Near-term Interconnection.
[23 empty] | Available for Near-term Interconnection | 0 | 0 | 0 | 0 | 0 | 0 | 0 | 0 | 0 | 0 | 0 | 0 | 0 | 0 | 0 | 0 | 0 | 0 | 0 | 0 | 0 | 0 | 0 | 0 | 0 | 0 | 0 | 0 | 0 | 0 | 0 | 0 | 0 | 0 | 0 | 0 |  | SCE Metro | PG&E NGBA | PG&E GBA | Barre | Gates | Monserate | Sloan Canyon | 230 | 230 | 500 | 230 | 0 | 0 | 0 | 0 | 0 | 0 | 0 | #VALUE! | #VALUE! | #VALUE! | #VALUE! | #VALUE! | #VALUE! | #VALUE! | -2 | -2 | -2 | -2 | 0 | 0 | 0 | 0 | 0 | 0 | [20 empty] | 0 | 0 | 0 | 0 | 0 | 0 | 0 | 0 | 0 | 0 | 0 | 0 | 0 | 0 | 0 | 0 | 0 |  | SCE Metro | PG&E NGBA | PG&E GBA | Barre | Gates | Monserate | Sloan Canyon | 230 | 230 | 500 | 230 | 0 | 0 | 0 | 0 | 0 | 0 | 0 | 0 | #VALUE! | #VALUE! | #VALUE! | #VALUE! | #VALUE! | #VALUE! | -2 | -2 | -2 | -2 | 0 | 0 | 0 | 0 | 0 | 0 | 0
|  |  | Mapped Generic Resources | [20 empty] | 0 | 0 | 0 | 0 | 0 | 0 | 0 | 0 | 0 | 0 | 0 | 0 | 0 | 0 | 0 | 0 | 0 | 0 | #VALUE! | #VALUE! | 0 | 0 | 0 | 0 | 0 | 0 | 0 | 0 | 0 | 0 | 0 | 0 | 0 | 0 | 0 | 1 |  | PG&E GBA | PG&E NGBA | PG&E KERN | Bay Boulevard | Gates | Monta Vista | Smyrna | 115 | 70 | 230 | 70 | 108 | 0 | 0 | 0 | 0 | 0 | 0 | #VALUE! | #VALUE! | #VALUE! | #VALUE! | #VALUE! | #VALUE! | #VALUE! | -2 | -2 | -2 | -2 | -2 | 0 | 0 | 0 | 0 | 0 |  |  |  | Mapped Generic Resources | [16 empty] | #VALUE! | #VALUE! | 0 | 0 | 0 | 0 | 0 | 0 | 0 | 0 | 0 | 0 | 0 | 0 | 0 | 0 | 0 |  | PG&E GBA | PG&E NGBA | PG&E KERN | Bay Boulevard | Gates | Monta Vista | Smyrna | 115 | 70 | 230 | 70 | 108 | 0 | 0 | 0 | 0 | 0 | 0 | 0 | #VALUE! | #VALUE! | #VALUE! | #VALUE! | #VALUE! | #VALUE! | -2 | -2 | -2 | -2 | -2 | 0 | 0 | 0 | 0 | 0 | 0 |  |  |  | Mapped Generic Resources
SCE Metro | La Fresa | 230 | 0 | 0 | 0 | 0 | 0 | 0 | 0 | 0 | 0 | 0 | 0 | 0 | 0 | 0 | 0 | 0 | 0 | 0 | 0 | 0 |  | 0 | 0 | 0 | 0 | 0 | 0 | 0 | 0 | 0 | 0 | 0 | 0 | 0 | 0 | 0 | 0 | 0 | 0 | 0 | 0 | 0 | 0 | 0 | 0 | 0 | 0 | 0 | 0 | 0 | 0 | 0 | 0 | 0 | 0 | 0 | 0 |  | 0 | 0 | 0 | 0 | 0 | 0 | 0 | 0 | 0 | 0 | 0 | 0 | 0 | 0 | 0 | 0 | 0 | 0 | 0 | 0 | 0 | 0 | 0 | 0 | 0 | 0 | 0 | 0 | 0 | 0 | 0 | 0 | 0 | 0 | 0 | 0 |  | 0 | 0 | 0 | 0 | 0 | 0 | 0 | 0 | 0 | 0 | 0 | 0 | 0 | 0 | 0 | 0.64 | 0 | 1 | 0 | 0 | 0 | 0 | 0 | 0 | 0 | 0 | 0 | 0 | 0 | 0 | 0 | 0 | 0 | -2 | 0 | 1 |  | 0 | 0 | 0 | 0 | 0 | 0 | 0 | 0 | 0 | 0 | 0 | 0 | 0 | 0 | 0 | 0 | 0 | 0 | 0 | 0 | 0 | 0 | 0 | 0 | 0 | 0 | 0 | 0 | 0 | 0 | 0 | 0 | 0 | 0 | 0 | 0 |  | 1 | 1 | 1 | 1 | 1 | 1 | 1 | 1 | 4+ | 1
Commercial criteria alignment analysis for the 2036 portfolio. Tab shows mapped generic resources by substation compared to commercial interest resources by the three confidence categories (Executed IA, Phase II complete, or all projects, which includes Cluster 15 application projects). Columns FQ through FY show the mapped resources alignment with the commercial interest criteria by resource type. Tab also shows comparison to projects identified as Available for Near-term Interconnection. | PG&E FRESNO | SDGE | PG&E GBA | Bannister | Ganso | Monroe | Sloan Canyon | 230 | 115 | 230 | 230 | 0 | 100 | 20 | 0 | 0 | 0 | 0 | 0 | 0 | 0 | 0 | 0 | 0 | 0 | 0 | 0 | 0 | 0 | 0 | 0 | 0 | 0 | 0 | 0 | 0 | 0 | 0 | 0 | 0 | 0 | #VALUE! | #VALUE! | #VALUE! | #VALUE! | #VALUE! | #VALUE! | 2 | 2 | 2 | 2 | 2 | 0 | 0 | 0 | 0 | 0 | 0 | 1 | Commercial criteria alignment analysis for the 2036 portfolio. Tab shows mapped generic resources by substation compared to commercial interest resources by the three confidence categories (Executed IA, Phase II complete, or all projects, which includes Cluster 15 application projects). Columns FQ through FY show the mapped resources alignment with the commercial interest criteria by resource type. Tab also shows comparison to projects identified as Available for Near-term Interconnection. | [18 empty] | #VALUE! | #VALUE! | #VALUE! | #VALUE! | #VALUE! | #VALUE! | 2 | 2 | 2 | 2 | 2 | 0 | 0 | 0 | 0 | 0 | 0 | Commercial criteria alignment analysis for the 2036 portfolio. Tab shows mapped generic resources by substation compared to commercial interest resources by the three confidence categories (Executed IA, Phase II complete, or all projects, which includes Cluster 15 application projects). Columns FQ through FY show the mapped resources alignment with the commercial interest criteria by resource type. Tab also shows comparison to projects identified as Available for Near-term Interconnection. | PG&E FRESNO | SDGE | PG&E GBA | Bannister | Ganso | Monroe | Sloan Canyon | 230 | 115 | 230 | 230 | 0 | 100 | 20 | 0 | 0 | 0 | 0 | 0 | #VALUE! | #VALUE! | #VALUE! | #VALUE! | #VALUE! | #VALUE! | 0 | 2 | 0 | -2 | 2 | -2 | -2 | 0 | 0 | 0 | 0 | Commercial criteria alignment analysis for the 2036 portfolio. Tab shows mapped generic resources by substation compared to commercial interest resources by the three confidence categories (Executed IA, Phase II complete, or all projects, which includes Cluster 15 application projects). Columns FQ through FY show the mapped resources alignment with the commercial interest criteria by resource type. Tab also shows comparison to projects identified as Available for Near-term Interconnection. | [19 empty] | #VALUE! | #VALUE! | #VALUE! | #VALUE! | #VALUE! | #VALUE! | 2 | 2 | 2 | 2 | 2 | 0 | 0 | 0 | 0 | 0 | 0 | Commercial criteria alignment analysis for the 2036 portfolio. Tab shows mapped generic resources by substation compared to commercial interest resources by the three confidence categories (Executed IA, Phase II complete, or all projects, which includes Cluster 15 application projects). Columns FQ through FY show the mapped resources alignment with the commercial interest criteria by resource type. Tab also shows comparison to projects identified as Available for Near-term Interconnection. | PG&E FRESNO | SDGE | PG&E GBA | Bannister | Ganso | Monroe | Sloan Canyon | 230 | 115 | 230 | 230
| SCE Metro | PG&E NGBA | PG&E GBA | Barre | Gates | Monserate | Sloan Canyon | 230 | 230 | 500 | 230 | 0 | 0 | 0 | 0 | 0 | 0 | 0 | 0 | 0 | 0 | 0 | 0 | 0 | 0 | 0 | 0 | 0 | 0 | 0 | 0 | 0 | 0 | 0 | 0 | 0 | 0 | 0 | 0 | 0 | 0 | #VALUE! | #VALUE! | #VALUE! | #VALUE! | #VALUE! | #VALUE! | 2 | 2 | 2 | 0 | 0 | 0 | 0 | 0 | 0 | 0 | 0 | 1 | [19 empty] | #VALUE! | #VALUE! | #VALUE! | #VALUE! | #VALUE! | #VALUE! | 2 | 2 | 2 | 0 | 0 | 0 | 0 | 0 | 0 | 0 | 0 |  | SCE Metro | PG&E NGBA | PG&E GBA | Barre | Gates | Monserate | Sloan Canyon | 230 | 230 | 500 | 230 | 0 | 0 | 0 | 0 | 0 | 0 | 0 | 0 | #VALUE! | #VALUE! | #VALUE! | #VALUE! | #VALUE! | #VALUE! | 0 | 2 | -2 | -2 | 0 | 0 | 0 | 0 | 0 | 0 | 0 | [20 empty] | #VALUE! | #VALUE! | #VALUE! | #VALUE! | #VALUE! | #VALUE! | 2 | 2 | 2 | 0 | 0 | 0 | 0 | 0 | 0 | 0 | 0 |  | SCE Metro | PG&E NGBA | PG&E GBA | Barre | Gates | Monserate | Sloan Canyon | 230 | 230 | 500 | 230
PG&E NGBA | Lakeville | 230 | 0 | 0 | 0 | 0 | 0 | 0 | 0 | 0 | 0 | 0 | 0 | 0 | 0 | 0 | 0 | 0 | 0 | 0 | 0 | 0 |  | 0 | 0 | 0 | 0 | 0 | 0 | 0 | 0 | 0 | 0 | 0 | 0 | 0 | 0 | 0 | 0 | 0 | 0 | 0 | 0 | 0 | 0 | 0 | 0 | 0 | 0 | 0 | 0 | 0 | 0 | 0 | 0 | 0 | 0 | 0 | 0 |  | 0 | 0 | 0 | 0 | 0 | 0 | 0 | 0 | 0 | 0 | 0 | 0 | 0 | 0 | 0 | 0 | 0 | 0 | 0 | 0 | 0 | 0 | 0 | 0 | 0 | 0 | 0 | 0 | 0 | 0 | 0 | 0 | 0 | 0 | 0 | 0 |  | 0 | 0 | 0 | 0 | 0 | 0 | 0 | 0 | 0 | 0 | 0 | 0 | 0 | 0 | 0 | 4 | 0 | 1 | 0 | 0 | 0 | 0 | 0 | 0 | 0 | 0 | 0 | 0 | 0 | 0 | 0 | 0 | 0 | -2 | 0 | 1 |  | 0 | 0 | 0 | 0 | 0 | 0 | 0 | 0 | 0 | 0 | 0 | 0 | 0 | 0 | 0 | 0 | 0 | 0 | 0 | 0 | 0 | 0 | 0 | 0 | 0 | 0 | 0 | 0 | 0 | 0 | 0 | 0 | 0 | 0 | 0 | 0 |  | 1 | 1 | 1 | 1 | 1 | 1 | 1 | 1 | 4+ | 1
PG&E NGBA | Lakeville | 60 | 0 | 0 | 0 | 0 | 0 | 0 | 0 | 0 | 0 | 0 | 0 | 0 | 0 | 0 | 0 | 0 | 0 | 0 | 0 | 0 |  | 0 | 0 | 0 | 0 | 0 | 0 | 0 | 0 | 0 | 0 | 0 | 0 | 0 | 0 | 0 | 0 | 0 | 0 | 0 | 0 | 0 | 0 | 0 | 0 | 0 | 0 | 0 | 0 | 0 | 0 | 0 | 0 | 0 | 0 | 0 | 0 |  | 0 | 0 | 0 | 0 | 0 | 0 | 0 | 0 | 0 | 0 | 0 | 0 | 0 | 0 | 0 | 0 | 0 | 0 | 0 | 0 | 0 | 0 | 0 | 0 | 0 | 0 | 0 | 0 | 0 | 0 | 0 | 0 | 0 | 0 | 0 | 0 |  | 0 | 0 | 0 | 0 | 0 | 0 | 0 | 0 | 0 | 0 | 0 | 0 | 0 | 0 | 0 | 0 | 0 | 0 | 0 | 0 | 0 | 0 | 0 | 0 | 0 | 0 | 0 | 0 | 0 | 0 | 0 | 0 | 0 | 0 | 0 | 0 |  | 0 | 0 | 0 | 0 | 0 | 0 | 0 | 0 | 0 | 0 | 0 | 0 | 0 | 0 | 0 | 0 | 0 | 0 | 0 | 0 | 0 | 0 | 0 | 0 | 0 | 0 | 0 | 0 | 0 | 0 | 0 | 0 | 0 | 0 | 0 | 0 |  | 1 | 1 | 1 | 1 | 1 | 1 | 1 | 1 | 1 | 0
Commercial criteria alignment analysis for the 2036 portfolio. Tab shows mapped generic resources by substation compared to commercial interest resources by the three confidence categories (Executed IA, Phase II complete, or all projects, which includes Cluster 15 application projects). Columns FQ through FY show the mapped resources alignment with the commercial interest criteria by resource type. Tab also shows comparison to projects identified as Available for Near-term Interconnection. | [23 empty] | 0 | 0 | 0 | 0 | 0 | 0 | 0 | 0 | 0 | 0 | 0 | 0 | 0 | 0 | 0 | 0 | 0 | 0 | 0 | 0 | 0 | 0 | 0 | 0 | 0 | 0 | 0 | 0 | 0 | 0 | 0 | 0 | 0 | 0 | 0 | 0 | Commercial criteria alignment analysis for the 2036 portfolio. Tab shows mapped generic resources by substation compared to commercial interest resources by the three confidence categories (Executed IA, Phase II complete, or all projects, which includes Cluster 15 application projects). Columns FQ through FY show the mapped resources alignment with the commercial interest criteria by resource type. Tab also shows comparison to projects identified as Available for Near-term Interconnection. | PG&E FRESNO | SDGE | PG&E GBA | Bannister | Ganso | Monroe | Sloan Canyon | 230 | 115 | 230 | 230 | 0 | 100 | 20 | 0 | 0 | 0 | 0 | #VALUE! | #VALUE! | #VALUE! | #VALUE! | #VALUE! | #VALUE! | #VALUE! | -2 | -2 | -2 | -2 | 0 | -2 | -2 | 0 | 0 | 0 | Commercial criteria alignment analysis for the 2036 portfolio. Tab shows mapped generic resources by substation compared to commercial interest resources by the three confidence categories (Executed IA, Phase II complete, or all projects, which includes Cluster 15 application projects). Columns FQ through FY show the mapped resources alignment with the commercial interest criteria by resource type. Tab also shows comparison to projects identified as Available for Near-term Interconnection. | [19 empty] | 0 | 0 | 0 | 0 | 0 | 0 | 0 | 0 | 0 | 0 | 0 | 0 | 0 | 0 | 0 | 0 | 0 | Commercial criteria alignment analysis for the 2036 portfolio. Tab shows mapped generic resources by substation compared to commercial interest resources by the three confidence categories (Executed IA, Phase II complete, or all projects, which includes Cluster 15 application projects). Columns FQ through FY show the mapped resources alignment with the commercial interest criteria by resource type. Tab also shows comparison to projects identified as Available for Near-term Interconnection. | PG&E FRESNO | SDGE | PG&E GBA | Bannister | Ganso | Monroe | Sloan Canyon | 230 | 115 | 230 | 230 | 0 | 100 | 20 | 0 | 0 | 0 | 0 | 0 | #VALUE! | #VALUE! | #VALUE! | #VALUE! | #VALUE! | #VALUE! | -2 | -2 | -2 | -2 | 0 | -2 | -2 | 0 | 0 | 0 | 0 | Commercial criteria alignment analysis for the 2036 portfolio. Tab shows mapped generic resources by substation compared to commercial interest resources by the three confidence categories (Executed IA, Phase II complete, or all projects, which includes Cluster 15 application projects). Columns FQ through FY show the mapped resources alignment with the commercial interest criteria by resource type. Tab also shows comparison to projects identified as Available for Near-term Interconnection.
PG&E GBA | Lakewood | 115 | 0 | 0 | 0 | 0 | 0 | 0 | 0 | 0 | 0 | 0 | 0 | 0 | 0 | 0 | 0 | 0 | 0 | 0 | 0 | 0 |  | 0 | 0 | 0 | 0 | 0 | 0 | 0 | 0 | 0 | 0 | 0 | 0 | 0 | 0 | 0 | 0 | 0 | 0 | 0 | 0 | 0 | 0 | 0 | 0 | 0 | 0 | 0 | 0 | 0 | 0 | 0 | 0 | 0 | 0 | 0 | 0 |  | 0 | 0 | 0 | 0 | 0 | 0 | 0 | 0 | 0 | 0 | 0 | 0 | 0 | 0 | 0 | 0 | 0 | 0 | 0 | 0 | 0 | 0 | 0 | 0 | 0 | 0 | 0 | 0 | 0 | 0 | 0 | 0 | 0 | 0 | 0 | 0 |  | 0 | 0 | 0 | 0 | 0 | 0 | 0 | 0 | 0 | 0 | 0 | 0 | 0 | 0 | 0 | 1.041 | 0 | 1 | 0 | 0 | 0 | 0 | 0 | 0 | 0 | 0 | 0 | 0 | 0 | 0 | 0 | 0 | 0 | -2 | 0 | 1 |  | 0 | 0 | 0 | 0 | 0 | 0 | 0 | 0 | 0 | 0 | 0 | 0 | 0 | 0 | 0 | 0 | 0 | 0 | 0 | 0 | 0 | 0 | 0 | 0 | 0 | 0 | 0 | 0 | 0 | 0 | 0 | 0 | 0 | 0 | 0 | 0 |  | 1 | 1 | 1 | 1 | 1 | 1 | 1 | 1 | 4+ | 1
Commercial criteria alignment analysis for the 2036 portfolio. Tab shows mapped generic resources by substation compared to commercial interest resources by the three confidence categories (Executed IA, Phase II complete, or all projects, which includes Cluster 15 application projects). Columns FQ through FY show the mapped resources alignment with the commercial interest criteria by resource type. Tab also shows comparison to projects identified as Available for Near-term Interconnection. | PG&E FRESNO | SDGE | PG&E GBA | Bannister | Ganso | Monroe | Sloan Canyon | 230 | 115 | 230 | 230 | 0 | 100 | 20 | 0 | 0 | 0 | 0 | 0 | 0 | 0 | 0 | 0 | 0 | 0 | 0 | 0 | 0 | 0 | 0 | 0 | 0 | 0 | 0 | 0 | 0 | 0 | 0 | 0 | 0 | 0 | #VALUE! | #VALUE! | #VALUE! | #VALUE! | #VALUE! | #VALUE! | 2 | 2 | 2 | 2 | 2 | 0 | 0 | 0 | 0 | 0 | 0 | 1 | Commercial criteria alignment analysis for the 2036 portfolio. Tab shows mapped generic resources by substation compared to commercial interest resources by the three confidence categories (Executed IA, Phase II complete, or all projects, which includes Cluster 15 application projects). Columns FQ through FY show the mapped resources alignment with the commercial interest criteria by resource type. Tab also shows comparison to projects identified as Available for Near-term Interconnection. | [18 empty] | #VALUE! | #VALUE! | #VALUE! | #VALUE! | #VALUE! | #VALUE! | 2 | 2 | 2 | 2 | 2 | 0 | 0 | 0 | 0 | 0 | 0 | Commercial criteria alignment analysis for the 2036 portfolio. Tab shows mapped generic resources by substation compared to commercial interest resources by the three confidence categories (Executed IA, Phase II complete, or all projects, which includes Cluster 15 application projects). Columns FQ through FY show the mapped resources alignment with the commercial interest criteria by resource type. Tab also shows comparison to projects identified as Available for Near-term Interconnection. | PG&E FRESNO | SDGE | PG&E GBA | Bannister | Ganso | Monroe | Sloan Canyon | 230 | 115 | 230 | 230 | 0 | 100 | 20 | 0 | 0 | 0 | 0 | 0 | #VALUE! | #VALUE! | #VALUE! | #VALUE! | #VALUE! | #VALUE! | 0 | 2 | 0 | -2 | 2 | -2 | -2 | 0 | 0 | 0 | 0 | Commercial criteria alignment analysis for the 2036 portfolio. Tab shows mapped generic resources by substation compared to commercial interest resources by the three confidence categories (Executed IA, Phase II complete, or all projects, which includes Cluster 15 application projects). Columns FQ through FY show the mapped resources alignment with the commercial interest criteria by resource type. Tab also shows comparison to projects identified as Available for Near-term Interconnection. | [19 empty] | #VALUE! | #VALUE! | #VALUE! | #VALUE! | #VALUE! | #VALUE! | 2 | 2 | 2 | 2 | 2 | 0 | 0 | 0 | 0 | 0 | 0 | Commercial criteria alignment analysis for the 2036 portfolio. Tab shows mapped generic resources by substation compared to commercial interest resources by the three confidence categories (Executed IA, Phase II complete, or all projects, which includes Cluster 15 application projects). Columns FQ through FY show the mapped resources alignment with the commercial interest criteria by resource type. Tab also shows comparison to projects identified as Available for Near-term Interconnection. | PG&E FRESNO | SDGE | PG&E GBA | Bannister | Ganso | Monroe | Sloan Canyon | 230 | 115 | 230 | 230
| SCE Metro | PG&E NGBA | PG&E GBA | Barre | Gates | Monserate | Sloan Canyon | 230 | 230 | 500 | 230 | 0 | 0 | 0 | 0 | 0 | 0 | 0 | 0 | 0 | 0 | 0 | 0 | 0 | 0 | 0 | 0 | 0 | 0 | 0 | 0 | 0 | 0 | 0 | 0 | 0 | 0 | 0 | 0 | 0 | 0 | #VALUE! | #VALUE! | #VALUE! | #VALUE! | #VALUE! | #VALUE! | 2 | 2 | 2 | 0 | 0 | 0 | 0 | 0 | 0 | 0 | 0 | 1 | [19 empty] | #VALUE! | #VALUE! | #VALUE! | #VALUE! | #VALUE! | #VALUE! | 2 | 2 | 2 | 0 | 0 | 0 | 0 | 0 | 0 | 0 | 0 |  | SCE Metro | PG&E NGBA | PG&E GBA | Barre | Gates | Monserate | Sloan Canyon | 230 | 230 | 500 | 230 | 0 | 0 | 0 | 0 | 0 | 0 | 0 | 0 | #VALUE! | #VALUE! | #VALUE! | #VALUE! | #VALUE! | #VALUE! | 0 | 2 | -2 | -2 | 0 | 0 | 0 | 0 | 0 | 0 | 0 | [20 empty] | #VALUE! | #VALUE! | #VALUE! | #VALUE! | #VALUE! | #VALUE! | 2 | 2 | 2 | 0 | 0 | 0 | 0 | 0 | 0 | 0 | 0 |  | SCE Metro | PG&E NGBA | PG&E GBA | Barre | Gates | Monserate | Sloan Canyon | 230 | 230 | 500 | 230
| PG&E GBA | PG&E NGBA | PG&E KERN | Bay Boulevard | Gates | Monta Vista | Smyrna | 115 | 70 | 230 | 70 | 108 | 0 | 0 | 0 | 0 | 0 | 0 | 0 | 0 | 0 | 0 | 0 | 0 | 0 | 0 | 0 | 0 | 0 | 0 | 0 | 0 | 0 | 0 | 0 | 0 | 0 | 0 | 0 | 0 | 0 | #VALUE! | #VALUE! | #VALUE! | #VALUE! | #VALUE! | #VALUE! | 2 | 2 | 2 | 0 | 0 | 0 | 0 | 0 | 0 | 0 | 0 | 1 |  |  |  | Mapped Generic Resources | [15 empty] | #VALUE! | #VALUE! | #VALUE! | #VALUE! | #VALUE! | #VALUE! | 2 | 2 | 2 | 0 | 0 | 0 | 0 | 0 | 0 | 0 | 0 |  | PG&E GBA | PG&E NGBA | PG&E KERN | Bay Boulevard | Gates | Monta Vista | Smyrna | 115 | 70 | 230 | 70 | 108 | 0 | 0 | 0 | 0 | 0 | 0 | 0 | #VALUE! | #VALUE! | #VALUE! | #VALUE! | #VALUE! | #VALUE! | 0 | 2 | -2 | -2 | -2 | 0 | 0 | 0 | 0 | 0 | 0 |  |  |  | Mapped Generic Resources | [16 empty] | #VALUE! | #VALUE! | #VALUE! | #VALUE! | #VALUE! | #VALUE! | 2 | 2 | 2 | 0 | 0 | 0 | 0 | 0 | 0 | 0 | 0 |  | PG&E GBA | PG&E NGBA | PG&E KERN | Bay Boulevard | Gates | Monta Vista | Smyrna | 115 | 70 | 230 | 70
PG&E FRESNO | Las Aguilas | 230 | 0 | 0 | 0 | 0 | 0 | 0 | 0 | 0 | 0 | 0 | 0 | 0 | 0 | 0 | 0 | 0 | 0 | 0 | 0 | 0 |  | 0 | 0 | 0 | 0 | 0 | 0 | 0 | 0 | 0 | 0 | 0 | 0 | 0 | 0 | 0 | 0 | 0 | 0 | 0 | 0 | 0 | 0 | 0 | 0 | 0 | 0 | 0 | 0 | 0 | 0 | 0 | 0 | 0 | 0 | 0 | 0 |  | 0 | 0 | 0 | 0 | 0 | 0 | 0 | 0 | 0 | 0 | 0 | 0 | 0 | 0 | 0 | 0 | 0 | 0 | 0 | 0 | 0 | 0 | 0 | 0 | 0 | 0 | 0 | 0 | 0 | 0 | 0 | 0 | 0 | 0 | 0 | 0 |  | 0 | 0 | 0 | 0 | 0 | 0 | 0 | 0 | 0 | 0 | 0 | 0 | 0 | 0 | 0 | 0 | 0 | 0 | 0 | 0 | 0 | 0 | 0 | 0 | 0 | 0 | 0 | 0 | 0 | 0 | 0 | 0 | 0 | 0 | 0 | 0 |  | 0 | 0 | 0 | 0 | 0 | 0 | 0 | 0 | 0 | 0 | 0 | 0 | 0 | 0 | 0 | 0 | 0 | 0 | 0 | 0 | 0 | 0 | 0 | 0 | 0 | 0 | 0 | 0 | 0 | 0 | 0 | 0 | 0 | 0 | 0 | 0 |  | 1 | 1 | 1 | 1 | 1 | 1 | 1 | 1 | 1 | 0
EOP | Lathrop | 138 | 0 | 0 | 0 | 0 | 0 | 0 | 0 | 0 | 0 | 0 | 0 | 0 | 0 | 0 | 0 | 0 | 0 | 0 | 0 | 0 |  | 0 | 0 | 0 | 0 | 0 | 0 | 0 | 0 | 0 | 0 | 0 | 0 | 0 | 0 | 0 | 0 | 0 | 0 | 0 | 0 | 0 | 0 | 0 | 0 | 0 | 0 | 0 | 0 | 0 | 0 | 0 | 0 | 0 | 0 | 0 | 0 |  | 0 | 0 | 0 | 0 | 0 | 0 | 0 | 0 | 0 | 0 | 0 | 0 | 0 | 0 | 0 | 0 | 0 | 0 | 0 | 0 | 0 | 0 | 0 | 0 | 0 | 0 | 0 | 0 | 0 | 0 | 0 | 0 | 0 | 0 | 0 | 0 |  | 0 | 0 | 0 | 0 | 0 | 0 | 0 | 0 | 0 | 0 | 0 | 0 | 0 | 0 | 0 | 0 | 0 | 0 | 0 | 0 | 0 | 0 | 0 | 0 | 0 | 0 | 0 | 0 | 0 | 0 | 0 | 0 | 0 | 0 | 0 | 0 |  | 0 | 0 | 0 | 0 | 0 | 0 | 0 | 0 | 0 | 0 | 0 | 0 | 0 | 0 | 0 | 0 | 0 | 0 | 0 | 0 | 0 | 0 | 0 | 0 | 0 | 0 | 0 | 0 | 0 | 0 | 0 | 0 | 0 | 0 | 0 | 0 |  | 1 | 1 | 1 | 1 | 1 | 1 | 1 | 1 | 1 | 0
Commercial criteria alignment analysis for the 2036 portfolio. Tab shows mapped generic resources by substation compared to commercial interest resources by the three confidence categories (Executed IA, Phase II complete, or all projects, which includes Cluster 15 application projects). Columns FQ through FY show the mapped resources alignment with the commercial interest criteria by resource type. Tab also shows comparison to projects identified as Available for Near-term Interconnection. | [23 empty] | 0 | 0 | 0 | 0 | 0 | 0 | 0 | 0 | 0 | 0 | 0 | 0 | 0 | 0 | 0 | 0 | 0 | 0 | 0 | 0 | 0 | 0 | 0 | 0 | 0 | 0 | 0 | 0 | 0 | 0 | 0 | 0 | 0 | 0 | 0 | 0 | Commercial criteria alignment analysis for the 2036 portfolio. Tab shows mapped generic resources by substation compared to commercial interest resources by the three confidence categories (Executed IA, Phase II complete, or all projects, which includes Cluster 15 application projects). Columns FQ through FY show the mapped resources alignment with the commercial interest criteria by resource type. Tab also shows comparison to projects identified as Available for Near-term Interconnection. | PG&E FRESNO | SDGE | PG&E GBA | Bannister | Ganso | Monroe | Sloan Canyon | 230 | 115 | 230 | 230 | 0 | 100 | 20 | 0 | 0 | 0 | 0 | #VALUE! | #VALUE! | #VALUE! | #VALUE! | #VALUE! | #VALUE! | #VALUE! | -2 | -2 | -2 | -2 | 0 | -2 | -2 | 0 | 0 | 0 | Commercial criteria alignment analysis for the 2036 portfolio. Tab shows mapped generic resources by substation compared to commercial interest resources by the three confidence categories (Executed IA, Phase II complete, or all projects, which includes Cluster 15 application projects). Columns FQ through FY show the mapped resources alignment with the commercial interest criteria by resource type. Tab also shows comparison to projects identified as Available for Near-term Interconnection. | [19 empty] | 0 | 0 | 0 | 0 | 0 | 0 | 0 | 0 | 0 | 0 | 0 | 0 | 0 | 0 | 0 | 0 | 0 | Commercial criteria alignment analysis for the 2036 portfolio. Tab shows mapped generic resources by substation compared to commercial interest resources by the three confidence categories (Executed IA, Phase II complete, or all projects, which includes Cluster 15 application projects). Columns FQ through FY show the mapped resources alignment with the commercial interest criteria by resource type. Tab also shows comparison to projects identified as Available for Near-term Interconnection. | PG&E FRESNO | SDGE | PG&E GBA | Bannister | Ganso | Monroe | Sloan Canyon | 230 | 115 | 230 | 230 | 0 | 100 | 20 | 0 | 0 | 0 | 0 | 0 | #VALUE! | #VALUE! | #VALUE! | #VALUE! | #VALUE! | #VALUE! | -2 | -2 | -2 | -2 | 0 | -2 | -2 | 0 | 0 | 0 | 0 | Commercial criteria alignment analysis for the 2036 portfolio. Tab shows mapped generic resources by substation compared to commercial interest resources by the three confidence categories (Executed IA, Phase II complete, or all projects, which includes Cluster 15 application projects). Columns FQ through FY show the mapped resources alignment with the commercial interest criteria by resource type. Tab also shows comparison to projects identified as Available for Near-term Interconnection.
[23 empty] | Available for Near-term Interconnection | 0 | 0 | 0 | 0 | 0 | 0 | 0 | 0 | 0 | 0 | 0 | 0 | 0 | 0 | 0 | 0 | 0 | 0 | 0 | 0 | 0 | 0 | 0 | 0 | 0 | 0 | 0 | 0 | 0 | 0 | 0 | 0 | 0 | 0 | 0 | 0 |  | SCE Metro | PG&E NGBA | PG&E GBA | Barre | Gates | Monserate | Sloan Canyon | 230 | 230 | 500 | 230 | 0 | 0 | 0 | 0 | 0 | 0 | 0 | #VALUE! | #VALUE! | #VALUE! | #VALUE! | #VALUE! | #VALUE! | #VALUE! | -2 | -2 | -2 | -2 | 0 | 0 | 0 | 0 | 0 | 0 | [20 empty] | 0 | 0 | 0 | 0 | 0 | 0 | 0 | 0 | 0 | 0 | 0 | 0 | 0 | 0 | 0 | 0 | 0 |  | SCE Metro | PG&E NGBA | PG&E GBA | Barre | Gates | Monserate | Sloan Canyon | 230 | 230 | 500 | 230 | 0 | 0 | 0 | 0 | 0 | 0 | 0 | 0 | #VALUE! | #VALUE! | #VALUE! | #VALUE! | #VALUE! | #VALUE! | -2 | -2 | -2 | -2 | 0 | 0 | 0 | 0 | 0 | 0 | 0
|  |  | Mapped Generic Resources | [20 empty] | 0 | 0 | 0 | 0 | 0 | 0 | 0 | 0 | 0 | 0 | 0 | 0 | 0 | 0 | 0 | 0 | 0 | 0 | #VALUE! | #VALUE! | 0 | 0 | 0 | 0 | 0 | 0 | 0 | 0 | 0 | 0 | 0 | 0 | 0 | 0 | 0 | 1 |  | PG&E GBA | PG&E NGBA | PG&E KERN | Bay Boulevard | Gates | Monta Vista | Smyrna | 115 | 70 | 230 | 70 | 108 | 0 | 0 | 0 | 0 | 0 | 0 | #VALUE! | #VALUE! | #VALUE! | #VALUE! | #VALUE! | #VALUE! | #VALUE! | -2 | -2 | -2 | -2 | -2 | 0 | 0 | 0 | 0 | 0 |  |  |  | Mapped Generic Resources | [16 empty] | #VALUE! | #VALUE! | 0 | 0 | 0 | 0 | 0 | 0 | 0 | 0 | 0 | 0 | 0 | 0 | 0 | 0 | 0 |  | PG&E GBA | PG&E NGBA | PG&E KERN | Bay Boulevard | Gates | Monta Vista | Smyrna | 115 | 70 | 230 | 70 | 108 | 0 | 0 | 0 | 0 | 0 | 0 | 0 | #VALUE! | #VALUE! | #VALUE! | #VALUE! | #VALUE! | #VALUE! | -2 | -2 | -2 | -2 | -2 | 0 | 0 | 0 | 0 | 0 | 0 |  |  |  | Mapped Generic Resources
PG&E KERN | Lerdo | 115 | 0 | 0 | 0 | 0 | 0 | 0 | 0 | 0 | 0 | 0 | 0 | 0 | 0 | 0 | 0 | 0 | 0 | 0 | 0 | 0 |  | 0 | 0 | 0 | 0 | 0 | 0 | 0 | 0 | 0 | 0 | 0 | 0 | 0 | 0 | 0 | 0 | 0 | 0 | 0 | 0 | 0 | 0 | 0 | 0 | 0 | 0 | 0 | 0 | 0 | 0 | 0 | 0 | 0 | 0 | 0 | 0 |  | 0 | 0 | 0 | 0 | 0 | 0 | 0 | 0 | 0 | 0 | 0 | 0 | 0 | 0 | 0 | 0 | 0 | 0 | 0 | 0 | 0 | 0 | 0 | 0 | 0 | 0 | 0 | 0 | 0 | 0 | 0 | 0 | 0 | 0 | 0 | 0 |  | 0 | 0 | 0 | 0 | 0 | 0 | 0 | 0 | 0 | 0 | 0 | 0 | 0 | 0 | 0 | 18.837 | 0 | 1 | 0 | 0 | 0 | 0 | 0 | 0 | 0 | 0 | 0 | 0 | 0 | 0 | 0 | 0 | 0 | -2 | 0 | 1 |  | 0 | 0 | 0 | 0 | 0 | 0 | 0 | 0 | 0 | 0 | 0 | 0 | 0 | 0 | 0 | 0 | 0 | 0 | 0 | 0 | 0 | 0 | 0 | 0 | 0 | 0 | 0 | 0 | 0 | 0 | 0 | 0 | 0 | 0 | 0 | 0 |  | 1 | 1 | 1 | 1 | 1 | 1 | 1 | 1 | 4+ | 1
SCE Metro | Lewis | 230 | 0 | 0 | 0 | 0 | 0 | 0 | 0 | 0 | 0 | 0 | 0 | 0 | 0 | 0 | 0 | 0 | 0 | 0 | 0 | 0 |  | 0 | 0 | 0 | 0 | 0 | 0 | 0 | 0 | 0 | 0 | 0 | 0 | 0 | 0 | 0 | 0 | 0 | 0 | 0 | 0 | 0 | 0 | 0 | 0 | 0 | 0 | 0 | 0 | 0 | 0 | 0 | 0 | 0 | 0 | 0 | 0 |  | 0 | 0 | 0 | 0 | 0 | 0 | 0 | 0 | 0 | 0 | 0 | 0 | 0 | 0 | 0 | 0 | 0 | 0 | 0 | 0 | 0 | 0 | 0 | 0 | 0 | 0 | 0 | 0 | 0 | 0 | 0 | 0 | 0 | 0 | 0 | 0 |  | 0 | 0 | 0 | 0 | 0 | 0 | 0 | 0 | 0 | 0 | 0 | 0 | 0 | 0 | 0 | 0 | 0 | 0 | 0 | 0 | 0 | 0 | 0 | 0 | 0 | 0 | 0 | 0 | 0 | 0 | 0 | 0 | 0 | 0 | 0 | 0 |  | 0 | 0 | 0 | 0 | 0 | 0 | 0 | 0 | 0 | 0 | 0 | 0 | 0 | 0 | 0 | 0 | 0 | 0 | 0 | 0 | 0 | 0 | 0 | 0 | 0 | 0 | 0 | 0 | 0 | 0 | 0 | 0 | 0 | 0 | 0 | 0 |  | 1 | 1 | 1 | 1 | 1 | 1 | 1 | 1 | 1 | 0
Commercial criteria alignment analysis for the 2036 portfolio. Tab shows mapped generic resources by substation compared to commercial interest resources by the three confidence categories (Executed IA, Phase II complete, or all projects, which includes Cluster 15 application projects). Columns FQ through FY show the mapped resources alignment with the commercial interest criteria by resource type. Tab also shows comparison to projects identified as Available for Near-term Interconnection. | PG&E FRESNO | SDGE | PG&E GBA | Bannister | Ganso | Monroe | Sloan Canyon | 230 | 115 | 230 | 230 | 0 | 100 | 20 | 0 | 0 | 0 | 0 | 0 | 0 | 0 | 0 | 0 | 0 | 0 | 0 | 0 | 0 | 0 | 0 | 0 | 0 | 0 | 0 | 0 | 0 | 0 | 0 | 0 | 0 | 0 | #VALUE! | #VALUE! | #VALUE! | #VALUE! | #VALUE! | #VALUE! | 2 | 2 | 2 | 2 | 2 | 0 | 0 | 0 | 0 | 0 | 0 | 1 | Commercial criteria alignment analysis for the 2036 portfolio. Tab shows mapped generic resources by substation compared to commercial interest resources by the three confidence categories (Executed IA, Phase II complete, or all projects, which includes Cluster 15 application projects). Columns FQ through FY show the mapped resources alignment with the commercial interest criteria by resource type. Tab also shows comparison to projects identified as Available for Near-term Interconnection. | [18 empty] | #VALUE! | #VALUE! | #VALUE! | #VALUE! | #VALUE! | #VALUE! | 2 | 2 | 2 | 2 | 2 | 0 | 0 | 0 | 0 | 0 | 0 | Commercial criteria alignment analysis for the 2036 portfolio. Tab shows mapped generic resources by substation compared to commercial interest resources by the three confidence categories (Executed IA, Phase II complete, or all projects, which includes Cluster 15 application projects). Columns FQ through FY show the mapped resources alignment with the commercial interest criteria by resource type. Tab also shows comparison to projects identified as Available for Near-term Interconnection. | PG&E FRESNO | SDGE | PG&E GBA | Bannister | Ganso | Monroe | Sloan Canyon | 230 | 115 | 230 | 230 | 0 | 100 | 20 | 0 | 0 | 0 | 0 | 0 | #VALUE! | #VALUE! | #VALUE! | #VALUE! | #VALUE! | #VALUE! | 0 | 2 | 0 | -2 | 2 | -2 | -2 | 0 | 0 | 0 | 0 | Commercial criteria alignment analysis for the 2036 portfolio. Tab shows mapped generic resources by substation compared to commercial interest resources by the three confidence categories (Executed IA, Phase II complete, or all projects, which includes Cluster 15 application projects). Columns FQ through FY show the mapped resources alignment with the commercial interest criteria by resource type. Tab also shows comparison to projects identified as Available for Near-term Interconnection. | [19 empty] | #VALUE! | #VALUE! | #VALUE! | #VALUE! | #VALUE! | #VALUE! | 2 | 2 | 2 | 2 | 2 | 0 | 0 | 0 | 0 | 0 | 0 | Commercial criteria alignment analysis for the 2036 portfolio. Tab shows mapped generic resources by substation compared to commercial interest resources by the three confidence categories (Executed IA, Phase II complete, or all projects, which includes Cluster 15 application projects). Columns FQ through FY show the mapped resources alignment with the commercial interest criteria by resource type. Tab also shows comparison to projects identified as Available for Near-term Interconnection. | PG&E FRESNO | SDGE | PG&E GBA | Bannister | Ganso | Monroe | Sloan Canyon | 230 | 115 | 230 | 230
SDGE | Lilac | 69 | 0 | 0 | 0 | 0 | 0 | 0 | 0 | 0 | 0 | 0 | 0 | 0 | 0 | 0 | 0 | 0 | 0 | 0 | 0 | 0 |  | 0 | 0 | 0 | 0 | 0 | 0 | 0 | 0 | 0 | 0 | 0 | 0 | 0 | 0 | 0 | 0 | 0 | 0 | 0 | 0 | 0 | 0 | 0 | 0 | 0 | 0 | 0 | 0 | 0 | 0 | 0 | 0 | 0 | 0 | 0 | 0 |  | 0 | 0 | 0 | 0 | 0 | 0 | 0 | 0 | 0 | 0 | 0 | 0 | 0 | 0 | 0 | 0 | 0 | 0 | 0 | 0 | 0 | 0 | 0 | 0 | 0 | 0 | 0 | 0 | 0 | 0 | 0 | 0 | 0 | 0 | 0 | 0 |  | 0 | 0 | 0 | 0 | 0 | 0 | 0 | 0 | 0 | 0 | 0 | 0 | 0 | 0 | 0 | 0 | 0 | 0 | 0 | 0 | 0 | 0 | 0 | 0 | 0 | 0 | 0 | 0 | 0 | 0 | 0 | 0 | 0 | 0 | 0 | 0 |  | 0 | 0 | 0 | 0 | 0 | 0 | 0 | 0 | 0 | 0 | 0 | 0 | 0 | 0 | 0 | 0 | 0 | 0 | 0 | 0 | 0 | 0 | 0 | 0 | 0 | 0 | 0 | 0 | 0 | 0 | 0 | 0 | 0 | 0 | 0 | 0 |  | 1 | 1 | 1 | 1 | 1 | 1 | 1 | 1 | 1 | 0
PG&E NGBA | Lincoln | 115 | 0 | 0 | 0 | 0 | 0 | 0 | 0 | 0 | 0 | 0 | 0 | 0 | 0 | 0 | 0 | 0 | 0 | 0 | 0 | 0 |  | 0 | 0 | 0 | 0 | 0 | 0 | 0 | 0 | 0 | 0 | 0 | 0 | 0 | 0 | 0 | 0 | 0 | 0 | 0 | 0 | 0 | 0 | 0 | 0 | 0 | 0 | 0 | 0 | 0 | 0 | 0 | 0 | 0 | 0 | 0 | 0 |  | 0 | 0 | 0 | 0 | 0 | 0 | 0 | 0 | 0 | 0 | 0 | 0 | 0 | 0 | 0 | 0 | 0 | 0 | 0 | 0 | 0 | 0 | 0 | 0 | 0 | 0 | 0 | 0 | 0 | 0 | 0 | 0 | 0 | 0 | 0 | 0 |  | 0 | 0 | 0 | 0 | 0 | 0 | 0 | 0 | 0 | 0 | 0 | 0 | 0 | 0 | 0 | 0.6 | 0 | 1 | 0 | 0 | 0 | 0 | 0 | 0 | 0 | 0 | 0 | 0 | 0 | 0 | 0 | 0 | 0 | -2 | 0 | 1 |  | 0 | 0 | 0 | 0 | 0 | 0 | 0 | 0 | 0 | 0 | 0 | 0 | 0 | 0 | 0 | 0 | 0 | 0 | 0 | 0 | 0 | 0 | 0 | 0 | 0 | 0 | 0 | 0 | 0 | 0 | 0 | 0 | 0 | 0 | 0 | 0 |  | 1 | 1 | 1 | 1 | 1 | 1 | 1 | 1 | 4+ | 1
PG&E KERN | Live Oak | 115 | 0 | 0 | 0 | 0 | 0 | 0 | 0 | 0 | 0 | 0 | 0 | 0 | 100 | 0 | 100 | 0 | 0 | 0 | 0 | 1 |  | 0 | 0 | 0 | 0 | 0 | 0 | 0 | 0 | 0 | 0 | 0 | 0 | 0 | 0 | 0 | 0 | 0 | 0 | 0 | 0 | 0 | 0 | 0 | 0 | 0 | 0 | 0 | 0 | 0 | 2 | 2 | 0 | 0 | 0 | 0 | 1 |  | 0 | 0 | 0 | 0 | 0 | 0 | 0 | 0 | 0 | 0 | 0 | 0 | 0 | 0 | 0 | 0 | 0 | 0 | 0 | 0 | 0 | 0 | 0 | 0 | 0 | 0 | 0 | 0 | 0 | 2 | 2 | 0 | 0 | 0 | 0 | 1 |  | 0 | 0 | 0 | 0 | 0 | 0 | 0 | 0 | 0 | 0 | 0 | 0 | 0 | 0 | 0 | 0 | 0 | 0 | 0 | 0 | 0 | 0 | 0 | 0 | 0 | 0 | 0 | 0 | 0 | 2 | 2 | 0 | 0 | 0 | 0 | 1 |  | 0 | 0 | 0 | 0 | 0 | 0 | 0 | 0 | 0 | 0 | 0 | 0 | 0 | 0 | 0 | 0 | 0 | 0 | 0 | 0 | 0 | 0 | 0 | 0 | 0 | 0 | 0 | 0 | 0 | 2 | 2 | 0 | 0 | 0 | 0 | 1 |  | 1 | 1 | 1 | 1 | 1 | 1 | 5- | 1 | 1 | 1
Commercial criteria alignment analysis for the 2036 portfolio. Tab shows mapped generic resources by substation compared to commercial interest resources by the three confidence categories (Executed IA, Phase II complete, or all projects, which includes Cluster 15 application projects). Columns FQ through FY show the mapped resources alignment with the commercial interest criteria by resource type. Tab also shows comparison to projects identified as Available for Near-term Interconnection. | [23 empty] | 0 | 0 | 0 | 0 | 0 | 0 | 0 | 0 | 0 | 0 | 0 | 0 | 0 | 0 | 0 | 0 | 0 | 0 | 0 | 0 | 0 | 0 | 0 | 0 | 0 | 0 | 0 | 0 | 0 | 0 | 0 | 0 | 0 | 0 | 0 | 0 | Commercial criteria alignment analysis for the 2036 portfolio. Tab shows mapped generic resources by substation compared to commercial interest resources by the three confidence categories (Executed IA, Phase II complete, or all projects, which includes Cluster 15 application projects). Columns FQ through FY show the mapped resources alignment with the commercial interest criteria by resource type. Tab also shows comparison to projects identified as Available for Near-term Interconnection. | PG&E FRESNO | SDGE | PG&E GBA | Bannister | Ganso | Monroe | Sloan Canyon | 230 | 115 | 230 | 230 | 0 | 100 | 20 | 0 | 0 | 0 | 0 | #VALUE! | #VALUE! | #VALUE! | #VALUE! | #VALUE! | #VALUE! | #VALUE! | -2 | -2 | -2 | -2 | 0 | -2 | -2 | 0 | 0 | 0 | Commercial criteria alignment analysis for the 2036 portfolio. Tab shows mapped generic resources by substation compared to commercial interest resources by the three confidence categories (Executed IA, Phase II complete, or all projects, which includes Cluster 15 application projects). Columns FQ through FY show the mapped resources alignment with the commercial interest criteria by resource type. Tab also shows comparison to projects identified as Available for Near-term Interconnection. | [19 empty] | 0 | 0 | 0 | 0 | 0 | 0 | 0 | 0 | 0 | 0 | 0 | 0 | 0 | 0 | 0 | 0 | 0 | Commercial criteria alignment analysis for the 2036 portfolio. Tab shows mapped generic resources by substation compared to commercial interest resources by the three confidence categories (Executed IA, Phase II complete, or all projects, which includes Cluster 15 application projects). Columns FQ through FY show the mapped resources alignment with the commercial interest criteria by resource type. Tab also shows comparison to projects identified as Available for Near-term Interconnection. | PG&E FRESNO | SDGE | PG&E GBA | Bannister | Ganso | Monroe | Sloan Canyon | 230 | 115 | 230 | 230 | 0 | 100 | 20 | 0 | 0 | 0 | 0 | 0 | #VALUE! | #VALUE! | #VALUE! | #VALUE! | #VALUE! | #VALUE! | -2 | -2 | -2 | -2 | 0 | -2 | -2 | 0 | 0 | 0 | 0 | Commercial criteria alignment analysis for the 2036 portfolio. Tab shows mapped generic resources by substation compared to commercial interest resources by the three confidence categories (Executed IA, Phase II complete, or all projects, which includes Cluster 15 application projects). Columns FQ through FY show the mapped resources alignment with the commercial interest criteria by resource type. Tab also shows comparison to projects identified as Available for Near-term Interconnection.
PG&E GBA | Lockeford | 115 | 0 | 0 | 0 | 0 | 0 | 0 | 0 | 0 | 0 | 0 | 0 | 0 | 0 | 0 | 0 | 0 | 0 | 0 | 0 | 0 |  | 0 | 0 | 0 | 0 | 0 | 0 | 0 | 0 | 0 | 0 | 0 | 0 | 0 | 0 | 0 | 0 | 0 | 0 | 0 | 0 | 0 | 0 | 0 | 0 | 0 | 0 | 0 | 0 | 0 | 0 | 0 | 0 | 0 | 0 | 0 | 0 |  | 0 | 0 | 0 | 0 | 0 | 0 | 0 | 0 | 0 | 0 | 0 | 0 | 0 | 0 | 0 | 0 | 0 | 0 | 0 | 0 | 0 | 0 | 0 | 0 | 0 | 0 | 0 | 0 | 0 | 0 | 0 | 0 | 0 | 0 | 0 | 0 |  | 0 | 0 | 0 | 0 | 0 | 0 | 0 | 0 | 0 | 0 | 0 | 0 | 0 | 0 | 0 | 0 | 0 | 0 | 0 | 0 | 0 | 0 | 0 | 0 | 0 | 0 | 0 | 0 | 0 | 0 | 0 | 0 | 0 | 0 | 0 | 0 |  | 0 | 0 | 0 | 0 | 0 | 0 | 0 | 0 | 0 | 0 | 0 | 0 | 0 | 0 | 0 | 0 | 0 | 0 | 0 | 0 | 0 | 0 | 0 | 0 | 0 | 0 | 0 | 0 | 0 | 0 | 0 | 0 | 0 | 0 | 0 | 0 |  | 1 | 1 | 1 | 1 | 1 | 1 | 1 | 1 | 1 | 0
PG&E GBA | Lockeford | 230 | 0 | 0 | 0 | 0 | 0 | 0 | 0 | 0 | 0 | 0 | 0 | 0 | 0 | 200 | 200 | 0 | 0 | 0 | 0 | 1 |  | 0 | 0 | 0 | 0 | 0 | 0 | 0 | 0 | 0 | 0 | 0 | 0 | 0 | 0 | 0 | 0 | 0 | 0 | 0 | 0 | 0 | 0 | 0 | 0 | 0 | 0 | 0 | 0 | 0 | 0 | 2 | 0 | 0 | 0 | 0 | 1 |  | 0 | 0 | 0 | 0 | 0 | 0 | 0 | 0 | 0 | 0 | 0 | 0 | 0 | 0 | 0 | 0 | 0 | 0 | 0 | 0 | 0 | 0 | 0 | 0 | 0 | 0 | 0 | 0 | 0 | 0 | 2 | 0 | 0 | 0 | 0 | 1 |  | 0 | 0 | 0 | 0 | 0 | 0 | 0 | 0 | 0 | 0 | 0 | 0 | 0 | 0 | 0 | 1 | 0 | 1 | 0 | 0 | 0 | 0 | 0 | 0 | 0 | 0 | 0 | 0 | 0 | 0 | 2 | 0 | 0 | -2 | 0 | 1 |  | 0 | 0 | 0 | 0 | 0 | 0 | 0 | 0 | 0 | 0 | 0 | 0 | 0 | 0 | 0 | 0 | 0 | 0 | 0 | 0 | 0 | 0 | 0 | 0 | 0 | 0 | 0 | 0 | 0 | 0 | 2 | 0 | 0 | 0 | 0 | 1 |  | 1 | 1 | 1 | 1 | 1 | 1 | 5- | 1 | 4+ | 1
PG&E GBA | Lockeford | 60 | 0 | 0 | 0 | 0 | 0 | 0 | 0 | 0 | 0 | 0 | 0 | 0 | 0 | 0 | 0 | 0 | 0 | 0 | 0 | 0 |  | 0 | 0 | 0 | 0 | 0 | 0 | 0 | 0 | 0 | 0 | 0 | 0 | 0 | 0 | 0 | 0 | 0 | 0 | 0 | 0 | 0 | 0 | 0 | 0 | 0 | 0 | 0 | 0 | 0 | 0 | 0 | 0 | 0 | 0 | 0 | 0 |  | 0 | 0 | 0 | 0 | 0 | 0 | 0 | 0 | 0 | 0 | 0 | 0 | 0 | 0 | 0 | 0 | 0 | 0 | 0 | 0 | 0 | 0 | 0 | 0 | 0 | 0 | 0 | 0 | 0 | 0 | 0 | 0 | 0 | 0 | 0 | 0 |  | 0 | 0 | 0 | 0 | 0 | 0 | 0 | 0 | 0 | 0 | 0 | 0 | 0 | 0 | 0 | 0 | 0 | 0 | 0 | 0 | 0 | 0 | 0 | 0 | 0 | 0 | 0 | 0 | 0 | 0 | 0 | 0 | 0 | 0 | 0 | 0 |  | 0 | 0 | 0 | 0 | 0 | 0 | 0 | 0 | 0 | 0 | 0 | 0 | 0 | 0 | 0 | 0 | 0 | 0 | 0 | 0 | 0 | 0 | 0 | 0 | 0 | 0 | 0 | 0 | 0 | 0 | 0 | 0 | 0 | 0 | 0 | 0 |  | 1 | 1 | 1 | 1 | 1 | 1 | 1 | 1 | 1 | 0
PG&E GBA | Lodi | 230 | 0 | 0 | 0 | 0 | 0 | 0 | 0 | 0 | 0 | 0 | 0 | 0 | 0 | 0 | 0 | 0 | 0 | 0 | 0 | 0 |  | 0 | 0 | 0 | 0 | 0 | 0 | 0 | 0 | 0 | 0 | 0 | 0 | 0 | 0 | 0 | 0 | 0 | 0 | 0 | 0 | 0 | 0 | 0 | 0 | 0 | 0 | 0 | 0 | 0 | 0 | 0 | 0 | 0 | 0 | 0 | 0 |  | 0 | 0 | 0 | 0 | 0 | 0 | 0 | 0 | 0 | 0 | 0 | 0 | 0 | 0 | 0 | 0 | 0 | 0 | 0 | 0 | 0 | 0 | 0 | 0 | 0 | 0 | 0 | 0 | 0 | 0 | 0 | 0 | 0 | 0 | 0 | 0 |  | 0 | 0 | 0 | 0 | 0 | 0 | 0 | 0 | 0 | 0 | 0 | 0 | 0 | 0 | 0 | 0 | 0 | 0 | 0 | 0 | 0 | 0 | 0 | 0 | 0 | 0 | 0 | 0 | 0 | 0 | 0 | 0 | 0 | 0 | 0 | 0 |  | 0 | 0 | 0 | 0 | 0 | 0 | 0 | 0 | 0 | 0 | 0 | 0 | 0 | 0 | 0 | 0 | 0 | 0 | 0 | 0 | 0 | 0 | 0 | 0 | 0 | 0 | 0 | 0 | 0 | 0 | 0 | 0 | 0 | 0 | 0 | 0 |  | 1 | 1 | 1 | 1 | 1 | 1 | 1 | 1 | 1 | 0
PG&E NGBA | Logan Creek | 230 | 0 | 0 | 0 | 0 | 0 | 0 | 0 | 0 | 0 | 0 | 0 | 0 | 0 | 0 | 0 | 0 | 0 | 0 | 0 | 0 |  | 0 | 0 | 0 | 0 | 0 | 0 | 0 | 0 | 0 | 0 | 0 | 0 | 0 | 0 | 0 | 0 | 0 | 0 | 0 | 0 | 0 | 0 | 0 | 0 | 0 | 0 | 0 | 0 | 0 | 0 | 0 | 0 | 0 | 0 | 0 | 0 |  | 0 | 0 | 0 | 0 | 0 | 0 | 0 | 0 | 0 | 0 | 0 | 0 | 0 | 0 | 0 | 0 | 0 | 0 | 0 | 0 | 0 | 0 | 0 | 0 | 0 | 0 | 0 | 0 | 0 | 0 | 0 | 0 | 0 | 0 | 0 | 0 |  | 0 | 0 | 0 | 0 | 0 | 0 | 0 | 0 | 0 | 0 | 0 | 0 | 0 | 0 | 0 | 0 | 0 | 0 | 0 | 0 | 0 | 0 | 0 | 0 | 0 | 0 | 0 | 0 | 0 | 0 | 0 | 0 | 0 | 0 | 0 | 0 |  | 0 | 0 | 0 | 0 | 0 | 0 | 0 | 0 | 0 | 0 | 0 | 0 | 0 | 0 | 0 | 0 | 0 | 0 | 0 | 0 | 0 | 0 | 0 | 0 | 0 | 0 | 0 | 0 | 0 | 0 | 0 | 0 | 0 | 0 | 0 | 0 |  | 1 | 1 | 1 | 1 | 1 | 1 | 1 | 1 | 1 | 0
PG&E GBA | Lone Tree | 230 | 0 | 0 | 0 | 0 | 0 | 0 | 0 | 0 | 0 | 0 | 0 | 0 | 0 | 0 | 0 | 0 | 0 | 0 | 0 | 0 |  | 0 | 0 | 0 | 0 | 0 | 0 | 0 | 0 | 0 | 0 | 0 | 0 | 0 | 0 | 0 | 0 | 0 | 0 | 0 | 0 | 0 | 0 | 0 | 0 | 0 | 0 | 0 | 0 | 0 | 0 | 0 | 0 | 0 | 0 | 0 | 0 |  | 0 | 0 | 0 | 0 | 0 | 0 | 0 | 0 | 0 | 0 | 0 | 0 | 0 | 0 | 0 | 0 | 0 | 0 | 0 | 0 | 0 | 0 | 0 | 0 | 0 | 0 | 0 | 0 | 0 | 0 | 0 | 0 | 0 | 0 | 0 | 0 |  | 0 | 0 | 0 | 0 | 0 | 0 | 0 | 0 | 0 | 0 | 0 | 0 | 0 | 0 | 0 | 1.8383 | 0 | 1 | 0 | 0 | 0 | 0 | 0 | 0 | 0 | 0 | 0 | 0 | 0 | 0 | 0 | 0 | 0 | -2 | 0 | 1 |  | 0 | 0 | 0 | 0 | 0 | 0 | 0 | 0 | 0 | 0 | 0 | 0 | 0 | 0 | 0 | 0 | 0 | 0 | 0 | 0 | 0 | 0 | 0 | 0 | 0 | 0 | 0 | 0 | 0 | 0 | 0 | 0 | 0 | 0 | 0 | 0 |  | 1 | 1 | 1 | 1 | 1 | 1 | 1 | 1 | 4+ | 1
Commercial criteria alignment analysis for the 2036 portfolio. Tab shows mapped generic resources by substation compared to commercial interest resources by the three confidence categories (Executed IA, Phase II complete, or all projects, which includes Cluster 15 application projects). Columns FQ through FY show the mapped resources alignment with the commercial interest criteria by resource type. Tab also shows comparison to projects identified as Available for Near-term Interconnection. | PG&E FRESNO | SDGE | PG&E GBA | Bannister | Ganso | Monroe | Sloan Canyon | 230 | 115 | 230 | 230 | 0 | 100 | 20 | 0 | 0 | 0 | 0 | 0 | 0 | 0 | 0 | 0 | 0 | 0 | 0 | 0 | 0 | 0 | 0 | 0 | 0 | 0 | 0 | 0 | 0 | 0 | 0 | 0 | 0 | 0 | #VALUE! | #VALUE! | #VALUE! | #VALUE! | #VALUE! | #VALUE! | 2 | 2 | 2 | 2 | 2 | 0 | 0 | 0 | 0 | 0 | 0 | 1 | Commercial criteria alignment analysis for the 2036 portfolio. Tab shows mapped generic resources by substation compared to commercial interest resources by the three confidence categories (Executed IA, Phase II complete, or all projects, which includes Cluster 15 application projects). Columns FQ through FY show the mapped resources alignment with the commercial interest criteria by resource type. Tab also shows comparison to projects identified as Available for Near-term Interconnection. | [18 empty] | #VALUE! | #VALUE! | #VALUE! | #VALUE! | #VALUE! | #VALUE! | 2 | 2 | 2 | 2 | 2 | 0 | 0 | 0 | 0 | 0 | 0 | Commercial criteria alignment analysis for the 2036 portfolio. Tab shows mapped generic resources by substation compared to commercial interest resources by the three confidence categories (Executed IA, Phase II complete, or all projects, which includes Cluster 15 application projects). Columns FQ through FY show the mapped resources alignment with the commercial interest criteria by resource type. Tab also shows comparison to projects identified as Available for Near-term Interconnection. | PG&E FRESNO | SDGE | PG&E GBA | Bannister | Ganso | Monroe | Sloan Canyon | 230 | 115 | 230 | 230 | 0 | 100 | 20 | 0 | 0 | 0 | 0 | 0 | #VALUE! | #VALUE! | #VALUE! | #VALUE! | #VALUE! | #VALUE! | 0 | 2 | 0 | -2 | 2 | -2 | -2 | 0 | 0 | 0 | 0 | Commercial criteria alignment analysis for the 2036 portfolio. Tab shows mapped generic resources by substation compared to commercial interest resources by the three confidence categories (Executed IA, Phase II complete, or all projects, which includes Cluster 15 application projects). Columns FQ through FY show the mapped resources alignment with the commercial interest criteria by resource type. Tab also shows comparison to projects identified as Available for Near-term Interconnection. | [19 empty] | #VALUE! | #VALUE! | #VALUE! | #VALUE! | #VALUE! | #VALUE! | 2 | 2 | 2 | 2 | 2 | 0 | 0 | 0 | 0 | 0 | 0 | Commercial criteria alignment analysis for the 2036 portfolio. Tab shows mapped generic resources by substation compared to commercial interest resources by the three confidence categories (Executed IA, Phase II complete, or all projects, which includes Cluster 15 application projects). Columns FQ through FY show the mapped resources alignment with the commercial interest criteria by resource type. Tab also shows comparison to projects identified as Available for Near-term Interconnection. | PG&E FRESNO | SDGE | PG&E GBA | Bannister | Ganso | Monroe | Sloan Canyon | 230 | 115 | 230 | 230
| SCE Metro | PG&E NGBA | PG&E GBA | Barre | Gates | Monserate | Sloan Canyon | 230 | 230 | 500 | 230 | 0 | 0 | 0 | 0 | 0 | 0 | 0 | 0 | 0 | 0 | 0 | 0 | 0 | 0 | 0 | 0 | 0 | 0 | 0 | 0 | 0 | 0 | 0 | 0 | 0 | 0 | 0 | 0 | 0 | 0 | #VALUE! | #VALUE! | #VALUE! | #VALUE! | #VALUE! | #VALUE! | 2 | 2 | 2 | 0 | 0 | 0 | 0 | 0 | 0 | 0 | 0 | 1 | [19 empty] | #VALUE! | #VALUE! | #VALUE! | #VALUE! | #VALUE! | #VALUE! | 2 | 2 | 2 | 0 | 0 | 0 | 0 | 0 | 0 | 0 | 0 |  | SCE Metro | PG&E NGBA | PG&E GBA | Barre | Gates | Monserate | Sloan Canyon | 230 | 230 | 500 | 230 | 0 | 0 | 0 | 0 | 0 | 0 | 0 | 0 | #VALUE! | #VALUE! | #VALUE! | #VALUE! | #VALUE! | #VALUE! | 0 | 2 | -2 | -2 | 0 | 0 | 0 | 0 | 0 | 0 | 0 | [20 empty] | #VALUE! | #VALUE! | #VALUE! | #VALUE! | #VALUE! | #VALUE! | 2 | 2 | 2 | 0 | 0 | 0 | 0 | 0 | 0 | 0 | 0 |  | SCE Metro | PG&E NGBA | PG&E GBA | Barre | Gates | Monserate | Sloan Canyon | 230 | 230 | 500 | 230
SDGE | Los Coches | 138 | 0 | 0 | 0 | 0 | 0 | 0 | 0 | 0 | 0 | 0 | 0 | 0 | 0 | 0 | 0 | 0 | 0 | 0 | 0 | 0 |  | 0 | 0 | 0 | 0 | 0 | 0 | 0 | 0 | 0 | 0 | 0 | 0 | 0 | 0 | 0 | 0 | 0 | 0 | 0 | 0 | 0 | 0 | 0 | 0 | 0 | 0 | 0 | 0 | 0 | 0 | 0 | 0 | 0 | 0 | 0 | 0 |  | 0 | 0 | 0 | 0 | 0 | 0 | 0 | 0 | 0 | 0 | 0 | 0 | 0 | 0 | 0 | 0 | 0 | 0 | 0 | 0 | 0 | 0 | 0 | 0 | 0 | 0 | 0 | 0 | 0 | 0 | 0 | 0 | 0 | 0 | 0 | 0 |  | 0 | 0 | 0 | 0 | 0 | 0 | 0 | 0 | 0 | 0 | 0 | 0 | 0 | 0 | 0 | 0 | 0 | 0 | 0 | 0 | 0 | 0 | 0 | 0 | 0 | 0 | 0 | 0 | 0 | 0 | 0 | 0 | 0 | 0 | 0 | 0 |  | 0 | 0 | 0 | 0 | 0 | 0 | 0 | 0 | 0 | 0 | 0 | 0 | 0 | 0 | 0 | 0 | 0 | 0 | 0 | 0 | 0 | 0 | 0 | 0 | 0 | 0 | 0 | 0 | 0 | 0 | 0 | 0 | 0 | 0 | 0 | 0 |  | 1 | 1 | 1 | 1 | 1 | 1 | 1 | 1 | 1 | 0
SDGE | Los Coches | 69 | 0 | 0 | 0 | 0 | 0 | 0 | 0 | 0 | 0 | 0 | 0 | 0 | 0 | 0 | 0 | 0 | 0 | 0 | 0 | 0 |  | 0 | 0 | 0 | 0 | 0 | 0 | 0 | 0 | 0 | 0 | 0 | 0 | 0 | 0 | 0 | 0 | 0 | 0 | 0 | 0 | 0 | 0 | 0 | 0 | 0 | 0 | 0 | 0 | 0 | 0 | 0 | 0 | 0 | 0 | 0 | 0 |  | 0 | 0 | 0 | 0 | 0 | 0 | 0 | 0 | 0 | 0 | 0 | 0 | 0 | 0 | 0 | 0 | 0 | 0 | 0 | 0 | 0 | 0 | 0 | 0 | 0 | 0 | 0 | 0 | 0 | 0 | 0 | 0 | 0 | 0 | 0 | 0 |  | 0 | 0 | 0 | 0 | 0 | 0 | 0 | 0 | 0 | 0 | 0 | 0 | 0 | 0 | 0 | 0 | 0 | 0 | 0 | 0 | 0 | 0 | 0 | 0 | 0 | 0 | 0 | 0 | 0 | 0 | 0 | 0 | 0 | 0 | 0 | 0 |  | 0 | 0 | 0 | 0 | 0 | 0 | 0 | 0 | 0 | 0 | 0 | 0 | 0 | 0 | 0 | 0 | 0 | 0 | 0 | 0 | 0 | 0 | 0 | 0 | 0 | 0 | 0 | 0 | 0 | 0 | 0 | 0 | 0 | 0 | 0 | 0 |  | 1 | 1 | 1 | 1 | 1 | 1 | 1 | 1 | 1 | 0
PG&E GBA | Los Esteros | 115 | 0 | 0 | 0 | 0 | 0 | 0 | 0 | 0 | 0 | 0 | 0 | 0 | 0 | 0 | 0 | 0 | 0 | 0 | 0 | 0 |  | 0 | 0 | 0 | 0 | 0 | 0 | 0 | 0 | 0 | 0 | 0 | 0 | 0 | 3 | 3 | 0 | 0 | 1 | 0 | 0 | 0 | 0 | 0 | 0 | 0 | 0 | 0 | 0 | 0 | 0 | 0 | -2 | -2 | 0 | 0 | 1 |  | 0 | 0 | 0 | 0 | 0 | 0 | 0 | 0 | 0 | 0 | 0 | 0 | 0 | 0 | 0 | 0 | 0 | 0 | 0 | 0 | 0 | 0 | 0 | 0 | 0 | 0 | 0 | 0 | 0 | 0 | 0 | 0 | 0 | 0 | 0 | 0 |  | 0 | 0 | 0 | 0 | 0 | 0 | 0 | 0 | 0 | 0 | 0 | 0 | 0 | 0 | 0 | 0 | 0 | 0 | 0 | 0 | 0 | 0 | 0 | 0 | 0 | 0 | 0 | 0 | 0 | 0 | 0 | 0 | 0 | 0 | 0 | 0 |  | 0 | 0 | 0 | 0 | 0 | 0 | 0 | 0 | 0 | 0 | 0 | 0 | 0 | 0 | 0 | 0 | 0 | 0 | 0 | 0 | 0 | 0 | 0 | 0 | 0 | 0 | 0 | 0 | 0 | 0 | 0 | 0 | 0 | 0 | 0 | 0 |  | 1 | 1 | 1 | 1 | 1 | 1 | 1 | 1 | 1 | 0
Commercial criteria alignment analysis for the 2036 portfolio. Tab shows mapped generic resources by substation compared to commercial interest resources by the three confidence categories (Executed IA, Phase II complete, or all projects, which includes Cluster 15 application projects). Columns FQ through FY show the mapped resources alignment with the commercial interest criteria by resource type. Tab also shows comparison to projects identified as Available for Near-term Interconnection. | [23 empty] | 0 | 0 | 0 | 0 | 0 | 0 | 0 | 0 | 0 | 0 | 0 | 0 | 0 | 0 | 0 | 0 | 0 | 0 | 0 | 0 | 0 | 0 | 0 | 0 | 0 | 0 | 0 | 0 | 0 | 0 | 0 | 0 | 0 | 0 | 0 | 0 | Commercial criteria alignment analysis for the 2036 portfolio. Tab shows mapped generic resources by substation compared to commercial interest resources by the three confidence categories (Executed IA, Phase II complete, or all projects, which includes Cluster 15 application projects). Columns FQ through FY show the mapped resources alignment with the commercial interest criteria by resource type. Tab also shows comparison to projects identified as Available for Near-term Interconnection. | PG&E FRESNO | SDGE | PG&E GBA | Bannister | Ganso | Monroe | Sloan Canyon | 230 | 115 | 230 | 230 | 0 | 100 | 20 | 0 | 0 | 0 | 0 | #VALUE! | #VALUE! | #VALUE! | #VALUE! | #VALUE! | #VALUE! | #VALUE! | -2 | -2 | -2 | -2 | 0 | -2 | -2 | 0 | 0 | 0 | Commercial criteria alignment analysis for the 2036 portfolio. Tab shows mapped generic resources by substation compared to commercial interest resources by the three confidence categories (Executed IA, Phase II complete, or all projects, which includes Cluster 15 application projects). Columns FQ through FY show the mapped resources alignment with the commercial interest criteria by resource type. Tab also shows comparison to projects identified as Available for Near-term Interconnection. | [19 empty] | 0 | 0 | 0 | 0 | 0 | 0 | 0 | 0 | 0 | 0 | 0 | 0 | 0 | 0 | 0 | 0 | 0 | Commercial criteria alignment analysis for the 2036 portfolio. Tab shows mapped generic resources by substation compared to commercial interest resources by the three confidence categories (Executed IA, Phase II complete, or all projects, which includes Cluster 15 application projects). Columns FQ through FY show the mapped resources alignment with the commercial interest criteria by resource type. Tab also shows comparison to projects identified as Available for Near-term Interconnection. | PG&E FRESNO | SDGE | PG&E GBA | Bannister | Ganso | Monroe | Sloan Canyon | 230 | 115 | 230 | 230 | 0 | 100 | 20 | 0 | 0 | 0 | 0 | 0 | #VALUE! | #VALUE! | #VALUE! | #VALUE! | #VALUE! | #VALUE! | -2 | -2 | -2 | -2 | 0 | -2 | -2 | 0 | 0 | 0 | 0 | Commercial criteria alignment analysis for the 2036 portfolio. Tab shows mapped generic resources by substation compared to commercial interest resources by the three confidence categories (Executed IA, Phase II complete, or all projects, which includes Cluster 15 application projects). Columns FQ through FY show the mapped resources alignment with the commercial interest criteria by resource type. Tab also shows comparison to projects identified as Available for Near-term Interconnection.
PG&E GBA | Los Positas | 230 | 0 | 0 | 0 | 0 | 0 | 0 | 0 | 0 | 0 | 0 | 0 | 0 | 0 | 0 | 0 | 0 | 0 | 0 | 0 | 0 |  | 0 | 0 | 0 | 0 | 0 | 0 | 0 | 0 | 0 | 0 | 0 | 0 | 0 | 0 | 0 | 0 | 0 | 0 | 0 | 0 | 0 | 0 | 0 | 0 | 0 | 0 | 0 | 0 | 0 | 0 | 0 | 0 | 0 | 0 | 0 | 0 |  | 0 | 0 | 0 | 0 | 0 | 0 | 0 | 0 | 0 | 0 | 0 | 0 | 0 | 0 | 0 | 0 | 0 | 0 | 0 | 0 | 0 | 0 | 0 | 0 | 0 | 0 | 0 | 0 | 0 | 0 | 0 | 0 | 0 | 0 | 0 | 0 |  | 0 | 0 | 0 | 0 | 0 | 0 | 0 | 0 | 0 | 0 | 0 | 0 | 0 | 0 | 0 | 4.3 | 0 | 1 | 0 | 0 | 0 | 0 | 0 | 0 | 0 | 0 | 0 | 0 | 0 | 0 | 0 | 0 | 0 | -2 | 0 | 1 |  | 0 | 0 | 0 | 0 | 0 | 0 | 0 | 0 | 0 | 0 | 0 | 0 | 0 | 0 | 0 | 0 | 0 | 0 | 0 | 0 | 0 | 0 | 0 | 0 | 0 | 0 | 0 | 0 | 0 | 0 | 0 | 0 | 0 | 0 | 0 | 0 |  | 1 | 1 | 1 | 1 | 1 | 1 | 1 | 1 | 4+ | 1
PG&E GBA | Los Positas | 60 | 0 | 0 | 0 | 0 | 0 | 0 | 0 | 0 | 0 | 0 | 0 | 0 | 0 | 0 | 0 | 0 | 0 | 0 | 0 | 0 |  | 0 | 0 | 0 | 0 | 0 | 0 | 0 | 0 | 0 | 0 | 0 | 0 | 0 | 0 | 0 | 0 | 0 | 0 | 0 | 0 | 0 | 0 | 0 | 0 | 0 | 0 | 0 | 0 | 0 | 0 | 0 | 0 | 0 | 0 | 0 | 0 |  | 0 | 0 | 0 | 0 | 0 | 0 | 0 | 0 | 0 | 0 | 0 | 0 | 0 | 0 | 0 | 0 | 0 | 0 | 0 | 0 | 0 | 0 | 0 | 0 | 0 | 0 | 0 | 0 | 0 | 0 | 0 | 0 | 0 | 0 | 0 | 0 |  | 0 | 0 | 0 | 0 | 0 | 0 | 0 | 0 | 0 | 0 | 0 | 0 | 0 | 0 | 0 | 0 | 0 | 0 | 0 | 0 | 0 | 0 | 0 | 0 | 0 | 0 | 0 | 0 | 0 | 0 | 0 | 0 | 0 | 0 | 0 | 0 |  | 0 | 0 | 0 | 0 | 0 | 0 | 0 | 0 | 0 | 0 | 0 | 0 | 0 | 0 | 0 | 0 | 0 | 0 | 0 | 0 | 0 | 0 | 0 | 0 | 0 | 0 | 0 | 0 | 0 | 0 | 0 | 0 | 0 | 0 | 0 | 0 |  | 1 | 1 | 1 | 1 | 1 | 1 | 1 | 1 | 1 | 0
SDGE | Loveland | 69 | 0 | 0 | 0 | 0 | 0 | 0 | 0 | 0 | 0 | 0 | 0 | 0 | 0 | 0 | 0 | 0 | 0 | 0 | 0 | 0 |  | 0 | 0 | 0 | 0 | 0 | 0 | 0 | 0 | 0 | 0 | 0 | 0 | 0 | 0 | 0 | 0 | 0 | 0 | 0 | 0 | 0 | 0 | 0 | 0 | 0 | 0 | 0 | 0 | 0 | 0 | 0 | 0 | 0 | 0 | 0 | 0 |  | 0 | 0 | 0 | 0 | 0 | 0 | 0 | 0 | 0 | 0 | 0 | 0 | 0 | 0 | 0 | 0 | 0 | 0 | 0 | 0 | 0 | 0 | 0 | 0 | 0 | 0 | 0 | 0 | 0 | 0 | 0 | 0 | 0 | 0 | 0 | 0 |  | 0 | 0 | 0 | 0 | 0 | 0 | 0 | 0 | 0 | 0 | 0 | 0 | 0 | 0 | 0 | 0 | 0 | 0 | 0 | 0 | 0 | 0 | 0 | 0 | 0 | 0 | 0 | 0 | 0 | 0 | 0 | 0 | 0 | 0 | 0 | 0 |  | 0 | 0 | 0 | 0 | 0 | 0 | 0 | 0 | 0 | 0 | 0 | 0 | 0 | 0 | 0 | 0 | 0 | 0 | 0 | 0 | 0 | 0 | 0 | 0 | 0 | 0 | 0 | 0 | 0 | 0 | 0 | 0 | 0 | 0 | 0 | 0 |  | 1 | 1 | 1 | 1 | 1 | 1 | 1 | 1 | 1 | 0
SCE NOL | Lugo | 230 | 0 | 0 | 0 | 0 | 0 | 0 | 0 | 0 | 0 | 0 | 0 | 0 | 165 | 0 | 165 | 0 | 0 | 0 | 362 | 1 |  | 0 | 0 | 0 | 0 | 0 | 0 | 0 | 0 | 0 | 0 | 0 | 0 | 0 | 0 | 0 | 0 | 0 | 0 | 0 | 0 | 0 | 0 | 0 | 0 | 0 | 0 | 0 | 0 | 0 | 2 | 2 | 0 | 0 | 2 | 2 | 1 |  | 0 | 0 | 0 | 0 | 0 | 0 | 0 | 0 | 0 | 0 | 0 | 0 | 0 | 0 | 0 | 0 | 0 | 0 | 0 | 0 | 0 | 0 | 0 | 0 | 0 | 0 | 0 | 0 | 0 | 2 | 2 | 0 | 0 | 2 | 2 | 1 |  | 0 | 0 | 0 | 0 | 0 | 0 | 0 | 0 | 0 | 0 | 0 | 0 | 0 | 0 | 0 | 0 | 0 | 0 | 0 | 0 | 0 | 0 | 0 | 0 | 0 | 0 | 0 | 0 | 0 | 2 | 2 | 0 | 0 | 2 | 2 | 1 |  | 0 | 0 | 0 | 0 | 0 | 0 | 0 | 0 | 0 | 0 | 0 | 0 | 0 | 0 | 0 | 0 | 0 | 0 | 0 | 0 | 0 | 0 | 0 | 0 | 0 | 0 | 0 | 0 | 0 | 2 | 2 | 0 | 0 | 2 | 2 | 1 |  | 1 | 1 | 1 | 1 | 1 | 1 | 5- | 1 | 5- | 1
Commercial criteria alignment analysis for the 2036 portfolio. Tab shows mapped generic resources by substation compared to commercial interest resources by the three confidence categories (Executed IA, Phase II complete, or all projects, which includes Cluster 15 application projects). Columns FQ through FY show the mapped resources alignment with the commercial interest criteria by resource type. Tab also shows comparison to projects identified as Available for Near-term Interconnection. | PG&E FRESNO | SDGE | PG&E GBA | Bannister | Ganso | Monroe | Sloan Canyon | 230 | 115 | 230 | 230 | 0 | 100 | 20 | 0 | 0 | 0 | 0 | 0 | 0 | 0 | 0 | 0 | 0 | 0 | 0 | 0 | 0 | 0 | 0 | 0 | 0 | 0 | 0 | 0 | 0 | 0 | 0 | 0 | 0 | 0 | #VALUE! | #VALUE! | #VALUE! | #VALUE! | #VALUE! | #VALUE! | 2 | 2 | 2 | 2 | 2 | 0 | 0 | 0 | 0 | 0 | 0 | 1 | Commercial criteria alignment analysis for the 2036 portfolio. Tab shows mapped generic resources by substation compared to commercial interest resources by the three confidence categories (Executed IA, Phase II complete, or all projects, which includes Cluster 15 application projects). Columns FQ through FY show the mapped resources alignment with the commercial interest criteria by resource type. Tab also shows comparison to projects identified as Available for Near-term Interconnection. | [18 empty] | #VALUE! | #VALUE! | #VALUE! | #VALUE! | #VALUE! | #VALUE! | 2 | 2 | 2 | 2 | 2 | 0 | 0 | 0 | 0 | 0 | 0 | Commercial criteria alignment analysis for the 2036 portfolio. Tab shows mapped generic resources by substation compared to commercial interest resources by the three confidence categories (Executed IA, Phase II complete, or all projects, which includes Cluster 15 application projects). Columns FQ through FY show the mapped resources alignment with the commercial interest criteria by resource type. Tab also shows comparison to projects identified as Available for Near-term Interconnection. | PG&E FRESNO | SDGE | PG&E GBA | Bannister | Ganso | Monroe | Sloan Canyon | 230 | 115 | 230 | 230 | 0 | 100 | 20 | 0 | 0 | 0 | 0 | 0 | #VALUE! | #VALUE! | #VALUE! | #VALUE! | #VALUE! | #VALUE! | 0 | 2 | 0 | -2 | 2 | -2 | -2 | 0 | 0 | 0 | 0 | Commercial criteria alignment analysis for the 2036 portfolio. Tab shows mapped generic resources by substation compared to commercial interest resources by the three confidence categories (Executed IA, Phase II complete, or all projects, which includes Cluster 15 application projects). Columns FQ through FY show the mapped resources alignment with the commercial interest criteria by resource type. Tab also shows comparison to projects identified as Available for Near-term Interconnection. | [19 empty] | #VALUE! | #VALUE! | #VALUE! | #VALUE! | #VALUE! | #VALUE! | 2 | 2 | 2 | 2 | 2 | 0 | 0 | 0 | 0 | 0 | 0 | Commercial criteria alignment analysis for the 2036 portfolio. Tab shows mapped generic resources by substation compared to commercial interest resources by the three confidence categories (Executed IA, Phase II complete, or all projects, which includes Cluster 15 application projects). Columns FQ through FY show the mapped resources alignment with the commercial interest criteria by resource type. Tab also shows comparison to projects identified as Available for Near-term Interconnection. | PG&E FRESNO | SDGE | PG&E GBA | Bannister | Ganso | Monroe | Sloan Canyon | 230 | 115 | 230 | 230
PG&E FRESNO | Madera | 70 | 0 | 0 | 0 | 0 | 0 | 0 | 0 | 0 | 0 | 0 | 0 | 0 | 0 | 0 | 0 | 0 | 0 | 0 | 0 | 0 |  | 0 | 0 | 0 | 0 | 0 | 0 | 0 | 0 | 0 | 0 | 0 | 0 | 0 | 0 | 0 | 0 | 0 | 0 | 0 | 0 | 0 | 0 | 0 | 0 | 0 | 0 | 0 | 0 | 0 | 0 | 0 | 0 | 0 | 0 | 0 | 0 |  | 0 | 0 | 0 | 0 | 0 | 0 | 0 | 0 | 0 | 0 | 0 | 0 | 0 | 0 | 0 | 0 | 0 | 0 | 0 | 0 | 0 | 0 | 0 | 0 | 0 | 0 | 0 | 0 | 0 | 0 | 0 | 0 | 0 | 0 | 0 | 0 |  | 0 | 0 | 0 | 0 | 0 | 0 | 0 | 0 | 0 | 0 | 0 | 0 | 0 | 0 | 0 | 2.754 | 0 | 1 | 0 | 0 | 0 | 0 | 0 | 0 | 0 | 0 | 0 | 0 | 0 | 0 | 0 | 0 | 0 | -2 | 0 | 1 |  | 0 | 0 | 0 | 0 | 0 | 0 | 0 | 0 | 0 | 0 | 0 | 0 | 0 | 0 | 0 | 0 | 0 | 0 | 0 | 0 | 0 | 0 | 0 | 0 | 0 | 0 | 0 | 0 | 0 | 0 | 0 | 0 | 0 | 0 | 0 | 0 |  | 1 | 1 | 1 | 1 | 1 | 1 | 1 | 1 | 4+ | 1
PG&E NGBA | Madison | 115 | 0 | 0 | 0 | 0 | 0 | 0 | 0 | 0 | 0 | 0 | 0 | 0 | 0 | 0 | 0 | 0 | 0 | 0 | 0 | 0 |  | 0 | 0 | 0 | 0 | 0 | 0 | 0 | 0 | 0 | 0 | 0 | 0 | 0 | 0 | 0 | 0 | 0 | 0 | 0 | 0 | 0 | 0 | 0 | 0 | 0 | 0 | 0 | 0 | 0 | 0 | 0 | 0 | 0 | 0 | 0 | 0 |  | 0 | 0 | 0 | 0 | 0 | 0 | 0 | 0 | 0 | 0 | 0 | 0 | 0 | 0 | 0 | 0 | 0 | 0 | 0 | 0 | 0 | 0 | 0 | 0 | 0 | 0 | 0 | 0 | 0 | 0 | 0 | 0 | 0 | 0 | 0 | 0 |  | 0 | 0 | 0 | 0 | 0 | 0 | 0 | 0 | 0 | 0 | 0 | 0 | 0 | 0 | 0 | 0 | 0 | 0 | 0 | 0 | 0 | 0 | 0 | 0 | 0 | 0 | 0 | 0 | 0 | 0 | 0 | 0 | 0 | 0 | 0 | 0 |  | 0 | 0 | 0 | 0 | 0 | 0 | 0 | 0 | 0 | 0 | 0 | 0 | 0 | 0 | 0 | 0 | 0 | 0 | 0 | 0 | 0 | 0 | 0 | 0 | 0 | 0 | 0 | 0 | 0 | 0 | 0 | 0 | 0 | 0 | 0 | 0 |  | 1 | 1 | 1 | 1 | 1 | 1 | 1 | 1 | 1 | 0
PG&E KERN | Magunden | 115 | 0 | 0 | 0 | 0 | 0 | 0 | 0 | 0 | 0 | 0 | 0 | 0 | 100 | 0 | 100 | 0 | 0 | 0 | 0 | 1 |  | 0 | 0 | 0 | 0 | 0 | 0 | 0 | 0 | 0 | 0 | 0 | 0 | 0 | 0 | 0 | 0 | 0 | 0 | 0 | 0 | 0 | 0 | 0 | 0 | 0 | 0 | 0 | 0 | 0 | 2 | 2 | 0 | 0 | 0 | 0 | 1 |  | 0 | 0 | 0 | 0 | 0 | 0 | 0 | 0 | 0 | 0 | 0 | 0 | 0 | 0 | 0 | 0 | 0 | 0 | 0 | 0 | 0 | 0 | 0 | 0 | 0 | 0 | 0 | 0 | 0 | 2 | 2 | 0 | 0 | 0 | 0 | 1 |  | 0 | 0 | 0 | 0 | 0 | 0 | 0 | 0 | 0 | 0 | 0 | 0 | 0 | 0 | 0 | 0 | 0 | 0 | 0 | 0 | 0 | 0 | 0 | 0 | 0 | 0 | 0 | 0 | 0 | 2 | 2 | 0 | 0 | 0 | 0 | 1 |  | 0 | 0 | 0 | 0 | 0 | 0 | 0 | 0 | 0 | 0 | 0 | 0 | 0 | 0 | 0 | 0 | 0 | 0 | 0 | 0 | 0 | 0 | 0 | 0 | 0 | 0 | 0 | 0 | 0 | 2 | 2 | 0 | 0 | 0 | 0 | 1 |  | 1 | 1 | 1 | 1 | 1 | 1 | 5- | 1 | 1 | 1
SCE Northern | Magunden | 230 | 0 | 0 | 0 | 0 | 0 | 0 | 0 | 0 | 0 | 0 | 0 | 0 | 100 | 0 | 100 | 0 | 0 | 0 | 0 | 1 |  | 0 | 0 | 0 | 0 | 0 | 0 | 0 | 0 | 0 | 0 | 0 | 0 | 0 | 0 | 0 | 0 | 0 | 0 | 0 | 0 | 0 | 0 | 0 | 0 | 0 | 0 | 0 | 0 | 0 | 2 | 2 | 0 | 0 | 0 | 0 | 1 |  | 0 | 0 | 0 | 0 | 0 | 0 | 0 | 0 | 0 | 0 | 0 | 0 | 0 | 0 | 0 | 0 | 0 | 0 | 0 | 0 | 0 | 0 | 0 | 0 | 0 | 0 | 0 | 0 | 0 | 2 | 2 | 0 | 0 | 0 | 0 | 1 |  | 0 | 0 | 0 | 0 | 0 | 0 | 0 | 0 | 0 | 0 | 0 | 0 | 0 | 0 | 0 | 3.537 | 0 | 1 | 0 | 0 | 0 | 0 | 0 | 0 | 0 | 0 | 0 | 0 | 0 | 2 | 2 | 0 | 0 | -2 | 0 | 1 |  | 0 | 0 | 0 | 0 | 0 | 0 | 0 | 0 | 0 | 0 | 0 | 0 | 0 | 0 | 0 | 0 | 0 | 0 | 0 | 0 | 0 | 0 | 0 | 0 | 0 | 0 | 0 | 0 | 0 | 2 | 2 | 0 | 0 | 0 | 0 | 1 |  | 1 | 1 | 1 | 1 | 1 | 1 | 5- | 1 | 4+ | 1
PG&E FRESNO | Malaga | 115 | 0 | 0 | 0 | 0 | 0 | 0 | 0 | 0 | 0 | 0 | 0 | 0 | 0 | 0 | 0 | 0 | 0 | 0 | 0 | 0 |  | 0 | 0 | 0 | 0 | 0 | 0 | 0 | 0 | 0 | 0 | 0 | 0 | 0 | 0 | 0 | 0 | 0 | 0 | 0 | 0 | 0 | 0 | 0 | 0 | 0 | 0 | 0 | 0 | 0 | 0 | 0 | 0 | 0 | 0 | 0 | 0 |  | 0 | 0 | 0 | 0 | 0 | 0 | 0 | 0 | 0 | 0 | 0 | 0 | 0 | 0 | 0 | 0 | 0 | 0 | 0 | 0 | 0 | 0 | 0 | 0 | 0 | 0 | 0 | 0 | 0 | 0 | 0 | 0 | 0 | 0 | 0 | 0 |  | 0 | 0 | 0 | 0 | 0 | 0 | 0 | 0 | 0 | 0 | 0 | 0 | 0 | 0 | 0 | 4.494 | 0 | 1 | 0 | 0 | 0 | 0 | 0 | 0 | 0 | 0 | 0 | 0 | 0 | 0 | 0 | 0 | 0 | -2 | 0 | 1 |  | 0 | 0 | 0 | 0 | 0 | 0 | 0 | 0 | 0 | 0 | 0 | 0 | 0 | 0 | 0 | 0 | 0 | 0 | 0 | 0 | 0 | 0 | 0 | 0 | 0 | 0 | 0 | 0 | 0 | 0 | 0 | 0 | 0 | 0 | 0 | 0 |  | 1 | 1 | 1 | 1 | 1 | 1 | 1 | 1 | 4+ | 1
PG&E NGBA | Malin | 500 | 2133.8 | 0 | 0 | 0 | 0 | 0 | 0 | 0 | 0 | 0 | 0 | 0 | 0 | 0 | 0 | 0 | 0 | 0 | 0 | 1 |  | 0 | 0 | 0 | 0 | 0 | 0 | 0 | 0 | 0 | 0 | 0 | 0 | 0 | 0 | 0 | 0 | 0 | 0 | 2 | 2 | 0 | 0 | 0 | 0 | 0 | 0 | 0 | 0 | 0 | 0 | 0 | 0 | 0 | 0 | 0 | 1 |  | 0 | 0 | 0 | 0 | 0 | 0 | 0 | 0 | 0 | 0 | 0 | 0 | 0 | 0 | 0 | 0 | 0 | 0 | 2 | 2 | 0 | 0 | 0 | 0 | 0 | 0 | 0 | 0 | 0 | 0 | 0 | 0 | 0 | 0 | 0 | 1 |  | 0 | 0 | 0 | 0 | 0 | 0 | 0 | 0 | 0 | 0 | 0 | 0 | 0 | 0 | 0 | 0 | 0 | 0 | 2 | 2 | 0 | 0 | 0 | 0 | 0 | 0 | 0 | 0 | 0 | 0 | 0 | 0 | 0 | 0 | 0 | 1 |  | 0 | 0 | 0 | 0 | 0 | 0 | 0 | 0 | 0 | 0 | 0 | 0 | 0 | 0 | 0 | 0 | 0 | 0 | 2 | 2 | 0 | 0 | 0 | 0 | 0 | 0 | 0 | 0 | 0 | 0 | 0 | 0 | 0 | 0 | 0 | 1 |  | 5- | 1 | 1 | 1 | 1 | 1 | 1 | 1 | 1 | 1
Commercial criteria alignment analysis for the 2036 portfolio. Tab shows mapped generic resources by substation compared to commercial interest resources by the three confidence categories (Executed IA, Phase II complete, or all projects, which includes Cluster 15 application projects). Columns FQ through FY show the mapped resources alignment with the commercial interest criteria by resource type. Tab also shows comparison to projects identified as Available for Near-term Interconnection. | [23 empty] | 0 | 0 | 0 | 0 | 0 | 0 | 0 | 0 | 0 | 0 | 0 | 0 | 0 | 0 | 0 | 0 | 0 | 0 | 0 | 0 | 0 | 0 | 0 | 0 | 0 | 0 | 0 | 0 | 0 | 0 | 0 | 0 | 0 | 0 | 0 | 0 | Commercial criteria alignment analysis for the 2036 portfolio. Tab shows mapped generic resources by substation compared to commercial interest resources by the three confidence categories (Executed IA, Phase II complete, or all projects, which includes Cluster 15 application projects). Columns FQ through FY show the mapped resources alignment with the commercial interest criteria by resource type. Tab also shows comparison to projects identified as Available for Near-term Interconnection. | PG&E FRESNO | SDGE | PG&E GBA | Bannister | Ganso | Monroe | Sloan Canyon | 230 | 115 | 230 | 230 | 0 | 100 | 20 | 0 | 0 | 0 | 0 | #VALUE! | #VALUE! | #VALUE! | #VALUE! | #VALUE! | #VALUE! | #VALUE! | -2 | -2 | -2 | -2 | 0 | -2 | -2 | 0 | 0 | 0 | Commercial criteria alignment analysis for the 2036 portfolio. Tab shows mapped generic resources by substation compared to commercial interest resources by the three confidence categories (Executed IA, Phase II complete, or all projects, which includes Cluster 15 application projects). Columns FQ through FY show the mapped resources alignment with the commercial interest criteria by resource type. Tab also shows comparison to projects identified as Available for Near-term Interconnection. | [19 empty] | 0 | 0 | 0 | 0 | 0 | 0 | 0 | 0 | 0 | 0 | 0 | 0 | 0 | 0 | 0 | 0 | 0 | Commercial criteria alignment analysis for the 2036 portfolio. Tab shows mapped generic resources by substation compared to commercial interest resources by the three confidence categories (Executed IA, Phase II complete, or all projects, which includes Cluster 15 application projects). Columns FQ through FY show the mapped resources alignment with the commercial interest criteria by resource type. Tab also shows comparison to projects identified as Available for Near-term Interconnection. | PG&E FRESNO | SDGE | PG&E GBA | Bannister | Ganso | Monroe | Sloan Canyon | 230 | 115 | 230 | 230 | 0 | 100 | 20 | 0 | 0 | 0 | 0 | 0 | #VALUE! | #VALUE! | #VALUE! | #VALUE! | #VALUE! | #VALUE! | -2 | -2 | -2 | -2 | 0 | -2 | -2 | 0 | 0 | 0 | 0 | Commercial criteria alignment analysis for the 2036 portfolio. Tab shows mapped generic resources by substation compared to commercial interest resources by the three confidence categories (Executed IA, Phase II complete, or all projects, which includes Cluster 15 application projects). Columns FQ through FY show the mapped resources alignment with the commercial interest criteria by resource type. Tab also shows comparison to projects identified as Available for Near-term Interconnection.
PG&E FRESNO | Manning | 230 | 0 | 0 | 0 | 0 | 0 | 0 | 0 | 0 | 0 | 0 | 0 | 0 | 100 | 0 | 100 | 0 | 0 | 0 | 0 | 1 |  | 0 | 0 | 0 | 0 | 0 | 0 | 0 | 0 | 0 | 0 | 0 | 0 | 0 | 0 | 0 | 0 | 0 | 0 | 0 | 0 | 0 | 0 | 0 | 0 | 0 | 0 | 0 | 0 | 0 | 2 | 2 | 0 | 0 | 0 | 0 | 1 |  | 0 | 0 | 0 | 0 | 0 | 0 | 0 | 0 | 0 | 0 | 0 | 0 | 0 | 0 | 0 | 0 | 0 | 0 | 0 | 0 | 0 | 0 | 0 | 0 | 0 | 0 | 0 | 0 | 0 | 2 | 2 | 0 | 0 | 0 | 0 | 1 |  | 0 | 0 | 0 | 0 | 0 | 0 | 0 | 0 | 0 | 0 | 0 | 0 | 0 | 0 | 0 | 0 | 0 | 0 | 0 | 0 | 0 | 0 | 0 | 0 | 0 | 0 | 0 | 0 | 0 | 2 | 2 | 0 | 0 | 0 | 0 | 1 |  | 0 | 0 | 0 | 0 | 0 | 0 | 0 | 0 | 0 | 0 | 0 | 0 | 0 | 0 | 0 | 0 | 0 | 0 | 0 | 0 | 0 | 0 | 0 | 0 | 0 | 0 | 0 | 0 | 0 | 2 | 2 | 0 | 0 | 0 | 0 | 1 |  | 1 | 1 | 1 | 1 | 1 | 1 | 5- | 1 | 1 | 1
PG&E FRESNO | Manning | 500 | 0 | 0 | 0 | 0 | 0 | 0 | 0 | 0 | 0 | 0 | 0 | 0 | 0 | 278.6 | 278.6 | 0 | 800 | 800 | 0 | 1 |  | 0 | 0 | 0 | 0 | 0 | 0 | 0 | 0 | 0 | 0 | 0 | 0 | 0 | 0 | 0 | 0 | 0 | 0 | 0 | 0 | 0 | 0 | 0 | 0 | 0 | 0 | 0 | 0 | 0 | 0 | 2 | 2 | 2 | 0 | 0 | 1 |  | 0 | 0 | 0 | 0 | 0 | 0 | 0 | 0 | 0 | 0 | 0 | 0 | 0 | 0 | 0 | 0 | 0 | 0 | 0 | 0 | 0 | 0 | 0 | 0 | 0 | 0 | 0 | 0 | 0 | 0 | 2 | 2 | 2 | 0 | 0 | 1 |  | 0 | 0 | 0 | 0 | 0 | 0 | 0 | 0 | 0 | 0 | 0 | 0 | 0 | 0 | 0 | 0 | 0 | 0 | 0 | 0 | 0 | 0 | 0 | 0 | 0 | 0 | 0 | 0 | 0 | 0 | 2 | 2 | 2 | 0 | 0 | 1 |  | 0 | 0 | 0 | 0 | 0 | 0 | 0 | 0 | 0 | 0 | 0 | 0 | 0 | 0 | 0 | 0 | 0 | 0 | 0 | 0 | 0 | 0 | 0 | 0 | 0 | 0 | 0 | 0 | 0 | 0 | 2 | 2 | 2 | 0 | 0 | 1 |  | 1 | 1 | 1 | 1 | 1 | 1 | 5- | 5- | 1 | 1
PG&E GBA | Manteca | 115 | 0 | 0 | 0 | 0 | 0 | 0 | 0 | 0 | 0 | 0 | 0 | 0 | 0 | 0 | 0 | 0 | 0 | 0 | 0 | 0 |  | 0 | 0 | 0 | 0 | 0 | 0 | 0 | 0 | 0 | 0 | 0 | 0 | 0 | 0 | 0 | 0 | 0 | 0 | 0 | 0 | 0 | 0 | 0 | 0 | 0 | 0 | 0 | 0 | 0 | 0 | 0 | 0 | 0 | 0 | 0 | 0 |  | 0 | 0 | 0 | 0 | 0 | 0 | 0 | 0 | 0 | 0 | 0 | 0 | 0 | 0 | 0 | 0 | 0 | 0 | 0 | 0 | 0 | 0 | 0 | 0 | 0 | 0 | 0 | 0 | 0 | 0 | 0 | 0 | 0 | 0 | 0 | 0 |  | 0 | 0 | 0 | 0 | 0 | 0 | 0 | 0 | 0 | 0 | 0 | 0 | 0 | 0 | 0 | 3 | 0 | 1 | 0 | 0 | 0 | 0 | 0 | 0 | 0 | 0 | 0 | 0 | 0 | 0 | 0 | 0 | 0 | -2 | 0 | 1 |  | 0 | 0 | 0 | 0 | 0 | 0 | 0 | 0 | 0 | 0 | 0 | 0 | 0 | 0 | 0 | 0 | 0 | 0 | 0 | 0 | 0 | 0 | 0 | 0 | 0 | 0 | 0 | 0 | 0 | 0 | 0 | 0 | 0 | 0 | 0 | 0 |  | 1 | 1 | 1 | 1 | 1 | 1 | 1 | 1 | 4+ | 1
SDGE | Margarita | 138 | 0 | 0 | 0 | 0 | 0 | 0 | 0 | 0 | 0 | 0 | 0 | 0 | 0 | 0 | 0 | 0 | 0 | 0 | 0 | 0 |  | 0 | 0 | 0 | 0 | 0 | 0 | 0 | 0 | 0 | 0 | 0 | 0 | 0 | 0 | 0 | 0 | 0 | 0 | 0 | 0 | 0 | 0 | 0 | 0 | 0 | 0 | 0 | 0 | 0 | 0 | 0 | 0 | 0 | 0 | 0 | 0 |  | 0 | 0 | 0 | 0 | 0 | 0 | 0 | 0 | 0 | 0 | 0 | 0 | 0 | 0 | 0 | 0 | 0 | 0 | 0 | 0 | 0 | 0 | 0 | 0 | 0 | 0 | 0 | 0 | 0 | 0 | 0 | 0 | 0 | 0 | 0 | 0 |  | 0 | 0 | 0 | 0 | 0 | 0 | 0 | 0 | 0 | 0 | 0 | 0 | 0 | 0 | 0 | 0 | 0 | 0 | 0 | 0 | 0 | 0 | 0 | 0 | 0 | 0 | 0 | 0 | 0 | 0 | 0 | 0 | 0 | 0 | 0 | 0 |  | 0 | 0 | 0 | 0 | 0 | 0 | 0 | 0 | 0 | 0 | 0 | 0 | 0 | 0 | 0 | 0 | 0 | 0 | 0 | 0 | 0 | 0 | 0 | 0 | 0 | 0 | 0 | 0 | 0 | 0 | 0 | 0 | 0 | 0 | 0 | 0 |  | 1 | 1 | 1 | 1 | 1 | 1 | 1 | 1 | 1 | 0
PG&E GBA | Martin | 230 | 0 | 0 | 0 | 0 | 0 | 0 | 0 | 0 | 0 | 0 | 0 | 0 | 0 | 0 | 0 | 0 | 0 | 0 | 0 | 0 |  | 0 | 0 | 0 | 0 | 0 | 0 | 0 | 0 | 0 | 0 | 0 | 0 | 0 | 0 | 0 | 0 | 0 | 0 | 0 | 0 | 0 | 0 | 0 | 0 | 0 | 0 | 0 | 0 | 0 | 0 | 0 | 0 | 0 | 0 | 0 | 0 |  | 0 | 0 | 0 | 0 | 0 | 0 | 0 | 0 | 0 | 0 | 0 | 0 | 0 | 0 | 0 | 0 | 0 | 0 | 0 | 0 | 0 | 0 | 0 | 0 | 0 | 0 | 0 | 0 | 0 | 0 | 0 | 0 | 0 | 0 | 0 | 0 |  | 0 | 0 | 0 | 0 | 0 | 0 | 0 | 0 | 0 | 0 | 0 | 0 | 0 | 0 | 0 | 0 | 0 | 0 | 0 | 0 | 0 | 0 | 0 | 0 | 0 | 0 | 0 | 0 | 0 | 0 | 0 | 0 | 0 | 0 | 0 | 0 |  | 0 | 0 | 0 | 0 | 0 | 0 | 0 | 0 | 0 | 0 | 0 | 0 | 0 | 0 | 0 | 0 | 0 | 0 | 0 | 0 | 0 | 0 | 0 | 0 | 0 | 0 | 0 | 0 | 0 | 0 | 0 | 0 | 0 | 0 | 0 | 0 |  | 1 | 1 | 1 | 1 | 1 | 1 | 1 | 1 | 1 | 0
Commercial criteria alignment analysis for the 2036 portfolio. Tab shows mapped generic resources by substation compared to commercial interest resources by the three confidence categories (Executed IA, Phase II complete, or all projects, which includes Cluster 15 application projects). Columns FQ through FY show the mapped resources alignment with the commercial interest criteria by resource type. Tab also shows comparison to projects identified as Available for Near-term Interconnection. | PG&E FRESNO | SDGE | PG&E GBA | Bannister | Ganso | Monroe | Sloan Canyon | 230 | 115 | 230 | 230 | 0 | 100 | 20 | 0 | 0 | 0 | 0 | 0 | 0 | 0 | 0 | 0 | 0 | 0 | 0 | 0 | 0 | 0 | 0 | 0 | 0 | 0 | 0 | 0 | 0 | 0 | 0 | 0 | 0 | 0 | #VALUE! | #VALUE! | #VALUE! | #VALUE! | #VALUE! | #VALUE! | 2 | 2 | 2 | 2 | 2 | 0 | 0 | 0 | 0 | 0 | 0 | 1 | Commercial criteria alignment analysis for the 2036 portfolio. Tab shows mapped generic resources by substation compared to commercial interest resources by the three confidence categories (Executed IA, Phase II complete, or all projects, which includes Cluster 15 application projects). Columns FQ through FY show the mapped resources alignment with the commercial interest criteria by resource type. Tab also shows comparison to projects identified as Available for Near-term Interconnection. | [18 empty] | #VALUE! | #VALUE! | #VALUE! | #VALUE! | #VALUE! | #VALUE! | 2 | 2 | 2 | 2 | 2 | 0 | 0 | 0 | 0 | 0 | 0 | Commercial criteria alignment analysis for the 2036 portfolio. Tab shows mapped generic resources by substation compared to commercial interest resources by the three confidence categories (Executed IA, Phase II complete, or all projects, which includes Cluster 15 application projects). Columns FQ through FY show the mapped resources alignment with the commercial interest criteria by resource type. Tab also shows comparison to projects identified as Available for Near-term Interconnection. | PG&E FRESNO | SDGE | PG&E GBA | Bannister | Ganso | Monroe | Sloan Canyon | 230 | 115 | 230 | 230 | 0 | 100 | 20 | 0 | 0 | 0 | 0 | 0 | #VALUE! | #VALUE! | #VALUE! | #VALUE! | #VALUE! | #VALUE! | 0 | 2 | 0 | -2 | 2 | -2 | -2 | 0 | 0 | 0 | 0 | Commercial criteria alignment analysis for the 2036 portfolio. Tab shows mapped generic resources by substation compared to commercial interest resources by the three confidence categories (Executed IA, Phase II complete, or all projects, which includes Cluster 15 application projects). Columns FQ through FY show the mapped resources alignment with the commercial interest criteria by resource type. Tab also shows comparison to projects identified as Available for Near-term Interconnection. | [19 empty] | #VALUE! | #VALUE! | #VALUE! | #VALUE! | #VALUE! | #VALUE! | 2 | 2 | 2 | 2 | 2 | 0 | 0 | 0 | 0 | 0 | 0 | Commercial criteria alignment analysis for the 2036 portfolio. Tab shows mapped generic resources by substation compared to commercial interest resources by the three confidence categories (Executed IA, Phase II complete, or all projects, which includes Cluster 15 application projects). Columns FQ through FY show the mapped resources alignment with the commercial interest criteria by resource type. Tab also shows comparison to projects identified as Available for Near-term Interconnection. | PG&E FRESNO | SDGE | PG&E GBA | Bannister | Ganso | Monroe | Sloan Canyon | 230 | 115 | 230 | 230
PG&E GBA | Martinez | 115 | 0 | 0 | 0 | 0 | 0 | 0 | 0 | 0 | 0 | 0 | 0 | 0 | 0 | 0 | 0 | 0 | 0 | 0 | 0 | 0 |  | 0 | 0 | 0 | 0 | 0 | 0 | 0 | 0 | 0 | 0 | 0 | 0 | 0 | 0 | 0 | 0 | 0 | 0 | 0 | 0 | 0 | 0 | 0 | 0 | 0 | 0 | 0 | 0 | 0 | 0 | 0 | 0 | 0 | 0 | 0 | 0 |  | 0 | 0 | 0 | 0 | 0 | 0 | 0 | 0 | 0 | 0 | 0 | 0 | 0 | 0 | 0 | 0 | 0 | 0 | 0 | 0 | 0 | 0 | 0 | 0 | 0 | 0 | 0 | 0 | 0 | 0 | 0 | 0 | 0 | 0 | 0 | 0 |  | 0 | 0 | 0 | 0 | 0 | 0 | 0 | 0 | 0 | 0 | 0 | 0 | 0 | 0 | 0 | 0 | 0 | 0 | 0 | 0 | 0 | 0 | 0 | 0 | 0 | 0 | 0 | 0 | 0 | 0 | 0 | 0 | 0 | 0 | 0 | 0 |  | 0 | 0 | 0 | 0 | 0 | 0 | 0 | 0 | 0 | 0 | 0 | 0 | 0 | 0 | 0 | 0 | 0 | 0 | 0 | 0 | 0 | 0 | 0 | 0 | 0 | 0 | 0 | 0 | 0 | 0 | 0 | 0 | 0 | 0 | 0 | 0 |  | 1 | 1 | 1 | 1 | 1 | 1 | 1 | 1 | 1 | 0
PG&E FRESNO | Mc Mullin | 230 | 0 | 0 | 0 | 0 | 0 | 0 | 0 | 0 | 0 | 0 | 0 | 0 | 0 | 0 | 0 | 0 | 0 | 0 | 0 | 0 |  | 0 | 0 | 0 | 0 | 0 | 0 | 0 | 0 | 0 | 0 | 0 | 0 | 0 | 0 | 0 | 0 | 0 | 0 | 0 | 0 | 0 | 0 | 0 | 0 | 0 | 0 | 0 | 0 | 0 | 0 | 0 | 0 | 0 | 0 | 0 | 0 |  | 0 | 0 | 0 | 0 | 0 | 0 | 0 | 0 | 0 | 0 | 0 | 0 | 0 | 0 | 0 | 0 | 0 | 0 | 0 | 0 | 0 | 0 | 0 | 0 | 0 | 0 | 0 | 0 | 0 | 0 | 0 | 0 | 0 | 0 | 0 | 0 |  | 0 | 0 | 0 | 0 | 0 | 0 | 0 | 0 | 0 | 0 | 0 | 0 | 0 | 0 | 0 | 0 | 0 | 0 | 0 | 0 | 0 | 0 | 0 | 0 | 0 | 0 | 0 | 0 | 0 | 0 | 0 | 0 | 0 | 0 | 0 | 0 |  | 0 | 0 | 0 | 0 | 0 | 0 | 0 | 0 | 0 | 0 | 0 | 0 | 0 | 0 | 0 | 0 | 0 | 0 | 0 | 0 | 0 | 0 | 0 | 0 | 0 | 0 | 0 | 0 | 0 | 0 | 0 | 0 | 0 | 0 | 0 | 0 |  | 1 | 1 | 1 | 1 | 1 | 1 | 1 | 1 | 1 | 0
PG&E FRESNO | McCall | 115 | 0 | 0 | 0 | 0 | 0 | 0 | 0 | 0 | 0 | 0 | 0 | 0 | 0 | 0 | 0 | 0 | 0 | 0 | 0 | 0 |  | 0 | 0 | 0 | 0 | 0 | 0 | 0 | 0 | 0 | 0 | 0 | 0 | 0 | 0 | 0 | 0 | 0 | 0 | 0 | 0 | 0 | 0 | 0 | 0 | 0 | 0 | 0 | 0 | 0 | 0 | 0 | 0 | 0 | 0 | 0 | 0 |  | 0 | 0 | 0 | 0 | 0 | 0 | 0 | 0 | 0 | 0 | 0 | 0 | 0 | 0 | 0 | 0 | 0 | 0 | 0 | 0 | 0 | 0 | 0 | 0 | 0 | 0 | 0 | 0 | 0 | 0 | 0 | 0 | 0 | 0 | 0 | 0 |  | 0 | 0 | 0 | 0 | 0 | 0 | 0 | 0 | 0 | 0 | 0 | 0 | 0 | 0 | 0 | 0 | 0 | 0 | 0 | 0 | 0 | 0 | 0 | 0 | 0 | 0 | 0 | 0 | 0 | 0 | 0 | 0 | 0 | 0 | 0 | 0 |  | 0 | 0 | 0 | 0 | 0 | 0 | 0 | 0 | 0 | 0 | 0 | 0 | 0 | 0 | 0 | 0 | 0 | 0 | 0 | 0 | 0 | 0 | 0 | 0 | 0 | 0 | 0 | 0 | 0 | 0 | 0 | 0 | 0 | 0 | 0 | 0 |  | 1 | 1 | 1 | 1 | 1 | 1 | 1 | 1 | 1 | 0
PG&E FRESNO | McCall | 230 | 0 | 0 | 0 | 0 | 0 | 0 | 0 | 0 | 0 | 0 | 0 | 0 | 0 | 0 | 0 | 0 | 0 | 0 | 0 | 0 |  | 0 | 0 | 0 | 0 | 0 | 0 | 0 | 0 | 0 | 0 | 0 | 0 | 0 | 0 | 0 | 0 | 0 | 0 | 0 | 0 | 0 | 0 | 0 | 0 | 0 | 0 | 0 | 0 | 0 | 0 | 0 | 0 | 0 | 0 | 0 | 0 |  | 0 | 0 | 0 | 0 | 0 | 0 | 0 | 0 | 0 | 0 | 0 | 0 | 0 | 0 | 0 | 0 | 0 | 0 | 0 | 0 | 0 | 0 | 0 | 0 | 0 | 0 | 0 | 0 | 0 | 0 | 0 | 0 | 0 | 0 | 0 | 0 |  | 0 | 0 | 0 | 0 | 0 | 0 | 0 | 0 | 0 | 0 | 0 | 0 | 0 | 0 | 0 | 7.26 | 0 | 1 | 0 | 0 | 0 | 0 | 0 | 0 | 0 | 0 | 0 | 0 | 0 | 0 | 0 | 0 | 0 | -2 | 0 | 1 |  | 0 | 0 | 0 | 0 | 0 | 0 | 0 | 0 | 0 | 0 | 0 | 0 | 0 | 0 | 0 | 0 | 0 | 0 | 0 | 0 | 0 | 0 | 0 | 0 | 0 | 0 | 0 | 0 | 0 | 0 | 0 | 0 | 0 | 0 | 0 | 0 |  | 1 | 1 | 1 | 1 | 1 | 1 | 1 | 1 | 4+ | 1
PG&E GBA | Meadow Lane | 115 | 0 | 0 | 0 | 0 | 0 | 0 | 0 | 0 | 0 | 0 | 0 | 0 | 0 | 0 | 0 | 0 | 0 | 0 | 0 | 0 |  | 0 | 0 | 0 | 0 | 0 | 0 | 0 | 0 | 0 | 0 | 0 | 0 | 0 | 0 | 0 | 0 | 0 | 0 | 0 | 0 | 0 | 0 | 0 | 0 | 0 | 0 | 0 | 0 | 0 | 0 | 0 | 0 | 0 | 0 | 0 | 0 |  | 0 | 0 | 0 | 0 | 0 | 0 | 0 | 0 | 0 | 0 | 0 | 0 | 0 | 0 | 0 | 0 | 0 | 0 | 0 | 0 | 0 | 0 | 0 | 0 | 0 | 0 | 0 | 0 | 0 | 0 | 0 | 0 | 0 | 0 | 0 | 0 |  | 0 | 0 | 0 | 0 | 0 | 0 | 0 | 0 | 0 | 0 | 0 | 0 | 0 | 0 | 0 | 1.6979 | 0 | 1 | 0 | 0 | 0 | 0 | 0 | 0 | 0 | 0 | 0 | 0 | 0 | 0 | 0 | 0 | 0 | -2 | 0 | 1 |  | 0 | 0 | 0 | 0 | 0 | 0 | 0 | 0 | 0 | 0 | 0 | 0 | 0 | 0 | 0 | 0 | 0 | 0 | 0 | 0 | 0 | 0 | 0 | 0 | 0 | 0 | 0 | 0 | 0 | 0 | 0 | 0 | 0 | 0 | 0 | 0 |  | 1 | 1 | 1 | 1 | 1 | 1 | 1 | 1 | 4+ | 1
PG&E GBA | Melones | 115 | 0 | 0 | 0 | 0 | 0 | 0 | 0 | 0 | 0 | 0 | 0 | 0 | 0 | 0 | 0 | 0 | 0 | 0 | 0 | 0 |  | 0 | 0 | 0 | 0 | 0 | 0 | 0 | 0 | 0 | 0 | 0 | 0 | 0 | 0 | 0 | 0 | 0 | 0 | 0 | 0 | 0 | 0 | 0 | 0 | 0 | 0 | 0 | 0 | 0 | 0 | 0 | 0 | 0 | 0 | 0 | 0 |  | 0 | 0 | 0 | 0 | 0 | 0 | 0 | 0 | 0 | 0 | 0 | 0 | 0 | 0 | 0 | 0 | 0 | 0 | 0 | 0 | 0 | 0 | 0 | 0 | 0 | 0 | 0 | 0 | 0 | 0 | 0 | 0 | 0 | 0 | 0 | 0 |  | 0 | 0 | 0 | 0 | 0 | 0 | 0 | 0 | 0 | 0 | 0 | 0 | 0 | 0 | 0 | 0 | 0 | 0 | 0 | 0 | 0 | 0 | 0 | 0 | 0 | 0 | 0 | 0 | 0 | 0 | 0 | 0 | 0 | 0 | 0 | 0 |  | 0 | 0 | 0 | 0 | 0 | 0 | 0 | 0 | 0 | 0 | 0 | 0 | 0 | 0 | 0 | 0 | 0 | 0 | 0 | 0 | 0 | 0 | 0 | 0 | 0 | 0 | 0 | 0 | 0 | 0 | 0 | 0 | 0 | 0 | 0 | 0 |  | 1 | 1 | 1 | 1 | 1 | 1 | 1 | 1 | 1 | 0
PG&E GBA | Melones | 230 | 0 | 0 | 0 | 0 | 0 | 0 | 0 | 0 | 0 | 0 | 0 | 0 | 0 | 0 | 0 | 0 | 0 | 0 | 0 | 0 |  | 0 | 0 | 0 | 0 | 0 | 0 | 0 | 0 | 0 | 0 | 0 | 0 | 0 | 0 | 0 | 0 | 0 | 0 | 0 | 0 | 0 | 0 | 0 | 0 | 0 | 0 | 0 | 0 | 0 | 0 | 0 | 0 | 0 | 0 | 0 | 0 |  | 0 | 0 | 0 | 0 | 0 | 0 | 0 | 0 | 0 | 0 | 0 | 0 | 0 | 0 | 0 | 0 | 0 | 0 | 0 | 0 | 0 | 0 | 0 | 0 | 0 | 0 | 0 | 0 | 0 | 0 | 0 | 0 | 0 | 0 | 0 | 0 |  | 0 | 0 | 0 | 0 | 0 | 0 | 0 | 0 | 0 | 0 | 0 | 0 | 0 | 0 | 0 | 0 | 0 | 0 | 0 | 0 | 0 | 0 | 0 | 0 | 0 | 0 | 0 | 0 | 0 | 0 | 0 | 0 | 0 | 0 | 0 | 0 |  | 0 | 0 | 0 | 0 | 0 | 0 | 0 | 0 | 0 | 0 | 0 | 0 | 0 | 0 | 0 | 0 | 0 | 0 | 0 | 0 | 0 | 0 | 0 | 0 | 0 | 0 | 0 | 0 | 0 | 0 | 0 | 0 | 0 | 0 | 0 | 0 |  | 1 | 1 | 1 | 1 | 1 | 1 | 1 | 1 | 1 | 0
SDGE | Melrose | 69 | 0 | 0 | 0 | 0 | 0 | 0 | 0 | 0 | 0 | 0 | 0 | 0 | 0 | 0 | 0 | 0 | 0 | 0 | 0 | 0 |  | 0 | 0 | 0 | 0 | 0 | 0 | 0 | 0 | 0 | 0 | 0 | 0 | 0 | 0 | 0 | 0 | 0 | 0 | 0 | 0 | 0 | 0 | 0 | 0 | 0 | 0 | 0 | 0 | 0 | 0 | 0 | 0 | 0 | 0 | 0 | 0 |  | 0 | 0 | 0 | 0 | 0 | 0 | 0 | 0 | 0 | 0 | 0 | 0 | 0 | 0 | 0 | 0 | 0 | 0 | 0 | 0 | 0 | 0 | 0 | 0 | 0 | 0 | 0 | 0 | 0 | 0 | 0 | 0 | 0 | 0 | 0 | 0 |  | 0 | 0 | 0 | 0 | 0 | 0 | 0 | 0 | 0 | 0 | 0 | 0 | 0 | 0 | 0 | 0 | 0 | 0 | 0 | 0 | 0 | 0 | 0 | 0 | 0 | 0 | 0 | 0 | 0 | 0 | 0 | 0 | 0 | 0 | 0 | 0 |  | 0 | 0 | 0 | 0 | 0 | 0 | 0 | 0 | 0 | 0 | 0 | 0 | 0 | 0 | 0 | 0 | 0 | 0 | 0 | 0 | 0 | 0 | 0 | 0 | 0 | 0 | 0 | 0 | 0 | 0 | 0 | 0 | 0 | 0 | 0 | 0 |  | 1 | 1 | 1 | 1 | 1 | 1 | 1 | 1 | 1 | 0
Commercial criteria alignment analysis for the 2036 portfolio. Tab shows mapped generic resources by substation compared to commercial interest resources by the three confidence categories (Executed IA, Phase II complete, or all projects, which includes Cluster 15 application projects). Columns FQ through FY show the mapped resources alignment with the commercial interest criteria by resource type. Tab also shows comparison to projects identified as Available for Near-term Interconnection. | [23 empty] | 0 | 0 | 0 | 0 | 0 | 0 | 0 | 0 | 0 | 0 | 0 | 0 | 0 | 0 | 0 | 0 | 0 | 0 | 0 | 0 | 0 | 0 | 0 | 0 | 0 | 0 | 0 | 0 | 0 | 0 | 0 | 0 | 0 | 0 | 0 | 0 | Commercial criteria alignment analysis for the 2036 portfolio. Tab shows mapped generic resources by substation compared to commercial interest resources by the three confidence categories (Executed IA, Phase II complete, or all projects, which includes Cluster 15 application projects). Columns FQ through FY show the mapped resources alignment with the commercial interest criteria by resource type. Tab also shows comparison to projects identified as Available for Near-term Interconnection. | PG&E FRESNO | SDGE | PG&E GBA | Bannister | Ganso | Monroe | Sloan Canyon | 230 | 115 | 230 | 230 | 0 | 100 | 20 | 0 | 0 | 0 | 0 | #VALUE! | #VALUE! | #VALUE! | #VALUE! | #VALUE! | #VALUE! | #VALUE! | -2 | -2 | -2 | -2 | 0 | -2 | -2 | 0 | 0 | 0 | Commercial criteria alignment analysis for the 2036 portfolio. Tab shows mapped generic resources by substation compared to commercial interest resources by the three confidence categories (Executed IA, Phase II complete, or all projects, which includes Cluster 15 application projects). Columns FQ through FY show the mapped resources alignment with the commercial interest criteria by resource type. Tab also shows comparison to projects identified as Available for Near-term Interconnection. | [19 empty] | 0 | 0 | 0 | 0 | 0 | 0 | 0 | 0 | 0 | 0 | 0 | 0 | 0 | 0 | 0 | 0 | 0 | Commercial criteria alignment analysis for the 2036 portfolio. Tab shows mapped generic resources by substation compared to commercial interest resources by the three confidence categories (Executed IA, Phase II complete, or all projects, which includes Cluster 15 application projects). Columns FQ through FY show the mapped resources alignment with the commercial interest criteria by resource type. Tab also shows comparison to projects identified as Available for Near-term Interconnection. | PG&E FRESNO | SDGE | PG&E GBA | Bannister | Ganso | Monroe | Sloan Canyon | 230 | 115 | 230 | 230 | 0 | 100 | 20 | 0 | 0 | 0 | 0 | 0 | #VALUE! | #VALUE! | #VALUE! | #VALUE! | #VALUE! | #VALUE! | -2 | -2 | -2 | -2 | 0 | -2 | -2 | 0 | 0 | 0 | 0 | Commercial criteria alignment analysis for the 2036 portfolio. Tab shows mapped generic resources by substation compared to commercial interest resources by the three confidence categories (Executed IA, Phase II complete, or all projects, which includes Cluster 15 application projects). Columns FQ through FY show the mapped resources alignment with the commercial interest criteria by resource type. Tab also shows comparison to projects identified as Available for Near-term Interconnection.